F5_Commercial_Restaurant_New_Space Heating_Natural Gas_Boiler_E1 | F5 | Commercial | Restaurant | New | Space Heating | Natural Gas | Boiler | E1 | RIM BC Ratio | 1 | 1 | 1 | 1 | 1 | 0 | 0 | 0 | 0 | 0 | 0 | 0 | 0 | 0 | 0 | 0 | 0 | 0 | 0 | 0 | 0 | 0 | 0 | 0 | 0 | 0 | 0 | 0 | 0 | 0 | 0 | 0 | 0
F5_Commercial_Restaurant_New_Space Heating_Natural Gas_Boiler_E2 | F5 | Commercial | Restaurant | New | Space Heating | Natural Gas | Boiler | E2 | RIM BC Ratio | 0.82315 | 0.82315 | 0.82317 | 0.82312 | 0.82309 | 0 | 0 | 0 | 0 | 0 | 0 | 0 | 0 | 0 | 0 | 0 | 0 | 0 | 0 | 0 | 0 | 0 | 0 | 0 | 0 | 0 | 0 | 0 | 0 | 0 | 0 | 0 | 0
F5_Commercial_Restaurant_New_Space Heating_Natural Gas_Boiler_E3 | F5 | Commercial | Restaurant | New | Space Heating | Natural Gas | Boiler | E3 | RIM BC Ratio | 0.77075 | 0.77073 | 0.77084 | 0.77058 | 0.7704 | 1 | 1 | 1 | 1 | 1 | 1 | 1 | 1 | 1 | 1 | 1 | 1 | 1 | 1 | 1 | 1 | 1 | 1 | 1 | 1 | 1 | 1 | 1 | 1 | 1 | 1 | 1 | 1
F5_Commercial_Restaurant_New_Space Heating_Natural Gas_Boiler_E4 | F5 | Commercial | Restaurant | New | Space Heating | Natural Gas | Boiler | E4 | RIM BC Ratio | 0.77026 | 0.77024 | 0.77035 | 0.77008 | 0.7699 | 0.76774 | 0.7678 | 0.76783 | 0.7679 | 0.76796 | 0.76801 | 0.76805 | 0.7681 | 0.76815 | 0.7682 | 0.76824 | 0.76828 | 0.76833 | 0.76838 | 0.76845 | 0.7685 | 0.76856 | 0.76861 | 0.76867 | 0.76871 | 0.76875 | 0.76879 | 0.76884 | 0.76886 | 0.76889 | 0.76891 | 0.76893 | 0.76893
F5_Commercial_Restaurant_New_Space Heating_Natural Gas_Boiler_E5 | F5 | Commercial | Restaurant | New | Space Heating | Natural Gas | Boiler | E5 | RIM BC Ratio | 0.6637 | 0.66366 | 0.6639 | 0.6633 | 0.66289 | 0.60902 | 0.60919 | 0.60928 | 0.60947 | 0.60963 | 0.60976 | 0.60987 | 0.61 | 0.61014 | 0.61025 | 0.61036 | 0.61047 | 0.61062 | 0.61075 | 0.61092 | 0.61107 | 0.61123 | 0.61136 | 0.61152 | 0.61164 | 0.61175 | 0.61186 | 0.61197 | 0.61204 | 0.61212 | 0.61217 | 0.61223 | 0.61223
F5_Commercial_Restaurant_New_Space Heating_Natural Gas_Boiler_E6 | F5 | Commercial | Restaurant | New | Space Heating | Natural Gas | Boiler | E6 | RIM BC Ratio | 0 | 0 | 0 | 0 | 0 | 0 | 0 | 0 | 0 | 0 | 0 | 0 | 0 | 0 | 0 | 0 | 0 | 0 | 0 | 0 | 0 | 0 | 0 | 0 | 0 | 0 | 0 | 0 | 0 | 0 | 0 | 0 | 0
F5_Commercial_Restaurant_New_Space Heating_Natural Gas_Boiler_E7 | F5 | Commercial | Restaurant | New | Space Heating | Natural Gas | Boiler | E7 | RIM BC Ratio | 0 | 0 | 0 | 0 | 0 | 0 | 0 | 0 | 0 | 0 | 0 | 0 | 0 | 0 | 0 | 0 | 0 | 0 | 0 | 0 | 0 | 0 | 0 | 0 | 0 | 0 | 0 | 0 | 0 | 0 | 0 | 0 | 0
F5_Commercial_Restaurant_New_Space Heating_Natural Gas_Boiler_E8 | F5 | Commercial | Restaurant | New | Space Heating | Natural Gas | Boiler | E8 | RIM BC Ratio | 0 | 0 | 0 | 0 | 0 | 0 | 0 | 0 | 0 | 0 | 0 | 0 | 0 | 0 | 0 | 0 | 0 | 0 | 0 | 0 | 0 | 0 | 0 | 0 | 0 | 0 | 0 | 0 | 0 | 0 | 0 | 0 | 0
F5_Commercial_Restaurant_New_Space Heating_Natural Gas_Boiler_E9 | F5 | Commercial | Restaurant | New | Space Heating | Natural Gas | Boiler | E9 | RIM BC Ratio | 0 | 0 | 0 | 0 | 0 | 0 | 0 | 0 | 0 | 0 | 0 | 0 | 0 | 0 | 0 | 0 | 0 | 0 | 0 | 0 | 0 | 0 | 0 | 0 | 0 | 0 | 0 | 0 | 0 | 0 | 0 | 0 | 0
F5_Commercial_Restaurant_New_Space Heating_Natural Gas_Boiler_E10 | F5 | Commercial | Restaurant | New | Space Heating | Natural Gas | Boiler | E10 | RIM BC Ratio | 0 | 0 | 0 | 0 | 0 | 0 | 0 | 0 | 0 | 0 | 0 | 0 | 0 | 0 | 0 | 0 | 0 | 0 | 0 | 0 | 0 | 0 | 0 | 0 | 0 | 0 | 0 | 0 | 0 | 0 | 0 | 0 | 0
F0_Commercial_Restaurant_New_Space Heating_Natural Gas_Unit Heater_E0 | F0 | Commercial | Restaurant | New | Space Heating | Natural Gas | Unit Heater | E0 | Economic Unit | Infrared Radiant | Infrared Radiant | Infrared Radiant | Infrared Radiant | Infrared Radiant | Infrared Radiant | Infrared Radiant | Infrared Radiant | Infrared Radiant | Infrared Radiant | Infrared Radiant | Infrared Radiant | Infrared Radiant | Infrared Radiant | Infrared Radiant | Infrared Radiant | Infrared Radiant | Infrared Radiant | Infrared Radiant | Infrared Radiant | Infrared Radiant | Infrared Radiant | Infrared Radiant | Infrared Radiant | Infrared Radiant | Infrared Radiant | Infrared Radiant | Infrared Radiant | Infrared Radiant | Infrared Radiant | Infrared Radiant | Infrared Radiant | Infrared Radiant
F1_Commercial_Restaurant_New_Space Heating_Natural Gas_Unit Heater_E1 | F1 | Commercial | Restaurant | New | Space Heating | Natural Gas | Unit Heater | E1 | CCE | 0 | 0 | 0 | 0 | 0 | 0 | 0 | 0 | 0 | 0 | 0 | 0 | 0 | 0 | 0 | 0 | 0 | 0 | 0 | 0 | 0 | 0 | 0 | 0 | 0 | 0 | 0 | 0 | 0 | 0 | 0 | 0 | 0
F1_Commercial_Restaurant_New_Space Heating_Natural Gas_Unit Heater_E2 | F1 | Commercial | Restaurant | New | Space Heating | Natural Gas | Unit Heater | E2 | CCE | 2.2519 | 2.3315 | 2.1041 | 2.155 | 2.1666 | 0 | 0 | 0 | 0 | 0 | 0 | 0 | 0 | 0 | 0 | 0 | 0 | 0 | 0 | 0 | 0 | 0 | 0 | 0 | 0 | 0 | 0 | 0 | 0 | 0 | 0 | 0 | 0
F1_Commercial_Restaurant_New_Space Heating_Natural Gas_Unit Heater_E3 | F1 | Commercial | Restaurant | New | Space Heating | Natural Gas | Unit Heater | E3 | CCE | 0.17557 | 0.18177 | 0.16404 | 0.16801 | 0.16892 | -1.4689 | -1.4769 | -1.4849 | -1.4931 | -1.5013 | -1.5097 | -1.5181 | -1.5267 | -1.5353 | -1.544 | -1.5528 | -1.5618 | -1.5708 | -1.5799 | -1.5892 | -1.5985 | -1.6079 | -1.6175 | -1.6272 | -1.637 | -1.6469 | -1.657 | -1.6671 | -1.6774 | -1.6878 | -1.6984 | -1.709 | -1.709
F1_Commercial_Restaurant_New_Space Heating_Natural Gas_Unit Heater_E4 | F1 | Commercial | Restaurant | New | Space Heating | Natural Gas | Unit Heater | E4 | CCE | 0 | 0 | 0 | 0 | 0 | 0 | 0 | 0 | 0 | 0 | 0 | 0 | 0 | 0 | 0 | 0 | 0 | 0 | 0 | 0 | 0 | 0 | 0 | 0 | 0 | 0 | 0 | 0 | 0 | 0 | 0 | 0 | 0
F1_Commercial_Restaurant_New_Space Heating_Natural Gas_Unit Heater_E5 | F1 | Commercial | Restaurant | New | Space Heating | Natural Gas | Unit Heater | E5 | CCE | 0 | 0 | 0 | 0 | 0 | 0 | 0 | 0 | 0 | 0 | 0 | 0 | 0 | 0 | 0 | 0 | 0 | 0 | 0 | 0 | 0 | 0 | 0 | 0 | 0 | 0 | 0 | 0 | 0 | 0 | 0 | 0 | 0
F1_Commercial_Restaurant_New_Space Heating_Natural Gas_Unit Heater_E6 | F1 | Commercial | Restaurant | New | Space Heating | Natural Gas | Unit Heater | E6 | CCE | 0 | 0 | 0 | 0 | 0 | 0 | 0 | 0 | 0 | 0 | 0 | 0 | 0 | 0 | 0 | 0 | 0 | 0 | 0 | 0 | 0 | 0 | 0 | 0 | 0 | 0 | 0 | 0 | 0 | 0 | 0 | 0 | 0
F1_Commercial_Restaurant_New_Space Heating_Natural Gas_Unit Heater_E7 | F1 | Commercial | Restaurant | New | Space Heating | Natural Gas | Unit Heater | E7 | CCE | 0 | 0 | 0 | 0 | 0 | 0 | 0 | 0 | 0 | 0 | 0 | 0 | 0 | 0 | 0 | 0 | 0 | 0 | 0 | 0 | 0 | 0 | 0 | 0 | 0 | 0 | 0 | 0 | 0 | 0 | 0 | 0 | 0
F1_Commercial_Restaurant_New_Space Heating_Natural Gas_Unit Heater_E8 | F1 | Commercial | Restaurant | New | Space Heating | Natural Gas | Unit Heater | E8 | CCE | 0 | 0 | 0 | 0 | 0 | 0 | 0 | 0 | 0 | 0 | 0 | 0 | 0 | 0 | 0 | 0 | 0 | 0 | 0 | 0 | 0 | 0 | 0 | 0 | 0 | 0 | 0 | 0 | 0 | 0 | 0 | 0 | 0
F1_Commercial_Restaurant_New_Space Heating_Natural Gas_Unit Heater_E9 | F1 | Commercial | Restaurant | New | Space Heating | Natural Gas | Unit Heater | E9 | CCE | 0 | 0 | 0 | 0 | 0 | 0 | 0 | 0 | 0 | 0 | 0 | 0 | 0 | 0 | 0 | 0 | 0 | 0 | 0 | 0 | 0 | 0 | 0 | 0 | 0 | 0 | 0 | 0 | 0 | 0 | 0 | 0 | 0
F1_Commercial_Restaurant_New_Space Heating_Natural Gas_Unit Heater_E10 | F1 | Commercial | Restaurant | New | Space Heating | Natural Gas | Unit Heater | E10 | CCE | 0 | 0 | 0 | 0 | 0 | 0 | 0 | 0 | 0 | 0 | 0 | 0 | 0 | 0 | 0 | 0 | 0 | 0 | 0 | 0 | 0 | 0 | 0 | 0 | 0 | 0 | 0 | 0 | 0 | 0 | 0 | 0 | 0
F2_Commercial_Restaurant_New_Space Heating_Natural Gas_Unit Heater_E1 | F2 | Commercial | Restaurant | New | Space Heating | Natural Gas | Unit Heater | E1 | TRC BC Ratio | 1 | 1 | 1 | 1 | 1 | 0 | 0 | 0 | 0 | 0 | 0 | 0 | 0 | 0 | 0 | 0 | 0 | 0 | 0 | 0 | 0 | 0 | 0 | 0 | 0 | 0 | 0 | 0 | 0 | 0 | 0 | 0 | 0
F2_Commercial_Restaurant_New_Space Heating_Natural Gas_Unit Heater_E2 | F2 | Commercial | Restaurant | New | Space Heating | Natural Gas | Unit Heater | E2 | TRC BC Ratio | 0.97102 | 0.97017 | 0.97275 | 0.96494 | 0.9594 | 1 | 1 | 1 | 1 | 1 | 1 | 1 | 1 | 1 | 1 | 1 | 1 | 1 | 1 | 1 | 1 | 1 | 1 | 1 | 1 | 1 | 1 | 1 | 1 | 1 | 1 | 1 | 1
F2_Commercial_Restaurant_New_Space Heating_Natural Gas_Unit Heater_E3 | F2 | Commercial | Restaurant | New | Space Heating | Natural Gas | Unit Heater | E3 | TRC BC Ratio | 12.4546 | 12.4437 | 12.4768 | 12.3766 | 12.3055 | 1 | 1 | 1 | 1 | 1 | 1 | 1 | 1 | 1 | 1 | 1 | 1 | 1 | 1 | 1 | 1 | 1 | 1 | 1 | 1 | 1 | 1 | 1 | 1 | 1 | 1 | 1 | 1
F2_Commercial_Restaurant_New_Space Heating_Natural Gas_Unit Heater_E4 | F2 | Commercial | Restaurant | New | Space Heating | Natural Gas | Unit Heater | E4 | TRC BC Ratio | 0 | 0 | 0 | 0 | 0 | 0 | 0 | 0 | 0 | 0 | 0 | 0 | 0 | 0 | 0 | 0 | 0 | 0 | 0 | 0 | 0 | 0 | 0 | 0 | 0 | 0 | 0 | 0 | 0 | 0 | 0 | 0 | 0
F2_Commercial_Restaurant_New_Space Heating_Natural Gas_Unit Heater_E5 | F2 | Commercial | Restaurant | New | Space Heating | Natural Gas | Unit Heater | E5 | TRC BC Ratio | 0 | 0 | 0 | 0 | 0 | 0 | 0 | 0 | 0 | 0 | 0 | 0 | 0 | 0 | 0 | 0 | 0 | 0 | 0 | 0 | 0 | 0 | 0 | 0 | 0 | 0 | 0 | 0 | 0 | 0 | 0 | 0 | 0
F2_Commercial_Restaurant_New_Space Heating_Natural Gas_Unit Heater_E6 | F2 | Commercial | Restaurant | New | Space Heating | Natural Gas | Unit Heater | E6 | TRC BC Ratio | 0 | 0 | 0 | 0 | 0 | 0 | 0 | 0 | 0 | 0 | 0 | 0 | 0 | 0 | 0 | 0 | 0 | 0 | 0 | 0 | 0 | 0 | 0 | 0 | 0 | 0 | 0 | 0 | 0 | 0 | 0 | 0 | 0
F2_Commercial_Restaurant_New_Space Heating_Natural Gas_Unit Heater_E7 | F2 | Commercial | Restaurant | New | Space Heating | Natural Gas | Unit Heater | E7 | TRC BC Ratio | 0 | 0 | 0 | 0 | 0 | 0 | 0 | 0 | 0 | 0 | 0 | 0 | 0 | 0 | 0 | 0 | 0 | 0 | 0 | 0 | 0 | 0 | 0 | 0 | 0 | 0 | 0 | 0 | 0 | 0 | 0 | 0 | 0
F2_Commercial_Restaurant_New_Space Heating_Natural Gas_Unit Heater_E8 | F2 | Commercial | Restaurant | New | Space Heating | Natural Gas | Unit Heater | E8 | TRC BC Ratio | 0 | 0 | 0 | 0 | 0 | 0 | 0 | 0 | 0 | 0 | 0 | 0 | 0 | 0 | 0 | 0 | 0 | 0 | 0 | 0 | 0 | 0 | 0 | 0 | 0 | 0 | 0 | 0 | 0 | 0 | 0 | 0 | 0
F2_Commercial_Restaurant_New_Space Heating_Natural Gas_Unit Heater_E9 | F2 | Commercial | Restaurant | New | Space Heating | Natural Gas | Unit Heater | E9 | TRC BC Ratio | 0 | 0 | 0 | 0 | 0 | 0 | 0 | 0 | 0 | 0 | 0 | 0 | 0 | 0 | 0 | 0 | 0 | 0 | 0 | 0 | 0 | 0 | 0 | 0 | 0 | 0 | 0 | 0 | 0 | 0 | 0 | 0 | 0
F2_Commercial_Restaurant_New_Space Heating_Natural Gas_Unit Heater_E10 | F2 | Commercial | Restaurant | New | Space Heating | Natural Gas | Unit Heater | E10 | TRC BC Ratio | 0 | 0 | 0 | 0 | 0 | 0 | 0 | 0 | 0 | 0 | 0 | 0 | 0 | 0 | 0 | 0 | 0 | 0 | 0 | 0 | 0 | 0 | 0 | 0 | 0 | 0 | 0 | 0 | 0 | 0 | 0 | 0 | 0
F3_Commercial_Restaurant_New_Space Heating_Natural Gas_Unit Heater_E1 | F3 | Commercial | Restaurant | New | Space Heating | Natural Gas | Unit Heater | E1 | PACT BC Ratio | 1 | 1 | 1 | 1 | 1 | 0 | 0 | 0 | 0 | 0 | 0 | 0 | 0 | 0 | 0 | 0 | 0 | 0 | 0 | 0 | 0 | 0 | 0 | 0 | 0 | 0 | 0 | 0 | 0 | 0 | 0 | 0 | 0
F3_Commercial_Restaurant_New_Space Heating_Natural Gas_Unit Heater_E2 | F3 | Commercial | Restaurant | New | Space Heating | Natural Gas | Unit Heater | E2 | PACT BC Ratio | 1.2947 | 1.2936 | 1.297 | 1.2866 | 1.2792 | 1 | 1 | 1 | 1 | 1 | 1 | 1 | 1 | 1 | 1 | 1 | 1 | 1 | 1 | 1 | 1 | 1 | 1 | 1 | 1 | 1 | 1 | 1 | 1 | 1 | 1 | 1 | 1
F3_Commercial_Restaurant_New_Space Heating_Natural Gas_Unit Heater_E3 | F3 | Commercial | Restaurant | New | Space Heating | Natural Gas | Unit Heater | E3 | PACT BC Ratio | 16.6062 | 16.5916 | 16.6357 | 16.5021 | 16.4073 | 1 | 1 | 1 | 1 | 1 | 1 | 1 | 1 | 1 | 1 | 1 | 1 | 1 | 1 | 1 | 1 | 1 | 1 | 1 | 1 | 1 | 1 | 1 | 1 | 1 | 1 | 1 | 1
F3_Commercial_Restaurant_New_Space Heating_Natural Gas_Unit Heater_E4 | F3 | Commercial | Restaurant | New | Space Heating | Natural Gas | Unit Heater | E4 | PACT BC Ratio | 0 | 0 | 0 | 0 | 0 | 0 | 0 | 0 | 0 | 0 | 0 | 0 | 0 | 0 | 0 | 0 | 0 | 0 | 0 | 0 | 0 | 0 | 0 | 0 | 0 | 0 | 0 | 0 | 0 | 0 | 0 | 0 | 0
F3_Commercial_Restaurant_New_Space Heating_Natural Gas_Unit Heater_E5 | F3 | Commercial | Restaurant | New | Space Heating | Natural Gas | Unit Heater | E5 | PACT BC Ratio | 0 | 0 | 0 | 0 | 0 | 0 | 0 | 0 | 0 | 0 | 0 | 0 | 0 | 0 | 0 | 0 | 0 | 0 | 0 | 0 | 0 | 0 | 0 | 0 | 0 | 0 | 0 | 0 | 0 | 0 | 0 | 0 | 0
F3_Commercial_Restaurant_New_Space Heating_Natural Gas_Unit Heater_E6 | F3 | Commercial | Restaurant | New | Space Heating | Natural Gas | Unit Heater | E6 | PACT BC Ratio | 0 | 0 | 0 | 0 | 0 | 0 | 0 | 0 | 0 | 0 | 0 | 0 | 0 | 0 | 0 | 0 | 0 | 0 | 0 | 0 | 0 | 0 | 0 | 0 | 0 | 0 | 0 | 0 | 0 | 0 | 0 | 0 | 0
F3_Commercial_Restaurant_New_Space Heating_Natural Gas_Unit Heater_E7 | F3 | Commercial | Restaurant | New | Space Heating | Natural Gas | Unit Heater | E7 | PACT BC Ratio | 0 | 0 | 0 | 0 | 0 | 0 | 0 | 0 | 0 | 0 | 0 | 0 | 0 | 0 | 0 | 0 | 0 | 0 | 0 | 0 | 0 | 0 | 0 | 0 | 0 | 0 | 0 | 0 | 0 | 0 | 0 | 0 | 0
F3_Commercial_Restaurant_New_Space Heating_Natural Gas_Unit Heater_E8 | F3 | Commercial | Restaurant | New | Space Heating | Natural Gas | Unit Heater | E8 | PACT BC Ratio | 0 | 0 | 0 | 0 | 0 | 0 | 0 | 0 | 0 | 0 | 0 | 0 | 0 | 0 | 0 | 0 | 0 | 0 | 0 | 0 | 0 | 0 | 0 | 0 | 0 | 0 | 0 | 0 | 0 | 0 | 0 | 0 | 0
F3_Commercial_Restaurant_New_Space Heating_Natural Gas_Unit Heater_E9 | F3 | Commercial | Restaurant | New | Space Heating | Natural Gas | Unit Heater | E9 | PACT BC Ratio | 0 | 0 | 0 | 0 | 0 | 0 | 0 | 0 | 0 | 0 | 0 | 0 | 0 | 0 | 0 | 0 | 0 | 0 | 0 | 0 | 0 | 0 | 0 | 0 | 0 | 0 | 0 | 0 | 0 | 0 | 0 | 0 | 0
F3_Commercial_Restaurant_New_Space Heating_Natural Gas_Unit Heater_E10 | F3 | Commercial | Restaurant | New | Space Heating | Natural Gas | Unit Heater | E10 | PACT BC Ratio | 0 | 0 | 0 | 0 | 0 | 0 | 0 | 0 | 0 | 0 | 0 | 0 | 0 | 0 | 0 | 0 | 0 | 0 | 0 | 0 | 0 | 0 | 0 | 0 | 0 | 0 | 0 | 0 | 0 | 0 | 0 | 0 | 0
F4_Commercial_Restaurant_New_Space Heating_Natural Gas_Unit Heater_E1 | F4 | Commercial | Restaurant | New | Space Heating | Natural Gas | Unit Heater | E1 | RVT BC Ratio | 1 | 1 | 1 | 1 | 1 | 0 | 0 | 0 | 0 | 0 | 0 | 0 | 0 | 0 | 0 | 0 | 0 | 0 | 0 | 0 | 0 | 0 | 0 | 0 | 0 | 0 | 0 | 0 | 0 | 0 | 0 | 0 | 0
F4_Commercial_Restaurant_New_Space Heating_Natural Gas_Unit Heater_E2 | F4 | Commercial | Restaurant | New | Space Heating | Natural Gas | Unit Heater | E2 | RVT BC Ratio | 2.096 | 2.0948 | 2.0985 | 2.0873 | 2.0793 | 1 | 1 | 1 | 1 | 1 | 1 | 1 | 1 | 1 | 1 | 1 | 1 | 1 | 1 | 1 | 1 | 1 | 1 | 1 | 1 | 1 | 1 | 1 | 1 | 1 | 1 | 1 | 1
F4_Commercial_Restaurant_New_Space Heating_Natural Gas_Unit Heater_E3 | F4 | Commercial | Restaurant | New | Space Heating | Natural Gas | Unit Heater | E3 | RVT BC Ratio | 18.6057 | 18.59 | 18.6376 | 18.4936 | 18.3913 | 1 | 1 | 1 | 1 | 1 | 1 | 1 | 1 | 1 | 1 | 1 | 1 | 1 | 1 | 1 | 1 | 1 | 1 | 1 | 1 | 1 | 1 | 1 | 1 | 1 | 1 | 1 | 1
F4_Commercial_Restaurant_New_Space Heating_Natural Gas_Unit Heater_E4 | F4 | Commercial | Restaurant | New | Space Heating | Natural Gas | Unit Heater | E4 | RVT BC Ratio | 0 | 0 | 0 | 0 | 0 | 0 | 0 | 0 | 0 | 0 | 0 | 0 | 0 | 0 | 0 | 0 | 0 | 0 | 0 | 0 | 0 | 0 | 0 | 0 | 0 | 0 | 0 | 0 | 0 | 0 | 0 | 0 | 0
F4_Commercial_Restaurant_New_Space Heating_Natural Gas_Unit Heater_E5 | F4 | Commercial | Restaurant | New | Space Heating | Natural Gas | Unit Heater | E5 | RVT BC Ratio | 0 | 0 | 0 | 0 | 0 | 0 | 0 | 0 | 0 | 0 | 0 | 0 | 0 | 0 | 0 | 0 | 0 | 0 | 0 | 0 | 0 | 0 | 0 | 0 | 0 | 0 | 0 | 0 | 0 | 0 | 0 | 0 | 0
F4_Commercial_Restaurant_New_Space Heating_Natural Gas_Unit Heater_E6 | F4 | Commercial | Restaurant | New | Space Heating | Natural Gas | Unit Heater | E6 | RVT BC Ratio | 0 | 0 | 0 | 0 | 0 | 0 | 0 | 0 | 0 | 0 | 0 | 0 | 0 | 0 | 0 | 0 | 0 | 0 | 0 | 0 | 0 | 0 | 0 | 0 | 0 | 0 | 0 | 0 | 0 | 0 | 0 | 0 | 0
F4_Commercial_Restaurant_New_Space Heating_Natural Gas_Unit Heater_E7 | F4 | Commercial | Restaurant | New | Space Heating | Natural Gas | Unit Heater | E7 | RVT BC Ratio | 0 | 0 | 0 | 0 | 0 | 0 | 0 | 0 | 0 | 0 | 0 | 0 | 0 | 0 | 0 | 0 | 0 | 0 | 0 | 0 | 0 | 0 | 0 | 0 | 0 | 0 | 0 | 0 | 0 | 0 | 0 | 0 | 0
F4_Commercial_Restaurant_New_Space Heating_Natural Gas_Unit Heater_E8 | F4 | Commercial | Restaurant | New | Space Heating | Natural Gas | Unit Heater | E8 | RVT BC Ratio | 0 | 0 | 0 | 0 | 0 | 0 | 0 | 0 | 0 | 0 | 0 | 0 | 0 | 0 | 0 | 0 | 0 | 0 | 0 | 0 | 0 | 0 | 0 | 0 | 0 | 0 | 0 | 0 | 0 | 0 | 0 | 0 | 0
F4_Commercial_Restaurant_New_Space Heating_Natural Gas_Unit Heater_E9 | F4 | Commercial | Restaurant | New | Space Heating | Natural Gas | Unit Heater | E9 | RVT BC Ratio | 0 | 0 | 0 | 0 | 0 | 0 | 0 | 0 | 0 | 0 | 0 | 0 | 0 | 0 | 0 | 0 | 0 | 0 | 0 | 0 | 0 | 0 | 0 | 0 | 0 | 0 | 0 | 0 | 0 | 0 | 0 | 0 | 0
F4_Commercial_Restaurant_New_Space Heating_Natural Gas_Unit Heater_E10 | F4 | Commercial | Restaurant | New | Space Heating | Natural Gas | Unit Heater | E10 | RVT BC Ratio | 0 | 0 | 0 | 0 | 0 | 0 | 0 | 0 | 0 | 0 | 0 | 0 | 0 | 0 | 0 | 0 | 0 | 0 | 0 | 0 | 0 | 0 | 0 | 0 | 0 | 0 | 0 | 0 | 0 | 0 | 0 | 0 | 0
F5_Commercial_Restaurant_New_Space Heating_Natural Gas_Unit Heater_E1 | F5 | Commercial | Restaurant | New | Space Heating | Natural Gas | Unit Heater | E1 | RIM BC Ratio | 1 | 1 | 1 | 1 | 1 | 0 | 0 | 0 | 0 | 0 | 0 | 0 | 0 | 0 | 0 | 0 | 0 | 0 | 0 | 0 | 0 | 0 | 0 | 0 | 0 | 0 | 0 | 0 | 0 | 0 | 0 | 0 | 0
F5_Commercial_Restaurant_New_Space Heating_Natural Gas_Unit Heater_E2 | F5 | Commercial | Restaurant | New | Space Heating | Natural Gas | Unit Heater | E2 | RIM BC Ratio | 0.5075 | 0.50732 | 0.50785 | 0.50625 | 0.5051 | 1 | 1 | 1 | 1 | 1 | 1 | 1 | 1 | 1 | 1 | 1 | 1 | 1 | 1 | 1 | 1 | 1 | 1 | 1 | 1 | 1 | 1 | 1 | 1 | 1 | 1 | 1 | 1
F5_Commercial_Restaurant_New_Space Heating_Natural Gas_Unit Heater_E3 | F5 | Commercial | Restaurant | New | Space Heating | Natural Gas | Unit Heater | E3 | RIM BC Ratio | 0.79473 | 0.7947 | 0.7948 | 0.79449 | 0.79427 | 1 | 1 | 1 | 1 | 1 | 1 | 1 | 1 | 1 | 1 | 1 | 1 | 1 | 1 | 1 | 1 | 1 | 1 | 1 | 1 | 1 | 1 | 1 | 1 | 1 | 1 | 1 | 1
F5_Commercial_Restaurant_New_Space Heating_Natural Gas_Unit Heater_E4 | F5 | Commercial | Restaurant | New | Space Heating | Natural Gas | Unit Heater | E4 | RIM BC Ratio | 0 | 0 | 0 | 0 | 0 | 0 | 0 | 0 | 0 | 0 | 0 | 0 | 0 | 0 | 0 | 0 | 0 | 0 | 0 | 0 | 0 | 0 | 0 | 0 | 0 | 0 | 0 | 0 | 0 | 0 | 0 | 0 | 0
F5_Commercial_Restaurant_New_Space Heating_Natural Gas_Unit Heater_E5 | F5 | Commercial | Restaurant | New | Space Heating | Natural Gas | Unit Heater | E5 | RIM BC Ratio | 0 | 0 | 0 | 0 | 0 | 0 | 0 | 0 | 0 | 0 | 0 | 0 | 0 | 0 | 0 | 0 | 0 | 0 | 0 | 0 | 0 | 0 | 0 | 0 | 0 | 0 | 0 | 0 | 0 | 0 | 0 | 0 | 0
F5_Commercial_Restaurant_New_Space Heating_Natural Gas_Unit Heater_E6 | F5 | Commercial | Restaurant | New | Space Heating | Natural Gas | Unit Heater | E6 | RIM BC Ratio | 0 | 0 | 0 | 0 | 0 | 0 | 0 | 0 | 0 | 0 | 0 | 0 | 0 | 0 | 0 | 0 | 0 | 0 | 0 | 0 | 0 | 0 | 0 | 0 | 0 | 0 | 0 | 0 | 0 | 0 | 0 | 0 | 0
F5_Commercial_Restaurant_New_Space Heating_Natural Gas_Unit Heater_E7 | F5 | Commercial | Restaurant | New | Space Heating | Natural Gas | Unit Heater | E7 | RIM BC Ratio | 0 | 0 | 0 | 0 | 0 | 0 | 0 | 0 | 0 | 0 | 0 | 0 | 0 | 0 | 0 | 0 | 0 | 0 | 0 | 0 | 0 | 0 | 0 | 0 | 0 | 0 | 0 | 0 | 0 | 0 | 0 | 0 | 0
F5_Commercial_Restaurant_New_Space Heating_Natural Gas_Unit Heater_E8 | F5 | Commercial | Restaurant | New | Space Heating | Natural Gas | Unit Heater | E8 | RIM BC Ratio | 0 | 0 | 0 | 0 | 0 | 0 | 0 | 0 | 0 | 0 | 0 | 0 | 0 | 0 | 0 | 0 | 0 | 0 | 0 | 0 | 0 | 0 | 0 | 0 | 0 | 0 | 0 | 0 | 0 | 0 | 0 | 0 | 0
F5_Commercial_Restaurant_New_Space Heating_Natural Gas_Unit Heater_E9 | F5 | Commercial | Restaurant | New | Space Heating | Natural Gas | Unit Heater | E9 | RIM BC Ratio | 0 | 0 | 0 | 0 | 0 | 0 | 0 | 0 | 0 | 0 | 0 | 0 | 0 | 0 | 0 | 0 | 0 | 0 | 0 | 0 | 0 | 0 | 0 | 0 | 0 | 0 | 0 | 0 | 0 | 0 | 0 | 0 | 0
F5_Commercial_Restaurant_New_Space Heating_Natural Gas_Unit Heater_E10 | F5 | Commercial | Restaurant | New | Space Heating | Natural Gas | Unit Heater | E10 | RIM BC Ratio | 0 | 0 | 0 | 0 | 0 | 0 | 0 | 0 | 0 | 0 | 0 | 0 | 0 | 0 | 0 | 0 | 0 | 0 | 0 | 0 | 0 | 0 | 0 | 0 | 0 | 0 | 0 | 0 | 0 | 0 | 0 | 0 | 0
F0_Commercial_Restaurant_New_Water Heating_Natural Gas_Water Heater_E0 | F0 | Commercial | Restaurant | New | Water Heating | Natural Gas | Water Heater | E0 | Economic Unit | Gas-Fired Absorption HPWH | Gas-Fired Absorption HPWH | Gas-Fired Absorption HPWH | Gas-Fired Absorption HPWH | Gas-Fired Absorption HPWH | Gas-Fired Absorption HPWH | Gas-Fired Absorption HPWH | Gas-Fired Absorption HPWH | Gas-Fired Absorption HPWH | Gas-Fired Absorption HPWH | Gas-Fired Absorption HPWH | Gas-Fired Absorption HPWH | Gas-Fired Absorption HPWH | Gas-Fired Absorption HPWH | Gas-Fired Absorption HPWH | Gas-Fired Absorption HPWH | Gas-Fired Absorption HPWH | Gas-Fired Absorption HPWH | Gas-Fired Absorption HPWH | Gas-Fired Absorption HPWH | Gas-Fired Absorption HPWH | Gas-Fired Absorption HPWH | Gas-Fired Absorption HPWH | Gas-Fired Absorption HPWH | Gas-Fired Absorption HPWH | Gas-Fired Absorption HPWH | Gas-Fired Absorption HPWH | Gas-Fired Absorption HPWH | Gas-Fired Absorption HPWH | Gas-Fired Absorption HPWH | Gas-Fired Absorption HPWH | Gas-Fired Absorption HPWH | Gas-Fired Absorption HPWH
F1_Commercial_Restaurant_New_Water Heating_Natural Gas_Water Heater_E1 | F1 | Commercial | Restaurant | New | Water Heating | Natural Gas | Water Heater | E1 | CCE | 0 | 0 | 0 | 0 | 0 | 0 | 0 | 0 | 0 | 0 | 0 | 0 | 0 | 0 | 0 | 0 | 0 | 0 | 0 | 0 | 0 | 0 | 0 | 0 | 0 | 0 | 0 | 0 | 0 | 0 | 0 | 0 | 0
F1_Commercial_Restaurant_New_Water Heating_Natural Gas_Water Heater_E2 | F1 | Commercial | Restaurant | New | Water Heating | Natural Gas | Water Heater | E2 | CCE | -0.0027191 | -0.0028152 | -0.0025271 | -0.0025745 | -0.0025745 | -0.0025745 | -0.0025745 | -0.0025745 | -0.0025745 | -0.0025745 | -0.0025745 | -0.0025745 | -0.0025745 | -0.0025745 | -0.0025745 | -0.0025745 | -0.0025745 | -0.0025745 | -0.0025745 | -0.0025745 | -0.0025745 | -0.0025745 | -0.0025745 | -0.0025745 | -0.0025745 | -0.0025745 | -0.0025745 | -0.0025745 | -0.0025745 | -0.0025745 | -0.0025745 | -0.0025745 | -0.0025745
F1_Commercial_Restaurant_New_Water Heating_Natural Gas_Water Heater_E3 | F1 | Commercial | Restaurant | New | Water Heating | Natural Gas | Water Heater | E3 | CCE | 0.021266 | 0.022017 | 0.019764 | 0.020135 | 0.020135 | 0.020135 | 0.020135 | 0.020135 | 0.020135 | 0.020135 | 0.020135 | 0.020135 | 0.020135 | 0.020135 | 0.020135 | 0.020135 | 0.020135 | 0.020135 | 0.020135 | 0.020135 | 0.020135 | 0.020135 | 0.020135 | 0.020135 | 0.020135 | 0.020135 | 0.020135 | 0.020135 | 0.020135 | 0.020135 | 0.020135 | 0.020135 | 0.020135
F1_Commercial_Restaurant_New_Water Heating_Natural Gas_Water Heater_E4 | F1 | Commercial | Restaurant | New | Water Heating | Natural Gas | Water Heater | E4 | CCE | 0.026186 | 0.027112 | 0.024338 | 0.024794 | 0.024794 | 0.024794 | 0.024794 | 0.024794 | 0.024794 | 0.024794 | 0.024794 | 0.024794 | 0.024794 | 0.024794 | 0.024794 | 0.024794 | 0.024794 | 0.024794 | 0.024794 | 0.024794 | 0.024794 | 0.024794 | 0.024794 | 0.024794 | 0.024794 | 0.024794 | 0.024794 | 0.024794 | 0.024794 | 0.024794 | 0.024794 | 0.024794 | 0.024794
F1_Commercial_Restaurant_New_Water Heating_Natural Gas_Water Heater_E5 | F1 | Commercial | Restaurant | New | Water Heating | Natural Gas | Water Heater | E5 | CCE | 0.041139 | 0.042593 | 0.038235 | 0.038951 | 0.038951 | 0.038951 | 0.038951 | 0.038951 | 0.038951 | 0.038951 | 0.038951 | 0.038951 | 0.038951 | 0.038951 | 0.038951 | 0.038951 | 0.038951 | 0.038951 | 0.038951 | 0.038951 | 0.038951 | 0.038951 | 0.038951 | 0.038951 | 0.038951 | 0.038951 | 0.038951 | 0.038951 | 0.038951 | 0.038951 | 0.038951 | 0.038951 | 0.038951
F1_Commercial_Restaurant_New_Water Heating_Natural Gas_Water Heater_E6 | F1 | Commercial | Restaurant | New | Water Heating | Natural Gas | Water Heater | E6 | CCE | -0.092126 | -0.095382 | -0.085622 | -0.087227 | -0.087227 | -0.087227 | -0.087227 | -0.087227 | -0.087227 | -0.087227 | -0.087227 | -0.087227 | -0.087227 | -0.087227 | -0.087227 | -0.087227 | -0.087227 | -0.087227 | -0.087227 | -0.087227 | -0.087227 | -0.087227 | -0.087227 | -0.087227 | -0.087227 | -0.087227 | -0.087227 | -0.087227 | -0.087227 | -0.087227 | -0.087227 | -0.087227 | -0.087227
F1_Commercial_Restaurant_New_Water Heating_Natural Gas_Water Heater_E7 | F1 | Commercial | Restaurant | New | Water Heating | Natural Gas | Water Heater | E7 | CCE | -0.068897 | -0.071332 | -0.064034 | -0.065234 | -0.065234 | -0.065234 | -0.065234 | -0.065234 | -0.065234 | -0.065234 | -0.065234 | -0.065234 | -0.065234 | -0.065234 | -0.065234 | -0.065234 | -0.065234 | -0.065234 | -0.065234 | -0.065234 | -0.065234 | -0.065234 | -0.065234 | -0.065234 | -0.065234 | -0.065234 | -0.065234 | -0.065234 | -0.065234 | -0.065234 | -0.065234 | -0.065234 | -0.065234
F1_Commercial_Restaurant_New_Water Heating_Natural Gas_Water Heater_E8 | F1 | Commercial | Restaurant | New | Water Heating | Natural Gas | Water Heater | E8 | CCE | 0 | 0 | 0 | 0 | 0 | 0 | 0 | 0 | 0 | 0 | 0 | 0 | 0 | 0 | 0 | 0 | 0 | 0 | 0 | 0 | 0 | 0 | 0 | 0 | 0 | 0 | 0 | 0 | 0 | 0 | 0 | 0 | 0
F1_Commercial_Restaurant_New_Water Heating_Natural Gas_Water Heater_E9 | F1 | Commercial | Restaurant | New | Water Heating | Natural Gas | Water Heater | E9 | CCE | 0 | 0 | 0 | 0 | 0 | 0 | 0 | 0 | 0 | 0 | 0 | 0 | 0 | 0 | 0 | 0 | 0 | 0 | 0 | 0 | 0 | 0 | 0 | 0 | 0 | 0 | 0 | 0 | 0 | 0 | 0 | 0 | 0
F1_Commercial_Restaurant_New_Water Heating_Natural Gas_Water Heater_E10 | F1 | Commercial | Restaurant | New | Water Heating | Natural Gas | Water Heater | E10 | CCE | 0 | 0 | 0 | 0 | 0 | 0 | 0 | 0 | 0 | 0 | 0 | 0 | 0 | 0 | 0 | 0 | 0 | 0 | 0 | 0 | 0 | 0 | 0 | 0 | 0 | 0 | 0 | 0 | 0 | 0 | 0 | 0 | 0
F2_Commercial_Restaurant_New_Water Heating_Natural Gas_Water Heater_E1 | F2 | Commercial | Restaurant | New | Water Heating | Natural Gas | Water Heater | E1 | TRC BC Ratio | bar: 2019 to 2051
F2_Commercial_Restaurant_New_Water Heating_Natural Gas_Water Heater_E2 | F2 | Commercial | Restaurant | New | Water Heating | Natural Gas | Water Heater | E2 | TRC BC Ratio | bar: 2019 to 2051
F2_Commercial_Restaurant_New_Water Heating_Natural Gas_Water Heater_E3 | F2 | Commercial | Restaurant | New | Water Heating | Natural Gas | Water Heater | E3 | TRC BC Ratio | 60.8064 | 60.7153 | 60.9402 | 60.4267 | 60.1009 | 60.3514 | 61.109 | 61.7083 | 62.4518 | 63.1541 | 63.8567 | 64.5017 | 65.1954 | 65.9192 | 66.6121 | 67.3179 | 68.0344 | 68.8158 | 69.6275 | 70.4854 | 71.3316 | 72.2135 | 73.0324 | 73.8777 | 74.6264 | 75.2772 | 75.8675 | 76.3795 | 76.7791 | 77.1088 | 77.2927 | 77.4159 | 77.4159
F2_Commercial_Restaurant_New_Water Heating_Natural Gas_Water Heater_E4 | F2 | Commercial | Restaurant | New | Water Heating | Natural Gas | Water Heater | E4 | TRC BC Ratio | 49.3808 | 49.3068 | 49.4894 | 49.0724 | 48.8078 | 49.0112 | 49.6265 | 50.1132 | 50.717 | 51.2873 | 51.8579 | 52.3817 | 52.9451 | 53.5329 | 54.0956 | 54.6687 | 55.2506 | 55.8852 | 56.5444 | 57.241 | 57.9283 | 58.6444 | 59.3095 | 59.9959 | 60.604 | 61.1325 | 61.6118 | 62.0276 | 62.3522 | 62.6199 | 62.7693 | 62.8693 | 62.8693
F2_Commercial_Restaurant_New_Water Heating_Natural Gas_Water Heater_E5 | F2 | Commercial | Restaurant | New | Water Heating | Natural Gas | Water Heater | E5 | TRC BC Ratio | 31.4324 | 31.3853 | 31.5016 | 31.2361 | 31.0677 | 31.1972 | 31.5888 | 31.8986 | 32.283 | 32.646 | 33.0092 | 33.3426 | 33.7012 | 34.0754 | 34.4335 | 34.7984 | 35.1688 | 35.5727 | 35.9923 | 36.4357 | 36.8732 | 37.329 | 37.7524 | 38.1893 | 38.5763 | 38.9127 | 39.2179 | 39.4826 | 39.6891 | 39.8596 | 39.9546 | 40.0183 | 40.0183
F2_Commercial_Restaurant_New_Water Heating_Natural Gas_Water Heater_E6 | F2 | Commercial | Restaurant | New | Water Heating | Natural Gas | Water Heater | E6 | TRC BC Ratio | bar: 2019 to 2051
F2_Commercial_Restaurant_New_Water Heating_Natural Gas_Water Heater_E7 | F2 | Commercial | Restaurant | New | Water Heating | Natural Gas | Water Heater | E7 | TRC BC Ratio | bar: 2019 to 2051
F2_Commercial_Restaurant_New_Water Heating_Natural Gas_Water Heater_E8 | F2 | Commercial | Restaurant | New | Water Heating | Natural Gas | Water Heater | E8 | TRC BC Ratio | 0 | 0 | 0 | 0 | 0 | 0 | 0 | 0 | 0 | 0 | 0 | 0 | 0 | 0 | 0 | 0 | 0 | 0 | 0 | 0 | 0 | 0 | 0 | 0 | 0 | 0 | 0 | 0 | 0 | 0 | 0 | 0 | 0
F2_Commercial_Restaurant_New_Water Heating_Natural Gas_Water Heater_E9 | F2 | Commercial | Restaurant | New | Water Heating | Natural Gas | Water Heater | E9 | TRC BC Ratio | 0 | 0 | 0 | 0 | 0 | 0 | 0 | 0 | 0 | 0 | 0 | 0 | 0 | 0 | 0 | 0 | 0 | 0 | 0 | 0 | 0 | 0 | 0 | 0 | 0 | 0 | 0 | 0 | 0 | 0 | 0 | 0 | 0
F2_Commercial_Restaurant_New_Water Heating_Natural Gas_Water Heater_E10 | F2 | Commercial | Restaurant | New | Water Heating | Natural Gas | Water Heater | E10 | TRC BC Ratio | 0 | 0 | 0 | 0 | 0 | 0 | 0 | 0 | 0 | 0 | 0 | 0 | 0 | 0 | 0 | 0 | 0 | 0 | 0 | 0 | 0 | 0 | 0 | 0 | 0 | 0 | 0 | 0 | 0 | 0 | 0 | 0 | 0
F3_Commercial_Restaurant_New_Water Heating_Natural Gas_Water Heater_E1 | F3 | Commercial | Restaurant | New | Water Heating | Natural Gas | Water Heater | E1 | PACT BC Ratio | bar: 2019 to 2051
F3_Commercial_Restaurant_New_Water Heating_Natural Gas_Water Heater_E2 | F3 | Commercial | Restaurant | New | Water Heating | Natural Gas | Water Heater | E2 | PACT BC Ratio | bar: 2019 to 2051
F3_Commercial_Restaurant_New_Water Heating_Natural Gas_Water Heater_E3 | F3 | Commercial | Restaurant | New | Water Heating | Natural Gas | Water Heater | E3 | PACT BC Ratio | 81.0752 | 80.9538 | 81.2536 | 80.5689 | 80.1345 | 80.4685 | 81.4786 | 82.2777 | 83.2691 | 84.2054 | 85.1422 | 86.0022 | 86.9272 | 87.8923 | 88.8161 | 89.7572 | 90.7125 | 91.7544 | 92.8367 | 93.9805 | 95.1088 | 96.2846 | 97.3765 | 98.5036 | 99.5018 | 100.3695 | 101.1566 | 101.8393 | 102.3721 | 102.8117 | 103.057 | 103.2212 | 103.2212
F3_Commercial_Restaurant_New_Water Heating_Natural Gas_Water Heater_E4 | F3 | Commercial | Restaurant | New | Water Heating | Natural Gas | Water Heater | E4 | PACT BC Ratio | 65.8411 | 65.7424 | 65.9859 | 65.4299 | 65.0771 | 65.3483 | 66.1687 | 66.8176 | 67.6227 | 68.3831 | 69.1439 | 69.8422 | 70.5934 | 71.3772 | 72.1274 | 72.8916 | 73.6675 | 74.5136 | 75.3925 | 76.3214 | 77.2377 | 78.1926 | 79.0793 | 79.9946 | 80.8053 | 81.5099 | 82.1491 | 82.7035 | 83.1362 | 83.4932 | 83.6924 | 83.8258 | 83.8258
F3_Commercial_Restaurant_New_Water Heating_Natural Gas_Water Heater_E5 | F3 | Commercial | Restaurant | New | Water Heating | Natural Gas | Water Heater | E5 | PACT BC Ratio | 41.9099 | 41.8471 | 42.0021 | 41.6482 | 41.4236 | 41.5963 | 42.1185 | 42.5315 | 43.044 | 43.528 | 44.0123 | 44.4568 | 44.935 | 45.4338 | 45.9114 | 46.3978 | 46.8917 | 47.4302 | 47.9897 | 48.581 | 49.1642 | 49.7721 | 50.3365 | 50.9191 | 51.4351 | 51.8837 | 52.2905 | 52.6434 | 52.9188 | 53.1461 | 53.2729 | 53.3578 | 53.3578
F3_Commercial_Restaurant_New_Water Heating_Natural Gas_Water Heater_E6 | F3 | Commercial | Restaurant | New | Water Heating | Natural Gas | Water Heater | E6 | PACT BC Ratio | bar: 2019 to 2051
F3_Commercial_Restaurant_New_Water Heating_Natural Gas_Water Heater_E7 | F3 | Commercial | Restaurant | New | Water Heating | Natural Gas | Water Heater | E7 | PACT BC Ratio | bar: 2019 to 2051
F3_Commercial_Restaurant_New_Water Heating_Natural Gas_Water Heater_E8 | F3 | Commercial | Restaurant | New | Water Heating | Natural Gas | Water Heater | E8 | PACT BC Ratio | 0 | 0 | 0 | 0 | 0 | 0 | 0 | 0 | 0 | 0 | 0 | 0 | 0 | 0 | 0 | 0 | 0 | 0 | 0 | 0 | 0 | 0 | 0 | 0 | 0 | 0 | 0 | 0 | 0 | 0 | 0 | 0 | 0
F3_Commercial_Restaurant_New_Water Heating_Natural Gas_Water Heater_E9 | F3 | Commercial | Restaurant | New | Water Heating | Natural Gas | Water Heater | E9 | PACT BC Ratio | 0 | 0 | 0 | 0 | 0 | 0 | 0 | 0 | 0 | 0 | 0 | 0 | 0 | 0 | 0 | 0 | 0 | 0 | 0 | 0 | 0 | 0 | 0 | 0 | 0 | 0 | 0 | 0 | 0 | 0 | 0 | 0 | 0
F3_Commercial_Restaurant_New_Water Heating_Natural Gas_Water Heater_E10 | F3 | Commercial | Restaurant | New | Water Heating | Natural Gas | Water Heater | E10 | PACT BC Ratio | 0 | 0 | 0 | 0 | 0 | 0 | 0 | 0 | 0 | 0 | 0 | 0 | 0 | 0 | 0 | 0 | 0 | 0 | 0 | 0 | 0 | 0 | 0 | 0 | 0 | 0 | 0 | 0 | 0 | 0 | 0 | 0 | 0
F4_Commercial_Restaurant_New_Water Heating_Natural Gas_Water Heater_E1 | F4 | Commercial | Restaurant | New | Water Heating | Natural Gas | Water Heater | E1 | RVT BC Ratio | bar: 2019 to 2051
F4_Commercial_Restaurant_New_Water Heating_Natural Gas_Water Heater_E2 | F4 | Commercial | Restaurant | New | Water Heating | Natural Gas | Water Heater | E2 | RVT BC Ratio | bar: 2019 to 2051
F4_Commercial_Restaurant_New_Water Heating_Natural Gas_Water Heater_E3 | F4 | Commercial | Restaurant | New | Water Heating | Natural Gas | Water Heater | E3 | RVT BC Ratio | 88.1201 | 87.9891 | 88.3124 | 87.5741 | 87.1057 | 87.4658 | 88.555 | 89.4167 | 90.4856 | 91.4952 | 92.5054 | 93.4326 | 94.43 | 95.4706 | 96.4668 | 97.4814 | 98.5116 | 99.6349 | 100.802 | 102.0353 | 103.2519 | 104.5197 | 105.6971 | 106.9123 | 107.9887 | 108.9243 | 109.773 | 110.5091 | 111.0836 | 111.5576 | 111.8221 | 111.9992 | 111.9992
F4_Commercial_Restaurant_New_Water Heating_Natural Gas_Water Heater_E4 | F4 | Commercial | Restaurant | New | Water Heating | Natural Gas | Water Heater | E4 | RVT BC Ratio | 71.6937 | 71.5873 | 71.8499 | 71.2503 | 70.87 | 71.1624 | 72.0469 | 72.7467 | 73.6148 | 74.4347 | 75.255 | 76.008 | 76.818 | 77.663 | 78.472 | 79.296 | 80.1326 | 81.0449 | 81.9926 | 82.9942 | 83.9822 | 85.0118 | 85.9679 | 86.9549 | 87.829 | 88.5888 | 89.278 | 89.8758 | 90.3424 | 90.7273 | 90.942 | 91.0859 | 91.0859
F4_Commercial_Restaurant_New_Water Heating_Natural Gas_Water Heater_E5 | F4 | Commercial | Restaurant | New | Water Heating | Natural Gas | Water Heater | E5 | RVT BC Ratio | 45.8897 | 45.822 | 45.9892 | 45.6075 | 45.3654 | 45.5515 | 46.1146 | 46.56 | 47.1126 | 47.6344 | 48.1566 | 48.6359 | 49.1515 | 49.6894 | 50.2044 | 50.7289 | 51.2614 | 51.8421 | 52.4453 | 53.0829 | 53.7118 | 54.3672 | 54.9757 | 55.604 | 56.1604 | 56.644 | 57.0827 | 57.4632 | 57.7602 | 58.0052 | 58.1419 | 58.2335 | 58.2335
F4_Commercial_Restaurant_New_Water Heating_Natural Gas_Water Heater_E6 | F4 | Commercial | Restaurant | New | Water Heating | Natural Gas | Water Heater | E6 | RVT BC Ratio | bar: 2019 to 2051
F4_Commercial_Restaurant_New_Water Heating_Natural Gas_Water Heater_E7 | F4 | Commercial | Restaurant | New | Water Heating | Natural Gas | Water Heater | E7 | RVT BC Ratio | bar: 2019 to 2051
F4_Commercial_Restaurant_New_Water Heating_Natural Gas_Water Heater_E8 | F4 | Commercial | Restaurant | New | Water Heating | Natural Gas | Water Heater | E8 | RVT BC Ratio | 0 | 0 | 0 | 0 | 0 | 0 | 0 | 0 | 0 | 0 | 0 | 0 | 0 | 0 | 0 | 0 | 0 | 0 | 0 | 0 | 0 | 0 | 0 | 0 | 0 | 0 | 0 | 0 | 0 | 0 | 0 | 0 | 0
F4_Commercial_Restaurant_New_Water Heating_Natural Gas_Water Heater_E9 | F4 | Commercial | Restaurant | New | Water Heating | Natural Gas | Water Heater | E9 | RVT BC Ratio | 0 | 0 | 0 | 0 | 0 | 0 | 0 | 0 | 0 | 0 | 0 | 0 | 0 | 0 | 0 | 0 | 0 | 0 | 0 | 0 | 0 | 0 | 0 | 0 | 0 | 0 | 0 | 0 | 0 | 0 | 0 | 0 | 0
F4_Commercial_Restaurant_New_Water Heating_Natural Gas_Water Heater_E10 | F4 | Commercial | Restaurant | New | Water Heating | Natural Gas | Water Heater | E10 | RVT BC Ratio | 0 | 0 | 0 | 0 | 0 | 0 | 0 | 0 | 0 | 0 | 0 | 0 | 0 | 0 | 0 | 0 | 0 | 0 | 0 | 0 | 0 | 0 | 0 | 0 | 0 | 0 | 0 | 0 | 0 | 0 | 0 | 0 | 0
F5_Commercial_Restaurant_New_Water Heating_Natural Gas_Water Heater_E1 | F5 | Commercial | Restaurant | New | Water Heating | Natural Gas | Water Heater | E1 | RIM BC Ratio | bar: 2019 to 2051
F5_Commercial_Restaurant_New_Water Heating_Natural Gas_Water Heater_E2 | F5 | Commercial | Restaurant | New | Water Heating | Natural Gas | Water Heater | E2 | RIM BC Ratio | bar: 2019 to 2051
F5_Commercial_Restaurant_New_Water Heating_Natural Gas_Water Heater_E3 | F5 | Commercial | Restaurant | New | Water Heating | Natural Gas | Water Heater | E3 | RIM BC Ratio | 0.82617 | 0.82616 | 0.82619 | 0.82612 | 0.82607 | 0.82611 | 0.82622 | 0.8263 | 0.8264 | 0.82649 | 0.82658 | 0.82666 | 0.82674 | 0.82683 | 0.82691 | 0.82699 | 0.82707 | 0.82715 | 0.82724 | 0.82733 | 0.82742 | 0.82751 | 0.82759 | 0.82767 | 0.82774 | 0.8278 | 0.82785 | 0.82789 | 0.82793 | 0.82796 | 0.82797 | 0.82798 | 0.82798
F5_Commercial_Restaurant_New_Water Heating_Natural Gas_Water Heater_E4 | F5 | Commercial | Restaurant | New | Water Heating | Natural Gas | Water Heater | E4 | RIM BC Ratio | 0.82423 | 0.82421 | 0.82425 | 0.82417 | 0.82411 | 0.82415 | 0.82428 | 0.82438 | 0.8245 | 0.82461 | 0.82472 | 0.82482 | 0.82493 | 0.82503 | 0.82513 | 0.82523 | 0.82533 | 0.82543 | 0.82554 | 0.82565 | 0.82576 | 0.82586 | 0.82596 | 0.82606 | 0.82615 | 0.82622 | 0.82628 | 0.82634 | 0.82638 | 0.82642 | 0.82644 | 0.82645 | 0.82645
F5_Commercial_Restaurant_New_Water Heating_Natural Gas_Water Heater_E5 | F5 | Commercial | Restaurant | New | Water Heating | Natural Gas | Water Heater | E5 | RIM BC Ratio | 0.81838 | 0.81836 | 0.81842 | 0.81828 | 0.81819 | 0.81826 | 0.81846 | 0.81861 | 0.8188 | 0.81897 | 0.81914 | 0.8193 | 0.81946 | 0.81962 | 0.81978 | 0.81993 | 0.82008 | 0.82024 | 0.82041 | 0.82058 | 0.82075 | 0.82091 | 0.82106 | 0.82122 | 0.82135 | 0.82146 | 0.82157 | 0.82165 | 0.82172 | 0.82177 | 0.8218 | 0.82182 | 0.82182
F5_Commercial_Restaurant_New_Water Heating_Natural Gas_Water Heater_E6 | F5 | Commercial | Restaurant | New | Water Heating | Natural Gas | Water Heater | E6 | RIM BC Ratio | bar: 2019 to 2051
F5_Commercial_Restaurant_New_Water Heating_Natural Gas_Water Heater_E7 | F5 | Commercial | Restaurant | New | Water Heating | Natural Gas | Water Heater | E7 | RIM BC Ratio | bar: 2019 to 2051
F5_Commercial_Restaurant_New_Water Heating_Natural Gas_Water Heater_E8 | F5 | Commercial | Restaurant | New | Water Heating | Natural Gas | Water Heater | E8 | RIM BC Ratio | 0 | 0 | 0 | 0 | 0 | 0 | 0 | 0 | 0 | 0 | 0 | 0 | 0 | 0 | 0 | 0 | 0 | 0 | 0 | 0 | 0 | 0 | 0 | 0 | 0 | 0 | 0 | 0 | 0 | 0 | 0 | 0 | 0
F5_Commercial_Restaurant_New_Water Heating_Natural Gas_Water Heater_E9 | F5 | Commercial | Restaurant | New | Water Heating | Natural Gas | Water Heater | E9 | RIM BC Ratio | 0 | 0 | 0 | 0 | 0 | 0 | 0 | 0 | 0 | 0 | 0 | 0 | 0 | 0 | 0 | 0 | 0 | 0 | 0 | 0 | 0 | 0 | 0 | 0 | 0 | 0 | 0 | 0 | 0 | 0 | 0 | 0 | 0
F5_Commercial_Restaurant_New_Water Heating_Natural Gas_Water Heater_E10 | F5 | Commercial | Restaurant | New | Water Heating | Natural Gas | Water Heater | E10 | RIM BC Ratio | 0 | 0 | 0 | 0 | 0 | 0 | 0 | 0 | 0 | 0 | 0 | 0 | 0 | 0 | 0 | 0 | 0 | 0 | 0 | 0 | 0 | 0 | 0 | 0 | 0 | 0 | 0 | 0 | 0 | 0 | 0 | 0 | 0
F0_Commercial_Restaurant_New_Food Preparation_Natural Gas_Oven_E0 | F0 | Commercial | Restaurant | New | Food Preparation | Natural Gas | Oven | E0 | Economic Unit | ENERGY STAR (3.0) | ENERGY STAR (3.0) | ENERGY STAR (3.0) | ENERGY STAR (3.0) | ENERGY STAR (3.0) | ENERGY STAR (3.0) | ENERGY STAR (3.0) | ENERGY STAR (3.0) | ENERGY STAR (3.0) | ENERGY STAR (3.0) | ENERGY STAR (3.0) | ENERGY STAR (3.0) | ENERGY STAR (3.0) | ENERGY STAR (3.0) | ENERGY STAR (3.0) | ENERGY STAR (3.0) | ENERGY STAR (3.0) | ENERGY STAR (3.0) | ENERGY STAR (3.0) | ENERGY STAR (3.0) | ENERGY STAR (3.0) | ENERGY STAR (3.0) | ENERGY STAR (3.0) | ENERGY STAR (3.0) | ENERGY STAR (3.0) | ENERGY STAR (3.0) | ENERGY STAR (3.0) | ENERGY STAR (3.0) | ENERGY STAR (3.0) | ENERGY STAR (3.0) | ENERGY STAR (3.0) | ENERGY STAR (3.0) | ENERGY STAR (3.0)
F1_Commercial_Restaurant_New_Food Preparation_Natural Gas_Oven_E1 | F1 | Commercial | Restaurant | New | Food Preparation | Natural Gas | Oven | E1 | CCE | 0 | 0 | 0 | 0 | 0 | 0 | 0 | 0 | 0 | 0 | 0 | 0 | 0 | 0 | 0 | 0 | 0 | 0 | 0 | 0 | 0 | 0 | 0 | 0 | 0 | 0 | 0 | 0 | 0 | 0 | 0 | 0 | 0
F1_Commercial_Restaurant_New_Food Preparation_Natural Gas_Oven_E2 | F1 | Commercial | Restaurant | New | Food Preparation | Natural Gas | Oven | E2 | CCE | 0.32507 | 0.33656 | 0.30212 | 0.30779 | 0.30779 | 0.30779 | 0.30779 | 0.30779 | 0.30779 | 0.30779 | 0.30779 | 0.30779 | 0.30779 | 0.30779 | 0.30779 | 0.30779 | 0.30779 | 0.30779 | 0.30779 | 0.30779 | 0.30779 | 0.30779 | 0.30779 | 0.30779 | 0.30779 | 0.30779 | 0.30779 | 0.30779 | 0.30779 | 0.30779 | 0.30779 | 0.30779 | 0.30779
F1_Commercial_Restaurant_New_Food Preparation_Natural Gas_Oven_E3 | F1 | Commercial | Restaurant | New | Food Preparation | Natural Gas | Oven | E3 | CCE | 0 | 0 | 0 | 0 | 0 | 0 | 0 | 0 | 0 | 0 | 0 | 0 | 0 | 0 | 0 | 0 | 0 | 0 | 0 | 0 | 0 | 0 | 0 | 0 | 0 | 0 | 0 | 0 | 0 | 0 | 0 | 0 | 0
F1_Commercial_Restaurant_New_Food Preparation_Natural Gas_Oven_E4 | F1 | Commercial | Restaurant | New | Food Preparation | Natural Gas | Oven | E4 | CCE | 0 | 0 | 0 | 0 | 0 | 0 | 0 | 0 | 0 | 0 | 0 | 0 | 0 | 0 | 0 | 0 | 0 | 0 | 0 | 0 | 0 | 0 | 0 | 0 | 0 | 0 | 0 | 0 | 0 | 0 | 0 | 0 | 0
F1_Commercial_Restaurant_New_Food Preparation_Natural Gas_Oven_E5 | F1 | Commercial | Restaurant | New | Food Preparation | Natural Gas | Oven | E5 | CCE | 0 | 0 | 0 | 0 | 0 | 0 | 0 | 0 | 0 | 0 | 0 | 0 | 0 | 0 | 0 | 0 | 0 | 0 | 0 | 0 | 0 | 0 | 0 | 0 | 0 | 0 | 0 | 0 | 0 | 0 | 0 | 0 | 0
F1_Commercial_Restaurant_New_Food Preparation_Natural Gas_Oven_E6 | F1 | Commercial | Restaurant | New | Food Preparation | Natural Gas | Oven | E6 | CCE | 0 | 0 | 0 | 0 | 0 | 0 | 0 | 0 | 0 | 0 | 0 | 0 | 0 | 0 | 0 | 0 | 0 | 0 | 0 | 0 | 0 | 0 | 0 | 0 | 0 | 0 | 0 | 0 | 0 | 0 | 0 | 0 | 0
F1_Commercial_Restaurant_New_Food Preparation_Natural Gas_Oven_E7 | F1 | Commercial | Restaurant | New | Food Preparation | Natural Gas | Oven | E7 | CCE | 0 | 0 | 0 | 0 | 0 | 0 | 0 | 0 | 0 | 0 | 0 | 0 | 0 | 0 | 0 | 0 | 0 | 0 | 0 | 0 | 0 | 0 | 0 | 0 | 0 | 0 | 0 | 0 | 0 | 0 | 0 | 0 | 0
F1_Commercial_Restaurant_New_Food Preparation_Natural Gas_Oven_E8 | F1 | Commercial | Restaurant | New | Food Preparation | Natural Gas | Oven | E8 | CCE | 0 | 0 | 0 | 0 | 0 | 0 | 0 | 0 | 0 | 0 | 0 | 0 | 0 | 0 | 0 | 0 | 0 | 0 | 0 | 0 | 0 | 0 | 0 | 0 | 0 | 0 | 0 | 0 | 0 | 0 | 0 | 0 | 0
F1_Commercial_Restaurant_New_Food Preparation_Natural Gas_Oven_E9 | F1 | Commercial | Restaurant | New | Food Preparation | Natural Gas | Oven | E9 | CCE | 0 | 0 | 0 | 0 | 0 | 0 | 0 | 0 | 0 | 0 | 0 | 0 | 0 | 0 | 0 | 0 | 0 | 0 | 0 | 0 | 0 | 0 | 0 | 0 | 0 | 0 | 0 | 0 | 0 | 0 | 0 | 0 | 0
F1_Commercial_Restaurant_New_Food Preparation_Natural Gas_Oven_E10 | F1 | Commercial | Restaurant | New | Food Preparation | Natural Gas | Oven | E10 | CCE | 0 | 0 | 0 | 0 | 0 | 0 | 0 | 0 | 0 | 0 | 0 | 0 | 0 | 0 | 0 | 0 | 0 | 0 | 0 | 0 | 0 | 0 | 0 | 0 | 0 | 0 | 0 | 0 | 0 | 0 | 0 | 0 | 0
F2_Commercial_Restaurant_New_Food Preparation_Natural Gas_Oven_E1 | F2 | Commercial | Restaurant | New | Food Preparation | Natural Gas | Oven | E1 | TRC BC Ratio | bar: 2019 to 2051
F2_Commercial_Restaurant_New_Food Preparation_Natural Gas_Oven_E2 | F2 | Commercial | Restaurant | New | Food Preparation | Natural Gas | Oven | E2 | TRC BC Ratio | 5.0529 | 5.0541 | 5.0794 | 5.0454 | 5.0252 | 5.0427 | 5.0918 | 5.1313 | 5.1797 | 5.226 | 5.2722 | 5.3151 | 5.3612 | 5.4091 | 5.4549 | 5.5017 | 5.5491 | 5.6007 | 5.6542 | 5.7105 | 5.7652 | 5.8217 | 5.8734 | 5.9266 | 5.9735 | 6.014 | 6.0509 | 6.0828 | 6.1077 | 6.1281 | 6.1393 | 6.1467 | 6.1467
F2_Commercial_Restaurant_New_Food Preparation_Natural Gas_Oven_E3 | F2 | Commercial | Restaurant | New | Food Preparation | Natural Gas | Oven | E3 | TRC BC Ratio | 0 | 0 | 0 | 0 | 0 | 0 | 0 | 0 | 0 | 0 | 0 | 0 | 0 | 0 | 0 | 0 | 0 | 0 | 0 | 0 | 0 | 0 | 0 | 0 | 0 | 0 | 0 | 0 | 0 | 0 | 0 | 0 | 0
F2_Commercial_Restaurant_New_Food Preparation_Natural Gas_Oven_E4 | F2 | Commercial | Restaurant | New | Food Preparation | Natural Gas | Oven | E4 | TRC BC Ratio | 0 | 0 | 0 | 0 | 0 | 0 | 0 | 0 | 0 | 0 | 0 | 0 | 0 | 0 | 0 | 0 | 0 | 0 | 0 | 0 | 0 | 0 | 0 | 0 | 0 | 0 | 0 | 0 | 0 | 0 | 0 | 0 | 0
F2_Commercial_Restaurant_New_Food Preparation_Natural Gas_Oven_E5 | F2 | Commercial | Restaurant | New | Food Preparation | Natural Gas | Oven | E5 | TRC BC Ratio | 0 | 0 | 0 | 0 | 0 | 0 | 0 | 0 | 0 | 0 | 0 | 0 | 0 | 0 | 0 | 0 | 0 | 0 | 0 | 0 | 0 | 0 | 0 | 0 | 0 | 0 | 0 | 0 | 0 | 0 | 0 | 0 | 0
F2_Commercial_Restaurant_New_Food Preparation_Natural Gas_Oven_E6 | F2 | Commercial | Restaurant | New | Food Preparation | Natural Gas | Oven | E6 | TRC BC Ratio | 0 | 0 | 0 | 0 | 0 | 0 | 0 | 0 | 0 | 0 | 0 | 0 | 0 | 0 | 0 | 0 | 0 | 0 | 0 | 0 | 0 | 0 | 0 | 0 | 0 | 0 | 0 | 0 | 0 | 0 | 0 | 0 | 0
F2_Commercial_Restaurant_New_Food Preparation_Natural Gas_Oven_E7 | F2 | Commercial | Restaurant | New | Food Preparation | Natural Gas | Oven | E7 | TRC BC Ratio | 0 | 0 | 0 | 0 | 0 | 0 | 0 | 0 | 0 | 0 | 0 | 0 | 0 | 0 | 0 | 0 | 0 | 0 | 0 | 0 | 0 | 0 | 0 | 0 | 0 | 0 | 0 | 0 | 0 | 0 | 0 | 0 | 0
F2_Commercial_Restaurant_New_Food Preparation_Natural Gas_Oven_E8 | F2 | Commercial | Restaurant | New | Food Preparation | Natural Gas | Oven | E8 | TRC BC Ratio | 0 | 0 | 0 | 0 | 0 | 0 | 0 | 0 | 0 | 0 | 0 | 0 | 0 | 0 | 0 | 0 | 0 | 0 | 0 | 0 | 0 | 0 | 0 | 0 | 0 | 0 | 0 | 0 | 0 | 0 | 0 | 0 | 0
F2_Commercial_Restaurant_New_Food Preparation_Natural Gas_Oven_E9 | F2 | Commercial | Restaurant | New | Food Preparation | Natural Gas | Oven | E9 | TRC BC Ratio | 0 | 0 | 0 | 0 | 0 | 0 | 0 | 0 | 0 | 0 | 0 | 0 | 0 | 0 | 0 | 0 | 0 | 0 | 0 | 0 | 0 | 0 | 0 | 0 | 0 | 0 | 0 | 0 | 0 | 0 | 0 | 0 | 0
F2_Commercial_Restaurant_New_Food Preparation_Natural Gas_Oven_E10 | F2 | Commercial | Restaurant | New | Food Preparation | Natural Gas | Oven | E10 | TRC BC Ratio | 0 | 0 | 0 | 0 | 0 | 0 | 0 | 0 | 0 | 0 | 0 | 0 | 0 | 0 | 0 | 0 | 0 | 0 | 0 | 0 | 0 | 0 | 0 | 0 | 0 | 0 | 0 | 0 | 0 | 0 | 0 | 0 | 0
F3_Commercial_Restaurant_New_Food Preparation_Natural Gas_Oven_E1 | F3 | Commercial | Restaurant | New | Food Preparation | Natural Gas | Oven | E1 | PACT BC Ratio | bar: 2019 to 2051
F3_Commercial_Restaurant_New_Food Preparation_Natural Gas_Oven_E2 | F3 | Commercial | Restaurant | New | Food Preparation | Natural Gas | Oven | E2 | PACT BC Ratio | 6.7372 | 6.7388 | 6.7725 | 6.7272 | 6.7003 | 6.7236 | 6.7891 | 6.8417 | 6.9062 | 6.968 | 7.0296 | 7.0868 | 7.1482 | 7.2121 | 7.2732 | 7.3356 | 7.3988 | 7.4676 | 7.5389 | 7.614 | 7.6869 | 7.7623 | 7.8312 | 7.9021 | 7.9647 | 8.0187 | 8.0679 | 8.1103 | 8.1436 | 8.1708 | 8.1857 | 8.1956 | 8.1956
F3_Commercial_Restaurant_New_Food Preparation_Natural Gas_Oven_E3 | F3 | Commercial | Restaurant | New | Food Preparation | Natural Gas | Oven | E3 | PACT BC Ratio | 0 | 0 | 0 | 0 | 0 | 0 | 0 | 0 | 0 | 0 | 0 | 0 | 0 | 0 | 0 | 0 | 0 | 0 | 0 | 0 | 0 | 0 | 0 | 0 | 0 | 0 | 0 | 0 | 0 | 0 | 0 | 0 | 0
F3_Commercial_Restaurant_New_Food Preparation_Natural Gas_Oven_E4 | F3 | Commercial | Restaurant | New | Food Preparation | Natural Gas | Oven | E4 | PACT BC Ratio | 0 | 0 | 0 | 0 | 0 | 0 | 0 | 0 | 0 | 0 | 0 | 0 | 0 | 0 | 0 | 0 | 0 | 0 | 0 | 0 | 0 | 0 | 0 | 0 | 0 | 0 | 0 | 0 | 0 | 0 | 0 | 0 | 0
F3_Commercial_Restaurant_New_Food Preparation_Natural Gas_Oven_E5 | F3 | Commercial | Restaurant | New | Food Preparation | Natural Gas | Oven | E5 | PACT BC Ratio | 0 | 0 | 0 | 0 | 0 | 0 | 0 | 0 | 0 | 0 | 0 | 0 | 0 | 0 | 0 | 0 | 0 | 0 | 0 | 0 | 0 | 0 | 0 | 0 | 0 | 0 | 0 | 0 | 0 | 0 | 0 | 0 | 0
F3_Commercial_Restaurant_New_Food Preparation_Natural Gas_Oven_E6 | F3 | Commercial | Restaurant | New | Food Preparation | Natural Gas | Oven | E6 | PACT BC Ratio | 0 | 0 | 0 | 0 | 0 | 0 | 0 | 0 | 0 | 0 | 0 | 0 | 0 | 0 | 0 | 0 | 0 | 0 | 0 | 0 | 0 | 0 | 0 | 0 | 0 | 0 | 0 | 0 | 0 | 0 | 0 | 0 | 0
F3_Commercial_Restaurant_New_Food Preparation_Natural Gas_Oven_E7 | F3 | Commercial | Restaurant | New | Food Preparation | Natural Gas | Oven | E7 | PACT BC Ratio | 0 | 0 | 0 | 0 | 0 | 0 | 0 | 0 | 0 | 0 | 0 | 0 | 0 | 0 | 0 | 0 | 0 | 0 | 0 | 0 | 0 | 0 | 0 | 0 | 0 | 0 | 0 | 0 | 0 | 0 | 0 | 0 | 0
F3_Commercial_Restaurant_New_Food Preparation_Natural Gas_Oven_E8 | F3 | Commercial | Restaurant | New | Food Preparation | Natural Gas | Oven | E8 | PACT BC Ratio | 0 | 0 | 0 | 0 | 0 | 0 | 0 | 0 | 0 | 0 | 0 | 0 | 0 | 0 | 0 | 0 | 0 | 0 | 0 | 0 | 0 | 0 | 0 | 0 | 0 | 0 | 0 | 0 | 0 | 0 | 0 | 0 | 0
F3_Commercial_Restaurant_New_Food Preparation_Natural Gas_Oven_E9 | F3 | Commercial | Restaurant | New | Food Preparation | Natural Gas | Oven | E9 | PACT BC Ratio | 0 | 0 | 0 | 0 | 0 | 0 | 0 | 0 | 0 | 0 | 0 | 0 | 0 | 0 | 0 | 0 | 0 | 0 | 0 | 0 | 0 | 0 | 0 | 0 | 0 | 0 | 0 | 0 | 0 | 0 | 0 | 0 | 0
F3_Commercial_Restaurant_New_Food Preparation_Natural Gas_Oven_E10 | F3 | Commercial | Restaurant | New | Food Preparation | Natural Gas | Oven | E10 | PACT BC Ratio | 0 | 0 | 0 | 0 | 0 | 0 | 0 | 0 | 0 | 0 | 0 | 0 | 0 | 0 | 0 | 0 | 0 | 0 | 0 | 0 | 0 | 0 | 0 | 0 | 0 | 0 | 0 | 0 | 0 | 0 | 0 | 0 | 0
F4_Commercial_Restaurant_New_Food Preparation_Natural Gas_Oven_E1 | F4 | Commercial | Restaurant | New | Food Preparation | Natural Gas | Oven | E1 | RVT BC Ratio | bar: 2019 to 2051
F4_Commercial_Restaurant_New_Food Preparation_Natural Gas_Oven_E2 | F4 | Commercial | Restaurant | New | Food Preparation | Natural Gas | Oven | E2 | RVT BC Ratio | 7.9644 | 7.9662 | 8.0025 | 7.9537 | 7.9247 | 7.9497 | 8.0204 | 8.0771 | 8.1467 | 8.2133 | 8.2797 | 8.3414 | 8.4076 | 8.4765 | 8.5424 | 8.6097 | 8.6778 | 8.752 | 8.8289 | 8.9098 | 8.9885 | 9.0697 | 9.144 | 9.2205 | 9.288 | 9.3462 | 9.3993 | 9.445 | 9.4809 | 9.5103 | 9.5263 | 9.537 | 9.537
F4_Commercial_Restaurant_New_Food Preparation_Natural Gas_Oven_E3 | F4 | Commercial | Restaurant | New | Food Preparation | Natural Gas | Oven | E3 | RVT BC Ratio | 0 | 0 | 0 | 0 | 0 | 0 | 0 | 0 | 0 | 0 | 0 | 0 | 0 | 0 | 0 | 0 | 0 | 0 | 0 | 0 | 0 | 0 | 0 | 0 | 0 | 0 | 0 | 0 | 0 | 0 | 0 | 0 | 0
F4_Commercial_Restaurant_New_Food Preparation_Natural Gas_Oven_E4 | F4 | Commercial | Restaurant | New | Food Preparation | Natural Gas | Oven | E4 | RVT BC Ratio | 0 | 0 | 0 | 0 | 0 | 0 | 0 | 0 | 0 | 0 | 0 | 0 | 0 | 0 | 0 | 0 | 0 | 0 | 0 | 0 | 0 | 0 | 0 | 0 | 0 | 0 | 0 | 0 | 0 | 0 | 0 | 0 | 0
F4_Commercial_Restaurant_New_Food Preparation_Natural Gas_Oven_E5 | F4 | Commercial | Restaurant | New | Food Preparation | Natural Gas | Oven | E5 | RVT BC Ratio | 0 | 0 | 0 | 0 | 0 | 0 | 0 | 0 | 0 | 0 | 0 | 0 | 0 | 0 | 0 | 0 | 0 | 0 | 0 | 0 | 0 | 0 | 0 | 0 | 0 | 0 | 0 | 0 | 0 | 0 | 0 | 0 | 0
F4_Commercial_Restaurant_New_Food Preparation_Natural Gas_Oven_E6 | F4 | Commercial | Restaurant | New | Food Preparation | Natural Gas | Oven | E6 | RVT BC Ratio | 0 | 0 | 0 | 0 | 0 | 0 | 0 | 0 | 0 | 0 | 0 | 0 | 0 | 0 | 0 | 0 | 0 | 0 | 0 | 0 | 0 | 0 | 0 | 0 | 0 | 0 | 0 | 0 | 0 | 0 | 0 | 0 | 0
F4_Commercial_Restaurant_New_Food Preparation_Natural Gas_Oven_E7 | F4 | Commercial | Restaurant | New | Food Preparation | Natural Gas | Oven | E7 | RVT BC Ratio | 0 | 0 | 0 | 0 | 0 | 0 | 0 | 0 | 0 | 0 | 0 | 0 | 0 | 0 | 0 | 0 | 0 | 0 | 0 | 0 | 0 | 0 | 0 | 0 | 0 | 0 | 0 | 0 | 0 | 0 | 0 | 0 | 0
F4_Commercial_Restaurant_New_Food Preparation_Natural Gas_Oven_E8 | F4 | Commercial | Restaurant | New | Food Preparation | Natural Gas | Oven | E8 | RVT BC Ratio | 0 | 0 | 0 | 0 | 0 | 0 | 0 | 0 | 0 | 0 | 0 | 0 | 0 | 0 | 0 | 0 | 0 | 0 | 0 | 0 | 0 | 0 | 0 | 0 | 0 | 0 | 0 | 0 | 0 | 0 | 0 | 0 | 0
F4_Commercial_Restaurant_New_Food Preparation_Natural Gas_Oven_E9 | F4 | Commercial | Restaurant | New | Food Preparation | Natural Gas | Oven | E9 | RVT BC Ratio | 0 | 0 | 0 | 0 | 0 | 0 | 0 | 0 | 0 | 0 | 0 | 0 | 0 | 0 | 0 | 0 | 0 | 0 | 0 | 0 | 0 | 0 | 0 | 0 | 0 | 0 | 0 | 0 | 0 | 0 | 0 | 0 | 0
F4_Commercial_Restaurant_New_Food Preparation_Natural Gas_Oven_E10 | F4 | Commercial | Restaurant | New | Food Preparation | Natural Gas | Oven | E10 | RVT BC Ratio | 0 | 0 | 0 | 0 | 0 | 0 | 0 | 0 | 0 | 0 | 0 | 0 | 0 | 0 | 0 | 0 | 0 | 0 | 0 | 0 | 0 | 0 | 0 | 0 | 0 | 0 | 0 | 0 | 0 | 0 | 0 | 0 | 0
F5_Commercial_Restaurant_New_Food Preparation_Natural Gas_Oven_E1 | F5 | Commercial | Restaurant | New | Food Preparation | Natural Gas | Oven | E1 | RIM BC Ratio | bar: 2019 to 2051
F5_Commercial_Restaurant_New_Food Preparation_Natural Gas_Oven_E2 | F5 | Commercial | Restaurant | New | Food Preparation | Natural Gas | Oven | E2 | RIM BC Ratio | 0.74267 | 0.74269 | 0.7431 | 0.74255 | 0.74222 | 0.7425 | 0.7433 | 0.74392 | 0.74468 | 0.74539 | 0.74609 | 0.74673 | 0.74741 | 0.7481 | 0.74875 | 0.74941 | 0.75006 | 0.75076 | 0.75148 | 0.75222 | 0.75292 | 0.75364 | 0.75428 | 0.75494 | 0.7555 | 0.75599 | 0.75642 | 0.75679 | 0.75708 | 0.75732 | 0.75744 | 0.75753 | 0.75753
F5_Commercial_Restaurant_New_Food Preparation_Natural Gas_Oven_E3 | F5 | Commercial | Restaurant | New | Food Preparation | Natural Gas | Oven | E3 | RIM BC Ratio | 0 | 0 | 0 | 0 | 0 | 0 | 0 | 0 | 0 | 0 | 0 | 0 | 0 | 0 | 0 | 0 | 0 | 0 | 0 | 0 | 0 | 0 | 0 | 0 | 0 | 0 | 0 | 0 | 0 | 0 | 0 | 0 | 0
F5_Commercial_Restaurant_New_Food Preparation_Natural Gas_Oven_E4 | F5 | Commercial | Restaurant | New | Food Preparation | Natural Gas | Oven | E4 | RIM BC Ratio | 0 | 0 | 0 | 0 | 0 | 0 | 0 | 0 | 0 | 0 | 0 | 0 | 0 | 0 | 0 | 0 | 0 | 0 | 0 | 0 | 0 | 0 | 0 | 0 | 0 | 0 | 0 | 0 | 0 | 0 | 0 | 0 | 0
F5_Commercial_Restaurant_New_Food Preparation_Natural Gas_Oven_E5 | F5 | Commercial | Restaurant | New | Food Preparation | Natural Gas | Oven | E5 | RIM BC Ratio | 0 | 0 | 0 | 0 | 0 | 0 | 0 | 0 | 0 | 0 | 0 | 0 | 0 | 0 | 0 | 0 | 0 | 0 | 0 | 0 | 0 | 0 | 0 | 0 | 0 | 0 | 0 | 0 | 0 | 0 | 0 | 0 | 0
F5_Commercial_Restaurant_New_Food Preparation_Natural Gas_Oven_E6 | F5 | Commercial | Restaurant | New | Food Preparation | Natural Gas | Oven | E6 | RIM BC Ratio | 0 | 0 | 0 | 0 | 0 | 0 | 0 | 0 | 0 | 0 | 0 | 0 | 0 | 0 | 0 | 0 | 0 | 0 | 0 | 0 | 0 | 0 | 0 | 0 | 0 | 0 | 0 | 0 | 0 | 0 | 0 | 0 | 0
F5_Commercial_Restaurant_New_Food Preparation_Natural Gas_Oven_E7 | F5 | Commercial | Restaurant | New | Food Preparation | Natural Gas | Oven | E7 | RIM BC Ratio | 0 | 0 | 0 | 0 | 0 | 0 | 0 | 0 | 0 | 0 | 0 | 0 | 0 | 0 | 0 | 0 | 0 | 0 | 0 | 0 | 0 | 0 | 0 | 0 | 0 | 0 | 0 | 0 | 0 | 0 | 0 | 0 | 0
F5_Commercial_Restaurant_New_Food Preparation_Natural Gas_Oven_E8 | F5 | Commercial | Restaurant | New | Food Preparation | Natural Gas | Oven | E8 | RIM BC Ratio | 0 | 0 | 0 | 0 | 0 | 0 | 0 | 0 | 0 | 0 | 0 | 0 | 0 | 0 | 0 | 0 | 0 | 0 | 0 | 0 | 0 | 0 | 0 | 0 | 0 | 0 | 0 | 0 | 0 | 0 | 0 | 0 | 0
F5_Commercial_Restaurant_New_Food Preparation_Natural Gas_Oven_E9 | F5 | Commercial | Restaurant | New | Food Preparation | Natural Gas | Oven | E9 | RIM BC Ratio | 0 | 0 | 0 | 0 | 0 | 0 | 0 | 0 | 0 | 0 | 0 | 0 | 0 | 0 | 0 | 0 | 0 | 0 | 0 | 0 | 0 | 0 | 0 | 0 | 0 | 0 | 0 | 0 | 0 | 0 | 0 | 0 | 0
F5_Commercial_Restaurant_New_Food Preparation_Natural Gas_Oven_E10 | F5 | Commercial | Restaurant | New | Food Preparation | Natural Gas | Oven | E10 | RIM BC Ratio | 0 | 0 | 0 | 0 | 0 | 0 | 0 | 0 | 0 | 0 | 0 | 0 | 0 | 0 | 0 | 0 | 0 | 0 | 0 | 0 | 0 | 0 | 0 | 0 | 0 | 0 | 0 | 0 | 0 | 0 | 0 | 0 | 0
F0_Commercial_Restaurant_New_Food Preparation_Natural Gas_Conveyor Oven_E0 | F0 | Commercial | Restaurant | New | Food Preparation | Natural Gas | Conveyor Oven | E0 | Economic Unit | Efficient (>44% Baking Efficiency) | Efficient (>44% Baking Efficiency) | Efficient (>44% Baking Efficiency) | Efficient (>44% Baking Efficiency) | Efficient (>44% Baking Efficiency) | Efficient (>44% Baking Efficiency) | Efficient (>44% Baking Efficiency) | Efficient (>44% Baking Efficiency) | Efficient (>44% Baking Efficiency) | Efficient (>44% Baking Efficiency) | Efficient (>44% Baking Efficiency) | Efficient (>44% Baking Efficiency) | Efficient (>44% Baking Efficiency) | Efficient (>44% Baking Efficiency) | Efficient (>44% Baking Efficiency) | Efficient (>44% Baking Efficiency) | Efficient (>44% Baking Efficiency) | Efficient (>44% Baking Efficiency) | Efficient (>44% Baking Efficiency) | Efficient (>44% Baking Efficiency) | Efficient (>44% Baking Efficiency) | Efficient (>44% Baking Efficiency) | Efficient (>44% Baking Efficiency) | Efficient (>44% Baking Efficiency) | Efficient (>44% Baking Efficiency) | Efficient (>44% Baking Efficiency) | Efficient (>44% Baking Efficiency) | Efficient (>44% Baking Efficiency) | Efficient (>44% Baking Efficiency) | Efficient (>44% Baking Efficiency) | Efficient (>44% Baking Efficiency) | Efficient (>44% Baking Efficiency) | Efficient (>44% Baking Efficiency)
F1_Commercial_Restaurant_New_Food Preparation_Natural Gas_Conveyor Oven_E1 | F1 | Commercial | Restaurant | New | Food Preparation | Natural Gas | Conveyor Oven | E1 | CCE | 0 | 0 | 0 | 0 | 0 | 0 | 0 | 0 | 0 | 0 | 0 | 0 | 0 | 0 | 0 | 0 | 0 | 0 | 0 | 0 | 0 | 0 | 0 | 0 | 0 | 0 | 0 | 0 | 0 | 0 | 0 | 0 | 0
F1_Commercial_Restaurant_New_Food Preparation_Natural Gas_Conveyor Oven_E2 | F1 | Commercial | Restaurant | New | Food Preparation | Natural Gas | Conveyor Oven | E2 | CCE | 0.32888 | 0.3405 | 0.30566 | 0.31139 | 0.31139 | 0.31139 | 0.31139 | 0.31139 | 0.31139 | 0.31139 | 0.31139 | 0.31139 | 0.31139 | 0.31139 | 0.31139 | 0.31139 | 0.31139 | 0.31139 | 0.31139 | 0.31139 | 0.31139 | 0.31139 | 0.31139 | 0.31139 | 0.31139 | 0.31139 | 0.31139 | 0.31139 | 0.31139 | 0.31139 | 0.31139 | 0.31139 | 0.31139
F1_Commercial_Restaurant_New_Food Preparation_Natural Gas_Conveyor Oven_E3 | F1 | Commercial | Restaurant | New | Food Preparation | Natural Gas | Conveyor Oven | E3 | CCE | 0 | 0 | 0 | 0 | 0 | 0 | 0 | 0 | 0 | 0 | 0 | 0 | 0 | 0 | 0 | 0 | 0 | 0 | 0 | 0 | 0 | 0 | 0 | 0 | 0 | 0 | 0 | 0 | 0 | 0 | 0 | 0 | 0
F1_Commercial_Restaurant_New_Food Preparation_Natural Gas_Conveyor Oven_E4 | F1 | Commercial | Restaurant | New | Food Preparation | Natural Gas | Conveyor Oven | E4 | CCE | 0 | 0 | 0 | 0 | 0 | 0 | 0 | 0 | 0 | 0 | 0 | 0 | 0 | 0 | 0 | 0 | 0 | 0 | 0 | 0 | 0 | 0 | 0 | 0 | 0 | 0 | 0 | 0 | 0 | 0 | 0 | 0 | 0
F1_Commercial_Restaurant_New_Food Preparation_Natural Gas_Conveyor Oven_E5 | F1 | Commercial | Restaurant | New | Food Preparation | Natural Gas | Conveyor Oven | E5 | CCE | 0 | 0 | 0 | 0 | 0 | 0 | 0 | 0 | 0 | 0 | 0 | 0 | 0 | 0 | 0 | 0 | 0 | 0 | 0 | 0 | 0 | 0 | 0 | 0 | 0 | 0 | 0 | 0 | 0 | 0 | 0 | 0 | 0
F1_Commercial_Restaurant_New_Food Preparation_Natural Gas_Conveyor Oven_E6 | F1 | Commercial | Restaurant | New | Food Preparation | Natural Gas | Conveyor Oven | E6 | CCE | 0 | 0 | 0 | 0 | 0 | 0 | 0 | 0 | 0 | 0 | 0 | 0 | 0 | 0 | 0 | 0 | 0 | 0 | 0 | 0 | 0 | 0 | 0 | 0 | 0 | 0 | 0 | 0 | 0 | 0 | 0 | 0 | 0
F1_Commercial_Restaurant_New_Food Preparation_Natural Gas_Conveyor Oven_E7 | F1 | Commercial | Restaurant | New | Food Preparation | Natural Gas | Conveyor Oven | E7 | CCE | 0 | 0 | 0 | 0 | 0 | 0 | 0 | 0 | 0 | 0 | 0 | 0 | 0 | 0 | 0 | 0 | 0 | 0 | 0 | 0 | 0 | 0 | 0 | 0 | 0 | 0 | 0 | 0 | 0 | 0 | 0 | 0 | 0
F1_Commercial_Restaurant_New_Food Preparation_Natural Gas_Conveyor Oven_E8 | F1 | Commercial | Restaurant | New | Food Preparation | Natural Gas | Conveyor Oven | E8 | CCE | 0 | 0 | 0 | 0 | 0 | 0 | 0 | 0 | 0 | 0 | 0 | 0 | 0 | 0 | 0 | 0 | 0 | 0 | 0 | 0 | 0 | 0 | 0 | 0 | 0 | 0 | 0 | 0 | 0 | 0 | 0 | 0 | 0
F1_Commercial_Restaurant_New_Food Preparation_Natural Gas_Conveyor Oven_E9 | F1 | Commercial | Restaurant | New | Food Preparation | Natural Gas | Conveyor Oven | E9 | CCE | 0 | 0 | 0 | 0 | 0 | 0 | 0 | 0 | 0 | 0 | 0 | 0 | 0 | 0 | 0 | 0 | 0 | 0 | 0 | 0 | 0 | 0 | 0 | 0 | 0 | 0 | 0 | 0 | 0 | 0 | 0 | 0 | 0
F1_Commercial_Restaurant_New_Food Preparation_Natural Gas_Conveyor Oven_E10 | F1 | Commercial | Restaurant | New | Food Preparation | Natural Gas | Conveyor Oven | E10 | CCE | 0 | 0 | 0 | 0 | 0 | 0 | 0 | 0 | 0 | 0 | 0 | 0 | 0 | 0 | 0 | 0 | 0 | 0 | 0 | 0 | 0 | 0 | 0 | 0 | 0 | 0 | 0 | 0 | 0 | 0 | 0 | 0 | 0
F2_Commercial_Restaurant_New_Food Preparation_Natural Gas_Conveyor Oven_E1 | F2 | Commercial | Restaurant | New | Food Preparation | Natural Gas | Conveyor Oven | E1 | TRC BC Ratio | bar: 2019 to 2051
F2_Commercial_Restaurant_New_Food Preparation_Natural Gas_Conveyor Oven_E2 | F2 | Commercial | Restaurant | New | Food Preparation | Natural Gas | Conveyor Oven | E2 | TRC BC Ratio | 5.054 | 5.0691 | 5.0998 | 5.0904 | 5.0904 | 5.1163 | 5.1641 | 5.206 | 5.2546 | 5.3028 | 5.3514 | 5.3984 | 5.4475 | 5.4983 | 5.5473 | 5.5964 | 5.6439 | 5.6922 | 5.7391 | 5.785 | 5.8272 | 5.8686 | 5.9051 | 5.9416 | 5.9733 | 6.0006 | 6.0255 | 6.047 | 6.0638 | 6.0776 | 6.0851 | 6.0902 | 6.0902
F2_Commercial_Restaurant_New_Food Preparation_Natural Gas_Conveyor Oven_E3 | F2 | Commercial | Restaurant | New | Food Preparation | Natural Gas | Conveyor Oven | E3 | TRC BC Ratio | 0 | 0 | 0 | 0 | 0 | 0 | 0 | 0 | 0 | 0 | 0 | 0 | 0 | 0 | 0 | 0 | 0 | 0 | 0 | 0 | 0 | 0 | 0 | 0 | 0 | 0 | 0 | 0 | 0 | 0 | 0 | 0 | 0
F2_Commercial_Restaurant_New_Food Preparation_Natural Gas_Conveyor Oven_E4 | F2 | Commercial | Restaurant | New | Food Preparation | Natural Gas | Conveyor Oven | E4 | TRC BC Ratio | 0 | 0 | 0 | 0 | 0 | 0 | 0 | 0 | 0 | 0 | 0 | 0 | 0 | 0 | 0 | 0 | 0 | 0 | 0 | 0 | 0 | 0 | 0 | 0 | 0 | 0 | 0 | 0 | 0 | 0 | 0 | 0 | 0
F2_Commercial_Restaurant_New_Food Preparation_Natural Gas_Conveyor Oven_E5 | F2 | Commercial | Restaurant | New | Food Preparation | Natural Gas | Conveyor Oven | E5 | TRC BC Ratio | 0 | 0 | 0 | 0 | 0 | 0 | 0 | 0 | 0 | 0 | 0 | 0 | 0 | 0 | 0 | 0 | 0 | 0 | 0 | 0 | 0 | 0 | 0 | 0 | 0 | 0 | 0 | 0 | 0 | 0 | 0 | 0 | 0
F2_Commercial_Restaurant_New_Food Preparation_Natural Gas_Conveyor Oven_E6 | F2 | Commercial | Restaurant | New | Food Preparation | Natural Gas | Conveyor Oven | E6 | TRC BC Ratio | 0 | 0 | 0 | 0 | 0 | 0 | 0 | 0 | 0 | 0 | 0 | 0 | 0 | 0 | 0 | 0 | 0 | 0 | 0 | 0 | 0 | 0 | 0 | 0 | 0 | 0 | 0 | 0 | 0 | 0 | 0 | 0 | 0
F2_Commercial_Restaurant_New_Food Preparation_Natural Gas_Conveyor Oven_E7 | F2 | Commercial | Restaurant | New | Food Preparation | Natural Gas | Conveyor Oven | E7 | TRC BC Ratio | 0 | 0 | 0 | 0 | 0 | 0 | 0 | 0 | 0 | 0 | 0 | 0 | 0 | 0 | 0 | 0 | 0 | 0 | 0 | 0 | 0 | 0 | 0 | 0 | 0 | 0 | 0 | 0 | 0 | 0 | 0 | 0 | 0
F2_Commercial_Restaurant_New_Food Preparation_Natural Gas_Conveyor Oven_E8 | F2 | Commercial | Restaurant | New | Food Preparation | Natural Gas | Conveyor Oven | E8 | TRC BC Ratio | 0 | 0 | 0 | 0 | 0 | 0 | 0 | 0 | 0 | 0 | 0 | 0 | 0 | 0 | 0 | 0 | 0 | 0 | 0 | 0 | 0 | 0 | 0 | 0 | 0 | 0 | 0 | 0 | 0 | 0 | 0 | 0 | 0
F2_Commercial_Restaurant_New_Food Preparation_Natural Gas_Conveyor Oven_E9 | F2 | Commercial | Restaurant | New | Food Preparation | Natural Gas | Conveyor Oven | E9 | TRC BC Ratio | 0 | 0 | 0 | 0 | 0 | 0 | 0 | 0 | 0 | 0 | 0 | 0 | 0 | 0 | 0 | 0 | 0 | 0 | 0 | 0 | 0 | 0 | 0 | 0 | 0 | 0 | 0 | 0 | 0 | 0 | 0 | 0 | 0
F2_Commercial_Restaurant_New_Food Preparation_Natural Gas_Conveyor Oven_E10 | F2 | Commercial | Restaurant | New | Food Preparation | Natural Gas | Conveyor Oven | E10 | TRC BC Ratio | 0 | 0 | 0 | 0 | 0 | 0 | 0 | 0 | 0 | 0 | 0 | 0 | 0 | 0 | 0 | 0 | 0 | 0 | 0 | 0 | 0 | 0 | 0 | 0 | 0 | 0 | 0 | 0 | 0 | 0 | 0 | 0 | 0
F3_Commercial_Restaurant_New_Food Preparation_Natural Gas_Conveyor Oven_E1 | F3 | Commercial | Restaurant | New | Food Preparation | Natural Gas | Conveyor Oven | E1 | PACT BC Ratio | bar: 2019 to 2051
F3_Commercial_Restaurant_New_Food Preparation_Natural Gas_Conveyor Oven_E2 | F3 | Commercial | Restaurant | New | Food Preparation | Natural Gas | Conveyor Oven | E2 | PACT BC Ratio | 6.7386 | 6.7588 | 6.7997 | 6.7872 | 6.7872 | 6.8218 | 6.8855 | 6.9414 | 7.0062 | 7.0703 | 7.1352 | 7.1978 | 7.2633 | 7.3311 | 7.3964 | 7.4618 | 7.5252 | 7.5896 | 7.6521 | 7.7133 | 7.7696 | 7.8249 | 7.8735 | 7.9222 | 7.9644 | 8.0009 | 8.0341 | 8.0627 | 8.0851 | 8.1035 | 8.1135 | 8.1202 | 8.1202
F3_Commercial_Restaurant_New_Food Preparation_Natural Gas_Conveyor Oven_E3 | F3 | Commercial | Restaurant | New | Food Preparation | Natural Gas | Conveyor Oven | E3 | PACT BC Ratio | 0 | 0 | 0 | 0 | 0 | 0 | 0 | 0 | 0 | 0 | 0 | 0 | 0 | 0 | 0 | 0 | 0 | 0 | 0 | 0 | 0 | 0 | 0 | 0 | 0 | 0 | 0 | 0 | 0 | 0 | 0 | 0 | 0
F3_Commercial_Restaurant_New_Food Preparation_Natural Gas_Conveyor Oven_E4 | F3 | Commercial | Restaurant | New | Food Preparation | Natural Gas | Conveyor Oven | E4 | PACT BC Ratio | 0 | 0 | 0 | 0 | 0 | 0 | 0 | 0 | 0 | 0 | 0 | 0 | 0 | 0 | 0 | 0 | 0 | 0 | 0 | 0 | 0 | 0 | 0 | 0 | 0 | 0 | 0 | 0 | 0 | 0 | 0 | 0 | 0
F3_Commercial_Restaurant_New_Food Preparation_Natural Gas_Conveyor Oven_E5 | F3 | Commercial | Restaurant | New | Food Preparation | Natural Gas | Conveyor Oven | E5 | PACT BC Ratio | 0 | 0 | 0 | 0 | 0 | 0 | 0 | 0 | 0 | 0 | 0 | 0 | 0 | 0 | 0 | 0 | 0 | 0 | 0 | 0 | 0 | 0 | 0 | 0 | 0 | 0 | 0 | 0 | 0 | 0 | 0 | 0 | 0
F3_Commercial_Restaurant_New_Food Preparation_Natural Gas_Conveyor Oven_E6 | F3 | Commercial | Restaurant | New | Food Preparation | Natural Gas | Conveyor Oven | E6 | PACT BC Ratio | 0 | 0 | 0 | 0 | 0 | 0 | 0 | 0 | 0 | 0 | 0 | 0 | 0 | 0 | 0 | 0 | 0 | 0 | 0 | 0 | 0 | 0 | 0 | 0 | 0 | 0 | 0 | 0 | 0 | 0 | 0 | 0 | 0
F3_Commercial_Restaurant_New_Food Preparation_Natural Gas_Conveyor Oven_E7 | F3 | Commercial | Restaurant | New | Food Preparation | Natural Gas | Conveyor Oven | E7 | PACT BC Ratio | 0 | 0 | 0 | 0 | 0 | 0 | 0 | 0 | 0 | 0 | 0 | 0 | 0 | 0 | 0 | 0 | 0 | 0 | 0 | 0 | 0 | 0 | 0 | 0 | 0 | 0 | 0 | 0 | 0 | 0 | 0 | 0 | 0
F3_Commercial_Restaurant_New_Food Preparation_Natural Gas_Conveyor Oven_E8 | F3 | Commercial | Restaurant | New | Food Preparation | Natural Gas | Conveyor Oven | E8 | PACT BC Ratio | 0 | 0 | 0 | 0 | 0 | 0 | 0 | 0 | 0 | 0 | 0 | 0 | 0 | 0 | 0 | 0 | 0 | 0 | 0 | 0 | 0 | 0 | 0 | 0 | 0 | 0 | 0 | 0 | 0 | 0 | 0 | 0 | 0
F3_Commercial_Restaurant_New_Food Preparation_Natural Gas_Conveyor Oven_E9 | F3 | Commercial | Restaurant | New | Food Preparation | Natural Gas | Conveyor Oven | E9 | PACT BC Ratio | 0 | 0 | 0 | 0 | 0 | 0 | 0 | 0 | 0 | 0 | 0 | 0 | 0 | 0 | 0 | 0 | 0 | 0 | 0 | 0 | 0 | 0 | 0 | 0 | 0 | 0 | 0 | 0 | 0 | 0 | 0 | 0 | 0
F3_Commercial_Restaurant_New_Food Preparation_Natural Gas_Conveyor Oven_E10 | F3 | Commercial | Restaurant | New | Food Preparation | Natural Gas | Conveyor Oven | E10 | PACT BC Ratio | 0 | 0 | 0 | 0 | 0 | 0 | 0 | 0 | 0 | 0 | 0 | 0 | 0 | 0 | 0 | 0 | 0 | 0 | 0 | 0 | 0 | 0 | 0 | 0 | 0 | 0 | 0 | 0 | 0 | 0 | 0 | 0 | 0
F4_Commercial_Restaurant_New_Food Preparation_Natural Gas_Conveyor Oven_E1 | F4 | Commercial | Restaurant | New | Food Preparation | Natural Gas | Conveyor Oven | E1 | RVT BC Ratio | bar: 2019 to 2051
F4_Commercial_Restaurant_New_Food Preparation_Natural Gas_Conveyor Oven_E2 | F4 | Commercial | Restaurant | New | Food Preparation | Natural Gas | Conveyor Oven | E2 | RVT BC Ratio | 7.966 | 7.9877 | 8.0318 | 8.0183 | 8.0184 | 8.0556 | 8.1243 | 8.1846 | 8.2545 | 8.3237 | 8.3936 | 8.4611 | 8.5318 | 8.6048 | 8.6753 | 8.7458 | 8.8142 | 8.8835 | 8.951 | 9.0169 | 9.0777 | 9.1372 | 9.1896 | 9.2422 | 9.2877 | 9.327 | 9.3628 | 9.3937 | 9.4179 | 9.4377 | 9.4485 | 9.4557 | 9.4557
F4_Commercial_Restaurant_New_Food Preparation_Natural Gas_Conveyor Oven_E3 | F4 | Commercial | Restaurant | New | Food Preparation | Natural Gas | Conveyor Oven | E3 | RVT BC Ratio | 0 | 0 | 0 | 0 | 0 | 0 | 0 | 0 | 0 | 0 | 0 | 0 | 0 | 0 | 0 | 0 | 0 | 0 | 0 | 0 | 0 | 0 | 0 | 0 | 0 | 0 | 0 | 0 | 0 | 0 | 0 | 0 | 0
F4_Commercial_Restaurant_New_Food Preparation_Natural Gas_Conveyor Oven_E4 | F4 | Commercial | Restaurant | New | Food Preparation | Natural Gas | Conveyor Oven | E4 | RVT BC Ratio | 0 | 0 | 0 | 0 | 0 | 0 | 0 | 0 | 0 | 0 | 0 | 0 | 0 | 0 | 0 | 0 | 0 | 0 | 0 | 0 | 0 | 0 | 0 | 0 | 0 | 0 | 0 | 0 | 0 | 0 | 0 | 0 | 0
F4_Commercial_Restaurant_New_Food Preparation_Natural Gas_Conveyor Oven_E5 | F4 | Commercial | Restaurant | New | Food Preparation | Natural Gas | Conveyor Oven | E5 | RVT BC Ratio | 0 | 0 | 0 | 0 | 0 | 0 | 0 | 0 | 0 | 0 | 0 | 0 | 0 | 0 | 0 | 0 | 0 | 0 | 0 | 0 | 0 | 0 | 0 | 0 | 0 | 0 | 0 | 0 | 0 | 0 | 0 | 0 | 0
F4_Commercial_Restaurant_New_Food Preparation_Natural Gas_Conveyor Oven_E6 | F4 | Commercial | Restaurant | New | Food Preparation | Natural Gas | Conveyor Oven | E6 | RVT BC Ratio | 0 | 0 | 0 | 0 | 0 | 0 | 0 | 0 | 0 | 0 | 0 | 0 | 0 | 0 | 0 | 0 | 0 | 0 | 0 | 0 | 0 | 0 | 0 | 0 | 0 | 0 | 0 | 0 | 0 | 0 | 0 | 0 | 0
F4_Commercial_Restaurant_New_Food Preparation_Natural Gas_Conveyor Oven_E7 | F4 | Commercial | Restaurant | New | Food Preparation | Natural Gas | Conveyor Oven | E7 | RVT BC Ratio | 0 | 0 | 0 | 0 | 0 | 0 | 0 | 0 | 0 | 0 | 0 | 0 | 0 | 0 | 0 | 0 | 0 | 0 | 0 | 0 | 0 | 0 | 0 | 0 | 0 | 0 | 0 | 0 | 0 | 0 | 0 | 0 | 0
F4_Commercial_Restaurant_New_Food Preparation_Natural Gas_Conveyor Oven_E8 | F4 | Commercial | Restaurant | New | Food Preparation | Natural Gas | Conveyor Oven | E8 | RVT BC Ratio | 0 | 0 | 0 | 0 | 0 | 0 | 0 | 0 | 0 | 0 | 0 | 0 | 0 | 0 | 0 | 0 | 0 | 0 | 0 | 0 | 0 | 0 | 0 | 0 | 0 | 0 | 0 | 0 | 0 | 0 | 0 | 0 | 0
F4_Commercial_Restaurant_New_Food Preparation_Natural Gas_Conveyor Oven_E9 | F4 | Commercial | Restaurant | New | Food Preparation | Natural Gas | Conveyor Oven | E9 | RVT BC Ratio | 0 | 0 | 0 | 0 | 0 | 0 | 0 | 0 | 0 | 0 | 0 | 0 | 0 | 0 | 0 | 0 | 0 | 0 | 0 | 0 | 0 | 0 | 0 | 0 | 0 | 0 | 0 | 0 | 0 | 0 | 0 | 0 | 0
F4_Commercial_Restaurant_New_Food Preparation_Natural Gas_Conveyor Oven_E10 | F4 | Commercial | Restaurant | New | Food Preparation | Natural Gas | Conveyor Oven | E10 | RVT BC Ratio | 0 | 0 | 0 | 0 | 0 | 0 | 0 | 0 | 0 | 0 | 0 | 0 | 0 | 0 | 0 | 0 | 0 | 0 | 0 | 0 | 0 | 0 | 0 | 0 | 0 | 0 | 0 | 0 | 0 | 0 | 0 | 0 | 0
F5_Commercial_Restaurant_New_Food Preparation_Natural Gas_Conveyor Oven_E1 | F5 | Commercial | Restaurant | New | Food Preparation | Natural Gas | Conveyor Oven | E1 | RIM BC Ratio | bar: 2019 to 2051
F5_Commercial_Restaurant_New_Food Preparation_Natural Gas_Conveyor Oven_E2 | F5 | Commercial | Restaurant | New | Food Preparation | Natural Gas | Conveyor Oven | E2 | RIM BC Ratio | 0.74269 | 0.74293 | 0.74342 | 0.74327 | 0.74327 | 0.74369 | 0.74444 | 0.74509 | 0.74583 | 0.74655 | 0.74726 | 0.74795 | 0.74865 | 0.74936 | 0.75004 | 0.75071 | 0.75134 | 0.75198 | 0.75259 | 0.75318 | 0.75371 | 0.75423 | 0.75467 | 0.75512 | 0.7555 | 0.75583 | 0.75612 | 0.75638 | 0.75657 | 0.75673 | 0.75682 | 0.75688 | 0.75688
F5_Commercial_Restaurant_New_Food Preparation_Natural Gas_Conveyor Oven_E3 | F5 | Commercial | Restaurant | New | Food Preparation | Natural Gas | Conveyor Oven | E3 | RIM BC Ratio | 0 | 0 | 0 | 0 | 0 | 0 | 0 | 0 | 0 | 0 | 0 | 0 | 0 | 0 | 0 | 0 | 0 | 0 | 0 | 0 | 0 | 0 | 0 | 0 | 0 | 0 | 0 | 0 | 0 | 0 | 0 | 0 | 0
F5_Commercial_Restaurant_New_Food Preparation_Natural Gas_Conveyor Oven_E4 | F5 | Commercial | Restaurant | New | Food Preparation | Natural Gas | Conveyor Oven | E4 | RIM BC Ratio | 0 | 0 | 0 | 0 | 0 | 0 | 0 | 0 | 0 | 0 | 0 | 0 | 0 | 0 | 0 | 0 | 0 | 0 | 0 | 0 | 0 | 0 | 0 | 0 | 0 | 0 | 0 | 0 | 0 | 0 | 0 | 0 | 0
F5_Commercial_Restaurant_New_Food Preparation_Natural Gas_Conveyor Oven_E5 | F5 | Commercial | Restaurant | New | Food Preparation | Natural Gas | Conveyor Oven | E5 | RIM BC Ratio | 0 | 0 | 0 | 0 | 0 | 0 | 0 | 0 | 0 | 0 | 0 | 0 | 0 | 0 | 0 | 0 | 0 | 0 | 0 | 0 | 0 | 0 | 0 | 0 | 0 | 0 | 0 | 0 | 0 | 0 | 0 | 0 | 0
F5_Commercial_Restaurant_New_Food Preparation_Natural Gas_Conveyor Oven_E6 | F5 | Commercial | Restaurant | New | Food Preparation | Natural Gas | Conveyor Oven | E6 | RIM BC Ratio | 0 | 0 | 0 | 0 | 0 | 0 | 0 | 0 | 0 | 0 | 0 | 0 | 0 | 0 | 0 | 0 | 0 | 0 | 0 | 0 | 0 | 0 | 0 | 0 | 0 | 0 | 0 | 0 | 0 | 0 | 0 | 0 | 0
F5_Commercial_Restaurant_New_Food Preparation_Natural Gas_Conveyor Oven_E7 | F5 | Commercial | Restaurant | New | Food Preparation | Natural Gas | Conveyor Oven | E7 | RIM BC Ratio | 0 | 0 | 0 | 0 | 0 | 0 | 0 | 0 | 0 | 0 | 0 | 0 | 0 | 0 | 0 | 0 | 0 | 0 | 0 | 0 | 0 | 0 | 0 | 0 | 0 | 0 | 0 | 0 | 0 | 0 | 0 | 0 | 0
F5_Commercial_Restaurant_New_Food Preparation_Natural Gas_Conveyor Oven_E8 | F5 | Commercial | Restaurant | New | Food Preparation | Natural Gas | Conveyor Oven | E8 | RIM BC Ratio | 0 | 0 | 0 | 0 | 0 | 0 | 0 | 0 | 0 | 0 | 0 | 0 | 0 | 0 | 0 | 0 | 0 | 0 | 0 | 0 | 0 | 0 | 0 | 0 | 0 | 0 | 0 | 0 | 0 | 0 | 0 | 0 | 0
F5_Commercial_Restaurant_New_Food Preparation_Natural Gas_Conveyor Oven_E9 | F5 | Commercial | Restaurant | New | Food Preparation | Natural Gas | Conveyor Oven | E9 | RIM BC Ratio | 0 | 0 | 0 | 0 | 0 | 0 | 0 | 0 | 0 | 0 | 0 | 0 | 0 | 0 | 0 | 0 | 0 | 0 | 0 | 0 | 0 | 0 | 0 | 0 | 0 | 0 | 0 | 0 | 0 | 0 | 0 | 0 | 0
F5_Commercial_Restaurant_New_Food Preparation_Natural Gas_Conveyor Oven_E10 | F5 | Commercial | Restaurant | New | Food Preparation | Natural Gas | Conveyor Oven | E10 | RIM BC Ratio | 0 | 0 | 0 | 0 | 0 | 0 | 0 | 0 | 0 | 0 | 0 | 0 | 0 | 0 | 0 | 0 | 0 | 0 | 0 | 0 | 0 | 0 | 0 | 0 | 0 | 0 | 0 | 0 | 0 | 0 | 0 | 0 | 0
F0_Commercial_Restaurant_New_Food Preparation_Natural Gas_Double Rack Oven_E0 | F0 | Commercial | Restaurant | New | Food Preparation | Natural Gas | Double Rack Oven | E0 | Economic Unit | FTSC Qualified (>50% Cooking Efficiency) | FTSC Qualified (>50% Cooking Efficiency) | FTSC Qualified (>50% Cooking Efficiency) | FTSC Qualified (>50% Cooking Efficiency) | FTSC Qualified (>50% Cooking Efficiency) | FTSC Qualified (>50% Cooking Efficiency) | FTSC Qualified (>50% Cooking Efficiency) | FTSC Qualified (>50% Cooking Efficiency) | FTSC Qualified (>50% Cooking Efficiency) | FTSC Qualified (>50% Cooking Efficiency) | FTSC Qualified (>50% Cooking Efficiency) | FTSC Qualified (>50% Cooking Efficiency) | FTSC Qualified (>50% Cooking Efficiency) | FTSC Qualified (>50% Cooking Efficiency) | FTSC Qualified (>50% Cooking Efficiency) | FTSC Qualified (>50% Cooking Efficiency) | FTSC Qualified (>50% Cooking Efficiency) | FTSC Qualified (>50% Cooking Efficiency) | FTSC Qualified (>50% Cooking Efficiency) | FTSC Qualified (>50% Cooking Efficiency) | FTSC Qualified (>50% Cooking Efficiency) | FTSC Qualified (>50% Cooking Efficiency) | FTSC Qualified (>50% Cooking Efficiency) | FTSC Qualified (>50% Cooking Efficiency) | FTSC Qualified (>50% Cooking Efficiency) | FTSC Qualified (>50% Cooking Efficiency) | FTSC Qualified (>50% Cooking Efficiency) | FTSC Qualified (>50% Cooking Efficiency) | FTSC Qualified (>50% Cooking Efficiency) | FTSC Qualified (>50% Cooking Efficiency) | FTSC Qualified (>50% Cooking Efficiency) | FTSC Qualified (>50% Cooking Efficiency) | FTSC Qualified (>50% Cooking Efficiency)
F1_Commercial_Restaurant_New_Food Preparation_Natural Gas_Double Rack Oven_E1 | F1 | Commercial | Restaurant | New | Food Preparation | Natural Gas | Double Rack Oven | E1 | CCE | 0 | 0 | 0 | 0 | 0 | 0 | 0 | 0 | 0 | 0 | 0 | 0 | 0 | 0 | 0 | 0 | 0 | 0 | 0 | 0 | 0 | 0 | 0 | 0 | 0 | 0 | 0 | 0 | 0 | 0 | 0 | 0 | 0
F1_Commercial_Restaurant_New_Food Preparation_Natural Gas_Double Rack Oven_E2 | F1 | Commercial | Restaurant | New | Food Preparation | Natural Gas | Double Rack Oven | E2 | CCE | 0.28294 | 0.29294 | 0.26296 | 0.26789 | 0.26789 | 0.26789 | 0.26789 | 0.26789 | 0.26789 | 0.26789 | 0.26789 | 0.26789 | 0.26789 | 0.26789 | 0.26789 | 0.26789 | 0.26789 | 0.26789 | 0.26789 | 0.26789 | 0.26789 | 0.26789 | 0.26789 | 0.26789 | 0.26789 | 0.26789 | 0.26789 | 0.26789 | 0.26789 | 0.26789 | 0.26789 | 0.26789 | 0.26789
F1_Commercial_Restaurant_New_Food Preparation_Natural Gas_Double Rack Oven_E3 | F1 | Commercial | Restaurant | New | Food Preparation | Natural Gas | Double Rack Oven | E3 | CCE | 0 | 0 | 0 | 0 | 0 | 0 | 0 | 0 | 0 | 0 | 0 | 0 | 0 | 0 | 0 | 0 | 0 | 0 | 0 | 0 | 0 | 0 | 0 | 0 | 0 | 0 | 0 | 0 | 0 | 0 | 0 | 0 | 0
F1_Commercial_Restaurant_New_Food Preparation_Natural Gas_Double Rack Oven_E4 | F1 | Commercial | Restaurant | New | Food Preparation | Natural Gas | Double Rack Oven | E4 | CCE | 0 | 0 | 0 | 0 | 0 | 0 | 0 | 0 | 0 | 0 | 0 | 0 | 0 | 0 | 0 | 0 | 0 | 0 | 0 | 0 | 0 | 0 | 0 | 0 | 0 | 0 | 0 | 0 | 0 | 0 | 0 | 0 | 0
F1_Commercial_Restaurant_New_Food Preparation_Natural Gas_Double Rack Oven_E5 | F1 | Commercial | Restaurant | New | Food Preparation | Natural Gas | Double Rack Oven | E5 | CCE | 0 | 0 | 0 | 0 | 0 | 0 | 0 | 0 | 0 | 0 | 0 | 0 | 0 | 0 | 0 | 0 | 0 | 0 | 0 | 0 | 0 | 0 | 0 | 0 | 0 | 0 | 0 | 0 | 0 | 0 | 0 | 0 | 0
F1_Commercial_Restaurant_New_Food Preparation_Natural Gas_Double Rack Oven_E6 | F1 | Commercial | Restaurant | New | Food Preparation | Natural Gas | Double Rack Oven | E6 | CCE | 0 | 0 | 0 | 0 | 0 | 0 | 0 | 0 | 0 | 0 | 0 | 0 | 0 | 0 | 0 | 0 | 0 | 0 | 0 | 0 | 0 | 0 | 0 | 0 | 0 | 0 | 0 | 0 | 0 | 0 | 0 | 0 | 0
F1_Commercial_Restaurant_New_Food Preparation_Natural Gas_Double Rack Oven_E7 | F1 | Commercial | Restaurant | New | Food Preparation | Natural Gas | Double Rack Oven | E7 | CCE | 0 | 0 | 0 | 0 | 0 | 0 | 0 | 0 | 0 | 0 | 0 | 0 | 0 | 0 | 0 | 0 | 0 | 0 | 0 | 0 | 0 | 0 | 0 | 0 | 0 | 0 | 0 | 0 | 0 | 0 | 0 | 0 | 0
F1_Commercial_Restaurant_New_Food Preparation_Natural Gas_Double Rack Oven_E8 | F1 | Commercial | Restaurant | New | Food Preparation | Natural Gas | Double Rack Oven | E8 | CCE | 0 | 0 | 0 | 0 | 0 | 0 | 0 | 0 | 0 | 0 | 0 | 0 | 0 | 0 | 0 | 0 | 0 | 0 | 0 | 0 | 0 | 0 | 0 | 0 | 0 | 0 | 0 | 0 | 0 | 0 | 0 | 0 | 0
F1_Commercial_Restaurant_New_Food Preparation_Natural Gas_Double Rack Oven_E9 | F1 | Commercial | Restaurant | New | Food Preparation | Natural Gas | Double Rack Oven | E9 | CCE | 0 | 0 | 0 | 0 | 0 | 0 | 0 | 0 | 0 | 0 | 0 | 0 | 0 | 0 | 0 | 0 | 0 | 0 | 0 | 0 | 0 | 0 | 0 | 0 | 0 | 0 | 0 | 0 | 0 | 0 | 0 | 0 | 0
F1_Commercial_Restaurant_New_Food Preparation_Natural Gas_Double Rack Oven_E10 | F1 | Commercial | Restaurant | New | Food Preparation | Natural Gas | Double Rack Oven | E10 | CCE | 0 | 0 | 0 | 0 | 0 | 0 | 0 | 0 | 0 | 0 | 0 | 0 | 0 | 0 | 0 | 0 | 0 | 0 | 0 | 0 | 0 | 0 | 0 | 0 | 0 | 0 | 0 | 0 | 0 | 0 | 0 | 0 | 0
F2_Commercial_Restaurant_New_Food Preparation_Natural Gas_Double Rack Oven_E1 | F2 | Commercial | Restaurant | New | Food Preparation | Natural Gas | Double Rack Oven | E1 | TRC BC Ratio | bar: 2019 to 2051
F2_Commercial_Restaurant_New_Food Preparation_Natural Gas_Double Rack Oven_E2 | F2 | Commercial | Restaurant | New | Food Preparation | Natural Gas | Double Rack Oven | E2 | TRC BC Ratio | 5.8179 | 5.8254 | 5.8572 | 5.8275 | 5.8124 | 5.8356 | 5.8912 | 5.9364 | 5.9916 | 6.0447 | 6.0985 | 6.1492 | 6.2033 | 6.2592 | 6.3135 | 6.369 | 6.4249 | 6.485 | 6.5474 | 6.6117 | 6.6735 | 6.7355 | 6.7911 | 6.8468 | 6.8951 | 6.9368 | 6.9748 | 7.0076 | 7.0332 | 7.0543 | 7.0657 | 7.0734 | 7.0734
F2_Commercial_Restaurant_New_Food Preparation_Natural Gas_Double Rack Oven_E3 | F2 | Commercial | Restaurant | New | Food Preparation | Natural Gas | Double Rack Oven | E3 | TRC BC Ratio | 0 | 0 | 0 | 0 | 0 | 0 | 0 | 0 | 0 | 0 | 0 | 0 | 0 | 0 | 0 | 0 | 0 | 0 | 0 | 0 | 0 | 0 | 0 | 0 | 0 | 0 | 0 | 0 | 0 | 0 | 0 | 0 | 0
F2_Commercial_Restaurant_New_Food Preparation_Natural Gas_Double Rack Oven_E4 | F2 | Commercial | Restaurant | New | Food Preparation | Natural Gas | Double Rack Oven | E4 | TRC BC Ratio | 0 | 0 | 0 | 0 | 0 | 0 | 0 | 0 | 0 | 0 | 0 | 0 | 0 | 0 | 0 | 0 | 0 | 0 | 0 | 0 | 0 | 0 | 0 | 0 | 0 | 0 | 0 | 0 | 0 | 0 | 0 | 0 | 0
F2_Commercial_Restaurant_New_Food Preparation_Natural Gas_Double Rack Oven_E5 | F2 | Commercial | Restaurant | New | Food Preparation | Natural Gas | Double Rack Oven | E5 | TRC BC Ratio | 0 | 0 | 0 | 0 | 0 | 0 | 0 | 0 | 0 | 0 | 0 | 0 | 0 | 0 | 0 | 0 | 0 | 0 | 0 | 0 | 0 | 0 | 0 | 0 | 0 | 0 | 0 | 0 | 0 | 0 | 0 | 0 | 0
F2_Commercial_Restaurant_New_Food Preparation_Natural Gas_Double Rack Oven_E6 | F2 | Commercial | Restaurant | New | Food Preparation | Natural Gas | Double Rack Oven | E6 | TRC BC Ratio | 0 | 0 | 0 | 0 | 0 | 0 | 0 | 0 | 0 | 0 | 0 | 0 | 0 | 0 | 0 | 0 | 0 | 0 | 0 | 0 | 0 | 0 | 0 | 0 | 0 | 0 | 0 | 0 | 0 | 0 | 0 | 0 | 0
F2_Commercial_Restaurant_New_Food Preparation_Natural Gas_Double Rack Oven_E7 | F2 | Commercial | Restaurant | New | Food Preparation | Natural Gas | Double Rack Oven | E7 | TRC BC Ratio | 0 | 0 | 0 | 0 | 0 | 0 | 0 | 0 | 0 | 0 | 0 | 0 | 0 | 0 | 0 | 0 | 0 | 0 | 0 | 0 | 0 | 0 | 0 | 0 | 0 | 0 | 0 | 0 | 0 | 0 | 0 | 0 | 0
F2_Commercial_Restaurant_New_Food Preparation_Natural Gas_Double Rack Oven_E8 | F2 | Commercial | Restaurant | New | Food Preparation | Natural Gas | Double Rack Oven | E8 | TRC BC Ratio | 0 | 0 | 0 | 0 | 0 | 0 | 0 | 0 | 0 | 0 | 0 | 0 | 0 | 0 | 0 | 0 | 0 | 0 | 0 | 0 | 0 | 0 | 0 | 0 | 0 | 0 | 0 | 0 | 0 | 0 | 0 | 0 | 0
F2_Commercial_Restaurant_New_Food Preparation_Natural Gas_Double Rack Oven_E9 | F2 | Commercial | Restaurant | New | Food Preparation | Natural Gas | Double Rack Oven | E9 | TRC BC Ratio | 0 | 0 | 0 | 0 | 0 | 0 | 0 | 0 | 0 | 0 | 0 | 0 | 0 | 0 | 0 | 0 | 0 | 0 | 0 | 0 | 0 | 0 | 0 | 0 | 0 | 0 | 0 | 0 | 0 | 0 | 0 | 0 | 0
F2_Commercial_Restaurant_New_Food Preparation_Natural Gas_Double Rack Oven_E10 | F2 | Commercial | Restaurant | New | Food Preparation | Natural Gas | Double Rack Oven | E10 | TRC BC Ratio | 0 | 0 | 0 | 0 | 0 | 0 | 0 | 0 | 0 | 0 | 0 | 0 | 0 | 0 | 0 | 0 | 0 | 0 | 0 | 0 | 0 | 0 | 0 | 0 | 0 | 0 | 0 | 0 | 0 | 0 | 0 | 0 | 0
F3_Commercial_Restaurant_New_Food Preparation_Natural Gas_Double Rack Oven_E1 | F3 | Commercial | Restaurant | New | Food Preparation | Natural Gas | Double Rack Oven | E1 | PACT BC Ratio | bar: 2019 to 2051
F3_Commercial_Restaurant_New_Food Preparation_Natural Gas_Double Rack Oven_E2 | F3 | Commercial | Restaurant | New | Food Preparation | Natural Gas | Double Rack Oven | E2 | PACT BC Ratio | 7.7572 | 7.7672 | 7.8096 | 7.77 | 7.7499 | 7.7807 | 7.8549 | 7.9152 | 7.9888 | 8.0596 | 8.1313 | 8.199 | 8.2711 | 8.3456 | 8.418 | 8.4919 | 8.5665 | 8.6466 | 8.7298 | 8.8156 | 8.8979 | 8.9807 | 9.0548 | 9.1291 | 9.1935 | 9.2491 | 9.2998 | 9.3434 | 9.3776 | 9.4057 | 9.421 | 9.4312 | 9.4312
F3_Commercial_Restaurant_New_Food Preparation_Natural Gas_Double Rack Oven_E3 | F3 | Commercial | Restaurant | New | Food Preparation | Natural Gas | Double Rack Oven | E3 | PACT BC Ratio | 0 | 0 | 0 | 0 | 0 | 0 | 0 | 0 | 0 | 0 | 0 | 0 | 0 | 0 | 0 | 0 | 0 | 0 | 0 | 0 | 0 | 0 | 0 | 0 | 0 | 0 | 0 | 0 | 0 | 0 | 0 | 0 | 0
F3_Commercial_Restaurant_New_Food Preparation_Natural Gas_Double Rack Oven_E4 | F3 | Commercial | Restaurant | New | Food Preparation | Natural Gas | Double Rack Oven | E4 | PACT BC Ratio | 0 | 0 | 0 | 0 | 0 | 0 | 0 | 0 | 0 | 0 | 0 | 0 | 0 | 0 | 0 | 0 | 0 | 0 | 0 | 0 | 0 | 0 | 0 | 0 | 0 | 0 | 0 | 0 | 0 | 0 | 0 | 0 | 0
F3_Commercial_Restaurant_New_Food Preparation_Natural Gas_Double Rack Oven_E5 | F3 | Commercial | Restaurant | New | Food Preparation | Natural Gas | Double Rack Oven | E5 | PACT BC Ratio | 0 | 0 | 0 | 0 | 0 | 0 | 0 | 0 | 0 | 0 | 0 | 0 | 0 | 0 | 0 | 0 | 0 | 0 | 0 | 0 | 0 | 0 | 0 | 0 | 0 | 0 | 0 | 0 | 0 | 0 | 0 | 0 | 0
F3_Commercial_Restaurant_New_Food Preparation_Natural Gas_Double Rack Oven_E6 | F3 | Commercial | Restaurant | New | Food Preparation | Natural Gas | Double Rack Oven | E6 | PACT BC Ratio | 0 | 0 | 0 | 0 | 0 | 0 | 0 | 0 | 0 | 0 | 0 | 0 | 0 | 0 | 0 | 0 | 0 | 0 | 0 | 0 | 0 | 0 | 0 | 0 | 0 | 0 | 0 | 0 | 0 | 0 | 0 | 0 | 0
F3_Commercial_Restaurant_New_Food Preparation_Natural Gas_Double Rack Oven_E7 | F3 | Commercial | Restaurant | New | Food Preparation | Natural Gas | Double Rack Oven | E7 | PACT BC Ratio | 0 | 0 | 0 | 0 | 0 | 0 | 0 | 0 | 0 | 0 | 0 | 0 | 0 | 0 | 0 | 0 | 0 | 0 | 0 | 0 | 0 | 0 | 0 | 0 | 0 | 0 | 0 | 0 | 0 | 0 | 0 | 0 | 0
F3_Commercial_Restaurant_New_Food Preparation_Natural Gas_Double Rack Oven_E8 | F3 | Commercial | Restaurant | New | Food Preparation | Natural Gas | Double Rack Oven | E8 | PACT BC Ratio | 0 | 0 | 0 | 0 | 0 | 0 | 0 | 0 | 0 | 0 | 0 | 0 | 0 | 0 | 0 | 0 | 0 | 0 | 0 | 0 | 0 | 0 | 0 | 0 | 0 | 0 | 0 | 0 | 0 | 0 | 0 | 0 | 0
F3_Commercial_Restaurant_New_Food Preparation_Natural Gas_Double Rack Oven_E9 | F3 | Commercial | Restaurant | New | Food Preparation | Natural Gas | Double Rack Oven | E9 | PACT BC Ratio | 0 | 0 | 0 | 0 | 0 | 0 | 0 | 0 | 0 | 0 | 0 | 0 | 0 | 0 | 0 | 0 | 0 | 0 | 0 | 0 | 0 | 0 | 0 | 0 | 0 | 0 | 0 | 0 | 0 | 0 | 0 | 0 | 0
F3_Commercial_Restaurant_New_Food Preparation_Natural Gas_Double Rack Oven_E10 | F3 | Commercial | Restaurant | New | Food Preparation | Natural Gas | Double Rack Oven | E10 | PACT BC Ratio | 0 | 0 | 0 | 0 | 0 | 0 | 0 | 0 | 0 | 0 | 0 | 0 | 0 | 0 | 0 | 0 | 0 | 0 | 0 | 0 | 0 | 0 | 0 | 0 | 0 | 0 | 0 | 0 | 0 | 0 | 0 | 0 | 0
F4_Commercial_Restaurant_New_Food Preparation_Natural Gas_Double Rack Oven_E1 | F4 | Commercial | Restaurant | New | Food Preparation | Natural Gas | Double Rack Oven | E1 | RVT BC Ratio | bar: 2019 to 2051
F4_Commercial_Restaurant_New_Food Preparation_Natural Gas_Double Rack Oven_E2 | F4 | Commercial | Restaurant | New | Food Preparation | Natural Gas | Double Rack Oven | E2 | RVT BC Ratio | 9.0643 | 9.075 | 9.1207 | 9.0781 | 9.0564 | 9.0896 | 9.1696 | 9.2346 | 9.3139 | 9.3903 | 9.4676 | 9.5406 | 9.6184 | 9.6988 | 9.7768 | 9.8565 | 9.9369 | 10.0233 | 10.113 | 10.2055 | 10.2943 | 10.3835 | 10.4634 | 10.5436 | 10.613 | 10.6729 | 10.7275 | 10.7746 | 10.8115 | 10.8418 | 10.8582 | 10.8693 | 10.8693
F4_Commercial_Restaurant_New_Food Preparation_Natural Gas_Double Rack Oven_E3 | F4 | Commercial | Restaurant | New | Food Preparation | Natural Gas | Double Rack Oven | E3 | RVT BC Ratio | 0 | 0 | 0 | 0 | 0 | 0 | 0 | 0 | 0 | 0 | 0 | 0 | 0 | 0 | 0 | 0 | 0 | 0 | 0 | 0 | 0 | 0 | 0 | 0 | 0 | 0 | 0 | 0 | 0 | 0 | 0 | 0 | 0
F4_Commercial_Restaurant_New_Food Preparation_Natural Gas_Double Rack Oven_E4 | F4 | Commercial | Restaurant | New | Food Preparation | Natural Gas | Double Rack Oven | E4 | RVT BC Ratio | 0 | 0 | 0 | 0 | 0 | 0 | 0 | 0 | 0 | 0 | 0 | 0 | 0 | 0 | 0 | 0 | 0 | 0 | 0 | 0 | 0 | 0 | 0 | 0 | 0 | 0 | 0 | 0 | 0 | 0 | 0 | 0 | 0
F4_Commercial_Restaurant_New_Food Preparation_Natural Gas_Double Rack Oven_E5 | F4 | Commercial | Restaurant | New | Food Preparation | Natural Gas | Double Rack Oven | E5 | RVT BC Ratio | 0 | 0 | 0 | 0 | 0 | 0 | 0 | 0 | 0 | 0 | 0 | 0 | 0 | 0 | 0 | 0 | 0 | 0 | 0 | 0 | 0 | 0 | 0 | 0 | 0 | 0 | 0 | 0 | 0 | 0 | 0 | 0 | 0
F4_Commercial_Restaurant_New_Food Preparation_Natural Gas_Double Rack Oven_E6 | F4 | Commercial | Restaurant | New | Food Preparation | Natural Gas | Double Rack Oven | E6 | RVT BC Ratio | 0 | 0 | 0 | 0 | 0 | 0 | 0 | 0 | 0 | 0 | 0 | 0 | 0 | 0 | 0 | 0 | 0 | 0 | 0 | 0 | 0 | 0 | 0 | 0 | 0 | 0 | 0 | 0 | 0 | 0 | 0 | 0 | 0
F4_Commercial_Restaurant_New_Food Preparation_Natural Gas_Double Rack Oven_E7 | F4 | Commercial | Restaurant | New | Food Preparation | Natural Gas | Double Rack Oven | E7 | RVT BC Ratio | 0 | 0 | 0 | 0 | 0 | 0 | 0 | 0 | 0 | 0 | 0 | 0 | 0 | 0 | 0 | 0 | 0 | 0 | 0 | 0 | 0 | 0 | 0 | 0 | 0 | 0 | 0 | 0 | 0 | 0 | 0 | 0 | 0
F4_Commercial_Restaurant_New_Food Preparation_Natural Gas_Double Rack Oven_E8 | F4 | Commercial | Restaurant | New | Food Preparation | Natural Gas | Double Rack Oven | E8 | RVT BC Ratio | 0 | 0 | 0 | 0 | 0 | 0 | 0 | 0 | 0 | 0 | 0 | 0 | 0 | 0 | 0 | 0 | 0 | 0 | 0 | 0 | 0 | 0 | 0 | 0 | 0 | 0 | 0 | 0 | 0 | 0 | 0 | 0 | 0
F4_Commercial_Restaurant_New_Food Preparation_Natural Gas_Double Rack Oven_E9 | F4 | Commercial | Restaurant | New | Food Preparation | Natural Gas | Double Rack Oven | E9 | RVT BC Ratio | 0 | 0 | 0 | 0 | 0 | 0 | 0 | 0 | 0 | 0 | 0 | 0 | 0 | 0 | 0 | 0 | 0 | 0 | 0 | 0 | 0 | 0 | 0 | 0 | 0 | 0 | 0 | 0 | 0 | 0 | 0 | 0 | 0
F4_Commercial_Restaurant_New_Food Preparation_Natural Gas_Double Rack Oven_E10 | F4 | Commercial | Restaurant | New | Food Preparation | Natural Gas | Double Rack Oven | E10 | RVT BC Ratio | 0 | 0 | 0 | 0 | 0 | 0 | 0 | 0 | 0 | 0 | 0 | 0 | 0 | 0 | 0 | 0 | 0 | 0 | 0 | 0 | 0 | 0 | 0 | 0 | 0 | 0 | 0 | 0 | 0 | 0 | 0 | 0 | 0
F5_Commercial_Restaurant_New_Food Preparation_Natural Gas_Double Rack Oven_E1 | F5 | Commercial | Restaurant | New | Food Preparation | Natural Gas | Double Rack Oven | E1 | RIM BC Ratio | bar: 2019 to 2051
F5_Commercial_Restaurant_New_Food Preparation_Natural Gas_Double Rack Oven_E2 | F5 | Commercial | Restaurant | New | Food Preparation | Natural Gas | Double Rack Oven | E2 | RIM BC Ratio | 0.75359 | 0.75369 | 0.75408 | 0.75371 | 0.75352 | 0.75381 | 0.7545 | 0.75506 | 0.75572 | 0.75635 | 0.75698 | 0.75756 | 0.75817 | 0.75879 | 0.75938 | 0.75998 | 0.76057 | 0.7612 | 0.76184 | 0.76249 | 0.7631 | 0.7637 | 0.76423 | 0.76476 | 0.76521 | 0.76559 | 0.76593 | 0.76623 | 0.76646 | 0.76665 | 0.76675 | 0.76681 | 0.76681
F5_Commercial_Restaurant_New_Food Preparation_Natural Gas_Double Rack Oven_E3 | F5 | Commercial | Restaurant | New | Food Preparation | Natural Gas | Double Rack Oven | E3 | RIM BC Ratio | 0 | 0 | 0 | 0 | 0 | 0 | 0 | 0 | 0 | 0 | 0 | 0 | 0 | 0 | 0 | 0 | 0 | 0 | 0 | 0 | 0 | 0 | 0 | 0 | 0 | 0 | 0 | 0 | 0 | 0 | 0 | 0 | 0
F5_Commercial_Restaurant_New_Food Preparation_Natural Gas_Double Rack Oven_E4 | F5 | Commercial | Restaurant | New | Food Preparation | Natural Gas | Double Rack Oven | E4 | RIM BC Ratio | 0 | 0 | 0 | 0 | 0 | 0 | 0 | 0 | 0 | 0 | 0 | 0 | 0 | 0 | 0 | 0 | 0 | 0 | 0 | 0 | 0 | 0 | 0 | 0 | 0 | 0 | 0 | 0 | 0 | 0 | 0 | 0 | 0
F5_Commercial_Restaurant_New_Food Preparation_Natural Gas_Double Rack Oven_E5 | F5 | Commercial | Restaurant | New | Food Preparation | Natural Gas | Double Rack Oven | E5 | RIM BC Ratio | 0 | 0 | 0 | 0 | 0 | 0 | 0 | 0 | 0 | 0 | 0 | 0 | 0 | 0 | 0 | 0 | 0 | 0 | 0 | 0 | 0 | 0 | 0 | 0 | 0 | 0 | 0 | 0 | 0 | 0 | 0 | 0 | 0
F5_Commercial_Restaurant_New_Food Preparation_Natural Gas_Double Rack Oven_E6 | F5 | Commercial | Restaurant | New | Food Preparation | Natural Gas | Double Rack Oven | E6 | RIM BC Ratio | 0 | 0 | 0 | 0 | 0 | 0 | 0 | 0 | 0 | 0 | 0 | 0 | 0 | 0 | 0 | 0 | 0 | 0 | 0 | 0 | 0 | 0 | 0 | 0 | 0 | 0 | 0 | 0 | 0 | 0 | 0 | 0 | 0
F5_Commercial_Restaurant_New_Food Preparation_Natural Gas_Double Rack Oven_E7 | F5 | Commercial | Restaurant | New | Food Preparation | Natural Gas | Double Rack Oven | E7 | RIM BC Ratio | 0 | 0 | 0 | 0 | 0 | 0 | 0 | 0 | 0 | 0 | 0 | 0 | 0 | 0 | 0 | 0 | 0 | 0 | 0 | 0 | 0 | 0 | 0 | 0 | 0 | 0 | 0 | 0 | 0 | 0 | 0 | 0 | 0
F5_Commercial_Restaurant_New_Food Preparation_Natural Gas_Double Rack Oven_E8 | F5 | Commercial | Restaurant | New | Food Preparation | Natural Gas | Double Rack Oven | E8 | RIM BC Ratio | 0 | 0 | 0 | 0 | 0 | 0 | 0 | 0 | 0 | 0 | 0 | 0 | 0 | 0 | 0 | 0 | 0 | 0 | 0 | 0 | 0 | 0 | 0 | 0 | 0 | 0 | 0 | 0 | 0 | 0 | 0 | 0 | 0
F5_Commercial_Restaurant_New_Food Preparation_Natural Gas_Double Rack Oven_E9 | F5 | Commercial | Restaurant | New | Food Preparation | Natural Gas | Double Rack Oven | E9 | RIM BC Ratio | 0 | 0 | 0 | 0 | 0 | 0 | 0 | 0 | 0 | 0 | 0 | 0 | 0 | 0 | 0 | 0 | 0 | 0 | 0 | 0 | 0 | 0 | 0 | 0 | 0 | 0 | 0 | 0 | 0 | 0 | 0 | 0 | 0
F5_Commercial_Restaurant_New_Food Preparation_Natural Gas_Double Rack Oven_E10 | F5 | Commercial | Restaurant | New | Food Preparation | Natural Gas | Double Rack Oven | E10 | RIM BC Ratio | 0 | 0 | 0 | 0 | 0 | 0 | 0 | 0 | 0 | 0 | 0 | 0 | 0 | 0 | 0 | 0 | 0 | 0 | 0 | 0 | 0 | 0 | 0 | 0 | 0 | 0 | 0 | 0 | 0 | 0 | 0 | 0 | 0
F0_Commercial_Restaurant_New_Food Preparation_Natural Gas_Fryer_E0 | F0 | Commercial | Restaurant | New | Food Preparation | Natural Gas | Fryer | E0 | Economic Unit | ENERGY STAR (3.0) | ENERGY STAR (3.0) | ENERGY STAR (3.0) | ENERGY STAR (3.0) | ENERGY STAR (3.0) | ENERGY STAR (3.0) | ENERGY STAR (3.0) | ENERGY STAR (3.0) | ENERGY STAR (3.0) | ENERGY STAR (3.0) | ENERGY STAR (3.0) | ENERGY STAR (3.0) | ENERGY STAR (3.0) | ENERGY STAR (3.0) | ENERGY STAR (3.0) | ENERGY STAR (3.0) | ENERGY STAR (3.0) | ENERGY STAR (3.0) | ENERGY STAR (3.0) | ENERGY STAR (3.0) | ENERGY STAR (3.0) | ENERGY STAR (3.0) | ENERGY STAR (3.0) | ENERGY STAR (3.0) | ENERGY STAR (3.0) | ENERGY STAR (3.0) | ENERGY STAR (3.0) | ENERGY STAR (3.0) | ENERGY STAR (3.0) | ENERGY STAR (3.0) | ENERGY STAR (3.0) | ENERGY STAR (3.0) | ENERGY STAR (3.0)
F1_Commercial_Restaurant_New_Food Preparation_Natural Gas_Fryer_E1 | F1 | Commercial | Restaurant | New | Food Preparation | Natural Gas | Fryer | E1 | CCE | 0 | 0 | 0 | 0 | 0 | 0 | 0 | 0 | 0 | 0 | 0 | 0 | 0 | 0 | 0 | 0 | 0 | 0 | 0 | 0 | 0 | 0 | 0 | 0 | 0 | 0 | 0 | 0 | 0 | 0 | 0 | 0 | 0
F1_Commercial_Restaurant_New_Food Preparation_Natural Gas_Fryer_E2 | F1 | Commercial | Restaurant | New | Food Preparation | Natural Gas | Fryer | E2 | CCE | 0.36986 | 0.38294 | 0.34375 | 0 | 0 | 0 | 0 | 0 | 0 | 0 | 0 | 0 | 0 | 0 | 0 | 0 | 0 | 0 | 0 | 0 | 0 | 0 | 0 | 0 | 0 | 0 | 0 | 0 | 0 | 0 | 0 | 0 | 0
F1_Commercial_Restaurant_New_Food Preparation_Natural Gas_Fryer_E3 | F1 | Commercial | Restaurant | New | Food Preparation | Natural Gas | Fryer | E3 | CCE | 0 | 0 | 0 | 0 | 0 | 0 | 0 | 0 | 0 | 0 | 0 | 0 | 0 | 0 | 0 | 0 | 0 | 0 | 0 | 0 | 0 | 0 | 0 | 0 | 0 | 0 | 0 | 0 | 0 | 0 | 0 | 0 | 0
F1_Commercial_Restaurant_New_Food Preparation_Natural Gas_Fryer_E4 | F1 | Commercial | Restaurant | New | Food Preparation | Natural Gas | Fryer | E4 | CCE | 0 | 0 | 0 | 0 | 0 | 0 | 0 | 0 | 0 | 0 | 0 | 0 | 0 | 0 | 0 | 0 | 0 | 0 | 0 | 0 | 0 | 0 | 0 | 0 | 0 | 0 | 0 | 0 | 0 | 0 | 0 | 0 | 0
F1_Commercial_Restaurant_New_Food Preparation_Natural Gas_Fryer_E5 | F1 | Commercial | Restaurant | New | Food Preparation | Natural Gas | Fryer | E5 | CCE | 0 | 0 | 0 | 0 | 0 | 0 | 0 | 0 | 0 | 0 | 0 | 0 | 0 | 0 | 0 | 0 | 0 | 0 | 0 | 0 | 0 | 0 | 0 | 0 | 0 | 0 | 0 | 0 | 0 | 0 | 0 | 0 | 0
F1_Commercial_Restaurant_New_Food Preparation_Natural Gas_Fryer_E6 | F1 | Commercial | Restaurant | New | Food Preparation | Natural Gas | Fryer | E6 | CCE | 0 | 0 | 0 | 0 | 0 | 0 | 0 | 0 | 0 | 0 | 0 | 0 | 0 | 0 | 0 | 0 | 0 | 0 | 0 | 0 | 0 | 0 | 0 | 0 | 0 | 0 | 0 | 0 | 0 | 0 | 0 | 0 | 0
F1_Commercial_Restaurant_New_Food Preparation_Natural Gas_Fryer_E7 | F1 | Commercial | Restaurant | New | Food Preparation | Natural Gas | Fryer | E7 | CCE | 0 | 0 | 0 | 0 | 0 | 0 | 0 | 0 | 0 | 0 | 0 | 0 | 0 | 0 | 0 | 0 | 0 | 0 | 0 | 0 | 0 | 0 | 0 | 0 | 0 | 0 | 0 | 0 | 0 | 0 | 0 | 0 | 0
F1_Commercial_Restaurant_New_Food Preparation_Natural Gas_Fryer_E8 | F1 | Commercial | Restaurant | New | Food Preparation | Natural Gas | Fryer | E8 | CCE | 0 | 0 | 0 | 0 | 0 | 0 | 0 | 0 | 0 | 0 | 0 | 0 | 0 | 0 | 0 | 0 | 0 | 0 | 0 | 0 | 0 | 0 | 0 | 0 | 0 | 0 | 0 | 0 | 0 | 0 | 0 | 0 | 0
F1_Commercial_Restaurant_New_Food Preparation_Natural Gas_Fryer_E9 | F1 | Commercial | Restaurant | New | Food Preparation | Natural Gas | Fryer | E9 | CCE | 0 | 0 | 0 | 0 | 0 | 0 | 0 | 0 | 0 | 0 | 0 | 0 | 0 | 0 | 0 | 0 | 0 | 0 | 0 | 0 | 0 | 0 | 0 | 0 | 0 | 0 | 0 | 0 | 0 | 0 | 0 | 0 | 0
F1_Commercial_Restaurant_New_Food Preparation_Natural Gas_Fryer_E10 | F1 | Commercial | Restaurant | New | Food Preparation | Natural Gas | Fryer | E10 | CCE | 0 | 0 | 0 | 0 | 0 | 0 | 0 | 0 | 0 | 0 | 0 | 0 | 0 | 0 | 0 | 0 | 0 | 0 | 0 | 0 | 0 | 0 | 0 | 0 | 0 | 0 | 0 | 0 | 0 | 0 | 0 | 0 | 0
F2_Commercial_Restaurant_New_Food Preparation_Natural Gas_Fryer_E1 | F2 | Commercial | Restaurant | New | Food Preparation | Natural Gas | Fryer | E1 | TRC BC Ratio | 1 | 1 | 1 | 0 | 0 | 0 | 0 | 0 | 0 | 0 | 0 | 0 | 0 | 0 | 0 | 0 | 0 | 0 | 0 | 0 | 0 | 0 | 0 | 0 | 0 | 0 | 0 | 0 | 0 | 0 | 0 | 0 | 0
F2_Commercial_Restaurant_New_Food Preparation_Natural Gas_Fryer_E2 | F2 | Commercial | Restaurant | New | Food Preparation | Natural Gas | Fryer | E2 | TRC BC Ratio | 4.4463 | 4.4414 | 4.4606 | 1 | 1 | 1 | 1 | 1 | 1 | 1 | 1 | 1 | 1 | 1 | 1 | 1 | 1 | 1 | 1 | 1 | 1 | 1 | 1 | 1 | 1 | 1 | 1 | 1 | 1 | 1 | 1 | 1 | 1
F2_Commercial_Restaurant_New_Food Preparation_Natural Gas_Fryer_E3 | F2 | Commercial | Restaurant | New | Food Preparation | Natural Gas | Fryer | E3 | TRC BC Ratio | 0 | 0 | 0 | 0 | 0 | 0 | 0 | 0 | 0 | 0 | 0 | 0 | 0 | 0 | 0 | 0 | 0 | 0 | 0 | 0 | 0 | 0 | 0 | 0 | 0 | 0 | 0 | 0 | 0 | 0 | 0 | 0 | 0
F2_Commercial_Restaurant_New_Food Preparation_Natural Gas_Fryer_E4 | F2 | Commercial | Restaurant | New | Food Preparation | Natural Gas | Fryer | E4 | TRC BC Ratio | 0 | 0 | 0 | 0 | 0 | 0 | 0 | 0 | 0 | 0 | 0 | 0 | 0 | 0 | 0 | 0 | 0 | 0 | 0 | 0 | 0 | 0 | 0 | 0 | 0 | 0 | 0 | 0 | 0 | 0 | 0 | 0 | 0
F2_Commercial_Restaurant_New_Food Preparation_Natural Gas_Fryer_E5 | F2 | Commercial | Restaurant | New | Food Preparation | Natural Gas | Fryer | E5 | TRC BC Ratio | 0 | 0 | 0 | 0 | 0 | 0 | 0 | 0 | 0 | 0 | 0 | 0 | 0 | 0 | 0 | 0 | 0 | 0 | 0 | 0 | 0 | 0 | 0 | 0 | 0 | 0 | 0 | 0 | 0 | 0 | 0 | 0 | 0
F2_Commercial_Restaurant_New_Food Preparation_Natural Gas_Fryer_E6 | F2 | Commercial | Restaurant | New | Food Preparation | Natural Gas | Fryer | E6 | TRC BC Ratio | 0 | 0 | 0 | 0 | 0 | 0 | 0 | 0 | 0 | 0 | 0 | 0 | 0 | 0 | 0 | 0 | 0 | 0 | 0 | 0 | 0 | 0 | 0 | 0 | 0 | 0 | 0 | 0 | 0 | 0 | 0 | 0 | 0
F2_Commercial_Restaurant_New_Food Preparation_Natural Gas_Fryer_E7 | F2 | Commercial | Restaurant | New | Food Preparation | Natural Gas | Fryer | E7 | TRC BC Ratio | 0 | 0 | 0 | 0 | 0 | 0 | 0 | 0 | 0 | 0 | 0 | 0 | 0 | 0 | 0 | 0 | 0 | 0 | 0 | 0 | 0 | 0 | 0 | 0 | 0 | 0 | 0 | 0 | 0 | 0 | 0 | 0 | 0
F2_Commercial_Restaurant_New_Food Preparation_Natural Gas_Fryer_E8 | F2 | Commercial | Restaurant | New | Food Preparation | Natural Gas | Fryer | E8 | TRC BC Ratio | 0 | 0 | 0 | 0 | 0 | 0 | 0 | 0 | 0 | 0 | 0 | 0 | 0 | 0 | 0 | 0 | 0 | 0 | 0 | 0 | 0 | 0 | 0 | 0 | 0 | 0 | 0 | 0 | 0 | 0 | 0 | 0 | 0
F2_Commercial_Restaurant_New_Food Preparation_Natural Gas_Fryer_E9 | F2 | Commercial | Restaurant | New | Food Preparation | Natural Gas | Fryer | E9 | TRC BC Ratio | 0 | 0 | 0 | 0 | 0 | 0 | 0 | 0 | 0 | 0 | 0 | 0 | 0 | 0 | 0 | 0 | 0 | 0 | 0 | 0 | 0 | 0 | 0 | 0 | 0 | 0 | 0 | 0 | 0 | 0 | 0 | 0 | 0
F2_Commercial_Restaurant_New_Food Preparation_Natural Gas_Fryer_E10 | F2 | Commercial | Restaurant | New | Food Preparation | Natural Gas | Fryer | E10 | TRC BC Ratio | 0 | 0 | 0 | 0 | 0 | 0 | 0 | 0 | 0 | 0 | 0 | 0 | 0 | 0 | 0 | 0 | 0 | 0 | 0 | 0 | 0 | 0 | 0 | 0 | 0 | 0 | 0 | 0 | 0 | 0 | 0 | 0 | 0
F3_Commercial_Restaurant_New_Food Preparation_Natural Gas_Fryer_E1 | F3 | Commercial | Restaurant | New | Food Preparation | Natural Gas | Fryer | E1 | PACT BC Ratio | 1 | 1 | 1 | 0 | 0 | 0 | 0 | 0 | 0 | 0 | 0 | 0 | 0 | 0 | 0 | 0 | 0 | 0 | 0 | 0 | 0 | 0 | 0 | 0 | 0 | 0 | 0 | 0 | 0 | 0 | 0 | 0 | 0
F3_Commercial_Restaurant_New_Food Preparation_Natural Gas_Fryer_E2 | F3 | Commercial | Restaurant | New | Food Preparation | Natural Gas | Fryer | E2 | PACT BC Ratio | 5.9285 | 5.9219 | 5.9474 | 1 | 1 | 1 | 1 | 1 | 1 | 1 | 1 | 1 | 1 | 1 | 1 | 1 | 1 | 1 | 1 | 1 | 1 | 1 | 1 | 1 | 1 | 1 | 1 | 1 | 1 | 1 | 1 | 1 | 1
F3_Commercial_Restaurant_New_Food Preparation_Natural Gas_Fryer_E3 | F3 | Commercial | Restaurant | New | Food Preparation | Natural Gas | Fryer | E3 | PACT BC Ratio | 0 | 0 | 0 | 0 | 0 | 0 | 0 | 0 | 0 | 0 | 0 | 0 | 0 | 0 | 0 | 0 | 0 | 0 | 0 | 0 | 0 | 0 | 0 | 0 | 0 | 0 | 0 | 0 | 0 | 0 | 0 | 0 | 0
F3_Commercial_Restaurant_New_Food Preparation_Natural Gas_Fryer_E4 | F3 | Commercial | Restaurant | New | Food Preparation | Natural Gas | Fryer | E4 | PACT BC Ratio | 0 | 0 | 0 | 0 | 0 | 0 | 0 | 0 | 0 | 0 | 0 | 0 | 0 | 0 | 0 | 0 | 0 | 0 | 0 | 0 | 0 | 0 | 0 | 0 | 0 | 0 | 0 | 0 | 0 | 0 | 0 | 0 | 0
F3_Commercial_Restaurant_New_Food Preparation_Natural Gas_Fryer_E5 | F3 | Commercial | Restaurant | New | Food Preparation | Natural Gas | Fryer | E5 | PACT BC Ratio | 0 | 0 | 0 | 0 | 0 | 0 | 0 | 0 | 0 | 0 | 0 | 0 | 0 | 0 | 0 | 0 | 0 | 0 | 0 | 0 | 0 | 0 | 0 | 0 | 0 | 0 | 0 | 0 | 0 | 0 | 0 | 0 | 0
F3_Commercial_Restaurant_New_Food Preparation_Natural Gas_Fryer_E6 | F3 | Commercial | Restaurant | New | Food Preparation | Natural Gas | Fryer | E6 | PACT BC Ratio | 0 | 0 | 0 | 0 | 0 | 0 | 0 | 0 | 0 | 0 | 0 | 0 | 0 | 0 | 0 | 0 | 0 | 0 | 0 | 0 | 0 | 0 | 0 | 0 | 0 | 0 | 0 | 0 | 0 | 0 | 0 | 0 | 0
F3_Commercial_Restaurant_New_Food Preparation_Natural Gas_Fryer_E7 | F3 | Commercial | Restaurant | New | Food Preparation | Natural Gas | Fryer | E7 | PACT BC Ratio | 0 | 0 | 0 | 0 | 0 | 0 | 0 | 0 | 0 | 0 | 0 | 0 | 0 | 0 | 0 | 0 | 0 | 0 | 0 | 0 | 0 | 0 | 0 | 0 | 0 | 0 | 0 | 0 | 0 | 0 | 0 | 0 | 0
F3_Commercial_Restaurant_New_Food Preparation_Natural Gas_Fryer_E8 | F3 | Commercial | Restaurant | New | Food Preparation | Natural Gas | Fryer | E8 | PACT BC Ratio | 0 | 0 | 0 | 0 | 0 | 0 | 0 | 0 | 0 | 0 | 0 | 0 | 0 | 0 | 0 | 0 | 0 | 0 | 0 | 0 | 0 | 0 | 0 | 0 | 0 | 0 | 0 | 0 | 0 | 0 | 0 | 0 | 0
F3_Commercial_Restaurant_New_Food Preparation_Natural Gas_Fryer_E9 | F3 | Commercial | Restaurant | New | Food Preparation | Natural Gas | Fryer | E9 | PACT BC Ratio | 0 | 0 | 0 | 0 | 0 | 0 | 0 | 0 | 0 | 0 | 0 | 0 | 0 | 0 | 0 | 0 | 0 | 0 | 0 | 0 | 0 | 0 | 0 | 0 | 0 | 0 | 0 | 0 | 0 | 0 | 0 | 0 | 0
F3_Commercial_Restaurant_New_Food Preparation_Natural Gas_Fryer_E10 | F3 | Commercial | Restaurant | New | Food Preparation | Natural Gas | Fryer | E10 | PACT BC Ratio | 0 | 0 | 0 | 0 | 0 | 0 | 0 | 0 | 0 | 0 | 0 | 0 | 0 | 0 | 0 | 0 | 0 | 0 | 0 | 0 | 0 | 0 | 0 | 0 | 0 | 0 | 0 | 0 | 0 | 0 | 0 | 0 | 0
F4_Commercial_Restaurant_New_Food Preparation_Natural Gas_Fryer_E1 | F4 | Commercial | Restaurant | New | Food Preparation | Natural Gas | Fryer | E1 | RVT BC Ratio | 1 | 1 | 1 | 0 | 0 | 0 | 0 | 0 | 0 | 0 | 0 | 0 | 0 | 0 | 0 | 0 | 0 | 0 | 0 | 0 | 0 | 0 | 0 | 0 | 0 | 0 | 0 | 0 | 0 | 0 | 0 | 0 | 0
F4_Commercial_Restaurant_New_Food Preparation_Natural Gas_Fryer_E2 | F4 | Commercial | Restaurant | New | Food Preparation | Natural Gas | Fryer | E2 | RVT BC Ratio | 7.0924 | 7.0854 | 7.1129 | 1 | 1 | 1 | 1 | 1 | 1 | 1 | 1 | 1 | 1 | 1 | 1 | 1 | 1 | 1 | 1 | 1 | 1 | 1 | 1 | 1 | 1 | 1 | 1 | 1 | 1 | 1 | 1 | 1 | 1
F4_Commercial_Restaurant_New_Food Preparation_Natural Gas_Fryer_E3 | F4 | Commercial | Restaurant | New | Food Preparation | Natural Gas | Fryer | E3 | RVT BC Ratio | 0 | 0 | 0 | 0 | 0 | 0 | 0 | 0 | 0 | 0 | 0 | 0 | 0 | 0 | 0 | 0 | 0 | 0 | 0 | 0 | 0 | 0 | 0 | 0 | 0 | 0 | 0 | 0 | 0 | 0 | 0 | 0 | 0
F4_Commercial_Restaurant_New_Food Preparation_Natural Gas_Fryer_E4 | F4 | Commercial | Restaurant | New | Food Preparation | Natural Gas | Fryer | E4 | RVT BC Ratio | 0 | 0 | 0 | 0 | 0 | 0 | 0 | 0 | 0 | 0 | 0 | 0 | 0 | 0 | 0 | 0 | 0 | 0 | 0 | 0 | 0 | 0 | 0 | 0 | 0 | 0 | 0 | 0 | 0 | 0 | 0 | 0 | 0
F4_Commercial_Restaurant_New_Food Preparation_Natural Gas_Fryer_E5 | F4 | Commercial | Restaurant | New | Food Preparation | Natural Gas | Fryer | E5 | RVT BC Ratio | 0 | 0 | 0 | 0 | 0 | 0 | 0 | 0 | 0 | 0 | 0 | 0 | 0 | 0 | 0 | 0 | 0 | 0 | 0 | 0 | 0 | 0 | 0 | 0 | 0 | 0 | 0 | 0 | 0 | 0 | 0 | 0 | 0
F4_Commercial_Restaurant_New_Food Preparation_Natural Gas_Fryer_E6 | F4 | Commercial | Restaurant | New | Food Preparation | Natural Gas | Fryer | E6 | RVT BC Ratio | 0 | 0 | 0 | 0 | 0 | 0 | 0 | 0 | 0 | 0 | 0 | 0 | 0 | 0 | 0 | 0 | 0 | 0 | 0 | 0 | 0 | 0 | 0 | 0 | 0 | 0 | 0 | 0 | 0 | 0 | 0 | 0 | 0
F4_Commercial_Restaurant_New_Food Preparation_Natural Gas_Fryer_E7 | F4 | Commercial | Restaurant | New | Food Preparation | Natural Gas | Fryer | E7 | RVT BC Ratio | 0 | 0 | 0 | 0 | 0 | 0 | 0 | 0 | 0 | 0 | 0 | 0 | 0 | 0 | 0 | 0 | 0 | 0 | 0 | 0 | 0 | 0 | 0 | 0 | 0 | 0 | 0 | 0 | 0 | 0 | 0 | 0 | 0
F4_Commercial_Restaurant_New_Food Preparation_Natural Gas_Fryer_E8 | F4 | Commercial | Restaurant | New | Food Preparation | Natural Gas | Fryer | E8 | RVT BC Ratio | 0 | 0 | 0 | 0 | 0 | 0 | 0 | 0 | 0 | 0 | 0 | 0 | 0 | 0 | 0 | 0 | 0 | 0 | 0 | 0 | 0 | 0 | 0 | 0 | 0 | 0 | 0 | 0 | 0 | 0 | 0 | 0 | 0
F4_Commercial_Restaurant_New_Food Preparation_Natural Gas_Fryer_E9 | F4 | Commercial | Restaurant | New | Food Preparation | Natural Gas | Fryer | E9 | RVT BC Ratio | 0 | 0 | 0 | 0 | 0 | 0 | 0 | 0 | 0 | 0 | 0 | 0 | 0 | 0 | 0 | 0 | 0 | 0 | 0 | 0 | 0 | 0 | 0 | 0 | 0 | 0 | 0 | 0 | 0 | 0 | 0 | 0 | 0
F4_Commercial_Restaurant_New_Food Preparation_Natural Gas_Fryer_E10 | F4 | Commercial | Restaurant | New | Food Preparation | Natural Gas | Fryer | E10 | RVT BC Ratio | 0 | 0 | 0 | 0 | 0 | 0 | 0 | 0 | 0 | 0 | 0 | 0 | 0 | 0 | 0 | 0 | 0 | 0 | 0 | 0 | 0 | 0 | 0 | 0 | 0 | 0 | 0 | 0 | 0 | 0 | 0 | 0 | 0
F5_Commercial_Restaurant_New_Food Preparation_Natural Gas_Fryer_E1 | F5 | Commercial | Restaurant | New | Food Preparation | Natural Gas | Fryer | E1 | RIM BC Ratio | 1 | 1 | 1 | 0 | 0 | 0 | 0 | 0 | 0 | 0 | 0 | 0 | 0 | 0 | 0 | 0 | 0 | 0 | 0 | 0 | 0 | 0 | 0 | 0 | 0 | 0 | 0 | 0 | 0 | 0 | 0 | 0 | 0
F5_Commercial_Restaurant_New_Food Preparation_Natural Gas_Fryer_E2 | F5 | Commercial | Restaurant | New | Food Preparation | Natural Gas | Fryer | E2 | RIM BC Ratio | 0.73167 | 0.73157 | 0.73195 | 1 | 1 | 1 | 1 | 1 | 1 | 1 | 1 | 1 | 1 | 1 | 1 | 1 | 1 | 1 | 1 | 1 | 1 | 1 | 1 | 1 | 1 | 1 | 1 | 1 | 1 | 1 | 1 | 1 | 1
F5_Commercial_Restaurant_New_Food Preparation_Natural Gas_Fryer_E3 | F5 | Commercial | Restaurant | New | Food Preparation | Natural Gas | Fryer | E3 | RIM BC Ratio | 0 | 0 | 0 | 0 | 0 | 0 | 0 | 0 | 0 | 0 | 0 | 0 | 0 | 0 | 0 | 0 | 0 | 0 | 0 | 0 | 0 | 0 | 0 | 0 | 0 | 0 | 0 | 0 | 0 | 0 | 0 | 0 | 0
F5_Commercial_Restaurant_New_Food Preparation_Natural Gas_Fryer_E4 | F5 | Commercial | Restaurant | New | Food Preparation | Natural Gas | Fryer | E4 | RIM BC Ratio | 0 | 0 | 0 | 0 | 0 | 0 | 0 | 0 | 0 | 0 | 0 | 0 | 0 | 0 | 0 | 0 | 0 | 0 | 0 | 0 | 0 | 0 | 0 | 0 | 0 | 0 | 0 | 0 | 0 | 0 | 0 | 0 | 0
F5_Commercial_Restaurant_New_Food Preparation_Natural Gas_Fryer_E5 | F5 | Commercial | Restaurant | New | Food Preparation | Natural Gas | Fryer | E5 | RIM BC Ratio | 0 | 0 | 0 | 0 | 0 | 0 | 0 | 0 | 0 | 0 | 0 | 0 | 0 | 0 | 0 | 0 | 0 | 0 | 0 | 0 | 0 | 0 | 0 | 0 | 0 | 0 | 0 | 0 | 0 | 0 | 0 | 0 | 0
F5_Commercial_Restaurant_New_Food Preparation_Natural Gas_Fryer_E6 | F5 | Commercial | Restaurant | New | Food Preparation | Natural Gas | Fryer | E6 | RIM BC Ratio | 0 | 0 | 0 | 0 | 0 | 0 | 0 | 0 | 0 | 0 | 0 | 0 | 0 | 0 | 0 | 0 | 0 | 0 | 0 | 0 | 0 | 0 | 0 | 0 | 0 | 0 | 0 | 0 | 0 | 0 | 0 | 0 | 0
F5_Commercial_Restaurant_New_Food Preparation_Natural Gas_Fryer_E7 | F5 | Commercial | Restaurant | New | Food Preparation | Natural Gas | Fryer | E7 | RIM BC Ratio | 0 | 0 | 0 | 0 | 0 | 0 | 0 | 0 | 0 | 0 | 0 | 0 | 0 | 0 | 0 | 0 | 0 | 0 | 0 | 0 | 0 | 0 | 0 | 0 | 0 | 0 | 0 | 0 | 0 | 0 | 0 | 0 | 0
F5_Commercial_Restaurant_New_Food Preparation_Natural Gas_Fryer_E8 | F5 | Commercial | Restaurant | New | Food Preparation | Natural Gas | Fryer | E8 | RIM BC Ratio | 0 | 0 | 0 | 0 | 0 | 0 | 0 | 0 | 0 | 0 | 0 | 0 | 0 | 0 | 0 | 0 | 0 | 0 | 0 | 0 | 0 | 0 | 0 | 0 | 0 | 0 | 0 | 0 | 0 | 0 | 0 | 0 | 0
F5_Commercial_Restaurant_New_Food Preparation_Natural Gas_Fryer_E9 | F5 | Commercial | Restaurant | New | Food Preparation | Natural Gas | Fryer | E9 | RIM BC Ratio | 0 | 0 | 0 | 0 | 0 | 0 | 0 | 0 | 0 | 0 | 0 | 0 | 0 | 0 | 0 | 0 | 0 | 0 | 0 | 0 | 0 | 0 | 0 | 0 | 0 | 0 | 0 | 0 | 0 | 0 | 0 | 0 | 0
F5_Commercial_Restaurant_New_Food Preparation_Natural Gas_Fryer_E10 | F5 | Commercial | Restaurant | New | Food Preparation | Natural Gas | Fryer | E10 | RIM BC Ratio | 0 | 0 | 0 | 0 | 0 | 0 | 0 | 0 | 0 | 0 | 0 | 0 | 0 | 0 | 0 | 0 | 0 | 0 | 0 | 0 | 0 | 0 | 0 | 0 | 0 | 0 | 0 | 0 | 0 | 0 | 0 | 0 | 0
F0_Commercial_Restaurant_New_Food Preparation_Natural Gas_Broiler_E0 | F0 | Commercial | Restaurant | New | Food Preparation | Natural Gas | Broiler | E0 | Economic Unit | Infrared Burners | Infrared Burners | Infrared Burners | Infrared Burners | Infrared Burners | Infrared Burners | Infrared Burners | Infrared Burners | Infrared Burners | Infrared Burners | Infrared Burners | Infrared Burners | Infrared Burners | Infrared Burners | Infrared Burners | Infrared Burners | Infrared Burners | Infrared Burners | Infrared Burners | Infrared Burners | Infrared Burners | Infrared Burners | Infrared Burners | Infrared Burners | Infrared Burners | Infrared Burners | Infrared Burners | Infrared Burners | Infrared Burners | Infrared Burners | Infrared Burners | Infrared Burners | Infrared Burners
F1_Commercial_Restaurant_New_Food Preparation_Natural Gas_Broiler_E1 | F1 | Commercial | Restaurant | New | Food Preparation | Natural Gas | Broiler | E1 | CCE | 0 | 0 | 0 | 0 | 0 | 0 | 0 | 0 | 0 | 0 | 0 | 0 | 0 | 0 | 0 | 0 | 0 | 0 | 0 | 0 | 0 | 0 | 0 | 0 | 0 | 0 | 0 | 0 | 0 | 0 | 0 | 0 | 0
F1_Commercial_Restaurant_New_Food Preparation_Natural Gas_Broiler_E2 | F1 | Commercial | Restaurant | New | Food Preparation | Natural Gas | Broiler | E2 | CCE | 0.59817 | 0.61931 | 0.55594 | 0.56637 | 0.56637 | 0.56637 | 0.56637 | 0.56637 | 0.56637 | 0.56637 | 0.56637 | 0.56637 | 0.56637 | 0.56637 | 0.56637 | 0.56637 | 0.56637 | 0.56637 | 0.56637 | 0.56637 | 0.56637 | 0.56637 | 0.56637 | 0.56637 | 0.56637 | 0.56637 | 0.56637 | 0.56637 | 0.56637 | 0.56637 | 0.56637 | 0.56637 | 0.56637
F1_Commercial_Restaurant_New_Food Preparation_Natural Gas_Broiler_E3 | F1 | Commercial | Restaurant | New | Food Preparation | Natural Gas | Broiler | E3 | CCE | 0 | 0 | 0 | 0 | 0 | 0 | 0 | 0 | 0 | 0 | 0 | 0 | 0 | 0 | 0 | 0 | 0 | 0 | 0 | 0 | 0 | 0 | 0 | 0 | 0 | 0 | 0 | 0 | 0 | 0 | 0 | 0 | 0
F1_Commercial_Restaurant_New_Food Preparation_Natural Gas_Broiler_E4 | F1 | Commercial | Restaurant | New | Food Preparation | Natural Gas | Broiler | E4 | CCE | 0 | 0 | 0 | 0 | 0 | 0 | 0 | 0 | 0 | 0 | 0 | 0 | 0 | 0 | 0 | 0 | 0 | 0 | 0 | 0 | 0 | 0 | 0 | 0 | 0 | 0 | 0 | 0 | 0 | 0 | 0 | 0 | 0
F1_Commercial_Restaurant_New_Food Preparation_Natural Gas_Broiler_E5 | F1 | Commercial | Restaurant | New | Food Preparation | Natural Gas | Broiler | E5 | CCE | 0 | 0 | 0 | 0 | 0 | 0 | 0 | 0 | 0 | 0 | 0 | 0 | 0 | 0 | 0 | 0 | 0 | 0 | 0 | 0 | 0 | 0 | 0 | 0 | 0 | 0 | 0 | 0 | 0 | 0 | 0 | 0 | 0
F1_Commercial_Restaurant_New_Food Preparation_Natural Gas_Broiler_E6 | F1 | Commercial | Restaurant | New | Food Preparation | Natural Gas | Broiler | E6 | CCE | 0 | 0 | 0 | 0 | 0 | 0 | 0 | 0 | 0 | 0 | 0 | 0 | 0 | 0 | 0 | 0 | 0 | 0 | 0 | 0 | 0 | 0 | 0 | 0 | 0 | 0 | 0 | 0 | 0 | 0 | 0 | 0 | 0
F1_Commercial_Restaurant_New_Food Preparation_Natural Gas_Broiler_E7 | F1 | Commercial | Restaurant | New | Food Preparation | Natural Gas | Broiler | E7 | CCE | 0 | 0 | 0 | 0 | 0 | 0 | 0 | 0 | 0 | 0 | 0 | 0 | 0 | 0 | 0 | 0 | 0 | 0 | 0 | 0 | 0 | 0 | 0 | 0 | 0 | 0 | 0 | 0 | 0 | 0 | 0 | 0 | 0
F1_Commercial_Restaurant_New_Food Preparation_Natural Gas_Broiler_E8 | F1 | Commercial | Restaurant | New | Food Preparation | Natural Gas | Broiler | E8 | CCE | 0 | 0 | 0 | 0 | 0 | 0 | 0 | 0 | 0 | 0 | 0 | 0 | 0 | 0 | 0 | 0 | 0 | 0 | 0 | 0 | 0 | 0 | 0 | 0 | 0 | 0 | 0 | 0 | 0 | 0 | 0 | 0 | 0
F1_Commercial_Restaurant_New_Food Preparation_Natural Gas_Broiler_E9 | F1 | Commercial | Restaurant | New | Food Preparation | Natural Gas | Broiler | E9 | CCE | 0 | 0 | 0 | 0 | 0 | 0 | 0 | 0 | 0 | 0 | 0 | 0 | 0 | 0 | 0 | 0 | 0 | 0 | 0 | 0 | 0 | 0 | 0 | 0 | 0 | 0 | 0 | 0 | 0 | 0 | 0 | 0 | 0
F1_Commercial_Restaurant_New_Food Preparation_Natural Gas_Broiler_E10 | F1 | Commercial | Restaurant | New | Food Preparation | Natural Gas | Broiler | E10 | CCE | 0 | 0 | 0 | 0 | 0 | 0 | 0 | 0 | 0 | 0 | 0 | 0 | 0 | 0 | 0 | 0 | 0 | 0 | 0 | 0 | 0 | 0 | 0 | 0 | 0 | 0 | 0 | 0 | 0 | 0 | 0 | 0 | 0
F2_Commercial_Restaurant_New_Food Preparation_Natural Gas_Broiler_E1 | F2 | Commercial | Restaurant | New | Food Preparation | Natural Gas | Broiler | E1 | TRC BC Ratio | bar: 2019 to 2051
F2_Commercial_Restaurant_New_Food Preparation_Natural Gas_Broiler_E2 | F2 | Commercial | Restaurant | New | Food Preparation | Natural Gas | Broiler | E2 | TRC BC Ratio | 2.7519 | 2.7554 | 2.7705 | 2.7565 | 2.7493 | 2.7603 | 2.7866 | 2.8079 | 2.834 | 2.8592 | 2.8846 | 2.9086 | 2.9342 | 2.9607 | 2.9863 | 3.0126 | 3.039 | 3.0674 | 3.0969 | 3.1274 | 3.1566 | 3.1859 | 3.2122 | 3.2386 | 3.2614 | 3.2812 | 3.2991 | 3.3146 | 3.3268 | 3.3367 | 3.3421 | 3.3458 | 3.3458
F2_Commercial_Restaurant_New_Food Preparation_Natural Gas_Broiler_E3 | F2 | Commercial | Restaurant | New | Food Preparation | Natural Gas | Broiler | E3 | TRC BC Ratio | 0 | 0 | 0 | 0 | 0 | 0 | 0 | 0 | 0 | 0 | 0 | 0 | 0 | 0 | 0 | 0 | 0 | 0 | 0 | 0 | 0 | 0 | 0 | 0 | 0 | 0 | 0 | 0 | 0 | 0 | 0 | 0 | 0
F2_Commercial_Restaurant_New_Food Preparation_Natural Gas_Broiler_E4 | F2 | Commercial | Restaurant | New | Food Preparation | Natural Gas | Broiler | E4 | TRC BC Ratio | 0 | 0 | 0 | 0 | 0 | 0 | 0 | 0 | 0 | 0 | 0 | 0 | 0 | 0 | 0 | 0 | 0 | 0 | 0 | 0 | 0 | 0 | 0 | 0 | 0 | 0 | 0 | 0 | 0 | 0 | 0 | 0 | 0
F2_Commercial_Restaurant_New_Food Preparation_Natural Gas_Broiler_E5 | F2 | Commercial | Restaurant | New | Food Preparation | Natural Gas | Broiler | E5 | TRC BC Ratio | 0 | 0 | 0 | 0 | 0 | 0 | 0 | 0 | 0 | 0 | 0 | 0 | 0 | 0 | 0 | 0 | 0 | 0 | 0 | 0 | 0 | 0 | 0 | 0 | 0 | 0 | 0 | 0 | 0 | 0 | 0 | 0 | 0
F2_Commercial_Restaurant_New_Food Preparation_Natural Gas_Broiler_E6 | F2 | Commercial | Restaurant | New | Food Preparation | Natural Gas | Broiler | E6 | TRC BC Ratio | 0 | 0 | 0 | 0 | 0 | 0 | 0 | 0 | 0 | 0 | 0 | 0 | 0 | 0 | 0 | 0 | 0 | 0 | 0 | 0 | 0 | 0 | 0 | 0 | 0 | 0 | 0 | 0 | 0 | 0 | 0 | 0 | 0
F2_Commercial_Restaurant_New_Food Preparation_Natural Gas_Broiler_E7 | F2 | Commercial | Restaurant | New | Food Preparation | Natural Gas | Broiler | E7 | TRC BC Ratio | 0 | 0 | 0 | 0 | 0 | 0 | 0 | 0 | 0 | 0 | 0 | 0 | 0 | 0 | 0 | 0 | 0 | 0 | 0 | 0 | 0 | 0 | 0 | 0 | 0 | 0 | 0 | 0 | 0 | 0 | 0 | 0 | 0
F2_Commercial_Restaurant_New_Food Preparation_Natural Gas_Broiler_E8 | F2 | Commercial | Restaurant | New | Food Preparation | Natural Gas | Broiler | E8 | TRC BC Ratio | 0 | 0 | 0 | 0 | 0 | 0 | 0 | 0 | 0 | 0 | 0 | 0 | 0 | 0 | 0 | 0 | 0 | 0 | 0 | 0 | 0 | 0 | 0 | 0 | 0 | 0 | 0 | 0 | 0 | 0 | 0 | 0 | 0
F2_Commercial_Restaurant_New_Food Preparation_Natural Gas_Broiler_E9 | F2 | Commercial | Restaurant | New | Food Preparation | Natural Gas | Broiler | E9 | TRC BC Ratio | 0 | 0 | 0 | 0 | 0 | 0 | 0 | 0 | 0 | 0 | 0 | 0 | 0 | 0 | 0 | 0 | 0 | 0 | 0 | 0 | 0 | 0 | 0 | 0 | 0 | 0 | 0 | 0 | 0 | 0 | 0 | 0 | 0
F2_Commercial_Restaurant_New_Food Preparation_Natural Gas_Broiler_E10 | F2 | Commercial | Restaurant | New | Food Preparation | Natural Gas | Broiler | E10 | TRC BC Ratio | 0 | 0 | 0 | 0 | 0 | 0 | 0 | 0 | 0 | 0 | 0 | 0 | 0 | 0 | 0 | 0 | 0 | 0 | 0 | 0 | 0 | 0 | 0 | 0 | 0 | 0 | 0 | 0 | 0 | 0 | 0 | 0 | 0
F3_Commercial_Restaurant_New_Food Preparation_Natural Gas_Broiler_E1 | F3 | Commercial | Restaurant | New | Food Preparation | Natural Gas | Broiler | E1 | PACT BC Ratio | bar: 2019 to 2051
F3_Commercial_Restaurant_New_Food Preparation_Natural Gas_Broiler_E2 | F3 | Commercial | Restaurant | New | Food Preparation | Natural Gas | Broiler | E2 | PACT BC Ratio | 3.6692 | 3.6739 | 3.694 | 3.6753 | 3.6658 | 3.6803 | 3.7154 | 3.7439 | 3.7787 | 3.8122 | 3.8462 | 3.8782 | 3.9123 | 3.9475 | 3.9818 | 4.0167 | 4.052 | 4.0899 | 4.1293 | 4.1698 | 4.2088 | 4.2479 | 4.283 | 4.3181 | 4.3486 | 4.3749 | 4.3988 | 4.4195 | 4.4357 | 4.4489 | 4.4562 | 4.461 | 4.461
F3_Commercial_Restaurant_New_Food Preparation_Natural Gas_Broiler_E3 | F3 | Commercial | Restaurant | New | Food Preparation | Natural Gas | Broiler | E3 | PACT BC Ratio | 0 | 0 | 0 | 0 | 0 | 0 | 0 | 0 | 0 | 0 | 0 | 0 | 0 | 0 | 0 | 0 | 0 | 0 | 0 | 0 | 0 | 0 | 0 | 0 | 0 | 0 | 0 | 0 | 0 | 0 | 0 | 0 | 0
F3_Commercial_Restaurant_New_Food Preparation_Natural Gas_Broiler_E4 | F3 | Commercial | Restaurant | New | Food Preparation | Natural Gas | Broiler | E4 | PACT BC Ratio | 0 | 0 | 0 | 0 | 0 | 0 | 0 | 0 | 0 | 0 | 0 | 0 | 0 | 0 | 0 | 0 | 0 | 0 | 0 | 0 | 0 | 0 | 0 | 0 | 0 | 0 | 0 | 0 | 0 | 0 | 0 | 0 | 0
F3_Commercial_Restaurant_New_Food Preparation_Natural Gas_Broiler_E5 | F3 | Commercial | Restaurant | New | Food Preparation | Natural Gas | Broiler | E5 | PACT BC Ratio | 0 | 0 | 0 | 0 | 0 | 0 | 0 | 0 | 0 | 0 | 0 | 0 | 0 | 0 | 0 | 0 | 0 | 0 | 0 | 0 | 0 | 0 | 0 | 0 | 0 | 0 | 0 | 0 | 0 | 0 | 0 | 0 | 0
F3_Commercial_Restaurant_New_Food Preparation_Natural Gas_Broiler_E6 | F3 | Commercial | Restaurant | New | Food Preparation | Natural Gas | Broiler | E6 | PACT BC Ratio | 0 | 0 | 0 | 0 | 0 | 0 | 0 | 0 | 0 | 0 | 0 | 0 | 0 | 0 | 0 | 0 | 0 | 0 | 0 | 0 | 0 | 0 | 0 | 0 | 0 | 0 | 0 | 0 | 0 | 0 | 0 | 0 | 0
F3_Commercial_Restaurant_New_Food Preparation_Natural Gas_Broiler_E7 | F3 | Commercial | Restaurant | New | Food Preparation | Natural Gas | Broiler | E7 | PACT BC Ratio | 0 | 0 | 0 | 0 | 0 | 0 | 0 | 0 | 0 | 0 | 0 | 0 | 0 | 0 | 0 | 0 | 0 | 0 | 0 | 0 | 0 | 0 | 0 | 0 | 0 | 0 | 0 | 0 | 0 | 0 | 0 | 0 | 0
F3_Commercial_Restaurant_New_Food Preparation_Natural Gas_Broiler_E8 | F3 | Commercial | Restaurant | New | Food Preparation | Natural Gas | Broiler | E8 | PACT BC Ratio | 0 | 0 | 0 | 0 | 0 | 0 | 0 | 0 | 0 | 0 | 0 | 0 | 0 | 0 | 0 | 0 | 0 | 0 | 0 | 0 | 0 | 0 | 0 | 0 | 0 | 0 | 0 | 0 | 0 | 0 | 0 | 0 | 0
F3_Commercial_Restaurant_New_Food Preparation_Natural Gas_Broiler_E9 | F3 | Commercial | Restaurant | New | Food Preparation | Natural Gas | Broiler | E9 | PACT BC Ratio | 0 | 0 | 0 | 0 | 0 | 0 | 0 | 0 | 0 | 0 | 0 | 0 | 0 | 0 | 0 | 0 | 0 | 0 | 0 | 0 | 0 | 0 | 0 | 0 | 0 | 0 | 0 | 0 | 0 | 0 | 0 | 0 | 0
F3_Commercial_Restaurant_New_Food Preparation_Natural Gas_Broiler_E10 | F3 | Commercial | Restaurant | New | Food Preparation | Natural Gas | Broiler | E10 | PACT BC Ratio | 0 | 0 | 0 | 0 | 0 | 0 | 0 | 0 | 0 | 0 | 0 | 0 | 0 | 0 | 0 | 0 | 0 | 0 | 0 | 0 | 0 | 0 | 0 | 0 | 0 | 0 | 0 | 0 | 0 | 0 | 0 | 0 | 0
F4_Commercial_Restaurant_New_Food Preparation_Natural Gas_Broiler_E1 | F4 | Commercial | Restaurant | New | Food Preparation | Natural Gas | Broiler | E1 | RVT BC Ratio | bar: 2019 to 2051
F4_Commercial_Restaurant_New_Food Preparation_Natural Gas_Broiler_E2 | F4 | Commercial | Restaurant | New | Food Preparation | Natural Gas | Broiler | E2 | RVT BC Ratio | 4.6564 | 4.6614 | 4.6831 | 4.6629 | 4.6526 | 4.6684 | 4.7062 | 4.7369 | 4.7744 | 4.8106 | 4.8472 | 4.8817 | 4.9184 | 4.9565 | 4.9934 | 5.0311 | 5.0691 | 5.11 | 5.1524 | 5.1962 | 5.2382 | 5.2804 | 5.3182 | 5.3561 | 5.3889 | 5.4173 | 5.4431 | 5.4654 | 5.4828 | 5.4971 | 5.5049 | 5.5101 | 5.5101
F4_Commercial_Restaurant_New_Food Preparation_Natural Gas_Broiler_E3 | F4 | Commercial | Restaurant | New | Food Preparation | Natural Gas | Broiler | E3 | RVT BC Ratio | 0 | 0 | 0 | 0 | 0 | 0 | 0 | 0 | 0 | 0 | 0 | 0 | 0 | 0 | 0 | 0 | 0 | 0 | 0 | 0 | 0 | 0 | 0 | 0 | 0 | 0 | 0 | 0 | 0 | 0 | 0 | 0 | 0
F4_Commercial_Restaurant_New_Food Preparation_Natural Gas_Broiler_E4 | F4 | Commercial | Restaurant | New | Food Preparation | Natural Gas | Broiler | E4 | RVT BC Ratio | 0 | 0 | 0 | 0 | 0 | 0 | 0 | 0 | 0 | 0 | 0 | 0 | 0 | 0 | 0 | 0 | 0 | 0 | 0 | 0 | 0 | 0 | 0 | 0 | 0 | 0 | 0 | 0 | 0 | 0 | 0 | 0 | 0
F4_Commercial_Restaurant_New_Food Preparation_Natural Gas_Broiler_E5 | F4 | Commercial | Restaurant | New | Food Preparation | Natural Gas | Broiler | E5 | RVT BC Ratio | 0 | 0 | 0 | 0 | 0 | 0 | 0 | 0 | 0 | 0 | 0 | 0 | 0 | 0 | 0 | 0 | 0 | 0 | 0 | 0 | 0 | 0 | 0 | 0 | 0 | 0 | 0 | 0 | 0 | 0 | 0 | 0 | 0
F4_Commercial_Restaurant_New_Food Preparation_Natural Gas_Broiler_E6 | F4 | Commercial | Restaurant | New | Food Preparation | Natural Gas | Broiler | E6 | RVT BC Ratio | 0 | 0 | 0 | 0 | 0 | 0 | 0 | 0 | 0 | 0 | 0 | 0 | 0 | 0 | 0 | 0 | 0 | 0 | 0 | 0 | 0 | 0 | 0 | 0 | 0 | 0 | 0 | 0 | 0 | 0 | 0 | 0 | 0
F4_Commercial_Restaurant_New_Food Preparation_Natural Gas_Broiler_E7 | F4 | Commercial | Restaurant | New | Food Preparation | Natural Gas | Broiler | E7 | RVT BC Ratio | 0 | 0 | 0 | 0 | 0 | 0 | 0 | 0 | 0 | 0 | 0 | 0 | 0 | 0 | 0 | 0 | 0 | 0 | 0 | 0 | 0 | 0 | 0 | 0 | 0 | 0 | 0 | 0 | 0 | 0 | 0 | 0 | 0
F4_Commercial_Restaurant_New_Food Preparation_Natural Gas_Broiler_E8 | F4 | Commercial | Restaurant | New | Food Preparation | Natural Gas | Broiler | E8 | RVT BC Ratio | 0 | 0 | 0 | 0 | 0 | 0 | 0 | 0 | 0 | 0 | 0 | 0 | 0 | 0 | 0 | 0 | 0 | 0 | 0 | 0 | 0 | 0 | 0 | 0 | 0 | 0 | 0 | 0 | 0 | 0 | 0 | 0 | 0
F4_Commercial_Restaurant_New_Food Preparation_Natural Gas_Broiler_E9 | F4 | Commercial | Restaurant | New | Food Preparation | Natural Gas | Broiler | E9 | RVT BC Ratio | 0 | 0 | 0 | 0 | 0 | 0 | 0 | 0 | 0 | 0 | 0 | 0 | 0 | 0 | 0 | 0 | 0 | 0 | 0 | 0 | 0 | 0 | 0 | 0 | 0 | 0 | 0 | 0 | 0 | 0 | 0 | 0 | 0
F4_Commercial_Restaurant_New_Food Preparation_Natural Gas_Broiler_E10 | F4 | Commercial | Restaurant | New | Food Preparation | Natural Gas | Broiler | E10 | RVT BC Ratio | 0 | 0 | 0 | 0 | 0 | 0 | 0 | 0 | 0 | 0 | 0 | 0 | 0 | 0 | 0 | 0 | 0 | 0 | 0 | 0 | 0 | 0 | 0 | 0 | 0 | 0 | 0 | 0 | 0 | 0 | 0 | 0 | 0
F5_Commercial_Restaurant_New_Food Preparation_Natural Gas_Broiler_E1 | F5 | Commercial | Restaurant | New | Food Preparation | Natural Gas | Broiler | E1 | RIM BC Ratio | bar: 2019 to 2051
F5_Commercial_Restaurant_New_Food Preparation_Natural Gas_Broiler_E2 | F5 | Commercial | Restaurant | New | Food Preparation | Natural Gas | Broiler | E2 | RIM BC Ratio | 0.67999 | 0.68015 | 0.68084 | 0.6802 | 0.67987 | 0.68037 | 0.68156 | 0.68252 | 0.68367 | 0.68475 | 0.68584 | 0.68685 | 0.68791 | 0.689 | 0.69003 | 0.69107 | 0.69211 | 0.69321 | 0.69433 | 0.69547 | 0.69654 | 0.69761 | 0.69854 | 0.69947 | 0.70027 | 0.70095 | 0.70156 | 0.70208 | 0.70249 | 0.70282 | 0.703 | 0.70312 | 0.70312
F5_Commercial_Restaurant_New_Food Preparation_Natural Gas_Broiler_E3 | F5 | Commercial | Restaurant | New | Food Preparation | Natural Gas | Broiler | E3 | RIM BC Ratio | 0 | 0 | 0 | 0 | 0 | 0 | 0 | 0 | 0 | 0 | 0 | 0 | 0 | 0 | 0 | 0 | 0 | 0 | 0 | 0 | 0 | 0 | 0 | 0 | 0 | 0 | 0 | 0 | 0 | 0 | 0 | 0 | 0
F5_Commercial_Restaurant_New_Food Preparation_Natural Gas_Broiler_E4 | F5 | Commercial | Restaurant | New | Food Preparation | Natural Gas | Broiler | E4 | RIM BC Ratio | 0 | 0 | 0 | 0 | 0 | 0 | 0 | 0 | 0 | 0 | 0 | 0 | 0 | 0 | 0 | 0 | 0 | 0 | 0 | 0 | 0 | 0 | 0 | 0 | 0 | 0 | 0 | 0 | 0 | 0 | 0 | 0 | 0
F5_Commercial_Restaurant_New_Food Preparation_Natural Gas_Broiler_E5 | F5 | Commercial | Restaurant | New | Food Preparation | Natural Gas | Broiler | E5 | RIM BC Ratio | 0 | 0 | 0 | 0 | 0 | 0 | 0 | 0 | 0 | 0 | 0 | 0 | 0 | 0 | 0 | 0 | 0 | 0 | 0 | 0 | 0 | 0 | 0 | 0 | 0 | 0 | 0 | 0 | 0 | 0 | 0 | 0 | 0
F5_Commercial_Restaurant_New_Food Preparation_Natural Gas_Broiler_E6 | F5 | Commercial | Restaurant | New | Food Preparation | Natural Gas | Broiler | E6 | RIM BC Ratio | 0 | 0 | 0 | 0 | 0 | 0 | 0 | 0 | 0 | 0 | 0 | 0 | 0 | 0 | 0 | 0 | 0 | 0 | 0 | 0 | 0 | 0 | 0 | 0 | 0 | 0 | 0 | 0 | 0 | 0 | 0 | 0 | 0
F5_Commercial_Restaurant_New_Food Preparation_Natural Gas_Broiler_E7 | F5 | Commercial | Restaurant | New | Food Preparation | Natural Gas | Broiler | E7 | RIM BC Ratio | 0 | 0 | 0 | 0 | 0 | 0 | 0 | 0 | 0 | 0 | 0 | 0 | 0 | 0 | 0 | 0 | 0 | 0 | 0 | 0 | 0 | 0 | 0 | 0 | 0 | 0 | 0 | 0 | 0 | 0 | 0 | 0 | 0
F5_Commercial_Restaurant_New_Food Preparation_Natural Gas_Broiler_E8 | F5 | Commercial | Restaurant | New | Food Preparation | Natural Gas | Broiler | E8 | RIM BC Ratio | 0 | 0 | 0 | 0 | 0 | 0 | 0 | 0 | 0 | 0 | 0 | 0 | 0 | 0 | 0 | 0 | 0 | 0 | 0 | 0 | 0 | 0 | 0 | 0 | 0 | 0 | 0 | 0 | 0 | 0 | 0 | 0 | 0
F5_Commercial_Restaurant_New_Food Preparation_Natural Gas_Broiler_E9 | F5 | Commercial | Restaurant | New | Food Preparation | Natural Gas | Broiler | E9 | RIM BC Ratio | 0 | 0 | 0 | 0 | 0 | 0 | 0 | 0 | 0 | 0 | 0 | 0 | 0 | 0 | 0 | 0 | 0 | 0 | 0 | 0 | 0 | 0 | 0 | 0 | 0 | 0 | 0 | 0 | 0 | 0 | 0 | 0 | 0
F5_Commercial_Restaurant_New_Food Preparation_Natural Gas_Broiler_E10 | F5 | Commercial | Restaurant | New | Food Preparation | Natural Gas | Broiler | E10 | RIM BC Ratio | 0 | 0 | 0 | 0 | 0 | 0 | 0 | 0 | 0 | 0 | 0 | 0 | 0 | 0 | 0 | 0 | 0 | 0 | 0 | 0 | 0 | 0 | 0 | 0 | 0 | 0 | 0 | 0 | 0 | 0 | 0 | 0 | 0
F0_Commercial_Restaurant_New_Food Preparation_Natural Gas_Griddle_E0 | F0 | Commercial | Restaurant | New | Food Preparation | Natural Gas | Griddle | E0 | Economic Unit | ENERGY STAR | ENERGY STAR | ENERGY STAR | ENERGY STAR | ENERGY STAR | ENERGY STAR | ENERGY STAR | ENERGY STAR | ENERGY STAR | ENERGY STAR | ENERGY STAR | ENERGY STAR | ENERGY STAR | ENERGY STAR | ENERGY STAR | ENERGY STAR | ENERGY STAR | ENERGY STAR | ENERGY STAR | ENERGY STAR | ENERGY STAR | ENERGY STAR | ENERGY STAR | ENERGY STAR | ENERGY STAR | ENERGY STAR | ENERGY STAR | ENERGY STAR | ENERGY STAR | ENERGY STAR | ENERGY STAR | ENERGY STAR | ENERGY STAR
F1_Commercial_Restaurant_New_Food Preparation_Natural Gas_Griddle_E1 | F1 | Commercial | Restaurant | New | Food Preparation | Natural Gas | Griddle | E1 | CCE | 0 | 0 | 0 | 0 | 0 | 0 | 0 | 0 | 0 | 0 | 0 | 0 | 0 | 0 | 0 | 0 | 0 | 0 | 0 | 0 | 0 | 0 | 0 | 0 | 0 | 0 | 0 | 0 | 0 | 0 | 0 | 0 | 0
F1_Commercial_Restaurant_New_Food Preparation_Natural Gas_Griddle_E2 | F1 | Commercial | Restaurant | New | Food Preparation | Natural Gas | Griddle | E2 | CCE | 0.29693 | 0.30743 | 0.27597 | 0 | 0 | 0 | 0 | 0 | 0 | 0 | 0 | 0 | 0 | 0 | 0 | 0 | 0 | 0 | 0 | 0 | 0 | 0 | 0 | 0 | 0 | 0 | 0 | 0 | 0 | 0 | 0 | 0 | 0
F1_Commercial_Restaurant_New_Food Preparation_Natural Gas_Griddle_E3 | F1 | Commercial | Restaurant | New | Food Preparation | Natural Gas | Griddle | E3 | CCE | 0 | 0 | 0 | 0 | 0 | 0 | 0 | 0 | 0 | 0 | 0 | 0 | 0 | 0 | 0 | 0 | 0 | 0 | 0 | 0 | 0 | 0 | 0 | 0 | 0 | 0 | 0 | 0 | 0 | 0 | 0 | 0 | 0
F1_Commercial_Restaurant_New_Food Preparation_Natural Gas_Griddle_E4 | F1 | Commercial | Restaurant | New | Food Preparation | Natural Gas | Griddle | E4 | CCE | 0 | 0 | 0 | 0 | 0 | 0 | 0 | 0 | 0 | 0 | 0 | 0 | 0 | 0 | 0 | 0 | 0 | 0 | 0 | 0 | 0 | 0 | 0 | 0 | 0 | 0 | 0 | 0 | 0 | 0 | 0 | 0 | 0
F1_Commercial_Restaurant_New_Food Preparation_Natural Gas_Griddle_E5 | F1 | Commercial | Restaurant | New | Food Preparation | Natural Gas | Griddle | E5 | CCE | 0 | 0 | 0 | 0 | 0 | 0 | 0 | 0 | 0 | 0 | 0 | 0 | 0 | 0 | 0 | 0 | 0 | 0 | 0 | 0 | 0 | 0 | 0 | 0 | 0 | 0 | 0 | 0 | 0 | 0 | 0 | 0 | 0
F1_Commercial_Restaurant_New_Food Preparation_Natural Gas_Griddle_E6 | F1 | Commercial | Restaurant | New | Food Preparation | Natural Gas | Griddle | E6 | CCE | 0 | 0 | 0 | 0 | 0 | 0 | 0 | 0 | 0 | 0 | 0 | 0 | 0 | 0 | 0 | 0 | 0 | 0 | 0 | 0 | 0 | 0 | 0 | 0 | 0 | 0 | 0 | 0 | 0 | 0 | 0 | 0 | 0
F1_Commercial_Restaurant_New_Food Preparation_Natural Gas_Griddle_E7 | F1 | Commercial | Restaurant | New | Food Preparation | Natural Gas | Griddle | E7 | CCE | 0 | 0 | 0 | 0 | 0 | 0 | 0 | 0 | 0 | 0 | 0 | 0 | 0 | 0 | 0 | 0 | 0 | 0 | 0 | 0 | 0 | 0 | 0 | 0 | 0 | 0 | 0 | 0 | 0 | 0 | 0 | 0 | 0
F1_Commercial_Restaurant_New_Food Preparation_Natural Gas_Griddle_E8 | F1 | Commercial | Restaurant | New | Food Preparation | Natural Gas | Griddle | E8 | CCE | 0 | 0 | 0 | 0 | 0 | 0 | 0 | 0 | 0 | 0 | 0 | 0 | 0 | 0 | 0 | 0 | 0 | 0 | 0 | 0 | 0 | 0 | 0 | 0 | 0 | 0 | 0 | 0 | 0 | 0 | 0 | 0 | 0
F1_Commercial_Restaurant_New_Food Preparation_Natural Gas_Griddle_E9 | F1 | Commercial | Restaurant | New | Food Preparation | Natural Gas | Griddle | E9 | CCE | 0 | 0 | 0 | 0 | 0 | 0 | 0 | 0 | 0 | 0 | 0 | 0 | 0 | 0 | 0 | 0 | 0 | 0 | 0 | 0 | 0 | 0 | 0 | 0 | 0 | 0 | 0 | 0 | 0 | 0 | 0 | 0 | 0
F1_Commercial_Restaurant_New_Food Preparation_Natural Gas_Griddle_E10 | F1 | Commercial | Restaurant | New | Food Preparation | Natural Gas | Griddle | E10 | CCE | 0 | 0 | 0 | 0 | 0 | 0 | 0 | 0 | 0 | 0 | 0 | 0 | 0 | 0 | 0 | 0 | 0 | 0 | 0 | 0 | 0 | 0 | 0 | 0 | 0 | 0 | 0 | 0 | 0 | 0 | 0 | 0 | 0
F2_Commercial_Restaurant_New_Food Preparation_Natural Gas_Griddle_E1 | F2 | Commercial | Restaurant | New | Food Preparation | Natural Gas | Griddle | E1 | TRC BC Ratio | 1 | 1 | 1 | 0 | 0 | 0 | 0 | 0 | 0 | 0 | 0 | 0 | 0 | 0 | 0 | 0 | 0 | 0 | 0 | 0 | 0 | 0 | 0 | 0 | 0 | 0 | 0 | 0 | 0 | 0 | 0 | 0 | 0
F2_Commercial_Restaurant_New_Food Preparation_Natural Gas_Griddle_E2 | F2 | Commercial | Restaurant | New | Food Preparation | Natural Gas | Griddle | E2 | TRC BC Ratio | 5.5437 | 5.5508 | 5.5811 | 1 | 1 | 1 | 1 | 1 | 1 | 1 | 1 | 1 | 1 | 1 | 1 | 1 | 1 | 1 | 1 | 1 | 1 | 1 | 1 | 1 | 1 | 1 | 1 | 1 | 1 | 1 | 1 | 1 | 1
F2_Commercial_Restaurant_New_Food Preparation_Natural Gas_Griddle_E3 | F2 | Commercial | Restaurant | New | Food Preparation | Natural Gas | Griddle | E3 | TRC BC Ratio | 0 | 0 | 0 | 0 | 0 | 0 | 0 | 0 | 0 | 0 | 0 | 0 | 0 | 0 | 0 | 0 | 0 | 0 | 0 | 0 | 0 | 0 | 0 | 0 | 0 | 0 | 0 | 0 | 0 | 0 | 0 | 0 | 0
F2_Commercial_Restaurant_New_Food Preparation_Natural Gas_Griddle_E4 | F2 | Commercial | Restaurant | New | Food Preparation | Natural Gas | Griddle | E4 | TRC BC Ratio | 0 | 0 | 0 | 0 | 0 | 0 | 0 | 0 | 0 | 0 | 0 | 0 | 0 | 0 | 0 | 0 | 0 | 0 | 0 | 0 | 0 | 0 | 0 | 0 | 0 | 0 | 0 | 0 | 0 | 0 | 0 | 0 | 0
F2_Commercial_Restaurant_New_Food Preparation_Natural Gas_Griddle_E5 | F2 | Commercial | Restaurant | New | Food Preparation | Natural Gas | Griddle | E5 | TRC BC Ratio | 0 | 0 | 0 | 0 | 0 | 0 | 0 | 0 | 0 | 0 | 0 | 0 | 0 | 0 | 0 | 0 | 0 | 0 | 0 | 0 | 0 | 0 | 0 | 0 | 0 | 0 | 0 | 0 | 0 | 0 | 0 | 0 | 0
F2_Commercial_Restaurant_New_Food Preparation_Natural Gas_Griddle_E6 | F2 | Commercial | Restaurant | New | Food Preparation | Natural Gas | Griddle | E6 | TRC BC Ratio | 0 | 0 | 0 | 0 | 0 | 0 | 0 | 0 | 0 | 0 | 0 | 0 | 0 | 0 | 0 | 0 | 0 | 0 | 0 | 0 | 0 | 0 | 0 | 0 | 0 | 0 | 0 | 0 | 0 | 0 | 0 | 0 | 0
F2_Commercial_Restaurant_New_Food Preparation_Natural Gas_Griddle_E7 | F2 | Commercial | Restaurant | New | Food Preparation | Natural Gas | Griddle | E7 | TRC BC Ratio | 0 | 0 | 0 | 0 | 0 | 0 | 0 | 0 | 0 | 0 | 0 | 0 | 0 | 0 | 0 | 0 | 0 | 0 | 0 | 0 | 0 | 0 | 0 | 0 | 0 | 0 | 0 | 0 | 0 | 0 | 0 | 0 | 0
F2_Commercial_Restaurant_New_Food Preparation_Natural Gas_Griddle_E8 | F2 | Commercial | Restaurant | New | Food Preparation | Natural Gas | Griddle | E8 | TRC BC Ratio | 0 | 0 | 0 | 0 | 0 | 0 | 0 | 0 | 0 | 0 | 0 | 0 | 0 | 0 | 0 | 0 | 0 | 0 | 0 | 0 | 0 | 0 | 0 | 0 | 0 | 0 | 0 | 0 | 0 | 0 | 0 | 0 | 0
F2_Commercial_Restaurant_New_Food Preparation_Natural Gas_Griddle_E9 | F2 | Commercial | Restaurant | New | Food Preparation | Natural Gas | Griddle | E9 | TRC BC Ratio | 0 | 0 | 0 | 0 | 0 | 0 | 0 | 0 | 0 | 0 | 0 | 0 | 0 | 0 | 0 | 0 | 0 | 0 | 0 | 0 | 0 | 0 | 0 | 0 | 0 | 0 | 0 | 0 | 0 | 0 | 0 | 0 | 0
F2_Commercial_Restaurant_New_Food Preparation_Natural Gas_Griddle_E10 | F2 | Commercial | Restaurant | New | Food Preparation | Natural Gas | Griddle | E10 | TRC BC Ratio | 0 | 0 | 0 | 0 | 0 | 0 | 0 | 0 | 0 | 0 | 0 | 0 | 0 | 0 | 0 | 0 | 0 | 0 | 0 | 0 | 0 | 0 | 0 | 0 | 0 | 0 | 0 | 0 | 0 | 0 | 0 | 0 | 0
F3_Commercial_Restaurant_New_Food Preparation_Natural Gas_Griddle_E1 | F3 | Commercial | Restaurant | New | Food Preparation | Natural Gas | Griddle | E1 | PACT BC Ratio | 1 | 1 | 1 | 0 | 0 | 0 | 0 | 0 | 0 | 0 | 0 | 0 | 0 | 0 | 0 | 0 | 0 | 0 | 0 | 0 | 0 | 0 | 0 | 0 | 0 | 0 | 0 | 0 | 0 | 0 | 0 | 0 | 0
F3_Commercial_Restaurant_New_Food Preparation_Natural Gas_Griddle_E2 | F3 | Commercial | Restaurant | New | Food Preparation | Natural Gas | Griddle | E2 | PACT BC Ratio | 7.3916 | 7.4011 | 7.4415 | 1 | 1 | 1 | 1 | 1 | 1 | 1 | 1 | 1 | 1 | 1 | 1 | 1 | 1 | 1 | 1 | 1 | 1 | 1 | 1 | 1 | 1 | 1 | 1 | 1 | 1 | 1 | 1 | 1 | 1
F3_Commercial_Restaurant_New_Food Preparation_Natural Gas_Griddle_E3 | F3 | Commercial | Restaurant | New | Food Preparation | Natural Gas | Griddle | E3 | PACT BC Ratio | 0 | 0 | 0 | 0 | 0 | 0 | 0 | 0 | 0 | 0 | 0 | 0 | 0 | 0 | 0 | 0 | 0 | 0 | 0 | 0 | 0 | 0 | 0 | 0 | 0 | 0 | 0 | 0 | 0 | 0 | 0 | 0 | 0
F3_Commercial_Restaurant_New_Food Preparation_Natural Gas_Griddle_E4 | F3 | Commercial | Restaurant | New | Food Preparation | Natural Gas | Griddle | E4 | PACT BC Ratio | 0 | 0 | 0 | 0 | 0 | 0 | 0 | 0 | 0 | 0 | 0 | 0 | 0 | 0 | 0 | 0 | 0 | 0 | 0 | 0 | 0 | 0 | 0 | 0 | 0 | 0 | 0 | 0 | 0 | 0 | 0 | 0 | 0
F3_Commercial_Restaurant_New_Food Preparation_Natural Gas_Griddle_E5 | F3 | Commercial | Restaurant | New | Food Preparation | Natural Gas | Griddle | E5 | PACT BC Ratio | 0 | 0 | 0 | 0 | 0 | 0 | 0 | 0 | 0 | 0 | 0 | 0 | 0 | 0 | 0 | 0 | 0 | 0 | 0 | 0 | 0 | 0 | 0 | 0 | 0 | 0 | 0 | 0 | 0 | 0 | 0 | 0 | 0
F3_Commercial_Restaurant_New_Food Preparation_Natural Gas_Griddle_E6 | F3 | Commercial | Restaurant | New | Food Preparation | Natural Gas | Griddle | E6 | PACT BC Ratio | 0 | 0 | 0 | 0 | 0 | 0 | 0 | 0 | 0 | 0 | 0 | 0 | 0 | 0 | 0 | 0 | 0 | 0 | 0 | 0 | 0 | 0 | 0 | 0 | 0 | 0 | 0 | 0 | 0 | 0 | 0 | 0 | 0
F3_Commercial_Restaurant_New_Food Preparation_Natural Gas_Griddle_E7 | F3 | Commercial | Restaurant | New | Food Preparation | Natural Gas | Griddle | E7 | PACT BC Ratio | 0 | 0 | 0 | 0 | 0 | 0 | 0 | 0 | 0 | 0 | 0 | 0 | 0 | 0 | 0 | 0 | 0 | 0 | 0 | 0 | 0 | 0 | 0 | 0 | 0 | 0 | 0 | 0 | 0 | 0 | 0 | 0 | 0
F3_Commercial_Restaurant_New_Food Preparation_Natural Gas_Griddle_E8 | F3 | Commercial | Restaurant | New | Food Preparation | Natural Gas | Griddle | E8 | PACT BC Ratio | 0 | 0 | 0 | 0 | 0 | 0 | 0 | 0 | 0 | 0 | 0 | 0 | 0 | 0 | 0 | 0 | 0 | 0 | 0 | 0 | 0 | 0 | 0 | 0 | 0 | 0 | 0 | 0 | 0 | 0 | 0 | 0 | 0
F3_Commercial_Restaurant_New_Food Preparation_Natural Gas_Griddle_E9 | F3 | Commercial | Restaurant | New | Food Preparation | Natural Gas | Griddle | E9 | PACT BC Ratio | 0 | 0 | 0 | 0 | 0 | 0 | 0 | 0 | 0 | 0 | 0 | 0 | 0 | 0 | 0 | 0 | 0 | 0 | 0 | 0 | 0 | 0 | 0 | 0 | 0 | 0 | 0 | 0 | 0 | 0 | 0 | 0 | 0
F3_Commercial_Restaurant_New_Food Preparation_Natural Gas_Griddle_E10 | F3 | Commercial | Restaurant | New | Food Preparation | Natural Gas | Griddle | E10 | PACT BC Ratio | 0 | 0 | 0 | 0 | 0 | 0 | 0 | 0 | 0 | 0 | 0 | 0 | 0 | 0 | 0 | 0 | 0 | 0 | 0 | 0 | 0 | 0 | 0 | 0 | 0 | 0 | 0 | 0 | 0 | 0 | 0 | 0 | 0
F4_Commercial_Restaurant_New_Food Preparation_Natural Gas_Griddle_E1 | F4 | Commercial | Restaurant | New | Food Preparation | Natural Gas | Griddle | E1 | RVT BC Ratio | 1 | 1 | 1 | 0 | 0 | 0 | 0 | 0 | 0 | 0 | 0 | 0 | 0 | 0 | 0 | 0 | 0 | 0 | 0 | 0 | 0 | 0 | 0 | 0 | 0 | 0 | 0 | 0 | 0 | 0 | 0 | 0 | 0
F4_Commercial_Restaurant_New_Food Preparation_Natural Gas_Griddle_E2 | F4 | Commercial | Restaurant | New | Food Preparation | Natural Gas | Griddle | E2 | RVT BC Ratio | 8.6701 | 8.6803 | 8.7239 | 1 | 1 | 1 | 1 | 1 | 1 | 1 | 1 | 1 | 1 | 1 | 1 | 1 | 1 | 1 | 1 | 1 | 1 | 1 | 1 | 1 | 1 | 1 | 1 | 1 | 1 | 1 | 1 | 1 | 1
F4_Commercial_Restaurant_New_Food Preparation_Natural Gas_Griddle_E3 | F4 | Commercial | Restaurant | New | Food Preparation | Natural Gas | Griddle | E3 | RVT BC Ratio | 0 | 0 | 0 | 0 | 0 | 0 | 0 | 0 | 0 | 0 | 0 | 0 | 0 | 0 | 0 | 0 | 0 | 0 | 0 | 0 | 0 | 0 | 0 | 0 | 0 | 0 | 0 | 0 | 0 | 0 | 0 | 0 | 0
F4_Commercial_Restaurant_New_Food Preparation_Natural Gas_Griddle_E4 | F4 | Commercial | Restaurant | New | Food Preparation | Natural Gas | Griddle | E4 | RVT BC Ratio | 0 | 0 | 0 | 0 | 0 | 0 | 0 | 0 | 0 | 0 | 0 | 0 | 0 | 0 | 0 | 0 | 0 | 0 | 0 | 0 | 0 | 0 | 0 | 0 | 0 | 0 | 0 | 0 | 0 | 0 | 0 | 0 | 0
F4_Commercial_Restaurant_New_Food Preparation_Natural Gas_Griddle_E5 | F4 | Commercial | Restaurant | New | Food Preparation | Natural Gas | Griddle | E5 | RVT BC Ratio | 0 | 0 | 0 | 0 | 0 | 0 | 0 | 0 | 0 | 0 | 0 | 0 | 0 | 0 | 0 | 0 | 0 | 0 | 0 | 0 | 0 | 0 | 0 | 0 | 0 | 0 | 0 | 0 | 0 | 0 | 0 | 0 | 0
F4_Commercial_Restaurant_New_Food Preparation_Natural Gas_Griddle_E6 | F4 | Commercial | Restaurant | New | Food Preparation | Natural Gas | Griddle | E6 | RVT BC Ratio | 0 | 0 | 0 | 0 | 0 | 0 | 0 | 0 | 0 | 0 | 0 | 0 | 0 | 0 | 0 | 0 | 0 | 0 | 0 | 0 | 0 | 0 | 0 | 0 | 0 | 0 | 0 | 0 | 0 | 0 | 0 | 0 | 0
F4_Commercial_Restaurant_New_Food Preparation_Natural Gas_Griddle_E7 | F4 | Commercial | Restaurant | New | Food Preparation | Natural Gas | Griddle | E7 | RVT BC Ratio | 0 | 0 | 0 | 0 | 0 | 0 | 0 | 0 | 0 | 0 | 0 | 0 | 0 | 0 | 0 | 0 | 0 | 0 | 0 | 0 | 0 | 0 | 0 | 0 | 0 | 0 | 0 | 0 | 0 | 0 | 0 | 0 | 0
F4_Commercial_Restaurant_New_Food Preparation_Natural Gas_Griddle_E8 | F4 | Commercial | Restaurant | New | Food Preparation | Natural Gas | Griddle | E8 | RVT BC Ratio | 0 | 0 | 0 | 0 | 0 | 0 | 0 | 0 | 0 | 0 | 0 | 0 | 0 | 0 | 0 | 0 | 0 | 0 | 0 | 0 | 0 | 0 | 0 | 0 | 0 | 0 | 0 | 0 | 0 | 0 | 0 | 0 | 0
F4_Commercial_Restaurant_New_Food Preparation_Natural Gas_Griddle_E9 | F4 | Commercial | Restaurant | New | Food Preparation | Natural Gas | Griddle | E9 | RVT BC Ratio | 0 | 0 | 0 | 0 | 0 | 0 | 0 | 0 | 0 | 0 | 0 | 0 | 0 | 0 | 0 | 0 | 0 | 0 | 0 | 0 | 0 | 0 | 0 | 0 | 0 | 0 | 0 | 0 | 0 | 0 | 0 | 0 | 0
F4_Commercial_Restaurant_New_Food Preparation_Natural Gas_Griddle_E10 | F4 | Commercial | Restaurant | New | Food Preparation | Natural Gas | Griddle | E10 | RVT BC Ratio | 0 | 0 | 0 | 0 | 0 | 0 | 0 | 0 | 0 | 0 | 0 | 0 | 0 | 0 | 0 | 0 | 0 | 0 | 0 | 0 | 0 | 0 | 0 | 0 | 0 | 0 | 0 | 0 | 0 | 0 | 0 | 0 | 0
F5_Commercial_Restaurant_New_Food Preparation_Natural Gas_Griddle_E1 | F5 | Commercial | Restaurant | New | Food Preparation | Natural Gas | Griddle | E1 | RIM BC Ratio | 1 | 1 | 1 | 0 | 0 | 0 | 0 | 0 | 0 | 0 | 0 | 0 | 0 | 0 | 0 | 0 | 0 | 0 | 0 | 0 | 0 | 0 | 0 | 0 | 0 | 0 | 0 | 0 | 0 | 0 | 0 | 0 | 0
F5_Commercial_Restaurant_New_Food Preparation_Natural Gas_Griddle_E2 | F5 | Commercial | Restaurant | New | Food Preparation | Natural Gas | Griddle | E2 | RIM BC Ratio | 0.74999 | 0.75009 | 0.7505 | 1 | 1 | 1 | 1 | 1 | 1 | 1 | 1 | 1 | 1 | 1 | 1 | 1 | 1 | 1 | 1 | 1 | 1 | 1 | 1 | 1 | 1 | 1 | 1 | 1 | 1 | 1 | 1 | 1 | 1
F5_Commercial_Restaurant_New_Food Preparation_Natural Gas_Griddle_E3 | F5 | Commercial | Restaurant | New | Food Preparation | Natural Gas | Griddle | E3 | RIM BC Ratio | 0 | 0 | 0 | 0 | 0 | 0 | 0 | 0 | 0 | 0 | 0 | 0 | 0 | 0 | 0 | 0 | 0 | 0 | 0 | 0 | 0 | 0 | 0 | 0 | 0 | 0 | 0 | 0 | 0 | 0 | 0 | 0 | 0
F5_Commercial_Restaurant_New_Food Preparation_Natural Gas_Griddle_E4 | F5 | Commercial | Restaurant | New | Food Preparation | Natural Gas | Griddle | E4 | RIM BC Ratio | 0 | 0 | 0 | 0 | 0 | 0 | 0 | 0 | 0 | 0 | 0 | 0 | 0 | 0 | 0 | 0 | 0 | 0 | 0 | 0 | 0 | 0 | 0 | 0 | 0 | 0 | 0 | 0 | 0 | 0 | 0 | 0 | 0
F5_Commercial_Restaurant_New_Food Preparation_Natural Gas_Griddle_E5 | F5 | Commercial | Restaurant | New | Food Preparation | Natural Gas | Griddle | E5 | RIM BC Ratio | 0 | 0 | 0 | 0 | 0 | 0 | 0 | 0 | 0 | 0 | 0 | 0 | 0 | 0 | 0 | 0 | 0 | 0 | 0 | 0 | 0 | 0 | 0 | 0 | 0 | 0 | 0 | 0 | 0 | 0 | 0 | 0 | 0
F5_Commercial_Restaurant_New_Food Preparation_Natural Gas_Griddle_E6 | F5 | Commercial | Restaurant | New | Food Preparation | Natural Gas | Griddle | E6 | RIM BC Ratio | 0 | 0 | 0 | 0 | 0 | 0 | 0 | 0 | 0 | 0 | 0 | 0 | 0 | 0 | 0 | 0 | 0 | 0 | 0 | 0 | 0 | 0 | 0 | 0 | 0 | 0 | 0 | 0 | 0 | 0 | 0 | 0 | 0
F5_Commercial_Restaurant_New_Food Preparation_Natural Gas_Griddle_E7 | F5 | Commercial | Restaurant | New | Food Preparation | Natural Gas | Griddle | E7 | RIM BC Ratio | 0 | 0 | 0 | 0 | 0 | 0 | 0 | 0 | 0 | 0 | 0 | 0 | 0 | 0 | 0 | 0 | 0 | 0 | 0 | 0 | 0 | 0 | 0 | 0 | 0 | 0 | 0 | 0 | 0 | 0 | 0 | 0 | 0
F5_Commercial_Restaurant_New_Food Preparation_Natural Gas_Griddle_E8 | F5 | Commercial | Restaurant | New | Food Preparation | Natural Gas | Griddle | E8 | RIM BC Ratio | 0 | 0 | 0 | 0 | 0 | 0 | 0 | 0 | 0 | 0 | 0 | 0 | 0 | 0 | 0 | 0 | 0 | 0 | 0 | 0 | 0 | 0 | 0 | 0 | 0 | 0 | 0 | 0 | 0 | 0 | 0 | 0 | 0
F5_Commercial_Restaurant_New_Food Preparation_Natural Gas_Griddle_E9 | F5 | Commercial | Restaurant | New | Food Preparation | Natural Gas | Griddle | E9 | RIM BC Ratio | 0 | 0 | 0 | 0 | 0 | 0 | 0 | 0 | 0 | 0 | 0 | 0 | 0 | 0 | 0 | 0 | 0 | 0 | 0 | 0 | 0 | 0 | 0 | 0 | 0 | 0 | 0 | 0 | 0 | 0 | 0 | 0 | 0
F5_Commercial_Restaurant_New_Food Preparation_Natural Gas_Griddle_E10 | F5 | Commercial | Restaurant | New | Food Preparation | Natural Gas | Griddle | E10 | RIM BC Ratio | 0 | 0 | 0 | 0 | 0 | 0 | 0 | 0 | 0 | 0 | 0 | 0 | 0 | 0 | 0 | 0 | 0 | 0 | 0 | 0 | 0 | 0 | 0 | 0 | 0 | 0 | 0 | 0 | 0 | 0 | 0 | 0 | 0
F0_Commercial_Restaurant_New_Food Preparation_Natural Gas_Range_E0 | F0 | Commercial | Restaurant | New | Food Preparation | Natural Gas | Range | E0 | Economic Unit | High Efficiency | High Efficiency | High Efficiency | High Efficiency | High Efficiency | High Efficiency | High Efficiency | High Efficiency | High Efficiency | High Efficiency | High Efficiency | High Efficiency | High Efficiency | High Efficiency | High Efficiency | High Efficiency | High Efficiency | High Efficiency | High Efficiency | High Efficiency | High Efficiency | High Efficiency | High Efficiency | High Efficiency | High Efficiency | High Efficiency | High Efficiency | High Efficiency | High Efficiency | High Efficiency | High Efficiency | High Efficiency | High Efficiency
F1_Commercial_Restaurant_New_Food Preparation_Natural Gas_Range_E1 | F1 | Commercial | Restaurant | New | Food Preparation | Natural Gas | Range | E1 | CCE | 0 | 0 | 0 | 0 | 0 | 0 | 0 | 0 | 0 | 0 | 0 | 0 | 0 | 0 | 0 | 0 | 0 | 0 | 0 | 0 | 0 | 0 | 0 | 0 | 0 | 0 | 0 | 0 | 0 | 0 | 0 | 0 | 0
F1_Commercial_Restaurant_New_Food Preparation_Natural Gas_Range_E2 | F1 | Commercial | Restaurant | New | Food Preparation | Natural Gas | Range | E2 | CCE | 0.00050763 | 0.00052557 | 0.00047179 | 0.00048064 | 0.00048064 | 0.00048064 | 0.00048064 | 0.00048064 | 0.00048064 | 0.00048064 | 0.00048064 | 0.00048064 | 0.00048064 | 0.00048064 | 0.00048064 | 0.00048064 | 0.00048064 | 0.00048064 | 0.00048064 | 0.00048064 | 0.00048064 | 0.00048064 | 0.00048064 | 0.00048064 | 0.00048064 | 0.00048064 | 0.00048064 | 0.00048064 | 0.00048064 | 0.00048064 | 0.00048064 | 0.00048064 | 0.00048064
F1_Commercial_Restaurant_New_Food Preparation_Natural Gas_Range_E3 | F1 | Commercial | Restaurant | New | Food Preparation | Natural Gas | Range | E3 | CCE | 0 | 0 | 0 | 0 | 0 | 0 | 0 | 0 | 0 | 0 | 0 | 0 | 0 | 0 | 0 | 0 | 0 | 0 | 0 | 0 | 0 | 0 | 0 | 0 | 0 | 0 | 0 | 0 | 0 | 0 | 0 | 0 | 0
F1_Commercial_Restaurant_New_Food Preparation_Natural Gas_Range_E4 | F1 | Commercial | Restaurant | New | Food Preparation | Natural Gas | Range | E4 | CCE | 0 | 0 | 0 | 0 | 0 | 0 | 0 | 0 | 0 | 0 | 0 | 0 | 0 | 0 | 0 | 0 | 0 | 0 | 0 | 0 | 0 | 0 | 0 | 0 | 0 | 0 | 0 | 0 | 0 | 0 | 0 | 0 | 0
F1_Commercial_Restaurant_New_Food Preparation_Natural Gas_Range_E5 | F1 | Commercial | Restaurant | New | Food Preparation | Natural Gas | Range | E5 | CCE | 0 | 0 | 0 | 0 | 0 | 0 | 0 | 0 | 0 | 0 | 0 | 0 | 0 | 0 | 0 | 0 | 0 | 0 | 0 | 0 | 0 | 0 | 0 | 0 | 0 | 0 | 0 | 0 | 0 | 0 | 0 | 0 | 0
F1_Commercial_Restaurant_New_Food Preparation_Natural Gas_Range_E6 | F1 | Commercial | Restaurant | New | Food Preparation | Natural Gas | Range | E6 | CCE | 0 | 0 | 0 | 0 | 0 | 0 | 0 | 0 | 0 | 0 | 0 | 0 | 0 | 0 | 0 | 0 | 0 | 0 | 0 | 0 | 0 | 0 | 0 | 0 | 0 | 0 | 0 | 0 | 0 | 0 | 0 | 0 | 0
F1_Commercial_Restaurant_New_Food Preparation_Natural Gas_Range_E7 | F1 | Commercial | Restaurant | New | Food Preparation | Natural Gas | Range | E7 | CCE | 0 | 0 | 0 | 0 | 0 | 0 | 0 | 0 | 0 | 0 | 0 | 0 | 0 | 0 | 0 | 0 | 0 | 0 | 0 | 0 | 0 | 0 | 0 | 0 | 0 | 0 | 0 | 0 | 0 | 0 | 0 | 0 | 0
F1_Commercial_Restaurant_New_Food Preparation_Natural Gas_Range_E8 | F1 | Commercial | Restaurant | New | Food Preparation | Natural Gas | Range | E8 | CCE | 0 | 0 | 0 | 0 | 0 | 0 | 0 | 0 | 0 | 0 | 0 | 0 | 0 | 0 | 0 | 0 | 0 | 0 | 0 | 0 | 0 | 0 | 0 | 0 | 0 | 0 | 0 | 0 | 0 | 0 | 0 | 0 | 0
F1_Commercial_Restaurant_New_Food Preparation_Natural Gas_Range_E9 | F1 | Commercial | Restaurant | New | Food Preparation | Natural Gas | Range | E9 | CCE | 0 | 0 | 0 | 0 | 0 | 0 | 0 | 0 | 0 | 0 | 0 | 0 | 0 | 0 | 0 | 0 | 0 | 0 | 0 | 0 | 0 | 0 | 0 | 0 | 0 | 0 | 0 | 0 | 0 | 0 | 0 | 0 | 0
F1_Commercial_Restaurant_New_Food Preparation_Natural Gas_Range_E10 | F1 | Commercial | Restaurant | New | Food Preparation | Natural Gas | Range | E10 | CCE | 0 | 0 | 0 | 0 | 0 | 0 | 0 | 0 | 0 | 0 | 0 | 0 | 0 | 0 | 0 | 0 | 0 | 0 | 0 | 0 | 0 | 0 | 0 | 0 | 0 | 0 | 0 | 0 | 0 | 0 | 0 | 0 | 0
F2_Commercial_Restaurant_New_Food Preparation_Natural Gas_Range_E1 | F2 | Commercial | Restaurant | New | Food Preparation | Natural Gas | Range | E1 | TRC BC Ratio | bar: 2019 to 2051
F2_Commercial_Restaurant_New_Food Preparation_Natural Gas_Range_E2 | F2 | Commercial | Restaurant | New | Food Preparation | Natural Gas | Range | E2 | TRC BC Ratio | 3238.1763 | 3237.6638 | 3253.2359 | 3229.2965 | 3214.742 | 3225.333 | 3257.2017 | 3282.3529 | 3313.5879 | 3343.0653 | 3372.7037 | 3399.9187 | 3429.0969 | 3459.5906 | 3488.7267 | 3518.3834 | 3548.5216 | 3581.2716 | 3615.4555 | 3651.453 | 3686.9037 | 3723.9437 | 3758.1113 | 3793.4744 | 3824.7719 | 3851.8132 | 3876.4326 | 3897.6637 | 3914.2981 | 3927.934 | 3935.3605 | 3940.3394 | 3940.3394
F2_Commercial_Restaurant_New_Food Preparation_Natural Gas_Range_E3 | F2 | Commercial | Restaurant | New | Food Preparation | Natural Gas | Range | E3 | TRC BC Ratio | 0 | 0 | 0 | 0 | 0 | 0 | 0 | 0 | 0 | 0 | 0 | 0 | 0 | 0 | 0 | 0 | 0 | 0 | 0 | 0 | 0 | 0 | 0 | 0 | 0 | 0 | 0 | 0 | 0 | 0 | 0 | 0 | 0
F2_Commercial_Restaurant_New_Food Preparation_Natural Gas_Range_E4 | F2 | Commercial | Restaurant | New | Food Preparation | Natural Gas | Range | E4 | TRC BC Ratio | 0 | 0 | 0 | 0 | 0 | 0 | 0 | 0 | 0 | 0 | 0 | 0 | 0 | 0 | 0 | 0 | 0 | 0 | 0 | 0 | 0 | 0 | 0 | 0 | 0 | 0 | 0 | 0 | 0 | 0 | 0 | 0 | 0
F2_Commercial_Restaurant_New_Food Preparation_Natural Gas_Range_E5 | F2 | Commercial | Restaurant | New | Food Preparation | Natural Gas | Range | E5 | TRC BC Ratio | 0 | 0 | 0 | 0 | 0 | 0 | 0 | 0 | 0 | 0 | 0 | 0 | 0 | 0 | 0 | 0 | 0 | 0 | 0 | 0 | 0 | 0 | 0 | 0 | 0 | 0 | 0 | 0 | 0 | 0 | 0 | 0 | 0
F2_Commercial_Restaurant_New_Food Preparation_Natural Gas_Range_E6 | F2 | Commercial | Restaurant | New | Food Preparation | Natural Gas | Range | E6 | TRC BC Ratio | 0 | 0 | 0 | 0 | 0 | 0 | 0 | 0 | 0 | 0 | 0 | 0 | 0 | 0 | 0 | 0 | 0 | 0 | 0 | 0 | 0 | 0 | 0 | 0 | 0 | 0 | 0 | 0 | 0 | 0 | 0 | 0 | 0
F2_Commercial_Restaurant_New_Food Preparation_Natural Gas_Range_E7 | F2 | Commercial | Restaurant | New | Food Preparation | Natural Gas | Range | E7 | TRC BC Ratio | 0 | 0 | 0 | 0 | 0 | 0 | 0 | 0 | 0 | 0 | 0 | 0 | 0 | 0 | 0 | 0 | 0 | 0 | 0 | 0 | 0 | 0 | 0 | 0 | 0 | 0 | 0 | 0 | 0 | 0 | 0 | 0 | 0
F2_Commercial_Restaurant_New_Food Preparation_Natural Gas_Range_E8 | F2 | Commercial | Restaurant | New | Food Preparation | Natural Gas | Range | E8 | TRC BC Ratio | 0 | 0 | 0 | 0 | 0 | 0 | 0 | 0 | 0 | 0 | 0 | 0 | 0 | 0 | 0 | 0 | 0 | 0 | 0 | 0 | 0 | 0 | 0 | 0 | 0 | 0 | 0 | 0 | 0 | 0 | 0 | 0 | 0
F2_Commercial_Restaurant_New_Food Preparation_Natural Gas_Range_E9 | F2 | Commercial | Restaurant | New | Food Preparation | Natural Gas | Range | E9 | TRC BC Ratio | 0 | 0 | 0 | 0 | 0 | 0 | 0 | 0 | 0 | 0 | 0 | 0 | 0 | 0 | 0 | 0 | 0 | 0 | 0 | 0 | 0 | 0 | 0 | 0 | 0 | 0 | 0 | 0 | 0 | 0 | 0 | 0 | 0
F2_Commercial_Restaurant_New_Food Preparation_Natural Gas_Range_E10 | F2 | Commercial | Restaurant | New | Food Preparation | Natural Gas | Range | E10 | TRC BC Ratio | 0 | 0 | 0 | 0 | 0 | 0 | 0 | 0 | 0 | 0 | 0 | 0 | 0 | 0 | 0 | 0 | 0 | 0 | 0 | 0 | 0 | 0 | 0 | 0 | 0 | 0 | 0 | 0 | 0 | 0 | 0 | 0 | 0
F3_Commercial_Restaurant_New_Food Preparation_Natural Gas_Range_E1 | F3 | Commercial | Restaurant | New | Food Preparation | Natural Gas | Range | E1 | PACT BC Ratio | bar: 2019 to 2051
F3_Commercial_Restaurant_New_Food Preparation_Natural Gas_Range_E2 | F3 | Commercial | Restaurant | New | Food Preparation | Natural Gas | Range | E2 | PACT BC Ratio | 4317.5684 | 4316.8851 | 4337.6479 | 4305.7287 | 4286.3226 | 4300.444 | 4342.9357 | 4376.4705 | 4418.1173 | 4457.4204 | 4496.9383 | 4533.2249 | 4572.1292 | 4612.7875 | 4651.6356 | 4691.1778 | 4731.3622 | 4775.0288 | 4820.6073 | 4868.604 | 4915.8716 | 4965.2582 | 5010.815 | 5057.9659 | 5099.6959 | 5135.7509 | 5168.5769 | 5196.8849 | 5219.0641 | 5237.2453 | 5247.1473 | 5253.7859 | 5253.7859
F3_Commercial_Restaurant_New_Food Preparation_Natural Gas_Range_E3 | F3 | Commercial | Restaurant | New | Food Preparation | Natural Gas | Range | E3 | PACT BC Ratio | 0 | 0 | 0 | 0 | 0 | 0 | 0 | 0 | 0 | 0 | 0 | 0 | 0 | 0 | 0 | 0 | 0 | 0 | 0 | 0 | 0 | 0 | 0 | 0 | 0 | 0 | 0 | 0 | 0 | 0 | 0 | 0 | 0
F3_Commercial_Restaurant_New_Food Preparation_Natural Gas_Range_E4 | F3 | Commercial | Restaurant | New | Food Preparation | Natural Gas | Range | E4 | PACT BC Ratio | 0 | 0 | 0 | 0 | 0 | 0 | 0 | 0 | 0 | 0 | 0 | 0 | 0 | 0 | 0 | 0 | 0 | 0 | 0 | 0 | 0 | 0 | 0 | 0 | 0 | 0 | 0 | 0 | 0 | 0 | 0 | 0 | 0
F3_Commercial_Restaurant_New_Food Preparation_Natural Gas_Range_E5 | F3 | Commercial | Restaurant | New | Food Preparation | Natural Gas | Range | E5 | PACT BC Ratio | 0 | 0 | 0 | 0 | 0 | 0 | 0 | 0 | 0 | 0 | 0 | 0 | 0 | 0 | 0 | 0 | 0 | 0 | 0 | 0 | 0 | 0 | 0 | 0 | 0 | 0 | 0 | 0 | 0 | 0 | 0 | 0 | 0
F3_Commercial_Restaurant_New_Food Preparation_Natural Gas_Range_E6 | F3 | Commercial | Restaurant | New | Food Preparation | Natural Gas | Range | E6 | PACT BC Ratio | 0 | 0 | 0 | 0 | 0 | 0 | 0 | 0 | 0 | 0 | 0 | 0 | 0 | 0 | 0 | 0 | 0 | 0 | 0 | 0 | 0 | 0 | 0 | 0 | 0 | 0 | 0 | 0 | 0 | 0 | 0 | 0 | 0
F3_Commercial_Restaurant_New_Food Preparation_Natural Gas_Range_E7 | F3 | Commercial | Restaurant | New | Food Preparation | Natural Gas | Range | E7 | PACT BC Ratio | 0 | 0 | 0 | 0 | 0 | 0 | 0 | 0 | 0 | 0 | 0 | 0 | 0 | 0 | 0 | 0 | 0 | 0 | 0 | 0 | 0 | 0 | 0 | 0 | 0 | 0 | 0 | 0 | 0 | 0 | 0 | 0 | 0
F3_Commercial_Restaurant_New_Food Preparation_Natural Gas_Range_E8 | F3 | Commercial | Restaurant | New | Food Preparation | Natural Gas | Range | E8 | PACT BC Ratio | 0 | 0 | 0 | 0 | 0 | 0 | 0 | 0 | 0 | 0 | 0 | 0 | 0 | 0 | 0 | 0 | 0 | 0 | 0 | 0 | 0 | 0 | 0 | 0 | 0 | 0 | 0 | 0 | 0 | 0 | 0 | 0 | 0
F3_Commercial_Restaurant_New_Food Preparation_Natural Gas_Range_E9 | F3 | Commercial | Restaurant | New | Food Preparation | Natural Gas | Range | E9 | PACT BC Ratio | 0 | 0 | 0 | 0 | 0 | 0 | 0 | 0 | 0 | 0 | 0 | 0 | 0 | 0 | 0 | 0 | 0 | 0 | 0 | 0 | 0 | 0 | 0 | 0 | 0 | 0 | 0 | 0 | 0 | 0 | 0 | 0 | 0
F3_Commercial_Restaurant_New_Food Preparation_Natural Gas_Range_E10 | F3 | Commercial | Restaurant | New | Food Preparation | Natural Gas | Range | E10 | PACT BC Ratio | 0 | 0 | 0 | 0 | 0 | 0 | 0 | 0 | 0 | 0 | 0 | 0 | 0 | 0 | 0 | 0 | 0 | 0 | 0 | 0 | 0 | 0 | 0 | 0 | 0 | 0 | 0 | 0 | 0 | 0 | 0 | 0 | 0
F4_Commercial_Restaurant_New_Food Preparation_Natural Gas_Range_E1 | F4 | Commercial | Restaurant | New | Food Preparation | Natural Gas | Range | E1 | RVT BC Ratio | bar: 2019 to 2051
F4_Commercial_Restaurant_New_Food Preparation_Natural Gas_Range_E2 | F4 | Commercial | Restaurant | New | Food Preparation | Natural Gas | Range | E2 | RVT BC Ratio | 4656.1553 | 4655.4185 | 4677.8062 | 4643.389 | 4622.4643 | 4637.6907 | 4683.5078 | 4719.667 | 4764.573 | 4806.9519 | 4849.5624 | 4888.6888 | 4930.6377 | 4974.4778 | 5016.3662 | 5059.0029 | 5102.332 | 5149.4159 | 5198.5613 | 5250.3142 | 5301.2809 | 5354.5324 | 5403.6544 | 5454.4953 | 5499.491 | 5538.3676 | 5573.7625 | 5604.2859 | 5628.2008 | 5647.8049 | 5658.4818 | 5665.6399 | 5665.6399
F4_Commercial_Restaurant_New_Food Preparation_Natural Gas_Range_E3 | F4 | Commercial | Restaurant | New | Food Preparation | Natural Gas | Range | E3 | RVT BC Ratio | 0 | 0 | 0 | 0 | 0 | 0 | 0 | 0 | 0 | 0 | 0 | 0 | 0 | 0 | 0 | 0 | 0 | 0 | 0 | 0 | 0 | 0 | 0 | 0 | 0 | 0 | 0 | 0 | 0 | 0 | 0 | 0 | 0
F4_Commercial_Restaurant_New_Food Preparation_Natural Gas_Range_E4 | F4 | Commercial | Restaurant | New | Food Preparation | Natural Gas | Range | E4 | RVT BC Ratio | 0 | 0 | 0 | 0 | 0 | 0 | 0 | 0 | 0 | 0 | 0 | 0 | 0 | 0 | 0 | 0 | 0 | 0 | 0 | 0 | 0 | 0 | 0 | 0 | 0 | 0 | 0 | 0 | 0 | 0 | 0 | 0 | 0
F4_Commercial_Restaurant_New_Food Preparation_Natural Gas_Range_E5 | F4 | Commercial | Restaurant | New | Food Preparation | Natural Gas | Range | E5 | RVT BC Ratio | 0 | 0 | 0 | 0 | 0 | 0 | 0 | 0 | 0 | 0 | 0 | 0 | 0 | 0 | 0 | 0 | 0 | 0 | 0 | 0 | 0 | 0 | 0 | 0 | 0 | 0 | 0 | 0 | 0 | 0 | 0 | 0 | 0
F4_Commercial_Restaurant_New_Food Preparation_Natural Gas_Range_E6 | F4 | Commercial | Restaurant | New | Food Preparation | Natural Gas | Range | E6 | RVT BC Ratio | 0 | 0 | 0 | 0 | 0 | 0 | 0 | 0 | 0 | 0 | 0 | 0 | 0 | 0 | 0 | 0 | 0 | 0 | 0 | 0 | 0 | 0 | 0 | 0 | 0 | 0 | 0 | 0 | 0 | 0 | 0 | 0 | 0
F4_Commercial_Restaurant_New_Food Preparation_Natural Gas_Range_E7 | F4 | Commercial | Restaurant | New | Food Preparation | Natural Gas | Range | E7 | RVT BC Ratio | 0 | 0 | 0 | 0 | 0 | 0 | 0 | 0 | 0 | 0 | 0 | 0 | 0 | 0 | 0 | 0 | 0 | 0 | 0 | 0 | 0 | 0 | 0 | 0 | 0 | 0 | 0 | 0 | 0 | 0 | 0 | 0 | 0
F4_Commercial_Restaurant_New_Food Preparation_Natural Gas_Range_E8 | F4 | Commercial | Restaurant | New | Food Preparation | Natural Gas | Range | E8 | RVT BC Ratio | 0 | 0 | 0 | 0 | 0 | 0 | 0 | 0 | 0 | 0 | 0 | 0 | 0 | 0 | 0 | 0 | 0 | 0 | 0 | 0 | 0 | 0 | 0 | 0 | 0 | 0 | 0 | 0 | 0 | 0 | 0 | 0 | 0
F4_Commercial_Restaurant_New_Food Preparation_Natural Gas_Range_E9 | F4 | Commercial | Restaurant | New | Food Preparation | Natural Gas | Range | E9 | RVT BC Ratio | 0 | 0 | 0 | 0 | 0 | 0 | 0 | 0 | 0 | 0 | 0 | 0 | 0 | 0 | 0 | 0 | 0 | 0 | 0 | 0 | 0 | 0 | 0 | 0 | 0 | 0 | 0 | 0 | 0 | 0 | 0 | 0 | 0
F4_Commercial_Restaurant_New_Food Preparation_Natural Gas_Range_E10 | F4 | Commercial | Restaurant | New | Food Preparation | Natural Gas | Range | E10 | RVT BC Ratio | 0 | 0 | 0 | 0 | 0 | 0 | 0 | 0 | 0 | 0 | 0 | 0 | 0 | 0 | 0 | 0 | 0 | 0 | 0 | 0 | 0 | 0 | 0 | 0 | 0 | 0 | 0 | 0 | 0 | 0 | 0 | 0 | 0
F5_Commercial_Restaurant_New_Food Preparation_Natural Gas_Range_E1 | F5 | Commercial | Restaurant | New | Food Preparation | Natural Gas | Range | E1 | RIM BC Ratio | bar: 2019 to 2051
F5_Commercial_Restaurant_New_Food Preparation_Natural Gas_Range_E2 | F5 | Commercial | Restaurant | New | Food Preparation | Natural Gas | Range | E2 | RIM BC Ratio | 0.83452 | 0.83452 | 0.83452 | 0.83452 | 0.83452 | 0.83452 | 0.83452 | 0.83452 | 0.83452 | 0.83452 | 0.83452 | 0.83453 | 0.83453 | 0.83453 | 0.83453 | 0.83453 | 0.83453 | 0.83453 | 0.83453 | 0.83454 | 0.83454 | 0.83454 | 0.83454 | 0.83454 | 0.83454 | 0.83454 | 0.83454 | 0.83455 | 0.83455 | 0.83455 | 0.83455 | 0.83455 | 0.83455
F5_Commercial_Restaurant_New_Food Preparation_Natural Gas_Range_E3 | F5 | Commercial | Restaurant | New | Food Preparation | Natural Gas | Range | E3 | RIM BC Ratio | 0 | 0 | 0 | 0 | 0 | 0 | 0 | 0 | 0 | 0 | 0 | 0 | 0 | 0 | 0 | 0 | 0 | 0 | 0 | 0 | 0 | 0 | 0 | 0 | 0 | 0 | 0 | 0 | 0 | 0 | 0 | 0 | 0
F5_Commercial_Restaurant_New_Food Preparation_Natural Gas_Range_E4 | F5 | Commercial | Restaurant | New | Food Preparation | Natural Gas | Range | E4 | RIM BC Ratio | 0 | 0 | 0 | 0 | 0 | 0 | 0 | 0 | 0 | 0 | 0 | 0 | 0 | 0 | 0 | 0 | 0 | 0 | 0 | 0 | 0 | 0 | 0 | 0 | 0 | 0 | 0 | 0 | 0 | 0 | 0 | 0 | 0
F5_Commercial_Restaurant_New_Food Preparation_Natural Gas_Range_E5 | F5 | Commercial | Restaurant | New | Food Preparation | Natural Gas | Range | E5 | RIM BC Ratio | 0 | 0 | 0 | 0 | 0 | 0 | 0 | 0 | 0 | 0 | 0 | 0 | 0 | 0 | 0 | 0 | 0 | 0 | 0 | 0 | 0 | 0 | 0 | 0 | 0 | 0 | 0 | 0 | 0 | 0 | 0 | 0 | 0
F5_Commercial_Restaurant_New_Food Preparation_Natural Gas_Range_E6 | F5 | Commercial | Restaurant | New | Food Preparation | Natural Gas | Range | E6 | RIM BC Ratio | 0 | 0 | 0 | 0 | 0 | 0 | 0 | 0 | 0 | 0 | 0 | 0 | 0 | 0 | 0 | 0 | 0 | 0 | 0 | 0 | 0 | 0 | 0 | 0 | 0 | 0 | 0 | 0 | 0 | 0 | 0 | 0 | 0
F5_Commercial_Restaurant_New_Food Preparation_Natural Gas_Range_E7 | F5 | Commercial | Restaurant | New | Food Preparation | Natural Gas | Range | E7 | RIM BC Ratio | 0 | 0 | 0 | 0 | 0 | 0 | 0 | 0 | 0 | 0 | 0 | 0 | 0 | 0 | 0 | 0 | 0 | 0 | 0 | 0 | 0 | 0 | 0 | 0 | 0 | 0 | 0 | 0 | 0 | 0 | 0 | 0 | 0
F5_Commercial_Restaurant_New_Food Preparation_Natural Gas_Range_E8 | F5 | Commercial | Restaurant | New | Food Preparation | Natural Gas | Range | E8 | RIM BC Ratio | 0 | 0 | 0 | 0 | 0 | 0 | 0 | 0 | 0 | 0 | 0 | 0 | 0 | 0 | 0 | 0 | 0 | 0 | 0 | 0 | 0 | 0 | 0 | 0 | 0 | 0 | 0 | 0 | 0 | 0 | 0 | 0 | 0
F5_Commercial_Restaurant_New_Food Preparation_Natural Gas_Range_E9 | F5 | Commercial | Restaurant | New | Food Preparation | Natural Gas | Range | E9 | RIM BC Ratio | 0 | 0 | 0 | 0 | 0 | 0 | 0 | 0 | 0 | 0 | 0 | 0 | 0 | 0 | 0 | 0 | 0 | 0 | 0 | 0 | 0 | 0 | 0 | 0 | 0 | 0 | 0 | 0 | 0 | 0 | 0 | 0 | 0
F5_Commercial_Restaurant_New_Food Preparation_Natural Gas_Range_E10 | F5 | Commercial | Restaurant | New | Food Preparation | Natural Gas | Range | E10 | RIM BC Ratio | 0 | 0 | 0 | 0 | 0 | 0 | 0 | 0 | 0 | 0 | 0 | 0 | 0 | 0 | 0 | 0 | 0 | 0 | 0 | 0 | 0 | 0 | 0 | 0 | 0 | 0 | 0 | 0 | 0 | 0 | 0 | 0 | 0
F0_Commercial_Restaurant_New_Food Preparation_Natural Gas_Steamer_E0 | F0 | Commercial | Restaurant | New | Food Preparation | Natural Gas | Steamer | E0 | Economic Unit | ENERGY STAR | ENERGY STAR | ENERGY STAR | ENERGY STAR | ENERGY STAR | ENERGY STAR | ENERGY STAR | ENERGY STAR | ENERGY STAR | ENERGY STAR | ENERGY STAR | ENERGY STAR | ENERGY STAR | ENERGY STAR | ENERGY STAR | ENERGY STAR | ENERGY STAR | ENERGY STAR | ENERGY STAR | ENERGY STAR | ENERGY STAR | ENERGY STAR | ENERGY STAR | ENERGY STAR | ENERGY STAR | ENERGY STAR | ENERGY STAR | ENERGY STAR | ENERGY STAR | ENERGY STAR | ENERGY STAR | ENERGY STAR | ENERGY STAR
F1_Commercial_Restaurant_New_Food Preparation_Natural Gas_Steamer_E1 | F1 | Commercial | Restaurant | New | Food Preparation | Natural Gas | Steamer | E1 | CCE | 0 | 0 | 0 | 0 | 0 | 0 | 0 | 0 | 0 | 0 | 0 | 0 | 0 | 0 | 0 | 0 | 0 | 0 | 0 | 0 | 0 | 0 | 0 | 0 | 0 | 0 | 0 | 0 | 0 | 0 | 0 | 0 | 0
F1_Commercial_Restaurant_New_Food Preparation_Natural Gas_Steamer_E2 | F1 | Commercial | Restaurant | New | Food Preparation | Natural Gas | Steamer | E2 | CCE | 0.11364 | 0.11765 | 0.10562 | 0 | 0 | 0 | 0 | 0 | 0 | 0 | 0 | 0 | 0 | 0 | 0 | 0 | 0 | 0 | 0 | 0 | 0 | 0 | 0 | 0 | 0 | 0 | 0 | 0 | 0 | 0 | 0 | 0 | 0
F1_Commercial_Restaurant_New_Food Preparation_Natural Gas_Steamer_E3 | F1 | Commercial | Restaurant | New | Food Preparation | Natural Gas | Steamer | E3 | CCE | 0 | 0 | 0 | 0 | 0 | 0 | 0 | 0 | 0 | 0 | 0 | 0 | 0 | 0 | 0 | 0 | 0 | 0 | 0 | 0 | 0 | 0 | 0 | 0 | 0 | 0 | 0 | 0 | 0 | 0 | 0 | 0 | 0
F1_Commercial_Restaurant_New_Food Preparation_Natural Gas_Steamer_E4 | F1 | Commercial | Restaurant | New | Food Preparation | Natural Gas | Steamer | E4 | CCE | 0 | 0 | 0 | 0 | 0 | 0 | 0 | 0 | 0 | 0 | 0 | 0 | 0 | 0 | 0 | 0 | 0 | 0 | 0 | 0 | 0 | 0 | 0 | 0 | 0 | 0 | 0 | 0 | 0 | 0 | 0 | 0 | 0
F1_Commercial_Restaurant_New_Food Preparation_Natural Gas_Steamer_E5 | F1 | Commercial | Restaurant | New | Food Preparation | Natural Gas | Steamer | E5 | CCE | 0 | 0 | 0 | 0 | 0 | 0 | 0 | 0 | 0 | 0 | 0 | 0 | 0 | 0 | 0 | 0 | 0 | 0 | 0 | 0 | 0 | 0 | 0 | 0 | 0 | 0 | 0 | 0 | 0 | 0 | 0 | 0 | 0
F1_Commercial_Restaurant_New_Food Preparation_Natural Gas_Steamer_E6 | F1 | Commercial | Restaurant | New | Food Preparation | Natural Gas | Steamer | E6 | CCE | 0 | 0 | 0 | 0 | 0 | 0 | 0 | 0 | 0 | 0 | 0 | 0 | 0 | 0 | 0 | 0 | 0 | 0 | 0 | 0 | 0 | 0 | 0 | 0 | 0 | 0 | 0 | 0 | 0 | 0 | 0 | 0 | 0
F1_Commercial_Restaurant_New_Food Preparation_Natural Gas_Steamer_E7 | F1 | Commercial | Restaurant | New | Food Preparation | Natural Gas | Steamer | E7 | CCE | 0 | 0 | 0 | 0 | 0 | 0 | 0 | 0 | 0 | 0 | 0 | 0 | 0 | 0 | 0 | 0 | 0 | 0 | 0 | 0 | 0 | 0 | 0 | 0 | 0 | 0 | 0 | 0 | 0 | 0 | 0 | 0 | 0
F1_Commercial_Restaurant_New_Food Preparation_Natural Gas_Steamer_E8 | F1 | Commercial | Restaurant | New | Food Preparation | Natural Gas | Steamer | E8 | CCE | 0 | 0 | 0 | 0 | 0 | 0 | 0 | 0 | 0 | 0 | 0 | 0 | 0 | 0 | 0 | 0 | 0 | 0 | 0 | 0 | 0 | 0 | 0 | 0 | 0 | 0 | 0 | 0 | 0 | 0 | 0 | 0 | 0
F1_Commercial_Restaurant_New_Food Preparation_Natural Gas_Steamer_E9 | F1 | Commercial | Restaurant | New | Food Preparation | Natural Gas | Steamer | E9 | CCE | 0 | 0 | 0 | 0 | 0 | 0 | 0 | 0 | 0 | 0 | 0 | 0 | 0 | 0 | 0 | 0 | 0 | 0 | 0 | 0 | 0 | 0 | 0 | 0 | 0 | 0 | 0 | 0 | 0 | 0 | 0 | 0 | 0
F1_Commercial_Restaurant_New_Food Preparation_Natural Gas_Steamer_E10 | F1 | Commercial | Restaurant | New | Food Preparation | Natural Gas | Steamer | E10 | CCE | 0 | 0 | 0 | 0 | 0 | 0 | 0 | 0 | 0 | 0 | 0 | 0 | 0 | 0 | 0 | 0 | 0 | 0 | 0 | 0 | 0 | 0 | 0 | 0 | 0 | 0 | 0 | 0 | 0 | 0 | 0 | 0 | 0
F2_Commercial_Restaurant_New_Food Preparation_Natural Gas_Steamer_E1 | F2 | Commercial | Restaurant | New | Food Preparation | Natural Gas | Steamer | E1 | TRC BC Ratio | 1 | 1 | 1 | 0 | 0 | 0 | 0 | 0 | 0 | 0 | 0 | 0 | 0 | 0 | 0 | 0 | 0 | 0 | 0 | 0 | 0 | 0 | 0 | 0 | 0 | 0 | 0 | 0 | 0 | 0 | 0 | 0 | 0
F2_Commercial_Restaurant_New_Food Preparation_Natural Gas_Steamer_E2 | F2 | Commercial | Restaurant | New | Food Preparation | Natural Gas | Steamer | E2 | TRC BC Ratio | 14.4302 | 14.4472 | 14.5249 | 1 | 1 | 1 | 1 | 1 | 1 | 1 | 1 | 1 | 1 | 1 | 1 | 1 | 1 | 1 | 1 | 1 | 1 | 1 | 1 | 1 | 1 | 1 | 1 | 1 | 1 | 1 | 1 | 1 | 1
F2_Commercial_Restaurant_New_Food Preparation_Natural Gas_Steamer_E3 | F2 | Commercial | Restaurant | New | Food Preparation | Natural Gas | Steamer | E3 | TRC BC Ratio | 0 | 0 | 0 | 0 | 0 | 0 | 0 | 0 | 0 | 0 | 0 | 0 | 0 | 0 | 0 | 0 | 0 | 0 | 0 | 0 | 0 | 0 | 0 | 0 | 0 | 0 | 0 | 0 | 0 | 0 | 0 | 0 | 0
F2_Commercial_Restaurant_New_Food Preparation_Natural Gas_Steamer_E4 | F2 | Commercial | Restaurant | New | Food Preparation | Natural Gas | Steamer | E4 | TRC BC Ratio | 0 | 0 | 0 | 0 | 0 | 0 | 0 | 0 | 0 | 0 | 0 | 0 | 0 | 0 | 0 | 0 | 0 | 0 | 0 | 0 | 0 | 0 | 0 | 0 | 0 | 0 | 0 | 0 | 0 | 0 | 0 | 0 | 0
F2_Commercial_Restaurant_New_Food Preparation_Natural Gas_Steamer_E5 | F2 | Commercial | Restaurant | New | Food Preparation | Natural Gas | Steamer | E5 | TRC BC Ratio | 0 | 0 | 0 | 0 | 0 | 0 | 0 | 0 | 0 | 0 | 0 | 0 | 0 | 0 | 0 | 0 | 0 | 0 | 0 | 0 | 0 | 0 | 0 | 0 | 0 | 0 | 0 | 0 | 0 | 0 | 0 | 0 | 0
F2_Commercial_Restaurant_New_Food Preparation_Natural Gas_Steamer_E6 | F2 | Commercial | Restaurant | New | Food Preparation | Natural Gas | Steamer | E6 | TRC BC Ratio | 0 | 0 | 0 | 0 | 0 | 0 | 0 | 0 | 0 | 0 | 0 | 0 | 0 | 0 | 0 | 0 | 0 | 0 | 0 | 0 | 0 | 0 | 0 | 0 | 0 | 0 | 0 | 0 | 0 | 0 | 0 | 0 | 0
F2_Commercial_Restaurant_New_Food Preparation_Natural Gas_Steamer_E7 | F2 | Commercial | Restaurant | New | Food Preparation | Natural Gas | Steamer | E7 | TRC BC Ratio | 0 | 0 | 0 | 0 | 0 | 0 | 0 | 0 | 0 | 0 | 0 | 0 | 0 | 0 | 0 | 0 | 0 | 0 | 0 | 0 | 0 | 0 | 0 | 0 | 0 | 0 | 0 | 0 | 0 | 0 | 0 | 0 | 0
F2_Commercial_Restaurant_New_Food Preparation_Natural Gas_Steamer_E8 | F2 | Commercial | Restaurant | New | Food Preparation | Natural Gas | Steamer | E8 | TRC BC Ratio | 0 | 0 | 0 | 0 | 0 | 0 | 0 | 0 | 0 | 0 | 0 | 0 | 0 | 0 | 0 | 0 | 0 | 0 | 0 | 0 | 0 | 0 | 0 | 0 | 0 | 0 | 0 | 0 | 0 | 0 | 0 | 0 | 0
F2_Commercial_Restaurant_New_Food Preparation_Natural Gas_Steamer_E9 | F2 | Commercial | Restaurant | New | Food Preparation | Natural Gas | Steamer | E9 | TRC BC Ratio | 0 | 0 | 0 | 0 | 0 | 0 | 0 | 0 | 0 | 0 | 0 | 0 | 0 | 0 | 0 | 0 | 0 | 0 | 0 | 0 | 0 | 0 | 0 | 0 | 0 | 0 | 0 | 0 | 0 | 0 | 0 | 0 | 0
F2_Commercial_Restaurant_New_Food Preparation_Natural Gas_Steamer_E10 | F2 | Commercial | Restaurant | New | Food Preparation | Natural Gas | Steamer | E10 | TRC BC Ratio | 0 | 0 | 0 | 0 | 0 | 0 | 0 | 0 | 0 | 0 | 0 | 0 | 0 | 0 | 0 | 0 | 0 | 0 | 0 | 0 | 0 | 0 | 0 | 0 | 0 | 0 | 0 | 0 | 0 | 0 | 0 | 0 | 0
F3_Commercial_Restaurant_New_Food Preparation_Natural Gas_Steamer_E1 | F3 | Commercial | Restaurant | New | Food Preparation | Natural Gas | Steamer | E1 | PACT BC Ratio | 1 | 1 | 1 | 0 | 0 | 0 | 0 | 0 | 0 | 0 | 0 | 0 | 0 | 0 | 0 | 0 | 0 | 0 | 0 | 0 | 0 | 0 | 0 | 0 | 0 | 0 | 0 | 0 | 0 | 0 | 0 | 0 | 0
F3_Commercial_Restaurant_New_Food Preparation_Natural Gas_Steamer_E2 | F3 | Commercial | Restaurant | New | Food Preparation | Natural Gas | Steamer | E2 | PACT BC Ratio | 19.2403 | 19.2629 | 19.3665 | 1 | 1 | 1 | 1 | 1 | 1 | 1 | 1 | 1 | 1 | 1 | 1 | 1 | 1 | 1 | 1 | 1 | 1 | 1 | 1 | 1 | 1 | 1 | 1 | 1 | 1 | 1 | 1 | 1 | 1
F3_Commercial_Restaurant_New_Food Preparation_Natural Gas_Steamer_E3 | F3 | Commercial | Restaurant | New | Food Preparation | Natural Gas | Steamer | E3 | PACT BC Ratio | 0 | 0 | 0 | 0 | 0 | 0 | 0 | 0 | 0 | 0 | 0 | 0 | 0 | 0 | 0 | 0 | 0 | 0 | 0 | 0 | 0 | 0 | 0 | 0 | 0 | 0 | 0 | 0 | 0 | 0 | 0 | 0 | 0
F3_Commercial_Restaurant_New_Food Preparation_Natural Gas_Steamer_E4 | F3 | Commercial | Restaurant | New | Food Preparation | Natural Gas | Steamer | E4 | PACT BC Ratio | 0 | 0 | 0 | 0 | 0 | 0 | 0 | 0 | 0 | 0 | 0 | 0 | 0 | 0 | 0 | 0 | 0 | 0 | 0 | 0 | 0 | 0 | 0 | 0 | 0 | 0 | 0 | 0 | 0 | 0 | 0 | 0 | 0
F3_Commercial_Restaurant_New_Food Preparation_Natural Gas_Steamer_E5 | F3 | Commercial | Restaurant | New | Food Preparation | Natural Gas | Steamer | E5 | PACT BC Ratio | 0 | 0 | 0 | 0 | 0 | 0 | 0 | 0 | 0 | 0 | 0 | 0 | 0 | 0 | 0 | 0 | 0 | 0 | 0 | 0 | 0 | 0 | 0 | 0 | 0 | 0 | 0 | 0 | 0 | 0 | 0 | 0 | 0
F3_Commercial_Restaurant_New_Food Preparation_Natural Gas_Steamer_E6 | F3 | Commercial | Restaurant | New | Food Preparation | Natural Gas | Steamer | E6 | PACT BC Ratio | 0 | 0 | 0 | 0 | 0 | 0 | 0 | 0 | 0 | 0 | 0 | 0 | 0 | 0 | 0 | 0 | 0 | 0 | 0 | 0 | 0 | 0 | 0 | 0 | 0 | 0 | 0 | 0 | 0 | 0 | 0 | 0 | 0
F3_Commercial_Restaurant_New_Food Preparation_Natural Gas_Steamer_E7 | F3 | Commercial | Restaurant | New | Food Preparation | Natural Gas | Steamer | E7 | PACT BC Ratio | 0 | 0 | 0 | 0 | 0 | 0 | 0 | 0 | 0 | 0 | 0 | 0 | 0 | 0 | 0 | 0 | 0 | 0 | 0 | 0 | 0 | 0 | 0 | 0 | 0 | 0 | 0 | 0 | 0 | 0 | 0 | 0 | 0
F3_Commercial_Restaurant_New_Food Preparation_Natural Gas_Steamer_E8 | F3 | Commercial | Restaurant | New | Food Preparation | Natural Gas | Steamer | E8 | PACT BC Ratio | 0 | 0 | 0 | 0 | 0 | 0 | 0 | 0 | 0 | 0 | 0 | 0 | 0 | 0 | 0 | 0 | 0 | 0 | 0 | 0 | 0 | 0 | 0 | 0 | 0 | 0 | 0 | 0 | 0 | 0 | 0 | 0 | 0
F3_Commercial_Restaurant_New_Food Preparation_Natural Gas_Steamer_E9 | F3 | Commercial | Restaurant | New | Food Preparation | Natural Gas | Steamer | E9 | PACT BC Ratio | 0 | 0 | 0 | 0 | 0 | 0 | 0 | 0 | 0 | 0 | 0 | 0 | 0 | 0 | 0 | 0 | 0 | 0 | 0 | 0 | 0 | 0 | 0 | 0 | 0 | 0 | 0 | 0 | 0 | 0 | 0 | 0 | 0
F3_Commercial_Restaurant_New_Food Preparation_Natural Gas_Steamer_E10 | F3 | Commercial | Restaurant | New | Food Preparation | Natural Gas | Steamer | E10 | PACT BC Ratio | 0 | 0 | 0 | 0 | 0 | 0 | 0 | 0 | 0 | 0 | 0 | 0 | 0 | 0 | 0 | 0 | 0 | 0 | 0 | 0 | 0 | 0 | 0 | 0 | 0 | 0 | 0 | 0 | 0 | 0 | 0 | 0 | 0
F4_Commercial_Restaurant_New_Food Preparation_Natural Gas_Steamer_E1 | F4 | Commercial | Restaurant | New | Food Preparation | Natural Gas | Steamer | E1 | RVT BC Ratio | 1 | 1 | 1 | 0 | 0 | 0 | 0 | 0 | 0 | 0 | 0 | 0 | 0 | 0 | 0 | 0 | 0 | 0 | 0 | 0 | 0 | 0 | 0 | 0 | 0 | 0 | 0 | 0 | 0 | 0 | 0 | 0 | 0
F4_Commercial_Restaurant_New_Food Preparation_Natural Gas_Steamer_E2 | F4 | Commercial | Restaurant | New | Food Preparation | Natural Gas | Steamer | E2 | RVT BC Ratio | 21.446 | 21.4704 | 21.5821 | 1 | 1 | 1 | 1 | 1 | 1 | 1 | 1 | 1 | 1 | 1 | 1 | 1 | 1 | 1 | 1 | 1 | 1 | 1 | 1 | 1 | 1 | 1 | 1 | 1 | 1 | 1 | 1 | 1 | 1
F4_Commercial_Restaurant_New_Food Preparation_Natural Gas_Steamer_E3 | F4 | Commercial | Restaurant | New | Food Preparation | Natural Gas | Steamer | E3 | RVT BC Ratio | 0 | 0 | 0 | 0 | 0 | 0 | 0 | 0 | 0 | 0 | 0 | 0 | 0 | 0 | 0 | 0 | 0 | 0 | 0 | 0 | 0 | 0 | 0 | 0 | 0 | 0 | 0 | 0 | 0 | 0 | 0 | 0 | 0
F4_Commercial_Restaurant_New_Food Preparation_Natural Gas_Steamer_E4 | F4 | Commercial | Restaurant | New | Food Preparation | Natural Gas | Steamer | E4 | RVT BC Ratio | 0 | 0 | 0 | 0 | 0 | 0 | 0 | 0 | 0 | 0 | 0 | 0 | 0 | 0 | 0 | 0 | 0 | 0 | 0 | 0 | 0 | 0 | 0 | 0 | 0 | 0 | 0 | 0 | 0 | 0 | 0 | 0 | 0
F4_Commercial_Restaurant_New_Food Preparation_Natural Gas_Steamer_E5 | F4 | Commercial | Restaurant | New | Food Preparation | Natural Gas | Steamer | E5 | RVT BC Ratio | 0 | 0 | 0 | 0 | 0 | 0 | 0 | 0 | 0 | 0 | 0 | 0 | 0 | 0 | 0 | 0 | 0 | 0 | 0 | 0 | 0 | 0 | 0 | 0 | 0 | 0 | 0 | 0 | 0 | 0 | 0 | 0 | 0
F4_Commercial_Restaurant_New_Food Preparation_Natural Gas_Steamer_E6 | F4 | Commercial | Restaurant | New | Food Preparation | Natural Gas | Steamer | E6 | RVT BC Ratio | 0 | 0 | 0 | 0 | 0 | 0 | 0 | 0 | 0 | 0 | 0 | 0 | 0 | 0 | 0 | 0 | 0 | 0 | 0 | 0 | 0 | 0 | 0 | 0 | 0 | 0 | 0 | 0 | 0 | 0 | 0 | 0 | 0
F4_Commercial_Restaurant_New_Food Preparation_Natural Gas_Steamer_E7 | F4 | Commercial | Restaurant | New | Food Preparation | Natural Gas | Steamer | E7 | RVT BC Ratio | 0 | 0 | 0 | 0 | 0 | 0 | 0 | 0 | 0 | 0 | 0 | 0 | 0 | 0 | 0 | 0 | 0 | 0 | 0 | 0 | 0 | 0 | 0 | 0 | 0 | 0 | 0 | 0 | 0 | 0 | 0 | 0 | 0
F4_Commercial_Restaurant_New_Food Preparation_Natural Gas_Steamer_E8 | F4 | Commercial | Restaurant | New | Food Preparation | Natural Gas | Steamer | E8 | RVT BC Ratio | 0 | 0 | 0 | 0 | 0 | 0 | 0 | 0 | 0 | 0 | 0 | 0 | 0 | 0 | 0 | 0 | 0 | 0 | 0 | 0 | 0 | 0 | 0 | 0 | 0 | 0 | 0 | 0 | 0 | 0 | 0 | 0 | 0
F4_Commercial_Restaurant_New_Food Preparation_Natural Gas_Steamer_E9 | F4 | Commercial | Restaurant | New | Food Preparation | Natural Gas | Steamer | E9 | RVT BC Ratio | 0 | 0 | 0 | 0 | 0 | 0 | 0 | 0 | 0 | 0 | 0 | 0 | 0 | 0 | 0 | 0 | 0 | 0 | 0 | 0 | 0 | 0 | 0 | 0 | 0 | 0 | 0 | 0 | 0 | 0 | 0 | 0 | 0
F4_Commercial_Restaurant_New_Food Preparation_Natural Gas_Steamer_E10 | F4 | Commercial | Restaurant | New | Food Preparation | Natural Gas | Steamer | E10 | RVT BC Ratio | 0 | 0 | 0 | 0 | 0 | 0 | 0 | 0 | 0 | 0 | 0 | 0 | 0 | 0 | 0 | 0 | 0 | 0 | 0 | 0 | 0 | 0 | 0 | 0 | 0 | 0 | 0 | 0 | 0 | 0 | 0 | 0 | 0
F5_Commercial_Restaurant_New_Food Preparation_Natural Gas_Steamer_E1 | F5 | Commercial | Restaurant | New | Food Preparation | Natural Gas | Steamer | E1 | RIM BC Ratio | 1 | 1 | 1 | 0 | 0 | 0 | 0 | 0 | 0 | 0 | 0 | 0 | 0 | 0 | 0 | 0 | 0 | 0 | 0 | 0 | 0 | 0 | 0 | 0 | 0 | 0 | 0 | 0 | 0 | 0 | 0 | 0 | 0
F5_Commercial_Restaurant_New_Food Preparation_Natural Gas_Steamer_E2 | F5 | Commercial | Restaurant | New | Food Preparation | Natural Gas | Steamer | E2 | RIM BC Ratio | 0.79997 | 0.80001 | 0.80019 | 1 | 1 | 1 | 1 | 1 | 1 | 1 | 1 | 1 | 1 | 1 | 1 | 1 | 1 | 1 | 1 | 1 | 1 | 1 | 1 | 1 | 1 | 1 | 1 | 1 | 1 | 1 | 1 | 1 | 1
F5_Commercial_Restaurant_New_Food Preparation_Natural Gas_Steamer_E3 | F5 | Commercial | Restaurant | New | Food Preparation | Natural Gas | Steamer | E3 | RIM BC Ratio | 0 | 0 | 0 | 0 | 0 | 0 | 0 | 0 | 0 | 0 | 0 | 0 | 0 | 0 | 0 | 0 | 0 | 0 | 0 | 0 | 0 | 0 | 0 | 0 | 0 | 0 | 0 | 0 | 0 | 0 | 0 | 0 | 0
F5_Commercial_Restaurant_New_Food Preparation_Natural Gas_Steamer_E4 | F5 | Commercial | Restaurant | New | Food Preparation | Natural Gas | Steamer | E4 | RIM BC Ratio | 0 | 0 | 0 | 0 | 0 | 0 | 0 | 0 | 0 | 0 | 0 | 0 | 0 | 0 | 0 | 0 | 0 | 0 | 0 | 0 | 0 | 0 | 0 | 0 | 0 | 0 | 0 | 0 | 0 | 0 | 0 | 0 | 0
F5_Commercial_Restaurant_New_Food Preparation_Natural Gas_Steamer_E5 | F5 | Commercial | Restaurant | New | Food Preparation | Natural Gas | Steamer | E5 | RIM BC Ratio | 0 | 0 | 0 | 0 | 0 | 0 | 0 | 0 | 0 | 0 | 0 | 0 | 0 | 0 | 0 | 0 | 0 | 0 | 0 | 0 | 0 | 0 | 0 | 0 | 0 | 0 | 0 | 0 | 0 | 0 | 0 | 0 | 0
F5_Commercial_Restaurant_New_Food Preparation_Natural Gas_Steamer_E6 | F5 | Commercial | Restaurant | New | Food Preparation | Natural Gas | Steamer | E6 | RIM BC Ratio | 0 | 0 | 0 | 0 | 0 | 0 | 0 | 0 | 0 | 0 | 0 | 0 | 0 | 0 | 0 | 0 | 0 | 0 | 0 | 0 | 0 | 0 | 0 | 0 | 0 | 0 | 0 | 0 | 0 | 0 | 0 | 0 | 0
F5_Commercial_Restaurant_New_Food Preparation_Natural Gas_Steamer_E7 | F5 | Commercial | Restaurant | New | Food Preparation | Natural Gas | Steamer | E7 | RIM BC Ratio | 0 | 0 | 0 | 0 | 0 | 0 | 0 | 0 | 0 | 0 | 0 | 0 | 0 | 0 | 0 | 0 | 0 | 0 | 0 | 0 | 0 | 0 | 0 | 0 | 0 | 0 | 0 | 0 | 0 | 0 | 0 | 0 | 0
F5_Commercial_Restaurant_New_Food Preparation_Natural Gas_Steamer_E8 | F5 | Commercial | Restaurant | New | Food Preparation | Natural Gas | Steamer | E8 | RIM BC Ratio | 0 | 0 | 0 | 0 | 0 | 0 | 0 | 0 | 0 | 0 | 0 | 0 | 0 | 0 | 0 | 0 | 0 | 0 | 0 | 0 | 0 | 0 | 0 | 0 | 0 | 0 | 0 | 0 | 0 | 0 | 0 | 0 | 0
F5_Commercial_Restaurant_New_Food Preparation_Natural Gas_Steamer_E9 | F5 | Commercial | Restaurant | New | Food Preparation | Natural Gas | Steamer | E9 | RIM BC Ratio | 0 | 0 | 0 | 0 | 0 | 0 | 0 | 0 | 0 | 0 | 0 | 0 | 0 | 0 | 0 | 0 | 0 | 0 | 0 | 0 | 0 | 0 | 0 | 0 | 0 | 0 | 0 | 0 | 0 | 0 | 0 | 0 | 0
F5_Commercial_Restaurant_New_Food Preparation_Natural Gas_Steamer_E10 | F5 | Commercial | Restaurant | New | Food Preparation | Natural Gas | Steamer | E10 | RIM BC Ratio | 0 | 0 | 0 | 0 | 0 | 0 | 0 | 0 | 0 | 0 | 0 | 0 | 0 | 0 | 0 | 0 | 0 | 0 | 0 | 0 | 0 | 0 | 0 | 0 | 0 | 0 | 0 | 0 | 0 | 0 | 0 | 0 | 0
F0_Commercial_Restaurant_New_Food Preparation_Natural Gas_Food Prep Other_E0 | F0 | Commercial | Restaurant | New | Food Preparation | Natural Gas | Food Prep Other | E0 | Economic Unit | Standard | Standard | Standard | Standard | Standard | Standard | Standard | Standard | Standard | Standard | Standard | Standard | Standard | Standard | Standard | Standard | Standard | Standard | Standard | Standard | Standard | Standard | Standard | Standard | Standard | Standard | Standard | Standard | Standard | Standard | Standard | Standard | Standard
F1_Commercial_Restaurant_New_Food Preparation_Natural Gas_Food Prep Other_E1 | F1 | Commercial | Restaurant | New | Food Preparation | Natural Gas | Food Prep Other | E1 | CCE | 0 | 0 | 0 | 0 | 0 | 0 | 0 | 0 | 0 | 0 | 0 | 0 | 0 | 0 | 0 | 0 | 0 | 0 | 0 | 0 | 0 | 0 | 0 | 0 | 0 | 0 | 0 | 0 | 0 | 0 | 0 | 0 | 0
F1_Commercial_Restaurant_New_Food Preparation_Natural Gas_Food Prep Other_E2 | F1 | Commercial | Restaurant | New | Food Preparation | Natural Gas | Food Prep Other | E2 | CCE | 16.9852 | 17.5855 | 15.7861 | 16.0821 | 16.0821 | 16.0821 | 16.0821 | 16.0821 | 16.0821 | 16.0821 | 16.0821 | 16.0821 | 16.0821 | 16.0821 | 16.0821 | 16.0821 | 16.0821 | 16.0821 | 16.0821 | 16.0821 | 16.0821 | 16.0821 | 16.0821 | 16.0821 | 16.0821 | 16.0821 | 16.0821 | 16.0821 | 16.0821 | 16.0821 | 16.0821 | 16.0821 | 16.0821
F1_Commercial_Restaurant_New_Food Preparation_Natural Gas_Food Prep Other_E3 | F1 | Commercial | Restaurant | New | Food Preparation | Natural Gas | Food Prep Other | E3 | CCE | 0 | 0 | 0 | 0 | 0 | 0 | 0 | 0 | 0 | 0 | 0 | 0 | 0 | 0 | 0 | 0 | 0 | 0 | 0 | 0 | 0 | 0 | 0 | 0 | 0 | 0 | 0 | 0 | 0 | 0 | 0 | 0 | 0
F1_Commercial_Restaurant_New_Food Preparation_Natural Gas_Food Prep Other_E4 | F1 | Commercial | Restaurant | New | Food Preparation | Natural Gas | Food Prep Other | E4 | CCE | 0 | 0 | 0 | 0 | 0 | 0 | 0 | 0 | 0 | 0 | 0 | 0 | 0 | 0 | 0 | 0 | 0 | 0 | 0 | 0 | 0 | 0 | 0 | 0 | 0 | 0 | 0 | 0 | 0 | 0 | 0 | 0 | 0
F1_Commercial_Restaurant_New_Food Preparation_Natural Gas_Food Prep Other_E5 | F1 | Commercial | Restaurant | New | Food Preparation | Natural Gas | Food Prep Other | E5 | CCE | 0 | 0 | 0 | 0 | 0 | 0 | 0 | 0 | 0 | 0 | 0 | 0 | 0 | 0 | 0 | 0 | 0 | 0 | 0 | 0 | 0 | 0 | 0 | 0 | 0 | 0 | 0 | 0 | 0 | 0 | 0 | 0 | 0
F1_Commercial_Restaurant_New_Food Preparation_Natural Gas_Food Prep Other_E6 | F1 | Commercial | Restaurant | New | Food Preparation | Natural Gas | Food Prep Other | E6 | CCE | 0 | 0 | 0 | 0 | 0 | 0 | 0 | 0 | 0 | 0 | 0 | 0 | 0 | 0 | 0 | 0 | 0 | 0 | 0 | 0 | 0 | 0 | 0 | 0 | 0 | 0 | 0 | 0 | 0 | 0 | 0 | 0 | 0
F1_Commercial_Restaurant_New_Food Preparation_Natural Gas_Food Prep Other_E7 | F1 | Commercial | Restaurant | New | Food Preparation | Natural Gas | Food Prep Other | E7 | CCE | 0 | 0 | 0 | 0 | 0 | 0 | 0 | 0 | 0 | 0 | 0 | 0 | 0 | 0 | 0 | 0 | 0 | 0 | 0 | 0 | 0 | 0 | 0 | 0 | 0 | 0 | 0 | 0 | 0 | 0 | 0 | 0 | 0
F1_Commercial_Restaurant_New_Food Preparation_Natural Gas_Food Prep Other_E8 | F1 | Commercial | Restaurant | New | Food Preparation | Natural Gas | Food Prep Other | E8 | CCE | 0 | 0 | 0 | 0 | 0 | 0 | 0 | 0 | 0 | 0 | 0 | 0 | 0 | 0 | 0 | 0 | 0 | 0 | 0 | 0 | 0 | 0 | 0 | 0 | 0 | 0 | 0 | 0 | 0 | 0 | 0 | 0 | 0
F1_Commercial_Restaurant_New_Food Preparation_Natural Gas_Food Prep Other_E9 | F1 | Commercial | Restaurant | New | Food Preparation | Natural Gas | Food Prep Other | E9 | CCE | 0 | 0 | 0 | 0 | 0 | 0 | 0 | 0 | 0 | 0 | 0 | 0 | 0 | 0 | 0 | 0 | 0 | 0 | 0 | 0 | 0 | 0 | 0 | 0 | 0 | 0 | 0 | 0 | 0 | 0 | 0 | 0 | 0
F1_Commercial_Restaurant_New_Food Preparation_Natural Gas_Food Prep Other_E10 | F1 | Commercial | Restaurant | New | Food Preparation | Natural Gas | Food Prep Other | E10 | CCE | 0 | 0 | 0 | 0 | 0 | 0 | 0 | 0 | 0 | 0 | 0 | 0 | 0 | 0 | 0 | 0 | 0 | 0 | 0 | 0 | 0 | 0 | 0 | 0 | 0 | 0 | 0 | 0 | 0 | 0 | 0 | 0 | 0
F2_Commercial_Restaurant_New_Food Preparation_Natural Gas_Food Prep Other_E1 | F2 | Commercial | Restaurant | New | Food Preparation | Natural Gas | Food Prep Other | E1 | TRC BC Ratio | bar: 2019 to 2051
F2_Commercial_Restaurant_New_Food Preparation_Natural Gas_Food Prep Other_E2 | F2 | Commercial | Restaurant | New | Food Preparation | Natural Gas | Food Prep Other | E2 | TRC BC Ratio | 0.096778 | 0.096763 | 0.097228 | 0.096513 | 0.096078 | 0.096394 | 0.097347 | 0.098099 | 0.099032 | 0.099913 | 0.1008 | 0.10161 | 0.10248 | 0.1034 | 0.10427 | 0.10515 | 0.10605 | 0.10703 | 0.10805 | 0.10913 | 0.11019 | 0.1113 | 0.11232 | 0.11337 | 0.11431 | 0.11512 | 0.11585 | 0.11649 | 0.11699 | 0.11739 | 0.11761 | 0.11776 | 0.11776
F2_Commercial_Restaurant_New_Food Preparation_Natural Gas_Food Prep Other_E3 | F2 | Commercial | Restaurant | New | Food Preparation | Natural Gas | Food Prep Other | E3 | TRC BC Ratio | 0 | 0 | 0 | 0 | 0 | 0 | 0 | 0 | 0 | 0 | 0 | 0 | 0 | 0 | 0 | 0 | 0 | 0 | 0 | 0 | 0 | 0 | 0 | 0 | 0 | 0 | 0 | 0 | 0 | 0 | 0 | 0 | 0
F2_Commercial_Restaurant_New_Food Preparation_Natural Gas_Food Prep Other_E4 | F2 | Commercial | Restaurant | New | Food Preparation | Natural Gas | Food Prep Other | E4 | TRC BC Ratio | 0 | 0 | 0 | 0 | 0 | 0 | 0 | 0 | 0 | 0 | 0 | 0 | 0 | 0 | 0 | 0 | 0 | 0 | 0 | 0 | 0 | 0 | 0 | 0 | 0 | 0 | 0 | 0 | 0 | 0 | 0 | 0 | 0
F2_Commercial_Restaurant_New_Food Preparation_Natural Gas_Food Prep Other_E5 | F2 | Commercial | Restaurant | New | Food Preparation | Natural Gas | Food Prep Other | E5 | TRC BC Ratio | 0 | 0 | 0 | 0 | 0 | 0 | 0 | 0 | 0 | 0 | 0 | 0 | 0 | 0 | 0 | 0 | 0 | 0 | 0 | 0 | 0 | 0 | 0 | 0 | 0 | 0 | 0 | 0 | 0 | 0 | 0 | 0 | 0
F2_Commercial_Restaurant_New_Food Preparation_Natural Gas_Food Prep Other_E6 | F2 | Commercial | Restaurant | New | Food Preparation | Natural Gas | Food Prep Other | E6 | TRC BC Ratio | 0 | 0 | 0 | 0 | 0 | 0 | 0 | 0 | 0 | 0 | 0 | 0 | 0 | 0 | 0 | 0 | 0 | 0 | 0 | 0 | 0 | 0 | 0 | 0 | 0 | 0 | 0 | 0 | 0 | 0 | 0 | 0 | 0
F2_Commercial_Restaurant_New_Food Preparation_Natural Gas_Food Prep Other_E7 | F2 | Commercial | Restaurant | New | Food Preparation | Natural Gas | Food Prep Other | E7 | TRC BC Ratio | 0 | 0 | 0 | 0 | 0 | 0 | 0 | 0 | 0 | 0 | 0 | 0 | 0 | 0 | 0 | 0 | 0 | 0 | 0 | 0 | 0 | 0 | 0 | 0 | 0 | 0 | 0 | 0 | 0 | 0 | 0 | 0 | 0
F2_Commercial_Restaurant_New_Food Preparation_Natural Gas_Food Prep Other_E8 | F2 | Commercial | Restaurant | New | Food Preparation | Natural Gas | Food Prep Other | E8 | TRC BC Ratio | 0 | 0 | 0 | 0 | 0 | 0 | 0 | 0 | 0 | 0 | 0 | 0 | 0 | 0 | 0 | 0 | 0 | 0 | 0 | 0 | 0 | 0 | 0 | 0 | 0 | 0 | 0 | 0 | 0 | 0 | 0 | 0 | 0
F2_Commercial_Restaurant_New_Food Preparation_Natural Gas_Food Prep Other_E9 | F2 | Commercial | Restaurant | New | Food Preparation | Natural Gas | Food Prep Other | E9 | TRC BC Ratio | 0 | 0 | 0 | 0 | 0 | 0 | 0 | 0 | 0 | 0 | 0 | 0 | 0 | 0 | 0 | 0 | 0 | 0 | 0 | 0 | 0 | 0 | 0 | 0 | 0 | 0 | 0 | 0 | 0 | 0 | 0 | 0 | 0
F2_Commercial_Restaurant_New_Food Preparation_Natural Gas_Food Prep Other_E10 | F2 | Commercial | Restaurant | New | Food Preparation | Natural Gas | Food Prep Other | E10 | TRC BC Ratio | 0 | 0 | 0 | 0 | 0 | 0 | 0 | 0 | 0 | 0 | 0 | 0 | 0 | 0 | 0 | 0 | 0 | 0 | 0 | 0 | 0 | 0 | 0 | 0 | 0 | 0 | 0 | 0 | 0 | 0 | 0 | 0 | 0
F3_Commercial_Restaurant_New_Food Preparation_Natural Gas_Food Prep Other_E1 | F3 | Commercial | Restaurant | New | Food Preparation | Natural Gas | Food Prep Other | E1 | PACT BC Ratio | bar: 2019 to 2051
F3_Commercial_Restaurant_New_Food Preparation_Natural Gas_Food Prep Other_E2 | F3 | Commercial | Restaurant | New | Food Preparation | Natural Gas | Food Prep Other | E2 | PACT BC Ratio | 0.12904 | 0.12902 | 0.12964 | 0.12868 | 0.1281 | 0.12853 | 0.1298 | 0.1308 | 0.13204 | 0.13322 | 0.1344 | 0.13548 | 0.13665 | 0.13786 | 0.13902 | 0.1402 | 0.1414 | 0.14271 | 0.14407 | 0.14551 | 0.14692 | 0.14839 | 0.14976 | 0.15117 | 0.15241 | 0.15349 | 0.15447 | 0.15532 | 0.15598 | 0.15652 | 0.15682 | 0.15702 | 0.15702
F3_Commercial_Restaurant_New_Food Preparation_Natural Gas_Food Prep Other_E3 | F3 | Commercial | Restaurant | New | Food Preparation | Natural Gas | Food Prep Other | E3 | PACT BC Ratio | 0 | 0 | 0 | 0 | 0 | 0 | 0 | 0 | 0 | 0 | 0 | 0 | 0 | 0 | 0 | 0 | 0 | 0 | 0 | 0 | 0 | 0 | 0 | 0 | 0 | 0 | 0 | 0 | 0 | 0 | 0 | 0 | 0
F3_Commercial_Restaurant_New_Food Preparation_Natural Gas_Food Prep Other_E4 | F3 | Commercial | Restaurant | New | Food Preparation | Natural Gas | Food Prep Other | E4 | PACT BC Ratio | 0 | 0 | 0 | 0 | 0 | 0 | 0 | 0 | 0 | 0 | 0 | 0 | 0 | 0 | 0 | 0 | 0 | 0 | 0 | 0 | 0 | 0 | 0 | 0 | 0 | 0 | 0 | 0 | 0 | 0 | 0 | 0 | 0
F3_Commercial_Restaurant_New_Food Preparation_Natural Gas_Food Prep Other_E5 | F3 | Commercial | Restaurant | New | Food Preparation | Natural Gas | Food Prep Other | E5 | PACT BC Ratio | 0 | 0 | 0 | 0 | 0 | 0 | 0 | 0 | 0 | 0 | 0 | 0 | 0 | 0 | 0 | 0 | 0 | 0 | 0 | 0 | 0 | 0 | 0 | 0 | 0 | 0 | 0 | 0 | 0 | 0 | 0 | 0 | 0
F3_Commercial_Restaurant_New_Food Preparation_Natural Gas_Food Prep Other_E6 | F3 | Commercial | Restaurant | New | Food Preparation | Natural Gas | Food Prep Other | E6 | PACT BC Ratio | 0 | 0 | 0 | 0 | 0 | 0 | 0 | 0 | 0 | 0 | 0 | 0 | 0 | 0 | 0 | 0 | 0 | 0 | 0 | 0 | 0 | 0 | 0 | 0 | 0 | 0 | 0 | 0 | 0 | 0 | 0 | 0 | 0
F3_Commercial_Restaurant_New_Food Preparation_Natural Gas_Food Prep Other_E7 | F3 | Commercial | Restaurant | New | Food Preparation | Natural Gas | Food Prep Other | E7 | PACT BC Ratio | 0 | 0 | 0 | 0 | 0 | 0 | 0 | 0 | 0 | 0 | 0 | 0 | 0 | 0 | 0 | 0 | 0 | 0 | 0 | 0 | 0 | 0 | 0 | 0 | 0 | 0 | 0 | 0 | 0 | 0 | 0 | 0 | 0
F3_Commercial_Restaurant_New_Food Preparation_Natural Gas_Food Prep Other_E8 | F3 | Commercial | Restaurant | New | Food Preparation | Natural Gas | Food Prep Other | E8 | PACT BC Ratio | 0 | 0 | 0 | 0 | 0 | 0 | 0 | 0 | 0 | 0 | 0 | 0 | 0 | 0 | 0 | 0 | 0 | 0 | 0 | 0 | 0 | 0 | 0 | 0 | 0 | 0 | 0 | 0 | 0 | 0 | 0 | 0 | 0
F3_Commercial_Restaurant_New_Food Preparation_Natural Gas_Food Prep Other_E9 | F3 | Commercial | Restaurant | New | Food Preparation | Natural Gas | Food Prep Other | E9 | PACT BC Ratio | 0 | 0 | 0 | 0 | 0 | 0 | 0 | 0 | 0 | 0 | 0 | 0 | 0 | 0 | 0 | 0 | 0 | 0 | 0 | 0 | 0 | 0 | 0 | 0 | 0 | 0 | 0 | 0 | 0 | 0 | 0 | 0 | 0
F3_Commercial_Restaurant_New_Food Preparation_Natural Gas_Food Prep Other_E10 | F3 | Commercial | Restaurant | New | Food Preparation | Natural Gas | Food Prep Other | E10 | PACT BC Ratio | 0 | 0 | 0 | 0 | 0 | 0 | 0 | 0 | 0 | 0 | 0 | 0 | 0 | 0 | 0 | 0 | 0 | 0 | 0 | 0 | 0 | 0 | 0 | 0 | 0 | 0 | 0 | 0 | 0 | 0 | 0 | 0 | 0
F4_Commercial_Restaurant_New_Food Preparation_Natural Gas_Food Prep Other_E1 | F4 | Commercial | Restaurant | New | Food Preparation | Natural Gas | Food Prep Other | E1 | RVT BC Ratio | bar: 2019 to 2051
F4_Commercial_Restaurant_New_Food Preparation_Natural Gas_Food Prep Other_E2 | F4 | Commercial | Restaurant | New | Food Preparation | Natural Gas | Food Prep Other | E2 | RVT BC Ratio | 0.83914 | 0.83911 | 0.83978 | 0.83875 | 0.83813 | 0.83858 | 0.83995 | 0.84103 | 0.84238 | 0.84364 | 0.84492 | 0.84609 | 0.84734 | 0.84865 | 0.8499 | 0.85118 | 0.85247 | 0.85388 | 0.85535 | 0.85689 | 0.85842 | 0.86001 | 0.86148 | 0.863 | 0.86434 | 0.8655 | 0.86656 | 0.86747 | 0.86819 | 0.86877 | 0.86909 | 0.86931 | 0.86931
F4_Commercial_Restaurant_New_Food Preparation_Natural Gas_Food Prep Other_E3 | F4 | Commercial | Restaurant | New | Food Preparation | Natural Gas | Food Prep Other | E3 | RVT BC Ratio | 0 | 0 | 0 | 0 | 0 | 0 | 0 | 0 | 0 | 0 | 0 | 0 | 0 | 0 | 0 | 0 | 0 | 0 | 0 | 0 | 0 | 0 | 0 | 0 | 0 | 0 | 0 | 0 | 0 | 0 | 0 | 0 | 0
F4_Commercial_Restaurant_New_Food Preparation_Natural Gas_Food Prep Other_E4 | F4 | Commercial | Restaurant | New | Food Preparation | Natural Gas | Food Prep Other | E4 | RVT BC Ratio | 0 | 0 | 0 | 0 | 0 | 0 | 0 | 0 | 0 | 0 | 0 | 0 | 0 | 0 | 0 | 0 | 0 | 0 | 0 | 0 | 0 | 0 | 0 | 0 | 0 | 0 | 0 | 0 | 0 | 0 | 0 | 0 | 0
F4_Commercial_Restaurant_New_Food Preparation_Natural Gas_Food Prep Other_E5 | F4 | Commercial | Restaurant | New | Food Preparation | Natural Gas | Food Prep Other | E5 | RVT BC Ratio | 0 | 0 | 0 | 0 | 0 | 0 | 0 | 0 | 0 | 0 | 0 | 0 | 0 | 0 | 0 | 0 | 0 | 0 | 0 | 0 | 0 | 0 | 0 | 0 | 0 | 0 | 0 | 0 | 0 | 0 | 0 | 0 | 0
F4_Commercial_Restaurant_New_Food Preparation_Natural Gas_Food Prep Other_E6 | F4 | Commercial | Restaurant | New | Food Preparation | Natural Gas | Food Prep Other | E6 | RVT BC Ratio | 0 | 0 | 0 | 0 | 0 | 0 | 0 | 0 | 0 | 0 | 0 | 0 | 0 | 0 | 0 | 0 | 0 | 0 | 0 | 0 | 0 | 0 | 0 | 0 | 0 | 0 | 0 | 0 | 0 | 0 | 0 | 0 | 0
F4_Commercial_Restaurant_New_Food Preparation_Natural Gas_Food Prep Other_E7 | F4 | Commercial | Restaurant | New | Food Preparation | Natural Gas | Food Prep Other | E7 | RVT BC Ratio | 0 | 0 | 0 | 0 | 0 | 0 | 0 | 0 | 0 | 0 | 0 | 0 | 0 | 0 | 0 | 0 | 0 | 0 | 0 | 0 | 0 | 0 | 0 | 0 | 0 | 0 | 0 | 0 | 0 | 0 | 0 | 0 | 0
F4_Commercial_Restaurant_New_Food Preparation_Natural Gas_Food Prep Other_E8 | F4 | Commercial | Restaurant | New | Food Preparation | Natural Gas | Food Prep Other | E8 | RVT BC Ratio | 0 | 0 | 0 | 0 | 0 | 0 | 0 | 0 | 0 | 0 | 0 | 0 | 0 | 0 | 0 | 0 | 0 | 0 | 0 | 0 | 0 | 0 | 0 | 0 | 0 | 0 | 0 | 0 | 0 | 0 | 0 | 0 | 0
F4_Commercial_Restaurant_New_Food Preparation_Natural Gas_Food Prep Other_E9 | F4 | Commercial | Restaurant | New | Food Preparation | Natural Gas | Food Prep Other | E9 | RVT BC Ratio | 0 | 0 | 0 | 0 | 0 | 0 | 0 | 0 | 0 | 0 | 0 | 0 | 0 | 0 | 0 | 0 | 0 | 0 | 0 | 0 | 0 | 0 | 0 | 0 | 0 | 0 | 0 | 0 | 0 | 0 | 0 | 0 | 0
F4_Commercial_Restaurant_New_Food Preparation_Natural Gas_Food Prep Other_E10 | F4 | Commercial | Restaurant | New | Food Preparation | Natural Gas | Food Prep Other | E10 | RVT BC Ratio | 0 | 0 | 0 | 0 | 0 | 0 | 0 | 0 | 0 | 0 | 0 | 0 | 0 | 0 | 0 | 0 | 0 | 0 | 0 | 0 | 0 | 0 | 0 | 0 | 0 | 0 | 0 | 0 | 0 | 0 | 0 | 0 | 0
F5_Commercial_Restaurant_New_Food Preparation_Natural Gas_Food Prep Other_E1 | F5 | Commercial | Restaurant | New | Food Preparation | Natural Gas | Food Prep Other | E1 | RIM BC Ratio | bar: 2019 to 2051
F5_Commercial_Restaurant_New_Food Preparation_Natural Gas_Food Prep Other_E2 | F5 | Commercial | Restaurant | New | Food Preparation | Natural Gas | Food Prep Other | E2 | RIM BC Ratio | 0.11176 | 0.11174 | 0.11221 | 0.11149 | 0.11106 | 0.11138 | 0.11233 | 0.11308 | 0.11401 | 0.11488 | 0.11576 | 0.11656 | 0.11742 | 0.11832 | 0.11917 | 0.12004 | 0.12092 | 0.12187 | 0.12286 | 0.12391 | 0.12493 | 0.12599 | 0.12697 | 0.12799 | 0.12888 | 0.12965 | 0.13035 | 0.13095 | 0.13142 | 0.13181 | 0.13202 | 0.13216 | 0.13216
F5_Commercial_Restaurant_New_Food Preparation_Natural Gas_Food Prep Other_E3 | F5 | Commercial | Restaurant | New | Food Preparation | Natural Gas | Food Prep Other | E3 | RIM BC Ratio | 0 | 0 | 0 | 0 | 0 | 0 | 0 | 0 | 0 | 0 | 0 | 0 | 0 | 0 | 0 | 0 | 0 | 0 | 0 | 0 | 0 | 0 | 0 | 0 | 0 | 0 | 0 | 0 | 0 | 0 | 0 | 0 | 0
F5_Commercial_Restaurant_New_Food Preparation_Natural Gas_Food Prep Other_E4 | F5 | Commercial | Restaurant | New | Food Preparation | Natural Gas | Food Prep Other | E4 | RIM BC Ratio | 0 | 0 | 0 | 0 | 0 | 0 | 0 | 0 | 0 | 0 | 0 | 0 | 0 | 0 | 0 | 0 | 0 | 0 | 0 | 0 | 0 | 0 | 0 | 0 | 0 | 0 | 0 | 0 | 0 | 0 | 0 | 0 | 0
F5_Commercial_Restaurant_New_Food Preparation_Natural Gas_Food Prep Other_E5 | F5 | Commercial | Restaurant | New | Food Preparation | Natural Gas | Food Prep Other | E5 | RIM BC Ratio | 0 | 0 | 0 | 0 | 0 | 0 | 0 | 0 | 0 | 0 | 0 | 0 | 0 | 0 | 0 | 0 | 0 | 0 | 0 | 0 | 0 | 0 | 0 | 0 | 0 | 0 | 0 | 0 | 0 | 0 | 0 | 0 | 0
F5_Commercial_Restaurant_New_Food Preparation_Natural Gas_Food Prep Other_E6 | F5 | Commercial | Restaurant | New | Food Preparation | Natural Gas | Food Prep Other | E6 | RIM BC Ratio | 0 | 0 | 0 | 0 | 0 | 0 | 0 | 0 | 0 | 0 | 0 | 0 | 0 | 0 | 0 | 0 | 0 | 0 | 0 | 0 | 0 | 0 | 0 | 0 | 0 | 0 | 0 | 0 | 0 | 0 | 0 | 0 | 0
F5_Commercial_Restaurant_New_Food Preparation_Natural Gas_Food Prep Other_E7 | F5 | Commercial | Restaurant | New | Food Preparation | Natural Gas | Food Prep Other | E7 | RIM BC Ratio | 0 | 0 | 0 | 0 | 0 | 0 | 0 | 0 | 0 | 0 | 0 | 0 | 0 | 0 | 0 | 0 | 0 | 0 | 0 | 0 | 0 | 0 | 0 | 0 | 0 | 0 | 0 | 0 | 0 | 0 | 0 | 0 | 0
F5_Commercial_Restaurant_New_Food Preparation_Natural Gas_Food Prep Other_E8 | F5 | Commercial | Restaurant | New | Food Preparation | Natural Gas | Food Prep Other | E8 | RIM BC Ratio | 0 | 0 | 0 | 0 | 0 | 0 | 0 | 0 | 0 | 0 | 0 | 0 | 0 | 0 | 0 | 0 | 0 | 0 | 0 | 0 | 0 | 0 | 0 | 0 | 0 | 0 | 0 | 0 | 0 | 0 | 0 | 0 | 0
F5_Commercial_Restaurant_New_Food Preparation_Natural Gas_Food Prep Other_E9 | F5 | Commercial | Restaurant | New | Food Preparation | Natural Gas | Food Prep Other | E9 | RIM BC Ratio | 0 | 0 | 0 | 0 | 0 | 0 | 0 | 0 | 0 | 0 | 0 | 0 | 0 | 0 | 0 | 0 | 0 | 0 | 0 | 0 | 0 | 0 | 0 | 0 | 0 | 0 | 0 | 0 | 0 | 0 | 0 | 0 | 0
F5_Commercial_Restaurant_New_Food Preparation_Natural Gas_Food Prep Other_E10 | F5 | Commercial | Restaurant | New | Food Preparation | Natural Gas | Food Prep Other | E10 | RIM BC Ratio | 0 | 0 | 0 | 0 | 0 | 0 | 0 | 0 | 0 | 0 | 0 | 0 | 0 | 0 | 0 | 0 | 0 | 0 | 0 | 0 | 0 | 0 | 0 | 0 | 0 | 0 | 0 | 0 | 0 | 0 | 0 | 0 | 0
F0_Commercial_Restaurant_New_Miscellaneous_Natural Gas_Pool Heater_E0 | F0 | Commercial | Restaurant | New | Miscellaneous | Natural Gas | Pool Heater | E0 | Economic Unit | Standard (EF .78) | Standard (EF .78) | Standard (EF .78) | Standard (EF .78) | Standard (EF .78) | Standard (EF .78) | Standard (EF .78) | Standard (EF .78) | Standard (EF .78) | Standard (EF .78) | Standard (EF .78) | Standard (EF .78) | Standard (EF .78) | Standard (EF .78) | Standard (EF .78) | Standard (EF .78) | Standard (EF .78) | Standard (EF .78) | Standard (EF .78) | Standard (EF .78) | Standard (EF .78) | Standard (EF .78) | Standard (EF .78) | Standard (EF .78) | Standard (EF .78) | Standard (EF .78) | Standard (EF .78) | Standard (EF .78) | Standard (EF .78) | Standard (EF .78) | Standard (EF .78) | Standard (EF .78) | Standard (EF .78)
F1_Commercial_Restaurant_New_Miscellaneous_Natural Gas_Pool Heater_E1 | F1 | Commercial | Restaurant | New | Miscellaneous | Natural Gas | Pool Heater | E1 | CCE | 0 | 0 | 0 | 0 | 0 | 0 | 0 | 0 | 0 | 0 | 0 | 0 | 0 | 0 | 0 | 0 | 0 | 0 | 0 | 0 | 0 | 0 | 0 | 0 | 0 | 0 | 0 | 0 | 0 | 0 | 0 | 0 | 0
F1_Commercial_Restaurant_New_Miscellaneous_Natural Gas_Pool Heater_E2 | F1 | Commercial | Restaurant | New | Miscellaneous | Natural Gas | Pool Heater | E2 | CCE | 1.2677 | 1.3125 | 1.1782 | 1.2003 | 1.2003 | 1.2003 | 1.2003 | 1.2003 | 1.2003 | 1.2003 | 1.2003 | 1.2003 | 1.2003 | 1.2003 | 1.2003 | 1.2003 | 1.2003 | 1.2003 | 1.2003 | 1.2003 | 1.2003 | 1.2003 | 1.2003 | 1.2003 | 1.2003 | 1.2003 | 1.2003 | 1.2003 | 1.2003 | 1.2003 | 1.2003 | 1.2003 | 1.2003
F1_Commercial_Restaurant_New_Miscellaneous_Natural Gas_Pool Heater_E3 | F1 | Commercial | Restaurant | New | Miscellaneous | Natural Gas | Pool Heater | E3 | CCE | 0 | 0 | 0 | 0 | 0 | 0 | 0 | 0 | 0 | 0 | 0 | 0 | 0 | 0 | 0 | 0 | 0 | 0 | 0 | 0 | 0 | 0 | 0 | 0 | 0 | 0 | 0 | 0 | 0 | 0 | 0 | 0 | 0
F1_Commercial_Restaurant_New_Miscellaneous_Natural Gas_Pool Heater_E4 | F1 | Commercial | Restaurant | New | Miscellaneous | Natural Gas | Pool Heater | E4 | CCE | 0 | 0 | 0 | 0 | 0 | 0 | 0 | 0 | 0 | 0 | 0 | 0 | 0 | 0 | 0 | 0 | 0 | 0 | 0 | 0 | 0 | 0 | 0 | 0 | 0 | 0 | 0 | 0 | 0 | 0 | 0 | 0 | 0
F1_Commercial_Restaurant_New_Miscellaneous_Natural Gas_Pool Heater_E5 | F1 | Commercial | Restaurant | New | Miscellaneous | Natural Gas | Pool Heater | E5 | CCE | 0 | 0 | 0 | 0 | 0 | 0 | 0 | 0 | 0 | 0 | 0 | 0 | 0 | 0 | 0 | 0 | 0 | 0 | 0 | 0 | 0 | 0 | 0 | 0 | 0 | 0 | 0 | 0 | 0 | 0 | 0 | 0 | 0
F1_Commercial_Restaurant_New_Miscellaneous_Natural Gas_Pool Heater_E6 | F1 | Commercial | Restaurant | New | Miscellaneous | Natural Gas | Pool Heater | E6 | CCE | 0 | 0 | 0 | 0 | 0 | 0 | 0 | 0 | 0 | 0 | 0 | 0 | 0 | 0 | 0 | 0 | 0 | 0 | 0 | 0 | 0 | 0 | 0 | 0 | 0 | 0 | 0 | 0 | 0 | 0 | 0 | 0 | 0
F1_Commercial_Restaurant_New_Miscellaneous_Natural Gas_Pool Heater_E7 | F1 | Commercial | Restaurant | New | Miscellaneous | Natural Gas | Pool Heater | E7 | CCE | 0 | 0 | 0 | 0 | 0 | 0 | 0 | 0 | 0 | 0 | 0 | 0 | 0 | 0 | 0 | 0 | 0 | 0 | 0 | 0 | 0 | 0 | 0 | 0 | 0 | 0 | 0 | 0 | 0 | 0 | 0 | 0 | 0
F1_Commercial_Restaurant_New_Miscellaneous_Natural Gas_Pool Heater_E8 | F1 | Commercial | Restaurant | New | Miscellaneous | Natural Gas | Pool Heater | E8 | CCE | 0 | 0 | 0 | 0 | 0 | 0 | 0 | 0 | 0 | 0 | 0 | 0 | 0 | 0 | 0 | 0 | 0 | 0 | 0 | 0 | 0 | 0 | 0 | 0 | 0 | 0 | 0 | 0 | 0 | 0 | 0 | 0 | 0
F1_Commercial_Restaurant_New_Miscellaneous_Natural Gas_Pool Heater_E9 | F1 | Commercial | Restaurant | New | Miscellaneous | Natural Gas | Pool Heater | E9 | CCE | 0 | 0 | 0 | 0 | 0 | 0 | 0 | 0 | 0 | 0 | 0 | 0 | 0 | 0 | 0 | 0 | 0 | 0 | 0 | 0 | 0 | 0 | 0 | 0 | 0 | 0 | 0 | 0 | 0 | 0 | 0 | 0 | 0
F1_Commercial_Restaurant_New_Miscellaneous_Natural Gas_Pool Heater_E10 | F1 | Commercial | Restaurant | New | Miscellaneous | Natural Gas | Pool Heater | E10 | CCE | 0 | 0 | 0 | 0 | 0 | 0 | 0 | 0 | 0 | 0 | 0 | 0 | 0 | 0 | 0 | 0 | 0 | 0 | 0 | 0 | 0 | 0 | 0 | 0 | 0 | 0 | 0 | 0 | 0 | 0 | 0 | 0 | 0
F2_Commercial_Restaurant_New_Miscellaneous_Natural Gas_Pool Heater_E1 | F2 | Commercial | Restaurant | New | Miscellaneous | Natural Gas | Pool Heater | E1 | TRC BC Ratio | bar: 2019 to 2051
F2_Commercial_Restaurant_New_Miscellaneous_Natural Gas_Pool Heater_E2 | F2 | Commercial | Restaurant | New | Miscellaneous | Natural Gas | Pool Heater | E2 | TRC BC Ratio | 0 | 0 | 0 | 0 | 0 | 0 | 0 | 0 | 0 | 0 | 0 | 0 | 0 | 0 | 0 | 0 | 0 | 0 | 0 | 0 | 0 | 0 | 0 | 0 | 0 | 0 | 0 | 0 | 0 | 0 | 0 | 0 | 0
F2_Commercial_Restaurant_New_Miscellaneous_Natural Gas_Pool Heater_E3 | F2 | Commercial | Restaurant | New | Miscellaneous | Natural Gas | Pool Heater | E3 | TRC BC Ratio | 0 | 0 | 0 | 0 | 0 | 0 | 0 | 0 | 0 | 0 | 0 | 0 | 0 | 0 | 0 | 0 | 0 | 0 | 0 | 0 | 0 | 0 | 0 | 0 | 0 | 0 | 0 | 0 | 0 | 0 | 0 | 0 | 0
F2_Commercial_Restaurant_New_Miscellaneous_Natural Gas_Pool Heater_E4 | F2 | Commercial | Restaurant | New | Miscellaneous | Natural Gas | Pool Heater | E4 | TRC BC Ratio | 0 | 0 | 0 | 0 | 0 | 0 | 0 | 0 | 0 | 0 | 0 | 0 | 0 | 0 | 0 | 0 | 0 | 0 | 0 | 0 | 0 | 0 | 0 | 0 | 0 | 0 | 0 | 0 | 0 | 0 | 0 | 0 | 0
F2_Commercial_Restaurant_New_Miscellaneous_Natural Gas_Pool Heater_E5 | F2 | Commercial | Restaurant | New | Miscellaneous | Natural Gas | Pool Heater | E5 | TRC BC Ratio | 0 | 0 | 0 | 0 | 0 | 0 | 0 | 0 | 0 | 0 | 0 | 0 | 0 | 0 | 0 | 0 | 0 | 0 | 0 | 0 | 0 | 0 | 0 | 0 | 0 | 0 | 0 | 0 | 0 | 0 | 0 | 0 | 0
F2_Commercial_Restaurant_New_Miscellaneous_Natural Gas_Pool Heater_E6 | F2 | Commercial | Restaurant | New | Miscellaneous | Natural Gas | Pool Heater | E6 | TRC BC Ratio | 0 | 0 | 0 | 0 | 0 | 0 | 0 | 0 | 0 | 0 | 0 | 0 | 0 | 0 | 0 | 0 | 0 | 0 | 0 | 0 | 0 | 0 | 0 | 0 | 0 | 0 | 0 | 0 | 0 | 0 | 0 | 0 | 0
F2_Commercial_Restaurant_New_Miscellaneous_Natural Gas_Pool Heater_E7 | F2 | Commercial | Restaurant | New | Miscellaneous | Natural Gas | Pool Heater | E7 | TRC BC Ratio | 0 | 0 | 0 | 0 | 0 | 0 | 0 | 0 | 0 | 0 | 0 | 0 | 0 | 0 | 0 | 0 | 0 | 0 | 0 | 0 | 0 | 0 | 0 | 0 | 0 | 0 | 0 | 0 | 0 | 0 | 0 | 0 | 0
F2_Commercial_Restaurant_New_Miscellaneous_Natural Gas_Pool Heater_E8 | F2 | Commercial | Restaurant | New | Miscellaneous | Natural Gas | Pool Heater | E8 | TRC BC Ratio | 0 | 0 | 0 | 0 | 0 | 0 | 0 | 0 | 0 | 0 | 0 | 0 | 0 | 0 | 0 | 0 | 0 | 0 | 0 | 0 | 0 | 0 | 0 | 0 | 0 | 0 | 0 | 0 | 0 | 0 | 0 | 0 | 0
F2_Commercial_Restaurant_New_Miscellaneous_Natural Gas_Pool Heater_E9 | F2 | Commercial | Restaurant | New | Miscellaneous | Natural Gas | Pool Heater | E9 | TRC BC Ratio | 0 | 0 | 0 | 0 | 0 | 0 | 0 | 0 | 0 | 0 | 0 | 0 | 0 | 0 | 0 | 0 | 0 | 0 | 0 | 0 | 0 | 0 | 0 | 0 | 0 | 0 | 0 | 0 | 0 | 0 | 0 | 0 | 0
F2_Commercial_Restaurant_New_Miscellaneous_Natural Gas_Pool Heater_E10 | F2 | Commercial | Restaurant | New | Miscellaneous | Natural Gas | Pool Heater | E10 | TRC BC Ratio | 0 | 0 | 0 | 0 | 0 | 0 | 0 | 0 | 0 | 0 | 0 | 0 | 0 | 0 | 0 | 0 | 0 | 0 | 0 | 0 | 0 | 0 | 0 | 0 | 0 | 0 | 0 | 0 | 0 | 0 | 0 | 0 | 0
F3_Commercial_Restaurant_New_Miscellaneous_Natural Gas_Pool Heater_E1 | F3 | Commercial | Restaurant | New | Miscellaneous | Natural Gas | Pool Heater | E1 | PACT BC Ratio | bar: 2019 to 2051
F3_Commercial_Restaurant_New_Miscellaneous_Natural Gas_Pool Heater_E2 | F3 | Commercial | Restaurant | New | Miscellaneous | Natural Gas | Pool Heater | E2 | PACT BC Ratio | 0 | 0 | 0 | 0 | 0 | 0 | 0 | 0 | 0 | 0 | 0 | 0 | 0 | 0 | 0 | 0 | 0 | 0 | 0 | 0 | 0 | 0 | 0 | 0 | 0 | 0 | 0 | 0 | 0 | 0 | 0 | 0 | 0
F3_Commercial_Restaurant_New_Miscellaneous_Natural Gas_Pool Heater_E3 | F3 | Commercial | Restaurant | New | Miscellaneous | Natural Gas | Pool Heater | E3 | PACT BC Ratio | 0 | 0 | 0 | 0 | 0 | 0 | 0 | 0 | 0 | 0 | 0 | 0 | 0 | 0 | 0 | 0 | 0 | 0 | 0 | 0 | 0 | 0 | 0 | 0 | 0 | 0 | 0 | 0 | 0 | 0 | 0 | 0 | 0
F3_Commercial_Restaurant_New_Miscellaneous_Natural Gas_Pool Heater_E4 | F3 | Commercial | Restaurant | New | Miscellaneous | Natural Gas | Pool Heater | E4 | PACT BC Ratio | 0 | 0 | 0 | 0 | 0 | 0 | 0 | 0 | 0 | 0 | 0 | 0 | 0 | 0 | 0 | 0 | 0 | 0 | 0 | 0 | 0 | 0 | 0 | 0 | 0 | 0 | 0 | 0 | 0 | 0 | 0 | 0 | 0
F3_Commercial_Restaurant_New_Miscellaneous_Natural Gas_Pool Heater_E5 | F3 | Commercial | Restaurant | New | Miscellaneous | Natural Gas | Pool Heater | E5 | PACT BC Ratio | 0 | 0 | 0 | 0 | 0 | 0 | 0 | 0 | 0 | 0 | 0 | 0 | 0 | 0 | 0 | 0 | 0 | 0 | 0 | 0 | 0 | 0 | 0 | 0 | 0 | 0 | 0 | 0 | 0 | 0 | 0 | 0 | 0
F3_Commercial_Restaurant_New_Miscellaneous_Natural Gas_Pool Heater_E6 | F3 | Commercial | Restaurant | New | Miscellaneous | Natural Gas | Pool Heater | E6 | PACT BC Ratio | 0 | 0 | 0 | 0 | 0 | 0 | 0 | 0 | 0 | 0 | 0 | 0 | 0 | 0 | 0 | 0 | 0 | 0 | 0 | 0 | 0 | 0 | 0 | 0 | 0 | 0 | 0 | 0 | 0 | 0 | 0 | 0 | 0
F3_Commercial_Restaurant_New_Miscellaneous_Natural Gas_Pool Heater_E7 | F3 | Commercial | Restaurant | New | Miscellaneous | Natural Gas | Pool Heater | E7 | PACT BC Ratio | 0 | 0 | 0 | 0 | 0 | 0 | 0 | 0 | 0 | 0 | 0 | 0 | 0 | 0 | 0 | 0 | 0 | 0 | 0 | 0 | 0 | 0 | 0 | 0 | 0 | 0 | 0 | 0 | 0 | 0 | 0 | 0 | 0
F3_Commercial_Restaurant_New_Miscellaneous_Natural Gas_Pool Heater_E8 | F3 | Commercial | Restaurant | New | Miscellaneous | Natural Gas | Pool Heater | E8 | PACT BC Ratio | 0 | 0 | 0 | 0 | 0 | 0 | 0 | 0 | 0 | 0 | 0 | 0 | 0 | 0 | 0 | 0 | 0 | 0 | 0 | 0 | 0 | 0 | 0 | 0 | 0 | 0 | 0 | 0 | 0 | 0 | 0 | 0 | 0
F3_Commercial_Restaurant_New_Miscellaneous_Natural Gas_Pool Heater_E9 | F3 | Commercial | Restaurant | New | Miscellaneous | Natural Gas | Pool Heater | E9 | PACT BC Ratio | 0 | 0 | 0 | 0 | 0 | 0 | 0 | 0 | 0 | 0 | 0 | 0 | 0 | 0 | 0 | 0 | 0 | 0 | 0 | 0 | 0 | 0 | 0 | 0 | 0 | 0 | 0 | 0 | 0 | 0 | 0 | 0 | 0
F3_Commercial_Restaurant_New_Miscellaneous_Natural Gas_Pool Heater_E10 | F3 | Commercial | Restaurant | New | Miscellaneous | Natural Gas | Pool Heater | E10 | PACT BC Ratio | 0 | 0 | 0 | 0 | 0 | 0 | 0 | 0 | 0 | 0 | 0 | 0 | 0 | 0 | 0 | 0 | 0 | 0 | 0 | 0 | 0 | 0 | 0 | 0 | 0 | 0 | 0 | 0 | 0 | 0 | 0 | 0 | 0
F4_Commercial_Restaurant_New_Miscellaneous_Natural Gas_Pool Heater_E1 | F4 | Commercial | Restaurant | New | Miscellaneous | Natural Gas | Pool Heater | E1 | RVT BC Ratio | bar: 2019 to 2051
F4_Commercial_Restaurant_New_Miscellaneous_Natural Gas_Pool Heater_E2 | F4 | Commercial | Restaurant | New | Miscellaneous | Natural Gas | Pool Heater | E2 | RVT BC Ratio | 0.7 | 0.7 | 0.7 | 0.7 | 0.7 | 0.7 | 0.7 | 0.7 | 0.7 | 0.7 | 0.7 | 0.7 | 0.7 | 0.7 | 0.7 | 0.7 | 0.7 | 0.7 | 0.7 | 0.7 | 0.7 | 0.7 | 0.7 | 0.7 | 0.7 | 0.7 | 0.7 | 0.7 | 0.7 | 0.7 | 0.7 | 0.7 | 0.7
F4_Commercial_Restaurant_New_Miscellaneous_Natural Gas_Pool Heater_E3 | F4 | Commercial | Restaurant | New | Miscellaneous | Natural Gas | Pool Heater | E3 | RVT BC Ratio | 0 | 0 | 0 | 0 | 0 | 0 | 0 | 0 | 0 | 0 | 0 | 0 | 0 | 0 | 0 | 0 | 0 | 0 | 0 | 0 | 0 | 0 | 0 | 0 | 0 | 0 | 0 | 0 | 0 | 0 | 0 | 0 | 0
F4_Commercial_Restaurant_New_Miscellaneous_Natural Gas_Pool Heater_E4 | F4 | Commercial | Restaurant | New | Miscellaneous | Natural Gas | Pool Heater | E4 | RVT BC Ratio | 0 | 0 | 0 | 0 | 0 | 0 | 0 | 0 | 0 | 0 | 0 | 0 | 0 | 0 | 0 | 0 | 0 | 0 | 0 | 0 | 0 | 0 | 0 | 0 | 0 | 0 | 0 | 0 | 0 | 0 | 0 | 0 | 0
F4_Commercial_Restaurant_New_Miscellaneous_Natural Gas_Pool Heater_E5 | F4 | Commercial | Restaurant | New | Miscellaneous | Natural Gas | Pool Heater | E5 | RVT BC Ratio | 0 | 0 | 0 | 0 | 0 | 0 | 0 | 0 | 0 | 0 | 0 | 0 | 0 | 0 | 0 | 0 | 0 | 0 | 0 | 0 | 0 | 0 | 0 | 0 | 0 | 0 | 0 | 0 | 0 | 0 | 0 | 0 | 0
F4_Commercial_Restaurant_New_Miscellaneous_Natural Gas_Pool Heater_E6 | F4 | Commercial | Restaurant | New | Miscellaneous | Natural Gas | Pool Heater | E6 | RVT BC Ratio | 0 | 0 | 0 | 0 | 0 | 0 | 0 | 0 | 0 | 0 | 0 | 0 | 0 | 0 | 0 | 0 | 0 | 0 | 0 | 0 | 0 | 0 | 0 | 0 | 0 | 0 | 0 | 0 | 0 | 0 | 0 | 0 | 0
F4_Commercial_Restaurant_New_Miscellaneous_Natural Gas_Pool Heater_E7 | F4 | Commercial | Restaurant | New | Miscellaneous | Natural Gas | Pool Heater | E7 | RVT BC Ratio | 0 | 0 | 0 | 0 | 0 | 0 | 0 | 0 | 0 | 0 | 0 | 0 | 0 | 0 | 0 | 0 | 0 | 0 | 0 | 0 | 0 | 0 | 0 | 0 | 0 | 0 | 0 | 0 | 0 | 0 | 0 | 0 | 0
F4_Commercial_Restaurant_New_Miscellaneous_Natural Gas_Pool Heater_E8 | F4 | Commercial | Restaurant | New | Miscellaneous | Natural Gas | Pool Heater | E8 | RVT BC Ratio | 0 | 0 | 0 | 0 | 0 | 0 | 0 | 0 | 0 | 0 | 0 | 0 | 0 | 0 | 0 | 0 | 0 | 0 | 0 | 0 | 0 | 0 | 0 | 0 | 0 | 0 | 0 | 0 | 0 | 0 | 0 | 0 | 0
F4_Commercial_Restaurant_New_Miscellaneous_Natural Gas_Pool Heater_E9 | F4 | Commercial | Restaurant | New | Miscellaneous | Natural Gas | Pool Heater | E9 | RVT BC Ratio | 0 | 0 | 0 | 0 | 0 | 0 | 0 | 0 | 0 | 0 | 0 | 0 | 0 | 0 | 0 | 0 | 0 | 0 | 0 | 0 | 0 | 0 | 0 | 0 | 0 | 0 | 0 | 0 | 0 | 0 | 0 | 0 | 0
F4_Commercial_Restaurant_New_Miscellaneous_Natural Gas_Pool Heater_E10 | F4 | Commercial | Restaurant | New | Miscellaneous | Natural Gas | Pool Heater | E10 | RVT BC Ratio | 0 | 0 | 0 | 0 | 0 | 0 | 0 | 0 | 0 | 0 | 0 | 0 | 0 | 0 | 0 | 0 | 0 | 0 | 0 | 0 | 0 | 0 | 0 | 0 | 0 | 0 | 0 | 0 | 0 | 0 | 0 | 0 | 0
F5_Commercial_Restaurant_New_Miscellaneous_Natural Gas_Pool Heater_E1 | F5 | Commercial | Restaurant | New | Miscellaneous | Natural Gas | Pool Heater | E1 | RIM BC Ratio | bar: 2019 to 2051
F5_Commercial_Restaurant_New_Miscellaneous_Natural Gas_Pool Heater_E2 | F5 | Commercial | Restaurant | New | Miscellaneous | Natural Gas | Pool Heater | E2 | RIM BC Ratio | 0 | 0 | 0 | 0 | 0 | 0 | 0 | 0 | 0 | 0 | 0 | 0 | 0 | 0 | 0 | 0 | 0 | 0 | 0 | 0 | 0 | 0 | 0 | 0 | 0 | 0 | 0 | 0 | 0 | 0 | 0 | 0 | 0
F5_Commercial_Restaurant_New_Miscellaneous_Natural Gas_Pool Heater_E3 | F5 | Commercial | Restaurant | New | Miscellaneous | Natural Gas | Pool Heater | E3 | RIM BC Ratio | 0 | 0 | 0 | 0 | 0 | 0 | 0 | 0 | 0 | 0 | 0 | 0 | 0 | 0 | 0 | 0 | 0 | 0 | 0 | 0 | 0 | 0 | 0 | 0 | 0 | 0 | 0 | 0 | 0 | 0 | 0 | 0 | 0
F5_Commercial_Restaurant_New_Miscellaneous_Natural Gas_Pool Heater_E4 | F5 | Commercial | Restaurant | New | Miscellaneous | Natural Gas | Pool Heater | E4 | RIM BC Ratio | 0 | 0 | 0 | 0 | 0 | 0 | 0 | 0 | 0 | 0 | 0 | 0 | 0 | 0 | 0 | 0 | 0 | 0 | 0 | 0 | 0 | 0 | 0 | 0 | 0 | 0 | 0 | 0 | 0 | 0 | 0 | 0 | 0
F5_Commercial_Restaurant_New_Miscellaneous_Natural Gas_Pool Heater_E5 | F5 | Commercial | Restaurant | New | Miscellaneous | Natural Gas | Pool Heater | E5 | RIM BC Ratio | 0 | 0 | 0 | 0 | 0 | 0 | 0 | 0 | 0 | 0 | 0 | 0 | 0 | 0 | 0 | 0 | 0 | 0 | 0 | 0 | 0 | 0 | 0 | 0 | 0 | 0 | 0 | 0 | 0 | 0 | 0 | 0 | 0
F5_Commercial_Restaurant_New_Miscellaneous_Natural Gas_Pool Heater_E6 | F5 | Commercial | Restaurant | New | Miscellaneous | Natural Gas | Pool Heater | E6 | RIM BC Ratio | 0 | 0 | 0 | 0 | 0 | 0 | 0 | 0 | 0 | 0 | 0 | 0 | 0 | 0 | 0 | 0 | 0 | 0 | 0 | 0 | 0 | 0 | 0 | 0 | 0 | 0 | 0 | 0 | 0 | 0 | 0 | 0 | 0
F5_Commercial_Restaurant_New_Miscellaneous_Natural Gas_Pool Heater_E7 | F5 | Commercial | Restaurant | New | Miscellaneous | Natural Gas | Pool Heater | E7 | RIM BC Ratio | 0 | 0 | 0 | 0 | 0 | 0 | 0 | 0 | 0 | 0 | 0 | 0 | 0 | 0 | 0 | 0 | 0 | 0 | 0 | 0 | 0 | 0 | 0 | 0 | 0 | 0 | 0 | 0 | 0 | 0 | 0 | 0 | 0
F5_Commercial_Restaurant_New_Miscellaneous_Natural Gas_Pool Heater_E8 | F5 | Commercial | Restaurant | New | Miscellaneous | Natural Gas | Pool Heater | E8 | RIM BC Ratio | 0 | 0 | 0 | 0 | 0 | 0 | 0 | 0 | 0 | 0 | 0 | 0 | 0 | 0 | 0 | 0 | 0 | 0 | 0 | 0 | 0 | 0 | 0 | 0 | 0 | 0 | 0 | 0 | 0 | 0 | 0 | 0 | 0
F5_Commercial_Restaurant_New_Miscellaneous_Natural Gas_Pool Heater_E9 | F5 | Commercial | Restaurant | New | Miscellaneous | Natural Gas | Pool Heater | E9 | RIM BC Ratio | 0 | 0 | 0 | 0 | 0 | 0 | 0 | 0 | 0 | 0 | 0 | 0 | 0 | 0 | 0 | 0 | 0 | 0 | 0 | 0 | 0 | 0 | 0 | 0 | 0 | 0 | 0 | 0 | 0 | 0 | 0 | 0 | 0
F5_Commercial_Restaurant_New_Miscellaneous_Natural Gas_Pool Heater_E10 | F5 | Commercial | Restaurant | New | Miscellaneous | Natural Gas | Pool Heater | E10 | RIM BC Ratio | 0 | 0 | 0 | 0 | 0 | 0 | 0 | 0 | 0 | 0 | 0 | 0 | 0 | 0 | 0 | 0 | 0 | 0 | 0 | 0 | 0 | 0 | 0 | 0 | 0 | 0 | 0 | 0 | 0 | 0 | 0 | 0 | 0
F0_Commercial_Restaurant_New_Miscellaneous_Natural Gas_Miscellaneous_E0 | F0 | Commercial | Restaurant | New | Miscellaneous | Natural Gas | Miscellaneous | E0 | Economic Unit | Miscellaneous | Miscellaneous | Miscellaneous | Miscellaneous | Miscellaneous | Miscellaneous | Miscellaneous | Miscellaneous | Miscellaneous | Miscellaneous | Miscellaneous | Miscellaneous | Miscellaneous | Miscellaneous | Miscellaneous | Miscellaneous | Miscellaneous | Miscellaneous | Miscellaneous | Miscellaneous | Miscellaneous | Miscellaneous | Miscellaneous | Miscellaneous | Miscellaneous | Miscellaneous | Miscellaneous | Miscellaneous | Miscellaneous | Miscellaneous | Miscellaneous | Miscellaneous | Miscellaneous
F1_Commercial_Restaurant_New_Miscellaneous_Natural Gas_Miscellaneous_E1 | F1 | Commercial | Restaurant | New | Miscellaneous | Natural Gas | Miscellaneous | E1 | CCE | 0 | 0 | 0 | 0 | 0 | 0 | 0 | 0 | 0 | 0 | 0 | 0 | 0 | 0 | 0 | 0 | 0 | 0 | 0 | 0 | 0 | 0 | 0 | 0 | 0 | 0 | 0 | 0 | 0 | 0 | 0 | 0 | 0
F1_Commercial_Restaurant_New_Miscellaneous_Natural Gas_Miscellaneous_E2 | F1 | Commercial | Restaurant | New | Miscellaneous | Natural Gas | Miscellaneous | E2 | CCE | 0 | 0 | 0 | 0 | 0 | 0 | 0 | 0 | 0 | 0 | 0 | 0 | 0 | 0 | 0 | 0 | 0 | 0 | 0 | 0 | 0 | 0 | 0 | 0 | 0 | 0 | 0 | 0 | 0 | 0 | 0 | 0 | 0
F1_Commercial_Restaurant_New_Miscellaneous_Natural Gas_Miscellaneous_E3 | F1 | Commercial | Restaurant | New | Miscellaneous | Natural Gas | Miscellaneous | E3 | CCE | 0 | 0 | 0 | 0 | 0 | 0 | 0 | 0 | 0 | 0 | 0 | 0 | 0 | 0 | 0 | 0 | 0 | 0 | 0 | 0 | 0 | 0 | 0 | 0 | 0 | 0 | 0 | 0 | 0 | 0 | 0 | 0 | 0
F1_Commercial_Restaurant_New_Miscellaneous_Natural Gas_Miscellaneous_E4 | F1 | Commercial | Restaurant | New | Miscellaneous | Natural Gas | Miscellaneous | E4 | CCE | 0 | 0 | 0 | 0 | 0 | 0 | 0 | 0 | 0 | 0 | 0 | 0 | 0 | 0 | 0 | 0 | 0 | 0 | 0 | 0 | 0 | 0 | 0 | 0 | 0 | 0 | 0 | 0 | 0 | 0 | 0 | 0 | 0
F1_Commercial_Restaurant_New_Miscellaneous_Natural Gas_Miscellaneous_E5 | F1 | Commercial | Restaurant | New | Miscellaneous | Natural Gas | Miscellaneous | E5 | CCE | 0 | 0 | 0 | 0 | 0 | 0 | 0 | 0 | 0 | 0 | 0 | 0 | 0 | 0 | 0 | 0 | 0 | 0 | 0 | 0 | 0 | 0 | 0 | 0 | 0 | 0 | 0 | 0 | 0 | 0 | 0 | 0 | 0
F1_Commercial_Restaurant_New_Miscellaneous_Natural Gas_Miscellaneous_E6 | F1 | Commercial | Restaurant | New | Miscellaneous | Natural Gas | Miscellaneous | E6 | CCE | 0 | 0 | 0 | 0 | 0 | 0 | 0 | 0 | 0 | 0 | 0 | 0 | 0 | 0 | 0 | 0 | 0 | 0 | 0 | 0 | 0 | 0 | 0 | 0 | 0 | 0 | 0 | 0 | 0 | 0 | 0 | 0 | 0
F1_Commercial_Restaurant_New_Miscellaneous_Natural Gas_Miscellaneous_E7 | F1 | Commercial | Restaurant | New | Miscellaneous | Natural Gas | Miscellaneous | E7 | CCE | 0 | 0 | 0 | 0 | 0 | 0 | 0 | 0 | 0 | 0 | 0 | 0 | 0 | 0 | 0 | 0 | 0 | 0 | 0 | 0 | 0 | 0 | 0 | 0 | 0 | 0 | 0 | 0 | 0 | 0 | 0 | 0 | 0
F1_Commercial_Restaurant_New_Miscellaneous_Natural Gas_Miscellaneous_E8 | F1 | Commercial | Restaurant | New | Miscellaneous | Natural Gas | Miscellaneous | E8 | CCE | 0 | 0 | 0 | 0 | 0 | 0 | 0 | 0 | 0 | 0 | 0 | 0 | 0 | 0 | 0 | 0 | 0 | 0 | 0 | 0 | 0 | 0 | 0 | 0 | 0 | 0 | 0 | 0 | 0 | 0 | 0 | 0 | 0
F1_Commercial_Restaurant_New_Miscellaneous_Natural Gas_Miscellaneous_E9 | F1 | Commercial | Restaurant | New | Miscellaneous | Natural Gas | Miscellaneous | E9 | CCE | 0 | 0 | 0 | 0 | 0 | 0 | 0 | 0 | 0 | 0 | 0 | 0 | 0 | 0 | 0 | 0 | 0 | 0 | 0 | 0 | 0 | 0 | 0 | 0 | 0 | 0 | 0 | 0 | 0 | 0 | 0 | 0 | 0
F1_Commercial_Restaurant_New_Miscellaneous_Natural Gas_Miscellaneous_E10 | F1 | Commercial | Restaurant | New | Miscellaneous | Natural Gas | Miscellaneous | E10 | CCE | 0 | 0 | 0 | 0 | 0 | 0 | 0 | 0 | 0 | 0 | 0 | 0 | 0 | 0 | 0 | 0 | 0 | 0 | 0 | 0 | 0 | 0 | 0 | 0 | 0 | 0 | 0 | 0 | 0 | 0 | 0 | 0 | 0
F2_Commercial_Restaurant_New_Miscellaneous_Natural Gas_Miscellaneous_E1 | F2 | Commercial | Restaurant | New | Miscellaneous | Natural Gas | Miscellaneous | E1 | TRC BC Ratio | bar: 2019 to 2051
F2_Commercial_Restaurant_New_Miscellaneous_Natural Gas_Miscellaneous_E2 | F2 | Commercial | Restaurant | New | Miscellaneous | Natural Gas | Miscellaneous | E2 | TRC BC Ratio | 0 | 0 | 0 | 0 | 0 | 0 | 0 | 0 | 0 | 0 | 0 | 0 | 0 | 0 | 0 | 0 | 0 | 0 | 0 | 0 | 0 | 0 | 0 | 0 | 0 | 0 | 0 | 0 | 0 | 0 | 0 | 0 | 0
F2_Commercial_Restaurant_New_Miscellaneous_Natural Gas_Miscellaneous_E3 | F2 | Commercial | Restaurant | New | Miscellaneous | Natural Gas | Miscellaneous | E3 | TRC BC Ratio | 0 | 0 | 0 | 0 | 0 | 0 | 0 | 0 | 0 | 0 | 0 | 0 | 0 | 0 | 0 | 0 | 0 | 0 | 0 | 0 | 0 | 0 | 0 | 0 | 0 | 0 | 0 | 0 | 0 | 0 | 0 | 0 | 0
F2_Commercial_Restaurant_New_Miscellaneous_Natural Gas_Miscellaneous_E4 | F2 | Commercial | Restaurant | New | Miscellaneous | Natural Gas | Miscellaneous | E4 | TRC BC Ratio | 0 | 0 | 0 | 0 | 0 | 0 | 0 | 0 | 0 | 0 | 0 | 0 | 0 | 0 | 0 | 0 | 0 | 0 | 0 | 0 | 0 | 0 | 0 | 0 | 0 | 0 | 0 | 0 | 0 | 0 | 0 | 0 | 0
F2_Commercial_Restaurant_New_Miscellaneous_Natural Gas_Miscellaneous_E5 | F2 | Commercial | Restaurant | New | Miscellaneous | Natural Gas | Miscellaneous | E5 | TRC BC Ratio | 0 | 0 | 0 | 0 | 0 | 0 | 0 | 0 | 0 | 0 | 0 | 0 | 0 | 0 | 0 | 0 | 0 | 0 | 0 | 0 | 0 | 0 | 0 | 0 | 0 | 0 | 0 | 0 | 0 | 0 | 0 | 0 | 0
F2_Commercial_Restaurant_New_Miscellaneous_Natural Gas_Miscellaneous_E6 | F2 | Commercial | Restaurant | New | Miscellaneous | Natural Gas | Miscellaneous | E6 | TRC BC Ratio | 0 | 0 | 0 | 0 | 0 | 0 | 0 | 0 | 0 | 0 | 0 | 0 | 0 | 0 | 0 | 0 | 0 | 0 | 0 | 0 | 0 | 0 | 0 | 0 | 0 | 0 | 0 | 0 | 0 | 0 | 0 | 0 | 0
F2_Commercial_Restaurant_New_Miscellaneous_Natural Gas_Miscellaneous_E7 | F2 | Commercial | Restaurant | New | Miscellaneous | Natural Gas | Miscellaneous | E7 | TRC BC Ratio | 0 | 0 | 0 | 0 | 0 | 0 | 0 | 0 | 0 | 0 | 0 | 0 | 0 | 0 | 0 | 0 | 0 | 0 | 0 | 0 | 0 | 0 | 0 | 0 | 0 | 0 | 0 | 0 | 0 | 0 | 0 | 0 | 0
F2_Commercial_Restaurant_New_Miscellaneous_Natural Gas_Miscellaneous_E8 | F2 | Commercial | Restaurant | New | Miscellaneous | Natural Gas | Miscellaneous | E8 | TRC BC Ratio | 0 | 0 | 0 | 0 | 0 | 0 | 0 | 0 | 0 | 0 | 0 | 0 | 0 | 0 | 0 | 0 | 0 | 0 | 0 | 0 | 0 | 0 | 0 | 0 | 0 | 0 | 0 | 0 | 0 | 0 | 0 | 0 | 0
F2_Commercial_Restaurant_New_Miscellaneous_Natural Gas_Miscellaneous_E9 | F2 | Commercial | Restaurant | New | Miscellaneous | Natural Gas | Miscellaneous | E9 | TRC BC Ratio | 0 | 0 | 0 | 0 | 0 | 0 | 0 | 0 | 0 | 0 | 0 | 0 | 0 | 0 | 0 | 0 | 0 | 0 | 0 | 0 | 0 | 0 | 0 | 0 | 0 | 0 | 0 | 0 | 0 | 0 | 0 | 0 | 0
F2_Commercial_Restaurant_New_Miscellaneous_Natural Gas_Miscellaneous_E10 | F2 | Commercial | Restaurant | New | Miscellaneous | Natural Gas | Miscellaneous | E10 | TRC BC Ratio | 0 | 0 | 0 | 0 | 0 | 0 | 0 | 0 | 0 | 0 | 0 | 0 | 0 | 0 | 0 | 0 | 0 | 0 | 0 | 0 | 0 | 0 | 0 | 0 | 0 | 0 | 0 | 0 | 0 | 0 | 0 | 0 | 0
F3_Commercial_Restaurant_New_Miscellaneous_Natural Gas_Miscellaneous_E1 | F3 | Commercial | Restaurant | New | Miscellaneous | Natural Gas | Miscellaneous | E1 | PACT BC Ratio | bar: 2019 to 2051
F3_Commercial_Restaurant_New_Miscellaneous_Natural Gas_Miscellaneous_E2 | F3 | Commercial | Restaurant | New | Miscellaneous | Natural Gas | Miscellaneous | E2 | PACT BC Ratio | 0 | 0 | 0 | 0 | 0 | 0 | 0 | 0 | 0 | 0 | 0 | 0 | 0 | 0 | 0 | 0 | 0 | 0 | 0 | 0 | 0 | 0 | 0 | 0 | 0 | 0 | 0 | 0 | 0 | 0 | 0 | 0 | 0
F3_Commercial_Restaurant_New_Miscellaneous_Natural Gas_Miscellaneous_E3 | F3 | Commercial | Restaurant | New | Miscellaneous | Natural Gas | Miscellaneous | E3 | PACT BC Ratio | 0 | 0 | 0 | 0 | 0 | 0 | 0 | 0 | 0 | 0 | 0 | 0 | 0 | 0 | 0 | 0 | 0 | 0 | 0 | 0 | 0 | 0 | 0 | 0 | 0 | 0 | 0 | 0 | 0 | 0 | 0 | 0 | 0
F3_Commercial_Restaurant_New_Miscellaneous_Natural Gas_Miscellaneous_E4 | F3 | Commercial | Restaurant | New | Miscellaneous | Natural Gas | Miscellaneous | E4 | PACT BC Ratio | 0 | 0 | 0 | 0 | 0 | 0 | 0 | 0 | 0 | 0 | 0 | 0 | 0 | 0 | 0 | 0 | 0 | 0 | 0 | 0 | 0 | 0 | 0 | 0 | 0 | 0 | 0 | 0 | 0 | 0 | 0 | 0 | 0
F3_Commercial_Restaurant_New_Miscellaneous_Natural Gas_Miscellaneous_E5 | F3 | Commercial | Restaurant | New | Miscellaneous | Natural Gas | Miscellaneous | E5 | PACT BC Ratio | 0 | 0 | 0 | 0 | 0 | 0 | 0 | 0 | 0 | 0 | 0 | 0 | 0 | 0 | 0 | 0 | 0 | 0 | 0 | 0 | 0 | 0 | 0 | 0 | 0 | 0 | 0 | 0 | 0 | 0 | 0 | 0 | 0
F3_Commercial_Restaurant_New_Miscellaneous_Natural Gas_Miscellaneous_E6 | F3 | Commercial | Restaurant | New | Miscellaneous | Natural Gas | Miscellaneous | E6 | PACT BC Ratio | 0 | 0 | 0 | 0 | 0 | 0 | 0 | 0 | 0 | 0 | 0 | 0 | 0 | 0 | 0 | 0 | 0 | 0 | 0 | 0 | 0 | 0 | 0 | 0 | 0 | 0 | 0 | 0 | 0 | 0 | 0 | 0 | 0
F3_Commercial_Restaurant_New_Miscellaneous_Natural Gas_Miscellaneous_E7 | F3 | Commercial | Restaurant | New | Miscellaneous | Natural Gas | Miscellaneous | E7 | PACT BC Ratio | 0 | 0 | 0 | 0 | 0 | 0 | 0 | 0 | 0 | 0 | 0 | 0 | 0 | 0 | 0 | 0 | 0 | 0 | 0 | 0 | 0 | 0 | 0 | 0 | 0 | 0 | 0 | 0 | 0 | 0 | 0 | 0 | 0
F3_Commercial_Restaurant_New_Miscellaneous_Natural Gas_Miscellaneous_E8 | F3 | Commercial | Restaurant | New | Miscellaneous | Natural Gas | Miscellaneous | E8 | PACT BC Ratio | 0 | 0 | 0 | 0 | 0 | 0 | 0 | 0 | 0 | 0 | 0 | 0 | 0 | 0 | 0 | 0 | 0 | 0 | 0 | 0 | 0 | 0 | 0 | 0 | 0 | 0 | 0 | 0 | 0 | 0 | 0 | 0 | 0
F3_Commercial_Restaurant_New_Miscellaneous_Natural Gas_Miscellaneous_E9 | F3 | Commercial | Restaurant | New | Miscellaneous | Natural Gas | Miscellaneous | E9 | PACT BC Ratio | 0 | 0 | 0 | 0 | 0 | 0 | 0 | 0 | 0 | 0 | 0 | 0 | 0 | 0 | 0 | 0 | 0 | 0 | 0 | 0 | 0 | 0 | 0 | 0 | 0 | 0 | 0 | 0 | 0 | 0 | 0 | 0 | 0
F3_Commercial_Restaurant_New_Miscellaneous_Natural Gas_Miscellaneous_E10 | F3 | Commercial | Restaurant | New | Miscellaneous | Natural Gas | Miscellaneous | E10 | PACT BC Ratio | 0 | 0 | 0 | 0 | 0 | 0 | 0 | 0 | 0 | 0 | 0 | 0 | 0 | 0 | 0 | 0 | 0 | 0 | 0 | 0 | 0 | 0 | 0 | 0 | 0 | 0 | 0 | 0 | 0 | 0 | 0 | 0 | 0
F4_Commercial_Restaurant_New_Miscellaneous_Natural Gas_Miscellaneous_E1 | F4 | Commercial | Restaurant | New | Miscellaneous | Natural Gas | Miscellaneous | E1 | RVT BC Ratio | bar: 2019 to 2051
F4_Commercial_Restaurant_New_Miscellaneous_Natural Gas_Miscellaneous_E2 | F4 | Commercial | Restaurant | New | Miscellaneous | Natural Gas | Miscellaneous | E2 | RVT BC Ratio | 0 | 0 | 0 | 0 | 0 | 0 | 0 | 0 | 0 | 0 | 0 | 0 | 0 | 0 | 0 | 0 | 0 | 0 | 0 | 0 | 0 | 0 | 0 | 0 | 0 | 0 | 0 | 0 | 0 | 0 | 0 | 0 | 0
F4_Commercial_Restaurant_New_Miscellaneous_Natural Gas_Miscellaneous_E3 | F4 | Commercial | Restaurant | New | Miscellaneous | Natural Gas | Miscellaneous | E3 | RVT BC Ratio | 0 | 0 | 0 | 0 | 0 | 0 | 0 | 0 | 0 | 0 | 0 | 0 | 0 | 0 | 0 | 0 | 0 | 0 | 0 | 0 | 0 | 0 | 0 | 0 | 0 | 0 | 0 | 0 | 0 | 0 | 0 | 0 | 0
F4_Commercial_Restaurant_New_Miscellaneous_Natural Gas_Miscellaneous_E4 | F4 | Commercial | Restaurant | New | Miscellaneous | Natural Gas | Miscellaneous | E4 | RVT BC Ratio | 0 | 0 | 0 | 0 | 0 | 0 | 0 | 0 | 0 | 0 | 0 | 0 | 0 | 0 | 0 | 0 | 0 | 0 | 0 | 0 | 0 | 0 | 0 | 0 | 0 | 0 | 0 | 0 | 0 | 0 | 0 | 0 | 0
F4_Commercial_Restaurant_New_Miscellaneous_Natural Gas_Miscellaneous_E5 | F4 | Commercial | Restaurant | New | Miscellaneous | Natural Gas | Miscellaneous | E5 | RVT BC Ratio | 0 | 0 | 0 | 0 | 0 | 0 | 0 | 0 | 0 | 0 | 0 | 0 | 0 | 0 | 0 | 0 | 0 | 0 | 0 | 0 | 0 | 0 | 0 | 0 | 0 | 0 | 0 | 0 | 0 | 0 | 0 | 0 | 0
F4_Commercial_Restaurant_New_Miscellaneous_Natural Gas_Miscellaneous_E6 | F4 | Commercial | Restaurant | New | Miscellaneous | Natural Gas | Miscellaneous | E6 | RVT BC Ratio | 0 | 0 | 0 | 0 | 0 | 0 | 0 | 0 | 0 | 0 | 0 | 0 | 0 | 0 | 0 | 0 | 0 | 0 | 0 | 0 | 0 | 0 | 0 | 0 | 0 | 0 | 0 | 0 | 0 | 0 | 0 | 0 | 0
F4_Commercial_Restaurant_New_Miscellaneous_Natural Gas_Miscellaneous_E7 | F4 | Commercial | Restaurant | New | Miscellaneous | Natural Gas | Miscellaneous | E7 | RVT BC Ratio | 0 | 0 | 0 | 0 | 0 | 0 | 0 | 0 | 0 | 0 | 0 | 0 | 0 | 0 | 0 | 0 | 0 | 0 | 0 | 0 | 0 | 0 | 0 | 0 | 0 | 0 | 0 | 0 | 0 | 0 | 0 | 0 | 0
F4_Commercial_Restaurant_New_Miscellaneous_Natural Gas_Miscellaneous_E8 | F4 | Commercial | Restaurant | New | Miscellaneous | Natural Gas | Miscellaneous | E8 | RVT BC Ratio | 0 | 0 | 0 | 0 | 0 | 0 | 0 | 0 | 0 | 0 | 0 | 0 | 0 | 0 | 0 | 0 | 0 | 0 | 0 | 0 | 0 | 0 | 0 | 0 | 0 | 0 | 0 | 0 | 0 | 0 | 0 | 0 | 0
F4_Commercial_Restaurant_New_Miscellaneous_Natural Gas_Miscellaneous_E9 | F4 | Commercial | Restaurant | New | Miscellaneous | Natural Gas | Miscellaneous | E9 | RVT BC Ratio | 0 | 0 | 0 | 0 | 0 | 0 | 0 | 0 | 0 | 0 | 0 | 0 | 0 | 0 | 0 | 0 | 0 | 0 | 0 | 0 | 0 | 0 | 0 | 0 | 0 | 0 | 0 | 0 | 0 | 0 | 0 | 0 | 0
F4_Commercial_Restaurant_New_Miscellaneous_Natural Gas_Miscellaneous_E10 | F4 | Commercial | Restaurant | New | Miscellaneous | Natural Gas | Miscellaneous | E10 | RVT BC Ratio | 0 | 0 | 0 | 0 | 0 | 0 | 0 | 0 | 0 | 0 | 0 | 0 | 0 | 0 | 0 | 0 | 0 | 0 | 0 | 0 | 0 | 0 | 0 | 0 | 0 | 0 | 0 | 0 | 0 | 0 | 0 | 0 | 0
F5_Commercial_Restaurant_New_Miscellaneous_Natural Gas_Miscellaneous_E1 | F5 | Commercial | Restaurant | New | Miscellaneous | Natural Gas | Miscellaneous | E1 | RIM BC Ratio | bar: 2019 to 2051
F5_Commercial_Restaurant_New_Miscellaneous_Natural Gas_Miscellaneous_E2 | F5 | Commercial | Restaurant | New | Miscellaneous | Natural Gas | Miscellaneous | E2 | RIM BC Ratio | 0 | 0 | 0 | 0 | 0 | 0 | 0 | 0 | 0 | 0 | 0 | 0 | 0 | 0 | 0 | 0 | 0 | 0 | 0 | 0 | 0 | 0 | 0 | 0 | 0 | 0 | 0 | 0 | 0 | 0 | 0 | 0 | 0
F5_Commercial_Restaurant_New_Miscellaneous_Natural Gas_Miscellaneous_E3 | F5 | Commercial | Restaurant | New | Miscellaneous | Natural Gas | Miscellaneous | E3 | RIM BC Ratio | 0 | 0 | 0 | 0 | 0 | 0 | 0 | 0 | 0 | 0 | 0 | 0 | 0 | 0 | 0 | 0 | 0 | 0 | 0 | 0 | 0 | 0 | 0 | 0 | 0 | 0 | 0 | 0 | 0 | 0 | 0 | 0 | 0
F5_Commercial_Restaurant_New_Miscellaneous_Natural Gas_Miscellaneous_E4 | F5 | Commercial | Restaurant | New | Miscellaneous | Natural Gas | Miscellaneous | E4 | RIM BC Ratio | 0 | 0 | 0 | 0 | 0 | 0 | 0 | 0 | 0 | 0 | 0 | 0 | 0 | 0 | 0 | 0 | 0 | 0 | 0 | 0 | 0 | 0 | 0 | 0 | 0 | 0 | 0 | 0 | 0 | 0 | 0 | 0 | 0
F5_Commercial_Restaurant_New_Miscellaneous_Natural Gas_Miscellaneous_E5 | F5 | Commercial | Restaurant | New | Miscellaneous | Natural Gas | Miscellaneous | E5 | RIM BC Ratio | 0 | 0 | 0 | 0 | 0 | 0 | 0 | 0 | 0 | 0 | 0 | 0 | 0 | 0 | 0 | 0 | 0 | 0 | 0 | 0 | 0 | 0 | 0 | 0 | 0 | 0 | 0 | 0 | 0 | 0 | 0 | 0 | 0
F5_Commercial_Restaurant_New_Miscellaneous_Natural Gas_Miscellaneous_E6 | F5 | Commercial | Restaurant | New | Miscellaneous | Natural Gas | Miscellaneous | E6 | RIM BC Ratio | 0 | 0 | 0 | 0 | 0 | 0 | 0 | 0 | 0 | 0 | 0 | 0 | 0 | 0 | 0 | 0 | 0 | 0 | 0 | 0 | 0 | 0 | 0 | 0 | 0 | 0 | 0 | 0 | 0 | 0 | 0 | 0 | 0
F5_Commercial_Restaurant_New_Miscellaneous_Natural Gas_Miscellaneous_E7 | F5 | Commercial | Restaurant | New | Miscellaneous | Natural Gas | Miscellaneous | E7 | RIM BC Ratio | 0 | 0 | 0 | 0 | 0 | 0 | 0 | 0 | 0 | 0 | 0 | 0 | 0 | 0 | 0 | 0 | 0 | 0 | 0 | 0 | 0 | 0 | 0 | 0 | 0 | 0 | 0 | 0 | 0 | 0 | 0 | 0 | 0
F5_Commercial_Restaurant_New_Miscellaneous_Natural Gas_Miscellaneous_E8 | F5 | Commercial | Restaurant | New | Miscellaneous | Natural Gas | Miscellaneous | E8 | RIM BC Ratio | 0 | 0 | 0 | 0 | 0 | 0 | 0 | 0 | 0 | 0 | 0 | 0 | 0 | 0 | 0 | 0 | 0 | 0 | 0 | 0 | 0 | 0 | 0 | 0 | 0 | 0 | 0 | 0 | 0 | 0 | 0 | 0 | 0
F5_Commercial_Restaurant_New_Miscellaneous_Natural Gas_Miscellaneous_E9 | F5 | Commercial | Restaurant | New | Miscellaneous | Natural Gas | Miscellaneous | E9 | RIM BC Ratio | 0 | 0 | 0 | 0 | 0 | 0 | 0 | 0 | 0 | 0 | 0 | 0 | 0 | 0 | 0 | 0 | 0 | 0 | 0 | 0 | 0 | 0 | 0 | 0 | 0 | 0 | 0 | 0 | 0 | 0 | 0 | 0 | 0
F5_Commercial_Restaurant_New_Miscellaneous_Natural Gas_Miscellaneous_E10 | F5 | Commercial | Restaurant | New | Miscellaneous | Natural Gas | Miscellaneous | E10 | RIM BC Ratio | 0 | 0 | 0 | 0 | 0 | 0 | 0 | 0 | 0 | 0 | 0 | 0 | 0 | 0 | 0 | 0 | 0 | 0 | 0 | 0 | 0 | 0 | 0 | 0 | 0 | 0 | 0 | 0 | 0 | 0 | 0 | 0 | 0
F0_Commercial_Retail_Existing_Space Heating_Natural Gas_Furnace_E0 | F0 | Commercial | Retail | Existing | Space Heating | Natural Gas | Furnace | E0 | Economic Unit | AFUE 96% | AFUE 96% | AFUE 96% | AFUE 96% | AFUE 96% | AFUE 91% (WA State Min 2023) | AFUE 91% (WA State Min 2023) | AFUE 91% (WA State Min 2023) | AFUE 96% | AFUE 96% | AFUE 96% | AFUE 96% | AFUE 96% | AFUE 96% | AFUE 96% | AFUE 96% | AFUE 96% | AFUE 96% | AFUE 96% | AFUE 96% | AFUE 96% | AFUE 96% | AFUE 96% | AFUE 96% | AFUE 96% | AFUE 96% | AFUE 96% | AFUE 96% | AFUE 96% | AFUE 96% | AFUE 96% | AFUE 96% | AFUE 96%
F1_Commercial_Retail_Existing_Space Heating_Natural Gas_Furnace_E1 | F1 | Commercial | Retail | Existing | Space Heating | Natural Gas | Furnace | E1 | CCE | 0 | 0 | 0 | 0 | 0 | 0 | 0 | 0 | 0 | 0 | 0 | 0 | 0 | 0 | 0 | 0 | 0 | 0 | 0 | 0 | 0 | 0 | 0 | 0 | 0 | 0 | 0 | 0 | 0 | 0 | 0 | 0 | 0
F1_Commercial_Retail_Existing_Space Heating_Natural Gas_Furnace_E2 | F1 | Commercial | Retail | Existing | Space Heating | Natural Gas | Furnace | E2 | CCE | 0.051333 | 0.053147 | 0.047963 | 0.049124 | 0.049388 | 0 | 0 | 0 | 0 | 0 | 0 | 0 | 0 | 0 | 0 | 0 | 0 | 0 | 0 | 0 | 0 | 0 | 0 | 0 | 0 | 0 | 0 | 0 | 0 | 0 | 0 | 0 | 0
F1_Commercial_Retail_Existing_Space Heating_Natural Gas_Furnace_E3 | F1 | Commercial | Retail | Existing | Space Heating | Natural Gas | Furnace | E3 | CCE | 0.87688 | 0.90787 | 0.81932 | 0.83914 | 0.84366 | 0 | 0 | 0 | 0 | 0 | 0 | 0 | 0 | 0 | 0 | 0 | 0 | 0 | 0 | 0 | 0 | 0 | 0 | 0 | 0 | 0 | 0 | 0 | 0 | 0 | 0 | 0 | 0
F1_Commercial_Retail_Existing_Space Heating_Natural Gas_Furnace_E4 | F1 | Commercial | Retail | Existing | Space Heating | Natural Gas | Furnace | E4 | CCE | 1.3824 | 1.4313 | 1.2917 | 1.3229 | 1.3301 | 2.0917 | 2.1031 | 2.1146 | 2.1262 | 2.138 | 2.1499 | 2.1619 | 2.174 | 2.1863 | 2.1988 | 2.2113 | 2.224 | 2.2369 | 2.2499 | 2.2631 | 2.2764 | 2.2898 | 2.3035 | 2.3172 | 2.3312 | 2.3453 | 2.3596 | 2.3741 | 2.3887 | 2.4035 | 2.4186 | 2.4338 | 2.4338
F1_Commercial_Retail_Existing_Space Heating_Natural Gas_Furnace_E5 | F1 | Commercial | Retail | Existing | Space Heating | Natural Gas | Furnace | E5 | CCE | 0 | 0 | 0 | 0 | 0 | 0 | 0 | 18.7914 | 18.8947 | 18.999 | 19.1047 | 19.2115 | 19.3194 | 19.4285 | 19.539 | 19.6507 | 19.7636 | 19.8777 | 19.9934 | 20.1104 | 20.2287 | 20.3481 | 20.4694 | 20.5919 | 20.7159 | 20.8411 | 20.9684 | 21.0969 | 21.227 | 21.3587 | 21.4923 | 21.6274 | 21.6274
F1_Commercial_Retail_Existing_Space Heating_Natural Gas_Furnace_E6 | F1 | Commercial | Retail | Existing | Space Heating | Natural Gas | Furnace | E6 | CCE | 0 | 0 | 0 | 0 | 0 | 0 | 0 | 0 | 0 | 0 | 0 | 0 | 0 | 0 | 0 | 0 | 0 | 0 | 0 | 0 | 0 | 0 | 0 | 0 | 0 | 0 | 0 | 0 | 0 | 0 | 0 | 0 | 0
F1_Commercial_Retail_Existing_Space Heating_Natural Gas_Furnace_E7 | F1 | Commercial | Retail | Existing | Space Heating | Natural Gas | Furnace | E7 | CCE | 0 | 0 | 0 | 0 | 0 | 0 | 0 | 0 | 0 | 0 | 0 | 0 | 0 | 0 | 0 | 0 | 0 | 0 | 0 | 0 | 0 | 0 | 0 | 0 | 0 | 0 | 0 | 0 | 0 | 0 | 0 | 0 | 0
F1_Commercial_Retail_Existing_Space Heating_Natural Gas_Furnace_E8 | F1 | Commercial | Retail | Existing | Space Heating | Natural Gas | Furnace | E8 | CCE | 0 | 0 | 0 | 0 | 0 | 0 | 0 | 0 | 0 | 0 | 0 | 0 | 0 | 0 | 0 | 0 | 0 | 0 | 0 | 0 | 0 | 0 | 0 | 0 | 0 | 0 | 0 | 0 | 0 | 0 | 0 | 0 | 0
F1_Commercial_Retail_Existing_Space Heating_Natural Gas_Furnace_E9 | F1 | Commercial | Retail | Existing | Space Heating | Natural Gas | Furnace | E9 | CCE | 0 | 0 | 0 | 0 | 0 | 0 | 0 | 0 | 0 | 0 | 0 | 0 | 0 | 0 | 0 | 0 | 0 | 0 | 0 | 0 | 0 | 0 | 0 | 0 | 0 | 0 | 0 | 0 | 0 | 0 | 0 | 0 | 0
F1_Commercial_Retail_Existing_Space Heating_Natural Gas_Furnace_E10 | F1 | Commercial | Retail | Existing | Space Heating | Natural Gas | Furnace | E10 | CCE | 0 | 0 | 0 | 0 | 0 | 0 | 0 | 0 | 0 | 0 | 0 | 0 | 0 | 0 | 0 | 0 | 0 | 0 | 0 | 0 | 0 | 0 | 0 | 0 | 0 | 0 | 0 | 0 | 0 | 0 | 0 | 0 | 0
F2_Commercial_Retail_Existing_Space Heating_Natural Gas_Furnace_E1 | F2 | Commercial | Retail | Existing | Space Heating | Natural Gas | Furnace | E1 | TRC BC Ratio | 1 | 1 | 1 | 1 | 1 | 0 | 0 | 0 | 0 | 0 | 0 | 0 | 0 | 0 | 0 | 0 | 0 | 0 | 0 | 0 | 0 | 0 | 0 | 0 | 0 | 0 | 0 | 0 | 0 | 0 | 0 | 0 | 0
F2_Commercial_Retail_Existing_Space Heating_Natural Gas_Furnace_E2 | F2 | Commercial | Retail | Existing | Space Heating | Natural Gas | Furnace | E2 | TRC BC Ratio | 42.3379 | 42.3216 | 42.3985 | 42.1971 | 42.0592 | 0 | 0 | 0 | 0 | 0 | 0 | 0 | 0 | 0 | 0 | 0 | 0 | 0 | 0 | 0 | 0 | 0 | 0 | 0 | 0 | 0 | 0 | 0 | 0 | 0 | 0 | 0 | 0
F2_Commercial_Retail_Existing_Space Heating_Natural Gas_Furnace_E3 | F2 | Commercial | Retail | Existing | Space Heating | Natural Gas | Furnace | E3 | TRC BC Ratio | 2.4785 | 2.4775 | 2.482 | 2.4702 | 2.4622 | 1 | 1 | 1 | 1 | 1 | 1 | 1 | 1 | 1 | 1 | 1 | 1 | 1 | 1 | 1 | 1 | 1 | 1 | 1 | 1 | 1 | 1 | 1 | 1 | 1 | 1 | 1 | 1
F2_Commercial_Retail_Existing_Space Heating_Natural Gas_Furnace_E4 | F2 | Commercial | Retail | Existing | Space Heating | Natural Gas | Furnace | E4 | TRC BC Ratio | 1.5721 | 1.5715 | 1.5743 | 1.5669 | 1.5617 | 0.99738 | 0.99837 | 0.99889 | 1.0001 | 1.001 | 1.0018 | 1.0025 | 1.0033 | 1.0042 | 1.0049 | 1.0056 | 1.0063 | 1.0072 | 1.0081 | 1.0092 | 1.0102 | 1.0113 | 1.0121 | 1.0131 | 1.0139 | 1.0147 | 1.0153 | 1.0161 | 1.0166 | 1.0171 | 1.0174 | 1.0178 | 1.0178
F2_Commercial_Retail_Existing_Space Heating_Natural Gas_Furnace_E5 | F2 | Commercial | Retail | Existing | Space Heating | Natural Gas | Furnace | E5 | TRC BC Ratio | 0 | 0 | 0 | 0 | 0 | 0 | 0 | 0.11241 | 0.11254 | 0.11265 | 0.11274 | 0.11281 | 0.1129 | 0.113 | 0.11308 | 0.11316 | 0.11324 | 0.11335 | 0.11345 | 0.11357 | 0.11368 | 0.1138 | 0.1139 | 0.11401 | 0.1141 | 0.11418 | 0.11426 | 0.11434 | 0.1144 | 0.11446 | 0.11449 | 0.11454 | 0.11454
F2_Commercial_Retail_Existing_Space Heating_Natural Gas_Furnace_E6 | F2 | Commercial | Retail | Existing | Space Heating | Natural Gas | Furnace | E6 | TRC BC Ratio | 0 | 0 | 0 | 0 | 0 | 0 | 0 | 0 | 0 | 0 | 0 | 0 | 0 | 0 | 0 | 0 | 0 | 0 | 0 | 0 | 0 | 0 | 0 | 0 | 0 | 0 | 0 | 0 | 0 | 0 | 0 | 0 | 0
F2_Commercial_Retail_Existing_Space Heating_Natural Gas_Furnace_E7 | F2 | Commercial | Retail | Existing | Space Heating | Natural Gas | Furnace | E7 | TRC BC Ratio | 0 | 0 | 0 | 0 | 0 | 0 | 0 | 0 | 0 | 0 | 0 | 0 | 0 | 0 | 0 | 0 | 0 | 0 | 0 | 0 | 0 | 0 | 0 | 0 | 0 | 0 | 0 | 0 | 0 | 0 | 0 | 0 | 0
F2_Commercial_Retail_Existing_Space Heating_Natural Gas_Furnace_E8 | F2 | Commercial | Retail | Existing | Space Heating | Natural Gas | Furnace | E8 | TRC BC Ratio | 0 | 0 | 0 | 0 | 0 | 0 | 0 | 0 | 0 | 0 | 0 | 0 | 0 | 0 | 0 | 0 | 0 | 0 | 0 | 0 | 0 | 0 | 0 | 0 | 0 | 0 | 0 | 0 | 0 | 0 | 0 | 0 | 0
F2_Commercial_Retail_Existing_Space Heating_Natural Gas_Furnace_E9 | F2 | Commercial | Retail | Existing | Space Heating | Natural Gas | Furnace | E9 | TRC BC Ratio | 0 | 0 | 0 | 0 | 0 | 0 | 0 | 0 | 0 | 0 | 0 | 0 | 0 | 0 | 0 | 0 | 0 | 0 | 0 | 0 | 0 | 0 | 0 | 0 | 0 | 0 | 0 | 0 | 0 | 0 | 0 | 0 | 0
F2_Commercial_Retail_Existing_Space Heating_Natural Gas_Furnace_E10 | F2 | Commercial | Retail | Existing | Space Heating | Natural Gas | Furnace | E10 | TRC BC Ratio | 0 | 0 | 0 | 0 | 0 | 0 | 0 | 0 | 0 | 0 | 0 | 0 | 0 | 0 | 0 | 0 | 0 | 0 | 0 | 0 | 0 | 0 | 0 | 0 | 0 | 0 | 0 | 0 | 0 | 0 | 0 | 0 | 0
F3_Commercial_Retail_Existing_Space Heating_Natural Gas_Furnace_E1 | F3 | Commercial | Retail | Existing | Space Heating | Natural Gas | Furnace | E1 | PACT BC Ratio | 1 | 1 | 1 | 1 | 1 | 0 | 0 | 0 | 0 | 0 | 0 | 0 | 0 | 0 | 0 | 0 | 0 | 0 | 0 | 0 | 0 | 0 | 0 | 0 | 0 | 0 | 0 | 0 | 0 | 0 | 0 | 0 | 0
F3_Commercial_Retail_Existing_Space Heating_Natural Gas_Furnace_E2 | F3 | Commercial | Retail | Existing | Space Heating | Natural Gas | Furnace | E2 | PACT BC Ratio | 56.4506 | 56.4288 | 56.5313 | 56.2628 | 56.079 | 0 | 0 | 0 | 0 | 0 | 0 | 0 | 0 | 0 | 0 | 0 | 0 | 0 | 0 | 0 | 0 | 0 | 0 | 0 | 0 | 0 | 0 | 0 | 0 | 0 | 0 | 0 | 0
F3_Commercial_Retail_Existing_Space Heating_Natural Gas_Furnace_E3 | F3 | Commercial | Retail | Existing | Space Heating | Natural Gas | Furnace | E3 | PACT BC Ratio | 3.3046 | 3.3034 | 3.3093 | 3.2936 | 3.2829 | 1 | 1 | 1 | 1 | 1 | 1 | 1 | 1 | 1 | 1 | 1 | 1 | 1 | 1 | 1 | 1 | 1 | 1 | 1 | 1 | 1 | 1 | 1 | 1 | 1 | 1 | 1 | 1
F3_Commercial_Retail_Existing_Space Heating_Natural Gas_Furnace_E4 | F3 | Commercial | Retail | Existing | Space Heating | Natural Gas | Furnace | E4 | PACT BC Ratio | 2.0961 | 2.0953 | 2.0991 | 2.0892 | 2.0823 | 1.3298 | 1.3312 | 1.3319 | 1.3334 | 1.3347 | 1.3358 | 1.3366 | 1.3377 | 1.3389 | 1.3398 | 1.3408 | 1.3417 | 1.343 | 1.3442 | 1.3457 | 1.3469 | 1.3483 | 1.3495 | 1.3509 | 1.3519 | 1.3529 | 1.3538 | 1.3548 | 1.3554 | 1.3561 | 1.3566 | 1.3571 | 1.3571
F3_Commercial_Retail_Existing_Space Heating_Natural Gas_Furnace_E5 | F3 | Commercial | Retail | Existing | Space Heating | Natural Gas | Furnace | E5 | PACT BC Ratio | 0 | 0 | 0 | 0 | 0 | 0 | 0 | 0.14988 | 0.15005 | 0.15019 | 0.15032 | 0.15041 | 0.15053 | 0.15067 | 0.15077 | 0.15088 | 0.15099 | 0.15113 | 0.15126 | 0.15143 | 0.15157 | 0.15173 | 0.15186 | 0.15201 | 0.15213 | 0.15224 | 0.15234 | 0.15246 | 0.15253 | 0.15261 | 0.15265 | 0.15272 | 0.15272
F3_Commercial_Retail_Existing_Space Heating_Natural Gas_Furnace_E6 | F3 | Commercial | Retail | Existing | Space Heating | Natural Gas | Furnace | E6 | PACT BC Ratio | 0 | 0 | 0 | 0 | 0 | 0 | 0 | 0 | 0 | 0 | 0 | 0 | 0 | 0 | 0 | 0 | 0 | 0 | 0 | 0 | 0 | 0 | 0 | 0 | 0 | 0 | 0 | 0 | 0 | 0 | 0 | 0 | 0
F3_Commercial_Retail_Existing_Space Heating_Natural Gas_Furnace_E7 | F3 | Commercial | Retail | Existing | Space Heating | Natural Gas | Furnace | E7 | PACT BC Ratio | 0 | 0 | 0 | 0 | 0 | 0 | 0 | 0 | 0 | 0 | 0 | 0 | 0 | 0 | 0 | 0 | 0 | 0 | 0 | 0 | 0 | 0 | 0 | 0 | 0 | 0 | 0 | 0 | 0 | 0 | 0 | 0 | 0
F3_Commercial_Retail_Existing_Space Heating_Natural Gas_Furnace_E8 | F3 | Commercial | Retail | Existing | Space Heating | Natural Gas | Furnace | E8 | PACT BC Ratio | 0 | 0 | 0 | 0 | 0 | 0 | 0 | 0 | 0 | 0 | 0 | 0 | 0 | 0 | 0 | 0 | 0 | 0 | 0 | 0 | 0 | 0 | 0 | 0 | 0 | 0 | 0 | 0 | 0 | 0 | 0 | 0 | 0
F3_Commercial_Retail_Existing_Space Heating_Natural Gas_Furnace_E9 | F3 | Commercial | Retail | Existing | Space Heating | Natural Gas | Furnace | E9 | PACT BC Ratio | 0 | 0 | 0 | 0 | 0 | 0 | 0 | 0 | 0 | 0 | 0 | 0 | 0 | 0 | 0 | 0 | 0 | 0 | 0 | 0 | 0 | 0 | 0 | 0 | 0 | 0 | 0 | 0 | 0 | 0 | 0 | 0 | 0
F3_Commercial_Retail_Existing_Space Heating_Natural Gas_Furnace_E10 | F3 | Commercial | Retail | Existing | Space Heating | Natural Gas | Furnace | E10 | PACT BC Ratio | 0 | 0 | 0 | 0 | 0 | 0 | 0 | 0 | 0 | 0 | 0 | 0 | 0 | 0 | 0 | 0 | 0 | 0 | 0 | 0 | 0 | 0 | 0 | 0 | 0 | 0 | 0 | 0 | 0 | 0 | 0 | 0 | 0
F4_Commercial_Retail_Existing_Space Heating_Natural Gas_Furnace_E1 | F4 | Commercial | Retail | Existing | Space Heating | Natural Gas | Furnace | E1 | RVT BC Ratio | 1 | 1 | 1 | 1 | 1 | 0 | 0 | 0 | 0 | 0 | 0 | 0 | 0 | 0 | 0 | 0 | 0 | 0 | 0 | 0 | 0 | 0 | 0 | 0 | 0 | 0 | 0 | 0 | 0 | 0 | 0 | 0 | 0
F4_Commercial_Retail_Existing_Space Heating_Natural Gas_Furnace_E2 | F4 | Commercial | Retail | Existing | Space Heating | Natural Gas | Furnace | E2 | RVT BC Ratio | 61.5683 | 61.5449 | 61.6554 | 61.3658 | 61.1676 | 0 | 0 | 0 | 0 | 0 | 0 | 0 | 0 | 0 | 0 | 0 | 0 | 0 | 0 | 0 | 0 | 0 | 0 | 0 | 0 | 0 | 0 | 0 | 0 | 0 | 0 | 0 | 0
F4_Commercial_Retail_Existing_Space Heating_Natural Gas_Furnace_E3 | F4 | Commercial | Retail | Existing | Space Heating | Natural Gas | Furnace | E3 | RVT BC Ratio | 4.2632 | 4.2619 | 4.2683 | 4.2514 | 4.2398 | 1 | 1 | 1 | 1 | 1 | 1 | 1 | 1 | 1 | 1 | 1 | 1 | 1 | 1 | 1 | 1 | 1 | 1 | 1 | 1 | 1 | 1 | 1 | 1 | 1 | 1 | 1 | 1
F4_Commercial_Retail_Existing_Space Heating_Natural Gas_Furnace_E4 | F4 | Commercial | Retail | Existing | Space Heating | Natural Gas | Furnace | E4 | RVT BC Ratio | 2.9602 | 2.9593 | 2.9634 | 2.9526 | 2.9453 | 2.1339 | 2.1353 | 2.1361 | 2.1378 | 2.1391 | 2.1403 | 2.1412 | 2.1424 | 2.1437 | 2.1447 | 2.1457 | 2.1467 | 2.1481 | 2.1493 | 2.151 | 2.1524 | 2.1539 | 2.1551 | 2.1566 | 2.1577 | 2.1587 | 2.1597 | 2.1608 | 2.1615 | 2.1623 | 2.1627 | 2.1633 | 2.1633
F4_Commercial_Retail_Existing_Space Heating_Natural Gas_Furnace_E5 | F4 | Commercial | Retail | Existing | Space Heating | Natural Gas | Furnace | E5 | RVT BC Ratio | 0 | 0 | 0 | 0 | 0 | 0 | 0 | 0.86161 | 0.86179 | 0.86195 | 0.86208 | 0.86218 | 0.86231 | 0.86246 | 0.86257 | 0.86269 | 0.8628 | 0.86296 | 0.8631 | 0.86328 | 0.86344 | 0.86361 | 0.86374 | 0.86391 | 0.86404 | 0.86416 | 0.86427 | 0.86439 | 0.86446 | 0.86455 | 0.8646 | 0.86467 | 0.86467
F4_Commercial_Retail_Existing_Space Heating_Natural Gas_Furnace_E6 | F4 | Commercial | Retail | Existing | Space Heating | Natural Gas | Furnace | E6 | RVT BC Ratio | 0 | 0 | 0 | 0 | 0 | 0 | 0 | 0 | 0 | 0 | 0 | 0 | 0 | 0 | 0 | 0 | 0 | 0 | 0 | 0 | 0 | 0 | 0 | 0 | 0 | 0 | 0 | 0 | 0 | 0 | 0 | 0 | 0
F4_Commercial_Retail_Existing_Space Heating_Natural Gas_Furnace_E7 | F4 | Commercial | Retail | Existing | Space Heating | Natural Gas | Furnace | E7 | RVT BC Ratio | 0 | 0 | 0 | 0 | 0 | 0 | 0 | 0 | 0 | 0 | 0 | 0 | 0 | 0 | 0 | 0 | 0 | 0 | 0 | 0 | 0 | 0 | 0 | 0 | 0 | 0 | 0 | 0 | 0 | 0 | 0 | 0 | 0
F4_Commercial_Retail_Existing_Space Heating_Natural Gas_Furnace_E8 | F4 | Commercial | Retail | Existing | Space Heating | Natural Gas | Furnace | E8 | RVT BC Ratio | 0 | 0 | 0 | 0 | 0 | 0 | 0 | 0 | 0 | 0 | 0 | 0 | 0 | 0 | 0 | 0 | 0 | 0 | 0 | 0 | 0 | 0 | 0 | 0 | 0 | 0 | 0 | 0 | 0 | 0 | 0 | 0 | 0
F4_Commercial_Retail_Existing_Space Heating_Natural Gas_Furnace_E9 | F4 | Commercial | Retail | Existing | Space Heating | Natural Gas | Furnace | E9 | RVT BC Ratio | 0 | 0 | 0 | 0 | 0 | 0 | 0 | 0 | 0 | 0 | 0 | 0 | 0 | 0 | 0 | 0 | 0 | 0 | 0 | 0 | 0 | 0 | 0 | 0 | 0 | 0 | 0 | 0 | 0 | 0 | 0 | 0 | 0
F4_Commercial_Retail_Existing_Space Heating_Natural Gas_Furnace_E10 | F4 | Commercial | Retail | Existing | Space Heating | Natural Gas | Furnace | E10 | RVT BC Ratio | 0 | 0 | 0 | 0 | 0 | 0 | 0 | 0 | 0 | 0 | 0 | 0 | 0 | 0 | 0 | 0 | 0 | 0 | 0 | 0 | 0 | 0 | 0 | 0 | 0 | 0 | 0 | 0 | 0 | 0 | 0 | 0 | 0
F5_Commercial_Retail_Existing_Space Heating_Natural Gas_Furnace_E1 | F5 | Commercial | Retail | Existing | Space Heating | Natural Gas | Furnace | E1 | RIM BC Ratio | 1 | 1 | 1 | 1 | 1 | 0 | 0 | 0 | 0 | 0 | 0 | 0 | 0 | 0 | 0 | 0 | 0 | 0 | 0 | 0 | 0 | 0 | 0 | 0 | 0 | 0 | 0 | 0 | 0 | 0 | 0 | 0 | 0
F5_Commercial_Retail_Existing_Space Heating_Natural Gas_Furnace_E2 | F5 | Commercial | Retail | Existing | Space Heating | Natural Gas | Furnace | E2 | RIM BC Ratio | 0.82252 | 0.82251 | 0.82253 | 0.82248 | 0.82244 | 0 | 0 | 0 | 0 | 0 | 0 | 0 | 0 | 0 | 0 | 0 | 0 | 0 | 0 | 0 | 0 | 0 | 0 | 0 | 0 | 0 | 0 | 0 | 0 | 0 | 0 | 0 | 0
F5_Commercial_Retail_Existing_Space Heating_Natural Gas_Furnace_E3 | F5 | Commercial | Retail | Existing | Space Heating | Natural Gas | Furnace | E3 | RIM BC Ratio | 0.66637 | 0.66632 | 0.66656 | 0.66592 | 0.66548 | 1 | 1 | 1 | 1 | 1 | 1 | 1 | 1 | 1 | 1 | 1 | 1 | 1 | 1 | 1 | 1 | 1 | 1 | 1 | 1 | 1 | 1 | 1 | 1 | 1 | 1 | 1 | 1
F5_Commercial_Retail_Existing_Space Heating_Natural Gas_Furnace_E4 | F5 | Commercial | Retail | Existing | Space Heating | Natural Gas | Furnace | E4 | RIM BC Ratio | 0.59697 | 0.5969 | 0.59721 | 0.5964 | 0.59584 | 0.51281 | 0.51301 | 0.51311 | 0.51334 | 0.51353 | 0.51369 | 0.51382 | 0.51398 | 0.51415 | 0.51429 | 0.51443 | 0.51457 | 0.51475 | 0.51493 | 0.51515 | 0.51533 | 0.51554 | 0.51571 | 0.51591 | 0.51606 | 0.5162 | 0.51633 | 0.51648 | 0.51657 | 0.51668 | 0.51673 | 0.51681 | 0.51681
F5_Commercial_Retail_Existing_Space Heating_Natural Gas_Furnace_E5 | F5 | Commercial | Retail | Existing | Space Heating | Natural Gas | Furnace | E5 | RIM BC Ratio | 0 | 0 | 0 | 0 | 0 | 0 | 0 | 0.12706 | 0.12719 | 0.12729 | 0.12738 | 0.12745 | 0.12753 | 0.12763 | 0.1277 | 0.12778 | 0.12786 | 0.12796 | 0.12805 | 0.12817 | 0.12828 | 0.12839 | 0.12848 | 0.12859 | 0.12868 | 0.12876 | 0.12883 | 0.12891 | 0.12896 | 0.12902 | 0.12905 | 0.1291 | 0.1291
F5_Commercial_Retail_Existing_Space Heating_Natural Gas_Furnace_E6 | F5 | Commercial | Retail | Existing | Space Heating | Natural Gas | Furnace | E6 | RIM BC Ratio | 0 | 0 | 0 | 0 | 0 | 0 | 0 | 0 | 0 | 0 | 0 | 0 | 0 | 0 | 0 | 0 | 0 | 0 | 0 | 0 | 0 | 0 | 0 | 0 | 0 | 0 | 0 | 0 | 0 | 0 | 0 | 0 | 0
F5_Commercial_Retail_Existing_Space Heating_Natural Gas_Furnace_E7 | F5 | Commercial | Retail | Existing | Space Heating | Natural Gas | Furnace | E7 | RIM BC Ratio | 0 | 0 | 0 | 0 | 0 | 0 | 0 | 0 | 0 | 0 | 0 | 0 | 0 | 0 | 0 | 0 | 0 | 0 | 0 | 0 | 0 | 0 | 0 | 0 | 0 | 0 | 0 | 0 | 0 | 0 | 0 | 0 | 0
F5_Commercial_Retail_Existing_Space Heating_Natural Gas_Furnace_E8 | F5 | Commercial | Retail | Existing | Space Heating | Natural Gas | Furnace | E8 | RIM BC Ratio | 0 | 0 | 0 | 0 | 0 | 0 | 0 | 0 | 0 | 0 | 0 | 0 | 0 | 0 | 0 | 0 | 0 | 0 | 0 | 0 | 0 | 0 | 0 | 0 | 0 | 0 | 0 | 0 | 0 | 0 | 0 | 0 | 0
F5_Commercial_Retail_Existing_Space Heating_Natural Gas_Furnace_E9 | F5 | Commercial | Retail | Existing | Space Heating | Natural Gas | Furnace | E9 | RIM BC Ratio | 0 | 0 | 0 | 0 | 0 | 0 | 0 | 0 | 0 | 0 | 0 | 0 | 0 | 0 | 0 | 0 | 0 | 0 | 0 | 0 | 0 | 0 | 0 | 0 | 0 | 0 | 0 | 0 | 0 | 0 | 0 | 0 | 0
F5_Commercial_Retail_Existing_Space Heating_Natural Gas_Furnace_E10 | F5 | Commercial | Retail | Existing | Space Heating | Natural Gas | Furnace | E10 | RIM BC Ratio | 0 | 0 | 0 | 0 | 0 | 0 | 0 | 0 | 0 | 0 | 0 | 0 | 0 | 0 | 0 | 0 | 0 | 0 | 0 | 0 | 0 | 0 | 0 | 0 | 0 | 0 | 0 | 0 | 0 | 0 | 0 | 0 | 0
F0_Commercial_Retail_Existing_Space Heating_Natural Gas_Boiler_E0 | F0 | Commercial | Retail | Existing | Space Heating | Natural Gas | Boiler | E0 | Economic Unit | TE 98% | TE 98% | TE 98% | TE 98% | TE 98% | TE 98% | TE 98% | TE 98% | TE 98% | TE 98% | TE 98% | TE 98% | TE 98% | TE 98% | TE 98% | TE 98% | TE 98% | TE 98% | TE 98% | TE 98% | TE 98% | TE 98% | TE 98% | TE 98% | TE 98% | TE 98% | TE 98% | TE 98% | TE 98% | TE 98% | TE 98% | TE 98% | TE 98%
F1_Commercial_Retail_Existing_Space Heating_Natural Gas_Boiler_E1 | F1 | Commercial | Retail | Existing | Space Heating | Natural Gas | Boiler | E1 | CCE | 0 | 0 | 0 | 0 | 0 | 0 | 0 | 0 | 0 | 0 | 0 | 0 | 0 | 0 | 0 | 0 | 0 | 0 | 0 | 0 | 0 | 0 | 0 | 0 | 0 | 0 | 0 | 0 | 0 | 0 | 0 | 0 | 0
F1_Commercial_Retail_Existing_Space Heating_Natural Gas_Boiler_E2 | F1 | Commercial | Retail | Existing | Space Heating | Natural Gas | Boiler | E2 | CCE | 0.16564 | 0.17149 | 0.15476 | 0.15851 | 0.15936 | 0 | 0 | 0 | 0 | 0 | 0 | 0 | 0 | 0 | 0 | 0 | 0 | 0 | 0 | 0 | 0 | 0 | 0 | 0 | 0 | 0 | 0 | 0 | 0 | 0 | 0 | 0 | 0
F1_Commercial_Retail_Existing_Space Heating_Natural Gas_Boiler_E3 | F1 | Commercial | Retail | Existing | Space Heating | Natural Gas | Boiler | E3 | CCE | 0.9813 | 1.016 | 0.91688 | 0.93907 | 0.94412 | 0 | 0 | 0 | 0 | 0 | 0 | 0 | 0 | 0 | 0 | 0 | 0 | 0 | 0 | 0 | 0 | 0 | 0 | 0 | 0 | 0 | 0 | 0 | 0 | 0 | 0 | 0 | 0
F1_Commercial_Retail_Existing_Space Heating_Natural Gas_Boiler_E4 | F1 | Commercial | Retail | Existing | Space Heating | Natural Gas | Boiler | E4 | CCE | 0.98948 | 1.0245 | 0.92453 | 0.9469 | 0.95199 | 0.99107 | 0.99646 | 1.0019 | 1.0074 | 1.013 | 1.0186 | 1.0243 | 1.0301 | 1.0359 | 1.0418 | 1.0477 | 1.0537 | 1.0598 | 1.066 | 1.0722 | 1.0785 | 1.0849 | 1.0914 | 1.0979 | 1.1045 | 1.1112 | 1.118 | 1.1248 | 1.1318 | 1.1388 | 1.1459 | 1.1531 | 1.1531
F1_Commercial_Retail_Existing_Space Heating_Natural Gas_Boiler_E5 | F1 | Commercial | Retail | Existing | Space Heating | Natural Gas | Boiler | E5 | CCE | 3.0478 | 3.1556 | 2.8478 | 2.9167 | 2.9324 | 4.2115 | 4.2344 | 4.2575 | 4.2809 | 4.3046 | 4.3285 | 4.3527 | 4.3772 | 4.4019 | 4.4269 | 4.4522 | 4.4778 | 4.5036 | 4.5299 | 4.5564 | 4.5832 | 4.6102 | 4.6377 | 4.6655 | 4.6936 | 4.7219 | 4.7508 | 4.7799 | 4.8094 | 4.8392 | 4.8695 | 4.9001 | 4.9001
F1_Commercial_Retail_Existing_Space Heating_Natural Gas_Boiler_E6 | F1 | Commercial | Retail | Existing | Space Heating | Natural Gas | Boiler | E6 | CCE | 0 | 0 | 0 | 0 | 0 | 0 | 0 | 0 | 0 | 0 | 0 | 0 | 0 | 0 | 0 | 0 | 0 | 0 | 0 | 0 | 0 | 0 | 0 | 0 | 0 | 0 | 0 | 0 | 0 | 0 | 0 | 0 | 0
F1_Commercial_Retail_Existing_Space Heating_Natural Gas_Boiler_E7 | F1 | Commercial | Retail | Existing | Space Heating | Natural Gas | Boiler | E7 | CCE | 0 | 0 | 0 | 0 | 0 | 0 | 0 | 0 | 0 | 0 | 0 | 0 | 0 | 0 | 0 | 0 | 0 | 0 | 0 | 0 | 0 | 0 | 0 | 0 | 0 | 0 | 0 | 0 | 0 | 0 | 0 | 0 | 0
F1_Commercial_Retail_Existing_Space Heating_Natural Gas_Boiler_E8 | F1 | Commercial | Retail | Existing | Space Heating | Natural Gas | Boiler | E8 | CCE | 0 | 0 | 0 | 0 | 0 | 0 | 0 | 0 | 0 | 0 | 0 | 0 | 0 | 0 | 0 | 0 | 0 | 0 | 0 | 0 | 0 | 0 | 0 | 0 | 0 | 0 | 0 | 0 | 0 | 0 | 0 | 0 | 0
F1_Commercial_Retail_Existing_Space Heating_Natural Gas_Boiler_E9 | F1 | Commercial | Retail | Existing | Space Heating | Natural Gas | Boiler | E9 | CCE | 0 | 0 | 0 | 0 | 0 | 0 | 0 | 0 | 0 | 0 | 0 | 0 | 0 | 0 | 0 | 0 | 0 | 0 | 0 | 0 | 0 | 0 | 0 | 0 | 0 | 0 | 0 | 0 | 0 | 0 | 0 | 0 | 0
F1_Commercial_Retail_Existing_Space Heating_Natural Gas_Boiler_E10 | F1 | Commercial | Retail | Existing | Space Heating | Natural Gas | Boiler | E10 | CCE | 0 | 0 | 0 | 0 | 0 | 0 | 0 | 0 | 0 | 0 | 0 | 0 | 0 | 0 | 0 | 0 | 0 | 0 | 0 | 0 | 0 | 0 | 0 | 0 | 0 | 0 | 0 | 0 | 0 | 0 | 0 | 0 | 0
F2_Commercial_Retail_Existing_Space Heating_Natural Gas_Boiler_E1 | F2 | Commercial | Retail | Existing | Space Heating | Natural Gas | Boiler | E1 | TRC BC Ratio | 1 | 1 | 1 | 1 | 1 | 0 | 0 | 0 | 0 | 0 | 0 | 0 | 0 | 0 | 0 | 0 | 0 | 0 | 0 | 0 | 0 | 0 | 0 | 0 | 0 | 0 | 0 | 0 | 0 | 0 | 0 | 0 | 0
F2_Commercial_Retail_Existing_Space Heating_Natural Gas_Boiler_E2 | F2 | Commercial | Retail | Existing | Space Heating | Natural Gas | Boiler | E2 | TRC BC Ratio | 13.1295 | 13.1256 | 13.1493 | 13.0913 | 13.0518 | 0 | 0 | 0 | 0 | 0 | 0 | 0 | 0 | 0 | 0 | 0 | 0 | 0 | 0 | 0 | 0 | 0 | 0 | 0 | 0 | 0 | 0 | 0 | 0 | 0 | 0 | 0 | 0
F2_Commercial_Retail_Existing_Space Heating_Natural Gas_Boiler_E3 | F2 | Commercial | Retail | Existing | Space Heating | Natural Gas | Boiler | E3 | TRC BC Ratio | 2.2162 | 2.2155 | 2.2195 | 2.2097 | 2.2031 | 1 | 1 | 1 | 1 | 1 | 1 | 1 | 1 | 1 | 1 | 1 | 1 | 1 | 1 | 1 | 1 | 1 | 1 | 1 | 1 | 1 | 1 | 1 | 1 | 1 | 1 | 1 | 1
F2_Commercial_Retail_Existing_Space Heating_Natural Gas_Boiler_E4 | F2 | Commercial | Retail | Existing | Space Heating | Natural Gas | Boiler | E4 | TRC BC Ratio | 2.1978 | 2.1972 | 2.2012 | 2.1914 | 2.1848 | 2.1081 | 2.1103 | 2.1114 | 2.1139 | 2.1159 | 2.1177 | 2.119 | 2.1207 | 2.1226 | 2.124 | 2.1254 | 2.1269 | 2.1287 | 2.1305 | 2.1327 | 2.1347 | 2.1367 | 2.1385 | 2.1405 | 2.1421 | 2.1435 | 2.1449 | 2.1464 | 2.1474 | 2.1484 | 2.1491 | 2.1499 | 2.1499
F2_Commercial_Retail_Existing_Space Heating_Natural Gas_Boiler_E5 | F2 | Commercial | Retail | Existing | Space Heating | Natural Gas | Boiler | E5 | TRC BC Ratio | 0.71353 | 0.71332 | 0.71461 | 0.71145 | 0.70931 | 0.4961 | 0.4966 | 0.49688 | 0.49746 | 0.49794 | 0.49835 | 0.49866 | 0.49906 | 0.4995 | 0.49983 | 0.50017 | 0.50051 | 0.50095 | 0.50136 | 0.50189 | 0.50234 | 0.50284 | 0.50324 | 0.50372 | 0.50409 | 0.50443 | 0.50476 | 0.50511 | 0.50533 | 0.50559 | 0.50573 | 0.50592 | 0.50592
F2_Commercial_Retail_Existing_Space Heating_Natural Gas_Boiler_E6 | F2 | Commercial | Retail | Existing | Space Heating | Natural Gas | Boiler | E6 | TRC BC Ratio | 0 | 0 | 0 | 0 | 0 | 0 | 0 | 0 | 0 | 0 | 0 | 0 | 0 | 0 | 0 | 0 | 0 | 0 | 0 | 0 | 0 | 0 | 0 | 0 | 0 | 0 | 0 | 0 | 0 | 0 | 0 | 0 | 0
F2_Commercial_Retail_Existing_Space Heating_Natural Gas_Boiler_E7 | F2 | Commercial | Retail | Existing | Space Heating | Natural Gas | Boiler | E7 | TRC BC Ratio | 0 | 0 | 0 | 0 | 0 | 0 | 0 | 0 | 0 | 0 | 0 | 0 | 0 | 0 | 0 | 0 | 0 | 0 | 0 | 0 | 0 | 0 | 0 | 0 | 0 | 0 | 0 | 0 | 0 | 0 | 0 | 0 | 0
F2_Commercial_Retail_Existing_Space Heating_Natural Gas_Boiler_E8 | F2 | Commercial | Retail | Existing | Space Heating | Natural Gas | Boiler | E8 | TRC BC Ratio | 0 | 0 | 0 | 0 | 0 | 0 | 0 | 0 | 0 | 0 | 0 | 0 | 0 | 0 | 0 | 0 | 0 | 0 | 0 | 0 | 0 | 0 | 0 | 0 | 0 | 0 | 0 | 0 | 0 | 0 | 0 | 0 | 0
F2_Commercial_Retail_Existing_Space Heating_Natural Gas_Boiler_E9 | F2 | Commercial | Retail | Existing | Space Heating | Natural Gas | Boiler | E9 | TRC BC Ratio | 0 | 0 | 0 | 0 | 0 | 0 | 0 | 0 | 0 | 0 | 0 | 0 | 0 | 0 | 0 | 0 | 0 | 0 | 0 | 0 | 0 | 0 | 0 | 0 | 0 | 0 | 0 | 0 | 0 | 0 | 0 | 0 | 0
F2_Commercial_Retail_Existing_Space Heating_Natural Gas_Boiler_E10 | F2 | Commercial | Retail | Existing | Space Heating | Natural Gas | Boiler | E10 | TRC BC Ratio | 0 | 0 | 0 | 0 | 0 | 0 | 0 | 0 | 0 | 0 | 0 | 0 | 0 | 0 | 0 | 0 | 0 | 0 | 0 | 0 | 0 | 0 | 0 | 0 | 0 | 0 | 0 | 0 | 0 | 0 | 0 | 0 | 0
F3_Commercial_Retail_Existing_Space Heating_Natural Gas_Boiler_E1 | F3 | Commercial | Retail | Existing | Space Heating | Natural Gas | Boiler | E1 | PACT BC Ratio | 1 | 1 | 1 | 1 | 1 | 0 | 0 | 0 | 0 | 0 | 0 | 0 | 0 | 0 | 0 | 0 | 0 | 0 | 0 | 0 | 0 | 0 | 0 | 0 | 0 | 0 | 0 | 0 | 0 | 0 | 0 | 0 | 0
F3_Commercial_Retail_Existing_Space Heating_Natural Gas_Boiler_E2 | F3 | Commercial | Retail | Existing | Space Heating | Natural Gas | Boiler | E2 | PACT BC Ratio | 17.506 | 17.5008 | 17.5324 | 17.455 | 17.4024 | 0 | 0 | 0 | 0 | 0 | 0 | 0 | 0 | 0 | 0 | 0 | 0 | 0 | 0 | 0 | 0 | 0 | 0 | 0 | 0 | 0 | 0 | 0 | 0 | 0 | 0 | 0 | 0
F3_Commercial_Retail_Existing_Space Heating_Natural Gas_Boiler_E3 | F3 | Commercial | Retail | Existing | Space Heating | Natural Gas | Boiler | E3 | PACT BC Ratio | 2.9549 | 2.954 | 2.9594 | 2.9463 | 2.9374 | 1 | 1 | 1 | 1 | 1 | 1 | 1 | 1 | 1 | 1 | 1 | 1 | 1 | 1 | 1 | 1 | 1 | 1 | 1 | 1 | 1 | 1 | 1 | 1 | 1 | 1 | 1 | 1
F3_Commercial_Retail_Existing_Space Heating_Natural Gas_Boiler_E4 | F3 | Commercial | Retail | Existing | Space Heating | Natural Gas | Boiler | E4 | PACT BC Ratio | 2.9305 | 2.9296 | 2.9349 | 2.9219 | 2.9131 | 2.8108 | 2.8137 | 2.8152 | 2.8185 | 2.8212 | 2.8236 | 2.8253 | 2.8276 | 2.8301 | 2.832 | 2.8339 | 2.8358 | 2.8383 | 2.8406 | 2.8436 | 2.8462 | 2.849 | 2.8513 | 2.854 | 2.8561 | 2.8581 | 2.8599 | 2.8619 | 2.8632 | 2.8646 | 2.8654 | 2.8665 | 2.8665
F3_Commercial_Retail_Existing_Space Heating_Natural Gas_Boiler_E5 | F3 | Commercial | Retail | Existing | Space Heating | Natural Gas | Boiler | E5 | PACT BC Ratio | 0.95138 | 0.9511 | 0.95281 | 0.9486 | 0.94575 | 0.66146 | 0.66214 | 0.6625 | 0.66328 | 0.66391 | 0.66446 | 0.66488 | 0.66541 | 0.66599 | 0.66644 | 0.66689 | 0.66735 | 0.66793 | 0.66848 | 0.66918 | 0.66979 | 0.67045 | 0.67099 | 0.67163 | 0.67212 | 0.67258 | 0.67301 | 0.67347 | 0.67378 | 0.67412 | 0.67431 | 0.67456 | 0.67456
F3_Commercial_Retail_Existing_Space Heating_Natural Gas_Boiler_E6 | F3 | Commercial | Retail | Existing | Space Heating | Natural Gas | Boiler | E6 | PACT BC Ratio | 0 | 0 | 0 | 0 | 0 | 0 | 0 | 0 | 0 | 0 | 0 | 0 | 0 | 0 | 0 | 0 | 0 | 0 | 0 | 0 | 0 | 0 | 0 | 0 | 0 | 0 | 0 | 0 | 0 | 0 | 0 | 0 | 0
F3_Commercial_Retail_Existing_Space Heating_Natural Gas_Boiler_E7 | F3 | Commercial | Retail | Existing | Space Heating | Natural Gas | Boiler | E7 | PACT BC Ratio | 0 | 0 | 0 | 0 | 0 | 0 | 0 | 0 | 0 | 0 | 0 | 0 | 0 | 0 | 0 | 0 | 0 | 0 | 0 | 0 | 0 | 0 | 0 | 0 | 0 | 0 | 0 | 0 | 0 | 0 | 0 | 0 | 0
F3_Commercial_Retail_Existing_Space Heating_Natural Gas_Boiler_E8 | F3 | Commercial | Retail | Existing | Space Heating | Natural Gas | Boiler | E8 | PACT BC Ratio | 0 | 0 | 0 | 0 | 0 | 0 | 0 | 0 | 0 | 0 | 0 | 0 | 0 | 0 | 0 | 0 | 0 | 0 | 0 | 0 | 0 | 0 | 0 | 0 | 0 | 0 | 0 | 0 | 0 | 0 | 0 | 0 | 0
F3_Commercial_Retail_Existing_Space Heating_Natural Gas_Boiler_E9 | F3 | Commercial | Retail | Existing | Space Heating | Natural Gas | Boiler | E9 | PACT BC Ratio | 0 | 0 | 0 | 0 | 0 | 0 | 0 | 0 | 0 | 0 | 0 | 0 | 0 | 0 | 0 | 0 | 0 | 0 | 0 | 0 | 0 | 0 | 0 | 0 | 0 | 0 | 0 | 0 | 0 | 0 | 0 | 0 | 0
F3_Commercial_Retail_Existing_Space Heating_Natural Gas_Boiler_E10 | F3 | Commercial | Retail | Existing | Space Heating | Natural Gas | Boiler | E10 | PACT BC Ratio | 0 | 0 | 0 | 0 | 0 | 0 | 0 | 0 | 0 | 0 | 0 | 0 | 0 | 0 | 0 | 0 | 0 | 0 | 0 | 0 | 0 | 0 | 0 | 0 | 0 | 0 | 0 | 0 | 0 | 0 | 0 | 0 | 0
F4_Commercial_Retail_Existing_Space Heating_Natural Gas_Boiler_E1 | F4 | Commercial | Retail | Existing | Space Heating | Natural Gas | Boiler | E1 | RVT BC Ratio | 1 | 1 | 1 | 1 | 1 | 0 | 0 | 0 | 0 | 0 | 0 | 0 | 0 | 0 | 0 | 0 | 0 | 0 | 0 | 0 | 0 | 0 | 0 | 0 | 0 | 0 | 0 | 0 | 0 | 0 | 0 | 0 | 0
F4_Commercial_Retail_Existing_Space Heating_Natural Gas_Boiler_E2 | F4 | Commercial | Retail | Existing | Space Heating | Natural Gas | Boiler | E2 | RVT BC Ratio | 19.576 | 19.5704 | 19.6045 | 19.521 | 19.4643 | 0 | 0 | 0 | 0 | 0 | 0 | 0 | 0 | 0 | 0 | 0 | 0 | 0 | 0 | 0 | 0 | 0 | 0 | 0 | 0 | 0 | 0 | 0 | 0 | 0 | 0 | 0 | 0
F4_Commercial_Retail_Existing_Space Heating_Natural Gas_Boiler_E3 | F4 | Commercial | Retail | Existing | Space Heating | Natural Gas | Boiler | E3 | RVT BC Ratio | 3.8861 | 3.8852 | 3.891 | 3.8769 | 3.8673 | 1 | 1 | 1 | 1 | 1 | 1 | 1 | 1 | 1 | 1 | 1 | 1 | 1 | 1 | 1 | 1 | 1 | 1 | 1 | 1 | 1 | 1 | 1 | 1 | 1 | 1 | 1 | 1
F4_Commercial_Retail_Existing_Space Heating_Natural Gas_Boiler_E4 | F4 | Commercial | Retail | Existing | Space Heating | Natural Gas | Boiler | E4 | RVT BC Ratio | 3.8598 | 3.8589 | 3.8646 | 3.8506 | 3.8411 | 3.7308 | 3.7339 | 3.7356 | 3.7391 | 3.742 | 3.7445 | 3.7465 | 3.7489 | 3.7516 | 3.7536 | 3.7557 | 3.7577 | 3.7604 | 3.7629 | 3.7662 | 3.769 | 3.772 | 3.7744 | 3.7774 | 3.7796 | 3.7817 | 3.7837 | 3.7858 | 3.7872 | 3.7888 | 3.7897 | 3.7908 | 3.7908
F4_Commercial_Retail_Existing_Space Heating_Natural Gas_Boiler_E5 | F4 | Commercial | Retail | Existing | Space Heating | Natural Gas | Boiler | E5 | RVT BC Ratio | 1.7258 | 1.7255 | 1.7274 | 1.7228 | 1.7198 | 1.4132 | 1.414 | 1.4144 | 1.4152 | 1.4159 | 1.4165 | 1.4169 | 1.4175 | 1.4181 | 1.4186 | 1.4191 | 1.4196 | 1.4202 | 1.4208 | 1.4216 | 1.4222 | 1.4229 | 1.4235 | 1.4242 | 1.4247 | 1.4252 | 1.4257 | 1.4262 | 1.4265 | 1.4269 | 1.4271 | 1.4274 | 1.4274
F4_Commercial_Retail_Existing_Space Heating_Natural Gas_Boiler_E6 | F4 | Commercial | Retail | Existing | Space Heating | Natural Gas | Boiler | E6 | RVT BC Ratio | 0 | 0 | 0 | 0 | 0 | 0 | 0 | 0 | 0 | 0 | 0 | 0 | 0 | 0 | 0 | 0 | 0 | 0 | 0 | 0 | 0 | 0 | 0 | 0 | 0 | 0 | 0 | 0 | 0 | 0 | 0 | 0 | 0
F4_Commercial_Retail_Existing_Space Heating_Natural Gas_Boiler_E7 | F4 | Commercial | Retail | Existing | Space Heating | Natural Gas | Boiler | E7 | RVT BC Ratio | 0 | 0 | 0 | 0 | 0 | 0 | 0 | 0 | 0 | 0 | 0 | 0 | 0 | 0 | 0 | 0 | 0 | 0 | 0 | 0 | 0 | 0 | 0 | 0 | 0 | 0 | 0 | 0 | 0 | 0 | 0 | 0 | 0
F4_Commercial_Retail_Existing_Space Heating_Natural Gas_Boiler_E8 | F4 | Commercial | Retail | Existing | Space Heating | Natural Gas | Boiler | E8 | RVT BC Ratio | 0 | 0 | 0 | 0 | 0 | 0 | 0 | 0 | 0 | 0 | 0 | 0 | 0 | 0 | 0 | 0 | 0 | 0 | 0 | 0 | 0 | 0 | 0 | 0 | 0 | 0 | 0 | 0 | 0 | 0 | 0 | 0 | 0
F4_Commercial_Retail_Existing_Space Heating_Natural Gas_Boiler_E9 | F4 | Commercial | Retail | Existing | Space Heating | Natural Gas | Boiler | E9 | RVT BC Ratio | 0 | 0 | 0 | 0 | 0 | 0 | 0 | 0 | 0 | 0 | 0 | 0 | 0 | 0 | 0 | 0 | 0 | 0 | 0 | 0 | 0 | 0 | 0 | 0 | 0 | 0 | 0 | 0 | 0 | 0 | 0 | 0 | 0
F4_Commercial_Retail_Existing_Space Heating_Natural Gas_Boiler_E10 | F4 | Commercial | Retail | Existing | Space Heating | Natural Gas | Boiler | E10 | RVT BC Ratio | 0 | 0 | 0 | 0 | 0 | 0 | 0 | 0 | 0 | 0 | 0 | 0 | 0 | 0 | 0 | 0 | 0 | 0 | 0 | 0 | 0 | 0 | 0 | 0 | 0 | 0 | 0 | 0 | 0 | 0 | 0 | 0 | 0
F5_Commercial_Retail_Existing_Space Heating_Natural Gas_Boiler_E1 | F5 | Commercial | Retail | Existing | Space Heating | Natural Gas | Boiler | E1 | RIM BC Ratio | 1 | 1 | 1 | 1 | 1 | 0 | 0 | 0 | 0 | 0 | 0 | 0 | 0 | 0 | 0 | 0 | 0 | 0 | 0 | 0 | 0 | 0 | 0 | 0 | 0 | 0 | 0 | 0 | 0 | 0 | 0 | 0 | 0
F5_Commercial_Retail_Existing_Space Heating_Natural Gas_Boiler_E2 | F5 | Commercial | Retail | Existing | Space Heating | Natural Gas | Boiler | E2 | RIM BC Ratio | 0.79669 | 0.79668 | 0.79675 | 0.79659 | 0.79648 | 0 | 0 | 0 | 0 | 0 | 0 | 0 | 0 | 0 | 0 | 0 | 0 | 0 | 0 | 0 | 0 | 0 | 0 | 0 | 0 | 0 | 0 | 0 | 0 | 0 | 0 | 0 | 0
F5_Commercial_Retail_Existing_Space Heating_Natural Gas_Boiler_E3 | F5 | Commercial | Retail | Existing | Space Heating | Natural Gas | Boiler | E3 | RIM BC Ratio | 0.65084 | 0.65079 | 0.65105 | 0.65042 | 0.64998 | 1 | 1 | 1 | 1 | 1 | 1 | 1 | 1 | 1 | 1 | 1 | 1 | 1 | 1 | 1 | 1 | 1 | 1 | 1 | 1 | 1 | 1 | 1 | 1 | 1 | 1 | 1 | 1
F5_Commercial_Retail_Existing_Space Heating_Natural Gas_Boiler_E4 | F5 | Commercial | Retail | Existing | Space Heating | Natural Gas | Boiler | E4 | RIM BC Ratio | 0.64964 | 0.6496 | 0.64986 | 0.64922 | 0.64879 | 0.64357 | 0.64372 | 0.6438 | 0.64397 | 0.64411 | 0.64424 | 0.64433 | 0.64445 | 0.64457 | 0.64467 | 0.64477 | 0.64487 | 0.645 | 0.64512 | 0.64527 | 0.64541 | 0.64555 | 0.64567 | 0.64581 | 0.64592 | 0.64601 | 0.64611 | 0.64621 | 0.64627 | 0.64635 | 0.64639 | 0.64644 | 0.64644
F5_Commercial_Retail_Existing_Space Heating_Natural Gas_Boiler_E5 | F5 | Commercial | Retail | Existing | Space Heating | Natural Gas | Boiler | E5 | RIM BC Ratio | 0.44461 | 0.44455 | 0.44492 | 0.444 | 0.44337 | 0.36902 | 0.36923 | 0.36935 | 0.36959 | 0.36978 | 0.36995 | 0.37008 | 0.37025 | 0.37043 | 0.37057 | 0.37071 | 0.37085 | 0.37103 | 0.3712 | 0.37141 | 0.3716 | 0.3718 | 0.37197 | 0.37216 | 0.37232 | 0.37246 | 0.37259 | 0.37273 | 0.37282 | 0.37293 | 0.37299 | 0.37306 | 0.37306
F5_Commercial_Retail_Existing_Space Heating_Natural Gas_Boiler_E6 | F5 | Commercial | Retail | Existing | Space Heating | Natural Gas | Boiler | E6 | RIM BC Ratio | 0 | 0 | 0 | 0 | 0 | 0 | 0 | 0 | 0 | 0 | 0 | 0 | 0 | 0 | 0 | 0 | 0 | 0 | 0 | 0 | 0 | 0 | 0 | 0 | 0 | 0 | 0 | 0 | 0 | 0 | 0 | 0 | 0
F5_Commercial_Retail_Existing_Space Heating_Natural Gas_Boiler_E7 | F5 | Commercial | Retail | Existing | Space Heating | Natural Gas | Boiler | E7 | RIM BC Ratio | 0 | 0 | 0 | 0 | 0 | 0 | 0 | 0 | 0 | 0 | 0 | 0 | 0 | 0 | 0 | 0 | 0 | 0 | 0 | 0 | 0 | 0 | 0 | 0 | 0 | 0 | 0 | 0 | 0 | 0 | 0 | 0 | 0
F5_Commercial_Retail_Existing_Space Heating_Natural Gas_Boiler_E8 | F5 | Commercial | Retail | Existing | Space Heating | Natural Gas | Boiler | E8 | RIM BC Ratio | 0 | 0 | 0 | 0 | 0 | 0 | 0 | 0 | 0 | 0 | 0 | 0 | 0 | 0 | 0 | 0 | 0 | 0 | 0 | 0 | 0 | 0 | 0 | 0 | 0 | 0 | 0 | 0 | 0 | 0 | 0 | 0 | 0
F5_Commercial_Retail_Existing_Space Heating_Natural Gas_Boiler_E9 | F5 | Commercial | Retail | Existing | Space Heating | Natural Gas | Boiler | E9 | RIM BC Ratio | 0 | 0 | 0 | 0 | 0 | 0 | 0 | 0 | 0 | 0 | 0 | 0 | 0 | 0 | 0 | 0 | 0 | 0 | 0 | 0 | 0 | 0 | 0 | 0 | 0 | 0 | 0 | 0 | 0 | 0 | 0 | 0 | 0
F5_Commercial_Retail_Existing_Space Heating_Natural Gas_Boiler_E10 | F5 | Commercial | Retail | Existing | Space Heating | Natural Gas | Boiler | E10 | RIM BC Ratio | 0 | 0 | 0 | 0 | 0 | 0 | 0 | 0 | 0 | 0 | 0 | 0 | 0 | 0 | 0 | 0 | 0 | 0 | 0 | 0 | 0 | 0 | 0 | 0 | 0 | 0 | 0 | 0 | 0 | 0 | 0 | 0 | 0
F0_Commercial_Retail_Existing_Space Heating_Natural Gas_Unit Heater_E0 | F0 | Commercial | Retail | Existing | Space Heating | Natural Gas | Unit Heater | E0 | Economic Unit | Infrared Radiant | Infrared Radiant | Infrared Radiant | Infrared Radiant | Infrared Radiant | Infrared Radiant | Infrared Radiant | Infrared Radiant | Infrared Radiant | Infrared Radiant | Infrared Radiant | Infrared Radiant | Infrared Radiant | Infrared Radiant | Infrared Radiant | Infrared Radiant | Infrared Radiant | Infrared Radiant | Infrared Radiant | Infrared Radiant | Infrared Radiant | Infrared Radiant | Infrared Radiant | Infrared Radiant | Infrared Radiant | Infrared Radiant | Infrared Radiant | Infrared Radiant | Infrared Radiant | Infrared Radiant | Infrared Radiant | Infrared Radiant | Infrared Radiant
F1_Commercial_Retail_Existing_Space Heating_Natural Gas_Unit Heater_E1 | F1 | Commercial | Retail | Existing | Space Heating | Natural Gas | Unit Heater | E1 | CCE | 0 | 0 | 0 | 0 | 0 | 0 | 0 | 0 | 0 | 0 | 0 | 0 | 0 | 0 | 0 | 0 | 0 | 0 | 0 | 0 | 0 | 0 | 0 | 0 | 0 | 0 | 0 | 0 | 0 | 0 | 0 | 0 | 0
F1_Commercial_Retail_Existing_Space Heating_Natural Gas_Unit Heater_E2 | F1 | Commercial | Retail | Existing | Space Heating | Natural Gas | Unit Heater | E2 | CCE | 2.2519 | 2.3315 | 2.1041 | 2.155 | 2.1666 | 0 | 0 | 0 | 0 | 0 | 0 | 0 | 0 | 0 | 0 | 0 | 0 | 0 | 0 | 0 | 0 | 0 | 0 | 0 | 0 | 0 | 0 | 0 | 0 | 0 | 0 | 0 | 0
F1_Commercial_Retail_Existing_Space Heating_Natural Gas_Unit Heater_E3 | F1 | Commercial | Retail | Existing | Space Heating | Natural Gas | Unit Heater | E3 | CCE | 0.17557 | 0.18177 | 0.16404 | 0.16801 | 0.16892 | -1.4689 | -1.4769 | -1.4849 | -1.4931 | -1.5013 | -1.5097 | -1.5181 | -1.5267 | -1.5353 | -1.544 | -1.5528 | -1.5618 | -1.5708 | -1.5799 | -1.5892 | -1.5985 | -1.6079 | -1.6175 | -1.6272 | -1.637 | -1.6469 | -1.657 | -1.6671 | -1.6774 | -1.6878 | -1.6984 | -1.709 | -1.709
F1_Commercial_Retail_Existing_Space Heating_Natural Gas_Unit Heater_E4 | F1 | Commercial | Retail | Existing | Space Heating | Natural Gas | Unit Heater | E4 | CCE | 0 | 0 | 0 | 0 | 0 | 0 | 0 | 0 | 0 | 0 | 0 | 0 | 0 | 0 | 0 | 0 | 0 | 0 | 0 | 0 | 0 | 0 | 0 | 0 | 0 | 0 | 0 | 0 | 0 | 0 | 0 | 0 | 0
F1_Commercial_Retail_Existing_Space Heating_Natural Gas_Unit Heater_E5 | F1 | Commercial | Retail | Existing | Space Heating | Natural Gas | Unit Heater | E5 | CCE | 0 | 0 | 0 | 0 | 0 | 0 | 0 | 0 | 0 | 0 | 0 | 0 | 0 | 0 | 0 | 0 | 0 | 0 | 0 | 0 | 0 | 0 | 0 | 0 | 0 | 0 | 0 | 0 | 0 | 0 | 0 | 0 | 0
F1_Commercial_Retail_Existing_Space Heating_Natural Gas_Unit Heater_E6 | F1 | Commercial | Retail | Existing | Space Heating | Natural Gas | Unit Heater | E6 | CCE | 0 | 0 | 0 | 0 | 0 | 0 | 0 | 0 | 0 | 0 | 0 | 0 | 0 | 0 | 0 | 0 | 0 | 0 | 0 | 0 | 0 | 0 | 0 | 0 | 0 | 0 | 0 | 0 | 0 | 0 | 0 | 0 | 0
F1_Commercial_Retail_Existing_Space Heating_Natural Gas_Unit Heater_E7 | F1 | Commercial | Retail | Existing | Space Heating | Natural Gas | Unit Heater | E7 | CCE | 0 | 0 | 0 | 0 | 0 | 0 | 0 | 0 | 0 | 0 | 0 | 0 | 0 | 0 | 0 | 0 | 0 | 0 | 0 | 0 | 0 | 0 | 0 | 0 | 0 | 0 | 0 | 0 | 0 | 0 | 0 | 0 | 0
F1_Commercial_Retail_Existing_Space Heating_Natural Gas_Unit Heater_E8 | F1 | Commercial | Retail | Existing | Space Heating | Natural Gas | Unit Heater | E8 | CCE | 0 | 0 | 0 | 0 | 0 | 0 | 0 | 0 | 0 | 0 | 0 | 0 | 0 | 0 | 0 | 0 | 0 | 0 | 0 | 0 | 0 | 0 | 0 | 0 | 0 | 0 | 0 | 0 | 0 | 0 | 0 | 0 | 0
F1_Commercial_Retail_Existing_Space Heating_Natural Gas_Unit Heater_E9 | F1 | Commercial | Retail | Existing | Space Heating | Natural Gas | Unit Heater | E9 | CCE | 0 | 0 | 0 | 0 | 0 | 0 | 0 | 0 | 0 | 0 | 0 | 0 | 0 | 0 | 0 | 0 | 0 | 0 | 0 | 0 | 0 | 0 | 0 | 0 | 0 | 0 | 0 | 0 | 0 | 0 | 0 | 0 | 0
F1_Commercial_Retail_Existing_Space Heating_Natural Gas_Unit Heater_E10 | F1 | Commercial | Retail | Existing | Space Heating | Natural Gas | Unit Heater | E10 | CCE | 0 | 0 | 0 | 0 | 0 | 0 | 0 | 0 | 0 | 0 | 0 | 0 | 0 | 0 | 0 | 0 | 0 | 0 | 0 | 0 | 0 | 0 | 0 | 0 | 0 | 0 | 0 | 0 | 0 | 0 | 0 | 0 | 0
F2_Commercial_Retail_Existing_Space Heating_Natural Gas_Unit Heater_E1 | F2 | Commercial | Retail | Existing | Space Heating | Natural Gas | Unit Heater | E1 | TRC BC Ratio | 1 | 1 | 1 | 1 | 1 | 0 | 0 | 0 | 0 | 0 | 0 | 0 | 0 | 0 | 0 | 0 | 0 | 0 | 0 | 0 | 0 | 0 | 0 | 0 | 0 | 0 | 0 | 0 | 0 | 0 | 0 | 0 | 0
F2_Commercial_Retail_Existing_Space Heating_Natural Gas_Unit Heater_E2 | F2 | Commercial | Retail | Existing | Space Heating | Natural Gas | Unit Heater | E2 | TRC BC Ratio | 0.97102 | 0.97017 | 0.97275 | 0.96494 | 0.9594 | 1 | 1 | 1 | 1 | 1 | 1 | 1 | 1 | 1 | 1 | 1 | 1 | 1 | 1 | 1 | 1 | 1 | 1 | 1 | 1 | 1 | 1 | 1 | 1 | 1 | 1 | 1 | 1
F2_Commercial_Retail_Existing_Space Heating_Natural Gas_Unit Heater_E3 | F2 | Commercial | Retail | Existing | Space Heating | Natural Gas | Unit Heater | E3 | TRC BC Ratio | 12.4546 | 12.4437 | 12.4768 | 12.3766 | 12.3055 | 1 | 1 | 1 | 1 | 1 | 1 | 1 | 1 | 1 | 1 | 1 | 1 | 1 | 1 | 1 | 1 | 1 | 1 | 1 | 1 | 1 | 1 | 1 | 1 | 1 | 1 | 1 | 1
F2_Commercial_Retail_Existing_Space Heating_Natural Gas_Unit Heater_E4 | F2 | Commercial | Retail | Existing | Space Heating | Natural Gas | Unit Heater | E4 | TRC BC Ratio | 0 | 0 | 0 | 0 | 0 | 0 | 0 | 0 | 0 | 0 | 0 | 0 | 0 | 0 | 0 | 0 | 0 | 0 | 0 | 0 | 0 | 0 | 0 | 0 | 0 | 0 | 0 | 0 | 0 | 0 | 0 | 0 | 0
F2_Commercial_Retail_Existing_Space Heating_Natural Gas_Unit Heater_E5 | F2 | Commercial | Retail | Existing | Space Heating | Natural Gas | Unit Heater | E5 | TRC BC Ratio | 0 | 0 | 0 | 0 | 0 | 0 | 0 | 0 | 0 | 0 | 0 | 0 | 0 | 0 | 0 | 0 | 0 | 0 | 0 | 0 | 0 | 0 | 0 | 0 | 0 | 0 | 0 | 0 | 0 | 0 | 0 | 0 | 0
F2_Commercial_Retail_Existing_Space Heating_Natural Gas_Unit Heater_E6 | F2 | Commercial | Retail | Existing | Space Heating | Natural Gas | Unit Heater | E6 | TRC BC Ratio | 0 | 0 | 0 | 0 | 0 | 0 | 0 | 0 | 0 | 0 | 0 | 0 | 0 | 0 | 0 | 0 | 0 | 0 | 0 | 0 | 0 | 0 | 0 | 0 | 0 | 0 | 0 | 0 | 0 | 0 | 0 | 0 | 0
F2_Commercial_Retail_Existing_Space Heating_Natural Gas_Unit Heater_E7 | F2 | Commercial | Retail | Existing | Space Heating | Natural Gas | Unit Heater | E7 | TRC BC Ratio | 0 | 0 | 0 | 0 | 0 | 0 | 0 | 0 | 0 | 0 | 0 | 0 | 0 | 0 | 0 | 0 | 0 | 0 | 0 | 0 | 0 | 0 | 0 | 0 | 0 | 0 | 0 | 0 | 0 | 0 | 0 | 0 | 0
F2_Commercial_Retail_Existing_Space Heating_Natural Gas_Unit Heater_E8 | F2 | Commercial | Retail | Existing | Space Heating | Natural Gas | Unit Heater | E8 | TRC BC Ratio | 0 | 0 | 0 | 0 | 0 | 0 | 0 | 0 | 0 | 0 | 0 | 0 | 0 | 0 | 0 | 0 | 0 | 0 | 0 | 0 | 0 | 0 | 0 | 0 | 0 | 0 | 0 | 0 | 0 | 0 | 0 | 0 | 0
F2_Commercial_Retail_Existing_Space Heating_Natural Gas_Unit Heater_E9 | F2 | Commercial | Retail | Existing | Space Heating | Natural Gas | Unit Heater | E9 | TRC BC Ratio | 0 | 0 | 0 | 0 | 0 | 0 | 0 | 0 | 0 | 0 | 0 | 0 | 0 | 0 | 0 | 0 | 0 | 0 | 0 | 0 | 0 | 0 | 0 | 0 | 0 | 0 | 0 | 0 | 0 | 0 | 0 | 0 | 0
F2_Commercial_Retail_Existing_Space Heating_Natural Gas_Unit Heater_E10 | F2 | Commercial | Retail | Existing | Space Heating | Natural Gas | Unit Heater | E10 | TRC BC Ratio | 0 | 0 | 0 | 0 | 0 | 0 | 0 | 0 | 0 | 0 | 0 | 0 | 0 | 0 | 0 | 0 | 0 | 0 | 0 | 0 | 0 | 0 | 0 | 0 | 0 | 0 | 0 | 0 | 0 | 0 | 0 | 0 | 0
F3_Commercial_Retail_Existing_Space Heating_Natural Gas_Unit Heater_E1 | F3 | Commercial | Retail | Existing | Space Heating | Natural Gas | Unit Heater | E1 | PACT BC Ratio | 1 | 1 | 1 | 1 | 1 | 0 | 0 | 0 | 0 | 0 | 0 | 0 | 0 | 0 | 0 | 0 | 0 | 0 | 0 | 0 | 0 | 0 | 0 | 0 | 0 | 0 | 0 | 0 | 0 | 0 | 0 | 0 | 0
F3_Commercial_Retail_Existing_Space Heating_Natural Gas_Unit Heater_E2 | F3 | Commercial | Retail | Existing | Space Heating | Natural Gas | Unit Heater | E2 | PACT BC Ratio | 1.2947 | 1.2936 | 1.297 | 1.2866 | 1.2792 | 1 | 1 | 1 | 1 | 1 | 1 | 1 | 1 | 1 | 1 | 1 | 1 | 1 | 1 | 1 | 1 | 1 | 1 | 1 | 1 | 1 | 1 | 1 | 1 | 1 | 1 | 1 | 1
F3_Commercial_Retail_Existing_Space Heating_Natural Gas_Unit Heater_E3 | F3 | Commercial | Retail | Existing | Space Heating | Natural Gas | Unit Heater | E3 | PACT BC Ratio | 16.6062 | 16.5916 | 16.6357 | 16.5021 | 16.4073 | 1 | 1 | 1 | 1 | 1 | 1 | 1 | 1 | 1 | 1 | 1 | 1 | 1 | 1 | 1 | 1 | 1 | 1 | 1 | 1 | 1 | 1 | 1 | 1 | 1 | 1 | 1 | 1
F3_Commercial_Retail_Existing_Space Heating_Natural Gas_Unit Heater_E4 | F3 | Commercial | Retail | Existing | Space Heating | Natural Gas | Unit Heater | E4 | PACT BC Ratio | 0 | 0 | 0 | 0 | 0 | 0 | 0 | 0 | 0 | 0 | 0 | 0 | 0 | 0 | 0 | 0 | 0 | 0 | 0 | 0 | 0 | 0 | 0 | 0 | 0 | 0 | 0 | 0 | 0 | 0 | 0 | 0 | 0
F3_Commercial_Retail_Existing_Space Heating_Natural Gas_Unit Heater_E5 | F3 | Commercial | Retail | Existing | Space Heating | Natural Gas | Unit Heater | E5 | PACT BC Ratio | 0 | 0 | 0 | 0 | 0 | 0 | 0 | 0 | 0 | 0 | 0 | 0 | 0 | 0 | 0 | 0 | 0 | 0 | 0 | 0 | 0 | 0 | 0 | 0 | 0 | 0 | 0 | 0 | 0 | 0 | 0 | 0 | 0
F3_Commercial_Retail_Existing_Space Heating_Natural Gas_Unit Heater_E6 | F3 | Commercial | Retail | Existing | Space Heating | Natural Gas | Unit Heater | E6 | PACT BC Ratio | 0 | 0 | 0 | 0 | 0 | 0 | 0 | 0 | 0 | 0 | 0 | 0 | 0 | 0 | 0 | 0 | 0 | 0 | 0 | 0 | 0 | 0 | 0 | 0 | 0 | 0 | 0 | 0 | 0 | 0 | 0 | 0 | 0
F3_Commercial_Retail_Existing_Space Heating_Natural Gas_Unit Heater_E7 | F3 | Commercial | Retail | Existing | Space Heating | Natural Gas | Unit Heater | E7 | PACT BC Ratio | 0 | 0 | 0 | 0 | 0 | 0 | 0 | 0 | 0 | 0 | 0 | 0 | 0 | 0 | 0 | 0 | 0 | 0 | 0 | 0 | 0 | 0 | 0 | 0 | 0 | 0 | 0 | 0 | 0 | 0 | 0 | 0 | 0
F3_Commercial_Retail_Existing_Space Heating_Natural Gas_Unit Heater_E8 | F3 | Commercial | Retail | Existing | Space Heating | Natural Gas | Unit Heater | E8 | PACT BC Ratio | 0 | 0 | 0 | 0 | 0 | 0 | 0 | 0 | 0 | 0 | 0 | 0 | 0 | 0 | 0 | 0 | 0 | 0 | 0 | 0 | 0 | 0 | 0 | 0 | 0 | 0 | 0 | 0 | 0 | 0 | 0 | 0 | 0
F3_Commercial_Retail_Existing_Space Heating_Natural Gas_Unit Heater_E9 | F3 | Commercial | Retail | Existing | Space Heating | Natural Gas | Unit Heater | E9 | PACT BC Ratio | 0 | 0 | 0 | 0 | 0 | 0 | 0 | 0 | 0 | 0 | 0 | 0 | 0 | 0 | 0 | 0 | 0 | 0 | 0 | 0 | 0 | 0 | 0 | 0 | 0 | 0 | 0 | 0 | 0 | 0 | 0 | 0 | 0
F3_Commercial_Retail_Existing_Space Heating_Natural Gas_Unit Heater_E10 | F3 | Commercial | Retail | Existing | Space Heating | Natural Gas | Unit Heater | E10 | PACT BC Ratio | 0 | 0 | 0 | 0 | 0 | 0 | 0 | 0 | 0 | 0 | 0 | 0 | 0 | 0 | 0 | 0 | 0 | 0 | 0 | 0 | 0 | 0 | 0 | 0 | 0 | 0 | 0 | 0 | 0 | 0 | 0 | 0 | 0
F4_Commercial_Retail_Existing_Space Heating_Natural Gas_Unit Heater_E1 | F4 | Commercial | Retail | Existing | Space Heating | Natural Gas | Unit Heater | E1 | RVT BC Ratio | 1 | 1 | 1 | 1 | 1 | 0 | 0 | 0 | 0 | 0 | 0 | 0 | 0 | 0 | 0 | 0 | 0 | 0 | 0 | 0 | 0 | 0 | 0 | 0 | 0 | 0 | 0 | 0 | 0 | 0 | 0 | 0 | 0
F4_Commercial_Retail_Existing_Space Heating_Natural Gas_Unit Heater_E2 | F4 | Commercial | Retail | Existing | Space Heating | Natural Gas | Unit Heater | E2 | RVT BC Ratio | 2.096 | 2.0948 | 2.0985 | 2.0873 | 2.0793 | 1 | 1 | 1 | 1 | 1 | 1 | 1 | 1 | 1 | 1 | 1 | 1 | 1 | 1 | 1 | 1 | 1 | 1 | 1 | 1 | 1 | 1 | 1 | 1 | 1 | 1 | 1 | 1
F4_Commercial_Retail_Existing_Space Heating_Natural Gas_Unit Heater_E3 | F4 | Commercial | Retail | Existing | Space Heating | Natural Gas | Unit Heater | E3 | RVT BC Ratio | 18.6057 | 18.59 | 18.6376 | 18.4936 | 18.3913 | 1 | 1 | 1 | 1 | 1 | 1 | 1 | 1 | 1 | 1 | 1 | 1 | 1 | 1 | 1 | 1 | 1 | 1 | 1 | 1 | 1 | 1 | 1 | 1 | 1 | 1 | 1 | 1
F4_Commercial_Retail_Existing_Space Heating_Natural Gas_Unit Heater_E4 | F4 | Commercial | Retail | Existing | Space Heating | Natural Gas | Unit Heater | E4 | RVT BC Ratio | 0 | 0 | 0 | 0 | 0 | 0 | 0 | 0 | 0 | 0 | 0 | 0 | 0 | 0 | 0 | 0 | 0 | 0 | 0 | 0 | 0 | 0 | 0 | 0 | 0 | 0 | 0 | 0 | 0 | 0 | 0 | 0 | 0
F4_Commercial_Retail_Existing_Space Heating_Natural Gas_Unit Heater_E5 | F4 | Commercial | Retail | Existing | Space Heating | Natural Gas | Unit Heater | E5 | RVT BC Ratio | 0 | 0 | 0 | 0 | 0 | 0 | 0 | 0 | 0 | 0 | 0 | 0 | 0 | 0 | 0 | 0 | 0 | 0 | 0 | 0 | 0 | 0 | 0 | 0 | 0 | 0 | 0 | 0 | 0 | 0 | 0 | 0 | 0
F4_Commercial_Retail_Existing_Space Heating_Natural Gas_Unit Heater_E6 | F4 | Commercial | Retail | Existing | Space Heating | Natural Gas | Unit Heater | E6 | RVT BC Ratio | 0 | 0 | 0 | 0 | 0 | 0 | 0 | 0 | 0 | 0 | 0 | 0 | 0 | 0 | 0 | 0 | 0 | 0 | 0 | 0 | 0 | 0 | 0 | 0 | 0 | 0 | 0 | 0 | 0 | 0 | 0 | 0 | 0
F4_Commercial_Retail_Existing_Space Heating_Natural Gas_Unit Heater_E7 | F4 | Commercial | Retail | Existing | Space Heating | Natural Gas | Unit Heater | E7 | RVT BC Ratio | 0 | 0 | 0 | 0 | 0 | 0 | 0 | 0 | 0 | 0 | 0 | 0 | 0 | 0 | 0 | 0 | 0 | 0 | 0 | 0 | 0 | 0 | 0 | 0 | 0 | 0 | 0 | 0 | 0 | 0 | 0 | 0 | 0
F4_Commercial_Retail_Existing_Space Heating_Natural Gas_Unit Heater_E8 | F4 | Commercial | Retail | Existing | Space Heating | Natural Gas | Unit Heater | E8 | RVT BC Ratio | 0 | 0 | 0 | 0 | 0 | 0 | 0 | 0 | 0 | 0 | 0 | 0 | 0 | 0 | 0 | 0 | 0 | 0 | 0 | 0 | 0 | 0 | 0 | 0 | 0 | 0 | 0 | 0 | 0 | 0 | 0 | 0 | 0
F4_Commercial_Retail_Existing_Space Heating_Natural Gas_Unit Heater_E9 | F4 | Commercial | Retail | Existing | Space Heating | Natural Gas | Unit Heater | E9 | RVT BC Ratio | 0 | 0 | 0 | 0 | 0 | 0 | 0 | 0 | 0 | 0 | 0 | 0 | 0 | 0 | 0 | 0 | 0 | 0 | 0 | 0 | 0 | 0 | 0 | 0 | 0 | 0 | 0 | 0 | 0 | 0 | 0 | 0 | 0
F4_Commercial_Retail_Existing_Space Heating_Natural Gas_Unit Heater_E10 | F4 | Commercial | Retail | Existing | Space Heating | Natural Gas | Unit Heater | E10 | RVT BC Ratio | 0 | 0 | 0 | 0 | 0 | 0 | 0 | 0 | 0 | 0 | 0 | 0 | 0 | 0 | 0 | 0 | 0 | 0 | 0 | 0 | 0 | 0 | 0 | 0 | 0 | 0 | 0 | 0 | 0 | 0 | 0 | 0 | 0
F5_Commercial_Retail_Existing_Space Heating_Natural Gas_Unit Heater_E1 | F5 | Commercial | Retail | Existing | Space Heating | Natural Gas | Unit Heater | E1 | RIM BC Ratio | 1 | 1 | 1 | 1 | 1 | 0 | 0 | 0 | 0 | 0 | 0 | 0 | 0 | 0 | 0 | 0 | 0 | 0 | 0 | 0 | 0 | 0 | 0 | 0 | 0 | 0 | 0 | 0 | 0 | 0 | 0 | 0 | 0
F5_Commercial_Retail_Existing_Space Heating_Natural Gas_Unit Heater_E2 | F5 | Commercial | Retail | Existing | Space Heating | Natural Gas | Unit Heater | E2 | RIM BC Ratio | 0.5075 | 0.50732 | 0.50785 | 0.50625 | 0.5051 | 1 | 1 | 1 | 1 | 1 | 1 | 1 | 1 | 1 | 1 | 1 | 1 | 1 | 1 | 1 | 1 | 1 | 1 | 1 | 1 | 1 | 1 | 1 | 1 | 1 | 1 | 1 | 1
F5_Commercial_Retail_Existing_Space Heating_Natural Gas_Unit Heater_E3 | F5 | Commercial | Retail | Existing | Space Heating | Natural Gas | Unit Heater | E3 | RIM BC Ratio | 0.79473 | 0.7947 | 0.7948 | 0.79449 | 0.79427 | 1 | 1 | 1 | 1 | 1 | 1 | 1 | 1 | 1 | 1 | 1 | 1 | 1 | 1 | 1 | 1 | 1 | 1 | 1 | 1 | 1 | 1 | 1 | 1 | 1 | 1 | 1 | 1
F5_Commercial_Retail_Existing_Space Heating_Natural Gas_Unit Heater_E4 | F5 | Commercial | Retail | Existing | Space Heating | Natural Gas | Unit Heater | E4 | RIM BC Ratio | 0 | 0 | 0 | 0 | 0 | 0 | 0 | 0 | 0 | 0 | 0 | 0 | 0 | 0 | 0 | 0 | 0 | 0 | 0 | 0 | 0 | 0 | 0 | 0 | 0 | 0 | 0 | 0 | 0 | 0 | 0 | 0 | 0
F5_Commercial_Retail_Existing_Space Heating_Natural Gas_Unit Heater_E5 | F5 | Commercial | Retail | Existing | Space Heating | Natural Gas | Unit Heater | E5 | RIM BC Ratio | 0 | 0 | 0 | 0 | 0 | 0 | 0 | 0 | 0 | 0 | 0 | 0 | 0 | 0 | 0 | 0 | 0 | 0 | 0 | 0 | 0 | 0 | 0 | 0 | 0 | 0 | 0 | 0 | 0 | 0 | 0 | 0 | 0
F5_Commercial_Retail_Existing_Space Heating_Natural Gas_Unit Heater_E6 | F5 | Commercial | Retail | Existing | Space Heating | Natural Gas | Unit Heater | E6 | RIM BC Ratio | 0 | 0 | 0 | 0 | 0 | 0 | 0 | 0 | 0 | 0 | 0 | 0 | 0 | 0 | 0 | 0 | 0 | 0 | 0 | 0 | 0 | 0 | 0 | 0 | 0 | 0 | 0 | 0 | 0 | 0 | 0 | 0 | 0
F5_Commercial_Retail_Existing_Space Heating_Natural Gas_Unit Heater_E7 | F5 | Commercial | Retail | Existing | Space Heating | Natural Gas | Unit Heater | E7 | RIM BC Ratio | 0 | 0 | 0 | 0 | 0 | 0 | 0 | 0 | 0 | 0 | 0 | 0 | 0 | 0 | 0 | 0 | 0 | 0 | 0 | 0 | 0 | 0 | 0 | 0 | 0 | 0 | 0 | 0 | 0 | 0 | 0 | 0 | 0
F5_Commercial_Retail_Existing_Space Heating_Natural Gas_Unit Heater_E8 | F5 | Commercial | Retail | Existing | Space Heating | Natural Gas | Unit Heater | E8 | RIM BC Ratio | 0 | 0 | 0 | 0 | 0 | 0 | 0 | 0 | 0 | 0 | 0 | 0 | 0 | 0 | 0 | 0 | 0 | 0 | 0 | 0 | 0 | 0 | 0 | 0 | 0 | 0 | 0 | 0 | 0 | 0 | 0 | 0 | 0
F5_Commercial_Retail_Existing_Space Heating_Natural Gas_Unit Heater_E9 | F5 | Commercial | Retail | Existing | Space Heating | Natural Gas | Unit Heater | E9 | RIM BC Ratio | 0 | 0 | 0 | 0 | 0 | 0 | 0 | 0 | 0 | 0 | 0 | 0 | 0 | 0 | 0 | 0 | 0 | 0 | 0 | 0 | 0 | 0 | 0 | 0 | 0 | 0 | 0 | 0 | 0 | 0 | 0 | 0 | 0
F5_Commercial_Retail_Existing_Space Heating_Natural Gas_Unit Heater_E10 | F5 | Commercial | Retail | Existing | Space Heating | Natural Gas | Unit Heater | E10 | RIM BC Ratio | 0 | 0 | 0 | 0 | 0 | 0 | 0 | 0 | 0 | 0 | 0 | 0 | 0 | 0 | 0 | 0 | 0 | 0 | 0 | 0 | 0 | 0 | 0 | 0 | 0 | 0 | 0 | 0 | 0 | 0 | 0 | 0 | 0
F0_Commercial_Retail_Existing_Water Heating_Natural Gas_Water Heater_E0 | F0 | Commercial | Retail | Existing | Water Heating | Natural Gas | Water Heater | E0 | Economic Unit | Gas-Fired Absorption HPWH | Gas-Fired Absorption HPWH | Gas-Fired Absorption HPWH | Gas-Fired Absorption HPWH | Gas-Fired Absorption HPWH | Gas-Fired Absorption HPWH | Gas-Fired Absorption HPWH | Gas-Fired Absorption HPWH | Gas-Fired Absorption HPWH | Gas-Fired Absorption HPWH | Gas-Fired Absorption HPWH | Gas-Fired Absorption HPWH | Gas-Fired Absorption HPWH | Gas-Fired Absorption HPWH | Gas-Fired Absorption HPWH | Gas-Fired Absorption HPWH | Gas-Fired Absorption HPWH | Gas-Fired Absorption HPWH | Gas-Fired Absorption HPWH | Gas-Fired Absorption HPWH | Gas-Fired Absorption HPWH | Gas-Fired Absorption HPWH | Gas-Fired Absorption HPWH | Gas-Fired Absorption HPWH | Gas-Fired Absorption HPWH | Gas-Fired Absorption HPWH | Gas-Fired Absorption HPWH | Gas-Fired Absorption HPWH | Gas-Fired Absorption HPWH | Gas-Fired Absorption HPWH | Gas-Fired Absorption HPWH | Gas-Fired Absorption HPWH | Gas-Fired Absorption HPWH
F1_Commercial_Retail_Existing_Water Heating_Natural Gas_Water Heater_E1 | F1 | Commercial | Retail | Existing | Water Heating | Natural Gas | Water Heater | E1 | CCE | 0 | 0 | 0 | 0 | 0 | 0 | 0 | 0 | 0 | 0 | 0 | 0 | 0 | 0 | 0 | 0 | 0 | 0 | 0 | 0 | 0 | 0 | 0 | 0 | 0 | 0 | 0 | 0 | 0 | 0 | 0 | 0 | 0
F1_Commercial_Retail_Existing_Water Heating_Natural Gas_Water Heater_E2 | F1 | Commercial | Retail | Existing | Water Heating | Natural Gas | Water Heater | E2 | CCE | -0.0030141 | -0.0031206 | -0.0028013 | -0.0028538 | -0.0028538 | -0.0028538 | -0.0028538 | -0.0028538 | -0.0028538 | -0.0028538 | -0.0028538 | -0.0028538 | -0.0028538 | -0.0028538 | -0.0028538 | -0.0028538 | -0.0028538 | -0.0028538 | -0.0028538 | -0.0028538 | -0.0028538 | -0.0028538 | -0.0028538 | -0.0028538 | -0.0028538 | -0.0028538 | -0.0028538 | -0.0028538 | -0.0028538 | -0.0028538 | -0.0028538 | -0.0028538 | -0.0028538
F1_Commercial_Retail_Existing_Water Heating_Natural Gas_Water Heater_E3 | F1 | Commercial | Retail | Existing | Water Heating | Natural Gas | Water Heater | E3 | CCE | 0.023573 | 0.024406 | 0.021909 | 0.02232 | 0.02232 | 0.02232 | 0.02232 | 0.02232 | 0.02232 | 0.02232 | 0.02232 | 0.02232 | 0.02232 | 0.02232 | 0.02232 | 0.02232 | 0.02232 | 0.02232 | 0.02232 | 0.02232 | 0.02232 | 0.02232 | 0.02232 | 0.02232 | 0.02232 | 0.02232 | 0.02232 | 0.02232 | 0.02232 | 0.02232 | 0.02232 | 0.02232 | 0.02232
F1_Commercial_Retail_Existing_Water Heating_Natural Gas_Water Heater_E4 | F1 | Commercial | Retail | Existing | Water Heating | Natural Gas | Water Heater | E4 | CCE | 0.029028 | 0.030053 | 0.026978 | 0.027484 | 0.027484 | 0.027484 | 0.027484 | 0.027484 | 0.027484 | 0.027484 | 0.027484 | 0.027484 | 0.027484 | 0.027484 | 0.027484 | 0.027484 | 0.027484 | 0.027484 | 0.027484 | 0.027484 | 0.027484 | 0.027484 | 0.027484 | 0.027484 | 0.027484 | 0.027484 | 0.027484 | 0.027484 | 0.027484 | 0.027484 | 0.027484 | 0.027484 | 0.027484
F1_Commercial_Retail_Existing_Water Heating_Natural Gas_Water Heater_E5 | F1 | Commercial | Retail | Existing | Water Heating | Natural Gas | Water Heater | E5 | CCE | 0.045603 | 0.047214 | 0.042383 | 0.043178 | 0.043178 | 0.043178 | 0.043178 | 0.043178 | 0.043178 | 0.043178 | 0.043178 | 0.043178 | 0.043178 | 0.043178 | 0.043178 | 0.043178 | 0.043178 | 0.043178 | 0.043178 | 0.043178 | 0.043178 | 0.043178 | 0.043178 | 0.043178 | 0.043178 | 0.043178 | 0.043178 | 0.043178 | 0.043178 | 0.043178 | 0.043178 | 0.043178 | 0.043178
F1_Commercial_Retail_Existing_Water Heating_Natural Gas_Water Heater_E6 | F1 | Commercial | Retail | Existing | Water Heating | Natural Gas | Water Heater | E6 | CCE | -0.10212 | -0.10573 | -0.094913 | -0.096692 | -0.096692 | -0.096692 | -0.096692 | -0.096692 | -0.096692 | -0.096692 | -0.096692 | -0.096692 | -0.096692 | -0.096692 | -0.096692 | -0.096692 | -0.096692 | -0.096692 | -0.096692 | -0.096692 | -0.096692 | -0.096692 | -0.096692 | -0.096692 | -0.096692 | -0.096692 | -0.096692 | -0.096692 | -0.096692 | -0.096692 | -0.096692 | -0.096692 | -0.096692
F1_Commercial_Retail_Existing_Water Heating_Natural Gas_Water Heater_E7 | F1 | Commercial | Retail | Existing | Water Heating | Natural Gas | Water Heater | E7 | CCE | -0.076373 | -0.079073 | -0.070982 | -0.072313 | -0.072313 | -0.072313 | -0.072313 | -0.072313 | -0.072313 | -0.072313 | -0.072313 | -0.072313 | -0.072313 | -0.072313 | -0.072313 | -0.072313 | -0.072313 | -0.072313 | -0.072313 | -0.072313 | -0.072313 | -0.072313 | -0.072313 | -0.072313 | -0.072313 | -0.072313 | -0.072313 | -0.072313 | -0.072313 | -0.072313 | -0.072313 | -0.072313 | -0.072313
F1_Commercial_Retail_Existing_Water Heating_Natural Gas_Water Heater_E8 | F1 | Commercial | Retail | Existing | Water Heating | Natural Gas | Water Heater | E8 | CCE | 0 | 0 | 0 | 0 | 0 | 0 | 0 | 0 | 0 | 0 | 0 | 0 | 0 | 0 | 0 | 0 | 0 | 0 | 0 | 0 | 0 | 0 | 0 | 0 | 0 | 0 | 0 | 0 | 0 | 0 | 0 | 0 | 0
F1_Commercial_Retail_Existing_Water Heating_Natural Gas_Water Heater_E9 | F1 | Commercial | Retail | Existing | Water Heating | Natural Gas | Water Heater | E9 | CCE | 0 | 0 | 0 | 0 | 0 | 0 | 0 | 0 | 0 | 0 | 0 | 0 | 0 | 0 | 0 | 0 | 0 | 0 | 0 | 0 | 0 | 0 | 0 | 0 | 0 | 0 | 0 | 0 | 0 | 0 | 0 | 0 | 0
F1_Commercial_Retail_Existing_Water Heating_Natural Gas_Water Heater_E10 | F1 | Commercial | Retail | Existing | Water Heating | Natural Gas | Water Heater | E10 | CCE | 0 | 0 | 0 | 0 | 0 | 0 | 0 | 0 | 0 | 0 | 0 | 0 | 0 | 0 | 0 | 0 | 0 | 0 | 0 | 0 | 0 | 0 | 0 | 0 | 0 | 0 | 0 | 0 | 0 | 0 | 0 | 0 | 0
F2_Commercial_Retail_Existing_Water Heating_Natural Gas_Water Heater_E1 | F2 | Commercial | Retail | Existing | Water Heating | Natural Gas | Water Heater | E1 | TRC BC Ratio | bar: 2019 to 2051
F2_Commercial_Retail_Existing_Water Heating_Natural Gas_Water Heater_E2 | F2 | Commercial | Retail | Existing | Water Heating | Natural Gas | Water Heater | E2 | TRC BC Ratio | bar: 2019 to 2051
F2_Commercial_Retail_Existing_Water Heating_Natural Gas_Water Heater_E3 | F2 | Commercial | Retail | Existing | Water Heating | Natural Gas | Water Heater | E3 | TRC BC Ratio | 54.8543 | 54.7721 | 54.9749 | 54.5117 | 54.2178 | 54.4438 | 55.1272 | 55.6679 | 56.3386 | 56.9721 | 57.6059 | 58.1878 | 58.8136 | 59.4666 | 60.0916 | 60.7283 | 61.3747 | 62.0796 | 62.8119 | 63.5858 | 64.3492 | 65.1447 | 65.8835 | 66.646 | 67.3214 | 67.9085 | 68.441 | 68.9029 | 69.2634 | 69.5608 | 69.7268 | 69.8379 | 69.8379
F2_Commercial_Retail_Existing_Water Heating_Natural Gas_Water Heater_E4 | F2 | Commercial | Retail | Existing | Water Heating | Natural Gas | Water Heater | E4 | TRC BC Ratio | 44.5471 | 44.4803 | 44.6451 | 44.2689 | 44.0302 | 44.2137 | 44.7687 | 45.2078 | 45.7525 | 46.267 | 46.7817 | 47.2542 | 47.7625 | 48.2927 | 48.8003 | 49.3174 | 49.8423 | 50.4147 | 51.0094 | 51.6379 | 52.2578 | 52.9039 | 53.5039 | 54.1231 | 54.6716 | 55.1484 | 55.5808 | 55.9559 | 56.2487 | 56.4902 | 56.625 | 56.7152 | 56.7152
F2_Commercial_Retail_Existing_Water Heating_Natural Gas_Water Heater_E5 | F2 | Commercial | Retail | Existing | Water Heating | Natural Gas | Water Heater | E5 | TRC BC Ratio | 28.3556 | 28.3131 | 28.418 | 28.1785 | 28.0266 | 28.1434 | 28.4967 | 28.7762 | 29.1229 | 29.4504 | 29.778 | 30.0788 | 30.4023 | 30.7398 | 31.063 | 31.3921 | 31.7262 | 32.0906 | 32.4691 | 32.8692 | 33.2638 | 33.675 | 34.0569 | 34.4511 | 34.8002 | 35.1037 | 35.379 | 35.6177 | 35.8041 | 35.9578 | 36.0436 | 36.1011 | 36.1011
F2_Commercial_Retail_Existing_Water Heating_Natural Gas_Water Heater_E6 | F2 | Commercial | Retail | Existing | Water Heating | Natural Gas | Water Heater | E6 | TRC BC Ratio | bar: 2019 to 2051
F2_Commercial_Retail_Existing_Water Heating_Natural Gas_Water Heater_E7 | F2 | Commercial | Retail | Existing | Water Heating | Natural Gas | Water Heater | E7 | TRC BC Ratio | bar: 2019 to 2051
F2_Commercial_Retail_Existing_Water Heating_Natural Gas_Water Heater_E8 | F2 | Commercial | Retail | Existing | Water Heating | Natural Gas | Water Heater | E8 | TRC BC Ratio | 0 | 0 | 0 | 0 | 0 | 0 | 0 | 0 | 0 | 0 | 0 | 0 | 0 | 0 | 0 | 0 | 0 | 0 | 0 | 0 | 0 | 0 | 0 | 0 | 0 | 0 | 0 | 0 | 0 | 0 | 0 | 0 | 0
F2_Commercial_Retail_Existing_Water Heating_Natural Gas_Water Heater_E9 | F2 | Commercial | Retail | Existing | Water Heating | Natural Gas | Water Heater | E9 | TRC BC Ratio | 0 | 0 | 0 | 0 | 0 | 0 | 0 | 0 | 0 | 0 | 0 | 0 | 0 | 0 | 0 | 0 | 0 | 0 | 0 | 0 | 0 | 0 | 0 | 0 | 0 | 0 | 0 | 0 | 0 | 0 | 0 | 0 | 0
F2_Commercial_Retail_Existing_Water Heating_Natural Gas_Water Heater_E10 | F2 | Commercial | Retail | Existing | Water Heating | Natural Gas | Water Heater | E10 | TRC BC Ratio | 0 | 0 | 0 | 0 | 0 | 0 | 0 | 0 | 0 | 0 | 0 | 0 | 0 | 0 | 0 | 0 | 0 | 0 | 0 | 0 | 0 | 0 | 0 | 0 | 0 | 0 | 0 | 0 | 0 | 0 | 0 | 0 | 0
F3_Commercial_Retail_Existing_Water Heating_Natural Gas_Water Heater_E1 | F3 | Commercial | Retail | Existing | Water Heating | Natural Gas | Water Heater | E1 | PACT BC Ratio | bar: 2019 to 2051
F3_Commercial_Retail_Existing_Water Heating_Natural Gas_Water Heater_E2 | F3 | Commercial | Retail | Existing | Water Heating | Natural Gas | Water Heater | E2 | PACT BC Ratio | bar: 2019 to 2051
F3_Commercial_Retail_Existing_Water Heating_Natural Gas_Water Heater_E3 | F3 | Commercial | Retail | Existing | Water Heating | Natural Gas | Water Heater | E3 | PACT BC Ratio | 73.139 | 73.0294 | 73.2999 | 72.6823 | 72.2904 | 72.5917 | 73.5029 | 74.2238 | 75.1182 | 75.9628 | 76.8079 | 77.5837 | 78.4182 | 79.2888 | 80.1222 | 80.9711 | 81.833 | 82.7728 | 83.7492 | 84.781 | 85.7989 | 86.8596 | 87.8446 | 88.8614 | 89.7619 | 90.5447 | 91.2547 | 91.8705 | 92.3512 | 92.7478 | 92.969 | 93.1172 | 93.1172
F3_Commercial_Retail_Existing_Water Heating_Natural Gas_Water Heater_E4 | F3 | Commercial | Retail | Existing | Water Heating | Natural Gas | Water Heater | E4 | PACT BC Ratio | 59.3961 | 59.3071 | 59.5267 | 59.0251 | 58.7069 | 58.9516 | 59.6916 | 60.277 | 61.0033 | 61.6893 | 62.3756 | 63.0056 | 63.6833 | 64.3903 | 65.0671 | 65.7565 | 66.4564 | 67.2197 | 68.0126 | 68.8505 | 69.6771 | 70.5386 | 71.3385 | 72.1642 | 72.8955 | 73.5312 | 74.1078 | 74.6079 | 74.9983 | 75.3203 | 75.5 | 75.6203 | 75.6203
F3_Commercial_Retail_Existing_Water Heating_Natural Gas_Water Heater_E5 | F3 | Commercial | Retail | Existing | Water Heating | Natural Gas | Water Heater | E5 | PACT BC Ratio | 37.8075 | 37.7508 | 37.8907 | 37.5714 | 37.3688 | 37.5245 | 37.9956 | 38.3682 | 38.8306 | 39.2672 | 39.704 | 40.1051 | 40.5364 | 40.9864 | 41.4173 | 41.8561 | 42.3016 | 42.7874 | 43.2922 | 43.8255 | 44.3517 | 44.9 | 45.4092 | 45.9348 | 46.4003 | 46.8049 | 47.172 | 47.4903 | 47.7388 | 47.9438 | 48.0581 | 48.1347 | 48.1347
F3_Commercial_Retail_Existing_Water Heating_Natural Gas_Water Heater_E6 | F3 | Commercial | Retail | Existing | Water Heating | Natural Gas | Water Heater | E6 | PACT BC Ratio | bar: 2019 to 2051
F3_Commercial_Retail_Existing_Water Heating_Natural Gas_Water Heater_E7 | F3 | Commercial | Retail | Existing | Water Heating | Natural Gas | Water Heater | E7 | PACT BC Ratio | bar: 2019 to 2051
F3_Commercial_Retail_Existing_Water Heating_Natural Gas_Water Heater_E8 | F3 | Commercial | Retail | Existing | Water Heating | Natural Gas | Water Heater | E8 | PACT BC Ratio | 0 | 0 | 0 | 0 | 0 | 0 | 0 | 0 | 0 | 0 | 0 | 0 | 0 | 0 | 0 | 0 | 0 | 0 | 0 | 0 | 0 | 0 | 0 | 0 | 0 | 0 | 0 | 0 | 0 | 0 | 0 | 0 | 0
F3_Commercial_Retail_Existing_Water Heating_Natural Gas_Water Heater_E9 | F3 | Commercial | Retail | Existing | Water Heating | Natural Gas | Water Heater | E9 | PACT BC Ratio | 0 | 0 | 0 | 0 | 0 | 0 | 0 | 0 | 0 | 0 | 0 | 0 | 0 | 0 | 0 | 0 | 0 | 0 | 0 | 0 | 0 | 0 | 0 | 0 | 0 | 0 | 0 | 0 | 0 | 0 | 0 | 0 | 0
F3_Commercial_Retail_Existing_Water Heating_Natural Gas_Water Heater_E10 | F3 | Commercial | Retail | Existing | Water Heating | Natural Gas | Water Heater | E10 | PACT BC Ratio | 0 | 0 | 0 | 0 | 0 | 0 | 0 | 0 | 0 | 0 | 0 | 0 | 0 | 0 | 0 | 0 | 0 | 0 | 0 | 0 | 0 | 0 | 0 | 0 | 0 | 0 | 0 | 0 | 0 | 0 | 0 | 0 | 0
F4_Commercial_Retail_Existing_Water Heating_Natural Gas_Water Heater_E1 | F4 | Commercial | Retail | Existing | Water Heating | Natural Gas | Water Heater | E1 | RVT BC Ratio | bar: 2019 to 2051
F4_Commercial_Retail_Existing_Water Heating_Natural Gas_Water Heater_E2 | F4 | Commercial | Retail | Existing | Water Heating | Natural Gas | Water Heater | E2 | RVT BC Ratio | bar: 2019 to 2051
F4_Commercial_Retail_Existing_Water Heating_Natural Gas_Water Heater_E3 | F4 | Commercial | Retail | Existing | Water Heating | Natural Gas | Water Heater | E3 | RVT BC Ratio | 79.5628 | 79.4446 | 79.7363 | 79.0703 | 78.6477 | 78.9726 | 79.9552 | 80.7325 | 81.6968 | 82.6076 | 83.5188 | 84.3553 | 85.2551 | 86.1938 | 87.0924 | 88.0078 | 88.9371 | 89.9505 | 91.0033 | 92.1159 | 93.2134 | 94.3571 | 95.4192 | 96.5155 | 97.4866 | 98.3306 | 99.0962 | 99.7602 | 100.2785 | 100.7061 | 100.9447 | 101.1044 | 101.1044
F4_Commercial_Retail_Existing_Water Heating_Natural Gas_Water Heater_E4 | F4 | Commercial | Retail | Existing | Water Heating | Natural Gas | Water Heater | E4 | RVT BC Ratio | 64.7443 | 64.6484 | 64.8852 | 64.3444 | 64.0012 | 64.265 | 65.063 | 65.6942 | 66.4774 | 67.217 | 67.957 | 68.6363 | 69.367 | 70.1294 | 70.8592 | 71.6025 | 72.3572 | 73.1802 | 74.0351 | 74.9387 | 75.83 | 76.7588 | 77.6213 | 78.5116 | 79.3002 | 79.9856 | 80.6074 | 81.1466 | 81.5675 | 81.9148 | 82.1085 | 82.2383 | 82.2383
F4_Commercial_Retail_Existing_Water Heating_Natural Gas_Water Heater_E5 | F4 | Commercial | Retail | Existing | Water Heating | Natural Gas | Water Heater | E5 | RVT BC Ratio | 41.4663 | 41.4052 | 41.5559 | 41.2117 | 40.9932 | 41.1612 | 41.6691 | 42.0709 | 42.5694 | 43.0402 | 43.5112 | 43.9436 | 44.4087 | 44.894 | 45.3585 | 45.8317 | 46.3121 | 46.8359 | 47.3801 | 47.9553 | 48.5226 | 49.1138 | 49.6629 | 50.2296 | 50.7315 | 51.1678 | 51.5636 | 51.9068 | 52.1748 | 52.3958 | 52.5191 | 52.6017 | 52.6017
F4_Commercial_Retail_Existing_Water Heating_Natural Gas_Water Heater_E6 | F4 | Commercial | Retail | Existing | Water Heating | Natural Gas | Water Heater | E6 | RVT BC Ratio | bar: 2019 to 2051
F4_Commercial_Retail_Existing_Water Heating_Natural Gas_Water Heater_E7 | F4 | Commercial | Retail | Existing | Water Heating | Natural Gas | Water Heater | E7 | RVT BC Ratio | bar: 2019 to 2051
F4_Commercial_Retail_Existing_Water Heating_Natural Gas_Water Heater_E8 | F4 | Commercial | Retail | Existing | Water Heating | Natural Gas | Water Heater | E8 | RVT BC Ratio | 0 | 0 | 0 | 0 | 0 | 0 | 0 | 0 | 0 | 0 | 0 | 0 | 0 | 0 | 0 | 0 | 0 | 0 | 0 | 0 | 0 | 0 | 0 | 0 | 0 | 0 | 0 | 0 | 0 | 0 | 0 | 0 | 0
F4_Commercial_Retail_Existing_Water Heating_Natural Gas_Water Heater_E9 | F4 | Commercial | Retail | Existing | Water Heating | Natural Gas | Water Heater | E9 | RVT BC Ratio | 0 | 0 | 0 | 0 | 0 | 0 | 0 | 0 | 0 | 0 | 0 | 0 | 0 | 0 | 0 | 0 | 0 | 0 | 0 | 0 | 0 | 0 | 0 | 0 | 0 | 0 | 0 | 0 | 0 | 0 | 0 | 0 | 0
F4_Commercial_Retail_Existing_Water Heating_Natural Gas_Water Heater_E10 | F4 | Commercial | Retail | Existing | Water Heating | Natural Gas | Water Heater | E10 | RVT BC Ratio | 0 | 0 | 0 | 0 | 0 | 0 | 0 | 0 | 0 | 0 | 0 | 0 | 0 | 0 | 0 | 0 | 0 | 0 | 0 | 0 | 0 | 0 | 0 | 0 | 0 | 0 | 0 | 0 | 0 | 0 | 0 | 0 | 0
F5_Commercial_Retail_Existing_Water Heating_Natural Gas_Water Heater_E1 | F5 | Commercial | Retail | Existing | Water Heating | Natural Gas | Water Heater | E1 | RIM BC Ratio | bar: 2019 to 2051
F5_Commercial_Retail_Existing_Water Heating_Natural Gas_Water Heater_E2 | F5 | Commercial | Retail | Existing | Water Heating | Natural Gas | Water Heater | E2 | RIM BC Ratio | bar: 2019 to 2051
F5_Commercial_Retail_Existing_Water Heating_Natural Gas_Water Heater_E3 | F5 | Commercial | Retail | Existing | Water Heating | Natural Gas | Water Heater | E3 | RIM BC Ratio | 0.82526 | 0.82525 | 0.82528 | 0.8252 | 0.82515 | 0.82519 | 0.82531 | 0.8254 | 0.82551 | 0.82561 | 0.82571 | 0.82579 | 0.82589 | 0.82598 | 0.82607 | 0.82616 | 0.82625 | 0.82635 | 0.82644 | 0.82654 | 0.82664 | 0.82673 | 0.82682 | 0.82691 | 0.82699 | 0.82706 | 0.82711 | 0.82716 | 0.8272 | 0.82723 | 0.82725 | 0.82726 | 0.82726
F5_Commercial_Retail_Existing_Water Heating_Natural Gas_Water Heater_E4 | F5 | Commercial | Retail | Existing | Water Heating | Natural Gas | Water Heater | E4 | RIM BC Ratio | 0.82311 | 0.8231 | 0.82314 | 0.82304 | 0.82298 | 0.82303 | 0.82317 | 0.82328 | 0.82341 | 0.82354 | 0.82366 | 0.82377 | 0.82388 | 0.824 | 0.82411 | 0.82422 | 0.82433 | 0.82444 | 0.82456 | 0.82468 | 0.8248 | 0.82492 | 0.82503 | 0.82514 | 0.82523 | 0.82531 | 0.82538 | 0.82544 | 0.82549 | 0.82553 | 0.82555 | 0.82557 | 0.82557
F5_Commercial_Retail_Existing_Water Heating_Natural Gas_Water Heater_E5 | F5 | Commercial | Retail | Existing | Water Heating | Natural Gas | Water Heater | E5 | RIM BC Ratio | 0.81665 | 0.81662 | 0.81669 | 0.81654 | 0.81644 | 0.81652 | 0.81674 | 0.81691 | 0.81711 | 0.81731 | 0.81749 | 0.81766 | 0.81784 | 0.81802 | 0.81819 | 0.81836 | 0.81853 | 0.81871 | 0.81889 | 0.81908 | 0.81926 | 0.81945 | 0.81961 | 0.81978 | 0.81993 | 0.82006 | 0.82017 | 0.82026 | 0.82034 | 0.8204 | 0.82043 | 0.82045 | 0.82045
F5_Commercial_Retail_Existing_Water Heating_Natural Gas_Water Heater_E6 | F5 | Commercial | Retail | Existing | Water Heating | Natural Gas | Water Heater | E6 | RIM BC Ratio | bar: 2019 to 2051
F5_Commercial_Retail_Existing_Water Heating_Natural Gas_Water Heater_E7 | F5 | Commercial | Retail | Existing | Water Heating | Natural Gas | Water Heater | E7 | RIM BC Ratio | bar: 2019 to 2051
F5_Commercial_Retail_Existing_Water Heating_Natural Gas_Water Heater_E8 | F5 | Commercial | Retail | Existing | Water Heating | Natural Gas | Water Heater | E8 | RIM BC Ratio | 0 | 0 | 0 | 0 | 0 | 0 | 0 | 0 | 0 | 0 | 0 | 0 | 0 | 0 | 0 | 0 | 0 | 0 | 0 | 0 | 0 | 0 | 0 | 0 | 0 | 0 | 0 | 0 | 0 | 0 | 0 | 0 | 0
F5_Commercial_Retail_Existing_Water Heating_Natural Gas_Water Heater_E9 | F5 | Commercial | Retail | Existing | Water Heating | Natural Gas | Water Heater | E9 | RIM BC Ratio | 0 | 0 | 0 | 0 | 0 | 0 | 0 | 0 | 0 | 0 | 0 | 0 | 0 | 0 | 0 | 0 | 0 | 0 | 0 | 0 | 0 | 0 | 0 | 0 | 0 | 0 | 0 | 0 | 0 | 0 | 0 | 0 | 0
F5_Commercial_Retail_Existing_Water Heating_Natural Gas_Water Heater_E10 | F5 | Commercial | Retail | Existing | Water Heating | Natural Gas | Water Heater | E10 | RIM BC Ratio | 0 | 0 | 0 | 0 | 0 | 0 | 0 | 0 | 0 | 0 | 0 | 0 | 0 | 0 | 0 | 0 | 0 | 0 | 0 | 0 | 0 | 0 | 0 | 0 | 0 | 0 | 0 | 0 | 0 | 0 | 0 | 0 | 0
F0_Commercial_Retail_Existing_Food Preparation_Natural Gas_Oven_E0 | F0 | Commercial | Retail | Existing | Food Preparation | Natural Gas | Oven | E0 | Economic Unit | ENERGY STAR (3.0) | ENERGY STAR (3.0) | ENERGY STAR (3.0) | ENERGY STAR (3.0) | ENERGY STAR (3.0) | ENERGY STAR (3.0) | ENERGY STAR (3.0) | ENERGY STAR (3.0) | ENERGY STAR (3.0) | ENERGY STAR (3.0) | ENERGY STAR (3.0) | ENERGY STAR (3.0) | ENERGY STAR (3.0) | ENERGY STAR (3.0) | ENERGY STAR (3.0) | ENERGY STAR (3.0) | ENERGY STAR (3.0) | ENERGY STAR (3.0) | ENERGY STAR (3.0) | ENERGY STAR (3.0) | ENERGY STAR (3.0) | ENERGY STAR (3.0) | ENERGY STAR (3.0) | ENERGY STAR (3.0) | ENERGY STAR (3.0) | ENERGY STAR (3.0) | ENERGY STAR (3.0) | ENERGY STAR (3.0) | ENERGY STAR (3.0) | ENERGY STAR (3.0) | ENERGY STAR (3.0) | ENERGY STAR (3.0) | ENERGY STAR (3.0)
F1_Commercial_Retail_Existing_Food Preparation_Natural Gas_Oven_E1 | F1 | Commercial | Retail | Existing | Food Preparation | Natural Gas | Oven | E1 | CCE | 0 | 0 | 0 | 0 | 0 | 0 | 0 | 0 | 0 | 0 | 0 | 0 | 0 | 0 | 0 | 0 | 0 | 0 | 0 | 0 | 0 | 0 | 0 | 0 | 0 | 0 | 0 | 0 | 0 | 0 | 0 | 0 | 0
F1_Commercial_Retail_Existing_Food Preparation_Natural Gas_Oven_E2 | F1 | Commercial | Retail | Existing | Food Preparation | Natural Gas | Oven | E2 | CCE | 0.32507 | 0.33656 | 0.30212 | 0.30779 | 0.30779 | 0.30779 | 0.30779 | 0.30779 | 0.30779 | 0.30779 | 0.30779 | 0.30779 | 0.30779 | 0.30779 | 0.30779 | 0.30779 | 0.30779 | 0.30779 | 0.30779 | 0.30779 | 0.30779 | 0.30779 | 0.30779 | 0.30779 | 0.30779 | 0.30779 | 0.30779 | 0.30779 | 0.30779 | 0.30779 | 0.30779 | 0.30779 | 0.30779
F1_Commercial_Retail_Existing_Food Preparation_Natural Gas_Oven_E3 | F1 | Commercial | Retail | Existing | Food Preparation | Natural Gas | Oven | E3 | CCE | 0 | 0 | 0 | 0 | 0 | 0 | 0 | 0 | 0 | 0 | 0 | 0 | 0 | 0 | 0 | 0 | 0 | 0 | 0 | 0 | 0 | 0 | 0 | 0 | 0 | 0 | 0 | 0 | 0 | 0 | 0 | 0 | 0
F1_Commercial_Retail_Existing_Food Preparation_Natural Gas_Oven_E4 | F1 | Commercial | Retail | Existing | Food Preparation | Natural Gas | Oven | E4 | CCE | 0 | 0 | 0 | 0 | 0 | 0 | 0 | 0 | 0 | 0 | 0 | 0 | 0 | 0 | 0 | 0 | 0 | 0 | 0 | 0 | 0 | 0 | 0 | 0 | 0 | 0 | 0 | 0 | 0 | 0 | 0 | 0 | 0
F1_Commercial_Retail_Existing_Food Preparation_Natural Gas_Oven_E5 | F1 | Commercial | Retail | Existing | Food Preparation | Natural Gas | Oven | E5 | CCE | 0 | 0 | 0 | 0 | 0 | 0 | 0 | 0 | 0 | 0 | 0 | 0 | 0 | 0 | 0 | 0 | 0 | 0 | 0 | 0 | 0 | 0 | 0 | 0 | 0 | 0 | 0 | 0 | 0 | 0 | 0 | 0 | 0
F1_Commercial_Retail_Existing_Food Preparation_Natural Gas_Oven_E6 | F1 | Commercial | Retail | Existing | Food Preparation | Natural Gas | Oven | E6 | CCE | 0 | 0 | 0 | 0 | 0 | 0 | 0 | 0 | 0 | 0 | 0 | 0 | 0 | 0 | 0 | 0 | 0 | 0 | 0 | 0 | 0 | 0 | 0 | 0 | 0 | 0 | 0 | 0 | 0 | 0 | 0 | 0 | 0
F1_Commercial_Retail_Existing_Food Preparation_Natural Gas_Oven_E7 | F1 | Commercial | Retail | Existing | Food Preparation | Natural Gas | Oven | E7 | CCE | 0 | 0 | 0 | 0 | 0 | 0 | 0 | 0 | 0 | 0 | 0 | 0 | 0 | 0 | 0 | 0 | 0 | 0 | 0 | 0 | 0 | 0 | 0 | 0 | 0 | 0 | 0 | 0 | 0 | 0 | 0 | 0 | 0
F1_Commercial_Retail_Existing_Food Preparation_Natural Gas_Oven_E8 | F1 | Commercial | Retail | Existing | Food Preparation | Natural Gas | Oven | E8 | CCE | 0 | 0 | 0 | 0 | 0 | 0 | 0 | 0 | 0 | 0 | 0 | 0 | 0 | 0 | 0 | 0 | 0 | 0 | 0 | 0 | 0 | 0 | 0 | 0 | 0 | 0 | 0 | 0 | 0 | 0 | 0 | 0 | 0
F1_Commercial_Retail_Existing_Food Preparation_Natural Gas_Oven_E9 | F1 | Commercial | Retail | Existing | Food Preparation | Natural Gas | Oven | E9 | CCE | 0 | 0 | 0 | 0 | 0 | 0 | 0 | 0 | 0 | 0 | 0 | 0 | 0 | 0 | 0 | 0 | 0 | 0 | 0 | 0 | 0 | 0 | 0 | 0 | 0 | 0 | 0 | 0 | 0 | 0 | 0 | 0 | 0
F1_Commercial_Retail_Existing_Food Preparation_Natural Gas_Oven_E10 | F1 | Commercial | Retail | Existing | Food Preparation | Natural Gas | Oven | E10 | CCE | 0 | 0 | 0 | 0 | 0 | 0 | 0 | 0 | 0 | 0 | 0 | 0 | 0 | 0 | 0 | 0 | 0 | 0 | 0 | 0 | 0 | 0 | 0 | 0 | 0 | 0 | 0 | 0 | 0 | 0 | 0 | 0 | 0
F2_Commercial_Retail_Existing_Food Preparation_Natural Gas_Oven_E1 | F2 | Commercial | Retail | Existing | Food Preparation | Natural Gas | Oven | E1 | TRC BC Ratio | bar: 2019 to 2051
F2_Commercial_Retail_Existing_Food Preparation_Natural Gas_Oven_E2 | F2 | Commercial | Retail | Existing | Food Preparation | Natural Gas | Oven | E2 | TRC BC Ratio | 5.0529 | 5.0541 | 5.0794 | 5.0454 | 5.0252 | 5.0427 | 5.0918 | 5.1313 | 5.1797 | 5.226 | 5.2722 | 5.3151 | 5.3612 | 5.4091 | 5.4549 | 5.5017 | 5.5491 | 5.6007 | 5.6542 | 5.7105 | 5.7652 | 5.8217 | 5.8734 | 5.9266 | 5.9735 | 6.014 | 6.0509 | 6.0828 | 6.1077 | 6.1281 | 6.1393 | 6.1467 | 6.1467
F2_Commercial_Retail_Existing_Food Preparation_Natural Gas_Oven_E3 | F2 | Commercial | Retail | Existing | Food Preparation | Natural Gas | Oven | E3 | TRC BC Ratio | 0 | 0 | 0 | 0 | 0 | 0 | 0 | 0 | 0 | 0 | 0 | 0 | 0 | 0 | 0 | 0 | 0 | 0 | 0 | 0 | 0 | 0 | 0 | 0 | 0 | 0 | 0 | 0 | 0 | 0 | 0 | 0 | 0
F2_Commercial_Retail_Existing_Food Preparation_Natural Gas_Oven_E4 | F2 | Commercial | Retail | Existing | Food Preparation | Natural Gas | Oven | E4 | TRC BC Ratio | 0 | 0 | 0 | 0 | 0 | 0 | 0 | 0 | 0 | 0 | 0 | 0 | 0 | 0 | 0 | 0 | 0 | 0 | 0 | 0 | 0 | 0 | 0 | 0 | 0 | 0 | 0 | 0 | 0 | 0 | 0 | 0 | 0
F2_Commercial_Retail_Existing_Food Preparation_Natural Gas_Oven_E5 | F2 | Commercial | Retail | Existing | Food Preparation | Natural Gas | Oven | E5 | TRC BC Ratio | 0 | 0 | 0 | 0 | 0 | 0 | 0 | 0 | 0 | 0 | 0 | 0 | 0 | 0 | 0 | 0 | 0 | 0 | 0 | 0 | 0 | 0 | 0 | 0 | 0 | 0 | 0 | 0 | 0 | 0 | 0 | 0 | 0
F2_Commercial_Retail_Existing_Food Preparation_Natural Gas_Oven_E6 | F2 | Commercial | Retail | Existing | Food Preparation | Natural Gas | Oven | E6 | TRC BC Ratio | 0 | 0 | 0 | 0 | 0 | 0 | 0 | 0 | 0 | 0 | 0 | 0 | 0 | 0 | 0 | 0 | 0 | 0 | 0 | 0 | 0 | 0 | 0 | 0 | 0 | 0 | 0 | 0 | 0 | 0 | 0 | 0 | 0
F2_Commercial_Retail_Existing_Food Preparation_Natural Gas_Oven_E7 | F2 | Commercial | Retail | Existing | Food Preparation | Natural Gas | Oven | E7 | TRC BC Ratio | 0 | 0 | 0 | 0 | 0 | 0 | 0 | 0 | 0 | 0 | 0 | 0 | 0 | 0 | 0 | 0 | 0 | 0 | 0 | 0 | 0 | 0 | 0 | 0 | 0 | 0 | 0 | 0 | 0 | 0 | 0 | 0 | 0
F2_Commercial_Retail_Existing_Food Preparation_Natural Gas_Oven_E8 | F2 | Commercial | Retail | Existing | Food Preparation | Natural Gas | Oven | E8 | TRC BC Ratio | 0 | 0 | 0 | 0 | 0 | 0 | 0 | 0 | 0 | 0 | 0 | 0 | 0 | 0 | 0 | 0 | 0 | 0 | 0 | 0 | 0 | 0 | 0 | 0 | 0 | 0 | 0 | 0 | 0 | 0 | 0 | 0 | 0
F2_Commercial_Retail_Existing_Food Preparation_Natural Gas_Oven_E9 | F2 | Commercial | Retail | Existing | Food Preparation | Natural Gas | Oven | E9 | TRC BC Ratio | 0 | 0 | 0 | 0 | 0 | 0 | 0 | 0 | 0 | 0 | 0 | 0 | 0 | 0 | 0 | 0 | 0 | 0 | 0 | 0 | 0 | 0 | 0 | 0 | 0 | 0 | 0 | 0 | 0 | 0 | 0 | 0 | 0
F2_Commercial_Retail_Existing_Food Preparation_Natural Gas_Oven_E10 | F2 | Commercial | Retail | Existing | Food Preparation | Natural Gas | Oven | E10 | TRC BC Ratio | 0 | 0 | 0 | 0 | 0 | 0 | 0 | 0 | 0 | 0 | 0 | 0 | 0 | 0 | 0 | 0 | 0 | 0 | 0 | 0 | 0 | 0 | 0 | 0 | 0 | 0 | 0 | 0 | 0 | 0 | 0 | 0 | 0
F3_Commercial_Retail_Existing_Food Preparation_Natural Gas_Oven_E1 | F3 | Commercial | Retail | Existing | Food Preparation | Natural Gas | Oven | E1 | PACT BC Ratio | bar: 2019 to 2051
F3_Commercial_Retail_Existing_Food Preparation_Natural Gas_Oven_E2 | F3 | Commercial | Retail | Existing | Food Preparation | Natural Gas | Oven | E2 | PACT BC Ratio | 6.7372 | 6.7388 | 6.7725 | 6.7272 | 6.7003 | 6.7236 | 6.7891 | 6.8417 | 6.9062 | 6.968 | 7.0296 | 7.0868 | 7.1482 | 7.2121 | 7.2732 | 7.3356 | 7.3988 | 7.4676 | 7.5389 | 7.614 | 7.6869 | 7.7623 | 7.8312 | 7.9021 | 7.9647 | 8.0187 | 8.0679 | 8.1103 | 8.1436 | 8.1708 | 8.1857 | 8.1956 | 8.1956
F3_Commercial_Retail_Existing_Food Preparation_Natural Gas_Oven_E3 | F3 | Commercial | Retail | Existing | Food Preparation | Natural Gas | Oven | E3 | PACT BC Ratio | 0 | 0 | 0 | 0 | 0 | 0 | 0 | 0 | 0 | 0 | 0 | 0 | 0 | 0 | 0 | 0 | 0 | 0 | 0 | 0 | 0 | 0 | 0 | 0 | 0 | 0 | 0 | 0 | 0 | 0 | 0 | 0 | 0
F3_Commercial_Retail_Existing_Food Preparation_Natural Gas_Oven_E4 | F3 | Commercial | Retail | Existing | Food Preparation | Natural Gas | Oven | E4 | PACT BC Ratio | 0 | 0 | 0 | 0 | 0 | 0 | 0 | 0 | 0 | 0 | 0 | 0 | 0 | 0 | 0 | 0 | 0 | 0 | 0 | 0 | 0 | 0 | 0 | 0 | 0 | 0 | 0 | 0 | 0 | 0 | 0 | 0 | 0
F3_Commercial_Retail_Existing_Food Preparation_Natural Gas_Oven_E5 | F3 | Commercial | Retail | Existing | Food Preparation | Natural Gas | Oven | E5 | PACT BC Ratio | 0 | 0 | 0 | 0 | 0 | 0 | 0 | 0 | 0 | 0 | 0 | 0 | 0 | 0 | 0 | 0 | 0 | 0 | 0 | 0 | 0 | 0 | 0 | 0 | 0 | 0 | 0 | 0 | 0 | 0 | 0 | 0 | 0
F3_Commercial_Retail_Existing_Food Preparation_Natural Gas_Oven_E6 | F3 | Commercial | Retail | Existing | Food Preparation | Natural Gas | Oven | E6 | PACT BC Ratio | 0 | 0 | 0 | 0 | 0 | 0 | 0 | 0 | 0 | 0 | 0 | 0 | 0 | 0 | 0 | 0 | 0 | 0 | 0 | 0 | 0 | 0 | 0 | 0 | 0 | 0 | 0 | 0 | 0 | 0 | 0 | 0 | 0
F3_Commercial_Retail_Existing_Food Preparation_Natural Gas_Oven_E7 | F3 | Commercial | Retail | Existing | Food Preparation | Natural Gas | Oven | E7 | PACT BC Ratio | 0 | 0 | 0 | 0 | 0 | 0 | 0 | 0 | 0 | 0 | 0 | 0 | 0 | 0 | 0 | 0 | 0 | 0 | 0 | 0 | 0 | 0 | 0 | 0 | 0 | 0 | 0 | 0 | 0 | 0 | 0 | 0 | 0
F3_Commercial_Retail_Existing_Food Preparation_Natural Gas_Oven_E8 | F3 | Commercial | Retail | Existing | Food Preparation | Natural Gas | Oven | E8 | PACT BC Ratio | 0 | 0 | 0 | 0 | 0 | 0 | 0 | 0 | 0 | 0 | 0 | 0 | 0 | 0 | 0 | 0 | 0 | 0 | 0 | 0 | 0 | 0 | 0 | 0 | 0 | 0 | 0 | 0 | 0 | 0 | 0 | 0 | 0
F3_Commercial_Retail_Existing_Food Preparation_Natural Gas_Oven_E9 | F3 | Commercial | Retail | Existing | Food Preparation | Natural Gas | Oven | E9 | PACT BC Ratio | 0 | 0 | 0 | 0 | 0 | 0 | 0 | 0 | 0 | 0 | 0 | 0 | 0 | 0 | 0 | 0 | 0 | 0 | 0 | 0 | 0 | 0 | 0 | 0 | 0 | 0 | 0 | 0 | 0 | 0 | 0 | 0 | 0
F3_Commercial_Retail_Existing_Food Preparation_Natural Gas_Oven_E10 | F3 | Commercial | Retail | Existing | Food Preparation | Natural Gas | Oven | E10 | PACT BC Ratio | 0 | 0 | 0 | 0 | 0 | 0 | 0 | 0 | 0 | 0 | 0 | 0 | 0 | 0 | 0 | 0 | 0 | 0 | 0 | 0 | 0 | 0 | 0 | 0 | 0 | 0 | 0 | 0 | 0 | 0 | 0 | 0 | 0
F4_Commercial_Retail_Existing_Food Preparation_Natural Gas_Oven_E1 | F4 | Commercial | Retail | Existing | Food Preparation | Natural Gas | Oven | E1 | RVT BC Ratio | bar: 2019 to 2051
F4_Commercial_Retail_Existing_Food Preparation_Natural Gas_Oven_E2 | F4 | Commercial | Retail | Existing | Food Preparation | Natural Gas | Oven | E2 | RVT BC Ratio | 7.9644 | 7.9662 | 8.0025 | 7.9537 | 7.9247 | 7.9497 | 8.0204 | 8.0771 | 8.1467 | 8.2133 | 8.2797 | 8.3414 | 8.4076 | 8.4765 | 8.5424 | 8.6097 | 8.6778 | 8.752 | 8.8289 | 8.9098 | 8.9885 | 9.0697 | 9.144 | 9.2205 | 9.288 | 9.3462 | 9.3993 | 9.445 | 9.4809 | 9.5103 | 9.5263 | 9.537 | 9.537
F4_Commercial_Retail_Existing_Food Preparation_Natural Gas_Oven_E3 | F4 | Commercial | Retail | Existing | Food Preparation | Natural Gas | Oven | E3 | RVT BC Ratio | 0 | 0 | 0 | 0 | 0 | 0 | 0 | 0 | 0 | 0 | 0 | 0 | 0 | 0 | 0 | 0 | 0 | 0 | 0 | 0 | 0 | 0 | 0 | 0 | 0 | 0 | 0 | 0 | 0 | 0 | 0 | 0 | 0
F4_Commercial_Retail_Existing_Food Preparation_Natural Gas_Oven_E4 | F4 | Commercial | Retail | Existing | Food Preparation | Natural Gas | Oven | E4 | RVT BC Ratio | 0 | 0 | 0 | 0 | 0 | 0 | 0 | 0 | 0 | 0 | 0 | 0 | 0 | 0 | 0 | 0 | 0 | 0 | 0 | 0 | 0 | 0 | 0 | 0 | 0 | 0 | 0 | 0 | 0 | 0 | 0 | 0 | 0
F4_Commercial_Retail_Existing_Food Preparation_Natural Gas_Oven_E5 | F4 | Commercial | Retail | Existing | Food Preparation | Natural Gas | Oven | E5 | RVT BC Ratio | 0 | 0 | 0 | 0 | 0 | 0 | 0 | 0 | 0 | 0 | 0 | 0 | 0 | 0 | 0 | 0 | 0 | 0 | 0 | 0 | 0 | 0 | 0 | 0 | 0 | 0 | 0 | 0 | 0 | 0 | 0 | 0 | 0
F4_Commercial_Retail_Existing_Food Preparation_Natural Gas_Oven_E6 | F4 | Commercial | Retail | Existing | Food Preparation | Natural Gas | Oven | E6 | RVT BC Ratio | 0 | 0 | 0 | 0 | 0 | 0 | 0 | 0 | 0 | 0 | 0 | 0 | 0 | 0 | 0 | 0 | 0 | 0 | 0 | 0 | 0 | 0 | 0 | 0 | 0 | 0 | 0 | 0 | 0 | 0 | 0 | 0 | 0
F4_Commercial_Retail_Existing_Food Preparation_Natural Gas_Oven_E7 | F4 | Commercial | Retail | Existing | Food Preparation | Natural Gas | Oven | E7 | RVT BC Ratio | 0 | 0 | 0 | 0 | 0 | 0 | 0 | 0 | 0 | 0 | 0 | 0 | 0 | 0 | 0 | 0 | 0 | 0 | 0 | 0 | 0 | 0 | 0 | 0 | 0 | 0 | 0 | 0 | 0 | 0 | 0 | 0 | 0
F4_Commercial_Retail_Existing_Food Preparation_Natural Gas_Oven_E8 | F4 | Commercial | Retail | Existing | Food Preparation | Natural Gas | Oven | E8 | RVT BC Ratio | 0 | 0 | 0 | 0 | 0 | 0 | 0 | 0 | 0 | 0 | 0 | 0 | 0 | 0 | 0 | 0 | 0 | 0 | 0 | 0 | 0 | 0 | 0 | 0 | 0 | 0 | 0 | 0 | 0 | 0 | 0 | 0 | 0
F4_Commercial_Retail_Existing_Food Preparation_Natural Gas_Oven_E9 | F4 | Commercial | Retail | Existing | Food Preparation | Natural Gas | Oven | E9 | RVT BC Ratio | 0 | 0 | 0 | 0 | 0 | 0 | 0 | 0 | 0 | 0 | 0 | 0 | 0 | 0 | 0 | 0 | 0 | 0 | 0 | 0 | 0 | 0 | 0 | 0 | 0 | 0 | 0 | 0 | 0 | 0 | 0 | 0 | 0
F4_Commercial_Retail_Existing_Food Preparation_Natural Gas_Oven_E10 | F4 | Commercial | Retail | Existing | Food Preparation | Natural Gas | Oven | E10 | RVT BC Ratio | 0 | 0 | 0 | 0 | 0 | 0 | 0 | 0 | 0 | 0 | 0 | 0 | 0 | 0 | 0 | 0 | 0 | 0 | 0 | 0 | 0 | 0 | 0 | 0 | 0 | 0 | 0 | 0 | 0 | 0 | 0 | 0 | 0
F5_Commercial_Retail_Existing_Food Preparation_Natural Gas_Oven_E1 | F5 | Commercial | Retail | Existing | Food Preparation | Natural Gas | Oven | E1 | RIM BC Ratio | bar: 2019 to 2051
F5_Commercial_Retail_Existing_Food Preparation_Natural Gas_Oven_E2 | F5 | Commercial | Retail | Existing | Food Preparation | Natural Gas | Oven | E2 | RIM BC Ratio | 0.74267 | 0.74269 | 0.7431 | 0.74255 | 0.74222 | 0.7425 | 0.7433 | 0.74392 | 0.74468 | 0.74539 | 0.74609 | 0.74673 | 0.74741 | 0.7481 | 0.74875 | 0.74941 | 0.75006 | 0.75076 | 0.75148 | 0.75222 | 0.75292 | 0.75364 | 0.75428 | 0.75494 | 0.7555 | 0.75599 | 0.75642 | 0.75679 | 0.75708 | 0.75732 | 0.75744 | 0.75753 | 0.75753
F5_Commercial_Retail_Existing_Food Preparation_Natural Gas_Oven_E3 | F5 | Commercial | Retail | Existing | Food Preparation | Natural Gas | Oven | E3 | RIM BC Ratio | 0 | 0 | 0 | 0 | 0 | 0 | 0 | 0 | 0 | 0 | 0 | 0 | 0 | 0 | 0 | 0 | 0 | 0 | 0 | 0 | 0 | 0 | 0 | 0 | 0 | 0 | 0 | 0 | 0 | 0 | 0 | 0 | 0
F5_Commercial_Retail_Existing_Food Preparation_Natural Gas_Oven_E4 | F5 | Commercial | Retail | Existing | Food Preparation | Natural Gas | Oven | E4 | RIM BC Ratio | 0 | 0 | 0 | 0 | 0 | 0 | 0 | 0 | 0 | 0 | 0 | 0 | 0 | 0 | 0 | 0 | 0 | 0 | 0 | 0 | 0 | 0 | 0 | 0 | 0 | 0 | 0 | 0 | 0 | 0 | 0 | 0 | 0
F5_Commercial_Retail_Existing_Food Preparation_Natural Gas_Oven_E5 | F5 | Commercial | Retail | Existing | Food Preparation | Natural Gas | Oven | E5 | RIM BC Ratio | 0 | 0 | 0 | 0 | 0 | 0 | 0 | 0 | 0 | 0 | 0 | 0 | 0 | 0 | 0 | 0 | 0 | 0 | 0 | 0 | 0 | 0 | 0 | 0 | 0 | 0 | 0 | 0 | 0 | 0 | 0 | 0 | 0
F5_Commercial_Retail_Existing_Food Preparation_Natural Gas_Oven_E6 | F5 | Commercial | Retail | Existing | Food Preparation | Natural Gas | Oven | E6 | RIM BC Ratio | 0 | 0 | 0 | 0 | 0 | 0 | 0 | 0 | 0 | 0 | 0 | 0 | 0 | 0 | 0 | 0 | 0 | 0 | 0 | 0 | 0 | 0 | 0 | 0 | 0 | 0 | 0 | 0 | 0 | 0 | 0 | 0 | 0
F5_Commercial_Retail_Existing_Food Preparation_Natural Gas_Oven_E7 | F5 | Commercial | Retail | Existing | Food Preparation | Natural Gas | Oven | E7 | RIM BC Ratio | 0 | 0 | 0 | 0 | 0 | 0 | 0 | 0 | 0 | 0 | 0 | 0 | 0 | 0 | 0 | 0 | 0 | 0 | 0 | 0 | 0 | 0 | 0 | 0 | 0 | 0 | 0 | 0 | 0 | 0 | 0 | 0 | 0
F5_Commercial_Retail_Existing_Food Preparation_Natural Gas_Oven_E8 | F5 | Commercial | Retail | Existing | Food Preparation | Natural Gas | Oven | E8 | RIM BC Ratio | 0 | 0 | 0 | 0 | 0 | 0 | 0 | 0 | 0 | 0 | 0 | 0 | 0 | 0 | 0 | 0 | 0 | 0 | 0 | 0 | 0 | 0 | 0 | 0 | 0 | 0 | 0 | 0 | 0 | 0 | 0 | 0 | 0
F5_Commercial_Retail_Existing_Food Preparation_Natural Gas_Oven_E9 | F5 | Commercial | Retail | Existing | Food Preparation | Natural Gas | Oven | E9 | RIM BC Ratio | 0 | 0 | 0 | 0 | 0 | 0 | 0 | 0 | 0 | 0 | 0 | 0 | 0 | 0 | 0 | 0 | 0 | 0 | 0 | 0 | 0 | 0 | 0 | 0 | 0 | 0 | 0 | 0 | 0 | 0 | 0 | 0 | 0
F5_Commercial_Retail_Existing_Food Preparation_Natural Gas_Oven_E10 | F5 | Commercial | Retail | Existing | Food Preparation | Natural Gas | Oven | E10 | RIM BC Ratio | 0 | 0 | 0 | 0 | 0 | 0 | 0 | 0 | 0 | 0 | 0 | 0 | 0 | 0 | 0 | 0 | 0 | 0 | 0 | 0 | 0 | 0 | 0 | 0 | 0 | 0 | 0 | 0 | 0 | 0 | 0 | 0 | 0
F0_Commercial_Retail_Existing_Food Preparation_Natural Gas_Conveyor Oven_E0 | F0 | Commercial | Retail | Existing | Food Preparation | Natural Gas | Conveyor Oven | E0 | Economic Unit | Efficient (>44% Baking Efficiency) | Efficient (>44% Baking Efficiency) | Efficient (>44% Baking Efficiency) | Efficient (>44% Baking Efficiency) | Efficient (>44% Baking Efficiency) | Efficient (>44% Baking Efficiency) | Efficient (>44% Baking Efficiency) | Efficient (>44% Baking Efficiency) | Efficient (>44% Baking Efficiency) | Efficient (>44% Baking Efficiency) | Efficient (>44% Baking Efficiency) | Efficient (>44% Baking Efficiency) | Efficient (>44% Baking Efficiency) | Efficient (>44% Baking Efficiency) | Efficient (>44% Baking Efficiency) | Efficient (>44% Baking Efficiency) | Efficient (>44% Baking Efficiency) | Efficient (>44% Baking Efficiency) | Efficient (>44% Baking Efficiency) | Efficient (>44% Baking Efficiency) | Efficient (>44% Baking Efficiency) | Efficient (>44% Baking Efficiency) | Efficient (>44% Baking Efficiency) | Efficient (>44% Baking Efficiency) | Efficient (>44% Baking Efficiency) | Efficient (>44% Baking Efficiency) | Efficient (>44% Baking Efficiency) | Efficient (>44% Baking Efficiency) | Efficient (>44% Baking Efficiency) | Efficient (>44% Baking Efficiency) | Efficient (>44% Baking Efficiency) | Efficient (>44% Baking Efficiency) | Efficient (>44% Baking Efficiency)
F1_Commercial_Retail_Existing_Food Preparation_Natural Gas_Conveyor Oven_E1 | F1 | Commercial | Retail | Existing | Food Preparation | Natural Gas | Conveyor Oven | E1 | CCE | 0 | 0 | 0 | 0 | 0 | 0 | 0 | 0 | 0 | 0 | 0 | 0 | 0 | 0 | 0 | 0 | 0 | 0 | 0 | 0 | 0 | 0 | 0 | 0 | 0 | 0 | 0 | 0 | 0 | 0 | 0 | 0 | 0
F1_Commercial_Retail_Existing_Food Preparation_Natural Gas_Conveyor Oven_E2 | F1 | Commercial | Retail | Existing | Food Preparation | Natural Gas | Conveyor Oven | E2 | CCE | 0.32888 | 0.3405 | 0.30566 | 0.31139 | 0.31139 | 0.31139 | 0.31139 | 0.31139 | 0.31139 | 0.31139 | 0.31139 | 0.31139 | 0.31139 | 0.31139 | 0.31139 | 0.31139 | 0.31139 | 0.31139 | 0.31139 | 0.31139 | 0.31139 | 0.31139 | 0.31139 | 0.31139 | 0.31139 | 0.31139 | 0.31139 | 0.31139 | 0.31139 | 0.31139 | 0.31139 | 0.31139 | 0.31139
F1_Commercial_Retail_Existing_Food Preparation_Natural Gas_Conveyor Oven_E3 | F1 | Commercial | Retail | Existing | Food Preparation | Natural Gas | Conveyor Oven | E3 | CCE | 0 | 0 | 0 | 0 | 0 | 0 | 0 | 0 | 0 | 0 | 0 | 0 | 0 | 0 | 0 | 0 | 0 | 0 | 0 | 0 | 0 | 0 | 0 | 0 | 0 | 0 | 0 | 0 | 0 | 0 | 0 | 0 | 0
F1_Commercial_Retail_Existing_Food Preparation_Natural Gas_Conveyor Oven_E4 | F1 | Commercial | Retail | Existing | Food Preparation | Natural Gas | Conveyor Oven | E4 | CCE | 0 | 0 | 0 | 0 | 0 | 0 | 0 | 0 | 0 | 0 | 0 | 0 | 0 | 0 | 0 | 0 | 0 | 0 | 0 | 0 | 0 | 0 | 0 | 0 | 0 | 0 | 0 | 0 | 0 | 0 | 0 | 0 | 0
F1_Commercial_Retail_Existing_Food Preparation_Natural Gas_Conveyor Oven_E5 | F1 | Commercial | Retail | Existing | Food Preparation | Natural Gas | Conveyor Oven | E5 | CCE | 0 | 0 | 0 | 0 | 0 | 0 | 0 | 0 | 0 | 0 | 0 | 0 | 0 | 0 | 0 | 0 | 0 | 0 | 0 | 0 | 0 | 0 | 0 | 0 | 0 | 0 | 0 | 0 | 0 | 0 | 0 | 0 | 0
F1_Commercial_Retail_Existing_Food Preparation_Natural Gas_Conveyor Oven_E6 | F1 | Commercial | Retail | Existing | Food Preparation | Natural Gas | Conveyor Oven | E6 | CCE | 0 | 0 | 0 | 0 | 0 | 0 | 0 | 0 | 0 | 0 | 0 | 0 | 0 | 0 | 0 | 0 | 0 | 0 | 0 | 0 | 0 | 0 | 0 | 0 | 0 | 0 | 0 | 0 | 0 | 0 | 0 | 0 | 0
F1_Commercial_Retail_Existing_Food Preparation_Natural Gas_Conveyor Oven_E7 | F1 | Commercial | Retail | Existing | Food Preparation | Natural Gas | Conveyor Oven | E7 | CCE | 0 | 0 | 0 | 0 | 0 | 0 | 0 | 0 | 0 | 0 | 0 | 0 | 0 | 0 | 0 | 0 | 0 | 0 | 0 | 0 | 0 | 0 | 0 | 0 | 0 | 0 | 0 | 0 | 0 | 0 | 0 | 0 | 0
F1_Commercial_Retail_Existing_Food Preparation_Natural Gas_Conveyor Oven_E8 | F1 | Commercial | Retail | Existing | Food Preparation | Natural Gas | Conveyor Oven | E8 | CCE | 0 | 0 | 0 | 0 | 0 | 0 | 0 | 0 | 0 | 0 | 0 | 0 | 0 | 0 | 0 | 0 | 0 | 0 | 0 | 0 | 0 | 0 | 0 | 0 | 0 | 0 | 0 | 0 | 0 | 0 | 0 | 0 | 0
F1_Commercial_Retail_Existing_Food Preparation_Natural Gas_Conveyor Oven_E9 | F1 | Commercial | Retail | Existing | Food Preparation | Natural Gas | Conveyor Oven | E9 | CCE | 0 | 0 | 0 | 0 | 0 | 0 | 0 | 0 | 0 | 0 | 0 | 0 | 0 | 0 | 0 | 0 | 0 | 0 | 0 | 0 | 0 | 0 | 0 | 0 | 0 | 0 | 0 | 0 | 0 | 0 | 0 | 0 | 0
F1_Commercial_Retail_Existing_Food Preparation_Natural Gas_Conveyor Oven_E10 | F1 | Commercial | Retail | Existing | Food Preparation | Natural Gas | Conveyor Oven | E10 | CCE | 0 | 0 | 0 | 0 | 0 | 0 | 0 | 0 | 0 | 0 | 0 | 0 | 0 | 0 | 0 | 0 | 0 | 0 | 0 | 0 | 0 | 0 | 0 | 0 | 0 | 0 | 0 | 0 | 0 | 0 | 0 | 0 | 0
F2_Commercial_Retail_Existing_Food Preparation_Natural Gas_Conveyor Oven_E1 | F2 | Commercial | Retail | Existing | Food Preparation | Natural Gas | Conveyor Oven | E1 | TRC BC Ratio | bar: 2019 to 2051
F2_Commercial_Retail_Existing_Food Preparation_Natural Gas_Conveyor Oven_E2 | F2 | Commercial | Retail | Existing | Food Preparation | Natural Gas | Conveyor Oven | E2 | TRC BC Ratio | 5.054 | 5.0691 | 5.0998 | 5.0904 | 5.0904 | 5.1163 | 5.1641 | 5.206 | 5.2546 | 5.3028 | 5.3514 | 5.3984 | 5.4475 | 5.4983 | 5.5473 | 5.5964 | 5.6439 | 5.6922 | 5.7391 | 5.785 | 5.8272 | 5.8686 | 5.9051 | 5.9416 | 5.9733 | 6.0006 | 6.0255 | 6.047 | 6.0638 | 6.0776 | 6.0851 | 6.0902 | 6.0902
F2_Commercial_Retail_Existing_Food Preparation_Natural Gas_Conveyor Oven_E3 | F2 | Commercial | Retail | Existing | Food Preparation | Natural Gas | Conveyor Oven | E3 | TRC BC Ratio | 0 | 0 | 0 | 0 | 0 | 0 | 0 | 0 | 0 | 0 | 0 | 0 | 0 | 0 | 0 | 0 | 0 | 0 | 0 | 0 | 0 | 0 | 0 | 0 | 0 | 0 | 0 | 0 | 0 | 0 | 0 | 0 | 0
F2_Commercial_Retail_Existing_Food Preparation_Natural Gas_Conveyor Oven_E4 | F2 | Commercial | Retail | Existing | Food Preparation | Natural Gas | Conveyor Oven | E4 | TRC BC Ratio | 0 | 0 | 0 | 0 | 0 | 0 | 0 | 0 | 0 | 0 | 0 | 0 | 0 | 0 | 0 | 0 | 0 | 0 | 0 | 0 | 0 | 0 | 0 | 0 | 0 | 0 | 0 | 0 | 0 | 0 | 0 | 0 | 0
F2_Commercial_Retail_Existing_Food Preparation_Natural Gas_Conveyor Oven_E5 | F2 | Commercial | Retail | Existing | Food Preparation | Natural Gas | Conveyor Oven | E5 | TRC BC Ratio | 0 | 0 | 0 | 0 | 0 | 0 | 0 | 0 | 0 | 0 | 0 | 0 | 0 | 0 | 0 | 0 | 0 | 0 | 0 | 0 | 0 | 0 | 0 | 0 | 0 | 0 | 0 | 0 | 0 | 0 | 0 | 0 | 0
F2_Commercial_Retail_Existing_Food Preparation_Natural Gas_Conveyor Oven_E6 | F2 | Commercial | Retail | Existing | Food Preparation | Natural Gas | Conveyor Oven | E6 | TRC BC Ratio | 0 | 0 | 0 | 0 | 0 | 0 | 0 | 0 | 0 | 0 | 0 | 0 | 0 | 0 | 0 | 0 | 0 | 0 | 0 | 0 | 0 | 0 | 0 | 0 | 0 | 0 | 0 | 0 | 0 | 0 | 0 | 0 | 0
F2_Commercial_Retail_Existing_Food Preparation_Natural Gas_Conveyor Oven_E7 | F2 | Commercial | Retail | Existing | Food Preparation | Natural Gas | Conveyor Oven | E7 | TRC BC Ratio | 0 | 0 | 0 | 0 | 0 | 0 | 0 | 0 | 0 | 0 | 0 | 0 | 0 | 0 | 0 | 0 | 0 | 0 | 0 | 0 | 0 | 0 | 0 | 0 | 0 | 0 | 0 | 0 | 0 | 0 | 0 | 0 | 0
F2_Commercial_Retail_Existing_Food Preparation_Natural Gas_Conveyor Oven_E8 | F2 | Commercial | Retail | Existing | Food Preparation | Natural Gas | Conveyor Oven | E8 | TRC BC Ratio | 0 | 0 | 0 | 0 | 0 | 0 | 0 | 0 | 0 | 0 | 0 | 0 | 0 | 0 | 0 | 0 | 0 | 0 | 0 | 0 | 0 | 0 | 0 | 0 | 0 | 0 | 0 | 0 | 0 | 0 | 0 | 0 | 0
F2_Commercial_Retail_Existing_Food Preparation_Natural Gas_Conveyor Oven_E9 | F2 | Commercial | Retail | Existing | Food Preparation | Natural Gas | Conveyor Oven | E9 | TRC BC Ratio | 0 | 0 | 0 | 0 | 0 | 0 | 0 | 0 | 0 | 0 | 0 | 0 | 0 | 0 | 0 | 0 | 0 | 0 | 0 | 0 | 0 | 0 | 0 | 0 | 0 | 0 | 0 | 0 | 0 | 0 | 0 | 0 | 0
F2_Commercial_Retail_Existing_Food Preparation_Natural Gas_Conveyor Oven_E10 | F2 | Commercial | Retail | Existing | Food Preparation | Natural Gas | Conveyor Oven | E10 | TRC BC Ratio | 0 | 0 | 0 | 0 | 0 | 0 | 0 | 0 | 0 | 0 | 0 | 0 | 0 | 0 | 0 | 0 | 0 | 0 | 0 | 0 | 0 | 0 | 0 | 0 | 0 | 0 | 0 | 0 | 0 | 0 | 0 | 0 | 0
F3_Commercial_Retail_Existing_Food Preparation_Natural Gas_Conveyor Oven_E1 | F3 | Commercial | Retail | Existing | Food Preparation | Natural Gas | Conveyor Oven | E1 | PACT BC Ratio | bar: 2019 to 2051
F3_Commercial_Retail_Existing_Food Preparation_Natural Gas_Conveyor Oven_E2 | F3 | Commercial | Retail | Existing | Food Preparation | Natural Gas | Conveyor Oven | E2 | PACT BC Ratio | 6.7386 | 6.7588 | 6.7997 | 6.7872 | 6.7872 | 6.8218 | 6.8855 | 6.9414 | 7.0062 | 7.0703 | 7.1352 | 7.1978 | 7.2633 | 7.3311 | 7.3964 | 7.4618 | 7.5252 | 7.5896 | 7.6521 | 7.7133 | 7.7696 | 7.8249 | 7.8735 | 7.9222 | 7.9644 | 8.0009 | 8.0341 | 8.0627 | 8.0851 | 8.1035 | 8.1135 | 8.1202 | 8.1202
F3_Commercial_Retail_Existing_Food Preparation_Natural Gas_Conveyor Oven_E3 | F3 | Commercial | Retail | Existing | Food Preparation | Natural Gas | Conveyor Oven | E3 | PACT BC Ratio | 0 | 0 | 0 | 0 | 0 | 0 | 0 | 0 | 0 | 0 | 0 | 0 | 0 | 0 | 0 | 0 | 0 | 0 | 0 | 0 | 0 | 0 | 0 | 0 | 0 | 0 | 0 | 0 | 0 | 0 | 0 | 0 | 0
F3_Commercial_Retail_Existing_Food Preparation_Natural Gas_Conveyor Oven_E4 | F3 | Commercial | Retail | Existing | Food Preparation | Natural Gas | Conveyor Oven | E4 | PACT BC Ratio | 0 | 0 | 0 | 0 | 0 | 0 | 0 | 0 | 0 | 0 | 0 | 0 | 0 | 0 | 0 | 0 | 0 | 0 | 0 | 0 | 0 | 0 | 0 | 0 | 0 | 0 | 0 | 0 | 0 | 0 | 0 | 0 | 0
F3_Commercial_Retail_Existing_Food Preparation_Natural Gas_Conveyor Oven_E5 | F3 | Commercial | Retail | Existing | Food Preparation | Natural Gas | Conveyor Oven | E5 | PACT BC Ratio | 0 | 0 | 0 | 0 | 0 | 0 | 0 | 0 | 0 | 0 | 0 | 0 | 0 | 0 | 0 | 0 | 0 | 0 | 0 | 0 | 0 | 0 | 0 | 0 | 0 | 0 | 0 | 0 | 0 | 0 | 0 | 0 | 0
F3_Commercial_Retail_Existing_Food Preparation_Natural Gas_Conveyor Oven_E6 | F3 | Commercial | Retail | Existing | Food Preparation | Natural Gas | Conveyor Oven | E6 | PACT BC Ratio | 0 | 0 | 0 | 0 | 0 | 0 | 0 | 0 | 0 | 0 | 0 | 0 | 0 | 0 | 0 | 0 | 0 | 0 | 0 | 0 | 0 | 0 | 0 | 0 | 0 | 0 | 0 | 0 | 0 | 0 | 0 | 0 | 0
F3_Commercial_Retail_Existing_Food Preparation_Natural Gas_Conveyor Oven_E7 | F3 | Commercial | Retail | Existing | Food Preparation | Natural Gas | Conveyor Oven | E7 | PACT BC Ratio | 0 | 0 | 0 | 0 | 0 | 0 | 0 | 0 | 0 | 0 | 0 | 0 | 0 | 0 | 0 | 0 | 0 | 0 | 0 | 0 | 0 | 0 | 0 | 0 | 0 | 0 | 0 | 0 | 0 | 0 | 0 | 0 | 0
F3_Commercial_Retail_Existing_Food Preparation_Natural Gas_Conveyor Oven_E8 | F3 | Commercial | Retail | Existing | Food Preparation | Natural Gas | Conveyor Oven | E8 | PACT BC Ratio | 0 | 0 | 0 | 0 | 0 | 0 | 0 | 0 | 0 | 0 | 0 | 0 | 0 | 0 | 0 | 0 | 0 | 0 | 0 | 0 | 0 | 0 | 0 | 0 | 0 | 0 | 0 | 0 | 0 | 0 | 0 | 0 | 0
F3_Commercial_Retail_Existing_Food Preparation_Natural Gas_Conveyor Oven_E9 | F3 | Commercial | Retail | Existing | Food Preparation | Natural Gas | Conveyor Oven | E9 | PACT BC Ratio | 0 | 0 | 0 | 0 | 0 | 0 | 0 | 0 | 0 | 0 | 0 | 0 | 0 | 0 | 0 | 0 | 0 | 0 | 0 | 0 | 0 | 0 | 0 | 0 | 0 | 0 | 0 | 0 | 0 | 0 | 0 | 0 | 0
F3_Commercial_Retail_Existing_Food Preparation_Natural Gas_Conveyor Oven_E10 | F3 | Commercial | Retail | Existing | Food Preparation | Natural Gas | Conveyor Oven | E10 | PACT BC Ratio | 0 | 0 | 0 | 0 | 0 | 0 | 0 | 0 | 0 | 0 | 0 | 0 | 0 | 0 | 0 | 0 | 0 | 0 | 0 | 0 | 0 | 0 | 0 | 0 | 0 | 0 | 0 | 0 | 0 | 0 | 0 | 0 | 0
F4_Commercial_Retail_Existing_Food Preparation_Natural Gas_Conveyor Oven_E1 | F4 | Commercial | Retail | Existing | Food Preparation | Natural Gas | Conveyor Oven | E1 | RVT BC Ratio | bar: 2019 to 2051
F4_Commercial_Retail_Existing_Food Preparation_Natural Gas_Conveyor Oven_E2 | F4 | Commercial | Retail | Existing | Food Preparation | Natural Gas | Conveyor Oven | E2 | RVT BC Ratio | 7.966 | 7.9877 | 8.0318 | 8.0183 | 8.0184 | 8.0556 | 8.1243 | 8.1846 | 8.2545 | 8.3237 | 8.3936 | 8.4611 | 8.5318 | 8.6048 | 8.6753 | 8.7458 | 8.8142 | 8.8835 | 8.951 | 9.0169 | 9.0777 | 9.1372 | 9.1896 | 9.2422 | 9.2877 | 9.327 | 9.3628 | 9.3937 | 9.4179 | 9.4377 | 9.4485 | 9.4557 | 9.4557
F4_Commercial_Retail_Existing_Food Preparation_Natural Gas_Conveyor Oven_E3 | F4 | Commercial | Retail | Existing | Food Preparation | Natural Gas | Conveyor Oven | E3 | RVT BC Ratio | 0 | 0 | 0 | 0 | 0 | 0 | 0 | 0 | 0 | 0 | 0 | 0 | 0 | 0 | 0 | 0 | 0 | 0 | 0 | 0 | 0 | 0 | 0 | 0 | 0 | 0 | 0 | 0 | 0 | 0 | 0 | 0 | 0
F4_Commercial_Retail_Existing_Food Preparation_Natural Gas_Conveyor Oven_E4 | F4 | Commercial | Retail | Existing | Food Preparation | Natural Gas | Conveyor Oven | E4 | RVT BC Ratio | 0 | 0 | 0 | 0 | 0 | 0 | 0 | 0 | 0 | 0 | 0 | 0 | 0 | 0 | 0 | 0 | 0 | 0 | 0 | 0 | 0 | 0 | 0 | 0 | 0 | 0 | 0 | 0 | 0 | 0 | 0 | 0 | 0
F4_Commercial_Retail_Existing_Food Preparation_Natural Gas_Conveyor Oven_E5 | F4 | Commercial | Retail | Existing | Food Preparation | Natural Gas | Conveyor Oven | E5 | RVT BC Ratio | 0 | 0 | 0 | 0 | 0 | 0 | 0 | 0 | 0 | 0 | 0 | 0 | 0 | 0 | 0 | 0 | 0 | 0 | 0 | 0 | 0 | 0 | 0 | 0 | 0 | 0 | 0 | 0 | 0 | 0 | 0 | 0 | 0
F4_Commercial_Retail_Existing_Food Preparation_Natural Gas_Conveyor Oven_E6 | F4 | Commercial | Retail | Existing | Food Preparation | Natural Gas | Conveyor Oven | E6 | RVT BC Ratio | 0 | 0 | 0 | 0 | 0 | 0 | 0 | 0 | 0 | 0 | 0 | 0 | 0 | 0 | 0 | 0 | 0 | 0 | 0 | 0 | 0 | 0 | 0 | 0 | 0 | 0 | 0 | 0 | 0 | 0 | 0 | 0 | 0
F4_Commercial_Retail_Existing_Food Preparation_Natural Gas_Conveyor Oven_E7 | F4 | Commercial | Retail | Existing | Food Preparation | Natural Gas | Conveyor Oven | E7 | RVT BC Ratio | 0 | 0 | 0 | 0 | 0 | 0 | 0 | 0 | 0 | 0 | 0 | 0 | 0 | 0 | 0 | 0 | 0 | 0 | 0 | 0 | 0 | 0 | 0 | 0 | 0 | 0 | 0 | 0 | 0 | 0 | 0 | 0 | 0
F4_Commercial_Retail_Existing_Food Preparation_Natural Gas_Conveyor Oven_E8 | F4 | Commercial | Retail | Existing | Food Preparation | Natural Gas | Conveyor Oven | E8 | RVT BC Ratio | 0 | 0 | 0 | 0 | 0 | 0 | 0 | 0 | 0 | 0 | 0 | 0 | 0 | 0 | 0 | 0 | 0 | 0 | 0 | 0 | 0 | 0 | 0 | 0 | 0 | 0 | 0 | 0 | 0 | 0 | 0 | 0 | 0
F4_Commercial_Retail_Existing_Food Preparation_Natural Gas_Conveyor Oven_E9 | F4 | Commercial | Retail | Existing | Food Preparation | Natural Gas | Conveyor Oven | E9 | RVT BC Ratio | 0 | 0 | 0 | 0 | 0 | 0 | 0 | 0 | 0 | 0 | 0 | 0 | 0 | 0 | 0 | 0 | 0 | 0 | 0 | 0 | 0 | 0 | 0 | 0 | 0 | 0 | 0 | 0 | 0 | 0 | 0 | 0 | 0
F4_Commercial_Retail_Existing_Food Preparation_Natural Gas_Conveyor Oven_E10 | F4 | Commercial | Retail | Existing | Food Preparation | Natural Gas | Conveyor Oven | E10 | RVT BC Ratio | 0 | 0 | 0 | 0 | 0 | 0 | 0 | 0 | 0 | 0 | 0 | 0 | 0 | 0 | 0 | 0 | 0 | 0 | 0 | 0 | 0 | 0 | 0 | 0 | 0 | 0 | 0 | 0 | 0 | 0 | 0 | 0 | 0
F5_Commercial_Retail_Existing_Food Preparation_Natural Gas_Conveyor Oven_E1 | F5 | Commercial | Retail | Existing | Food Preparation | Natural Gas | Conveyor Oven | E1 | RIM BC Ratio | bar: 2019 to 2051
F5_Commercial_Retail_Existing_Food Preparation_Natural Gas_Conveyor Oven_E2 | F5 | Commercial | Retail | Existing | Food Preparation | Natural Gas | Conveyor Oven | E2 | RIM BC Ratio | 0.74269 | 0.74293 | 0.74342 | 0.74327 | 0.74327 | 0.74369 | 0.74444 | 0.74509 | 0.74583 | 0.74655 | 0.74726 | 0.74795 | 0.74865 | 0.74936 | 0.75004 | 0.75071 | 0.75134 | 0.75198 | 0.75259 | 0.75318 | 0.75371 | 0.75423 | 0.75467 | 0.75512 | 0.7555 | 0.75583 | 0.75612 | 0.75638 | 0.75657 | 0.75673 | 0.75682 | 0.75688 | 0.75688
F5_Commercial_Retail_Existing_Food Preparation_Natural Gas_Conveyor Oven_E3 | F5 | Commercial | Retail | Existing | Food Preparation | Natural Gas | Conveyor Oven | E3 | RIM BC Ratio | 0 | 0 | 0 | 0 | 0 | 0 | 0 | 0 | 0 | 0 | 0 | 0 | 0 | 0 | 0 | 0 | 0 | 0 | 0 | 0 | 0 | 0 | 0 | 0 | 0 | 0 | 0 | 0 | 0 | 0 | 0 | 0 | 0
F5_Commercial_Retail_Existing_Food Preparation_Natural Gas_Conveyor Oven_E4 | F5 | Commercial | Retail | Existing | Food Preparation | Natural Gas | Conveyor Oven | E4 | RIM BC Ratio | 0 | 0 | 0 | 0 | 0 | 0 | 0 | 0 | 0 | 0 | 0 | 0 | 0 | 0 | 0 | 0 | 0 | 0 | 0 | 0 | 0 | 0 | 0 | 0 | 0 | 0 | 0 | 0 | 0 | 0 | 0 | 0 | 0
F5_Commercial_Retail_Existing_Food Preparation_Natural Gas_Conveyor Oven_E5 | F5 | Commercial | Retail | Existing | Food Preparation | Natural Gas | Conveyor Oven | E5 | RIM BC Ratio | 0 | 0 | 0 | 0 | 0 | 0 | 0 | 0 | 0 | 0 | 0 | 0 | 0 | 0 | 0 | 0 | 0 | 0 | 0 | 0 | 0 | 0 | 0 | 0 | 0 | 0 | 0 | 0 | 0 | 0 | 0 | 0 | 0
F5_Commercial_Retail_Existing_Food Preparation_Natural Gas_Conveyor Oven_E6 | F5 | Commercial | Retail | Existing | Food Preparation | Natural Gas | Conveyor Oven | E6 | RIM BC Ratio | 0 | 0 | 0 | 0 | 0 | 0 | 0 | 0 | 0 | 0 | 0 | 0 | 0 | 0 | 0 | 0 | 0 | 0 | 0 | 0 | 0 | 0 | 0 | 0 | 0 | 0 | 0 | 0 | 0 | 0 | 0 | 0 | 0
F5_Commercial_Retail_Existing_Food Preparation_Natural Gas_Conveyor Oven_E7 | F5 | Commercial | Retail | Existing | Food Preparation | Natural Gas | Conveyor Oven | E7 | RIM BC Ratio | 0 | 0 | 0 | 0 | 0 | 0 | 0 | 0 | 0 | 0 | 0 | 0 | 0 | 0 | 0 | 0 | 0 | 0 | 0 | 0 | 0 | 0 | 0 | 0 | 0 | 0 | 0 | 0 | 0 | 0 | 0 | 0 | 0
F5_Commercial_Retail_Existing_Food Preparation_Natural Gas_Conveyor Oven_E8 | F5 | Commercial | Retail | Existing | Food Preparation | Natural Gas | Conveyor Oven | E8 | RIM BC Ratio | 0 | 0 | 0 | 0 | 0 | 0 | 0 | 0 | 0 | 0 | 0 | 0 | 0 | 0 | 0 | 0 | 0 | 0 | 0 | 0 | 0 | 0 | 0 | 0 | 0 | 0 | 0 | 0 | 0 | 0 | 0 | 0 | 0
F5_Commercial_Retail_Existing_Food Preparation_Natural Gas_Conveyor Oven_E9 | F5 | Commercial | Retail | Existing | Food Preparation | Natural Gas | Conveyor Oven | E9 | RIM BC Ratio | 0 | 0 | 0 | 0 | 0 | 0 | 0 | 0 | 0 | 0 | 0 | 0 | 0 | 0 | 0 | 0 | 0 | 0 | 0 | 0 | 0 | 0 | 0 | 0 | 0 | 0 | 0 | 0 | 0 | 0 | 0 | 0 | 0
F5_Commercial_Retail_Existing_Food Preparation_Natural Gas_Conveyor Oven_E10 | F5 | Commercial | Retail | Existing | Food Preparation | Natural Gas | Conveyor Oven | E10 | RIM BC Ratio | 0 | 0 | 0 | 0 | 0 | 0 | 0 | 0 | 0 | 0 | 0 | 0 | 0 | 0 | 0 | 0 | 0 | 0 | 0 | 0 | 0 | 0 | 0 | 0 | 0 | 0 | 0 | 0 | 0 | 0 | 0 | 0 | 0
F0_Commercial_Retail_Existing_Food Preparation_Natural Gas_Double Rack Oven_E0 | F0 | Commercial | Retail | Existing | Food Preparation | Natural Gas | Double Rack Oven | E0 | Economic Unit | FTSC Qualified (>50% Cooking Efficiency) | FTSC Qualified (>50% Cooking Efficiency) | FTSC Qualified (>50% Cooking Efficiency) | FTSC Qualified (>50% Cooking Efficiency) | FTSC Qualified (>50% Cooking Efficiency) | FTSC Qualified (>50% Cooking Efficiency) | FTSC Qualified (>50% Cooking Efficiency) | FTSC Qualified (>50% Cooking Efficiency) | FTSC Qualified (>50% Cooking Efficiency) | FTSC Qualified (>50% Cooking Efficiency) | FTSC Qualified (>50% Cooking Efficiency) | FTSC Qualified (>50% Cooking Efficiency) | FTSC Qualified (>50% Cooking Efficiency) | FTSC Qualified (>50% Cooking Efficiency) | FTSC Qualified (>50% Cooking Efficiency) | FTSC Qualified (>50% Cooking Efficiency) | FTSC Qualified (>50% Cooking Efficiency) | FTSC Qualified (>50% Cooking Efficiency) | FTSC Qualified (>50% Cooking Efficiency) | FTSC Qualified (>50% Cooking Efficiency) | FTSC Qualified (>50% Cooking Efficiency) | FTSC Qualified (>50% Cooking Efficiency) | FTSC Qualified (>50% Cooking Efficiency) | FTSC Qualified (>50% Cooking Efficiency) | FTSC Qualified (>50% Cooking Efficiency) | FTSC Qualified (>50% Cooking Efficiency) | FTSC Qualified (>50% Cooking Efficiency) | FTSC Qualified (>50% Cooking Efficiency) | FTSC Qualified (>50% Cooking Efficiency) | FTSC Qualified (>50% Cooking Efficiency) | FTSC Qualified (>50% Cooking Efficiency) | FTSC Qualified (>50% Cooking Efficiency) | FTSC Qualified (>50% Cooking Efficiency)
F1_Commercial_Retail_Existing_Food Preparation_Natural Gas_Double Rack Oven_E1 | F1 | Commercial | Retail | Existing | Food Preparation | Natural Gas | Double Rack Oven | E1 | CCE | 0 | 0 | 0 | 0 | 0 | 0 | 0 | 0 | 0 | 0 | 0 | 0 | 0 | 0 | 0 | 0 | 0 | 0 | 0 | 0 | 0 | 0 | 0 | 0 | 0 | 0 | 0 | 0 | 0 | 0 | 0 | 0 | 0
F1_Commercial_Retail_Existing_Food Preparation_Natural Gas_Double Rack Oven_E2 | F1 | Commercial | Retail | Existing | Food Preparation | Natural Gas | Double Rack Oven | E2 | CCE | 0.28294 | 0.29294 | 0.26296 | 0.26789 | 0.26789 | 0.26789 | 0.26789 | 0.26789 | 0.26789 | 0.26789 | 0.26789 | 0.26789 | 0.26789 | 0.26789 | 0.26789 | 0.26789 | 0.26789 | 0.26789 | 0.26789 | 0.26789 | 0.26789 | 0.26789 | 0.26789 | 0.26789 | 0.26789 | 0.26789 | 0.26789 | 0.26789 | 0.26789 | 0.26789 | 0.26789 | 0.26789 | 0.26789
F1_Commercial_Retail_Existing_Food Preparation_Natural Gas_Double Rack Oven_E3 | F1 | Commercial | Retail | Existing | Food Preparation | Natural Gas | Double Rack Oven | E3 | CCE | 0 | 0 | 0 | 0 | 0 | 0 | 0 | 0 | 0 | 0 | 0 | 0 | 0 | 0 | 0 | 0 | 0 | 0 | 0 | 0 | 0 | 0 | 0 | 0 | 0 | 0 | 0 | 0 | 0 | 0 | 0 | 0 | 0
F1_Commercial_Retail_Existing_Food Preparation_Natural Gas_Double Rack Oven_E4 | F1 | Commercial | Retail | Existing | Food Preparation | Natural Gas | Double Rack Oven | E4 | CCE | 0 | 0 | 0 | 0 | 0 | 0 | 0 | 0 | 0 | 0 | 0 | 0 | 0 | 0 | 0 | 0 | 0 | 0 | 0 | 0 | 0 | 0 | 0 | 0 | 0 | 0 | 0 | 0 | 0 | 0 | 0 | 0 | 0
F1_Commercial_Retail_Existing_Food Preparation_Natural Gas_Double Rack Oven_E5 | F1 | Commercial | Retail | Existing | Food Preparation | Natural Gas | Double Rack Oven | E5 | CCE | 0 | 0 | 0 | 0 | 0 | 0 | 0 | 0 | 0 | 0 | 0 | 0 | 0 | 0 | 0 | 0 | 0 | 0 | 0 | 0 | 0 | 0 | 0 | 0 | 0 | 0 | 0 | 0 | 0 | 0 | 0 | 0 | 0
F1_Commercial_Retail_Existing_Food Preparation_Natural Gas_Double Rack Oven_E6 | F1 | Commercial | Retail | Existing | Food Preparation | Natural Gas | Double Rack Oven | E6 | CCE | 0 | 0 | 0 | 0 | 0 | 0 | 0 | 0 | 0 | 0 | 0 | 0 | 0 | 0 | 0 | 0 | 0 | 0 | 0 | 0 | 0 | 0 | 0 | 0 | 0 | 0 | 0 | 0 | 0 | 0 | 0 | 0 | 0
F1_Commercial_Retail_Existing_Food Preparation_Natural Gas_Double Rack Oven_E7 | F1 | Commercial | Retail | Existing | Food Preparation | Natural Gas | Double Rack Oven | E7 | CCE | 0 | 0 | 0 | 0 | 0 | 0 | 0 | 0 | 0 | 0 | 0 | 0 | 0 | 0 | 0 | 0 | 0 | 0 | 0 | 0 | 0 | 0 | 0 | 0 | 0 | 0 | 0 | 0 | 0 | 0 | 0 | 0 | 0
F1_Commercial_Retail_Existing_Food Preparation_Natural Gas_Double Rack Oven_E8 | F1 | Commercial | Retail | Existing | Food Preparation | Natural Gas | Double Rack Oven | E8 | CCE | 0 | 0 | 0 | 0 | 0 | 0 | 0 | 0 | 0 | 0 | 0 | 0 | 0 | 0 | 0 | 0 | 0 | 0 | 0 | 0 | 0 | 0 | 0 | 0 | 0 | 0 | 0 | 0 | 0 | 0 | 0 | 0 | 0
F1_Commercial_Retail_Existing_Food Preparation_Natural Gas_Double Rack Oven_E9 | F1 | Commercial | Retail | Existing | Food Preparation | Natural Gas | Double Rack Oven | E9 | CCE | 0 | 0 | 0 | 0 | 0 | 0 | 0 | 0 | 0 | 0 | 0 | 0 | 0 | 0 | 0 | 0 | 0 | 0 | 0 | 0 | 0 | 0 | 0 | 0 | 0 | 0 | 0 | 0 | 0 | 0 | 0 | 0 | 0
F1_Commercial_Retail_Existing_Food Preparation_Natural Gas_Double Rack Oven_E10 | F1 | Commercial | Retail | Existing | Food Preparation | Natural Gas | Double Rack Oven | E10 | CCE | 0 | 0 | 0 | 0 | 0 | 0 | 0 | 0 | 0 | 0 | 0 | 0 | 0 | 0 | 0 | 0 | 0 | 0 | 0 | 0 | 0 | 0 | 0 | 0 | 0 | 0 | 0 | 0 | 0 | 0 | 0 | 0 | 0
F2_Commercial_Retail_Existing_Food Preparation_Natural Gas_Double Rack Oven_E1 | F2 | Commercial | Retail | Existing | Food Preparation | Natural Gas | Double Rack Oven | E1 | TRC BC Ratio | bar: 2019 to 2051
F2_Commercial_Retail_Existing_Food Preparation_Natural Gas_Double Rack Oven_E2 | F2 | Commercial | Retail | Existing | Food Preparation | Natural Gas | Double Rack Oven | E2 | TRC BC Ratio | 5.8179 | 5.8254 | 5.8572 | 5.8275 | 5.8124 | 5.8356 | 5.8912 | 5.9364 | 5.9916 | 6.0447 | 6.0985 | 6.1492 | 6.2033 | 6.2592 | 6.3135 | 6.369 | 6.4249 | 6.485 | 6.5474 | 6.6117 | 6.6735 | 6.7355 | 6.7911 | 6.8468 | 6.8951 | 6.9368 | 6.9748 | 7.0076 | 7.0332 | 7.0543 | 7.0657 | 7.0734 | 7.0734
F2_Commercial_Retail_Existing_Food Preparation_Natural Gas_Double Rack Oven_E3 | F2 | Commercial | Retail | Existing | Food Preparation | Natural Gas | Double Rack Oven | E3 | TRC BC Ratio | 0 | 0 | 0 | 0 | 0 | 0 | 0 | 0 | 0 | 0 | 0 | 0 | 0 | 0 | 0 | 0 | 0 | 0 | 0 | 0 | 0 | 0 | 0 | 0 | 0 | 0 | 0 | 0 | 0 | 0 | 0 | 0 | 0
F2_Commercial_Retail_Existing_Food Preparation_Natural Gas_Double Rack Oven_E4 | F2 | Commercial | Retail | Existing | Food Preparation | Natural Gas | Double Rack Oven | E4 | TRC BC Ratio | 0 | 0 | 0 | 0 | 0 | 0 | 0 | 0 | 0 | 0 | 0 | 0 | 0 | 0 | 0 | 0 | 0 | 0 | 0 | 0 | 0 | 0 | 0 | 0 | 0 | 0 | 0 | 0 | 0 | 0 | 0 | 0 | 0
F2_Commercial_Retail_Existing_Food Preparation_Natural Gas_Double Rack Oven_E5 | F2 | Commercial | Retail | Existing | Food Preparation | Natural Gas | Double Rack Oven | E5 | TRC BC Ratio | 0 | 0 | 0 | 0 | 0 | 0 | 0 | 0 | 0 | 0 | 0 | 0 | 0 | 0 | 0 | 0 | 0 | 0 | 0 | 0 | 0 | 0 | 0 | 0 | 0 | 0 | 0 | 0 | 0 | 0 | 0 | 0 | 0
F2_Commercial_Retail_Existing_Food Preparation_Natural Gas_Double Rack Oven_E6 | F2 | Commercial | Retail | Existing | Food Preparation | Natural Gas | Double Rack Oven | E6 | TRC BC Ratio | 0 | 0 | 0 | 0 | 0 | 0 | 0 | 0 | 0 | 0 | 0 | 0 | 0 | 0 | 0 | 0 | 0 | 0 | 0 | 0 | 0 | 0 | 0 | 0 | 0 | 0 | 0 | 0 | 0 | 0 | 0 | 0 | 0
F2_Commercial_Retail_Existing_Food Preparation_Natural Gas_Double Rack Oven_E7 | F2 | Commercial | Retail | Existing | Food Preparation | Natural Gas | Double Rack Oven | E7 | TRC BC Ratio | 0 | 0 | 0 | 0 | 0 | 0 | 0 | 0 | 0 | 0 | 0 | 0 | 0 | 0 | 0 | 0 | 0 | 0 | 0 | 0 | 0 | 0 | 0 | 0 | 0 | 0 | 0 | 0 | 0 | 0 | 0 | 0 | 0
F2_Commercial_Retail_Existing_Food Preparation_Natural Gas_Double Rack Oven_E8 | F2 | Commercial | Retail | Existing | Food Preparation | Natural Gas | Double Rack Oven | E8 | TRC BC Ratio | 0 | 0 | 0 | 0 | 0 | 0 | 0 | 0 | 0 | 0 | 0 | 0 | 0 | 0 | 0 | 0 | 0 | 0 | 0 | 0 | 0 | 0 | 0 | 0 | 0 | 0 | 0 | 0 | 0 | 0 | 0 | 0 | 0
F2_Commercial_Retail_Existing_Food Preparation_Natural Gas_Double Rack Oven_E9 | F2 | Commercial | Retail | Existing | Food Preparation | Natural Gas | Double Rack Oven | E9 | TRC BC Ratio | 0 | 0 | 0 | 0 | 0 | 0 | 0 | 0 | 0 | 0 | 0 | 0 | 0 | 0 | 0 | 0 | 0 | 0 | 0 | 0 | 0 | 0 | 0 | 0 | 0 | 0 | 0 | 0 | 0 | 0 | 0 | 0 | 0
F2_Commercial_Retail_Existing_Food Preparation_Natural Gas_Double Rack Oven_E10 | F2 | Commercial | Retail | Existing | Food Preparation | Natural Gas | Double Rack Oven | E10 | TRC BC Ratio | 0 | 0 | 0 | 0 | 0 | 0 | 0 | 0 | 0 | 0 | 0 | 0 | 0 | 0 | 0 | 0 | 0 | 0 | 0 | 0 | 0 | 0 | 0 | 0 | 0 | 0 | 0 | 0 | 0 | 0 | 0 | 0 | 0
F3_Commercial_Retail_Existing_Food Preparation_Natural Gas_Double Rack Oven_E1 | F3 | Commercial | Retail | Existing | Food Preparation | Natural Gas | Double Rack Oven | E1 | PACT BC Ratio | bar: 2019 to 2051
F3_Commercial_Retail_Existing_Food Preparation_Natural Gas_Double Rack Oven_E2 | F3 | Commercial | Retail | Existing | Food Preparation | Natural Gas | Double Rack Oven | E2 | PACT BC Ratio | 7.7572 | 7.7672 | 7.8096 | 7.77 | 7.7499 | 7.7807 | 7.8549 | 7.9152 | 7.9888 | 8.0596 | 8.1313 | 8.199 | 8.2711 | 8.3456 | 8.418 | 8.4919 | 8.5665 | 8.6466 | 8.7298 | 8.8156 | 8.8979 | 8.9807 | 9.0548 | 9.1291 | 9.1935 | 9.2491 | 9.2998 | 9.3434 | 9.3776 | 9.4057 | 9.421 | 9.4312 | 9.4312
F3_Commercial_Retail_Existing_Food Preparation_Natural Gas_Double Rack Oven_E3 | F3 | Commercial | Retail | Existing | Food Preparation | Natural Gas | Double Rack Oven | E3 | PACT BC Ratio | 0 | 0 | 0 | 0 | 0 | 0 | 0 | 0 | 0 | 0 | 0 | 0 | 0 | 0 | 0 | 0 | 0 | 0 | 0 | 0 | 0 | 0 | 0 | 0 | 0 | 0 | 0 | 0 | 0 | 0 | 0 | 0 | 0
F3_Commercial_Retail_Existing_Food Preparation_Natural Gas_Double Rack Oven_E4 | F3 | Commercial | Retail | Existing | Food Preparation | Natural Gas | Double Rack Oven | E4 | PACT BC Ratio | 0 | 0 | 0 | 0 | 0 | 0 | 0 | 0 | 0 | 0 | 0 | 0 | 0 | 0 | 0 | 0 | 0 | 0 | 0 | 0 | 0 | 0 | 0 | 0 | 0 | 0 | 0 | 0 | 0 | 0 | 0 | 0 | 0
F3_Commercial_Retail_Existing_Food Preparation_Natural Gas_Double Rack Oven_E5 | F3 | Commercial | Retail | Existing | Food Preparation | Natural Gas | Double Rack Oven | E5 | PACT BC Ratio | 0 | 0 | 0 | 0 | 0 | 0 | 0 | 0 | 0 | 0 | 0 | 0 | 0 | 0 | 0 | 0 | 0 | 0 | 0 | 0 | 0 | 0 | 0 | 0 | 0 | 0 | 0 | 0 | 0 | 0 | 0 | 0 | 0
F3_Commercial_Retail_Existing_Food Preparation_Natural Gas_Double Rack Oven_E6 | F3 | Commercial | Retail | Existing | Food Preparation | Natural Gas | Double Rack Oven | E6 | PACT BC Ratio | 0 | 0 | 0 | 0 | 0 | 0 | 0 | 0 | 0 | 0 | 0 | 0 | 0 | 0 | 0 | 0 | 0 | 0 | 0 | 0 | 0 | 0 | 0 | 0 | 0 | 0 | 0 | 0 | 0 | 0 | 0 | 0 | 0
F3_Commercial_Retail_Existing_Food Preparation_Natural Gas_Double Rack Oven_E7 | F3 | Commercial | Retail | Existing | Food Preparation | Natural Gas | Double Rack Oven | E7 | PACT BC Ratio | 0 | 0 | 0 | 0 | 0 | 0 | 0 | 0 | 0 | 0 | 0 | 0 | 0 | 0 | 0 | 0 | 0 | 0 | 0 | 0 | 0 | 0 | 0 | 0 | 0 | 0 | 0 | 0 | 0 | 0 | 0 | 0 | 0
F3_Commercial_Retail_Existing_Food Preparation_Natural Gas_Double Rack Oven_E8 | F3 | Commercial | Retail | Existing | Food Preparation | Natural Gas | Double Rack Oven | E8 | PACT BC Ratio | 0 | 0 | 0 | 0 | 0 | 0 | 0 | 0 | 0 | 0 | 0 | 0 | 0 | 0 | 0 | 0 | 0 | 0 | 0 | 0 | 0 | 0 | 0 | 0 | 0 | 0 | 0 | 0 | 0 | 0 | 0 | 0 | 0
F3_Commercial_Retail_Existing_Food Preparation_Natural Gas_Double Rack Oven_E9 | F3 | Commercial | Retail | Existing | Food Preparation | Natural Gas | Double Rack Oven | E9 | PACT BC Ratio | 0 | 0 | 0 | 0 | 0 | 0 | 0 | 0 | 0 | 0 | 0 | 0 | 0 | 0 | 0 | 0 | 0 | 0 | 0 | 0 | 0 | 0 | 0 | 0 | 0 | 0 | 0 | 0 | 0 | 0 | 0 | 0 | 0
F3_Commercial_Retail_Existing_Food Preparation_Natural Gas_Double Rack Oven_E10 | F3 | Commercial | Retail | Existing | Food Preparation | Natural Gas | Double Rack Oven | E10 | PACT BC Ratio | 0 | 0 | 0 | 0 | 0 | 0 | 0 | 0 | 0 | 0 | 0 | 0 | 0 | 0 | 0 | 0 | 0 | 0 | 0 | 0 | 0 | 0 | 0 | 0 | 0 | 0 | 0 | 0 | 0 | 0 | 0 | 0 | 0
F4_Commercial_Retail_Existing_Food Preparation_Natural Gas_Double Rack Oven_E1 | F4 | Commercial | Retail | Existing | Food Preparation | Natural Gas | Double Rack Oven | E1 | RVT BC Ratio | bar: 2019 to 2051
F4_Commercial_Retail_Existing_Food Preparation_Natural Gas_Double Rack Oven_E2 | F4 | Commercial | Retail | Existing | Food Preparation | Natural Gas | Double Rack Oven | E2 | RVT BC Ratio | 9.0643 | 9.075 | 9.1207 | 9.0781 | 9.0564 | 9.0896 | 9.1696 | 9.2346 | 9.3139 | 9.3903 | 9.4676 | 9.5406 | 9.6184 | 9.6988 | 9.7768 | 9.8565 | 9.9369 | 10.0233 | 10.113 | 10.2055 | 10.2943 | 10.3835 | 10.4634 | 10.5436 | 10.613 | 10.6729 | 10.7275 | 10.7746 | 10.8115 | 10.8418 | 10.8582 | 10.8693 | 10.8693
F4_Commercial_Retail_Existing_Food Preparation_Natural Gas_Double Rack Oven_E3 | F4 | Commercial | Retail | Existing | Food Preparation | Natural Gas | Double Rack Oven | E3 | RVT BC Ratio | 0 | 0 | 0 | 0 | 0 | 0 | 0 | 0 | 0 | 0 | 0 | 0 | 0 | 0 | 0 | 0 | 0 | 0 | 0 | 0 | 0 | 0 | 0 | 0 | 0 | 0 | 0 | 0 | 0 | 0 | 0 | 0 | 0
F4_Commercial_Retail_Existing_Food Preparation_Natural Gas_Double Rack Oven_E4 | F4 | Commercial | Retail | Existing | Food Preparation | Natural Gas | Double Rack Oven | E4 | RVT BC Ratio | 0 | 0 | 0 | 0 | 0 | 0 | 0 | 0 | 0 | 0 | 0 | 0 | 0 | 0 | 0 | 0 | 0 | 0 | 0 | 0 | 0 | 0 | 0 | 0 | 0 | 0 | 0 | 0 | 0 | 0 | 0 | 0 | 0
F4_Commercial_Retail_Existing_Food Preparation_Natural Gas_Double Rack Oven_E5 | F4 | Commercial | Retail | Existing | Food Preparation | Natural Gas | Double Rack Oven | E5 | RVT BC Ratio | 0 | 0 | 0 | 0 | 0 | 0 | 0 | 0 | 0 | 0 | 0 | 0 | 0 | 0 | 0 | 0 | 0 | 0 | 0 | 0 | 0 | 0 | 0 | 0 | 0 | 0 | 0 | 0 | 0 | 0 | 0 | 0 | 0
F4_Commercial_Retail_Existing_Food Preparation_Natural Gas_Double Rack Oven_E6 | F4 | Commercial | Retail | Existing | Food Preparation | Natural Gas | Double Rack Oven | E6 | RVT BC Ratio | 0 | 0 | 0 | 0 | 0 | 0 | 0 | 0 | 0 | 0 | 0 | 0 | 0 | 0 | 0 | 0 | 0 | 0 | 0 | 0 | 0 | 0 | 0 | 0 | 0 | 0 | 0 | 0 | 0 | 0 | 0 | 0 | 0
F4_Commercial_Retail_Existing_Food Preparation_Natural Gas_Double Rack Oven_E7 | F4 | Commercial | Retail | Existing | Food Preparation | Natural Gas | Double Rack Oven | E7 | RVT BC Ratio | 0 | 0 | 0 | 0 | 0 | 0 | 0 | 0 | 0 | 0 | 0 | 0 | 0 | 0 | 0 | 0 | 0 | 0 | 0 | 0 | 0 | 0 | 0 | 0 | 0 | 0 | 0 | 0 | 0 | 0 | 0 | 0 | 0
F4_Commercial_Retail_Existing_Food Preparation_Natural Gas_Double Rack Oven_E8 | F4 | Commercial | Retail | Existing | Food Preparation | Natural Gas | Double Rack Oven | E8 | RVT BC Ratio | 0 | 0 | 0 | 0 | 0 | 0 | 0 | 0 | 0 | 0 | 0 | 0 | 0 | 0 | 0 | 0 | 0 | 0 | 0 | 0 | 0 | 0 | 0 | 0 | 0 | 0 | 0 | 0 | 0 | 0 | 0 | 0 | 0
F4_Commercial_Retail_Existing_Food Preparation_Natural Gas_Double Rack Oven_E9 | F4 | Commercial | Retail | Existing | Food Preparation | Natural Gas | Double Rack Oven | E9 | RVT BC Ratio | 0 | 0 | 0 | 0 | 0 | 0 | 0 | 0 | 0 | 0 | 0 | 0 | 0 | 0 | 0 | 0 | 0 | 0 | 0 | 0 | 0 | 0 | 0 | 0 | 0 | 0 | 0 | 0 | 0 | 0 | 0 | 0 | 0
F4_Commercial_Retail_Existing_Food Preparation_Natural Gas_Double Rack Oven_E10 | F4 | Commercial | Retail | Existing | Food Preparation | Natural Gas | Double Rack Oven | E10 | RVT BC Ratio | 0 | 0 | 0 | 0 | 0 | 0 | 0 | 0 | 0 | 0 | 0 | 0 | 0 | 0 | 0 | 0 | 0 | 0 | 0 | 0 | 0 | 0 | 0 | 0 | 0 | 0 | 0 | 0 | 0 | 0 | 0 | 0 | 0
F5_Commercial_Retail_Existing_Food Preparation_Natural Gas_Double Rack Oven_E1 | F5 | Commercial | Retail | Existing | Food Preparation | Natural Gas | Double Rack Oven | E1 | RIM BC Ratio | bar: 2019 to 2051
F5_Commercial_Retail_Existing_Food Preparation_Natural Gas_Double Rack Oven_E2 | F5 | Commercial | Retail | Existing | Food Preparation | Natural Gas | Double Rack Oven | E2 | RIM BC Ratio | 0.75359 | 0.75369 | 0.75408 | 0.75371 | 0.75352 | 0.75381 | 0.7545 | 0.75506 | 0.75572 | 0.75635 | 0.75698 | 0.75756 | 0.75817 | 0.75879 | 0.75938 | 0.75998 | 0.76057 | 0.7612 | 0.76184 | 0.76249 | 0.7631 | 0.7637 | 0.76423 | 0.76476 | 0.76521 | 0.76559 | 0.76593 | 0.76623 | 0.76646 | 0.76665 | 0.76675 | 0.76681 | 0.76681
F5_Commercial_Retail_Existing_Food Preparation_Natural Gas_Double Rack Oven_E3 | F5 | Commercial | Retail | Existing | Food Preparation | Natural Gas | Double Rack Oven | E3 | RIM BC Ratio | 0 | 0 | 0 | 0 | 0 | 0 | 0 | 0 | 0 | 0 | 0 | 0 | 0 | 0 | 0 | 0 | 0 | 0 | 0 | 0 | 0 | 0 | 0 | 0 | 0 | 0 | 0 | 0 | 0 | 0 | 0 | 0 | 0
F5_Commercial_Retail_Existing_Food Preparation_Natural Gas_Double Rack Oven_E4 | F5 | Commercial | Retail | Existing | Food Preparation | Natural Gas | Double Rack Oven | E4 | RIM BC Ratio | 0 | 0 | 0 | 0 | 0 | 0 | 0 | 0 | 0 | 0 | 0 | 0 | 0 | 0 | 0 | 0 | 0 | 0 | 0 | 0 | 0 | 0 | 0 | 0 | 0 | 0 | 0 | 0 | 0 | 0 | 0 | 0 | 0
F5_Commercial_Retail_Existing_Food Preparation_Natural Gas_Double Rack Oven_E5 | F5 | Commercial | Retail | Existing | Food Preparation | Natural Gas | Double Rack Oven | E5 | RIM BC Ratio | 0 | 0 | 0 | 0 | 0 | 0 | 0 | 0 | 0 | 0 | 0 | 0 | 0 | 0 | 0 | 0 | 0 | 0 | 0 | 0 | 0 | 0 | 0 | 0 | 0 | 0 | 0 | 0 | 0 | 0 | 0 | 0 | 0
F5_Commercial_Retail_Existing_Food Preparation_Natural Gas_Double Rack Oven_E6 | F5 | Commercial | Retail | Existing | Food Preparation | Natural Gas | Double Rack Oven | E6 | RIM BC Ratio | 0 | 0 | 0 | 0 | 0 | 0 | 0 | 0 | 0 | 0 | 0 | 0 | 0 | 0 | 0 | 0 | 0 | 0 | 0 | 0 | 0 | 0 | 0 | 0 | 0 | 0 | 0 | 0 | 0 | 0 | 0 | 0 | 0
F5_Commercial_Retail_Existing_Food Preparation_Natural Gas_Double Rack Oven_E7 | F5 | Commercial | Retail | Existing | Food Preparation | Natural Gas | Double Rack Oven | E7 | RIM BC Ratio | 0 | 0 | 0 | 0 | 0 | 0 | 0 | 0 | 0 | 0 | 0 | 0 | 0 | 0 | 0 | 0 | 0 | 0 | 0 | 0 | 0 | 0 | 0 | 0 | 0 | 0 | 0 | 0 | 0 | 0 | 0 | 0 | 0
F5_Commercial_Retail_Existing_Food Preparation_Natural Gas_Double Rack Oven_E8 | F5 | Commercial | Retail | Existing | Food Preparation | Natural Gas | Double Rack Oven | E8 | RIM BC Ratio | 0 | 0 | 0 | 0 | 0 | 0 | 0 | 0 | 0 | 0 | 0 | 0 | 0 | 0 | 0 | 0 | 0 | 0 | 0 | 0 | 0 | 0 | 0 | 0 | 0 | 0 | 0 | 0 | 0 | 0 | 0 | 0 | 0
F5_Commercial_Retail_Existing_Food Preparation_Natural Gas_Double Rack Oven_E9 | F5 | Commercial | Retail | Existing | Food Preparation | Natural Gas | Double Rack Oven | E9 | RIM BC Ratio | 0 | 0 | 0 | 0 | 0 | 0 | 0 | 0 | 0 | 0 | 0 | 0 | 0 | 0 | 0 | 0 | 0 | 0 | 0 | 0 | 0 | 0 | 0 | 0 | 0 | 0 | 0 | 0 | 0 | 0 | 0 | 0 | 0
F5_Commercial_Retail_Existing_Food Preparation_Natural Gas_Double Rack Oven_E10 | F5 | Commercial | Retail | Existing | Food Preparation | Natural Gas | Double Rack Oven | E10 | RIM BC Ratio | 0 | 0 | 0 | 0 | 0 | 0 | 0 | 0 | 0 | 0 | 0 | 0 | 0 | 0 | 0 | 0 | 0 | 0 | 0 | 0 | 0 | 0 | 0 | 0 | 0 | 0 | 0 | 0 | 0 | 0 | 0 | 0 | 0
F0_Commercial_Retail_Existing_Food Preparation_Natural Gas_Fryer_E0 | F0 | Commercial | Retail | Existing | Food Preparation | Natural Gas | Fryer | E0 | Economic Unit | ENERGY STAR (3.0) | ENERGY STAR (3.0) | ENERGY STAR (3.0) | ENERGY STAR (3.0) | ENERGY STAR (3.0) | ENERGY STAR (3.0) | ENERGY STAR (3.0) | ENERGY STAR (3.0) | ENERGY STAR (3.0) | ENERGY STAR (3.0) | ENERGY STAR (3.0) | ENERGY STAR (3.0) | ENERGY STAR (3.0) | ENERGY STAR (3.0) | ENERGY STAR (3.0) | ENERGY STAR (3.0) | ENERGY STAR (3.0) | ENERGY STAR (3.0) | ENERGY STAR (3.0) | ENERGY STAR (3.0) | ENERGY STAR (3.0) | ENERGY STAR (3.0) | ENERGY STAR (3.0) | ENERGY STAR (3.0) | ENERGY STAR (3.0) | ENERGY STAR (3.0) | ENERGY STAR (3.0) | ENERGY STAR (3.0) | ENERGY STAR (3.0) | ENERGY STAR (3.0) | ENERGY STAR (3.0) | ENERGY STAR (3.0) | ENERGY STAR (3.0)
F1_Commercial_Retail_Existing_Food Preparation_Natural Gas_Fryer_E1 | F1 | Commercial | Retail | Existing | Food Preparation | Natural Gas | Fryer | E1 | CCE | 0 | 0 | 0 | 0 | 0 | 0 | 0 | 0 | 0 | 0 | 0 | 0 | 0 | 0 | 0 | 0 | 0 | 0 | 0 | 0 | 0 | 0 | 0 | 0 | 0 | 0 | 0 | 0 | 0 | 0 | 0 | 0 | 0
F1_Commercial_Retail_Existing_Food Preparation_Natural Gas_Fryer_E2 | F1 | Commercial | Retail | Existing | Food Preparation | Natural Gas | Fryer | E2 | CCE | 0.36986 | 0.38294 | 0.34375 | 0 | 0 | 0 | 0 | 0 | 0 | 0 | 0 | 0 | 0 | 0 | 0 | 0 | 0 | 0 | 0 | 0 | 0 | 0 | 0 | 0 | 0 | 0 | 0 | 0 | 0 | 0 | 0 | 0 | 0
F1_Commercial_Retail_Existing_Food Preparation_Natural Gas_Fryer_E3 | F1 | Commercial | Retail | Existing | Food Preparation | Natural Gas | Fryer | E3 | CCE | 0 | 0 | 0 | 0 | 0 | 0 | 0 | 0 | 0 | 0 | 0 | 0 | 0 | 0 | 0 | 0 | 0 | 0 | 0 | 0 | 0 | 0 | 0 | 0 | 0 | 0 | 0 | 0 | 0 | 0 | 0 | 0 | 0
F1_Commercial_Retail_Existing_Food Preparation_Natural Gas_Fryer_E4 | F1 | Commercial | Retail | Existing | Food Preparation | Natural Gas | Fryer | E4 | CCE | 0 | 0 | 0 | 0 | 0 | 0 | 0 | 0 | 0 | 0 | 0 | 0 | 0 | 0 | 0 | 0 | 0 | 0 | 0 | 0 | 0 | 0 | 0 | 0 | 0 | 0 | 0 | 0 | 0 | 0 | 0 | 0 | 0
F1_Commercial_Retail_Existing_Food Preparation_Natural Gas_Fryer_E5 | F1 | Commercial | Retail | Existing | Food Preparation | Natural Gas | Fryer | E5 | CCE | 0 | 0 | 0 | 0 | 0 | 0 | 0 | 0 | 0 | 0 | 0 | 0 | 0 | 0 | 0 | 0 | 0 | 0 | 0 | 0 | 0 | 0 | 0 | 0 | 0 | 0 | 0 | 0 | 0 | 0 | 0 | 0 | 0
F1_Commercial_Retail_Existing_Food Preparation_Natural Gas_Fryer_E6 | F1 | Commercial | Retail | Existing | Food Preparation | Natural Gas | Fryer | E6 | CCE | 0 | 0 | 0 | 0 | 0 | 0 | 0 | 0 | 0 | 0 | 0 | 0 | 0 | 0 | 0 | 0 | 0 | 0 | 0 | 0 | 0 | 0 | 0 | 0 | 0 | 0 | 0 | 0 | 0 | 0 | 0 | 0 | 0
F1_Commercial_Retail_Existing_Food Preparation_Natural Gas_Fryer_E7 | F1 | Commercial | Retail | Existing | Food Preparation | Natural Gas | Fryer | E7 | CCE | 0 | 0 | 0 | 0 | 0 | 0 | 0 | 0 | 0 | 0 | 0 | 0 | 0 | 0 | 0 | 0 | 0 | 0 | 0 | 0 | 0 | 0 | 0 | 0 | 0 | 0 | 0 | 0 | 0 | 0 | 0 | 0 | 0
F1_Commercial_Retail_Existing_Food Preparation_Natural Gas_Fryer_E8 | F1 | Commercial | Retail | Existing | Food Preparation | Natural Gas | Fryer | E8 | CCE | 0 | 0 | 0 | 0 | 0 | 0 | 0 | 0 | 0 | 0 | 0 | 0 | 0 | 0 | 0 | 0 | 0 | 0 | 0 | 0 | 0 | 0 | 0 | 0 | 0 | 0 | 0 | 0 | 0 | 0 | 0 | 0 | 0
F1_Commercial_Retail_Existing_Food Preparation_Natural Gas_Fryer_E9 | F1 | Commercial | Retail | Existing | Food Preparation | Natural Gas | Fryer | E9 | CCE | 0 | 0 | 0 | 0 | 0 | 0 | 0 | 0 | 0 | 0 | 0 | 0 | 0 | 0 | 0 | 0 | 0 | 0 | 0 | 0 | 0 | 0 | 0 | 0 | 0 | 0 | 0 | 0 | 0 | 0 | 0 | 0 | 0
F1_Commercial_Retail_Existing_Food Preparation_Natural Gas_Fryer_E10 | F1 | Commercial | Retail | Existing | Food Preparation | Natural Gas | Fryer | E10 | CCE | 0 | 0 | 0 | 0 | 0 | 0 | 0 | 0 | 0 | 0 | 0 | 0 | 0 | 0 | 0 | 0 | 0 | 0 | 0 | 0 | 0 | 0 | 0 | 0 | 0 | 0 | 0 | 0 | 0 | 0 | 0 | 0 | 0
F2_Commercial_Retail_Existing_Food Preparation_Natural Gas_Fryer_E1 | F2 | Commercial | Retail | Existing | Food Preparation | Natural Gas | Fryer | E1 | TRC BC Ratio | 1 | 1 | 1 | 0 | 0 | 0 | 0 | 0 | 0 | 0 | 0 | 0 | 0 | 0 | 0 | 0 | 0 | 0 | 0 | 0 | 0 | 0 | 0 | 0 | 0 | 0 | 0 | 0 | 0 | 0 | 0 | 0 | 0
F2_Commercial_Retail_Existing_Food Preparation_Natural Gas_Fryer_E2 | F2 | Commercial | Retail | Existing | Food Preparation | Natural Gas | Fryer | E2 | TRC BC Ratio | 4.4463 | 4.4414 | 4.4606 | 1 | 1 | 1 | 1 | 1 | 1 | 1 | 1 | 1 | 1 | 1 | 1 | 1 | 1 | 1 | 1 | 1 | 1 | 1 | 1 | 1 | 1 | 1 | 1 | 1 | 1 | 1 | 1 | 1 | 1
F2_Commercial_Retail_Existing_Food Preparation_Natural Gas_Fryer_E3 | F2 | Commercial | Retail | Existing | Food Preparation | Natural Gas | Fryer | E3 | TRC BC Ratio | 0 | 0 | 0 | 0 | 0 | 0 | 0 | 0 | 0 | 0 | 0 | 0 | 0 | 0 | 0 | 0 | 0 | 0 | 0 | 0 | 0 | 0 | 0 | 0 | 0 | 0 | 0 | 0 | 0 | 0 | 0 | 0 | 0
F2_Commercial_Retail_Existing_Food Preparation_Natural Gas_Fryer_E4 | F2 | Commercial | Retail | Existing | Food Preparation | Natural Gas | Fryer | E4 | TRC BC Ratio | 0 | 0 | 0 | 0 | 0 | 0 | 0 | 0 | 0 | 0 | 0 | 0 | 0 | 0 | 0 | 0 | 0 | 0 | 0 | 0 | 0 | 0 | 0 | 0 | 0 | 0 | 0 | 0 | 0 | 0 | 0 | 0 | 0
F2_Commercial_Retail_Existing_Food Preparation_Natural Gas_Fryer_E5 | F2 | Commercial | Retail | Existing | Food Preparation | Natural Gas | Fryer | E5 | TRC BC Ratio | 0 | 0 | 0 | 0 | 0 | 0 | 0 | 0 | 0 | 0 | 0 | 0 | 0 | 0 | 0 | 0 | 0 | 0 | 0 | 0 | 0 | 0 | 0 | 0 | 0 | 0 | 0 | 0 | 0 | 0 | 0 | 0 | 0
F2_Commercial_Retail_Existing_Food Preparation_Natural Gas_Fryer_E6 | F2 | Commercial | Retail | Existing | Food Preparation | Natural Gas | Fryer | E6 | TRC BC Ratio | 0 | 0 | 0 | 0 | 0 | 0 | 0 | 0 | 0 | 0 | 0 | 0 | 0 | 0 | 0 | 0 | 0 | 0 | 0 | 0 | 0 | 0 | 0 | 0 | 0 | 0 | 0 | 0 | 0 | 0 | 0 | 0 | 0
F2_Commercial_Retail_Existing_Food Preparation_Natural Gas_Fryer_E7 | F2 | Commercial | Retail | Existing | Food Preparation | Natural Gas | Fryer | E7 | TRC BC Ratio | 0 | 0 | 0 | 0 | 0 | 0 | 0 | 0 | 0 | 0 | 0 | 0 | 0 | 0 | 0 | 0 | 0 | 0 | 0 | 0 | 0 | 0 | 0 | 0 | 0 | 0 | 0 | 0 | 0 | 0 | 0 | 0 | 0
F2_Commercial_Retail_Existing_Food Preparation_Natural Gas_Fryer_E8 | F2 | Commercial | Retail | Existing | Food Preparation | Natural Gas | Fryer | E8 | TRC BC Ratio | 0 | 0 | 0 | 0 | 0 | 0 | 0 | 0 | 0 | 0 | 0 | 0 | 0 | 0 | 0 | 0 | 0 | 0 | 0 | 0 | 0 | 0 | 0 | 0 | 0 | 0 | 0 | 0 | 0 | 0 | 0 | 0 | 0
F2_Commercial_Retail_Existing_Food Preparation_Natural Gas_Fryer_E9 | F2 | Commercial | Retail | Existing | Food Preparation | Natural Gas | Fryer | E9 | TRC BC Ratio | 0 | 0 | 0 | 0 | 0 | 0 | 0 | 0 | 0 | 0 | 0 | 0 | 0 | 0 | 0 | 0 | 0 | 0 | 0 | 0 | 0 | 0 | 0 | 0 | 0 | 0 | 0 | 0 | 0 | 0 | 0 | 0 | 0
F2_Commercial_Retail_Existing_Food Preparation_Natural Gas_Fryer_E10 | F2 | Commercial | Retail | Existing | Food Preparation | Natural Gas | Fryer | E10 | TRC BC Ratio | 0 | 0 | 0 | 0 | 0 | 0 | 0 | 0 | 0 | 0 | 0 | 0 | 0 | 0 | 0 | 0 | 0 | 0 | 0 | 0 | 0 | 0 | 0 | 0 | 0 | 0 | 0 | 0 | 0 | 0 | 0 | 0 | 0
F3_Commercial_Retail_Existing_Food Preparation_Natural Gas_Fryer_E1 | F3 | Commercial | Retail | Existing | Food Preparation | Natural Gas | Fryer | E1 | PACT BC Ratio | 1 | 1 | 1 | 0 | 0 | 0 | 0 | 0 | 0 | 0 | 0 | 0 | 0 | 0 | 0 | 0 | 0 | 0 | 0 | 0 | 0 | 0 | 0 | 0 | 0 | 0 | 0 | 0 | 0 | 0 | 0 | 0 | 0
F3_Commercial_Retail_Existing_Food Preparation_Natural Gas_Fryer_E2 | F3 | Commercial | Retail | Existing | Food Preparation | Natural Gas | Fryer | E2 | PACT BC Ratio | 5.9285 | 5.9219 | 5.9474 | 1 | 1 | 1 | 1 | 1 | 1 | 1 | 1 | 1 | 1 | 1 | 1 | 1 | 1 | 1 | 1 | 1 | 1 | 1 | 1 | 1 | 1 | 1 | 1 | 1 | 1 | 1 | 1 | 1 | 1
F3_Commercial_Retail_Existing_Food Preparation_Natural Gas_Fryer_E3 | F3 | Commercial | Retail | Existing | Food Preparation | Natural Gas | Fryer | E3 | PACT BC Ratio | 0 | 0 | 0 | 0 | 0 | 0 | 0 | 0 | 0 | 0 | 0 | 0 | 0 | 0 | 0 | 0 | 0 | 0 | 0 | 0 | 0 | 0 | 0 | 0 | 0 | 0 | 0 | 0 | 0 | 0 | 0 | 0 | 0
F3_Commercial_Retail_Existing_Food Preparation_Natural Gas_Fryer_E4 | F3 | Commercial | Retail | Existing | Food Preparation | Natural Gas | Fryer | E4 | PACT BC Ratio | 0 | 0 | 0 | 0 | 0 | 0 | 0 | 0 | 0 | 0 | 0 | 0 | 0 | 0 | 0 | 0 | 0 | 0 | 0 | 0 | 0 | 0 | 0 | 0 | 0 | 0 | 0 | 0 | 0 | 0 | 0 | 0 | 0
F3_Commercial_Retail_Existing_Food Preparation_Natural Gas_Fryer_E5 | F3 | Commercial | Retail | Existing | Food Preparation | Natural Gas | Fryer | E5 | PACT BC Ratio | 0 | 0 | 0 | 0 | 0 | 0 | 0 | 0 | 0 | 0 | 0 | 0 | 0 | 0 | 0 | 0 | 0 | 0 | 0 | 0 | 0 | 0 | 0 | 0 | 0 | 0 | 0 | 0 | 0 | 0 | 0 | 0 | 0
F3_Commercial_Retail_Existing_Food Preparation_Natural Gas_Fryer_E6 | F3 | Commercial | Retail | Existing | Food Preparation | Natural Gas | Fryer | E6 | PACT BC Ratio | 0 | 0 | 0 | 0 | 0 | 0 | 0 | 0 | 0 | 0 | 0 | 0 | 0 | 0 | 0 | 0 | 0 | 0 | 0 | 0 | 0 | 0 | 0 | 0 | 0 | 0 | 0 | 0 | 0 | 0 | 0 | 0 | 0
F3_Commercial_Retail_Existing_Food Preparation_Natural Gas_Fryer_E7 | F3 | Commercial | Retail | Existing | Food Preparation | Natural Gas | Fryer | E7 | PACT BC Ratio | 0 | 0 | 0 | 0 | 0 | 0 | 0 | 0 | 0 | 0 | 0 | 0 | 0 | 0 | 0 | 0 | 0 | 0 | 0 | 0 | 0 | 0 | 0 | 0 | 0 | 0 | 0 | 0 | 0 | 0 | 0 | 0 | 0
F3_Commercial_Retail_Existing_Food Preparation_Natural Gas_Fryer_E8 | F3 | Commercial | Retail | Existing | Food Preparation | Natural Gas | Fryer | E8 | PACT BC Ratio | 0 | 0 | 0 | 0 | 0 | 0 | 0 | 0 | 0 | 0 | 0 | 0 | 0 | 0 | 0 | 0 | 0 | 0 | 0 | 0 | 0 | 0 | 0 | 0 | 0 | 0 | 0 | 0 | 0 | 0 | 0 | 0 | 0
F3_Commercial_Retail_Existing_Food Preparation_Natural Gas_Fryer_E9 | F3 | Commercial | Retail | Existing | Food Preparation | Natural Gas | Fryer | E9 | PACT BC Ratio | 0 | 0 | 0 | 0 | 0 | 0 | 0 | 0 | 0 | 0 | 0 | 0 | 0 | 0 | 0 | 0 | 0 | 0 | 0 | 0 | 0 | 0 | 0 | 0 | 0 | 0 | 0 | 0 | 0 | 0 | 0 | 0 | 0
F3_Commercial_Retail_Existing_Food Preparation_Natural Gas_Fryer_E10 | F3 | Commercial | Retail | Existing | Food Preparation | Natural Gas | Fryer | E10 | PACT BC Ratio | 0 | 0 | 0 | 0 | 0 | 0 | 0 | 0 | 0 | 0 | 0 | 0 | 0 | 0 | 0 | 0 | 0 | 0 | 0 | 0 | 0 | 0 | 0 | 0 | 0 | 0 | 0 | 0 | 0 | 0 | 0 | 0 | 0
F4_Commercial_Retail_Existing_Food Preparation_Natural Gas_Fryer_E1 | F4 | Commercial | Retail | Existing | Food Preparation | Natural Gas | Fryer | E1 | RVT BC Ratio | 1 | 1 | 1 | 0 | 0 | 0 | 0 | 0 | 0 | 0 | 0 | 0 | 0 | 0 | 0 | 0 | 0 | 0 | 0 | 0 | 0 | 0 | 0 | 0 | 0 | 0 | 0 | 0 | 0 | 0 | 0 | 0 | 0
F4_Commercial_Retail_Existing_Food Preparation_Natural Gas_Fryer_E2 | F4 | Commercial | Retail | Existing | Food Preparation | Natural Gas | Fryer | E2 | RVT BC Ratio | 7.0924 | 7.0854 | 7.1129 | 1 | 1 | 1 | 1 | 1 | 1 | 1 | 1 | 1 | 1 | 1 | 1 | 1 | 1 | 1 | 1 | 1 | 1 | 1 | 1 | 1 | 1 | 1 | 1 | 1 | 1 | 1 | 1 | 1 | 1
F4_Commercial_Retail_Existing_Food Preparation_Natural Gas_Fryer_E3 | F4 | Commercial | Retail | Existing | Food Preparation | Natural Gas | Fryer | E3 | RVT BC Ratio | 0 | 0 | 0 | 0 | 0 | 0 | 0 | 0 | 0 | 0 | 0 | 0 | 0 | 0 | 0 | 0 | 0 | 0 | 0 | 0 | 0 | 0 | 0 | 0 | 0 | 0 | 0 | 0 | 0 | 0 | 0 | 0 | 0
F4_Commercial_Retail_Existing_Food Preparation_Natural Gas_Fryer_E4 | F4 | Commercial | Retail | Existing | Food Preparation | Natural Gas | Fryer | E4 | RVT BC Ratio | 0 | 0 | 0 | 0 | 0 | 0 | 0 | 0 | 0 | 0 | 0 | 0 | 0 | 0 | 0 | 0 | 0 | 0 | 0 | 0 | 0 | 0 | 0 | 0 | 0 | 0 | 0 | 0 | 0 | 0 | 0 | 0 | 0
F4_Commercial_Retail_Existing_Food Preparation_Natural Gas_Fryer_E5 | F4 | Commercial | Retail | Existing | Food Preparation | Natural Gas | Fryer | E5 | RVT BC Ratio | 0 | 0 | 0 | 0 | 0 | 0 | 0 | 0 | 0 | 0 | 0 | 0 | 0 | 0 | 0 | 0 | 0 | 0 | 0 | 0 | 0 | 0 | 0 | 0 | 0 | 0 | 0 | 0 | 0 | 0 | 0 | 0 | 0
F4_Commercial_Retail_Existing_Food Preparation_Natural Gas_Fryer_E6 | F4 | Commercial | Retail | Existing | Food Preparation | Natural Gas | Fryer | E6 | RVT BC Ratio | 0 | 0 | 0 | 0 | 0 | 0 | 0 | 0 | 0 | 0 | 0 | 0 | 0 | 0 | 0 | 0 | 0 | 0 | 0 | 0 | 0 | 0 | 0 | 0 | 0 | 0 | 0 | 0 | 0 | 0 | 0 | 0 | 0
F4_Commercial_Retail_Existing_Food Preparation_Natural Gas_Fryer_E7 | F4 | Commercial | Retail | Existing | Food Preparation | Natural Gas | Fryer | E7 | RVT BC Ratio | 0 | 0 | 0 | 0 | 0 | 0 | 0 | 0 | 0 | 0 | 0 | 0 | 0 | 0 | 0 | 0 | 0 | 0 | 0 | 0 | 0 | 0 | 0 | 0 | 0 | 0 | 0 | 0 | 0 | 0 | 0 | 0 | 0
F4_Commercial_Retail_Existing_Food Preparation_Natural Gas_Fryer_E8 | F4 | Commercial | Retail | Existing | Food Preparation | Natural Gas | Fryer | E8 | RVT BC Ratio | 0 | 0 | 0 | 0 | 0 | 0 | 0 | 0 | 0 | 0 | 0 | 0 | 0 | 0 | 0 | 0 | 0 | 0 | 0 | 0 | 0 | 0 | 0 | 0 | 0 | 0 | 0 | 0 | 0 | 0 | 0 | 0 | 0
F4_Commercial_Retail_Existing_Food Preparation_Natural Gas_Fryer_E9 | F4 | Commercial | Retail | Existing | Food Preparation | Natural Gas | Fryer | E9 | RVT BC Ratio | 0 | 0 | 0 | 0 | 0 | 0 | 0 | 0 | 0 | 0 | 0 | 0 | 0 | 0 | 0 | 0 | 0 | 0 | 0 | 0 | 0 | 0 | 0 | 0 | 0 | 0 | 0 | 0 | 0 | 0 | 0 | 0 | 0
F4_Commercial_Retail_Existing_Food Preparation_Natural Gas_Fryer_E10 | F4 | Commercial | Retail | Existing | Food Preparation | Natural Gas | Fryer | E10 | RVT BC Ratio | 0 | 0 | 0 | 0 | 0 | 0 | 0 | 0 | 0 | 0 | 0 | 0 | 0 | 0 | 0 | 0 | 0 | 0 | 0 | 0 | 0 | 0 | 0 | 0 | 0 | 0 | 0 | 0 | 0 | 0 | 0 | 0 | 0
F5_Commercial_Retail_Existing_Food Preparation_Natural Gas_Fryer_E1 | F5 | Commercial | Retail | Existing | Food Preparation | Natural Gas | Fryer | E1 | RIM BC Ratio | 1 | 1 | 1 | 0 | 0 | 0 | 0 | 0 | 0 | 0 | 0 | 0 | 0 | 0 | 0 | 0 | 0 | 0 | 0 | 0 | 0 | 0 | 0 | 0 | 0 | 0 | 0 | 0 | 0 | 0 | 0 | 0 | 0
F5_Commercial_Retail_Existing_Food Preparation_Natural Gas_Fryer_E2 | F5 | Commercial | Retail | Existing | Food Preparation | Natural Gas | Fryer | E2 | RIM BC Ratio | 0.73167 | 0.73157 | 0.73195 | 1 | 1 | 1 | 1 | 1 | 1 | 1 | 1 | 1 | 1 | 1 | 1 | 1 | 1 | 1 | 1 | 1 | 1 | 1 | 1 | 1 | 1 | 1 | 1 | 1 | 1 | 1 | 1 | 1 | 1
F5_Commercial_Retail_Existing_Food Preparation_Natural Gas_Fryer_E3 | F5 | Commercial | Retail | Existing | Food Preparation | Natural Gas | Fryer | E3 | RIM BC Ratio | 0 | 0 | 0 | 0 | 0 | 0 | 0 | 0 | 0 | 0 | 0 | 0 | 0 | 0 | 0 | 0 | 0 | 0 | 0 | 0 | 0 | 0 | 0 | 0 | 0 | 0 | 0 | 0 | 0 | 0 | 0 | 0 | 0
F5_Commercial_Retail_Existing_Food Preparation_Natural Gas_Fryer_E4 | F5 | Commercial | Retail | Existing | Food Preparation | Natural Gas | Fryer | E4 | RIM BC Ratio | 0 | 0 | 0 | 0 | 0 | 0 | 0 | 0 | 0 | 0 | 0 | 0 | 0 | 0 | 0 | 0 | 0 | 0 | 0 | 0 | 0 | 0 | 0 | 0 | 0 | 0 | 0 | 0 | 0 | 0 | 0 | 0 | 0
F5_Commercial_Retail_Existing_Food Preparation_Natural Gas_Fryer_E5 | F5 | Commercial | Retail | Existing | Food Preparation | Natural Gas | Fryer | E5 | RIM BC Ratio | 0 | 0 | 0 | 0 | 0 | 0 | 0 | 0 | 0 | 0 | 0 | 0 | 0 | 0 | 0 | 0 | 0 | 0 | 0 | 0 | 0 | 0 | 0 | 0 | 0 | 0 | 0 | 0 | 0 | 0 | 0 | 0 | 0
F5_Commercial_Retail_Existing_Food Preparation_Natural Gas_Fryer_E6 | F5 | Commercial | Retail | Existing | Food Preparation | Natural Gas | Fryer | E6 | RIM BC Ratio | 0 | 0 | 0 | 0 | 0 | 0 | 0 | 0 | 0 | 0 | 0 | 0 | 0 | 0 | 0 | 0 | 0 | 0 | 0 | 0 | 0 | 0 | 0 | 0 | 0 | 0 | 0 | 0 | 0 | 0 | 0 | 0 | 0
F5_Commercial_Retail_Existing_Food Preparation_Natural Gas_Fryer_E7 | F5 | Commercial | Retail | Existing | Food Preparation | Natural Gas | Fryer | E7 | RIM BC Ratio | 0 | 0 | 0 | 0 | 0 | 0 | 0 | 0 | 0 | 0 | 0 | 0 | 0 | 0 | 0 | 0 | 0 | 0 | 0 | 0 | 0 | 0 | 0 | 0 | 0 | 0 | 0 | 0 | 0 | 0 | 0 | 0 | 0
F5_Commercial_Retail_Existing_Food Preparation_Natural Gas_Fryer_E8 | F5 | Commercial | Retail | Existing | Food Preparation | Natural Gas | Fryer | E8 | RIM BC Ratio | 0 | 0 | 0 | 0 | 0 | 0 | 0 | 0 | 0 | 0 | 0 | 0 | 0 | 0 | 0 | 0 | 0 | 0 | 0 | 0 | 0 | 0 | 0 | 0 | 0 | 0 | 0 | 0 | 0 | 0 | 0 | 0 | 0
F5_Commercial_Retail_Existing_Food Preparation_Natural Gas_Fryer_E9 | F5 | Commercial | Retail | Existing | Food Preparation | Natural Gas | Fryer | E9 | RIM BC Ratio | 0 | 0 | 0 | 0 | 0 | 0 | 0 | 0 | 0 | 0 | 0 | 0 | 0 | 0 | 0 | 0 | 0 | 0 | 0 | 0 | 0 | 0 | 0 | 0 | 0 | 0 | 0 | 0 | 0 | 0 | 0 | 0 | 0
F5_Commercial_Retail_Existing_Food Preparation_Natural Gas_Fryer_E10 | F5 | Commercial | Retail | Existing | Food Preparation | Natural Gas | Fryer | E10 | RIM BC Ratio | 0 | 0 | 0 | 0 | 0 | 0 | 0 | 0 | 0 | 0 | 0 | 0 | 0 | 0 | 0 | 0 | 0 | 0 | 0 | 0 | 0 | 0 | 0 | 0 | 0 | 0 | 0 | 0 | 0 | 0 | 0 | 0 | 0
F0_Commercial_Retail_Existing_Food Preparation_Natural Gas_Broiler_E0 | F0 | Commercial | Retail | Existing | Food Preparation | Natural Gas | Broiler | E0 | Economic Unit | Infrared Burners | Infrared Burners | Infrared Burners | Infrared Burners | Infrared Burners | Infrared Burners | Infrared Burners | Infrared Burners | Infrared Burners | Infrared Burners | Infrared Burners | Infrared Burners | Infrared Burners | Infrared Burners | Infrared Burners | Infrared Burners | Infrared Burners | Infrared Burners | Infrared Burners | Infrared Burners | Infrared Burners | Infrared Burners | Infrared Burners | Infrared Burners | Infrared Burners | Infrared Burners | Infrared Burners | Infrared Burners | Infrared Burners | Infrared Burners | Infrared Burners | Infrared Burners | Infrared Burners
F1_Commercial_Retail_Existing_Food Preparation_Natural Gas_Broiler_E1 | F1 | Commercial | Retail | Existing | Food Preparation | Natural Gas | Broiler | E1 | CCE | 0 | 0 | 0 | 0 | 0 | 0 | 0 | 0 | 0 | 0 | 0 | 0 | 0 | 0 | 0 | 0 | 0 | 0 | 0 | 0 | 0 | 0 | 0 | 0 | 0 | 0 | 0 | 0 | 0 | 0 | 0 | 0 | 0
F1_Commercial_Retail_Existing_Food Preparation_Natural Gas_Broiler_E2 | F1 | Commercial | Retail | Existing | Food Preparation | Natural Gas | Broiler | E2 | CCE | 0.59817 | 0.61931 | 0.55594 | 0.56637 | 0.56637 | 0.56637 | 0.56637 | 0.56637 | 0.56637 | 0.56637 | 0.56637 | 0.56637 | 0.56637 | 0.56637 | 0.56637 | 0.56637 | 0.56637 | 0.56637 | 0.56637 | 0.56637 | 0.56637 | 0.56637 | 0.56637 | 0.56637 | 0.56637 | 0.56637 | 0.56637 | 0.56637 | 0.56637 | 0.56637 | 0.56637 | 0.56637 | 0.56637
F1_Commercial_Retail_Existing_Food Preparation_Natural Gas_Broiler_E3 | F1 | Commercial | Retail | Existing | Food Preparation | Natural Gas | Broiler | E3 | CCE | 0 | 0 | 0 | 0 | 0 | 0 | 0 | 0 | 0 | 0 | 0 | 0 | 0 | 0 | 0 | 0 | 0 | 0 | 0 | 0 | 0 | 0 | 0 | 0 | 0 | 0 | 0 | 0 | 0 | 0 | 0 | 0 | 0
F1_Commercial_Retail_Existing_Food Preparation_Natural Gas_Broiler_E4 | F1 | Commercial | Retail | Existing | Food Preparation | Natural Gas | Broiler | E4 | CCE | 0 | 0 | 0 | 0 | 0 | 0 | 0 | 0 | 0 | 0 | 0 | 0 | 0 | 0 | 0 | 0 | 0 | 0 | 0 | 0 | 0 | 0 | 0 | 0 | 0 | 0 | 0 | 0 | 0 | 0 | 0 | 0 | 0
F1_Commercial_Retail_Existing_Food Preparation_Natural Gas_Broiler_E5 | F1 | Commercial | Retail | Existing | Food Preparation | Natural Gas | Broiler | E5 | CCE | 0 | 0 | 0 | 0 | 0 | 0 | 0 | 0 | 0 | 0 | 0 | 0 | 0 | 0 | 0 | 0 | 0 | 0 | 0 | 0 | 0 | 0 | 0 | 0 | 0 | 0 | 0 | 0 | 0 | 0 | 0 | 0 | 0
F1_Commercial_Retail_Existing_Food Preparation_Natural Gas_Broiler_E6 | F1 | Commercial | Retail | Existing | Food Preparation | Natural Gas | Broiler | E6 | CCE | 0 | 0 | 0 | 0 | 0 | 0 | 0 | 0 | 0 | 0 | 0 | 0 | 0 | 0 | 0 | 0 | 0 | 0 | 0 | 0 | 0 | 0 | 0 | 0 | 0 | 0 | 0 | 0 | 0 | 0 | 0 | 0 | 0
F1_Commercial_Retail_Existing_Food Preparation_Natural Gas_Broiler_E7 | F1 | Commercial | Retail | Existing | Food Preparation | Natural Gas | Broiler | E7 | CCE | 0 | 0 | 0 | 0 | 0 | 0 | 0 | 0 | 0 | 0 | 0 | 0 | 0 | 0 | 0 | 0 | 0 | 0 | 0 | 0 | 0 | 0 | 0 | 0 | 0 | 0 | 0 | 0 | 0 | 0 | 0 | 0 | 0
F1_Commercial_Retail_Existing_Food Preparation_Natural Gas_Broiler_E8 | F1 | Commercial | Retail | Existing | Food Preparation | Natural Gas | Broiler | E8 | CCE | 0 | 0 | 0 | 0 | 0 | 0 | 0 | 0 | 0 | 0 | 0 | 0 | 0 | 0 | 0 | 0 | 0 | 0 | 0 | 0 | 0 | 0 | 0 | 0 | 0 | 0 | 0 | 0 | 0 | 0 | 0 | 0 | 0
F1_Commercial_Retail_Existing_Food Preparation_Natural Gas_Broiler_E9 | F1 | Commercial | Retail | Existing | Food Preparation | Natural Gas | Broiler | E9 | CCE | 0 | 0 | 0 | 0 | 0 | 0 | 0 | 0 | 0 | 0 | 0 | 0 | 0 | 0 | 0 | 0 | 0 | 0 | 0 | 0 | 0 | 0 | 0 | 0 | 0 | 0 | 0 | 0 | 0 | 0 | 0 | 0 | 0
F1_Commercial_Retail_Existing_Food Preparation_Natural Gas_Broiler_E10 | F1 | Commercial | Retail | Existing | Food Preparation | Natural Gas | Broiler | E10 | CCE | 0 | 0 | 0 | 0 | 0 | 0 | 0 | 0 | 0 | 0 | 0 | 0 | 0 | 0 | 0 | 0 | 0 | 0 | 0 | 0 | 0 | 0 | 0 | 0 | 0 | 0 | 0 | 0 | 0 | 0 | 0 | 0 | 0
F2_Commercial_Retail_Existing_Food Preparation_Natural Gas_Broiler_E1 | F2 | Commercial | Retail | Existing | Food Preparation | Natural Gas | Broiler | E1 | TRC BC Ratio | bar: 2019 to 2051
F2_Commercial_Retail_Existing_Food Preparation_Natural Gas_Broiler_E2 | F2 | Commercial | Retail | Existing | Food Preparation | Natural Gas | Broiler | E2 | TRC BC Ratio | 2.7519 | 2.7554 | 2.7705 | 2.7565 | 2.7493 | 2.7603 | 2.7866 | 2.8079 | 2.834 | 2.8592 | 2.8846 | 2.9086 | 2.9342 | 2.9607 | 2.9863 | 3.0126 | 3.039 | 3.0674 | 3.0969 | 3.1274 | 3.1566 | 3.1859 | 3.2122 | 3.2386 | 3.2614 | 3.2812 | 3.2991 | 3.3146 | 3.3268 | 3.3367 | 3.3421 | 3.3458 | 3.3458
F2_Commercial_Retail_Existing_Food Preparation_Natural Gas_Broiler_E3 | F2 | Commercial | Retail | Existing | Food Preparation | Natural Gas | Broiler | E3 | TRC BC Ratio | 0 | 0 | 0 | 0 | 0 | 0 | 0 | 0 | 0 | 0 | 0 | 0 | 0 | 0 | 0 | 0 | 0 | 0 | 0 | 0 | 0 | 0 | 0 | 0 | 0 | 0 | 0 | 0 | 0 | 0 | 0 | 0 | 0
F2_Commercial_Retail_Existing_Food Preparation_Natural Gas_Broiler_E4 | F2 | Commercial | Retail | Existing | Food Preparation | Natural Gas | Broiler | E4 | TRC BC Ratio | 0 | 0 | 0 | 0 | 0 | 0 | 0 | 0 | 0 | 0 | 0 | 0 | 0 | 0 | 0 | 0 | 0 | 0 | 0 | 0 | 0 | 0 | 0 | 0 | 0 | 0 | 0 | 0 | 0 | 0 | 0 | 0 | 0
F2_Commercial_Retail_Existing_Food Preparation_Natural Gas_Broiler_E5 | F2 | Commercial | Retail | Existing | Food Preparation | Natural Gas | Broiler | E5 | TRC BC Ratio | 0 | 0 | 0 | 0 | 0 | 0 | 0 | 0 | 0 | 0 | 0 | 0 | 0 | 0 | 0 | 0 | 0 | 0 | 0 | 0 | 0 | 0 | 0 | 0 | 0 | 0 | 0 | 0 | 0 | 0 | 0 | 0 | 0
F2_Commercial_Retail_Existing_Food Preparation_Natural Gas_Broiler_E6 | F2 | Commercial | Retail | Existing | Food Preparation | Natural Gas | Broiler | E6 | TRC BC Ratio | 0 | 0 | 0 | 0 | 0 | 0 | 0 | 0 | 0 | 0 | 0 | 0 | 0 | 0 | 0 | 0 | 0 | 0 | 0 | 0 | 0 | 0 | 0 | 0 | 0 | 0 | 0 | 0 | 0 | 0 | 0 | 0 | 0
F2_Commercial_Retail_Existing_Food Preparation_Natural Gas_Broiler_E7 | F2 | Commercial | Retail | Existing | Food Preparation | Natural Gas | Broiler | E7 | TRC BC Ratio | 0 | 0 | 0 | 0 | 0 | 0 | 0 | 0 | 0 | 0 | 0 | 0 | 0 | 0 | 0 | 0 | 0 | 0 | 0 | 0 | 0 | 0 | 0 | 0 | 0 | 0 | 0 | 0 | 0 | 0 | 0 | 0 | 0
F2_Commercial_Retail_Existing_Food Preparation_Natural Gas_Broiler_E8 | F2 | Commercial | Retail | Existing | Food Preparation | Natural Gas | Broiler | E8 | TRC BC Ratio | 0 | 0 | 0 | 0 | 0 | 0 | 0 | 0 | 0 | 0 | 0 | 0 | 0 | 0 | 0 | 0 | 0 | 0 | 0 | 0 | 0 | 0 | 0 | 0 | 0 | 0 | 0 | 0 | 0 | 0 | 0 | 0 | 0
F2_Commercial_Retail_Existing_Food Preparation_Natural Gas_Broiler_E9 | F2 | Commercial | Retail | Existing | Food Preparation | Natural Gas | Broiler | E9 | TRC BC Ratio | 0 | 0 | 0 | 0 | 0 | 0 | 0 | 0 | 0 | 0 | 0 | 0 | 0 | 0 | 0 | 0 | 0 | 0 | 0 | 0 | 0 | 0 | 0 | 0 | 0 | 0 | 0 | 0 | 0 | 0 | 0 | 0 | 0
F2_Commercial_Retail_Existing_Food Preparation_Natural Gas_Broiler_E10 | F2 | Commercial | Retail | Existing | Food Preparation | Natural Gas | Broiler | E10 | TRC BC Ratio | 0 | 0 | 0 | 0 | 0 | 0 | 0 | 0 | 0 | 0 | 0 | 0 | 0 | 0 | 0 | 0 | 0 | 0 | 0 | 0 | 0 | 0 | 0 | 0 | 0 | 0 | 0 | 0 | 0 | 0 | 0 | 0 | 0
F3_Commercial_Retail_Existing_Food Preparation_Natural Gas_Broiler_E1 | F3 | Commercial | Retail | Existing | Food Preparation | Natural Gas | Broiler | E1 | PACT BC Ratio | bar: 2019 to 2051
F3_Commercial_Retail_Existing_Food Preparation_Natural Gas_Broiler_E2 | F3 | Commercial | Retail | Existing | Food Preparation | Natural Gas | Broiler | E2 | PACT BC Ratio | 3.6692 | 3.6739 | 3.694 | 3.6753 | 3.6658 | 3.6803 | 3.7154 | 3.7439 | 3.7787 | 3.8122 | 3.8462 | 3.8782 | 3.9123 | 3.9475 | 3.9818 | 4.0167 | 4.052 | 4.0899 | 4.1293 | 4.1698 | 4.2088 | 4.2479 | 4.283 | 4.3181 | 4.3486 | 4.3749 | 4.3988 | 4.4195 | 4.4357 | 4.4489 | 4.4562 | 4.461 | 4.461
F3_Commercial_Retail_Existing_Food Preparation_Natural Gas_Broiler_E3 | F3 | Commercial | Retail | Existing | Food Preparation | Natural Gas | Broiler | E3 | PACT BC Ratio | 0 | 0 | 0 | 0 | 0 | 0 | 0 | 0 | 0 | 0 | 0 | 0 | 0 | 0 | 0 | 0 | 0 | 0 | 0 | 0 | 0 | 0 | 0 | 0 | 0 | 0 | 0 | 0 | 0 | 0 | 0 | 0 | 0
F3_Commercial_Retail_Existing_Food Preparation_Natural Gas_Broiler_E4 | F3 | Commercial | Retail | Existing | Food Preparation | Natural Gas | Broiler | E4 | PACT BC Ratio | 0 | 0 | 0 | 0 | 0 | 0 | 0 | 0 | 0 | 0 | 0 | 0 | 0 | 0 | 0 | 0 | 0 | 0 | 0 | 0 | 0 | 0 | 0 | 0 | 0 | 0 | 0 | 0 | 0 | 0 | 0 | 0 | 0
F3_Commercial_Retail_Existing_Food Preparation_Natural Gas_Broiler_E5 | F3 | Commercial | Retail | Existing | Food Preparation | Natural Gas | Broiler | E5 | PACT BC Ratio | 0 | 0 | 0 | 0 | 0 | 0 | 0 | 0 | 0 | 0 | 0 | 0 | 0 | 0 | 0 | 0 | 0 | 0 | 0 | 0 | 0 | 0 | 0 | 0 | 0 | 0 | 0 | 0 | 0 | 0 | 0 | 0 | 0
F3_Commercial_Retail_Existing_Food Preparation_Natural Gas_Broiler_E6 | F3 | Commercial | Retail | Existing | Food Preparation | Natural Gas | Broiler | E6 | PACT BC Ratio | 0 | 0 | 0 | 0 | 0 | 0 | 0 | 0 | 0 | 0 | 0 | 0 | 0 | 0 | 0 | 0 | 0 | 0 | 0 | 0 | 0 | 0 | 0 | 0 | 0 | 0 | 0 | 0 | 0 | 0 | 0 | 0 | 0
F3_Commercial_Retail_Existing_Food Preparation_Natural Gas_Broiler_E7 | F3 | Commercial | Retail | Existing | Food Preparation | Natural Gas | Broiler | E7 | PACT BC Ratio | 0 | 0 | 0 | 0 | 0 | 0 | 0 | 0 | 0 | 0 | 0 | 0 | 0 | 0 | 0 | 0 | 0 | 0 | 0 | 0 | 0 | 0 | 0 | 0 | 0 | 0 | 0 | 0 | 0 | 0 | 0 | 0 | 0
F3_Commercial_Retail_Existing_Food Preparation_Natural Gas_Broiler_E8 | F3 | Commercial | Retail | Existing | Food Preparation | Natural Gas | Broiler | E8 | PACT BC Ratio | 0 | 0 | 0 | 0 | 0 | 0 | 0 | 0 | 0 | 0 | 0 | 0 | 0 | 0 | 0 | 0 | 0 | 0 | 0 | 0 | 0 | 0 | 0 | 0 | 0 | 0 | 0 | 0 | 0 | 0 | 0 | 0 | 0
F3_Commercial_Retail_Existing_Food Preparation_Natural Gas_Broiler_E9 | F3 | Commercial | Retail | Existing | Food Preparation | Natural Gas | Broiler | E9 | PACT BC Ratio | 0 | 0 | 0 | 0 | 0 | 0 | 0 | 0 | 0 | 0 | 0 | 0 | 0 | 0 | 0 | 0 | 0 | 0 | 0 | 0 | 0 | 0 | 0 | 0 | 0 | 0 | 0 | 0 | 0 | 0 | 0 | 0 | 0
F3_Commercial_Retail_Existing_Food Preparation_Natural Gas_Broiler_E10 | F3 | Commercial | Retail | Existing | Food Preparation | Natural Gas | Broiler | E10 | PACT BC Ratio | 0 | 0 | 0 | 0 | 0 | 0 | 0 | 0 | 0 | 0 | 0 | 0 | 0 | 0 | 0 | 0 | 0 | 0 | 0 | 0 | 0 | 0 | 0 | 0 | 0 | 0 | 0 | 0 | 0 | 0 | 0 | 0 | 0
F4_Commercial_Retail_Existing_Food Preparation_Natural Gas_Broiler_E1 | F4 | Commercial | Retail | Existing | Food Preparation | Natural Gas | Broiler | E1 | RVT BC Ratio | bar: 2019 to 2051
F4_Commercial_Retail_Existing_Food Preparation_Natural Gas_Broiler_E2 | F4 | Commercial | Retail | Existing | Food Preparation | Natural Gas | Broiler | E2 | RVT BC Ratio | 4.6564 | 4.6614 | 4.6831 | 4.6629 | 4.6526 | 4.6684 | 4.7062 | 4.7369 | 4.7744 | 4.8106 | 4.8472 | 4.8817 | 4.9184 | 4.9565 | 4.9934 | 5.0311 | 5.0691 | 5.11 | 5.1524 | 5.1962 | 5.2382 | 5.2804 | 5.3182 | 5.3561 | 5.3889 | 5.4173 | 5.4431 | 5.4654 | 5.4828 | 5.4971 | 5.5049 | 5.5101 | 5.5101
F4_Commercial_Retail_Existing_Food Preparation_Natural Gas_Broiler_E3 | F4 | Commercial | Retail | Existing | Food Preparation | Natural Gas | Broiler | E3 | RVT BC Ratio | 0 | 0 | 0 | 0 | 0 | 0 | 0 | 0 | 0 | 0 | 0 | 0 | 0 | 0 | 0 | 0 | 0 | 0 | 0 | 0 | 0 | 0 | 0 | 0 | 0 | 0 | 0 | 0 | 0 | 0 | 0 | 0 | 0
F4_Commercial_Retail_Existing_Food Preparation_Natural Gas_Broiler_E4 | F4 | Commercial | Retail | Existing | Food Preparation | Natural Gas | Broiler | E4 | RVT BC Ratio | 0 | 0 | 0 | 0 | 0 | 0 | 0 | 0 | 0 | 0 | 0 | 0 | 0 | 0 | 0 | 0 | 0 | 0 | 0 | 0 | 0 | 0 | 0 | 0 | 0 | 0 | 0 | 0 | 0 | 0 | 0 | 0 | 0
F4_Commercial_Retail_Existing_Food Preparation_Natural Gas_Broiler_E5 | F4 | Commercial | Retail | Existing | Food Preparation | Natural Gas | Broiler | E5 | RVT BC Ratio | 0 | 0 | 0 | 0 | 0 | 0 | 0 | 0 | 0 | 0 | 0 | 0 | 0 | 0 | 0 | 0 | 0 | 0 | 0 | 0 | 0 | 0 | 0 | 0 | 0 | 0 | 0 | 0 | 0 | 0 | 0 | 0 | 0
F4_Commercial_Retail_Existing_Food Preparation_Natural Gas_Broiler_E6 | F4 | Commercial | Retail | Existing | Food Preparation | Natural Gas | Broiler | E6 | RVT BC Ratio | 0 | 0 | 0 | 0 | 0 | 0 | 0 | 0 | 0 | 0 | 0 | 0 | 0 | 0 | 0 | 0 | 0 | 0 | 0 | 0 | 0 | 0 | 0 | 0 | 0 | 0 | 0 | 0 | 0 | 0 | 0 | 0 | 0
F4_Commercial_Retail_Existing_Food Preparation_Natural Gas_Broiler_E7 | F4 | Commercial | Retail | Existing | Food Preparation | Natural Gas | Broiler | E7 | RVT BC Ratio | 0 | 0 | 0 | 0 | 0 | 0 | 0 | 0 | 0 | 0 | 0 | 0 | 0 | 0 | 0 | 0 | 0 | 0 | 0 | 0 | 0 | 0 | 0 | 0 | 0 | 0 | 0 | 0 | 0 | 0 | 0 | 0 | 0
F4_Commercial_Retail_Existing_Food Preparation_Natural Gas_Broiler_E8 | F4 | Commercial | Retail | Existing | Food Preparation | Natural Gas | Broiler | E8 | RVT BC Ratio | 0 | 0 | 0 | 0 | 0 | 0 | 0 | 0 | 0 | 0 | 0 | 0 | 0 | 0 | 0 | 0 | 0 | 0 | 0 | 0 | 0 | 0 | 0 | 0 | 0 | 0 | 0 | 0 | 0 | 0 | 0 | 0 | 0
F4_Commercial_Retail_Existing_Food Preparation_Natural Gas_Broiler_E9 | F4 | Commercial | Retail | Existing | Food Preparation | Natural Gas | Broiler | E9 | RVT BC Ratio | 0 | 0 | 0 | 0 | 0 | 0 | 0 | 0 | 0 | 0 | 0 | 0 | 0 | 0 | 0 | 0 | 0 | 0 | 0 | 0 | 0 | 0 | 0 | 0 | 0 | 0 | 0 | 0 | 0 | 0 | 0 | 0 | 0
F4_Commercial_Retail_Existing_Food Preparation_Natural Gas_Broiler_E10 | F4 | Commercial | Retail | Existing | Food Preparation | Natural Gas | Broiler | E10 | RVT BC Ratio | 0 | 0 | 0 | 0 | 0 | 0 | 0 | 0 | 0 | 0 | 0 | 0 | 0 | 0 | 0 | 0 | 0 | 0 | 0 | 0 | 0 | 0 | 0 | 0 | 0 | 0 | 0 | 0 | 0 | 0 | 0 | 0 | 0
F5_Commercial_Retail_Existing_Food Preparation_Natural Gas_Broiler_E1 | F5 | Commercial | Retail | Existing | Food Preparation | Natural Gas | Broiler | E1 | RIM BC Ratio | bar: 2019 to 2051
F5_Commercial_Retail_Existing_Food Preparation_Natural Gas_Broiler_E2 | F5 | Commercial | Retail | Existing | Food Preparation | Natural Gas | Broiler | E2 | RIM BC Ratio | 0.67999 | 0.68015 | 0.68084 | 0.6802 | 0.67987 | 0.68037 | 0.68156 | 0.68252 | 0.68367 | 0.68475 | 0.68584 | 0.68685 | 0.68791 | 0.689 | 0.69003 | 0.69107 | 0.69211 | 0.69321 | 0.69433 | 0.69547 | 0.69654 | 0.69761 | 0.69854 | 0.69947 | 0.70027 | 0.70095 | 0.70156 | 0.70208 | 0.70249 | 0.70282 | 0.703 | 0.70312 | 0.70312
F5_Commercial_Retail_Existing_Food Preparation_Natural Gas_Broiler_E3 | F5 | Commercial | Retail | Existing | Food Preparation | Natural Gas | Broiler | E3 | RIM BC Ratio | 0 | 0 | 0 | 0 | 0 | 0 | 0 | 0 | 0 | 0 | 0 | 0 | 0 | 0 | 0 | 0 | 0 | 0 | 0 | 0 | 0 | 0 | 0 | 0 | 0 | 0 | 0 | 0 | 0 | 0 | 0 | 0 | 0
F5_Commercial_Retail_Existing_Food Preparation_Natural Gas_Broiler_E4 | F5 | Commercial | Retail | Existing | Food Preparation | Natural Gas | Broiler | E4 | RIM BC Ratio | 0 | 0 | 0 | 0 | 0 | 0 | 0 | 0 | 0 | 0 | 0 | 0 | 0 | 0 | 0 | 0 | 0 | 0 | 0 | 0 | 0 | 0 | 0 | 0 | 0 | 0 | 0 | 0 | 0 | 0 | 0 | 0 | 0
F5_Commercial_Retail_Existing_Food Preparation_Natural Gas_Broiler_E5 | F5 | Commercial | Retail | Existing | Food Preparation | Natural Gas | Broiler | E5 | RIM BC Ratio | 0 | 0 | 0 | 0 | 0 | 0 | 0 | 0 | 0 | 0 | 0 | 0 | 0 | 0 | 0 | 0 | 0 | 0 | 0 | 0 | 0 | 0 | 0 | 0 | 0 | 0 | 0 | 0 | 0 | 0 | 0 | 0 | 0
F5_Commercial_Retail_Existing_Food Preparation_Natural Gas_Broiler_E6 | F5 | Commercial | Retail | Existing | Food Preparation | Natural Gas | Broiler | E6 | RIM BC Ratio | 0 | 0 | 0 | 0 | 0 | 0 | 0 | 0 | 0 | 0 | 0 | 0 | 0 | 0 | 0 | 0 | 0 | 0 | 0 | 0 | 0 | 0 | 0 | 0 | 0 | 0 | 0 | 0 | 0 | 0 | 0 | 0 | 0
F5_Commercial_Retail_Existing_Food Preparation_Natural Gas_Broiler_E7 | F5 | Commercial | Retail | Existing | Food Preparation | Natural Gas | Broiler | E7 | RIM BC Ratio | 0 | 0 | 0 | 0 | 0 | 0 | 0 | 0 | 0 | 0 | 0 | 0 | 0 | 0 | 0 | 0 | 0 | 0 | 0 | 0 | 0 | 0 | 0 | 0 | 0 | 0 | 0 | 0 | 0 | 0 | 0 | 0 | 0
F5_Commercial_Retail_Existing_Food Preparation_Natural Gas_Broiler_E8 | F5 | Commercial | Retail | Existing | Food Preparation | Natural Gas | Broiler | E8 | RIM BC Ratio | 0 | 0 | 0 | 0 | 0 | 0 | 0 | 0 | 0 | 0 | 0 | 0 | 0 | 0 | 0 | 0 | 0 | 0 | 0 | 0 | 0 | 0 | 0 | 0 | 0 | 0 | 0 | 0 | 0 | 0 | 0 | 0 | 0
F5_Commercial_Retail_Existing_Food Preparation_Natural Gas_Broiler_E9 | F5 | Commercial | Retail | Existing | Food Preparation | Natural Gas | Broiler | E9 | RIM BC Ratio | 0 | 0 | 0 | 0 | 0 | 0 | 0 | 0 | 0 | 0 | 0 | 0 | 0 | 0 | 0 | 0 | 0 | 0 | 0 | 0 | 0 | 0 | 0 | 0 | 0 | 0 | 0 | 0 | 0 | 0 | 0 | 0 | 0
F5_Commercial_Retail_Existing_Food Preparation_Natural Gas_Broiler_E10 | F5 | Commercial | Retail | Existing | Food Preparation | Natural Gas | Broiler | E10 | RIM BC Ratio | 0 | 0 | 0 | 0 | 0 | 0 | 0 | 0 | 0 | 0 | 0 | 0 | 0 | 0 | 0 | 0 | 0 | 0 | 0 | 0 | 0 | 0 | 0 | 0 | 0 | 0 | 0 | 0 | 0 | 0 | 0 | 0 | 0
F0_Commercial_Retail_Existing_Food Preparation_Natural Gas_Griddle_E0 | F0 | Commercial | Retail | Existing | Food Preparation | Natural Gas | Griddle | E0 | Economic Unit | ENERGY STAR | ENERGY STAR | ENERGY STAR | ENERGY STAR | ENERGY STAR | ENERGY STAR | ENERGY STAR | ENERGY STAR | ENERGY STAR | ENERGY STAR | ENERGY STAR | ENERGY STAR | ENERGY STAR | ENERGY STAR | ENERGY STAR | ENERGY STAR | ENERGY STAR | ENERGY STAR | ENERGY STAR | ENERGY STAR | ENERGY STAR | ENERGY STAR | ENERGY STAR | ENERGY STAR | ENERGY STAR | ENERGY STAR | ENERGY STAR | ENERGY STAR | ENERGY STAR | ENERGY STAR | ENERGY STAR | ENERGY STAR | ENERGY STAR
F1_Commercial_Retail_Existing_Food Preparation_Natural Gas_Griddle_E1 | F1 | Commercial | Retail | Existing | Food Preparation | Natural Gas | Griddle | E1 | CCE | 0 | 0 | 0 | 0 | 0 | 0 | 0 | 0 | 0 | 0 | 0 | 0 | 0 | 0 | 0 | 0 | 0 | 0 | 0 | 0 | 0 | 0 | 0 | 0 | 0 | 0 | 0 | 0 | 0 | 0 | 0 | 0 | 0
F1_Commercial_Retail_Existing_Food Preparation_Natural Gas_Griddle_E2 | F1 | Commercial | Retail | Existing | Food Preparation | Natural Gas | Griddle | E2 | CCE | 0.29693 | 0.30743 | 0.27597 | 0 | 0 | 0 | 0 | 0 | 0 | 0 | 0 | 0 | 0 | 0 | 0 | 0 | 0 | 0 | 0 | 0 | 0 | 0 | 0 | 0 | 0 | 0 | 0 | 0 | 0 | 0 | 0 | 0 | 0
F1_Commercial_Retail_Existing_Food Preparation_Natural Gas_Griddle_E3 | F1 | Commercial | Retail | Existing | Food Preparation | Natural Gas | Griddle | E3 | CCE | 0 | 0 | 0 | 0 | 0 | 0 | 0 | 0 | 0 | 0 | 0 | 0 | 0 | 0 | 0 | 0 | 0 | 0 | 0 | 0 | 0 | 0 | 0 | 0 | 0 | 0 | 0 | 0 | 0 | 0 | 0 | 0 | 0
F1_Commercial_Retail_Existing_Food Preparation_Natural Gas_Griddle_E4 | F1 | Commercial | Retail | Existing | Food Preparation | Natural Gas | Griddle | E4 | CCE | 0 | 0 | 0 | 0 | 0 | 0 | 0 | 0 | 0 | 0 | 0 | 0 | 0 | 0 | 0 | 0 | 0 | 0 | 0 | 0 | 0 | 0 | 0 | 0 | 0 | 0 | 0 | 0 | 0 | 0 | 0 | 0 | 0
F1_Commercial_Retail_Existing_Food Preparation_Natural Gas_Griddle_E5 | F1 | Commercial | Retail | Existing | Food Preparation | Natural Gas | Griddle | E5 | CCE | 0 | 0 | 0 | 0 | 0 | 0 | 0 | 0 | 0 | 0 | 0 | 0 | 0 | 0 | 0 | 0 | 0 | 0 | 0 | 0 | 0 | 0 | 0 | 0 | 0 | 0 | 0 | 0 | 0 | 0 | 0 | 0 | 0
F1_Commercial_Retail_Existing_Food Preparation_Natural Gas_Griddle_E6 | F1 | Commercial | Retail | Existing | Food Preparation | Natural Gas | Griddle | E6 | CCE | 0 | 0 | 0 | 0 | 0 | 0 | 0 | 0 | 0 | 0 | 0 | 0 | 0 | 0 | 0 | 0 | 0 | 0 | 0 | 0 | 0 | 0 | 0 | 0 | 0 | 0 | 0 | 0 | 0 | 0 | 0 | 0 | 0
F1_Commercial_Retail_Existing_Food Preparation_Natural Gas_Griddle_E7 | F1 | Commercial | Retail | Existing | Food Preparation | Natural Gas | Griddle | E7 | CCE | 0 | 0 | 0 | 0 | 0 | 0 | 0 | 0 | 0 | 0 | 0 | 0 | 0 | 0 | 0 | 0 | 0 | 0 | 0 | 0 | 0 | 0 | 0 | 0 | 0 | 0 | 0 | 0 | 0 | 0 | 0 | 0 | 0
F1_Commercial_Retail_Existing_Food Preparation_Natural Gas_Griddle_E8 | F1 | Commercial | Retail | Existing | Food Preparation | Natural Gas | Griddle | E8 | CCE | 0 | 0 | 0 | 0 | 0 | 0 | 0 | 0 | 0 | 0 | 0 | 0 | 0 | 0 | 0 | 0 | 0 | 0 | 0 | 0 | 0 | 0 | 0 | 0 | 0 | 0 | 0 | 0 | 0 | 0 | 0 | 0 | 0
F1_Commercial_Retail_Existing_Food Preparation_Natural Gas_Griddle_E9 | F1 | Commercial | Retail | Existing | Food Preparation | Natural Gas | Griddle | E9 | CCE | 0 | 0 | 0 | 0 | 0 | 0 | 0 | 0 | 0 | 0 | 0 | 0 | 0 | 0 | 0 | 0 | 0 | 0 | 0 | 0 | 0 | 0 | 0 | 0 | 0 | 0 | 0 | 0 | 0 | 0 | 0 | 0 | 0
F1_Commercial_Retail_Existing_Food Preparation_Natural Gas_Griddle_E10 | F1 | Commercial | Retail | Existing | Food Preparation | Natural Gas | Griddle | E10 | CCE | 0 | 0 | 0 | 0 | 0 | 0 | 0 | 0 | 0 | 0 | 0 | 0 | 0 | 0 | 0 | 0 | 0 | 0 | 0 | 0 | 0 | 0 | 0 | 0 | 0 | 0 | 0 | 0 | 0 | 0 | 0 | 0 | 0
F2_Commercial_Retail_Existing_Food Preparation_Natural Gas_Griddle_E1 | F2 | Commercial | Retail | Existing | Food Preparation | Natural Gas | Griddle | E1 | TRC BC Ratio | 1 | 1 | 1 | 0 | 0 | 0 | 0 | 0 | 0 | 0 | 0 | 0 | 0 | 0 | 0 | 0 | 0 | 0 | 0 | 0 | 0 | 0 | 0 | 0 | 0 | 0 | 0 | 0 | 0 | 0 | 0 | 0 | 0
F2_Commercial_Retail_Existing_Food Preparation_Natural Gas_Griddle_E2 | F2 | Commercial | Retail | Existing | Food Preparation | Natural Gas | Griddle | E2 | TRC BC Ratio | 5.5437 | 5.5508 | 5.5811 | 1 | 1 | 1 | 1 | 1 | 1 | 1 | 1 | 1 | 1 | 1 | 1 | 1 | 1 | 1 | 1 | 1 | 1 | 1 | 1 | 1 | 1 | 1 | 1 | 1 | 1 | 1 | 1 | 1 | 1
F2_Commercial_Retail_Existing_Food Preparation_Natural Gas_Griddle_E3 | F2 | Commercial | Retail | Existing | Food Preparation | Natural Gas | Griddle | E3 | TRC BC Ratio | 0 | 0 | 0 | 0 | 0 | 0 | 0 | 0 | 0 | 0 | 0 | 0 | 0 | 0 | 0 | 0 | 0 | 0 | 0 | 0 | 0 | 0 | 0 | 0 | 0 | 0 | 0 | 0 | 0 | 0 | 0 | 0 | 0
F2_Commercial_Retail_Existing_Food Preparation_Natural Gas_Griddle_E4 | F2 | Commercial | Retail | Existing | Food Preparation | Natural Gas | Griddle | E4 | TRC BC Ratio | 0 | 0 | 0 | 0 | 0 | 0 | 0 | 0 | 0 | 0 | 0 | 0 | 0 | 0 | 0 | 0 | 0 | 0 | 0 | 0 | 0 | 0 | 0 | 0 | 0 | 0 | 0 | 0 | 0 | 0 | 0 | 0 | 0
F2_Commercial_Retail_Existing_Food Preparation_Natural Gas_Griddle_E5 | F2 | Commercial | Retail | Existing | Food Preparation | Natural Gas | Griddle | E5 | TRC BC Ratio | 0 | 0 | 0 | 0 | 0 | 0 | 0 | 0 | 0 | 0 | 0 | 0 | 0 | 0 | 0 | 0 | 0 | 0 | 0 | 0 | 0 | 0 | 0 | 0 | 0 | 0 | 0 | 0 | 0 | 0 | 0 | 0 | 0
F2_Commercial_Retail_Existing_Food Preparation_Natural Gas_Griddle_E6 | F2 | Commercial | Retail | Existing | Food Preparation | Natural Gas | Griddle | E6 | TRC BC Ratio | 0 | 0 | 0 | 0 | 0 | 0 | 0 | 0 | 0 | 0 | 0 | 0 | 0 | 0 | 0 | 0 | 0 | 0 | 0 | 0 | 0 | 0 | 0 | 0 | 0 | 0 | 0 | 0 | 0 | 0 | 0 | 0 | 0
F2_Commercial_Retail_Existing_Food Preparation_Natural Gas_Griddle_E7 | F2 | Commercial | Retail | Existing | Food Preparation | Natural Gas | Griddle | E7 | TRC BC Ratio | 0 | 0 | 0 | 0 | 0 | 0 | 0 | 0 | 0 | 0 | 0 | 0 | 0 | 0 | 0 | 0 | 0 | 0 | 0 | 0 | 0 | 0 | 0 | 0 | 0 | 0 | 0 | 0 | 0 | 0 | 0 | 0 | 0
F2_Commercial_Retail_Existing_Food Preparation_Natural Gas_Griddle_E8 | F2 | Commercial | Retail | Existing | Food Preparation | Natural Gas | Griddle | E8 | TRC BC Ratio | 0 | 0 | 0 | 0 | 0 | 0 | 0 | 0 | 0 | 0 | 0 | 0 | 0 | 0 | 0 | 0 | 0 | 0 | 0 | 0 | 0 | 0 | 0 | 0 | 0 | 0 | 0 | 0 | 0 | 0 | 0 | 0 | 0
F2_Commercial_Retail_Existing_Food Preparation_Natural Gas_Griddle_E9 | F2 | Commercial | Retail | Existing | Food Preparation | Natural Gas | Griddle | E9 | TRC BC Ratio | 0 | 0 | 0 | 0 | 0 | 0 | 0 | 0 | 0 | 0 | 0 | 0 | 0 | 0 | 0 | 0 | 0 | 0 | 0 | 0 | 0 | 0 | 0 | 0 | 0 | 0 | 0 | 0 | 0 | 0 | 0 | 0 | 0
F2_Commercial_Retail_Existing_Food Preparation_Natural Gas_Griddle_E10 | F2 | Commercial | Retail | Existing | Food Preparation | Natural Gas | Griddle | E10 | TRC BC Ratio | 0 | 0 | 0 | 0 | 0 | 0 | 0 | 0 | 0 | 0 | 0 | 0 | 0 | 0 | 0 | 0 | 0 | 0 | 0 | 0 | 0 | 0 | 0 | 0 | 0 | 0 | 0 | 0 | 0 | 0 | 0 | 0 | 0
F3_Commercial_Retail_Existing_Food Preparation_Natural Gas_Griddle_E1 | F3 | Commercial | Retail | Existing | Food Preparation | Natural Gas | Griddle | E1 | PACT BC Ratio | 1 | 1 | 1 | 0 | 0 | 0 | 0 | 0 | 0 | 0 | 0 | 0 | 0 | 0 | 0 | 0 | 0 | 0 | 0 | 0 | 0 | 0 | 0 | 0 | 0 | 0 | 0 | 0 | 0 | 0 | 0 | 0 | 0
F3_Commercial_Retail_Existing_Food Preparation_Natural Gas_Griddle_E2 | F3 | Commercial | Retail | Existing | Food Preparation | Natural Gas | Griddle | E2 | PACT BC Ratio | 7.3916 | 7.4011 | 7.4415 | 1 | 1 | 1 | 1 | 1 | 1 | 1 | 1 | 1 | 1 | 1 | 1 | 1 | 1 | 1 | 1 | 1 | 1 | 1 | 1 | 1 | 1 | 1 | 1 | 1 | 1 | 1 | 1 | 1 | 1
F3_Commercial_Retail_Existing_Food Preparation_Natural Gas_Griddle_E3 | F3 | Commercial | Retail | Existing | Food Preparation | Natural Gas | Griddle | E3 | PACT BC Ratio | 0 | 0 | 0 | 0 | 0 | 0 | 0 | 0 | 0 | 0 | 0 | 0 | 0 | 0 | 0 | 0 | 0 | 0 | 0 | 0 | 0 | 0 | 0 | 0 | 0 | 0 | 0 | 0 | 0 | 0 | 0 | 0 | 0
F3_Commercial_Retail_Existing_Food Preparation_Natural Gas_Griddle_E4 | F3 | Commercial | Retail | Existing | Food Preparation | Natural Gas | Griddle | E4 | PACT BC Ratio | 0 | 0 | 0 | 0 | 0 | 0 | 0 | 0 | 0 | 0 | 0 | 0 | 0 | 0 | 0 | 0 | 0 | 0 | 0 | 0 | 0 | 0 | 0 | 0 | 0 | 0 | 0 | 0 | 0 | 0 | 0 | 0 | 0
F3_Commercial_Retail_Existing_Food Preparation_Natural Gas_Griddle_E5 | F3 | Commercial | Retail | Existing | Food Preparation | Natural Gas | Griddle | E5 | PACT BC Ratio | 0 | 0 | 0 | 0 | 0 | 0 | 0 | 0 | 0 | 0 | 0 | 0 | 0 | 0 | 0 | 0 | 0 | 0 | 0 | 0 | 0 | 0 | 0 | 0 | 0 | 0 | 0 | 0 | 0 | 0 | 0 | 0 | 0
F3_Commercial_Retail_Existing_Food Preparation_Natural Gas_Griddle_E6 | F3 | Commercial | Retail | Existing | Food Preparation | Natural Gas | Griddle | E6 | PACT BC Ratio | 0 | 0 | 0 | 0 | 0 | 0 | 0 | 0 | 0 | 0 | 0 | 0 | 0 | 0 | 0 | 0 | 0 | 0 | 0 | 0 | 0 | 0 | 0 | 0 | 0 | 0 | 0 | 0 | 0 | 0 | 0 | 0 | 0
F3_Commercial_Retail_Existing_Food Preparation_Natural Gas_Griddle_E7 | F3 | Commercial | Retail | Existing | Food Preparation | Natural Gas | Griddle | E7 | PACT BC Ratio | 0 | 0 | 0 | 0 | 0 | 0 | 0 | 0 | 0 | 0 | 0 | 0 | 0 | 0 | 0 | 0 | 0 | 0 | 0 | 0 | 0 | 0 | 0 | 0 | 0 | 0 | 0 | 0 | 0 | 0 | 0 | 0 | 0
F3_Commercial_Retail_Existing_Food Preparation_Natural Gas_Griddle_E8 | F3 | Commercial | Retail | Existing | Food Preparation | Natural Gas | Griddle | E8 | PACT BC Ratio | 0 | 0 | 0 | 0 | 0 | 0 | 0 | 0 | 0 | 0 | 0 | 0 | 0 | 0 | 0 | 0 | 0 | 0 | 0 | 0 | 0 | 0 | 0 | 0 | 0 | 0 | 0 | 0 | 0 | 0 | 0 | 0 | 0
F3_Commercial_Retail_Existing_Food Preparation_Natural Gas_Griddle_E9 | F3 | Commercial | Retail | Existing | Food Preparation | Natural Gas | Griddle | E9 | PACT BC Ratio | 0 | 0 | 0 | 0 | 0 | 0 | 0 | 0 | 0 | 0 | 0 | 0 | 0 | 0 | 0 | 0 | 0 | 0 | 0 | 0 | 0 | 0 | 0 | 0 | 0 | 0 | 0 | 0 | 0 | 0 | 0 | 0 | 0
F3_Commercial_Retail_Existing_Food Preparation_Natural Gas_Griddle_E10 | F3 | Commercial | Retail | Existing | Food Preparation | Natural Gas | Griddle | E10 | PACT BC Ratio | 0 | 0 | 0 | 0 | 0 | 0 | 0 | 0 | 0 | 0 | 0 | 0 | 0 | 0 | 0 | 0 | 0 | 0 | 0 | 0 | 0 | 0 | 0 | 0 | 0 | 0 | 0 | 0 | 0 | 0 | 0 | 0 | 0
F4_Commercial_Retail_Existing_Food Preparation_Natural Gas_Griddle_E1 | F4 | Commercial | Retail | Existing | Food Preparation | Natural Gas | Griddle | E1 | RVT BC Ratio | 1 | 1 | 1 | 0 | 0 | 0 | 0 | 0 | 0 | 0 | 0 | 0 | 0 | 0 | 0 | 0 | 0 | 0 | 0 | 0 | 0 | 0 | 0 | 0 | 0 | 0 | 0 | 0 | 0 | 0 | 0 | 0 | 0
F4_Commercial_Retail_Existing_Food Preparation_Natural Gas_Griddle_E2 | F4 | Commercial | Retail | Existing | Food Preparation | Natural Gas | Griddle | E2 | RVT BC Ratio | 8.6701 | 8.6803 | 8.7239 | 1 | 1 | 1 | 1 | 1 | 1 | 1 | 1 | 1 | 1 | 1 | 1 | 1 | 1 | 1 | 1 | 1 | 1 | 1 | 1 | 1 | 1 | 1 | 1 | 1 | 1 | 1 | 1 | 1 | 1
F4_Commercial_Retail_Existing_Food Preparation_Natural Gas_Griddle_E3 | F4 | Commercial | Retail | Existing | Food Preparation | Natural Gas | Griddle | E3 | RVT BC Ratio | 0 | 0 | 0 | 0 | 0 | 0 | 0 | 0 | 0 | 0 | 0 | 0 | 0 | 0 | 0 | 0 | 0 | 0 | 0 | 0 | 0 | 0 | 0 | 0 | 0 | 0 | 0 | 0 | 0 | 0 | 0 | 0 | 0
F4_Commercial_Retail_Existing_Food Preparation_Natural Gas_Griddle_E4 | F4 | Commercial | Retail | Existing | Food Preparation | Natural Gas | Griddle | E4 | RVT BC Ratio | 0 | 0 | 0 | 0 | 0 | 0 | 0 | 0 | 0 | 0 | 0 | 0 | 0 | 0 | 0 | 0 | 0 | 0 | 0 | 0 | 0 | 0 | 0 | 0 | 0 | 0 | 0 | 0 | 0 | 0 | 0 | 0 | 0
F4_Commercial_Retail_Existing_Food Preparation_Natural Gas_Griddle_E5 | F4 | Commercial | Retail | Existing | Food Preparation | Natural Gas | Griddle | E5 | RVT BC Ratio | 0 | 0 | 0 | 0 | 0 | 0 | 0 | 0 | 0 | 0 | 0 | 0 | 0 | 0 | 0 | 0 | 0 | 0 | 0 | 0 | 0 | 0 | 0 | 0 | 0 | 0 | 0 | 0 | 0 | 0 | 0 | 0 | 0
F4_Commercial_Retail_Existing_Food Preparation_Natural Gas_Griddle_E6 | F4 | Commercial | Retail | Existing | Food Preparation | Natural Gas | Griddle | E6 | RVT BC Ratio | 0 | 0 | 0 | 0 | 0 | 0 | 0 | 0 | 0 | 0 | 0 | 0 | 0 | 0 | 0 | 0 | 0 | 0 | 0 | 0 | 0 | 0 | 0 | 0 | 0 | 0 | 0 | 0 | 0 | 0 | 0 | 0 | 0
F4_Commercial_Retail_Existing_Food Preparation_Natural Gas_Griddle_E7 | F4 | Commercial | Retail | Existing | Food Preparation | Natural Gas | Griddle | E7 | RVT BC Ratio | 0 | 0 | 0 | 0 | 0 | 0 | 0 | 0 | 0 | 0 | 0 | 0 | 0 | 0 | 0 | 0 | 0 | 0 | 0 | 0 | 0 | 0 | 0 | 0 | 0 | 0 | 0 | 0 | 0 | 0 | 0 | 0 | 0
F4_Commercial_Retail_Existing_Food Preparation_Natural Gas_Griddle_E8 | F4 | Commercial | Retail | Existing | Food Preparation | Natural Gas | Griddle | E8 | RVT BC Ratio | 0 | 0 | 0 | 0 | 0 | 0 | 0 | 0 | 0 | 0 | 0 | 0 | 0 | 0 | 0 | 0 | 0 | 0 | 0 | 0 | 0 | 0 | 0 | 0 | 0 | 0 | 0 | 0 | 0 | 0 | 0 | 0 | 0
F4_Commercial_Retail_Existing_Food Preparation_Natural Gas_Griddle_E9 | F4 | Commercial | Retail | Existing | Food Preparation | Natural Gas | Griddle | E9 | RVT BC Ratio | 0 | 0 | 0 | 0 | 0 | 0 | 0 | 0 | 0 | 0 | 0 | 0 | 0 | 0 | 0 | 0 | 0 | 0 | 0 | 0 | 0 | 0 | 0 | 0 | 0 | 0 | 0 | 0 | 0 | 0 | 0 | 0 | 0
F4_Commercial_Retail_Existing_Food Preparation_Natural Gas_Griddle_E10 | F4 | Commercial | Retail | Existing | Food Preparation | Natural Gas | Griddle | E10 | RVT BC Ratio | 0 | 0 | 0 | 0 | 0 | 0 | 0 | 0 | 0 | 0 | 0 | 0 | 0 | 0 | 0 | 0 | 0 | 0 | 0 | 0 | 0 | 0 | 0 | 0 | 0 | 0 | 0 | 0 | 0 | 0 | 0 | 0 | 0
F5_Commercial_Retail_Existing_Food Preparation_Natural Gas_Griddle_E1 | F5 | Commercial | Retail | Existing | Food Preparation | Natural Gas | Griddle | E1 | RIM BC Ratio | 1 | 1 | 1 | 0 | 0 | 0 | 0 | 0 | 0 | 0 | 0 | 0 | 0 | 0 | 0 | 0 | 0 | 0 | 0 | 0 | 0 | 0 | 0 | 0 | 0 | 0 | 0 | 0 | 0 | 0 | 0 | 0 | 0
F5_Commercial_Retail_Existing_Food Preparation_Natural Gas_Griddle_E2 | F5 | Commercial | Retail | Existing | Food Preparation | Natural Gas | Griddle | E2 | RIM BC Ratio | 0.74999 | 0.75009 | 0.7505 | 1 | 1 | 1 | 1 | 1 | 1 | 1 | 1 | 1 | 1 | 1 | 1 | 1 | 1 | 1 | 1 | 1 | 1 | 1 | 1 | 1 | 1 | 1 | 1 | 1 | 1 | 1 | 1 | 1 | 1
F5_Commercial_Retail_Existing_Food Preparation_Natural Gas_Griddle_E3 | F5 | Commercial | Retail | Existing | Food Preparation | Natural Gas | Griddle | E3 | RIM BC Ratio | 0 | 0 | 0 | 0 | 0 | 0 | 0 | 0 | 0 | 0 | 0 | 0 | 0 | 0 | 0 | 0 | 0 | 0 | 0 | 0 | 0 | 0 | 0 | 0 | 0 | 0 | 0 | 0 | 0 | 0 | 0 | 0 | 0
F5_Commercial_Retail_Existing_Food Preparation_Natural Gas_Griddle_E4 | F5 | Commercial | Retail | Existing | Food Preparation | Natural Gas | Griddle | E4 | RIM BC Ratio | 0 | 0 | 0 | 0 | 0 | 0 | 0 | 0 | 0 | 0 | 0 | 0 | 0 | 0 | 0 | 0 | 0 | 0 | 0 | 0 | 0 | 0 | 0 | 0 | 0 | 0 | 0 | 0 | 0 | 0 | 0 | 0 | 0
F5_Commercial_Retail_Existing_Food Preparation_Natural Gas_Griddle_E5 | F5 | Commercial | Retail | Existing | Food Preparation | Natural Gas | Griddle | E5 | RIM BC Ratio | 0 | 0 | 0 | 0 | 0 | 0 | 0 | 0 | 0 | 0 | 0 | 0 | 0 | 0 | 0 | 0 | 0 | 0 | 0 | 0 | 0 | 0 | 0 | 0 | 0 | 0 | 0 | 0 | 0 | 0 | 0 | 0 | 0
F5_Commercial_Retail_Existing_Food Preparation_Natural Gas_Griddle_E6 | F5 | Commercial | Retail | Existing | Food Preparation | Natural Gas | Griddle | E6 | RIM BC Ratio | 0 | 0 | 0 | 0 | 0 | 0 | 0 | 0 | 0 | 0 | 0 | 0 | 0 | 0 | 0 | 0 | 0 | 0 | 0 | 0 | 0 | 0 | 0 | 0 | 0 | 0 | 0 | 0 | 0 | 0 | 0 | 0 | 0
F5_Commercial_Retail_Existing_Food Preparation_Natural Gas_Griddle_E7 | F5 | Commercial | Retail | Existing | Food Preparation | Natural Gas | Griddle | E7 | RIM BC Ratio | 0 | 0 | 0 | 0 | 0 | 0 | 0 | 0 | 0 | 0 | 0 | 0 | 0 | 0 | 0 | 0 | 0 | 0 | 0 | 0 | 0 | 0 | 0 | 0 | 0 | 0 | 0 | 0 | 0 | 0 | 0 | 0 | 0
F5_Commercial_Retail_Existing_Food Preparation_Natural Gas_Griddle_E8 | F5 | Commercial | Retail | Existing | Food Preparation | Natural Gas | Griddle | E8 | RIM BC Ratio | 0 | 0 | 0 | 0 | 0 | 0 | 0 | 0 | 0 | 0 | 0 | 0 | 0 | 0 | 0 | 0 | 0 | 0 | 0 | 0 | 0 | 0 | 0 | 0 | 0 | 0 | 0 | 0 | 0 | 0 | 0 | 0 | 0
F5_Commercial_Retail_Existing_Food Preparation_Natural Gas_Griddle_E9 | F5 | Commercial | Retail | Existing | Food Preparation | Natural Gas | Griddle | E9 | RIM BC Ratio | 0 | 0 | 0 | 0 | 0 | 0 | 0 | 0 | 0 | 0 | 0 | 0 | 0 | 0 | 0 | 0 | 0 | 0 | 0 | 0 | 0 | 0 | 0 | 0 | 0 | 0 | 0 | 0 | 0 | 0 | 0 | 0 | 0
F5_Commercial_Retail_Existing_Food Preparation_Natural Gas_Griddle_E10 | F5 | Commercial | Retail | Existing | Food Preparation | Natural Gas | Griddle | E10 | RIM BC Ratio | 0 | 0 | 0 | 0 | 0 | 0 | 0 | 0 | 0 | 0 | 0 | 0 | 0 | 0 | 0 | 0 | 0 | 0 | 0 | 0 | 0 | 0 | 0 | 0 | 0 | 0 | 0 | 0 | 0 | 0 | 0 | 0 | 0
F0_Commercial_Retail_Existing_Food Preparation_Natural Gas_Range_E0 | F0 | Commercial | Retail | Existing | Food Preparation | Natural Gas | Range | E0 | Economic Unit | High Efficiency | High Efficiency | High Efficiency | High Efficiency | High Efficiency | High Efficiency | High Efficiency | High Efficiency | High Efficiency | High Efficiency | High Efficiency | High Efficiency | High Efficiency | High Efficiency | High Efficiency | High Efficiency | High Efficiency | High Efficiency | High Efficiency | High Efficiency | High Efficiency | High Efficiency | High Efficiency | High Efficiency | High Efficiency | High Efficiency | High Efficiency | High Efficiency | High Efficiency | High Efficiency | High Efficiency | High Efficiency | High Efficiency
F1_Commercial_Retail_Existing_Food Preparation_Natural Gas_Range_E1 | F1 | Commercial | Retail | Existing | Food Preparation | Natural Gas | Range | E1 | CCE | 0 | 0 | 0 | 0 | 0 | 0 | 0 | 0 | 0 | 0 | 0 | 0 | 0 | 0 | 0 | 0 | 0 | 0 | 0 | 0 | 0 | 0 | 0 | 0 | 0 | 0 | 0 | 0 | 0 | 0 | 0 | 0 | 0
F1_Commercial_Retail_Existing_Food Preparation_Natural Gas_Range_E2 | F1 | Commercial | Retail | Existing | Food Preparation | Natural Gas | Range | E2 | CCE | 0.00050763 | 0.00052557 | 0.00047179 | 0.00048064 | 0.00048064 | 0.00048064 | 0.00048064 | 0.00048064 | 0.00048064 | 0.00048064 | 0.00048064 | 0.00048064 | 0.00048064 | 0.00048064 | 0.00048064 | 0.00048064 | 0.00048064 | 0.00048064 | 0.00048064 | 0.00048064 | 0.00048064 | 0.00048064 | 0.00048064 | 0.00048064 | 0.00048064 | 0.00048064 | 0.00048064 | 0.00048064 | 0.00048064 | 0.00048064 | 0.00048064 | 0.00048064 | 0.00048064
F1_Commercial_Retail_Existing_Food Preparation_Natural Gas_Range_E3 | F1 | Commercial | Retail | Existing | Food Preparation | Natural Gas | Range | E3 | CCE | 0 | 0 | 0 | 0 | 0 | 0 | 0 | 0 | 0 | 0 | 0 | 0 | 0 | 0 | 0 | 0 | 0 | 0 | 0 | 0 | 0 | 0 | 0 | 0 | 0 | 0 | 0 | 0 | 0 | 0 | 0 | 0 | 0
F1_Commercial_Retail_Existing_Food Preparation_Natural Gas_Range_E4 | F1 | Commercial | Retail | Existing | Food Preparation | Natural Gas | Range | E4 | CCE | 0 | 0 | 0 | 0 | 0 | 0 | 0 | 0 | 0 | 0 | 0 | 0 | 0 | 0 | 0 | 0 | 0 | 0 | 0 | 0 | 0 | 0 | 0 | 0 | 0 | 0 | 0 | 0 | 0 | 0 | 0 | 0 | 0
F1_Commercial_Retail_Existing_Food Preparation_Natural Gas_Range_E5 | F1 | Commercial | Retail | Existing | Food Preparation | Natural Gas | Range | E5 | CCE | 0 | 0 | 0 | 0 | 0 | 0 | 0 | 0 | 0 | 0 | 0 | 0 | 0 | 0 | 0 | 0 | 0 | 0 | 0 | 0 | 0 | 0 | 0 | 0 | 0 | 0 | 0 | 0 | 0 | 0 | 0 | 0 | 0
F1_Commercial_Retail_Existing_Food Preparation_Natural Gas_Range_E6 | F1 | Commercial | Retail | Existing | Food Preparation | Natural Gas | Range | E6 | CCE | 0 | 0 | 0 | 0 | 0 | 0 | 0 | 0 | 0 | 0 | 0 | 0 | 0 | 0 | 0 | 0 | 0 | 0 | 0 | 0 | 0 | 0 | 0 | 0 | 0 | 0 | 0 | 0 | 0 | 0 | 0 | 0 | 0
F1_Commercial_Retail_Existing_Food Preparation_Natural Gas_Range_E7 | F1 | Commercial | Retail | Existing | Food Preparation | Natural Gas | Range | E7 | CCE | 0 | 0 | 0 | 0 | 0 | 0 | 0 | 0 | 0 | 0 | 0 | 0 | 0 | 0 | 0 | 0 | 0 | 0 | 0 | 0 | 0 | 0 | 0 | 0 | 0 | 0 | 0 | 0 | 0 | 0 | 0 | 0 | 0
F1_Commercial_Retail_Existing_Food Preparation_Natural Gas_Range_E8 | F1 | Commercial | Retail | Existing | Food Preparation | Natural Gas | Range | E8 | CCE | 0 | 0 | 0 | 0 | 0 | 0 | 0 | 0 | 0 | 0 | 0 | 0 | 0 | 0 | 0 | 0 | 0 | 0 | 0 | 0 | 0 | 0 | 0 | 0 | 0 | 0 | 0 | 0 | 0 | 0 | 0 | 0 | 0
F1_Commercial_Retail_Existing_Food Preparation_Natural Gas_Range_E9 | F1 | Commercial | Retail | Existing | Food Preparation | Natural Gas | Range | E9 | CCE | 0 | 0 | 0 | 0 | 0 | 0 | 0 | 0 | 0 | 0 | 0 | 0 | 0 | 0 | 0 | 0 | 0 | 0 | 0 | 0 | 0 | 0 | 0 | 0 | 0 | 0 | 0 | 0 | 0 | 0 | 0 | 0 | 0
F1_Commercial_Retail_Existing_Food Preparation_Natural Gas_Range_E10 | F1 | Commercial | Retail | Existing | Food Preparation | Natural Gas | Range | E10 | CCE | 0 | 0 | 0 | 0 | 0 | 0 | 0 | 0 | 0 | 0 | 0 | 0 | 0 | 0 | 0 | 0 | 0 | 0 | 0 | 0 | 0 | 0 | 0 | 0 | 0 | 0 | 0 | 0 | 0 | 0 | 0 | 0 | 0
F2_Commercial_Retail_Existing_Food Preparation_Natural Gas_Range_E1 | F2 | Commercial | Retail | Existing | Food Preparation | Natural Gas | Range | E1 | TRC BC Ratio | bar: 2019 to 2051
F2_Commercial_Retail_Existing_Food Preparation_Natural Gas_Range_E2 | F2 | Commercial | Retail | Existing | Food Preparation | Natural Gas | Range | E2 | TRC BC Ratio | 3238.1763 | 3237.6638 | 3253.2359 | 3229.2965 | 3214.742 | 3225.333 | 3257.2017 | 3282.3529 | 3313.5879 | 3343.0653 | 3372.7037 | 3399.9187 | 3429.0969 | 3459.5906 | 3488.7267 | 3518.3834 | 3548.5216 | 3581.2716 | 3615.4555 | 3651.453 | 3686.9037 | 3723.9437 | 3758.1113 | 3793.4744 | 3824.7719 | 3851.8132 | 3876.4326 | 3897.6637 | 3914.2981 | 3927.934 | 3935.3605 | 3940.3394 | 3940.3394
F2_Commercial_Retail_Existing_Food Preparation_Natural Gas_Range_E3 | F2 | Commercial | Retail | Existing | Food Preparation | Natural Gas | Range | E3 | TRC BC Ratio | 0 | 0 | 0 | 0 | 0 | 0 | 0 | 0 | 0 | 0 | 0 | 0 | 0 | 0 | 0 | 0 | 0 | 0 | 0 | 0 | 0 | 0 | 0 | 0 | 0 | 0 | 0 | 0 | 0 | 0 | 0 | 0 | 0
F2_Commercial_Retail_Existing_Food Preparation_Natural Gas_Range_E4 | F2 | Commercial | Retail | Existing | Food Preparation | Natural Gas | Range | E4 | TRC BC Ratio | 0 | 0 | 0 | 0 | 0 | 0 | 0 | 0 | 0 | 0 | 0 | 0 | 0 | 0 | 0 | 0 | 0 | 0 | 0 | 0 | 0 | 0 | 0 | 0 | 0 | 0 | 0 | 0 | 0 | 0 | 0 | 0 | 0
F2_Commercial_Retail_Existing_Food Preparation_Natural Gas_Range_E5 | F2 | Commercial | Retail | Existing | Food Preparation | Natural Gas | Range | E5 | TRC BC Ratio | 0 | 0 | 0 | 0 | 0 | 0 | 0 | 0 | 0 | 0 | 0 | 0 | 0 | 0 | 0 | 0 | 0 | 0 | 0 | 0 | 0 | 0 | 0 | 0 | 0 | 0 | 0 | 0 | 0 | 0 | 0 | 0 | 0
F2_Commercial_Retail_Existing_Food Preparation_Natural Gas_Range_E6 | F2 | Commercial | Retail | Existing | Food Preparation | Natural Gas | Range | E6 | TRC BC Ratio | 0 | 0 | 0 | 0 | 0 | 0 | 0 | 0 | 0 | 0 | 0 | 0 | 0 | 0 | 0 | 0 | 0 | 0 | 0 | 0 | 0 | 0 | 0 | 0 | 0 | 0 | 0 | 0 | 0 | 0 | 0 | 0 | 0
F2_Commercial_Retail_Existing_Food Preparation_Natural Gas_Range_E7 | F2 | Commercial | Retail | Existing | Food Preparation | Natural Gas | Range | E7 | TRC BC Ratio | 0 | 0 | 0 | 0 | 0 | 0 | 0 | 0 | 0 | 0 | 0 | 0 | 0 | 0 | 0 | 0 | 0 | 0 | 0 | 0 | 0 | 0 | 0 | 0 | 0 | 0 | 0 | 0 | 0 | 0 | 0 | 0 | 0
F2_Commercial_Retail_Existing_Food Preparation_Natural Gas_Range_E8 | F2 | Commercial | Retail | Existing | Food Preparation | Natural Gas | Range | E8 | TRC BC Ratio | 0 | 0 | 0 | 0 | 0 | 0 | 0 | 0 | 0 | 0 | 0 | 0 | 0 | 0 | 0 | 0 | 0 | 0 | 0 | 0 | 0 | 0 | 0 | 0 | 0 | 0 | 0 | 0 | 0 | 0 | 0 | 0 | 0
F2_Commercial_Retail_Existing_Food Preparation_Natural Gas_Range_E9 | F2 | Commercial | Retail | Existing | Food Preparation | Natural Gas | Range | E9 | TRC BC Ratio | 0 | 0 | 0 | 0 | 0 | 0 | 0 | 0 | 0 | 0 | 0 | 0 | 0 | 0 | 0 | 0 | 0 | 0 | 0 | 0 | 0 | 0 | 0 | 0 | 0 | 0 | 0 | 0 | 0 | 0 | 0 | 0 | 0
F2_Commercial_Retail_Existing_Food Preparation_Natural Gas_Range_E10 | F2 | Commercial | Retail | Existing | Food Preparation | Natural Gas | Range | E10 | TRC BC Ratio | 0 | 0 | 0 | 0 | 0 | 0 | 0 | 0 | 0 | 0 | 0 | 0 | 0 | 0 | 0 | 0 | 0 | 0 | 0 | 0 | 0 | 0 | 0 | 0 | 0 | 0 | 0 | 0 | 0 | 0 | 0 | 0 | 0
F3_Commercial_Retail_Existing_Food Preparation_Natural Gas_Range_E1 | F3 | Commercial | Retail | Existing | Food Preparation | Natural Gas | Range | E1 | PACT BC Ratio | bar: 2019 to 2051
F3_Commercial_Retail_Existing_Food Preparation_Natural Gas_Range_E2 | F3 | Commercial | Retail | Existing | Food Preparation | Natural Gas | Range | E2 | PACT BC Ratio | 4317.5684 | 4316.8851 | 4337.6479 | 4305.7287 | 4286.3226 | 4300.444 | 4342.9357 | 4376.4705 | 4418.1173 | 4457.4204 | 4496.9383 | 4533.2249 | 4572.1292 | 4612.7875 | 4651.6356 | 4691.1778 | 4731.3622 | 4775.0288 | 4820.6073 | 4868.604 | 4915.8716 | 4965.2582 | 5010.815 | 5057.9659 | 5099.6959 | 5135.7509 | 5168.5769 | 5196.8849 | 5219.0641 | 5237.2453 | 5247.1473 | 5253.7859 | 5253.7859
F3_Commercial_Retail_Existing_Food Preparation_Natural Gas_Range_E3 | F3 | Commercial | Retail | Existing | Food Preparation | Natural Gas | Range | E3 | PACT BC Ratio | 0 | 0 | 0 | 0 | 0 | 0 | 0 | 0 | 0 | 0 | 0 | 0 | 0 | 0 | 0 | 0 | 0 | 0 | 0 | 0 | 0 | 0 | 0 | 0 | 0 | 0 | 0 | 0 | 0 | 0 | 0 | 0 | 0
F3_Commercial_Retail_Existing_Food Preparation_Natural Gas_Range_E4 | F3 | Commercial | Retail | Existing | Food Preparation | Natural Gas | Range | E4 | PACT BC Ratio | 0 | 0 | 0 | 0 | 0 | 0 | 0 | 0 | 0 | 0 | 0 | 0 | 0 | 0 | 0 | 0 | 0 | 0 | 0 | 0 | 0 | 0 | 0 | 0 | 0 | 0 | 0 | 0 | 0 | 0 | 0 | 0 | 0
F3_Commercial_Retail_Existing_Food Preparation_Natural Gas_Range_E5 | F3 | Commercial | Retail | Existing | Food Preparation | Natural Gas | Range | E5 | PACT BC Ratio | 0 | 0 | 0 | 0 | 0 | 0 | 0 | 0 | 0 | 0 | 0 | 0 | 0 | 0 | 0 | 0 | 0 | 0 | 0 | 0 | 0 | 0 | 0 | 0 | 0 | 0 | 0 | 0 | 0 | 0 | 0 | 0 | 0
F3_Commercial_Retail_Existing_Food Preparation_Natural Gas_Range_E6 | F3 | Commercial | Retail | Existing | Food Preparation | Natural Gas | Range | E6 | PACT BC Ratio | 0 | 0 | 0 | 0 | 0 | 0 | 0 | 0 | 0 | 0 | 0 | 0 | 0 | 0 | 0 | 0 | 0 | 0 | 0 | 0 | 0 | 0 | 0 | 0 | 0 | 0 | 0 | 0 | 0 | 0 | 0 | 0 | 0
F3_Commercial_Retail_Existing_Food Preparation_Natural Gas_Range_E7 | F3 | Commercial | Retail | Existing | Food Preparation | Natural Gas | Range | E7 | PACT BC Ratio | 0 | 0 | 0 | 0 | 0 | 0 | 0 | 0 | 0 | 0 | 0 | 0 | 0 | 0 | 0 | 0 | 0 | 0 | 0 | 0 | 0 | 0 | 0 | 0 | 0 | 0 | 0 | 0 | 0 | 0 | 0 | 0 | 0
F3_Commercial_Retail_Existing_Food Preparation_Natural Gas_Range_E8 | F3 | Commercial | Retail | Existing | Food Preparation | Natural Gas | Range | E8 | PACT BC Ratio | 0 | 0 | 0 | 0 | 0 | 0 | 0 | 0 | 0 | 0 | 0 | 0 | 0 | 0 | 0 | 0 | 0 | 0 | 0 | 0 | 0 | 0 | 0 | 0 | 0 | 0 | 0 | 0 | 0 | 0 | 0 | 0 | 0
F3_Commercial_Retail_Existing_Food Preparation_Natural Gas_Range_E9 | F3 | Commercial | Retail | Existing | Food Preparation | Natural Gas | Range | E9 | PACT BC Ratio | 0 | 0 | 0 | 0 | 0 | 0 | 0 | 0 | 0 | 0 | 0 | 0 | 0 | 0 | 0 | 0 | 0 | 0 | 0 | 0 | 0 | 0 | 0 | 0 | 0 | 0 | 0 | 0 | 0 | 0 | 0 | 0 | 0
F3_Commercial_Retail_Existing_Food Preparation_Natural Gas_Range_E10 | F3 | Commercial | Retail | Existing | Food Preparation | Natural Gas | Range | E10 | PACT BC Ratio | 0 | 0 | 0 | 0 | 0 | 0 | 0 | 0 | 0 | 0 | 0 | 0 | 0 | 0 | 0 | 0 | 0 | 0 | 0 | 0 | 0 | 0 | 0 | 0 | 0 | 0 | 0 | 0 | 0 | 0 | 0 | 0 | 0
F4_Commercial_Retail_Existing_Food Preparation_Natural Gas_Range_E1 | F4 | Commercial | Retail | Existing | Food Preparation | Natural Gas | Range | E1 | RVT BC Ratio | bar: 2019 to 2051
F4_Commercial_Retail_Existing_Food Preparation_Natural Gas_Range_E2 | F4 | Commercial | Retail | Existing | Food Preparation | Natural Gas | Range | E2 | RVT BC Ratio | 4656.1553 | 4655.4185 | 4677.8062 | 4643.389 | 4622.4643 | 4637.6907 | 4683.5078 | 4719.667 | 4764.573 | 4806.9519 | 4849.5624 | 4888.6888 | 4930.6377 | 4974.4778 | 5016.3662 | 5059.0029 | 5102.332 | 5149.4159 | 5198.5613 | 5250.3142 | 5301.2809 | 5354.5324 | 5403.6544 | 5454.4953 | 5499.491 | 5538.3676 | 5573.7625 | 5604.2859 | 5628.2008 | 5647.8049 | 5658.4818 | 5665.6399 | 5665.6399
F4_Commercial_Retail_Existing_Food Preparation_Natural Gas_Range_E3 | F4 | Commercial | Retail | Existing | Food Preparation | Natural Gas | Range | E3 | RVT BC Ratio | 0 | 0 | 0 | 0 | 0 | 0 | 0 | 0 | 0 | 0 | 0 | 0 | 0 | 0 | 0 | 0 | 0 | 0 | 0 | 0 | 0 | 0 | 0 | 0 | 0 | 0 | 0 | 0 | 0 | 0 | 0 | 0 | 0
F4_Commercial_Retail_Existing_Food Preparation_Natural Gas_Range_E4 | F4 | Commercial | Retail | Existing | Food Preparation | Natural Gas | Range | E4 | RVT BC Ratio | 0 | 0 | 0 | 0 | 0 | 0 | 0 | 0 | 0 | 0 | 0 | 0 | 0 | 0 | 0 | 0 | 0 | 0 | 0 | 0 | 0 | 0 | 0 | 0 | 0 | 0 | 0 | 0 | 0 | 0 | 0 | 0 | 0
F4_Commercial_Retail_Existing_Food Preparation_Natural Gas_Range_E5 | F4 | Commercial | Retail | Existing | Food Preparation | Natural Gas | Range | E5 | RVT BC Ratio | 0 | 0 | 0 | 0 | 0 | 0 | 0 | 0 | 0 | 0 | 0 | 0 | 0 | 0 | 0 | 0 | 0 | 0 | 0 | 0 | 0 | 0 | 0 | 0 | 0 | 0 | 0 | 0 | 0 | 0 | 0 | 0 | 0
F4_Commercial_Retail_Existing_Food Preparation_Natural Gas_Range_E6 | F4 | Commercial | Retail | Existing | Food Preparation | Natural Gas | Range | E6 | RVT BC Ratio | 0 | 0 | 0 | 0 | 0 | 0 | 0 | 0 | 0 | 0 | 0 | 0 | 0 | 0 | 0 | 0 | 0 | 0 | 0 | 0 | 0 | 0 | 0 | 0 | 0 | 0 | 0 | 0 | 0 | 0 | 0 | 0 | 0
F4_Commercial_Retail_Existing_Food Preparation_Natural Gas_Range_E7 | F4 | Commercial | Retail | Existing | Food Preparation | Natural Gas | Range | E7 | RVT BC Ratio | 0 | 0 | 0 | 0 | 0 | 0 | 0 | 0 | 0 | 0 | 0 | 0 | 0 | 0 | 0 | 0 | 0 | 0 | 0 | 0 | 0 | 0 | 0 | 0 | 0 | 0 | 0 | 0 | 0 | 0 | 0 | 0 | 0
F4_Commercial_Retail_Existing_Food Preparation_Natural Gas_Range_E8 | F4 | Commercial | Retail | Existing | Food Preparation | Natural Gas | Range | E8 | RVT BC Ratio | 0 | 0 | 0 | 0 | 0 | 0 | 0 | 0 | 0 | 0 | 0 | 0 | 0 | 0 | 0 | 0 | 0 | 0 | 0 | 0 | 0 | 0 | 0 | 0 | 0 | 0 | 0 | 0 | 0 | 0 | 0 | 0 | 0
F4_Commercial_Retail_Existing_Food Preparation_Natural Gas_Range_E9 | F4 | Commercial | Retail | Existing | Food Preparation | Natural Gas | Range | E9 | RVT BC Ratio | 0 | 0 | 0 | 0 | 0 | 0 | 0 | 0 | 0 | 0 | 0 | 0 | 0 | 0 | 0 | 0 | 0 | 0 | 0 | 0 | 0 | 0 | 0 | 0 | 0 | 0 | 0 | 0 | 0 | 0 | 0 | 0 | 0
F4_Commercial_Retail_Existing_Food Preparation_Natural Gas_Range_E10 | F4 | Commercial | Retail | Existing | Food Preparation | Natural Gas | Range | E10 | RVT BC Ratio | 0 | 0 | 0 | 0 | 0 | 0 | 0 | 0 | 0 | 0 | 0 | 0 | 0 | 0 | 0 | 0 | 0 | 0 | 0 | 0 | 0 | 0 | 0 | 0 | 0 | 0 | 0 | 0 | 0 | 0 | 0 | 0 | 0
F5_Commercial_Retail_Existing_Food Preparation_Natural Gas_Range_E1 | F5 | Commercial | Retail | Existing | Food Preparation | Natural Gas | Range | E1 | RIM BC Ratio | bar: 2019 to 2051
F5_Commercial_Retail_Existing_Food Preparation_Natural Gas_Range_E2 | F5 | Commercial | Retail | Existing | Food Preparation | Natural Gas | Range | E2 | RIM BC Ratio | 0.83452 | 0.83452 | 0.83452 | 0.83452 | 0.83452 | 0.83452 | 0.83452 | 0.83452 | 0.83452 | 0.83452 | 0.83452 | 0.83453 | 0.83453 | 0.83453 | 0.83453 | 0.83453 | 0.83453 | 0.83453 | 0.83453 | 0.83454 | 0.83454 | 0.83454 | 0.83454 | 0.83454 | 0.83454 | 0.83454 | 0.83454 | 0.83455 | 0.83455 | 0.83455 | 0.83455 | 0.83455 | 0.83455
F5_Commercial_Retail_Existing_Food Preparation_Natural Gas_Range_E3 | F5 | Commercial | Retail | Existing | Food Preparation | Natural Gas | Range | E3 | RIM BC Ratio | 0 | 0 | 0 | 0 | 0 | 0 | 0 | 0 | 0 | 0 | 0 | 0 | 0 | 0 | 0 | 0 | 0 | 0 | 0 | 0 | 0 | 0 | 0 | 0 | 0 | 0 | 0 | 0 | 0 | 0 | 0 | 0 | 0
F5_Commercial_Retail_Existing_Food Preparation_Natural Gas_Range_E4 | F5 | Commercial | Retail | Existing | Food Preparation | Natural Gas | Range | E4 | RIM BC Ratio | 0 | 0 | 0 | 0 | 0 | 0 | 0 | 0 | 0 | 0 | 0 | 0 | 0 | 0 | 0 | 0 | 0 | 0 | 0 | 0 | 0 | 0 | 0 | 0 | 0 | 0 | 0 | 0 | 0 | 0 | 0 | 0 | 0
F5_Commercial_Retail_Existing_Food Preparation_Natural Gas_Range_E5 | F5 | Commercial | Retail | Existing | Food Preparation | Natural Gas | Range | E5 | RIM BC Ratio | 0 | 0 | 0 | 0 | 0 | 0 | 0 | 0 | 0 | 0 | 0 | 0 | 0 | 0 | 0 | 0 | 0 | 0 | 0 | 0 | 0 | 0 | 0 | 0 | 0 | 0 | 0 | 0 | 0 | 0 | 0 | 0 | 0
F5_Commercial_Retail_Existing_Food Preparation_Natural Gas_Range_E6 | F5 | Commercial | Retail | Existing | Food Preparation | Natural Gas | Range | E6 | RIM BC Ratio | 0 | 0 | 0 | 0 | 0 | 0 | 0 | 0 | 0 | 0 | 0 | 0 | 0 | 0 | 0 | 0 | 0 | 0 | 0 | 0 | 0 | 0 | 0 | 0 | 0 | 0 | 0 | 0 | 0 | 0 | 0 | 0 | 0
F5_Commercial_Retail_Existing_Food Preparation_Natural Gas_Range_E7 | F5 | Commercial | Retail | Existing | Food Preparation | Natural Gas | Range | E7 | RIM BC Ratio | 0 | 0 | 0 | 0 | 0 | 0 | 0 | 0 | 0 | 0 | 0 | 0 | 0 | 0 | 0 | 0 | 0 | 0 | 0 | 0 | 0 | 0 | 0 | 0 | 0 | 0 | 0 | 0 | 0 | 0 | 0 | 0 | 0
F5_Commercial_Retail_Existing_Food Preparation_Natural Gas_Range_E8 | F5 | Commercial | Retail | Existing | Food Preparation | Natural Gas | Range | E8 | RIM BC Ratio | 0 | 0 | 0 | 0 | 0 | 0 | 0 | 0 | 0 | 0 | 0 | 0 | 0 | 0 | 0 | 0 | 0 | 0 | 0 | 0 | 0 | 0 | 0 | 0 | 0 | 0 | 0 | 0 | 0 | 0 | 0 | 0 | 0
F5_Commercial_Retail_Existing_Food Preparation_Natural Gas_Range_E9 | F5 | Commercial | Retail | Existing | Food Preparation | Natural Gas | Range | E9 | RIM BC Ratio | 0 | 0 | 0 | 0 | 0 | 0 | 0 | 0 | 0 | 0 | 0 | 0 | 0 | 0 | 0 | 0 | 0 | 0 | 0 | 0 | 0 | 0 | 0 | 0 | 0 | 0 | 0 | 0 | 0 | 0 | 0 | 0 | 0
F5_Commercial_Retail_Existing_Food Preparation_Natural Gas_Range_E10 | F5 | Commercial | Retail | Existing | Food Preparation | Natural Gas | Range | E10 | RIM BC Ratio | 0 | 0 | 0 | 0 | 0 | 0 | 0 | 0 | 0 | 0 | 0 | 0 | 0 | 0 | 0 | 0 | 0 | 0 | 0 | 0 | 0 | 0 | 0 | 0 | 0 | 0 | 0 | 0 | 0 | 0 | 0 | 0 | 0
F0_Commercial_Retail_Existing_Food Preparation_Natural Gas_Steamer_E0 | F0 | Commercial | Retail | Existing | Food Preparation | Natural Gas | Steamer | E0 | Economic Unit | ENERGY STAR | ENERGY STAR | ENERGY STAR | ENERGY STAR | ENERGY STAR | ENERGY STAR | ENERGY STAR | ENERGY STAR | ENERGY STAR | ENERGY STAR | ENERGY STAR | ENERGY STAR | ENERGY STAR | ENERGY STAR | ENERGY STAR | ENERGY STAR | ENERGY STAR | ENERGY STAR | ENERGY STAR | ENERGY STAR | ENERGY STAR | ENERGY STAR | ENERGY STAR | ENERGY STAR | ENERGY STAR | ENERGY STAR | ENERGY STAR | ENERGY STAR | ENERGY STAR | ENERGY STAR | ENERGY STAR | ENERGY STAR | ENERGY STAR
F1_Commercial_Retail_Existing_Food Preparation_Natural Gas_Steamer_E1 | F1 | Commercial | Retail | Existing | Food Preparation | Natural Gas | Steamer | E1 | CCE | 0 | 0 | 0 | 0 | 0 | 0 | 0 | 0 | 0 | 0 | 0 | 0 | 0 | 0 | 0 | 0 | 0 | 0 | 0 | 0 | 0 | 0 | 0 | 0 | 0 | 0 | 0 | 0 | 0 | 0 | 0 | 0 | 0
F1_Commercial_Retail_Existing_Food Preparation_Natural Gas_Steamer_E2 | F1 | Commercial | Retail | Existing | Food Preparation | Natural Gas | Steamer | E2 | CCE | 0.11364 | 0.11765 | 0.10562 | 0 | 0 | 0 | 0 | 0 | 0 | 0 | 0 | 0 | 0 | 0 | 0 | 0 | 0 | 0 | 0 | 0 | 0 | 0 | 0 | 0 | 0 | 0 | 0 | 0 | 0 | 0 | 0 | 0 | 0
F1_Commercial_Retail_Existing_Food Preparation_Natural Gas_Steamer_E3 | F1 | Commercial | Retail | Existing | Food Preparation | Natural Gas | Steamer | E3 | CCE | 0 | 0 | 0 | 0 | 0 | 0 | 0 | 0 | 0 | 0 | 0 | 0 | 0 | 0 | 0 | 0 | 0 | 0 | 0 | 0 | 0 | 0 | 0 | 0 | 0 | 0 | 0 | 0 | 0 | 0 | 0 | 0 | 0
F1_Commercial_Retail_Existing_Food Preparation_Natural Gas_Steamer_E4 | F1 | Commercial | Retail | Existing | Food Preparation | Natural Gas | Steamer | E4 | CCE | 0 | 0 | 0 | 0 | 0 | 0 | 0 | 0 | 0 | 0 | 0 | 0 | 0 | 0 | 0 | 0 | 0 | 0 | 0 | 0 | 0 | 0 | 0 | 0 | 0 | 0 | 0 | 0 | 0 | 0 | 0 | 0 | 0
F1_Commercial_Retail_Existing_Food Preparation_Natural Gas_Steamer_E5 | F1 | Commercial | Retail | Existing | Food Preparation | Natural Gas | Steamer | E5 | CCE | 0 | 0 | 0 | 0 | 0 | 0 | 0 | 0 | 0 | 0 | 0 | 0 | 0 | 0 | 0 | 0 | 0 | 0 | 0 | 0 | 0 | 0 | 0 | 0 | 0 | 0 | 0 | 0 | 0 | 0 | 0 | 0 | 0
F1_Commercial_Retail_Existing_Food Preparation_Natural Gas_Steamer_E6 | F1 | Commercial | Retail | Existing | Food Preparation | Natural Gas | Steamer | E6 | CCE | 0 | 0 | 0 | 0 | 0 | 0 | 0 | 0 | 0 | 0 | 0 | 0 | 0 | 0 | 0 | 0 | 0 | 0 | 0 | 0 | 0 | 0 | 0 | 0 | 0 | 0 | 0 | 0 | 0 | 0 | 0 | 0 | 0
F1_Commercial_Retail_Existing_Food Preparation_Natural Gas_Steamer_E7 | F1 | Commercial | Retail | Existing | Food Preparation | Natural Gas | Steamer | E7 | CCE | 0 | 0 | 0 | 0 | 0 | 0 | 0 | 0 | 0 | 0 | 0 | 0 | 0 | 0 | 0 | 0 | 0 | 0 | 0 | 0 | 0 | 0 | 0 | 0 | 0 | 0 | 0 | 0 | 0 | 0 | 0 | 0 | 0
F1_Commercial_Retail_Existing_Food Preparation_Natural Gas_Steamer_E8 | F1 | Commercial | Retail | Existing | Food Preparation | Natural Gas | Steamer | E8 | CCE | 0 | 0 | 0 | 0 | 0 | 0 | 0 | 0 | 0 | 0 | 0 | 0 | 0 | 0 | 0 | 0 | 0 | 0 | 0 | 0 | 0 | 0 | 0 | 0 | 0 | 0 | 0 | 0 | 0 | 0 | 0 | 0 | 0
F1_Commercial_Retail_Existing_Food Preparation_Natural Gas_Steamer_E9 | F1 | Commercial | Retail | Existing | Food Preparation | Natural Gas | Steamer | E9 | CCE | 0 | 0 | 0 | 0 | 0 | 0 | 0 | 0 | 0 | 0 | 0 | 0 | 0 | 0 | 0 | 0 | 0 | 0 | 0 | 0 | 0 | 0 | 0 | 0 | 0 | 0 | 0 | 0 | 0 | 0 | 0 | 0 | 0
F1_Commercial_Retail_Existing_Food Preparation_Natural Gas_Steamer_E10 | F1 | Commercial | Retail | Existing | Food Preparation | Natural Gas | Steamer | E10 | CCE | 0 | 0 | 0 | 0 | 0 | 0 | 0 | 0 | 0 | 0 | 0 | 0 | 0 | 0 | 0 | 0 | 0 | 0 | 0 | 0 | 0 | 0 | 0 | 0 | 0 | 0 | 0 | 0 | 0 | 0 | 0 | 0 | 0
F2_Commercial_Retail_Existing_Food Preparation_Natural Gas_Steamer_E1 | F2 | Commercial | Retail | Existing | Food Preparation | Natural Gas | Steamer | E1 | TRC BC Ratio | 1 | 1 | 1 | 0 | 0 | 0 | 0 | 0 | 0 | 0 | 0 | 0 | 0 | 0 | 0 | 0 | 0 | 0 | 0 | 0 | 0 | 0 | 0 | 0 | 0 | 0 | 0 | 0 | 0 | 0 | 0 | 0 | 0
F2_Commercial_Retail_Existing_Food Preparation_Natural Gas_Steamer_E2 | F2 | Commercial | Retail | Existing | Food Preparation | Natural Gas | Steamer | E2 | TRC BC Ratio | 14.4302 | 14.4472 | 14.5249 | 1 | 1 | 1 | 1 | 1 | 1 | 1 | 1 | 1 | 1 | 1 | 1 | 1 | 1 | 1 | 1 | 1 | 1 | 1 | 1 | 1 | 1 | 1 | 1 | 1 | 1 | 1 | 1 | 1 | 1
F2_Commercial_Retail_Existing_Food Preparation_Natural Gas_Steamer_E3 | F2 | Commercial | Retail | Existing | Food Preparation | Natural Gas | Steamer | E3 | TRC BC Ratio | 0 | 0 | 0 | 0 | 0 | 0 | 0 | 0 | 0 | 0 | 0 | 0 | 0 | 0 | 0 | 0 | 0 | 0 | 0 | 0 | 0 | 0 | 0 | 0 | 0 | 0 | 0 | 0 | 0 | 0 | 0 | 0 | 0
F2_Commercial_Retail_Existing_Food Preparation_Natural Gas_Steamer_E4 | F2 | Commercial | Retail | Existing | Food Preparation | Natural Gas | Steamer | E4 | TRC BC Ratio | 0 | 0 | 0 | 0 | 0 | 0 | 0 | 0 | 0 | 0 | 0 | 0 | 0 | 0 | 0 | 0 | 0 | 0 | 0 | 0 | 0 | 0 | 0 | 0 | 0 | 0 | 0 | 0 | 0 | 0 | 0 | 0 | 0
F2_Commercial_Retail_Existing_Food Preparation_Natural Gas_Steamer_E5 | F2 | Commercial | Retail | Existing | Food Preparation | Natural Gas | Steamer | E5 | TRC BC Ratio | 0 | 0 | 0 | 0 | 0 | 0 | 0 | 0 | 0 | 0 | 0 | 0 | 0 | 0 | 0 | 0 | 0 | 0 | 0 | 0 | 0 | 0 | 0 | 0 | 0 | 0 | 0 | 0 | 0 | 0 | 0 | 0 | 0
F2_Commercial_Retail_Existing_Food Preparation_Natural Gas_Steamer_E6 | F2 | Commercial | Retail | Existing | Food Preparation | Natural Gas | Steamer | E6 | TRC BC Ratio | 0 | 0 | 0 | 0 | 0 | 0 | 0 | 0 | 0 | 0 | 0 | 0 | 0 | 0 | 0 | 0 | 0 | 0 | 0 | 0 | 0 | 0 | 0 | 0 | 0 | 0 | 0 | 0 | 0 | 0 | 0 | 0 | 0
F2_Commercial_Retail_Existing_Food Preparation_Natural Gas_Steamer_E7 | F2 | Commercial | Retail | Existing | Food Preparation | Natural Gas | Steamer | E7 | TRC BC Ratio | 0 | 0 | 0 | 0 | 0 | 0 | 0 | 0 | 0 | 0 | 0 | 0 | 0 | 0 | 0 | 0 | 0 | 0 | 0 | 0 | 0 | 0 | 0 | 0 | 0 | 0 | 0 | 0 | 0 | 0 | 0 | 0 | 0
F2_Commercial_Retail_Existing_Food Preparation_Natural Gas_Steamer_E8 | F2 | Commercial | Retail | Existing | Food Preparation | Natural Gas | Steamer | E8 | TRC BC Ratio | 0 | 0 | 0 | 0 | 0 | 0 | 0 | 0 | 0 | 0 | 0 | 0 | 0 | 0 | 0 | 0 | 0 | 0 | 0 | 0 | 0 | 0 | 0 | 0 | 0 | 0 | 0 | 0 | 0 | 0 | 0 | 0 | 0
F2_Commercial_Retail_Existing_Food Preparation_Natural Gas_Steamer_E9 | F2 | Commercial | Retail | Existing | Food Preparation | Natural Gas | Steamer | E9 | TRC BC Ratio | 0 | 0 | 0 | 0 | 0 | 0 | 0 | 0 | 0 | 0 | 0 | 0 | 0 | 0 | 0 | 0 | 0 | 0 | 0 | 0 | 0 | 0 | 0 | 0 | 0 | 0 | 0 | 0 | 0 | 0 | 0 | 0 | 0
F2_Commercial_Retail_Existing_Food Preparation_Natural Gas_Steamer_E10 | F2 | Commercial | Retail | Existing | Food Preparation | Natural Gas | Steamer | E10 | TRC BC Ratio | 0 | 0 | 0 | 0 | 0 | 0 | 0 | 0 | 0 | 0 | 0 | 0 | 0 | 0 | 0 | 0 | 0 | 0 | 0 | 0 | 0 | 0 | 0 | 0 | 0 | 0 | 0 | 0 | 0 | 0 | 0 | 0 | 0
F3_Commercial_Retail_Existing_Food Preparation_Natural Gas_Steamer_E1 | F3 | Commercial | Retail | Existing | Food Preparation | Natural Gas | Steamer | E1 | PACT BC Ratio | 1 | 1 | 1 | 0 | 0 | 0 | 0 | 0 | 0 | 0 | 0 | 0 | 0 | 0 | 0 | 0 | 0 | 0 | 0 | 0 | 0 | 0 | 0 | 0 | 0 | 0 | 0 | 0 | 0 | 0 | 0 | 0 | 0
F3_Commercial_Retail_Existing_Food Preparation_Natural Gas_Steamer_E2 | F3 | Commercial | Retail | Existing | Food Preparation | Natural Gas | Steamer | E2 | PACT BC Ratio | 19.2403 | 19.2629 | 19.3665 | 1 | 1 | 1 | 1 | 1 | 1 | 1 | 1 | 1 | 1 | 1 | 1 | 1 | 1 | 1 | 1 | 1 | 1 | 1 | 1 | 1 | 1 | 1 | 1 | 1 | 1 | 1 | 1 | 1 | 1
F3_Commercial_Retail_Existing_Food Preparation_Natural Gas_Steamer_E3 | F3 | Commercial | Retail | Existing | Food Preparation | Natural Gas | Steamer | E3 | PACT BC Ratio | 0 | 0 | 0 | 0 | 0 | 0 | 0 | 0 | 0 | 0 | 0 | 0 | 0 | 0 | 0 | 0 | 0 | 0 | 0 | 0 | 0 | 0 | 0 | 0 | 0 | 0 | 0 | 0 | 0 | 0 | 0 | 0 | 0
F3_Commercial_Retail_Existing_Food Preparation_Natural Gas_Steamer_E4 | F3 | Commercial | Retail | Existing | Food Preparation | Natural Gas | Steamer | E4 | PACT BC Ratio | 0 | 0 | 0 | 0 | 0 | 0 | 0 | 0 | 0 | 0 | 0 | 0 | 0 | 0 | 0 | 0 | 0 | 0 | 0 | 0 | 0 | 0 | 0 | 0 | 0 | 0 | 0 | 0 | 0 | 0 | 0 | 0 | 0
F3_Commercial_Retail_Existing_Food Preparation_Natural Gas_Steamer_E5 | F3 | Commercial | Retail | Existing | Food Preparation | Natural Gas | Steamer | E5 | PACT BC Ratio | 0 | 0 | 0 | 0 | 0 | 0 | 0 | 0 | 0 | 0 | 0 | 0 | 0 | 0 | 0 | 0 | 0 | 0 | 0 | 0 | 0 | 0 | 0 | 0 | 0 | 0 | 0 | 0 | 0 | 0 | 0 | 0 | 0
F3_Commercial_Retail_Existing_Food Preparation_Natural Gas_Steamer_E6 | F3 | Commercial | Retail | Existing | Food Preparation | Natural Gas | Steamer | E6 | PACT BC Ratio | 0 | 0 | 0 | 0 | 0 | 0 | 0 | 0 | 0 | 0 | 0 | 0 | 0 | 0 | 0 | 0 | 0 | 0 | 0 | 0 | 0 | 0 | 0 | 0 | 0 | 0 | 0 | 0 | 0 | 0 | 0 | 0 | 0
F3_Commercial_Retail_Existing_Food Preparation_Natural Gas_Steamer_E7 | F3 | Commercial | Retail | Existing | Food Preparation | Natural Gas | Steamer | E7 | PACT BC Ratio | 0 | 0 | 0 | 0 | 0 | 0 | 0 | 0 | 0 | 0 | 0 | 0 | 0 | 0 | 0 | 0 | 0 | 0 | 0 | 0 | 0 | 0 | 0 | 0 | 0 | 0 | 0 | 0 | 0 | 0 | 0 | 0 | 0
F3_Commercial_Retail_Existing_Food Preparation_Natural Gas_Steamer_E8 | F3 | Commercial | Retail | Existing | Food Preparation | Natural Gas | Steamer | E8 | PACT BC Ratio | 0 | 0 | 0 | 0 | 0 | 0 | 0 | 0 | 0 | 0 | 0 | 0 | 0 | 0 | 0 | 0 | 0 | 0 | 0 | 0 | 0 | 0 | 0 | 0 | 0 | 0 | 0 | 0 | 0 | 0 | 0 | 0 | 0
F3_Commercial_Retail_Existing_Food Preparation_Natural Gas_Steamer_E9 | F3 | Commercial | Retail | Existing | Food Preparation | Natural Gas | Steamer | E9 | PACT BC Ratio | 0 | 0 | 0 | 0 | 0 | 0 | 0 | 0 | 0 | 0 | 0 | 0 | 0 | 0 | 0 | 0 | 0 | 0 | 0 | 0 | 0 | 0 | 0 | 0 | 0 | 0 | 0 | 0 | 0 | 0 | 0 | 0 | 0
F3_Commercial_Retail_Existing_Food Preparation_Natural Gas_Steamer_E10 | F3 | Commercial | Retail | Existing | Food Preparation | Natural Gas | Steamer | E10 | PACT BC Ratio | 0 | 0 | 0 | 0 | 0 | 0 | 0 | 0 | 0 | 0 | 0 | 0 | 0 | 0 | 0 | 0 | 0 | 0 | 0 | 0 | 0 | 0 | 0 | 0 | 0 | 0 | 0 | 0 | 0 | 0 | 0 | 0 | 0
F4_Commercial_Retail_Existing_Food Preparation_Natural Gas_Steamer_E1 | F4 | Commercial | Retail | Existing | Food Preparation | Natural Gas | Steamer | E1 | RVT BC Ratio | 1 | 1 | 1 | 0 | 0 | 0 | 0 | 0 | 0 | 0 | 0 | 0 | 0 | 0 | 0 | 0 | 0 | 0 | 0 | 0 | 0 | 0 | 0 | 0 | 0 | 0 | 0 | 0 | 0 | 0 | 0 | 0 | 0
F4_Commercial_Retail_Existing_Food Preparation_Natural Gas_Steamer_E2 | F4 | Commercial | Retail | Existing | Food Preparation | Natural Gas | Steamer | E2 | RVT BC Ratio | 21.446 | 21.4704 | 21.5821 | 1 | 1 | 1 | 1 | 1 | 1 | 1 | 1 | 1 | 1 | 1 | 1 | 1 | 1 | 1 | 1 | 1 | 1 | 1 | 1 | 1 | 1 | 1 | 1 | 1 | 1 | 1 | 1 | 1 | 1
F4_Commercial_Retail_Existing_Food Preparation_Natural Gas_Steamer_E3 | F4 | Commercial | Retail | Existing | Food Preparation | Natural Gas | Steamer | E3 | RVT BC Ratio | 0 | 0 | 0 | 0 | 0 | 0 | 0 | 0 | 0 | 0 | 0 | 0 | 0 | 0 | 0 | 0 | 0 | 0 | 0 | 0 | 0 | 0 | 0 | 0 | 0 | 0 | 0 | 0 | 0 | 0 | 0 | 0 | 0
F4_Commercial_Retail_Existing_Food Preparation_Natural Gas_Steamer_E4 | F4 | Commercial | Retail | Existing | Food Preparation | Natural Gas | Steamer | E4 | RVT BC Ratio | 0 | 0 | 0 | 0 | 0 | 0 | 0 | 0 | 0 | 0 | 0 | 0 | 0 | 0 | 0 | 0 | 0 | 0 | 0 | 0 | 0 | 0 | 0 | 0 | 0 | 0 | 0 | 0 | 0 | 0 | 0 | 0 | 0
F4_Commercial_Retail_Existing_Food Preparation_Natural Gas_Steamer_E5 | F4 | Commercial | Retail | Existing | Food Preparation | Natural Gas | Steamer | E5 | RVT BC Ratio | 0 | 0 | 0 | 0 | 0 | 0 | 0 | 0 | 0 | 0 | 0 | 0 | 0 | 0 | 0 | 0 | 0 | 0 | 0 | 0 | 0 | 0 | 0 | 0 | 0 | 0 | 0 | 0 | 0 | 0 | 0 | 0 | 0
F4_Commercial_Retail_Existing_Food Preparation_Natural Gas_Steamer_E6 | F4 | Commercial | Retail | Existing | Food Preparation | Natural Gas | Steamer | E6 | RVT BC Ratio | 0 | 0 | 0 | 0 | 0 | 0 | 0 | 0 | 0 | 0 | 0 | 0 | 0 | 0 | 0 | 0 | 0 | 0 | 0 | 0 | 0 | 0 | 0 | 0 | 0 | 0 | 0 | 0 | 0 | 0 | 0 | 0 | 0
F4_Commercial_Retail_Existing_Food Preparation_Natural Gas_Steamer_E7 | F4 | Commercial | Retail | Existing | Food Preparation | Natural Gas | Steamer | E7 | RVT BC Ratio | 0 | 0 | 0 | 0 | 0 | 0 | 0 | 0 | 0 | 0 | 0 | 0 | 0 | 0 | 0 | 0 | 0 | 0 | 0 | 0 | 0 | 0 | 0 | 0 | 0 | 0 | 0 | 0 | 0 | 0 | 0 | 0 | 0
F4_Commercial_Retail_Existing_Food Preparation_Natural Gas_Steamer_E8 | F4 | Commercial | Retail | Existing | Food Preparation | Natural Gas | Steamer | E8 | RVT BC Ratio | 0 | 0 | 0 | 0 | 0 | 0 | 0 | 0 | 0 | 0 | 0 | 0 | 0 | 0 | 0 | 0 | 0 | 0 | 0 | 0 | 0 | 0 | 0 | 0 | 0 | 0 | 0 | 0 | 0 | 0 | 0 | 0 | 0
F4_Commercial_Retail_Existing_Food Preparation_Natural Gas_Steamer_E9 | F4 | Commercial | Retail | Existing | Food Preparation | Natural Gas | Steamer | E9 | RVT BC Ratio | 0 | 0 | 0 | 0 | 0 | 0 | 0 | 0 | 0 | 0 | 0 | 0 | 0 | 0 | 0 | 0 | 0 | 0 | 0 | 0 | 0 | 0 | 0 | 0 | 0 | 0 | 0 | 0 | 0 | 0 | 0 | 0 | 0
F4_Commercial_Retail_Existing_Food Preparation_Natural Gas_Steamer_E10 | F4 | Commercial | Retail | Existing | Food Preparation | Natural Gas | Steamer | E10 | RVT BC Ratio | 0 | 0 | 0 | 0 | 0 | 0 | 0 | 0 | 0 | 0 | 0 | 0 | 0 | 0 | 0 | 0 | 0 | 0 | 0 | 0 | 0 | 0 | 0 | 0 | 0 | 0 | 0 | 0 | 0 | 0 | 0 | 0 | 0
F5_Commercial_Retail_Existing_Food Preparation_Natural Gas_Steamer_E1 | F5 | Commercial | Retail | Existing | Food Preparation | Natural Gas | Steamer | E1 | RIM BC Ratio | 1 | 1 | 1 | 0 | 0 | 0 | 0 | 0 | 0 | 0 | 0 | 0 | 0 | 0 | 0 | 0 | 0 | 0 | 0 | 0 | 0 | 0 | 0 | 0 | 0 | 0 | 0 | 0 | 0 | 0 | 0 | 0 | 0
F5_Commercial_Retail_Existing_Food Preparation_Natural Gas_Steamer_E2 | F5 | Commercial | Retail | Existing | Food Preparation | Natural Gas | Steamer | E2 | RIM BC Ratio | 0.79997 | 0.80001 | 0.80019 | 1 | 1 | 1 | 1 | 1 | 1 | 1 | 1 | 1 | 1 | 1 | 1 | 1 | 1 | 1 | 1 | 1 | 1 | 1 | 1 | 1 | 1 | 1 | 1 | 1 | 1 | 1 | 1 | 1 | 1
F5_Commercial_Retail_Existing_Food Preparation_Natural Gas_Steamer_E3 | F5 | Commercial | Retail | Existing | Food Preparation | Natural Gas | Steamer | E3 | RIM BC Ratio | 0 | 0 | 0 | 0 | 0 | 0 | 0 | 0 | 0 | 0 | 0 | 0 | 0 | 0 | 0 | 0 | 0 | 0 | 0 | 0 | 0 | 0 | 0 | 0 | 0 | 0 | 0 | 0 | 0 | 0 | 0 | 0 | 0
F5_Commercial_Retail_Existing_Food Preparation_Natural Gas_Steamer_E4 | F5 | Commercial | Retail | Existing | Food Preparation | Natural Gas | Steamer | E4 | RIM BC Ratio | 0 | 0 | 0 | 0 | 0 | 0 | 0 | 0 | 0 | 0 | 0 | 0 | 0 | 0 | 0 | 0 | 0 | 0 | 0 | 0 | 0 | 0 | 0 | 0 | 0 | 0 | 0 | 0 | 0 | 0 | 0 | 0 | 0
F5_Commercial_Retail_Existing_Food Preparation_Natural Gas_Steamer_E5 | F5 | Commercial | Retail | Existing | Food Preparation | Natural Gas | Steamer | E5 | RIM BC Ratio | 0 | 0 | 0 | 0 | 0 | 0 | 0 | 0 | 0 | 0 | 0 | 0 | 0 | 0 | 0 | 0 | 0 | 0 | 0 | 0 | 0 | 0 | 0 | 0 | 0 | 0 | 0 | 0 | 0 | 0 | 0 | 0 | 0
F5_Commercial_Retail_Existing_Food Preparation_Natural Gas_Steamer_E6 | F5 | Commercial | Retail | Existing | Food Preparation | Natural Gas | Steamer | E6 | RIM BC Ratio | 0 | 0 | 0 | 0 | 0 | 0 | 0 | 0 | 0 | 0 | 0 | 0 | 0 | 0 | 0 | 0 | 0 | 0 | 0 | 0 | 0 | 0 | 0 | 0 | 0 | 0 | 0 | 0 | 0 | 0 | 0 | 0 | 0
F5_Commercial_Retail_Existing_Food Preparation_Natural Gas_Steamer_E7 | F5 | Commercial | Retail | Existing | Food Preparation | Natural Gas | Steamer | E7 | RIM BC Ratio | 0 | 0 | 0 | 0 | 0 | 0 | 0 | 0 | 0 | 0 | 0 | 0 | 0 | 0 | 0 | 0 | 0 | 0 | 0 | 0 | 0 | 0 | 0 | 0 | 0 | 0 | 0 | 0 | 0 | 0 | 0 | 0 | 0
F5_Commercial_Retail_Existing_Food Preparation_Natural Gas_Steamer_E8 | F5 | Commercial | Retail | Existing | Food Preparation | Natural Gas | Steamer | E8 | RIM BC Ratio | 0 | 0 | 0 | 0 | 0 | 0 | 0 | 0 | 0 | 0 | 0 | 0 | 0 | 0 | 0 | 0 | 0 | 0 | 0 | 0 | 0 | 0 | 0 | 0 | 0 | 0 | 0 | 0 | 0 | 0 | 0 | 0 | 0
F5_Commercial_Retail_Existing_Food Preparation_Natural Gas_Steamer_E9 | F5 | Commercial | Retail | Existing | Food Preparation | Natural Gas | Steamer | E9 | RIM BC Ratio | 0 | 0 | 0 | 0 | 0 | 0 | 0 | 0 | 0 | 0 | 0 | 0 | 0 | 0 | 0 | 0 | 0 | 0 | 0 | 0 | 0 | 0 | 0 | 0 | 0 | 0 | 0 | 0 | 0 | 0 | 0 | 0 | 0
F5_Commercial_Retail_Existing_Food Preparation_Natural Gas_Steamer_E10 | F5 | Commercial | Retail | Existing | Food Preparation | Natural Gas | Steamer | E10 | RIM BC Ratio | 0 | 0 | 0 | 0 | 0 | 0 | 0 | 0 | 0 | 0 | 0 | 0 | 0 | 0 | 0 | 0 | 0 | 0 | 0 | 0 | 0 | 0 | 0 | 0 | 0 | 0 | 0 | 0 | 0 | 0 | 0 | 0 | 0
F0_Commercial_Retail_Existing_Food Preparation_Natural Gas_Food Prep Other_E0 | F0 | Commercial | Retail | Existing | Food Preparation | Natural Gas | Food Prep Other | E0 | Economic Unit | Standard | Standard | Standard | Standard | Standard | Standard | Standard | Standard | Standard | Standard | Standard | Standard | Standard | Standard | Standard | Standard | Standard | Standard | Standard | Standard | Standard | Standard | Standard | Standard | Standard | Standard | Standard | Standard | Standard | Standard | Standard | Standard | Standard
F1_Commercial_Retail_Existing_Food Preparation_Natural Gas_Food Prep Other_E1 | F1 | Commercial | Retail | Existing | Food Preparation | Natural Gas | Food Prep Other | E1 | CCE | 0 | 0 | 0 | 0 | 0 | 0 | 0 | 0 | 0 | 0 | 0 | 0 | 0 | 0 | 0 | 0 | 0 | 0 | 0 | 0 | 0 | 0 | 0 | 0 | 0 | 0 | 0 | 0 | 0 | 0 | 0 | 0 | 0
F1_Commercial_Retail_Existing_Food Preparation_Natural Gas_Food Prep Other_E2 | F1 | Commercial | Retail | Existing | Food Preparation | Natural Gas | Food Prep Other | E2 | CCE | 16.9852 | 17.5855 | 15.7861 | 16.0821 | 16.0821 | 16.0821 | 16.0821 | 16.0821 | 16.0821 | 16.0821 | 16.0821 | 16.0821 | 16.0821 | 16.0821 | 16.0821 | 16.0821 | 16.0821 | 16.0821 | 16.0821 | 16.0821 | 16.0821 | 16.0821 | 16.0821 | 16.0821 | 16.0821 | 16.0821 | 16.0821 | 16.0821 | 16.0821 | 16.0821 | 16.0821 | 16.0821 | 16.0821
F1_Commercial_Retail_Existing_Food Preparation_Natural Gas_Food Prep Other_E3 | F1 | Commercial | Retail | Existing | Food Preparation | Natural Gas | Food Prep Other | E3 | CCE | 0 | 0 | 0 | 0 | 0 | 0 | 0 | 0 | 0 | 0 | 0 | 0 | 0 | 0 | 0 | 0 | 0 | 0 | 0 | 0 | 0 | 0 | 0 | 0 | 0 | 0 | 0 | 0 | 0 | 0 | 0 | 0 | 0
F1_Commercial_Retail_Existing_Food Preparation_Natural Gas_Food Prep Other_E4 | F1 | Commercial | Retail | Existing | Food Preparation | Natural Gas | Food Prep Other | E4 | CCE | 0 | 0 | 0 | 0 | 0 | 0 | 0 | 0 | 0 | 0 | 0 | 0 | 0 | 0 | 0 | 0 | 0 | 0 | 0 | 0 | 0 | 0 | 0 | 0 | 0 | 0 | 0 | 0 | 0 | 0 | 0 | 0 | 0
F1_Commercial_Retail_Existing_Food Preparation_Natural Gas_Food Prep Other_E5 | F1 | Commercial | Retail | Existing | Food Preparation | Natural Gas | Food Prep Other | E5 | CCE | 0 | 0 | 0 | 0 | 0 | 0 | 0 | 0 | 0 | 0 | 0 | 0 | 0 | 0 | 0 | 0 | 0 | 0 | 0 | 0 | 0 | 0 | 0 | 0 | 0 | 0 | 0 | 0 | 0 | 0 | 0 | 0 | 0
F1_Commercial_Retail_Existing_Food Preparation_Natural Gas_Food Prep Other_E6 | F1 | Commercial | Retail | Existing | Food Preparation | Natural Gas | Food Prep Other | E6 | CCE | 0 | 0 | 0 | 0 | 0 | 0 | 0 | 0 | 0 | 0 | 0 | 0 | 0 | 0 | 0 | 0 | 0 | 0 | 0 | 0 | 0 | 0 | 0 | 0 | 0 | 0 | 0 | 0 | 0 | 0 | 0 | 0 | 0
F1_Commercial_Retail_Existing_Food Preparation_Natural Gas_Food Prep Other_E7 | F1 | Commercial | Retail | Existing | Food Preparation | Natural Gas | Food Prep Other | E7 | CCE | 0 | 0 | 0 | 0 | 0 | 0 | 0 | 0 | 0 | 0 | 0 | 0 | 0 | 0 | 0 | 0 | 0 | 0 | 0 | 0 | 0 | 0 | 0 | 0 | 0 | 0 | 0 | 0 | 0 | 0 | 0 | 0 | 0
F1_Commercial_Retail_Existing_Food Preparation_Natural Gas_Food Prep Other_E8 | F1 | Commercial | Retail | Existing | Food Preparation | Natural Gas | Food Prep Other | E8 | CCE | 0 | 0 | 0 | 0 | 0 | 0 | 0 | 0 | 0 | 0 | 0 | 0 | 0 | 0 | 0 | 0 | 0 | 0 | 0 | 0 | 0 | 0 | 0 | 0 | 0 | 0 | 0 | 0 | 0 | 0 | 0 | 0 | 0
F1_Commercial_Retail_Existing_Food Preparation_Natural Gas_Food Prep Other_E9 | F1 | Commercial | Retail | Existing | Food Preparation | Natural Gas | Food Prep Other | E9 | CCE | 0 | 0 | 0 | 0 | 0 | 0 | 0 | 0 | 0 | 0 | 0 | 0 | 0 | 0 | 0 | 0 | 0 | 0 | 0 | 0 | 0 | 0 | 0 | 0 | 0 | 0 | 0 | 0 | 0 | 0 | 0 | 0 | 0
F1_Commercial_Retail_Existing_Food Preparation_Natural Gas_Food Prep Other_E10 | F1 | Commercial | Retail | Existing | Food Preparation | Natural Gas | Food Prep Other | E10 | CCE | 0 | 0 | 0 | 0 | 0 | 0 | 0 | 0 | 0 | 0 | 0 | 0 | 0 | 0 | 0 | 0 | 0 | 0 | 0 | 0 | 0 | 0 | 0 | 0 | 0 | 0 | 0 | 0 | 0 | 0 | 0 | 0 | 0
F2_Commercial_Retail_Existing_Food Preparation_Natural Gas_Food Prep Other_E1 | F2 | Commercial | Retail | Existing | Food Preparation | Natural Gas | Food Prep Other | E1 | TRC BC Ratio | bar: 2019 to 2051
F2_Commercial_Retail_Existing_Food Preparation_Natural Gas_Food Prep Other_E2 | F2 | Commercial | Retail | Existing | Food Preparation | Natural Gas | Food Prep Other | E2 | TRC BC Ratio | 0.096778 | 0.096763 | 0.097228 | 0.096513 | 0.096078 | 0.096394 | 0.097347 | 0.098099 | 0.099032 | 0.099913 | 0.1008 | 0.10161 | 0.10248 | 0.1034 | 0.10427 | 0.10515 | 0.10605 | 0.10703 | 0.10805 | 0.10913 | 0.11019 | 0.1113 | 0.11232 | 0.11337 | 0.11431 | 0.11512 | 0.11585 | 0.11649 | 0.11699 | 0.11739 | 0.11761 | 0.11776 | 0.11776
F2_Commercial_Retail_Existing_Food Preparation_Natural Gas_Food Prep Other_E3 | F2 | Commercial | Retail | Existing | Food Preparation | Natural Gas | Food Prep Other | E3 | TRC BC Ratio | 0 | 0 | 0 | 0 | 0 | 0 | 0 | 0 | 0 | 0 | 0 | 0 | 0 | 0 | 0 | 0 | 0 | 0 | 0 | 0 | 0 | 0 | 0 | 0 | 0 | 0 | 0 | 0 | 0 | 0 | 0 | 0 | 0
F2_Commercial_Retail_Existing_Food Preparation_Natural Gas_Food Prep Other_E4 | F2 | Commercial | Retail | Existing | Food Preparation | Natural Gas | Food Prep Other | E4 | TRC BC Ratio | 0 | 0 | 0 | 0 | 0 | 0 | 0 | 0 | 0 | 0 | 0 | 0 | 0 | 0 | 0 | 0 | 0 | 0 | 0 | 0 | 0 | 0 | 0 | 0 | 0 | 0 | 0 | 0 | 0 | 0 | 0 | 0 | 0
F2_Commercial_Retail_Existing_Food Preparation_Natural Gas_Food Prep Other_E5 | F2 | Commercial | Retail | Existing | Food Preparation | Natural Gas | Food Prep Other | E5 | TRC BC Ratio | 0 | 0 | 0 | 0 | 0 | 0 | 0 | 0 | 0 | 0 | 0 | 0 | 0 | 0 | 0 | 0 | 0 | 0 | 0 | 0 | 0 | 0 | 0 | 0 | 0 | 0 | 0 | 0 | 0 | 0 | 0 | 0 | 0
F2_Commercial_Retail_Existing_Food Preparation_Natural Gas_Food Prep Other_E6 | F2 | Commercial | Retail | Existing | Food Preparation | Natural Gas | Food Prep Other | E6 | TRC BC Ratio | 0 | 0 | 0 | 0 | 0 | 0 | 0 | 0 | 0 | 0 | 0 | 0 | 0 | 0 | 0 | 0 | 0 | 0 | 0 | 0 | 0 | 0 | 0 | 0 | 0 | 0 | 0 | 0 | 0 | 0 | 0 | 0 | 0
F2_Commercial_Retail_Existing_Food Preparation_Natural Gas_Food Prep Other_E7 | F2 | Commercial | Retail | Existing | Food Preparation | Natural Gas | Food Prep Other | E7 | TRC BC Ratio | 0 | 0 | 0 | 0 | 0 | 0 | 0 | 0 | 0 | 0 | 0 | 0 | 0 | 0 | 0 | 0 | 0 | 0 | 0 | 0 | 0 | 0 | 0 | 0 | 0 | 0 | 0 | 0 | 0 | 0 | 0 | 0 | 0
F2_Commercial_Retail_Existing_Food Preparation_Natural Gas_Food Prep Other_E8 | F2 | Commercial | Retail | Existing | Food Preparation | Natural Gas | Food Prep Other | E8 | TRC BC Ratio | 0 | 0 | 0 | 0 | 0 | 0 | 0 | 0 | 0 | 0 | 0 | 0 | 0 | 0 | 0 | 0 | 0 | 0 | 0 | 0 | 0 | 0 | 0 | 0 | 0 | 0 | 0 | 0 | 0 | 0 | 0 | 0 | 0
F2_Commercial_Retail_Existing_Food Preparation_Natural Gas_Food Prep Other_E9 | F2 | Commercial | Retail | Existing | Food Preparation | Natural Gas | Food Prep Other | E9 | TRC BC Ratio | 0 | 0 | 0 | 0 | 0 | 0 | 0 | 0 | 0 | 0 | 0 | 0 | 0 | 0 | 0 | 0 | 0 | 0 | 0 | 0 | 0 | 0 | 0 | 0 | 0 | 0 | 0 | 0 | 0 | 0 | 0 | 0 | 0
F2_Commercial_Retail_Existing_Food Preparation_Natural Gas_Food Prep Other_E10 | F2 | Commercial | Retail | Existing | Food Preparation | Natural Gas | Food Prep Other | E10 | TRC BC Ratio | 0 | 0 | 0 | 0 | 0 | 0 | 0 | 0 | 0 | 0 | 0 | 0 | 0 | 0 | 0 | 0 | 0 | 0 | 0 | 0 | 0 | 0 | 0 | 0 | 0 | 0 | 0 | 0 | 0 | 0 | 0 | 0 | 0
F3_Commercial_Retail_Existing_Food Preparation_Natural Gas_Food Prep Other_E1 | F3 | Commercial | Retail | Existing | Food Preparation | Natural Gas | Food Prep Other | E1 | PACT BC Ratio | bar: 2019 to 2051
F3_Commercial_Retail_Existing_Food Preparation_Natural Gas_Food Prep Other_E2 | F3 | Commercial | Retail | Existing | Food Preparation | Natural Gas | Food Prep Other | E2 | PACT BC Ratio | 0.12904 | 0.12902 | 0.12964 | 0.12868 | 0.1281 | 0.12853 | 0.1298 | 0.1308 | 0.13204 | 0.13322 | 0.1344 | 0.13548 | 0.13665 | 0.13786 | 0.13902 | 0.1402 | 0.1414 | 0.14271 | 0.14407 | 0.14551 | 0.14692 | 0.14839 | 0.14976 | 0.15117 | 0.15241 | 0.15349 | 0.15447 | 0.15532 | 0.15598 | 0.15652 | 0.15682 | 0.15702 | 0.15702
F3_Commercial_Retail_Existing_Food Preparation_Natural Gas_Food Prep Other_E3 | F3 | Commercial | Retail | Existing | Food Preparation | Natural Gas | Food Prep Other | E3 | PACT BC Ratio | 0 | 0 | 0 | 0 | 0 | 0 | 0 | 0 | 0 | 0 | 0 | 0 | 0 | 0 | 0 | 0 | 0 | 0 | 0 | 0 | 0 | 0 | 0 | 0 | 0 | 0 | 0 | 0 | 0 | 0 | 0 | 0 | 0
F3_Commercial_Retail_Existing_Food Preparation_Natural Gas_Food Prep Other_E4 | F3 | Commercial | Retail | Existing | Food Preparation | Natural Gas | Food Prep Other | E4 | PACT BC Ratio | 0 | 0 | 0 | 0 | 0 | 0 | 0 | 0 | 0 | 0 | 0 | 0 | 0 | 0 | 0 | 0 | 0 | 0 | 0 | 0 | 0 | 0 | 0 | 0 | 0 | 0 | 0 | 0 | 0 | 0 | 0 | 0 | 0
F3_Commercial_Retail_Existing_Food Preparation_Natural Gas_Food Prep Other_E5 | F3 | Commercial | Retail | Existing | Food Preparation | Natural Gas | Food Prep Other | E5 | PACT BC Ratio | 0 | 0 | 0 | 0 | 0 | 0 | 0 | 0 | 0 | 0 | 0 | 0 | 0 | 0 | 0 | 0 | 0 | 0 | 0 | 0 | 0 | 0 | 0 | 0 | 0 | 0 | 0 | 0 | 0 | 0 | 0 | 0 | 0
F3_Commercial_Retail_Existing_Food Preparation_Natural Gas_Food Prep Other_E6 | F3 | Commercial | Retail | Existing | Food Preparation | Natural Gas | Food Prep Other | E6 | PACT BC Ratio | 0 | 0 | 0 | 0 | 0 | 0 | 0 | 0 | 0 | 0 | 0 | 0 | 0 | 0 | 0 | 0 | 0 | 0 | 0 | 0 | 0 | 0 | 0 | 0 | 0 | 0 | 0 | 0 | 0 | 0 | 0 | 0 | 0
F3_Commercial_Retail_Existing_Food Preparation_Natural Gas_Food Prep Other_E7 | F3 | Commercial | Retail | Existing | Food Preparation | Natural Gas | Food Prep Other | E7 | PACT BC Ratio | 0 | 0 | 0 | 0 | 0 | 0 | 0 | 0 | 0 | 0 | 0 | 0 | 0 | 0 | 0 | 0 | 0 | 0 | 0 | 0 | 0 | 0 | 0 | 0 | 0 | 0 | 0 | 0 | 0 | 0 | 0 | 0 | 0
F3_Commercial_Retail_Existing_Food Preparation_Natural Gas_Food Prep Other_E8 | F3 | Commercial | Retail | Existing | Food Preparation | Natural Gas | Food Prep Other | E8 | PACT BC Ratio | 0 | 0 | 0 | 0 | 0 | 0 | 0 | 0 | 0 | 0 | 0 | 0 | 0 | 0 | 0 | 0 | 0 | 0 | 0 | 0 | 0 | 0 | 0 | 0 | 0 | 0 | 0 | 0 | 0 | 0 | 0 | 0 | 0
F3_Commercial_Retail_Existing_Food Preparation_Natural Gas_Food Prep Other_E9 | F3 | Commercial | Retail | Existing | Food Preparation | Natural Gas | Food Prep Other | E9 | PACT BC Ratio | 0 | 0 | 0 | 0 | 0 | 0 | 0 | 0 | 0 | 0 | 0 | 0 | 0 | 0 | 0 | 0 | 0 | 0 | 0 | 0 | 0 | 0 | 0 | 0 | 0 | 0 | 0 | 0 | 0 | 0 | 0 | 0 | 0
F3_Commercial_Retail_Existing_Food Preparation_Natural Gas_Food Prep Other_E10 | F3 | Commercial | Retail | Existing | Food Preparation | Natural Gas | Food Prep Other | E10 | PACT BC Ratio | 0 | 0 | 0 | 0 | 0 | 0 | 0 | 0 | 0 | 0 | 0 | 0 | 0 | 0 | 0 | 0 | 0 | 0 | 0 | 0 | 0 | 0 | 0 | 0 | 0 | 0 | 0 | 0 | 0 | 0 | 0 | 0 | 0
F4_Commercial_Retail_Existing_Food Preparation_Natural Gas_Food Prep Other_E1 | F4 | Commercial | Retail | Existing | Food Preparation | Natural Gas | Food Prep Other | E1 | RVT BC Ratio | bar: 2019 to 2051
F4_Commercial_Retail_Existing_Food Preparation_Natural Gas_Food Prep Other_E2 | F4 | Commercial | Retail | Existing | Food Preparation | Natural Gas | Food Prep Other | E2 | RVT BC Ratio | 0.83914 | 0.83911 | 0.83978 | 0.83875 | 0.83813 | 0.83858 | 0.83995 | 0.84103 | 0.84238 | 0.84364 | 0.84492 | 0.84609 | 0.84734 | 0.84865 | 0.8499 | 0.85118 | 0.85247 | 0.85388 | 0.85535 | 0.85689 | 0.85842 | 0.86001 | 0.86148 | 0.863 | 0.86434 | 0.8655 | 0.86656 | 0.86747 | 0.86819 | 0.86877 | 0.86909 | 0.86931 | 0.86931
F4_Commercial_Retail_Existing_Food Preparation_Natural Gas_Food Prep Other_E3 | F4 | Commercial | Retail | Existing | Food Preparation | Natural Gas | Food Prep Other | E3 | RVT BC Ratio | 0 | 0 | 0 | 0 | 0 | 0 | 0 | 0 | 0 | 0 | 0 | 0 | 0 | 0 | 0 | 0 | 0 | 0 | 0 | 0 | 0 | 0 | 0 | 0 | 0 | 0 | 0 | 0 | 0 | 0 | 0 | 0 | 0
F4_Commercial_Retail_Existing_Food Preparation_Natural Gas_Food Prep Other_E4 | F4 | Commercial | Retail | Existing | Food Preparation | Natural Gas | Food Prep Other | E4 | RVT BC Ratio | 0 | 0 | 0 | 0 | 0 | 0 | 0 | 0 | 0 | 0 | 0 | 0 | 0 | 0 | 0 | 0 | 0 | 0 | 0 | 0 | 0 | 0 | 0 | 0 | 0 | 0 | 0 | 0 | 0 | 0 | 0 | 0 | 0
F4_Commercial_Retail_Existing_Food Preparation_Natural Gas_Food Prep Other_E5 | F4 | Commercial | Retail | Existing | Food Preparation | Natural Gas | Food Prep Other | E5 | RVT BC Ratio | 0 | 0 | 0 | 0 | 0 | 0 | 0 | 0 | 0 | 0 | 0 | 0 | 0 | 0 | 0 | 0 | 0 | 0 | 0 | 0 | 0 | 0 | 0 | 0 | 0 | 0 | 0 | 0 | 0 | 0 | 0 | 0 | 0
F4_Commercial_Retail_Existing_Food Preparation_Natural Gas_Food Prep Other_E6 | F4 | Commercial | Retail | Existing | Food Preparation | Natural Gas | Food Prep Other | E6 | RVT BC Ratio | 0 | 0 | 0 | 0 | 0 | 0 | 0 | 0 | 0 | 0 | 0 | 0 | 0 | 0 | 0 | 0 | 0 | 0 | 0 | 0 | 0 | 0 | 0 | 0 | 0 | 0 | 0 | 0 | 0 | 0 | 0 | 0 | 0
F4_Commercial_Retail_Existing_Food Preparation_Natural Gas_Food Prep Other_E7 | F4 | Commercial | Retail | Existing | Food Preparation | Natural Gas | Food Prep Other | E7 | RVT BC Ratio | 0 | 0 | 0 | 0 | 0 | 0 | 0 | 0 | 0 | 0 | 0 | 0 | 0 | 0 | 0 | 0 | 0 | 0 | 0 | 0 | 0 | 0 | 0 | 0 | 0 | 0 | 0 | 0 | 0 | 0 | 0 | 0 | 0
F4_Commercial_Retail_Existing_Food Preparation_Natural Gas_Food Prep Other_E8 | F4 | Commercial | Retail | Existing | Food Preparation | Natural Gas | Food Prep Other | E8 | RVT BC Ratio | 0 | 0 | 0 | 0 | 0 | 0 | 0 | 0 | 0 | 0 | 0 | 0 | 0 | 0 | 0 | 0 | 0 | 0 | 0 | 0 | 0 | 0 | 0 | 0 | 0 | 0 | 0 | 0 | 0 | 0 | 0 | 0 | 0
F4_Commercial_Retail_Existing_Food Preparation_Natural Gas_Food Prep Other_E9 | F4 | Commercial | Retail | Existing | Food Preparation | Natural Gas | Food Prep Other | E9 | RVT BC Ratio | 0 | 0 | 0 | 0 | 0 | 0 | 0 | 0 | 0 | 0 | 0 | 0 | 0 | 0 | 0 | 0 | 0 | 0 | 0 | 0 | 0 | 0 | 0 | 0 | 0 | 0 | 0 | 0 | 0 | 0 | 0 | 0 | 0
F4_Commercial_Retail_Existing_Food Preparation_Natural Gas_Food Prep Other_E10 | F4 | Commercial | Retail | Existing | Food Preparation | Natural Gas | Food Prep Other | E10 | RVT BC Ratio | 0 | 0 | 0 | 0 | 0 | 0 | 0 | 0 | 0 | 0 | 0 | 0 | 0 | 0 | 0 | 0 | 0 | 0 | 0 | 0 | 0 | 0 | 0 | 0 | 0 | 0 | 0 | 0 | 0 | 0 | 0 | 0 | 0
F5_Commercial_Retail_Existing_Food Preparation_Natural Gas_Food Prep Other_E1 | F5 | Commercial | Retail | Existing | Food Preparation | Natural Gas | Food Prep Other | E1 | RIM BC Ratio | bar: 2019 to 2051
F5_Commercial_Retail_Existing_Food Preparation_Natural Gas_Food Prep Other_E2 | F5 | Commercial | Retail | Existing | Food Preparation | Natural Gas | Food Prep Other | E2 | RIM BC Ratio | 0.11176 | 0.11174 | 0.11221 | 0.11149 | 0.11106 | 0.11138 | 0.11233 | 0.11308 | 0.11401 | 0.11488 | 0.11576 | 0.11656 | 0.11742 | 0.11832 | 0.11917 | 0.12004 | 0.12092 | 0.12187 | 0.12286 | 0.12391 | 0.12493 | 0.12599 | 0.12697 | 0.12799 | 0.12888 | 0.12965 | 0.13035 | 0.13095 | 0.13142 | 0.13181 | 0.13202 | 0.13216 | 0.13216
F5_Commercial_Retail_Existing_Food Preparation_Natural Gas_Food Prep Other_E3 | F5 | Commercial | Retail | Existing | Food Preparation | Natural Gas | Food Prep Other | E3 | RIM BC Ratio | 0 | 0 | 0 | 0 | 0 | 0 | 0 | 0 | 0 | 0 | 0 | 0 | 0 | 0 | 0 | 0 | 0 | 0 | 0 | 0 | 0 | 0 | 0 | 0 | 0 | 0 | 0 | 0 | 0 | 0 | 0 | 0 | 0
F5_Commercial_Retail_Existing_Food Preparation_Natural Gas_Food Prep Other_E4 | F5 | Commercial | Retail | Existing | Food Preparation | Natural Gas | Food Prep Other | E4 | RIM BC Ratio | 0 | 0 | 0 | 0 | 0 | 0 | 0 | 0 | 0 | 0 | 0 | 0 | 0 | 0 | 0 | 0 | 0 | 0 | 0 | 0 | 0 | 0 | 0 | 0 | 0 | 0 | 0 | 0 | 0 | 0 | 0 | 0 | 0
F5_Commercial_Retail_Existing_Food Preparation_Natural Gas_Food Prep Other_E5 | F5 | Commercial | Retail | Existing | Food Preparation | Natural Gas | Food Prep Other | E5 | RIM BC Ratio | 0 | 0 | 0 | 0 | 0 | 0 | 0 | 0 | 0 | 0 | 0 | 0 | 0 | 0 | 0 | 0 | 0 | 0 | 0 | 0 | 0 | 0 | 0 | 0 | 0 | 0 | 0 | 0 | 0 | 0 | 0 | 0 | 0
F5_Commercial_Retail_Existing_Food Preparation_Natural Gas_Food Prep Other_E6 | F5 | Commercial | Retail | Existing | Food Preparation | Natural Gas | Food Prep Other | E6 | RIM BC Ratio | 0 | 0 | 0 | 0 | 0 | 0 | 0 | 0 | 0 | 0 | 0 | 0 | 0 | 0 | 0 | 0 | 0 | 0 | 0 | 0 | 0 | 0 | 0 | 0 | 0 | 0 | 0 | 0 | 0 | 0 | 0 | 0 | 0
F5_Commercial_Retail_Existing_Food Preparation_Natural Gas_Food Prep Other_E7 | F5 | Commercial | Retail | Existing | Food Preparation | Natural Gas | Food Prep Other | E7 | RIM BC Ratio | 0 | 0 | 0 | 0 | 0 | 0 | 0 | 0 | 0 | 0 | 0 | 0 | 0 | 0 | 0 | 0 | 0 | 0 | 0 | 0 | 0 | 0 | 0 | 0 | 0 | 0 | 0 | 0 | 0 | 0 | 0 | 0 | 0
F5_Commercial_Retail_Existing_Food Preparation_Natural Gas_Food Prep Other_E8 | F5 | Commercial | Retail | Existing | Food Preparation | Natural Gas | Food Prep Other | E8 | RIM BC Ratio | 0 | 0 | 0 | 0 | 0 | 0 | 0 | 0 | 0 | 0 | 0 | 0 | 0 | 0 | 0 | 0 | 0 | 0 | 0 | 0 | 0 | 0 | 0 | 0 | 0 | 0 | 0 | 0 | 0 | 0 | 0 | 0 | 0
F5_Commercial_Retail_Existing_Food Preparation_Natural Gas_Food Prep Other_E9 | F5 | Commercial | Retail | Existing | Food Preparation | Natural Gas | Food Prep Other | E9 | RIM BC Ratio | 0 | 0 | 0 | 0 | 0 | 0 | 0 | 0 | 0 | 0 | 0 | 0 | 0 | 0 | 0 | 0 | 0 | 0 | 0 | 0 | 0 | 0 | 0 | 0 | 0 | 0 | 0 | 0 | 0 | 0 | 0 | 0 | 0
F5_Commercial_Retail_Existing_Food Preparation_Natural Gas_Food Prep Other_E10 | F5 | Commercial | Retail | Existing | Food Preparation | Natural Gas | Food Prep Other | E10 | RIM BC Ratio | 0 | 0 | 0 | 0 | 0 | 0 | 0 | 0 | 0 | 0 | 0 | 0 | 0 | 0 | 0 | 0 | 0 | 0 | 0 | 0 | 0 | 0 | 0 | 0 | 0 | 0 | 0 | 0 | 0 | 0 | 0 | 0 | 0
F0_Commercial_Retail_Existing_Miscellaneous_Natural Gas_Pool Heater_E0 | F0 | Commercial | Retail | Existing | Miscellaneous | Natural Gas | Pool Heater | E0 | Economic Unit | Standard (EF .78) | Standard (EF .78) | Standard (EF .78) | Standard (EF .78) | Standard (EF .78) | Standard (EF .78) | Standard (EF .78) | Standard (EF .78) | Standard (EF .78) | Standard (EF .78) | Standard (EF .78) | Standard (EF .78) | Standard (EF .78) | Standard (EF .78) | Standard (EF .78) | Standard (EF .78) | Standard (EF .78) | Standard (EF .78) | Standard (EF .78) | Standard (EF .78) | Standard (EF .78) | Standard (EF .78) | Standard (EF .78) | Standard (EF .78) | Standard (EF .78) | Standard (EF .78) | Standard (EF .78) | Standard (EF .78) | Standard (EF .78) | Standard (EF .78) | Standard (EF .78) | Standard (EF .78) | Standard (EF .78)
F1_Commercial_Retail_Existing_Miscellaneous_Natural Gas_Pool Heater_E1 | F1 | Commercial | Retail | Existing | Miscellaneous | Natural Gas | Pool Heater | E1 | CCE | 0 | 0 | 0 | 0 | 0 | 0 | 0 | 0 | 0 | 0 | 0 | 0 | 0 | 0 | 0 | 0 | 0 | 0 | 0 | 0 | 0 | 0 | 0 | 0 | 0 | 0 | 0 | 0 | 0 | 0 | 0 | 0 | 0
F1_Commercial_Retail_Existing_Miscellaneous_Natural Gas_Pool Heater_E2 | F1 | Commercial | Retail | Existing | Miscellaneous | Natural Gas | Pool Heater | E2 | CCE | 1.2677 | 1.3125 | 1.1782 | 1.2003 | 1.2003 | 1.2003 | 1.2003 | 1.2003 | 1.2003 | 1.2003 | 1.2003 | 1.2003 | 1.2003 | 1.2003 | 1.2003 | 1.2003 | 1.2003 | 1.2003 | 1.2003 | 1.2003 | 1.2003 | 1.2003 | 1.2003 | 1.2003 | 1.2003 | 1.2003 | 1.2003 | 1.2003 | 1.2003 | 1.2003 | 1.2003 | 1.2003 | 1.2003
F1_Commercial_Retail_Existing_Miscellaneous_Natural Gas_Pool Heater_E3 | F1 | Commercial | Retail | Existing | Miscellaneous | Natural Gas | Pool Heater | E3 | CCE | 0 | 0 | 0 | 0 | 0 | 0 | 0 | 0 | 0 | 0 | 0 | 0 | 0 | 0 | 0 | 0 | 0 | 0 | 0 | 0 | 0 | 0 | 0 | 0 | 0 | 0 | 0 | 0 | 0 | 0 | 0 | 0 | 0
F1_Commercial_Retail_Existing_Miscellaneous_Natural Gas_Pool Heater_E4 | F1 | Commercial | Retail | Existing | Miscellaneous | Natural Gas | Pool Heater | E4 | CCE | 0 | 0 | 0 | 0 | 0 | 0 | 0 | 0 | 0 | 0 | 0 | 0 | 0 | 0 | 0 | 0 | 0 | 0 | 0 | 0 | 0 | 0 | 0 | 0 | 0 | 0 | 0 | 0 | 0 | 0 | 0 | 0 | 0
F1_Commercial_Retail_Existing_Miscellaneous_Natural Gas_Pool Heater_E5 | F1 | Commercial | Retail | Existing | Miscellaneous | Natural Gas | Pool Heater | E5 | CCE | 0 | 0 | 0 | 0 | 0 | 0 | 0 | 0 | 0 | 0 | 0 | 0 | 0 | 0 | 0 | 0 | 0 | 0 | 0 | 0 | 0 | 0 | 0 | 0 | 0 | 0 | 0 | 0 | 0 | 0 | 0 | 0 | 0
F1_Commercial_Retail_Existing_Miscellaneous_Natural Gas_Pool Heater_E6 | F1 | Commercial | Retail | Existing | Miscellaneous | Natural Gas | Pool Heater | E6 | CCE | 0 | 0 | 0 | 0 | 0 | 0 | 0 | 0 | 0 | 0 | 0 | 0 | 0 | 0 | 0 | 0 | 0 | 0 | 0 | 0 | 0 | 0 | 0 | 0 | 0 | 0 | 0 | 0 | 0 | 0 | 0 | 0 | 0
F1_Commercial_Retail_Existing_Miscellaneous_Natural Gas_Pool Heater_E7 | F1 | Commercial | Retail | Existing | Miscellaneous | Natural Gas | Pool Heater | E7 | CCE | 0 | 0 | 0 | 0 | 0 | 0 | 0 | 0 | 0 | 0 | 0 | 0 | 0 | 0 | 0 | 0 | 0 | 0 | 0 | 0 | 0 | 0 | 0 | 0 | 0 | 0 | 0 | 0 | 0 | 0 | 0 | 0 | 0
F1_Commercial_Retail_Existing_Miscellaneous_Natural Gas_Pool Heater_E8 | F1 | Commercial | Retail | Existing | Miscellaneous | Natural Gas | Pool Heater | E8 | CCE | 0 | 0 | 0 | 0 | 0 | 0 | 0 | 0 | 0 | 0 | 0 | 0 | 0 | 0 | 0 | 0 | 0 | 0 | 0 | 0 | 0 | 0 | 0 | 0 | 0 | 0 | 0 | 0 | 0 | 0 | 0 | 0 | 0
F1_Commercial_Retail_Existing_Miscellaneous_Natural Gas_Pool Heater_E9 | F1 | Commercial | Retail | Existing | Miscellaneous | Natural Gas | Pool Heater | E9 | CCE | 0 | 0 | 0 | 0 | 0 | 0 | 0 | 0 | 0 | 0 | 0 | 0 | 0 | 0 | 0 | 0 | 0 | 0 | 0 | 0 | 0 | 0 | 0 | 0 | 0 | 0 | 0 | 0 | 0 | 0 | 0 | 0 | 0
F1_Commercial_Retail_Existing_Miscellaneous_Natural Gas_Pool Heater_E10 | F1 | Commercial | Retail | Existing | Miscellaneous | Natural Gas | Pool Heater | E10 | CCE | 0 | 0 | 0 | 0 | 0 | 0 | 0 | 0 | 0 | 0 | 0 | 0 | 0 | 0 | 0 | 0 | 0 | 0 | 0 | 0 | 0 | 0 | 0 | 0 | 0 | 0 | 0 | 0 | 0 | 0 | 0 | 0 | 0
F2_Commercial_Retail_Existing_Miscellaneous_Natural Gas_Pool Heater_E1 | F2 | Commercial | Retail | Existing | Miscellaneous | Natural Gas | Pool Heater | E1 | TRC BC Ratio | bar: 2019 to 2051
F2_Commercial_Retail_Existing_Miscellaneous_Natural Gas_Pool Heater_E2 | F2 | Commercial | Retail | Existing | Miscellaneous | Natural Gas | Pool Heater | E2 | TRC BC Ratio | 0 | 0 | 0 | 0 | 0 | 0 | 0 | 0 | 0 | 0 | 0 | 0 | 0 | 0 | 0 | 0 | 0 | 0 | 0 | 0 | 0 | 0 | 0 | 0 | 0 | 0 | 0 | 0 | 0 | 0 | 0 | 0 | 0
F2_Commercial_Retail_Existing_Miscellaneous_Natural Gas_Pool Heater_E3 | F2 | Commercial | Retail | Existing | Miscellaneous | Natural Gas | Pool Heater | E3 | TRC BC Ratio | 0 | 0 | 0 | 0 | 0 | 0 | 0 | 0 | 0 | 0 | 0 | 0 | 0 | 0 | 0 | 0 | 0 | 0 | 0 | 0 | 0 | 0 | 0 | 0 | 0 | 0 | 0 | 0 | 0 | 0 | 0 | 0 | 0
F2_Commercial_Retail_Existing_Miscellaneous_Natural Gas_Pool Heater_E4 | F2 | Commercial | Retail | Existing | Miscellaneous | Natural Gas | Pool Heater | E4 | TRC BC Ratio | 0 | 0 | 0 | 0 | 0 | 0 | 0 | 0 | 0 | 0 | 0 | 0 | 0 | 0 | 0 | 0 | 0 | 0 | 0 | 0 | 0 | 0 | 0 | 0 | 0 | 0 | 0 | 0 | 0 | 0 | 0 | 0 | 0
F2_Commercial_Retail_Existing_Miscellaneous_Natural Gas_Pool Heater_E5 | F2 | Commercial | Retail | Existing | Miscellaneous | Natural Gas | Pool Heater | E5 | TRC BC Ratio | 0 | 0 | 0 | 0 | 0 | 0 | 0 | 0 | 0 | 0 | 0 | 0 | 0 | 0 | 0 | 0 | 0 | 0 | 0 | 0 | 0 | 0 | 0 | 0 | 0 | 0 | 0 | 0 | 0 | 0 | 0 | 0 | 0
F2_Commercial_Retail_Existing_Miscellaneous_Natural Gas_Pool Heater_E6 | F2 | Commercial | Retail | Existing | Miscellaneous | Natural Gas | Pool Heater | E6 | TRC BC Ratio | 0 | 0 | 0 | 0 | 0 | 0 | 0 | 0 | 0 | 0 | 0 | 0 | 0 | 0 | 0 | 0 | 0 | 0 | 0 | 0 | 0 | 0 | 0 | 0 | 0 | 0 | 0 | 0 | 0 | 0 | 0 | 0 | 0
F2_Commercial_Retail_Existing_Miscellaneous_Natural Gas_Pool Heater_E7 | F2 | Commercial | Retail | Existing | Miscellaneous | Natural Gas | Pool Heater | E7 | TRC BC Ratio | 0 | 0 | 0 | 0 | 0 | 0 | 0 | 0 | 0 | 0 | 0 | 0 | 0 | 0 | 0 | 0 | 0 | 0 | 0 | 0 | 0 | 0 | 0 | 0 | 0 | 0 | 0 | 0 | 0 | 0 | 0 | 0 | 0
F2_Commercial_Retail_Existing_Miscellaneous_Natural Gas_Pool Heater_E8 | F2 | Commercial | Retail | Existing | Miscellaneous | Natural Gas | Pool Heater | E8 | TRC BC Ratio | 0 | 0 | 0 | 0 | 0 | 0 | 0 | 0 | 0 | 0 | 0 | 0 | 0 | 0 | 0 | 0 | 0 | 0 | 0 | 0 | 0 | 0 | 0 | 0 | 0 | 0 | 0 | 0 | 0 | 0 | 0 | 0 | 0
F2_Commercial_Retail_Existing_Miscellaneous_Natural Gas_Pool Heater_E9 | F2 | Commercial | Retail | Existing | Miscellaneous | Natural Gas | Pool Heater | E9 | TRC BC Ratio | 0 | 0 | 0 | 0 | 0 | 0 | 0 | 0 | 0 | 0 | 0 | 0 | 0 | 0 | 0 | 0 | 0 | 0 | 0 | 0 | 0 | 0 | 0 | 0 | 0 | 0 | 0 | 0 | 0 | 0 | 0 | 0 | 0
F2_Commercial_Retail_Existing_Miscellaneous_Natural Gas_Pool Heater_E10 | F2 | Commercial | Retail | Existing | Miscellaneous | Natural Gas | Pool Heater | E10 | TRC BC Ratio | 0 | 0 | 0 | 0 | 0 | 0 | 0 | 0 | 0 | 0 | 0 | 0 | 0 | 0 | 0 | 0 | 0 | 0 | 0 | 0 | 0 | 0 | 0 | 0 | 0 | 0 | 0 | 0 | 0 | 0 | 0 | 0 | 0
F3_Commercial_Retail_Existing_Miscellaneous_Natural Gas_Pool Heater_E1 | F3 | Commercial | Retail | Existing | Miscellaneous | Natural Gas | Pool Heater | E1 | PACT BC Ratio | bar: 2019 to 2051
F3_Commercial_Retail_Existing_Miscellaneous_Natural Gas_Pool Heater_E2 | F3 | Commercial | Retail | Existing | Miscellaneous | Natural Gas | Pool Heater | E2 | PACT BC Ratio | 0 | 0 | 0 | 0 | 0 | 0 | 0 | 0 | 0 | 0 | 0 | 0 | 0 | 0 | 0 | 0 | 0 | 0 | 0 | 0 | 0 | 0 | 0 | 0 | 0 | 0 | 0 | 0 | 0 | 0 | 0 | 0 | 0
F3_Commercial_Retail_Existing_Miscellaneous_Natural Gas_Pool Heater_E3 | F3 | Commercial | Retail | Existing | Miscellaneous | Natural Gas | Pool Heater | E3 | PACT BC Ratio | 0 | 0 | 0 | 0 | 0 | 0 | 0 | 0 | 0 | 0 | 0 | 0 | 0 | 0 | 0 | 0 | 0 | 0 | 0 | 0 | 0 | 0 | 0 | 0 | 0 | 0 | 0 | 0 | 0 | 0 | 0 | 0 | 0
F3_Commercial_Retail_Existing_Miscellaneous_Natural Gas_Pool Heater_E4 | F3 | Commercial | Retail | Existing | Miscellaneous | Natural Gas | Pool Heater | E4 | PACT BC Ratio | 0 | 0 | 0 | 0 | 0 | 0 | 0 | 0 | 0 | 0 | 0 | 0 | 0 | 0 | 0 | 0 | 0 | 0 | 0 | 0 | 0 | 0 | 0 | 0 | 0 | 0 | 0 | 0 | 0 | 0 | 0 | 0 | 0
F3_Commercial_Retail_Existing_Miscellaneous_Natural Gas_Pool Heater_E5 | F3 | Commercial | Retail | Existing | Miscellaneous | Natural Gas | Pool Heater | E5 | PACT BC Ratio | 0 | 0 | 0 | 0 | 0 | 0 | 0 | 0 | 0 | 0 | 0 | 0 | 0 | 0 | 0 | 0 | 0 | 0 | 0 | 0 | 0 | 0 | 0 | 0 | 0 | 0 | 0 | 0 | 0 | 0 | 0 | 0 | 0
F3_Commercial_Retail_Existing_Miscellaneous_Natural Gas_Pool Heater_E6 | F3 | Commercial | Retail | Existing | Miscellaneous | Natural Gas | Pool Heater | E6 | PACT BC Ratio | 0 | 0 | 0 | 0 | 0 | 0 | 0 | 0 | 0 | 0 | 0 | 0 | 0 | 0 | 0 | 0 | 0 | 0 | 0 | 0 | 0 | 0 | 0 | 0 | 0 | 0 | 0 | 0 | 0 | 0 | 0 | 0 | 0
F3_Commercial_Retail_Existing_Miscellaneous_Natural Gas_Pool Heater_E7 | F3 | Commercial | Retail | Existing | Miscellaneous | Natural Gas | Pool Heater | E7 | PACT BC Ratio | 0 | 0 | 0 | 0 | 0 | 0 | 0 | 0 | 0 | 0 | 0 | 0 | 0 | 0 | 0 | 0 | 0 | 0 | 0 | 0 | 0 | 0 | 0 | 0 | 0 | 0 | 0 | 0 | 0 | 0 | 0 | 0 | 0
F3_Commercial_Retail_Existing_Miscellaneous_Natural Gas_Pool Heater_E8 | F3 | Commercial | Retail | Existing | Miscellaneous | Natural Gas | Pool Heater | E8 | PACT BC Ratio | 0 | 0 | 0 | 0 | 0 | 0 | 0 | 0 | 0 | 0 | 0 | 0 | 0 | 0 | 0 | 0 | 0 | 0 | 0 | 0 | 0 | 0 | 0 | 0 | 0 | 0 | 0 | 0 | 0 | 0 | 0 | 0 | 0
F3_Commercial_Retail_Existing_Miscellaneous_Natural Gas_Pool Heater_E9 | F3 | Commercial | Retail | Existing | Miscellaneous | Natural Gas | Pool Heater | E9 | PACT BC Ratio | 0 | 0 | 0 | 0 | 0 | 0 | 0 | 0 | 0 | 0 | 0 | 0 | 0 | 0 | 0 | 0 | 0 | 0 | 0 | 0 | 0 | 0 | 0 | 0 | 0 | 0 | 0 | 0 | 0 | 0 | 0 | 0 | 0
F3_Commercial_Retail_Existing_Miscellaneous_Natural Gas_Pool Heater_E10 | F3 | Commercial | Retail | Existing | Miscellaneous | Natural Gas | Pool Heater | E10 | PACT BC Ratio | 0 | 0 | 0 | 0 | 0 | 0 | 0 | 0 | 0 | 0 | 0 | 0 | 0 | 0 | 0 | 0 | 0 | 0 | 0 | 0 | 0 | 0 | 0 | 0 | 0 | 0 | 0 | 0 | 0 | 0 | 0 | 0 | 0
F4_Commercial_Retail_Existing_Miscellaneous_Natural Gas_Pool Heater_E1 | F4 | Commercial | Retail | Existing | Miscellaneous | Natural Gas | Pool Heater | E1 | RVT BC Ratio | bar: 2019 to 2051
F4_Commercial_Retail_Existing_Miscellaneous_Natural Gas_Pool Heater_E2 | F4 | Commercial | Retail | Existing | Miscellaneous | Natural Gas | Pool Heater | E2 | RVT BC Ratio | 0.7 | 0.7 | 0.7 | 0.7 | 0.7 | 0.7 | 0.7 | 0.7 | 0.7 | 0.7 | 0.7 | 0.7 | 0.7 | 0.7 | 0.7 | 0.7 | 0.7 | 0.7 | 0.7 | 0.7 | 0.7 | 0.7 | 0.7 | 0.7 | 0.7 | 0.7 | 0.7 | 0.7 | 0.7 | 0.7 | 0.7 | 0.7 | 0.7
F4_Commercial_Retail_Existing_Miscellaneous_Natural Gas_Pool Heater_E3 | F4 | Commercial | Retail | Existing | Miscellaneous | Natural Gas | Pool Heater | E3 | RVT BC Ratio | 0 | 0 | 0 | 0 | 0 | 0 | 0 | 0 | 0 | 0 | 0 | 0 | 0 | 0 | 0 | 0 | 0 | 0 | 0 | 0 | 0 | 0 | 0 | 0 | 0 | 0 | 0 | 0 | 0 | 0 | 0 | 0 | 0
F4_Commercial_Retail_Existing_Miscellaneous_Natural Gas_Pool Heater_E4 | F4 | Commercial | Retail | Existing | Miscellaneous | Natural Gas | Pool Heater | E4 | RVT BC Ratio | 0 | 0 | 0 | 0 | 0 | 0 | 0 | 0 | 0 | 0 | 0 | 0 | 0 | 0 | 0 | 0 | 0 | 0 | 0 | 0 | 0 | 0 | 0 | 0 | 0 | 0 | 0 | 0 | 0 | 0 | 0 | 0 | 0
F4_Commercial_Retail_Existing_Miscellaneous_Natural Gas_Pool Heater_E5 | F4 | Commercial | Retail | Existing | Miscellaneous | Natural Gas | Pool Heater | E5 | RVT BC Ratio | 0 | 0 | 0 | 0 | 0 | 0 | 0 | 0 | 0 | 0 | 0 | 0 | 0 | 0 | 0 | 0 | 0 | 0 | 0 | 0 | 0 | 0 | 0 | 0 | 0 | 0 | 0 | 0 | 0 | 0 | 0 | 0 | 0
F4_Commercial_Retail_Existing_Miscellaneous_Natural Gas_Pool Heater_E6 | F4 | Commercial | Retail | Existing | Miscellaneous | Natural Gas | Pool Heater | E6 | RVT BC Ratio | 0 | 0 | 0 | 0 | 0 | 0 | 0 | 0 | 0 | 0 | 0 | 0 | 0 | 0 | 0 | 0 | 0 | 0 | 0 | 0 | 0 | 0 | 0 | 0 | 0 | 0 | 0 | 0 | 0 | 0 | 0 | 0 | 0
F4_Commercial_Retail_Existing_Miscellaneous_Natural Gas_Pool Heater_E7 | F4 | Commercial | Retail | Existing | Miscellaneous | Natural Gas | Pool Heater | E7 | RVT BC Ratio | 0 | 0 | 0 | 0 | 0 | 0 | 0 | 0 | 0 | 0 | 0 | 0 | 0 | 0 | 0 | 0 | 0 | 0 | 0 | 0 | 0 | 0 | 0 | 0 | 0 | 0 | 0 | 0 | 0 | 0 | 0 | 0 | 0
F4_Commercial_Retail_Existing_Miscellaneous_Natural Gas_Pool Heater_E8 | F4 | Commercial | Retail | Existing | Miscellaneous | Natural Gas | Pool Heater | E8 | RVT BC Ratio | 0 | 0 | 0 | 0 | 0 | 0 | 0 | 0 | 0 | 0 | 0 | 0 | 0 | 0 | 0 | 0 | 0 | 0 | 0 | 0 | 0 | 0 | 0 | 0 | 0 | 0 | 0 | 0 | 0 | 0 | 0 | 0 | 0
F4_Commercial_Retail_Existing_Miscellaneous_Natural Gas_Pool Heater_E9 | F4 | Commercial | Retail | Existing | Miscellaneous | Natural Gas | Pool Heater | E9 | RVT BC Ratio | 0 | 0 | 0 | 0 | 0 | 0 | 0 | 0 | 0 | 0 | 0 | 0 | 0 | 0 | 0 | 0 | 0 | 0 | 0 | 0 | 0 | 0 | 0 | 0 | 0 | 0 | 0 | 0 | 0 | 0 | 0 | 0 | 0
F4_Commercial_Retail_Existing_Miscellaneous_Natural Gas_Pool Heater_E10 | F4 | Commercial | Retail | Existing | Miscellaneous | Natural Gas | Pool Heater | E10 | RVT BC Ratio | 0 | 0 | 0 | 0 | 0 | 0 | 0 | 0 | 0 | 0 | 0 | 0 | 0 | 0 | 0 | 0 | 0 | 0 | 0 | 0 | 0 | 0 | 0 | 0 | 0 | 0 | 0 | 0 | 0 | 0 | 0 | 0 | 0
F5_Commercial_Retail_Existing_Miscellaneous_Natural Gas_Pool Heater_E1 | F5 | Commercial | Retail | Existing | Miscellaneous | Natural Gas | Pool Heater | E1 | RIM BC Ratio | bar: 2019 to 2051
F5_Commercial_Retail_Existing_Miscellaneous_Natural Gas_Pool Heater_E2 | F5 | Commercial | Retail | Existing | Miscellaneous | Natural Gas | Pool Heater | E2 | RIM BC Ratio | 0 | 0 | 0 | 0 | 0 | 0 | 0 | 0 | 0 | 0 | 0 | 0 | 0 | 0 | 0 | 0 | 0 | 0 | 0 | 0 | 0 | 0 | 0 | 0 | 0 | 0 | 0 | 0 | 0 | 0 | 0 | 0 | 0
F5_Commercial_Retail_Existing_Miscellaneous_Natural Gas_Pool Heater_E3 | F5 | Commercial | Retail | Existing | Miscellaneous | Natural Gas | Pool Heater | E3 | RIM BC Ratio | 0 | 0 | 0 | 0 | 0 | 0 | 0 | 0 | 0 | 0 | 0 | 0 | 0 | 0 | 0 | 0 | 0 | 0 | 0 | 0 | 0 | 0 | 0 | 0 | 0 | 0 | 0 | 0 | 0 | 0 | 0 | 0 | 0
F5_Commercial_Retail_Existing_Miscellaneous_Natural Gas_Pool Heater_E4 | F5 | Commercial | Retail | Existing | Miscellaneous | Natural Gas | Pool Heater | E4 | RIM BC Ratio | 0 | 0 | 0 | 0 | 0 | 0 | 0 | 0 | 0 | 0 | 0 | 0 | 0 | 0 | 0 | 0 | 0 | 0 | 0 | 0 | 0 | 0 | 0 | 0 | 0 | 0 | 0 | 0 | 0 | 0 | 0 | 0 | 0
F5_Commercial_Retail_Existing_Miscellaneous_Natural Gas_Pool Heater_E5 | F5 | Commercial | Retail | Existing | Miscellaneous | Natural Gas | Pool Heater | E5 | RIM BC Ratio | 0 | 0 | 0 | 0 | 0 | 0 | 0 | 0 | 0 | 0 | 0 | 0 | 0 | 0 | 0 | 0 | 0 | 0 | 0 | 0 | 0 | 0 | 0 | 0 | 0 | 0 | 0 | 0 | 0 | 0 | 0 | 0 | 0
F5_Commercial_Retail_Existing_Miscellaneous_Natural Gas_Pool Heater_E6 | F5 | Commercial | Retail | Existing | Miscellaneous | Natural Gas | Pool Heater | E6 | RIM BC Ratio | 0 | 0 | 0 | 0 | 0 | 0 | 0 | 0 | 0 | 0 | 0 | 0 | 0 | 0 | 0 | 0 | 0 | 0 | 0 | 0 | 0 | 0 | 0 | 0 | 0 | 0 | 0 | 0 | 0 | 0 | 0 | 0 | 0
F5_Commercial_Retail_Existing_Miscellaneous_Natural Gas_Pool Heater_E7 | F5 | Commercial | Retail | Existing | Miscellaneous | Natural Gas | Pool Heater | E7 | RIM BC Ratio | 0 | 0 | 0 | 0 | 0 | 0 | 0 | 0 | 0 | 0 | 0 | 0 | 0 | 0 | 0 | 0 | 0 | 0 | 0 | 0 | 0 | 0 | 0 | 0 | 0 | 0 | 0 | 0 | 0 | 0 | 0 | 0 | 0
F5_Commercial_Retail_Existing_Miscellaneous_Natural Gas_Pool Heater_E8 | F5 | Commercial | Retail | Existing | Miscellaneous | Natural Gas | Pool Heater | E8 | RIM BC Ratio | 0 | 0 | 0 | 0 | 0 | 0 | 0 | 0 | 0 | 0 | 0 | 0 | 0 | 0 | 0 | 0 | 0 | 0 | 0 | 0 | 0 | 0 | 0 | 0 | 0 | 0 | 0 | 0 | 0 | 0 | 0 | 0 | 0
F5_Commercial_Retail_Existing_Miscellaneous_Natural Gas_Pool Heater_E9 | F5 | Commercial | Retail | Existing | Miscellaneous | Natural Gas | Pool Heater | E9 | RIM BC Ratio | 0 | 0 | 0 | 0 | 0 | 0 | 0 | 0 | 0 | 0 | 0 | 0 | 0 | 0 | 0 | 0 | 0 | 0 | 0 | 0 | 0 | 0 | 0 | 0 | 0 | 0 | 0 | 0 | 0 | 0 | 0 | 0 | 0
F5_Commercial_Retail_Existing_Miscellaneous_Natural Gas_Pool Heater_E10 | F5 | Commercial | Retail | Existing | Miscellaneous | Natural Gas | Pool Heater | E10 | RIM BC Ratio | 0 | 0 | 0 | 0 | 0 | 0 | 0 | 0 | 0 | 0 | 0 | 0 | 0 | 0 | 0 | 0 | 0 | 0 | 0 | 0 | 0 | 0 | 0 | 0 | 0 | 0 | 0 | 0 | 0 | 0 | 0 | 0 | 0
F0_Commercial_Retail_Existing_Miscellaneous_Natural Gas_Miscellaneous_E0 | F0 | Commercial | Retail | Existing | Miscellaneous | Natural Gas | Miscellaneous | E0 | Economic Unit | Miscellaneous | Miscellaneous | Miscellaneous | Miscellaneous | Miscellaneous | Miscellaneous | Miscellaneous | Miscellaneous | Miscellaneous | Miscellaneous | Miscellaneous | Miscellaneous | Miscellaneous | Miscellaneous | Miscellaneous | Miscellaneous | Miscellaneous | Miscellaneous | Miscellaneous | Miscellaneous | Miscellaneous | Miscellaneous | Miscellaneous | Miscellaneous | Miscellaneous | Miscellaneous | Miscellaneous | Miscellaneous | Miscellaneous | Miscellaneous | Miscellaneous | Miscellaneous | Miscellaneous
F1_Commercial_Retail_Existing_Miscellaneous_Natural Gas_Miscellaneous_E1 | F1 | Commercial | Retail | Existing | Miscellaneous | Natural Gas | Miscellaneous | E1 | CCE | 0 | 0 | 0 | 0 | 0 | 0 | 0 | 0 | 0 | 0 | 0 | 0 | 0 | 0 | 0 | 0 | 0 | 0 | 0 | 0 | 0 | 0 | 0 | 0 | 0 | 0 | 0 | 0 | 0 | 0 | 0 | 0 | 0
F1_Commercial_Retail_Existing_Miscellaneous_Natural Gas_Miscellaneous_E2 | F1 | Commercial | Retail | Existing | Miscellaneous | Natural Gas | Miscellaneous | E2 | CCE | 0 | 0 | 0 | 0 | 0 | 0 | 0 | 0 | 0 | 0 | 0 | 0 | 0 | 0 | 0 | 0 | 0 | 0 | 0 | 0 | 0 | 0 | 0 | 0 | 0 | 0 | 0 | 0 | 0 | 0 | 0 | 0 | 0
F1_Commercial_Retail_Existing_Miscellaneous_Natural Gas_Miscellaneous_E3 | F1 | Commercial | Retail | Existing | Miscellaneous | Natural Gas | Miscellaneous | E3 | CCE | 0 | 0 | 0 | 0 | 0 | 0 | 0 | 0 | 0 | 0 | 0 | 0 | 0 | 0 | 0 | 0 | 0 | 0 | 0 | 0 | 0 | 0 | 0 | 0 | 0 | 0 | 0 | 0 | 0 | 0 | 0 | 0 | 0
F1_Commercial_Retail_Existing_Miscellaneous_Natural Gas_Miscellaneous_E4 | F1 | Commercial | Retail | Existing | Miscellaneous | Natural Gas | Miscellaneous | E4 | CCE | 0 | 0 | 0 | 0 | 0 | 0 | 0 | 0 | 0 | 0 | 0 | 0 | 0 | 0 | 0 | 0 | 0 | 0 | 0 | 0 | 0 | 0 | 0 | 0 | 0 | 0 | 0 | 0 | 0 | 0 | 0 | 0 | 0
F1_Commercial_Retail_Existing_Miscellaneous_Natural Gas_Miscellaneous_E5 | F1 | Commercial | Retail | Existing | Miscellaneous | Natural Gas | Miscellaneous | E5 | CCE | 0 | 0 | 0 | 0 | 0 | 0 | 0 | 0 | 0 | 0 | 0 | 0 | 0 | 0 | 0 | 0 | 0 | 0 | 0 | 0 | 0 | 0 | 0 | 0 | 0 | 0 | 0 | 0 | 0 | 0 | 0 | 0 | 0
F1_Commercial_Retail_Existing_Miscellaneous_Natural Gas_Miscellaneous_E6 | F1 | Commercial | Retail | Existing | Miscellaneous | Natural Gas | Miscellaneous | E6 | CCE | 0 | 0 | 0 | 0 | 0 | 0 | 0 | 0 | 0 | 0 | 0 | 0 | 0 | 0 | 0 | 0 | 0 | 0 | 0 | 0 | 0 | 0 | 0 | 0 | 0 | 0 | 0 | 0 | 0 | 0 | 0 | 0 | 0
F1_Commercial_Retail_Existing_Miscellaneous_Natural Gas_Miscellaneous_E7 | F1 | Commercial | Retail | Existing | Miscellaneous | Natural Gas | Miscellaneous | E7 | CCE | 0 | 0 | 0 | 0 | 0 | 0 | 0 | 0 | 0 | 0 | 0 | 0 | 0 | 0 | 0 | 0 | 0 | 0 | 0 | 0 | 0 | 0 | 0 | 0 | 0 | 0 | 0 | 0 | 0 | 0 | 0 | 0 | 0
F1_Commercial_Retail_Existing_Miscellaneous_Natural Gas_Miscellaneous_E8 | F1 | Commercial | Retail | Existing | Miscellaneous | Natural Gas | Miscellaneous | E8 | CCE | 0 | 0 | 0 | 0 | 0 | 0 | 0 | 0 | 0 | 0 | 0 | 0 | 0 | 0 | 0 | 0 | 0 | 0 | 0 | 0 | 0 | 0 | 0 | 0 | 0 | 0 | 0 | 0 | 0 | 0 | 0 | 0 | 0
F1_Commercial_Retail_Existing_Miscellaneous_Natural Gas_Miscellaneous_E9 | F1 | Commercial | Retail | Existing | Miscellaneous | Natural Gas | Miscellaneous | E9 | CCE | 0 | 0 | 0 | 0 | 0 | 0 | 0 | 0 | 0 | 0 | 0 | 0 | 0 | 0 | 0 | 0 | 0 | 0 | 0 | 0 | 0 | 0 | 0 | 0 | 0 | 0 | 0 | 0 | 0 | 0 | 0 | 0 | 0
F1_Commercial_Retail_Existing_Miscellaneous_Natural Gas_Miscellaneous_E10 | F1 | Commercial | Retail | Existing | Miscellaneous | Natural Gas | Miscellaneous | E10 | CCE | 0 | 0 | 0 | 0 | 0 | 0 | 0 | 0 | 0 | 0 | 0 | 0 | 0 | 0 | 0 | 0 | 0 | 0 | 0 | 0 | 0 | 0 | 0 | 0 | 0 | 0 | 0 | 0 | 0 | 0 | 0 | 0 | 0
F2_Commercial_Retail_Existing_Miscellaneous_Natural Gas_Miscellaneous_E1 | F2 | Commercial | Retail | Existing | Miscellaneous | Natural Gas | Miscellaneous | E1 | TRC BC Ratio | bar: 2019 to 2051
F2_Commercial_Retail_Existing_Miscellaneous_Natural Gas_Miscellaneous_E2 | F2 | Commercial | Retail | Existing | Miscellaneous | Natural Gas | Miscellaneous | E2 | TRC BC Ratio | 0 | 0 | 0 | 0 | 0 | 0 | 0 | 0 | 0 | 0 | 0 | 0 | 0 | 0 | 0 | 0 | 0 | 0 | 0 | 0 | 0 | 0 | 0 | 0 | 0 | 0 | 0 | 0 | 0 | 0 | 0 | 0 | 0
F2_Commercial_Retail_Existing_Miscellaneous_Natural Gas_Miscellaneous_E3 | F2 | Commercial | Retail | Existing | Miscellaneous | Natural Gas | Miscellaneous | E3 | TRC BC Ratio | 0 | 0 | 0 | 0 | 0 | 0 | 0 | 0 | 0 | 0 | 0 | 0 | 0 | 0 | 0 | 0 | 0 | 0 | 0 | 0 | 0 | 0 | 0 | 0 | 0 | 0 | 0 | 0 | 0 | 0 | 0 | 0 | 0
F2_Commercial_Retail_Existing_Miscellaneous_Natural Gas_Miscellaneous_E4 | F2 | Commercial | Retail | Existing | Miscellaneous | Natural Gas | Miscellaneous | E4 | TRC BC Ratio | 0 | 0 | 0 | 0 | 0 | 0 | 0 | 0 | 0 | 0 | 0 | 0 | 0 | 0 | 0 | 0 | 0 | 0 | 0 | 0 | 0 | 0 | 0 | 0 | 0 | 0 | 0 | 0 | 0 | 0 | 0 | 0 | 0
F2_Commercial_Retail_Existing_Miscellaneous_Natural Gas_Miscellaneous_E5 | F2 | Commercial | Retail | Existing | Miscellaneous | Natural Gas | Miscellaneous | E5 | TRC BC Ratio | 0 | 0 | 0 | 0 | 0 | 0 | 0 | 0 | 0 | 0 | 0 | 0 | 0 | 0 | 0 | 0 | 0 | 0 | 0 | 0 | 0 | 0 | 0 | 0 | 0 | 0 | 0 | 0 | 0 | 0 | 0 | 0 | 0
F2_Commercial_Retail_Existing_Miscellaneous_Natural Gas_Miscellaneous_E6 | F2 | Commercial | Retail | Existing | Miscellaneous | Natural Gas | Miscellaneous | E6 | TRC BC Ratio | 0 | 0 | 0 | 0 | 0 | 0 | 0 | 0 | 0 | 0 | 0 | 0 | 0 | 0 | 0 | 0 | 0 | 0 | 0 | 0 | 0 | 0 | 0 | 0 | 0 | 0 | 0 | 0 | 0 | 0 | 0 | 0 | 0
F2_Commercial_Retail_Existing_Miscellaneous_Natural Gas_Miscellaneous_E7 | F2 | Commercial | Retail | Existing | Miscellaneous | Natural Gas | Miscellaneous | E7 | TRC BC Ratio | 0 | 0 | 0 | 0 | 0 | 0 | 0 | 0 | 0 | 0 | 0 | 0 | 0 | 0 | 0 | 0 | 0 | 0 | 0 | 0 | 0 | 0 | 0 | 0 | 0 | 0 | 0 | 0 | 0 | 0 | 0 | 0 | 0
F2_Commercial_Retail_Existing_Miscellaneous_Natural Gas_Miscellaneous_E8 | F2 | Commercial | Retail | Existing | Miscellaneous | Natural Gas | Miscellaneous | E8 | TRC BC Ratio | 0 | 0 | 0 | 0 | 0 | 0 | 0 | 0 | 0 | 0 | 0 | 0 | 0 | 0 | 0 | 0 | 0 | 0 | 0 | 0 | 0 | 0 | 0 | 0 | 0 | 0 | 0 | 0 | 0 | 0 | 0 | 0 | 0
F2_Commercial_Retail_Existing_Miscellaneous_Natural Gas_Miscellaneous_E9 | F2 | Commercial | Retail | Existing | Miscellaneous | Natural Gas | Miscellaneous | E9 | TRC BC Ratio | 0 | 0 | 0 | 0 | 0 | 0 | 0 | 0 | 0 | 0 | 0 | 0 | 0 | 0 | 0 | 0 | 0 | 0 | 0 | 0 | 0 | 0 | 0 | 0 | 0 | 0 | 0 | 0 | 0 | 0 | 0 | 0 | 0
F2_Commercial_Retail_Existing_Miscellaneous_Natural Gas_Miscellaneous_E10 | F2 | Commercial | Retail | Existing | Miscellaneous | Natural Gas | Miscellaneous | E10 | TRC BC Ratio | 0 | 0 | 0 | 0 | 0 | 0 | 0 | 0 | 0 | 0 | 0 | 0 | 0 | 0 | 0 | 0 | 0 | 0 | 0 | 0 | 0 | 0 | 0 | 0 | 0 | 0 | 0 | 0 | 0 | 0 | 0 | 0 | 0
F3_Commercial_Retail_Existing_Miscellaneous_Natural Gas_Miscellaneous_E1 | F3 | Commercial | Retail | Existing | Miscellaneous | Natural Gas | Miscellaneous | E1 | PACT BC Ratio | bar: 2019 to 2051
F3_Commercial_Retail_Existing_Miscellaneous_Natural Gas_Miscellaneous_E2 | F3 | Commercial | Retail | Existing | Miscellaneous | Natural Gas | Miscellaneous | E2 | PACT BC Ratio | 0 | 0 | 0 | 0 | 0 | 0 | 0 | 0 | 0 | 0 | 0 | 0 | 0 | 0 | 0 | 0 | 0 | 0 | 0 | 0 | 0 | 0 | 0 | 0 | 0 | 0 | 0 | 0 | 0 | 0 | 0 | 0 | 0
F3_Commercial_Retail_Existing_Miscellaneous_Natural Gas_Miscellaneous_E3 | F3 | Commercial | Retail | Existing | Miscellaneous | Natural Gas | Miscellaneous | E3 | PACT BC Ratio | 0 | 0 | 0 | 0 | 0 | 0 | 0 | 0 | 0 | 0 | 0 | 0 | 0 | 0 | 0 | 0 | 0 | 0 | 0 | 0 | 0 | 0 | 0 | 0 | 0 | 0 | 0 | 0 | 0 | 0 | 0 | 0 | 0
F3_Commercial_Retail_Existing_Miscellaneous_Natural Gas_Miscellaneous_E4 | F3 | Commercial | Retail | Existing | Miscellaneous | Natural Gas | Miscellaneous | E4 | PACT BC Ratio | 0 | 0 | 0 | 0 | 0 | 0 | 0 | 0 | 0 | 0 | 0 | 0 | 0 | 0 | 0 | 0 | 0 | 0 | 0 | 0 | 0 | 0 | 0 | 0 | 0 | 0 | 0 | 0 | 0 | 0 | 0 | 0 | 0
F3_Commercial_Retail_Existing_Miscellaneous_Natural Gas_Miscellaneous_E5 | F3 | Commercial | Retail | Existing | Miscellaneous | Natural Gas | Miscellaneous | E5 | PACT BC Ratio | 0 | 0 | 0 | 0 | 0 | 0 | 0 | 0 | 0 | 0 | 0 | 0 | 0 | 0 | 0 | 0 | 0 | 0 | 0 | 0 | 0 | 0 | 0 | 0 | 0 | 0 | 0 | 0 | 0 | 0 | 0 | 0 | 0
F3_Commercial_Retail_Existing_Miscellaneous_Natural Gas_Miscellaneous_E6 | F3 | Commercial | Retail | Existing | Miscellaneous | Natural Gas | Miscellaneous | E6 | PACT BC Ratio | 0 | 0 | 0 | 0 | 0 | 0 | 0 | 0 | 0 | 0 | 0 | 0 | 0 | 0 | 0 | 0 | 0 | 0 | 0 | 0 | 0 | 0 | 0 | 0 | 0 | 0 | 0 | 0 | 0 | 0 | 0 | 0 | 0
F3_Commercial_Retail_Existing_Miscellaneous_Natural Gas_Miscellaneous_E7 | F3 | Commercial | Retail | Existing | Miscellaneous | Natural Gas | Miscellaneous | E7 | PACT BC Ratio | 0 | 0 | 0 | 0 | 0 | 0 | 0 | 0 | 0 | 0 | 0 | 0 | 0 | 0 | 0 | 0 | 0 | 0 | 0 | 0 | 0 | 0 | 0 | 0 | 0 | 0 | 0 | 0 | 0 | 0 | 0 | 0 | 0
F3_Commercial_Retail_Existing_Miscellaneous_Natural Gas_Miscellaneous_E8 | F3 | Commercial | Retail | Existing | Miscellaneous | Natural Gas | Miscellaneous | E8 | PACT BC Ratio | 0 | 0 | 0 | 0 | 0 | 0 | 0 | 0 | 0 | 0 | 0 | 0 | 0 | 0 | 0 | 0 | 0 | 0 | 0 | 0 | 0 | 0 | 0 | 0 | 0 | 0 | 0 | 0 | 0 | 0 | 0 | 0 | 0
F3_Commercial_Retail_Existing_Miscellaneous_Natural Gas_Miscellaneous_E9 | F3 | Commercial | Retail | Existing | Miscellaneous | Natural Gas | Miscellaneous | E9 | PACT BC Ratio | 0 | 0 | 0 | 0 | 0 | 0 | 0 | 0 | 0 | 0 | 0 | 0 | 0 | 0 | 0 | 0 | 0 | 0 | 0 | 0 | 0 | 0 | 0 | 0 | 0 | 0 | 0 | 0 | 0 | 0 | 0 | 0 | 0
F3_Commercial_Retail_Existing_Miscellaneous_Natural Gas_Miscellaneous_E10 | F3 | Commercial | Retail | Existing | Miscellaneous | Natural Gas | Miscellaneous | E10 | PACT BC Ratio | 0 | 0 | 0 | 0 | 0 | 0 | 0 | 0 | 0 | 0 | 0 | 0 | 0 | 0 | 0 | 0 | 0 | 0 | 0 | 0 | 0 | 0 | 0 | 0 | 0 | 0 | 0 | 0 | 0 | 0 | 0 | 0 | 0
F4_Commercial_Retail_Existing_Miscellaneous_Natural Gas_Miscellaneous_E1 | F4 | Commercial | Retail | Existing | Miscellaneous | Natural Gas | Miscellaneous | E1 | RVT BC Ratio | bar: 2019 to 2051
F4_Commercial_Retail_Existing_Miscellaneous_Natural Gas_Miscellaneous_E2 | F4 | Commercial | Retail | Existing | Miscellaneous | Natural Gas | Miscellaneous | E2 | RVT BC Ratio | 0 | 0 | 0 | 0 | 0 | 0 | 0 | 0 | 0 | 0 | 0 | 0 | 0 | 0 | 0 | 0 | 0 | 0 | 0 | 0 | 0 | 0 | 0 | 0 | 0 | 0 | 0 | 0 | 0 | 0 | 0 | 0 | 0
F4_Commercial_Retail_Existing_Miscellaneous_Natural Gas_Miscellaneous_E3 | F4 | Commercial | Retail | Existing | Miscellaneous | Natural Gas | Miscellaneous | E3 | RVT BC Ratio | 0 | 0 | 0 | 0 | 0 | 0 | 0 | 0 | 0 | 0 | 0 | 0 | 0 | 0 | 0 | 0 | 0 | 0 | 0 | 0 | 0 | 0 | 0 | 0 | 0 | 0 | 0 | 0 | 0 | 0 | 0 | 0 | 0
F4_Commercial_Retail_Existing_Miscellaneous_Natural Gas_Miscellaneous_E4 | F4 | Commercial | Retail | Existing | Miscellaneous | Natural Gas | Miscellaneous | E4 | RVT BC Ratio | 0 | 0 | 0 | 0 | 0 | 0 | 0 | 0 | 0 | 0 | 0 | 0 | 0 | 0 | 0 | 0 | 0 | 0 | 0 | 0 | 0 | 0 | 0 | 0 | 0 | 0 | 0 | 0 | 0 | 0 | 0 | 0 | 0
F4_Commercial_Retail_Existing_Miscellaneous_Natural Gas_Miscellaneous_E5 | F4 | Commercial | Retail | Existing | Miscellaneous | Natural Gas | Miscellaneous | E5 | RVT BC Ratio | 0 | 0 | 0 | 0 | 0 | 0 | 0 | 0 | 0 | 0 | 0 | 0 | 0 | 0 | 0 | 0 | 0 | 0 | 0 | 0 | 0 | 0 | 0 | 0 | 0 | 0 | 0 | 0 | 0 | 0 | 0 | 0 | 0
F4_Commercial_Retail_Existing_Miscellaneous_Natural Gas_Miscellaneous_E6 | F4 | Commercial | Retail | Existing | Miscellaneous | Natural Gas | Miscellaneous | E6 | RVT BC Ratio | 0 | 0 | 0 | 0 | 0 | 0 | 0 | 0 | 0 | 0 | 0 | 0 | 0 | 0 | 0 | 0 | 0 | 0 | 0 | 0 | 0 | 0 | 0 | 0 | 0 | 0 | 0 | 0 | 0 | 0 | 0 | 0 | 0
F4_Commercial_Retail_Existing_Miscellaneous_Natural Gas_Miscellaneous_E7 | F4 | Commercial | Retail | Existing | Miscellaneous | Natural Gas | Miscellaneous | E7 | RVT BC Ratio | 0 | 0 | 0 | 0 | 0 | 0 | 0 | 0 | 0 | 0 | 0 | 0 | 0 | 0 | 0 | 0 | 0 | 0 | 0 | 0 | 0 | 0 | 0 | 0 | 0 | 0 | 0 | 0 | 0 | 0 | 0 | 0 | 0
F4_Commercial_Retail_Existing_Miscellaneous_Natural Gas_Miscellaneous_E8 | F4 | Commercial | Retail | Existing | Miscellaneous | Natural Gas | Miscellaneous | E8 | RVT BC Ratio | 0 | 0 | 0 | 0 | 0 | 0 | 0 | 0 | 0 | 0 | 0 | 0 | 0 | 0 | 0 | 0 | 0 | 0 | 0 | 0 | 0 | 0 | 0 | 0 | 0 | 0 | 0 | 0 | 0 | 0 | 0 | 0 | 0
F4_Commercial_Retail_Existing_Miscellaneous_Natural Gas_Miscellaneous_E9 | F4 | Commercial | Retail | Existing | Miscellaneous | Natural Gas | Miscellaneous | E9 | RVT BC Ratio | 0 | 0 | 0 | 0 | 0 | 0 | 0 | 0 | 0 | 0 | 0 | 0 | 0 | 0 | 0 | 0 | 0 | 0 | 0 | 0 | 0 | 0 | 0 | 0 | 0 | 0 | 0 | 0 | 0 | 0 | 0 | 0 | 0
F4_Commercial_Retail_Existing_Miscellaneous_Natural Gas_Miscellaneous_E10 | F4 | Commercial | Retail | Existing | Miscellaneous | Natural Gas | Miscellaneous | E10 | RVT BC Ratio | 0 | 0 | 0 | 0 | 0 | 0 | 0 | 0 | 0 | 0 | 0 | 0 | 0 | 0 | 0 | 0 | 0 | 0 | 0 | 0 | 0 | 0 | 0 | 0 | 0 | 0 | 0 | 0 | 0 | 0 | 0 | 0 | 0
F5_Commercial_Retail_Existing_Miscellaneous_Natural Gas_Miscellaneous_E1 | F5 | Commercial | Retail | Existing | Miscellaneous | Natural Gas | Miscellaneous | E1 | RIM BC Ratio | bar: 2019 to 2051
F5_Commercial_Retail_Existing_Miscellaneous_Natural Gas_Miscellaneous_E2 | F5 | Commercial | Retail | Existing | Miscellaneous | Natural Gas | Miscellaneous | E2 | RIM BC Ratio | 0 | 0 | 0 | 0 | 0 | 0 | 0 | 0 | 0 | 0 | 0 | 0 | 0 | 0 | 0 | 0 | 0 | 0 | 0 | 0 | 0 | 0 | 0 | 0 | 0 | 0 | 0 | 0 | 0 | 0 | 0 | 0 | 0
F5_Commercial_Retail_Existing_Miscellaneous_Natural Gas_Miscellaneous_E3 | F5 | Commercial | Retail | Existing | Miscellaneous | Natural Gas | Miscellaneous | E3 | RIM BC Ratio | 0 | 0 | 0 | 0 | 0 | 0 | 0 | 0 | 0 | 0 | 0 | 0 | 0 | 0 | 0 | 0 | 0 | 0 | 0 | 0 | 0 | 0 | 0 | 0 | 0 | 0 | 0 | 0 | 0 | 0 | 0 | 0 | 0
F5_Commercial_Retail_Existing_Miscellaneous_Natural Gas_Miscellaneous_E4 | F5 | Commercial | Retail | Existing | Miscellaneous | Natural Gas | Miscellaneous | E4 | RIM BC Ratio | 0 | 0 | 0 | 0 | 0 | 0 | 0 | 0 | 0 | 0 | 0 | 0 | 0 | 0 | 0 | 0 | 0 | 0 | 0 | 0 | 0 | 0 | 0 | 0 | 0 | 0 | 0 | 0 | 0 | 0 | 0 | 0 | 0
F5_Commercial_Retail_Existing_Miscellaneous_Natural Gas_Miscellaneous_E5 | F5 | Commercial | Retail | Existing | Miscellaneous | Natural Gas | Miscellaneous | E5 | RIM BC Ratio | 0 | 0 | 0 | 0 | 0 | 0 | 0 | 0 | 0 | 0 | 0 | 0 | 0 | 0 | 0 | 0 | 0 | 0 | 0 | 0 | 0 | 0 | 0 | 0 | 0 | 0 | 0 | 0 | 0 | 0 | 0 | 0 | 0
F5_Commercial_Retail_Existing_Miscellaneous_Natural Gas_Miscellaneous_E6 | F5 | Commercial | Retail | Existing | Miscellaneous | Natural Gas | Miscellaneous | E6 | RIM BC Ratio | 0 | 0 | 0 | 0 | 0 | 0 | 0 | 0 | 0 | 0 | 0 | 0 | 0 | 0 | 0 | 0 | 0 | 0 | 0 | 0 | 0 | 0 | 0 | 0 | 0 | 0 | 0 | 0 | 0 | 0 | 0 | 0 | 0
F5_Commercial_Retail_Existing_Miscellaneous_Natural Gas_Miscellaneous_E7 | F5 | Commercial | Retail | Existing | Miscellaneous | Natural Gas | Miscellaneous | E7 | RIM BC Ratio | 0 | 0 | 0 | 0 | 0 | 0 | 0 | 0 | 0 | 0 | 0 | 0 | 0 | 0 | 0 | 0 | 0 | 0 | 0 | 0 | 0 | 0 | 0 | 0 | 0 | 0 | 0 | 0 | 0 | 0 | 0 | 0 | 0
F5_Commercial_Retail_Existing_Miscellaneous_Natural Gas_Miscellaneous_E8 | F5 | Commercial | Retail | Existing | Miscellaneous | Natural Gas | Miscellaneous | E8 | RIM BC Ratio | 0 | 0 | 0 | 0 | 0 | 0 | 0 | 0 | 0 | 0 | 0 | 0 | 0 | 0 | 0 | 0 | 0 | 0 | 0 | 0 | 0 | 0 | 0 | 0 | 0 | 0 | 0 | 0 | 0 | 0 | 0 | 0 | 0
F5_Commercial_Retail_Existing_Miscellaneous_Natural Gas_Miscellaneous_E9 | F5 | Commercial | Retail | Existing | Miscellaneous | Natural Gas | Miscellaneous | E9 | RIM BC Ratio | 0 | 0 | 0 | 0 | 0 | 0 | 0 | 0 | 0 | 0 | 0 | 0 | 0 | 0 | 0 | 0 | 0 | 0 | 0 | 0 | 0 | 0 | 0 | 0 | 0 | 0 | 0 | 0 | 0 | 0 | 0 | 0 | 0
F5_Commercial_Retail_Existing_Miscellaneous_Natural Gas_Miscellaneous_E10 | F5 | Commercial | Retail | Existing | Miscellaneous | Natural Gas | Miscellaneous | E10 | RIM BC Ratio | 0 | 0 | 0 | 0 | 0 | 0 | 0 | 0 | 0 | 0 | 0 | 0 | 0 | 0 | 0 | 0 | 0 | 0 | 0 | 0 | 0 | 0 | 0 | 0 | 0 | 0 | 0 | 0 | 0 | 0 | 0 | 0 | 0
F0_Commercial_Retail_New_Space Heating_Natural Gas_Furnace_E0 | F0 | Commercial | Retail | New | Space Heating | Natural Gas | Furnace | E0 | Economic Unit | AFUE 96% | AFUE 96% | AFUE 96% | AFUE 96% | AFUE 96% | AFUE 91% (WA State Min 2023) | AFUE 91% (WA State Min 2023) | AFUE 91% (WA State Min 2023) | AFUE 96% | AFUE 96% | AFUE 96% | AFUE 96% | AFUE 96% | AFUE 96% | AFUE 96% | AFUE 96% | AFUE 96% | AFUE 96% | AFUE 96% | AFUE 96% | AFUE 96% | AFUE 96% | AFUE 96% | AFUE 96% | AFUE 96% | AFUE 96% | AFUE 96% | AFUE 96% | AFUE 96% | AFUE 96% | AFUE 96% | AFUE 96% | AFUE 96%
F1_Commercial_Retail_New_Space Heating_Natural Gas_Furnace_E1 | F1 | Commercial | Retail | New | Space Heating | Natural Gas | Furnace | E1 | CCE | 0 | 0 | 0 | 0 | 0 | 0 | 0 | 0 | 0 | 0 | 0 | 0 | 0 | 0 | 0 | 0 | 0 | 0 | 0 | 0 | 0 | 0 | 0 | 0 | 0 | 0 | 0 | 0 | 0 | 0 | 0 | 0 | 0
F1_Commercial_Retail_New_Space Heating_Natural Gas_Furnace_E2 | F1 | Commercial | Retail | New | Space Heating | Natural Gas | Furnace | E2 | CCE | 0.36957 | 0.38263 | 0.34531 | 0.35366 | 0.35556 | 0 | 0 | 0 | 0 | 0 | 0 | 0 | 0 | 0 | 0 | 0 | 0 | 0 | 0 | 0 | 0 | 0 | 0 | 0 | 0 | 0 | 0 | 0 | 0 | 0 | 0 | 0 | 0
F1_Commercial_Retail_New_Space Heating_Natural Gas_Furnace_E3 | F1 | Commercial | Retail | New | Space Heating | Natural Gas | Furnace | E3 | CCE | 0.87668 | 0.90766 | 0.81913 | 0.83895 | 0.84346 | 0 | 0 | 0 | 0 | 0 | 0 | 0 | 0 | 0 | 0 | 0 | 0 | 0 | 0 | 0 | 0 | 0 | 0 | 0 | 0 | 0 | 0 | 0 | 0 | 0 | 0 | 0 | 0
F1_Commercial_Retail_New_Space Heating_Natural Gas_Furnace_E4 | F1 | Commercial | Retail | New | Space Heating | Natural Gas | Furnace | E4 | CCE | 1.3821 | 1.431 | 1.2914 | 1.3226 | 1.3298 | 2.0913 | 2.1026 | 2.1141 | 2.1258 | 2.1375 | 2.1494 | 2.1614 | 2.1735 | 2.1858 | 2.1982 | 2.2108 | 2.2235 | 2.2364 | 2.2494 | 2.2625 | 2.2758 | 2.2893 | 2.3029 | 2.3167 | 2.3307 | 2.3447 | 2.3591 | 2.3735 | 2.3882 | 2.403 | 2.418 | 2.4332 | 2.4332
F1_Commercial_Retail_New_Space Heating_Natural Gas_Furnace_E5 | F1 | Commercial | Retail | New | Space Heating | Natural Gas | Furnace | E5 | CCE | 0 | 0 | 0 | 0 | 0 | 0 | 0 | 18.787 | 18.8903 | 18.9946 | 19.1003 | 19.207 | 19.3149 | 19.424 | 19.5345 | 19.6461 | 19.759 | 19.8731 | 19.9888 | 20.1057 | 20.224 | 20.3434 | 20.4646 | 20.5871 | 20.7111 | 20.8363 | 20.9635 | 21.092 | 21.2221 | 21.3537 | 21.4873 | 21.6224 | 21.6224
F1_Commercial_Retail_New_Space Heating_Natural Gas_Furnace_E6 | F1 | Commercial | Retail | New | Space Heating | Natural Gas | Furnace | E6 | CCE | 0 | 0 | 0 | 0 | 0 | 0 | 0 | 0 | 0 | 0 | 0 | 0 | 0 | 0 | 0 | 0 | 0 | 0 | 0 | 0 | 0 | 0 | 0 | 0 | 0 | 0 | 0 | 0 | 0 | 0 | 0 | 0 | 0
F1_Commercial_Retail_New_Space Heating_Natural Gas_Furnace_E7 | F1 | Commercial | Retail | New | Space Heating | Natural Gas | Furnace | E7 | CCE | 0 | 0 | 0 | 0 | 0 | 0 | 0 | 0 | 0 | 0 | 0 | 0 | 0 | 0 | 0 | 0 | 0 | 0 | 0 | 0 | 0 | 0 | 0 | 0 | 0 | 0 | 0 | 0 | 0 | 0 | 0 | 0 | 0
F1_Commercial_Retail_New_Space Heating_Natural Gas_Furnace_E8 | F1 | Commercial | Retail | New | Space Heating | Natural Gas | Furnace | E8 | CCE | 0 | 0 | 0 | 0 | 0 | 0 | 0 | 0 | 0 | 0 | 0 | 0 | 0 | 0 | 0 | 0 | 0 | 0 | 0 | 0 | 0 | 0 | 0 | 0 | 0 | 0 | 0 | 0 | 0 | 0 | 0 | 0 | 0
F1_Commercial_Retail_New_Space Heating_Natural Gas_Furnace_E9 | F1 | Commercial | Retail | New | Space Heating | Natural Gas | Furnace | E9 | CCE | 0 | 0 | 0 | 0 | 0 | 0 | 0 | 0 | 0 | 0 | 0 | 0 | 0 | 0 | 0 | 0 | 0 | 0 | 0 | 0 | 0 | 0 | 0 | 0 | 0 | 0 | 0 | 0 | 0 | 0 | 0 | 0 | 0
F1_Commercial_Retail_New_Space Heating_Natural Gas_Furnace_E10 | F1 | Commercial | Retail | New | Space Heating | Natural Gas | Furnace | E10 | CCE | 0 | 0 | 0 | 0 | 0 | 0 | 0 | 0 | 0 | 0 | 0 | 0 | 0 | 0 | 0 | 0 | 0 | 0 | 0 | 0 | 0 | 0 | 0 | 0 | 0 | 0 | 0 | 0 | 0 | 0 | 0 | 0 | 0
F2_Commercial_Retail_New_Space Heating_Natural Gas_Furnace_E1 | F2 | Commercial | Retail | New | Space Heating | Natural Gas | Furnace | E1 | TRC BC Ratio | 1 | 1 | 1 | 1 | 1 | 0 | 0 | 0 | 0 | 0 | 0 | 0 | 0 | 0 | 0 | 0 | 0 | 0 | 0 | 0 | 0 | 0 | 0 | 0 | 0 | 0 | 0 | 0 | 0 | 0 | 0 | 0 | 0
F2_Commercial_Retail_New_Space Heating_Natural Gas_Furnace_E2 | F2 | Commercial | Retail | New | Space Heating | Natural Gas | Furnace | E2 | TRC BC Ratio | 5.8808 | 5.8785 | 5.8892 | 5.8612 | 5.842 | 0 | 0 | 0 | 0 | 0 | 0 | 0 | 0 | 0 | 0 | 0 | 0 | 0 | 0 | 0 | 0 | 0 | 0 | 0 | 0 | 0 | 0 | 0 | 0 | 0 | 0 | 0 | 0
F2_Commercial_Retail_New_Space Heating_Natural Gas_Furnace_E3 | F2 | Commercial | Retail | New | Space Heating | Natural Gas | Furnace | E3 | TRC BC Ratio | 2.479 | 2.4781 | 2.4826 | 2.4708 | 2.4627 | 1 | 1 | 1 | 1 | 1 | 1 | 1 | 1 | 1 | 1 | 1 | 1 | 1 | 1 | 1 | 1 | 1 | 1 | 1 | 1 | 1 | 1 | 1 | 1 | 1 | 1 | 1 | 1
F2_Commercial_Retail_New_Space Heating_Natural Gas_Furnace_E4 | F2 | Commercial | Retail | New | Space Heating | Natural Gas | Furnace | E4 | TRC BC Ratio | 1.5725 | 1.5719 | 1.5747 | 1.5672 | 1.5621 | 0.99761 | 0.9986 | 0.99912 | 1.0003 | 1.0012 | 1.0021 | 1.0027 | 1.0035 | 1.0044 | 1.0051 | 1.0058 | 1.0065 | 1.0075 | 1.0083 | 1.0095 | 1.0104 | 1.0115 | 1.0124 | 1.0134 | 1.0142 | 1.0149 | 1.0156 | 1.0163 | 1.0168 | 1.0173 | 1.0176 | 1.0181 | 1.0181
F2_Commercial_Retail_New_Space Heating_Natural Gas_Furnace_E5 | F2 | Commercial | Retail | New | Space Heating | Natural Gas | Furnace | E5 | TRC BC Ratio | 0 | 0 | 0 | 0 | 0 | 0 | 0 | 0.11243 | 0.11256 | 0.11267 | 0.11277 | 0.11284 | 0.11293 | 0.11303 | 0.1131 | 0.11319 | 0.11327 | 0.11337 | 0.11347 | 0.1136 | 0.11371 | 0.11382 | 0.11392 | 0.11404 | 0.11413 | 0.11421 | 0.11428 | 0.11437 | 0.11442 | 0.11448 | 0.11452 | 0.11456 | 0.11456
F2_Commercial_Retail_New_Space Heating_Natural Gas_Furnace_E6 | F2 | Commercial | Retail | New | Space Heating | Natural Gas | Furnace | E6 | TRC BC Ratio | 0 | 0 | 0 | 0 | 0 | 0 | 0 | 0 | 0 | 0 | 0 | 0 | 0 | 0 | 0 | 0 | 0 | 0 | 0 | 0 | 0 | 0 | 0 | 0 | 0 | 0 | 0 | 0 | 0 | 0 | 0 | 0 | 0
F2_Commercial_Retail_New_Space Heating_Natural Gas_Furnace_E7 | F2 | Commercial | Retail | New | Space Heating | Natural Gas | Furnace | E7 | TRC BC Ratio | 0 | 0 | 0 | 0 | 0 | 0 | 0 | 0 | 0 | 0 | 0 | 0 | 0 | 0 | 0 | 0 | 0 | 0 | 0 | 0 | 0 | 0 | 0 | 0 | 0 | 0 | 0 | 0 | 0 | 0 | 0 | 0 | 0
F2_Commercial_Retail_New_Space Heating_Natural Gas_Furnace_E8 | F2 | Commercial | Retail | New | Space Heating | Natural Gas | Furnace | E8 | TRC BC Ratio | 0 | 0 | 0 | 0 | 0 | 0 | 0 | 0 | 0 | 0 | 0 | 0 | 0 | 0 | 0 | 0 | 0 | 0 | 0 | 0 | 0 | 0 | 0 | 0 | 0 | 0 | 0 | 0 | 0 | 0 | 0 | 0 | 0
F2_Commercial_Retail_New_Space Heating_Natural Gas_Furnace_E9 | F2 | Commercial | Retail | New | Space Heating | Natural Gas | Furnace | E9 | TRC BC Ratio | 0 | 0 | 0 | 0 | 0 | 0 | 0 | 0 | 0 | 0 | 0 | 0 | 0 | 0 | 0 | 0 | 0 | 0 | 0 | 0 | 0 | 0 | 0 | 0 | 0 | 0 | 0 | 0 | 0 | 0 | 0 | 0 | 0
F2_Commercial_Retail_New_Space Heating_Natural Gas_Furnace_E10 | F2 | Commercial | Retail | New | Space Heating | Natural Gas | Furnace | E10 | TRC BC Ratio | 0 | 0 | 0 | 0 | 0 | 0 | 0 | 0 | 0 | 0 | 0 | 0 | 0 | 0 | 0 | 0 | 0 | 0 | 0 | 0 | 0 | 0 | 0 | 0 | 0 | 0 | 0 | 0 | 0 | 0 | 0 | 0 | 0
F3_Commercial_Retail_New_Space Heating_Natural Gas_Furnace_E1 | F3 | Commercial | Retail | New | Space Heating | Natural Gas | Furnace | E1 | PACT BC Ratio | 1 | 1 | 1 | 1 | 1 | 0 | 0 | 0 | 0 | 0 | 0 | 0 | 0 | 0 | 0 | 0 | 0 | 0 | 0 | 0 | 0 | 0 | 0 | 0 | 0 | 0 | 0 | 0 | 0 | 0 | 0 | 0 | 0
F3_Commercial_Retail_New_Space Heating_Natural Gas_Furnace_E2 | F3 | Commercial | Retail | New | Space Heating | Natural Gas | Furnace | E2 | PACT BC Ratio | 7.841 | 7.838 | 7.8522 | 7.8149 | 7.7894 | 0 | 0 | 0 | 0 | 0 | 0 | 0 | 0 | 0 | 0 | 0 | 0 | 0 | 0 | 0 | 0 | 0 | 0 | 0 | 0 | 0 | 0 | 0 | 0 | 0 | 0 | 0 | 0
F3_Commercial_Retail_New_Space Heating_Natural Gas_Furnace_E3 | F3 | Commercial | Retail | New | Space Heating | Natural Gas | Furnace | E3 | PACT BC Ratio | 3.3054 | 3.3041 | 3.3101 | 3.2944 | 3.2836 | 1 | 1 | 1 | 1 | 1 | 1 | 1 | 1 | 1 | 1 | 1 | 1 | 1 | 1 | 1 | 1 | 1 | 1 | 1 | 1 | 1 | 1 | 1 | 1 | 1 | 1 | 1 | 1
F3_Commercial_Retail_New_Space Heating_Natural Gas_Furnace_E4 | F3 | Commercial | Retail | New | Space Heating | Natural Gas | Furnace | E4 | PACT BC Ratio | 2.0966 | 2.0958 | 2.0996 | 2.0896 | 2.0828 | 1.3301 | 1.3315 | 1.3322 | 1.3337 | 1.335 | 1.3361 | 1.3369 | 1.338 | 1.3392 | 1.3401 | 1.3411 | 1.3421 | 1.3433 | 1.3445 | 1.346 | 1.3473 | 1.3487 | 1.3498 | 1.3512 | 1.3522 | 1.3532 | 1.3541 | 1.3551 | 1.3557 | 1.3565 | 1.3569 | 1.3574 | 1.3574
F3_Commercial_Retail_New_Space Heating_Natural Gas_Furnace_E5 | F3 | Commercial | Retail | New | Space Heating | Natural Gas | Furnace | E5 | PACT BC Ratio | 0 | 0 | 0 | 0 | 0 | 0 | 0 | 0.14991 | 0.15009 | 0.15023 | 0.15035 | 0.15045 | 0.15057 | 0.1507 | 0.15081 | 0.15092 | 0.15102 | 0.15116 | 0.1513 | 0.15146 | 0.15161 | 0.15177 | 0.1519 | 0.15205 | 0.15217 | 0.15228 | 0.15238 | 0.15249 | 0.15256 | 0.15264 | 0.15269 | 0.15275 | 0.15275
F3_Commercial_Retail_New_Space Heating_Natural Gas_Furnace_E6 | F3 | Commercial | Retail | New | Space Heating | Natural Gas | Furnace | E6 | PACT BC Ratio | 0 | 0 | 0 | 0 | 0 | 0 | 0 | 0 | 0 | 0 | 0 | 0 | 0 | 0 | 0 | 0 | 0 | 0 | 0 | 0 | 0 | 0 | 0 | 0 | 0 | 0 | 0 | 0 | 0 | 0 | 0 | 0 | 0
F3_Commercial_Retail_New_Space Heating_Natural Gas_Furnace_E7 | F3 | Commercial | Retail | New | Space Heating | Natural Gas | Furnace | E7 | PACT BC Ratio | 0 | 0 | 0 | 0 | 0 | 0 | 0 | 0 | 0 | 0 | 0 | 0 | 0 | 0 | 0 | 0 | 0 | 0 | 0 | 0 | 0 | 0 | 0 | 0 | 0 | 0 | 0 | 0 | 0 | 0 | 0 | 0 | 0
F3_Commercial_Retail_New_Space Heating_Natural Gas_Furnace_E8 | F3 | Commercial | Retail | New | Space Heating | Natural Gas | Furnace | E8 | PACT BC Ratio | 0 | 0 | 0 | 0 | 0 | 0 | 0 | 0 | 0 | 0 | 0 | 0 | 0 | 0 | 0 | 0 | 0 | 0 | 0 | 0 | 0 | 0 | 0 | 0 | 0 | 0 | 0 | 0 | 0 | 0 | 0 | 0 | 0
F3_Commercial_Retail_New_Space Heating_Natural Gas_Furnace_E9 | F3 | Commercial | Retail | New | Space Heating | Natural Gas | Furnace | E9 | PACT BC Ratio | 0 | 0 | 0 | 0 | 0 | 0 | 0 | 0 | 0 | 0 | 0 | 0 | 0 | 0 | 0 | 0 | 0 | 0 | 0 | 0 | 0 | 0 | 0 | 0 | 0 | 0 | 0 | 0 | 0 | 0 | 0 | 0 | 0
F3_Commercial_Retail_New_Space Heating_Natural Gas_Furnace_E10 | F3 | Commercial | Retail | New | Space Heating | Natural Gas | Furnace | E10 | PACT BC Ratio | 0 | 0 | 0 | 0 | 0 | 0 | 0 | 0 | 0 | 0 | 0 | 0 | 0 | 0 | 0 | 0 | 0 | 0 | 0 | 0 | 0 | 0 | 0 | 0 | 0 | 0 | 0 | 0 | 0 | 0 | 0 | 0 | 0
F4_Commercial_Retail_New_Space Heating_Natural Gas_Furnace_E1 | F4 | Commercial | Retail | New | Space Heating | Natural Gas | Furnace | E1 | RVT BC Ratio | 1 | 1 | 1 | 1 | 1 | 0 | 0 | 0 | 0 | 0 | 0 | 0 | 0 | 0 | 0 | 0 | 0 | 0 | 0 | 0 | 0 | 0 | 0 | 0 | 0 | 0 | 0 | 0 | 0 | 0 | 0 | 0 | 0
F4_Commercial_Retail_New_Space Heating_Natural Gas_Furnace_E2 | F4 | Commercial | Retail | New | Space Heating | Natural Gas | Furnace | E2 | RVT BC Ratio | 9.1546 | 9.1514 | 9.1667 | 9.1265 | 9.099 | 0 | 0 | 0 | 0 | 0 | 0 | 0 | 0 | 0 | 0 | 0 | 0 | 0 | 0 | 0 | 0 | 0 | 0 | 0 | 0 | 0 | 0 | 0 | 0 | 0 | 0 | 0 | 0
F4_Commercial_Retail_New_Space Heating_Natural Gas_Furnace_E3 | F4 | Commercial | Retail | New | Space Heating | Natural Gas | Furnace | E3 | RVT BC Ratio | 4.2641 | 4.2627 | 4.2692 | 4.2522 | 4.2406 | 1 | 1 | 1 | 1 | 1 | 1 | 1 | 1 | 1 | 1 | 1 | 1 | 1 | 1 | 1 | 1 | 1 | 1 | 1 | 1 | 1 | 1 | 1 | 1 | 1 | 1 | 1 | 1
F4_Commercial_Retail_New_Space Heating_Natural Gas_Furnace_E4 | F4 | Commercial | Retail | New | Space Heating | Natural Gas | Furnace | E4 | RVT BC Ratio | 2.9607 | 2.9598 | 2.9639 | 2.9532 | 2.9458 | 2.1342 | 2.1357 | 2.1364 | 2.1381 | 2.1395 | 2.1407 | 2.1416 | 2.1427 | 2.144 | 2.145 | 2.146 | 2.1471 | 2.1484 | 2.1497 | 2.1513 | 2.1527 | 2.1542 | 2.1554 | 2.1569 | 2.158 | 2.1591 | 2.1601 | 2.1611 | 2.1618 | 2.1626 | 2.1631 | 2.1636 | 2.1636
F4_Commercial_Retail_New_Space Heating_Natural Gas_Furnace_E5 | F4 | Commercial | Retail | New | Space Heating | Natural Gas | Furnace | E5 | RVT BC Ratio | 0 | 0 | 0 | 0 | 0 | 0 | 0 | 0.86164 | 0.86183 | 0.86199 | 0.86212 | 0.86222 | 0.86235 | 0.8625 | 0.86261 | 0.86273 | 0.86284 | 0.86299 | 0.86314 | 0.86332 | 0.86347 | 0.86364 | 0.86378 | 0.86395 | 0.86408 | 0.86419 | 0.8643 | 0.86442 | 0.8645 | 0.86459 | 0.86464 | 0.8647 | 0.8647
F4_Commercial_Retail_New_Space Heating_Natural Gas_Furnace_E6 | F4 | Commercial | Retail | New | Space Heating | Natural Gas | Furnace | E6 | RVT BC Ratio | 0 | 0 | 0 | 0 | 0 | 0 | 0 | 0 | 0 | 0 | 0 | 0 | 0 | 0 | 0 | 0 | 0 | 0 | 0 | 0 | 0 | 0 | 0 | 0 | 0 | 0 | 0 | 0 | 0 | 0 | 0 | 0 | 0
F4_Commercial_Retail_New_Space Heating_Natural Gas_Furnace_E7 | F4 | Commercial | Retail | New | Space Heating | Natural Gas | Furnace | E7 | RVT BC Ratio | 0 | 0 | 0 | 0 | 0 | 0 | 0 | 0 | 0 | 0 | 0 | 0 | 0 | 0 | 0 | 0 | 0 | 0 | 0 | 0 | 0 | 0 | 0 | 0 | 0 | 0 | 0 | 0 | 0 | 0 | 0 | 0 | 0
F4_Commercial_Retail_New_Space Heating_Natural Gas_Furnace_E8 | F4 | Commercial | Retail | New | Space Heating | Natural Gas | Furnace | E8 | RVT BC Ratio | 0 | 0 | 0 | 0 | 0 | 0 | 0 | 0 | 0 | 0 | 0 | 0 | 0 | 0 | 0 | 0 | 0 | 0 | 0 | 0 | 0 | 0 | 0 | 0 | 0 | 0 | 0 | 0 | 0 | 0 | 0 | 0 | 0
F4_Commercial_Retail_New_Space Heating_Natural Gas_Furnace_E9 | F4 | Commercial | Retail | New | Space Heating | Natural Gas | Furnace | E9 | RVT BC Ratio | 0 | 0 | 0 | 0 | 0 | 0 | 0 | 0 | 0 | 0 | 0 | 0 | 0 | 0 | 0 | 0 | 0 | 0 | 0 | 0 | 0 | 0 | 0 | 0 | 0 | 0 | 0 | 0 | 0 | 0 | 0 | 0 | 0
F4_Commercial_Retail_New_Space Heating_Natural Gas_Furnace_E10 | F4 | Commercial | Retail | New | Space Heating | Natural Gas | Furnace | E10 | RVT BC Ratio | 0 | 0 | 0 | 0 | 0 | 0 | 0 | 0 | 0 | 0 | 0 | 0 | 0 | 0 | 0 | 0 | 0 | 0 | 0 | 0 | 0 | 0 | 0 | 0 | 0 | 0 | 0 | 0 | 0 | 0 | 0 | 0 | 0
F5_Commercial_Retail_New_Space Heating_Natural Gas_Furnace_E1 | F5 | Commercial | Retail | New | Space Heating | Natural Gas | Furnace | E1 | RIM BC Ratio | 1 | 1 | 1 | 1 | 1 | 0 | 0 | 0 | 0 | 0 | 0 | 0 | 0 | 0 | 0 | 0 | 0 | 0 | 0 | 0 | 0 | 0 | 0 | 0 | 0 | 0 | 0 | 0 | 0 | 0 | 0 | 0 | 0
F5_Commercial_Retail_New_Space Heating_Natural Gas_Furnace_E2 | F5 | Commercial | Retail | New | Space Heating | Natural Gas | Furnace | E2 | RIM BC Ratio | 0.75438 | 0.75435 | 0.75448 | 0.75413 | 0.75389 | 0 | 0 | 0 | 0 | 0 | 0 | 0 | 0 | 0 | 0 | 0 | 0 | 0 | 0 | 0 | 0 | 0 | 0 | 0 | 0 | 0 | 0 | 0 | 0 | 0 | 0 | 0 | 0
F5_Commercial_Retail_New_Space Heating_Natural Gas_Furnace_E3 | F5 | Commercial | Retail | New | Space Heating | Natural Gas | Furnace | E3 | RIM BC Ratio | 0.6664 | 0.66635 | 0.66659 | 0.66595 | 0.66551 | 1 | 1 | 1 | 1 | 1 | 1 | 1 | 1 | 1 | 1 | 1 | 1 | 1 | 1 | 1 | 1 | 1 | 1 | 1 | 1 | 1 | 1 | 1 | 1 | 1 | 1 | 1 | 1
F5_Commercial_Retail_New_Space Heating_Natural Gas_Furnace_E4 | F5 | Commercial | Retail | New | Space Heating | Natural Gas | Furnace | E4 | RIM BC Ratio | 0.59701 | 0.59694 | 0.59725 | 0.59644 | 0.59588 | 0.51286 | 0.51305 | 0.51316 | 0.51339 | 0.51358 | 0.51374 | 0.51386 | 0.51402 | 0.5142 | 0.51433 | 0.51448 | 0.51462 | 0.5148 | 0.51497 | 0.51519 | 0.51538 | 0.51558 | 0.51575 | 0.51595 | 0.5161 | 0.51625 | 0.51638 | 0.51652 | 0.51662 | 0.51672 | 0.51678 | 0.51686 | 0.51686
F5_Commercial_Retail_New_Space Heating_Natural Gas_Furnace_E5 | F5 | Commercial | Retail | New | Space Heating | Natural Gas | Furnace | E5 | RIM BC Ratio | 0 | 0 | 0 | 0 | 0 | 0 | 0 | 0.12709 | 0.12721 | 0.12731 | 0.1274 | 0.12747 | 0.12756 | 0.12765 | 0.12773 | 0.12781 | 0.12788 | 0.12798 | 0.12808 | 0.1282 | 0.1283 | 0.12842 | 0.12851 | 0.12862 | 0.1287 | 0.12878 | 0.12885 | 0.12893 | 0.12899 | 0.12904 | 0.12908 | 0.12912 | 0.12912
F5_Commercial_Retail_New_Space Heating_Natural Gas_Furnace_E6 | F5 | Commercial | Retail | New | Space Heating | Natural Gas | Furnace | E6 | RIM BC Ratio | 0 | 0 | 0 | 0 | 0 | 0 | 0 | 0 | 0 | 0 | 0 | 0 | 0 | 0 | 0 | 0 | 0 | 0 | 0 | 0 | 0 | 0 | 0 | 0 | 0 | 0 | 0 | 0 | 0 | 0 | 0 | 0 | 0
F5_Commercial_Retail_New_Space Heating_Natural Gas_Furnace_E7 | F5 | Commercial | Retail | New | Space Heating | Natural Gas | Furnace | E7 | RIM BC Ratio | 0 | 0 | 0 | 0 | 0 | 0 | 0 | 0 | 0 | 0 | 0 | 0 | 0 | 0 | 0 | 0 | 0 | 0 | 0 | 0 | 0 | 0 | 0 | 0 | 0 | 0 | 0 | 0 | 0 | 0 | 0 | 0 | 0
F5_Commercial_Retail_New_Space Heating_Natural Gas_Furnace_E8 | F5 | Commercial | Retail | New | Space Heating | Natural Gas | Furnace | E8 | RIM BC Ratio | 0 | 0 | 0 | 0 | 0 | 0 | 0 | 0 | 0 | 0 | 0 | 0 | 0 | 0 | 0 | 0 | 0 | 0 | 0 | 0 | 0 | 0 | 0 | 0 | 0 | 0 | 0 | 0 | 0 | 0 | 0 | 0 | 0
F5_Commercial_Retail_New_Space Heating_Natural Gas_Furnace_E9 | F5 | Commercial | Retail | New | Space Heating | Natural Gas | Furnace | E9 | RIM BC Ratio | 0 | 0 | 0 | 0 | 0 | 0 | 0 | 0 | 0 | 0 | 0 | 0 | 0 | 0 | 0 | 0 | 0 | 0 | 0 | 0 | 0 | 0 | 0 | 0 | 0 | 0 | 0 | 0 | 0 | 0 | 0 | 0 | 0
F5_Commercial_Retail_New_Space Heating_Natural Gas_Furnace_E10 | F5 | Commercial | Retail | New | Space Heating | Natural Gas | Furnace | E10 | RIM BC Ratio | 0 | 0 | 0 | 0 | 0 | 0 | 0 | 0 | 0 | 0 | 0 | 0 | 0 | 0 | 0 | 0 | 0 | 0 | 0 | 0 | 0 | 0 | 0 | 0 | 0 | 0 | 0 | 0 | 0 | 0 | 0 | 0 | 0
F0_Commercial_Retail_New_Space Heating_Natural Gas_Boiler_E0 | F0 | Commercial | Retail | New | Space Heating | Natural Gas | Boiler | E0 | Economic Unit | TE 98% | TE 98% | TE 98% | TE 98% | TE 98% | TE 98% | TE 98% | TE 98% | TE 98% | TE 98% | TE 98% | TE 98% | TE 98% | TE 98% | TE 98% | TE 98% | TE 98% | TE 98% | TE 98% | TE 98% | TE 98% | TE 98% | TE 98% | TE 98% | TE 98% | TE 98% | TE 98% | TE 98% | TE 98% | TE 98% | TE 98% | TE 98% | TE 98%
F1_Commercial_Retail_New_Space Heating_Natural Gas_Boiler_E1 | F1 | Commercial | Retail | New | Space Heating | Natural Gas | Boiler | E1 | CCE | 0 | 0 | 0 | 0 | 0 | 0 | 0 | 0 | 0 | 0 | 0 | 0 | 0 | 0 | 0 | 0 | 0 | 0 | 0 | 0 | 0 | 0 | 0 | 0 | 0 | 0 | 0 | 0 | 0 | 0 | 0 | 0 | 0
F1_Commercial_Retail_New_Space Heating_Natural Gas_Boiler_E2 | F1 | Commercial | Retail | New | Space Heating | Natural Gas | Boiler | E2 | CCE | 0.16564 | 0.17149 | 0.15476 | 0.15851 | 0.15936 | 0 | 0 | 0 | 0 | 0 | 0 | 0 | 0 | 0 | 0 | 0 | 0 | 0 | 0 | 0 | 0 | 0 | 0 | 0 | 0 | 0 | 0 | 0 | 0 | 0 | 0 | 0 | 0
F1_Commercial_Retail_New_Space Heating_Natural Gas_Boiler_E3 | F1 | Commercial | Retail | New | Space Heating | Natural Gas | Boiler | E3 | CCE | 0.98129 | 1.016 | 0.91687 | 0.93906 | 0.94411 | 0 | 0 | 0 | 0 | 0 | 0 | 0 | 0 | 0 | 0 | 0 | 0 | 0 | 0 | 0 | 0 | 0 | 0 | 0 | 0 | 0 | 0 | 0 | 0 | 0 | 0 | 0 | 0
F1_Commercial_Retail_New_Space Heating_Natural Gas_Boiler_E4 | F1 | Commercial | Retail | New | Space Heating | Natural Gas | Boiler | E4 | CCE | 0.98947 | 1.0244 | 0.92452 | 0.94689 | 0.95198 | 0.99106 | 0.99645 | 1.0019 | 1.0074 | 1.013 | 1.0186 | 1.0243 | 1.03 | 1.0359 | 1.0418 | 1.0477 | 1.0537 | 1.0598 | 1.066 | 1.0722 | 1.0785 | 1.0849 | 1.0914 | 1.0979 | 1.1045 | 1.1112 | 1.118 | 1.1248 | 1.1318 | 1.1388 | 1.1459 | 1.1531 | 1.1531
F1_Commercial_Retail_New_Space Heating_Natural Gas_Boiler_E5 | F1 | Commercial | Retail | New | Space Heating | Natural Gas | Boiler | E5 | CCE | 3.0478 | 3.1555 | 2.8477 | 2.9166 | 2.9323 | 4.2114 | 4.2343 | 4.2575 | 4.2809 | 4.3045 | 4.3285 | 4.3526 | 4.3771 | 4.4018 | 4.4269 | 4.4521 | 4.4777 | 4.5036 | 4.5298 | 4.5563 | 4.5831 | 4.6102 | 4.6376 | 4.6654 | 4.6935 | 4.7219 | 4.7507 | 4.7798 | 4.8093 | 4.8391 | 4.8694 | 4.9 | 4.9
F1_Commercial_Retail_New_Space Heating_Natural Gas_Boiler_E6 | F1 | Commercial | Retail | New | Space Heating | Natural Gas | Boiler | E6 | CCE | 0 | 0 | 0 | 0 | 0 | 0 | 0 | 0 | 0 | 0 | 0 | 0 | 0 | 0 | 0 | 0 | 0 | 0 | 0 | 0 | 0 | 0 | 0 | 0 | 0 | 0 | 0 | 0 | 0 | 0 | 0 | 0 | 0
F1_Commercial_Retail_New_Space Heating_Natural Gas_Boiler_E7 | F1 | Commercial | Retail | New | Space Heating | Natural Gas | Boiler | E7 | CCE | 0 | 0 | 0 | 0 | 0 | 0 | 0 | 0 | 0 | 0 | 0 | 0 | 0 | 0 | 0 | 0 | 0 | 0 | 0 | 0 | 0 | 0 | 0 | 0 | 0 | 0 | 0 | 0 | 0 | 0 | 0 | 0 | 0
F1_Commercial_Retail_New_Space Heating_Natural Gas_Boiler_E8 | F1 | Commercial | Retail | New | Space Heating | Natural Gas | Boiler | E8 | CCE | 0 | 0 | 0 | 0 | 0 | 0 | 0 | 0 | 0 | 0 | 0 | 0 | 0 | 0 | 0 | 0 | 0 | 0 | 0 | 0 | 0 | 0 | 0 | 0 | 0 | 0 | 0 | 0 | 0 | 0 | 0 | 0 | 0
F1_Commercial_Retail_New_Space Heating_Natural Gas_Boiler_E9 | F1 | Commercial | Retail | New | Space Heating | Natural Gas | Boiler | E9 | CCE | 0 | 0 | 0 | 0 | 0 | 0 | 0 | 0 | 0 | 0 | 0 | 0 | 0 | 0 | 0 | 0 | 0 | 0 | 0 | 0 | 0 | 0 | 0 | 0 | 0 | 0 | 0 | 0 | 0 | 0 | 0 | 0 | 0
F1_Commercial_Retail_New_Space Heating_Natural Gas_Boiler_E10 | F1 | Commercial | Retail | New | Space Heating | Natural Gas | Boiler | E10 | CCE | 0 | 0 | 0 | 0 | 0 | 0 | 0 | 0 | 0 | 0 | 0 | 0 | 0 | 0 | 0 | 0 | 0 | 0 | 0 | 0 | 0 | 0 | 0 | 0 | 0 | 0 | 0 | 0 | 0 | 0 | 0 | 0 | 0
F2_Commercial_Retail_New_Space Heating_Natural Gas_Boiler_E1 | F2 | Commercial | Retail | New | Space Heating | Natural Gas | Boiler | E1 | TRC BC Ratio | 1 | 1 | 1 | 1 | 1 | 0 | 0 | 0 | 0 | 0 | 0 | 0 | 0 | 0 | 0 | 0 | 0 | 0 | 0 | 0 | 0 | 0 | 0 | 0 | 0 | 0 | 0 | 0 | 0 | 0 | 0 | 0 | 0
F2_Commercial_Retail_New_Space Heating_Natural Gas_Boiler_E2 | F2 | Commercial | Retail | New | Space Heating | Natural Gas | Boiler | E2 | TRC BC Ratio | 13.1297 | 13.1258 | 13.1495 | 13.0914 | 13.052 | 0 | 0 | 0 | 0 | 0 | 0 | 0 | 0 | 0 | 0 | 0 | 0 | 0 | 0 | 0 | 0 | 0 | 0 | 0 | 0 | 0 | 0 | 0 | 0 | 0 | 0 | 0 | 0
F2_Commercial_Retail_New_Space Heating_Natural Gas_Boiler_E3 | F2 | Commercial | Retail | New | Space Heating | Natural Gas | Boiler | E3 | TRC BC Ratio | 2.2162 | 2.2155 | 2.2195 | 2.2097 | 2.2031 | 1 | 1 | 1 | 1 | 1 | 1 | 1 | 1 | 1 | 1 | 1 | 1 | 1 | 1 | 1 | 1 | 1 | 1 | 1 | 1 | 1 | 1 | 1 | 1 | 1 | 1 | 1 | 1
F2_Commercial_Retail_New_Space Heating_Natural Gas_Boiler_E4 | F2 | Commercial | Retail | New | Space Heating | Natural Gas | Boiler | E4 | TRC BC Ratio | 2.1979 | 2.1972 | 2.2012 | 2.1915 | 2.1849 | 2.1081 | 2.1103 | 2.1115 | 2.1139 | 2.116 | 2.1177 | 2.119 | 2.1207 | 2.1226 | 2.124 | 2.1255 | 2.1269 | 2.1287 | 2.1305 | 2.1327 | 2.1347 | 2.1368 | 2.1385 | 2.1405 | 2.1421 | 2.1436 | 2.1449 | 2.1464 | 2.1474 | 2.1485 | 2.1491 | 2.1499 | 2.1499
F2_Commercial_Retail_New_Space Heating_Natural Gas_Boiler_E5 | F2 | Commercial | Retail | New | Space Heating | Natural Gas | Boiler | E5 | TRC BC Ratio | 0.71354 | 0.71333 | 0.71462 | 0.71146 | 0.70932 | 0.4961 | 0.49661 | 0.49688 | 0.49746 | 0.49794 | 0.49835 | 0.49867 | 0.49906 | 0.4995 | 0.49983 | 0.50018 | 0.50051 | 0.50095 | 0.50137 | 0.50189 | 0.50235 | 0.50284 | 0.50325 | 0.50373 | 0.5041 | 0.50444 | 0.50476 | 0.50511 | 0.50534 | 0.50559 | 0.50574 | 0.50593 | 0.50593
F2_Commercial_Retail_New_Space Heating_Natural Gas_Boiler_E6 | F2 | Commercial | Retail | New | Space Heating | Natural Gas | Boiler | E6 | TRC BC Ratio | 0 | 0 | 0 | 0 | 0 | 0 | 0 | 0 | 0 | 0 | 0 | 0 | 0 | 0 | 0 | 0 | 0 | 0 | 0 | 0 | 0 | 0 | 0 | 0 | 0 | 0 | 0 | 0 | 0 | 0 | 0 | 0 | 0
F2_Commercial_Retail_New_Space Heating_Natural Gas_Boiler_E7 | F2 | Commercial | Retail | New | Space Heating | Natural Gas | Boiler | E7 | TRC BC Ratio | 0 | 0 | 0 | 0 | 0 | 0 | 0 | 0 | 0 | 0 | 0 | 0 | 0 | 0 | 0 | 0 | 0 | 0 | 0 | 0 | 0 | 0 | 0 | 0 | 0 | 0 | 0 | 0 | 0 | 0 | 0 | 0 | 0
F2_Commercial_Retail_New_Space Heating_Natural Gas_Boiler_E8 | F2 | Commercial | Retail | New | Space Heating | Natural Gas | Boiler | E8 | TRC BC Ratio | 0 | 0 | 0 | 0 | 0 | 0 | 0 | 0 | 0 | 0 | 0 | 0 | 0 | 0 | 0 | 0 | 0 | 0 | 0 | 0 | 0 | 0 | 0 | 0 | 0 | 0 | 0 | 0 | 0 | 0 | 0 | 0 | 0
F2_Commercial_Retail_New_Space Heating_Natural Gas_Boiler_E9 | F2 | Commercial | Retail | New | Space Heating | Natural Gas | Boiler | E9 | TRC BC Ratio | 0 | 0 | 0 | 0 | 0 | 0 | 0 | 0 | 0 | 0 | 0 | 0 | 0 | 0 | 0 | 0 | 0 | 0 | 0 | 0 | 0 | 0 | 0 | 0 | 0 | 0 | 0 | 0 | 0 | 0 | 0 | 0 | 0
F2_Commercial_Retail_New_Space Heating_Natural Gas_Boiler_E10 | F2 | Commercial | Retail | New | Space Heating | Natural Gas | Boiler | E10 | TRC BC Ratio | 0 | 0 | 0 | 0 | 0 | 0 | 0 | 0 | 0 | 0 | 0 | 0 | 0 | 0 | 0 | 0 | 0 | 0 | 0 | 0 | 0 | 0 | 0 | 0 | 0 | 0 | 0 | 0 | 0 | 0 | 0 | 0 | 0
F3_Commercial_Retail_New_Space Heating_Natural Gas_Boiler_E1 | F3 | Commercial | Retail | New | Space Heating | Natural Gas | Boiler | E1 | PACT BC Ratio | 1 | 1 | 1 | 1 | 1 | 0 | 0 | 0 | 0 | 0 | 0 | 0 | 0 | 0 | 0 | 0 | 0 | 0 | 0 | 0 | 0 | 0 | 0 | 0 | 0 | 0 | 0 | 0 | 0 | 0 | 0 | 0 | 0
F3_Commercial_Retail_New_Space Heating_Natural Gas_Boiler_E2 | F3 | Commercial | Retail | New | Space Heating | Natural Gas | Boiler | E2 | PACT BC Ratio | 17.5062 | 17.5011 | 17.5326 | 17.4552 | 17.4026 | 0 | 0 | 0 | 0 | 0 | 0 | 0 | 0 | 0 | 0 | 0 | 0 | 0 | 0 | 0 | 0 | 0 | 0 | 0 | 0 | 0 | 0 | 0 | 0 | 0 | 0 | 0 | 0
F3_Commercial_Retail_New_Space Heating_Natural Gas_Boiler_E3 | F3 | Commercial | Retail | New | Space Heating | Natural Gas | Boiler | E3 | PACT BC Ratio | 2.9549 | 2.9541 | 2.9594 | 2.9463 | 2.9375 | 1 | 1 | 1 | 1 | 1 | 1 | 1 | 1 | 1 | 1 | 1 | 1 | 1 | 1 | 1 | 1 | 1 | 1 | 1 | 1 | 1 | 1 | 1 | 1 | 1 | 1 | 1 | 1
F3_Commercial_Retail_New_Space Heating_Natural Gas_Boiler_E4 | F3 | Commercial | Retail | New | Space Heating | Natural Gas | Boiler | E4 | PACT BC Ratio | 2.9305 | 2.9296 | 2.9349 | 2.922 | 2.9132 | 2.8109 | 2.8137 | 2.8153 | 2.8186 | 2.8213 | 2.8236 | 2.8254 | 2.8276 | 2.8301 | 2.832 | 2.8339 | 2.8359 | 2.8383 | 2.8407 | 2.8437 | 2.8462 | 2.849 | 2.8513 | 2.8541 | 2.8562 | 2.8581 | 2.8599 | 2.8619 | 2.8632 | 2.8646 | 2.8654 | 2.8665 | 2.8665
F3_Commercial_Retail_New_Space Heating_Natural Gas_Boiler_E5 | F3 | Commercial | Retail | New | Space Heating | Natural Gas | Boiler | E5 | PACT BC Ratio | 0.95139 | 0.95111 | 0.95282 | 0.94862 | 0.94576 | 0.66147 | 0.66215 | 0.66251 | 0.66328 | 0.66392 | 0.66447 | 0.66489 | 0.66542 | 0.666 | 0.66645 | 0.6669 | 0.66735 | 0.66794 | 0.66849 | 0.66919 | 0.6698 | 0.67046 | 0.671 | 0.67164 | 0.67213 | 0.67259 | 0.67301 | 0.67348 | 0.67379 | 0.67412 | 0.67432 | 0.67457 | 0.67457
F3_Commercial_Retail_New_Space Heating_Natural Gas_Boiler_E6 | F3 | Commercial | Retail | New | Space Heating | Natural Gas | Boiler | E6 | PACT BC Ratio | 0 | 0 | 0 | 0 | 0 | 0 | 0 | 0 | 0 | 0 | 0 | 0 | 0 | 0 | 0 | 0 | 0 | 0 | 0 | 0 | 0 | 0 | 0 | 0 | 0 | 0 | 0 | 0 | 0 | 0 | 0 | 0 | 0
F3_Commercial_Retail_New_Space Heating_Natural Gas_Boiler_E7 | F3 | Commercial | Retail | New | Space Heating | Natural Gas | Boiler | E7 | PACT BC Ratio | 0 | 0 | 0 | 0 | 0 | 0 | 0 | 0 | 0 | 0 | 0 | 0 | 0 | 0 | 0 | 0 | 0 | 0 | 0 | 0 | 0 | 0 | 0 | 0 | 0 | 0 | 0 | 0 | 0 | 0 | 0 | 0 | 0
F3_Commercial_Retail_New_Space Heating_Natural Gas_Boiler_E8 | F3 | Commercial | Retail | New | Space Heating | Natural Gas | Boiler | E8 | PACT BC Ratio | 0 | 0 | 0 | 0 | 0 | 0 | 0 | 0 | 0 | 0 | 0 | 0 | 0 | 0 | 0 | 0 | 0 | 0 | 0 | 0 | 0 | 0 | 0 | 0 | 0 | 0 | 0 | 0 | 0 | 0 | 0 | 0 | 0
F3_Commercial_Retail_New_Space Heating_Natural Gas_Boiler_E9 | F3 | Commercial | Retail | New | Space Heating | Natural Gas | Boiler | E9 | PACT BC Ratio | 0 | 0 | 0 | 0 | 0 | 0 | 0 | 0 | 0 | 0 | 0 | 0 | 0 | 0 | 0 | 0 | 0 | 0 | 0 | 0 | 0 | 0 | 0 | 0 | 0 | 0 | 0 | 0 | 0 | 0 | 0 | 0 | 0
F3_Commercial_Retail_New_Space Heating_Natural Gas_Boiler_E10 | F3 | Commercial | Retail | New | Space Heating | Natural Gas | Boiler | E10 | PACT BC Ratio | 0 | 0 | 0 | 0 | 0 | 0 | 0 | 0 | 0 | 0 | 0 | 0 | 0 | 0 | 0 | 0 | 0 | 0 | 0 | 0 | 0 | 0 | 0 | 0 | 0 | 0 | 0 | 0 | 0 | 0 | 0 | 0 | 0
F4_Commercial_Retail_New_Space Heating_Natural Gas_Boiler_E1 | F4 | Commercial | Retail | New | Space Heating | Natural Gas | Boiler | E1 | RVT BC Ratio | 1 | 1 | 1 | 1 | 1 | 0 | 0 | 0 | 0 | 0 | 0 | 0 | 0 | 0 | 0 | 0 | 0 | 0 | 0 | 0 | 0 | 0 | 0 | 0 | 0 | 0 | 0 | 0 | 0 | 0 | 0 | 0 | 0
F4_Commercial_Retail_New_Space Heating_Natural Gas_Boiler_E2 | F4 | Commercial | Retail | New | Space Heating | Natural Gas | Boiler | E2 | RVT BC Ratio | 19.5762 | 19.5707 | 19.6047 | 19.5212 | 19.4645 | 0 | 0 | 0 | 0 | 0 | 0 | 0 | 0 | 0 | 0 | 0 | 0 | 0 | 0 | 0 | 0 | 0 | 0 | 0 | 0 | 0 | 0 | 0 | 0 | 0 | 0 | 0 | 0
F4_Commercial_Retail_New_Space Heating_Natural Gas_Boiler_E3 | F4 | Commercial | Retail | New | Space Heating | Natural Gas | Boiler | E3 | RVT BC Ratio | 3.8862 | 3.8852 | 3.891 | 3.8769 | 3.8673 | 1 | 1 | 1 | 1 | 1 | 1 | 1 | 1 | 1 | 1 | 1 | 1 | 1 | 1 | 1 | 1 | 1 | 1 | 1 | 1 | 1 | 1 | 1 | 1 | 1 | 1 | 1 | 1
F4_Commercial_Retail_New_Space Heating_Natural Gas_Boiler_E4 | F4 | Commercial | Retail | New | Space Heating | Natural Gas | Boiler | E4 | RVT BC Ratio | 3.8598 | 3.8589 | 3.8646 | 3.8506 | 3.8411 | 3.7308 | 3.7339 | 3.7356 | 3.7391 | 3.7421 | 3.7446 | 3.7465 | 3.7489 | 3.7516 | 3.7536 | 3.7557 | 3.7578 | 3.7605 | 3.763 | 3.7662 | 3.769 | 3.772 | 3.7745 | 3.7774 | 3.7797 | 3.7818 | 3.7837 | 3.7859 | 3.7873 | 3.7888 | 3.7897 | 3.7909 | 3.7909
F4_Commercial_Retail_New_Space Heating_Natural Gas_Boiler_E5 | F4 | Commercial | Retail | New | Space Heating | Natural Gas | Boiler | E5 | RVT BC Ratio | 1.7258 | 1.7255 | 1.7274 | 1.7229 | 1.7198 | 1.4132 | 1.414 | 1.4144 | 1.4152 | 1.4159 | 1.4165 | 1.4169 | 1.4175 | 1.4181 | 1.4186 | 1.4191 | 1.4196 | 1.4202 | 1.4208 | 1.4216 | 1.4222 | 1.4229 | 1.4235 | 1.4242 | 1.4247 | 1.4252 | 1.4257 | 1.4262 | 1.4265 | 1.4269 | 1.4271 | 1.4274 | 1.4274
F4_Commercial_Retail_New_Space Heating_Natural Gas_Boiler_E6 | F4 | Commercial | Retail | New | Space Heating | Natural Gas | Boiler | E6 | RVT BC Ratio | 0 | 0 | 0 | 0 | 0 | 0 | 0 | 0 | 0 | 0 | 0 | 0 | 0 | 0 | 0 | 0 | 0 | 0 | 0 | 0 | 0 | 0 | 0 | 0 | 0 | 0 | 0 | 0 | 0 | 0 | 0 | 0 | 0
F4_Commercial_Retail_New_Space Heating_Natural Gas_Boiler_E7 | F4 | Commercial | Retail | New | Space Heating | Natural Gas | Boiler | E7 | RVT BC Ratio | 0 | 0 | 0 | 0 | 0 | 0 | 0 | 0 | 0 | 0 | 0 | 0 | 0 | 0 | 0 | 0 | 0 | 0 | 0 | 0 | 0 | 0 | 0 | 0 | 0 | 0 | 0 | 0 | 0 | 0 | 0 | 0 | 0
F4_Commercial_Retail_New_Space Heating_Natural Gas_Boiler_E8 | F4 | Commercial | Retail | New | Space Heating | Natural Gas | Boiler | E8 | RVT BC Ratio | 0 | 0 | 0 | 0 | 0 | 0 | 0 | 0 | 0 | 0 | 0 | 0 | 0 | 0 | 0 | 0 | 0 | 0 | 0 | 0 | 0 | 0 | 0 | 0 | 0 | 0 | 0 | 0 | 0 | 0 | 0 | 0 | 0
F4_Commercial_Retail_New_Space Heating_Natural Gas_Boiler_E9 | F4 | Commercial | Retail | New | Space Heating | Natural Gas | Boiler | E9 | RVT BC Ratio | 0 | 0 | 0 | 0 | 0 | 0 | 0 | 0 | 0 | 0 | 0 | 0 | 0 | 0 | 0 | 0 | 0 | 0 | 0 | 0 | 0 | 0 | 0 | 0 | 0 | 0 | 0 | 0 | 0 | 0 | 0 | 0 | 0
F4_Commercial_Retail_New_Space Heating_Natural Gas_Boiler_E10 | F4 | Commercial | Retail | New | Space Heating | Natural Gas | Boiler | E10 | RVT BC Ratio | 0 | 0 | 0 | 0 | 0 | 0 | 0 | 0 | 0 | 0 | 0 | 0 | 0 | 0 | 0 | 0 | 0 | 0 | 0 | 0 | 0 | 0 | 0 | 0 | 0 | 0 | 0 | 0 | 0 | 0 | 0 | 0 | 0
F5_Commercial_Retail_New_Space Heating_Natural Gas_Boiler_E1 | F5 | Commercial | Retail | New | Space Heating | Natural Gas | Boiler | E1 | RIM BC Ratio | 1 | 1 | 1 | 1 | 1 | 0 | 0 | 0 | 0 | 0 | 0 | 0 | 0 | 0 | 0 | 0 | 0 | 0 | 0 | 0 | 0 | 0 | 0 | 0 | 0 | 0 | 0 | 0 | 0 | 0 | 0 | 0 | 0
F5_Commercial_Retail_New_Space Heating_Natural Gas_Boiler_E2 | F5 | Commercial | Retail | New | Space Heating | Natural Gas | Boiler | E2 | RIM BC Ratio | 0.79669 | 0.79668 | 0.79675 | 0.79659 | 0.79648 | 0 | 0 | 0 | 0 | 0 | 0 | 0 | 0 | 0 | 0 | 0 | 0 | 0 | 0 | 0 | 0 | 0 | 0 | 0 | 0 | 0 | 0 | 0 | 0 | 0 | 0 | 0 | 0
F5_Commercial_Retail_New_Space Heating_Natural Gas_Boiler_E3 | F5 | Commercial | Retail | New | Space Heating | Natural Gas | Boiler | E3 | RIM BC Ratio | 0.65084 | 0.6508 | 0.65105 | 0.65042 | 0.64999 | 1 | 1 | 1 | 1 | 1 | 1 | 1 | 1 | 1 | 1 | 1 | 1 | 1 | 1 | 1 | 1 | 1 | 1 | 1 | 1 | 1 | 1 | 1 | 1 | 1 | 1 | 1 | 1
F5_Commercial_Retail_New_Space Heating_Natural Gas_Boiler_E4 | F5 | Commercial | Retail | New | Space Heating | Natural Gas | Boiler | E4 | RIM BC Ratio | 0.64964 | 0.6496 | 0.64986 | 0.64922 | 0.64879 | 0.64357 | 0.64372 | 0.6438 | 0.64397 | 0.64412 | 0.64424 | 0.64433 | 0.64445 | 0.64458 | 0.64467 | 0.64477 | 0.64487 | 0.645 | 0.64512 | 0.64528 | 0.64541 | 0.64555 | 0.64567 | 0.64581 | 0.64592 | 0.64602 | 0.64611 | 0.64621 | 0.64628 | 0.64635 | 0.64639 | 0.64645 | 0.64645
F5_Commercial_Retail_New_Space Heating_Natural Gas_Boiler_E5 | F5 | Commercial | Retail | New | Space Heating | Natural Gas | Boiler | E5 | RIM BC Ratio | 0.44461 | 0.44455 | 0.44492 | 0.444 | 0.44338 | 0.36902 | 0.36923 | 0.36935 | 0.36959 | 0.36979 | 0.36996 | 0.37009 | 0.37025 | 0.37043 | 0.37057 | 0.37071 | 0.37085 | 0.37103 | 0.3712 | 0.37142 | 0.3716 | 0.3718 | 0.37197 | 0.37217 | 0.37232 | 0.37246 | 0.37259 | 0.37273 | 0.37283 | 0.37293 | 0.37299 | 0.37307 | 0.37307
F5_Commercial_Retail_New_Space Heating_Natural Gas_Boiler_E6 | F5 | Commercial | Retail | New | Space Heating | Natural Gas | Boiler | E6 | RIM BC Ratio | 0 | 0 | 0 | 0 | 0 | 0 | 0 | 0 | 0 | 0 | 0 | 0 | 0 | 0 | 0 | 0 | 0 | 0 | 0 | 0 | 0 | 0 | 0 | 0 | 0 | 0 | 0 | 0 | 0 | 0 | 0 | 0 | 0
F5_Commercial_Retail_New_Space Heating_Natural Gas_Boiler_E7 | F5 | Commercial | Retail | New | Space Heating | Natural Gas | Boiler | E7 | RIM BC Ratio | 0 | 0 | 0 | 0 | 0 | 0 | 0 | 0 | 0 | 0 | 0 | 0 | 0 | 0 | 0 | 0 | 0 | 0 | 0 | 0 | 0 | 0 | 0 | 0 | 0 | 0 | 0 | 0 | 0 | 0 | 0 | 0 | 0
F5_Commercial_Retail_New_Space Heating_Natural Gas_Boiler_E8 | F5 | Commercial | Retail | New | Space Heating | Natural Gas | Boiler | E8 | RIM BC Ratio | 0 | 0 | 0 | 0 | 0 | 0 | 0 | 0 | 0 | 0 | 0 | 0 | 0 | 0 | 0 | 0 | 0 | 0 | 0 | 0 | 0 | 0 | 0 | 0 | 0 | 0 | 0 | 0 | 0 | 0 | 0 | 0 | 0
F5_Commercial_Retail_New_Space Heating_Natural Gas_Boiler_E9 | F5 | Commercial | Retail | New | Space Heating | Natural Gas | Boiler | E9 | RIM BC Ratio | 0 | 0 | 0 | 0 | 0 | 0 | 0 | 0 | 0 | 0 | 0 | 0 | 0 | 0 | 0 | 0 | 0 | 0 | 0 | 0 | 0 | 0 | 0 | 0 | 0 | 0 | 0 | 0 | 0 | 0 | 0 | 0 | 0
F5_Commercial_Retail_New_Space Heating_Natural Gas_Boiler_E10 | F5 | Commercial | Retail | New | Space Heating | Natural Gas | Boiler | E10 | RIM BC Ratio | 0 | 0 | 0 | 0 | 0 | 0 | 0 | 0 | 0 | 0 | 0 | 0 | 0 | 0 | 0 | 0 | 0 | 0 | 0 | 0 | 0 | 0 | 0 | 0 | 0 | 0 | 0 | 0 | 0 | 0 | 0 | 0 | 0
F0_Commercial_Retail_New_Space Heating_Natural Gas_Unit Heater_E0 | F0 | Commercial | Retail | New | Space Heating | Natural Gas | Unit Heater | E0 | Economic Unit | Infrared Radiant | Infrared Radiant | Infrared Radiant | Infrared Radiant | Infrared Radiant | Infrared Radiant | Infrared Radiant | Infrared Radiant | Infrared Radiant | Infrared Radiant | Infrared Radiant | Infrared Radiant | Infrared Radiant | Infrared Radiant | Infrared Radiant | Infrared Radiant | Infrared Radiant | Infrared Radiant | Infrared Radiant | Infrared Radiant | Infrared Radiant | Infrared Radiant | Infrared Radiant | Infrared Radiant | Infrared Radiant | Infrared Radiant | Infrared Radiant | Infrared Radiant | Infrared Radiant | Infrared Radiant | Infrared Radiant | Infrared Radiant | Infrared Radiant
F1_Commercial_Retail_New_Space Heating_Natural Gas_Unit Heater_E1 | F1 | Commercial | Retail | New | Space Heating | Natural Gas | Unit Heater | E1 | CCE | 0 | 0 | 0 | 0 | 0 | 0 | 0 | 0 | 0 | 0 | 0 | 0 | 0 | 0 | 0 | 0 | 0 | 0 | 0 | 0 | 0 | 0 | 0 | 0 | 0 | 0 | 0 | 0 | 0 | 0 | 0 | 0 | 0
F1_Commercial_Retail_New_Space Heating_Natural Gas_Unit Heater_E2 | F1 | Commercial | Retail | New | Space Heating | Natural Gas | Unit Heater | E2 | CCE | 2.2519 | 2.3315 | 2.1041 | 2.155 | 2.1666 | 0 | 0 | 0 | 0 | 0 | 0 | 0 | 0 | 0 | 0 | 0 | 0 | 0 | 0 | 0 | 0 | 0 | 0 | 0 | 0 | 0 | 0 | 0 | 0 | 0 | 0 | 0 | 0
F1_Commercial_Retail_New_Space Heating_Natural Gas_Unit Heater_E3 | F1 | Commercial | Retail | New | Space Heating | Natural Gas | Unit Heater | E3 | CCE | 0.17557 | 0.18177 | 0.16404 | 0.16801 | 0.16892 | -1.4689 | -1.4769 | -1.4849 | -1.4931 | -1.5013 | -1.5097 | -1.5181 | -1.5267 | -1.5353 | -1.544 | -1.5528 | -1.5618 | -1.5708 | -1.5799 | -1.5892 | -1.5985 | -1.6079 | -1.6175 | -1.6272 | -1.637 | -1.6469 | -1.657 | -1.6671 | -1.6774 | -1.6878 | -1.6984 | -1.709 | -1.709
F1_Commercial_Retail_New_Space Heating_Natural Gas_Unit Heater_E4 | F1 | Commercial | Retail | New | Space Heating | Natural Gas | Unit Heater | E4 | CCE | 0 | 0 | 0 | 0 | 0 | 0 | 0 | 0 | 0 | 0 | 0 | 0 | 0 | 0 | 0 | 0 | 0 | 0 | 0 | 0 | 0 | 0 | 0 | 0 | 0 | 0 | 0 | 0 | 0 | 0 | 0 | 0 | 0
F1_Commercial_Retail_New_Space Heating_Natural Gas_Unit Heater_E5 | F1 | Commercial | Retail | New | Space Heating | Natural Gas | Unit Heater | E5 | CCE | 0 | 0 | 0 | 0 | 0 | 0 | 0 | 0 | 0 | 0 | 0 | 0 | 0 | 0 | 0 | 0 | 0 | 0 | 0 | 0 | 0 | 0 | 0 | 0 | 0 | 0 | 0 | 0 | 0 | 0 | 0 | 0 | 0
F1_Commercial_Retail_New_Space Heating_Natural Gas_Unit Heater_E6 | F1 | Commercial | Retail | New | Space Heating | Natural Gas | Unit Heater | E6 | CCE | 0 | 0 | 0 | 0 | 0 | 0 | 0 | 0 | 0 | 0 | 0 | 0 | 0 | 0 | 0 | 0 | 0 | 0 | 0 | 0 | 0 | 0 | 0 | 0 | 0 | 0 | 0 | 0 | 0 | 0 | 0 | 0 | 0
F1_Commercial_Retail_New_Space Heating_Natural Gas_Unit Heater_E7 | F1 | Commercial | Retail | New | Space Heating | Natural Gas | Unit Heater | E7 | CCE | 0 | 0 | 0 | 0 | 0 | 0 | 0 | 0 | 0 | 0 | 0 | 0 | 0 | 0 | 0 | 0 | 0 | 0 | 0 | 0 | 0 | 0 | 0 | 0 | 0 | 0 | 0 | 0 | 0 | 0 | 0 | 0 | 0
F1_Commercial_Retail_New_Space Heating_Natural Gas_Unit Heater_E8 | F1 | Commercial | Retail | New | Space Heating | Natural Gas | Unit Heater | E8 | CCE | 0 | 0 | 0 | 0 | 0 | 0 | 0 | 0 | 0 | 0 | 0 | 0 | 0 | 0 | 0 | 0 | 0 | 0 | 0 | 0 | 0 | 0 | 0 | 0 | 0 | 0 | 0 | 0 | 0 | 0 | 0 | 0 | 0
F1_Commercial_Retail_New_Space Heating_Natural Gas_Unit Heater_E9 | F1 | Commercial | Retail | New | Space Heating | Natural Gas | Unit Heater | E9 | CCE | 0 | 0 | 0 | 0 | 0 | 0 | 0 | 0 | 0 | 0 | 0 | 0 | 0 | 0 | 0 | 0 | 0 | 0 | 0 | 0 | 0 | 0 | 0 | 0 | 0 | 0 | 0 | 0 | 0 | 0 | 0 | 0 | 0
F1_Commercial_Retail_New_Space Heating_Natural Gas_Unit Heater_E10 | F1 | Commercial | Retail | New | Space Heating | Natural Gas | Unit Heater | E10 | CCE | 0 | 0 | 0 | 0 | 0 | 0 | 0 | 0 | 0 | 0 | 0 | 0 | 0 | 0 | 0 | 0 | 0 | 0 | 0 | 0 | 0 | 0 | 0 | 0 | 0 | 0 | 0 | 0 | 0 | 0 | 0 | 0 | 0
F2_Commercial_Retail_New_Space Heating_Natural Gas_Unit Heater_E1 | F2 | Commercial | Retail | New | Space Heating | Natural Gas | Unit Heater | E1 | TRC BC Ratio | 1 | 1 | 1 | 1 | 1 | 0 | 0 | 0 | 0 | 0 | 0 | 0 | 0 | 0 | 0 | 0 | 0 | 0 | 0 | 0 | 0 | 0 | 0 | 0 | 0 | 0 | 0 | 0 | 0 | 0 | 0 | 0 | 0
F2_Commercial_Retail_New_Space Heating_Natural Gas_Unit Heater_E2 | F2 | Commercial | Retail | New | Space Heating | Natural Gas | Unit Heater | E2 | TRC BC Ratio | 0.97102 | 0.97017 | 0.97275 | 0.96494 | 0.9594 | 1 | 1 | 1 | 1 | 1 | 1 | 1 | 1 | 1 | 1 | 1 | 1 | 1 | 1 | 1 | 1 | 1 | 1 | 1 | 1 | 1 | 1 | 1 | 1 | 1 | 1 | 1 | 1
F2_Commercial_Retail_New_Space Heating_Natural Gas_Unit Heater_E3 | F2 | Commercial | Retail | New | Space Heating | Natural Gas | Unit Heater | E3 | TRC BC Ratio | 12.4546 | 12.4437 | 12.4768 | 12.3766 | 12.3055 | 1 | 1 | 1 | 1 | 1 | 1 | 1 | 1 | 1 | 1 | 1 | 1 | 1 | 1 | 1 | 1 | 1 | 1 | 1 | 1 | 1 | 1 | 1 | 1 | 1 | 1 | 1 | 1
F2_Commercial_Retail_New_Space Heating_Natural Gas_Unit Heater_E4 | F2 | Commercial | Retail | New | Space Heating | Natural Gas | Unit Heater | E4 | TRC BC Ratio | 0 | 0 | 0 | 0 | 0 | 0 | 0 | 0 | 0 | 0 | 0 | 0 | 0 | 0 | 0 | 0 | 0 | 0 | 0 | 0 | 0 | 0 | 0 | 0 | 0 | 0 | 0 | 0 | 0 | 0 | 0 | 0 | 0
F2_Commercial_Retail_New_Space Heating_Natural Gas_Unit Heater_E5 | F2 | Commercial | Retail | New | Space Heating | Natural Gas | Unit Heater | E5 | TRC BC Ratio | 0 | 0 | 0 | 0 | 0 | 0 | 0 | 0 | 0 | 0 | 0 | 0 | 0 | 0 | 0 | 0 | 0 | 0 | 0 | 0 | 0 | 0 | 0 | 0 | 0 | 0 | 0 | 0 | 0 | 0 | 0 | 0 | 0
F2_Commercial_Retail_New_Space Heating_Natural Gas_Unit Heater_E6 | F2 | Commercial | Retail | New | Space Heating | Natural Gas | Unit Heater | E6 | TRC BC Ratio | 0 | 0 | 0 | 0 | 0 | 0 | 0 | 0 | 0 | 0 | 0 | 0 | 0 | 0 | 0 | 0 | 0 | 0 | 0 | 0 | 0 | 0 | 0 | 0 | 0 | 0 | 0 | 0 | 0 | 0 | 0 | 0 | 0
F2_Commercial_Retail_New_Space Heating_Natural Gas_Unit Heater_E7 | F2 | Commercial | Retail | New | Space Heating | Natural Gas | Unit Heater | E7 | TRC BC Ratio | 0 | 0 | 0 | 0 | 0 | 0 | 0 | 0 | 0 | 0 | 0 | 0 | 0 | 0 | 0 | 0 | 0 | 0 | 0 | 0 | 0 | 0 | 0 | 0 | 0 | 0 | 0 | 0 | 0 | 0 | 0 | 0 | 0
F2_Commercial_Retail_New_Space Heating_Natural Gas_Unit Heater_E8 | F2 | Commercial | Retail | New | Space Heating | Natural Gas | Unit Heater | E8 | TRC BC Ratio | 0 | 0 | 0 | 0 | 0 | 0 | 0 | 0 | 0 | 0 | 0 | 0 | 0 | 0 | 0 | 0 | 0 | 0 | 0 | 0 | 0 | 0 | 0 | 0 | 0 | 0 | 0 | 0 | 0 | 0 | 0 | 0 | 0
F2_Commercial_Retail_New_Space Heating_Natural Gas_Unit Heater_E9 | F2 | Commercial | Retail | New | Space Heating | Natural Gas | Unit Heater | E9 | TRC BC Ratio | 0 | 0 | 0 | 0 | 0 | 0 | 0 | 0 | 0 | 0 | 0 | 0 | 0 | 0 | 0 | 0 | 0 | 0 | 0 | 0 | 0 | 0 | 0 | 0 | 0 | 0 | 0 | 0 | 0 | 0 | 0 | 0 | 0
F2_Commercial_Retail_New_Space Heating_Natural Gas_Unit Heater_E10 | F2 | Commercial | Retail | New | Space Heating | Natural Gas | Unit Heater | E10 | TRC BC Ratio | 0 | 0 | 0 | 0 | 0 | 0 | 0 | 0 | 0 | 0 | 0 | 0 | 0 | 0 | 0 | 0 | 0 | 0 | 0 | 0 | 0 | 0 | 0 | 0 | 0 | 0 | 0 | 0 | 0 | 0 | 0 | 0 | 0
F3_Commercial_Retail_New_Space Heating_Natural Gas_Unit Heater_E1 | F3 | Commercial | Retail | New | Space Heating | Natural Gas | Unit Heater | E1 | PACT BC Ratio | 1 | 1 | 1 | 1 | 1 | 0 | 0 | 0 | 0 | 0 | 0 | 0 | 0 | 0 | 0 | 0 | 0 | 0 | 0 | 0 | 0 | 0 | 0 | 0 | 0 | 0 | 0 | 0 | 0 | 0 | 0 | 0 | 0
F3_Commercial_Retail_New_Space Heating_Natural Gas_Unit Heater_E2 | F3 | Commercial | Retail | New | Space Heating | Natural Gas | Unit Heater | E2 | PACT BC Ratio | 1.2947 | 1.2936 | 1.297 | 1.2866 | 1.2792 | 1 | 1 | 1 | 1 | 1 | 1 | 1 | 1 | 1 | 1 | 1 | 1 | 1 | 1 | 1 | 1 | 1 | 1 | 1 | 1 | 1 | 1 | 1 | 1 | 1 | 1 | 1 | 1
F3_Commercial_Retail_New_Space Heating_Natural Gas_Unit Heater_E3 | F3 | Commercial | Retail | New | Space Heating | Natural Gas | Unit Heater | E3 | PACT BC Ratio | 16.6062 | 16.5916 | 16.6357 | 16.5021 | 16.4073 | 1 | 1 | 1 | 1 | 1 | 1 | 1 | 1 | 1 | 1 | 1 | 1 | 1 | 1 | 1 | 1 | 1 | 1 | 1 | 1 | 1 | 1 | 1 | 1 | 1 | 1 | 1 | 1
F3_Commercial_Retail_New_Space Heating_Natural Gas_Unit Heater_E4 | F3 | Commercial | Retail | New | Space Heating | Natural Gas | Unit Heater | E4 | PACT BC Ratio | 0 | 0 | 0 | 0 | 0 | 0 | 0 | 0 | 0 | 0 | 0 | 0 | 0 | 0 | 0 | 0 | 0 | 0 | 0 | 0 | 0 | 0 | 0 | 0 | 0 | 0 | 0 | 0 | 0 | 0 | 0 | 0 | 0
F3_Commercial_Retail_New_Space Heating_Natural Gas_Unit Heater_E5 | F3 | Commercial | Retail | New | Space Heating | Natural Gas | Unit Heater | E5 | PACT BC Ratio | 0 | 0 | 0 | 0 | 0 | 0 | 0 | 0 | 0 | 0 | 0 | 0 | 0 | 0 | 0 | 0 | 0 | 0 | 0 | 0 | 0 | 0 | 0 | 0 | 0 | 0 | 0 | 0 | 0 | 0 | 0 | 0 | 0
F3_Commercial_Retail_New_Space Heating_Natural Gas_Unit Heater_E6 | F3 | Commercial | Retail | New | Space Heating | Natural Gas | Unit Heater | E6 | PACT BC Ratio | 0 | 0 | 0 | 0 | 0 | 0 | 0 | 0 | 0 | 0 | 0 | 0 | 0 | 0 | 0 | 0 | 0 | 0 | 0 | 0 | 0 | 0 | 0 | 0 | 0 | 0 | 0 | 0 | 0 | 0 | 0 | 0 | 0
F3_Commercial_Retail_New_Space Heating_Natural Gas_Unit Heater_E7 | F3 | Commercial | Retail | New | Space Heating | Natural Gas | Unit Heater | E7 | PACT BC Ratio | 0 | 0 | 0 | 0 | 0 | 0 | 0 | 0 | 0 | 0 | 0 | 0 | 0 | 0 | 0 | 0 | 0 | 0 | 0 | 0 | 0 | 0 | 0 | 0 | 0 | 0 | 0 | 0 | 0 | 0 | 0 | 0 | 0
F3_Commercial_Retail_New_Space Heating_Natural Gas_Unit Heater_E8 | F3 | Commercial | Retail | New | Space Heating | Natural Gas | Unit Heater | E8 | PACT BC Ratio | 0 | 0 | 0 | 0 | 0 | 0 | 0 | 0 | 0 | 0 | 0 | 0 | 0 | 0 | 0 | 0 | 0 | 0 | 0 | 0 | 0 | 0 | 0 | 0 | 0 | 0 | 0 | 0 | 0 | 0 | 0 | 0 | 0
F3_Commercial_Retail_New_Space Heating_Natural Gas_Unit Heater_E9 | F3 | Commercial | Retail | New | Space Heating | Natural Gas | Unit Heater | E9 | PACT BC Ratio | 0 | 0 | 0 | 0 | 0 | 0 | 0 | 0 | 0 | 0 | 0 | 0 | 0 | 0 | 0 | 0 | 0 | 0 | 0 | 0 | 0 | 0 | 0 | 0 | 0 | 0 | 0 | 0 | 0 | 0 | 0 | 0 | 0
F3_Commercial_Retail_New_Space Heating_Natural Gas_Unit Heater_E10 | F3 | Commercial | Retail | New | Space Heating | Natural Gas | Unit Heater | E10 | PACT BC Ratio | 0 | 0 | 0 | 0 | 0 | 0 | 0 | 0 | 0 | 0 | 0 | 0 | 0 | 0 | 0 | 0 | 0 | 0 | 0 | 0 | 0 | 0 | 0 | 0 | 0 | 0 | 0 | 0 | 0 | 0 | 0 | 0 | 0
F4_Commercial_Retail_New_Space Heating_Natural Gas_Unit Heater_E1 | F4 | Commercial | Retail | New | Space Heating | Natural Gas | Unit Heater | E1 | RVT BC Ratio | 1 | 1 | 1 | 1 | 1 | 0 | 0 | 0 | 0 | 0 | 0 | 0 | 0 | 0 | 0 | 0 | 0 | 0 | 0 | 0 | 0 | 0 | 0 | 0 | 0 | 0 | 0 | 0 | 0 | 0 | 0 | 0 | 0
F4_Commercial_Retail_New_Space Heating_Natural Gas_Unit Heater_E2 | F4 | Commercial | Retail | New | Space Heating | Natural Gas | Unit Heater | E2 | RVT BC Ratio | 2.096 | 2.0948 | 2.0985 | 2.0873 | 2.0793 | 1 | 1 | 1 | 1 | 1 | 1 | 1 | 1 | 1 | 1 | 1 | 1 | 1 | 1 | 1 | 1 | 1 | 1 | 1 | 1 | 1 | 1 | 1 | 1 | 1 | 1 | 1 | 1
F4_Commercial_Retail_New_Space Heating_Natural Gas_Unit Heater_E3 | F4 | Commercial | Retail | New | Space Heating | Natural Gas | Unit Heater | E3 | RVT BC Ratio | 18.6057 | 18.59 | 18.6376 | 18.4936 | 18.3913 | 1 | 1 | 1 | 1 | 1 | 1 | 1 | 1 | 1 | 1 | 1 | 1 | 1 | 1 | 1 | 1 | 1 | 1 | 1 | 1 | 1 | 1 | 1 | 1 | 1 | 1 | 1 | 1
F4_Commercial_Retail_New_Space Heating_Natural Gas_Unit Heater_E4 | F4 | Commercial | Retail | New | Space Heating | Natural Gas | Unit Heater | E4 | RVT BC Ratio | 0 | 0 | 0 | 0 | 0 | 0 | 0 | 0 | 0 | 0 | 0 | 0 | 0 | 0 | 0 | 0 | 0 | 0 | 0 | 0 | 0 | 0 | 0 | 0 | 0 | 0 | 0 | 0 | 0 | 0 | 0 | 0 | 0
F4_Commercial_Retail_New_Space Heating_Natural Gas_Unit Heater_E5 | F4 | Commercial | Retail | New | Space Heating | Natural Gas | Unit Heater | E5 | RVT BC Ratio | 0 | 0 | 0 | 0 | 0 | 0 | 0 | 0 | 0 | 0 | 0 | 0 | 0 | 0 | 0 | 0 | 0 | 0 | 0 | 0 | 0 | 0 | 0 | 0 | 0 | 0 | 0 | 0 | 0 | 0 | 0 | 0 | 0
F4_Commercial_Retail_New_Space Heating_Natural Gas_Unit Heater_E6 | F4 | Commercial | Retail | New | Space Heating | Natural Gas | Unit Heater | E6 | RVT BC Ratio | 0 | 0 | 0 | 0 | 0 | 0 | 0 | 0 | 0 | 0 | 0 | 0 | 0 | 0 | 0 | 0 | 0 | 0 | 0 | 0 | 0 | 0 | 0 | 0 | 0 | 0 | 0 | 0 | 0 | 0 | 0 | 0 | 0
F4_Commercial_Retail_New_Space Heating_Natural Gas_Unit Heater_E7 | F4 | Commercial | Retail | New | Space Heating | Natural Gas | Unit Heater | E7 | RVT BC Ratio | 0 | 0 | 0 | 0 | 0 | 0 | 0 | 0 | 0 | 0 | 0 | 0 | 0 | 0 | 0 | 0 | 0 | 0 | 0 | 0 | 0 | 0 | 0 | 0 | 0 | 0 | 0 | 0 | 0 | 0 | 0 | 0 | 0
F4_Commercial_Retail_New_Space Heating_Natural Gas_Unit Heater_E8 | F4 | Commercial | Retail | New | Space Heating | Natural Gas | Unit Heater | E8 | RVT BC Ratio | 0 | 0 | 0 | 0 | 0 | 0 | 0 | 0 | 0 | 0 | 0 | 0 | 0 | 0 | 0 | 0 | 0 | 0 | 0 | 0 | 0 | 0 | 0 | 0 | 0 | 0 | 0 | 0 | 0 | 0 | 0 | 0 | 0
F4_Commercial_Retail_New_Space Heating_Natural Gas_Unit Heater_E9 | F4 | Commercial | Retail | New | Space Heating | Natural Gas | Unit Heater | E9 | RVT BC Ratio | 0 | 0 | 0 | 0 | 0 | 0 | 0 | 0 | 0 | 0 | 0 | 0 | 0 | 0 | 0 | 0 | 0 | 0 | 0 | 0 | 0 | 0 | 0 | 0 | 0 | 0 | 0 | 0 | 0 | 0 | 0 | 0 | 0
F4_Commercial_Retail_New_Space Heating_Natural Gas_Unit Heater_E10 | F4 | Commercial | Retail | New | Space Heating | Natural Gas | Unit Heater | E10 | RVT BC Ratio | 0 | 0 | 0 | 0 | 0 | 0 | 0 | 0 | 0 | 0 | 0 | 0 | 0 | 0 | 0 | 0 | 0 | 0 | 0 | 0 | 0 | 0 | 0 | 0 | 0 | 0 | 0 | 0 | 0 | 0 | 0 | 0 | 0
F5_Commercial_Retail_New_Space Heating_Natural Gas_Unit Heater_E1 | F5 | Commercial | Retail | New | Space Heating | Natural Gas | Unit Heater | E1 | RIM BC Ratio | 1 | 1 | 1 | 1 | 1 | 0 | 0 | 0 | 0 | 0 | 0 | 0 | 0 | 0 | 0 | 0 | 0 | 0 | 0 | 0 | 0 | 0 | 0 | 0 | 0 | 0 | 0 | 0 | 0 | 0 | 0 | 0 | 0
F5_Commercial_Retail_New_Space Heating_Natural Gas_Unit Heater_E2 | F5 | Commercial | Retail | New | Space Heating | Natural Gas | Unit Heater | E2 | RIM BC Ratio | 0.5075 | 0.50732 | 0.50785 | 0.50625 | 0.5051 | 1 | 1 | 1 | 1 | 1 | 1 | 1 | 1 | 1 | 1 | 1 | 1 | 1 | 1 | 1 | 1 | 1 | 1 | 1 | 1 | 1 | 1 | 1 | 1 | 1 | 1 | 1 | 1
F5_Commercial_Retail_New_Space Heating_Natural Gas_Unit Heater_E3 | F5 | Commercial | Retail | New | Space Heating | Natural Gas | Unit Heater | E3 | RIM BC Ratio | 0.79473 | 0.7947 | 0.7948 | 0.79449 | 0.79427 | 1 | 1 | 1 | 1 | 1 | 1 | 1 | 1 | 1 | 1 | 1 | 1 | 1 | 1 | 1 | 1 | 1 | 1 | 1 | 1 | 1 | 1 | 1 | 1 | 1 | 1 | 1 | 1
F5_Commercial_Retail_New_Space Heating_Natural Gas_Unit Heater_E4 | F5 | Commercial | Retail | New | Space Heating | Natural Gas | Unit Heater | E4 | RIM BC Ratio | 0 | 0 | 0 | 0 | 0 | 0 | 0 | 0 | 0 | 0 | 0 | 0 | 0 | 0 | 0 | 0 | 0 | 0 | 0 | 0 | 0 | 0 | 0 | 0 | 0 | 0 | 0 | 0 | 0 | 0 | 0 | 0 | 0
F5_Commercial_Retail_New_Space Heating_Natural Gas_Unit Heater_E5 | F5 | Commercial | Retail | New | Space Heating | Natural Gas | Unit Heater | E5 | RIM BC Ratio | 0 | 0 | 0 | 0 | 0 | 0 | 0 | 0 | 0 | 0 | 0 | 0 | 0 | 0 | 0 | 0 | 0 | 0 | 0 | 0 | 0 | 0 | 0 | 0 | 0 | 0 | 0 | 0 | 0 | 0 | 0 | 0 | 0
F5_Commercial_Retail_New_Space Heating_Natural Gas_Unit Heater_E6 | F5 | Commercial | Retail | New | Space Heating | Natural Gas | Unit Heater | E6 | RIM BC Ratio | 0 | 0 | 0 | 0 | 0 | 0 | 0 | 0 | 0 | 0 | 0 | 0 | 0 | 0 | 0 | 0 | 0 | 0 | 0 | 0 | 0 | 0 | 0 | 0 | 0 | 0 | 0 | 0 | 0 | 0 | 0 | 0 | 0
F5_Commercial_Retail_New_Space Heating_Natural Gas_Unit Heater_E7 | F5 | Commercial | Retail | New | Space Heating | Natural Gas | Unit Heater | E7 | RIM BC Ratio | 0 | 0 | 0 | 0 | 0 | 0 | 0 | 0 | 0 | 0 | 0 | 0 | 0 | 0 | 0 | 0 | 0 | 0 | 0 | 0 | 0 | 0 | 0 | 0 | 0 | 0 | 0 | 0 | 0 | 0 | 0 | 0 | 0
F5_Commercial_Retail_New_Space Heating_Natural Gas_Unit Heater_E8 | F5 | Commercial | Retail | New | Space Heating | Natural Gas | Unit Heater | E8 | RIM BC Ratio | 0 | 0 | 0 | 0 | 0 | 0 | 0 | 0 | 0 | 0 | 0 | 0 | 0 | 0 | 0 | 0 | 0 | 0 | 0 | 0 | 0 | 0 | 0 | 0 | 0 | 0 | 0 | 0 | 0 | 0 | 0 | 0 | 0
F5_Commercial_Retail_New_Space Heating_Natural Gas_Unit Heater_E9 | F5 | Commercial | Retail | New | Space Heating | Natural Gas | Unit Heater | E9 | RIM BC Ratio | 0 | 0 | 0 | 0 | 0 | 0 | 0 | 0 | 0 | 0 | 0 | 0 | 0 | 0 | 0 | 0 | 0 | 0 | 0 | 0 | 0 | 0 | 0 | 0 | 0 | 0 | 0 | 0 | 0 | 0 | 0 | 0 | 0
F5_Commercial_Retail_New_Space Heating_Natural Gas_Unit Heater_E10 | F5 | Commercial | Retail | New | Space Heating | Natural Gas | Unit Heater | E10 | RIM BC Ratio | 0 | 0 | 0 | 0 | 0 | 0 | 0 | 0 | 0 | 0 | 0 | 0 | 0 | 0 | 0 | 0 | 0 | 0 | 0 | 0 | 0 | 0 | 0 | 0 | 0 | 0 | 0 | 0 | 0 | 0 | 0 | 0 | 0
F0_Commercial_Retail_New_Water Heating_Natural Gas_Water Heater_E0 | F0 | Commercial | Retail | New | Water Heating | Natural Gas | Water Heater | E0 | Economic Unit | Gas-Fired Absorption HPWH | Gas-Fired Absorption HPWH | Gas-Fired Absorption HPWH | Gas-Fired Absorption HPWH | Gas-Fired Absorption HPWH | Gas-Fired Absorption HPWH | Gas-Fired Absorption HPWH | Gas-Fired Absorption HPWH | Gas-Fired Absorption HPWH | Gas-Fired Absorption HPWH | Gas-Fired Absorption HPWH | Gas-Fired Absorption HPWH | Gas-Fired Absorption HPWH | Gas-Fired Absorption HPWH | Gas-Fired Absorption HPWH | Gas-Fired Absorption HPWH | Gas-Fired Absorption HPWH | Gas-Fired Absorption HPWH | Gas-Fired Absorption HPWH | Gas-Fired Absorption HPWH | Gas-Fired Absorption HPWH | Gas-Fired Absorption HPWH | Gas-Fired Absorption HPWH | Gas-Fired Absorption HPWH | Gas-Fired Absorption HPWH | Gas-Fired Absorption HPWH | Gas-Fired Absorption HPWH | Gas-Fired Absorption HPWH | Gas-Fired Absorption HPWH | Gas-Fired Absorption HPWH | Gas-Fired Absorption HPWH | Gas-Fired Absorption HPWH | Gas-Fired Absorption HPWH
F1_Commercial_Retail_New_Water Heating_Natural Gas_Water Heater_E1 | F1 | Commercial | Retail | New | Water Heating | Natural Gas | Water Heater | E1 | CCE | 0 | 0 | 0 | 0 | 0 | 0 | 0 | 0 | 0 | 0 | 0 | 0 | 0 | 0 | 0 | 0 | 0 | 0 | 0 | 0 | 0 | 0 | 0 | 0 | 0 | 0 | 0 | 0 | 0 | 0 | 0 | 0 | 0
F1_Commercial_Retail_New_Water Heating_Natural Gas_Water Heater_E2 | F1 | Commercial | Retail | New | Water Heating | Natural Gas | Water Heater | E2 | CCE | -0.0024938 | -0.0025819 | -0.0023177 | -0.0023612 | -0.0023612 | -0.0023612 | -0.0023612 | -0.0023612 | -0.0023612 | -0.0023612 | -0.0023612 | -0.0023612 | -0.0023612 | -0.0023612 | -0.0023612 | -0.0023612 | -0.0023612 | -0.0023612 | -0.0023612 | -0.0023612 | -0.0023612 | -0.0023612 | -0.0023612 | -0.0023612 | -0.0023612 | -0.0023612 | -0.0023612 | -0.0023612 | -0.0023612 | -0.0023612 | -0.0023612 | -0.0023612 | -0.0023612
F1_Commercial_Retail_New_Water Heating_Natural Gas_Water Heater_E3 | F1 | Commercial | Retail | New | Water Heating | Natural Gas | Water Heater | E3 | CCE | 0.019504 | 0.020193 | 0.018127 | 0.018467 | 0.018467 | 0.018467 | 0.018467 | 0.018467 | 0.018467 | 0.018467 | 0.018467 | 0.018467 | 0.018467 | 0.018467 | 0.018467 | 0.018467 | 0.018467 | 0.018467 | 0.018467 | 0.018467 | 0.018467 | 0.018467 | 0.018467 | 0.018467 | 0.018467 | 0.018467 | 0.018467 | 0.018467 | 0.018467 | 0.018467 | 0.018467 | 0.018467 | 0.018467
F1_Commercial_Retail_New_Water Heating_Natural Gas_Water Heater_E4 | F1 | Commercial | Retail | New | Water Heating | Natural Gas | Water Heater | E4 | CCE | 0.024016 | 0.024865 | 0.022321 | 0.022739 | 0.022739 | 0.022739 | 0.022739 | 0.022739 | 0.022739 | 0.022739 | 0.022739 | 0.022739 | 0.022739 | 0.022739 | 0.022739 | 0.022739 | 0.022739 | 0.022739 | 0.022739 | 0.022739 | 0.022739 | 0.022739 | 0.022739 | 0.022739 | 0.022739 | 0.022739 | 0.022739 | 0.022739 | 0.022739 | 0.022739 | 0.022739 | 0.022739 | 0.022739
F1_Commercial_Retail_New_Water Heating_Natural Gas_Water Heater_E5 | F1 | Commercial | Retail | New | Water Heating | Natural Gas | Water Heater | E5 | CCE | 0.03773 | 0.039064 | 0.035067 | 0.035724 | 0.035724 | 0.035724 | 0.035724 | 0.035724 | 0.035724 | 0.035724 | 0.035724 | 0.035724 | 0.035724 | 0.035724 | 0.035724 | 0.035724 | 0.035724 | 0.035724 | 0.035724 | 0.035724 | 0.035724 | 0.035724 | 0.035724 | 0.035724 | 0.035724 | 0.035724 | 0.035724 | 0.035724 | 0.035724 | 0.035724 | 0.035724 | 0.035724 | 0.035724
F1_Commercial_Retail_New_Water Heating_Natural Gas_Water Heater_E6 | F1 | Commercial | Retail | New | Water Heating | Natural Gas | Water Heater | E6 | CCE | -0.084493 | -0.087479 | -0.078528 | -0.08 | -0.08 | -0.08 | -0.08 | -0.08 | -0.08 | -0.08 | -0.08 | -0.08 | -0.08 | -0.08 | -0.08 | -0.08 | -0.08 | -0.08 | -0.08 | -0.08 | -0.08 | -0.08 | -0.08 | -0.08 | -0.08 | -0.08 | -0.08 | -0.08 | -0.08 | -0.08 | -0.08 | -0.08 | -0.08
F1_Commercial_Retail_New_Water Heating_Natural Gas_Water Heater_E7 | F1 | Commercial | Retail | New | Water Heating | Natural Gas | Water Heater | E7 | CCE | -0.063189 | -0.065422 | -0.058728 | -0.059829 | -0.059829 | -0.059829 | -0.059829 | -0.059829 | -0.059829 | -0.059829 | -0.059829 | -0.059829 | -0.059829 | -0.059829 | -0.059829 | -0.059829 | -0.059829 | -0.059829 | -0.059829 | -0.059829 | -0.059829 | -0.059829 | -0.059829 | -0.059829 | -0.059829 | -0.059829 | -0.059829 | -0.059829 | -0.059829 | -0.059829 | -0.059829 | -0.059829 | -0.059829
F1_Commercial_Retail_New_Water Heating_Natural Gas_Water Heater_E8 | F1 | Commercial | Retail | New | Water Heating | Natural Gas | Water Heater | E8 | CCE | 0 | 0 | 0 | 0 | 0 | 0 | 0 | 0 | 0 | 0 | 0 | 0 | 0 | 0 | 0 | 0 | 0 | 0 | 0 | 0 | 0 | 0 | 0 | 0 | 0 | 0 | 0 | 0 | 0 | 0 | 0 | 0 | 0
F1_Commercial_Retail_New_Water Heating_Natural Gas_Water Heater_E9 | F1 | Commercial | Retail | New | Water Heating | Natural Gas | Water Heater | E9 | CCE | 0 | 0 | 0 | 0 | 0 | 0 | 0 | 0 | 0 | 0 | 0 | 0 | 0 | 0 | 0 | 0 | 0 | 0 | 0 | 0 | 0 | 0 | 0 | 0 | 0 | 0 | 0 | 0 | 0 | 0 | 0 | 0 | 0
F1_Commercial_Retail_New_Water Heating_Natural Gas_Water Heater_E10 | F1 | Commercial | Retail | New | Water Heating | Natural Gas | Water Heater | E10 | CCE | 0 | 0 | 0 | 0 | 0 | 0 | 0 | 0 | 0 | 0 | 0 | 0 | 0 | 0 | 0 | 0 | 0 | 0 | 0 | 0 | 0 | 0 | 0 | 0 | 0 | 0 | 0 | 0 | 0 | 0 | 0 | 0 | 0
F2_Commercial_Retail_New_Water Heating_Natural Gas_Water Heater_E1 | F2 | Commercial | Retail | New | Water Heating | Natural Gas | Water Heater | E1 | TRC BC Ratio | bar: 2019 to 2051
F2_Commercial_Retail_New_Water Heating_Natural Gas_Water Heater_E2 | F2 | Commercial | Retail | New | Water Heating | Natural Gas | Water Heater | E2 | TRC BC Ratio | bar: 2019 to 2051
F2_Commercial_Retail_New_Water Heating_Natural Gas_Water Heater_E3 | F2 | Commercial | Retail | New | Water Heating | Natural Gas | Water Heater | E3 | TRC BC Ratio | 66.2997 | 66.2004 | 66.4456 | 65.8857 | 65.5304 | 65.8035 | 66.6296 | 67.283 | 68.0938 | 68.8594 | 69.6255 | 70.3288 | 71.0852 | 71.8744 | 72.6299 | 73.3994 | 74.1807 | 75.0326 | 75.9177 | 76.853 | 77.7757 | 78.7373 | 79.6302 | 80.5518 | 81.3682 | 82.0777 | 82.7214 | 83.2796 | 83.7153 | 84.0748 | 84.2754 | 84.4097 | 84.4097
F2_Commercial_Retail_New_Water Heating_Natural Gas_Water Heater_E4 | F2 | Commercial | Retail | New | Water Heating | Natural Gas | Water Heater | E4 | TRC BC Ratio | 53.8419 | 53.7612 | 53.9603 | 53.5056 | 53.2171 | 53.4389 | 54.1098 | 54.6404 | 55.2988 | 55.9206 | 56.5428 | 57.1139 | 57.7282 | 58.3691 | 58.9826 | 59.6075 | 60.242 | 60.9339 | 61.6526 | 62.4122 | 63.1615 | 63.9424 | 64.6675 | 65.416 | 66.079 | 66.6552 | 67.1779 | 67.6312 | 67.9851 | 68.277 | 68.4399 | 68.549 | 68.549
F2_Commercial_Retail_New_Water Heating_Natural Gas_Water Heater_E5 | F2 | Commercial | Retail | New | Water Heating | Natural Gas | Water Heater | E5 | TRC BC Ratio | 34.2721 | 34.2207 | 34.3475 | 34.058 | 33.8744 | 34.0156 | 34.4426 | 34.7804 | 35.1995 | 35.5953 | 35.9913 | 36.3548 | 36.7458 | 37.1538 | 37.5443 | 37.9421 | 38.3459 | 38.7863 | 39.2439 | 39.7274 | 40.2043 | 40.7014 | 41.1629 | 41.6394 | 42.0613 | 42.4281 | 42.7608 | 43.0494 | 43.2747 | 43.4605 | 43.5642 | 43.6336 | 43.6336
F2_Commercial_Retail_New_Water Heating_Natural Gas_Water Heater_E6 | F2 | Commercial | Retail | New | Water Heating | Natural Gas | Water Heater | E6 | TRC BC Ratio | bar: 2019 to 2051
F2_Commercial_Retail_New_Water Heating_Natural Gas_Water Heater_E7 | F2 | Commercial | Retail | New | Water Heating | Natural Gas | Water Heater | E7 | TRC BC Ratio | bar: 2019 to 2051
F2_Commercial_Retail_New_Water Heating_Natural Gas_Water Heater_E8 | F2 | Commercial | Retail | New | Water Heating | Natural Gas | Water Heater | E8 | TRC BC Ratio | 0 | 0 | 0 | 0 | 0 | 0 | 0 | 0 | 0 | 0 | 0 | 0 | 0 | 0 | 0 | 0 | 0 | 0 | 0 | 0 | 0 | 0 | 0 | 0 | 0 | 0 | 0 | 0 | 0 | 0 | 0 | 0 | 0
F2_Commercial_Retail_New_Water Heating_Natural Gas_Water Heater_E9 | F2 | Commercial | Retail | New | Water Heating | Natural Gas | Water Heater | E9 | TRC BC Ratio | 0 | 0 | 0 | 0 | 0 | 0 | 0 | 0 | 0 | 0 | 0 | 0 | 0 | 0 | 0 | 0 | 0 | 0 | 0 | 0 | 0 | 0 | 0 | 0 | 0 | 0 | 0 | 0 | 0 | 0 | 0 | 0 | 0
F2_Commercial_Retail_New_Water Heating_Natural Gas_Water Heater_E10 | F2 | Commercial | Retail | New | Water Heating | Natural Gas | Water Heater | E10 | TRC BC Ratio | 0 | 0 | 0 | 0 | 0 | 0 | 0 | 0 | 0 | 0 | 0 | 0 | 0 | 0 | 0 | 0 | 0 | 0 | 0 | 0 | 0 | 0 | 0 | 0 | 0 | 0 | 0 | 0 | 0 | 0 | 0 | 0 | 0
F3_Commercial_Retail_New_Water Heating_Natural Gas_Water Heater_E1 | F3 | Commercial | Retail | New | Water Heating | Natural Gas | Water Heater | E1 | PACT BC Ratio | bar: 2019 to 2051
F3_Commercial_Retail_New_Water Heating_Natural Gas_Water Heater_E2 | F3 | Commercial | Retail | New | Water Heating | Natural Gas | Water Heater | E2 | PACT BC Ratio | bar: 2019 to 2051
F3_Commercial_Retail_New_Water Heating_Natural Gas_Water Heater_E3 | F3 | Commercial | Retail | New | Water Heating | Natural Gas | Water Heater | E3 | PACT BC Ratio | 88.3996 | 88.2672 | 88.5941 | 87.8475 | 87.3739 | 87.738 | 88.8394 | 89.7107 | 90.7917 | 91.8126 | 92.834 | 93.7717 | 94.7803 | 95.8325 | 96.8398 | 97.8659 | 98.9075 | 100.0435 | 101.2236 | 102.4707 | 103.701 | 104.983 | 106.1735 | 107.4024 | 108.4909 | 109.437 | 110.2951 | 111.0395 | 111.6205 | 112.0997 | 112.3672 | 112.5463 | 112.5463
F3_Commercial_Retail_New_Water Heating_Natural Gas_Water Heater_E4 | F3 | Commercial | Retail | New | Water Heating | Natural Gas | Water Heater | E4 | PACT BC Ratio | 71.7892 | 71.6816 | 71.9471 | 71.3408 | 70.9562 | 71.2519 | 72.1464 | 72.8539 | 73.7318 | 74.5608 | 75.3904 | 76.1518 | 76.9709 | 77.8254 | 78.6434 | 79.4767 | 80.3226 | 81.2451 | 82.2035 | 83.2163 | 84.2154 | 85.2565 | 86.2234 | 87.2213 | 88.1053 | 88.8736 | 89.5705 | 90.175 | 90.6468 | 91.036 | 91.2532 | 91.3986 | 91.3986
F3_Commercial_Retail_New_Water Heating_Natural Gas_Water Heater_E5 | F3 | Commercial | Retail | New | Water Heating | Natural Gas | Water Heater | E5 | PACT BC Ratio | 45.6961 | 45.6276 | 45.7966 | 45.4107 | 45.1659 | 45.3541 | 45.9235 | 46.3738 | 46.9326 | 47.4603 | 47.9884 | 48.4731 | 48.9944 | 49.5383 | 50.059 | 50.5894 | 51.1279 | 51.7151 | 52.3251 | 52.9698 | 53.6058 | 54.2685 | 54.8839 | 55.5191 | 56.0818 | 56.5708 | 57.0145 | 57.3992 | 57.6996 | 57.9473 | 58.0856 | 58.1781 | 58.1781
F3_Commercial_Retail_New_Water Heating_Natural Gas_Water Heater_E6 | F3 | Commercial | Retail | New | Water Heating | Natural Gas | Water Heater | E6 | PACT BC Ratio | bar: 2019 to 2051
F3_Commercial_Retail_New_Water Heating_Natural Gas_Water Heater_E7 | F3 | Commercial | Retail | New | Water Heating | Natural Gas | Water Heater | E7 | PACT BC Ratio | bar: 2019 to 2051
F3_Commercial_Retail_New_Water Heating_Natural Gas_Water Heater_E8 | F3 | Commercial | Retail | New | Water Heating | Natural Gas | Water Heater | E8 | PACT BC Ratio | 0 | 0 | 0 | 0 | 0 | 0 | 0 | 0 | 0 | 0 | 0 | 0 | 0 | 0 | 0 | 0 | 0 | 0 | 0 | 0 | 0 | 0 | 0 | 0 | 0 | 0 | 0 | 0 | 0 | 0 | 0 | 0 | 0
F3_Commercial_Retail_New_Water Heating_Natural Gas_Water Heater_E9 | F3 | Commercial | Retail | New | Water Heating | Natural Gas | Water Heater | E9 | PACT BC Ratio | 0 | 0 | 0 | 0 | 0 | 0 | 0 | 0 | 0 | 0 | 0 | 0 | 0 | 0 | 0 | 0 | 0 | 0 | 0 | 0 | 0 | 0 | 0 | 0 | 0 | 0 | 0 | 0 | 0 | 0 | 0 | 0 | 0
F3_Commercial_Retail_New_Water Heating_Natural Gas_Water Heater_E10 | F3 | Commercial | Retail | New | Water Heating | Natural Gas | Water Heater | E10 | PACT BC Ratio | 0 | 0 | 0 | 0 | 0 | 0 | 0 | 0 | 0 | 0 | 0 | 0 | 0 | 0 | 0 | 0 | 0 | 0 | 0 | 0 | 0 | 0 | 0 | 0 | 0 | 0 | 0 | 0 | 0 | 0 | 0 | 0 | 0
F4_Commercial_Retail_New_Water Heating_Natural Gas_Water Heater_E1 | F4 | Commercial | Retail | New | Water Heating | Natural Gas | Water Heater | E1 | RVT BC Ratio | bar: 2019 to 2051
F4_Commercial_Retail_New_Water Heating_Natural Gas_Water Heater_E2 | F4 | Commercial | Retail | New | Water Heating | Natural Gas | Water Heater | E2 | RVT BC Ratio | bar: 2019 to 2051
F4_Commercial_Retail_New_Water Heating_Natural Gas_Water Heater_E3 | F4 | Commercial | Retail | New | Water Heating | Natural Gas | Water Heater | E3 | RVT BC Ratio | 96.0176 | 95.8748 | 96.2273 | 95.4224 | 94.9117 | 95.3043 | 96.4919 | 97.4314 | 98.5969 | 99.6977 | 100.7991 | 101.8101 | 102.8976 | 104.0322 | 105.1184 | 106.2247 | 107.3479 | 108.5727 | 109.8452 | 111.1899 | 112.5165 | 113.8989 | 115.1825 | 116.5076 | 117.6812 | 118.7013 | 119.6267 | 120.4293 | 121.0557 | 121.5725 | 121.8609 | 122.054 | 122.054
F4_Commercial_Retail_New_Water Heating_Natural Gas_Water Heater_E4 | F4 | Commercial | Retail | New | Water Heating | Natural Gas | Water Heater | E4 | RVT BC Ratio | 78.1073 | 77.9913 | 78.2776 | 77.6239 | 77.2091 | 77.528 | 78.4924 | 79.2554 | 80.2019 | 81.0959 | 81.9903 | 82.8114 | 83.6945 | 84.6159 | 85.498 | 86.3964 | 87.3086 | 88.3033 | 89.3366 | 90.4287 | 91.506 | 92.6286 | 93.6711 | 94.7472 | 95.7003 | 96.5287 | 97.2802 | 97.932 | 98.4407 | 98.8604 | 99.0945 | 99.2514 | 99.2514
F4_Commercial_Retail_New_Water Heating_Natural Gas_Water Heater_E5 | F4 | Commercial | Retail | New | Water Heating | Natural Gas | Water Heater | E5 | RVT BC Ratio | 49.9722 | 49.8984 | 50.0806 | 49.6645 | 49.4005 | 49.6035 | 50.2174 | 50.703 | 51.3055 | 51.8745 | 52.4439 | 52.9665 | 53.5286 | 54.1151 | 54.6766 | 55.2485 | 55.8291 | 56.4623 | 57.12 | 57.8152 | 58.5009 | 59.2155 | 59.879 | 60.564 | 61.1707 | 61.698 | 62.1763 | 62.5912 | 62.915 | 63.1822 | 63.3312 | 63.4311 | 63.4311
F4_Commercial_Retail_New_Water Heating_Natural Gas_Water Heater_E6 | F4 | Commercial | Retail | New | Water Heating | Natural Gas | Water Heater | E6 | RVT BC Ratio | bar: 2019 to 2051
F4_Commercial_Retail_New_Water Heating_Natural Gas_Water Heater_E7 | F4 | Commercial | Retail | New | Water Heating | Natural Gas | Water Heater | E7 | RVT BC Ratio | bar: 2019 to 2051
F4_Commercial_Retail_New_Water Heating_Natural Gas_Water Heater_E8 | F4 | Commercial | Retail | New | Water Heating | Natural Gas | Water Heater | E8 | RVT BC Ratio | 0 | 0 | 0 | 0 | 0 | 0 | 0 | 0 | 0 | 0 | 0 | 0 | 0 | 0 | 0 | 0 | 0 | 0 | 0 | 0 | 0 | 0 | 0 | 0 | 0 | 0 | 0 | 0 | 0 | 0 | 0 | 0 | 0
F4_Commercial_Retail_New_Water Heating_Natural Gas_Water Heater_E9 | F4 | Commercial | Retail | New | Water Heating | Natural Gas | Water Heater | E9 | RVT BC Ratio | 0 | 0 | 0 | 0 | 0 | 0 | 0 | 0 | 0 | 0 | 0 | 0 | 0 | 0 | 0 | 0 | 0 | 0 | 0 | 0 | 0 | 0 | 0 | 0 | 0 | 0 | 0 | 0 | 0 | 0 | 0 | 0 | 0
F4_Commercial_Retail_New_Water Heating_Natural Gas_Water Heater_E10 | F4 | Commercial | Retail | New | Water Heating | Natural Gas | Water Heater | E10 | RVT BC Ratio | 0 | 0 | 0 | 0 | 0 | 0 | 0 | 0 | 0 | 0 | 0 | 0 | 0 | 0 | 0 | 0 | 0 | 0 | 0 | 0 | 0 | 0 | 0 | 0 | 0 | 0 | 0 | 0 | 0 | 0 | 0 | 0 | 0
F5_Commercial_Retail_New_Water Heating_Natural Gas_Water Heater_E1 | F5 | Commercial | Retail | New | Water Heating | Natural Gas | Water Heater | E1 | RIM BC Ratio | bar: 2019 to 2051
F5_Commercial_Retail_New_Water Heating_Natural Gas_Water Heater_E2 | F5 | Commercial | Retail | New | Water Heating | Natural Gas | Water Heater | E2 | RIM BC Ratio | bar: 2019 to 2051
F5_Commercial_Retail_New_Water Heating_Natural Gas_Water Heater_E3 | F5 | Commercial | Retail | New | Water Heating | Natural Gas | Water Heater | E3 | RIM BC Ratio | 0.82687 | 0.82686 | 0.82689 | 0.82682 | 0.82678 | 0.82681 | 0.82691 | 0.82698 | 0.82708 | 0.82716 | 0.82724 | 0.82732 | 0.82739 | 0.82747 | 0.82755 | 0.82762 | 0.82769 | 0.82777 | 0.82785 | 0.82794 | 0.82801 | 0.8281 | 0.82817 | 0.82824 | 0.82831 | 0.82836 | 0.82841 | 0.82845 | 0.82848 | 0.82851 | 0.82852 | 0.82853 | 0.82853
F5_Commercial_Retail_New_Water Heating_Natural Gas_Water Heater_E4 | F5 | Commercial | Retail | New | Water Heating | Natural Gas | Water Heater | E4 | RIM BC Ratio | 0.82509 | 0.82507 | 0.82511 | 0.82503 | 0.82497 | 0.82501 | 0.82513 | 0.82522 | 0.82534 | 0.82544 | 0.82554 | 0.82563 | 0.82572 | 0.82582 | 0.82591 | 0.826 | 0.82609 | 0.82619 | 0.82629 | 0.82639 | 0.82649 | 0.82659 | 0.82668 | 0.82677 | 0.82685 | 0.82691 | 0.82697 | 0.82702 | 0.82706 | 0.8271 | 0.82711 | 0.82713 | 0.82713
F5_Commercial_Retail_New_Water Heating_Natural Gas_Water Heater_E5 | F5 | Commercial | Retail | New | Water Heating | Natural Gas | Water Heater | E5 | RIM BC Ratio | 0.81971 | 0.81968 | 0.81974 | 0.81961 | 0.81953 | 0.8196 | 0.81978 | 0.81992 | 0.82009 | 0.82025 | 0.82041 | 0.82055 | 0.8207 | 0.82085 | 0.82099 | 0.82113 | 0.82127 | 0.82142 | 0.82157 | 0.82173 | 0.82188 | 0.82204 | 0.82218 | 0.82232 | 0.82244 | 0.82254 | 0.82264 | 0.82272 | 0.82278 | 0.82283 | 0.82285 | 0.82287 | 0.82287
F5_Commercial_Retail_New_Water Heating_Natural Gas_Water Heater_E6 | F5 | Commercial | Retail | New | Water Heating | Natural Gas | Water Heater | E6 | RIM BC Ratio | bar: 2019 to 2051
F5_Commercial_Retail_New_Water Heating_Natural Gas_Water Heater_E7 | F5 | Commercial | Retail | New | Water Heating | Natural Gas | Water Heater | E7 | RIM BC Ratio | bar: 2019 to 2051
F5_Commercial_Retail_New_Water Heating_Natural Gas_Water Heater_E8 | F5 | Commercial | Retail | New | Water Heating | Natural Gas | Water Heater | E8 | RIM BC Ratio | 0 | 0 | 0 | 0 | 0 | 0 | 0 | 0 | 0 | 0 | 0 | 0 | 0 | 0 | 0 | 0 | 0 | 0 | 0 | 0 | 0 | 0 | 0 | 0 | 0 | 0 | 0 | 0 | 0 | 0 | 0 | 0 | 0
F5_Commercial_Retail_New_Water Heating_Natural Gas_Water Heater_E9 | F5 | Commercial | Retail | New | Water Heating | Natural Gas | Water Heater | E9 | RIM BC Ratio | 0 | 0 | 0 | 0 | 0 | 0 | 0 | 0 | 0 | 0 | 0 | 0 | 0 | 0 | 0 | 0 | 0 | 0 | 0 | 0 | 0 | 0 | 0 | 0 | 0 | 0 | 0 | 0 | 0 | 0 | 0 | 0 | 0
F5_Commercial_Retail_New_Water Heating_Natural Gas_Water Heater_E10 | F5 | Commercial | Retail | New | Water Heating | Natural Gas | Water Heater | E10 | RIM BC Ratio | 0 | 0 | 0 | 0 | 0 | 0 | 0 | 0 | 0 | 0 | 0 | 0 | 0 | 0 | 0 | 0 | 0 | 0 | 0 | 0 | 0 | 0 | 0 | 0 | 0 | 0 | 0 | 0 | 0 | 0 | 0 | 0 | 0
F0_Commercial_Retail_New_Food Preparation_Natural Gas_Oven_E0 | F0 | Commercial | Retail | New | Food Preparation | Natural Gas | Oven | E0 | Economic Unit | ENERGY STAR (3.0) | ENERGY STAR (3.0) | ENERGY STAR (3.0) | ENERGY STAR (3.0) | ENERGY STAR (3.0) | ENERGY STAR (3.0) | ENERGY STAR (3.0) | ENERGY STAR (3.0) | ENERGY STAR (3.0) | ENERGY STAR (3.0) | ENERGY STAR (3.0) | ENERGY STAR (3.0) | ENERGY STAR (3.0) | ENERGY STAR (3.0) | ENERGY STAR (3.0) | ENERGY STAR (3.0) | ENERGY STAR (3.0) | ENERGY STAR (3.0) | ENERGY STAR (3.0) | ENERGY STAR (3.0) | ENERGY STAR (3.0) | ENERGY STAR (3.0) | ENERGY STAR (3.0) | ENERGY STAR (3.0) | ENERGY STAR (3.0) | ENERGY STAR (3.0) | ENERGY STAR (3.0) | ENERGY STAR (3.0) | ENERGY STAR (3.0) | ENERGY STAR (3.0) | ENERGY STAR (3.0) | ENERGY STAR (3.0) | ENERGY STAR (3.0)
F1_Commercial_Retail_New_Food Preparation_Natural Gas_Oven_E1 | F1 | Commercial | Retail | New | Food Preparation | Natural Gas | Oven | E1 | CCE | 0 | 0 | 0 | 0 | 0 | 0 | 0 | 0 | 0 | 0 | 0 | 0 | 0 | 0 | 0 | 0 | 0 | 0 | 0 | 0 | 0 | 0 | 0 | 0 | 0 | 0 | 0 | 0 | 0 | 0 | 0 | 0 | 0
F1_Commercial_Retail_New_Food Preparation_Natural Gas_Oven_E2 | F1 | Commercial | Retail | New | Food Preparation | Natural Gas | Oven | E2 | CCE | 0.32507 | 0.33656 | 0.30212 | 0.30779 | 0.30779 | 0.30779 | 0.30779 | 0.30779 | 0.30779 | 0.30779 | 0.30779 | 0.30779 | 0.30779 | 0.30779 | 0.30779 | 0.30779 | 0.30779 | 0.30779 | 0.30779 | 0.30779 | 0.30779 | 0.30779 | 0.30779 | 0.30779 | 0.30779 | 0.30779 | 0.30779 | 0.30779 | 0.30779 | 0.30779 | 0.30779 | 0.30779 | 0.30779
F1_Commercial_Retail_New_Food Preparation_Natural Gas_Oven_E3 | F1 | Commercial | Retail | New | Food Preparation | Natural Gas | Oven | E3 | CCE | 0 | 0 | 0 | 0 | 0 | 0 | 0 | 0 | 0 | 0 | 0 | 0 | 0 | 0 | 0 | 0 | 0 | 0 | 0 | 0 | 0 | 0 | 0 | 0 | 0 | 0 | 0 | 0 | 0 | 0 | 0 | 0 | 0
F1_Commercial_Retail_New_Food Preparation_Natural Gas_Oven_E4 | F1 | Commercial | Retail | New | Food Preparation | Natural Gas | Oven | E4 | CCE | 0 | 0 | 0 | 0 | 0 | 0 | 0 | 0 | 0 | 0 | 0 | 0 | 0 | 0 | 0 | 0 | 0 | 0 | 0 | 0 | 0 | 0 | 0 | 0 | 0 | 0 | 0 | 0 | 0 | 0 | 0 | 0 | 0
F1_Commercial_Retail_New_Food Preparation_Natural Gas_Oven_E5 | F1 | Commercial | Retail | New | Food Preparation | Natural Gas | Oven | E5 | CCE | 0 | 0 | 0 | 0 | 0 | 0 | 0 | 0 | 0 | 0 | 0 | 0 | 0 | 0 | 0 | 0 | 0 | 0 | 0 | 0 | 0 | 0 | 0 | 0 | 0 | 0 | 0 | 0 | 0 | 0 | 0 | 0 | 0
F1_Commercial_Retail_New_Food Preparation_Natural Gas_Oven_E6 | F1 | Commercial | Retail | New | Food Preparation | Natural Gas | Oven | E6 | CCE | 0 | 0 | 0 | 0 | 0 | 0 | 0 | 0 | 0 | 0 | 0 | 0 | 0 | 0 | 0 | 0 | 0 | 0 | 0 | 0 | 0 | 0 | 0 | 0 | 0 | 0 | 0 | 0 | 0 | 0 | 0 | 0 | 0
F1_Commercial_Retail_New_Food Preparation_Natural Gas_Oven_E7 | F1 | Commercial | Retail | New | Food Preparation | Natural Gas | Oven | E7 | CCE | 0 | 0 | 0 | 0 | 0 | 0 | 0 | 0 | 0 | 0 | 0 | 0 | 0 | 0 | 0 | 0 | 0 | 0 | 0 | 0 | 0 | 0 | 0 | 0 | 0 | 0 | 0 | 0 | 0 | 0 | 0 | 0 | 0
F1_Commercial_Retail_New_Food Preparation_Natural Gas_Oven_E8 | F1 | Commercial | Retail | New | Food Preparation | Natural Gas | Oven | E8 | CCE | 0 | 0 | 0 | 0 | 0 | 0 | 0 | 0 | 0 | 0 | 0 | 0 | 0 | 0 | 0 | 0 | 0 | 0 | 0 | 0 | 0 | 0 | 0 | 0 | 0 | 0 | 0 | 0 | 0 | 0 | 0 | 0 | 0
F1_Commercial_Retail_New_Food Preparation_Natural Gas_Oven_E9 | F1 | Commercial | Retail | New | Food Preparation | Natural Gas | Oven | E9 | CCE | 0 | 0 | 0 | 0 | 0 | 0 | 0 | 0 | 0 | 0 | 0 | 0 | 0 | 0 | 0 | 0 | 0 | 0 | 0 | 0 | 0 | 0 | 0 | 0 | 0 | 0 | 0 | 0 | 0 | 0 | 0 | 0 | 0
F1_Commercial_Retail_New_Food Preparation_Natural Gas_Oven_E10 | F1 | Commercial | Retail | New | Food Preparation | Natural Gas | Oven | E10 | CCE | 0 | 0 | 0 | 0 | 0 | 0 | 0 | 0 | 0 | 0 | 0 | 0 | 0 | 0 | 0 | 0 | 0 | 0 | 0 | 0 | 0 | 0 | 0 | 0 | 0 | 0 | 0 | 0 | 0 | 0 | 0 | 0 | 0
F2_Commercial_Retail_New_Food Preparation_Natural Gas_Oven_E1 | F2 | Commercial | Retail | New | Food Preparation | Natural Gas | Oven | E1 | TRC BC Ratio | bar: 2019 to 2051
F2_Commercial_Retail_New_Food Preparation_Natural Gas_Oven_E2 | F2 | Commercial | Retail | New | Food Preparation | Natural Gas | Oven | E2 | TRC BC Ratio | 5.0529 | 5.0541 | 5.0794 | 5.0454 | 5.0252 | 5.0427 | 5.0918 | 5.1313 | 5.1797 | 5.226 | 5.2722 | 5.3151 | 5.3612 | 5.4091 | 5.4549 | 5.5017 | 5.5491 | 5.6007 | 5.6542 | 5.7105 | 5.7652 | 5.8217 | 5.8734 | 5.9266 | 5.9735 | 6.014 | 6.0509 | 6.0828 | 6.1077 | 6.1281 | 6.1393 | 6.1467 | 6.1467
F2_Commercial_Retail_New_Food Preparation_Natural Gas_Oven_E3 | F2 | Commercial | Retail | New | Food Preparation | Natural Gas | Oven | E3 | TRC BC Ratio | 0 | 0 | 0 | 0 | 0 | 0 | 0 | 0 | 0 | 0 | 0 | 0 | 0 | 0 | 0 | 0 | 0 | 0 | 0 | 0 | 0 | 0 | 0 | 0 | 0 | 0 | 0 | 0 | 0 | 0 | 0 | 0 | 0
F2_Commercial_Retail_New_Food Preparation_Natural Gas_Oven_E4 | F2 | Commercial | Retail | New | Food Preparation | Natural Gas | Oven | E4 | TRC BC Ratio | 0 | 0 | 0 | 0 | 0 | 0 | 0 | 0 | 0 | 0 | 0 | 0 | 0 | 0 | 0 | 0 | 0 | 0 | 0 | 0 | 0 | 0 | 0 | 0 | 0 | 0 | 0 | 0 | 0 | 0 | 0 | 0 | 0
F2_Commercial_Retail_New_Food Preparation_Natural Gas_Oven_E5 | F2 | Commercial | Retail | New | Food Preparation | Natural Gas | Oven | E5 | TRC BC Ratio | 0 | 0 | 0 | 0 | 0 | 0 | 0 | 0 | 0 | 0 | 0 | 0 | 0 | 0 | 0 | 0 | 0 | 0 | 0 | 0 | 0 | 0 | 0 | 0 | 0 | 0 | 0 | 0 | 0 | 0 | 0 | 0 | 0
F2_Commercial_Retail_New_Food Preparation_Natural Gas_Oven_E6 | F2 | Commercial | Retail | New | Food Preparation | Natural Gas | Oven | E6 | TRC BC Ratio | 0 | 0 | 0 | 0 | 0 | 0 | 0 | 0 | 0 | 0 | 0 | 0 | 0 | 0 | 0 | 0 | 0 | 0 | 0 | 0 | 0 | 0 | 0 | 0 | 0 | 0 | 0 | 0 | 0 | 0 | 0 | 0 | 0
F2_Commercial_Retail_New_Food Preparation_Natural Gas_Oven_E7 | F2 | Commercial | Retail | New | Food Preparation | Natural Gas | Oven | E7 | TRC BC Ratio | 0 | 0 | 0 | 0 | 0 | 0 | 0 | 0 | 0 | 0 | 0 | 0 | 0 | 0 | 0 | 0 | 0 | 0 | 0 | 0 | 0 | 0 | 0 | 0 | 0 | 0 | 0 | 0 | 0 | 0 | 0 | 0 | 0
F2_Commercial_Retail_New_Food Preparation_Natural Gas_Oven_E8 | F2 | Commercial | Retail | New | Food Preparation | Natural Gas | Oven | E8 | TRC BC Ratio | 0 | 0 | 0 | 0 | 0 | 0 | 0 | 0 | 0 | 0 | 0 | 0 | 0 | 0 | 0 | 0 | 0 | 0 | 0 | 0 | 0 | 0 | 0 | 0 | 0 | 0 | 0 | 0 | 0 | 0 | 0 | 0 | 0
F2_Commercial_Retail_New_Food Preparation_Natural Gas_Oven_E9 | F2 | Commercial | Retail | New | Food Preparation | Natural Gas | Oven | E9 | TRC BC Ratio | 0 | 0 | 0 | 0 | 0 | 0 | 0 | 0 | 0 | 0 | 0 | 0 | 0 | 0 | 0 | 0 | 0 | 0 | 0 | 0 | 0 | 0 | 0 | 0 | 0 | 0 | 0 | 0 | 0 | 0 | 0 | 0 | 0
F2_Commercial_Retail_New_Food Preparation_Natural Gas_Oven_E10 | F2 | Commercial | Retail | New | Food Preparation | Natural Gas | Oven | E10 | TRC BC Ratio | 0 | 0 | 0 | 0 | 0 | 0 | 0 | 0 | 0 | 0 | 0 | 0 | 0 | 0 | 0 | 0 | 0 | 0 | 0 | 0 | 0 | 0 | 0 | 0 | 0 | 0 | 0 | 0 | 0 | 0 | 0 | 0 | 0
F3_Commercial_Retail_New_Food Preparation_Natural Gas_Oven_E1 | F3 | Commercial | Retail | New | Food Preparation | Natural Gas | Oven | E1 | PACT BC Ratio | bar: 2019 to 2051
F3_Commercial_Retail_New_Food Preparation_Natural Gas_Oven_E2 | F3 | Commercial | Retail | New | Food Preparation | Natural Gas | Oven | E2 | PACT BC Ratio | 6.7372 | 6.7388 | 6.7725 | 6.7272 | 6.7003 | 6.7236 | 6.7891 | 6.8417 | 6.9062 | 6.968 | 7.0296 | 7.0868 | 7.1482 | 7.2121 | 7.2732 | 7.3356 | 7.3988 | 7.4676 | 7.5389 | 7.614 | 7.6869 | 7.7623 | 7.8312 | 7.9021 | 7.9647 | 8.0187 | 8.0679 | 8.1103 | 8.1436 | 8.1708 | 8.1857 | 8.1956 | 8.1956
F3_Commercial_Retail_New_Food Preparation_Natural Gas_Oven_E3 | F3 | Commercial | Retail | New | Food Preparation | Natural Gas | Oven | E3 | PACT BC Ratio | 0 | 0 | 0 | 0 | 0 | 0 | 0 | 0 | 0 | 0 | 0 | 0 | 0 | 0 | 0 | 0 | 0 | 0 | 0 | 0 | 0 | 0 | 0 | 0 | 0 | 0 | 0 | 0 | 0 | 0 | 0 | 0 | 0
F3_Commercial_Retail_New_Food Preparation_Natural Gas_Oven_E4 | F3 | Commercial | Retail | New | Food Preparation | Natural Gas | Oven | E4 | PACT BC Ratio | 0 | 0 | 0 | 0 | 0 | 0 | 0 | 0 | 0 | 0 | 0 | 0 | 0 | 0 | 0 | 0 | 0 | 0 | 0 | 0 | 0 | 0 | 0 | 0 | 0 | 0 | 0 | 0 | 0 | 0 | 0 | 0 | 0
F3_Commercial_Retail_New_Food Preparation_Natural Gas_Oven_E5 | F3 | Commercial | Retail | New | Food Preparation | Natural Gas | Oven | E5 | PACT BC Ratio | 0 | 0 | 0 | 0 | 0 | 0 | 0 | 0 | 0 | 0 | 0 | 0 | 0 | 0 | 0 | 0 | 0 | 0 | 0 | 0 | 0 | 0 | 0 | 0 | 0 | 0 | 0 | 0 | 0 | 0 | 0 | 0 | 0
F3_Commercial_Retail_New_Food Preparation_Natural Gas_Oven_E6 | F3 | Commercial | Retail | New | Food Preparation | Natural Gas | Oven | E6 | PACT BC Ratio | 0 | 0 | 0 | 0 | 0 | 0 | 0 | 0 | 0 | 0 | 0 | 0 | 0 | 0 | 0 | 0 | 0 | 0 | 0 | 0 | 0 | 0 | 0 | 0 | 0 | 0 | 0 | 0 | 0 | 0 | 0 | 0 | 0
F3_Commercial_Retail_New_Food Preparation_Natural Gas_Oven_E7 | F3 | Commercial | Retail | New | Food Preparation | Natural Gas | Oven | E7 | PACT BC Ratio | 0 | 0 | 0 | 0 | 0 | 0 | 0 | 0 | 0 | 0 | 0 | 0 | 0 | 0 | 0 | 0 | 0 | 0 | 0 | 0 | 0 | 0 | 0 | 0 | 0 | 0 | 0 | 0 | 0 | 0 | 0 | 0 | 0
F3_Commercial_Retail_New_Food Preparation_Natural Gas_Oven_E8 | F3 | Commercial | Retail | New | Food Preparation | Natural Gas | Oven | E8 | PACT BC Ratio | 0 | 0 | 0 | 0 | 0 | 0 | 0 | 0 | 0 | 0 | 0 | 0 | 0 | 0 | 0 | 0 | 0 | 0 | 0 | 0 | 0 | 0 | 0 | 0 | 0 | 0 | 0 | 0 | 0 | 0 | 0 | 0 | 0
F3_Commercial_Retail_New_Food Preparation_Natural Gas_Oven_E9 | F3 | Commercial | Retail | New | Food Preparation | Natural Gas | Oven | E9 | PACT BC Ratio | 0 | 0 | 0 | 0 | 0 | 0 | 0 | 0 | 0 | 0 | 0 | 0 | 0 | 0 | 0 | 0 | 0 | 0 | 0 | 0 | 0 | 0 | 0 | 0 | 0 | 0 | 0 | 0 | 0 | 0 | 0 | 0 | 0
F3_Commercial_Retail_New_Food Preparation_Natural Gas_Oven_E10 | F3 | Commercial | Retail | New | Food Preparation | Natural Gas | Oven | E10 | PACT BC Ratio | 0 | 0 | 0 | 0 | 0 | 0 | 0 | 0 | 0 | 0 | 0 | 0 | 0 | 0 | 0 | 0 | 0 | 0 | 0 | 0 | 0 | 0 | 0 | 0 | 0 | 0 | 0 | 0 | 0 | 0 | 0 | 0 | 0
F4_Commercial_Retail_New_Food Preparation_Natural Gas_Oven_E1 | F4 | Commercial | Retail | New | Food Preparation | Natural Gas | Oven | E1 | RVT BC Ratio | bar: 2019 to 2051
F4_Commercial_Retail_New_Food Preparation_Natural Gas_Oven_E2 | F4 | Commercial | Retail | New | Food Preparation | Natural Gas | Oven | E2 | RVT BC Ratio | 7.9644 | 7.9662 | 8.0025 | 7.9537 | 7.9247 | 7.9497 | 8.0204 | 8.0771 | 8.1467 | 8.2133 | 8.2797 | 8.3414 | 8.4076 | 8.4765 | 8.5424 | 8.6097 | 8.6778 | 8.752 | 8.8289 | 8.9098 | 8.9885 | 9.0697 | 9.144 | 9.2205 | 9.288 | 9.3462 | 9.3993 | 9.445 | 9.4809 | 9.5103 | 9.5263 | 9.537 | 9.537
F4_Commercial_Retail_New_Food Preparation_Natural Gas_Oven_E3 | F4 | Commercial | Retail | New | Food Preparation | Natural Gas | Oven | E3 | RVT BC Ratio | 0 | 0 | 0 | 0 | 0 | 0 | 0 | 0 | 0 | 0 | 0 | 0 | 0 | 0 | 0 | 0 | 0 | 0 | 0 | 0 | 0 | 0 | 0 | 0 | 0 | 0 | 0 | 0 | 0 | 0 | 0 | 0 | 0
F4_Commercial_Retail_New_Food Preparation_Natural Gas_Oven_E4 | F4 | Commercial | Retail | New | Food Preparation | Natural Gas | Oven | E4 | RVT BC Ratio | 0 | 0 | 0 | 0 | 0 | 0 | 0 | 0 | 0 | 0 | 0 | 0 | 0 | 0 | 0 | 0 | 0 | 0 | 0 | 0 | 0 | 0 | 0 | 0 | 0 | 0 | 0 | 0 | 0 | 0 | 0 | 0 | 0
F4_Commercial_Retail_New_Food Preparation_Natural Gas_Oven_E5 | F4 | Commercial | Retail | New | Food Preparation | Natural Gas | Oven | E5 | RVT BC Ratio | 0 | 0 | 0 | 0 | 0 | 0 | 0 | 0 | 0 | 0 | 0 | 0 | 0 | 0 | 0 | 0 | 0 | 0 | 0 | 0 | 0 | 0 | 0 | 0 | 0 | 0 | 0 | 0 | 0 | 0 | 0 | 0 | 0
F4_Commercial_Retail_New_Food Preparation_Natural Gas_Oven_E6 | F4 | Commercial | Retail | New | Food Preparation | Natural Gas | Oven | E6 | RVT BC Ratio | 0 | 0 | 0 | 0 | 0 | 0 | 0 | 0 | 0 | 0 | 0 | 0 | 0 | 0 | 0 | 0 | 0 | 0 | 0 | 0 | 0 | 0 | 0 | 0 | 0 | 0 | 0 | 0 | 0 | 0 | 0 | 0 | 0
F4_Commercial_Retail_New_Food Preparation_Natural Gas_Oven_E7 | F4 | Commercial | Retail | New | Food Preparation | Natural Gas | Oven | E7 | RVT BC Ratio | 0 | 0 | 0 | 0 | 0 | 0 | 0 | 0 | 0 | 0 | 0 | 0 | 0 | 0 | 0 | 0 | 0 | 0 | 0 | 0 | 0 | 0 | 0 | 0 | 0 | 0 | 0 | 0 | 0 | 0 | 0 | 0 | 0
F4_Commercial_Retail_New_Food Preparation_Natural Gas_Oven_E8 | F4 | Commercial | Retail | New | Food Preparation | Natural Gas | Oven | E8 | RVT BC Ratio | 0 | 0 | 0 | 0 | 0 | 0 | 0 | 0 | 0 | 0 | 0 | 0 | 0 | 0 | 0 | 0 | 0 | 0 | 0 | 0 | 0 | 0 | 0 | 0 | 0 | 0 | 0 | 0 | 0 | 0 | 0 | 0 | 0
F4_Commercial_Retail_New_Food Preparation_Natural Gas_Oven_E9 | F4 | Commercial | Retail | New | Food Preparation | Natural Gas | Oven | E9 | RVT BC Ratio | 0 | 0 | 0 | 0 | 0 | 0 | 0 | 0 | 0 | 0 | 0 | 0 | 0 | 0 | 0 | 0 | 0 | 0 | 0 | 0 | 0 | 0 | 0 | 0 | 0 | 0 | 0 | 0 | 0 | 0 | 0 | 0 | 0
F4_Commercial_Retail_New_Food Preparation_Natural Gas_Oven_E10 | F4 | Commercial | Retail | New | Food Preparation | Natural Gas | Oven | E10 | RVT BC Ratio | 0 | 0 | 0 | 0 | 0 | 0 | 0 | 0 | 0 | 0 | 0 | 0 | 0 | 0 | 0 | 0 | 0 | 0 | 0 | 0 | 0 | 0 | 0 | 0 | 0 | 0 | 0 | 0 | 0 | 0 | 0 | 0 | 0
F5_Commercial_Retail_New_Food Preparation_Natural Gas_Oven_E1 | F5 | Commercial | Retail | New | Food Preparation | Natural Gas | Oven | E1 | RIM BC Ratio | bar: 2019 to 2051
F5_Commercial_Retail_New_Food Preparation_Natural Gas_Oven_E2 | F5 | Commercial | Retail | New | Food Preparation | Natural Gas | Oven | E2 | RIM BC Ratio | 0.74267 | 0.74269 | 0.7431 | 0.74255 | 0.74222 | 0.7425 | 0.7433 | 0.74392 | 0.74468 | 0.74539 | 0.74609 | 0.74673 | 0.74741 | 0.7481 | 0.74875 | 0.74941 | 0.75006 | 0.75076 | 0.75148 | 0.75222 | 0.75292 | 0.75364 | 0.75428 | 0.75494 | 0.7555 | 0.75599 | 0.75642 | 0.75679 | 0.75708 | 0.75732 | 0.75744 | 0.75753 | 0.75753
F5_Commercial_Retail_New_Food Preparation_Natural Gas_Oven_E3 | F5 | Commercial | Retail | New | Food Preparation | Natural Gas | Oven | E3 | RIM BC Ratio | 0 | 0 | 0 | 0 | 0 | 0 | 0 | 0 | 0 | 0 | 0 | 0 | 0 | 0 | 0 | 0 | 0 | 0 | 0 | 0 | 0 | 0 | 0 | 0 | 0 | 0 | 0 | 0 | 0 | 0 | 0 | 0 | 0
F5_Commercial_Retail_New_Food Preparation_Natural Gas_Oven_E4 | F5 | Commercial | Retail | New | Food Preparation | Natural Gas | Oven | E4 | RIM BC Ratio | 0 | 0 | 0 | 0 | 0 | 0 | 0 | 0 | 0 | 0 | 0 | 0 | 0 | 0 | 0 | 0 | 0 | 0 | 0 | 0 | 0 | 0 | 0 | 0 | 0 | 0 | 0 | 0 | 0 | 0 | 0 | 0 | 0
F5_Commercial_Retail_New_Food Preparation_Natural Gas_Oven_E5 | F5 | Commercial | Retail | New | Food Preparation | Natural Gas | Oven | E5 | RIM BC Ratio | 0 | 0 | 0 | 0 | 0 | 0 | 0 | 0 | 0 | 0 | 0 | 0 | 0 | 0 | 0 | 0 | 0 | 0 | 0 | 0 | 0 | 0 | 0 | 0 | 0 | 0 | 0 | 0 | 0 | 0 | 0 | 0 | 0
F5_Commercial_Retail_New_Food Preparation_Natural Gas_Oven_E6 | F5 | Commercial | Retail | New | Food Preparation | Natural Gas | Oven | E6 | RIM BC Ratio | 0 | 0 | 0 | 0 | 0 | 0 | 0 | 0 | 0 | 0 | 0 | 0 | 0 | 0 | 0 | 0 | 0 | 0 | 0 | 0 | 0 | 0 | 0 | 0 | 0 | 0 | 0 | 0 | 0 | 0 | 0 | 0 | 0
F5_Commercial_Retail_New_Food Preparation_Natural Gas_Oven_E7 | F5 | Commercial | Retail | New | Food Preparation | Natural Gas | Oven | E7 | RIM BC Ratio | 0 | 0 | 0 | 0 | 0 | 0 | 0 | 0 | 0 | 0 | 0 | 0 | 0 | 0 | 0 | 0 | 0 | 0 | 0 | 0 | 0 | 0 | 0 | 0 | 0 | 0 | 0 | 0 | 0 | 0 | 0 | 0 | 0
F5_Commercial_Retail_New_Food Preparation_Natural Gas_Oven_E8 | F5 | Commercial | Retail | New | Food Preparation | Natural Gas | Oven | E8 | RIM BC Ratio | 0 | 0 | 0 | 0 | 0 | 0 | 0 | 0 | 0 | 0 | 0 | 0 | 0 | 0 | 0 | 0 | 0 | 0 | 0 | 0 | 0 | 0 | 0 | 0 | 0 | 0 | 0 | 0 | 0 | 0 | 0 | 0 | 0
F5_Commercial_Retail_New_Food Preparation_Natural Gas_Oven_E9 | F5 | Commercial | Retail | New | Food Preparation | Natural Gas | Oven | E9 | RIM BC Ratio | 0 | 0 | 0 | 0 | 0 | 0 | 0 | 0 | 0 | 0 | 0 | 0 | 0 | 0 | 0 | 0 | 0 | 0 | 0 | 0 | 0 | 0 | 0 | 0 | 0 | 0 | 0 | 0 | 0 | 0 | 0 | 0 | 0
F5_Commercial_Retail_New_Food Preparation_Natural Gas_Oven_E10 | F5 | Commercial | Retail | New | Food Preparation | Natural Gas | Oven | E10 | RIM BC Ratio | 0 | 0 | 0 | 0 | 0 | 0 | 0 | 0 | 0 | 0 | 0 | 0 | 0 | 0 | 0 | 0 | 0 | 0 | 0 | 0 | 0 | 0 | 0 | 0 | 0 | 0 | 0 | 0 | 0 | 0 | 0 | 0 | 0
F0_Commercial_Retail_New_Food Preparation_Natural Gas_Conveyor Oven_E0 | F0 | Commercial | Retail | New | Food Preparation | Natural Gas | Conveyor Oven | E0 | Economic Unit | Efficient (>44% Baking Efficiency) | Efficient (>44% Baking Efficiency) | Efficient (>44% Baking Efficiency) | Efficient (>44% Baking Efficiency) | Efficient (>44% Baking Efficiency) | Efficient (>44% Baking Efficiency) | Efficient (>44% Baking Efficiency) | Efficient (>44% Baking Efficiency) | Efficient (>44% Baking Efficiency) | Efficient (>44% Baking Efficiency) | Efficient (>44% Baking Efficiency) | Efficient (>44% Baking Efficiency) | Efficient (>44% Baking Efficiency) | Efficient (>44% Baking Efficiency) | Efficient (>44% Baking Efficiency) | Efficient (>44% Baking Efficiency) | Efficient (>44% Baking Efficiency) | Efficient (>44% Baking Efficiency) | Efficient (>44% Baking Efficiency) | Efficient (>44% Baking Efficiency) | Efficient (>44% Baking Efficiency) | Efficient (>44% Baking Efficiency) | Efficient (>44% Baking Efficiency) | Efficient (>44% Baking Efficiency) | Efficient (>44% Baking Efficiency) | Efficient (>44% Baking Efficiency) | Efficient (>44% Baking Efficiency) | Efficient (>44% Baking Efficiency) | Efficient (>44% Baking Efficiency) | Efficient (>44% Baking Efficiency) | Efficient (>44% Baking Efficiency) | Efficient (>44% Baking Efficiency) | Efficient (>44% Baking Efficiency)
F1_Commercial_Retail_New_Food Preparation_Natural Gas_Conveyor Oven_E1 | F1 | Commercial | Retail | New | Food Preparation | Natural Gas | Conveyor Oven | E1 | CCE | 0 | 0 | 0 | 0 | 0 | 0 | 0 | 0 | 0 | 0 | 0 | 0 | 0 | 0 | 0 | 0 | 0 | 0 | 0 | 0 | 0 | 0 | 0 | 0 | 0 | 0 | 0 | 0 | 0 | 0 | 0 | 0 | 0
F1_Commercial_Retail_New_Food Preparation_Natural Gas_Conveyor Oven_E2 | F1 | Commercial | Retail | New | Food Preparation | Natural Gas | Conveyor Oven | E2 | CCE | 0.32888 | 0.3405 | 0.30566 | 0.31139 | 0.31139 | 0.31139 | 0.31139 | 0.31139 | 0.31139 | 0.31139 | 0.31139 | 0.31139 | 0.31139 | 0.31139 | 0.31139 | 0.31139 | 0.31139 | 0.31139 | 0.31139 | 0.31139 | 0.31139 | 0.31139 | 0.31139 | 0.31139 | 0.31139 | 0.31139 | 0.31139 | 0.31139 | 0.31139 | 0.31139 | 0.31139 | 0.31139 | 0.31139
F1_Commercial_Retail_New_Food Preparation_Natural Gas_Conveyor Oven_E3 | F1 | Commercial | Retail | New | Food Preparation | Natural Gas | Conveyor Oven | E3 | CCE | 0 | 0 | 0 | 0 | 0 | 0 | 0 | 0 | 0 | 0 | 0 | 0 | 0 | 0 | 0 | 0 | 0 | 0 | 0 | 0 | 0 | 0 | 0 | 0 | 0 | 0 | 0 | 0 | 0 | 0 | 0 | 0 | 0
F1_Commercial_Retail_New_Food Preparation_Natural Gas_Conveyor Oven_E4 | F1 | Commercial | Retail | New | Food Preparation | Natural Gas | Conveyor Oven | E4 | CCE | 0 | 0 | 0 | 0 | 0 | 0 | 0 | 0 | 0 | 0 | 0 | 0 | 0 | 0 | 0 | 0 | 0 | 0 | 0 | 0 | 0 | 0 | 0 | 0 | 0 | 0 | 0 | 0 | 0 | 0 | 0 | 0 | 0
F1_Commercial_Retail_New_Food Preparation_Natural Gas_Conveyor Oven_E5 | F1 | Commercial | Retail | New | Food Preparation | Natural Gas | Conveyor Oven | E5 | CCE | 0 | 0 | 0 | 0 | 0 | 0 | 0 | 0 | 0 | 0 | 0 | 0 | 0 | 0 | 0 | 0 | 0 | 0 | 0 | 0 | 0 | 0 | 0 | 0 | 0 | 0 | 0 | 0 | 0 | 0 | 0 | 0 | 0
F1_Commercial_Retail_New_Food Preparation_Natural Gas_Conveyor Oven_E6 | F1 | Commercial | Retail | New | Food Preparation | Natural Gas | Conveyor Oven | E6 | CCE | 0 | 0 | 0 | 0 | 0 | 0 | 0 | 0 | 0 | 0 | 0 | 0 | 0 | 0 | 0 | 0 | 0 | 0 | 0 | 0 | 0 | 0 | 0 | 0 | 0 | 0 | 0 | 0 | 0 | 0 | 0 | 0 | 0
F1_Commercial_Retail_New_Food Preparation_Natural Gas_Conveyor Oven_E7 | F1 | Commercial | Retail | New | Food Preparation | Natural Gas | Conveyor Oven | E7 | CCE | 0 | 0 | 0 | 0 | 0 | 0 | 0 | 0 | 0 | 0 | 0 | 0 | 0 | 0 | 0 | 0 | 0 | 0 | 0 | 0 | 0 | 0 | 0 | 0 | 0 | 0 | 0 | 0 | 0 | 0 | 0 | 0 | 0
F1_Commercial_Retail_New_Food Preparation_Natural Gas_Conveyor Oven_E8 | F1 | Commercial | Retail | New | Food Preparation | Natural Gas | Conveyor Oven | E8 | CCE | 0 | 0 | 0 | 0 | 0 | 0 | 0 | 0 | 0 | 0 | 0 | 0 | 0 | 0 | 0 | 0 | 0 | 0 | 0 | 0 | 0 | 0 | 0 | 0 | 0 | 0 | 0 | 0 | 0 | 0 | 0 | 0 | 0
F1_Commercial_Retail_New_Food Preparation_Natural Gas_Conveyor Oven_E9 | F1 | Commercial | Retail | New | Food Preparation | Natural Gas | Conveyor Oven | E9 | CCE | 0 | 0 | 0 | 0 | 0 | 0 | 0 | 0 | 0 | 0 | 0 | 0 | 0 | 0 | 0 | 0 | 0 | 0 | 0 | 0 | 0 | 0 | 0 | 0 | 0 | 0 | 0 | 0 | 0 | 0 | 0 | 0 | 0
F1_Commercial_Retail_New_Food Preparation_Natural Gas_Conveyor Oven_E10 | F1 | Commercial | Retail | New | Food Preparation | Natural Gas | Conveyor Oven | E10 | CCE | 0 | 0 | 0 | 0 | 0 | 0 | 0 | 0 | 0 | 0 | 0 | 0 | 0 | 0 | 0 | 0 | 0 | 0 | 0 | 0 | 0 | 0 | 0 | 0 | 0 | 0 | 0 | 0 | 0 | 0 | 0 | 0 | 0
F2_Commercial_Retail_New_Food Preparation_Natural Gas_Conveyor Oven_E1 | F2 | Commercial | Retail | New | Food Preparation | Natural Gas | Conveyor Oven | E1 | TRC BC Ratio | bar: 2019 to 2051
F2_Commercial_Retail_New_Food Preparation_Natural Gas_Conveyor Oven_E2 | F2 | Commercial | Retail | New | Food Preparation | Natural Gas | Conveyor Oven | E2 | TRC BC Ratio | 5.054 | 5.0691 | 5.0998 | 5.0904 | 5.0904 | 5.1163 | 5.1641 | 5.206 | 5.2546 | 5.3028 | 5.3514 | 5.3984 | 5.4475 | 5.4983 | 5.5473 | 5.5964 | 5.6439 | 5.6922 | 5.7391 | 5.785 | 5.8272 | 5.8686 | 5.9051 | 5.9416 | 5.9733 | 6.0006 | 6.0255 | 6.047 | 6.0638 | 6.0776 | 6.0851 | 6.0902 | 6.0902
F2_Commercial_Retail_New_Food Preparation_Natural Gas_Conveyor Oven_E3 | F2 | Commercial | Retail | New | Food Preparation | Natural Gas | Conveyor Oven | E3 | TRC BC Ratio | 0 | 0 | 0 | 0 | 0 | 0 | 0 | 0 | 0 | 0 | 0 | 0 | 0 | 0 | 0 | 0 | 0 | 0 | 0 | 0 | 0 | 0 | 0 | 0 | 0 | 0 | 0 | 0 | 0 | 0 | 0 | 0 | 0
F2_Commercial_Retail_New_Food Preparation_Natural Gas_Conveyor Oven_E4 | F2 | Commercial | Retail | New | Food Preparation | Natural Gas | Conveyor Oven | E4 | TRC BC Ratio | 0 | 0 | 0 | 0 | 0 | 0 | 0 | 0 | 0 | 0 | 0 | 0 | 0 | 0 | 0 | 0 | 0 | 0 | 0 | 0 | 0 | 0 | 0 | 0 | 0 | 0 | 0 | 0 | 0 | 0 | 0 | 0 | 0
F2_Commercial_Retail_New_Food Preparation_Natural Gas_Conveyor Oven_E5 | F2 | Commercial | Retail | New | Food Preparation | Natural Gas | Conveyor Oven | E5 | TRC BC Ratio | 0 | 0 | 0 | 0 | 0 | 0 | 0 | 0 | 0 | 0 | 0 | 0 | 0 | 0 | 0 | 0 | 0 | 0 | 0 | 0 | 0 | 0 | 0 | 0 | 0 | 0 | 0 | 0 | 0 | 0 | 0 | 0 | 0
F2_Commercial_Retail_New_Food Preparation_Natural Gas_Conveyor Oven_E6 | F2 | Commercial | Retail | New | Food Preparation | Natural Gas | Conveyor Oven | E6 | TRC BC Ratio | 0 | 0 | 0 | 0 | 0 | 0 | 0 | 0 | 0 | 0 | 0 | 0 | 0 | 0 | 0 | 0 | 0 | 0 | 0 | 0 | 0 | 0 | 0 | 0 | 0 | 0 | 0 | 0 | 0 | 0 | 0 | 0 | 0
F2_Commercial_Retail_New_Food Preparation_Natural Gas_Conveyor Oven_E7 | F2 | Commercial | Retail | New | Food Preparation | Natural Gas | Conveyor Oven | E7 | TRC BC Ratio | 0 | 0 | 0 | 0 | 0 | 0 | 0 | 0 | 0 | 0 | 0 | 0 | 0 | 0 | 0 | 0 | 0 | 0 | 0 | 0 | 0 | 0 | 0 | 0 | 0 | 0 | 0 | 0 | 0 | 0 | 0 | 0 | 0
F2_Commercial_Retail_New_Food Preparation_Natural Gas_Conveyor Oven_E8 | F2 | Commercial | Retail | New | Food Preparation | Natural Gas | Conveyor Oven | E8 | TRC BC Ratio | 0 | 0 | 0 | 0 | 0 | 0 | 0 | 0 | 0 | 0 | 0 | 0 | 0 | 0 | 0 | 0 | 0 | 0 | 0 | 0 | 0 | 0 | 0 | 0 | 0 | 0 | 0 | 0 | 0 | 0 | 0 | 0 | 0
F2_Commercial_Retail_New_Food Preparation_Natural Gas_Conveyor Oven_E9 | F2 | Commercial | Retail | New | Food Preparation | Natural Gas | Conveyor Oven | E9 | TRC BC Ratio | 0 | 0 | 0 | 0 | 0 | 0 | 0 | 0 | 0 | 0 | 0 | 0 | 0 | 0 | 0 | 0 | 0 | 0 | 0 | 0 | 0 | 0 | 0 | 0 | 0 | 0 | 0 | 0 | 0 | 0 | 0 | 0 | 0
F2_Commercial_Retail_New_Food Preparation_Natural Gas_Conveyor Oven_E10 | F2 | Commercial | Retail | New | Food Preparation | Natural Gas | Conveyor Oven | E10 | TRC BC Ratio | 0 | 0 | 0 | 0 | 0 | 0 | 0 | 0 | 0 | 0 | 0 | 0 | 0 | 0 | 0 | 0 | 0 | 0 | 0 | 0 | 0 | 0 | 0 | 0 | 0 | 0 | 0 | 0 | 0 | 0 | 0 | 0 | 0
F3_Commercial_Retail_New_Food Preparation_Natural Gas_Conveyor Oven_E1 | F3 | Commercial | Retail | New | Food Preparation | Natural Gas | Conveyor Oven | E1 | PACT BC Ratio | bar: 2019 to 2051
F3_Commercial_Retail_New_Food Preparation_Natural Gas_Conveyor Oven_E2 | F3 | Commercial | Retail | New | Food Preparation | Natural Gas | Conveyor Oven | E2 | PACT BC Ratio | 6.7386 | 6.7588 | 6.7997 | 6.7872 | 6.7872 | 6.8218 | 6.8855 | 6.9414 | 7.0062 | 7.0703 | 7.1352 | 7.1978 | 7.2633 | 7.3311 | 7.3964 | 7.4618 | 7.5252 | 7.5896 | 7.6521 | 7.7133 | 7.7696 | 7.8249 | 7.8735 | 7.9222 | 7.9644 | 8.0009 | 8.0341 | 8.0627 | 8.0851 | 8.1035 | 8.1135 | 8.1202 | 8.1202
F3_Commercial_Retail_New_Food Preparation_Natural Gas_Conveyor Oven_E3 | F3 | Commercial | Retail | New | Food Preparation | Natural Gas | Conveyor Oven | E3 | PACT BC Ratio | 0 | 0 | 0 | 0 | 0 | 0 | 0 | 0 | 0 | 0 | 0 | 0 | 0 | 0 | 0 | 0 | 0 | 0 | 0 | 0 | 0 | 0 | 0 | 0 | 0 | 0 | 0 | 0 | 0 | 0 | 0 | 0 | 0
F3_Commercial_Retail_New_Food Preparation_Natural Gas_Conveyor Oven_E4 | F3 | Commercial | Retail | New | Food Preparation | Natural Gas | Conveyor Oven | E4 | PACT BC Ratio | 0 | 0 | 0 | 0 | 0 | 0 | 0 | 0 | 0 | 0 | 0 | 0 | 0 | 0 | 0 | 0 | 0 | 0 | 0 | 0 | 0 | 0 | 0 | 0 | 0 | 0 | 0 | 0 | 0 | 0 | 0 | 0 | 0
F3_Commercial_Retail_New_Food Preparation_Natural Gas_Conveyor Oven_E5 | F3 | Commercial | Retail | New | Food Preparation | Natural Gas | Conveyor Oven | E5 | PACT BC Ratio | 0 | 0 | 0 | 0 | 0 | 0 | 0 | 0 | 0 | 0 | 0 | 0 | 0 | 0 | 0 | 0 | 0 | 0 | 0 | 0 | 0 | 0 | 0 | 0 | 0 | 0 | 0 | 0 | 0 | 0 | 0 | 0 | 0
F3_Commercial_Retail_New_Food Preparation_Natural Gas_Conveyor Oven_E6 | F3 | Commercial | Retail | New | Food Preparation | Natural Gas | Conveyor Oven | E6 | PACT BC Ratio | 0 | 0 | 0 | 0 | 0 | 0 | 0 | 0 | 0 | 0 | 0 | 0 | 0 | 0 | 0 | 0 | 0 | 0 | 0 | 0 | 0 | 0 | 0 | 0 | 0 | 0 | 0 | 0 | 0 | 0 | 0 | 0 | 0
F3_Commercial_Retail_New_Food Preparation_Natural Gas_Conveyor Oven_E7 | F3 | Commercial | Retail | New | Food Preparation | Natural Gas | Conveyor Oven | E7 | PACT BC Ratio | 0 | 0 | 0 | 0 | 0 | 0 | 0 | 0 | 0 | 0 | 0 | 0 | 0 | 0 | 0 | 0 | 0 | 0 | 0 | 0 | 0 | 0 | 0 | 0 | 0 | 0 | 0 | 0 | 0 | 0 | 0 | 0 | 0
F3_Commercial_Retail_New_Food Preparation_Natural Gas_Conveyor Oven_E8 | F3 | Commercial | Retail | New | Food Preparation | Natural Gas | Conveyor Oven | E8 | PACT BC Ratio | 0 | 0 | 0 | 0 | 0 | 0 | 0 | 0 | 0 | 0 | 0 | 0 | 0 | 0 | 0 | 0 | 0 | 0 | 0 | 0 | 0 | 0 | 0 | 0 | 0 | 0 | 0 | 0 | 0 | 0 | 0 | 0 | 0
F3_Commercial_Retail_New_Food Preparation_Natural Gas_Conveyor Oven_E9 | F3 | Commercial | Retail | New | Food Preparation | Natural Gas | Conveyor Oven | E9 | PACT BC Ratio | 0 | 0 | 0 | 0 | 0 | 0 | 0 | 0 | 0 | 0 | 0 | 0 | 0 | 0 | 0 | 0 | 0 | 0 | 0 | 0 | 0 | 0 | 0 | 0 | 0 | 0 | 0 | 0 | 0 | 0 | 0 | 0 | 0
F3_Commercial_Retail_New_Food Preparation_Natural Gas_Conveyor Oven_E10 | F3 | Commercial | Retail | New | Food Preparation | Natural Gas | Conveyor Oven | E10 | PACT BC Ratio | 0 | 0 | 0 | 0 | 0 | 0 | 0 | 0 | 0 | 0 | 0 | 0 | 0 | 0 | 0 | 0 | 0 | 0 | 0 | 0 | 0 | 0 | 0 | 0 | 0 | 0 | 0 | 0 | 0 | 0 | 0 | 0 | 0
F4_Commercial_Retail_New_Food Preparation_Natural Gas_Conveyor Oven_E1 | F4 | Commercial | Retail | New | Food Preparation | Natural Gas | Conveyor Oven | E1 | RVT BC Ratio | bar: 2019 to 2051
F4_Commercial_Retail_New_Food Preparation_Natural Gas_Conveyor Oven_E2 | F4 | Commercial | Retail | New | Food Preparation | Natural Gas | Conveyor Oven | E2 | RVT BC Ratio | 7.966 | 7.9877 | 8.0318 | 8.0183 | 8.0184 | 8.0556 | 8.1243 | 8.1846 | 8.2545 | 8.3237 | 8.3936 | 8.4611 | 8.5318 | 8.6048 | 8.6753 | 8.7458 | 8.8142 | 8.8835 | 8.951 | 9.0169 | 9.0777 | 9.1372 | 9.1896 | 9.2422 | 9.2877 | 9.327 | 9.3628 | 9.3937 | 9.4179 | 9.4377 | 9.4485 | 9.4557 | 9.4557
F4_Commercial_Retail_New_Food Preparation_Natural Gas_Conveyor Oven_E3 | F4 | Commercial | Retail | New | Food Preparation | Natural Gas | Conveyor Oven | E3 | RVT BC Ratio | 0 | 0 | 0 | 0 | 0 | 0 | 0 | 0 | 0 | 0 | 0 | 0 | 0 | 0 | 0 | 0 | 0 | 0 | 0 | 0 | 0 | 0 | 0 | 0 | 0 | 0 | 0 | 0 | 0 | 0 | 0 | 0 | 0
F4_Commercial_Retail_New_Food Preparation_Natural Gas_Conveyor Oven_E4 | F4 | Commercial | Retail | New | Food Preparation | Natural Gas | Conveyor Oven | E4 | RVT BC Ratio | 0 | 0 | 0 | 0 | 0 | 0 | 0 | 0 | 0 | 0 | 0 | 0 | 0 | 0 | 0 | 0 | 0 | 0 | 0 | 0 | 0 | 0 | 0 | 0 | 0 | 0 | 0 | 0 | 0 | 0 | 0 | 0 | 0
F4_Commercial_Retail_New_Food Preparation_Natural Gas_Conveyor Oven_E5 | F4 | Commercial | Retail | New | Food Preparation | Natural Gas | Conveyor Oven | E5 | RVT BC Ratio | 0 | 0 | 0 | 0 | 0 | 0 | 0 | 0 | 0 | 0 | 0 | 0 | 0 | 0 | 0 | 0 | 0 | 0 | 0 | 0 | 0 | 0 | 0 | 0 | 0 | 0 | 0 | 0 | 0 | 0 | 0 | 0 | 0
F4_Commercial_Retail_New_Food Preparation_Natural Gas_Conveyor Oven_E6 | F4 | Commercial | Retail | New | Food Preparation | Natural Gas | Conveyor Oven | E6 | RVT BC Ratio | 0 | 0 | 0 | 0 | 0 | 0 | 0 | 0 | 0 | 0 | 0 | 0 | 0 | 0 | 0 | 0 | 0 | 0 | 0 | 0 | 0 | 0 | 0 | 0 | 0 | 0 | 0 | 0 | 0 | 0 | 0 | 0 | 0
F4_Commercial_Retail_New_Food Preparation_Natural Gas_Conveyor Oven_E7 | F4 | Commercial | Retail | New | Food Preparation | Natural Gas | Conveyor Oven | E7 | RVT BC Ratio | 0 | 0 | 0 | 0 | 0 | 0 | 0 | 0 | 0 | 0 | 0 | 0 | 0 | 0 | 0 | 0 | 0 | 0 | 0 | 0 | 0 | 0 | 0 | 0 | 0 | 0 | 0 | 0 | 0 | 0 | 0 | 0 | 0
F4_Commercial_Retail_New_Food Preparation_Natural Gas_Conveyor Oven_E8 | F4 | Commercial | Retail | New | Food Preparation | Natural Gas | Conveyor Oven | E8 | RVT BC Ratio | 0 | 0 | 0 | 0 | 0 | 0 | 0 | 0 | 0 | 0 | 0 | 0 | 0 | 0 | 0 | 0 | 0 | 0 | 0 | 0 | 0 | 0 | 0 | 0 | 0 | 0 | 0 | 0 | 0 | 0 | 0 | 0 | 0
F4_Commercial_Retail_New_Food Preparation_Natural Gas_Conveyor Oven_E9 | F4 | Commercial | Retail | New | Food Preparation | Natural Gas | Conveyor Oven | E9 | RVT BC Ratio | 0 | 0 | 0 | 0 | 0 | 0 | 0 | 0 | 0 | 0 | 0 | 0 | 0 | 0 | 0 | 0 | 0 | 0 | 0 | 0 | 0 | 0 | 0 | 0 | 0 | 0 | 0 | 0 | 0 | 0 | 0 | 0 | 0
F4_Commercial_Retail_New_Food Preparation_Natural Gas_Conveyor Oven_E10 | F4 | Commercial | Retail | New | Food Preparation | Natural Gas | Conveyor Oven | E10 | RVT BC Ratio | 0 | 0 | 0 | 0 | 0 | 0 | 0 | 0 | 0 | 0 | 0 | 0 | 0 | 0 | 0 | 0 | 0 | 0 | 0 | 0 | 0 | 0 | 0 | 0 | 0 | 0 | 0 | 0 | 0 | 0 | 0 | 0 | 0
F5_Commercial_Retail_New_Food Preparation_Natural Gas_Conveyor Oven_E1 | F5 | Commercial | Retail | New | Food Preparation | Natural Gas | Conveyor Oven | E1 | RIM BC Ratio | bar: 2019 to 2051
F5_Commercial_Retail_New_Food Preparation_Natural Gas_Conveyor Oven_E2 | F5 | Commercial | Retail | New | Food Preparation | Natural Gas | Conveyor Oven | E2 | RIM BC Ratio | 0.74269 | 0.74293 | 0.74342 | 0.74327 | 0.74327 | 0.74369 | 0.74444 | 0.74509 | 0.74583 | 0.74655 | 0.74726 | 0.74795 | 0.74865 | 0.74936 | 0.75004 | 0.75071 | 0.75134 | 0.75198 | 0.75259 | 0.75318 | 0.75371 | 0.75423 | 0.75467 | 0.75512 | 0.7555 | 0.75583 | 0.75612 | 0.75638 | 0.75657 | 0.75673 | 0.75682 | 0.75688 | 0.75688
F5_Commercial_Retail_New_Food Preparation_Natural Gas_Conveyor Oven_E3 | F5 | Commercial | Retail | New | Food Preparation | Natural Gas | Conveyor Oven | E3 | RIM BC Ratio | 0 | 0 | 0 | 0 | 0 | 0 | 0 | 0 | 0 | 0 | 0 | 0 | 0 | 0 | 0 | 0 | 0 | 0 | 0 | 0 | 0 | 0 | 0 | 0 | 0 | 0 | 0 | 0 | 0 | 0 | 0 | 0 | 0
F5_Commercial_Retail_New_Food Preparation_Natural Gas_Conveyor Oven_E4 | F5 | Commercial | Retail | New | Food Preparation | Natural Gas | Conveyor Oven | E4 | RIM BC Ratio | 0 | 0 | 0 | 0 | 0 | 0 | 0 | 0 | 0 | 0 | 0 | 0 | 0 | 0 | 0 | 0 | 0 | 0 | 0 | 0 | 0 | 0 | 0 | 0 | 0 | 0 | 0 | 0 | 0 | 0 | 0 | 0 | 0
F5_Commercial_Retail_New_Food Preparation_Natural Gas_Conveyor Oven_E5 | F5 | Commercial | Retail | New | Food Preparation | Natural Gas | Conveyor Oven | E5 | RIM BC Ratio | 0 | 0 | 0 | 0 | 0 | 0 | 0 | 0 | 0 | 0 | 0 | 0 | 0 | 0 | 0 | 0 | 0 | 0 | 0 | 0 | 0 | 0 | 0 | 0 | 0 | 0 | 0 | 0 | 0 | 0 | 0 | 0 | 0
F5_Commercial_Retail_New_Food Preparation_Natural Gas_Conveyor Oven_E6 | F5 | Commercial | Retail | New | Food Preparation | Natural Gas | Conveyor Oven | E6 | RIM BC Ratio | 0 | 0 | 0 | 0 | 0 | 0 | 0 | 0 | 0 | 0 | 0 | 0 | 0 | 0 | 0 | 0 | 0 | 0 | 0 | 0 | 0 | 0 | 0 | 0 | 0 | 0 | 0 | 0 | 0 | 0 | 0 | 0 | 0
F5_Commercial_Retail_New_Food Preparation_Natural Gas_Conveyor Oven_E7 | F5 | Commercial | Retail | New | Food Preparation | Natural Gas | Conveyor Oven | E7 | RIM BC Ratio | 0 | 0 | 0 | 0 | 0 | 0 | 0 | 0 | 0 | 0 | 0 | 0 | 0 | 0 | 0 | 0 | 0 | 0 | 0 | 0 | 0 | 0 | 0 | 0 | 0 | 0 | 0 | 0 | 0 | 0 | 0 | 0 | 0
F5_Commercial_Retail_New_Food Preparation_Natural Gas_Conveyor Oven_E8 | F5 | Commercial | Retail | New | Food Preparation | Natural Gas | Conveyor Oven | E8 | RIM BC Ratio | 0 | 0 | 0 | 0 | 0 | 0 | 0 | 0 | 0 | 0 | 0 | 0 | 0 | 0 | 0 | 0 | 0 | 0 | 0 | 0 | 0 | 0 | 0 | 0 | 0 | 0 | 0 | 0 | 0 | 0 | 0 | 0 | 0
F5_Commercial_Retail_New_Food Preparation_Natural Gas_Conveyor Oven_E9 | F5 | Commercial | Retail | New | Food Preparation | Natural Gas | Conveyor Oven | E9 | RIM BC Ratio | 0 | 0 | 0 | 0 | 0 | 0 | 0 | 0 | 0 | 0 | 0 | 0 | 0 | 0 | 0 | 0 | 0 | 0 | 0 | 0 | 0 | 0 | 0 | 0 | 0 | 0 | 0 | 0 | 0 | 0 | 0 | 0 | 0
F5_Commercial_Retail_New_Food Preparation_Natural Gas_Conveyor Oven_E10 | F5 | Commercial | Retail | New | Food Preparation | Natural Gas | Conveyor Oven | E10 | RIM BC Ratio | 0 | 0 | 0 | 0 | 0 | 0 | 0 | 0 | 0 | 0 | 0 | 0 | 0 | 0 | 0 | 0 | 0 | 0 | 0 | 0 | 0 | 0 | 0 | 0 | 0 | 0 | 0 | 0 | 0 | 0 | 0 | 0 | 0
F0_Commercial_Retail_New_Food Preparation_Natural Gas_Double Rack Oven_E0 | F0 | Commercial | Retail | New | Food Preparation | Natural Gas | Double Rack Oven | E0 | Economic Unit | FTSC Qualified (>50% Cooking Efficiency) | FTSC Qualified (>50% Cooking Efficiency) | FTSC Qualified (>50% Cooking Efficiency) | FTSC Qualified (>50% Cooking Efficiency) | FTSC Qualified (>50% Cooking Efficiency) | FTSC Qualified (>50% Cooking Efficiency) | FTSC Qualified (>50% Cooking Efficiency) | FTSC Qualified (>50% Cooking Efficiency) | FTSC Qualified (>50% Cooking Efficiency) | FTSC Qualified (>50% Cooking Efficiency) | FTSC Qualified (>50% Cooking Efficiency) | FTSC Qualified (>50% Cooking Efficiency) | FTSC Qualified (>50% Cooking Efficiency) | FTSC Qualified (>50% Cooking Efficiency) | FTSC Qualified (>50% Cooking Efficiency) | FTSC Qualified (>50% Cooking Efficiency) | FTSC Qualified (>50% Cooking Efficiency) | FTSC Qualified (>50% Cooking Efficiency) | FTSC Qualified (>50% Cooking Efficiency) | FTSC Qualified (>50% Cooking Efficiency) | FTSC Qualified (>50% Cooking Efficiency) | FTSC Qualified (>50% Cooking Efficiency) | FTSC Qualified (>50% Cooking Efficiency) | FTSC Qualified (>50% Cooking Efficiency) | FTSC Qualified (>50% Cooking Efficiency) | FTSC Qualified (>50% Cooking Efficiency) | FTSC Qualified (>50% Cooking Efficiency) | FTSC Qualified (>50% Cooking Efficiency) | FTSC Qualified (>50% Cooking Efficiency) | FTSC Qualified (>50% Cooking Efficiency) | FTSC Qualified (>50% Cooking Efficiency) | FTSC Qualified (>50% Cooking Efficiency) | FTSC Qualified (>50% Cooking Efficiency)
F1_Commercial_Retail_New_Food Preparation_Natural Gas_Double Rack Oven_E1 | F1 | Commercial | Retail | New | Food Preparation | Natural Gas | Double Rack Oven | E1 | CCE | 0 | 0 | 0 | 0 | 0 | 0 | 0 | 0 | 0 | 0 | 0 | 0 | 0 | 0 | 0 | 0 | 0 | 0 | 0 | 0 | 0 | 0 | 0 | 0 | 0 | 0 | 0 | 0 | 0 | 0 | 0 | 0 | 0
F1_Commercial_Retail_New_Food Preparation_Natural Gas_Double Rack Oven_E2 | F1 | Commercial | Retail | New | Food Preparation | Natural Gas | Double Rack Oven | E2 | CCE | 0.28294 | 0.29294 | 0.26296 | 0.26789 | 0.26789 | 0.26789 | 0.26789 | 0.26789 | 0.26789 | 0.26789 | 0.26789 | 0.26789 | 0.26789 | 0.26789 | 0.26789 | 0.26789 | 0.26789 | 0.26789 | 0.26789 | 0.26789 | 0.26789 | 0.26789 | 0.26789 | 0.26789 | 0.26789 | 0.26789 | 0.26789 | 0.26789 | 0.26789 | 0.26789 | 0.26789 | 0.26789 | 0.26789
F1_Commercial_Retail_New_Food Preparation_Natural Gas_Double Rack Oven_E3 | F1 | Commercial | Retail | New | Food Preparation | Natural Gas | Double Rack Oven | E3 | CCE | 0 | 0 | 0 | 0 | 0 | 0 | 0 | 0 | 0 | 0 | 0 | 0 | 0 | 0 | 0 | 0 | 0 | 0 | 0 | 0 | 0 | 0 | 0 | 0 | 0 | 0 | 0 | 0 | 0 | 0 | 0 | 0 | 0
F1_Commercial_Retail_New_Food Preparation_Natural Gas_Double Rack Oven_E4 | F1 | Commercial | Retail | New | Food Preparation | Natural Gas | Double Rack Oven | E4 | CCE | 0 | 0 | 0 | 0 | 0 | 0 | 0 | 0 | 0 | 0 | 0 | 0 | 0 | 0 | 0 | 0 | 0 | 0 | 0 | 0 | 0 | 0 | 0 | 0 | 0 | 0 | 0 | 0 | 0 | 0 | 0 | 0 | 0
F1_Commercial_Retail_New_Food Preparation_Natural Gas_Double Rack Oven_E5 | F1 | Commercial | Retail | New | Food Preparation | Natural Gas | Double Rack Oven | E5 | CCE | 0 | 0 | 0 | 0 | 0 | 0 | 0 | 0 | 0 | 0 | 0 | 0 | 0 | 0 | 0 | 0 | 0 | 0 | 0 | 0 | 0 | 0 | 0 | 0 | 0 | 0 | 0 | 0 | 0 | 0 | 0 | 0 | 0
F1_Commercial_Retail_New_Food Preparation_Natural Gas_Double Rack Oven_E6 | F1 | Commercial | Retail | New | Food Preparation | Natural Gas | Double Rack Oven | E6 | CCE | 0 | 0 | 0 | 0 | 0 | 0 | 0 | 0 | 0 | 0 | 0 | 0 | 0 | 0 | 0 | 0 | 0 | 0 | 0 | 0 | 0 | 0 | 0 | 0 | 0 | 0 | 0 | 0 | 0 | 0 | 0 | 0 | 0
F1_Commercial_Retail_New_Food Preparation_Natural Gas_Double Rack Oven_E7 | F1 | Commercial | Retail | New | Food Preparation | Natural Gas | Double Rack Oven | E7 | CCE | 0 | 0 | 0 | 0 | 0 | 0 | 0 | 0 | 0 | 0 | 0 | 0 | 0 | 0 | 0 | 0 | 0 | 0 | 0 | 0 | 0 | 0 | 0 | 0 | 0 | 0 | 0 | 0 | 0 | 0 | 0 | 0 | 0
F1_Commercial_Retail_New_Food Preparation_Natural Gas_Double Rack Oven_E8 | F1 | Commercial | Retail | New | Food Preparation | Natural Gas | Double Rack Oven | E8 | CCE | 0 | 0 | 0 | 0 | 0 | 0 | 0 | 0 | 0 | 0 | 0 | 0 | 0 | 0 | 0 | 0 | 0 | 0 | 0 | 0 | 0 | 0 | 0 | 0 | 0 | 0 | 0 | 0 | 0 | 0 | 0 | 0 | 0
F1_Commercial_Retail_New_Food Preparation_Natural Gas_Double Rack Oven_E9 | F1 | Commercial | Retail | New | Food Preparation | Natural Gas | Double Rack Oven | E9 | CCE | 0 | 0 | 0 | 0 | 0 | 0 | 0 | 0 | 0 | 0 | 0 | 0 | 0 | 0 | 0 | 0 | 0 | 0 | 0 | 0 | 0 | 0 | 0 | 0 | 0 | 0 | 0 | 0 | 0 | 0 | 0 | 0 | 0
F1_Commercial_Retail_New_Food Preparation_Natural Gas_Double Rack Oven_E10 | F1 | Commercial | Retail | New | Food Preparation | Natural Gas | Double Rack Oven | E10 | CCE | 0 | 0 | 0 | 0 | 0 | 0 | 0 | 0 | 0 | 0 | 0 | 0 | 0 | 0 | 0 | 0 | 0 | 0 | 0 | 0 | 0 | 0 | 0 | 0 | 0 | 0 | 0 | 0 | 0 | 0 | 0 | 0 | 0
F2_Commercial_Retail_New_Food Preparation_Natural Gas_Double Rack Oven_E1 | F2 | Commercial | Retail | New | Food Preparation | Natural Gas | Double Rack Oven | E1 | TRC BC Ratio | bar: 2019 to 2051
F2_Commercial_Retail_New_Food Preparation_Natural Gas_Double Rack Oven_E2 | F2 | Commercial | Retail | New | Food Preparation | Natural Gas | Double Rack Oven | E2 | TRC BC Ratio | 5.8179 | 5.8254 | 5.8572 | 5.8275 | 5.8124 | 5.8356 | 5.8912 | 5.9364 | 5.9916 | 6.0447 | 6.0985 | 6.1492 | 6.2033 | 6.2592 | 6.3135 | 6.369 | 6.4249 | 6.485 | 6.5474 | 6.6117 | 6.6735 | 6.7355 | 6.7911 | 6.8468 | 6.8951 | 6.9368 | 6.9748 | 7.0076 | 7.0332 | 7.0543 | 7.0657 | 7.0734 | 7.0734
F2_Commercial_Retail_New_Food Preparation_Natural Gas_Double Rack Oven_E3 | F2 | Commercial | Retail | New | Food Preparation | Natural Gas | Double Rack Oven | E3 | TRC BC Ratio | 0 | 0 | 0 | 0 | 0 | 0 | 0 | 0 | 0 | 0 | 0 | 0 | 0 | 0 | 0 | 0 | 0 | 0 | 0 | 0 | 0 | 0 | 0 | 0 | 0 | 0 | 0 | 0 | 0 | 0 | 0 | 0 | 0
F2_Commercial_Retail_New_Food Preparation_Natural Gas_Double Rack Oven_E4 | F2 | Commercial | Retail | New | Food Preparation | Natural Gas | Double Rack Oven | E4 | TRC BC Ratio | 0 | 0 | 0 | 0 | 0 | 0 | 0 | 0 | 0 | 0 | 0 | 0 | 0 | 0 | 0 | 0 | 0 | 0 | 0 | 0 | 0 | 0 | 0 | 0 | 0 | 0 | 0 | 0 | 0 | 0 | 0 | 0 | 0
F2_Commercial_Retail_New_Food Preparation_Natural Gas_Double Rack Oven_E5 | F2 | Commercial | Retail | New | Food Preparation | Natural Gas | Double Rack Oven | E5 | TRC BC Ratio | 0 | 0 | 0 | 0 | 0 | 0 | 0 | 0 | 0 | 0 | 0 | 0 | 0 | 0 | 0 | 0 | 0 | 0 | 0 | 0 | 0 | 0 | 0 | 0 | 0 | 0 | 0 | 0 | 0 | 0 | 0 | 0 | 0
F2_Commercial_Retail_New_Food Preparation_Natural Gas_Double Rack Oven_E6 | F2 | Commercial | Retail | New | Food Preparation | Natural Gas | Double Rack Oven | E6 | TRC BC Ratio | 0 | 0 | 0 | 0 | 0 | 0 | 0 | 0 | 0 | 0 | 0 | 0 | 0 | 0 | 0 | 0 | 0 | 0 | 0 | 0 | 0 | 0 | 0 | 0 | 0 | 0 | 0 | 0 | 0 | 0 | 0 | 0 | 0
F2_Commercial_Retail_New_Food Preparation_Natural Gas_Double Rack Oven_E7 | F2 | Commercial | Retail | New | Food Preparation | Natural Gas | Double Rack Oven | E7 | TRC BC Ratio | 0 | 0 | 0 | 0 | 0 | 0 | 0 | 0 | 0 | 0 | 0 | 0 | 0 | 0 | 0 | 0 | 0 | 0 | 0 | 0 | 0 | 0 | 0 | 0 | 0 | 0 | 0 | 0 | 0 | 0 | 0 | 0 | 0
F2_Commercial_Retail_New_Food Preparation_Natural Gas_Double Rack Oven_E8 | F2 | Commercial | Retail | New | Food Preparation | Natural Gas | Double Rack Oven | E8 | TRC BC Ratio | 0 | 0 | 0 | 0 | 0 | 0 | 0 | 0 | 0 | 0 | 0 | 0 | 0 | 0 | 0 | 0 | 0 | 0 | 0 | 0 | 0 | 0 | 0 | 0 | 0 | 0 | 0 | 0 | 0 | 0 | 0 | 0 | 0
F2_Commercial_Retail_New_Food Preparation_Natural Gas_Double Rack Oven_E9 | F2 | Commercial | Retail | New | Food Preparation | Natural Gas | Double Rack Oven | E9 | TRC BC Ratio | 0 | 0 | 0 | 0 | 0 | 0 | 0 | 0 | 0 | 0 | 0 | 0 | 0 | 0 | 0 | 0 | 0 | 0 | 0 | 0 | 0 | 0 | 0 | 0 | 0 | 0 | 0 | 0 | 0 | 0 | 0 | 0 | 0
F2_Commercial_Retail_New_Food Preparation_Natural Gas_Double Rack Oven_E10 | F2 | Commercial | Retail | New | Food Preparation | Natural Gas | Double Rack Oven | E10 | TRC BC Ratio | 0 | 0 | 0 | 0 | 0 | 0 | 0 | 0 | 0 | 0 | 0 | 0 | 0 | 0 | 0 | 0 | 0 | 0 | 0 | 0 | 0 | 0 | 0 | 0 | 0 | 0 | 0 | 0 | 0 | 0 | 0 | 0 | 0
F3_Commercial_Retail_New_Food Preparation_Natural Gas_Double Rack Oven_E1 | F3 | Commercial | Retail | New | Food Preparation | Natural Gas | Double Rack Oven | E1 | PACT BC Ratio | bar: 2019 to 2051
F3_Commercial_Retail_New_Food Preparation_Natural Gas_Double Rack Oven_E2 | F3 | Commercial | Retail | New | Food Preparation | Natural Gas | Double Rack Oven | E2 | PACT BC Ratio | 7.7572 | 7.7672 | 7.8096 | 7.77 | 7.7499 | 7.7807 | 7.8549 | 7.9152 | 7.9888 | 8.0596 | 8.1313 | 8.199 | 8.2711 | 8.3456 | 8.418 | 8.4919 | 8.5665 | 8.6466 | 8.7298 | 8.8156 | 8.8979 | 8.9807 | 9.0548 | 9.1291 | 9.1935 | 9.2491 | 9.2998 | 9.3434 | 9.3776 | 9.4057 | 9.421 | 9.4312 | 9.4312
F3_Commercial_Retail_New_Food Preparation_Natural Gas_Double Rack Oven_E3 | F3 | Commercial | Retail | New | Food Preparation | Natural Gas | Double Rack Oven | E3 | PACT BC Ratio | 0 | 0 | 0 | 0 | 0 | 0 | 0 | 0 | 0 | 0 | 0 | 0 | 0 | 0 | 0 | 0 | 0 | 0 | 0 | 0 | 0 | 0 | 0 | 0 | 0 | 0 | 0 | 0 | 0 | 0 | 0 | 0 | 0
F3_Commercial_Retail_New_Food Preparation_Natural Gas_Double Rack Oven_E4 | F3 | Commercial | Retail | New | Food Preparation | Natural Gas | Double Rack Oven | E4 | PACT BC Ratio | 0 | 0 | 0 | 0 | 0 | 0 | 0 | 0 | 0 | 0 | 0 | 0 | 0 | 0 | 0 | 0 | 0 | 0 | 0 | 0 | 0 | 0 | 0 | 0 | 0 | 0 | 0 | 0 | 0 | 0 | 0 | 0 | 0
F3_Commercial_Retail_New_Food Preparation_Natural Gas_Double Rack Oven_E5 | F3 | Commercial | Retail | New | Food Preparation | Natural Gas | Double Rack Oven | E5 | PACT BC Ratio | 0 | 0 | 0 | 0 | 0 | 0 | 0 | 0 | 0 | 0 | 0 | 0 | 0 | 0 | 0 | 0 | 0 | 0 | 0 | 0 | 0 | 0 | 0 | 0 | 0 | 0 | 0 | 0 | 0 | 0 | 0 | 0 | 0
F3_Commercial_Retail_New_Food Preparation_Natural Gas_Double Rack Oven_E6 | F3 | Commercial | Retail | New | Food Preparation | Natural Gas | Double Rack Oven | E6 | PACT BC Ratio | 0 | 0 | 0 | 0 | 0 | 0 | 0 | 0 | 0 | 0 | 0 | 0 | 0 | 0 | 0 | 0 | 0 | 0 | 0 | 0 | 0 | 0 | 0 | 0 | 0 | 0 | 0 | 0 | 0 | 0 | 0 | 0 | 0
F3_Commercial_Retail_New_Food Preparation_Natural Gas_Double Rack Oven_E7 | F3 | Commercial | Retail | New | Food Preparation | Natural Gas | Double Rack Oven | E7 | PACT BC Ratio | 0 | 0 | 0 | 0 | 0 | 0 | 0 | 0 | 0 | 0 | 0 | 0 | 0 | 0 | 0 | 0 | 0 | 0 | 0 | 0 | 0 | 0 | 0 | 0 | 0 | 0 | 0 | 0 | 0 | 0 | 0 | 0 | 0
F3_Commercial_Retail_New_Food Preparation_Natural Gas_Double Rack Oven_E8 | F3 | Commercial | Retail | New | Food Preparation | Natural Gas | Double Rack Oven | E8 | PACT BC Ratio | 0 | 0 | 0 | 0 | 0 | 0 | 0 | 0 | 0 | 0 | 0 | 0 | 0 | 0 | 0 | 0 | 0 | 0 | 0 | 0 | 0 | 0 | 0 | 0 | 0 | 0 | 0 | 0 | 0 | 0 | 0 | 0 | 0
F3_Commercial_Retail_New_Food Preparation_Natural Gas_Double Rack Oven_E9 | F3 | Commercial | Retail | New | Food Preparation | Natural Gas | Double Rack Oven | E9 | PACT BC Ratio | 0 | 0 | 0 | 0 | 0 | 0 | 0 | 0 | 0 | 0 | 0 | 0 | 0 | 0 | 0 | 0 | 0 | 0 | 0 | 0 | 0 | 0 | 0 | 0 | 0 | 0 | 0 | 0 | 0 | 0 | 0 | 0 | 0
F3_Commercial_Retail_New_Food Preparation_Natural Gas_Double Rack Oven_E10 | F3 | Commercial | Retail | New | Food Preparation | Natural Gas | Double Rack Oven | E10 | PACT BC Ratio | 0 | 0 | 0 | 0 | 0 | 0 | 0 | 0 | 0 | 0 | 0 | 0 | 0 | 0 | 0 | 0 | 0 | 0 | 0 | 0 | 0 | 0 | 0 | 0 | 0 | 0 | 0 | 0 | 0 | 0 | 0 | 0 | 0
F4_Commercial_Retail_New_Food Preparation_Natural Gas_Double Rack Oven_E1 | F4 | Commercial | Retail | New | Food Preparation | Natural Gas | Double Rack Oven | E1 | RVT BC Ratio | bar: 2019 to 2051
F4_Commercial_Retail_New_Food Preparation_Natural Gas_Double Rack Oven_E2 | F4 | Commercial | Retail | New | Food Preparation | Natural Gas | Double Rack Oven | E2 | RVT BC Ratio | 9.0643 | 9.075 | 9.1207 | 9.0781 | 9.0564 | 9.0896 | 9.1696 | 9.2346 | 9.3139 | 9.3903 | 9.4676 | 9.5406 | 9.6184 | 9.6988 | 9.7768 | 9.8565 | 9.9369 | 10.0233 | 10.113 | 10.2055 | 10.2943 | 10.3835 | 10.4634 | 10.5436 | 10.613 | 10.6729 | 10.7275 | 10.7746 | 10.8115 | 10.8418 | 10.8582 | 10.8693 | 10.8693
F4_Commercial_Retail_New_Food Preparation_Natural Gas_Double Rack Oven_E3 | F4 | Commercial | Retail | New | Food Preparation | Natural Gas | Double Rack Oven | E3 | RVT BC Ratio | 0 | 0 | 0 | 0 | 0 | 0 | 0 | 0 | 0 | 0 | 0 | 0 | 0 | 0 | 0 | 0 | 0 | 0 | 0 | 0 | 0 | 0 | 0 | 0 | 0 | 0 | 0 | 0 | 0 | 0 | 0 | 0 | 0
F4_Commercial_Retail_New_Food Preparation_Natural Gas_Double Rack Oven_E4 | F4 | Commercial | Retail | New | Food Preparation | Natural Gas | Double Rack Oven | E4 | RVT BC Ratio | 0 | 0 | 0 | 0 | 0 | 0 | 0 | 0 | 0 | 0 | 0 | 0 | 0 | 0 | 0 | 0 | 0 | 0 | 0 | 0 | 0 | 0 | 0 | 0 | 0 | 0 | 0 | 0 | 0 | 0 | 0 | 0 | 0
F4_Commercial_Retail_New_Food Preparation_Natural Gas_Double Rack Oven_E5 | F4 | Commercial | Retail | New | Food Preparation | Natural Gas | Double Rack Oven | E5 | RVT BC Ratio | 0 | 0 | 0 | 0 | 0 | 0 | 0 | 0 | 0 | 0 | 0 | 0 | 0 | 0 | 0 | 0 | 0 | 0 | 0 | 0 | 0 | 0 | 0 | 0 | 0 | 0 | 0 | 0 | 0 | 0 | 0 | 0 | 0
F4_Commercial_Retail_New_Food Preparation_Natural Gas_Double Rack Oven_E6 | F4 | Commercial | Retail | New | Food Preparation | Natural Gas | Double Rack Oven | E6 | RVT BC Ratio | 0 | 0 | 0 | 0 | 0 | 0 | 0 | 0 | 0 | 0 | 0 | 0 | 0 | 0 | 0 | 0 | 0 | 0 | 0 | 0 | 0 | 0 | 0 | 0 | 0 | 0 | 0 | 0 | 0 | 0 | 0 | 0 | 0
F4_Commercial_Retail_New_Food Preparation_Natural Gas_Double Rack Oven_E7 | F4 | Commercial | Retail | New | Food Preparation | Natural Gas | Double Rack Oven | E7 | RVT BC Ratio | 0 | 0 | 0 | 0 | 0 | 0 | 0 | 0 | 0 | 0 | 0 | 0 | 0 | 0 | 0 | 0 | 0 | 0 | 0 | 0 | 0 | 0 | 0 | 0 | 0 | 0 | 0 | 0 | 0 | 0 | 0 | 0 | 0
F4_Commercial_Retail_New_Food Preparation_Natural Gas_Double Rack Oven_E8 | F4 | Commercial | Retail | New | Food Preparation | Natural Gas | Double Rack Oven | E8 | RVT BC Ratio | 0 | 0 | 0 | 0 | 0 | 0 | 0 | 0 | 0 | 0 | 0 | 0 | 0 | 0 | 0 | 0 | 0 | 0 | 0 | 0 | 0 | 0 | 0 | 0 | 0 | 0 | 0 | 0 | 0 | 0 | 0 | 0 | 0
F4_Commercial_Retail_New_Food Preparation_Natural Gas_Double Rack Oven_E9 | F4 | Commercial | Retail | New | Food Preparation | Natural Gas | Double Rack Oven | E9 | RVT BC Ratio | 0 | 0 | 0 | 0 | 0 | 0 | 0 | 0 | 0 | 0 | 0 | 0 | 0 | 0 | 0 | 0 | 0 | 0 | 0 | 0 | 0 | 0 | 0 | 0 | 0 | 0 | 0 | 0 | 0 | 0 | 0 | 0 | 0
F4_Commercial_Retail_New_Food Preparation_Natural Gas_Double Rack Oven_E10 | F4 | Commercial | Retail | New | Food Preparation | Natural Gas | Double Rack Oven | E10 | RVT BC Ratio | 0 | 0 | 0 | 0 | 0 | 0 | 0 | 0 | 0 | 0 | 0 | 0 | 0 | 0 | 0 | 0 | 0 | 0 | 0 | 0 | 0 | 0 | 0 | 0 | 0 | 0 | 0 | 0 | 0 | 0 | 0 | 0 | 0
F5_Commercial_Retail_New_Food Preparation_Natural Gas_Double Rack Oven_E1 | F5 | Commercial | Retail | New | Food Preparation | Natural Gas | Double Rack Oven | E1 | RIM BC Ratio | bar: 2019 to 2051
F5_Commercial_Retail_New_Food Preparation_Natural Gas_Double Rack Oven_E2 | F5 | Commercial | Retail | New | Food Preparation | Natural Gas | Double Rack Oven | E2 | RIM BC Ratio | 0.75359 | 0.75369 | 0.75408 | 0.75371 | 0.75352 | 0.75381 | 0.7545 | 0.75506 | 0.75572 | 0.75635 | 0.75698 | 0.75756 | 0.75817 | 0.75879 | 0.75938 | 0.75998 | 0.76057 | 0.7612 | 0.76184 | 0.76249 | 0.7631 | 0.7637 | 0.76423 | 0.76476 | 0.76521 | 0.76559 | 0.76593 | 0.76623 | 0.76646 | 0.76665 | 0.76675 | 0.76681 | 0.76681
F5_Commercial_Retail_New_Food Preparation_Natural Gas_Double Rack Oven_E3 | F5 | Commercial | Retail | New | Food Preparation | Natural Gas | Double Rack Oven | E3 | RIM BC Ratio | 0 | 0 | 0 | 0 | 0 | 0 | 0 | 0 | 0 | 0 | 0 | 0 | 0 | 0 | 0 | 0 | 0 | 0 | 0 | 0 | 0 | 0 | 0 | 0 | 0 | 0 | 0 | 0 | 0 | 0 | 0 | 0 | 0
F5_Commercial_Retail_New_Food Preparation_Natural Gas_Double Rack Oven_E4 | F5 | Commercial | Retail | New | Food Preparation | Natural Gas | Double Rack Oven | E4 | RIM BC Ratio | 0 | 0 | 0 | 0 | 0 | 0 | 0 | 0 | 0 | 0 | 0 | 0 | 0 | 0 | 0 | 0 | 0 | 0 | 0 | 0 | 0 | 0 | 0 | 0 | 0 | 0 | 0 | 0 | 0 | 0 | 0 | 0 | 0
F5_Commercial_Retail_New_Food Preparation_Natural Gas_Double Rack Oven_E5 | F5 | Commercial | Retail | New | Food Preparation | Natural Gas | Double Rack Oven | E5 | RIM BC Ratio | 0 | 0 | 0 | 0 | 0 | 0 | 0 | 0 | 0 | 0 | 0 | 0 | 0 | 0 | 0 | 0 | 0 | 0 | 0 | 0 | 0 | 0 | 0 | 0 | 0 | 0 | 0 | 0 | 0 | 0 | 0 | 0 | 0
F5_Commercial_Retail_New_Food Preparation_Natural Gas_Double Rack Oven_E6 | F5 | Commercial | Retail | New | Food Preparation | Natural Gas | Double Rack Oven | E6 | RIM BC Ratio | 0 | 0 | 0 | 0 | 0 | 0 | 0 | 0 | 0 | 0 | 0 | 0 | 0 | 0 | 0 | 0 | 0 | 0 | 0 | 0 | 0 | 0 | 0 | 0 | 0 | 0 | 0 | 0 | 0 | 0 | 0 | 0 | 0
F5_Commercial_Retail_New_Food Preparation_Natural Gas_Double Rack Oven_E7 | F5 | Commercial | Retail | New | Food Preparation | Natural Gas | Double Rack Oven | E7 | RIM BC Ratio | 0 | 0 | 0 | 0 | 0 | 0 | 0 | 0 | 0 | 0 | 0 | 0 | 0 | 0 | 0 | 0 | 0 | 0 | 0 | 0 | 0 | 0 | 0 | 0 | 0 | 0 | 0 | 0 | 0 | 0 | 0 | 0 | 0
F5_Commercial_Retail_New_Food Preparation_Natural Gas_Double Rack Oven_E8 | F5 | Commercial | Retail | New | Food Preparation | Natural Gas | Double Rack Oven | E8 | RIM BC Ratio | 0 | 0 | 0 | 0 | 0 | 0 | 0 | 0 | 0 | 0 | 0 | 0 | 0 | 0 | 0 | 0 | 0 | 0 | 0 | 0 | 0 | 0 | 0 | 0 | 0 | 0 | 0 | 0 | 0 | 0 | 0 | 0 | 0
F5_Commercial_Retail_New_Food Preparation_Natural Gas_Double Rack Oven_E9 | F5 | Commercial | Retail | New | Food Preparation | Natural Gas | Double Rack Oven | E9 | RIM BC Ratio | 0 | 0 | 0 | 0 | 0 | 0 | 0 | 0 | 0 | 0 | 0 | 0 | 0 | 0 | 0 | 0 | 0 | 0 | 0 | 0 | 0 | 0 | 0 | 0 | 0 | 0 | 0 | 0 | 0 | 0 | 0 | 0 | 0
F5_Commercial_Retail_New_Food Preparation_Natural Gas_Double Rack Oven_E10 | F5 | Commercial | Retail | New | Food Preparation | Natural Gas | Double Rack Oven | E10 | RIM BC Ratio | 0 | 0 | 0 | 0 | 0 | 0 | 0 | 0 | 0 | 0 | 0 | 0 | 0 | 0 | 0 | 0 | 0 | 0 | 0 | 0 | 0 | 0 | 0 | 0 | 0 | 0 | 0 | 0 | 0 | 0 | 0 | 0 | 0
F0_Commercial_Retail_New_Food Preparation_Natural Gas_Fryer_E0 | F0 | Commercial | Retail | New | Food Preparation | Natural Gas | Fryer | E0 | Economic Unit | ENERGY STAR (3.0) | ENERGY STAR (3.0) | ENERGY STAR (3.0) | ENERGY STAR (3.0) | ENERGY STAR (3.0) | ENERGY STAR (3.0) | ENERGY STAR (3.0) | ENERGY STAR (3.0) | ENERGY STAR (3.0) | ENERGY STAR (3.0) | ENERGY STAR (3.0) | ENERGY STAR (3.0) | ENERGY STAR (3.0) | ENERGY STAR (3.0) | ENERGY STAR (3.0) | ENERGY STAR (3.0) | ENERGY STAR (3.0) | ENERGY STAR (3.0) | ENERGY STAR (3.0) | ENERGY STAR (3.0) | ENERGY STAR (3.0) | ENERGY STAR (3.0) | ENERGY STAR (3.0) | ENERGY STAR (3.0) | ENERGY STAR (3.0) | ENERGY STAR (3.0) | ENERGY STAR (3.0) | ENERGY STAR (3.0) | ENERGY STAR (3.0) | ENERGY STAR (3.0) | ENERGY STAR (3.0) | ENERGY STAR (3.0) | ENERGY STAR (3.0)
F1_Commercial_Retail_New_Food Preparation_Natural Gas_Fryer_E1 | F1 | Commercial | Retail | New | Food Preparation | Natural Gas | Fryer | E1 | CCE | 0 | 0 | 0 | 0 | 0 | 0 | 0 | 0 | 0 | 0 | 0 | 0 | 0 | 0 | 0 | 0 | 0 | 0 | 0 | 0 | 0 | 0 | 0 | 0 | 0 | 0 | 0 | 0 | 0 | 0 | 0 | 0 | 0
F1_Commercial_Retail_New_Food Preparation_Natural Gas_Fryer_E2 | F1 | Commercial | Retail | New | Food Preparation | Natural Gas | Fryer | E2 | CCE | 0.36986 | 0.38294 | 0.34375 | 0 | 0 | 0 | 0 | 0 | 0 | 0 | 0 | 0 | 0 | 0 | 0 | 0 | 0 | 0 | 0 | 0 | 0 | 0 | 0 | 0 | 0 | 0 | 0 | 0 | 0 | 0 | 0 | 0 | 0
F1_Commercial_Retail_New_Food Preparation_Natural Gas_Fryer_E3 | F1 | Commercial | Retail | New | Food Preparation | Natural Gas | Fryer | E3 | CCE | 0 | 0 | 0 | 0 | 0 | 0 | 0 | 0 | 0 | 0 | 0 | 0 | 0 | 0 | 0 | 0 | 0 | 0 | 0 | 0 | 0 | 0 | 0 | 0 | 0 | 0 | 0 | 0 | 0 | 0 | 0 | 0 | 0
F1_Commercial_Retail_New_Food Preparation_Natural Gas_Fryer_E4 | F1 | Commercial | Retail | New | Food Preparation | Natural Gas | Fryer | E4 | CCE | 0 | 0 | 0 | 0 | 0 | 0 | 0 | 0 | 0 | 0 | 0 | 0 | 0 | 0 | 0 | 0 | 0 | 0 | 0 | 0 | 0 | 0 | 0 | 0 | 0 | 0 | 0 | 0 | 0 | 0 | 0 | 0 | 0
F1_Commercial_Retail_New_Food Preparation_Natural Gas_Fryer_E5 | F1 | Commercial | Retail | New | Food Preparation | Natural Gas | Fryer | E5 | CCE | 0 | 0 | 0 | 0 | 0 | 0 | 0 | 0 | 0 | 0 | 0 | 0 | 0 | 0 | 0 | 0 | 0 | 0 | 0 | 0 | 0 | 0 | 0 | 0 | 0 | 0 | 0 | 0 | 0 | 0 | 0 | 0 | 0
F1_Commercial_Retail_New_Food Preparation_Natural Gas_Fryer_E6 | F1 | Commercial | Retail | New | Food Preparation | Natural Gas | Fryer | E6 | CCE | 0 | 0 | 0 | 0 | 0 | 0 | 0 | 0 | 0 | 0 | 0 | 0 | 0 | 0 | 0 | 0 | 0 | 0 | 0 | 0 | 0 | 0 | 0 | 0 | 0 | 0 | 0 | 0 | 0 | 0 | 0 | 0 | 0
F1_Commercial_Retail_New_Food Preparation_Natural Gas_Fryer_E7 | F1 | Commercial | Retail | New | Food Preparation | Natural Gas | Fryer | E7 | CCE | 0 | 0 | 0 | 0 | 0 | 0 | 0 | 0 | 0 | 0 | 0 | 0 | 0 | 0 | 0 | 0 | 0 | 0 | 0 | 0 | 0 | 0 | 0 | 0 | 0 | 0 | 0 | 0 | 0 | 0 | 0 | 0 | 0
F1_Commercial_Retail_New_Food Preparation_Natural Gas_Fryer_E8 | F1 | Commercial | Retail | New | Food Preparation | Natural Gas | Fryer | E8 | CCE | 0 | 0 | 0 | 0 | 0 | 0 | 0 | 0 | 0 | 0 | 0 | 0 | 0 | 0 | 0 | 0 | 0 | 0 | 0 | 0 | 0 | 0 | 0 | 0 | 0 | 0 | 0 | 0 | 0 | 0 | 0 | 0 | 0
F1_Commercial_Retail_New_Food Preparation_Natural Gas_Fryer_E9 | F1 | Commercial | Retail | New | Food Preparation | Natural Gas | Fryer | E9 | CCE | 0 | 0 | 0 | 0 | 0 | 0 | 0 | 0 | 0 | 0 | 0 | 0 | 0 | 0 | 0 | 0 | 0 | 0 | 0 | 0 | 0 | 0 | 0 | 0 | 0 | 0 | 0 | 0 | 0 | 0 | 0 | 0 | 0
F1_Commercial_Retail_New_Food Preparation_Natural Gas_Fryer_E10 | F1 | Commercial | Retail | New | Food Preparation | Natural Gas | Fryer | E10 | CCE | 0 | 0 | 0 | 0 | 0 | 0 | 0 | 0 | 0 | 0 | 0 | 0 | 0 | 0 | 0 | 0 | 0 | 0 | 0 | 0 | 0 | 0 | 0 | 0 | 0 | 0 | 0 | 0 | 0 | 0 | 0 | 0 | 0
F2_Commercial_Retail_New_Food Preparation_Natural Gas_Fryer_E1 | F2 | Commercial | Retail | New | Food Preparation | Natural Gas | Fryer | E1 | TRC BC Ratio | 1 | 1 | 1 | 0 | 0 | 0 | 0 | 0 | 0 | 0 | 0 | 0 | 0 | 0 | 0 | 0 | 0 | 0 | 0 | 0 | 0 | 0 | 0 | 0 | 0 | 0 | 0 | 0 | 0 | 0 | 0 | 0 | 0
F2_Commercial_Retail_New_Food Preparation_Natural Gas_Fryer_E2 | F2 | Commercial | Retail | New | Food Preparation | Natural Gas | Fryer | E2 | TRC BC Ratio | 4.4463 | 4.4414 | 4.4606 | 1 | 1 | 1 | 1 | 1 | 1 | 1 | 1 | 1 | 1 | 1 | 1 | 1 | 1 | 1 | 1 | 1 | 1 | 1 | 1 | 1 | 1 | 1 | 1 | 1 | 1 | 1 | 1 | 1 | 1
F2_Commercial_Retail_New_Food Preparation_Natural Gas_Fryer_E3 | F2 | Commercial | Retail | New | Food Preparation | Natural Gas | Fryer | E3 | TRC BC Ratio | 0 | 0 | 0 | 0 | 0 | 0 | 0 | 0 | 0 | 0 | 0 | 0 | 0 | 0 | 0 | 0 | 0 | 0 | 0 | 0 | 0 | 0 | 0 | 0 | 0 | 0 | 0 | 0 | 0 | 0 | 0 | 0 | 0
F2_Commercial_Retail_New_Food Preparation_Natural Gas_Fryer_E4 | F2 | Commercial | Retail | New | Food Preparation | Natural Gas | Fryer | E4 | TRC BC Ratio | 0 | 0 | 0 | 0 | 0 | 0 | 0 | 0 | 0 | 0 | 0 | 0 | 0 | 0 | 0 | 0 | 0 | 0 | 0 | 0 | 0 | 0 | 0 | 0 | 0 | 0 | 0 | 0 | 0 | 0 | 0 | 0 | 0
F2_Commercial_Retail_New_Food Preparation_Natural Gas_Fryer_E5 | F2 | Commercial | Retail | New | Food Preparation | Natural Gas | Fryer | E5 | TRC BC Ratio | 0 | 0 | 0 | 0 | 0 | 0 | 0 | 0 | 0 | 0 | 0 | 0 | 0 | 0 | 0 | 0 | 0 | 0 | 0 | 0 | 0 | 0 | 0 | 0 | 0 | 0 | 0 | 0 | 0 | 0 | 0 | 0 | 0
F2_Commercial_Retail_New_Food Preparation_Natural Gas_Fryer_E6 | F2 | Commercial | Retail | New | Food Preparation | Natural Gas | Fryer | E6 | TRC BC Ratio | 0 | 0 | 0 | 0 | 0 | 0 | 0 | 0 | 0 | 0 | 0 | 0 | 0 | 0 | 0 | 0 | 0 | 0 | 0 | 0 | 0 | 0 | 0 | 0 | 0 | 0 | 0 | 0 | 0 | 0 | 0 | 0 | 0
F2_Commercial_Retail_New_Food Preparation_Natural Gas_Fryer_E7 | F2 | Commercial | Retail | New | Food Preparation | Natural Gas | Fryer | E7 | TRC BC Ratio | 0 | 0 | 0 | 0 | 0 | 0 | 0 | 0 | 0 | 0 | 0 | 0 | 0 | 0 | 0 | 0 | 0 | 0 | 0 | 0 | 0 | 0 | 0 | 0 | 0 | 0 | 0 | 0 | 0 | 0 | 0 | 0 | 0
F2_Commercial_Retail_New_Food Preparation_Natural Gas_Fryer_E8 | F2 | Commercial | Retail | New | Food Preparation | Natural Gas | Fryer | E8 | TRC BC Ratio | 0 | 0 | 0 | 0 | 0 | 0 | 0 | 0 | 0 | 0 | 0 | 0 | 0 | 0 | 0 | 0 | 0 | 0 | 0 | 0 | 0 | 0 | 0 | 0 | 0 | 0 | 0 | 0 | 0 | 0 | 0 | 0 | 0
F2_Commercial_Retail_New_Food Preparation_Natural Gas_Fryer_E9 | F2 | Commercial | Retail | New | Food Preparation | Natural Gas | Fryer | E9 | TRC BC Ratio | 0 | 0 | 0 | 0 | 0 | 0 | 0 | 0 | 0 | 0 | 0 | 0 | 0 | 0 | 0 | 0 | 0 | 0 | 0 | 0 | 0 | 0 | 0 | 0 | 0 | 0 | 0 | 0 | 0 | 0 | 0 | 0 | 0
F2_Commercial_Retail_New_Food Preparation_Natural Gas_Fryer_E10 | F2 | Commercial | Retail | New | Food Preparation | Natural Gas | Fryer | E10 | TRC BC Ratio | 0 | 0 | 0 | 0 | 0 | 0 | 0 | 0 | 0 | 0 | 0 | 0 | 0 | 0 | 0 | 0 | 0 | 0 | 0 | 0 | 0 | 0 | 0 | 0 | 0 | 0 | 0 | 0 | 0 | 0 | 0 | 0 | 0
F3_Commercial_Retail_New_Food Preparation_Natural Gas_Fryer_E1 | F3 | Commercial | Retail | New | Food Preparation | Natural Gas | Fryer | E1 | PACT BC Ratio | 1 | 1 | 1 | 0 | 0 | 0 | 0 | 0 | 0 | 0 | 0 | 0 | 0 | 0 | 0 | 0 | 0 | 0 | 0 | 0 | 0 | 0 | 0 | 0 | 0 | 0 | 0 | 0 | 0 | 0 | 0 | 0 | 0
F3_Commercial_Retail_New_Food Preparation_Natural Gas_Fryer_E2 | F3 | Commercial | Retail | New | Food Preparation | Natural Gas | Fryer | E2 | PACT BC Ratio | 5.9285 | 5.9219 | 5.9474 | 1 | 1 | 1 | 1 | 1 | 1 | 1 | 1 | 1 | 1 | 1 | 1 | 1 | 1 | 1 | 1 | 1 | 1 | 1 | 1 | 1 | 1 | 1 | 1 | 1 | 1 | 1 | 1 | 1 | 1
F3_Commercial_Retail_New_Food Preparation_Natural Gas_Fryer_E3 | F3 | Commercial | Retail | New | Food Preparation | Natural Gas | Fryer | E3 | PACT BC Ratio | 0 | 0 | 0 | 0 | 0 | 0 | 0 | 0 | 0 | 0 | 0 | 0 | 0 | 0 | 0 | 0 | 0 | 0 | 0 | 0 | 0 | 0 | 0 | 0 | 0 | 0 | 0 | 0 | 0 | 0 | 0 | 0 | 0
F3_Commercial_Retail_New_Food Preparation_Natural Gas_Fryer_E4 | F3 | Commercial | Retail | New | Food Preparation | Natural Gas | Fryer | E4 | PACT BC Ratio | 0 | 0 | 0 | 0 | 0 | 0 | 0 | 0 | 0 | 0 | 0 | 0 | 0 | 0 | 0 | 0 | 0 | 0 | 0 | 0 | 0 | 0 | 0 | 0 | 0 | 0 | 0 | 0 | 0 | 0 | 0 | 0 | 0
F3_Commercial_Retail_New_Food Preparation_Natural Gas_Fryer_E5 | F3 | Commercial | Retail | New | Food Preparation | Natural Gas | Fryer | E5 | PACT BC Ratio | 0 | 0 | 0 | 0 | 0 | 0 | 0 | 0 | 0 | 0 | 0 | 0 | 0 | 0 | 0 | 0 | 0 | 0 | 0 | 0 | 0 | 0 | 0 | 0 | 0 | 0 | 0 | 0 | 0 | 0 | 0 | 0 | 0
F3_Commercial_Retail_New_Food Preparation_Natural Gas_Fryer_E6 | F3 | Commercial | Retail | New | Food Preparation | Natural Gas | Fryer | E6 | PACT BC Ratio | 0 | 0 | 0 | 0 | 0 | 0 | 0 | 0 | 0 | 0 | 0 | 0 | 0 | 0 | 0 | 0 | 0 | 0 | 0 | 0 | 0 | 0 | 0 | 0 | 0 | 0 | 0 | 0 | 0 | 0 | 0 | 0 | 0
F3_Commercial_Retail_New_Food Preparation_Natural Gas_Fryer_E7 | F3 | Commercial | Retail | New | Food Preparation | Natural Gas | Fryer | E7 | PACT BC Ratio | 0 | 0 | 0 | 0 | 0 | 0 | 0 | 0 | 0 | 0 | 0 | 0 | 0 | 0 | 0 | 0 | 0 | 0 | 0 | 0 | 0 | 0 | 0 | 0 | 0 | 0 | 0 | 0 | 0 | 0 | 0 | 0 | 0
F3_Commercial_Retail_New_Food Preparation_Natural Gas_Fryer_E8 | F3 | Commercial | Retail | New | Food Preparation | Natural Gas | Fryer | E8 | PACT BC Ratio | 0 | 0 | 0 | 0 | 0 | 0 | 0 | 0 | 0 | 0 | 0 | 0 | 0 | 0 | 0 | 0 | 0 | 0 | 0 | 0 | 0 | 0 | 0 | 0 | 0 | 0 | 0 | 0 | 0 | 0 | 0 | 0 | 0
F3_Commercial_Retail_New_Food Preparation_Natural Gas_Fryer_E9 | F3 | Commercial | Retail | New | Food Preparation | Natural Gas | Fryer | E9 | PACT BC Ratio | 0 | 0 | 0 | 0 | 0 | 0 | 0 | 0 | 0 | 0 | 0 | 0 | 0 | 0 | 0 | 0 | 0 | 0 | 0 | 0 | 0 | 0 | 0 | 0 | 0 | 0 | 0 | 0 | 0 | 0 | 0 | 0 | 0
F3_Commercial_Retail_New_Food Preparation_Natural Gas_Fryer_E10 | F3 | Commercial | Retail | New | Food Preparation | Natural Gas | Fryer | E10 | PACT BC Ratio | 0 | 0 | 0 | 0 | 0 | 0 | 0 | 0 | 0 | 0 | 0 | 0 | 0 | 0 | 0 | 0 | 0 | 0 | 0 | 0 | 0 | 0 | 0 | 0 | 0 | 0 | 0 | 0 | 0 | 0 | 0 | 0 | 0
F4_Commercial_Retail_New_Food Preparation_Natural Gas_Fryer_E1 | F4 | Commercial | Retail | New | Food Preparation | Natural Gas | Fryer | E1 | RVT BC Ratio | 1 | 1 | 1 | 0 | 0 | 0 | 0 | 0 | 0 | 0 | 0 | 0 | 0 | 0 | 0 | 0 | 0 | 0 | 0 | 0 | 0 | 0 | 0 | 0 | 0 | 0 | 0 | 0 | 0 | 0 | 0 | 0 | 0
F4_Commercial_Retail_New_Food Preparation_Natural Gas_Fryer_E2 | F4 | Commercial | Retail | New | Food Preparation | Natural Gas | Fryer | E2 | RVT BC Ratio | 7.0924 | 7.0854 | 7.1129 | 1 | 1 | 1 | 1 | 1 | 1 | 1 | 1 | 1 | 1 | 1 | 1 | 1 | 1 | 1 | 1 | 1 | 1 | 1 | 1 | 1 | 1 | 1 | 1 | 1 | 1 | 1 | 1 | 1 | 1
F4_Commercial_Retail_New_Food Preparation_Natural Gas_Fryer_E3 | F4 | Commercial | Retail | New | Food Preparation | Natural Gas | Fryer | E3 | RVT BC Ratio | 0 | 0 | 0 | 0 | 0 | 0 | 0 | 0 | 0 | 0 | 0 | 0 | 0 | 0 | 0 | 0 | 0 | 0 | 0 | 0 | 0 | 0 | 0 | 0 | 0 | 0 | 0 | 0 | 0 | 0 | 0 | 0 | 0
F4_Commercial_Retail_New_Food Preparation_Natural Gas_Fryer_E4 | F4 | Commercial | Retail | New | Food Preparation | Natural Gas | Fryer | E4 | RVT BC Ratio | 0 | 0 | 0 | 0 | 0 | 0 | 0 | 0 | 0 | 0 | 0 | 0 | 0 | 0 | 0 | 0 | 0 | 0 | 0 | 0 | 0 | 0 | 0 | 0 | 0 | 0 | 0 | 0 | 0 | 0 | 0 | 0 | 0
F4_Commercial_Retail_New_Food Preparation_Natural Gas_Fryer_E5 | F4 | Commercial | Retail | New | Food Preparation | Natural Gas | Fryer | E5 | RVT BC Ratio | 0 | 0 | 0 | 0 | 0 | 0 | 0 | 0 | 0 | 0 | 0 | 0 | 0 | 0 | 0 | 0 | 0 | 0 | 0 | 0 | 0 | 0 | 0 | 0 | 0 | 0 | 0 | 0 | 0 | 0 | 0 | 0 | 0
F4_Commercial_Retail_New_Food Preparation_Natural Gas_Fryer_E6 | F4 | Commercial | Retail | New | Food Preparation | Natural Gas | Fryer | E6 | RVT BC Ratio | 0 | 0 | 0 | 0 | 0 | 0 | 0 | 0 | 0 | 0 | 0 | 0 | 0 | 0 | 0 | 0 | 0 | 0 | 0 | 0 | 0 | 0 | 0 | 0 | 0 | 0 | 0 | 0 | 0 | 0 | 0 | 0 | 0
F4_Commercial_Retail_New_Food Preparation_Natural Gas_Fryer_E7 | F4 | Commercial | Retail | New | Food Preparation | Natural Gas | Fryer | E7 | RVT BC Ratio | 0 | 0 | 0 | 0 | 0 | 0 | 0 | 0 | 0 | 0 | 0 | 0 | 0 | 0 | 0 | 0 | 0 | 0 | 0 | 0 | 0 | 0 | 0 | 0 | 0 | 0 | 0 | 0 | 0 | 0 | 0 | 0 | 0
F4_Commercial_Retail_New_Food Preparation_Natural Gas_Fryer_E8 | F4 | Commercial | Retail | New | Food Preparation | Natural Gas | Fryer | E8 | RVT BC Ratio | 0 | 0 | 0 | 0 | 0 | 0 | 0 | 0 | 0 | 0 | 0 | 0 | 0 | 0 | 0 | 0 | 0 | 0 | 0 | 0 | 0 | 0 | 0 | 0 | 0 | 0 | 0 | 0 | 0 | 0 | 0 | 0 | 0
F4_Commercial_Retail_New_Food Preparation_Natural Gas_Fryer_E9 | F4 | Commercial | Retail | New | Food Preparation | Natural Gas | Fryer | E9 | RVT BC Ratio | 0 | 0 | 0 | 0 | 0 | 0 | 0 | 0 | 0 | 0 | 0 | 0 | 0 | 0 | 0 | 0 | 0 | 0 | 0 | 0 | 0 | 0 | 0 | 0 | 0 | 0 | 0 | 0 | 0 | 0 | 0 | 0 | 0
F4_Commercial_Retail_New_Food Preparation_Natural Gas_Fryer_E10 | F4 | Commercial | Retail | New | Food Preparation | Natural Gas | Fryer | E10 | RVT BC Ratio | 0 | 0 | 0 | 0 | 0 | 0 | 0 | 0 | 0 | 0 | 0 | 0 | 0 | 0 | 0 | 0 | 0 | 0 | 0 | 0 | 0 | 0 | 0 | 0 | 0 | 0 | 0 | 0 | 0 | 0 | 0 | 0 | 0
F5_Commercial_Retail_New_Food Preparation_Natural Gas_Fryer_E1 | F5 | Commercial | Retail | New | Food Preparation | Natural Gas | Fryer | E1 | RIM BC Ratio | 1 | 1 | 1 | 0 | 0 | 0 | 0 | 0 | 0 | 0 | 0 | 0 | 0 | 0 | 0 | 0 | 0 | 0 | 0 | 0 | 0 | 0 | 0 | 0 | 0 | 0 | 0 | 0 | 0 | 0 | 0 | 0 | 0
F5_Commercial_Retail_New_Food Preparation_Natural Gas_Fryer_E2 | F5 | Commercial | Retail | New | Food Preparation | Natural Gas | Fryer | E2 | RIM BC Ratio | 0.73167 | 0.73157 | 0.73195 | 1 | 1 | 1 | 1 | 1 | 1 | 1 | 1 | 1 | 1 | 1 | 1 | 1 | 1 | 1 | 1 | 1 | 1 | 1 | 1 | 1 | 1 | 1 | 1 | 1 | 1 | 1 | 1 | 1 | 1
F5_Commercial_Retail_New_Food Preparation_Natural Gas_Fryer_E3 | F5 | Commercial | Retail | New | Food Preparation | Natural Gas | Fryer | E3 | RIM BC Ratio | 0 | 0 | 0 | 0 | 0 | 0 | 0 | 0 | 0 | 0 | 0 | 0 | 0 | 0 | 0 | 0 | 0 | 0 | 0 | 0 | 0 | 0 | 0 | 0 | 0 | 0 | 0 | 0 | 0 | 0 | 0 | 0 | 0
F5_Commercial_Retail_New_Food Preparation_Natural Gas_Fryer_E4 | F5 | Commercial | Retail | New | Food Preparation | Natural Gas | Fryer | E4 | RIM BC Ratio | 0 | 0 | 0 | 0 | 0 | 0 | 0 | 0 | 0 | 0 | 0 | 0 | 0 | 0 | 0 | 0 | 0 | 0 | 0 | 0 | 0 | 0 | 0 | 0 | 0 | 0 | 0 | 0 | 0 | 0 | 0 | 0 | 0
F5_Commercial_Retail_New_Food Preparation_Natural Gas_Fryer_E5 | F5 | Commercial | Retail | New | Food Preparation | Natural Gas | Fryer | E5 | RIM BC Ratio | 0 | 0 | 0 | 0 | 0 | 0 | 0 | 0 | 0 | 0 | 0 | 0 | 0 | 0 | 0 | 0 | 0 | 0 | 0 | 0 | 0 | 0 | 0 | 0 | 0 | 0 | 0 | 0 | 0 | 0 | 0 | 0 | 0
F5_Commercial_Retail_New_Food Preparation_Natural Gas_Fryer_E6 | F5 | Commercial | Retail | New | Food Preparation | Natural Gas | Fryer | E6 | RIM BC Ratio | 0 | 0 | 0 | 0 | 0 | 0 | 0 | 0 | 0 | 0 | 0 | 0 | 0 | 0 | 0 | 0 | 0 | 0 | 0 | 0 | 0 | 0 | 0 | 0 | 0 | 0 | 0 | 0 | 0 | 0 | 0 | 0 | 0
F5_Commercial_Retail_New_Food Preparation_Natural Gas_Fryer_E7 | F5 | Commercial | Retail | New | Food Preparation | Natural Gas | Fryer | E7 | RIM BC Ratio | 0 | 0 | 0 | 0 | 0 | 0 | 0 | 0 | 0 | 0 | 0 | 0 | 0 | 0 | 0 | 0 | 0 | 0 | 0 | 0 | 0 | 0 | 0 | 0 | 0 | 0 | 0 | 0 | 0 | 0 | 0 | 0 | 0
F5_Commercial_Retail_New_Food Preparation_Natural Gas_Fryer_E8 | F5 | Commercial | Retail | New | Food Preparation | Natural Gas | Fryer | E8 | RIM BC Ratio | 0 | 0 | 0 | 0 | 0 | 0 | 0 | 0 | 0 | 0 | 0 | 0 | 0 | 0 | 0 | 0 | 0 | 0 | 0 | 0 | 0 | 0 | 0 | 0 | 0 | 0 | 0 | 0 | 0 | 0 | 0 | 0 | 0
F5_Commercial_Retail_New_Food Preparation_Natural Gas_Fryer_E9 | F5 | Commercial | Retail | New | Food Preparation | Natural Gas | Fryer | E9 | RIM BC Ratio | 0 | 0 | 0 | 0 | 0 | 0 | 0 | 0 | 0 | 0 | 0 | 0 | 0 | 0 | 0 | 0 | 0 | 0 | 0 | 0 | 0 | 0 | 0 | 0 | 0 | 0 | 0 | 0 | 0 | 0 | 0 | 0 | 0
F5_Commercial_Retail_New_Food Preparation_Natural Gas_Fryer_E10 | F5 | Commercial | Retail | New | Food Preparation | Natural Gas | Fryer | E10 | RIM BC Ratio | 0 | 0 | 0 | 0 | 0 | 0 | 0 | 0 | 0 | 0 | 0 | 0 | 0 | 0 | 0 | 0 | 0 | 0 | 0 | 0 | 0 | 0 | 0 | 0 | 0 | 0 | 0 | 0 | 0 | 0 | 0 | 0 | 0
F0_Commercial_Retail_New_Food Preparation_Natural Gas_Broiler_E0 | F0 | Commercial | Retail | New | Food Preparation | Natural Gas | Broiler | E0 | Economic Unit | Infrared Burners | Infrared Burners | Infrared Burners | Infrared Burners | Infrared Burners | Infrared Burners | Infrared Burners | Infrared Burners | Infrared Burners | Infrared Burners | Infrared Burners | Infrared Burners | Infrared Burners | Infrared Burners | Infrared Burners | Infrared Burners | Infrared Burners | Infrared Burners | Infrared Burners | Infrared Burners | Infrared Burners | Infrared Burners | Infrared Burners | Infrared Burners | Infrared Burners | Infrared Burners | Infrared Burners | Infrared Burners | Infrared Burners | Infrared Burners | Infrared Burners | Infrared Burners | Infrared Burners
F1_Commercial_Retail_New_Food Preparation_Natural Gas_Broiler_E1 | F1 | Commercial | Retail | New | Food Preparation | Natural Gas | Broiler | E1 | CCE | 0 | 0 | 0 | 0 | 0 | 0 | 0 | 0 | 0 | 0 | 0 | 0 | 0 | 0 | 0 | 0 | 0 | 0 | 0 | 0 | 0 | 0 | 0 | 0 | 0 | 0 | 0 | 0 | 0 | 0 | 0 | 0 | 0
F1_Commercial_Retail_New_Food Preparation_Natural Gas_Broiler_E2 | F1 | Commercial | Retail | New | Food Preparation | Natural Gas | Broiler | E2 | CCE | 0.59817 | 0.61931 | 0.55594 | 0.56637 | 0.56637 | 0.56637 | 0.56637 | 0.56637 | 0.56637 | 0.56637 | 0.56637 | 0.56637 | 0.56637 | 0.56637 | 0.56637 | 0.56637 | 0.56637 | 0.56637 | 0.56637 | 0.56637 | 0.56637 | 0.56637 | 0.56637 | 0.56637 | 0.56637 | 0.56637 | 0.56637 | 0.56637 | 0.56637 | 0.56637 | 0.56637 | 0.56637 | 0.56637
F1_Commercial_Retail_New_Food Preparation_Natural Gas_Broiler_E3 | F1 | Commercial | Retail | New | Food Preparation | Natural Gas | Broiler | E3 | CCE | 0 | 0 | 0 | 0 | 0 | 0 | 0 | 0 | 0 | 0 | 0 | 0 | 0 | 0 | 0 | 0 | 0 | 0 | 0 | 0 | 0 | 0 | 0 | 0 | 0 | 0 | 0 | 0 | 0 | 0 | 0 | 0 | 0
F1_Commercial_Retail_New_Food Preparation_Natural Gas_Broiler_E4 | F1 | Commercial | Retail | New | Food Preparation | Natural Gas | Broiler | E4 | CCE | 0 | 0 | 0 | 0 | 0 | 0 | 0 | 0 | 0 | 0 | 0 | 0 | 0 | 0 | 0 | 0 | 0 | 0 | 0 | 0 | 0 | 0 | 0 | 0 | 0 | 0 | 0 | 0 | 0 | 0 | 0 | 0 | 0
F1_Commercial_Retail_New_Food Preparation_Natural Gas_Broiler_E5 | F1 | Commercial | Retail | New | Food Preparation | Natural Gas | Broiler | E5 | CCE | 0 | 0 | 0 | 0 | 0 | 0 | 0 | 0 | 0 | 0 | 0 | 0 | 0 | 0 | 0 | 0 | 0 | 0 | 0 | 0 | 0 | 0 | 0 | 0 | 0 | 0 | 0 | 0 | 0 | 0 | 0 | 0 | 0
F1_Commercial_Retail_New_Food Preparation_Natural Gas_Broiler_E6 | F1 | Commercial | Retail | New | Food Preparation | Natural Gas | Broiler | E6 | CCE | 0 | 0 | 0 | 0 | 0 | 0 | 0 | 0 | 0 | 0 | 0 | 0 | 0 | 0 | 0 | 0 | 0 | 0 | 0 | 0 | 0 | 0 | 0 | 0 | 0 | 0 | 0 | 0 | 0 | 0 | 0 | 0 | 0
F1_Commercial_Retail_New_Food Preparation_Natural Gas_Broiler_E7 | F1 | Commercial | Retail | New | Food Preparation | Natural Gas | Broiler | E7 | CCE | 0 | 0 | 0 | 0 | 0 | 0 | 0 | 0 | 0 | 0 | 0 | 0 | 0 | 0 | 0 | 0 | 0 | 0 | 0 | 0 | 0 | 0 | 0 | 0 | 0 | 0 | 0 | 0 | 0 | 0 | 0 | 0 | 0
F1_Commercial_Retail_New_Food Preparation_Natural Gas_Broiler_E8 | F1 | Commercial | Retail | New | Food Preparation | Natural Gas | Broiler | E8 | CCE | 0 | 0 | 0 | 0 | 0 | 0 | 0 | 0 | 0 | 0 | 0 | 0 | 0 | 0 | 0 | 0 | 0 | 0 | 0 | 0 | 0 | 0 | 0 | 0 | 0 | 0 | 0 | 0 | 0 | 0 | 0 | 0 | 0
F1_Commercial_Retail_New_Food Preparation_Natural Gas_Broiler_E9 | F1 | Commercial | Retail | New | Food Preparation | Natural Gas | Broiler | E9 | CCE | 0 | 0 | 0 | 0 | 0 | 0 | 0 | 0 | 0 | 0 | 0 | 0 | 0 | 0 | 0 | 0 | 0 | 0 | 0 | 0 | 0 | 0 | 0 | 0 | 0 | 0 | 0 | 0 | 0 | 0 | 0 | 0 | 0
F1_Commercial_Retail_New_Food Preparation_Natural Gas_Broiler_E10 | F1 | Commercial | Retail | New | Food Preparation | Natural Gas | Broiler | E10 | CCE | 0 | 0 | 0 | 0 | 0 | 0 | 0 | 0 | 0 | 0 | 0 | 0 | 0 | 0 | 0 | 0 | 0 | 0 | 0 | 0 | 0 | 0 | 0 | 0 | 0 | 0 | 0 | 0 | 0 | 0 | 0 | 0 | 0
F2_Commercial_Retail_New_Food Preparation_Natural Gas_Broiler_E1 | F2 | Commercial | Retail | New | Food Preparation | Natural Gas | Broiler | E1 | TRC BC Ratio | bar: 2019 to 2051
F2_Commercial_Retail_New_Food Preparation_Natural Gas_Broiler_E2 | F2 | Commercial | Retail | New | Food Preparation | Natural Gas | Broiler | E2 | TRC BC Ratio | 2.7519 | 2.7554 | 2.7705 | 2.7565 | 2.7493 | 2.7603 | 2.7866 | 2.8079 | 2.834 | 2.8592 | 2.8846 | 2.9086 | 2.9342 | 2.9607 | 2.9863 | 3.0126 | 3.039 | 3.0674 | 3.0969 | 3.1274 | 3.1566 | 3.1859 | 3.2122 | 3.2386 | 3.2614 | 3.2812 | 3.2991 | 3.3146 | 3.3268 | 3.3367 | 3.3421 | 3.3458 | 3.3458
F2_Commercial_Retail_New_Food Preparation_Natural Gas_Broiler_E3 | F2 | Commercial | Retail | New | Food Preparation | Natural Gas | Broiler | E3 | TRC BC Ratio | 0 | 0 | 0 | 0 | 0 | 0 | 0 | 0 | 0 | 0 | 0 | 0 | 0 | 0 | 0 | 0 | 0 | 0 | 0 | 0 | 0 | 0 | 0 | 0 | 0 | 0 | 0 | 0 | 0 | 0 | 0 | 0 | 0
F2_Commercial_Retail_New_Food Preparation_Natural Gas_Broiler_E4 | F2 | Commercial | Retail | New | Food Preparation | Natural Gas | Broiler | E4 | TRC BC Ratio | 0 | 0 | 0 | 0 | 0 | 0 | 0 | 0 | 0 | 0 | 0 | 0 | 0 | 0 | 0 | 0 | 0 | 0 | 0 | 0 | 0 | 0 | 0 | 0 | 0 | 0 | 0 | 0 | 0 | 0 | 0 | 0 | 0
F2_Commercial_Retail_New_Food Preparation_Natural Gas_Broiler_E5 | F2 | Commercial | Retail | New | Food Preparation | Natural Gas | Broiler | E5 | TRC BC Ratio | 0 | 0 | 0 | 0 | 0 | 0 | 0 | 0 | 0 | 0 | 0 | 0 | 0 | 0 | 0 | 0 | 0 | 0 | 0 | 0 | 0 | 0 | 0 | 0 | 0 | 0 | 0 | 0 | 0 | 0 | 0 | 0 | 0
F2_Commercial_Retail_New_Food Preparation_Natural Gas_Broiler_E6 | F2 | Commercial | Retail | New | Food Preparation | Natural Gas | Broiler | E6 | TRC BC Ratio | 0 | 0 | 0 | 0 | 0 | 0 | 0 | 0 | 0 | 0 | 0 | 0 | 0 | 0 | 0 | 0 | 0 | 0 | 0 | 0 | 0 | 0 | 0 | 0 | 0 | 0 | 0 | 0 | 0 | 0 | 0 | 0 | 0
F2_Commercial_Retail_New_Food Preparation_Natural Gas_Broiler_E7 | F2 | Commercial | Retail | New | Food Preparation | Natural Gas | Broiler | E7 | TRC BC Ratio | 0 | 0 | 0 | 0 | 0 | 0 | 0 | 0 | 0 | 0 | 0 | 0 | 0 | 0 | 0 | 0 | 0 | 0 | 0 | 0 | 0 | 0 | 0 | 0 | 0 | 0 | 0 | 0 | 0 | 0 | 0 | 0 | 0
F2_Commercial_Retail_New_Food Preparation_Natural Gas_Broiler_E8 | F2 | Commercial | Retail | New | Food Preparation | Natural Gas | Broiler | E8 | TRC BC Ratio | 0 | 0 | 0 | 0 | 0 | 0 | 0 | 0 | 0 | 0 | 0 | 0 | 0 | 0 | 0 | 0 | 0 | 0 | 0 | 0 | 0 | 0 | 0 | 0 | 0 | 0 | 0 | 0 | 0 | 0 | 0 | 0 | 0
F2_Commercial_Retail_New_Food Preparation_Natural Gas_Broiler_E9 | F2 | Commercial | Retail | New | Food Preparation | Natural Gas | Broiler | E9 | TRC BC Ratio | 0 | 0 | 0 | 0 | 0 | 0 | 0 | 0 | 0 | 0 | 0 | 0 | 0 | 0 | 0 | 0 | 0 | 0 | 0 | 0 | 0 | 0 | 0 | 0 | 0 | 0 | 0 | 0 | 0 | 0 | 0 | 0 | 0
F2_Commercial_Retail_New_Food Preparation_Natural Gas_Broiler_E10 | F2 | Commercial | Retail | New | Food Preparation | Natural Gas | Broiler | E10 | TRC BC Ratio | 0 | 0 | 0 | 0 | 0 | 0 | 0 | 0 | 0 | 0 | 0 | 0 | 0 | 0 | 0 | 0 | 0 | 0 | 0 | 0 | 0 | 0 | 0 | 0 | 0 | 0 | 0 | 0 | 0 | 0 | 0 | 0 | 0
F3_Commercial_Retail_New_Food Preparation_Natural Gas_Broiler_E1 | F3 | Commercial | Retail | New | Food Preparation | Natural Gas | Broiler | E1 | PACT BC Ratio | bar: 2019 to 2051
F3_Commercial_Retail_New_Food Preparation_Natural Gas_Broiler_E2 | F3 | Commercial | Retail | New | Food Preparation | Natural Gas | Broiler | E2 | PACT BC Ratio | 3.6692 | 3.6739 | 3.694 | 3.6753 | 3.6658 | 3.6803 | 3.7154 | 3.7439 | 3.7787 | 3.8122 | 3.8462 | 3.8782 | 3.9123 | 3.9475 | 3.9818 | 4.0167 | 4.052 | 4.0899 | 4.1293 | 4.1698 | 4.2088 | 4.2479 | 4.283 | 4.3181 | 4.3486 | 4.3749 | 4.3988 | 4.4195 | 4.4357 | 4.4489 | 4.4562 | 4.461 | 4.461
F3_Commercial_Retail_New_Food Preparation_Natural Gas_Broiler_E3 | F3 | Commercial | Retail | New | Food Preparation | Natural Gas | Broiler | E3 | PACT BC Ratio | 0 | 0 | 0 | 0 | 0 | 0 | 0 | 0 | 0 | 0 | 0 | 0 | 0 | 0 | 0 | 0 | 0 | 0 | 0 | 0 | 0 | 0 | 0 | 0 | 0 | 0 | 0 | 0 | 0 | 0 | 0 | 0 | 0
F3_Commercial_Retail_New_Food Preparation_Natural Gas_Broiler_E4 | F3 | Commercial | Retail | New | Food Preparation | Natural Gas | Broiler | E4 | PACT BC Ratio | 0 | 0 | 0 | 0 | 0 | 0 | 0 | 0 | 0 | 0 | 0 | 0 | 0 | 0 | 0 | 0 | 0 | 0 | 0 | 0 | 0 | 0 | 0 | 0 | 0 | 0 | 0 | 0 | 0 | 0 | 0 | 0 | 0
F3_Commercial_Retail_New_Food Preparation_Natural Gas_Broiler_E5 | F3 | Commercial | Retail | New | Food Preparation | Natural Gas | Broiler | E5 | PACT BC Ratio | 0 | 0 | 0 | 0 | 0 | 0 | 0 | 0 | 0 | 0 | 0 | 0 | 0 | 0 | 0 | 0 | 0 | 0 | 0 | 0 | 0 | 0 | 0 | 0 | 0 | 0 | 0 | 0 | 0 | 0 | 0 | 0 | 0
F3_Commercial_Retail_New_Food Preparation_Natural Gas_Broiler_E6 | F3 | Commercial | Retail | New | Food Preparation | Natural Gas | Broiler | E6 | PACT BC Ratio | 0 | 0 | 0 | 0 | 0 | 0 | 0 | 0 | 0 | 0 | 0 | 0 | 0 | 0 | 0 | 0 | 0 | 0 | 0 | 0 | 0 | 0 | 0 | 0 | 0 | 0 | 0 | 0 | 0 | 0 | 0 | 0 | 0
F3_Commercial_Retail_New_Food Preparation_Natural Gas_Broiler_E7 | F3 | Commercial | Retail | New | Food Preparation | Natural Gas | Broiler | E7 | PACT BC Ratio | 0 | 0 | 0 | 0 | 0 | 0 | 0 | 0 | 0 | 0 | 0 | 0 | 0 | 0 | 0 | 0 | 0 | 0 | 0 | 0 | 0 | 0 | 0 | 0 | 0 | 0 | 0 | 0 | 0 | 0 | 0 | 0 | 0
F3_Commercial_Retail_New_Food Preparation_Natural Gas_Broiler_E8 | F3 | Commercial | Retail | New | Food Preparation | Natural Gas | Broiler | E8 | PACT BC Ratio | 0 | 0 | 0 | 0 | 0 | 0 | 0 | 0 | 0 | 0 | 0 | 0 | 0 | 0 | 0 | 0 | 0 | 0 | 0 | 0 | 0 | 0 | 0 | 0 | 0 | 0 | 0 | 0 | 0 | 0 | 0 | 0 | 0
F3_Commercial_Retail_New_Food Preparation_Natural Gas_Broiler_E9 | F3 | Commercial | Retail | New | Food Preparation | Natural Gas | Broiler | E9 | PACT BC Ratio | 0 | 0 | 0 | 0 | 0 | 0 | 0 | 0 | 0 | 0 | 0 | 0 | 0 | 0 | 0 | 0 | 0 | 0 | 0 | 0 | 0 | 0 | 0 | 0 | 0 | 0 | 0 | 0 | 0 | 0 | 0 | 0 | 0
F3_Commercial_Retail_New_Food Preparation_Natural Gas_Broiler_E10 | F3 | Commercial | Retail | New | Food Preparation | Natural Gas | Broiler | E10 | PACT BC Ratio | 0 | 0 | 0 | 0 | 0 | 0 | 0 | 0 | 0 | 0 | 0 | 0 | 0 | 0 | 0 | 0 | 0 | 0 | 0 | 0 | 0 | 0 | 0 | 0 | 0 | 0 | 0 | 0 | 0 | 0 | 0 | 0 | 0
F4_Commercial_Retail_New_Food Preparation_Natural Gas_Broiler_E1 | F4 | Commercial | Retail | New | Food Preparation | Natural Gas | Broiler | E1 | RVT BC Ratio | bar: 2019 to 2051
F4_Commercial_Retail_New_Food Preparation_Natural Gas_Broiler_E2 | F4 | Commercial | Retail | New | Food Preparation | Natural Gas | Broiler | E2 | RVT BC Ratio | 4.6564 | 4.6614 | 4.6831 | 4.6629 | 4.6526 | 4.6684 | 4.7062 | 4.7369 | 4.7744 | 4.8106 | 4.8472 | 4.8817 | 4.9184 | 4.9565 | 4.9934 | 5.0311 | 5.0691 | 5.11 | 5.1524 | 5.1962 | 5.2382 | 5.2804 | 5.3182 | 5.3561 | 5.3889 | 5.4173 | 5.4431 | 5.4654 | 5.4828 | 5.4971 | 5.5049 | 5.5101 | 5.5101
F4_Commercial_Retail_New_Food Preparation_Natural Gas_Broiler_E3 | F4 | Commercial | Retail | New | Food Preparation | Natural Gas | Broiler | E3 | RVT BC Ratio | 0 | 0 | 0 | 0 | 0 | 0 | 0 | 0 | 0 | 0 | 0 | 0 | 0 | 0 | 0 | 0 | 0 | 0 | 0 | 0 | 0 | 0 | 0 | 0 | 0 | 0 | 0 | 0 | 0 | 0 | 0 | 0 | 0
F4_Commercial_Retail_New_Food Preparation_Natural Gas_Broiler_E4 | F4 | Commercial | Retail | New | Food Preparation | Natural Gas | Broiler | E4 | RVT BC Ratio | 0 | 0 | 0 | 0 | 0 | 0 | 0 | 0 | 0 | 0 | 0 | 0 | 0 | 0 | 0 | 0 | 0 | 0 | 0 | 0 | 0 | 0 | 0 | 0 | 0 | 0 | 0 | 0 | 0 | 0 | 0 | 0 | 0
F4_Commercial_Retail_New_Food Preparation_Natural Gas_Broiler_E5 | F4 | Commercial | Retail | New | Food Preparation | Natural Gas | Broiler | E5 | RVT BC Ratio | 0 | 0 | 0 | 0 | 0 | 0 | 0 | 0 | 0 | 0 | 0 | 0 | 0 | 0 | 0 | 0 | 0 | 0 | 0 | 0 | 0 | 0 | 0 | 0 | 0 | 0 | 0 | 0 | 0 | 0 | 0 | 0 | 0
F4_Commercial_Retail_New_Food Preparation_Natural Gas_Broiler_E6 | F4 | Commercial | Retail | New | Food Preparation | Natural Gas | Broiler | E6 | RVT BC Ratio | 0 | 0 | 0 | 0 | 0 | 0 | 0 | 0 | 0 | 0 | 0 | 0 | 0 | 0 | 0 | 0 | 0 | 0 | 0 | 0 | 0 | 0 | 0 | 0 | 0 | 0 | 0 | 0 | 0 | 0 | 0 | 0 | 0
F4_Commercial_Retail_New_Food Preparation_Natural Gas_Broiler_E7 | F4 | Commercial | Retail | New | Food Preparation | Natural Gas | Broiler | E7 | RVT BC Ratio | 0 | 0 | 0 | 0 | 0 | 0 | 0 | 0 | 0 | 0 | 0 | 0 | 0 | 0 | 0 | 0 | 0 | 0 | 0 | 0 | 0 | 0 | 0 | 0 | 0 | 0 | 0 | 0 | 0 | 0 | 0 | 0 | 0
F4_Commercial_Retail_New_Food Preparation_Natural Gas_Broiler_E8 | F4 | Commercial | Retail | New | Food Preparation | Natural Gas | Broiler | E8 | RVT BC Ratio | 0 | 0 | 0 | 0 | 0 | 0 | 0 | 0 | 0 | 0 | 0 | 0 | 0 | 0 | 0 | 0 | 0 | 0 | 0 | 0 | 0 | 0 | 0 | 0 | 0 | 0 | 0 | 0 | 0 | 0 | 0 | 0 | 0
F4_Commercial_Retail_New_Food Preparation_Natural Gas_Broiler_E9 | F4 | Commercial | Retail | New | Food Preparation | Natural Gas | Broiler | E9 | RVT BC Ratio | 0 | 0 | 0 | 0 | 0 | 0 | 0 | 0 | 0 | 0 | 0 | 0 | 0 | 0 | 0 | 0 | 0 | 0 | 0 | 0 | 0 | 0 | 0 | 0 | 0 | 0 | 0 | 0 | 0 | 0 | 0 | 0 | 0
F4_Commercial_Retail_New_Food Preparation_Natural Gas_Broiler_E10 | F4 | Commercial | Retail | New | Food Preparation | Natural Gas | Broiler | E10 | RVT BC Ratio | 0 | 0 | 0 | 0 | 0 | 0 | 0 | 0 | 0 | 0 | 0 | 0 | 0 | 0 | 0 | 0 | 0 | 0 | 0 | 0 | 0 | 0 | 0 | 0 | 0 | 0 | 0 | 0 | 0 | 0 | 0 | 0 | 0
F5_Commercial_Retail_New_Food Preparation_Natural Gas_Broiler_E1 | F5 | Commercial | Retail | New | Food Preparation | Natural Gas | Broiler | E1 | RIM BC Ratio | bar: 2019 to 2051
F5_Commercial_Retail_New_Food Preparation_Natural Gas_Broiler_E2 | F5 | Commercial | Retail | New | Food Preparation | Natural Gas | Broiler | E2 | RIM BC Ratio | 0.67999 | 0.68015 | 0.68084 | 0.6802 | 0.67987 | 0.68037 | 0.68156 | 0.68252 | 0.68367 | 0.68475 | 0.68584 | 0.68685 | 0.68791 | 0.689 | 0.69003 | 0.69107 | 0.69211 | 0.69321 | 0.69433 | 0.69547 | 0.69654 | 0.69761 | 0.69854 | 0.69947 | 0.70027 | 0.70095 | 0.70156 | 0.70208 | 0.70249 | 0.70282 | 0.703 | 0.70312 | 0.70312
F5_Commercial_Retail_New_Food Preparation_Natural Gas_Broiler_E3 | F5 | Commercial | Retail | New | Food Preparation | Natural Gas | Broiler | E3 | RIM BC Ratio | 0 | 0 | 0 | 0 | 0 | 0 | 0 | 0 | 0 | 0 | 0 | 0 | 0 | 0 | 0 | 0 | 0 | 0 | 0 | 0 | 0 | 0 | 0 | 0 | 0 | 0 | 0 | 0 | 0 | 0 | 0 | 0 | 0
F5_Commercial_Retail_New_Food Preparation_Natural Gas_Broiler_E4 | F5 | Commercial | Retail | New | Food Preparation | Natural Gas | Broiler | E4 | RIM BC Ratio | 0 | 0 | 0 | 0 | 0 | 0 | 0 | 0 | 0 | 0 | 0 | 0 | 0 | 0 | 0 | 0 | 0 | 0 | 0 | 0 | 0 | 0 | 0 | 0 | 0 | 0 | 0 | 0 | 0 | 0 | 0 | 0 | 0
F5_Commercial_Retail_New_Food Preparation_Natural Gas_Broiler_E5 | F5 | Commercial | Retail | New | Food Preparation | Natural Gas | Broiler | E5 | RIM BC Ratio | 0 | 0 | 0 | 0 | 0 | 0 | 0 | 0 | 0 | 0 | 0 | 0 | 0 | 0 | 0 | 0 | 0 | 0 | 0 | 0 | 0 | 0 | 0 | 0 | 0 | 0 | 0 | 0 | 0 | 0 | 0 | 0 | 0
F5_Commercial_Retail_New_Food Preparation_Natural Gas_Broiler_E6 | F5 | Commercial | Retail | New | Food Preparation | Natural Gas | Broiler | E6 | RIM BC Ratio | 0 | 0 | 0 | 0 | 0 | 0 | 0 | 0 | 0 | 0 | 0 | 0 | 0 | 0 | 0 | 0 | 0 | 0 | 0 | 0 | 0 | 0 | 0 | 0 | 0 | 0 | 0 | 0 | 0 | 0 | 0 | 0 | 0
F5_Commercial_Retail_New_Food Preparation_Natural Gas_Broiler_E7 | F5 | Commercial | Retail | New | Food Preparation | Natural Gas | Broiler | E7 | RIM BC Ratio | 0 | 0 | 0 | 0 | 0 | 0 | 0 | 0 | 0 | 0 | 0 | 0 | 0 | 0 | 0 | 0 | 0 | 0 | 0 | 0 | 0 | 0 | 0 | 0 | 0 | 0 | 0 | 0 | 0 | 0 | 0 | 0 | 0
F5_Commercial_Retail_New_Food Preparation_Natural Gas_Broiler_E8 | F5 | Commercial | Retail | New | Food Preparation | Natural Gas | Broiler | E8 | RIM BC Ratio | 0 | 0 | 0 | 0 | 0 | 0 | 0 | 0 | 0 | 0 | 0 | 0 | 0 | 0 | 0 | 0 | 0 | 0 | 0 | 0 | 0 | 0 | 0 | 0 | 0 | 0 | 0 | 0 | 0 | 0 | 0 | 0 | 0
F5_Commercial_Retail_New_Food Preparation_Natural Gas_Broiler_E9 | F5 | Commercial | Retail | New | Food Preparation | Natural Gas | Broiler | E9 | RIM BC Ratio | 0 | 0 | 0 | 0 | 0 | 0 | 0 | 0 | 0 | 0 | 0 | 0 | 0 | 0 | 0 | 0 | 0 | 0 | 0 | 0 | 0 | 0 | 0 | 0 | 0 | 0 | 0 | 0 | 0 | 0 | 0 | 0 | 0
F5_Commercial_Retail_New_Food Preparation_Natural Gas_Broiler_E10 | F5 | Commercial | Retail | New | Food Preparation | Natural Gas | Broiler | E10 | RIM BC Ratio | 0 | 0 | 0 | 0 | 0 | 0 | 0 | 0 | 0 | 0 | 0 | 0 | 0 | 0 | 0 | 0 | 0 | 0 | 0 | 0 | 0 | 0 | 0 | 0 | 0 | 0 | 0 | 0 | 0 | 0 | 0 | 0 | 0
F0_Commercial_Retail_New_Food Preparation_Natural Gas_Griddle_E0 | F0 | Commercial | Retail | New | Food Preparation | Natural Gas | Griddle | E0 | Economic Unit | ENERGY STAR | ENERGY STAR | ENERGY STAR | ENERGY STAR | ENERGY STAR | ENERGY STAR | ENERGY STAR | ENERGY STAR | ENERGY STAR | ENERGY STAR | ENERGY STAR | ENERGY STAR | ENERGY STAR | ENERGY STAR | ENERGY STAR | ENERGY STAR | ENERGY STAR | ENERGY STAR | ENERGY STAR | ENERGY STAR | ENERGY STAR | ENERGY STAR | ENERGY STAR | ENERGY STAR | ENERGY STAR | ENERGY STAR | ENERGY STAR | ENERGY STAR | ENERGY STAR | ENERGY STAR | ENERGY STAR | ENERGY STAR | ENERGY STAR
F1_Commercial_Retail_New_Food Preparation_Natural Gas_Griddle_E1 | F1 | Commercial | Retail | New | Food Preparation | Natural Gas | Griddle | E1 | CCE | 0 | 0 | 0 | 0 | 0 | 0 | 0 | 0 | 0 | 0 | 0 | 0 | 0 | 0 | 0 | 0 | 0 | 0 | 0 | 0 | 0 | 0 | 0 | 0 | 0 | 0 | 0 | 0 | 0 | 0 | 0 | 0 | 0
F1_Commercial_Retail_New_Food Preparation_Natural Gas_Griddle_E2 | F1 | Commercial | Retail | New | Food Preparation | Natural Gas | Griddle | E2 | CCE | 0.29693 | 0.30743 | 0.27597 | 0 | 0 | 0 | 0 | 0 | 0 | 0 | 0 | 0 | 0 | 0 | 0 | 0 | 0 | 0 | 0 | 0 | 0 | 0 | 0 | 0 | 0 | 0 | 0 | 0 | 0 | 0 | 0 | 0 | 0
F1_Commercial_Retail_New_Food Preparation_Natural Gas_Griddle_E3 | F1 | Commercial | Retail | New | Food Preparation | Natural Gas | Griddle | E3 | CCE | 0 | 0 | 0 | 0 | 0 | 0 | 0 | 0 | 0 | 0 | 0 | 0 | 0 | 0 | 0 | 0 | 0 | 0 | 0 | 0 | 0 | 0 | 0 | 0 | 0 | 0 | 0 | 0 | 0 | 0 | 0 | 0 | 0
F1_Commercial_Retail_New_Food Preparation_Natural Gas_Griddle_E4 | F1 | Commercial | Retail | New | Food Preparation | Natural Gas | Griddle | E4 | CCE | 0 | 0 | 0 | 0 | 0 | 0 | 0 | 0 | 0 | 0 | 0 | 0 | 0 | 0 | 0 | 0 | 0 | 0 | 0 | 0 | 0 | 0 | 0 | 0 | 0 | 0 | 0 | 0 | 0 | 0 | 0 | 0 | 0
F1_Commercial_Retail_New_Food Preparation_Natural Gas_Griddle_E5 | F1 | Commercial | Retail | New | Food Preparation | Natural Gas | Griddle | E5 | CCE | 0 | 0 | 0 | 0 | 0 | 0 | 0 | 0 | 0 | 0 | 0 | 0 | 0 | 0 | 0 | 0 | 0 | 0 | 0 | 0 | 0 | 0 | 0 | 0 | 0 | 0 | 0 | 0 | 0 | 0 | 0 | 0 | 0
F1_Commercial_Retail_New_Food Preparation_Natural Gas_Griddle_E6 | F1 | Commercial | Retail | New | Food Preparation | Natural Gas | Griddle | E6 | CCE | 0 | 0 | 0 | 0 | 0 | 0 | 0 | 0 | 0 | 0 | 0 | 0 | 0 | 0 | 0 | 0 | 0 | 0 | 0 | 0 | 0 | 0 | 0 | 0 | 0 | 0 | 0 | 0 | 0 | 0 | 0 | 0 | 0
F1_Commercial_Retail_New_Food Preparation_Natural Gas_Griddle_E7 | F1 | Commercial | Retail | New | Food Preparation | Natural Gas | Griddle | E7 | CCE | 0 | 0 | 0 | 0 | 0 | 0 | 0 | 0 | 0 | 0 | 0 | 0 | 0 | 0 | 0 | 0 | 0 | 0 | 0 | 0 | 0 | 0 | 0 | 0 | 0 | 0 | 0 | 0 | 0 | 0 | 0 | 0 | 0
F1_Commercial_Retail_New_Food Preparation_Natural Gas_Griddle_E8 | F1 | Commercial | Retail | New | Food Preparation | Natural Gas | Griddle | E8 | CCE | 0 | 0 | 0 | 0 | 0 | 0 | 0 | 0 | 0 | 0 | 0 | 0 | 0 | 0 | 0 | 0 | 0 | 0 | 0 | 0 | 0 | 0 | 0 | 0 | 0 | 0 | 0 | 0 | 0 | 0 | 0 | 0 | 0
F1_Commercial_Retail_New_Food Preparation_Natural Gas_Griddle_E9 | F1 | Commercial | Retail | New | Food Preparation | Natural Gas | Griddle | E9 | CCE | 0 | 0 | 0 | 0 | 0 | 0 | 0 | 0 | 0 | 0 | 0 | 0 | 0 | 0 | 0 | 0 | 0 | 0 | 0 | 0 | 0 | 0 | 0 | 0 | 0 | 0 | 0 | 0 | 0 | 0 | 0 | 0 | 0
F1_Commercial_Retail_New_Food Preparation_Natural Gas_Griddle_E10 | F1 | Commercial | Retail | New | Food Preparation | Natural Gas | Griddle | E10 | CCE | 0 | 0 | 0 | 0 | 0 | 0 | 0 | 0 | 0 | 0 | 0 | 0 | 0 | 0 | 0 | 0 | 0 | 0 | 0 | 0 | 0 | 0 | 0 | 0 | 0 | 0 | 0 | 0 | 0 | 0 | 0 | 0 | 0
F2_Commercial_Retail_New_Food Preparation_Natural Gas_Griddle_E1 | F2 | Commercial | Retail | New | Food Preparation | Natural Gas | Griddle | E1 | TRC BC Ratio | 1 | 1 | 1 | 0 | 0 | 0 | 0 | 0 | 0 | 0 | 0 | 0 | 0 | 0 | 0 | 0 | 0 | 0 | 0 | 0 | 0 | 0 | 0 | 0 | 0 | 0 | 0 | 0 | 0 | 0 | 0 | 0 | 0
F2_Commercial_Retail_New_Food Preparation_Natural Gas_Griddle_E2 | F2 | Commercial | Retail | New | Food Preparation | Natural Gas | Griddle | E2 | TRC BC Ratio | 5.5437 | 5.5508 | 5.5811 | 1 | 1 | 1 | 1 | 1 | 1 | 1 | 1 | 1 | 1 | 1 | 1 | 1 | 1 | 1 | 1 | 1 | 1 | 1 | 1 | 1 | 1 | 1 | 1 | 1 | 1 | 1 | 1 | 1 | 1
F2_Commercial_Retail_New_Food Preparation_Natural Gas_Griddle_E3 | F2 | Commercial | Retail | New | Food Preparation | Natural Gas | Griddle | E3 | TRC BC Ratio | 0 | 0 | 0 | 0 | 0 | 0 | 0 | 0 | 0 | 0 | 0 | 0 | 0 | 0 | 0 | 0 | 0 | 0 | 0 | 0 | 0 | 0 | 0 | 0 | 0 | 0 | 0 | 0 | 0 | 0 | 0 | 0 | 0
F2_Commercial_Retail_New_Food Preparation_Natural Gas_Griddle_E4 | F2 | Commercial | Retail | New | Food Preparation | Natural Gas | Griddle | E4 | TRC BC Ratio | 0 | 0 | 0 | 0 | 0 | 0 | 0 | 0 | 0 | 0 | 0 | 0 | 0 | 0 | 0 | 0 | 0 | 0 | 0 | 0 | 0 | 0 | 0 | 0 | 0 | 0 | 0 | 0 | 0 | 0 | 0 | 0 | 0
F2_Commercial_Retail_New_Food Preparation_Natural Gas_Griddle_E5 | F2 | Commercial | Retail | New | Food Preparation | Natural Gas | Griddle | E5 | TRC BC Ratio | 0 | 0 | 0 | 0 | 0 | 0 | 0 | 0 | 0 | 0 | 0 | 0 | 0 | 0 | 0 | 0 | 0 | 0 | 0 | 0 | 0 | 0 | 0 | 0 | 0 | 0 | 0 | 0 | 0 | 0 | 0 | 0 | 0
F2_Commercial_Retail_New_Food Preparation_Natural Gas_Griddle_E6 | F2 | Commercial | Retail | New | Food Preparation | Natural Gas | Griddle | E6 | TRC BC Ratio | 0 | 0 | 0 | 0 | 0 | 0 | 0 | 0 | 0 | 0 | 0 | 0 | 0 | 0 | 0 | 0 | 0 | 0 | 0 | 0 | 0 | 0 | 0 | 0 | 0 | 0 | 0 | 0 | 0 | 0 | 0 | 0 | 0
F2_Commercial_Retail_New_Food Preparation_Natural Gas_Griddle_E7 | F2 | Commercial | Retail | New | Food Preparation | Natural Gas | Griddle | E7 | TRC BC Ratio | 0 | 0 | 0 | 0 | 0 | 0 | 0 | 0 | 0 | 0 | 0 | 0 | 0 | 0 | 0 | 0 | 0 | 0 | 0 | 0 | 0 | 0 | 0 | 0 | 0 | 0 | 0 | 0 | 0 | 0 | 0 | 0 | 0
F2_Commercial_Retail_New_Food Preparation_Natural Gas_Griddle_E8 | F2 | Commercial | Retail | New | Food Preparation | Natural Gas | Griddle | E8 | TRC BC Ratio | 0 | 0 | 0 | 0 | 0 | 0 | 0 | 0 | 0 | 0 | 0 | 0 | 0 | 0 | 0 | 0 | 0 | 0 | 0 | 0 | 0 | 0 | 0 | 0 | 0 | 0 | 0 | 0 | 0 | 0 | 0 | 0 | 0
F2_Commercial_Retail_New_Food Preparation_Natural Gas_Griddle_E9 | F2 | Commercial | Retail | New | Food Preparation | Natural Gas | Griddle | E9 | TRC BC Ratio | 0 | 0 | 0 | 0 | 0 | 0 | 0 | 0 | 0 | 0 | 0 | 0 | 0 | 0 | 0 | 0 | 0 | 0 | 0 | 0 | 0 | 0 | 0 | 0 | 0 | 0 | 0 | 0 | 0 | 0 | 0 | 0 | 0
F2_Commercial_Retail_New_Food Preparation_Natural Gas_Griddle_E10 | F2 | Commercial | Retail | New | Food Preparation | Natural Gas | Griddle | E10 | TRC BC Ratio | 0 | 0 | 0 | 0 | 0 | 0 | 0 | 0 | 0 | 0 | 0 | 0 | 0 | 0 | 0 | 0 | 0 | 0 | 0 | 0 | 0 | 0 | 0 | 0 | 0 | 0 | 0 | 0 | 0 | 0 | 0 | 0 | 0
F3_Commercial_Retail_New_Food Preparation_Natural Gas_Griddle_E1 | F3 | Commercial | Retail | New | Food Preparation | Natural Gas | Griddle | E1 | PACT BC Ratio | 1 | 1 | 1 | 0 | 0 | 0 | 0 | 0 | 0 | 0 | 0 | 0 | 0 | 0 | 0 | 0 | 0 | 0 | 0 | 0 | 0 | 0 | 0 | 0 | 0 | 0 | 0 | 0 | 0 | 0 | 0 | 0 | 0
F3_Commercial_Retail_New_Food Preparation_Natural Gas_Griddle_E2 | F3 | Commercial | Retail | New | Food Preparation | Natural Gas | Griddle | E2 | PACT BC Ratio | 7.3916 | 7.4011 | 7.4415 | 1 | 1 | 1 | 1 | 1 | 1 | 1 | 1 | 1 | 1 | 1 | 1 | 1 | 1 | 1 | 1 | 1 | 1 | 1 | 1 | 1 | 1 | 1 | 1 | 1 | 1 | 1 | 1 | 1 | 1
F3_Commercial_Retail_New_Food Preparation_Natural Gas_Griddle_E3 | F3 | Commercial | Retail | New | Food Preparation | Natural Gas | Griddle | E3 | PACT BC Ratio | 0 | 0 | 0 | 0 | 0 | 0 | 0 | 0 | 0 | 0 | 0 | 0 | 0 | 0 | 0 | 0 | 0 | 0 | 0 | 0 | 0 | 0 | 0 | 0 | 0 | 0 | 0 | 0 | 0 | 0 | 0 | 0 | 0
F3_Commercial_Retail_New_Food Preparation_Natural Gas_Griddle_E4 | F3 | Commercial | Retail | New | Food Preparation | Natural Gas | Griddle | E4 | PACT BC Ratio | 0 | 0 | 0 | 0 | 0 | 0 | 0 | 0 | 0 | 0 | 0 | 0 | 0 | 0 | 0 | 0 | 0 | 0 | 0 | 0 | 0 | 0 | 0 | 0 | 0 | 0 | 0 | 0 | 0 | 0 | 0 | 0 | 0
F3_Commercial_Retail_New_Food Preparation_Natural Gas_Griddle_E5 | F3 | Commercial | Retail | New | Food Preparation | Natural Gas | Griddle | E5 | PACT BC Ratio | 0 | 0 | 0 | 0 | 0 | 0 | 0 | 0 | 0 | 0 | 0 | 0 | 0 | 0 | 0 | 0 | 0 | 0 | 0 | 0 | 0 | 0 | 0 | 0 | 0 | 0 | 0 | 0 | 0 | 0 | 0 | 0 | 0
F3_Commercial_Retail_New_Food Preparation_Natural Gas_Griddle_E6 | F3 | Commercial | Retail | New | Food Preparation | Natural Gas | Griddle | E6 | PACT BC Ratio | 0 | 0 | 0 | 0 | 0 | 0 | 0 | 0 | 0 | 0 | 0 | 0 | 0 | 0 | 0 | 0 | 0 | 0 | 0 | 0 | 0 | 0 | 0 | 0 | 0 | 0 | 0 | 0 | 0 | 0 | 0 | 0 | 0
F3_Commercial_Retail_New_Food Preparation_Natural Gas_Griddle_E7 | F3 | Commercial | Retail | New | Food Preparation | Natural Gas | Griddle | E7 | PACT BC Ratio | 0 | 0 | 0 | 0 | 0 | 0 | 0 | 0 | 0 | 0 | 0 | 0 | 0 | 0 | 0 | 0 | 0 | 0 | 0 | 0 | 0 | 0 | 0 | 0 | 0 | 0 | 0 | 0 | 0 | 0 | 0 | 0 | 0
F3_Commercial_Retail_New_Food Preparation_Natural Gas_Griddle_E8 | F3 | Commercial | Retail | New | Food Preparation | Natural Gas | Griddle | E8 | PACT BC Ratio | 0 | 0 | 0 | 0 | 0 | 0 | 0 | 0 | 0 | 0 | 0 | 0 | 0 | 0 | 0 | 0 | 0 | 0 | 0 | 0 | 0 | 0 | 0 | 0 | 0 | 0 | 0 | 0 | 0 | 0 | 0 | 0 | 0
F3_Commercial_Retail_New_Food Preparation_Natural Gas_Griddle_E9 | F3 | Commercial | Retail | New | Food Preparation | Natural Gas | Griddle | E9 | PACT BC Ratio | 0 | 0 | 0 | 0 | 0 | 0 | 0 | 0 | 0 | 0 | 0 | 0 | 0 | 0 | 0 | 0 | 0 | 0 | 0 | 0 | 0 | 0 | 0 | 0 | 0 | 0 | 0 | 0 | 0 | 0 | 0 | 0 | 0
F3_Commercial_Retail_New_Food Preparation_Natural Gas_Griddle_E10 | F3 | Commercial | Retail | New | Food Preparation | Natural Gas | Griddle | E10 | PACT BC Ratio | 0 | 0 | 0 | 0 | 0 | 0 | 0 | 0 | 0 | 0 | 0 | 0 | 0 | 0 | 0 | 0 | 0 | 0 | 0 | 0 | 0 | 0 | 0 | 0 | 0 | 0 | 0 | 0 | 0 | 0 | 0 | 0 | 0
F4_Commercial_Retail_New_Food Preparation_Natural Gas_Griddle_E1 | F4 | Commercial | Retail | New | Food Preparation | Natural Gas | Griddle | E1 | RVT BC Ratio | 1 | 1 | 1 | 0 | 0 | 0 | 0 | 0 | 0 | 0 | 0 | 0 | 0 | 0 | 0 | 0 | 0 | 0 | 0 | 0 | 0 | 0 | 0 | 0 | 0 | 0 | 0 | 0 | 0 | 0 | 0 | 0 | 0
F4_Commercial_Retail_New_Food Preparation_Natural Gas_Griddle_E2 | F4 | Commercial | Retail | New | Food Preparation | Natural Gas | Griddle | E2 | RVT BC Ratio | 8.6701 | 8.6803 | 8.7239 | 1 | 1 | 1 | 1 | 1 | 1 | 1 | 1 | 1 | 1 | 1 | 1 | 1 | 1 | 1 | 1 | 1 | 1 | 1 | 1 | 1 | 1 | 1 | 1 | 1 | 1 | 1 | 1 | 1 | 1
F4_Commercial_Retail_New_Food Preparation_Natural Gas_Griddle_E3 | F4 | Commercial | Retail | New | Food Preparation | Natural Gas | Griddle | E3 | RVT BC Ratio | 0 | 0 | 0 | 0 | 0 | 0 | 0 | 0 | 0 | 0 | 0 | 0 | 0 | 0 | 0 | 0 | 0 | 0 | 0 | 0 | 0 | 0 | 0 | 0 | 0 | 0 | 0 | 0 | 0 | 0 | 0 | 0 | 0
F4_Commercial_Retail_New_Food Preparation_Natural Gas_Griddle_E4 | F4 | Commercial | Retail | New | Food Preparation | Natural Gas | Griddle | E4 | RVT BC Ratio | 0 | 0 | 0 | 0 | 0 | 0 | 0 | 0 | 0 | 0 | 0 | 0 | 0 | 0 | 0 | 0 | 0 | 0 | 0 | 0 | 0 | 0 | 0 | 0 | 0 | 0 | 0 | 0 | 0 | 0 | 0 | 0 | 0
F4_Commercial_Retail_New_Food Preparation_Natural Gas_Griddle_E5 | F4 | Commercial | Retail | New | Food Preparation | Natural Gas | Griddle | E5 | RVT BC Ratio | 0 | 0 | 0 | 0 | 0 | 0 | 0 | 0 | 0 | 0 | 0 | 0 | 0 | 0 | 0 | 0 | 0 | 0 | 0 | 0 | 0 | 0 | 0 | 0 | 0 | 0 | 0 | 0 | 0 | 0 | 0 | 0 | 0
F4_Commercial_Retail_New_Food Preparation_Natural Gas_Griddle_E6 | F4 | Commercial | Retail | New | Food Preparation | Natural Gas | Griddle | E6 | RVT BC Ratio | 0 | 0 | 0 | 0 | 0 | 0 | 0 | 0 | 0 | 0 | 0 | 0 | 0 | 0 | 0 | 0 | 0 | 0 | 0 | 0 | 0 | 0 | 0 | 0 | 0 | 0 | 0 | 0 | 0 | 0 | 0 | 0 | 0
F4_Commercial_Retail_New_Food Preparation_Natural Gas_Griddle_E7 | F4 | Commercial | Retail | New | Food Preparation | Natural Gas | Griddle | E7 | RVT BC Ratio | 0 | 0 | 0 | 0 | 0 | 0 | 0 | 0 | 0 | 0 | 0 | 0 | 0 | 0 | 0 | 0 | 0 | 0 | 0 | 0 | 0 | 0 | 0 | 0 | 0 | 0 | 0 | 0 | 0 | 0 | 0 | 0 | 0
F4_Commercial_Retail_New_Food Preparation_Natural Gas_Griddle_E8 | F4 | Commercial | Retail | New | Food Preparation | Natural Gas | Griddle | E8 | RVT BC Ratio | 0 | 0 | 0 | 0 | 0 | 0 | 0 | 0 | 0 | 0 | 0 | 0 | 0 | 0 | 0 | 0 | 0 | 0 | 0 | 0 | 0 | 0 | 0 | 0 | 0 | 0 | 0 | 0 | 0 | 0 | 0 | 0 | 0
F4_Commercial_Retail_New_Food Preparation_Natural Gas_Griddle_E9 | F4 | Commercial | Retail | New | Food Preparation | Natural Gas | Griddle | E9 | RVT BC Ratio | 0 | 0 | 0 | 0 | 0 | 0 | 0 | 0 | 0 | 0 | 0 | 0 | 0 | 0 | 0 | 0 | 0 | 0 | 0 | 0 | 0 | 0 | 0 | 0 | 0 | 0 | 0 | 0 | 0 | 0 | 0 | 0 | 0
F4_Commercial_Retail_New_Food Preparation_Natural Gas_Griddle_E10 | F4 | Commercial | Retail | New | Food Preparation | Natural Gas | Griddle | E10 | RVT BC Ratio | 0 | 0 | 0 | 0 | 0 | 0 | 0 | 0 | 0 | 0 | 0 | 0 | 0 | 0 | 0 | 0 | 0 | 0 | 0 | 0 | 0 | 0 | 0 | 0 | 0 | 0 | 0 | 0 | 0 | 0 | 0 | 0 | 0
F5_Commercial_Retail_New_Food Preparation_Natural Gas_Griddle_E1 | F5 | Commercial | Retail | New | Food Preparation | Natural Gas | Griddle | E1 | RIM BC Ratio | 1 | 1 | 1 | 0 | 0 | 0 | 0 | 0 | 0 | 0 | 0 | 0 | 0 | 0 | 0 | 0 | 0 | 0 | 0 | 0 | 0 | 0 | 0 | 0 | 0 | 0 | 0 | 0 | 0 | 0 | 0 | 0 | 0
F5_Commercial_Retail_New_Food Preparation_Natural Gas_Griddle_E2 | F5 | Commercial | Retail | New | Food Preparation | Natural Gas | Griddle | E2 | RIM BC Ratio | 0.74999 | 0.75009 | 0.7505 | 1 | 1 | 1 | 1 | 1 | 1 | 1 | 1 | 1 | 1 | 1 | 1 | 1 | 1 | 1 | 1 | 1 | 1 | 1 | 1 | 1 | 1 | 1 | 1 | 1 | 1 | 1 | 1 | 1 | 1
F5_Commercial_Retail_New_Food Preparation_Natural Gas_Griddle_E3 | F5 | Commercial | Retail | New | Food Preparation | Natural Gas | Griddle | E3 | RIM BC Ratio | 0 | 0 | 0 | 0 | 0 | 0 | 0 | 0 | 0 | 0 | 0 | 0 | 0 | 0 | 0 | 0 | 0 | 0 | 0 | 0 | 0 | 0 | 0 | 0 | 0 | 0 | 0 | 0 | 0 | 0 | 0 | 0 | 0
F5_Commercial_Retail_New_Food Preparation_Natural Gas_Griddle_E4 | F5 | Commercial | Retail | New | Food Preparation | Natural Gas | Griddle | E4 | RIM BC Ratio | 0 | 0 | 0 | 0 | 0 | 0 | 0 | 0 | 0 | 0 | 0 | 0 | 0 | 0 | 0 | 0 | 0 | 0 | 0 | 0 | 0 | 0 | 0 | 0 | 0 | 0 | 0 | 0 | 0 | 0 | 0 | 0 | 0
F5_Commercial_Retail_New_Food Preparation_Natural Gas_Griddle_E5 | F5 | Commercial | Retail | New | Food Preparation | Natural Gas | Griddle | E5 | RIM BC Ratio | 0 | 0 | 0 | 0 | 0 | 0 | 0 | 0 | 0 | 0 | 0 | 0 | 0 | 0 | 0 | 0 | 0 | 0 | 0 | 0 | 0 | 0 | 0 | 0 | 0 | 0 | 0 | 0 | 0 | 0 | 0 | 0 | 0
F5_Commercial_Retail_New_Food Preparation_Natural Gas_Griddle_E6 | F5 | Commercial | Retail | New | Food Preparation | Natural Gas | Griddle | E6 | RIM BC Ratio | 0 | 0 | 0 | 0 | 0 | 0 | 0 | 0 | 0 | 0 | 0 | 0 | 0 | 0 | 0 | 0 | 0 | 0 | 0 | 0 | 0 | 0 | 0 | 0 | 0 | 0 | 0 | 0 | 0 | 0 | 0 | 0 | 0
F5_Commercial_Retail_New_Food Preparation_Natural Gas_Griddle_E7 | F5 | Commercial | Retail | New | Food Preparation | Natural Gas | Griddle | E7 | RIM BC Ratio | 0 | 0 | 0 | 0 | 0 | 0 | 0 | 0 | 0 | 0 | 0 | 0 | 0 | 0 | 0 | 0 | 0 | 0 | 0 | 0 | 0 | 0 | 0 | 0 | 0 | 0 | 0 | 0 | 0 | 0 | 0 | 0 | 0
F5_Commercial_Retail_New_Food Preparation_Natural Gas_Griddle_E8 | F5 | Commercial | Retail | New | Food Preparation | Natural Gas | Griddle | E8 | RIM BC Ratio | 0 | 0 | 0 | 0 | 0 | 0 | 0 | 0 | 0 | 0 | 0 | 0 | 0 | 0 | 0 | 0 | 0 | 0 | 0 | 0 | 0 | 0 | 0 | 0 | 0 | 0 | 0 | 0 | 0 | 0 | 0 | 0 | 0
F5_Commercial_Retail_New_Food Preparation_Natural Gas_Griddle_E9 | F5 | Commercial | Retail | New | Food Preparation | Natural Gas | Griddle | E9 | RIM BC Ratio | 0 | 0 | 0 | 0 | 0 | 0 | 0 | 0 | 0 | 0 | 0 | 0 | 0 | 0 | 0 | 0 | 0 | 0 | 0 | 0 | 0 | 0 | 0 | 0 | 0 | 0 | 0 | 0 | 0 | 0 | 0 | 0 | 0
F5_Commercial_Retail_New_Food Preparation_Natural Gas_Griddle_E10 | F5 | Commercial | Retail | New | Food Preparation | Natural Gas | Griddle | E10 | RIM BC Ratio | 0 | 0 | 0 | 0 | 0 | 0 | 0 | 0 | 0 | 0 | 0 | 0 | 0 | 0 | 0 | 0 | 0 | 0 | 0 | 0 | 0 | 0 | 0 | 0 | 0 | 0 | 0 | 0 | 0 | 0 | 0 | 0 | 0
F0_Commercial_Retail_New_Food Preparation_Natural Gas_Range_E0 | F0 | Commercial | Retail | New | Food Preparation | Natural Gas | Range | E0 | Economic Unit | High Efficiency | High Efficiency | High Efficiency | High Efficiency | High Efficiency | High Efficiency | High Efficiency | High Efficiency | High Efficiency | High Efficiency | High Efficiency | High Efficiency | High Efficiency | High Efficiency | High Efficiency | High Efficiency | High Efficiency | High Efficiency | High Efficiency | High Efficiency | High Efficiency | High Efficiency | High Efficiency | High Efficiency | High Efficiency | High Efficiency | High Efficiency | High Efficiency | High Efficiency | High Efficiency | High Efficiency | High Efficiency | High Efficiency
F1_Commercial_Retail_New_Food Preparation_Natural Gas_Range_E1 | F1 | Commercial | Retail | New | Food Preparation | Natural Gas | Range | E1 | CCE | 0 | 0 | 0 | 0 | 0 | 0 | 0 | 0 | 0 | 0 | 0 | 0 | 0 | 0 | 0 | 0 | 0 | 0 | 0 | 0 | 0 | 0 | 0 | 0 | 0 | 0 | 0 | 0 | 0 | 0 | 0 | 0 | 0
F1_Commercial_Retail_New_Food Preparation_Natural Gas_Range_E2 | F1 | Commercial | Retail | New | Food Preparation | Natural Gas | Range | E2 | CCE | 0.00050763 | 0.00052557 | 0.00047179 | 0.00048064 | 0.00048064 | 0.00048064 | 0.00048064 | 0.00048064 | 0.00048064 | 0.00048064 | 0.00048064 | 0.00048064 | 0.00048064 | 0.00048064 | 0.00048064 | 0.00048064 | 0.00048064 | 0.00048064 | 0.00048064 | 0.00048064 | 0.00048064 | 0.00048064 | 0.00048064 | 0.00048064 | 0.00048064 | 0.00048064 | 0.00048064 | 0.00048064 | 0.00048064 | 0.00048064 | 0.00048064 | 0.00048064 | 0.00048064
F1_Commercial_Retail_New_Food Preparation_Natural Gas_Range_E3 | F1 | Commercial | Retail | New | Food Preparation | Natural Gas | Range | E3 | CCE | 0 | 0 | 0 | 0 | 0 | 0 | 0 | 0 | 0 | 0 | 0 | 0 | 0 | 0 | 0 | 0 | 0 | 0 | 0 | 0 | 0 | 0 | 0 | 0 | 0 | 0 | 0 | 0 | 0 | 0 | 0 | 0 | 0
F1_Commercial_Retail_New_Food Preparation_Natural Gas_Range_E4 | F1 | Commercial | Retail | New | Food Preparation | Natural Gas | Range | E4 | CCE | 0 | 0 | 0 | 0 | 0 | 0 | 0 | 0 | 0 | 0 | 0 | 0 | 0 | 0 | 0 | 0 | 0 | 0 | 0 | 0 | 0 | 0 | 0 | 0 | 0 | 0 | 0 | 0 | 0 | 0 | 0 | 0 | 0
F1_Commercial_Retail_New_Food Preparation_Natural Gas_Range_E5 | F1 | Commercial | Retail | New | Food Preparation | Natural Gas | Range | E5 | CCE | 0 | 0 | 0 | 0 | 0 | 0 | 0 | 0 | 0 | 0 | 0 | 0 | 0 | 0 | 0 | 0 | 0 | 0 | 0 | 0 | 0 | 0 | 0 | 0 | 0 | 0 | 0 | 0 | 0 | 0 | 0 | 0 | 0
F1_Commercial_Retail_New_Food Preparation_Natural Gas_Range_E6 | F1 | Commercial | Retail | New | Food Preparation | Natural Gas | Range | E6 | CCE | 0 | 0 | 0 | 0 | 0 | 0 | 0 | 0 | 0 | 0 | 0 | 0 | 0 | 0 | 0 | 0 | 0 | 0 | 0 | 0 | 0 | 0 | 0 | 0 | 0 | 0 | 0 | 0 | 0 | 0 | 0 | 0 | 0
F1_Commercial_Retail_New_Food Preparation_Natural Gas_Range_E7 | F1 | Commercial | Retail | New | Food Preparation | Natural Gas | Range | E7 | CCE | 0 | 0 | 0 | 0 | 0 | 0 | 0 | 0 | 0 | 0 | 0 | 0 | 0 | 0 | 0 | 0 | 0 | 0 | 0 | 0 | 0 | 0 | 0 | 0 | 0 | 0 | 0 | 0 | 0 | 0 | 0 | 0 | 0
F1_Commercial_Retail_New_Food Preparation_Natural Gas_Range_E8 | F1 | Commercial | Retail | New | Food Preparation | Natural Gas | Range | E8 | CCE | 0 | 0 | 0 | 0 | 0 | 0 | 0 | 0 | 0 | 0 | 0 | 0 | 0 | 0 | 0 | 0 | 0 | 0 | 0 | 0 | 0 | 0 | 0 | 0 | 0 | 0 | 0 | 0 | 0 | 0 | 0 | 0 | 0
F1_Commercial_Retail_New_Food Preparation_Natural Gas_Range_E9 | F1 | Commercial | Retail | New | Food Preparation | Natural Gas | Range | E9 | CCE | 0 | 0 | 0 | 0 | 0 | 0 | 0 | 0 | 0 | 0 | 0 | 0 | 0 | 0 | 0 | 0 | 0 | 0 | 0 | 0 | 0 | 0 | 0 | 0 | 0 | 0 | 0 | 0 | 0 | 0 | 0 | 0 | 0
F1_Commercial_Retail_New_Food Preparation_Natural Gas_Range_E10 | F1 | Commercial | Retail | New | Food Preparation | Natural Gas | Range | E10 | CCE | 0 | 0 | 0 | 0 | 0 | 0 | 0 | 0 | 0 | 0 | 0 | 0 | 0 | 0 | 0 | 0 | 0 | 0 | 0 | 0 | 0 | 0 | 0 | 0 | 0 | 0 | 0 | 0 | 0 | 0 | 0 | 0 | 0
F2_Commercial_Retail_New_Food Preparation_Natural Gas_Range_E1 | F2 | Commercial | Retail | New | Food Preparation | Natural Gas | Range | E1 | TRC BC Ratio | bar: 2019 to 2051
F2_Commercial_Retail_New_Food Preparation_Natural Gas_Range_E2 | F2 | Commercial | Retail | New | Food Preparation | Natural Gas | Range | E2 | TRC BC Ratio | 3238.1763 | 3237.6638 | 3253.2359 | 3229.2965 | 3214.742 | 3225.333 | 3257.2017 | 3282.3529 | 3313.5879 | 3343.0653 | 3372.7037 | 3399.9187 | 3429.0969 | 3459.5906 | 3488.7267 | 3518.3834 | 3548.5216 | 3581.2716 | 3615.4555 | 3651.453 | 3686.9037 | 3723.9437 | 3758.1113 | 3793.4744 | 3824.7719 | 3851.8132 | 3876.4326 | 3897.6637 | 3914.2981 | 3927.934 | 3935.3605 | 3940.3394 | 3940.3394
F2_Commercial_Retail_New_Food Preparation_Natural Gas_Range_E3 | F2 | Commercial | Retail | New | Food Preparation | Natural Gas | Range | E3 | TRC BC Ratio | 0 | 0 | 0 | 0 | 0 | 0 | 0 | 0 | 0 | 0 | 0 | 0 | 0 | 0 | 0 | 0 | 0 | 0 | 0 | 0 | 0 | 0 | 0 | 0 | 0 | 0 | 0 | 0 | 0 | 0 | 0 | 0 | 0
F2_Commercial_Retail_New_Food Preparation_Natural Gas_Range_E4 | F2 | Commercial | Retail | New | Food Preparation | Natural Gas | Range | E4 | TRC BC Ratio | 0 | 0 | 0 | 0 | 0 | 0 | 0 | 0 | 0 | 0 | 0 | 0 | 0 | 0 | 0 | 0 | 0 | 0 | 0 | 0 | 0 | 0 | 0 | 0 | 0 | 0 | 0 | 0 | 0 | 0 | 0 | 0 | 0
F2_Commercial_Retail_New_Food Preparation_Natural Gas_Range_E5 | F2 | Commercial | Retail | New | Food Preparation | Natural Gas | Range | E5 | TRC BC Ratio | 0 | 0 | 0 | 0 | 0 | 0 | 0 | 0 | 0 | 0 | 0 | 0 | 0 | 0 | 0 | 0 | 0 | 0 | 0 | 0 | 0 | 0 | 0 | 0 | 0 | 0 | 0 | 0 | 0 | 0 | 0 | 0 | 0
F2_Commercial_Retail_New_Food Preparation_Natural Gas_Range_E6 | F2 | Commercial | Retail | New | Food Preparation | Natural Gas | Range | E6 | TRC BC Ratio | 0 | 0 | 0 | 0 | 0 | 0 | 0 | 0 | 0 | 0 | 0 | 0 | 0 | 0 | 0 | 0 | 0 | 0 | 0 | 0 | 0 | 0 | 0 | 0 | 0 | 0 | 0 | 0 | 0 | 0 | 0 | 0 | 0
F2_Commercial_Retail_New_Food Preparation_Natural Gas_Range_E7 | F2 | Commercial | Retail | New | Food Preparation | Natural Gas | Range | E7 | TRC BC Ratio | 0 | 0 | 0 | 0 | 0 | 0 | 0 | 0 | 0 | 0 | 0 | 0 | 0 | 0 | 0 | 0 | 0 | 0 | 0 | 0 | 0 | 0 | 0 | 0 | 0 | 0 | 0 | 0 | 0 | 0 | 0 | 0 | 0
F2_Commercial_Retail_New_Food Preparation_Natural Gas_Range_E8 | F2 | Commercial | Retail | New | Food Preparation | Natural Gas | Range | E8 | TRC BC Ratio | 0 | 0 | 0 | 0 | 0 | 0 | 0 | 0 | 0 | 0 | 0 | 0 | 0 | 0 | 0 | 0 | 0 | 0 | 0 | 0 | 0 | 0 | 0 | 0 | 0 | 0 | 0 | 0 | 0 | 0 | 0 | 0 | 0
F2_Commercial_Retail_New_Food Preparation_Natural Gas_Range_E9 | F2 | Commercial | Retail | New | Food Preparation | Natural Gas | Range | E9 | TRC BC Ratio | 0 | 0 | 0 | 0 | 0 | 0 | 0 | 0 | 0 | 0 | 0 | 0 | 0 | 0 | 0 | 0 | 0 | 0 | 0 | 0 | 0 | 0 | 0 | 0 | 0 | 0 | 0 | 0 | 0 | 0 | 0 | 0 | 0
F2_Commercial_Retail_New_Food Preparation_Natural Gas_Range_E10 | F2 | Commercial | Retail | New | Food Preparation | Natural Gas | Range | E10 | TRC BC Ratio | 0 | 0 | 0 | 0 | 0 | 0 | 0 | 0 | 0 | 0 | 0 | 0 | 0 | 0 | 0 | 0 | 0 | 0 | 0 | 0 | 0 | 0 | 0 | 0 | 0 | 0 | 0 | 0 | 0 | 0 | 0 | 0 | 0
F3_Commercial_Retail_New_Food Preparation_Natural Gas_Range_E1 | F3 | Commercial | Retail | New | Food Preparation | Natural Gas | Range | E1 | PACT BC Ratio | bar: 2019 to 2051
F3_Commercial_Retail_New_Food Preparation_Natural Gas_Range_E2 | F3 | Commercial | Retail | New | Food Preparation | Natural Gas | Range | E2 | PACT BC Ratio | 4317.5684 | 4316.8851 | 4337.6479 | 4305.7287 | 4286.3226 | 4300.444 | 4342.9357 | 4376.4705 | 4418.1173 | 4457.4204 | 4496.9383 | 4533.2249 | 4572.1292 | 4612.7875 | 4651.6356 | 4691.1778 | 4731.3622 | 4775.0288 | 4820.6073 | 4868.604 | 4915.8716 | 4965.2582 | 5010.815 | 5057.9659 | 5099.6959 | 5135.7509 | 5168.5769 | 5196.8849 | 5219.0641 | 5237.2453 | 5247.1473 | 5253.7859 | 5253.7859
F3_Commercial_Retail_New_Food Preparation_Natural Gas_Range_E3 | F3 | Commercial | Retail | New | Food Preparation | Natural Gas | Range | E3 | PACT BC Ratio | 0 | 0 | 0 | 0 | 0 | 0 | 0 | 0 | 0 | 0 | 0 | 0 | 0 | 0 | 0 | 0 | 0 | 0 | 0 | 0 | 0 | 0 | 0 | 0 | 0 | 0 | 0 | 0 | 0 | 0 | 0 | 0 | 0
F3_Commercial_Retail_New_Food Preparation_Natural Gas_Range_E4 | F3 | Commercial | Retail | New | Food Preparation | Natural Gas | Range | E4 | PACT BC Ratio | 0 | 0 | 0 | 0 | 0 | 0 | 0 | 0 | 0 | 0 | 0 | 0 | 0 | 0 | 0 | 0 | 0 | 0 | 0 | 0 | 0 | 0 | 0 | 0 | 0 | 0 | 0 | 0 | 0 | 0 | 0 | 0 | 0
F3_Commercial_Retail_New_Food Preparation_Natural Gas_Range_E5 | F3 | Commercial | Retail | New | Food Preparation | Natural Gas | Range | E5 | PACT BC Ratio | 0 | 0 | 0 | 0 | 0 | 0 | 0 | 0 | 0 | 0 | 0 | 0 | 0 | 0 | 0 | 0 | 0 | 0 | 0 | 0 | 0 | 0 | 0 | 0 | 0 | 0 | 0 | 0 | 0 | 0 | 0 | 0 | 0
F3_Commercial_Retail_New_Food Preparation_Natural Gas_Range_E6 | F3 | Commercial | Retail | New | Food Preparation | Natural Gas | Range | E6 | PACT BC Ratio | 0 | 0 | 0 | 0 | 0 | 0 | 0 | 0 | 0 | 0 | 0 | 0 | 0 | 0 | 0 | 0 | 0 | 0 | 0 | 0 | 0 | 0 | 0 | 0 | 0 | 0 | 0 | 0 | 0 | 0 | 0 | 0 | 0
F3_Commercial_Retail_New_Food Preparation_Natural Gas_Range_E7 | F3 | Commercial | Retail | New | Food Preparation | Natural Gas | Range | E7 | PACT BC Ratio | 0 | 0 | 0 | 0 | 0 | 0 | 0 | 0 | 0 | 0 | 0 | 0 | 0 | 0 | 0 | 0 | 0 | 0 | 0 | 0 | 0 | 0 | 0 | 0 | 0 | 0 | 0 | 0 | 0 | 0 | 0 | 0 | 0
F3_Commercial_Retail_New_Food Preparation_Natural Gas_Range_E8 | F3 | Commercial | Retail | New | Food Preparation | Natural Gas | Range | E8 | PACT BC Ratio | 0 | 0 | 0 | 0 | 0 | 0 | 0 | 0 | 0 | 0 | 0 | 0 | 0 | 0 | 0 | 0 | 0 | 0 | 0 | 0 | 0 | 0 | 0 | 0 | 0 | 0 | 0 | 0 | 0 | 0 | 0 | 0 | 0
F3_Commercial_Retail_New_Food Preparation_Natural Gas_Range_E9 | F3 | Commercial | Retail | New | Food Preparation | Natural Gas | Range | E9 | PACT BC Ratio | 0 | 0 | 0 | 0 | 0 | 0 | 0 | 0 | 0 | 0 | 0 | 0 | 0 | 0 | 0 | 0 | 0 | 0 | 0 | 0 | 0 | 0 | 0 | 0 | 0 | 0 | 0 | 0 | 0 | 0 | 0 | 0 | 0
F3_Commercial_Retail_New_Food Preparation_Natural Gas_Range_E10 | F3 | Commercial | Retail | New | Food Preparation | Natural Gas | Range | E10 | PACT BC Ratio | 0 | 0 | 0 | 0 | 0 | 0 | 0 | 0 | 0 | 0 | 0 | 0 | 0 | 0 | 0 | 0 | 0 | 0 | 0 | 0 | 0 | 0 | 0 | 0 | 0 | 0 | 0 | 0 | 0 | 0 | 0 | 0 | 0
F4_Commercial_Retail_New_Food Preparation_Natural Gas_Range_E1 | F4 | Commercial | Retail | New | Food Preparation | Natural Gas | Range | E1 | RVT BC Ratio | bar: 2019 to 2051
F4_Commercial_Retail_New_Food Preparation_Natural Gas_Range_E2 | F4 | Commercial | Retail | New | Food Preparation | Natural Gas | Range | E2 | RVT BC Ratio | 4656.1553 | 4655.4185 | 4677.8062 | 4643.389 | 4622.4643 | 4637.6907 | 4683.5078 | 4719.667 | 4764.573 | 4806.9519 | 4849.5624 | 4888.6888 | 4930.6377 | 4974.4778 | 5016.3662 | 5059.0029 | 5102.332 | 5149.4159 | 5198.5613 | 5250.3142 | 5301.2809 | 5354.5324 | 5403.6544 | 5454.4953 | 5499.491 | 5538.3676 | 5573.7625 | 5604.2859 | 5628.2008 | 5647.8049 | 5658.4818 | 5665.6399 | 5665.6399
F4_Commercial_Retail_New_Food Preparation_Natural Gas_Range_E3 | F4 | Commercial | Retail | New | Food Preparation | Natural Gas | Range | E3 | RVT BC Ratio | 0 | 0 | 0 | 0 | 0 | 0 | 0 | 0 | 0 | 0 | 0 | 0 | 0 | 0 | 0 | 0 | 0 | 0 | 0 | 0 | 0 | 0 | 0 | 0 | 0 | 0 | 0 | 0 | 0 | 0 | 0 | 0 | 0
F4_Commercial_Retail_New_Food Preparation_Natural Gas_Range_E4 | F4 | Commercial | Retail | New | Food Preparation | Natural Gas | Range | E4 | RVT BC Ratio | 0 | 0 | 0 | 0 | 0 | 0 | 0 | 0 | 0 | 0 | 0 | 0 | 0 | 0 | 0 | 0 | 0 | 0 | 0 | 0 | 0 | 0 | 0 | 0 | 0 | 0 | 0 | 0 | 0 | 0 | 0 | 0 | 0
F4_Commercial_Retail_New_Food Preparation_Natural Gas_Range_E5 | F4 | Commercial | Retail | New | Food Preparation | Natural Gas | Range | E5 | RVT BC Ratio | 0 | 0 | 0 | 0 | 0 | 0 | 0 | 0 | 0 | 0 | 0 | 0 | 0 | 0 | 0 | 0 | 0 | 0 | 0 | 0 | 0 | 0 | 0 | 0 | 0 | 0 | 0 | 0 | 0 | 0 | 0 | 0 | 0
F4_Commercial_Retail_New_Food Preparation_Natural Gas_Range_E6 | F4 | Commercial | Retail | New | Food Preparation | Natural Gas | Range | E6 | RVT BC Ratio | 0 | 0 | 0 | 0 | 0 | 0 | 0 | 0 | 0 | 0 | 0 | 0 | 0 | 0 | 0 | 0 | 0 | 0 | 0 | 0 | 0 | 0 | 0 | 0 | 0 | 0 | 0 | 0 | 0 | 0 | 0 | 0 | 0
F4_Commercial_Retail_New_Food Preparation_Natural Gas_Range_E7 | F4 | Commercial | Retail | New | Food Preparation | Natural Gas | Range | E7 | RVT BC Ratio | 0 | 0 | 0 | 0 | 0 | 0 | 0 | 0 | 0 | 0 | 0 | 0 | 0 | 0 | 0 | 0 | 0 | 0 | 0 | 0 | 0 | 0 | 0 | 0 | 0 | 0 | 0 | 0 | 0 | 0 | 0 | 0 | 0
F4_Commercial_Retail_New_Food Preparation_Natural Gas_Range_E8 | F4 | Commercial | Retail | New | Food Preparation | Natural Gas | Range | E8 | RVT BC Ratio | 0 | 0 | 0 | 0 | 0 | 0 | 0 | 0 | 0 | 0 | 0 | 0 | 0 | 0 | 0 | 0 | 0 | 0 | 0 | 0 | 0 | 0 | 0 | 0 | 0 | 0 | 0 | 0 | 0 | 0 | 0 | 0 | 0
F4_Commercial_Retail_New_Food Preparation_Natural Gas_Range_E9 | F4 | Commercial | Retail | New | Food Preparation | Natural Gas | Range | E9 | RVT BC Ratio | 0 | 0 | 0 | 0 | 0 | 0 | 0 | 0 | 0 | 0 | 0 | 0 | 0 | 0 | 0 | 0 | 0 | 0 | 0 | 0 | 0 | 0 | 0 | 0 | 0 | 0 | 0 | 0 | 0 | 0 | 0 | 0 | 0
F4_Commercial_Retail_New_Food Preparation_Natural Gas_Range_E10 | F4 | Commercial | Retail | New | Food Preparation | Natural Gas | Range | E10 | RVT BC Ratio | 0 | 0 | 0 | 0 | 0 | 0 | 0 | 0 | 0 | 0 | 0 | 0 | 0 | 0 | 0 | 0 | 0 | 0 | 0 | 0 | 0 | 0 | 0 | 0 | 0 | 0 | 0 | 0 | 0 | 0 | 0 | 0 | 0
F5_Commercial_Retail_New_Food Preparation_Natural Gas_Range_E1 | F5 | Commercial | Retail | New | Food Preparation | Natural Gas | Range | E1 | RIM BC Ratio | bar: 2019 to 2051
F5_Commercial_Retail_New_Food Preparation_Natural Gas_Range_E2 | F5 | Commercial | Retail | New | Food Preparation | Natural Gas | Range | E2 | RIM BC Ratio | 0.83452 | 0.83452 | 0.83452 | 0.83452 | 0.83452 | 0.83452 | 0.83452 | 0.83452 | 0.83452 | 0.83452 | 0.83452 | 0.83453 | 0.83453 | 0.83453 | 0.83453 | 0.83453 | 0.83453 | 0.83453 | 0.83453 | 0.83454 | 0.83454 | 0.83454 | 0.83454 | 0.83454 | 0.83454 | 0.83454 | 0.83454 | 0.83455 | 0.83455 | 0.83455 | 0.83455 | 0.83455 | 0.83455
F5_Commercial_Retail_New_Food Preparation_Natural Gas_Range_E3 | F5 | Commercial | Retail | New | Food Preparation | Natural Gas | Range | E3 | RIM BC Ratio | 0 | 0 | 0 | 0 | 0 | 0 | 0 | 0 | 0 | 0 | 0 | 0 | 0 | 0 | 0 | 0 | 0 | 0 | 0 | 0 | 0 | 0 | 0 | 0 | 0 | 0 | 0 | 0 | 0 | 0 | 0 | 0 | 0
F5_Commercial_Retail_New_Food Preparation_Natural Gas_Range_E4 | F5 | Commercial | Retail | New | Food Preparation | Natural Gas | Range | E4 | RIM BC Ratio | 0 | 0 | 0 | 0 | 0 | 0 | 0 | 0 | 0 | 0 | 0 | 0 | 0 | 0 | 0 | 0 | 0 | 0 | 0 | 0 | 0 | 0 | 0 | 0 | 0 | 0 | 0 | 0 | 0 | 0 | 0 | 0 | 0
F5_Commercial_Retail_New_Food Preparation_Natural Gas_Range_E5 | F5 | Commercial | Retail | New | Food Preparation | Natural Gas | Range | E5 | RIM BC Ratio | 0 | 0 | 0 | 0 | 0 | 0 | 0 | 0 | 0 | 0 | 0 | 0 | 0 | 0 | 0 | 0 | 0 | 0 | 0 | 0 | 0 | 0 | 0 | 0 | 0 | 0 | 0 | 0 | 0 | 0 | 0 | 0 | 0
F5_Commercial_Retail_New_Food Preparation_Natural Gas_Range_E6 | F5 | Commercial | Retail | New | Food Preparation | Natural Gas | Range | E6 | RIM BC Ratio | 0 | 0 | 0 | 0 | 0 | 0 | 0 | 0 | 0 | 0 | 0 | 0 | 0 | 0 | 0 | 0 | 0 | 0 | 0 | 0 | 0 | 0 | 0 | 0 | 0 | 0 | 0 | 0 | 0 | 0 | 0 | 0 | 0
F5_Commercial_Retail_New_Food Preparation_Natural Gas_Range_E7 | F5 | Commercial | Retail | New | Food Preparation | Natural Gas | Range | E7 | RIM BC Ratio | 0 | 0 | 0 | 0 | 0 | 0 | 0 | 0 | 0 | 0 | 0 | 0 | 0 | 0 | 0 | 0 | 0 | 0 | 0 | 0 | 0 | 0 | 0 | 0 | 0 | 0 | 0 | 0 | 0 | 0 | 0 | 0 | 0
F5_Commercial_Retail_New_Food Preparation_Natural Gas_Range_E8 | F5 | Commercial | Retail | New | Food Preparation | Natural Gas | Range | E8 | RIM BC Ratio | 0 | 0 | 0 | 0 | 0 | 0 | 0 | 0 | 0 | 0 | 0 | 0 | 0 | 0 | 0 | 0 | 0 | 0 | 0 | 0 | 0 | 0 | 0 | 0 | 0 | 0 | 0 | 0 | 0 | 0 | 0 | 0 | 0
F5_Commercial_Retail_New_Food Preparation_Natural Gas_Range_E9 | F5 | Commercial | Retail | New | Food Preparation | Natural Gas | Range | E9 | RIM BC Ratio | 0 | 0 | 0 | 0 | 0 | 0 | 0 | 0 | 0 | 0 | 0 | 0 | 0 | 0 | 0 | 0 | 0 | 0 | 0 | 0 | 0 | 0 | 0 | 0 | 0 | 0 | 0 | 0 | 0 | 0 | 0 | 0 | 0
F5_Commercial_Retail_New_Food Preparation_Natural Gas_Range_E10 | F5 | Commercial | Retail | New | Food Preparation | Natural Gas | Range | E10 | RIM BC Ratio | 0 | 0 | 0 | 0 | 0 | 0 | 0 | 0 | 0 | 0 | 0 | 0 | 0 | 0 | 0 | 0 | 0 | 0 | 0 | 0 | 0 | 0 | 0 | 0 | 0 | 0 | 0 | 0 | 0 | 0 | 0 | 0 | 0
F0_Commercial_Retail_New_Food Preparation_Natural Gas_Steamer_E0 | F0 | Commercial | Retail | New | Food Preparation | Natural Gas | Steamer | E0 | Economic Unit | ENERGY STAR | ENERGY STAR | ENERGY STAR | ENERGY STAR | ENERGY STAR | ENERGY STAR | ENERGY STAR | ENERGY STAR | ENERGY STAR | ENERGY STAR | ENERGY STAR | ENERGY STAR | ENERGY STAR | ENERGY STAR | ENERGY STAR | ENERGY STAR | ENERGY STAR | ENERGY STAR | ENERGY STAR | ENERGY STAR | ENERGY STAR | ENERGY STAR | ENERGY STAR | ENERGY STAR | ENERGY STAR | ENERGY STAR | ENERGY STAR | ENERGY STAR | ENERGY STAR | ENERGY STAR | ENERGY STAR | ENERGY STAR | ENERGY STAR
F1_Commercial_Retail_New_Food Preparation_Natural Gas_Steamer_E1 | F1 | Commercial | Retail | New | Food Preparation | Natural Gas | Steamer | E1 | CCE | 0 | 0 | 0 | 0 | 0 | 0 | 0 | 0 | 0 | 0 | 0 | 0 | 0 | 0 | 0 | 0 | 0 | 0 | 0 | 0 | 0 | 0 | 0 | 0 | 0 | 0 | 0 | 0 | 0 | 0 | 0 | 0 | 0
F1_Commercial_Retail_New_Food Preparation_Natural Gas_Steamer_E2 | F1 | Commercial | Retail | New | Food Preparation | Natural Gas | Steamer | E2 | CCE | 0.11364 | 0.11765 | 0.10562 | 0 | 0 | 0 | 0 | 0 | 0 | 0 | 0 | 0 | 0 | 0 | 0 | 0 | 0 | 0 | 0 | 0 | 0 | 0 | 0 | 0 | 0 | 0 | 0 | 0 | 0 | 0 | 0 | 0 | 0
F1_Commercial_Retail_New_Food Preparation_Natural Gas_Steamer_E3 | F1 | Commercial | Retail | New | Food Preparation | Natural Gas | Steamer | E3 | CCE | 0 | 0 | 0 | 0 | 0 | 0 | 0 | 0 | 0 | 0 | 0 | 0 | 0 | 0 | 0 | 0 | 0 | 0 | 0 | 0 | 0 | 0 | 0 | 0 | 0 | 0 | 0 | 0 | 0 | 0 | 0 | 0 | 0
F1_Commercial_Retail_New_Food Preparation_Natural Gas_Steamer_E4 | F1 | Commercial | Retail | New | Food Preparation | Natural Gas | Steamer | E4 | CCE | 0 | 0 | 0 | 0 | 0 | 0 | 0 | 0 | 0 | 0 | 0 | 0 | 0 | 0 | 0 | 0 | 0 | 0 | 0 | 0 | 0 | 0 | 0 | 0 | 0 | 0 | 0 | 0 | 0 | 0 | 0 | 0 | 0
F1_Commercial_Retail_New_Food Preparation_Natural Gas_Steamer_E5 | F1 | Commercial | Retail | New | Food Preparation | Natural Gas | Steamer | E5 | CCE | 0 | 0 | 0 | 0 | 0 | 0 | 0 | 0 | 0 | 0 | 0 | 0 | 0 | 0 | 0 | 0 | 0 | 0 | 0 | 0 | 0 | 0 | 0 | 0 | 0 | 0 | 0 | 0 | 0 | 0 | 0 | 0 | 0
F1_Commercial_Retail_New_Food Preparation_Natural Gas_Steamer_E6 | F1 | Commercial | Retail | New | Food Preparation | Natural Gas | Steamer | E6 | CCE | 0 | 0 | 0 | 0 | 0 | 0 | 0 | 0 | 0 | 0 | 0 | 0 | 0 | 0 | 0 | 0 | 0 | 0 | 0 | 0 | 0 | 0 | 0 | 0 | 0 | 0 | 0 | 0 | 0 | 0 | 0 | 0 | 0
F1_Commercial_Retail_New_Food Preparation_Natural Gas_Steamer_E7 | F1 | Commercial | Retail | New | Food Preparation | Natural Gas | Steamer | E7 | CCE | 0 | 0 | 0 | 0 | 0 | 0 | 0 | 0 | 0 | 0 | 0 | 0 | 0 | 0 | 0 | 0 | 0 | 0 | 0 | 0 | 0 | 0 | 0 | 0 | 0 | 0 | 0 | 0 | 0 | 0 | 0 | 0 | 0
F1_Commercial_Retail_New_Food Preparation_Natural Gas_Steamer_E8 | F1 | Commercial | Retail | New | Food Preparation | Natural Gas | Steamer | E8 | CCE | 0 | 0 | 0 | 0 | 0 | 0 | 0 | 0 | 0 | 0 | 0 | 0 | 0 | 0 | 0 | 0 | 0 | 0 | 0 | 0 | 0 | 0 | 0 | 0 | 0 | 0 | 0 | 0 | 0 | 0 | 0 | 0 | 0
F1_Commercial_Retail_New_Food Preparation_Natural Gas_Steamer_E9 | F1 | Commercial | Retail | New | Food Preparation | Natural Gas | Steamer | E9 | CCE | 0 | 0 | 0 | 0 | 0 | 0 | 0 | 0 | 0 | 0 | 0 | 0 | 0 | 0 | 0 | 0 | 0 | 0 | 0 | 0 | 0 | 0 | 0 | 0 | 0 | 0 | 0 | 0 | 0 | 0 | 0 | 0 | 0
F1_Commercial_Retail_New_Food Preparation_Natural Gas_Steamer_E10 | F1 | Commercial | Retail | New | Food Preparation | Natural Gas | Steamer | E10 | CCE | 0 | 0 | 0 | 0 | 0 | 0 | 0 | 0 | 0 | 0 | 0 | 0 | 0 | 0 | 0 | 0 | 0 | 0 | 0 | 0 | 0 | 0 | 0 | 0 | 0 | 0 | 0 | 0 | 0 | 0 | 0 | 0 | 0
F2_Commercial_Retail_New_Food Preparation_Natural Gas_Steamer_E1 | F2 | Commercial | Retail | New | Food Preparation | Natural Gas | Steamer | E1 | TRC BC Ratio | 1 | 1 | 1 | 0 | 0 | 0 | 0 | 0 | 0 | 0 | 0 | 0 | 0 | 0 | 0 | 0 | 0 | 0 | 0 | 0 | 0 | 0 | 0 | 0 | 0 | 0 | 0 | 0 | 0 | 0 | 0 | 0 | 0
F2_Commercial_Retail_New_Food Preparation_Natural Gas_Steamer_E2 | F2 | Commercial | Retail | New | Food Preparation | Natural Gas | Steamer | E2 | TRC BC Ratio | 14.4302 | 14.4472 | 14.5249 | 1 | 1 | 1 | 1 | 1 | 1 | 1 | 1 | 1 | 1 | 1 | 1 | 1 | 1 | 1 | 1 | 1 | 1 | 1 | 1 | 1 | 1 | 1 | 1 | 1 | 1 | 1 | 1 | 1 | 1
F2_Commercial_Retail_New_Food Preparation_Natural Gas_Steamer_E3 | F2 | Commercial | Retail | New | Food Preparation | Natural Gas | Steamer | E3 | TRC BC Ratio | 0 | 0 | 0 | 0 | 0 | 0 | 0 | 0 | 0 | 0 | 0 | 0 | 0 | 0 | 0 | 0 | 0 | 0 | 0 | 0 | 0 | 0 | 0 | 0 | 0 | 0 | 0 | 0 | 0 | 0 | 0 | 0 | 0
F2_Commercial_Retail_New_Food Preparation_Natural Gas_Steamer_E4 | F2 | Commercial | Retail | New | Food Preparation | Natural Gas | Steamer | E4 | TRC BC Ratio | 0 | 0 | 0 | 0 | 0 | 0 | 0 | 0 | 0 | 0 | 0 | 0 | 0 | 0 | 0 | 0 | 0 | 0 | 0 | 0 | 0 | 0 | 0 | 0 | 0 | 0 | 0 | 0 | 0 | 0 | 0 | 0 | 0
F2_Commercial_Retail_New_Food Preparation_Natural Gas_Steamer_E5 | F2 | Commercial | Retail | New | Food Preparation | Natural Gas | Steamer | E5 | TRC BC Ratio | 0 | 0 | 0 | 0 | 0 | 0 | 0 | 0 | 0 | 0 | 0 | 0 | 0 | 0 | 0 | 0 | 0 | 0 | 0 | 0 | 0 | 0 | 0 | 0 | 0 | 0 | 0 | 0 | 0 | 0 | 0 | 0 | 0
F2_Commercial_Retail_New_Food Preparation_Natural Gas_Steamer_E6 | F2 | Commercial | Retail | New | Food Preparation | Natural Gas | Steamer | E6 | TRC BC Ratio | 0 | 0 | 0 | 0 | 0 | 0 | 0 | 0 | 0 | 0 | 0 | 0 | 0 | 0 | 0 | 0 | 0 | 0 | 0 | 0 | 0 | 0 | 0 | 0 | 0 | 0 | 0 | 0 | 0 | 0 | 0 | 0 | 0
F2_Commercial_Retail_New_Food Preparation_Natural Gas_Steamer_E7 | F2 | Commercial | Retail | New | Food Preparation | Natural Gas | Steamer | E7 | TRC BC Ratio | 0 | 0 | 0 | 0 | 0 | 0 | 0 | 0 | 0 | 0 | 0 | 0 | 0 | 0 | 0 | 0 | 0 | 0 | 0 | 0 | 0 | 0 | 0 | 0 | 0 | 0 | 0 | 0 | 0 | 0 | 0 | 0 | 0
F2_Commercial_Retail_New_Food Preparation_Natural Gas_Steamer_E8 | F2 | Commercial | Retail | New | Food Preparation | Natural Gas | Steamer | E8 | TRC BC Ratio | 0 | 0 | 0 | 0 | 0 | 0 | 0 | 0 | 0 | 0 | 0 | 0 | 0 | 0 | 0 | 0 | 0 | 0 | 0 | 0 | 0 | 0 | 0 | 0 | 0 | 0 | 0 | 0 | 0 | 0 | 0 | 0 | 0
F2_Commercial_Retail_New_Food Preparation_Natural Gas_Steamer_E9 | F2 | Commercial | Retail | New | Food Preparation | Natural Gas | Steamer | E9 | TRC BC Ratio | 0 | 0 | 0 | 0 | 0 | 0 | 0 | 0 | 0 | 0 | 0 | 0 | 0 | 0 | 0 | 0 | 0 | 0 | 0 | 0 | 0 | 0 | 0 | 0 | 0 | 0 | 0 | 0 | 0 | 0 | 0 | 0 | 0
F2_Commercial_Retail_New_Food Preparation_Natural Gas_Steamer_E10 | F2 | Commercial | Retail | New | Food Preparation | Natural Gas | Steamer | E10 | TRC BC Ratio | 0 | 0 | 0 | 0 | 0 | 0 | 0 | 0 | 0 | 0 | 0 | 0 | 0 | 0 | 0 | 0 | 0 | 0 | 0 | 0 | 0 | 0 | 0 | 0 | 0 | 0 | 0 | 0 | 0 | 0 | 0 | 0 | 0
F3_Commercial_Retail_New_Food Preparation_Natural Gas_Steamer_E1 | F3 | Commercial | Retail | New | Food Preparation | Natural Gas | Steamer | E1 | PACT BC Ratio | 1 | 1 | 1 | 0 | 0 | 0 | 0 | 0 | 0 | 0 | 0 | 0 | 0 | 0 | 0 | 0 | 0 | 0 | 0 | 0 | 0 | 0 | 0 | 0 | 0 | 0 | 0 | 0 | 0 | 0 | 0 | 0 | 0
F3_Commercial_Retail_New_Food Preparation_Natural Gas_Steamer_E2 | F3 | Commercial | Retail | New | Food Preparation | Natural Gas | Steamer | E2 | PACT BC Ratio | 19.2403 | 19.2629 | 19.3665 | 1 | 1 | 1 | 1 | 1 | 1 | 1 | 1 | 1 | 1 | 1 | 1 | 1 | 1 | 1 | 1 | 1 | 1 | 1 | 1 | 1 | 1 | 1 | 1 | 1 | 1 | 1 | 1 | 1 | 1
F3_Commercial_Retail_New_Food Preparation_Natural Gas_Steamer_E3 | F3 | Commercial | Retail | New | Food Preparation | Natural Gas | Steamer | E3 | PACT BC Ratio | 0 | 0 | 0 | 0 | 0 | 0 | 0 | 0 | 0 | 0 | 0 | 0 | 0 | 0 | 0 | 0 | 0 | 0 | 0 | 0 | 0 | 0 | 0 | 0 | 0 | 0 | 0 | 0 | 0 | 0 | 0 | 0 | 0
F3_Commercial_Retail_New_Food Preparation_Natural Gas_Steamer_E4 | F3 | Commercial | Retail | New | Food Preparation | Natural Gas | Steamer | E4 | PACT BC Ratio | 0 | 0 | 0 | 0 | 0 | 0 | 0 | 0 | 0 | 0 | 0 | 0 | 0 | 0 | 0 | 0 | 0 | 0 | 0 | 0 | 0 | 0 | 0 | 0 | 0 | 0 | 0 | 0 | 0 | 0 | 0 | 0 | 0
F3_Commercial_Retail_New_Food Preparation_Natural Gas_Steamer_E5 | F3 | Commercial | Retail | New | Food Preparation | Natural Gas | Steamer | E5 | PACT BC Ratio | 0 | 0 | 0 | 0 | 0 | 0 | 0 | 0 | 0 | 0 | 0 | 0 | 0 | 0 | 0 | 0 | 0 | 0 | 0 | 0 | 0 | 0 | 0 | 0 | 0 | 0 | 0 | 0 | 0 | 0 | 0 | 0 | 0
F3_Commercial_Retail_New_Food Preparation_Natural Gas_Steamer_E6 | F3 | Commercial | Retail | New | Food Preparation | Natural Gas | Steamer | E6 | PACT BC Ratio | 0 | 0 | 0 | 0 | 0 | 0 | 0 | 0 | 0 | 0 | 0 | 0 | 0 | 0 | 0 | 0 | 0 | 0 | 0 | 0 | 0 | 0 | 0 | 0 | 0 | 0 | 0 | 0 | 0 | 0 | 0 | 0 | 0
F3_Commercial_Retail_New_Food Preparation_Natural Gas_Steamer_E7 | F3 | Commercial | Retail | New | Food Preparation | Natural Gas | Steamer | E7 | PACT BC Ratio | 0 | 0 | 0 | 0 | 0 | 0 | 0 | 0 | 0 | 0 | 0 | 0 | 0 | 0 | 0 | 0 | 0 | 0 | 0 | 0 | 0 | 0 | 0 | 0 | 0 | 0 | 0 | 0 | 0 | 0 | 0 | 0 | 0
F3_Commercial_Retail_New_Food Preparation_Natural Gas_Steamer_E8 | F3 | Commercial | Retail | New | Food Preparation | Natural Gas | Steamer | E8 | PACT BC Ratio | 0 | 0 | 0 | 0 | 0 | 0 | 0 | 0 | 0 | 0 | 0 | 0 | 0 | 0 | 0 | 0 | 0 | 0 | 0 | 0 | 0 | 0 | 0 | 0 | 0 | 0 | 0 | 0 | 0 | 0 | 0 | 0 | 0
F3_Commercial_Retail_New_Food Preparation_Natural Gas_Steamer_E9 | F3 | Commercial | Retail | New | Food Preparation | Natural Gas | Steamer | E9 | PACT BC Ratio | 0 | 0 | 0 | 0 | 0 | 0 | 0 | 0 | 0 | 0 | 0 | 0 | 0 | 0 | 0 | 0 | 0 | 0 | 0 | 0 | 0 | 0 | 0 | 0 | 0 | 0 | 0 | 0 | 0 | 0 | 0 | 0 | 0
F3_Commercial_Retail_New_Food Preparation_Natural Gas_Steamer_E10 | F3 | Commercial | Retail | New | Food Preparation | Natural Gas | Steamer | E10 | PACT BC Ratio | 0 | 0 | 0 | 0 | 0 | 0 | 0 | 0 | 0 | 0 | 0 | 0 | 0 | 0 | 0 | 0 | 0 | 0 | 0 | 0 | 0 | 0 | 0 | 0 | 0 | 0 | 0 | 0 | 0 | 0 | 0 | 0 | 0
F4_Commercial_Retail_New_Food Preparation_Natural Gas_Steamer_E1 | F4 | Commercial | Retail | New | Food Preparation | Natural Gas | Steamer | E1 | RVT BC Ratio | 1 | 1 | 1 | 0 | 0 | 0 | 0 | 0 | 0 | 0 | 0 | 0 | 0 | 0 | 0 | 0 | 0 | 0 | 0 | 0 | 0 | 0 | 0 | 0 | 0 | 0 | 0 | 0 | 0 | 0 | 0 | 0 | 0
F4_Commercial_Retail_New_Food Preparation_Natural Gas_Steamer_E2 | F4 | Commercial | Retail | New | Food Preparation | Natural Gas | Steamer | E2 | RVT BC Ratio | 21.446 | 21.4704 | 21.5821 | 1 | 1 | 1 | 1 | 1 | 1 | 1 | 1 | 1 | 1 | 1 | 1 | 1 | 1 | 1 | 1 | 1 | 1 | 1 | 1 | 1 | 1 | 1 | 1 | 1 | 1 | 1 | 1 | 1 | 1
F4_Commercial_Retail_New_Food Preparation_Natural Gas_Steamer_E3 | F4 | Commercial | Retail | New | Food Preparation | Natural Gas | Steamer | E3 | RVT BC Ratio | 0 | 0 | 0 | 0 | 0 | 0 | 0 | 0 | 0 | 0 | 0 | 0 | 0 | 0 | 0 | 0 | 0 | 0 | 0 | 0 | 0 | 0 | 0 | 0 | 0 | 0 | 0 | 0 | 0 | 0 | 0 | 0 | 0
F4_Commercial_Retail_New_Food Preparation_Natural Gas_Steamer_E4 | F4 | Commercial | Retail | New | Food Preparation | Natural Gas | Steamer | E4 | RVT BC Ratio | 0 | 0 | 0 | 0 | 0 | 0 | 0 | 0 | 0 | 0 | 0 | 0 | 0 | 0 | 0 | 0 | 0 | 0 | 0 | 0 | 0 | 0 | 0 | 0 | 0 | 0 | 0 | 0 | 0 | 0 | 0 | 0 | 0
F4_Commercial_Retail_New_Food Preparation_Natural Gas_Steamer_E5 | F4 | Commercial | Retail | New | Food Preparation | Natural Gas | Steamer | E5 | RVT BC Ratio | 0 | 0 | 0 | 0 | 0 | 0 | 0 | 0 | 0 | 0 | 0 | 0 | 0 | 0 | 0 | 0 | 0 | 0 | 0 | 0 | 0 | 0 | 0 | 0 | 0 | 0 | 0 | 0 | 0 | 0 | 0 | 0 | 0
F4_Commercial_Retail_New_Food Preparation_Natural Gas_Steamer_E6 | F4 | Commercial | Retail | New | Food Preparation | Natural Gas | Steamer | E6 | RVT BC Ratio | 0 | 0 | 0 | 0 | 0 | 0 | 0 | 0 | 0 | 0 | 0 | 0 | 0 | 0 | 0 | 0 | 0 | 0 | 0 | 0 | 0 | 0 | 0 | 0 | 0 | 0 | 0 | 0 | 0 | 0 | 0 | 0 | 0
F4_Commercial_Retail_New_Food Preparation_Natural Gas_Steamer_E7 | F4 | Commercial | Retail | New | Food Preparation | Natural Gas | Steamer | E7 | RVT BC Ratio | 0 | 0 | 0 | 0 | 0 | 0 | 0 | 0 | 0 | 0 | 0 | 0 | 0 | 0 | 0 | 0 | 0 | 0 | 0 | 0 | 0 | 0 | 0 | 0 | 0 | 0 | 0 | 0 | 0 | 0 | 0 | 0 | 0
F4_Commercial_Retail_New_Food Preparation_Natural Gas_Steamer_E8 | F4 | Commercial | Retail | New | Food Preparation | Natural Gas | Steamer | E8 | RVT BC Ratio | 0 | 0 | 0 | 0 | 0 | 0 | 0 | 0 | 0 | 0 | 0 | 0 | 0 | 0 | 0 | 0 | 0 | 0 | 0 | 0 | 0 | 0 | 0 | 0 | 0 | 0 | 0 | 0 | 0 | 0 | 0 | 0 | 0
F4_Commercial_Retail_New_Food Preparation_Natural Gas_Steamer_E9 | F4 | Commercial | Retail | New | Food Preparation | Natural Gas | Steamer | E9 | RVT BC Ratio | 0 | 0 | 0 | 0 | 0 | 0 | 0 | 0 | 0 | 0 | 0 | 0 | 0 | 0 | 0 | 0 | 0 | 0 | 0 | 0 | 0 | 0 | 0 | 0 | 0 | 0 | 0 | 0 | 0 | 0 | 0 | 0 | 0
F4_Commercial_Retail_New_Food Preparation_Natural Gas_Steamer_E10 | F4 | Commercial | Retail | New | Food Preparation | Natural Gas | Steamer | E10 | RVT BC Ratio | 0 | 0 | 0 | 0 | 0 | 0 | 0 | 0 | 0 | 0 | 0 | 0 | 0 | 0 | 0 | 0 | 0 | 0 | 0 | 0 | 0 | 0 | 0 | 0 | 0 | 0 | 0 | 0 | 0 | 0 | 0 | 0 | 0
F5_Commercial_Retail_New_Food Preparation_Natural Gas_Steamer_E1 | F5 | Commercial | Retail | New | Food Preparation | Natural Gas | Steamer | E1 | RIM BC Ratio | 1 | 1 | 1 | 0 | 0 | 0 | 0 | 0 | 0 | 0 | 0 | 0 | 0 | 0 | 0 | 0 | 0 | 0 | 0 | 0 | 0 | 0 | 0 | 0 | 0 | 0 | 0 | 0 | 0 | 0 | 0 | 0 | 0
F5_Commercial_Retail_New_Food Preparation_Natural Gas_Steamer_E2 | F5 | Commercial | Retail | New | Food Preparation | Natural Gas | Steamer | E2 | RIM BC Ratio | 0.79997 | 0.80001 | 0.80019 | 1 | 1 | 1 | 1 | 1 | 1 | 1 | 1 | 1 | 1 | 1 | 1 | 1 | 1 | 1 | 1 | 1 | 1 | 1 | 1 | 1 | 1 | 1 | 1 | 1 | 1 | 1 | 1 | 1 | 1
F5_Commercial_Retail_New_Food Preparation_Natural Gas_Steamer_E3 | F5 | Commercial | Retail | New | Food Preparation | Natural Gas | Steamer | E3 | RIM BC Ratio | 0 | 0 | 0 | 0 | 0 | 0 | 0 | 0 | 0 | 0 | 0 | 0 | 0 | 0 | 0 | 0 | 0 | 0 | 0 | 0 | 0 | 0 | 0 | 0 | 0 | 0 | 0 | 0 | 0 | 0 | 0 | 0 | 0
F5_Commercial_Retail_New_Food Preparation_Natural Gas_Steamer_E4 | F5 | Commercial | Retail | New | Food Preparation | Natural Gas | Steamer | E4 | RIM BC Ratio | 0 | 0 | 0 | 0 | 0 | 0 | 0 | 0 | 0 | 0 | 0 | 0 | 0 | 0 | 0 | 0 | 0 | 0 | 0 | 0 | 0 | 0 | 0 | 0 | 0 | 0 | 0 | 0 | 0 | 0 | 0 | 0 | 0
F5_Commercial_Retail_New_Food Preparation_Natural Gas_Steamer_E5 | F5 | Commercial | Retail | New | Food Preparation | Natural Gas | Steamer | E5 | RIM BC Ratio | 0 | 0 | 0 | 0 | 0 | 0 | 0 | 0 | 0 | 0 | 0 | 0 | 0 | 0 | 0 | 0 | 0 | 0 | 0 | 0 | 0 | 0 | 0 | 0 | 0 | 0 | 0 | 0 | 0 | 0 | 0 | 0 | 0
F5_Commercial_Retail_New_Food Preparation_Natural Gas_Steamer_E6 | F5 | Commercial | Retail | New | Food Preparation | Natural Gas | Steamer | E6 | RIM BC Ratio | 0 | 0 | 0 | 0 | 0 | 0 | 0 | 0 | 0 | 0 | 0 | 0 | 0 | 0 | 0 | 0 | 0 | 0 | 0 | 0 | 0 | 0 | 0 | 0 | 0 | 0 | 0 | 0 | 0 | 0 | 0 | 0 | 0
F5_Commercial_Retail_New_Food Preparation_Natural Gas_Steamer_E7 | F5 | Commercial | Retail | New | Food Preparation | Natural Gas | Steamer | E7 | RIM BC Ratio | 0 | 0 | 0 | 0 | 0 | 0 | 0 | 0 | 0 | 0 | 0 | 0 | 0 | 0 | 0 | 0 | 0 | 0 | 0 | 0 | 0 | 0 | 0 | 0 | 0 | 0 | 0 | 0 | 0 | 0 | 0 | 0 | 0
F5_Commercial_Retail_New_Food Preparation_Natural Gas_Steamer_E8 | F5 | Commercial | Retail | New | Food Preparation | Natural Gas | Steamer | E8 | RIM BC Ratio | 0 | 0 | 0 | 0 | 0 | 0 | 0 | 0 | 0 | 0 | 0 | 0 | 0 | 0 | 0 | 0 | 0 | 0 | 0 | 0 | 0 | 0 | 0 | 0 | 0 | 0 | 0 | 0 | 0 | 0 | 0 | 0 | 0
F5_Commercial_Retail_New_Food Preparation_Natural Gas_Steamer_E9 | F5 | Commercial | Retail | New | Food Preparation | Natural Gas | Steamer | E9 | RIM BC Ratio | 0 | 0 | 0 | 0 | 0 | 0 | 0 | 0 | 0 | 0 | 0 | 0 | 0 | 0 | 0 | 0 | 0 | 0 | 0 | 0 | 0 | 0 | 0 | 0 | 0 | 0 | 0 | 0 | 0 | 0 | 0 | 0 | 0
F5_Commercial_Retail_New_Food Preparation_Natural Gas_Steamer_E10 | F5 | Commercial | Retail | New | Food Preparation | Natural Gas | Steamer | E10 | RIM BC Ratio | 0 | 0 | 0 | 0 | 0 | 0 | 0 | 0 | 0 | 0 | 0 | 0 | 0 | 0 | 0 | 0 | 0 | 0 | 0 | 0 | 0 | 0 | 0 | 0 | 0 | 0 | 0 | 0 | 0 | 0 | 0 | 0 | 0
F0_Commercial_Retail_New_Food Preparation_Natural Gas_Food Prep Other_E0 | F0 | Commercial | Retail | New | Food Preparation | Natural Gas | Food Prep Other | E0 | Economic Unit | Standard | Standard | Standard | Standard | Standard | Standard | Standard | Standard | Standard | Standard | Standard | Standard | Standard | Standard | Standard | Standard | Standard | Standard | Standard | Standard | Standard | Standard | Standard | Standard | Standard | Standard | Standard | Standard | Standard | Standard | Standard | Standard | Standard
F1_Commercial_Retail_New_Food Preparation_Natural Gas_Food Prep Other_E1 | F1 | Commercial | Retail | New | Food Preparation | Natural Gas | Food Prep Other | E1 | CCE | 0 | 0 | 0 | 0 | 0 | 0 | 0 | 0 | 0 | 0 | 0 | 0 | 0 | 0 | 0 | 0 | 0 | 0 | 0 | 0 | 0 | 0 | 0 | 0 | 0 | 0 | 0 | 0 | 0 | 0 | 0 | 0 | 0
F1_Commercial_Retail_New_Food Preparation_Natural Gas_Food Prep Other_E2 | F1 | Commercial | Retail | New | Food Preparation | Natural Gas | Food Prep Other | E2 | CCE | 16.9852 | 17.5855 | 15.7861 | 16.0821 | 16.0821 | 16.0821 | 16.0821 | 16.0821 | 16.0821 | 16.0821 | 16.0821 | 16.0821 | 16.0821 | 16.0821 | 16.0821 | 16.0821 | 16.0821 | 16.0821 | 16.0821 | 16.0821 | 16.0821 | 16.0821 | 16.0821 | 16.0821 | 16.0821 | 16.0821 | 16.0821 | 16.0821 | 16.0821 | 16.0821 | 16.0821 | 16.0821 | 16.0821
F1_Commercial_Retail_New_Food Preparation_Natural Gas_Food Prep Other_E3 | F1 | Commercial | Retail | New | Food Preparation | Natural Gas | Food Prep Other | E3 | CCE | 0 | 0 | 0 | 0 | 0 | 0 | 0 | 0 | 0 | 0 | 0 | 0 | 0 | 0 | 0 | 0 | 0 | 0 | 0 | 0 | 0 | 0 | 0 | 0 | 0 | 0 | 0 | 0 | 0 | 0 | 0 | 0 | 0
F1_Commercial_Retail_New_Food Preparation_Natural Gas_Food Prep Other_E4 | F1 | Commercial | Retail | New | Food Preparation | Natural Gas | Food Prep Other | E4 | CCE | 0 | 0 | 0 | 0 | 0 | 0 | 0 | 0 | 0 | 0 | 0 | 0 | 0 | 0 | 0 | 0 | 0 | 0 | 0 | 0 | 0 | 0 | 0 | 0 | 0 | 0 | 0 | 0 | 0 | 0 | 0 | 0 | 0
F1_Commercial_Retail_New_Food Preparation_Natural Gas_Food Prep Other_E5 | F1 | Commercial | Retail | New | Food Preparation | Natural Gas | Food Prep Other | E5 | CCE | 0 | 0 | 0 | 0 | 0 | 0 | 0 | 0 | 0 | 0 | 0 | 0 | 0 | 0 | 0 | 0 | 0 | 0 | 0 | 0 | 0 | 0 | 0 | 0 | 0 | 0 | 0 | 0 | 0 | 0 | 0 | 0 | 0
F1_Commercial_Retail_New_Food Preparation_Natural Gas_Food Prep Other_E6 | F1 | Commercial | Retail | New | Food Preparation | Natural Gas | Food Prep Other | E6 | CCE | 0 | 0 | 0 | 0 | 0 | 0 | 0 | 0 | 0 | 0 | 0 | 0 | 0 | 0 | 0 | 0 | 0 | 0 | 0 | 0 | 0 | 0 | 0 | 0 | 0 | 0 | 0 | 0 | 0 | 0 | 0 | 0 | 0
F1_Commercial_Retail_New_Food Preparation_Natural Gas_Food Prep Other_E7 | F1 | Commercial | Retail | New | Food Preparation | Natural Gas | Food Prep Other | E7 | CCE | 0 | 0 | 0 | 0 | 0 | 0 | 0 | 0 | 0 | 0 | 0 | 0 | 0 | 0 | 0 | 0 | 0 | 0 | 0 | 0 | 0 | 0 | 0 | 0 | 0 | 0 | 0 | 0 | 0 | 0 | 0 | 0 | 0
F1_Commercial_Retail_New_Food Preparation_Natural Gas_Food Prep Other_E8 | F1 | Commercial | Retail | New | Food Preparation | Natural Gas | Food Prep Other | E8 | CCE | 0 | 0 | 0 | 0 | 0 | 0 | 0 | 0 | 0 | 0 | 0 | 0 | 0 | 0 | 0 | 0 | 0 | 0 | 0 | 0 | 0 | 0 | 0 | 0 | 0 | 0 | 0 | 0 | 0 | 0 | 0 | 0 | 0
F1_Commercial_Retail_New_Food Preparation_Natural Gas_Food Prep Other_E9 | F1 | Commercial | Retail | New | Food Preparation | Natural Gas | Food Prep Other | E9 | CCE | 0 | 0 | 0 | 0 | 0 | 0 | 0 | 0 | 0 | 0 | 0 | 0 | 0 | 0 | 0 | 0 | 0 | 0 | 0 | 0 | 0 | 0 | 0 | 0 | 0 | 0 | 0 | 0 | 0 | 0 | 0 | 0 | 0
F1_Commercial_Retail_New_Food Preparation_Natural Gas_Food Prep Other_E10 | F1 | Commercial | Retail | New | Food Preparation | Natural Gas | Food Prep Other | E10 | CCE | 0 | 0 | 0 | 0 | 0 | 0 | 0 | 0 | 0 | 0 | 0 | 0 | 0 | 0 | 0 | 0 | 0 | 0 | 0 | 0 | 0 | 0 | 0 | 0 | 0 | 0 | 0 | 0 | 0 | 0 | 0 | 0 | 0
F2_Commercial_Retail_New_Food Preparation_Natural Gas_Food Prep Other_E1 | F2 | Commercial | Retail | New | Food Preparation | Natural Gas | Food Prep Other | E1 | TRC BC Ratio | bar: 2019 to 2051
F2_Commercial_Retail_New_Food Preparation_Natural Gas_Food Prep Other_E2 | F2 | Commercial | Retail | New | Food Preparation | Natural Gas | Food Prep Other | E2 | TRC BC Ratio | 0.096778 | 0.096763 | 0.097228 | 0.096513 | 0.096078 | 0.096394 | 0.097347 | 0.098099 | 0.099032 | 0.099913 | 0.1008 | 0.10161 | 0.10248 | 0.1034 | 0.10427 | 0.10515 | 0.10605 | 0.10703 | 0.10805 | 0.10913 | 0.11019 | 0.1113 | 0.11232 | 0.11337 | 0.11431 | 0.11512 | 0.11585 | 0.11649 | 0.11699 | 0.11739 | 0.11761 | 0.11776 | 0.11776
F2_Commercial_Retail_New_Food Preparation_Natural Gas_Food Prep Other_E3 | F2 | Commercial | Retail | New | Food Preparation | Natural Gas | Food Prep Other | E3 | TRC BC Ratio | 0 | 0 | 0 | 0 | 0 | 0 | 0 | 0 | 0 | 0 | 0 | 0 | 0 | 0 | 0 | 0 | 0 | 0 | 0 | 0 | 0 | 0 | 0 | 0 | 0 | 0 | 0 | 0 | 0 | 0 | 0 | 0 | 0
F2_Commercial_Retail_New_Food Preparation_Natural Gas_Food Prep Other_E4 | F2 | Commercial | Retail | New | Food Preparation | Natural Gas | Food Prep Other | E4 | TRC BC Ratio | 0 | 0 | 0 | 0 | 0 | 0 | 0 | 0 | 0 | 0 | 0 | 0 | 0 | 0 | 0 | 0 | 0 | 0 | 0 | 0 | 0 | 0 | 0 | 0 | 0 | 0 | 0 | 0 | 0 | 0 | 0 | 0 | 0
F2_Commercial_Retail_New_Food Preparation_Natural Gas_Food Prep Other_E5 | F2 | Commercial | Retail | New | Food Preparation | Natural Gas | Food Prep Other | E5 | TRC BC Ratio | 0 | 0 | 0 | 0 | 0 | 0 | 0 | 0 | 0 | 0 | 0 | 0 | 0 | 0 | 0 | 0 | 0 | 0 | 0 | 0 | 0 | 0 | 0 | 0 | 0 | 0 | 0 | 0 | 0 | 0 | 0 | 0 | 0
F2_Commercial_Retail_New_Food Preparation_Natural Gas_Food Prep Other_E6 | F2 | Commercial | Retail | New | Food Preparation | Natural Gas | Food Prep Other | E6 | TRC BC Ratio | 0 | 0 | 0 | 0 | 0 | 0 | 0 | 0 | 0 | 0 | 0 | 0 | 0 | 0 | 0 | 0 | 0 | 0 | 0 | 0 | 0 | 0 | 0 | 0 | 0 | 0 | 0 | 0 | 0 | 0 | 0 | 0 | 0
F2_Commercial_Retail_New_Food Preparation_Natural Gas_Food Prep Other_E7 | F2 | Commercial | Retail | New | Food Preparation | Natural Gas | Food Prep Other | E7 | TRC BC Ratio | 0 | 0 | 0 | 0 | 0 | 0 | 0 | 0 | 0 | 0 | 0 | 0 | 0 | 0 | 0 | 0 | 0 | 0 | 0 | 0 | 0 | 0 | 0 | 0 | 0 | 0 | 0 | 0 | 0 | 0 | 0 | 0 | 0
F2_Commercial_Retail_New_Food Preparation_Natural Gas_Food Prep Other_E8 | F2 | Commercial | Retail | New | Food Preparation | Natural Gas | Food Prep Other | E8 | TRC BC Ratio | 0 | 0 | 0 | 0 | 0 | 0 | 0 | 0 | 0 | 0 | 0 | 0 | 0 | 0 | 0 | 0 | 0 | 0 | 0 | 0 | 0 | 0 | 0 | 0 | 0 | 0 | 0 | 0 | 0 | 0 | 0 | 0 | 0
F2_Commercial_Retail_New_Food Preparation_Natural Gas_Food Prep Other_E9 | F2 | Commercial | Retail | New | Food Preparation | Natural Gas | Food Prep Other | E9 | TRC BC Ratio | 0 | 0 | 0 | 0 | 0 | 0 | 0 | 0 | 0 | 0 | 0 | 0 | 0 | 0 | 0 | 0 | 0 | 0 | 0 | 0 | 0 | 0 | 0 | 0 | 0 | 0 | 0 | 0 | 0 | 0 | 0 | 0 | 0
F2_Commercial_Retail_New_Food Preparation_Natural Gas_Food Prep Other_E10 | F2 | Commercial | Retail | New | Food Preparation | Natural Gas | Food Prep Other | E10 | TRC BC Ratio | 0 | 0 | 0 | 0 | 0 | 0 | 0 | 0 | 0 | 0 | 0 | 0 | 0 | 0 | 0 | 0 | 0 | 0 | 0 | 0 | 0 | 0 | 0 | 0 | 0 | 0 | 0 | 0 | 0 | 0 | 0 | 0 | 0
F3_Commercial_Retail_New_Food Preparation_Natural Gas_Food Prep Other_E1 | F3 | Commercial | Retail | New | Food Preparation | Natural Gas | Food Prep Other | E1 | PACT BC Ratio | bar: 2019 to 2051
F3_Commercial_Retail_New_Food Preparation_Natural Gas_Food Prep Other_E2 | F3 | Commercial | Retail | New | Food Preparation | Natural Gas | Food Prep Other | E2 | PACT BC Ratio | 0.12904 | 0.12902 | 0.12964 | 0.12868 | 0.1281 | 0.12853 | 0.1298 | 0.1308 | 0.13204 | 0.13322 | 0.1344 | 0.13548 | 0.13665 | 0.13786 | 0.13902 | 0.1402 | 0.1414 | 0.14271 | 0.14407 | 0.14551 | 0.14692 | 0.14839 | 0.14976 | 0.15117 | 0.15241 | 0.15349 | 0.15447 | 0.15532 | 0.15598 | 0.15652 | 0.15682 | 0.15702 | 0.15702
F3_Commercial_Retail_New_Food Preparation_Natural Gas_Food Prep Other_E3 | F3 | Commercial | Retail | New | Food Preparation | Natural Gas | Food Prep Other | E3 | PACT BC Ratio | 0 | 0 | 0 | 0 | 0 | 0 | 0 | 0 | 0 | 0 | 0 | 0 | 0 | 0 | 0 | 0 | 0 | 0 | 0 | 0 | 0 | 0 | 0 | 0 | 0 | 0 | 0 | 0 | 0 | 0 | 0 | 0 | 0
F3_Commercial_Retail_New_Food Preparation_Natural Gas_Food Prep Other_E4 | F3 | Commercial | Retail | New | Food Preparation | Natural Gas | Food Prep Other | E4 | PACT BC Ratio | 0 | 0 | 0 | 0 | 0 | 0 | 0 | 0 | 0 | 0 | 0 | 0 | 0 | 0 | 0 | 0 | 0 | 0 | 0 | 0 | 0 | 0 | 0 | 0 | 0 | 0 | 0 | 0 | 0 | 0 | 0 | 0 | 0
F3_Commercial_Retail_New_Food Preparation_Natural Gas_Food Prep Other_E5 | F3 | Commercial | Retail | New | Food Preparation | Natural Gas | Food Prep Other | E5 | PACT BC Ratio | 0 | 0 | 0 | 0 | 0 | 0 | 0 | 0 | 0 | 0 | 0 | 0 | 0 | 0 | 0 | 0 | 0 | 0 | 0 | 0 | 0 | 0 | 0 | 0 | 0 | 0 | 0 | 0 | 0 | 0 | 0 | 0 | 0
F3_Commercial_Retail_New_Food Preparation_Natural Gas_Food Prep Other_E6 | F3 | Commercial | Retail | New | Food Preparation | Natural Gas | Food Prep Other | E6 | PACT BC Ratio | 0 | 0 | 0 | 0 | 0 | 0 | 0 | 0 | 0 | 0 | 0 | 0 | 0 | 0 | 0 | 0 | 0 | 0 | 0 | 0 | 0 | 0 | 0 | 0 | 0 | 0 | 0 | 0 | 0 | 0 | 0 | 0 | 0
F3_Commercial_Retail_New_Food Preparation_Natural Gas_Food Prep Other_E7 | F3 | Commercial | Retail | New | Food Preparation | Natural Gas | Food Prep Other | E7 | PACT BC Ratio | 0 | 0 | 0 | 0 | 0 | 0 | 0 | 0 | 0 | 0 | 0 | 0 | 0 | 0 | 0 | 0 | 0 | 0 | 0 | 0 | 0 | 0 | 0 | 0 | 0 | 0 | 0 | 0 | 0 | 0 | 0 | 0 | 0
F3_Commercial_Retail_New_Food Preparation_Natural Gas_Food Prep Other_E8 | F3 | Commercial | Retail | New | Food Preparation | Natural Gas | Food Prep Other | E8 | PACT BC Ratio | 0 | 0 | 0 | 0 | 0 | 0 | 0 | 0 | 0 | 0 | 0 | 0 | 0 | 0 | 0 | 0 | 0 | 0 | 0 | 0 | 0 | 0 | 0 | 0 | 0 | 0 | 0 | 0 | 0 | 0 | 0 | 0 | 0
F3_Commercial_Retail_New_Food Preparation_Natural Gas_Food Prep Other_E9 | F3 | Commercial | Retail | New | Food Preparation | Natural Gas | Food Prep Other | E9 | PACT BC Ratio | 0 | 0 | 0 | 0 | 0 | 0 | 0 | 0 | 0 | 0 | 0 | 0 | 0 | 0 | 0 | 0 | 0 | 0 | 0 | 0 | 0 | 0 | 0 | 0 | 0 | 0 | 0 | 0 | 0 | 0 | 0 | 0 | 0
F3_Commercial_Retail_New_Food Preparation_Natural Gas_Food Prep Other_E10 | F3 | Commercial | Retail | New | Food Preparation | Natural Gas | Food Prep Other | E10 | PACT BC Ratio | 0 | 0 | 0 | 0 | 0 | 0 | 0 | 0 | 0 | 0 | 0 | 0 | 0 | 0 | 0 | 0 | 0 | 0 | 0 | 0 | 0 | 0 | 0 | 0 | 0 | 0 | 0 | 0 | 0 | 0 | 0 | 0 | 0
F4_Commercial_Retail_New_Food Preparation_Natural Gas_Food Prep Other_E1 | F4 | Commercial | Retail | New | Food Preparation | Natural Gas | Food Prep Other | E1 | RVT BC Ratio | bar: 2019 to 2051
F4_Commercial_Retail_New_Food Preparation_Natural Gas_Food Prep Other_E2 | F4 | Commercial | Retail | New | Food Preparation | Natural Gas | Food Prep Other | E2 | RVT BC Ratio | 0.83914 | 0.83911 | 0.83978 | 0.83875 | 0.83813 | 0.83858 | 0.83995 | 0.84103 | 0.84238 | 0.84364 | 0.84492 | 0.84609 | 0.84734 | 0.84865 | 0.8499 | 0.85118 | 0.85247 | 0.85388 | 0.85535 | 0.85689 | 0.85842 | 0.86001 | 0.86148 | 0.863 | 0.86434 | 0.8655 | 0.86656 | 0.86747 | 0.86819 | 0.86877 | 0.86909 | 0.86931 | 0.86931
F4_Commercial_Retail_New_Food Preparation_Natural Gas_Food Prep Other_E3 | F4 | Commercial | Retail | New | Food Preparation | Natural Gas | Food Prep Other | E3 | RVT BC Ratio | 0 | 0 | 0 | 0 | 0 | 0 | 0 | 0 | 0 | 0 | 0 | 0 | 0 | 0 | 0 | 0 | 0 | 0 | 0 | 0 | 0 | 0 | 0 | 0 | 0 | 0 | 0 | 0 | 0 | 0 | 0 | 0 | 0
F4_Commercial_Retail_New_Food Preparation_Natural Gas_Food Prep Other_E4 | F4 | Commercial | Retail | New | Food Preparation | Natural Gas | Food Prep Other | E4 | RVT BC Ratio | 0 | 0 | 0 | 0 | 0 | 0 | 0 | 0 | 0 | 0 | 0 | 0 | 0 | 0 | 0 | 0 | 0 | 0 | 0 | 0 | 0 | 0 | 0 | 0 | 0 | 0 | 0 | 0 | 0 | 0 | 0 | 0 | 0
F4_Commercial_Retail_New_Food Preparation_Natural Gas_Food Prep Other_E5 | F4 | Commercial | Retail | New | Food Preparation | Natural Gas | Food Prep Other | E5 | RVT BC Ratio | 0 | 0 | 0 | 0 | 0 | 0 | 0 | 0 | 0 | 0 | 0 | 0 | 0 | 0 | 0 | 0 | 0 | 0 | 0 | 0 | 0 | 0 | 0 | 0 | 0 | 0 | 0 | 0 | 0 | 0 | 0 | 0 | 0
F4_Commercial_Retail_New_Food Preparation_Natural Gas_Food Prep Other_E6 | F4 | Commercial | Retail | New | Food Preparation | Natural Gas | Food Prep Other | E6 | RVT BC Ratio | 0 | 0 | 0 | 0 | 0 | 0 | 0 | 0 | 0 | 0 | 0 | 0 | 0 | 0 | 0 | 0 | 0 | 0 | 0 | 0 | 0 | 0 | 0 | 0 | 0 | 0 | 0 | 0 | 0 | 0 | 0 | 0 | 0
F4_Commercial_Retail_New_Food Preparation_Natural Gas_Food Prep Other_E7 | F4 | Commercial | Retail | New | Food Preparation | Natural Gas | Food Prep Other | E7 | RVT BC Ratio | 0 | 0 | 0 | 0 | 0 | 0 | 0 | 0 | 0 | 0 | 0 | 0 | 0 | 0 | 0 | 0 | 0 | 0 | 0 | 0 | 0 | 0 | 0 | 0 | 0 | 0 | 0 | 0 | 0 | 0 | 0 | 0 | 0
F4_Commercial_Retail_New_Food Preparation_Natural Gas_Food Prep Other_E8 | F4 | Commercial | Retail | New | Food Preparation | Natural Gas | Food Prep Other | E8 | RVT BC Ratio | 0 | 0 | 0 | 0 | 0 | 0 | 0 | 0 | 0 | 0 | 0 | 0 | 0 | 0 | 0 | 0 | 0 | 0 | 0 | 0 | 0 | 0 | 0 | 0 | 0 | 0 | 0 | 0 | 0 | 0 | 0 | 0 | 0
F4_Commercial_Retail_New_Food Preparation_Natural Gas_Food Prep Other_E9 | F4 | Commercial | Retail | New | Food Preparation | Natural Gas | Food Prep Other | E9 | RVT BC Ratio | 0 | 0 | 0 | 0 | 0 | 0 | 0 | 0 | 0 | 0 | 0 | 0 | 0 | 0 | 0 | 0 | 0 | 0 | 0 | 0 | 0 | 0 | 0 | 0 | 0 | 0 | 0 | 0 | 0 | 0 | 0 | 0 | 0
F4_Commercial_Retail_New_Food Preparation_Natural Gas_Food Prep Other_E10 | F4 | Commercial | Retail | New | Food Preparation | Natural Gas | Food Prep Other | E10 | RVT BC Ratio | 0 | 0 | 0 | 0 | 0 | 0 | 0 | 0 | 0 | 0 | 0 | 0 | 0 | 0 | 0 | 0 | 0 | 0 | 0 | 0 | 0 | 0 | 0 | 0 | 0 | 0 | 0 | 0 | 0 | 0 | 0 | 0 | 0
F5_Commercial_Retail_New_Food Preparation_Natural Gas_Food Prep Other_E1 | F5 | Commercial | Retail | New | Food Preparation | Natural Gas | Food Prep Other | E1 | RIM BC Ratio | bar: 2019 to 2051
F5_Commercial_Retail_New_Food Preparation_Natural Gas_Food Prep Other_E2 | F5 | Commercial | Retail | New | Food Preparation | Natural Gas | Food Prep Other | E2 | RIM BC Ratio | 0.11176 | 0.11174 | 0.11221 | 0.11149 | 0.11106 | 0.11138 | 0.11233 | 0.11308 | 0.11401 | 0.11488 | 0.11576 | 0.11656 | 0.11742 | 0.11832 | 0.11917 | 0.12004 | 0.12092 | 0.12187 | 0.12286 | 0.12391 | 0.12493 | 0.12599 | 0.12697 | 0.12799 | 0.12888 | 0.12965 | 0.13035 | 0.13095 | 0.13142 | 0.13181 | 0.13202 | 0.13216 | 0.13216
F5_Commercial_Retail_New_Food Preparation_Natural Gas_Food Prep Other_E3 | F5 | Commercial | Retail | New | Food Preparation | Natural Gas | Food Prep Other | E3 | RIM BC Ratio | 0 | 0 | 0 | 0 | 0 | 0 | 0 | 0 | 0 | 0 | 0 | 0 | 0 | 0 | 0 | 0 | 0 | 0 | 0 | 0 | 0 | 0 | 0 | 0 | 0 | 0 | 0 | 0 | 0 | 0 | 0 | 0 | 0
F5_Commercial_Retail_New_Food Preparation_Natural Gas_Food Prep Other_E4 | F5 | Commercial | Retail | New | Food Preparation | Natural Gas | Food Prep Other | E4 | RIM BC Ratio | 0 | 0 | 0 | 0 | 0 | 0 | 0 | 0 | 0 | 0 | 0 | 0 | 0 | 0 | 0 | 0 | 0 | 0 | 0 | 0 | 0 | 0 | 0 | 0 | 0 | 0 | 0 | 0 | 0 | 0 | 0 | 0 | 0
F5_Commercial_Retail_New_Food Preparation_Natural Gas_Food Prep Other_E5 | F5 | Commercial | Retail | New | Food Preparation | Natural Gas | Food Prep Other | E5 | RIM BC Ratio | 0 | 0 | 0 | 0 | 0 | 0 | 0 | 0 | 0 | 0 | 0 | 0 | 0 | 0 | 0 | 0 | 0 | 0 | 0 | 0 | 0 | 0 | 0 | 0 | 0 | 0 | 0 | 0 | 0 | 0 | 0 | 0 | 0
F5_Commercial_Retail_New_Food Preparation_Natural Gas_Food Prep Other_E6 | F5 | Commercial | Retail | New | Food Preparation | Natural Gas | Food Prep Other | E6 | RIM BC Ratio | 0 | 0 | 0 | 0 | 0 | 0 | 0 | 0 | 0 | 0 | 0 | 0 | 0 | 0 | 0 | 0 | 0 | 0 | 0 | 0 | 0 | 0 | 0 | 0 | 0 | 0 | 0 | 0 | 0 | 0 | 0 | 0 | 0
F5_Commercial_Retail_New_Food Preparation_Natural Gas_Food Prep Other_E7 | F5 | Commercial | Retail | New | Food Preparation | Natural Gas | Food Prep Other | E7 | RIM BC Ratio | 0 | 0 | 0 | 0 | 0 | 0 | 0 | 0 | 0 | 0 | 0 | 0 | 0 | 0 | 0 | 0 | 0 | 0 | 0 | 0 | 0 | 0 | 0 | 0 | 0 | 0 | 0 | 0 | 0 | 0 | 0 | 0 | 0
F5_Commercial_Retail_New_Food Preparation_Natural Gas_Food Prep Other_E8 | F5 | Commercial | Retail | New | Food Preparation | Natural Gas | Food Prep Other | E8 | RIM BC Ratio | 0 | 0 | 0 | 0 | 0 | 0 | 0 | 0 | 0 | 0 | 0 | 0 | 0 | 0 | 0 | 0 | 0 | 0 | 0 | 0 | 0 | 0 | 0 | 0 | 0 | 0 | 0 | 0 | 0 | 0 | 0 | 0 | 0
F5_Commercial_Retail_New_Food Preparation_Natural Gas_Food Prep Other_E9 | F5 | Commercial | Retail | New | Food Preparation | Natural Gas | Food Prep Other | E9 | RIM BC Ratio | 0 | 0 | 0 | 0 | 0 | 0 | 0 | 0 | 0 | 0 | 0 | 0 | 0 | 0 | 0 | 0 | 0 | 0 | 0 | 0 | 0 | 0 | 0 | 0 | 0 | 0 | 0 | 0 | 0 | 0 | 0 | 0 | 0
F5_Commercial_Retail_New_Food Preparation_Natural Gas_Food Prep Other_E10 | F5 | Commercial | Retail | New | Food Preparation | Natural Gas | Food Prep Other | E10 | RIM BC Ratio | 0 | 0 | 0 | 0 | 0 | 0 | 0 | 0 | 0 | 0 | 0 | 0 | 0 | 0 | 0 | 0 | 0 | 0 | 0 | 0 | 0 | 0 | 0 | 0 | 0 | 0 | 0 | 0 | 0 | 0 | 0 | 0 | 0
F0_Commercial_Retail_New_Miscellaneous_Natural Gas_Pool Heater_E0 | F0 | Commercial | Retail | New | Miscellaneous | Natural Gas | Pool Heater | E0 | Economic Unit | Standard (EF .78) | Standard (EF .78) | Standard (EF .78) | Standard (EF .78) | Standard (EF .78) | Standard (EF .78) | Standard (EF .78) | Standard (EF .78) | Standard (EF .78) | Standard (EF .78) | Standard (EF .78) | Standard (EF .78) | Standard (EF .78) | Standard (EF .78) | Standard (EF .78) | Standard (EF .78) | Standard (EF .78) | Standard (EF .78) | Standard (EF .78) | Standard (EF .78) | Standard (EF .78) | Standard (EF .78) | Standard (EF .78) | Standard (EF .78) | Standard (EF .78) | Standard (EF .78) | Standard (EF .78) | Standard (EF .78) | Standard (EF .78) | Standard (EF .78) | Standard (EF .78) | Standard (EF .78) | Standard (EF .78)
F1_Commercial_Retail_New_Miscellaneous_Natural Gas_Pool Heater_E1 | F1 | Commercial | Retail | New | Miscellaneous | Natural Gas | Pool Heater | E1 | CCE | 0 | 0 | 0 | 0 | 0 | 0 | 0 | 0 | 0 | 0 | 0 | 0 | 0 | 0 | 0 | 0 | 0 | 0 | 0 | 0 | 0 | 0 | 0 | 0 | 0 | 0 | 0 | 0 | 0 | 0 | 0 | 0 | 0
F1_Commercial_Retail_New_Miscellaneous_Natural Gas_Pool Heater_E2 | F1 | Commercial | Retail | New | Miscellaneous | Natural Gas | Pool Heater | E2 | CCE | 1.2677 | 1.3125 | 1.1782 | 1.2003 | 1.2003 | 1.2003 | 1.2003 | 1.2003 | 1.2003 | 1.2003 | 1.2003 | 1.2003 | 1.2003 | 1.2003 | 1.2003 | 1.2003 | 1.2003 | 1.2003 | 1.2003 | 1.2003 | 1.2003 | 1.2003 | 1.2003 | 1.2003 | 1.2003 | 1.2003 | 1.2003 | 1.2003 | 1.2003 | 1.2003 | 1.2003 | 1.2003 | 1.2003
F1_Commercial_Retail_New_Miscellaneous_Natural Gas_Pool Heater_E3 | F1 | Commercial | Retail | New | Miscellaneous | Natural Gas | Pool Heater | E3 | CCE | 0 | 0 | 0 | 0 | 0 | 0 | 0 | 0 | 0 | 0 | 0 | 0 | 0 | 0 | 0 | 0 | 0 | 0 | 0 | 0 | 0 | 0 | 0 | 0 | 0 | 0 | 0 | 0 | 0 | 0 | 0 | 0 | 0
F1_Commercial_Retail_New_Miscellaneous_Natural Gas_Pool Heater_E4 | F1 | Commercial | Retail | New | Miscellaneous | Natural Gas | Pool Heater | E4 | CCE | 0 | 0 | 0 | 0 | 0 | 0 | 0 | 0 | 0 | 0 | 0 | 0 | 0 | 0 | 0 | 0 | 0 | 0 | 0 | 0 | 0 | 0 | 0 | 0 | 0 | 0 | 0 | 0 | 0 | 0 | 0 | 0 | 0
F1_Commercial_Retail_New_Miscellaneous_Natural Gas_Pool Heater_E5 | F1 | Commercial | Retail | New | Miscellaneous | Natural Gas | Pool Heater | E5 | CCE | 0 | 0 | 0 | 0 | 0 | 0 | 0 | 0 | 0 | 0 | 0 | 0 | 0 | 0 | 0 | 0 | 0 | 0 | 0 | 0 | 0 | 0 | 0 | 0 | 0 | 0 | 0 | 0 | 0 | 0 | 0 | 0 | 0
F1_Commercial_Retail_New_Miscellaneous_Natural Gas_Pool Heater_E6 | F1 | Commercial | Retail | New | Miscellaneous | Natural Gas | Pool Heater | E6 | CCE | 0 | 0 | 0 | 0 | 0 | 0 | 0 | 0 | 0 | 0 | 0 | 0 | 0 | 0 | 0 | 0 | 0 | 0 | 0 | 0 | 0 | 0 | 0 | 0 | 0 | 0 | 0 | 0 | 0 | 0 | 0 | 0 | 0
F1_Commercial_Retail_New_Miscellaneous_Natural Gas_Pool Heater_E7 | F1 | Commercial | Retail | New | Miscellaneous | Natural Gas | Pool Heater | E7 | CCE | 0 | 0 | 0 | 0 | 0 | 0 | 0 | 0 | 0 | 0 | 0 | 0 | 0 | 0 | 0 | 0 | 0 | 0 | 0 | 0 | 0 | 0 | 0 | 0 | 0 | 0 | 0 | 0 | 0 | 0 | 0 | 0 | 0
F1_Commercial_Retail_New_Miscellaneous_Natural Gas_Pool Heater_E8 | F1 | Commercial | Retail | New | Miscellaneous | Natural Gas | Pool Heater | E8 | CCE | 0 | 0 | 0 | 0 | 0 | 0 | 0 | 0 | 0 | 0 | 0 | 0 | 0 | 0 | 0 | 0 | 0 | 0 | 0 | 0 | 0 | 0 | 0 | 0 | 0 | 0 | 0 | 0 | 0 | 0 | 0 | 0 | 0
F1_Commercial_Retail_New_Miscellaneous_Natural Gas_Pool Heater_E9 | F1 | Commercial | Retail | New | Miscellaneous | Natural Gas | Pool Heater | E9 | CCE | 0 | 0 | 0 | 0 | 0 | 0 | 0 | 0 | 0 | 0 | 0 | 0 | 0 | 0 | 0 | 0 | 0 | 0 | 0 | 0 | 0 | 0 | 0 | 0 | 0 | 0 | 0 | 0 | 0 | 0 | 0 | 0 | 0
F1_Commercial_Retail_New_Miscellaneous_Natural Gas_Pool Heater_E10 | F1 | Commercial | Retail | New | Miscellaneous | Natural Gas | Pool Heater | E10 | CCE | 0 | 0 | 0 | 0 | 0 | 0 | 0 | 0 | 0 | 0 | 0 | 0 | 0 | 0 | 0 | 0 | 0 | 0 | 0 | 0 | 0 | 0 | 0 | 0 | 0 | 0 | 0 | 0 | 0 | 0 | 0 | 0 | 0
F2_Commercial_Retail_New_Miscellaneous_Natural Gas_Pool Heater_E1 | F2 | Commercial | Retail | New | Miscellaneous | Natural Gas | Pool Heater | E1 | TRC BC Ratio | bar: 2019 to 2051
F2_Commercial_Retail_New_Miscellaneous_Natural Gas_Pool Heater_E2 | F2 | Commercial | Retail | New | Miscellaneous | Natural Gas | Pool Heater | E2 | TRC BC Ratio | 0 | 0 | 0 | 0 | 0 | 0 | 0 | 0 | 0 | 0 | 0 | 0 | 0 | 0 | 0 | 0 | 0 | 0 | 0 | 0 | 0 | 0 | 0 | 0 | 0 | 0 | 0 | 0 | 0 | 0 | 0 | 0 | 0
F2_Commercial_Retail_New_Miscellaneous_Natural Gas_Pool Heater_E3 | F2 | Commercial | Retail | New | Miscellaneous | Natural Gas | Pool Heater | E3 | TRC BC Ratio | 0 | 0 | 0 | 0 | 0 | 0 | 0 | 0 | 0 | 0 | 0 | 0 | 0 | 0 | 0 | 0 | 0 | 0 | 0 | 0 | 0 | 0 | 0 | 0 | 0 | 0 | 0 | 0 | 0 | 0 | 0 | 0 | 0
F2_Commercial_Retail_New_Miscellaneous_Natural Gas_Pool Heater_E4 | F2 | Commercial | Retail | New | Miscellaneous | Natural Gas | Pool Heater | E4 | TRC BC Ratio | 0 | 0 | 0 | 0 | 0 | 0 | 0 | 0 | 0 | 0 | 0 | 0 | 0 | 0 | 0 | 0 | 0 | 0 | 0 | 0 | 0 | 0 | 0 | 0 | 0 | 0 | 0 | 0 | 0 | 0 | 0 | 0 | 0
F2_Commercial_Retail_New_Miscellaneous_Natural Gas_Pool Heater_E5 | F2 | Commercial | Retail | New | Miscellaneous | Natural Gas | Pool Heater | E5 | TRC BC Ratio | 0 | 0 | 0 | 0 | 0 | 0 | 0 | 0 | 0 | 0 | 0 | 0 | 0 | 0 | 0 | 0 | 0 | 0 | 0 | 0 | 0 | 0 | 0 | 0 | 0 | 0 | 0 | 0 | 0 | 0 | 0 | 0 | 0
F2_Commercial_Retail_New_Miscellaneous_Natural Gas_Pool Heater_E6 | F2 | Commercial | Retail | New | Miscellaneous | Natural Gas | Pool Heater | E6 | TRC BC Ratio | 0 | 0 | 0 | 0 | 0 | 0 | 0 | 0 | 0 | 0 | 0 | 0 | 0 | 0 | 0 | 0 | 0 | 0 | 0 | 0 | 0 | 0 | 0 | 0 | 0 | 0 | 0 | 0 | 0 | 0 | 0 | 0 | 0
F2_Commercial_Retail_New_Miscellaneous_Natural Gas_Pool Heater_E7 | F2 | Commercial | Retail | New | Miscellaneous | Natural Gas | Pool Heater | E7 | TRC BC Ratio | 0 | 0 | 0 | 0 | 0 | 0 | 0 | 0 | 0 | 0 | 0 | 0 | 0 | 0 | 0 | 0 | 0 | 0 | 0 | 0 | 0 | 0 | 0 | 0 | 0 | 0 | 0 | 0 | 0 | 0 | 0 | 0 | 0
F2_Commercial_Retail_New_Miscellaneous_Natural Gas_Pool Heater_E8 | F2 | Commercial | Retail | New | Miscellaneous | Natural Gas | Pool Heater | E8 | TRC BC Ratio | 0 | 0 | 0 | 0 | 0 | 0 | 0 | 0 | 0 | 0 | 0 | 0 | 0 | 0 | 0 | 0 | 0 | 0 | 0 | 0 | 0 | 0 | 0 | 0 | 0 | 0 | 0 | 0 | 0 | 0 | 0 | 0 | 0
F2_Commercial_Retail_New_Miscellaneous_Natural Gas_Pool Heater_E9 | F2 | Commercial | Retail | New | Miscellaneous | Natural Gas | Pool Heater | E9 | TRC BC Ratio | 0 | 0 | 0 | 0 | 0 | 0 | 0 | 0 | 0 | 0 | 0 | 0 | 0 | 0 | 0 | 0 | 0 | 0 | 0 | 0 | 0 | 0 | 0 | 0 | 0 | 0 | 0 | 0 | 0 | 0 | 0 | 0 | 0
F2_Commercial_Retail_New_Miscellaneous_Natural Gas_Pool Heater_E10 | F2 | Commercial | Retail | New | Miscellaneous | Natural Gas | Pool Heater | E10 | TRC BC Ratio | 0 | 0 | 0 | 0 | 0 | 0 | 0 | 0 | 0 | 0 | 0 | 0 | 0 | 0 | 0 | 0 | 0 | 0 | 0 | 0 | 0 | 0 | 0 | 0 | 0 | 0 | 0 | 0 | 0 | 0 | 0 | 0 | 0
F3_Commercial_Retail_New_Miscellaneous_Natural Gas_Pool Heater_E1 | F3 | Commercial | Retail | New | Miscellaneous | Natural Gas | Pool Heater | E1 | PACT BC Ratio | bar: 2019 to 2051
F3_Commercial_Retail_New_Miscellaneous_Natural Gas_Pool Heater_E2 | F3 | Commercial | Retail | New | Miscellaneous | Natural Gas | Pool Heater | E2 | PACT BC Ratio | 0 | 0 | 0 | 0 | 0 | 0 | 0 | 0 | 0 | 0 | 0 | 0 | 0 | 0 | 0 | 0 | 0 | 0 | 0 | 0 | 0 | 0 | 0 | 0 | 0 | 0 | 0 | 0 | 0 | 0 | 0 | 0 | 0
F3_Commercial_Retail_New_Miscellaneous_Natural Gas_Pool Heater_E3 | F3 | Commercial | Retail | New | Miscellaneous | Natural Gas | Pool Heater | E3 | PACT BC Ratio | 0 | 0 | 0 | 0 | 0 | 0 | 0 | 0 | 0 | 0 | 0 | 0 | 0 | 0 | 0 | 0 | 0 | 0 | 0 | 0 | 0 | 0 | 0 | 0 | 0 | 0 | 0 | 0 | 0 | 0 | 0 | 0 | 0
F3_Commercial_Retail_New_Miscellaneous_Natural Gas_Pool Heater_E4 | F3 | Commercial | Retail | New | Miscellaneous | Natural Gas | Pool Heater | E4 | PACT BC Ratio | 0 | 0 | 0 | 0 | 0 | 0 | 0 | 0 | 0 | 0 | 0 | 0 | 0 | 0 | 0 | 0 | 0 | 0 | 0 | 0 | 0 | 0 | 0 | 0 | 0 | 0 | 0 | 0 | 0 | 0 | 0 | 0 | 0
F3_Commercial_Retail_New_Miscellaneous_Natural Gas_Pool Heater_E5 | F3 | Commercial | Retail | New | Miscellaneous | Natural Gas | Pool Heater | E5 | PACT BC Ratio | 0 | 0 | 0 | 0 | 0 | 0 | 0 | 0 | 0 | 0 | 0 | 0 | 0 | 0 | 0 | 0 | 0 | 0 | 0 | 0 | 0 | 0 | 0 | 0 | 0 | 0 | 0 | 0 | 0 | 0 | 0 | 0 | 0
F3_Commercial_Retail_New_Miscellaneous_Natural Gas_Pool Heater_E6 | F3 | Commercial | Retail | New | Miscellaneous | Natural Gas | Pool Heater | E6 | PACT BC Ratio | 0 | 0 | 0 | 0 | 0 | 0 | 0 | 0 | 0 | 0 | 0 | 0 | 0 | 0 | 0 | 0 | 0 | 0 | 0 | 0 | 0 | 0 | 0 | 0 | 0 | 0 | 0 | 0 | 0 | 0 | 0 | 0 | 0
F3_Commercial_Retail_New_Miscellaneous_Natural Gas_Pool Heater_E7 | F3 | Commercial | Retail | New | Miscellaneous | Natural Gas | Pool Heater | E7 | PACT BC Ratio | 0 | 0 | 0 | 0 | 0 | 0 | 0 | 0 | 0 | 0 | 0 | 0 | 0 | 0 | 0 | 0 | 0 | 0 | 0 | 0 | 0 | 0 | 0 | 0 | 0 | 0 | 0 | 0 | 0 | 0 | 0 | 0 | 0
F3_Commercial_Retail_New_Miscellaneous_Natural Gas_Pool Heater_E8 | F3 | Commercial | Retail | New | Miscellaneous | Natural Gas | Pool Heater | E8 | PACT BC Ratio | 0 | 0 | 0 | 0 | 0 | 0 | 0 | 0 | 0 | 0 | 0 | 0 | 0 | 0 | 0 | 0 | 0 | 0 | 0 | 0 | 0 | 0 | 0 | 0 | 0 | 0 | 0 | 0 | 0 | 0 | 0 | 0 | 0
F3_Commercial_Retail_New_Miscellaneous_Natural Gas_Pool Heater_E9 | F3 | Commercial | Retail | New | Miscellaneous | Natural Gas | Pool Heater | E9 | PACT BC Ratio | 0 | 0 | 0 | 0 | 0 | 0 | 0 | 0 | 0 | 0 | 0 | 0 | 0 | 0 | 0 | 0 | 0 | 0 | 0 | 0 | 0 | 0 | 0 | 0 | 0 | 0 | 0 | 0 | 0 | 0 | 0 | 0 | 0
F3_Commercial_Retail_New_Miscellaneous_Natural Gas_Pool Heater_E10 | F3 | Commercial | Retail | New | Miscellaneous | Natural Gas | Pool Heater | E10 | PACT BC Ratio | 0 | 0 | 0 | 0 | 0 | 0 | 0 | 0 | 0 | 0 | 0 | 0 | 0 | 0 | 0 | 0 | 0 | 0 | 0 | 0 | 0 | 0 | 0 | 0 | 0 | 0 | 0 | 0 | 0 | 0 | 0 | 0 | 0
F4_Commercial_Retail_New_Miscellaneous_Natural Gas_Pool Heater_E1 | F4 | Commercial | Retail | New | Miscellaneous | Natural Gas | Pool Heater | E1 | RVT BC Ratio | bar: 2019 to 2051
F4_Commercial_Retail_New_Miscellaneous_Natural Gas_Pool Heater_E2 | F4 | Commercial | Retail | New | Miscellaneous | Natural Gas | Pool Heater | E2 | RVT BC Ratio | 0.7 | 0.7 | 0.7 | 0.7 | 0.7 | 0.7 | 0.7 | 0.7 | 0.7 | 0.7 | 0.7 | 0.7 | 0.7 | 0.7 | 0.7 | 0.7 | 0.7 | 0.7 | 0.7 | 0.7 | 0.7 | 0.7 | 0.7 | 0.7 | 0.7 | 0.7 | 0.7 | 0.7 | 0.7 | 0.7 | 0.7 | 0.7 | 0.7
F4_Commercial_Retail_New_Miscellaneous_Natural Gas_Pool Heater_E3 | F4 | Commercial | Retail | New | Miscellaneous | Natural Gas | Pool Heater | E3 | RVT BC Ratio | 0 | 0 | 0 | 0 | 0 | 0 | 0 | 0 | 0 | 0 | 0 | 0 | 0 | 0 | 0 | 0 | 0 | 0 | 0 | 0 | 0 | 0 | 0 | 0 | 0 | 0 | 0 | 0 | 0 | 0 | 0 | 0 | 0
F4_Commercial_Retail_New_Miscellaneous_Natural Gas_Pool Heater_E4 | F4 | Commercial | Retail | New | Miscellaneous | Natural Gas | Pool Heater | E4 | RVT BC Ratio | 0 | 0 | 0 | 0 | 0 | 0 | 0 | 0 | 0 | 0 | 0 | 0 | 0 | 0 | 0 | 0 | 0 | 0 | 0 | 0 | 0 | 0 | 0 | 0 | 0 | 0 | 0 | 0 | 0 | 0 | 0 | 0 | 0
F4_Commercial_Retail_New_Miscellaneous_Natural Gas_Pool Heater_E5 | F4 | Commercial | Retail | New | Miscellaneous | Natural Gas | Pool Heater | E5 | RVT BC Ratio | 0 | 0 | 0 | 0 | 0 | 0 | 0 | 0 | 0 | 0 | 0 | 0 | 0 | 0 | 0 | 0 | 0 | 0 | 0 | 0 | 0 | 0 | 0 | 0 | 0 | 0 | 0 | 0 | 0 | 0 | 0 | 0 | 0
F4_Commercial_Retail_New_Miscellaneous_Natural Gas_Pool Heater_E6 | F4 | Commercial | Retail | New | Miscellaneous | Natural Gas | Pool Heater | E6 | RVT BC Ratio | 0 | 0 | 0 | 0 | 0 | 0 | 0 | 0 | 0 | 0 | 0 | 0 | 0 | 0 | 0 | 0 | 0 | 0 | 0 | 0 | 0 | 0 | 0 | 0 | 0 | 0 | 0 | 0 | 0 | 0 | 0 | 0 | 0
F4_Commercial_Retail_New_Miscellaneous_Natural Gas_Pool Heater_E7 | F4 | Commercial | Retail | New | Miscellaneous | Natural Gas | Pool Heater | E7 | RVT BC Ratio | 0 | 0 | 0 | 0 | 0 | 0 | 0 | 0 | 0 | 0 | 0 | 0 | 0 | 0 | 0 | 0 | 0 | 0 | 0 | 0 | 0 | 0 | 0 | 0 | 0 | 0 | 0 | 0 | 0 | 0 | 0 | 0 | 0
F4_Commercial_Retail_New_Miscellaneous_Natural Gas_Pool Heater_E8 | F4 | Commercial | Retail | New | Miscellaneous | Natural Gas | Pool Heater | E8 | RVT BC Ratio | 0 | 0 | 0 | 0 | 0 | 0 | 0 | 0 | 0 | 0 | 0 | 0 | 0 | 0 | 0 | 0 | 0 | 0 | 0 | 0 | 0 | 0 | 0 | 0 | 0 | 0 | 0 | 0 | 0 | 0 | 0 | 0 | 0
F4_Commercial_Retail_New_Miscellaneous_Natural Gas_Pool Heater_E9 | F4 | Commercial | Retail | New | Miscellaneous | Natural Gas | Pool Heater | E9 | RVT BC Ratio | 0 | 0 | 0 | 0 | 0 | 0 | 0 | 0 | 0 | 0 | 0 | 0 | 0 | 0 | 0 | 0 | 0 | 0 | 0 | 0 | 0 | 0 | 0 | 0 | 0 | 0 | 0 | 0 | 0 | 0 | 0 | 0 | 0
F4_Commercial_Retail_New_Miscellaneous_Natural Gas_Pool Heater_E10 | F4 | Commercial | Retail | New | Miscellaneous | Natural Gas | Pool Heater | E10 | RVT BC Ratio | 0 | 0 | 0 | 0 | 0 | 0 | 0 | 0 | 0 | 0 | 0 | 0 | 0 | 0 | 0 | 0 | 0 | 0 | 0 | 0 | 0 | 0 | 0 | 0 | 0 | 0 | 0 | 0 | 0 | 0 | 0 | 0 | 0
F5_Commercial_Retail_New_Miscellaneous_Natural Gas_Pool Heater_E1 | F5 | Commercial | Retail | New | Miscellaneous | Natural Gas | Pool Heater | E1 | RIM BC Ratio | bar: 2019 to 2051
F5_Commercial_Retail_New_Miscellaneous_Natural Gas_Pool Heater_E2 | F5 | Commercial | Retail | New | Miscellaneous | Natural Gas | Pool Heater | E2 | RIM BC Ratio | 0 | 0 | 0 | 0 | 0 | 0 | 0 | 0 | 0 | 0 | 0 | 0 | 0 | 0 | 0 | 0 | 0 | 0 | 0 | 0 | 0 | 0 | 0 | 0 | 0 | 0 | 0 | 0 | 0 | 0 | 0 | 0 | 0
F5_Commercial_Retail_New_Miscellaneous_Natural Gas_Pool Heater_E3 | F5 | Commercial | Retail | New | Miscellaneous | Natural Gas | Pool Heater | E3 | RIM BC Ratio | 0 | 0 | 0 | 0 | 0 | 0 | 0 | 0 | 0 | 0 | 0 | 0 | 0 | 0 | 0 | 0 | 0 | 0 | 0 | 0 | 0 | 0 | 0 | 0 | 0 | 0 | 0 | 0 | 0 | 0 | 0 | 0 | 0
F5_Commercial_Retail_New_Miscellaneous_Natural Gas_Pool Heater_E4 | F5 | Commercial | Retail | New | Miscellaneous | Natural Gas | Pool Heater | E4 | RIM BC Ratio | 0 | 0 | 0 | 0 | 0 | 0 | 0 | 0 | 0 | 0 | 0 | 0 | 0 | 0 | 0 | 0 | 0 | 0 | 0 | 0 | 0 | 0 | 0 | 0 | 0 | 0 | 0 | 0 | 0 | 0 | 0 | 0 | 0
F5_Commercial_Retail_New_Miscellaneous_Natural Gas_Pool Heater_E5 | F5 | Commercial | Retail | New | Miscellaneous | Natural Gas | Pool Heater | E5 | RIM BC Ratio | 0 | 0 | 0 | 0 | 0 | 0 | 0 | 0 | 0 | 0 | 0 | 0 | 0 | 0 | 0 | 0 | 0 | 0 | 0 | 0 | 0 | 0 | 0 | 0 | 0 | 0 | 0 | 0 | 0 | 0 | 0 | 0 | 0
F5_Commercial_Retail_New_Miscellaneous_Natural Gas_Pool Heater_E6 | F5 | Commercial | Retail | New | Miscellaneous | Natural Gas | Pool Heater | E6 | RIM BC Ratio | 0 | 0 | 0 | 0 | 0 | 0 | 0 | 0 | 0 | 0 | 0 | 0 | 0 | 0 | 0 | 0 | 0 | 0 | 0 | 0 | 0 | 0 | 0 | 0 | 0 | 0 | 0 | 0 | 0 | 0 | 0 | 0 | 0
F5_Commercial_Retail_New_Miscellaneous_Natural Gas_Pool Heater_E7 | F5 | Commercial | Retail | New | Miscellaneous | Natural Gas | Pool Heater | E7 | RIM BC Ratio | 0 | 0 | 0 | 0 | 0 | 0 | 0 | 0 | 0 | 0 | 0 | 0 | 0 | 0 | 0 | 0 | 0 | 0 | 0 | 0 | 0 | 0 | 0 | 0 | 0 | 0 | 0 | 0 | 0 | 0 | 0 | 0 | 0
F5_Commercial_Retail_New_Miscellaneous_Natural Gas_Pool Heater_E8 | F5 | Commercial | Retail | New | Miscellaneous | Natural Gas | Pool Heater | E8 | RIM BC Ratio | 0 | 0 | 0 | 0 | 0 | 0 | 0 | 0 | 0 | 0 | 0 | 0 | 0 | 0 | 0 | 0 | 0 | 0 | 0 | 0 | 0 | 0 | 0 | 0 | 0 | 0 | 0 | 0 | 0 | 0 | 0 | 0 | 0
F5_Commercial_Retail_New_Miscellaneous_Natural Gas_Pool Heater_E9 | F5 | Commercial | Retail | New | Miscellaneous | Natural Gas | Pool Heater | E9 | RIM BC Ratio | 0 | 0 | 0 | 0 | 0 | 0 | 0 | 0 | 0 | 0 | 0 | 0 | 0 | 0 | 0 | 0 | 0 | 0 | 0 | 0 | 0 | 0 | 0 | 0 | 0 | 0 | 0 | 0 | 0 | 0 | 0 | 0 | 0
F5_Commercial_Retail_New_Miscellaneous_Natural Gas_Pool Heater_E10 | F5 | Commercial | Retail | New | Miscellaneous | Natural Gas | Pool Heater | E10 | RIM BC Ratio | 0 | 0 | 0 | 0 | 0 | 0 | 0 | 0 | 0 | 0 | 0 | 0 | 0 | 0 | 0 | 0 | 0 | 0 | 0 | 0 | 0 | 0 | 0 | 0 | 0 | 0 | 0 | 0 | 0 | 0 | 0 | 0 | 0
F0_Commercial_Retail_New_Miscellaneous_Natural Gas_Miscellaneous_E0 | F0 | Commercial | Retail | New | Miscellaneous | Natural Gas | Miscellaneous | E0 | Economic Unit | Miscellaneous | Miscellaneous | Miscellaneous | Miscellaneous | Miscellaneous | Miscellaneous | Miscellaneous | Miscellaneous | Miscellaneous | Miscellaneous | Miscellaneous | Miscellaneous | Miscellaneous | Miscellaneous | Miscellaneous | Miscellaneous | Miscellaneous | Miscellaneous | Miscellaneous | Miscellaneous | Miscellaneous | Miscellaneous | Miscellaneous | Miscellaneous | Miscellaneous | Miscellaneous | Miscellaneous | Miscellaneous | Miscellaneous | Miscellaneous | Miscellaneous | Miscellaneous | Miscellaneous
F1_Commercial_Retail_New_Miscellaneous_Natural Gas_Miscellaneous_E1 | F1 | Commercial | Retail | New | Miscellaneous | Natural Gas | Miscellaneous | E1 | CCE | 0 | 0 | 0 | 0 | 0 | 0 | 0 | 0 | 0 | 0 | 0 | 0 | 0 | 0 | 0 | 0 | 0 | 0 | 0 | 0 | 0 | 0 | 0 | 0 | 0 | 0 | 0 | 0 | 0 | 0 | 0 | 0 | 0
F1_Commercial_Retail_New_Miscellaneous_Natural Gas_Miscellaneous_E2 | F1 | Commercial | Retail | New | Miscellaneous | Natural Gas | Miscellaneous | E2 | CCE | 0 | 0 | 0 | 0 | 0 | 0 | 0 | 0 | 0 | 0 | 0 | 0 | 0 | 0 | 0 | 0 | 0 | 0 | 0 | 0 | 0 | 0 | 0 | 0 | 0 | 0 | 0 | 0 | 0 | 0 | 0 | 0 | 0
F1_Commercial_Retail_New_Miscellaneous_Natural Gas_Miscellaneous_E3 | F1 | Commercial | Retail | New | Miscellaneous | Natural Gas | Miscellaneous | E3 | CCE | 0 | 0 | 0 | 0 | 0 | 0 | 0 | 0 | 0 | 0 | 0 | 0 | 0 | 0 | 0 | 0 | 0 | 0 | 0 | 0 | 0 | 0 | 0 | 0 | 0 | 0 | 0 | 0 | 0 | 0 | 0 | 0 | 0
F1_Commercial_Retail_New_Miscellaneous_Natural Gas_Miscellaneous_E4 | F1 | Commercial | Retail | New | Miscellaneous | Natural Gas | Miscellaneous | E4 | CCE | 0 | 0 | 0 | 0 | 0 | 0 | 0 | 0 | 0 | 0 | 0 | 0 | 0 | 0 | 0 | 0 | 0 | 0 | 0 | 0 | 0 | 0 | 0 | 0 | 0 | 0 | 0 | 0 | 0 | 0 | 0 | 0 | 0
F1_Commercial_Retail_New_Miscellaneous_Natural Gas_Miscellaneous_E5 | F1 | Commercial | Retail | New | Miscellaneous | Natural Gas | Miscellaneous | E5 | CCE | 0 | 0 | 0 | 0 | 0 | 0 | 0 | 0 | 0 | 0 | 0 | 0 | 0 | 0 | 0 | 0 | 0 | 0 | 0 | 0 | 0 | 0 | 0 | 0 | 0 | 0 | 0 | 0 | 0 | 0 | 0 | 0 | 0
F1_Commercial_Retail_New_Miscellaneous_Natural Gas_Miscellaneous_E6 | F1 | Commercial | Retail | New | Miscellaneous | Natural Gas | Miscellaneous | E6 | CCE | 0 | 0 | 0 | 0 | 0 | 0 | 0 | 0 | 0 | 0 | 0 | 0 | 0 | 0 | 0 | 0 | 0 | 0 | 0 | 0 | 0 | 0 | 0 | 0 | 0 | 0 | 0 | 0 | 0 | 0 | 0 | 0 | 0
F1_Commercial_Retail_New_Miscellaneous_Natural Gas_Miscellaneous_E7 | F1 | Commercial | Retail | New | Miscellaneous | Natural Gas | Miscellaneous | E7 | CCE | 0 | 0 | 0 | 0 | 0 | 0 | 0 | 0 | 0 | 0 | 0 | 0 | 0 | 0 | 0 | 0 | 0 | 0 | 0 | 0 | 0 | 0 | 0 | 0 | 0 | 0 | 0 | 0 | 0 | 0 | 0 | 0 | 0
F1_Commercial_Retail_New_Miscellaneous_Natural Gas_Miscellaneous_E8 | F1 | Commercial | Retail | New | Miscellaneous | Natural Gas | Miscellaneous | E8 | CCE | 0 | 0 | 0 | 0 | 0 | 0 | 0 | 0 | 0 | 0 | 0 | 0 | 0 | 0 | 0 | 0 | 0 | 0 | 0 | 0 | 0 | 0 | 0 | 0 | 0 | 0 | 0 | 0 | 0 | 0 | 0 | 0 | 0
F1_Commercial_Retail_New_Miscellaneous_Natural Gas_Miscellaneous_E9 | F1 | Commercial | Retail | New | Miscellaneous | Natural Gas | Miscellaneous | E9 | CCE | 0 | 0 | 0 | 0 | 0 | 0 | 0 | 0 | 0 | 0 | 0 | 0 | 0 | 0 | 0 | 0 | 0 | 0 | 0 | 0 | 0 | 0 | 0 | 0 | 0 | 0 | 0 | 0 | 0 | 0 | 0 | 0 | 0
F1_Commercial_Retail_New_Miscellaneous_Natural Gas_Miscellaneous_E10 | F1 | Commercial | Retail | New | Miscellaneous | Natural Gas | Miscellaneous | E10 | CCE | 0 | 0 | 0 | 0 | 0 | 0 | 0 | 0 | 0 | 0 | 0 | 0 | 0 | 0 | 0 | 0 | 0 | 0 | 0 | 0 | 0 | 0 | 0 | 0 | 0 | 0 | 0 | 0 | 0 | 0 | 0 | 0 | 0
F2_Commercial_Retail_New_Miscellaneous_Natural Gas_Miscellaneous_E1 | F2 | Commercial | Retail | New | Miscellaneous | Natural Gas | Miscellaneous | E1 | TRC BC Ratio | bar: 2019 to 2051
F2_Commercial_Retail_New_Miscellaneous_Natural Gas_Miscellaneous_E2 | F2 | Commercial | Retail | New | Miscellaneous | Natural Gas | Miscellaneous | E2 | TRC BC Ratio | 0 | 0 | 0 | 0 | 0 | 0 | 0 | 0 | 0 | 0 | 0 | 0 | 0 | 0 | 0 | 0 | 0 | 0 | 0 | 0 | 0 | 0 | 0 | 0 | 0 | 0 | 0 | 0 | 0 | 0 | 0 | 0 | 0
F2_Commercial_Retail_New_Miscellaneous_Natural Gas_Miscellaneous_E3 | F2 | Commercial | Retail | New | Miscellaneous | Natural Gas | Miscellaneous | E3 | TRC BC Ratio | 0 | 0 | 0 | 0 | 0 | 0 | 0 | 0 | 0 | 0 | 0 | 0 | 0 | 0 | 0 | 0 | 0 | 0 | 0 | 0 | 0 | 0 | 0 | 0 | 0 | 0 | 0 | 0 | 0 | 0 | 0 | 0 | 0
F2_Commercial_Retail_New_Miscellaneous_Natural Gas_Miscellaneous_E4 | F2 | Commercial | Retail | New | Miscellaneous | Natural Gas | Miscellaneous | E4 | TRC BC Ratio | 0 | 0 | 0 | 0 | 0 | 0 | 0 | 0 | 0 | 0 | 0 | 0 | 0 | 0 | 0 | 0 | 0 | 0 | 0 | 0 | 0 | 0 | 0 | 0 | 0 | 0 | 0 | 0 | 0 | 0 | 0 | 0 | 0
F2_Commercial_Retail_New_Miscellaneous_Natural Gas_Miscellaneous_E5 | F2 | Commercial | Retail | New | Miscellaneous | Natural Gas | Miscellaneous | E5 | TRC BC Ratio | 0 | 0 | 0 | 0 | 0 | 0 | 0 | 0 | 0 | 0 | 0 | 0 | 0 | 0 | 0 | 0 | 0 | 0 | 0 | 0 | 0 | 0 | 0 | 0 | 0 | 0 | 0 | 0 | 0 | 0 | 0 | 0 | 0
F2_Commercial_Retail_New_Miscellaneous_Natural Gas_Miscellaneous_E6 | F2 | Commercial | Retail | New | Miscellaneous | Natural Gas | Miscellaneous | E6 | TRC BC Ratio | 0 | 0 | 0 | 0 | 0 | 0 | 0 | 0 | 0 | 0 | 0 | 0 | 0 | 0 | 0 | 0 | 0 | 0 | 0 | 0 | 0 | 0 | 0 | 0 | 0 | 0 | 0 | 0 | 0 | 0 | 0 | 0 | 0
F2_Commercial_Retail_New_Miscellaneous_Natural Gas_Miscellaneous_E7 | F2 | Commercial | Retail | New | Miscellaneous | Natural Gas | Miscellaneous | E7 | TRC BC Ratio | 0 | 0 | 0 | 0 | 0 | 0 | 0 | 0 | 0 | 0 | 0 | 0 | 0 | 0 | 0 | 0 | 0 | 0 | 0 | 0 | 0 | 0 | 0 | 0 | 0 | 0 | 0 | 0 | 0 | 0 | 0 | 0 | 0
F2_Commercial_Retail_New_Miscellaneous_Natural Gas_Miscellaneous_E8 | F2 | Commercial | Retail | New | Miscellaneous | Natural Gas | Miscellaneous | E8 | TRC BC Ratio | 0 | 0 | 0 | 0 | 0 | 0 | 0 | 0 | 0 | 0 | 0 | 0 | 0 | 0 | 0 | 0 | 0 | 0 | 0 | 0 | 0 | 0 | 0 | 0 | 0 | 0 | 0 | 0 | 0 | 0 | 0 | 0 | 0
F2_Commercial_Retail_New_Miscellaneous_Natural Gas_Miscellaneous_E9 | F2 | Commercial | Retail | New | Miscellaneous | Natural Gas | Miscellaneous | E9 | TRC BC Ratio | 0 | 0 | 0 | 0 | 0 | 0 | 0 | 0 | 0 | 0 | 0 | 0 | 0 | 0 | 0 | 0 | 0 | 0 | 0 | 0 | 0 | 0 | 0 | 0 | 0 | 0 | 0 | 0 | 0 | 0 | 0 | 0 | 0
F2_Commercial_Retail_New_Miscellaneous_Natural Gas_Miscellaneous_E10 | F2 | Commercial | Retail | New | Miscellaneous | Natural Gas | Miscellaneous | E10 | TRC BC Ratio | 0 | 0 | 0 | 0 | 0 | 0 | 0 | 0 | 0 | 0 | 0 | 0 | 0 | 0 | 0 | 0 | 0 | 0 | 0 | 0 | 0 | 0 | 0 | 0 | 0 | 0 | 0 | 0 | 0 | 0 | 0 | 0 | 0
F3_Commercial_Retail_New_Miscellaneous_Natural Gas_Miscellaneous_E1 | F3 | Commercial | Retail | New | Miscellaneous | Natural Gas | Miscellaneous | E1 | PACT BC Ratio | bar: 2019 to 2051
F3_Commercial_Retail_New_Miscellaneous_Natural Gas_Miscellaneous_E2 | F3 | Commercial | Retail | New | Miscellaneous | Natural Gas | Miscellaneous | E2 | PACT BC Ratio | 0 | 0 | 0 | 0 | 0 | 0 | 0 | 0 | 0 | 0 | 0 | 0 | 0 | 0 | 0 | 0 | 0 | 0 | 0 | 0 | 0 | 0 | 0 | 0 | 0 | 0 | 0 | 0 | 0 | 0 | 0 | 0 | 0
F3_Commercial_Retail_New_Miscellaneous_Natural Gas_Miscellaneous_E3 | F3 | Commercial | Retail | New | Miscellaneous | Natural Gas | Miscellaneous | E3 | PACT BC Ratio | 0 | 0 | 0 | 0 | 0 | 0 | 0 | 0 | 0 | 0 | 0 | 0 | 0 | 0 | 0 | 0 | 0 | 0 | 0 | 0 | 0 | 0 | 0 | 0 | 0 | 0 | 0 | 0 | 0 | 0 | 0 | 0 | 0
F3_Commercial_Retail_New_Miscellaneous_Natural Gas_Miscellaneous_E4 | F3 | Commercial | Retail | New | Miscellaneous | Natural Gas | Miscellaneous | E4 | PACT BC Ratio | 0 | 0 | 0 | 0 | 0 | 0 | 0 | 0 | 0 | 0 | 0 | 0 | 0 | 0 | 0 | 0 | 0 | 0 | 0 | 0 | 0 | 0 | 0 | 0 | 0 | 0 | 0 | 0 | 0 | 0 | 0 | 0 | 0
F3_Commercial_Retail_New_Miscellaneous_Natural Gas_Miscellaneous_E5 | F3 | Commercial | Retail | New | Miscellaneous | Natural Gas | Miscellaneous | E5 | PACT BC Ratio | 0 | 0 | 0 | 0 | 0 | 0 | 0 | 0 | 0 | 0 | 0 | 0 | 0 | 0 | 0 | 0 | 0 | 0 | 0 | 0 | 0 | 0 | 0 | 0 | 0 | 0 | 0 | 0 | 0 | 0 | 0 | 0 | 0
F3_Commercial_Retail_New_Miscellaneous_Natural Gas_Miscellaneous_E6 | F3 | Commercial | Retail | New | Miscellaneous | Natural Gas | Miscellaneous | E6 | PACT BC Ratio | 0 | 0 | 0 | 0 | 0 | 0 | 0 | 0 | 0 | 0 | 0 | 0 | 0 | 0 | 0 | 0 | 0 | 0 | 0 | 0 | 0 | 0 | 0 | 0 | 0 | 0 | 0 | 0 | 0 | 0 | 0 | 0 | 0
F3_Commercial_Retail_New_Miscellaneous_Natural Gas_Miscellaneous_E7 | F3 | Commercial | Retail | New | Miscellaneous | Natural Gas | Miscellaneous | E7 | PACT BC Ratio | 0 | 0 | 0 | 0 | 0 | 0 | 0 | 0 | 0 | 0 | 0 | 0 | 0 | 0 | 0 | 0 | 0 | 0 | 0 | 0 | 0 | 0 | 0 | 0 | 0 | 0 | 0 | 0 | 0 | 0 | 0 | 0 | 0
F3_Commercial_Retail_New_Miscellaneous_Natural Gas_Miscellaneous_E8 | F3 | Commercial | Retail | New | Miscellaneous | Natural Gas | Miscellaneous | E8 | PACT BC Ratio | 0 | 0 | 0 | 0 | 0 | 0 | 0 | 0 | 0 | 0 | 0 | 0 | 0 | 0 | 0 | 0 | 0 | 0 | 0 | 0 | 0 | 0 | 0 | 0 | 0 | 0 | 0 | 0 | 0 | 0 | 0 | 0 | 0
F3_Commercial_Retail_New_Miscellaneous_Natural Gas_Miscellaneous_E9 | F3 | Commercial | Retail | New | Miscellaneous | Natural Gas | Miscellaneous | E9 | PACT BC Ratio | 0 | 0 | 0 | 0 | 0 | 0 | 0 | 0 | 0 | 0 | 0 | 0 | 0 | 0 | 0 | 0 | 0 | 0 | 0 | 0 | 0 | 0 | 0 | 0 | 0 | 0 | 0 | 0 | 0 | 0 | 0 | 0 | 0
F3_Commercial_Retail_New_Miscellaneous_Natural Gas_Miscellaneous_E10 | F3 | Commercial | Retail | New | Miscellaneous | Natural Gas | Miscellaneous | E10 | PACT BC Ratio | 0 | 0 | 0 | 0 | 0 | 0 | 0 | 0 | 0 | 0 | 0 | 0 | 0 | 0 | 0 | 0 | 0 | 0 | 0 | 0 | 0 | 0 | 0 | 0 | 0 | 0 | 0 | 0 | 0 | 0 | 0 | 0 | 0
F4_Commercial_Retail_New_Miscellaneous_Natural Gas_Miscellaneous_E1 | F4 | Commercial | Retail | New | Miscellaneous | Natural Gas | Miscellaneous | E1 | RVT BC Ratio | bar: 2019 to 2051
F4_Commercial_Retail_New_Miscellaneous_Natural Gas_Miscellaneous_E2 | F4 | Commercial | Retail | New | Miscellaneous | Natural Gas | Miscellaneous | E2 | RVT BC Ratio | 0 | 0 | 0 | 0 | 0 | 0 | 0 | 0 | 0 | 0 | 0 | 0 | 0 | 0 | 0 | 0 | 0 | 0 | 0 | 0 | 0 | 0 | 0 | 0 | 0 | 0 | 0 | 0 | 0 | 0 | 0 | 0 | 0
F4_Commercial_Retail_New_Miscellaneous_Natural Gas_Miscellaneous_E3 | F4 | Commercial | Retail | New | Miscellaneous | Natural Gas | Miscellaneous | E3 | RVT BC Ratio | 0 | 0 | 0 | 0 | 0 | 0 | 0 | 0 | 0 | 0 | 0 | 0 | 0 | 0 | 0 | 0 | 0 | 0 | 0 | 0 | 0 | 0 | 0 | 0 | 0 | 0 | 0 | 0 | 0 | 0 | 0 | 0 | 0
F4_Commercial_Retail_New_Miscellaneous_Natural Gas_Miscellaneous_E4 | F4 | Commercial | Retail | New | Miscellaneous | Natural Gas | Miscellaneous | E4 | RVT BC Ratio | 0 | 0 | 0 | 0 | 0 | 0 | 0 | 0 | 0 | 0 | 0 | 0 | 0 | 0 | 0 | 0 | 0 | 0 | 0 | 0 | 0 | 0 | 0 | 0 | 0 | 0 | 0 | 0 | 0 | 0 | 0 | 0 | 0
F4_Commercial_Retail_New_Miscellaneous_Natural Gas_Miscellaneous_E5 | F4 | Commercial | Retail | New | Miscellaneous | Natural Gas | Miscellaneous | E5 | RVT BC Ratio | 0 | 0 | 0 | 0 | 0 | 0 | 0 | 0 | 0 | 0 | 0 | 0 | 0 | 0 | 0 | 0 | 0 | 0 | 0 | 0 | 0 | 0 | 0 | 0 | 0 | 0 | 0 | 0 | 0 | 0 | 0 | 0 | 0
F4_Commercial_Retail_New_Miscellaneous_Natural Gas_Miscellaneous_E6 | F4 | Commercial | Retail | New | Miscellaneous | Natural Gas | Miscellaneous | E6 | RVT BC Ratio | 0 | 0 | 0 | 0 | 0 | 0 | 0 | 0 | 0 | 0 | 0 | 0 | 0 | 0 | 0 | 0 | 0 | 0 | 0 | 0 | 0 | 0 | 0 | 0 | 0 | 0 | 0 | 0 | 0 | 0 | 0 | 0 | 0
F4_Commercial_Retail_New_Miscellaneous_Natural Gas_Miscellaneous_E7 | F4 | Commercial | Retail | New | Miscellaneous | Natural Gas | Miscellaneous | E7 | RVT BC Ratio | 0 | 0 | 0 | 0 | 0 | 0 | 0 | 0 | 0 | 0 | 0 | 0 | 0 | 0 | 0 | 0 | 0 | 0 | 0 | 0 | 0 | 0 | 0 | 0 | 0 | 0 | 0 | 0 | 0 | 0 | 0 | 0 | 0
F4_Commercial_Retail_New_Miscellaneous_Natural Gas_Miscellaneous_E8 | F4 | Commercial | Retail | New | Miscellaneous | Natural Gas | Miscellaneous | E8 | RVT BC Ratio | 0 | 0 | 0 | 0 | 0 | 0 | 0 | 0 | 0 | 0 | 0 | 0 | 0 | 0 | 0 | 0 | 0 | 0 | 0 | 0 | 0 | 0 | 0 | 0 | 0 | 0 | 0 | 0 | 0 | 0 | 0 | 0 | 0
F4_Commercial_Retail_New_Miscellaneous_Natural Gas_Miscellaneous_E9 | F4 | Commercial | Retail | New | Miscellaneous | Natural Gas | Miscellaneous | E9 | RVT BC Ratio | 0 | 0 | 0 | 0 | 0 | 0 | 0 | 0 | 0 | 0 | 0 | 0 | 0 | 0 | 0 | 0 | 0 | 0 | 0 | 0 | 0 | 0 | 0 | 0 | 0 | 0 | 0 | 0 | 0 | 0 | 0 | 0 | 0
F4_Commercial_Retail_New_Miscellaneous_Natural Gas_Miscellaneous_E10 | F4 | Commercial | Retail | New | Miscellaneous | Natural Gas | Miscellaneous | E10 | RVT BC Ratio | 0 | 0 | 0 | 0 | 0 | 0 | 0 | 0 | 0 | 0 | 0 | 0 | 0 | 0 | 0 | 0 | 0 | 0 | 0 | 0 | 0 | 0 | 0 | 0 | 0 | 0 | 0 | 0 | 0 | 0 | 0 | 0 | 0
F5_Commercial_Retail_New_Miscellaneous_Natural Gas_Miscellaneous_E1 | F5 | Commercial | Retail | New | Miscellaneous | Natural Gas | Miscellaneous | E1 | RIM BC Ratio | bar: 2019 to 2051
F5_Commercial_Retail_New_Miscellaneous_Natural Gas_Miscellaneous_E2 | F5 | Commercial | Retail | New | Miscellaneous | Natural Gas | Miscellaneous | E2 | RIM BC Ratio | 0 | 0 | 0 | 0 | 0 | 0 | 0 | 0 | 0 | 0 | 0 | 0 | 0 | 0 | 0 | 0 | 0 | 0 | 0 | 0 | 0 | 0 | 0 | 0 | 0 | 0 | 0 | 0 | 0 | 0 | 0 | 0 | 0
F5_Commercial_Retail_New_Miscellaneous_Natural Gas_Miscellaneous_E3 | F5 | Commercial | Retail | New | Miscellaneous | Natural Gas | Miscellaneous | E3 | RIM BC Ratio | 0 | 0 | 0 | 0 | 0 | 0 | 0 | 0 | 0 | 0 | 0 | 0 | 0 | 0 | 0 | 0 | 0 | 0 | 0 | 0 | 0 | 0 | 0 | 0 | 0 | 0 | 0 | 0 | 0 | 0 | 0 | 0 | 0
F5_Commercial_Retail_New_Miscellaneous_Natural Gas_Miscellaneous_E4 | F5 | Commercial | Retail | New | Miscellaneous | Natural Gas | Miscellaneous | E4 | RIM BC Ratio | 0 | 0 | 0 | 0 | 0 | 0 | 0 | 0 | 0 | 0 | 0 | 0 | 0 | 0 | 0 | 0 | 0 | 0 | 0 | 0 | 0 | 0 | 0 | 0 | 0 | 0 | 0 | 0 | 0 | 0 | 0 | 0 | 0
F5_Commercial_Retail_New_Miscellaneous_Natural Gas_Miscellaneous_E5 | F5 | Commercial | Retail | New | Miscellaneous | Natural Gas | Miscellaneous | E5 | RIM BC Ratio | 0 | 0 | 0 | 0 | 0 | 0 | 0 | 0 | 0 | 0 | 0 | 0 | 0 | 0 | 0 | 0 | 0 | 0 | 0 | 0 | 0 | 0 | 0 | 0 | 0 | 0 | 0 | 0 | 0 | 0 | 0 | 0 | 0
F5_Commercial_Retail_New_Miscellaneous_Natural Gas_Miscellaneous_E6 | F5 | Commercial | Retail | New | Miscellaneous | Natural Gas | Miscellaneous | E6 | RIM BC Ratio | 0 | 0 | 0 | 0 | 0 | 0 | 0 | 0 | 0 | 0 | 0 | 0 | 0 | 0 | 0 | 0 | 0 | 0 | 0 | 0 | 0 | 0 | 0 | 0 | 0 | 0 | 0 | 0 | 0 | 0 | 0 | 0 | 0
F5_Commercial_Retail_New_Miscellaneous_Natural Gas_Miscellaneous_E7 | F5 | Commercial | Retail | New | Miscellaneous | Natural Gas | Miscellaneous | E7 | RIM BC Ratio | 0 | 0 | 0 | 0 | 0 | 0 | 0 | 0 | 0 | 0 | 0 | 0 | 0 | 0 | 0 | 0 | 0 | 0 | 0 | 0 | 0 | 0 | 0 | 0 | 0 | 0 | 0 | 0 | 0 | 0 | 0 | 0 | 0
F5_Commercial_Retail_New_Miscellaneous_Natural Gas_Miscellaneous_E8 | F5 | Commercial | Retail | New | Miscellaneous | Natural Gas | Miscellaneous | E8 | RIM BC Ratio | 0 | 0 | 0 | 0 | 0 | 0 | 0 | 0 | 0 | 0 | 0 | 0 | 0 | 0 | 0 | 0 | 0 | 0 | 0 | 0 | 0 | 0 | 0 | 0 | 0 | 0 | 0 | 0 | 0 | 0 | 0 | 0 | 0
F5_Commercial_Retail_New_Miscellaneous_Natural Gas_Miscellaneous_E9 | F5 | Commercial | Retail | New | Miscellaneous | Natural Gas | Miscellaneous | E9 | RIM BC Ratio | 0 | 0 | 0 | 0 | 0 | 0 | 0 | 0 | 0 | 0 | 0 | 0 | 0 | 0 | 0 | 0 | 0 | 0 | 0 | 0 | 0 | 0 | 0 | 0 | 0 | 0 | 0 | 0 | 0 | 0 | 0 | 0 | 0
F5_Commercial_Retail_New_Miscellaneous_Natural Gas_Miscellaneous_E10 | F5 | Commercial | Retail | New | Miscellaneous | Natural Gas | Miscellaneous | E10 | RIM BC Ratio | 0 | 0 | 0 | 0 | 0 | 0 | 0 | 0 | 0 | 0 | 0 | 0 | 0 | 0 | 0 | 0 | 0 | 0 | 0 | 0 | 0 | 0 | 0 | 0 | 0 | 0 | 0 | 0 | 0 | 0 | 0 | 0 | 0
F0_Commercial_Grocery_Existing_Space Heating_Natural Gas_Furnace_E0 | F0 | Commercial | Grocery | Existing | Space Heating | Natural Gas | Furnace | E0 | Economic Unit | AFUE 96% | AFUE 96% | AFUE 96% | AFUE 96% | AFUE 96% | AFUE 96% | AFUE 96% | AFUE 96% | AFUE 96% | AFUE 96% | AFUE 96% | AFUE 96% | AFUE 96% | AFUE 96% | AFUE 96% | AFUE 96% | AFUE 96% | AFUE 96% | AFUE 96% | AFUE 96% | AFUE 96% | AFUE 96% | AFUE 96% | AFUE 96% | AFUE 96% | AFUE 96% | AFUE 96% | AFUE 96% | AFUE 96% | AFUE 96% | AFUE 96% | AFUE 96% | AFUE 96%
F1_Commercial_Grocery_Existing_Space Heating_Natural Gas_Furnace_E1 | F1 | Commercial | Grocery | Existing | Space Heating | Natural Gas | Furnace | E1 | CCE | 0 | 0 | 0 | 0 | 0 | 0 | 0 | 0 | 0 | 0 | 0 | 0 | 0 | 0 | 0 | 0 | 0 | 0 | 0 | 0 | 0 | 0 | 0 | 0 | 0 | 0 | 0 | 0 | 0 | 0 | 0 | 0 | 0
F1_Commercial_Grocery_Existing_Space Heating_Natural Gas_Furnace_E2 | F1 | Commercial | Grocery | Existing | Space Heating | Natural Gas | Furnace | E2 | CCE | 0.12066 | 0.12492 | 0.11274 | 0.11547 | 0.11609 | 0 | 0 | 0 | 0 | 0 | 0 | 0 | 0 | 0 | 0 | 0 | 0 | 0 | 0 | 0 | 0 | 0 | 0 | 0 | 0 | 0 | 0 | 0 | 0 | 0 | 0 | 0 | 0
F1_Commercial_Grocery_Existing_Space Heating_Natural Gas_Furnace_E3 | F1 | Commercial | Grocery | Existing | Space Heating | Natural Gas | Furnace | E3 | CCE | 0.56607 | 0.58608 | 0.52891 | 0.54171 | 0.54462 | 0 | 0 | 0 | 0 | 0 | 0 | 0 | 0 | 0 | 0 | 0 | 0 | 0 | 0 | 0 | 0 | 0 | 0 | 0 | 0 | 0 | 0 | 0 | 0 | 0 | 0 | 0 | 0
F1_Commercial_Grocery_Existing_Space Heating_Natural Gas_Furnace_E4 | F1 | Commercial | Grocery | Existing | Space Heating | Natural Gas | Furnace | E4 | CCE | 0.89244 | 0.92398 | 0.83385 | 0.85403 | 0.85862 | 1.3503 | 1.3577 | 1.3651 | 1.3726 | 1.3802 | 1.3879 | 1.3956 | 1.4035 | 1.4114 | 1.4194 | 1.4275 | 1.4357 | 1.444 | 1.4524 | 1.4609 | 1.4695 | 1.4782 | 1.487 | 1.4959 | 1.5049 | 1.514 | 1.5232 | 1.5326 | 1.542 | 1.5516 | 1.5613 | 1.5711 | 1.5711
F1_Commercial_Grocery_Existing_Space Heating_Natural Gas_Furnace_E5 | F1 | Commercial | Grocery | Existing | Space Heating | Natural Gas | Furnace | E5 | CCE | 0 | 0 | 0 | 0 | 0 | 0 | 0 | 12.1308 | 12.1975 | 12.2648 | 12.3331 | 12.402 | 12.4717 | 12.5421 | 12.6134 | 12.6855 | 12.7584 | 12.8321 | 12.9068 | 12.9823 | 13.0587 | 13.1357 | 13.214 | 13.2931 | 13.3732 | 13.454 | 13.5362 | 13.6191 | 13.7032 | 13.7881 | 13.8744 | 13.9616 | 13.9616
F1_Commercial_Grocery_Existing_Space Heating_Natural Gas_Furnace_E6 | F1 | Commercial | Grocery | Existing | Space Heating | Natural Gas | Furnace | E6 | CCE | 0 | 0 | 0 | 0 | 0 | 0 | 0 | 0 | 0 | 0 | 0 | 0 | 0 | 0 | 0 | 0 | 0 | 0 | 0 | 0 | 0 | 0 | 0 | 0 | 0 | 0 | 0 | 0 | 0 | 0 | 0 | 0 | 0
F1_Commercial_Grocery_Existing_Space Heating_Natural Gas_Furnace_E7 | F1 | Commercial | Grocery | Existing | Space Heating | Natural Gas | Furnace | E7 | CCE | 0 | 0 | 0 | 0 | 0 | 0 | 0 | 0 | 0 | 0 | 0 | 0 | 0 | 0 | 0 | 0 | 0 | 0 | 0 | 0 | 0 | 0 | 0 | 0 | 0 | 0 | 0 | 0 | 0 | 0 | 0 | 0 | 0
F1_Commercial_Grocery_Existing_Space Heating_Natural Gas_Furnace_E8 | F1 | Commercial | Grocery | Existing | Space Heating | Natural Gas | Furnace | E8 | CCE | 0 | 0 | 0 | 0 | 0 | 0 | 0 | 0 | 0 | 0 | 0 | 0 | 0 | 0 | 0 | 0 | 0 | 0 | 0 | 0 | 0 | 0 | 0 | 0 | 0 | 0 | 0 | 0 | 0 | 0 | 0 | 0 | 0
F1_Commercial_Grocery_Existing_Space Heating_Natural Gas_Furnace_E9 | F1 | Commercial | Grocery | Existing | Space Heating | Natural Gas | Furnace | E9 | CCE | 0 | 0 | 0 | 0 | 0 | 0 | 0 | 0 | 0 | 0 | 0 | 0 | 0 | 0 | 0 | 0 | 0 | 0 | 0 | 0 | 0 | 0 | 0 | 0 | 0 | 0 | 0 | 0 | 0 | 0 | 0 | 0 | 0
F1_Commercial_Grocery_Existing_Space Heating_Natural Gas_Furnace_E10 | F1 | Commercial | Grocery | Existing | Space Heating | Natural Gas | Furnace | E10 | CCE | 0 | 0 | 0 | 0 | 0 | 0 | 0 | 0 | 0 | 0 | 0 | 0 | 0 | 0 | 0 | 0 | 0 | 0 | 0 | 0 | 0 | 0 | 0 | 0 | 0 | 0 | 0 | 0 | 0 | 0 | 0 | 0 | 0
F2_Commercial_Grocery_Existing_Space Heating_Natural Gas_Furnace_E1 | F2 | Commercial | Grocery | Existing | Space Heating | Natural Gas | Furnace | E1 | TRC BC Ratio | 1 | 1 | 1 | 1 | 1 | 0 | 0 | 0 | 0 | 0 | 0 | 0 | 0 | 0 | 0 | 0 | 0 | 0 | 0 | 0 | 0 | 0 | 0 | 0 | 0 | 0 | 0 | 0 | 0 | 0 | 0 | 0 | 0
F2_Commercial_Grocery_Existing_Space Heating_Natural Gas_Furnace_E2 | F2 | Commercial | Grocery | Existing | Space Heating | Natural Gas | Furnace | E2 | TRC BC Ratio | 18.0122 | 18.0053 | 18.038 | 17.9523 | 17.8936 | 0 | 0 | 0 | 0 | 0 | 0 | 0 | 0 | 0 | 0 | 0 | 0 | 0 | 0 | 0 | 0 | 0 | 0 | 0 | 0 | 0 | 0 | 0 | 0 | 0 | 0 | 0 | 0
F2_Commercial_Grocery_Existing_Space Heating_Natural Gas_Furnace_E3 | F2 | Commercial | Grocery | Existing | Space Heating | Natural Gas | Furnace | E3 | TRC BC Ratio | 3.8393 | 3.8378 | 3.8448 | 3.8265 | 3.814 | 1 | 1 | 1 | 1 | 1 | 1 | 1 | 1 | 1 | 1 | 1 | 1 | 1 | 1 | 1 | 1 | 1 | 1 | 1 | 1 | 1 | 1 | 1 | 1 | 1 | 1 | 1 | 1
F2_Commercial_Grocery_Existing_Space Heating_Natural Gas_Furnace_E4 | F2 | Commercial | Grocery | Existing | Space Heating | Natural Gas | Furnace | E4 | TRC BC Ratio | 2.4353 | 2.4343 | 2.4388 | 2.4272 | 2.4192 | 1.545 | 1.5465 | 1.5473 | 1.5492 | 1.5506 | 1.5519 | 1.5529 | 1.5541 | 1.5555 | 1.5566 | 1.5577 | 1.5588 | 1.5603 | 1.5616 | 1.5634 | 1.5649 | 1.5665 | 1.5678 | 1.5694 | 1.5706 | 1.5718 | 1.5728 | 1.574 | 1.5747 | 1.5756 | 1.576 | 1.5767 | 1.5767
F2_Commercial_Grocery_Existing_Space Heating_Natural Gas_Furnace_E5 | F2 | Commercial | Grocery | Existing | Space Heating | Natural Gas | Furnace | E5 | TRC BC Ratio | 0 | 0 | 0 | 0 | 0 | 0 | 0 | 0.17413 | 0.17433 | 0.1745 | 0.17464 | 0.17475 | 0.17489 | 0.17505 | 0.17517 | 0.17529 | 0.17542 | 0.17558 | 0.17573 | 0.17593 | 0.1761 | 0.17628 | 0.17643 | 0.17661 | 0.17675 | 0.17687 | 0.17699 | 0.17712 | 0.17721 | 0.1773 | 0.17735 | 0.17742 | 0.17742
F2_Commercial_Grocery_Existing_Space Heating_Natural Gas_Furnace_E6 | F2 | Commercial | Grocery | Existing | Space Heating | Natural Gas | Furnace | E6 | TRC BC Ratio | 0 | 0 | 0 | 0 | 0 | 0 | 0 | 0 | 0 | 0 | 0 | 0 | 0 | 0 | 0 | 0 | 0 | 0 | 0 | 0 | 0 | 0 | 0 | 0 | 0 | 0 | 0 | 0 | 0 | 0 | 0 | 0 | 0
F2_Commercial_Grocery_Existing_Space Heating_Natural Gas_Furnace_E7 | F2 | Commercial | Grocery | Existing | Space Heating | Natural Gas | Furnace | E7 | TRC BC Ratio | 0 | 0 | 0 | 0 | 0 | 0 | 0 | 0 | 0 | 0 | 0 | 0 | 0 | 0 | 0 | 0 | 0 | 0 | 0 | 0 | 0 | 0 | 0 | 0 | 0 | 0 | 0 | 0 | 0 | 0 | 0 | 0 | 0
F2_Commercial_Grocery_Existing_Space Heating_Natural Gas_Furnace_E8 | F2 | Commercial | Grocery | Existing | Space Heating | Natural Gas | Furnace | E8 | TRC BC Ratio | 0 | 0 | 0 | 0 | 0 | 0 | 0 | 0 | 0 | 0 | 0 | 0 | 0 | 0 | 0 | 0 | 0 | 0 | 0 | 0 | 0 | 0 | 0 | 0 | 0 | 0 | 0 | 0 | 0 | 0 | 0 | 0 | 0
F2_Commercial_Grocery_Existing_Space Heating_Natural Gas_Furnace_E9 | F2 | Commercial | Grocery | Existing | Space Heating | Natural Gas | Furnace | E9 | TRC BC Ratio | 0 | 0 | 0 | 0 | 0 | 0 | 0 | 0 | 0 | 0 | 0 | 0 | 0 | 0 | 0 | 0 | 0 | 0 | 0 | 0 | 0 | 0 | 0 | 0 | 0 | 0 | 0 | 0 | 0 | 0 | 0 | 0 | 0
F2_Commercial_Grocery_Existing_Space Heating_Natural Gas_Furnace_E10 | F2 | Commercial | Grocery | Existing | Space Heating | Natural Gas | Furnace | E10 | TRC BC Ratio | 0 | 0 | 0 | 0 | 0 | 0 | 0 | 0 | 0 | 0 | 0 | 0 | 0 | 0 | 0 | 0 | 0 | 0 | 0 | 0 | 0 | 0 | 0 | 0 | 0 | 0 | 0 | 0 | 0 | 0 | 0 | 0 | 0
F3_Commercial_Grocery_Existing_Space Heating_Natural Gas_Furnace_E1 | F3 | Commercial | Grocery | Existing | Space Heating | Natural Gas | Furnace | E1 | PACT BC Ratio | 1 | 1 | 1 | 1 | 1 | 0 | 0 | 0 | 0 | 0 | 0 | 0 | 0 | 0 | 0 | 0 | 0 | 0 | 0 | 0 | 0 | 0 | 0 | 0 | 0 | 0 | 0 | 0 | 0 | 0 | 0 | 0 | 0
F3_Commercial_Grocery_Existing_Space Heating_Natural Gas_Furnace_E2 | F3 | Commercial | Grocery | Existing | Space Heating | Natural Gas | Furnace | E2 | PACT BC Ratio | 24.0163 | 24.007 | 24.0506 | 23.9364 | 23.8582 | 0 | 0 | 0 | 0 | 0 | 0 | 0 | 0 | 0 | 0 | 0 | 0 | 0 | 0 | 0 | 0 | 0 | 0 | 0 | 0 | 0 | 0 | 0 | 0 | 0 | 0 | 0 | 0
F3_Commercial_Grocery_Existing_Space Heating_Natural Gas_Furnace_E3 | F3 | Commercial | Grocery | Existing | Space Heating | Natural Gas | Furnace | E3 | PACT BC Ratio | 5.1191 | 5.1171 | 5.1264 | 5.102 | 5.0854 | 1 | 1 | 1 | 1 | 1 | 1 | 1 | 1 | 1 | 1 | 1 | 1 | 1 | 1 | 1 | 1 | 1 | 1 | 1 | 1 | 1 | 1 | 1 | 1 | 1 | 1 | 1 | 1
F3_Commercial_Grocery_Existing_Space Heating_Natural Gas_Furnace_E4 | F3 | Commercial | Grocery | Existing | Space Heating | Natural Gas | Furnace | E4 | PACT BC Ratio | 3.247 | 3.2458 | 3.2517 | 3.2362 | 3.2257 | 2.06 | 2.0621 | 2.0631 | 2.0655 | 2.0675 | 2.0692 | 2.0705 | 2.0722 | 2.074 | 2.0755 | 2.077 | 2.0784 | 2.0804 | 2.0822 | 2.0845 | 2.0865 | 2.0887 | 2.0904 | 2.0926 | 2.0942 | 2.0957 | 2.0971 | 2.0986 | 2.0996 | 2.1007 | 2.1014 | 2.1022 | 2.1022
F3_Commercial_Grocery_Existing_Space Heating_Natural Gas_Furnace_E5 | F3 | Commercial | Grocery | Existing | Space Heating | Natural Gas | Furnace | E5 | PACT BC Ratio | 0 | 0 | 0 | 0 | 0 | 0 | 0 | 0.23217 | 0.23244 | 0.23266 | 0.23285 | 0.233 | 0.23319 | 0.23339 | 0.23355 | 0.23372 | 0.23389 | 0.23411 | 0.23431 | 0.23457 | 0.2348 | 0.23504 | 0.23524 | 0.23548 | 0.23566 | 0.23583 | 0.23599 | 0.23616 | 0.23628 | 0.2364 | 0.23647 | 0.23657 | 0.23657
F3_Commercial_Grocery_Existing_Space Heating_Natural Gas_Furnace_E6 | F3 | Commercial | Grocery | Existing | Space Heating | Natural Gas | Furnace | E6 | PACT BC Ratio | 0 | 0 | 0 | 0 | 0 | 0 | 0 | 0 | 0 | 0 | 0 | 0 | 0 | 0 | 0 | 0 | 0 | 0 | 0 | 0 | 0 | 0 | 0 | 0 | 0 | 0 | 0 | 0 | 0 | 0 | 0 | 0 | 0
F3_Commercial_Grocery_Existing_Space Heating_Natural Gas_Furnace_E7 | F3 | Commercial | Grocery | Existing | Space Heating | Natural Gas | Furnace | E7 | PACT BC Ratio | 0 | 0 | 0 | 0 | 0 | 0 | 0 | 0 | 0 | 0 | 0 | 0 | 0 | 0 | 0 | 0 | 0 | 0 | 0 | 0 | 0 | 0 | 0 | 0 | 0 | 0 | 0 | 0 | 0 | 0 | 0 | 0 | 0
F3_Commercial_Grocery_Existing_Space Heating_Natural Gas_Furnace_E8 | F3 | Commercial | Grocery | Existing | Space Heating | Natural Gas | Furnace | E8 | PACT BC Ratio | 0 | 0 | 0 | 0 | 0 | 0 | 0 | 0 | 0 | 0 | 0 | 0 | 0 | 0 | 0 | 0 | 0 | 0 | 0 | 0 | 0 | 0 | 0 | 0 | 0 | 0 | 0 | 0 | 0 | 0 | 0 | 0 | 0
F3_Commercial_Grocery_Existing_Space Heating_Natural Gas_Furnace_E9 | F3 | Commercial | Grocery | Existing | Space Heating | Natural Gas | Furnace | E9 | PACT BC Ratio | 0 | 0 | 0 | 0 | 0 | 0 | 0 | 0 | 0 | 0 | 0 | 0 | 0 | 0 | 0 | 0 | 0 | 0 | 0 | 0 | 0 | 0 | 0 | 0 | 0 | 0 | 0 | 0 | 0 | 0 | 0 | 0 | 0
F3_Commercial_Grocery_Existing_Space Heating_Natural Gas_Furnace_E10 | F3 | Commercial | Grocery | Existing | Space Heating | Natural Gas | Furnace | E10 | PACT BC Ratio | 0 | 0 | 0 | 0 | 0 | 0 | 0 | 0 | 0 | 0 | 0 | 0 | 0 | 0 | 0 | 0 | 0 | 0 | 0 | 0 | 0 | 0 | 0 | 0 | 0 | 0 | 0 | 0 | 0 | 0 | 0 | 0 | 0
F4_Commercial_Grocery_Existing_Space Heating_Natural Gas_Furnace_E1 | F4 | Commercial | Grocery | Existing | Space Heating | Natural Gas | Furnace | E1 | RVT BC Ratio | 1 | 1 | 1 | 1 | 1 | 0 | 0 | 0 | 0 | 0 | 0 | 0 | 0 | 0 | 0 | 0 | 0 | 0 | 0 | 0 | 0 | 0 | 0 | 0 | 0 | 0 | 0 | 0 | 0 | 0 | 0 | 0 | 0
F4_Commercial_Grocery_Existing_Space Heating_Natural Gas_Furnace_E2 | F4 | Commercial | Grocery | Existing | Space Heating | Natural Gas | Furnace | E2 | RVT BC Ratio | 26.5958 | 26.5858 | 26.6328 | 26.5096 | 26.4253 | 0 | 0 | 0 | 0 | 0 | 0 | 0 | 0 | 0 | 0 | 0 | 0 | 0 | 0 | 0 | 0 | 0 | 0 | 0 | 0 | 0 | 0 | 0 | 0 | 0 | 0 | 0 | 0
F4_Commercial_Grocery_Existing_Space Heating_Natural Gas_Furnace_E3 | F4 | Commercial | Grocery | Existing | Space Heating | Natural Gas | Furnace | E3 | RVT BC Ratio | 6.2197 | 6.2176 | 6.2276 | 6.2013 | 6.1833 | 1 | 1 | 1 | 1 | 1 | 1 | 1 | 1 | 1 | 1 | 1 | 1 | 1 | 1 | 1 | 1 | 1 | 1 | 1 | 1 | 1 | 1 | 1 | 1 | 1 | 1 | 1 | 1
F4_Commercial_Grocery_Existing_Space Heating_Natural Gas_Furnace_E4 | F4 | Commercial | Grocery | Existing | Space Heating | Natural Gas | Furnace | E4 | RVT BC Ratio | 4.2011 | 4.1998 | 4.2061 | 4.1895 | 4.1781 | 2.9212 | 2.9234 | 2.9246 | 2.9272 | 2.9293 | 2.9312 | 2.9325 | 2.9343 | 2.9363 | 2.9379 | 2.9395 | 2.9411 | 2.9432 | 2.9451 | 2.9476 | 2.9498 | 2.9521 | 2.954 | 2.9563 | 2.9581 | 2.9597 | 2.9612 | 2.9629 | 2.9639 | 2.9651 | 2.9658 | 2.9667 | 2.9667
F4_Commercial_Grocery_Existing_Space Heating_Natural Gas_Furnace_E5 | F4 | Commercial | Grocery | Existing | Space Heating | Natural Gas | Furnace | E5 | RVT BC Ratio | 0 | 0 | 0 | 0 | 0 | 0 | 0 | 0.95034 | 0.95063 | 0.95087 | 0.95108 | 0.95123 | 0.95143 | 0.95166 | 0.95183 | 0.95201 | 0.95219 | 0.95243 | 0.95265 | 0.95293 | 0.95317 | 0.95343 | 0.95365 | 0.95391 | 0.9541 | 0.95429 | 0.95446 | 0.95464 | 0.95477 | 0.9549 | 0.95498 | 0.95508 | 0.95508
F4_Commercial_Grocery_Existing_Space Heating_Natural Gas_Furnace_E6 | F4 | Commercial | Grocery | Existing | Space Heating | Natural Gas | Furnace | E6 | RVT BC Ratio | 0 | 0 | 0 | 0 | 0 | 0 | 0 | 0 | 0 | 0 | 0 | 0 | 0 | 0 | 0 | 0 | 0 | 0 | 0 | 0 | 0 | 0 | 0 | 0 | 0 | 0 | 0 | 0 | 0 | 0 | 0 | 0 | 0
F4_Commercial_Grocery_Existing_Space Heating_Natural Gas_Furnace_E7 | F4 | Commercial | Grocery | Existing | Space Heating | Natural Gas | Furnace | E7 | RVT BC Ratio | 0 | 0 | 0 | 0 | 0 | 0 | 0 | 0 | 0 | 0 | 0 | 0 | 0 | 0 | 0 | 0 | 0 | 0 | 0 | 0 | 0 | 0 | 0 | 0 | 0 | 0 | 0 | 0 | 0 | 0 | 0 | 0 | 0
F4_Commercial_Grocery_Existing_Space Heating_Natural Gas_Furnace_E8 | F4 | Commercial | Grocery | Existing | Space Heating | Natural Gas | Furnace | E8 | RVT BC Ratio | 0 | 0 | 0 | 0 | 0 | 0 | 0 | 0 | 0 | 0 | 0 | 0 | 0 | 0 | 0 | 0 | 0 | 0 | 0 | 0 | 0 | 0 | 0 | 0 | 0 | 0 | 0 | 0 | 0 | 0 | 0 | 0 | 0
F4_Commercial_Grocery_Existing_Space Heating_Natural Gas_Furnace_E9 | F4 | Commercial | Grocery | Existing | Space Heating | Natural Gas | Furnace | E9 | RVT BC Ratio | 0 | 0 | 0 | 0 | 0 | 0 | 0 | 0 | 0 | 0 | 0 | 0 | 0 | 0 | 0 | 0 | 0 | 0 | 0 | 0 | 0 | 0 | 0 | 0 | 0 | 0 | 0 | 0 | 0 | 0 | 0 | 0 | 0
F4_Commercial_Grocery_Existing_Space Heating_Natural Gas_Furnace_E10 | F4 | Commercial | Grocery | Existing | Space Heating | Natural Gas | Furnace | E10 | RVT BC Ratio | 0 | 0 | 0 | 0 | 0 | 0 | 0 | 0 | 0 | 0 | 0 | 0 | 0 | 0 | 0 | 0 | 0 | 0 | 0 | 0 | 0 | 0 | 0 | 0 | 0 | 0 | 0 | 0 | 0 | 0 | 0 | 0 | 0
F5_Commercial_Grocery_Existing_Space Heating_Natural Gas_Furnace_E1 | F5 | Commercial | Grocery | Existing | Space Heating | Natural Gas | Furnace | E1 | RIM BC Ratio | 1 | 1 | 1 | 1 | 1 | 0 | 0 | 0 | 0 | 0 | 0 | 0 | 0 | 0 | 0 | 0 | 0 | 0 | 0 | 0 | 0 | 0 | 0 | 0 | 0 | 0 | 0 | 0 | 0 | 0 | 0 | 0 | 0
F5_Commercial_Grocery_Existing_Space Heating_Natural Gas_Furnace_E2 | F5 | Commercial | Grocery | Existing | Space Heating | Natural Gas | Furnace | E2 | RIM BC Ratio | 0.80664 | 0.80663 | 0.80668 | 0.80655 | 0.80646 | 0 | 0 | 0 | 0 | 0 | 0 | 0 | 0 | 0 | 0 | 0 | 0 | 0 | 0 | 0 | 0 | 0 | 0 | 0 | 0 | 0 | 0 | 0 | 0 | 0 | 0 | 0 | 0
F5_Commercial_Grocery_Existing_Space Heating_Natural Gas_Furnace_E3 | F5 | Commercial | Grocery | Existing | Space Heating | Natural Gas | Furnace | E3 | RIM BC Ratio | 0.71766 | 0.71762 | 0.71781 | 0.71733 | 0.717 | 1 | 1 | 1 | 1 | 1 | 1 | 1 | 1 | 1 | 1 | 1 | 1 | 1 | 1 | 1 | 1 | 1 | 1 | 1 | 1 | 1 | 1 | 1 | 1 | 1 | 1 | 1 | 1
F5_Commercial_Grocery_Existing_Space Heating_Natural Gas_Furnace_E4 | F5 | Commercial | Grocery | Existing | Space Heating | Natural Gas | Furnace | E4 | RIM BC Ratio | 0.66399 | 0.66394 | 0.66419 | 0.66354 | 0.66309 | 0.594 | 0.59417 | 0.59426 | 0.59446 | 0.59462 | 0.59476 | 0.59487 | 0.59501 | 0.59516 | 0.59528 | 0.5954 | 0.59552 | 0.59568 | 0.59583 | 0.59602 | 0.59618 | 0.59636 | 0.5965 | 0.59668 | 0.59681 | 0.59693 | 0.59704 | 0.59717 | 0.59725 | 0.59734 | 0.59739 | 0.59746 | 0.59746
F5_Commercial_Grocery_Existing_Space Heating_Natural Gas_Furnace_E5 | F5 | Commercial | Grocery | Existing | Space Heating | Natural Gas | Furnace | E5 | RIM BC Ratio | 0 | 0 | 0 | 0 | 0 | 0 | 0 | 0.18164 | 0.18181 | 0.18195 | 0.18206 | 0.18215 | 0.18227 | 0.18239 | 0.18249 | 0.18259 | 0.1827 | 0.18283 | 0.18295 | 0.18311 | 0.18325 | 0.1834 | 0.18352 | 0.18366 | 0.18377 | 0.18388 | 0.18397 | 0.18408 | 0.18415 | 0.18422 | 0.18427 | 0.18432 | 0.18432
F5_Commercial_Grocery_Existing_Space Heating_Natural Gas_Furnace_E6 | F5 | Commercial | Grocery | Existing | Space Heating | Natural Gas | Furnace | E6 | RIM BC Ratio | 0 | 0 | 0 | 0 | 0 | 0 | 0 | 0 | 0 | 0 | 0 | 0 | 0 | 0 | 0 | 0 | 0 | 0 | 0 | 0 | 0 | 0 | 0 | 0 | 0 | 0 | 0 | 0 | 0 | 0 | 0 | 0 | 0
F5_Commercial_Grocery_Existing_Space Heating_Natural Gas_Furnace_E7 | F5 | Commercial | Grocery | Existing | Space Heating | Natural Gas | Furnace | E7 | RIM BC Ratio | 0 | 0 | 0 | 0 | 0 | 0 | 0 | 0 | 0 | 0 | 0 | 0 | 0 | 0 | 0 | 0 | 0 | 0 | 0 | 0 | 0 | 0 | 0 | 0 | 0 | 0 | 0 | 0 | 0 | 0 | 0 | 0 | 0
F5_Commercial_Grocery_Existing_Space Heating_Natural Gas_Furnace_E8 | F5 | Commercial | Grocery | Existing | Space Heating | Natural Gas | Furnace | E8 | RIM BC Ratio | 0 | 0 | 0 | 0 | 0 | 0 | 0 | 0 | 0 | 0 | 0 | 0 | 0 | 0 | 0 | 0 | 0 | 0 | 0 | 0 | 0 | 0 | 0 | 0 | 0 | 0 | 0 | 0 | 0 | 0 | 0 | 0 | 0
F5_Commercial_Grocery_Existing_Space Heating_Natural Gas_Furnace_E9 | F5 | Commercial | Grocery | Existing | Space Heating | Natural Gas | Furnace | E9 | RIM BC Ratio | 0 | 0 | 0 | 0 | 0 | 0 | 0 | 0 | 0 | 0 | 0 | 0 | 0 | 0 | 0 | 0 | 0 | 0 | 0 | 0 | 0 | 0 | 0 | 0 | 0 | 0 | 0 | 0 | 0 | 0 | 0 | 0 | 0
F5_Commercial_Grocery_Existing_Space Heating_Natural Gas_Furnace_E10 | F5 | Commercial | Grocery | Existing | Space Heating | Natural Gas | Furnace | E10 | RIM BC Ratio | 0 | 0 | 0 | 0 | 0 | 0 | 0 | 0 | 0 | 0 | 0 | 0 | 0 | 0 | 0 | 0 | 0 | 0 | 0 | 0 | 0 | 0 | 0 | 0 | 0 | 0 | 0 | 0 | 0 | 0 | 0 | 0 | 0
F0_Commercial_Grocery_Existing_Space Heating_Natural Gas_Boiler_E0 | F0 | Commercial | Grocery | Existing | Space Heating | Natural Gas | Boiler | E0 | Economic Unit | Convert to Gas-Fired ASHP | Convert to Gas-Fired ASHP | Convert to Gas-Fired ASHP | Convert to Gas-Fired ASHP | Convert to Gas-Fired ASHP | TE 98% | TE 98% | TE 98% | TE 98% | TE 98% | TE 98% | TE 98% | TE 98% | TE 98% | TE 98% | TE 98% | TE 98% | TE 98% | TE 98% | TE 98% | TE 98% | TE 98% | TE 98% | TE 98% | TE 98% | TE 98% | TE 98% | TE 98% | TE 98% | TE 98% | TE 98% | TE 98% | TE 98%
F1_Commercial_Grocery_Existing_Space Heating_Natural Gas_Boiler_E1 | F1 | Commercial | Grocery | Existing | Space Heating | Natural Gas | Boiler | E1 | CCE | 0 | 0 | 0 | 0 | 0 | 0 | 0 | 0 | 0 | 0 | 0 | 0 | 0 | 0 | 0 | 0 | 0 | 0 | 0 | 0 | 0 | 0 | 0 | 0 | 0 | 0 | 0 | 0 | 0 | 0 | 0 | 0 | 0
F1_Commercial_Grocery_Existing_Space Heating_Natural Gas_Boiler_E2 | F1 | Commercial | Grocery | Existing | Space Heating | Natural Gas | Boiler | E2 | CCE | 0.10962 | 0.1135 | 0.10243 | 0.1049 | 0.10547 | 0 | 0 | 0 | 0 | 0 | 0 | 0 | 0 | 0 | 0 | 0 | 0 | 0 | 0 | 0 | 0 | 0 | 0 | 0 | 0 | 0 | 0 | 0 | 0 | 0 | 0 | 0 | 0
F1_Commercial_Grocery_Existing_Space Heating_Natural Gas_Boiler_E3 | F1 | Commercial | Grocery | Existing | Space Heating | Natural Gas | Boiler | E3 | CCE | 0.64945 | 0.6724 | 0.60681 | 0.6215 | 0.62484 | 0 | 0 | 0 | 0 | 0 | 0 | 0 | 0 | 0 | 0 | 0 | 0 | 0 | 0 | 0 | 0 | 0 | 0 | 0 | 0 | 0 | 0 | 0 | 0 | 0 | 0 | 0 | 0
F1_Commercial_Grocery_Existing_Space Heating_Natural Gas_Boiler_E4 | F1 | Commercial | Grocery | Existing | Space Heating | Natural Gas | Boiler | E4 | CCE | 0.65486 | 0.678 | 0.61187 | 0.62668 | 0.63005 | 0.65591 | 0.65948 | 0.66309 | 0.66673 | 0.67041 | 0.67414 | 0.67791 | 0.68172 | 0.68557 | 0.68947 | 0.69341 | 0.69739 | 0.70142 | 0.7055 | 0.70963 | 0.7138 | 0.71802 | 0.7223 | 0.72662 | 0.73099 | 0.73541 | 0.7399 | 0.74444 | 0.74903 | 0.75368 | 0.75839 | 0.76316 | 0.76316
F1_Commercial_Grocery_Existing_Space Heating_Natural Gas_Boiler_E5 | F1 | Commercial | Grocery | Existing | Space Heating | Natural Gas | Boiler | E5 | CCE | 2.0171 | 2.0884 | 1.8847 | 1.9303 | 1.9407 | 2.7872 | 2.8024 | 2.8177 | 2.8332 | 2.8488 | 2.8647 | 2.8807 | 2.8969 | 2.9132 | 2.9298 | 2.9466 | 2.9635 | 2.9806 | 2.998 | 3.0155 | 3.0332 | 3.0511 | 3.0693 | 3.0877 | 3.1063 | 3.1251 | 3.1441 | 3.1634 | 3.1829 | 3.2027 | 3.2227 | 3.243 | 3.243
F1_Commercial_Grocery_Existing_Space Heating_Natural Gas_Boiler_E6 | F1 | Commercial | Grocery | Existing | Space Heating | Natural Gas | Boiler | E6 | CCE | 0 | 0 | 0 | 0 | 0 | 0 | 0 | 0 | 0 | 0 | 0 | 0 | 0 | 0 | 0 | 0 | 0 | 0 | 0 | 0 | 0 | 0 | 0 | 0 | 0 | 0 | 0 | 0 | 0 | 0 | 0 | 0 | 0
F1_Commercial_Grocery_Existing_Space Heating_Natural Gas_Boiler_E7 | F1 | Commercial | Grocery | Existing | Space Heating | Natural Gas | Boiler | E7 | CCE | 0 | 0 | 0 | 0 | 0 | 0 | 0 | 0 | 0 | 0 | 0 | 0 | 0 | 0 | 0 | 0 | 0 | 0 | 0 | 0 | 0 | 0 | 0 | 0 | 0 | 0 | 0 | 0 | 0 | 0 | 0 | 0 | 0
F1_Commercial_Grocery_Existing_Space Heating_Natural Gas_Boiler_E8 | F1 | Commercial | Grocery | Existing | Space Heating | Natural Gas | Boiler | E8 | CCE | 0 | 0 | 0 | 0 | 0 | 0 | 0 | 0 | 0 | 0 | 0 | 0 | 0 | 0 | 0 | 0 | 0 | 0 | 0 | 0 | 0 | 0 | 0 | 0 | 0 | 0 | 0 | 0 | 0 | 0 | 0 | 0 | 0
F1_Commercial_Grocery_Existing_Space Heating_Natural Gas_Boiler_E9 | F1 | Commercial | Grocery | Existing | Space Heating | Natural Gas | Boiler | E9 | CCE | 0 | 0 | 0 | 0 | 0 | 0 | 0 | 0 | 0 | 0 | 0 | 0 | 0 | 0 | 0 | 0 | 0 | 0 | 0 | 0 | 0 | 0 | 0 | 0 | 0 | 0 | 0 | 0 | 0 | 0 | 0 | 0 | 0
F1_Commercial_Grocery_Existing_Space Heating_Natural Gas_Boiler_E10 | F1 | Commercial | Grocery | Existing | Space Heating | Natural Gas | Boiler | E10 | CCE | 0 | 0 | 0 | 0 | 0 | 0 | 0 | 0 | 0 | 0 | 0 | 0 | 0 | 0 | 0 | 0 | 0 | 0 | 0 | 0 | 0 | 0 | 0 | 0 | 0 | 0 | 0 | 0 | 0 | 0 | 0 | 0 | 0
F2_Commercial_Grocery_Existing_Space Heating_Natural Gas_Boiler_E1 | F2 | Commercial | Grocery | Existing | Space Heating | Natural Gas | Boiler | E1 | TRC BC Ratio | 1 | 1 | 1 | 1 | 1 | 0 | 0 | 0 | 0 | 0 | 0 | 0 | 0 | 0 | 0 | 0 | 0 | 0 | 0 | 0 | 0 | 0 | 0 | 0 | 0 | 0 | 0 | 0 | 0 | 0 | 0 | 0 | 0
F2_Commercial_Grocery_Existing_Space Heating_Natural Gas_Boiler_E2 | F2 | Commercial | Grocery | Existing | Space Heating | Natural Gas | Boiler | E2 | TRC BC Ratio | 19.8384 | 19.8326 | 19.8684 | 19.7807 | 19.7211 | 0 | 0 | 0 | 0 | 0 | 0 | 0 | 0 | 0 | 0 | 0 | 0 | 0 | 0 | 0 | 0 | 0 | 0 | 0 | 0 | 0 | 0 | 0 | 0 | 0 | 0 | 0 | 0
F2_Commercial_Grocery_Existing_Space Heating_Natural Gas_Boiler_E3 | F2 | Commercial | Grocery | Existing | Space Heating | Natural Gas | Boiler | E3 | TRC BC Ratio | 3.3486 | 3.3476 | 3.3537 | 3.3388 | 3.3288 | 1 | 1 | 1 | 1 | 1 | 1 | 1 | 1 | 1 | 1 | 1 | 1 | 1 | 1 | 1 | 1 | 1 | 1 | 1 | 1 | 1 | 1 | 1 | 1 | 1 | 1 | 1 | 1
F2_Commercial_Grocery_Existing_Space Heating_Natural Gas_Boiler_E4 | F2 | Commercial | Grocery | Existing | Space Heating | Natural Gas | Boiler | E4 | TRC BC Ratio | 3.3209 | 3.3199 | 3.3259 | 3.3112 | 3.3013 | 3.1853 | 3.1886 | 3.1903 | 3.1941 | 3.1971 | 3.1998 | 3.2018 | 3.2043 | 3.2071 | 3.2093 | 3.2115 | 3.2137 | 3.2165 | 3.2191 | 3.2225 | 3.2254 | 3.2286 | 3.2312 | 3.2343 | 3.2367 | 3.2389 | 3.2409 | 3.2432 | 3.2446 | 3.2463 | 3.2472 | 3.2484 | 3.2484
F2_Commercial_Grocery_Existing_Space Heating_Natural Gas_Boiler_E5 | F2 | Commercial | Grocery | Existing | Space Heating | Natural Gas | Boiler | E5 | TRC BC Ratio | 1.0781 | 1.0778 | 1.0798 | 1.075 | 1.0718 | 0.74959 | 0.75036 | 0.75077 | 0.75165 | 0.75237 | 0.75299 | 0.75347 | 0.75407 | 0.75473 | 0.75523 | 0.75575 | 0.75626 | 0.75692 | 0.75755 | 0.75834 | 0.75903 | 0.75977 | 0.76039 | 0.76112 | 0.76167 | 0.76219 | 0.76268 | 0.76321 | 0.76355 | 0.76393 | 0.76415 | 0.76444 | 0.76444
F2_Commercial_Grocery_Existing_Space Heating_Natural Gas_Boiler_E6 | F2 | Commercial | Grocery | Existing | Space Heating | Natural Gas | Boiler | E6 | TRC BC Ratio | 0 | 0 | 0 | 0 | 0 | 0 | 0 | 0 | 0 | 0 | 0 | 0 | 0 | 0 | 0 | 0 | 0 | 0 | 0 | 0 | 0 | 0 | 0 | 0 | 0 | 0 | 0 | 0 | 0 | 0 | 0 | 0 | 0
F2_Commercial_Grocery_Existing_Space Heating_Natural Gas_Boiler_E7 | F2 | Commercial | Grocery | Existing | Space Heating | Natural Gas | Boiler | E7 | TRC BC Ratio | 0 | 0 | 0 | 0 | 0 | 0 | 0 | 0 | 0 | 0 | 0 | 0 | 0 | 0 | 0 | 0 | 0 | 0 | 0 | 0 | 0 | 0 | 0 | 0 | 0 | 0 | 0 | 0 | 0 | 0 | 0 | 0 | 0
F2_Commercial_Grocery_Existing_Space Heating_Natural Gas_Boiler_E8 | F2 | Commercial | Grocery | Existing | Space Heating | Natural Gas | Boiler | E8 | TRC BC Ratio | 0 | 0 | 0 | 0 | 0 | 0 | 0 | 0 | 0 | 0 | 0 | 0 | 0 | 0 | 0 | 0 | 0 | 0 | 0 | 0 | 0 | 0 | 0 | 0 | 0 | 0 | 0 | 0 | 0 | 0 | 0 | 0 | 0
F2_Commercial_Grocery_Existing_Space Heating_Natural Gas_Boiler_E9 | F2 | Commercial | Grocery | Existing | Space Heating | Natural Gas | Boiler | E9 | TRC BC Ratio | 0 | 0 | 0 | 0 | 0 | 0 | 0 | 0 | 0 | 0 | 0 | 0 | 0 | 0 | 0 | 0 | 0 | 0 | 0 | 0 | 0 | 0 | 0 | 0 | 0 | 0 | 0 | 0 | 0 | 0 | 0 | 0 | 0
F2_Commercial_Grocery_Existing_Space Heating_Natural Gas_Boiler_E10 | F2 | Commercial | Grocery | Existing | Space Heating | Natural Gas | Boiler | E10 | TRC BC Ratio | 0 | 0 | 0 | 0 | 0 | 0 | 0 | 0 | 0 | 0 | 0 | 0 | 0 | 0 | 0 | 0 | 0 | 0 | 0 | 0 | 0 | 0 | 0 | 0 | 0 | 0 | 0 | 0 | 0 | 0 | 0 | 0 | 0
F3_Commercial_Grocery_Existing_Space Heating_Natural Gas_Boiler_E1 | F3 | Commercial | Grocery | Existing | Space Heating | Natural Gas | Boiler | E1 | PACT BC Ratio | 1 | 1 | 1 | 1 | 1 | 0 | 0 | 0 | 0 | 0 | 0 | 0 | 0 | 0 | 0 | 0 | 0 | 0 | 0 | 0 | 0 | 0 | 0 | 0 | 0 | 0 | 0 | 0 | 0 | 0 | 0 | 0 | 0
F3_Commercial_Grocery_Existing_Space Heating_Natural Gas_Boiler_E2 | F3 | Commercial | Grocery | Existing | Space Heating | Natural Gas | Boiler | E2 | PACT BC Ratio | 26.4512 | 26.4435 | 26.4911 | 26.3742 | 26.2947 | 0 | 0 | 0 | 0 | 0 | 0 | 0 | 0 | 0 | 0 | 0 | 0 | 0 | 0 | 0 | 0 | 0 | 0 | 0 | 0 | 0 | 0 | 0 | 0 | 0 | 0 | 0 | 0
F3_Commercial_Grocery_Existing_Space Heating_Natural Gas_Boiler_E3 | F3 | Commercial | Grocery | Existing | Space Heating | Natural Gas | Boiler | E3 | PACT BC Ratio | 4.4648 | 4.4635 | 4.4715 | 4.4518 | 4.4384 | 1 | 1 | 1 | 1 | 1 | 1 | 1 | 1 | 1 | 1 | 1 | 1 | 1 | 1 | 1 | 1 | 1 | 1 | 1 | 1 | 1 | 1 | 1 | 1 | 1 | 1 | 1 | 1
F3_Commercial_Grocery_Existing_Space Heating_Natural Gas_Boiler_E4 | F3 | Commercial | Grocery | Existing | Space Heating | Natural Gas | Boiler | E4 | PACT BC Ratio | 4.4279 | 4.4266 | 4.4346 | 4.415 | 4.4017 | 4.2471 | 4.2514 | 4.2538 | 4.2587 | 4.2628 | 4.2664 | 4.2691 | 4.2725 | 4.2762 | 4.279 | 4.282 | 4.2849 | 4.2886 | 4.2922 | 4.2967 | 4.3006 | 4.3048 | 4.3083 | 4.3124 | 4.3156 | 4.3185 | 4.3212 | 4.3242 | 4.3262 | 4.3283 | 4.3296 | 4.3312 | 4.3312
F3_Commercial_Grocery_Existing_Space Heating_Natural Gas_Boiler_E5 | F3 | Commercial | Grocery | Existing | Space Heating | Natural Gas | Boiler | E5 | PACT BC Ratio | 1.4375 | 1.4371 | 1.4397 | 1.4333 | 1.429 | 0.99946 | 1.0005 | 1.001 | 1.0022 | 1.0032 | 1.004 | 1.0046 | 1.0054 | 1.0063 | 1.007 | 1.0077 | 1.0083 | 1.0092 | 1.0101 | 1.0111 | 1.012 | 1.013 | 1.0139 | 1.0148 | 1.0156 | 1.0163 | 1.0169 | 1.0176 | 1.0181 | 1.0186 | 1.0189 | 1.0193 | 1.0193
F3_Commercial_Grocery_Existing_Space Heating_Natural Gas_Boiler_E6 | F3 | Commercial | Grocery | Existing | Space Heating | Natural Gas | Boiler | E6 | PACT BC Ratio | 0 | 0 | 0 | 0 | 0 | 0 | 0 | 0 | 0 | 0 | 0 | 0 | 0 | 0 | 0 | 0 | 0 | 0 | 0 | 0 | 0 | 0 | 0 | 0 | 0 | 0 | 0 | 0 | 0 | 0 | 0 | 0 | 0
F3_Commercial_Grocery_Existing_Space Heating_Natural Gas_Boiler_E7 | F3 | Commercial | Grocery | Existing | Space Heating | Natural Gas | Boiler | E7 | PACT BC Ratio | 0 | 0 | 0 | 0 | 0 | 0 | 0 | 0 | 0 | 0 | 0 | 0 | 0 | 0 | 0 | 0 | 0 | 0 | 0 | 0 | 0 | 0 | 0 | 0 | 0 | 0 | 0 | 0 | 0 | 0 | 0 | 0 | 0
F3_Commercial_Grocery_Existing_Space Heating_Natural Gas_Boiler_E8 | F3 | Commercial | Grocery | Existing | Space Heating | Natural Gas | Boiler | E8 | PACT BC Ratio | 0 | 0 | 0 | 0 | 0 | 0 | 0 | 0 | 0 | 0 | 0 | 0 | 0 | 0 | 0 | 0 | 0 | 0 | 0 | 0 | 0 | 0 | 0 | 0 | 0 | 0 | 0 | 0 | 0 | 0 | 0 | 0 | 0
F3_Commercial_Grocery_Existing_Space Heating_Natural Gas_Boiler_E9 | F3 | Commercial | Grocery | Existing | Space Heating | Natural Gas | Boiler | E9 | PACT BC Ratio | 0 | 0 | 0 | 0 | 0 | 0 | 0 | 0 | 0 | 0 | 0 | 0 | 0 | 0 | 0 | 0 | 0 | 0 | 0 | 0 | 0 | 0 | 0 | 0 | 0 | 0 | 0 | 0 | 0 | 0 | 0 | 0 | 0
F3_Commercial_Grocery_Existing_Space Heating_Natural Gas_Boiler_E10 | F3 | Commercial | Grocery | Existing | Space Heating | Natural Gas | Boiler | E10 | PACT BC Ratio | 0 | 0 | 0 | 0 | 0 | 0 | 0 | 0 | 0 | 0 | 0 | 0 | 0 | 0 | 0 | 0 | 0 | 0 | 0 | 0 | 0 | 0 | 0 | 0 | 0 | 0 | 0 | 0 | 0 | 0 | 0 | 0 | 0
F4_Commercial_Grocery_Existing_Space Heating_Natural Gas_Boiler_E1 | F4 | Commercial | Grocery | Existing | Space Heating | Natural Gas | Boiler | E1 | RVT BC Ratio | 1 | 1 | 1 | 1 | 1 | 0 | 0 | 0 | 0 | 0 | 0 | 0 | 0 | 0 | 0 | 0 | 0 | 0 | 0 | 0 | 0 | 0 | 0 | 0 | 0 | 0 | 0 | 0 | 0 | 0 | 0 | 0 | 0
F4_Commercial_Grocery_Existing_Space Heating_Natural Gas_Boiler_E2 | F4 | Commercial | Grocery | Existing | Space Heating | Natural Gas | Boiler | E2 | RVT BC Ratio | 29.2213 | 29.2129 | 29.2643 | 29.1382 | 29.0525 | 0 | 0 | 0 | 0 | 0 | 0 | 0 | 0 | 0 | 0 | 0 | 0 | 0 | 0 | 0 | 0 | 0 | 0 | 0 | 0 | 0 | 0 | 0 | 0 | 0 | 0 | 0 | 0
F4_Commercial_Grocery_Existing_Space Heating_Natural Gas_Boiler_E3 | F4 | Commercial | Grocery | Existing | Space Heating | Natural Gas | Boiler | E3 | RVT BC Ratio | 5.5142 | 5.5128 | 5.5215 | 5.5002 | 5.4857 | 1 | 1 | 1 | 1 | 1 | 1 | 1 | 1 | 1 | 1 | 1 | 1 | 1 | 1 | 1 | 1 | 1 | 1 | 1 | 1 | 1 | 1 | 1 | 1 | 1 | 1 | 1 | 1
F4_Commercial_Grocery_Existing_Space Heating_Natural Gas_Boiler_E4 | F4 | Commercial | Grocery | Existing | Space Heating | Natural Gas | Boiler | E4 | RVT BC Ratio | 5.4744 | 5.473 | 5.4816 | 5.4605 | 5.4462 | 5.2795 | 5.2841 | 5.2867 | 5.292 | 5.2964 | 5.3002 | 5.3031 | 5.3068 | 5.3108 | 5.3139 | 5.3171 | 5.3202 | 5.3242 | 5.3281 | 5.3329 | 5.3371 | 5.3417 | 5.3454 | 5.3499 | 5.3533 | 5.3564 | 5.3594 | 5.3626 | 5.3647 | 5.3671 | 5.3684 | 5.3702 | 5.3702
F4_Commercial_Grocery_Existing_Space Heating_Natural Gas_Boiler_E5 | F4 | Commercial | Grocery | Existing | Space Heating | Natural Gas | Boiler | E5 | RVT BC Ratio | 2.25 | 2.2496 | 2.2523 | 2.2455 | 2.2408 | 1.7777 | 1.7788 | 1.7794 | 1.7806 | 1.7817 | 1.7826 | 1.7832 | 1.7841 | 1.7851 | 1.7858 | 1.7865 | 1.7873 | 1.7882 | 1.7891 | 1.7903 | 1.7912 | 1.7923 | 1.7932 | 1.7942 | 1.795 | 1.7958 | 1.7965 | 1.7972 | 1.7977 | 1.7983 | 1.7986 | 1.799 | 1.799
F4_Commercial_Grocery_Existing_Space Heating_Natural Gas_Boiler_E6 | F4 | Commercial | Grocery | Existing | Space Heating | Natural Gas | Boiler | E6 | RVT BC Ratio | 0 | 0 | 0 | 0 | 0 | 0 | 0 | 0 | 0 | 0 | 0 | 0 | 0 | 0 | 0 | 0 | 0 | 0 | 0 | 0 | 0 | 0 | 0 | 0 | 0 | 0 | 0 | 0 | 0 | 0 | 0 | 0 | 0
F4_Commercial_Grocery_Existing_Space Heating_Natural Gas_Boiler_E7 | F4 | Commercial | Grocery | Existing | Space Heating | Natural Gas | Boiler | E7 | RVT BC Ratio | 0 | 0 | 0 | 0 | 0 | 0 | 0 | 0 | 0 | 0 | 0 | 0 | 0 | 0 | 0 | 0 | 0 | 0 | 0 | 0 | 0 | 0 | 0 | 0 | 0 | 0 | 0 | 0 | 0 | 0 | 0 | 0 | 0
F4_Commercial_Grocery_Existing_Space Heating_Natural Gas_Boiler_E8 | F4 | Commercial | Grocery | Existing | Space Heating | Natural Gas | Boiler | E8 | RVT BC Ratio | 0 | 0 | 0 | 0 | 0 | 0 | 0 | 0 | 0 | 0 | 0 | 0 | 0 | 0 | 0 | 0 | 0 | 0 | 0 | 0 | 0 | 0 | 0 | 0 | 0 | 0 | 0 | 0 | 0 | 0 | 0 | 0 | 0
F4_Commercial_Grocery_Existing_Space Heating_Natural Gas_Boiler_E9 | F4 | Commercial | Grocery | Existing | Space Heating | Natural Gas | Boiler | E9 | RVT BC Ratio | 0 | 0 | 0 | 0 | 0 | 0 | 0 | 0 | 0 | 0 | 0 | 0 | 0 | 0 | 0 | 0 | 0 | 0 | 0 | 0 | 0 | 0 | 0 | 0 | 0 | 0 | 0 | 0 | 0 | 0 | 0 | 0 | 0
F4_Commercial_Grocery_Existing_Space Heating_Natural Gas_Boiler_E10 | F4 | Commercial | Grocery | Existing | Space Heating | Natural Gas | Boiler | E10 | RVT BC Ratio | 0 | 0 | 0 | 0 | 0 | 0 | 0 | 0 | 0 | 0 | 0 | 0 | 0 | 0 | 0 | 0 | 0 | 0 | 0 | 0 | 0 | 0 | 0 | 0 | 0 | 0 | 0 | 0 | 0 | 0 | 0 | 0 | 0
F5_Commercial_Grocery_Existing_Space Heating_Natural Gas_Boiler_E1 | F5 | Commercial | Grocery | Existing | Space Heating | Natural Gas | Boiler | E1 | RIM BC Ratio | 1 | 1 | 1 | 1 | 1 | 0 | 0 | 0 | 0 | 0 | 0 | 0 | 0 | 0 | 0 | 0 | 0 | 0 | 0 | 0 | 0 | 0 | 0 | 0 | 0 | 0 | 0 | 0 | 0 | 0 | 0 | 0 | 0
F5_Commercial_Grocery_Existing_Space Heating_Natural Gas_Boiler_E2 | F5 | Commercial | Grocery | Existing | Space Heating | Natural Gas | Boiler | E2 | RIM BC Ratio | 0.80915 | 0.80914 | 0.80918 | 0.80907 | 0.809 | 0 | 0 | 0 | 0 | 0 | 0 | 0 | 0 | 0 | 0 | 0 | 0 | 0 | 0 | 0 | 0 | 0 | 0 | 0 | 0 | 0 | 0 | 0 | 0 | 0 | 0 | 0 | 0
F5_Commercial_Grocery_Existing_Space Heating_Natural Gas_Boiler_E3 | F5 | Commercial | Grocery | Existing | Space Heating | Natural Gas | Boiler | E3 | RIM BC Ratio | 0.70322 | 0.70318 | 0.70338 | 0.70289 | 0.70256 | 1 | 1 | 1 | 1 | 1 | 1 | 1 | 1 | 1 | 1 | 1 | 1 | 1 | 1 | 1 | 1 | 1 | 1 | 1 | 1 | 1 | 1 | 1 | 1 | 1 | 1 | 1 | 1
F5_Commercial_Grocery_Existing_Space Heating_Natural Gas_Boiler_E4 | F5 | Commercial | Grocery | Existing | Space Heating | Natural Gas | Boiler | E4 | RIM BC Ratio | 0.70229 | 0.70226 | 0.70246 | 0.70197 | 0.70163 | 0.69758 | 0.6977 | 0.69776 | 0.6979 | 0.69801 | 0.6981 | 0.69817 | 0.69826 | 0.69836 | 0.69844 | 0.69852 | 0.6986 | 0.69869 | 0.69879 | 0.69891 | 0.69901 | 0.69912 | 0.69921 | 0.69932 | 0.69941 | 0.69948 | 0.69955 | 0.69963 | 0.69968 | 0.69974 | 0.69977 | 0.69982 | 0.69982
F5_Commercial_Grocery_Existing_Space Heating_Natural Gas_Boiler_E5 | F5 | Commercial | Grocery | Existing | Space Heating | Natural Gas | Boiler | E5 | RIM BC Ratio | 0.52806 | 0.52801 | 0.52836 | 0.5275 | 0.52691 | 0.45483 | 0.45504 | 0.45516 | 0.4554 | 0.4556 | 0.45577 | 0.4559 | 0.45606 | 0.45625 | 0.45638 | 0.45653 | 0.45667 | 0.45685 | 0.45702 | 0.45723 | 0.45742 | 0.45762 | 0.45779 | 0.45799 | 0.45814 | 0.45828 | 0.45841 | 0.45856 | 0.45865 | 0.45875 | 0.45881 | 0.45889 | 0.45889
F5_Commercial_Grocery_Existing_Space Heating_Natural Gas_Boiler_E6 | F5 | Commercial | Grocery | Existing | Space Heating | Natural Gas | Boiler | E6 | RIM BC Ratio | 0 | 0 | 0 | 0 | 0 | 0 | 0 | 0 | 0 | 0 | 0 | 0 | 0 | 0 | 0 | 0 | 0 | 0 | 0 | 0 | 0 | 0 | 0 | 0 | 0 | 0 | 0 | 0 | 0 | 0 | 0 | 0 | 0
F5_Commercial_Grocery_Existing_Space Heating_Natural Gas_Boiler_E7 | F5 | Commercial | Grocery | Existing | Space Heating | Natural Gas | Boiler | E7 | RIM BC Ratio | 0 | 0 | 0 | 0 | 0 | 0 | 0 | 0 | 0 | 0 | 0 | 0 | 0 | 0 | 0 | 0 | 0 | 0 | 0 | 0 | 0 | 0 | 0 | 0 | 0 | 0 | 0 | 0 | 0 | 0 | 0 | 0 | 0
F5_Commercial_Grocery_Existing_Space Heating_Natural Gas_Boiler_E8 | F5 | Commercial | Grocery | Existing | Space Heating | Natural Gas | Boiler | E8 | RIM BC Ratio | 0 | 0 | 0 | 0 | 0 | 0 | 0 | 0 | 0 | 0 | 0 | 0 | 0 | 0 | 0 | 0 | 0 | 0 | 0 | 0 | 0 | 0 | 0 | 0 | 0 | 0 | 0 | 0 | 0 | 0 | 0 | 0 | 0
F5_Commercial_Grocery_Existing_Space Heating_Natural Gas_Boiler_E9 | F5 | Commercial | Grocery | Existing | Space Heating | Natural Gas | Boiler | E9 | RIM BC Ratio | 0 | 0 | 0 | 0 | 0 | 0 | 0 | 0 | 0 | 0 | 0 | 0 | 0 | 0 | 0 | 0 | 0 | 0 | 0 | 0 | 0 | 0 | 0 | 0 | 0 | 0 | 0 | 0 | 0 | 0 | 0 | 0 | 0
F5_Commercial_Grocery_Existing_Space Heating_Natural Gas_Boiler_E10 | F5 | Commercial | Grocery | Existing | Space Heating | Natural Gas | Boiler | E10 | RIM BC Ratio | 0 | 0 | 0 | 0 | 0 | 0 | 0 | 0 | 0 | 0 | 0 | 0 | 0 | 0 | 0 | 0 | 0 | 0 | 0 | 0 | 0 | 0 | 0 | 0 | 0 | 0 | 0 | 0 | 0 | 0 | 0 | 0 | 0
F0_Commercial_Grocery_Existing_Space Heating_Natural Gas_Unit Heater_E0 | F0 | Commercial | Grocery | Existing | Space Heating | Natural Gas | Unit Heater | E0 | Economic Unit | Infrared Radiant | Infrared Radiant | Infrared Radiant | Infrared Radiant | Infrared Radiant | Infrared Radiant | Infrared Radiant | Infrared Radiant | Infrared Radiant | Infrared Radiant | Infrared Radiant | Infrared Radiant | Infrared Radiant | Infrared Radiant | Infrared Radiant | Infrared Radiant | Infrared Radiant | Infrared Radiant | Infrared Radiant | Infrared Radiant | Infrared Radiant | Infrared Radiant | Infrared Radiant | Infrared Radiant | Infrared Radiant | Infrared Radiant | Infrared Radiant | Infrared Radiant | Infrared Radiant | Infrared Radiant | Infrared Radiant | Infrared Radiant | Infrared Radiant
F1_Commercial_Grocery_Existing_Space Heating_Natural Gas_Unit Heater_E1 | F1 | Commercial | Grocery | Existing | Space Heating | Natural Gas | Unit Heater | E1 | CCE | 0 | 0 | 0 | 0 | 0 | 0 | 0 | 0 | 0 | 0 | 0 | 0 | 0 | 0 | 0 | 0 | 0 | 0 | 0 | 0 | 0 | 0 | 0 | 0 | 0 | 0 | 0 | 0 | 0 | 0 | 0 | 0 | 0
F1_Commercial_Grocery_Existing_Space Heating_Natural Gas_Unit Heater_E2 | F1 | Commercial | Grocery | Existing | Space Heating | Natural Gas | Unit Heater | E2 | CCE | 2.2519 | 2.3315 | 2.1041 | 2.155 | 2.1666 | 0 | 0 | 0 | 0 | 0 | 0 | 0 | 0 | 0 | 0 | 0 | 0 | 0 | 0 | 0 | 0 | 0 | 0 | 0 | 0 | 0 | 0 | 0 | 0 | 0 | 0 | 0 | 0
F1_Commercial_Grocery_Existing_Space Heating_Natural Gas_Unit Heater_E3 | F1 | Commercial | Grocery | Existing | Space Heating | Natural Gas | Unit Heater | E3 | CCE | 0.17557 | 0.18177 | 0.16404 | 0.16801 | 0.16892 | -1.4689 | -1.4769 | -1.4849 | -1.4931 | -1.5013 | -1.5097 | -1.5181 | -1.5267 | -1.5353 | -1.544 | -1.5528 | -1.5618 | -1.5708 | -1.5799 | -1.5892 | -1.5985 | -1.6079 | -1.6175 | -1.6272 | -1.637 | -1.6469 | -1.657 | -1.6671 | -1.6774 | -1.6878 | -1.6984 | -1.709 | -1.709
F1_Commercial_Grocery_Existing_Space Heating_Natural Gas_Unit Heater_E4 | F1 | Commercial | Grocery | Existing | Space Heating | Natural Gas | Unit Heater | E4 | CCE | 0 | 0 | 0 | 0 | 0 | 0 | 0 | 0 | 0 | 0 | 0 | 0 | 0 | 0 | 0 | 0 | 0 | 0 | 0 | 0 | 0 | 0 | 0 | 0 | 0 | 0 | 0 | 0 | 0 | 0 | 0 | 0 | 0
F1_Commercial_Grocery_Existing_Space Heating_Natural Gas_Unit Heater_E5 | F1 | Commercial | Grocery | Existing | Space Heating | Natural Gas | Unit Heater | E5 | CCE | 0 | 0 | 0 | 0 | 0 | 0 | 0 | 0 | 0 | 0 | 0 | 0 | 0 | 0 | 0 | 0 | 0 | 0 | 0 | 0 | 0 | 0 | 0 | 0 | 0 | 0 | 0 | 0 | 0 | 0 | 0 | 0 | 0
F1_Commercial_Grocery_Existing_Space Heating_Natural Gas_Unit Heater_E6 | F1 | Commercial | Grocery | Existing | Space Heating | Natural Gas | Unit Heater | E6 | CCE | 0 | 0 | 0 | 0 | 0 | 0 | 0 | 0 | 0 | 0 | 0 | 0 | 0 | 0 | 0 | 0 | 0 | 0 | 0 | 0 | 0 | 0 | 0 | 0 | 0 | 0 | 0 | 0 | 0 | 0 | 0 | 0 | 0
F1_Commercial_Grocery_Existing_Space Heating_Natural Gas_Unit Heater_E7 | F1 | Commercial | Grocery | Existing | Space Heating | Natural Gas | Unit Heater | E7 | CCE | 0 | 0 | 0 | 0 | 0 | 0 | 0 | 0 | 0 | 0 | 0 | 0 | 0 | 0 | 0 | 0 | 0 | 0 | 0 | 0 | 0 | 0 | 0 | 0 | 0 | 0 | 0 | 0 | 0 | 0 | 0 | 0 | 0
F1_Commercial_Grocery_Existing_Space Heating_Natural Gas_Unit Heater_E8 | F1 | Commercial | Grocery | Existing | Space Heating | Natural Gas | Unit Heater | E8 | CCE | 0 | 0 | 0 | 0 | 0 | 0 | 0 | 0 | 0 | 0 | 0 | 0 | 0 | 0 | 0 | 0 | 0 | 0 | 0 | 0 | 0 | 0 | 0 | 0 | 0 | 0 | 0 | 0 | 0 | 0 | 0 | 0 | 0
F1_Commercial_Grocery_Existing_Space Heating_Natural Gas_Unit Heater_E9 | F1 | Commercial | Grocery | Existing | Space Heating | Natural Gas | Unit Heater | E9 | CCE | 0 | 0 | 0 | 0 | 0 | 0 | 0 | 0 | 0 | 0 | 0 | 0 | 0 | 0 | 0 | 0 | 0 | 0 | 0 | 0 | 0 | 0 | 0 | 0 | 0 | 0 | 0 | 0 | 0 | 0 | 0 | 0 | 0
F1_Commercial_Grocery_Existing_Space Heating_Natural Gas_Unit Heater_E10 | F1 | Commercial | Grocery | Existing | Space Heating | Natural Gas | Unit Heater | E10 | CCE | 0 | 0 | 0 | 0 | 0 | 0 | 0 | 0 | 0 | 0 | 0 | 0 | 0 | 0 | 0 | 0 | 0 | 0 | 0 | 0 | 0 | 0 | 0 | 0 | 0 | 0 | 0 | 0 | 0 | 0 | 0 | 0 | 0
F2_Commercial_Grocery_Existing_Space Heating_Natural Gas_Unit Heater_E1 | F2 | Commercial | Grocery | Existing | Space Heating | Natural Gas | Unit Heater | E1 | TRC BC Ratio | 1 | 1 | 1 | 1 | 1 | 0 | 0 | 0 | 0 | 0 | 0 | 0 | 0 | 0 | 0 | 0 | 0 | 0 | 0 | 0 | 0 | 0 | 0 | 0 | 0 | 0 | 0 | 0 | 0 | 0 | 0 | 0 | 0
F2_Commercial_Grocery_Existing_Space Heating_Natural Gas_Unit Heater_E2 | F2 | Commercial | Grocery | Existing | Space Heating | Natural Gas | Unit Heater | E2 | TRC BC Ratio | 0.97102 | 0.97017 | 0.97275 | 0.96494 | 0.9594 | 1 | 1 | 1 | 1 | 1 | 1 | 1 | 1 | 1 | 1 | 1 | 1 | 1 | 1 | 1 | 1 | 1 | 1 | 1 | 1 | 1 | 1 | 1 | 1 | 1 | 1 | 1 | 1
F2_Commercial_Grocery_Existing_Space Heating_Natural Gas_Unit Heater_E3 | F2 | Commercial | Grocery | Existing | Space Heating | Natural Gas | Unit Heater | E3 | TRC BC Ratio | 12.4546 | 12.4437 | 12.4768 | 12.3766 | 12.3055 | 1 | 1 | 1 | 1 | 1 | 1 | 1 | 1 | 1 | 1 | 1 | 1 | 1 | 1 | 1 | 1 | 1 | 1 | 1 | 1 | 1 | 1 | 1 | 1 | 1 | 1 | 1 | 1
F2_Commercial_Grocery_Existing_Space Heating_Natural Gas_Unit Heater_E4 | F2 | Commercial | Grocery | Existing | Space Heating | Natural Gas | Unit Heater | E4 | TRC BC Ratio | 0 | 0 | 0 | 0 | 0 | 0 | 0 | 0 | 0 | 0 | 0 | 0 | 0 | 0 | 0 | 0 | 0 | 0 | 0 | 0 | 0 | 0 | 0 | 0 | 0 | 0 | 0 | 0 | 0 | 0 | 0 | 0 | 0
F2_Commercial_Grocery_Existing_Space Heating_Natural Gas_Unit Heater_E5 | F2 | Commercial | Grocery | Existing | Space Heating | Natural Gas | Unit Heater | E5 | TRC BC Ratio | 0 | 0 | 0 | 0 | 0 | 0 | 0 | 0 | 0 | 0 | 0 | 0 | 0 | 0 | 0 | 0 | 0 | 0 | 0 | 0 | 0 | 0 | 0 | 0 | 0 | 0 | 0 | 0 | 0 | 0 | 0 | 0 | 0
F2_Commercial_Grocery_Existing_Space Heating_Natural Gas_Unit Heater_E6 | F2 | Commercial | Grocery | Existing | Space Heating | Natural Gas | Unit Heater | E6 | TRC BC Ratio | 0 | 0 | 0 | 0 | 0 | 0 | 0 | 0 | 0 | 0 | 0 | 0 | 0 | 0 | 0 | 0 | 0 | 0 | 0 | 0 | 0 | 0 | 0 | 0 | 0 | 0 | 0 | 0 | 0 | 0 | 0 | 0 | 0
F2_Commercial_Grocery_Existing_Space Heating_Natural Gas_Unit Heater_E7 | F2 | Commercial | Grocery | Existing | Space Heating | Natural Gas | Unit Heater | E7 | TRC BC Ratio | 0 | 0 | 0 | 0 | 0 | 0 | 0 | 0 | 0 | 0 | 0 | 0 | 0 | 0 | 0 | 0 | 0 | 0 | 0 | 0 | 0 | 0 | 0 | 0 | 0 | 0 | 0 | 0 | 0 | 0 | 0 | 0 | 0
F2_Commercial_Grocery_Existing_Space Heating_Natural Gas_Unit Heater_E8 | F2 | Commercial | Grocery | Existing | Space Heating | Natural Gas | Unit Heater | E8 | TRC BC Ratio | 0 | 0 | 0 | 0 | 0 | 0 | 0 | 0 | 0 | 0 | 0 | 0 | 0 | 0 | 0 | 0 | 0 | 0 | 0 | 0 | 0 | 0 | 0 | 0 | 0 | 0 | 0 | 0 | 0 | 0 | 0 | 0 | 0
F2_Commercial_Grocery_Existing_Space Heating_Natural Gas_Unit Heater_E9 | F2 | Commercial | Grocery | Existing | Space Heating | Natural Gas | Unit Heater | E9 | TRC BC Ratio | 0 | 0 | 0 | 0 | 0 | 0 | 0 | 0 | 0 | 0 | 0 | 0 | 0 | 0 | 0 | 0 | 0 | 0 | 0 | 0 | 0 | 0 | 0 | 0 | 0 | 0 | 0 | 0 | 0 | 0 | 0 | 0 | 0
F2_Commercial_Grocery_Existing_Space Heating_Natural Gas_Unit Heater_E10 | F2 | Commercial | Grocery | Existing | Space Heating | Natural Gas | Unit Heater | E10 | TRC BC Ratio | 0 | 0 | 0 | 0 | 0 | 0 | 0 | 0 | 0 | 0 | 0 | 0 | 0 | 0 | 0 | 0 | 0 | 0 | 0 | 0 | 0 | 0 | 0 | 0 | 0 | 0 | 0 | 0 | 0 | 0 | 0 | 0 | 0
F3_Commercial_Grocery_Existing_Space Heating_Natural Gas_Unit Heater_E1 | F3 | Commercial | Grocery | Existing | Space Heating | Natural Gas | Unit Heater | E1 | PACT BC Ratio | 1 | 1 | 1 | 1 | 1 | 0 | 0 | 0 | 0 | 0 | 0 | 0 | 0 | 0 | 0 | 0 | 0 | 0 | 0 | 0 | 0 | 0 | 0 | 0 | 0 | 0 | 0 | 0 | 0 | 0 | 0 | 0 | 0
F3_Commercial_Grocery_Existing_Space Heating_Natural Gas_Unit Heater_E2 | F3 | Commercial | Grocery | Existing | Space Heating | Natural Gas | Unit Heater | E2 | PACT BC Ratio | 1.2947 | 1.2936 | 1.297 | 1.2866 | 1.2792 | 1 | 1 | 1 | 1 | 1 | 1 | 1 | 1 | 1 | 1 | 1 | 1 | 1 | 1 | 1 | 1 | 1 | 1 | 1 | 1 | 1 | 1 | 1 | 1 | 1 | 1 | 1 | 1
F3_Commercial_Grocery_Existing_Space Heating_Natural Gas_Unit Heater_E3 | F3 | Commercial | Grocery | Existing | Space Heating | Natural Gas | Unit Heater | E3 | PACT BC Ratio | 16.6062 | 16.5916 | 16.6357 | 16.5021 | 16.4073 | 1 | 1 | 1 | 1 | 1 | 1 | 1 | 1 | 1 | 1 | 1 | 1 | 1 | 1 | 1 | 1 | 1 | 1 | 1 | 1 | 1 | 1 | 1 | 1 | 1 | 1 | 1 | 1
F3_Commercial_Grocery_Existing_Space Heating_Natural Gas_Unit Heater_E4 | F3 | Commercial | Grocery | Existing | Space Heating | Natural Gas | Unit Heater | E4 | PACT BC Ratio | 0 | 0 | 0 | 0 | 0 | 0 | 0 | 0 | 0 | 0 | 0 | 0 | 0 | 0 | 0 | 0 | 0 | 0 | 0 | 0 | 0 | 0 | 0 | 0 | 0 | 0 | 0 | 0 | 0 | 0 | 0 | 0 | 0
F3_Commercial_Grocery_Existing_Space Heating_Natural Gas_Unit Heater_E5 | F3 | Commercial | Grocery | Existing | Space Heating | Natural Gas | Unit Heater | E5 | PACT BC Ratio | 0 | 0 | 0 | 0 | 0 | 0 | 0 | 0 | 0 | 0 | 0 | 0 | 0 | 0 | 0 | 0 | 0 | 0 | 0 | 0 | 0 | 0 | 0 | 0 | 0 | 0 | 0 | 0 | 0 | 0 | 0 | 0 | 0
F3_Commercial_Grocery_Existing_Space Heating_Natural Gas_Unit Heater_E6 | F3 | Commercial | Grocery | Existing | Space Heating | Natural Gas | Unit Heater | E6 | PACT BC Ratio | 0 | 0 | 0 | 0 | 0 | 0 | 0 | 0 | 0 | 0 | 0 | 0 | 0 | 0 | 0 | 0 | 0 | 0 | 0 | 0 | 0 | 0 | 0 | 0 | 0 | 0 | 0 | 0 | 0 | 0 | 0 | 0 | 0
F3_Commercial_Grocery_Existing_Space Heating_Natural Gas_Unit Heater_E7 | F3 | Commercial | Grocery | Existing | Space Heating | Natural Gas | Unit Heater | E7 | PACT BC Ratio | 0 | 0 | 0 | 0 | 0 | 0 | 0 | 0 | 0 | 0 | 0 | 0 | 0 | 0 | 0 | 0 | 0 | 0 | 0 | 0 | 0 | 0 | 0 | 0 | 0 | 0 | 0 | 0 | 0 | 0 | 0 | 0 | 0
F3_Commercial_Grocery_Existing_Space Heating_Natural Gas_Unit Heater_E8 | F3 | Commercial | Grocery | Existing | Space Heating | Natural Gas | Unit Heater | E8 | PACT BC Ratio | 0 | 0 | 0 | 0 | 0 | 0 | 0 | 0 | 0 | 0 | 0 | 0 | 0 | 0 | 0 | 0 | 0 | 0 | 0 | 0 | 0 | 0 | 0 | 0 | 0 | 0 | 0 | 0 | 0 | 0 | 0 | 0 | 0
F3_Commercial_Grocery_Existing_Space Heating_Natural Gas_Unit Heater_E9 | F3 | Commercial | Grocery | Existing | Space Heating | Natural Gas | Unit Heater | E9 | PACT BC Ratio | 0 | 0 | 0 | 0 | 0 | 0 | 0 | 0 | 0 | 0 | 0 | 0 | 0 | 0 | 0 | 0 | 0 | 0 | 0 | 0 | 0 | 0 | 0 | 0 | 0 | 0 | 0 | 0 | 0 | 0 | 0 | 0 | 0
F3_Commercial_Grocery_Existing_Space Heating_Natural Gas_Unit Heater_E10 | F3 | Commercial | Grocery | Existing | Space Heating | Natural Gas | Unit Heater | E10 | PACT BC Ratio | 0 | 0 | 0 | 0 | 0 | 0 | 0 | 0 | 0 | 0 | 0 | 0 | 0 | 0 | 0 | 0 | 0 | 0 | 0 | 0 | 0 | 0 | 0 | 0 | 0 | 0 | 0 | 0 | 0 | 0 | 0 | 0 | 0
F4_Commercial_Grocery_Existing_Space Heating_Natural Gas_Unit Heater_E1 | F4 | Commercial | Grocery | Existing | Space Heating | Natural Gas | Unit Heater | E1 | RVT BC Ratio | 1 | 1 | 1 | 1 | 1 | 0 | 0 | 0 | 0 | 0 | 0 | 0 | 0 | 0 | 0 | 0 | 0 | 0 | 0 | 0 | 0 | 0 | 0 | 0 | 0 | 0 | 0 | 0 | 0 | 0 | 0 | 0 | 0
F4_Commercial_Grocery_Existing_Space Heating_Natural Gas_Unit Heater_E2 | F4 | Commercial | Grocery | Existing | Space Heating | Natural Gas | Unit Heater | E2 | RVT BC Ratio | 2.096 | 2.0948 | 2.0985 | 2.0873 | 2.0793 | 1 | 1 | 1 | 1 | 1 | 1 | 1 | 1 | 1 | 1 | 1 | 1 | 1 | 1 | 1 | 1 | 1 | 1 | 1 | 1 | 1 | 1 | 1 | 1 | 1 | 1 | 1 | 1
F4_Commercial_Grocery_Existing_Space Heating_Natural Gas_Unit Heater_E3 | F4 | Commercial | Grocery | Existing | Space Heating | Natural Gas | Unit Heater | E3 | RVT BC Ratio | 18.6057 | 18.59 | 18.6376 | 18.4936 | 18.3913 | 1 | 1 | 1 | 1 | 1 | 1 | 1 | 1 | 1 | 1 | 1 | 1 | 1 | 1 | 1 | 1 | 1 | 1 | 1 | 1 | 1 | 1 | 1 | 1 | 1 | 1 | 1 | 1
F4_Commercial_Grocery_Existing_Space Heating_Natural Gas_Unit Heater_E4 | F4 | Commercial | Grocery | Existing | Space Heating | Natural Gas | Unit Heater | E4 | RVT BC Ratio | 0 | 0 | 0 | 0 | 0 | 0 | 0 | 0 | 0 | 0 | 0 | 0 | 0 | 0 | 0 | 0 | 0 | 0 | 0 | 0 | 0 | 0 | 0 | 0 | 0 | 0 | 0 | 0 | 0 | 0 | 0 | 0 | 0
F4_Commercial_Grocery_Existing_Space Heating_Natural Gas_Unit Heater_E5 | F4 | Commercial | Grocery | Existing | Space Heating | Natural Gas | Unit Heater | E5 | RVT BC Ratio | 0 | 0 | 0 | 0 | 0 | 0 | 0 | 0 | 0 | 0 | 0 | 0 | 0 | 0 | 0 | 0 | 0 | 0 | 0 | 0 | 0 | 0 | 0 | 0 | 0 | 0 | 0 | 0 | 0 | 0 | 0 | 0 | 0
F4_Commercial_Grocery_Existing_Space Heating_Natural Gas_Unit Heater_E6 | F4 | Commercial | Grocery | Existing | Space Heating | Natural Gas | Unit Heater | E6 | RVT BC Ratio | 0 | 0 | 0 | 0 | 0 | 0 | 0 | 0 | 0 | 0 | 0 | 0 | 0 | 0 | 0 | 0 | 0 | 0 | 0 | 0 | 0 | 0 | 0 | 0 | 0 | 0 | 0 | 0 | 0 | 0 | 0 | 0 | 0
F4_Commercial_Grocery_Existing_Space Heating_Natural Gas_Unit Heater_E7 | F4 | Commercial | Grocery | Existing | Space Heating | Natural Gas | Unit Heater | E7 | RVT BC Ratio | 0 | 0 | 0 | 0 | 0 | 0 | 0 | 0 | 0 | 0 | 0 | 0 | 0 | 0 | 0 | 0 | 0 | 0 | 0 | 0 | 0 | 0 | 0 | 0 | 0 | 0 | 0 | 0 | 0 | 0 | 0 | 0 | 0
F4_Commercial_Grocery_Existing_Space Heating_Natural Gas_Unit Heater_E8 | F4 | Commercial | Grocery | Existing | Space Heating | Natural Gas | Unit Heater | E8 | RVT BC Ratio | 0 | 0 | 0 | 0 | 0 | 0 | 0 | 0 | 0 | 0 | 0 | 0 | 0 | 0 | 0 | 0 | 0 | 0 | 0 | 0 | 0 | 0 | 0 | 0 | 0 | 0 | 0 | 0 | 0 | 0 | 0 | 0 | 0
F4_Commercial_Grocery_Existing_Space Heating_Natural Gas_Unit Heater_E9 | F4 | Commercial | Grocery | Existing | Space Heating | Natural Gas | Unit Heater | E9 | RVT BC Ratio | 0 | 0 | 0 | 0 | 0 | 0 | 0 | 0 | 0 | 0 | 0 | 0 | 0 | 0 | 0 | 0 | 0 | 0 | 0 | 0 | 0 | 0 | 0 | 0 | 0 | 0 | 0 | 0 | 0 | 0 | 0 | 0 | 0
F4_Commercial_Grocery_Existing_Space Heating_Natural Gas_Unit Heater_E10 | F4 | Commercial | Grocery | Existing | Space Heating | Natural Gas | Unit Heater | E10 | RVT BC Ratio | 0 | 0 | 0 | 0 | 0 | 0 | 0 | 0 | 0 | 0 | 0 | 0 | 0 | 0 | 0 | 0 | 0 | 0 | 0 | 0 | 0 | 0 | 0 | 0 | 0 | 0 | 0 | 0 | 0 | 0 | 0 | 0 | 0
F5_Commercial_Grocery_Existing_Space Heating_Natural Gas_Unit Heater_E1 | F5 | Commercial | Grocery | Existing | Space Heating | Natural Gas | Unit Heater | E1 | RIM BC Ratio | 1 | 1 | 1 | 1 | 1 | 0 | 0 | 0 | 0 | 0 | 0 | 0 | 0 | 0 | 0 | 0 | 0 | 0 | 0 | 0 | 0 | 0 | 0 | 0 | 0 | 0 | 0 | 0 | 0 | 0 | 0 | 0 | 0
F5_Commercial_Grocery_Existing_Space Heating_Natural Gas_Unit Heater_E2 | F5 | Commercial | Grocery | Existing | Space Heating | Natural Gas | Unit Heater | E2 | RIM BC Ratio | 0.5075 | 0.50732 | 0.50785 | 0.50625 | 0.5051 | 1 | 1 | 1 | 1 | 1 | 1 | 1 | 1 | 1 | 1 | 1 | 1 | 1 | 1 | 1 | 1 | 1 | 1 | 1 | 1 | 1 | 1 | 1 | 1 | 1 | 1 | 1 | 1
F5_Commercial_Grocery_Existing_Space Heating_Natural Gas_Unit Heater_E3 | F5 | Commercial | Grocery | Existing | Space Heating | Natural Gas | Unit Heater | E3 | RIM BC Ratio | 0.79473 | 0.7947 | 0.7948 | 0.79449 | 0.79427 | 1 | 1 | 1 | 1 | 1 | 1 | 1 | 1 | 1 | 1 | 1 | 1 | 1 | 1 | 1 | 1 | 1 | 1 | 1 | 1 | 1 | 1 | 1 | 1 | 1 | 1 | 1 | 1
F5_Commercial_Grocery_Existing_Space Heating_Natural Gas_Unit Heater_E4 | F5 | Commercial | Grocery | Existing | Space Heating | Natural Gas | Unit Heater | E4 | RIM BC Ratio | 0 | 0 | 0 | 0 | 0 | 0 | 0 | 0 | 0 | 0 | 0 | 0 | 0 | 0 | 0 | 0 | 0 | 0 | 0 | 0 | 0 | 0 | 0 | 0 | 0 | 0 | 0 | 0 | 0 | 0 | 0 | 0 | 0
F5_Commercial_Grocery_Existing_Space Heating_Natural Gas_Unit Heater_E5 | F5 | Commercial | Grocery | Existing | Space Heating | Natural Gas | Unit Heater | E5 | RIM BC Ratio | 0 | 0 | 0 | 0 | 0 | 0 | 0 | 0 | 0 | 0 | 0 | 0 | 0 | 0 | 0 | 0 | 0 | 0 | 0 | 0 | 0 | 0 | 0 | 0 | 0 | 0 | 0 | 0 | 0 | 0 | 0 | 0 | 0
F5_Commercial_Grocery_Existing_Space Heating_Natural Gas_Unit Heater_E6 | F5 | Commercial | Grocery | Existing | Space Heating | Natural Gas | Unit Heater | E6 | RIM BC Ratio | 0 | 0 | 0 | 0 | 0 | 0 | 0 | 0 | 0 | 0 | 0 | 0 | 0 | 0 | 0 | 0 | 0 | 0 | 0 | 0 | 0 | 0 | 0 | 0 | 0 | 0 | 0 | 0 | 0 | 0 | 0 | 0 | 0
F5_Commercial_Grocery_Existing_Space Heating_Natural Gas_Unit Heater_E7 | F5 | Commercial | Grocery | Existing | Space Heating | Natural Gas | Unit Heater | E7 | RIM BC Ratio | 0 | 0 | 0 | 0 | 0 | 0 | 0 | 0 | 0 | 0 | 0 | 0 | 0 | 0 | 0 | 0 | 0 | 0 | 0 | 0 | 0 | 0 | 0 | 0 | 0 | 0 | 0 | 0 | 0 | 0 | 0 | 0 | 0
F5_Commercial_Grocery_Existing_Space Heating_Natural Gas_Unit Heater_E8 | F5 | Commercial | Grocery | Existing | Space Heating | Natural Gas | Unit Heater | E8 | RIM BC Ratio | 0 | 0 | 0 | 0 | 0 | 0 | 0 | 0 | 0 | 0 | 0 | 0 | 0 | 0 | 0 | 0 | 0 | 0 | 0 | 0 | 0 | 0 | 0 | 0 | 0 | 0 | 0 | 0 | 0 | 0 | 0 | 0 | 0
F5_Commercial_Grocery_Existing_Space Heating_Natural Gas_Unit Heater_E9 | F5 | Commercial | Grocery | Existing | Space Heating | Natural Gas | Unit Heater | E9 | RIM BC Ratio | 0 | 0 | 0 | 0 | 0 | 0 | 0 | 0 | 0 | 0 | 0 | 0 | 0 | 0 | 0 | 0 | 0 | 0 | 0 | 0 | 0 | 0 | 0 | 0 | 0 | 0 | 0 | 0 | 0 | 0 | 0 | 0 | 0
F5_Commercial_Grocery_Existing_Space Heating_Natural Gas_Unit Heater_E10 | F5 | Commercial | Grocery | Existing | Space Heating | Natural Gas | Unit Heater | E10 | RIM BC Ratio | 0 | 0 | 0 | 0 | 0 | 0 | 0 | 0 | 0 | 0 | 0 | 0 | 0 | 0 | 0 | 0 | 0 | 0 | 0 | 0 | 0 | 0 | 0 | 0 | 0 | 0 | 0 | 0 | 0 | 0 | 0 | 0 | 0
F0_Commercial_Grocery_Existing_Water Heating_Natural Gas_Water Heater_E0 | F0 | Commercial | Grocery | Existing | Water Heating | Natural Gas | Water Heater | E0 | Economic Unit | Gas-Fired Absorption HPWH | Gas-Fired Absorption HPWH | Gas-Fired Absorption HPWH | Gas-Fired Absorption HPWH | Gas-Fired Absorption HPWH | Gas-Fired Absorption HPWH | Gas-Fired Absorption HPWH | Gas-Fired Absorption HPWH | Gas-Fired Absorption HPWH | Gas-Fired Absorption HPWH | Gas-Fired Absorption HPWH | Gas-Fired Absorption HPWH | Gas-Fired Absorption HPWH | Gas-Fired Absorption HPWH | Gas-Fired Absorption HPWH | Gas-Fired Absorption HPWH | Gas-Fired Absorption HPWH | Gas-Fired Absorption HPWH | Gas-Fired Absorption HPWH | Gas-Fired Absorption HPWH | Gas-Fired Absorption HPWH | Gas-Fired Absorption HPWH | Gas-Fired Absorption HPWH | Gas-Fired Absorption HPWH | Gas-Fired Absorption HPWH | Gas-Fired Absorption HPWH | Gas-Fired Absorption HPWH | Gas-Fired Absorption HPWH | Gas-Fired Absorption HPWH | Gas-Fired Absorption HPWH | Gas-Fired Absorption HPWH | Gas-Fired Absorption HPWH | Gas-Fired Absorption HPWH
F1_Commercial_Grocery_Existing_Water Heating_Natural Gas_Water Heater_E1 | F1 | Commercial | Grocery | Existing | Water Heating | Natural Gas | Water Heater | E1 | CCE | 0 | 0 | 0 | 0 | 0 | 0 | 0 | 0 | 0 | 0 | 0 | 0 | 0 | 0 | 0 | 0 | 0 | 0 | 0 | 0 | 0 | 0 | 0 | 0 | 0 | 0 | 0 | 0 | 0 | 0 | 0 | 0 | 0
F1_Commercial_Grocery_Existing_Water Heating_Natural Gas_Water Heater_E2 | F1 | Commercial | Grocery | Existing | Water Heating | Natural Gas | Water Heater | E2 | CCE | -0.0030743 | -0.0031829 | -0.0028572 | -0.0029108 | -0.0029108 | -0.0029108 | -0.0029108 | -0.0029108 | -0.0029108 | -0.0029108 | -0.0029108 | -0.0029108 | -0.0029108 | -0.0029108 | -0.0029108 | -0.0029108 | -0.0029108 | -0.0029108 | -0.0029108 | -0.0029108 | -0.0029108 | -0.0029108 | -0.0029108 | -0.0029108 | -0.0029108 | -0.0029108 | -0.0029108 | -0.0029108 | -0.0029108 | -0.0029108 | -0.0029108 | -0.0029108 | -0.0029108
F1_Commercial_Grocery_Existing_Water Heating_Natural Gas_Water Heater_E3 | F1 | Commercial | Grocery | Existing | Water Heating | Natural Gas | Water Heater | E3 | CCE | 0.024044 | 0.024893 | 0.022346 | 0.022765 | 0.022765 | 0.022765 | 0.022765 | 0.022765 | 0.022765 | 0.022765 | 0.022765 | 0.022765 | 0.022765 | 0.022765 | 0.022765 | 0.022765 | 0.022765 | 0.022765 | 0.022765 | 0.022765 | 0.022765 | 0.022765 | 0.022765 | 0.022765 | 0.022765 | 0.022765 | 0.022765 | 0.022765 | 0.022765 | 0.022765 | 0.022765 | 0.022765 | 0.022765
F1_Commercial_Grocery_Existing_Water Heating_Natural Gas_Water Heater_E4 | F1 | Commercial | Grocery | Existing | Water Heating | Natural Gas | Water Heater | E4 | CCE | 0.029607 | 0.030653 | 0.027517 | 0.028033 | 0.028033 | 0.028033 | 0.028033 | 0.028033 | 0.028033 | 0.028033 | 0.028033 | 0.028033 | 0.028033 | 0.028033 | 0.028033 | 0.028033 | 0.028033 | 0.028033 | 0.028033 | 0.028033 | 0.028033 | 0.028033 | 0.028033 | 0.028033 | 0.028033 | 0.028033 | 0.028033 | 0.028033 | 0.028033 | 0.028033 | 0.028033 | 0.028033 | 0.028033
F1_Commercial_Grocery_Existing_Water Heating_Natural Gas_Water Heater_E5 | F1 | Commercial | Grocery | Existing | Water Heating | Natural Gas | Water Heater | E5 | CCE | 0.046513 | 0.048157 | 0.043229 | 0.04404 | 0.04404 | 0.04404 | 0.04404 | 0.04404 | 0.04404 | 0.04404 | 0.04404 | 0.04404 | 0.04404 | 0.04404 | 0.04404 | 0.04404 | 0.04404 | 0.04404 | 0.04404 | 0.04404 | 0.04404 | 0.04404 | 0.04404 | 0.04404 | 0.04404 | 0.04404 | 0.04404 | 0.04404 | 0.04404 | 0.04404 | 0.04404 | 0.04404 | 0.04404
F1_Commercial_Grocery_Existing_Water Heating_Natural Gas_Water Heater_E6 | F1 | Commercial | Grocery | Existing | Water Heating | Natural Gas | Water Heater | E6 | CCE | -0.10416 | -0.10784 | -0.096807 | -0.098622 | -0.098622 | -0.098622 | -0.098622 | -0.098622 | -0.098622 | -0.098622 | -0.098622 | -0.098622 | -0.098622 | -0.098622 | -0.098622 | -0.098622 | -0.098622 | -0.098622 | -0.098622 | -0.098622 | -0.098622 | -0.098622 | -0.098622 | -0.098622 | -0.098622 | -0.098622 | -0.098622 | -0.098622 | -0.098622 | -0.098622 | -0.098622 | -0.098622 | -0.098622
F1_Commercial_Grocery_Existing_Water Heating_Natural Gas_Water Heater_E7 | F1 | Commercial | Grocery | Existing | Water Heating | Natural Gas | Water Heater | E7 | CCE | -0.077898 | -0.080651 | -0.072399 | -0.073756 | -0.073756 | -0.073756 | -0.073756 | -0.073756 | -0.073756 | -0.073756 | -0.073756 | -0.073756 | -0.073756 | -0.073756 | -0.073756 | -0.073756 | -0.073756 | -0.073756 | -0.073756 | -0.073756 | -0.073756 | -0.073756 | -0.073756 | -0.073756 | -0.073756 | -0.073756 | -0.073756 | -0.073756 | -0.073756 | -0.073756 | -0.073756 | -0.073756 | -0.073756
F1_Commercial_Grocery_Existing_Water Heating_Natural Gas_Water Heater_E8 | F1 | Commercial | Grocery | Existing | Water Heating | Natural Gas | Water Heater | E8 | CCE | 0 | 0 | 0 | 0 | 0 | 0 | 0 | 0 | 0 | 0 | 0 | 0 | 0 | 0 | 0 | 0 | 0 | 0 | 0 | 0 | 0 | 0 | 0 | 0 | 0 | 0 | 0 | 0 | 0 | 0 | 0 | 0 | 0
F1_Commercial_Grocery_Existing_Water Heating_Natural Gas_Water Heater_E9 | F1 | Commercial | Grocery | Existing | Water Heating | Natural Gas | Water Heater | E9 | CCE | 0 | 0 | 0 | 0 | 0 | 0 | 0 | 0 | 0 | 0 | 0 | 0 | 0 | 0 | 0 | 0 | 0 | 0 | 0 | 0 | 0 | 0 | 0 | 0 | 0 | 0 | 0 | 0 | 0 | 0 | 0 | 0 | 0
F1_Commercial_Grocery_Existing_Water Heating_Natural Gas_Water Heater_E10 | F1 | Commercial | Grocery | Existing | Water Heating | Natural Gas | Water Heater | E10 | CCE | 0 | 0 | 0 | 0 | 0 | 0 | 0 | 0 | 0 | 0 | 0 | 0 | 0 | 0 | 0 | 0 | 0 | 0 | 0 | 0 | 0 | 0 | 0 | 0 | 0 | 0 | 0 | 0 | 0 | 0 | 0 | 0 | 0
F2_Commercial_Grocery_Existing_Water Heating_Natural Gas_Water Heater_E1 | F2 | Commercial | Grocery | Existing | Water Heating | Natural Gas | Water Heater | E1 | TRC BC Ratio | bar: 2019 to 2051
F2_Commercial_Grocery_Existing_Water Heating_Natural Gas_Water Heater_E2 | F2 | Commercial | Grocery | Existing | Water Heating | Natural Gas | Water Heater | E2 | TRC BC Ratio | bar: 2019 to 2051
F2_Commercial_Grocery_Existing_Water Heating_Natural Gas_Water Heater_E3 | F2 | Commercial | Grocery | Existing | Water Heating | Natural Gas | Water Heater | E3 | TRC BC Ratio | 53.7808 | 53.7002 | 53.8991 | 53.4449 | 53.1568 | 53.3783 | 54.0484 | 54.5785 | 55.2361 | 55.8572 | 56.4786 | 57.0491 | 57.6627 | 58.3029 | 58.9157 | 59.5399 | 60.1737 | 60.8647 | 61.5827 | 62.3414 | 63.0899 | 63.8699 | 64.5942 | 65.3418 | 66.004 | 66.5796 | 67.1017 | 67.5545 | 67.908 | 68.1996 | 68.3623 | 68.4712 | 68.4712
F2_Commercial_Grocery_Existing_Water Heating_Natural Gas_Water Heater_E4 | F2 | Commercial | Grocery | Existing | Water Heating | Natural Gas | Water Heater | E4 | TRC BC Ratio | 43.6753 | 43.6099 | 43.7714 | 43.4025 | 43.1685 | 43.3485 | 43.8926 | 44.3231 | 44.8572 | 45.3615 | 45.8662 | 46.3295 | 46.8278 | 47.3477 | 47.8453 | 48.3523 | 48.8669 | 49.4282 | 50.0112 | 50.6274 | 51.2352 | 51.8686 | 52.4568 | 53.064 | 53.6017 | 54.0692 | 54.4932 | 54.8609 | 55.148 | 55.3848 | 55.5169 | 55.6054 | 55.6054
F2_Commercial_Grocery_Existing_Water Heating_Natural Gas_Water Heater_E5 | F2 | Commercial | Grocery | Existing | Water Heating | Natural Gas | Water Heater | E5 | TRC BC Ratio | 27.8007 | 27.7591 | 27.8619 | 27.6271 | 27.4781 | 27.5927 | 27.939 | 28.2131 | 28.553 | 28.8741 | 29.1953 | 29.4902 | 29.8074 | 30.1383 | 30.4551 | 30.7778 | 31.1054 | 31.4626 | 31.8337 | 32.2259 | 32.6128 | 33.016 | 33.3904 | 33.7769 | 34.1192 | 34.4167 | 34.6866 | 34.9207 | 35.1034 | 35.2542 | 35.3383 | 35.3946 | 35.3946
F2_Commercial_Grocery_Existing_Water Heating_Natural Gas_Water Heater_E6 | F2 | Commercial | Grocery | Existing | Water Heating | Natural Gas | Water Heater | E6 | TRC BC Ratio | bar: 2019 to 2051
F2_Commercial_Grocery_Existing_Water Heating_Natural Gas_Water Heater_E7 | F2 | Commercial | Grocery | Existing | Water Heating | Natural Gas | Water Heater | E7 | TRC BC Ratio | bar: 2019 to 2051
F2_Commercial_Grocery_Existing_Water Heating_Natural Gas_Water Heater_E8 | F2 | Commercial | Grocery | Existing | Water Heating | Natural Gas | Water Heater | E8 | TRC BC Ratio | 0 | 0 | 0 | 0 | 0 | 0 | 0 | 0 | 0 | 0 | 0 | 0 | 0 | 0 | 0 | 0 | 0 | 0 | 0 | 0 | 0 | 0 | 0 | 0 | 0 | 0 | 0 | 0 | 0 | 0 | 0 | 0 | 0
F2_Commercial_Grocery_Existing_Water Heating_Natural Gas_Water Heater_E9 | F2 | Commercial | Grocery | Existing | Water Heating | Natural Gas | Water Heater | E9 | TRC BC Ratio | 0 | 0 | 0 | 0 | 0 | 0 | 0 | 0 | 0 | 0 | 0 | 0 | 0 | 0 | 0 | 0 | 0 | 0 | 0 | 0 | 0 | 0 | 0 | 0 | 0 | 0 | 0 | 0 | 0 | 0 | 0 | 0 | 0
F2_Commercial_Grocery_Existing_Water Heating_Natural Gas_Water Heater_E10 | F2 | Commercial | Grocery | Existing | Water Heating | Natural Gas | Water Heater | E10 | TRC BC Ratio | 0 | 0 | 0 | 0 | 0 | 0 | 0 | 0 | 0 | 0 | 0 | 0 | 0 | 0 | 0 | 0 | 0 | 0 | 0 | 0 | 0 | 0 | 0 | 0 | 0 | 0 | 0 | 0 | 0 | 0 | 0 | 0 | 0
F3_Commercial_Grocery_Existing_Water Heating_Natural Gas_Water Heater_E1 | F3 | Commercial | Grocery | Existing | Water Heating | Natural Gas | Water Heater | E1 | PACT BC Ratio | bar: 2019 to 2051
F3_Commercial_Grocery_Existing_Water Heating_Natural Gas_Water Heater_E2 | F3 | Commercial | Grocery | Existing | Water Heating | Natural Gas | Water Heater | E2 | PACT BC Ratio | bar: 2019 to 2051
F3_Commercial_Grocery_Existing_Water Heating_Natural Gas_Water Heater_E3 | F3 | Commercial | Grocery | Existing | Water Heating | Natural Gas | Water Heater | E3 | PACT BC Ratio | 71.7078 | 71.6003 | 71.8655 | 71.2599 | 70.8757 | 71.1711 | 72.0645 | 72.7713 | 73.6482 | 74.4763 | 75.3049 | 76.0655 | 76.8836 | 77.7371 | 78.5543 | 79.3866 | 80.2316 | 81.153 | 82.1103 | 83.1219 | 84.1199 | 85.1598 | 86.1256 | 87.1224 | 88.0053 | 88.7728 | 89.4689 | 90.0727 | 90.544 | 90.9328 | 91.1497 | 91.295 | 91.295
F3_Commercial_Grocery_Existing_Water Heating_Natural Gas_Water Heater_E4 | F3 | Commercial | Grocery | Existing | Water Heating | Natural Gas | Water Heater | E4 | PACT BC Ratio | 58.2338 | 58.1465 | 58.3619 | 57.8701 | 57.5581 | 57.7979 | 58.5235 | 59.0975 | 59.8095 | 60.4821 | 61.1549 | 61.7726 | 62.437 | 63.1302 | 63.7938 | 64.4697 | 65.1559 | 65.9042 | 66.6816 | 67.5032 | 68.3136 | 69.1582 | 69.9424 | 70.752 | 71.469 | 72.0922 | 72.6576 | 73.1479 | 73.5306 | 73.8463 | 74.0225 | 74.1405 | 74.1405
F3_Commercial_Grocery_Existing_Water Heating_Natural Gas_Water Heater_E5 | F3 | Commercial | Grocery | Existing | Water Heating | Natural Gas | Water Heater | E5 | PACT BC Ratio | 37.0676 | 37.0121 | 37.1492 | 36.8361 | 36.6375 | 36.7902 | 37.2521 | 37.6174 | 38.0707 | 38.4988 | 38.9271 | 39.3202 | 39.7432 | 40.1844 | 40.6068 | 41.037 | 41.4738 | 41.9501 | 42.445 | 42.9679 | 43.4838 | 44.0214 | 44.5206 | 45.0359 | 45.4923 | 45.889 | 46.2488 | 46.561 | 46.8046 | 47.0055 | 47.1177 | 47.1928 | 47.1928
F3_Commercial_Grocery_Existing_Water Heating_Natural Gas_Water Heater_E6 | F3 | Commercial | Grocery | Existing | Water Heating | Natural Gas | Water Heater | E6 | PACT BC Ratio | bar: 2019 to 2051
F3_Commercial_Grocery_Existing_Water Heating_Natural Gas_Water Heater_E7 | F3 | Commercial | Grocery | Existing | Water Heating | Natural Gas | Water Heater | E7 | PACT BC Ratio | bar: 2019 to 2051
F3_Commercial_Grocery_Existing_Water Heating_Natural Gas_Water Heater_E8 | F3 | Commercial | Grocery | Existing | Water Heating | Natural Gas | Water Heater | E8 | PACT BC Ratio | 0 | 0 | 0 | 0 | 0 | 0 | 0 | 0 | 0 | 0 | 0 | 0 | 0 | 0 | 0 | 0 | 0 | 0 | 0 | 0 | 0 | 0 | 0 | 0 | 0 | 0 | 0 | 0 | 0 | 0 | 0 | 0 | 0
F3_Commercial_Grocery_Existing_Water Heating_Natural Gas_Water Heater_E9 | F3 | Commercial | Grocery | Existing | Water Heating | Natural Gas | Water Heater | E9 | PACT BC Ratio | 0 | 0 | 0 | 0 | 0 | 0 | 0 | 0 | 0 | 0 | 0 | 0 | 0 | 0 | 0 | 0 | 0 | 0 | 0 | 0 | 0 | 0 | 0 | 0 | 0 | 0 | 0 | 0 | 0 | 0 | 0 | 0 | 0
F3_Commercial_Grocery_Existing_Water Heating_Natural Gas_Water Heater_E10 | F3 | Commercial | Grocery | Existing | Water Heating | Natural Gas | Water Heater | E10 | PACT BC Ratio | 0 | 0 | 0 | 0 | 0 | 0 | 0 | 0 | 0 | 0 | 0 | 0 | 0 | 0 | 0 | 0 | 0 | 0 | 0 | 0 | 0 | 0 | 0 | 0 | 0 | 0 | 0 | 0 | 0 | 0 | 0 | 0 | 0
F4_Commercial_Grocery_Existing_Water Heating_Natural Gas_Water Heater_E1 | F4 | Commercial | Grocery | Existing | Water Heating | Natural Gas | Water Heater | E1 | RVT BC Ratio | bar: 2019 to 2051
F4_Commercial_Grocery_Existing_Water Heating_Natural Gas_Water Heater_E2 | F4 | Commercial | Grocery | Existing | Water Heating | Natural Gas | Water Heater | E2 | RVT BC Ratio | bar: 2019 to 2051
F4_Commercial_Grocery_Existing_Water Heating_Natural Gas_Water Heater_E3 | F4 | Commercial | Grocery | Existing | Water Heating | Natural Gas | Water Heater | E3 | RVT BC Ratio | 78.0195 | 77.9037 | 78.1896 | 77.5366 | 77.1224 | 77.4409 | 78.4042 | 79.1663 | 80.1118 | 81.0047 | 81.8981 | 82.7182 | 83.6004 | 84.5207 | 85.4018 | 86.2992 | 87.2104 | 88.2039 | 89.2361 | 90.3269 | 91.403 | 92.5243 | 93.5656 | 94.6405 | 95.5925 | 96.42 | 97.1706 | 97.8217 | 98.3298 | 98.749 | 98.983 | 99.1396 | 99.1396
F4_Commercial_Grocery_Existing_Water Heating_Natural Gas_Water Heater_E4 | F4 | Commercial | Grocery | Existing | Water Heating | Natural Gas | Water Heater | E4 | RVT BC Ratio | 63.491 | 63.397 | 63.6292 | 63.0989 | 62.7625 | 63.0211 | 63.8035 | 64.4223 | 65.1902 | 65.9153 | 66.6408 | 67.3069 | 68.0233 | 68.7707 | 69.4862 | 70.215 | 70.9549 | 71.7618 | 72.6 | 73.4859 | 74.3597 | 75.2704 | 76.116 | 76.9889 | 77.7621 | 78.4341 | 79.0436 | 79.5724 | 79.985 | 80.3255 | 80.5154 | 80.6426 | 80.6426
F4_Commercial_Grocery_Existing_Water Heating_Natural Gas_Water Heater_E5 | F4 | Commercial | Grocery | Existing | Water Heating | Natural Gas | Water Heater | E5 | RVT BC Ratio | 40.6685 | 40.6086 | 40.7564 | 40.4189 | 40.2047 | 40.3694 | 40.8674 | 41.2613 | 41.75 | 42.2116 | 42.6734 | 43.0974 | 43.5534 | 44.0291 | 44.4846 | 44.9485 | 45.4195 | 45.9331 | 46.4667 | 47.0305 | 47.5868 | 48.1664 | 48.7047 | 49.2603 | 49.7524 | 50.1802 | 50.5682 | 50.9048 | 51.1674 | 51.3841 | 51.505 | 51.586 | 51.586
F4_Commercial_Grocery_Existing_Water Heating_Natural Gas_Water Heater_E6 | F4 | Commercial | Grocery | Existing | Water Heating | Natural Gas | Water Heater | E6 | RVT BC Ratio | bar: 2019 to 2051
F4_Commercial_Grocery_Existing_Water Heating_Natural Gas_Water Heater_E7 | F4 | Commercial | Grocery | Existing | Water Heating | Natural Gas | Water Heater | E7 | RVT BC Ratio | bar: 2019 to 2051
F4_Commercial_Grocery_Existing_Water Heating_Natural Gas_Water Heater_E8 | F4 | Commercial | Grocery | Existing | Water Heating | Natural Gas | Water Heater | E8 | RVT BC Ratio | 0 | 0 | 0 | 0 | 0 | 0 | 0 | 0 | 0 | 0 | 0 | 0 | 0 | 0 | 0 | 0 | 0 | 0 | 0 | 0 | 0 | 0 | 0 | 0 | 0 | 0 | 0 | 0 | 0 | 0 | 0 | 0 | 0
F4_Commercial_Grocery_Existing_Water Heating_Natural Gas_Water Heater_E9 | F4 | Commercial | Grocery | Existing | Water Heating | Natural Gas | Water Heater | E9 | RVT BC Ratio | 0 | 0 | 0 | 0 | 0 | 0 | 0 | 0 | 0 | 0 | 0 | 0 | 0 | 0 | 0 | 0 | 0 | 0 | 0 | 0 | 0 | 0 | 0 | 0 | 0 | 0 | 0 | 0 | 0 | 0 | 0 | 0 | 0
F4_Commercial_Grocery_Existing_Water Heating_Natural Gas_Water Heater_E10 | F4 | Commercial | Grocery | Existing | Water Heating | Natural Gas | Water Heater | E10 | RVT BC Ratio | 0 | 0 | 0 | 0 | 0 | 0 | 0 | 0 | 0 | 0 | 0 | 0 | 0 | 0 | 0 | 0 | 0 | 0 | 0 | 0 | 0 | 0 | 0 | 0 | 0 | 0 | 0 | 0 | 0 | 0 | 0 | 0 | 0
F5_Commercial_Grocery_Existing_Water Heating_Natural Gas_Water Heater_E1 | F5 | Commercial | Grocery | Existing | Water Heating | Natural Gas | Water Heater | E1 | RIM BC Ratio | bar: 2019 to 2051
F5_Commercial_Grocery_Existing_Water Heating_Natural Gas_Water Heater_E2 | F5 | Commercial | Grocery | Existing | Water Heating | Natural Gas | Water Heater | E2 | RIM BC Ratio | bar: 2019 to 2051
F5_Commercial_Grocery_Existing_Water Heating_Natural Gas_Water Heater_E3 | F5 | Commercial | Grocery | Existing | Water Heating | Natural Gas | Water Heater | E3 | RIM BC Ratio | 0.82508 | 0.82506 | 0.8251 | 0.82502 | 0.82496 | 0.825 | 0.82512 | 0.82521 | 0.82533 | 0.82543 | 0.82553 | 0.82562 | 0.82571 | 0.82581 | 0.8259 | 0.82599 | 0.82609 | 0.82618 | 0.82628 | 0.82638 | 0.82648 | 0.82658 | 0.82667 | 0.82676 | 0.82684 | 0.8269 | 0.82696 | 0.82702 | 0.82705 | 0.82709 | 0.82711 | 0.82712 | 0.82712
F5_Commercial_Grocery_Existing_Water Heating_Natural Gas_Water Heater_E4 | F5 | Commercial | Grocery | Existing | Water Heating | Natural Gas | Water Heater | E4 | RIM BC Ratio | 0.82288 | 0.82287 | 0.82291 | 0.82281 | 0.82275 | 0.8228 | 0.82294 | 0.82305 | 0.82319 | 0.82332 | 0.82344 | 0.82355 | 0.82367 | 0.82379 | 0.8239 | 0.82401 | 0.82412 | 0.82424 | 0.82436 | 0.82448 | 0.8246 | 0.82473 | 0.82484 | 0.82495 | 0.82504 | 0.82513 | 0.8252 | 0.82526 | 0.82531 | 0.82535 | 0.82537 | 0.82539 | 0.82539
F5_Commercial_Grocery_Existing_Water Heating_Natural Gas_Water Heater_E5 | F5 | Commercial | Grocery | Existing | Water Heating | Natural Gas | Water Heater | E5 | RIM BC Ratio | 0.8163 | 0.81627 | 0.81634 | 0.81619 | 0.81609 | 0.81616 | 0.81639 | 0.81656 | 0.81677 | 0.81697 | 0.81716 | 0.81733 | 0.81751 | 0.81769 | 0.81787 | 0.81804 | 0.81821 | 0.8184 | 0.81858 | 0.81877 | 0.81896 | 0.81915 | 0.81932 | 0.81949 | 0.81964 | 0.81977 | 0.81988 | 0.81998 | 0.82005 | 0.82012 | 0.82015 | 0.82017 | 0.82017
F5_Commercial_Grocery_Existing_Water Heating_Natural Gas_Water Heater_E6 | F5 | Commercial | Grocery | Existing | Water Heating | Natural Gas | Water Heater | E6 | RIM BC Ratio | bar: 2019 to 2051
F5_Commercial_Grocery_Existing_Water Heating_Natural Gas_Water Heater_E7 | F5 | Commercial | Grocery | Existing | Water Heating | Natural Gas | Water Heater | E7 | RIM BC Ratio | bar: 2019 to 2051
F5_Commercial_Grocery_Existing_Water Heating_Natural Gas_Water Heater_E8 | F5 | Commercial | Grocery | Existing | Water Heating | Natural Gas | Water Heater | E8 | RIM BC Ratio | 0 | 0 | 0 | 0 | 0 | 0 | 0 | 0 | 0 | 0 | 0 | 0 | 0 | 0 | 0 | 0 | 0 | 0 | 0 | 0 | 0 | 0 | 0 | 0 | 0 | 0 | 0 | 0 | 0 | 0 | 0 | 0 | 0
F5_Commercial_Grocery_Existing_Water Heating_Natural Gas_Water Heater_E9 | F5 | Commercial | Grocery | Existing | Water Heating | Natural Gas | Water Heater | E9 | RIM BC Ratio | 0 | 0 | 0 | 0 | 0 | 0 | 0 | 0 | 0 | 0 | 0 | 0 | 0 | 0 | 0 | 0 | 0 | 0 | 0 | 0 | 0 | 0 | 0 | 0 | 0 | 0 | 0 | 0 | 0 | 0 | 0 | 0 | 0
F5_Commercial_Grocery_Existing_Water Heating_Natural Gas_Water Heater_E10 | F5 | Commercial | Grocery | Existing | Water Heating | Natural Gas | Water Heater | E10 | RIM BC Ratio | 0 | 0 | 0 | 0 | 0 | 0 | 0 | 0 | 0 | 0 | 0 | 0 | 0 | 0 | 0 | 0 | 0 | 0 | 0 | 0 | 0 | 0 | 0 | 0 | 0 | 0 | 0 | 0 | 0 | 0 | 0 | 0 | 0
F0_Commercial_Grocery_Existing_Food Preparation_Natural Gas_Oven_E0 | F0 | Commercial | Grocery | Existing | Food Preparation | Natural Gas | Oven | E0 | Economic Unit | ENERGY STAR (3.0) | ENERGY STAR (3.0) | ENERGY STAR (3.0) | ENERGY STAR (3.0) | ENERGY STAR (3.0) | ENERGY STAR (3.0) | ENERGY STAR (3.0) | ENERGY STAR (3.0) | ENERGY STAR (3.0) | ENERGY STAR (3.0) | ENERGY STAR (3.0) | ENERGY STAR (3.0) | ENERGY STAR (3.0) | ENERGY STAR (3.0) | ENERGY STAR (3.0) | ENERGY STAR (3.0) | ENERGY STAR (3.0) | ENERGY STAR (3.0) | ENERGY STAR (3.0) | ENERGY STAR (3.0) | ENERGY STAR (3.0) | ENERGY STAR (3.0) | ENERGY STAR (3.0) | ENERGY STAR (3.0) | ENERGY STAR (3.0) | ENERGY STAR (3.0) | ENERGY STAR (3.0) | ENERGY STAR (3.0) | ENERGY STAR (3.0) | ENERGY STAR (3.0) | ENERGY STAR (3.0) | ENERGY STAR (3.0) | ENERGY STAR (3.0)
F1_Commercial_Grocery_Existing_Food Preparation_Natural Gas_Oven_E1 | F1 | Commercial | Grocery | Existing | Food Preparation | Natural Gas | Oven | E1 | CCE | 0 | 0 | 0 | 0 | 0 | 0 | 0 | 0 | 0 | 0 | 0 | 0 | 0 | 0 | 0 | 0 | 0 | 0 | 0 | 0 | 0 | 0 | 0 | 0 | 0 | 0 | 0 | 0 | 0 | 0 | 0 | 0 | 0
F1_Commercial_Grocery_Existing_Food Preparation_Natural Gas_Oven_E2 | F1 | Commercial | Grocery | Existing | Food Preparation | Natural Gas | Oven | E2 | CCE | 0.32507 | 0.33656 | 0.30212 | 0.30779 | 0.30779 | 0.30779 | 0.30779 | 0.30779 | 0.30779 | 0.30779 | 0.30779 | 0.30779 | 0.30779 | 0.30779 | 0.30779 | 0.30779 | 0.30779 | 0.30779 | 0.30779 | 0.30779 | 0.30779 | 0.30779 | 0.30779 | 0.30779 | 0.30779 | 0.30779 | 0.30779 | 0.30779 | 0.30779 | 0.30779 | 0.30779 | 0.30779 | 0.30779
F1_Commercial_Grocery_Existing_Food Preparation_Natural Gas_Oven_E3 | F1 | Commercial | Grocery | Existing | Food Preparation | Natural Gas | Oven | E3 | CCE | 0 | 0 | 0 | 0 | 0 | 0 | 0 | 0 | 0 | 0 | 0 | 0 | 0 | 0 | 0 | 0 | 0 | 0 | 0 | 0 | 0 | 0 | 0 | 0 | 0 | 0 | 0 | 0 | 0 | 0 | 0 | 0 | 0
F1_Commercial_Grocery_Existing_Food Preparation_Natural Gas_Oven_E4 | F1 | Commercial | Grocery | Existing | Food Preparation | Natural Gas | Oven | E4 | CCE | 0 | 0 | 0 | 0 | 0 | 0 | 0 | 0 | 0 | 0 | 0 | 0 | 0 | 0 | 0 | 0 | 0 | 0 | 0 | 0 | 0 | 0 | 0 | 0 | 0 | 0 | 0 | 0 | 0 | 0 | 0 | 0 | 0
F1_Commercial_Grocery_Existing_Food Preparation_Natural Gas_Oven_E5 | F1 | Commercial | Grocery | Existing | Food Preparation | Natural Gas | Oven | E5 | CCE | 0 | 0 | 0 | 0 | 0 | 0 | 0 | 0 | 0 | 0 | 0 | 0 | 0 | 0 | 0 | 0 | 0 | 0 | 0 | 0 | 0 | 0 | 0 | 0 | 0 | 0 | 0 | 0 | 0 | 0 | 0 | 0 | 0
F1_Commercial_Grocery_Existing_Food Preparation_Natural Gas_Oven_E6 | F1 | Commercial | Grocery | Existing | Food Preparation | Natural Gas | Oven | E6 | CCE | 0 | 0 | 0 | 0 | 0 | 0 | 0 | 0 | 0 | 0 | 0 | 0 | 0 | 0 | 0 | 0 | 0 | 0 | 0 | 0 | 0 | 0 | 0 | 0 | 0 | 0 | 0 | 0 | 0 | 0 | 0 | 0 | 0
F1_Commercial_Grocery_Existing_Food Preparation_Natural Gas_Oven_E7 | F1 | Commercial | Grocery | Existing | Food Preparation | Natural Gas | Oven | E7 | CCE | 0 | 0 | 0 | 0 | 0 | 0 | 0 | 0 | 0 | 0 | 0 | 0 | 0 | 0 | 0 | 0 | 0 | 0 | 0 | 0 | 0 | 0 | 0 | 0 | 0 | 0 | 0 | 0 | 0 | 0 | 0 | 0 | 0
F1_Commercial_Grocery_Existing_Food Preparation_Natural Gas_Oven_E8 | F1 | Commercial | Grocery | Existing | Food Preparation | Natural Gas | Oven | E8 | CCE | 0 | 0 | 0 | 0 | 0 | 0 | 0 | 0 | 0 | 0 | 0 | 0 | 0 | 0 | 0 | 0 | 0 | 0 | 0 | 0 | 0 | 0 | 0 | 0 | 0 | 0 | 0 | 0 | 0 | 0 | 0 | 0 | 0
F1_Commercial_Grocery_Existing_Food Preparation_Natural Gas_Oven_E9 | F1 | Commercial | Grocery | Existing | Food Preparation | Natural Gas | Oven | E9 | CCE | 0 | 0 | 0 | 0 | 0 | 0 | 0 | 0 | 0 | 0 | 0 | 0 | 0 | 0 | 0 | 0 | 0 | 0 | 0 | 0 | 0 | 0 | 0 | 0 | 0 | 0 | 0 | 0 | 0 | 0 | 0 | 0 | 0
F1_Commercial_Grocery_Existing_Food Preparation_Natural Gas_Oven_E10 | F1 | Commercial | Grocery | Existing | Food Preparation | Natural Gas | Oven | E10 | CCE | 0 | 0 | 0 | 0 | 0 | 0 | 0 | 0 | 0 | 0 | 0 | 0 | 0 | 0 | 0 | 0 | 0 | 0 | 0 | 0 | 0 | 0 | 0 | 0 | 0 | 0 | 0 | 0 | 0 | 0 | 0 | 0 | 0
F2_Commercial_Grocery_Existing_Food Preparation_Natural Gas_Oven_E1 | F2 | Commercial | Grocery | Existing | Food Preparation | Natural Gas | Oven | E1 | TRC BC Ratio | bar: 2019 to 2051
F2_Commercial_Grocery_Existing_Food Preparation_Natural Gas_Oven_E2 | F2 | Commercial | Grocery | Existing | Food Preparation | Natural Gas | Oven | E2 | TRC BC Ratio | 5.0529 | 5.0541 | 5.0794 | 5.0454 | 5.0252 | 5.0427 | 5.0918 | 5.1313 | 5.1797 | 5.226 | 5.2722 | 5.3151 | 5.3612 | 5.4091 | 5.4549 | 5.5017 | 5.5491 | 5.6007 | 5.6542 | 5.7105 | 5.7652 | 5.8217 | 5.8734 | 5.9266 | 5.9735 | 6.014 | 6.0509 | 6.0828 | 6.1077 | 6.1281 | 6.1393 | 6.1467 | 6.1467
F2_Commercial_Grocery_Existing_Food Preparation_Natural Gas_Oven_E3 | F2 | Commercial | Grocery | Existing | Food Preparation | Natural Gas | Oven | E3 | TRC BC Ratio | 0 | 0 | 0 | 0 | 0 | 0 | 0 | 0 | 0 | 0 | 0 | 0 | 0 | 0 | 0 | 0 | 0 | 0 | 0 | 0 | 0 | 0 | 0 | 0 | 0 | 0 | 0 | 0 | 0 | 0 | 0 | 0 | 0
F2_Commercial_Grocery_Existing_Food Preparation_Natural Gas_Oven_E4 | F2 | Commercial | Grocery | Existing | Food Preparation | Natural Gas | Oven | E4 | TRC BC Ratio | 0 | 0 | 0 | 0 | 0 | 0 | 0 | 0 | 0 | 0 | 0 | 0 | 0 | 0 | 0 | 0 | 0 | 0 | 0 | 0 | 0 | 0 | 0 | 0 | 0 | 0 | 0 | 0 | 0 | 0 | 0 | 0 | 0
F2_Commercial_Grocery_Existing_Food Preparation_Natural Gas_Oven_E5 | F2 | Commercial | Grocery | Existing | Food Preparation | Natural Gas | Oven | E5 | TRC BC Ratio | 0 | 0 | 0 | 0 | 0 | 0 | 0 | 0 | 0 | 0 | 0 | 0 | 0 | 0 | 0 | 0 | 0 | 0 | 0 | 0 | 0 | 0 | 0 | 0 | 0 | 0 | 0 | 0 | 0 | 0 | 0 | 0 | 0
F2_Commercial_Grocery_Existing_Food Preparation_Natural Gas_Oven_E6 | F2 | Commercial | Grocery | Existing | Food Preparation | Natural Gas | Oven | E6 | TRC BC Ratio | 0 | 0 | 0 | 0 | 0 | 0 | 0 | 0 | 0 | 0 | 0 | 0 | 0 | 0 | 0 | 0 | 0 | 0 | 0 | 0 | 0 | 0 | 0 | 0 | 0 | 0 | 0 | 0 | 0 | 0 | 0 | 0 | 0
F2_Commercial_Grocery_Existing_Food Preparation_Natural Gas_Oven_E7 | F2 | Commercial | Grocery | Existing | Food Preparation | Natural Gas | Oven | E7 | TRC BC Ratio | 0 | 0 | 0 | 0 | 0 | 0 | 0 | 0 | 0 | 0 | 0 | 0 | 0 | 0 | 0 | 0 | 0 | 0 | 0 | 0 | 0 | 0 | 0 | 0 | 0 | 0 | 0 | 0 | 0 | 0 | 0 | 0 | 0
F2_Commercial_Grocery_Existing_Food Preparation_Natural Gas_Oven_E8 | F2 | Commercial | Grocery | Existing | Food Preparation | Natural Gas | Oven | E8 | TRC BC Ratio | 0 | 0 | 0 | 0 | 0 | 0 | 0 | 0 | 0 | 0 | 0 | 0 | 0 | 0 | 0 | 0 | 0 | 0 | 0 | 0 | 0 | 0 | 0 | 0 | 0 | 0 | 0 | 0 | 0 | 0 | 0 | 0 | 0
F2_Commercial_Grocery_Existing_Food Preparation_Natural Gas_Oven_E9 | F2 | Commercial | Grocery | Existing | Food Preparation | Natural Gas | Oven | E9 | TRC BC Ratio | 0 | 0 | 0 | 0 | 0 | 0 | 0 | 0 | 0 | 0 | 0 | 0 | 0 | 0 | 0 | 0 | 0 | 0 | 0 | 0 | 0 | 0 | 0 | 0 | 0 | 0 | 0 | 0 | 0 | 0 | 0 | 0 | 0
F2_Commercial_Grocery_Existing_Food Preparation_Natural Gas_Oven_E10 | F2 | Commercial | Grocery | Existing | Food Preparation | Natural Gas | Oven | E10 | TRC BC Ratio | 0 | 0 | 0 | 0 | 0 | 0 | 0 | 0 | 0 | 0 | 0 | 0 | 0 | 0 | 0 | 0 | 0 | 0 | 0 | 0 | 0 | 0 | 0 | 0 | 0 | 0 | 0 | 0 | 0 | 0 | 0 | 0 | 0
F3_Commercial_Grocery_Existing_Food Preparation_Natural Gas_Oven_E1 | F3 | Commercial | Grocery | Existing | Food Preparation | Natural Gas | Oven | E1 | PACT BC Ratio | bar: 2019 to 2051
F3_Commercial_Grocery_Existing_Food Preparation_Natural Gas_Oven_E2 | F3 | Commercial | Grocery | Existing | Food Preparation | Natural Gas | Oven | E2 | PACT BC Ratio | 6.7372 | 6.7388 | 6.7725 | 6.7272 | 6.7003 | 6.7236 | 6.7891 | 6.8417 | 6.9062 | 6.968 | 7.0296 | 7.0868 | 7.1482 | 7.2121 | 7.2732 | 7.3356 | 7.3988 | 7.4676 | 7.5389 | 7.614 | 7.6869 | 7.7623 | 7.8312 | 7.9021 | 7.9647 | 8.0187 | 8.0679 | 8.1103 | 8.1436 | 8.1708 | 8.1857 | 8.1956 | 8.1956
F3_Commercial_Grocery_Existing_Food Preparation_Natural Gas_Oven_E3 | F3 | Commercial | Grocery | Existing | Food Preparation | Natural Gas | Oven | E3 | PACT BC Ratio | 0 | 0 | 0 | 0 | 0 | 0 | 0 | 0 | 0 | 0 | 0 | 0 | 0 | 0 | 0 | 0 | 0 | 0 | 0 | 0 | 0 | 0 | 0 | 0 | 0 | 0 | 0 | 0 | 0 | 0 | 0 | 0 | 0
F3_Commercial_Grocery_Existing_Food Preparation_Natural Gas_Oven_E4 | F3 | Commercial | Grocery | Existing | Food Preparation | Natural Gas | Oven | E4 | PACT BC Ratio | 0 | 0 | 0 | 0 | 0 | 0 | 0 | 0 | 0 | 0 | 0 | 0 | 0 | 0 | 0 | 0 | 0 | 0 | 0 | 0 | 0 | 0 | 0 | 0 | 0 | 0 | 0 | 0 | 0 | 0 | 0 | 0 | 0
F3_Commercial_Grocery_Existing_Food Preparation_Natural Gas_Oven_E5 | F3 | Commercial | Grocery | Existing | Food Preparation | Natural Gas | Oven | E5 | PACT BC Ratio | 0 | 0 | 0 | 0 | 0 | 0 | 0 | 0 | 0 | 0 | 0 | 0 | 0 | 0 | 0 | 0 | 0 | 0 | 0 | 0 | 0 | 0 | 0 | 0 | 0 | 0 | 0 | 0 | 0 | 0 | 0 | 0 | 0
F3_Commercial_Grocery_Existing_Food Preparation_Natural Gas_Oven_E6 | F3 | Commercial | Grocery | Existing | Food Preparation | Natural Gas | Oven | E6 | PACT BC Ratio | 0 | 0 | 0 | 0 | 0 | 0 | 0 | 0 | 0 | 0 | 0 | 0 | 0 | 0 | 0 | 0 | 0 | 0 | 0 | 0 | 0 | 0 | 0 | 0 | 0 | 0 | 0 | 0 | 0 | 0 | 0 | 0 | 0
F3_Commercial_Grocery_Existing_Food Preparation_Natural Gas_Oven_E7 | F3 | Commercial | Grocery | Existing | Food Preparation | Natural Gas | Oven | E7 | PACT BC Ratio | 0 | 0 | 0 | 0 | 0 | 0 | 0 | 0 | 0 | 0 | 0 | 0 | 0 | 0 | 0 | 0 | 0 | 0 | 0 | 0 | 0 | 0 | 0 | 0 | 0 | 0 | 0 | 0 | 0 | 0 | 0 | 0 | 0
F3_Commercial_Grocery_Existing_Food Preparation_Natural Gas_Oven_E8 | F3 | Commercial | Grocery | Existing | Food Preparation | Natural Gas | Oven | E8 | PACT BC Ratio | 0 | 0 | 0 | 0 | 0 | 0 | 0 | 0 | 0 | 0 | 0 | 0 | 0 | 0 | 0 | 0 | 0 | 0 | 0 | 0 | 0 | 0 | 0 | 0 | 0 | 0 | 0 | 0 | 0 | 0 | 0 | 0 | 0
F3_Commercial_Grocery_Existing_Food Preparation_Natural Gas_Oven_E9 | F3 | Commercial | Grocery | Existing | Food Preparation | Natural Gas | Oven | E9 | PACT BC Ratio | 0 | 0 | 0 | 0 | 0 | 0 | 0 | 0 | 0 | 0 | 0 | 0 | 0 | 0 | 0 | 0 | 0 | 0 | 0 | 0 | 0 | 0 | 0 | 0 | 0 | 0 | 0 | 0 | 0 | 0 | 0 | 0 | 0
F3_Commercial_Grocery_Existing_Food Preparation_Natural Gas_Oven_E10 | F3 | Commercial | Grocery | Existing | Food Preparation | Natural Gas | Oven | E10 | PACT BC Ratio | 0 | 0 | 0 | 0 | 0 | 0 | 0 | 0 | 0 | 0 | 0 | 0 | 0 | 0 | 0 | 0 | 0 | 0 | 0 | 0 | 0 | 0 | 0 | 0 | 0 | 0 | 0 | 0 | 0 | 0 | 0 | 0 | 0
F4_Commercial_Grocery_Existing_Food Preparation_Natural Gas_Oven_E1 | F4 | Commercial | Grocery | Existing | Food Preparation | Natural Gas | Oven | E1 | RVT BC Ratio | bar: 2019 to 2051
F4_Commercial_Grocery_Existing_Food Preparation_Natural Gas_Oven_E2 | F4 | Commercial | Grocery | Existing | Food Preparation | Natural Gas | Oven | E2 | RVT BC Ratio | 7.9644 | 7.9662 | 8.0025 | 7.9537 | 7.9247 | 7.9497 | 8.0204 | 8.0771 | 8.1467 | 8.2133 | 8.2797 | 8.3414 | 8.4076 | 8.4765 | 8.5424 | 8.6097 | 8.6778 | 8.752 | 8.8289 | 8.9098 | 8.9885 | 9.0697 | 9.144 | 9.2205 | 9.288 | 9.3462 | 9.3993 | 9.445 | 9.4809 | 9.5103 | 9.5263 | 9.537 | 9.537
F4_Commercial_Grocery_Existing_Food Preparation_Natural Gas_Oven_E3 | F4 | Commercial | Grocery | Existing | Food Preparation | Natural Gas | Oven | E3 | RVT BC Ratio | 0 | 0 | 0 | 0 | 0 | 0 | 0 | 0 | 0 | 0 | 0 | 0 | 0 | 0 | 0 | 0 | 0 | 0 | 0 | 0 | 0 | 0 | 0 | 0 | 0 | 0 | 0 | 0 | 0 | 0 | 0 | 0 | 0
F4_Commercial_Grocery_Existing_Food Preparation_Natural Gas_Oven_E4 | F4 | Commercial | Grocery | Existing | Food Preparation | Natural Gas | Oven | E4 | RVT BC Ratio | 0 | 0 | 0 | 0 | 0 | 0 | 0 | 0 | 0 | 0 | 0 | 0 | 0 | 0 | 0 | 0 | 0 | 0 | 0 | 0 | 0 | 0 | 0 | 0 | 0 | 0 | 0 | 0 | 0 | 0 | 0 | 0 | 0
F4_Commercial_Grocery_Existing_Food Preparation_Natural Gas_Oven_E5 | F4 | Commercial | Grocery | Existing | Food Preparation | Natural Gas | Oven | E5 | RVT BC Ratio | 0 | 0 | 0 | 0 | 0 | 0 | 0 | 0 | 0 | 0 | 0 | 0 | 0 | 0 | 0 | 0 | 0 | 0 | 0 | 0 | 0 | 0 | 0 | 0 | 0 | 0 | 0 | 0 | 0 | 0 | 0 | 0 | 0
F4_Commercial_Grocery_Existing_Food Preparation_Natural Gas_Oven_E6 | F4 | Commercial | Grocery | Existing | Food Preparation | Natural Gas | Oven | E6 | RVT BC Ratio | 0 | 0 | 0 | 0 | 0 | 0 | 0 | 0 | 0 | 0 | 0 | 0 | 0 | 0 | 0 | 0 | 0 | 0 | 0 | 0 | 0 | 0 | 0 | 0 | 0 | 0 | 0 | 0 | 0 | 0 | 0 | 0 | 0
F4_Commercial_Grocery_Existing_Food Preparation_Natural Gas_Oven_E7 | F4 | Commercial | Grocery | Existing | Food Preparation | Natural Gas | Oven | E7 | RVT BC Ratio | 0 | 0 | 0 | 0 | 0 | 0 | 0 | 0 | 0 | 0 | 0 | 0 | 0 | 0 | 0 | 0 | 0 | 0 | 0 | 0 | 0 | 0 | 0 | 0 | 0 | 0 | 0 | 0 | 0 | 0 | 0 | 0 | 0
F4_Commercial_Grocery_Existing_Food Preparation_Natural Gas_Oven_E8 | F4 | Commercial | Grocery | Existing | Food Preparation | Natural Gas | Oven | E8 | RVT BC Ratio | 0 | 0 | 0 | 0 | 0 | 0 | 0 | 0 | 0 | 0 | 0 | 0 | 0 | 0 | 0 | 0 | 0 | 0 | 0 | 0 | 0 | 0 | 0 | 0 | 0 | 0 | 0 | 0 | 0 | 0 | 0 | 0 | 0
F4_Commercial_Grocery_Existing_Food Preparation_Natural Gas_Oven_E9 | F4 | Commercial | Grocery | Existing | Food Preparation | Natural Gas | Oven | E9 | RVT BC Ratio | 0 | 0 | 0 | 0 | 0 | 0 | 0 | 0 | 0 | 0 | 0 | 0 | 0 | 0 | 0 | 0 | 0 | 0 | 0 | 0 | 0 | 0 | 0 | 0 | 0 | 0 | 0 | 0 | 0 | 0 | 0 | 0 | 0
F4_Commercial_Grocery_Existing_Food Preparation_Natural Gas_Oven_E10 | F4 | Commercial | Grocery | Existing | Food Preparation | Natural Gas | Oven | E10 | RVT BC Ratio | 0 | 0 | 0 | 0 | 0 | 0 | 0 | 0 | 0 | 0 | 0 | 0 | 0 | 0 | 0 | 0 | 0 | 0 | 0 | 0 | 0 | 0 | 0 | 0 | 0 | 0 | 0 | 0 | 0 | 0 | 0 | 0 | 0
F5_Commercial_Grocery_Existing_Food Preparation_Natural Gas_Oven_E1 | F5 | Commercial | Grocery | Existing | Food Preparation | Natural Gas | Oven | E1 | RIM BC Ratio | bar: 2019 to 2051
F5_Commercial_Grocery_Existing_Food Preparation_Natural Gas_Oven_E2 | F5 | Commercial | Grocery | Existing | Food Preparation | Natural Gas | Oven | E2 | RIM BC Ratio | 0.74267 | 0.74269 | 0.7431 | 0.74255 | 0.74222 | 0.7425 | 0.7433 | 0.74392 | 0.74468 | 0.74539 | 0.74609 | 0.74673 | 0.74741 | 0.7481 | 0.74875 | 0.74941 | 0.75006 | 0.75076 | 0.75148 | 0.75222 | 0.75292 | 0.75364 | 0.75428 | 0.75494 | 0.7555 | 0.75599 | 0.75642 | 0.75679 | 0.75708 | 0.75732 | 0.75744 | 0.75753 | 0.75753
F5_Commercial_Grocery_Existing_Food Preparation_Natural Gas_Oven_E3 | F5 | Commercial | Grocery | Existing | Food Preparation | Natural Gas | Oven | E3 | RIM BC Ratio | 0 | 0 | 0 | 0 | 0 | 0 | 0 | 0 | 0 | 0 | 0 | 0 | 0 | 0 | 0 | 0 | 0 | 0 | 0 | 0 | 0 | 0 | 0 | 0 | 0 | 0 | 0 | 0 | 0 | 0 | 0 | 0 | 0
F5_Commercial_Grocery_Existing_Food Preparation_Natural Gas_Oven_E4 | F5 | Commercial | Grocery | Existing | Food Preparation | Natural Gas | Oven | E4 | RIM BC Ratio | 0 | 0 | 0 | 0 | 0 | 0 | 0 | 0 | 0 | 0 | 0 | 0 | 0 | 0 | 0 | 0 | 0 | 0 | 0 | 0 | 0 | 0 | 0 | 0 | 0 | 0 | 0 | 0 | 0 | 0 | 0 | 0 | 0
F5_Commercial_Grocery_Existing_Food Preparation_Natural Gas_Oven_E5 | F5 | Commercial | Grocery | Existing | Food Preparation | Natural Gas | Oven | E5 | RIM BC Ratio | 0 | 0 | 0 | 0 | 0 | 0 | 0 | 0 | 0 | 0 | 0 | 0 | 0 | 0 | 0 | 0 | 0 | 0 | 0 | 0 | 0 | 0 | 0 | 0 | 0 | 0 | 0 | 0 | 0 | 0 | 0 | 0 | 0
F5_Commercial_Grocery_Existing_Food Preparation_Natural Gas_Oven_E6 | F5 | Commercial | Grocery | Existing | Food Preparation | Natural Gas | Oven | E6 | RIM BC Ratio | 0 | 0 | 0 | 0 | 0 | 0 | 0 | 0 | 0 | 0 | 0 | 0 | 0 | 0 | 0 | 0 | 0 | 0 | 0 | 0 | 0 | 0 | 0 | 0 | 0 | 0 | 0 | 0 | 0 | 0 | 0 | 0 | 0
F5_Commercial_Grocery_Existing_Food Preparation_Natural Gas_Oven_E7 | F5 | Commercial | Grocery | Existing | Food Preparation | Natural Gas | Oven | E7 | RIM BC Ratio | 0 | 0 | 0 | 0 | 0 | 0 | 0 | 0 | 0 | 0 | 0 | 0 | 0 | 0 | 0 | 0 | 0 | 0 | 0 | 0 | 0 | 0 | 0 | 0 | 0 | 0 | 0 | 0 | 0 | 0 | 0 | 0 | 0
F5_Commercial_Grocery_Existing_Food Preparation_Natural Gas_Oven_E8 | F5 | Commercial | Grocery | Existing | Food Preparation | Natural Gas | Oven | E8 | RIM BC Ratio | 0 | 0 | 0 | 0 | 0 | 0 | 0 | 0 | 0 | 0 | 0 | 0 | 0 | 0 | 0 | 0 | 0 | 0 | 0 | 0 | 0 | 0 | 0 | 0 | 0 | 0 | 0 | 0 | 0 | 0 | 0 | 0 | 0
F5_Commercial_Grocery_Existing_Food Preparation_Natural Gas_Oven_E9 | F5 | Commercial | Grocery | Existing | Food Preparation | Natural Gas | Oven | E9 | RIM BC Ratio | 0 | 0 | 0 | 0 | 0 | 0 | 0 | 0 | 0 | 0 | 0 | 0 | 0 | 0 | 0 | 0 | 0 | 0 | 0 | 0 | 0 | 0 | 0 | 0 | 0 | 0 | 0 | 0 | 0 | 0 | 0 | 0 | 0
F5_Commercial_Grocery_Existing_Food Preparation_Natural Gas_Oven_E10 | F5 | Commercial | Grocery | Existing | Food Preparation | Natural Gas | Oven | E10 | RIM BC Ratio | 0 | 0 | 0 | 0 | 0 | 0 | 0 | 0 | 0 | 0 | 0 | 0 | 0 | 0 | 0 | 0 | 0 | 0 | 0 | 0 | 0 | 0 | 0 | 0 | 0 | 0 | 0 | 0 | 0 | 0 | 0 | 0 | 0
F0_Commercial_Grocery_Existing_Food Preparation_Natural Gas_Conveyor Oven_E0 | F0 | Commercial | Grocery | Existing | Food Preparation | Natural Gas | Conveyor Oven | E0 | Economic Unit | Efficient (>44% Baking Efficiency) | Efficient (>44% Baking Efficiency) | Efficient (>44% Baking Efficiency) | Efficient (>44% Baking Efficiency) | Efficient (>44% Baking Efficiency) | Efficient (>44% Baking Efficiency) | Efficient (>44% Baking Efficiency) | Efficient (>44% Baking Efficiency) | Efficient (>44% Baking Efficiency) | Efficient (>44% Baking Efficiency) | Efficient (>44% Baking Efficiency) | Efficient (>44% Baking Efficiency) | Efficient (>44% Baking Efficiency) | Efficient (>44% Baking Efficiency) | Efficient (>44% Baking Efficiency) | Efficient (>44% Baking Efficiency) | Efficient (>44% Baking Efficiency) | Efficient (>44% Baking Efficiency) | Efficient (>44% Baking Efficiency) | Efficient (>44% Baking Efficiency) | Efficient (>44% Baking Efficiency) | Efficient (>44% Baking Efficiency) | Efficient (>44% Baking Efficiency) | Efficient (>44% Baking Efficiency) | Efficient (>44% Baking Efficiency) | Efficient (>44% Baking Efficiency) | Efficient (>44% Baking Efficiency) | Efficient (>44% Baking Efficiency) | Efficient (>44% Baking Efficiency) | Efficient (>44% Baking Efficiency) | Efficient (>44% Baking Efficiency) | Efficient (>44% Baking Efficiency) | Efficient (>44% Baking Efficiency)
F1_Commercial_Grocery_Existing_Food Preparation_Natural Gas_Conveyor Oven_E1 | F1 | Commercial | Grocery | Existing | Food Preparation | Natural Gas | Conveyor Oven | E1 | CCE | 0 | 0 | 0 | 0 | 0 | 0 | 0 | 0 | 0 | 0 | 0 | 0 | 0 | 0 | 0 | 0 | 0 | 0 | 0 | 0 | 0 | 0 | 0 | 0 | 0 | 0 | 0 | 0 | 0 | 0 | 0 | 0 | 0
F1_Commercial_Grocery_Existing_Food Preparation_Natural Gas_Conveyor Oven_E2 | F1 | Commercial | Grocery | Existing | Food Preparation | Natural Gas | Conveyor Oven | E2 | CCE | 0.32888 | 0.3405 | 0.30566 | 0.31139 | 0.31139 | 0.31139 | 0.31139 | 0.31139 | 0.31139 | 0.31139 | 0.31139 | 0.31139 | 0.31139 | 0.31139 | 0.31139 | 0.31139 | 0.31139 | 0.31139 | 0.31139 | 0.31139 | 0.31139 | 0.31139 | 0.31139 | 0.31139 | 0.31139 | 0.31139 | 0.31139 | 0.31139 | 0.31139 | 0.31139 | 0.31139 | 0.31139 | 0.31139
F1_Commercial_Grocery_Existing_Food Preparation_Natural Gas_Conveyor Oven_E3 | F1 | Commercial | Grocery | Existing | Food Preparation | Natural Gas | Conveyor Oven | E3 | CCE | 0 | 0 | 0 | 0 | 0 | 0 | 0 | 0 | 0 | 0 | 0 | 0 | 0 | 0 | 0 | 0 | 0 | 0 | 0 | 0 | 0 | 0 | 0 | 0 | 0 | 0 | 0 | 0 | 0 | 0 | 0 | 0 | 0
F1_Commercial_Grocery_Existing_Food Preparation_Natural Gas_Conveyor Oven_E4 | F1 | Commercial | Grocery | Existing | Food Preparation | Natural Gas | Conveyor Oven | E4 | CCE | 0 | 0 | 0 | 0 | 0 | 0 | 0 | 0 | 0 | 0 | 0 | 0 | 0 | 0 | 0 | 0 | 0 | 0 | 0 | 0 | 0 | 0 | 0 | 0 | 0 | 0 | 0 | 0 | 0 | 0 | 0 | 0 | 0
F1_Commercial_Grocery_Existing_Food Preparation_Natural Gas_Conveyor Oven_E5 | F1 | Commercial | Grocery | Existing | Food Preparation | Natural Gas | Conveyor Oven | E5 | CCE | 0 | 0 | 0 | 0 | 0 | 0 | 0 | 0 | 0 | 0 | 0 | 0 | 0 | 0 | 0 | 0 | 0 | 0 | 0 | 0 | 0 | 0 | 0 | 0 | 0 | 0 | 0 | 0 | 0 | 0 | 0 | 0 | 0
F1_Commercial_Grocery_Existing_Food Preparation_Natural Gas_Conveyor Oven_E6 | F1 | Commercial | Grocery | Existing | Food Preparation | Natural Gas | Conveyor Oven | E6 | CCE | 0 | 0 | 0 | 0 | 0 | 0 | 0 | 0 | 0 | 0 | 0 | 0 | 0 | 0 | 0 | 0 | 0 | 0 | 0 | 0 | 0 | 0 | 0 | 0 | 0 | 0 | 0 | 0 | 0 | 0 | 0 | 0 | 0
F1_Commercial_Grocery_Existing_Food Preparation_Natural Gas_Conveyor Oven_E7 | F1 | Commercial | Grocery | Existing | Food Preparation | Natural Gas | Conveyor Oven | E7 | CCE | 0 | 0 | 0 | 0 | 0 | 0 | 0 | 0 | 0 | 0 | 0 | 0 | 0 | 0 | 0 | 0 | 0 | 0 | 0 | 0 | 0 | 0 | 0 | 0 | 0 | 0 | 0 | 0 | 0 | 0 | 0 | 0 | 0
F1_Commercial_Grocery_Existing_Food Preparation_Natural Gas_Conveyor Oven_E8 | F1 | Commercial | Grocery | Existing | Food Preparation | Natural Gas | Conveyor Oven | E8 | CCE | 0 | 0 | 0 | 0 | 0 | 0 | 0 | 0 | 0 | 0 | 0 | 0 | 0 | 0 | 0 | 0 | 0 | 0 | 0 | 0 | 0 | 0 | 0 | 0 | 0 | 0 | 0 | 0 | 0 | 0 | 0 | 0 | 0
F1_Commercial_Grocery_Existing_Food Preparation_Natural Gas_Conveyor Oven_E9 | F1 | Commercial | Grocery | Existing | Food Preparation | Natural Gas | Conveyor Oven | E9 | CCE | 0 | 0 | 0 | 0 | 0 | 0 | 0 | 0 | 0 | 0 | 0 | 0 | 0 | 0 | 0 | 0 | 0 | 0 | 0 | 0 | 0 | 0 | 0 | 0 | 0 | 0 | 0 | 0 | 0 | 0 | 0 | 0 | 0
F1_Commercial_Grocery_Existing_Food Preparation_Natural Gas_Conveyor Oven_E10 | F1 | Commercial | Grocery | Existing | Food Preparation | Natural Gas | Conveyor Oven | E10 | CCE | 0 | 0 | 0 | 0 | 0 | 0 | 0 | 0 | 0 | 0 | 0 | 0 | 0 | 0 | 0 | 0 | 0 | 0 | 0 | 0 | 0 | 0 | 0 | 0 | 0 | 0 | 0 | 0 | 0 | 0 | 0 | 0 | 0
F2_Commercial_Grocery_Existing_Food Preparation_Natural Gas_Conveyor Oven_E1 | F2 | Commercial | Grocery | Existing | Food Preparation | Natural Gas | Conveyor Oven | E1 | TRC BC Ratio | bar: 2019 to 2051
F2_Commercial_Grocery_Existing_Food Preparation_Natural Gas_Conveyor Oven_E2 | F2 | Commercial | Grocery | Existing | Food Preparation | Natural Gas | Conveyor Oven | E2 | TRC BC Ratio | 5.054 | 5.0691 | 5.0998 | 5.0904 | 5.0904 | 5.1163 | 5.1641 | 5.206 | 5.2546 | 5.3028 | 5.3514 | 5.3984 | 5.4475 | 5.4983 | 5.5473 | 5.5964 | 5.6439 | 5.6922 | 5.7391 | 5.785 | 5.8272 | 5.8686 | 5.9051 | 5.9416 | 5.9733 | 6.0006 | 6.0255 | 6.047 | 6.0638 | 6.0776 | 6.0851 | 6.0902 | 6.0902
F2_Commercial_Grocery_Existing_Food Preparation_Natural Gas_Conveyor Oven_E3 | F2 | Commercial | Grocery | Existing | Food Preparation | Natural Gas | Conveyor Oven | E3 | TRC BC Ratio | 0 | 0 | 0 | 0 | 0 | 0 | 0 | 0 | 0 | 0 | 0 | 0 | 0 | 0 | 0 | 0 | 0 | 0 | 0 | 0 | 0 | 0 | 0 | 0 | 0 | 0 | 0 | 0 | 0 | 0 | 0 | 0 | 0
F2_Commercial_Grocery_Existing_Food Preparation_Natural Gas_Conveyor Oven_E4 | F2 | Commercial | Grocery | Existing | Food Preparation | Natural Gas | Conveyor Oven | E4 | TRC BC Ratio | 0 | 0 | 0 | 0 | 0 | 0 | 0 | 0 | 0 | 0 | 0 | 0 | 0 | 0 | 0 | 0 | 0 | 0 | 0 | 0 | 0 | 0 | 0 | 0 | 0 | 0 | 0 | 0 | 0 | 0 | 0 | 0 | 0
F2_Commercial_Grocery_Existing_Food Preparation_Natural Gas_Conveyor Oven_E5 | F2 | Commercial | Grocery | Existing | Food Preparation | Natural Gas | Conveyor Oven | E5 | TRC BC Ratio | 0 | 0 | 0 | 0 | 0 | 0 | 0 | 0 | 0 | 0 | 0 | 0 | 0 | 0 | 0 | 0 | 0 | 0 | 0 | 0 | 0 | 0 | 0 | 0 | 0 | 0 | 0 | 0 | 0 | 0 | 0 | 0 | 0
F2_Commercial_Grocery_Existing_Food Preparation_Natural Gas_Conveyor Oven_E6 | F2 | Commercial | Grocery | Existing | Food Preparation | Natural Gas | Conveyor Oven | E6 | TRC BC Ratio | 0 | 0 | 0 | 0 | 0 | 0 | 0 | 0 | 0 | 0 | 0 | 0 | 0 | 0 | 0 | 0 | 0 | 0 | 0 | 0 | 0 | 0 | 0 | 0 | 0 | 0 | 0 | 0 | 0 | 0 | 0 | 0 | 0
F2_Commercial_Grocery_Existing_Food Preparation_Natural Gas_Conveyor Oven_E7 | F2 | Commercial | Grocery | Existing | Food Preparation | Natural Gas | Conveyor Oven | E7 | TRC BC Ratio | 0 | 0 | 0 | 0 | 0 | 0 | 0 | 0 | 0 | 0 | 0 | 0 | 0 | 0 | 0 | 0 | 0 | 0 | 0 | 0 | 0 | 0 | 0 | 0 | 0 | 0 | 0 | 0 | 0 | 0 | 0 | 0 | 0
F2_Commercial_Grocery_Existing_Food Preparation_Natural Gas_Conveyor Oven_E8 | F2 | Commercial | Grocery | Existing | Food Preparation | Natural Gas | Conveyor Oven | E8 | TRC BC Ratio | 0 | 0 | 0 | 0 | 0 | 0 | 0 | 0 | 0 | 0 | 0 | 0 | 0 | 0 | 0 | 0 | 0 | 0 | 0 | 0 | 0 | 0 | 0 | 0 | 0 | 0 | 0 | 0 | 0 | 0 | 0 | 0 | 0
F2_Commercial_Grocery_Existing_Food Preparation_Natural Gas_Conveyor Oven_E9 | F2 | Commercial | Grocery | Existing | Food Preparation | Natural Gas | Conveyor Oven | E9 | TRC BC Ratio | 0 | 0 | 0 | 0 | 0 | 0 | 0 | 0 | 0 | 0 | 0 | 0 | 0 | 0 | 0 | 0 | 0 | 0 | 0 | 0 | 0 | 0 | 0 | 0 | 0 | 0 | 0 | 0 | 0 | 0 | 0 | 0 | 0
F2_Commercial_Grocery_Existing_Food Preparation_Natural Gas_Conveyor Oven_E10 | F2 | Commercial | Grocery | Existing | Food Preparation | Natural Gas | Conveyor Oven | E10 | TRC BC Ratio | 0 | 0 | 0 | 0 | 0 | 0 | 0 | 0 | 0 | 0 | 0 | 0 | 0 | 0 | 0 | 0 | 0 | 0 | 0 | 0 | 0 | 0 | 0 | 0 | 0 | 0 | 0 | 0 | 0 | 0 | 0 | 0 | 0
F3_Commercial_Grocery_Existing_Food Preparation_Natural Gas_Conveyor Oven_E1 | F3 | Commercial | Grocery | Existing | Food Preparation | Natural Gas | Conveyor Oven | E1 | PACT BC Ratio | bar: 2019 to 2051
F3_Commercial_Grocery_Existing_Food Preparation_Natural Gas_Conveyor Oven_E2 | F3 | Commercial | Grocery | Existing | Food Preparation | Natural Gas | Conveyor Oven | E2 | PACT BC Ratio | 6.7386 | 6.7588 | 6.7997 | 6.7872 | 6.7872 | 6.8218 | 6.8855 | 6.9414 | 7.0062 | 7.0703 | 7.1352 | 7.1978 | 7.2633 | 7.3311 | 7.3964 | 7.4618 | 7.5252 | 7.5896 | 7.6521 | 7.7133 | 7.7696 | 7.8249 | 7.8735 | 7.9222 | 7.9644 | 8.0009 | 8.0341 | 8.0627 | 8.0851 | 8.1035 | 8.1135 | 8.1202 | 8.1202
F3_Commercial_Grocery_Existing_Food Preparation_Natural Gas_Conveyor Oven_E3 | F3 | Commercial | Grocery | Existing | Food Preparation | Natural Gas | Conveyor Oven | E3 | PACT BC Ratio | 0 | 0 | 0 | 0 | 0 | 0 | 0 | 0 | 0 | 0 | 0 | 0 | 0 | 0 | 0 | 0 | 0 | 0 | 0 | 0 | 0 | 0 | 0 | 0 | 0 | 0 | 0 | 0 | 0 | 0 | 0 | 0 | 0
F3_Commercial_Grocery_Existing_Food Preparation_Natural Gas_Conveyor Oven_E4 | F3 | Commercial | Grocery | Existing | Food Preparation | Natural Gas | Conveyor Oven | E4 | PACT BC Ratio | 0 | 0 | 0 | 0 | 0 | 0 | 0 | 0 | 0 | 0 | 0 | 0 | 0 | 0 | 0 | 0 | 0 | 0 | 0 | 0 | 0 | 0 | 0 | 0 | 0 | 0 | 0 | 0 | 0 | 0 | 0 | 0 | 0
F3_Commercial_Grocery_Existing_Food Preparation_Natural Gas_Conveyor Oven_E5 | F3 | Commercial | Grocery | Existing | Food Preparation | Natural Gas | Conveyor Oven | E5 | PACT BC Ratio | 0 | 0 | 0 | 0 | 0 | 0 | 0 | 0 | 0 | 0 | 0 | 0 | 0 | 0 | 0 | 0 | 0 | 0 | 0 | 0 | 0 | 0 | 0 | 0 | 0 | 0 | 0 | 0 | 0 | 0 | 0 | 0 | 0
F3_Commercial_Grocery_Existing_Food Preparation_Natural Gas_Conveyor Oven_E6 | F3 | Commercial | Grocery | Existing | Food Preparation | Natural Gas | Conveyor Oven | E6 | PACT BC Ratio | 0 | 0 | 0 | 0 | 0 | 0 | 0 | 0 | 0 | 0 | 0 | 0 | 0 | 0 | 0 | 0 | 0 | 0 | 0 | 0 | 0 | 0 | 0 | 0 | 0 | 0 | 0 | 0 | 0 | 0 | 0 | 0 | 0
F3_Commercial_Grocery_Existing_Food Preparation_Natural Gas_Conveyor Oven_E7 | F3 | Commercial | Grocery | Existing | Food Preparation | Natural Gas | Conveyor Oven | E7 | PACT BC Ratio | 0 | 0 | 0 | 0 | 0 | 0 | 0 | 0 | 0 | 0 | 0 | 0 | 0 | 0 | 0 | 0 | 0 | 0 | 0 | 0 | 0 | 0 | 0 | 0 | 0 | 0 | 0 | 0 | 0 | 0 | 0 | 0 | 0
F3_Commercial_Grocery_Existing_Food Preparation_Natural Gas_Conveyor Oven_E8 | F3 | Commercial | Grocery | Existing | Food Preparation | Natural Gas | Conveyor Oven | E8 | PACT BC Ratio | 0 | 0 | 0 | 0 | 0 | 0 | 0 | 0 | 0 | 0 | 0 | 0 | 0 | 0 | 0 | 0 | 0 | 0 | 0 | 0 | 0 | 0 | 0 | 0 | 0 | 0 | 0 | 0 | 0 | 0 | 0 | 0 | 0
F3_Commercial_Grocery_Existing_Food Preparation_Natural Gas_Conveyor Oven_E9 | F3 | Commercial | Grocery | Existing | Food Preparation | Natural Gas | Conveyor Oven | E9 | PACT BC Ratio | 0 | 0 | 0 | 0 | 0 | 0 | 0 | 0 | 0 | 0 | 0 | 0 | 0 | 0 | 0 | 0 | 0 | 0 | 0 | 0 | 0 | 0 | 0 | 0 | 0 | 0 | 0 | 0 | 0 | 0 | 0 | 0 | 0
F3_Commercial_Grocery_Existing_Food Preparation_Natural Gas_Conveyor Oven_E10 | F3 | Commercial | Grocery | Existing | Food Preparation | Natural Gas | Conveyor Oven | E10 | PACT BC Ratio | 0 | 0 | 0 | 0 | 0 | 0 | 0 | 0 | 0 | 0 | 0 | 0 | 0 | 0 | 0 | 0 | 0 | 0 | 0 | 0 | 0 | 0 | 0 | 0 | 0 | 0 | 0 | 0 | 0 | 0 | 0 | 0 | 0
F4_Commercial_Grocery_Existing_Food Preparation_Natural Gas_Conveyor Oven_E1 | F4 | Commercial | Grocery | Existing | Food Preparation | Natural Gas | Conveyor Oven | E1 | RVT BC Ratio | bar: 2019 to 2051
F4_Commercial_Grocery_Existing_Food Preparation_Natural Gas_Conveyor Oven_E2 | F4 | Commercial | Grocery | Existing | Food Preparation | Natural Gas | Conveyor Oven | E2 | RVT BC Ratio | 7.966 | 7.9877 | 8.0318 | 8.0183 | 8.0184 | 8.0556 | 8.1243 | 8.1846 | 8.2545 | 8.3237 | 8.3936 | 8.4611 | 8.5318 | 8.6048 | 8.6753 | 8.7458 | 8.8142 | 8.8835 | 8.951 | 9.0169 | 9.0777 | 9.1372 | 9.1896 | 9.2422 | 9.2877 | 9.327 | 9.3628 | 9.3937 | 9.4179 | 9.4377 | 9.4485 | 9.4557 | 9.4557
F4_Commercial_Grocery_Existing_Food Preparation_Natural Gas_Conveyor Oven_E3 | F4 | Commercial | Grocery | Existing | Food Preparation | Natural Gas | Conveyor Oven | E3 | RVT BC Ratio | 0 | 0 | 0 | 0 | 0 | 0 | 0 | 0 | 0 | 0 | 0 | 0 | 0 | 0 | 0 | 0 | 0 | 0 | 0 | 0 | 0 | 0 | 0 | 0 | 0 | 0 | 0 | 0 | 0 | 0 | 0 | 0 | 0
F4_Commercial_Grocery_Existing_Food Preparation_Natural Gas_Conveyor Oven_E4 | F4 | Commercial | Grocery | Existing | Food Preparation | Natural Gas | Conveyor Oven | E4 | RVT BC Ratio | 0 | 0 | 0 | 0 | 0 | 0 | 0 | 0 | 0 | 0 | 0 | 0 | 0 | 0 | 0 | 0 | 0 | 0 | 0 | 0 | 0 | 0 | 0 | 0 | 0 | 0 | 0 | 0 | 0 | 0 | 0 | 0 | 0
F4_Commercial_Grocery_Existing_Food Preparation_Natural Gas_Conveyor Oven_E5 | F4 | Commercial | Grocery | Existing | Food Preparation | Natural Gas | Conveyor Oven | E5 | RVT BC Ratio | 0 | 0 | 0 | 0 | 0 | 0 | 0 | 0 | 0 | 0 | 0 | 0 | 0 | 0 | 0 | 0 | 0 | 0 | 0 | 0 | 0 | 0 | 0 | 0 | 0 | 0 | 0 | 0 | 0 | 0 | 0 | 0 | 0
F4_Commercial_Grocery_Existing_Food Preparation_Natural Gas_Conveyor Oven_E6 | F4 | Commercial | Grocery | Existing | Food Preparation | Natural Gas | Conveyor Oven | E6 | RVT BC Ratio | 0 | 0 | 0 | 0 | 0 | 0 | 0 | 0 | 0 | 0 | 0 | 0 | 0 | 0 | 0 | 0 | 0 | 0 | 0 | 0 | 0 | 0 | 0 | 0 | 0 | 0 | 0 | 0 | 0 | 0 | 0 | 0 | 0
F4_Commercial_Grocery_Existing_Food Preparation_Natural Gas_Conveyor Oven_E7 | F4 | Commercial | Grocery | Existing | Food Preparation | Natural Gas | Conveyor Oven | E7 | RVT BC Ratio | 0 | 0 | 0 | 0 | 0 | 0 | 0 | 0 | 0 | 0 | 0 | 0 | 0 | 0 | 0 | 0 | 0 | 0 | 0 | 0 | 0 | 0 | 0 | 0 | 0 | 0 | 0 | 0 | 0 | 0 | 0 | 0 | 0
F4_Commercial_Grocery_Existing_Food Preparation_Natural Gas_Conveyor Oven_E8 | F4 | Commercial | Grocery | Existing | Food Preparation | Natural Gas | Conveyor Oven | E8 | RVT BC Ratio | 0 | 0 | 0 | 0 | 0 | 0 | 0 | 0 | 0 | 0 | 0 | 0 | 0 | 0 | 0 | 0 | 0 | 0 | 0 | 0 | 0 | 0 | 0 | 0 | 0 | 0 | 0 | 0 | 0 | 0 | 0 | 0 | 0
F4_Commercial_Grocery_Existing_Food Preparation_Natural Gas_Conveyor Oven_E9 | F4 | Commercial | Grocery | Existing | Food Preparation | Natural Gas | Conveyor Oven | E9 | RVT BC Ratio | 0 | 0 | 0 | 0 | 0 | 0 | 0 | 0 | 0 | 0 | 0 | 0 | 0 | 0 | 0 | 0 | 0 | 0 | 0 | 0 | 0 | 0 | 0 | 0 | 0 | 0 | 0 | 0 | 0 | 0 | 0 | 0 | 0
F4_Commercial_Grocery_Existing_Food Preparation_Natural Gas_Conveyor Oven_E10 | F4 | Commercial | Grocery | Existing | Food Preparation | Natural Gas | Conveyor Oven | E10 | RVT BC Ratio | 0 | 0 | 0 | 0 | 0 | 0 | 0 | 0 | 0 | 0 | 0 | 0 | 0 | 0 | 0 | 0 | 0 | 0 | 0 | 0 | 0 | 0 | 0 | 0 | 0 | 0 | 0 | 0 | 0 | 0 | 0 | 0 | 0
F5_Commercial_Grocery_Existing_Food Preparation_Natural Gas_Conveyor Oven_E1 | F5 | Commercial | Grocery | Existing | Food Preparation | Natural Gas | Conveyor Oven | E1 | RIM BC Ratio | bar: 2019 to 2051
F5_Commercial_Grocery_Existing_Food Preparation_Natural Gas_Conveyor Oven_E2 | F5 | Commercial | Grocery | Existing | Food Preparation | Natural Gas | Conveyor Oven | E2 | RIM BC Ratio | 0.74269 | 0.74293 | 0.74342 | 0.74327 | 0.74327 | 0.74369 | 0.74444 | 0.74509 | 0.74583 | 0.74655 | 0.74726 | 0.74795 | 0.74865 | 0.74936 | 0.75004 | 0.75071 | 0.75134 | 0.75198 | 0.75259 | 0.75318 | 0.75371 | 0.75423 | 0.75467 | 0.75512 | 0.7555 | 0.75583 | 0.75612 | 0.75638 | 0.75657 | 0.75673 | 0.75682 | 0.75688 | 0.75688
F5_Commercial_Grocery_Existing_Food Preparation_Natural Gas_Conveyor Oven_E3 | F5 | Commercial | Grocery | Existing | Food Preparation | Natural Gas | Conveyor Oven | E3 | RIM BC Ratio | 0 | 0 | 0 | 0 | 0 | 0 | 0 | 0 | 0 | 0 | 0 | 0 | 0 | 0 | 0 | 0 | 0 | 0 | 0 | 0 | 0 | 0 | 0 | 0 | 0 | 0 | 0 | 0 | 0 | 0 | 0 | 0 | 0
F5_Commercial_Grocery_Existing_Food Preparation_Natural Gas_Conveyor Oven_E4 | F5 | Commercial | Grocery | Existing | Food Preparation | Natural Gas | Conveyor Oven | E4 | RIM BC Ratio | 0 | 0 | 0 | 0 | 0 | 0 | 0 | 0 | 0 | 0 | 0 | 0 | 0 | 0 | 0 | 0 | 0 | 0 | 0 | 0 | 0 | 0 | 0 | 0 | 0 | 0 | 0 | 0 | 0 | 0 | 0 | 0 | 0
F5_Commercial_Grocery_Existing_Food Preparation_Natural Gas_Conveyor Oven_E5 | F5 | Commercial | Grocery | Existing | Food Preparation | Natural Gas | Conveyor Oven | E5 | RIM BC Ratio | 0 | 0 | 0 | 0 | 0 | 0 | 0 | 0 | 0 | 0 | 0 | 0 | 0 | 0 | 0 | 0 | 0 | 0 | 0 | 0 | 0 | 0 | 0 | 0 | 0 | 0 | 0 | 0 | 0 | 0 | 0 | 0 | 0
F5_Commercial_Grocery_Existing_Food Preparation_Natural Gas_Conveyor Oven_E6 | F5 | Commercial | Grocery | Existing | Food Preparation | Natural Gas | Conveyor Oven | E6 | RIM BC Ratio | 0 | 0 | 0 | 0 | 0 | 0 | 0 | 0 | 0 | 0 | 0 | 0 | 0 | 0 | 0 | 0 | 0 | 0 | 0 | 0 | 0 | 0 | 0 | 0 | 0 | 0 | 0 | 0 | 0 | 0 | 0 | 0 | 0
F5_Commercial_Grocery_Existing_Food Preparation_Natural Gas_Conveyor Oven_E7 | F5 | Commercial | Grocery | Existing | Food Preparation | Natural Gas | Conveyor Oven | E7 | RIM BC Ratio | 0 | 0 | 0 | 0 | 0 | 0 | 0 | 0 | 0 | 0 | 0 | 0 | 0 | 0 | 0 | 0 | 0 | 0 | 0 | 0 | 0 | 0 | 0 | 0 | 0 | 0 | 0 | 0 | 0 | 0 | 0 | 0 | 0
F5_Commercial_Grocery_Existing_Food Preparation_Natural Gas_Conveyor Oven_E8 | F5 | Commercial | Grocery | Existing | Food Preparation | Natural Gas | Conveyor Oven | E8 | RIM BC Ratio | 0 | 0 | 0 | 0 | 0 | 0 | 0 | 0 | 0 | 0 | 0 | 0 | 0 | 0 | 0 | 0 | 0 | 0 | 0 | 0 | 0 | 0 | 0 | 0 | 0 | 0 | 0 | 0 | 0 | 0 | 0 | 0 | 0
F5_Commercial_Grocery_Existing_Food Preparation_Natural Gas_Conveyor Oven_E9 | F5 | Commercial | Grocery | Existing | Food Preparation | Natural Gas | Conveyor Oven | E9 | RIM BC Ratio | 0 | 0 | 0 | 0 | 0 | 0 | 0 | 0 | 0 | 0 | 0 | 0 | 0 | 0 | 0 | 0 | 0 | 0 | 0 | 0 | 0 | 0 | 0 | 0 | 0 | 0 | 0 | 0 | 0 | 0 | 0 | 0 | 0
F5_Commercial_Grocery_Existing_Food Preparation_Natural Gas_Conveyor Oven_E10 | F5 | Commercial | Grocery | Existing | Food Preparation | Natural Gas | Conveyor Oven | E10 | RIM BC Ratio | 0 | 0 | 0 | 0 | 0 | 0 | 0 | 0 | 0 | 0 | 0 | 0 | 0 | 0 | 0 | 0 | 0 | 0 | 0 | 0 | 0 | 0 | 0 | 0 | 0 | 0 | 0 | 0 | 0 | 0 | 0 | 0 | 0
F0_Commercial_Grocery_Existing_Food Preparation_Natural Gas_Double Rack Oven_E0 | F0 | Commercial | Grocery | Existing | Food Preparation | Natural Gas | Double Rack Oven | E0 | Economic Unit | FTSC Qualified (>50% Cooking Efficiency) | FTSC Qualified (>50% Cooking Efficiency) | FTSC Qualified (>50% Cooking Efficiency) | FTSC Qualified (>50% Cooking Efficiency) | FTSC Qualified (>50% Cooking Efficiency) | FTSC Qualified (>50% Cooking Efficiency) | FTSC Qualified (>50% Cooking Efficiency) | FTSC Qualified (>50% Cooking Efficiency) | FTSC Qualified (>50% Cooking Efficiency) | FTSC Qualified (>50% Cooking Efficiency) | FTSC Qualified (>50% Cooking Efficiency) | FTSC Qualified (>50% Cooking Efficiency) | FTSC Qualified (>50% Cooking Efficiency) | FTSC Qualified (>50% Cooking Efficiency) | FTSC Qualified (>50% Cooking Efficiency) | FTSC Qualified (>50% Cooking Efficiency) | FTSC Qualified (>50% Cooking Efficiency) | FTSC Qualified (>50% Cooking Efficiency) | FTSC Qualified (>50% Cooking Efficiency) | FTSC Qualified (>50% Cooking Efficiency) | FTSC Qualified (>50% Cooking Efficiency) | FTSC Qualified (>50% Cooking Efficiency) | FTSC Qualified (>50% Cooking Efficiency) | FTSC Qualified (>50% Cooking Efficiency) | FTSC Qualified (>50% Cooking Efficiency) | FTSC Qualified (>50% Cooking Efficiency) | FTSC Qualified (>50% Cooking Efficiency) | FTSC Qualified (>50% Cooking Efficiency) | FTSC Qualified (>50% Cooking Efficiency) | FTSC Qualified (>50% Cooking Efficiency) | FTSC Qualified (>50% Cooking Efficiency) | FTSC Qualified (>50% Cooking Efficiency) | FTSC Qualified (>50% Cooking Efficiency)
F1_Commercial_Grocery_Existing_Food Preparation_Natural Gas_Double Rack Oven_E1 | F1 | Commercial | Grocery | Existing | Food Preparation | Natural Gas | Double Rack Oven | E1 | CCE | 0 | 0 | 0 | 0 | 0 | 0 | 0 | 0 | 0 | 0 | 0 | 0 | 0 | 0 | 0 | 0 | 0 | 0 | 0 | 0 | 0 | 0 | 0 | 0 | 0 | 0 | 0 | 0 | 0 | 0 | 0 | 0 | 0
F1_Commercial_Grocery_Existing_Food Preparation_Natural Gas_Double Rack Oven_E2 | F1 | Commercial | Grocery | Existing | Food Preparation | Natural Gas | Double Rack Oven | E2 | CCE | 0.28294 | 0.29294 | 0.26296 | 0.26789 | 0.26789 | 0.26789 | 0.26789 | 0.26789 | 0.26789 | 0.26789 | 0.26789 | 0.26789 | 0.26789 | 0.26789 | 0.26789 | 0.26789 | 0.26789 | 0.26789 | 0.26789 | 0.26789 | 0.26789 | 0.26789 | 0.26789 | 0.26789 | 0.26789 | 0.26789 | 0.26789 | 0.26789 | 0.26789 | 0.26789 | 0.26789 | 0.26789 | 0.26789
F1_Commercial_Grocery_Existing_Food Preparation_Natural Gas_Double Rack Oven_E3 | F1 | Commercial | Grocery | Existing | Food Preparation | Natural Gas | Double Rack Oven | E3 | CCE | 0 | 0 | 0 | 0 | 0 | 0 | 0 | 0 | 0 | 0 | 0 | 0 | 0 | 0 | 0 | 0 | 0 | 0 | 0 | 0 | 0 | 0 | 0 | 0 | 0 | 0 | 0 | 0 | 0 | 0 | 0 | 0 | 0
F1_Commercial_Grocery_Existing_Food Preparation_Natural Gas_Double Rack Oven_E4 | F1 | Commercial | Grocery | Existing | Food Preparation | Natural Gas | Double Rack Oven | E4 | CCE | 0 | 0 | 0 | 0 | 0 | 0 | 0 | 0 | 0 | 0 | 0 | 0 | 0 | 0 | 0 | 0 | 0 | 0 | 0 | 0 | 0 | 0 | 0 | 0 | 0 | 0 | 0 | 0 | 0 | 0 | 0 | 0 | 0
F1_Commercial_Grocery_Existing_Food Preparation_Natural Gas_Double Rack Oven_E5 | F1 | Commercial | Grocery | Existing | Food Preparation | Natural Gas | Double Rack Oven | E5 | CCE | 0 | 0 | 0 | 0 | 0 | 0 | 0 | 0 | 0 | 0 | 0 | 0 | 0 | 0 | 0 | 0 | 0 | 0 | 0 | 0 | 0 | 0 | 0 | 0 | 0 | 0 | 0 | 0 | 0 | 0 | 0 | 0 | 0
F1_Commercial_Grocery_Existing_Food Preparation_Natural Gas_Double Rack Oven_E6 | F1 | Commercial | Grocery | Existing | Food Preparation | Natural Gas | Double Rack Oven | E6 | CCE | 0 | 0 | 0 | 0 | 0 | 0 | 0 | 0 | 0 | 0 | 0 | 0 | 0 | 0 | 0 | 0 | 0 | 0 | 0 | 0 | 0 | 0 | 0 | 0 | 0 | 0 | 0 | 0 | 0 | 0 | 0 | 0 | 0
F1_Commercial_Grocery_Existing_Food Preparation_Natural Gas_Double Rack Oven_E7 | F1 | Commercial | Grocery | Existing | Food Preparation | Natural Gas | Double Rack Oven | E7 | CCE | 0 | 0 | 0 | 0 | 0 | 0 | 0 | 0 | 0 | 0 | 0 | 0 | 0 | 0 | 0 | 0 | 0 | 0 | 0 | 0 | 0 | 0 | 0 | 0 | 0 | 0 | 0 | 0 | 0 | 0 | 0 | 0 | 0
F1_Commercial_Grocery_Existing_Food Preparation_Natural Gas_Double Rack Oven_E8 | F1 | Commercial | Grocery | Existing | Food Preparation | Natural Gas | Double Rack Oven | E8 | CCE | 0 | 0 | 0 | 0 | 0 | 0 | 0 | 0 | 0 | 0 | 0 | 0 | 0 | 0 | 0 | 0 | 0 | 0 | 0 | 0 | 0 | 0 | 0 | 0 | 0 | 0 | 0 | 0 | 0 | 0 | 0 | 0 | 0
F1_Commercial_Grocery_Existing_Food Preparation_Natural Gas_Double Rack Oven_E9 | F1 | Commercial | Grocery | Existing | Food Preparation | Natural Gas | Double Rack Oven | E9 | CCE | 0 | 0 | 0 | 0 | 0 | 0 | 0 | 0 | 0 | 0 | 0 | 0 | 0 | 0 | 0 | 0 | 0 | 0 | 0 | 0 | 0 | 0 | 0 | 0 | 0 | 0 | 0 | 0 | 0 | 0 | 0 | 0 | 0
F1_Commercial_Grocery_Existing_Food Preparation_Natural Gas_Double Rack Oven_E10 | F1 | Commercial | Grocery | Existing | Food Preparation | Natural Gas | Double Rack Oven | E10 | CCE | 0 | 0 | 0 | 0 | 0 | 0 | 0 | 0 | 0 | 0 | 0 | 0 | 0 | 0 | 0 | 0 | 0 | 0 | 0 | 0 | 0 | 0 | 0 | 0 | 0 | 0 | 0 | 0 | 0 | 0 | 0 | 0 | 0
F2_Commercial_Grocery_Existing_Food Preparation_Natural Gas_Double Rack Oven_E1 | F2 | Commercial | Grocery | Existing | Food Preparation | Natural Gas | Double Rack Oven | E1 | TRC BC Ratio | bar: 2019 to 2051
F2_Commercial_Grocery_Existing_Food Preparation_Natural Gas_Double Rack Oven_E2 | F2 | Commercial | Grocery | Existing | Food Preparation | Natural Gas | Double Rack Oven | E2 | TRC BC Ratio | 5.8179 | 5.8254 | 5.8572 | 5.8275 | 5.8124 | 5.8356 | 5.8912 | 5.9364 | 5.9916 | 6.0447 | 6.0985 | 6.1492 | 6.2033 | 6.2592 | 6.3135 | 6.369 | 6.4249 | 6.485 | 6.5474 | 6.6117 | 6.6735 | 6.7355 | 6.7911 | 6.8468 | 6.8951 | 6.9368 | 6.9748 | 7.0076 | 7.0332 | 7.0543 | 7.0657 | 7.0734 | 7.0734
F2_Commercial_Grocery_Existing_Food Preparation_Natural Gas_Double Rack Oven_E3 | F2 | Commercial | Grocery | Existing | Food Preparation | Natural Gas | Double Rack Oven | E3 | TRC BC Ratio | 0 | 0 | 0 | 0 | 0 | 0 | 0 | 0 | 0 | 0 | 0 | 0 | 0 | 0 | 0 | 0 | 0 | 0 | 0 | 0 | 0 | 0 | 0 | 0 | 0 | 0 | 0 | 0 | 0 | 0 | 0 | 0 | 0
F2_Commercial_Grocery_Existing_Food Preparation_Natural Gas_Double Rack Oven_E4 | F2 | Commercial | Grocery | Existing | Food Preparation | Natural Gas | Double Rack Oven | E4 | TRC BC Ratio | 0 | 0 | 0 | 0 | 0 | 0 | 0 | 0 | 0 | 0 | 0 | 0 | 0 | 0 | 0 | 0 | 0 | 0 | 0 | 0 | 0 | 0 | 0 | 0 | 0 | 0 | 0 | 0 | 0 | 0 | 0 | 0 | 0
F2_Commercial_Grocery_Existing_Food Preparation_Natural Gas_Double Rack Oven_E5 | F2 | Commercial | Grocery | Existing | Food Preparation | Natural Gas | Double Rack Oven | E5 | TRC BC Ratio | 0 | 0 | 0 | 0 | 0 | 0 | 0 | 0 | 0 | 0 | 0 | 0 | 0 | 0 | 0 | 0 | 0 | 0 | 0 | 0 | 0 | 0 | 0 | 0 | 0 | 0 | 0 | 0 | 0 | 0 | 0 | 0 | 0
F2_Commercial_Grocery_Existing_Food Preparation_Natural Gas_Double Rack Oven_E6 | F2 | Commercial | Grocery | Existing | Food Preparation | Natural Gas | Double Rack Oven | E6 | TRC BC Ratio | 0 | 0 | 0 | 0 | 0 | 0 | 0 | 0 | 0 | 0 | 0 | 0 | 0 | 0 | 0 | 0 | 0 | 0 | 0 | 0 | 0 | 0 | 0 | 0 | 0 | 0 | 0 | 0 | 0 | 0 | 0 | 0 | 0
F2_Commercial_Grocery_Existing_Food Preparation_Natural Gas_Double Rack Oven_E7 | F2 | Commercial | Grocery | Existing | Food Preparation | Natural Gas | Double Rack Oven | E7 | TRC BC Ratio | 0 | 0 | 0 | 0 | 0 | 0 | 0 | 0 | 0 | 0 | 0 | 0 | 0 | 0 | 0 | 0 | 0 | 0 | 0 | 0 | 0 | 0 | 0 | 0 | 0 | 0 | 0 | 0 | 0 | 0 | 0 | 0 | 0
F2_Commercial_Grocery_Existing_Food Preparation_Natural Gas_Double Rack Oven_E8 | F2 | Commercial | Grocery | Existing | Food Preparation | Natural Gas | Double Rack Oven | E8 | TRC BC Ratio | 0 | 0 | 0 | 0 | 0 | 0 | 0 | 0 | 0 | 0 | 0 | 0 | 0 | 0 | 0 | 0 | 0 | 0 | 0 | 0 | 0 | 0 | 0 | 0 | 0 | 0 | 0 | 0 | 0 | 0 | 0 | 0 | 0
F2_Commercial_Grocery_Existing_Food Preparation_Natural Gas_Double Rack Oven_E9 | F2 | Commercial | Grocery | Existing | Food Preparation | Natural Gas | Double Rack Oven | E9 | TRC BC Ratio | 0 | 0 | 0 | 0 | 0 | 0 | 0 | 0 | 0 | 0 | 0 | 0 | 0 | 0 | 0 | 0 | 0 | 0 | 0 | 0 | 0 | 0 | 0 | 0 | 0 | 0 | 0 | 0 | 0 | 0 | 0 | 0 | 0
F2_Commercial_Grocery_Existing_Food Preparation_Natural Gas_Double Rack Oven_E10 | F2 | Commercial | Grocery | Existing | Food Preparation | Natural Gas | Double Rack Oven | E10 | TRC BC Ratio | 0 | 0 | 0 | 0 | 0 | 0 | 0 | 0 | 0 | 0 | 0 | 0 | 0 | 0 | 0 | 0 | 0 | 0 | 0 | 0 | 0 | 0 | 0 | 0 | 0 | 0 | 0 | 0 | 0 | 0 | 0 | 0 | 0
F3_Commercial_Grocery_Existing_Food Preparation_Natural Gas_Double Rack Oven_E1 | F3 | Commercial | Grocery | Existing | Food Preparation | Natural Gas | Double Rack Oven | E1 | PACT BC Ratio | bar: 2019 to 2051
F3_Commercial_Grocery_Existing_Food Preparation_Natural Gas_Double Rack Oven_E2 | F3 | Commercial | Grocery | Existing | Food Preparation | Natural Gas | Double Rack Oven | E2 | PACT BC Ratio | 7.7572 | 7.7672 | 7.8096 | 7.77 | 7.7499 | 7.7807 | 7.8549 | 7.9152 | 7.9888 | 8.0596 | 8.1313 | 8.199 | 8.2711 | 8.3456 | 8.418 | 8.4919 | 8.5665 | 8.6466 | 8.7298 | 8.8156 | 8.8979 | 8.9807 | 9.0548 | 9.1291 | 9.1935 | 9.2491 | 9.2998 | 9.3434 | 9.3776 | 9.4057 | 9.421 | 9.4312 | 9.4312
F3_Commercial_Grocery_Existing_Food Preparation_Natural Gas_Double Rack Oven_E3 | F3 | Commercial | Grocery | Existing | Food Preparation | Natural Gas | Double Rack Oven | E3 | PACT BC Ratio | 0 | 0 | 0 | 0 | 0 | 0 | 0 | 0 | 0 | 0 | 0 | 0 | 0 | 0 | 0 | 0 | 0 | 0 | 0 | 0 | 0 | 0 | 0 | 0 | 0 | 0 | 0 | 0 | 0 | 0 | 0 | 0 | 0
F3_Commercial_Grocery_Existing_Food Preparation_Natural Gas_Double Rack Oven_E4 | F3 | Commercial | Grocery | Existing | Food Preparation | Natural Gas | Double Rack Oven | E4 | PACT BC Ratio | 0 | 0 | 0 | 0 | 0 | 0 | 0 | 0 | 0 | 0 | 0 | 0 | 0 | 0 | 0 | 0 | 0 | 0 | 0 | 0 | 0 | 0 | 0 | 0 | 0 | 0 | 0 | 0 | 0 | 0 | 0 | 0 | 0
F3_Commercial_Grocery_Existing_Food Preparation_Natural Gas_Double Rack Oven_E5 | F3 | Commercial | Grocery | Existing | Food Preparation | Natural Gas | Double Rack Oven | E5 | PACT BC Ratio | 0 | 0 | 0 | 0 | 0 | 0 | 0 | 0 | 0 | 0 | 0 | 0 | 0 | 0 | 0 | 0 | 0 | 0 | 0 | 0 | 0 | 0 | 0 | 0 | 0 | 0 | 0 | 0 | 0 | 0 | 0 | 0 | 0
F3_Commercial_Grocery_Existing_Food Preparation_Natural Gas_Double Rack Oven_E6 | F3 | Commercial | Grocery | Existing | Food Preparation | Natural Gas | Double Rack Oven | E6 | PACT BC Ratio | 0 | 0 | 0 | 0 | 0 | 0 | 0 | 0 | 0 | 0 | 0 | 0 | 0 | 0 | 0 | 0 | 0 | 0 | 0 | 0 | 0 | 0 | 0 | 0 | 0 | 0 | 0 | 0 | 0 | 0 | 0 | 0 | 0
F3_Commercial_Grocery_Existing_Food Preparation_Natural Gas_Double Rack Oven_E7 | F3 | Commercial | Grocery | Existing | Food Preparation | Natural Gas | Double Rack Oven | E7 | PACT BC Ratio | 0 | 0 | 0 | 0 | 0 | 0 | 0 | 0 | 0 | 0 | 0 | 0 | 0 | 0 | 0 | 0 | 0 | 0 | 0 | 0 | 0 | 0 | 0 | 0 | 0 | 0 | 0 | 0 | 0 | 0 | 0 | 0 | 0
F3_Commercial_Grocery_Existing_Food Preparation_Natural Gas_Double Rack Oven_E8 | F3 | Commercial | Grocery | Existing | Food Preparation | Natural Gas | Double Rack Oven | E8 | PACT BC Ratio | 0 | 0 | 0 | 0 | 0 | 0 | 0 | 0 | 0 | 0 | 0 | 0 | 0 | 0 | 0 | 0 | 0 | 0 | 0 | 0 | 0 | 0 | 0 | 0 | 0 | 0 | 0 | 0 | 0 | 0 | 0 | 0 | 0
F3_Commercial_Grocery_Existing_Food Preparation_Natural Gas_Double Rack Oven_E9 | F3 | Commercial | Grocery | Existing | Food Preparation | Natural Gas | Double Rack Oven | E9 | PACT BC Ratio | 0 | 0 | 0 | 0 | 0 | 0 | 0 | 0 | 0 | 0 | 0 | 0 | 0 | 0 | 0 | 0 | 0 | 0 | 0 | 0 | 0 | 0 | 0 | 0 | 0 | 0 | 0 | 0 | 0 | 0 | 0 | 0 | 0
F3_Commercial_Grocery_Existing_Food Preparation_Natural Gas_Double Rack Oven_E10 | F3 | Commercial | Grocery | Existing | Food Preparation | Natural Gas | Double Rack Oven | E10 | PACT BC Ratio | 0 | 0 | 0 | 0 | 0 | 0 | 0 | 0 | 0 | 0 | 0 | 0 | 0 | 0 | 0 | 0 | 0 | 0 | 0 | 0 | 0 | 0 | 0 | 0 | 0 | 0 | 0 | 0 | 0 | 0 | 0 | 0 | 0
F4_Commercial_Grocery_Existing_Food Preparation_Natural Gas_Double Rack Oven_E1 | F4 | Commercial | Grocery | Existing | Food Preparation | Natural Gas | Double Rack Oven | E1 | RVT BC Ratio | bar: 2019 to 2051
F4_Commercial_Grocery_Existing_Food Preparation_Natural Gas_Double Rack Oven_E2 | F4 | Commercial | Grocery | Existing | Food Preparation | Natural Gas | Double Rack Oven | E2 | RVT BC Ratio | 9.0643 | 9.075 | 9.1207 | 9.0781 | 9.0564 | 9.0896 | 9.1696 | 9.2346 | 9.3139 | 9.3903 | 9.4676 | 9.5406 | 9.6184 | 9.6988 | 9.7768 | 9.8565 | 9.9369 | 10.0233 | 10.113 | 10.2055 | 10.2943 | 10.3835 | 10.4634 | 10.5436 | 10.613 | 10.6729 | 10.7275 | 10.7746 | 10.8115 | 10.8418 | 10.8582 | 10.8693 | 10.8693
F4_Commercial_Grocery_Existing_Food Preparation_Natural Gas_Double Rack Oven_E3 | F4 | Commercial | Grocery | Existing | Food Preparation | Natural Gas | Double Rack Oven | E3 | RVT BC Ratio | 0 | 0 | 0 | 0 | 0 | 0 | 0 | 0 | 0 | 0 | 0 | 0 | 0 | 0 | 0 | 0 | 0 | 0 | 0 | 0 | 0 | 0 | 0 | 0 | 0 | 0 | 0 | 0 | 0 | 0 | 0 | 0 | 0
F4_Commercial_Grocery_Existing_Food Preparation_Natural Gas_Double Rack Oven_E4 | F4 | Commercial | Grocery | Existing | Food Preparation | Natural Gas | Double Rack Oven | E4 | RVT BC Ratio | 0 | 0 | 0 | 0 | 0 | 0 | 0 | 0 | 0 | 0 | 0 | 0 | 0 | 0 | 0 | 0 | 0 | 0 | 0 | 0 | 0 | 0 | 0 | 0 | 0 | 0 | 0 | 0 | 0 | 0 | 0 | 0 | 0
F4_Commercial_Grocery_Existing_Food Preparation_Natural Gas_Double Rack Oven_E5 | F4 | Commercial | Grocery | Existing | Food Preparation | Natural Gas | Double Rack Oven | E5 | RVT BC Ratio | 0 | 0 | 0 | 0 | 0 | 0 | 0 | 0 | 0 | 0 | 0 | 0 | 0 | 0 | 0 | 0 | 0 | 0 | 0 | 0 | 0 | 0 | 0 | 0 | 0 | 0 | 0 | 0 | 0 | 0 | 0 | 0 | 0
F4_Commercial_Grocery_Existing_Food Preparation_Natural Gas_Double Rack Oven_E6 | F4 | Commercial | Grocery | Existing | Food Preparation | Natural Gas | Double Rack Oven | E6 | RVT BC Ratio | 0 | 0 | 0 | 0 | 0 | 0 | 0 | 0 | 0 | 0 | 0 | 0 | 0 | 0 | 0 | 0 | 0 | 0 | 0 | 0 | 0 | 0 | 0 | 0 | 0 | 0 | 0 | 0 | 0 | 0 | 0 | 0 | 0
F4_Commercial_Grocery_Existing_Food Preparation_Natural Gas_Double Rack Oven_E7 | F4 | Commercial | Grocery | Existing | Food Preparation | Natural Gas | Double Rack Oven | E7 | RVT BC Ratio | 0 | 0 | 0 | 0 | 0 | 0 | 0 | 0 | 0 | 0 | 0 | 0 | 0 | 0 | 0 | 0 | 0 | 0 | 0 | 0 | 0 | 0 | 0 | 0 | 0 | 0 | 0 | 0 | 0 | 0 | 0 | 0 | 0
F4_Commercial_Grocery_Existing_Food Preparation_Natural Gas_Double Rack Oven_E8 | F4 | Commercial | Grocery | Existing | Food Preparation | Natural Gas | Double Rack Oven | E8 | RVT BC Ratio | 0 | 0 | 0 | 0 | 0 | 0 | 0 | 0 | 0 | 0 | 0 | 0 | 0 | 0 | 0 | 0 | 0 | 0 | 0 | 0 | 0 | 0 | 0 | 0 | 0 | 0 | 0 | 0 | 0 | 0 | 0 | 0 | 0
F4_Commercial_Grocery_Existing_Food Preparation_Natural Gas_Double Rack Oven_E9 | F4 | Commercial | Grocery | Existing | Food Preparation | Natural Gas | Double Rack Oven | E9 | RVT BC Ratio | 0 | 0 | 0 | 0 | 0 | 0 | 0 | 0 | 0 | 0 | 0 | 0 | 0 | 0 | 0 | 0 | 0 | 0 | 0 | 0 | 0 | 0 | 0 | 0 | 0 | 0 | 0 | 0 | 0 | 0 | 0 | 0 | 0
F4_Commercial_Grocery_Existing_Food Preparation_Natural Gas_Double Rack Oven_E10 | F4 | Commercial | Grocery | Existing | Food Preparation | Natural Gas | Double Rack Oven | E10 | RVT BC Ratio | 0 | 0 | 0 | 0 | 0 | 0 | 0 | 0 | 0 | 0 | 0 | 0 | 0 | 0 | 0 | 0 | 0 | 0 | 0 | 0 | 0 | 0 | 0 | 0 | 0 | 0 | 0 | 0 | 0 | 0 | 0 | 0 | 0
F5_Commercial_Grocery_Existing_Food Preparation_Natural Gas_Double Rack Oven_E1 | F5 | Commercial | Grocery | Existing | Food Preparation | Natural Gas | Double Rack Oven | E1 | RIM BC Ratio | bar: 2019 to 2051
F5_Commercial_Grocery_Existing_Food Preparation_Natural Gas_Double Rack Oven_E2 | F5 | Commercial | Grocery | Existing | Food Preparation | Natural Gas | Double Rack Oven | E2 | RIM BC Ratio | 0.75359 | 0.75369 | 0.75408 | 0.75371 | 0.75352 | 0.75381 | 0.7545 | 0.75506 | 0.75572 | 0.75635 | 0.75698 | 0.75756 | 0.75817 | 0.75879 | 0.75938 | 0.75998 | 0.76057 | 0.7612 | 0.76184 | 0.76249 | 0.7631 | 0.7637 | 0.76423 | 0.76476 | 0.76521 | 0.76559 | 0.76593 | 0.76623 | 0.76646 | 0.76665 | 0.76675 | 0.76681 | 0.76681
F5_Commercial_Grocery_Existing_Food Preparation_Natural Gas_Double Rack Oven_E3 | F5 | Commercial | Grocery | Existing | Food Preparation | Natural Gas | Double Rack Oven | E3 | RIM BC Ratio | 0 | 0 | 0 | 0 | 0 | 0 | 0 | 0 | 0 | 0 | 0 | 0 | 0 | 0 | 0 | 0 | 0 | 0 | 0 | 0 | 0 | 0 | 0 | 0 | 0 | 0 | 0 | 0 | 0 | 0 | 0 | 0 | 0
F5_Commercial_Grocery_Existing_Food Preparation_Natural Gas_Double Rack Oven_E4 | F5 | Commercial | Grocery | Existing | Food Preparation | Natural Gas | Double Rack Oven | E4 | RIM BC Ratio | 0 | 0 | 0 | 0 | 0 | 0 | 0 | 0 | 0 | 0 | 0 | 0 | 0 | 0 | 0 | 0 | 0 | 0 | 0 | 0 | 0 | 0 | 0 | 0 | 0 | 0 | 0 | 0 | 0 | 0 | 0 | 0 | 0
F5_Commercial_Grocery_Existing_Food Preparation_Natural Gas_Double Rack Oven_E5 | F5 | Commercial | Grocery | Existing | Food Preparation | Natural Gas | Double Rack Oven | E5 | RIM BC Ratio | 0 | 0 | 0 | 0 | 0 | 0 | 0 | 0 | 0 | 0 | 0 | 0 | 0 | 0 | 0 | 0 | 0 | 0 | 0 | 0 | 0 | 0 | 0 | 0 | 0 | 0 | 0 | 0 | 0 | 0 | 0 | 0 | 0
F5_Commercial_Grocery_Existing_Food Preparation_Natural Gas_Double Rack Oven_E6 | F5 | Commercial | Grocery | Existing | Food Preparation | Natural Gas | Double Rack Oven | E6 | RIM BC Ratio | 0 | 0 | 0 | 0 | 0 | 0 | 0 | 0 | 0 | 0 | 0 | 0 | 0 | 0 | 0 | 0 | 0 | 0 | 0 | 0 | 0 | 0 | 0 | 0 | 0 | 0 | 0 | 0 | 0 | 0 | 0 | 0 | 0
F5_Commercial_Grocery_Existing_Food Preparation_Natural Gas_Double Rack Oven_E7 | F5 | Commercial | Grocery | Existing | Food Preparation | Natural Gas | Double Rack Oven | E7 | RIM BC Ratio | 0 | 0 | 0 | 0 | 0 | 0 | 0 | 0 | 0 | 0 | 0 | 0 | 0 | 0 | 0 | 0 | 0 | 0 | 0 | 0 | 0 | 0 | 0 | 0 | 0 | 0 | 0 | 0 | 0 | 0 | 0 | 0 | 0
F5_Commercial_Grocery_Existing_Food Preparation_Natural Gas_Double Rack Oven_E8 | F5 | Commercial | Grocery | Existing | Food Preparation | Natural Gas | Double Rack Oven | E8 | RIM BC Ratio | 0 | 0 | 0 | 0 | 0 | 0 | 0 | 0 | 0 | 0 | 0 | 0 | 0 | 0 | 0 | 0 | 0 | 0 | 0 | 0 | 0 | 0 | 0 | 0 | 0 | 0 | 0 | 0 | 0 | 0 | 0 | 0 | 0
F5_Commercial_Grocery_Existing_Food Preparation_Natural Gas_Double Rack Oven_E9 | F5 | Commercial | Grocery | Existing | Food Preparation | Natural Gas | Double Rack Oven | E9 | RIM BC Ratio | 0 | 0 | 0 | 0 | 0 | 0 | 0 | 0 | 0 | 0 | 0 | 0 | 0 | 0 | 0 | 0 | 0 | 0 | 0 | 0 | 0 | 0 | 0 | 0 | 0 | 0 | 0 | 0 | 0 | 0 | 0 | 0 | 0
F5_Commercial_Grocery_Existing_Food Preparation_Natural Gas_Double Rack Oven_E10 | F5 | Commercial | Grocery | Existing | Food Preparation | Natural Gas | Double Rack Oven | E10 | RIM BC Ratio | 0 | 0 | 0 | 0 | 0 | 0 | 0 | 0 | 0 | 0 | 0 | 0 | 0 | 0 | 0 | 0 | 0 | 0 | 0 | 0 | 0 | 0 | 0 | 0 | 0 | 0 | 0 | 0 | 0 | 0 | 0 | 0 | 0
F0_Commercial_Grocery_Existing_Food Preparation_Natural Gas_Fryer_E0 | F0 | Commercial | Grocery | Existing | Food Preparation | Natural Gas | Fryer | E0 | Economic Unit | ENERGY STAR (3.0) | ENERGY STAR (3.0) | ENERGY STAR (3.0) | ENERGY STAR (3.0) | ENERGY STAR (3.0) | ENERGY STAR (3.0) | ENERGY STAR (3.0) | ENERGY STAR (3.0) | ENERGY STAR (3.0) | ENERGY STAR (3.0) | ENERGY STAR (3.0) | ENERGY STAR (3.0) | ENERGY STAR (3.0) | ENERGY STAR (3.0) | ENERGY STAR (3.0) | ENERGY STAR (3.0) | ENERGY STAR (3.0) | ENERGY STAR (3.0) | ENERGY STAR (3.0) | ENERGY STAR (3.0) | ENERGY STAR (3.0) | ENERGY STAR (3.0) | ENERGY STAR (3.0) | ENERGY STAR (3.0) | ENERGY STAR (3.0) | ENERGY STAR (3.0) | ENERGY STAR (3.0) | ENERGY STAR (3.0) | ENERGY STAR (3.0) | ENERGY STAR (3.0) | ENERGY STAR (3.0) | ENERGY STAR (3.0) | ENERGY STAR (3.0)
F1_Commercial_Grocery_Existing_Food Preparation_Natural Gas_Fryer_E1 | F1 | Commercial | Grocery | Existing | Food Preparation | Natural Gas | Fryer | E1 | CCE | 0 | 0 | 0 | 0 | 0 | 0 | 0 | 0 | 0 | 0 | 0 | 0 | 0 | 0 | 0 | 0 | 0 | 0 | 0 | 0 | 0 | 0 | 0 | 0 | 0 | 0 | 0 | 0 | 0 | 0 | 0 | 0 | 0
F1_Commercial_Grocery_Existing_Food Preparation_Natural Gas_Fryer_E2 | F1 | Commercial | Grocery | Existing | Food Preparation | Natural Gas | Fryer | E2 | CCE | 0.36986 | 0.38294 | 0.34375 | 0 | 0 | 0 | 0 | 0 | 0 | 0 | 0 | 0 | 0 | 0 | 0 | 0 | 0 | 0 | 0 | 0 | 0 | 0 | 0 | 0 | 0 | 0 | 0 | 0 | 0 | 0 | 0 | 0 | 0
F1_Commercial_Grocery_Existing_Food Preparation_Natural Gas_Fryer_E3 | F1 | Commercial | Grocery | Existing | Food Preparation | Natural Gas | Fryer | E3 | CCE | 0 | 0 | 0 | 0 | 0 | 0 | 0 | 0 | 0 | 0 | 0 | 0 | 0 | 0 | 0 | 0 | 0 | 0 | 0 | 0 | 0 | 0 | 0 | 0 | 0 | 0 | 0 | 0 | 0 | 0 | 0 | 0 | 0
F1_Commercial_Grocery_Existing_Food Preparation_Natural Gas_Fryer_E4 | F1 | Commercial | Grocery | Existing | Food Preparation | Natural Gas | Fryer | E4 | CCE | 0 | 0 | 0 | 0 | 0 | 0 | 0 | 0 | 0 | 0 | 0 | 0 | 0 | 0 | 0 | 0 | 0 | 0 | 0 | 0 | 0 | 0 | 0 | 0 | 0 | 0 | 0 | 0 | 0 | 0 | 0 | 0 | 0
F1_Commercial_Grocery_Existing_Food Preparation_Natural Gas_Fryer_E5 | F1 | Commercial | Grocery | Existing | Food Preparation | Natural Gas | Fryer | E5 | CCE | 0 | 0 | 0 | 0 | 0 | 0 | 0 | 0 | 0 | 0 | 0 | 0 | 0 | 0 | 0 | 0 | 0 | 0 | 0 | 0 | 0 | 0 | 0 | 0 | 0 | 0 | 0 | 0 | 0 | 0 | 0 | 0 | 0
F1_Commercial_Grocery_Existing_Food Preparation_Natural Gas_Fryer_E6 | F1 | Commercial | Grocery | Existing | Food Preparation | Natural Gas | Fryer | E6 | CCE | 0 | 0 | 0 | 0 | 0 | 0 | 0 | 0 | 0 | 0 | 0 | 0 | 0 | 0 | 0 | 0 | 0 | 0 | 0 | 0 | 0 | 0 | 0 | 0 | 0 | 0 | 0 | 0 | 0 | 0 | 0 | 0 | 0
F1_Commercial_Grocery_Existing_Food Preparation_Natural Gas_Fryer_E7 | F1 | Commercial | Grocery | Existing | Food Preparation | Natural Gas | Fryer | E7 | CCE | 0 | 0 | 0 | 0 | 0 | 0 | 0 | 0 | 0 | 0 | 0 | 0 | 0 | 0 | 0 | 0 | 0 | 0 | 0 | 0 | 0 | 0 | 0 | 0 | 0 | 0 | 0 | 0 | 0 | 0 | 0 | 0 | 0
F1_Commercial_Grocery_Existing_Food Preparation_Natural Gas_Fryer_E8 | F1 | Commercial | Grocery | Existing | Food Preparation | Natural Gas | Fryer | E8 | CCE | 0 | 0 | 0 | 0 | 0 | 0 | 0 | 0 | 0 | 0 | 0 | 0 | 0 | 0 | 0 | 0 | 0 | 0 | 0 | 0 | 0 | 0 | 0 | 0 | 0 | 0 | 0 | 0 | 0 | 0 | 0 | 0 | 0
F1_Commercial_Grocery_Existing_Food Preparation_Natural Gas_Fryer_E9 | F1 | Commercial | Grocery | Existing | Food Preparation | Natural Gas | Fryer | E9 | CCE | 0 | 0 | 0 | 0 | 0 | 0 | 0 | 0 | 0 | 0 | 0 | 0 | 0 | 0 | 0 | 0 | 0 | 0 | 0 | 0 | 0 | 0 | 0 | 0 | 0 | 0 | 0 | 0 | 0 | 0 | 0 | 0 | 0
F1_Commercial_Grocery_Existing_Food Preparation_Natural Gas_Fryer_E10 | F1 | Commercial | Grocery | Existing | Food Preparation | Natural Gas | Fryer | E10 | CCE | 0 | 0 | 0 | 0 | 0 | 0 | 0 | 0 | 0 | 0 | 0 | 0 | 0 | 0 | 0 | 0 | 0 | 0 | 0 | 0 | 0 | 0 | 0 | 0 | 0 | 0 | 0 | 0 | 0 | 0 | 0 | 0 | 0
F2_Commercial_Grocery_Existing_Food Preparation_Natural Gas_Fryer_E1 | F2 | Commercial | Grocery | Existing | Food Preparation | Natural Gas | Fryer | E1 | TRC BC Ratio | 1 | 1 | 1 | 0 | 0 | 0 | 0 | 0 | 0 | 0 | 0 | 0 | 0 | 0 | 0 | 0 | 0 | 0 | 0 | 0 | 0 | 0 | 0 | 0 | 0 | 0 | 0 | 0 | 0 | 0 | 0 | 0 | 0
F2_Commercial_Grocery_Existing_Food Preparation_Natural Gas_Fryer_E2 | F2 | Commercial | Grocery | Existing | Food Preparation | Natural Gas | Fryer | E2 | TRC BC Ratio | 4.4463 | 4.4414 | 4.4606 | 1 | 1 | 1 | 1 | 1 | 1 | 1 | 1 | 1 | 1 | 1 | 1 | 1 | 1 | 1 | 1 | 1 | 1 | 1 | 1 | 1 | 1 | 1 | 1 | 1 | 1 | 1 | 1 | 1 | 1
F2_Commercial_Grocery_Existing_Food Preparation_Natural Gas_Fryer_E3 | F2 | Commercial | Grocery | Existing | Food Preparation | Natural Gas | Fryer | E3 | TRC BC Ratio | 0 | 0 | 0 | 0 | 0 | 0 | 0 | 0 | 0 | 0 | 0 | 0 | 0 | 0 | 0 | 0 | 0 | 0 | 0 | 0 | 0 | 0 | 0 | 0 | 0 | 0 | 0 | 0 | 0 | 0 | 0 | 0 | 0
F2_Commercial_Grocery_Existing_Food Preparation_Natural Gas_Fryer_E4 | F2 | Commercial | Grocery | Existing | Food Preparation | Natural Gas | Fryer | E4 | TRC BC Ratio | 0 | 0 | 0 | 0 | 0 | 0 | 0 | 0 | 0 | 0 | 0 | 0 | 0 | 0 | 0 | 0 | 0 | 0 | 0 | 0 | 0 | 0 | 0 | 0 | 0 | 0 | 0 | 0 | 0 | 0 | 0 | 0 | 0
F2_Commercial_Grocery_Existing_Food Preparation_Natural Gas_Fryer_E5 | F2 | Commercial | Grocery | Existing | Food Preparation | Natural Gas | Fryer | E5 | TRC BC Ratio | 0 | 0 | 0 | 0 | 0 | 0 | 0 | 0 | 0 | 0 | 0 | 0 | 0 | 0 | 0 | 0 | 0 | 0 | 0 | 0 | 0 | 0 | 0 | 0 | 0 | 0 | 0 | 0 | 0 | 0 | 0 | 0 | 0
F2_Commercial_Grocery_Existing_Food Preparation_Natural Gas_Fryer_E6 | F2 | Commercial | Grocery | Existing | Food Preparation | Natural Gas | Fryer | E6 | TRC BC Ratio | 0 | 0 | 0 | 0 | 0 | 0 | 0 | 0 | 0 | 0 | 0 | 0 | 0 | 0 | 0 | 0 | 0 | 0 | 0 | 0 | 0 | 0 | 0 | 0 | 0 | 0 | 0 | 0 | 0 | 0 | 0 | 0 | 0
F2_Commercial_Grocery_Existing_Food Preparation_Natural Gas_Fryer_E7 | F2 | Commercial | Grocery | Existing | Food Preparation | Natural Gas | Fryer | E7 | TRC BC Ratio | 0 | 0 | 0 | 0 | 0 | 0 | 0 | 0 | 0 | 0 | 0 | 0 | 0 | 0 | 0 | 0 | 0 | 0 | 0 | 0 | 0 | 0 | 0 | 0 | 0 | 0 | 0 | 0 | 0 | 0 | 0 | 0 | 0
F2_Commercial_Grocery_Existing_Food Preparation_Natural Gas_Fryer_E8 | F2 | Commercial | Grocery | Existing | Food Preparation | Natural Gas | Fryer | E8 | TRC BC Ratio | 0 | 0 | 0 | 0 | 0 | 0 | 0 | 0 | 0 | 0 | 0 | 0 | 0 | 0 | 0 | 0 | 0 | 0 | 0 | 0 | 0 | 0 | 0 | 0 | 0 | 0 | 0 | 0 | 0 | 0 | 0 | 0 | 0
F2_Commercial_Grocery_Existing_Food Preparation_Natural Gas_Fryer_E9 | F2 | Commercial | Grocery | Existing | Food Preparation | Natural Gas | Fryer | E9 | TRC BC Ratio | 0 | 0 | 0 | 0 | 0 | 0 | 0 | 0 | 0 | 0 | 0 | 0 | 0 | 0 | 0 | 0 | 0 | 0 | 0 | 0 | 0 | 0 | 0 | 0 | 0 | 0 | 0 | 0 | 0 | 0 | 0 | 0 | 0
F2_Commercial_Grocery_Existing_Food Preparation_Natural Gas_Fryer_E10 | F2 | Commercial | Grocery | Existing | Food Preparation | Natural Gas | Fryer | E10 | TRC BC Ratio | 0 | 0 | 0 | 0 | 0 | 0 | 0 | 0 | 0 | 0 | 0 | 0 | 0 | 0 | 0 | 0 | 0 | 0 | 0 | 0 | 0 | 0 | 0 | 0 | 0 | 0 | 0 | 0 | 0 | 0 | 0 | 0 | 0
F3_Commercial_Grocery_Existing_Food Preparation_Natural Gas_Fryer_E1 | F3 | Commercial | Grocery | Existing | Food Preparation | Natural Gas | Fryer | E1 | PACT BC Ratio | 1 | 1 | 1 | 0 | 0 | 0 | 0 | 0 | 0 | 0 | 0 | 0 | 0 | 0 | 0 | 0 | 0 | 0 | 0 | 0 | 0 | 0 | 0 | 0 | 0 | 0 | 0 | 0 | 0 | 0 | 0 | 0 | 0
F3_Commercial_Grocery_Existing_Food Preparation_Natural Gas_Fryer_E2 | F3 | Commercial | Grocery | Existing | Food Preparation | Natural Gas | Fryer | E2 | PACT BC Ratio | 5.9285 | 5.9219 | 5.9474 | 1 | 1 | 1 | 1 | 1 | 1 | 1 | 1 | 1 | 1 | 1 | 1 | 1 | 1 | 1 | 1 | 1 | 1 | 1 | 1 | 1 | 1 | 1 | 1 | 1 | 1 | 1 | 1 | 1 | 1
F3_Commercial_Grocery_Existing_Food Preparation_Natural Gas_Fryer_E3 | F3 | Commercial | Grocery | Existing | Food Preparation | Natural Gas | Fryer | E3 | PACT BC Ratio | 0 | 0 | 0 | 0 | 0 | 0 | 0 | 0 | 0 | 0 | 0 | 0 | 0 | 0 | 0 | 0 | 0 | 0 | 0 | 0 | 0 | 0 | 0 | 0 | 0 | 0 | 0 | 0 | 0 | 0 | 0 | 0 | 0
F3_Commercial_Grocery_Existing_Food Preparation_Natural Gas_Fryer_E4 | F3 | Commercial | Grocery | Existing | Food Preparation | Natural Gas | Fryer | E4 | PACT BC Ratio | 0 | 0 | 0 | 0 | 0 | 0 | 0 | 0 | 0 | 0 | 0 | 0 | 0 | 0 | 0 | 0 | 0 | 0 | 0 | 0 | 0 | 0 | 0 | 0 | 0 | 0 | 0 | 0 | 0 | 0 | 0 | 0 | 0
F3_Commercial_Grocery_Existing_Food Preparation_Natural Gas_Fryer_E5 | F3 | Commercial | Grocery | Existing | Food Preparation | Natural Gas | Fryer | E5 | PACT BC Ratio | 0 | 0 | 0 | 0 | 0 | 0 | 0 | 0 | 0 | 0 | 0 | 0 | 0 | 0 | 0 | 0 | 0 | 0 | 0 | 0 | 0 | 0 | 0 | 0 | 0 | 0 | 0 | 0 | 0 | 0 | 0 | 0 | 0
F3_Commercial_Grocery_Existing_Food Preparation_Natural Gas_Fryer_E6 | F3 | Commercial | Grocery | Existing | Food Preparation | Natural Gas | Fryer | E6 | PACT BC Ratio | 0 | 0 | 0 | 0 | 0 | 0 | 0 | 0 | 0 | 0 | 0 | 0 | 0 | 0 | 0 | 0 | 0 | 0 | 0 | 0 | 0 | 0 | 0 | 0 | 0 | 0 | 0 | 0 | 0 | 0 | 0 | 0 | 0
F3_Commercial_Grocery_Existing_Food Preparation_Natural Gas_Fryer_E7 | F3 | Commercial | Grocery | Existing | Food Preparation | Natural Gas | Fryer | E7 | PACT BC Ratio | 0 | 0 | 0 | 0 | 0 | 0 | 0 | 0 | 0 | 0 | 0 | 0 | 0 | 0 | 0 | 0 | 0 | 0 | 0 | 0 | 0 | 0 | 0 | 0 | 0 | 0 | 0 | 0 | 0 | 0 | 0 | 0 | 0
F3_Commercial_Grocery_Existing_Food Preparation_Natural Gas_Fryer_E8 | F3 | Commercial | Grocery | Existing | Food Preparation | Natural Gas | Fryer | E8 | PACT BC Ratio | 0 | 0 | 0 | 0 | 0 | 0 | 0 | 0 | 0 | 0 | 0 | 0 | 0 | 0 | 0 | 0 | 0 | 0 | 0 | 0 | 0 | 0 | 0 | 0 | 0 | 0 | 0 | 0 | 0 | 0 | 0 | 0 | 0
F3_Commercial_Grocery_Existing_Food Preparation_Natural Gas_Fryer_E9 | F3 | Commercial | Grocery | Existing | Food Preparation | Natural Gas | Fryer | E9 | PACT BC Ratio | 0 | 0 | 0 | 0 | 0 | 0 | 0 | 0 | 0 | 0 | 0 | 0 | 0 | 0 | 0 | 0 | 0 | 0 | 0 | 0 | 0 | 0 | 0 | 0 | 0 | 0 | 0 | 0 | 0 | 0 | 0 | 0 | 0
F3_Commercial_Grocery_Existing_Food Preparation_Natural Gas_Fryer_E10 | F3 | Commercial | Grocery | Existing | Food Preparation | Natural Gas | Fryer | E10 | PACT BC Ratio | 0 | 0 | 0 | 0 | 0 | 0 | 0 | 0 | 0 | 0 | 0 | 0 | 0 | 0 | 0 | 0 | 0 | 0 | 0 | 0 | 0 | 0 | 0 | 0 | 0 | 0 | 0 | 0 | 0 | 0 | 0 | 0 | 0
F4_Commercial_Grocery_Existing_Food Preparation_Natural Gas_Fryer_E1 | F4 | Commercial | Grocery | Existing | Food Preparation | Natural Gas | Fryer | E1 | RVT BC Ratio | 1 | 1 | 1 | 0 | 0 | 0 | 0 | 0 | 0 | 0 | 0 | 0 | 0 | 0 | 0 | 0 | 0 | 0 | 0 | 0 | 0 | 0 | 0 | 0 | 0 | 0 | 0 | 0 | 0 | 0 | 0 | 0 | 0
F4_Commercial_Grocery_Existing_Food Preparation_Natural Gas_Fryer_E2 | F4 | Commercial | Grocery | Existing | Food Preparation | Natural Gas | Fryer | E2 | RVT BC Ratio | 7.0924 | 7.0854 | 7.1129 | 1 | 1 | 1 | 1 | 1 | 1 | 1 | 1 | 1 | 1 | 1 | 1 | 1 | 1 | 1 | 1 | 1 | 1 | 1 | 1 | 1 | 1 | 1 | 1 | 1 | 1 | 1 | 1 | 1 | 1
F4_Commercial_Grocery_Existing_Food Preparation_Natural Gas_Fryer_E3 | F4 | Commercial | Grocery | Existing | Food Preparation | Natural Gas | Fryer | E3 | RVT BC Ratio | 0 | 0 | 0 | 0 | 0 | 0 | 0 | 0 | 0 | 0 | 0 | 0 | 0 | 0 | 0 | 0 | 0 | 0 | 0 | 0 | 0 | 0 | 0 | 0 | 0 | 0 | 0 | 0 | 0 | 0 | 0 | 0 | 0
F4_Commercial_Grocery_Existing_Food Preparation_Natural Gas_Fryer_E4 | F4 | Commercial | Grocery | Existing | Food Preparation | Natural Gas | Fryer | E4 | RVT BC Ratio | 0 | 0 | 0 | 0 | 0 | 0 | 0 | 0 | 0 | 0 | 0 | 0 | 0 | 0 | 0 | 0 | 0 | 0 | 0 | 0 | 0 | 0 | 0 | 0 | 0 | 0 | 0 | 0 | 0 | 0 | 0 | 0 | 0
F4_Commercial_Grocery_Existing_Food Preparation_Natural Gas_Fryer_E5 | F4 | Commercial | Grocery | Existing | Food Preparation | Natural Gas | Fryer | E5 | RVT BC Ratio | 0 | 0 | 0 | 0 | 0 | 0 | 0 | 0 | 0 | 0 | 0 | 0 | 0 | 0 | 0 | 0 | 0 | 0 | 0 | 0 | 0 | 0 | 0 | 0 | 0 | 0 | 0 | 0 | 0 | 0 | 0 | 0 | 0
F4_Commercial_Grocery_Existing_Food Preparation_Natural Gas_Fryer_E6 | F4 | Commercial | Grocery | Existing | Food Preparation | Natural Gas | Fryer | E6 | RVT BC Ratio | 0 | 0 | 0 | 0 | 0 | 0 | 0 | 0 | 0 | 0 | 0 | 0 | 0 | 0 | 0 | 0 | 0 | 0 | 0 | 0 | 0 | 0 | 0 | 0 | 0 | 0 | 0 | 0 | 0 | 0 | 0 | 0 | 0
F4_Commercial_Grocery_Existing_Food Preparation_Natural Gas_Fryer_E7 | F4 | Commercial | Grocery | Existing | Food Preparation | Natural Gas | Fryer | E7 | RVT BC Ratio | 0 | 0 | 0 | 0 | 0 | 0 | 0 | 0 | 0 | 0 | 0 | 0 | 0 | 0 | 0 | 0 | 0 | 0 | 0 | 0 | 0 | 0 | 0 | 0 | 0 | 0 | 0 | 0 | 0 | 0 | 0 | 0 | 0
F4_Commercial_Grocery_Existing_Food Preparation_Natural Gas_Fryer_E8 | F4 | Commercial | Grocery | Existing | Food Preparation | Natural Gas | Fryer | E8 | RVT BC Ratio | 0 | 0 | 0 | 0 | 0 | 0 | 0 | 0 | 0 | 0 | 0 | 0 | 0 | 0 | 0 | 0 | 0 | 0 | 0 | 0 | 0 | 0 | 0 | 0 | 0 | 0 | 0 | 0 | 0 | 0 | 0 | 0 | 0
F4_Commercial_Grocery_Existing_Food Preparation_Natural Gas_Fryer_E9 | F4 | Commercial | Grocery | Existing | Food Preparation | Natural Gas | Fryer | E9 | RVT BC Ratio | 0 | 0 | 0 | 0 | 0 | 0 | 0 | 0 | 0 | 0 | 0 | 0 | 0 | 0 | 0 | 0 | 0 | 0 | 0 | 0 | 0 | 0 | 0 | 0 | 0 | 0 | 0 | 0 | 0 | 0 | 0 | 0 | 0
F4_Commercial_Grocery_Existing_Food Preparation_Natural Gas_Fryer_E10 | F4 | Commercial | Grocery | Existing | Food Preparation | Natural Gas | Fryer | E10 | RVT BC Ratio | 0 | 0 | 0 | 0 | 0 | 0 | 0 | 0 | 0 | 0 | 0 | 0 | 0 | 0 | 0 | 0 | 0 | 0 | 0 | 0 | 0 | 0 | 0 | 0 | 0 | 0 | 0 | 0 | 0 | 0 | 0 | 0 | 0
F5_Commercial_Grocery_Existing_Food Preparation_Natural Gas_Fryer_E1 | F5 | Commercial | Grocery | Existing | Food Preparation | Natural Gas | Fryer | E1 | RIM BC Ratio | 1 | 1 | 1 | 0 | 0 | 0 | 0 | 0 | 0 | 0 | 0 | 0 | 0 | 0 | 0 | 0 | 0 | 0 | 0 | 0 | 0 | 0 | 0 | 0 | 0 | 0 | 0 | 0 | 0 | 0 | 0 | 0 | 0
F5_Commercial_Grocery_Existing_Food Preparation_Natural Gas_Fryer_E2 | F5 | Commercial | Grocery | Existing | Food Preparation | Natural Gas | Fryer | E2 | RIM BC Ratio | 0.73167 | 0.73157 | 0.73195 | 1 | 1 | 1 | 1 | 1 | 1 | 1 | 1 | 1 | 1 | 1 | 1 | 1 | 1 | 1 | 1 | 1 | 1 | 1 | 1 | 1 | 1 | 1 | 1 | 1 | 1 | 1 | 1 | 1 | 1
F5_Commercial_Grocery_Existing_Food Preparation_Natural Gas_Fryer_E3 | F5 | Commercial | Grocery | Existing | Food Preparation | Natural Gas | Fryer | E3 | RIM BC Ratio | 0 | 0 | 0 | 0 | 0 | 0 | 0 | 0 | 0 | 0 | 0 | 0 | 0 | 0 | 0 | 0 | 0 | 0 | 0 | 0 | 0 | 0 | 0 | 0 | 0 | 0 | 0 | 0 | 0 | 0 | 0 | 0 | 0
F5_Commercial_Grocery_Existing_Food Preparation_Natural Gas_Fryer_E4 | F5 | Commercial | Grocery | Existing | Food Preparation | Natural Gas | Fryer | E4 | RIM BC Ratio | 0 | 0 | 0 | 0 | 0 | 0 | 0 | 0 | 0 | 0 | 0 | 0 | 0 | 0 | 0 | 0 | 0 | 0 | 0 | 0 | 0 | 0 | 0 | 0 | 0 | 0 | 0 | 0 | 0 | 0 | 0 | 0 | 0
F5_Commercial_Grocery_Existing_Food Preparation_Natural Gas_Fryer_E5 | F5 | Commercial | Grocery | Existing | Food Preparation | Natural Gas | Fryer | E5 | RIM BC Ratio | 0 | 0 | 0 | 0 | 0 | 0 | 0 | 0 | 0 | 0 | 0 | 0 | 0 | 0 | 0 | 0 | 0 | 0 | 0 | 0 | 0 | 0 | 0 | 0 | 0 | 0 | 0 | 0 | 0 | 0 | 0 | 0 | 0
F5_Commercial_Grocery_Existing_Food Preparation_Natural Gas_Fryer_E6 | F5 | Commercial | Grocery | Existing | Food Preparation | Natural Gas | Fryer | E6 | RIM BC Ratio | 0 | 0 | 0 | 0 | 0 | 0 | 0 | 0 | 0 | 0 | 0 | 0 | 0 | 0 | 0 | 0 | 0 | 0 | 0 | 0 | 0 | 0 | 0 | 0 | 0 | 0 | 0 | 0 | 0 | 0 | 0 | 0 | 0
F5_Commercial_Grocery_Existing_Food Preparation_Natural Gas_Fryer_E7 | F5 | Commercial | Grocery | Existing | Food Preparation | Natural Gas | Fryer | E7 | RIM BC Ratio | 0 | 0 | 0 | 0 | 0 | 0 | 0 | 0 | 0 | 0 | 0 | 0 | 0 | 0 | 0 | 0 | 0 | 0 | 0 | 0 | 0 | 0 | 0 | 0 | 0 | 0 | 0 | 0 | 0 | 0 | 0 | 0 | 0
F5_Commercial_Grocery_Existing_Food Preparation_Natural Gas_Fryer_E8 | F5 | Commercial | Grocery | Existing | Food Preparation | Natural Gas | Fryer | E8 | RIM BC Ratio | 0 | 0 | 0 | 0 | 0 | 0 | 0 | 0 | 0 | 0 | 0 | 0 | 0 | 0 | 0 | 0 | 0 | 0 | 0 | 0 | 0 | 0 | 0 | 0 | 0 | 0 | 0 | 0 | 0 | 0 | 0 | 0 | 0
F5_Commercial_Grocery_Existing_Food Preparation_Natural Gas_Fryer_E9 | F5 | Commercial | Grocery | Existing | Food Preparation | Natural Gas | Fryer | E9 | RIM BC Ratio | 0 | 0 | 0 | 0 | 0 | 0 | 0 | 0 | 0 | 0 | 0 | 0 | 0 | 0 | 0 | 0 | 0 | 0 | 0 | 0 | 0 | 0 | 0 | 0 | 0 | 0 | 0 | 0 | 0 | 0 | 0 | 0 | 0
F5_Commercial_Grocery_Existing_Food Preparation_Natural Gas_Fryer_E10 | F5 | Commercial | Grocery | Existing | Food Preparation | Natural Gas | Fryer | E10 | RIM BC Ratio | 0 | 0 | 0 | 0 | 0 | 0 | 0 | 0 | 0 | 0 | 0 | 0 | 0 | 0 | 0 | 0 | 0 | 0 | 0 | 0 | 0 | 0 | 0 | 0 | 0 | 0 | 0 | 0 | 0 | 0 | 0 | 0 | 0
F0_Commercial_Grocery_Existing_Food Preparation_Natural Gas_Broiler_E0 | F0 | Commercial | Grocery | Existing | Food Preparation | Natural Gas | Broiler | E0 | Economic Unit | Infrared Burners | Infrared Burners | Infrared Burners | Infrared Burners | Infrared Burners | Infrared Burners | Infrared Burners | Infrared Burners | Infrared Burners | Infrared Burners | Infrared Burners | Infrared Burners | Infrared Burners | Infrared Burners | Infrared Burners | Infrared Burners | Infrared Burners | Infrared Burners | Infrared Burners | Infrared Burners | Infrared Burners | Infrared Burners | Infrared Burners | Infrared Burners | Infrared Burners | Infrared Burners | Infrared Burners | Infrared Burners | Infrared Burners | Infrared Burners | Infrared Burners | Infrared Burners | Infrared Burners
F1_Commercial_Grocery_Existing_Food Preparation_Natural Gas_Broiler_E1 | F1 | Commercial | Grocery | Existing | Food Preparation | Natural Gas | Broiler | E1 | CCE | 0 | 0 | 0 | 0 | 0 | 0 | 0 | 0 | 0 | 0 | 0 | 0 | 0 | 0 | 0 | 0 | 0 | 0 | 0 | 0 | 0 | 0 | 0 | 0 | 0 | 0 | 0 | 0 | 0 | 0 | 0 | 0 | 0
F1_Commercial_Grocery_Existing_Food Preparation_Natural Gas_Broiler_E2 | F1 | Commercial | Grocery | Existing | Food Preparation | Natural Gas | Broiler | E2 | CCE | 0.59817 | 0.61931 | 0.55594 | 0.56637 | 0.56637 | 0.56637 | 0.56637 | 0.56637 | 0.56637 | 0.56637 | 0.56637 | 0.56637 | 0.56637 | 0.56637 | 0.56637 | 0.56637 | 0.56637 | 0.56637 | 0.56637 | 0.56637 | 0.56637 | 0.56637 | 0.56637 | 0.56637 | 0.56637 | 0.56637 | 0.56637 | 0.56637 | 0.56637 | 0.56637 | 0.56637 | 0.56637 | 0.56637
F1_Commercial_Grocery_Existing_Food Preparation_Natural Gas_Broiler_E3 | F1 | Commercial | Grocery | Existing | Food Preparation | Natural Gas | Broiler | E3 | CCE | 0 | 0 | 0 | 0 | 0 | 0 | 0 | 0 | 0 | 0 | 0 | 0 | 0 | 0 | 0 | 0 | 0 | 0 | 0 | 0 | 0 | 0 | 0 | 0 | 0 | 0 | 0 | 0 | 0 | 0 | 0 | 0 | 0
F1_Commercial_Grocery_Existing_Food Preparation_Natural Gas_Broiler_E4 | F1 | Commercial | Grocery | Existing | Food Preparation | Natural Gas | Broiler | E4 | CCE | 0 | 0 | 0 | 0 | 0 | 0 | 0 | 0 | 0 | 0 | 0 | 0 | 0 | 0 | 0 | 0 | 0 | 0 | 0 | 0 | 0 | 0 | 0 | 0 | 0 | 0 | 0 | 0 | 0 | 0 | 0 | 0 | 0
F1_Commercial_Grocery_Existing_Food Preparation_Natural Gas_Broiler_E5 | F1 | Commercial | Grocery | Existing | Food Preparation | Natural Gas | Broiler | E5 | CCE | 0 | 0 | 0 | 0 | 0 | 0 | 0 | 0 | 0 | 0 | 0 | 0 | 0 | 0 | 0 | 0 | 0 | 0 | 0 | 0 | 0 | 0 | 0 | 0 | 0 | 0 | 0 | 0 | 0 | 0 | 0 | 0 | 0
F1_Commercial_Grocery_Existing_Food Preparation_Natural Gas_Broiler_E6 | F1 | Commercial | Grocery | Existing | Food Preparation | Natural Gas | Broiler | E6 | CCE | 0 | 0 | 0 | 0 | 0 | 0 | 0 | 0 | 0 | 0 | 0 | 0 | 0 | 0 | 0 | 0 | 0 | 0 | 0 | 0 | 0 | 0 | 0 | 0 | 0 | 0 | 0 | 0 | 0 | 0 | 0 | 0 | 0
F1_Commercial_Grocery_Existing_Food Preparation_Natural Gas_Broiler_E7 | F1 | Commercial | Grocery | Existing | Food Preparation | Natural Gas | Broiler | E7 | CCE | 0 | 0 | 0 | 0 | 0 | 0 | 0 | 0 | 0 | 0 | 0 | 0 | 0 | 0 | 0 | 0 | 0 | 0 | 0 | 0 | 0 | 0 | 0 | 0 | 0 | 0 | 0 | 0 | 0 | 0 | 0 | 0 | 0
F1_Commercial_Grocery_Existing_Food Preparation_Natural Gas_Broiler_E8 | F1 | Commercial | Grocery | Existing | Food Preparation | Natural Gas | Broiler | E8 | CCE | 0 | 0 | 0 | 0 | 0 | 0 | 0 | 0 | 0 | 0 | 0 | 0 | 0 | 0 | 0 | 0 | 0 | 0 | 0 | 0 | 0 | 0 | 0 | 0 | 0 | 0 | 0 | 0 | 0 | 0 | 0 | 0 | 0
F1_Commercial_Grocery_Existing_Food Preparation_Natural Gas_Broiler_E9 | F1 | Commercial | Grocery | Existing | Food Preparation | Natural Gas | Broiler | E9 | CCE | 0 | 0 | 0 | 0 | 0 | 0 | 0 | 0 | 0 | 0 | 0 | 0 | 0 | 0 | 0 | 0 | 0 | 0 | 0 | 0 | 0 | 0 | 0 | 0 | 0 | 0 | 0 | 0 | 0 | 0 | 0 | 0 | 0
F1_Commercial_Grocery_Existing_Food Preparation_Natural Gas_Broiler_E10 | F1 | Commercial | Grocery | Existing | Food Preparation | Natural Gas | Broiler | E10 | CCE | 0 | 0 | 0 | 0 | 0 | 0 | 0 | 0 | 0 | 0 | 0 | 0 | 0 | 0 | 0 | 0 | 0 | 0 | 0 | 0 | 0 | 0 | 0 | 0 | 0 | 0 | 0 | 0 | 0 | 0 | 0 | 0 | 0
F2_Commercial_Grocery_Existing_Food Preparation_Natural Gas_Broiler_E1 | F2 | Commercial | Grocery | Existing | Food Preparation | Natural Gas | Broiler | E1 | TRC BC Ratio | bar: 2019 to 2051
F2_Commercial_Grocery_Existing_Food Preparation_Natural Gas_Broiler_E2 | F2 | Commercial | Grocery | Existing | Food Preparation | Natural Gas | Broiler | E2 | TRC BC Ratio | 2.7519 | 2.7554 | 2.7705 | 2.7565 | 2.7493 | 2.7603 | 2.7866 | 2.8079 | 2.834 | 2.8592 | 2.8846 | 2.9086 | 2.9342 | 2.9607 | 2.9863 | 3.0126 | 3.039 | 3.0674 | 3.0969 | 3.1274 | 3.1566 | 3.1859 | 3.2122 | 3.2386 | 3.2614 | 3.2812 | 3.2991 | 3.3146 | 3.3268 | 3.3367 | 3.3421 | 3.3458 | 3.3458
F2_Commercial_Grocery_Existing_Food Preparation_Natural Gas_Broiler_E3 | F2 | Commercial | Grocery | Existing | Food Preparation | Natural Gas | Broiler | E3 | TRC BC Ratio | 0 | 0 | 0 | 0 | 0 | 0 | 0 | 0 | 0 | 0 | 0 | 0 | 0 | 0 | 0 | 0 | 0 | 0 | 0 | 0 | 0 | 0 | 0 | 0 | 0 | 0 | 0 | 0 | 0 | 0 | 0 | 0 | 0
F2_Commercial_Grocery_Existing_Food Preparation_Natural Gas_Broiler_E4 | F2 | Commercial | Grocery | Existing | Food Preparation | Natural Gas | Broiler | E4 | TRC BC Ratio | 0 | 0 | 0 | 0 | 0 | 0 | 0 | 0 | 0 | 0 | 0 | 0 | 0 | 0 | 0 | 0 | 0 | 0 | 0 | 0 | 0 | 0 | 0 | 0 | 0 | 0 | 0 | 0 | 0 | 0 | 0 | 0 | 0
F2_Commercial_Grocery_Existing_Food Preparation_Natural Gas_Broiler_E5 | F2 | Commercial | Grocery | Existing | Food Preparation | Natural Gas | Broiler | E5 | TRC BC Ratio | 0 | 0 | 0 | 0 | 0 | 0 | 0 | 0 | 0 | 0 | 0 | 0 | 0 | 0 | 0 | 0 | 0 | 0 | 0 | 0 | 0 | 0 | 0 | 0 | 0 | 0 | 0 | 0 | 0 | 0 | 0 | 0 | 0
F2_Commercial_Grocery_Existing_Food Preparation_Natural Gas_Broiler_E6 | F2 | Commercial | Grocery | Existing | Food Preparation | Natural Gas | Broiler | E6 | TRC BC Ratio | 0 | 0 | 0 | 0 | 0 | 0 | 0 | 0 | 0 | 0 | 0 | 0 | 0 | 0 | 0 | 0 | 0 | 0 | 0 | 0 | 0 | 0 | 0 | 0 | 0 | 0 | 0 | 0 | 0 | 0 | 0 | 0 | 0
F2_Commercial_Grocery_Existing_Food Preparation_Natural Gas_Broiler_E7 | F2 | Commercial | Grocery | Existing | Food Preparation | Natural Gas | Broiler | E7 | TRC BC Ratio | 0 | 0 | 0 | 0 | 0 | 0 | 0 | 0 | 0 | 0 | 0 | 0 | 0 | 0 | 0 | 0 | 0 | 0 | 0 | 0 | 0 | 0 | 0 | 0 | 0 | 0 | 0 | 0 | 0 | 0 | 0 | 0 | 0
F2_Commercial_Grocery_Existing_Food Preparation_Natural Gas_Broiler_E8 | F2 | Commercial | Grocery | Existing | Food Preparation | Natural Gas | Broiler | E8 | TRC BC Ratio | 0 | 0 | 0 | 0 | 0 | 0 | 0 | 0 | 0 | 0 | 0 | 0 | 0 | 0 | 0 | 0 | 0 | 0 | 0 | 0 | 0 | 0 | 0 | 0 | 0 | 0 | 0 | 0 | 0 | 0 | 0 | 0 | 0
F2_Commercial_Grocery_Existing_Food Preparation_Natural Gas_Broiler_E9 | F2 | Commercial | Grocery | Existing | Food Preparation | Natural Gas | Broiler | E9 | TRC BC Ratio | 0 | 0 | 0 | 0 | 0 | 0 | 0 | 0 | 0 | 0 | 0 | 0 | 0 | 0 | 0 | 0 | 0 | 0 | 0 | 0 | 0 | 0 | 0 | 0 | 0 | 0 | 0 | 0 | 0 | 0 | 0 | 0 | 0
F2_Commercial_Grocery_Existing_Food Preparation_Natural Gas_Broiler_E10 | F2 | Commercial | Grocery | Existing | Food Preparation | Natural Gas | Broiler | E10 | TRC BC Ratio | 0 | 0 | 0 | 0 | 0 | 0 | 0 | 0 | 0 | 0 | 0 | 0 | 0 | 0 | 0 | 0 | 0 | 0 | 0 | 0 | 0 | 0 | 0 | 0 | 0 | 0 | 0 | 0 | 0 | 0 | 0 | 0 | 0
F3_Commercial_Grocery_Existing_Food Preparation_Natural Gas_Broiler_E1 | F3 | Commercial | Grocery | Existing | Food Preparation | Natural Gas | Broiler | E1 | PACT BC Ratio | bar: 2019 to 2051
F3_Commercial_Grocery_Existing_Food Preparation_Natural Gas_Broiler_E2 | F3 | Commercial | Grocery | Existing | Food Preparation | Natural Gas | Broiler | E2 | PACT BC Ratio | 3.6692 | 3.6739 | 3.694 | 3.6753 | 3.6658 | 3.6803 | 3.7154 | 3.7439 | 3.7787 | 3.8122 | 3.8462 | 3.8782 | 3.9123 | 3.9475 | 3.9818 | 4.0167 | 4.052 | 4.0899 | 4.1293 | 4.1698 | 4.2088 | 4.2479 | 4.283 | 4.3181 | 4.3486 | 4.3749 | 4.3988 | 4.4195 | 4.4357 | 4.4489 | 4.4562 | 4.461 | 4.461
F3_Commercial_Grocery_Existing_Food Preparation_Natural Gas_Broiler_E3 | F3 | Commercial | Grocery | Existing | Food Preparation | Natural Gas | Broiler | E3 | PACT BC Ratio | 0 | 0 | 0 | 0 | 0 | 0 | 0 | 0 | 0 | 0 | 0 | 0 | 0 | 0 | 0 | 0 | 0 | 0 | 0 | 0 | 0 | 0 | 0 | 0 | 0 | 0 | 0 | 0 | 0 | 0 | 0 | 0 | 0
F3_Commercial_Grocery_Existing_Food Preparation_Natural Gas_Broiler_E4 | F3 | Commercial | Grocery | Existing | Food Preparation | Natural Gas | Broiler | E4 | PACT BC Ratio | 0 | 0 | 0 | 0 | 0 | 0 | 0 | 0 | 0 | 0 | 0 | 0 | 0 | 0 | 0 | 0 | 0 | 0 | 0 | 0 | 0 | 0 | 0 | 0 | 0 | 0 | 0 | 0 | 0 | 0 | 0 | 0 | 0
F3_Commercial_Grocery_Existing_Food Preparation_Natural Gas_Broiler_E5 | F3 | Commercial | Grocery | Existing | Food Preparation | Natural Gas | Broiler | E5 | PACT BC Ratio | 0 | 0 | 0 | 0 | 0 | 0 | 0 | 0 | 0 | 0 | 0 | 0 | 0 | 0 | 0 | 0 | 0 | 0 | 0 | 0 | 0 | 0 | 0 | 0 | 0 | 0 | 0 | 0 | 0 | 0 | 0 | 0 | 0
F3_Commercial_Grocery_Existing_Food Preparation_Natural Gas_Broiler_E6 | F3 | Commercial | Grocery | Existing | Food Preparation | Natural Gas | Broiler | E6 | PACT BC Ratio | 0 | 0 | 0 | 0 | 0 | 0 | 0 | 0 | 0 | 0 | 0 | 0 | 0 | 0 | 0 | 0 | 0 | 0 | 0 | 0 | 0 | 0 | 0 | 0 | 0 | 0 | 0 | 0 | 0 | 0 | 0 | 0 | 0
F3_Commercial_Grocery_Existing_Food Preparation_Natural Gas_Broiler_E7 | F3 | Commercial | Grocery | Existing | Food Preparation | Natural Gas | Broiler | E7 | PACT BC Ratio | 0 | 0 | 0 | 0 | 0 | 0 | 0 | 0 | 0 | 0 | 0 | 0 | 0 | 0 | 0 | 0 | 0 | 0 | 0 | 0 | 0 | 0 | 0 | 0 | 0 | 0 | 0 | 0 | 0 | 0 | 0 | 0 | 0
F3_Commercial_Grocery_Existing_Food Preparation_Natural Gas_Broiler_E8 | F3 | Commercial | Grocery | Existing | Food Preparation | Natural Gas | Broiler | E8 | PACT BC Ratio | 0 | 0 | 0 | 0 | 0 | 0 | 0 | 0 | 0 | 0 | 0 | 0 | 0 | 0 | 0 | 0 | 0 | 0 | 0 | 0 | 0 | 0 | 0 | 0 | 0 | 0 | 0 | 0 | 0 | 0 | 0 | 0 | 0
F3_Commercial_Grocery_Existing_Food Preparation_Natural Gas_Broiler_E9 | F3 | Commercial | Grocery | Existing | Food Preparation | Natural Gas | Broiler | E9 | PACT BC Ratio | 0 | 0 | 0 | 0 | 0 | 0 | 0 | 0 | 0 | 0 | 0 | 0 | 0 | 0 | 0 | 0 | 0 | 0 | 0 | 0 | 0 | 0 | 0 | 0 | 0 | 0 | 0 | 0 | 0 | 0 | 0 | 0 | 0
F3_Commercial_Grocery_Existing_Food Preparation_Natural Gas_Broiler_E10 | F3 | Commercial | Grocery | Existing | Food Preparation | Natural Gas | Broiler | E10 | PACT BC Ratio | 0 | 0 | 0 | 0 | 0 | 0 | 0 | 0 | 0 | 0 | 0 | 0 | 0 | 0 | 0 | 0 | 0 | 0 | 0 | 0 | 0 | 0 | 0 | 0 | 0 | 0 | 0 | 0 | 0 | 0 | 0 | 0 | 0
F4_Commercial_Grocery_Existing_Food Preparation_Natural Gas_Broiler_E1 | F4 | Commercial | Grocery | Existing | Food Preparation | Natural Gas | Broiler | E1 | RVT BC Ratio | bar: 2019 to 2051
F4_Commercial_Grocery_Existing_Food Preparation_Natural Gas_Broiler_E2 | F4 | Commercial | Grocery | Existing | Food Preparation | Natural Gas | Broiler | E2 | RVT BC Ratio | 4.6564 | 4.6614 | 4.6831 | 4.6629 | 4.6526 | 4.6684 | 4.7062 | 4.7369 | 4.7744 | 4.8106 | 4.8472 | 4.8817 | 4.9184 | 4.9565 | 4.9934 | 5.0311 | 5.0691 | 5.11 | 5.1524 | 5.1962 | 5.2382 | 5.2804 | 5.3182 | 5.3561 | 5.3889 | 5.4173 | 5.4431 | 5.4654 | 5.4828 | 5.4971 | 5.5049 | 5.5101 | 5.5101
F4_Commercial_Grocery_Existing_Food Preparation_Natural Gas_Broiler_E3 | F4 | Commercial | Grocery | Existing | Food Preparation | Natural Gas | Broiler | E3 | RVT BC Ratio | 0 | 0 | 0 | 0 | 0 | 0 | 0 | 0 | 0 | 0 | 0 | 0 | 0 | 0 | 0 | 0 | 0 | 0 | 0 | 0 | 0 | 0 | 0 | 0 | 0 | 0 | 0 | 0 | 0 | 0 | 0 | 0 | 0
F4_Commercial_Grocery_Existing_Food Preparation_Natural Gas_Broiler_E4 | F4 | Commercial | Grocery | Existing | Food Preparation | Natural Gas | Broiler | E4 | RVT BC Ratio | 0 | 0 | 0 | 0 | 0 | 0 | 0 | 0 | 0 | 0 | 0 | 0 | 0 | 0 | 0 | 0 | 0 | 0 | 0 | 0 | 0 | 0 | 0 | 0 | 0 | 0 | 0 | 0 | 0 | 0 | 0 | 0 | 0
F4_Commercial_Grocery_Existing_Food Preparation_Natural Gas_Broiler_E5 | F4 | Commercial | Grocery | Existing | Food Preparation | Natural Gas | Broiler | E5 | RVT BC Ratio | 0 | 0 | 0 | 0 | 0 | 0 | 0 | 0 | 0 | 0 | 0 | 0 | 0 | 0 | 0 | 0 | 0 | 0 | 0 | 0 | 0 | 0 | 0 | 0 | 0 | 0 | 0 | 0 | 0 | 0 | 0 | 0 | 0
F4_Commercial_Grocery_Existing_Food Preparation_Natural Gas_Broiler_E6 | F4 | Commercial | Grocery | Existing | Food Preparation | Natural Gas | Broiler | E6 | RVT BC Ratio | 0 | 0 | 0 | 0 | 0 | 0 | 0 | 0 | 0 | 0 | 0 | 0 | 0 | 0 | 0 | 0 | 0 | 0 | 0 | 0 | 0 | 0 | 0 | 0 | 0 | 0 | 0 | 0 | 0 | 0 | 0 | 0 | 0
F4_Commercial_Grocery_Existing_Food Preparation_Natural Gas_Broiler_E7 | F4 | Commercial | Grocery | Existing | Food Preparation | Natural Gas | Broiler | E7 | RVT BC Ratio | 0 | 0 | 0 | 0 | 0 | 0 | 0 | 0 | 0 | 0 | 0 | 0 | 0 | 0 | 0 | 0 | 0 | 0 | 0 | 0 | 0 | 0 | 0 | 0 | 0 | 0 | 0 | 0 | 0 | 0 | 0 | 0 | 0
F4_Commercial_Grocery_Existing_Food Preparation_Natural Gas_Broiler_E8 | F4 | Commercial | Grocery | Existing | Food Preparation | Natural Gas | Broiler | E8 | RVT BC Ratio | 0 | 0 | 0 | 0 | 0 | 0 | 0 | 0 | 0 | 0 | 0 | 0 | 0 | 0 | 0 | 0 | 0 | 0 | 0 | 0 | 0 | 0 | 0 | 0 | 0 | 0 | 0 | 0 | 0 | 0 | 0 | 0 | 0
F4_Commercial_Grocery_Existing_Food Preparation_Natural Gas_Broiler_E9 | F4 | Commercial | Grocery | Existing | Food Preparation | Natural Gas | Broiler | E9 | RVT BC Ratio | 0 | 0 | 0 | 0 | 0 | 0 | 0 | 0 | 0 | 0 | 0 | 0 | 0 | 0 | 0 | 0 | 0 | 0 | 0 | 0 | 0 | 0 | 0 | 0 | 0 | 0 | 0 | 0 | 0 | 0 | 0 | 0 | 0
F4_Commercial_Grocery_Existing_Food Preparation_Natural Gas_Broiler_E10 | F4 | Commercial | Grocery | Existing | Food Preparation | Natural Gas | Broiler | E10 | RVT BC Ratio | 0 | 0 | 0 | 0 | 0 | 0 | 0 | 0 | 0 | 0 | 0 | 0 | 0 | 0 | 0 | 0 | 0 | 0 | 0 | 0 | 0 | 0 | 0 | 0 | 0 | 0 | 0 | 0 | 0 | 0 | 0 | 0 | 0
F5_Commercial_Grocery_Existing_Food Preparation_Natural Gas_Broiler_E1 | F5 | Commercial | Grocery | Existing | Food Preparation | Natural Gas | Broiler | E1 | RIM BC Ratio | bar: 2019 to 2051
F5_Commercial_Grocery_Existing_Food Preparation_Natural Gas_Broiler_E2 | F5 | Commercial | Grocery | Existing | Food Preparation | Natural Gas | Broiler | E2 | RIM BC Ratio | 0.67999 | 0.68015 | 0.68084 | 0.6802 | 0.67987 | 0.68037 | 0.68156 | 0.68252 | 0.68367 | 0.68475 | 0.68584 | 0.68685 | 0.68791 | 0.689 | 0.69003 | 0.69107 | 0.69211 | 0.69321 | 0.69433 | 0.69547 | 0.69654 | 0.69761 | 0.69854 | 0.69947 | 0.70027 | 0.70095 | 0.70156 | 0.70208 | 0.70249 | 0.70282 | 0.703 | 0.70312 | 0.70312
F5_Commercial_Grocery_Existing_Food Preparation_Natural Gas_Broiler_E3 | F5 | Commercial | Grocery | Existing | Food Preparation | Natural Gas | Broiler | E3 | RIM BC Ratio | 0 | 0 | 0 | 0 | 0 | 0 | 0 | 0 | 0 | 0 | 0 | 0 | 0 | 0 | 0 | 0 | 0 | 0 | 0 | 0 | 0 | 0 | 0 | 0 | 0 | 0 | 0 | 0 | 0 | 0 | 0 | 0 | 0
F5_Commercial_Grocery_Existing_Food Preparation_Natural Gas_Broiler_E4 | F5 | Commercial | Grocery | Existing | Food Preparation | Natural Gas | Broiler | E4 | RIM BC Ratio | 0 | 0 | 0 | 0 | 0 | 0 | 0 | 0 | 0 | 0 | 0 | 0 | 0 | 0 | 0 | 0 | 0 | 0 | 0 | 0 | 0 | 0 | 0 | 0 | 0 | 0 | 0 | 0 | 0 | 0 | 0 | 0 | 0
F5_Commercial_Grocery_Existing_Food Preparation_Natural Gas_Broiler_E5 | F5 | Commercial | Grocery | Existing | Food Preparation | Natural Gas | Broiler | E5 | RIM BC Ratio | 0 | 0 | 0 | 0 | 0 | 0 | 0 | 0 | 0 | 0 | 0 | 0 | 0 | 0 | 0 | 0 | 0 | 0 | 0 | 0 | 0 | 0 | 0 | 0 | 0 | 0 | 0 | 0 | 0 | 0 | 0 | 0 | 0
F5_Commercial_Grocery_Existing_Food Preparation_Natural Gas_Broiler_E6 | F5 | Commercial | Grocery | Existing | Food Preparation | Natural Gas | Broiler | E6 | RIM BC Ratio | 0 | 0 | 0 | 0 | 0 | 0 | 0 | 0 | 0 | 0 | 0 | 0 | 0 | 0 | 0 | 0 | 0 | 0 | 0 | 0 | 0 | 0 | 0 | 0 | 0 | 0 | 0 | 0 | 0 | 0 | 0 | 0 | 0
F5_Commercial_Grocery_Existing_Food Preparation_Natural Gas_Broiler_E7 | F5 | Commercial | Grocery | Existing | Food Preparation | Natural Gas | Broiler | E7 | RIM BC Ratio | 0 | 0 | 0 | 0 | 0 | 0 | 0 | 0 | 0 | 0 | 0 | 0 | 0 | 0 | 0 | 0 | 0 | 0 | 0 | 0 | 0 | 0 | 0 | 0 | 0 | 0 | 0 | 0 | 0 | 0 | 0 | 0 | 0
F5_Commercial_Grocery_Existing_Food Preparation_Natural Gas_Broiler_E8 | F5 | Commercial | Grocery | Existing | Food Preparation | Natural Gas | Broiler | E8 | RIM BC Ratio | 0 | 0 | 0 | 0 | 0 | 0 | 0 | 0 | 0 | 0 | 0 | 0 | 0 | 0 | 0 | 0 | 0 | 0 | 0 | 0 | 0 | 0 | 0 | 0 | 0 | 0 | 0 | 0 | 0 | 0 | 0 | 0 | 0
F5_Commercial_Grocery_Existing_Food Preparation_Natural Gas_Broiler_E9 | F5 | Commercial | Grocery | Existing | Food Preparation | Natural Gas | Broiler | E9 | RIM BC Ratio | 0 | 0 | 0 | 0 | 0 | 0 | 0 | 0 | 0 | 0 | 0 | 0 | 0 | 0 | 0 | 0 | 0 | 0 | 0 | 0 | 0 | 0 | 0 | 0 | 0 | 0 | 0 | 0 | 0 | 0 | 0 | 0 | 0
F5_Commercial_Grocery_Existing_Food Preparation_Natural Gas_Broiler_E10 | F5 | Commercial | Grocery | Existing | Food Preparation | Natural Gas | Broiler | E10 | RIM BC Ratio | 0 | 0 | 0 | 0 | 0 | 0 | 0 | 0 | 0 | 0 | 0 | 0 | 0 | 0 | 0 | 0 | 0 | 0 | 0 | 0 | 0 | 0 | 0 | 0 | 0 | 0 | 0 | 0 | 0 | 0 | 0 | 0 | 0
F0_Commercial_Grocery_Existing_Food Preparation_Natural Gas_Griddle_E0 | F0 | Commercial | Grocery | Existing | Food Preparation | Natural Gas | Griddle | E0 | Economic Unit | ENERGY STAR | ENERGY STAR | ENERGY STAR | ENERGY STAR | ENERGY STAR | ENERGY STAR | ENERGY STAR | ENERGY STAR | ENERGY STAR | ENERGY STAR | ENERGY STAR | ENERGY STAR | ENERGY STAR | ENERGY STAR | ENERGY STAR | ENERGY STAR | ENERGY STAR | ENERGY STAR | ENERGY STAR | ENERGY STAR | ENERGY STAR | ENERGY STAR | ENERGY STAR | ENERGY STAR | ENERGY STAR | ENERGY STAR | ENERGY STAR | ENERGY STAR | ENERGY STAR | ENERGY STAR | ENERGY STAR | ENERGY STAR | ENERGY STAR
F1_Commercial_Grocery_Existing_Food Preparation_Natural Gas_Griddle_E1 | F1 | Commercial | Grocery | Existing | Food Preparation | Natural Gas | Griddle | E1 | CCE | 0 | 0 | 0 | 0 | 0 | 0 | 0 | 0 | 0 | 0 | 0 | 0 | 0 | 0 | 0 | 0 | 0 | 0 | 0 | 0 | 0 | 0 | 0 | 0 | 0 | 0 | 0 | 0 | 0 | 0 | 0 | 0 | 0
F1_Commercial_Grocery_Existing_Food Preparation_Natural Gas_Griddle_E2 | F1 | Commercial | Grocery | Existing | Food Preparation | Natural Gas | Griddle | E2 | CCE | 0.29693 | 0.30743 | 0.27597 | 0 | 0 | 0 | 0 | 0 | 0 | 0 | 0 | 0 | 0 | 0 | 0 | 0 | 0 | 0 | 0 | 0 | 0 | 0 | 0 | 0 | 0 | 0 | 0 | 0 | 0 | 0 | 0 | 0 | 0
F1_Commercial_Grocery_Existing_Food Preparation_Natural Gas_Griddle_E3 | F1 | Commercial | Grocery | Existing | Food Preparation | Natural Gas | Griddle | E3 | CCE | 0 | 0 | 0 | 0 | 0 | 0 | 0 | 0 | 0 | 0 | 0 | 0 | 0 | 0 | 0 | 0 | 0 | 0 | 0 | 0 | 0 | 0 | 0 | 0 | 0 | 0 | 0 | 0 | 0 | 0 | 0 | 0 | 0
F1_Commercial_Grocery_Existing_Food Preparation_Natural Gas_Griddle_E4 | F1 | Commercial | Grocery | Existing | Food Preparation | Natural Gas | Griddle | E4 | CCE | 0 | 0 | 0 | 0 | 0 | 0 | 0 | 0 | 0 | 0 | 0 | 0 | 0 | 0 | 0 | 0 | 0 | 0 | 0 | 0 | 0 | 0 | 0 | 0 | 0 | 0 | 0 | 0 | 0 | 0 | 0 | 0 | 0
F1_Commercial_Grocery_Existing_Food Preparation_Natural Gas_Griddle_E5 | F1 | Commercial | Grocery | Existing | Food Preparation | Natural Gas | Griddle | E5 | CCE | 0 | 0 | 0 | 0 | 0 | 0 | 0 | 0 | 0 | 0 | 0 | 0 | 0 | 0 | 0 | 0 | 0 | 0 | 0 | 0 | 0 | 0 | 0 | 0 | 0 | 0 | 0 | 0 | 0 | 0 | 0 | 0 | 0
F1_Commercial_Grocery_Existing_Food Preparation_Natural Gas_Griddle_E6 | F1 | Commercial | Grocery | Existing | Food Preparation | Natural Gas | Griddle | E6 | CCE | 0 | 0 | 0 | 0 | 0 | 0 | 0 | 0 | 0 | 0 | 0 | 0 | 0 | 0 | 0 | 0 | 0 | 0 | 0 | 0 | 0 | 0 | 0 | 0 | 0 | 0 | 0 | 0 | 0 | 0 | 0 | 0 | 0
F1_Commercial_Grocery_Existing_Food Preparation_Natural Gas_Griddle_E7 | F1 | Commercial | Grocery | Existing | Food Preparation | Natural Gas | Griddle | E7 | CCE | 0 | 0 | 0 | 0 | 0 | 0 | 0 | 0 | 0 | 0 | 0 | 0 | 0 | 0 | 0 | 0 | 0 | 0 | 0 | 0 | 0 | 0 | 0 | 0 | 0 | 0 | 0 | 0 | 0 | 0 | 0 | 0 | 0
F1_Commercial_Grocery_Existing_Food Preparation_Natural Gas_Griddle_E8 | F1 | Commercial | Grocery | Existing | Food Preparation | Natural Gas | Griddle | E8 | CCE | 0 | 0 | 0 | 0 | 0 | 0 | 0 | 0 | 0 | 0 | 0 | 0 | 0 | 0 | 0 | 0 | 0 | 0 | 0 | 0 | 0 | 0 | 0 | 0 | 0 | 0 | 0 | 0 | 0 | 0 | 0 | 0 | 0
F1_Commercial_Grocery_Existing_Food Preparation_Natural Gas_Griddle_E9 | F1 | Commercial | Grocery | Existing | Food Preparation | Natural Gas | Griddle | E9 | CCE | 0 | 0 | 0 | 0 | 0 | 0 | 0 | 0 | 0 | 0 | 0 | 0 | 0 | 0 | 0 | 0 | 0 | 0 | 0 | 0 | 0 | 0 | 0 | 0 | 0 | 0 | 0 | 0 | 0 | 0 | 0 | 0 | 0
F1_Commercial_Grocery_Existing_Food Preparation_Natural Gas_Griddle_E10 | F1 | Commercial | Grocery | Existing | Food Preparation | Natural Gas | Griddle | E10 | CCE | 0 | 0 | 0 | 0 | 0 | 0 | 0 | 0 | 0 | 0 | 0 | 0 | 0 | 0 | 0 | 0 | 0 | 0 | 0 | 0 | 0 | 0 | 0 | 0 | 0 | 0 | 0 | 0 | 0 | 0 | 0 | 0 | 0
F2_Commercial_Grocery_Existing_Food Preparation_Natural Gas_Griddle_E1 | F2 | Commercial | Grocery | Existing | Food Preparation | Natural Gas | Griddle | E1 | TRC BC Ratio | 1 | 1 | 1 | 0 | 0 | 0 | 0 | 0 | 0 | 0 | 0 | 0 | 0 | 0 | 0 | 0 | 0 | 0 | 0 | 0 | 0 | 0 | 0 | 0 | 0 | 0 | 0 | 0 | 0 | 0 | 0 | 0 | 0
F2_Commercial_Grocery_Existing_Food Preparation_Natural Gas_Griddle_E2 | F2 | Commercial | Grocery | Existing | Food Preparation | Natural Gas | Griddle | E2 | TRC BC Ratio | 5.5437 | 5.5508 | 5.5811 | 1 | 1 | 1 | 1 | 1 | 1 | 1 | 1 | 1 | 1 | 1 | 1 | 1 | 1 | 1 | 1 | 1 | 1 | 1 | 1 | 1 | 1 | 1 | 1 | 1 | 1 | 1 | 1 | 1 | 1
F2_Commercial_Grocery_Existing_Food Preparation_Natural Gas_Griddle_E3 | F2 | Commercial | Grocery | Existing | Food Preparation | Natural Gas | Griddle | E3 | TRC BC Ratio | 0 | 0 | 0 | 0 | 0 | 0 | 0 | 0 | 0 | 0 | 0 | 0 | 0 | 0 | 0 | 0 | 0 | 0 | 0 | 0 | 0 | 0 | 0 | 0 | 0 | 0 | 0 | 0 | 0 | 0 | 0 | 0 | 0
F2_Commercial_Grocery_Existing_Food Preparation_Natural Gas_Griddle_E4 | F2 | Commercial | Grocery | Existing | Food Preparation | Natural Gas | Griddle | E4 | TRC BC Ratio | 0 | 0 | 0 | 0 | 0 | 0 | 0 | 0 | 0 | 0 | 0 | 0 | 0 | 0 | 0 | 0 | 0 | 0 | 0 | 0 | 0 | 0 | 0 | 0 | 0 | 0 | 0 | 0 | 0 | 0 | 0 | 0 | 0
F2_Commercial_Grocery_Existing_Food Preparation_Natural Gas_Griddle_E5 | F2 | Commercial | Grocery | Existing | Food Preparation | Natural Gas | Griddle | E5 | TRC BC Ratio | 0 | 0 | 0 | 0 | 0 | 0 | 0 | 0 | 0 | 0 | 0 | 0 | 0 | 0 | 0 | 0 | 0 | 0 | 0 | 0 | 0 | 0 | 0 | 0 | 0 | 0 | 0 | 0 | 0 | 0 | 0 | 0 | 0
F2_Commercial_Grocery_Existing_Food Preparation_Natural Gas_Griddle_E6 | F2 | Commercial | Grocery | Existing | Food Preparation | Natural Gas | Griddle | E6 | TRC BC Ratio | 0 | 0 | 0 | 0 | 0 | 0 | 0 | 0 | 0 | 0 | 0 | 0 | 0 | 0 | 0 | 0 | 0 | 0 | 0 | 0 | 0 | 0 | 0 | 0 | 0 | 0 | 0 | 0 | 0 | 0 | 0 | 0 | 0
F2_Commercial_Grocery_Existing_Food Preparation_Natural Gas_Griddle_E7 | F2 | Commercial | Grocery | Existing | Food Preparation | Natural Gas | Griddle | E7 | TRC BC Ratio | 0 | 0 | 0 | 0 | 0 | 0 | 0 | 0 | 0 | 0 | 0 | 0 | 0 | 0 | 0 | 0 | 0 | 0 | 0 | 0 | 0 | 0 | 0 | 0 | 0 | 0 | 0 | 0 | 0 | 0 | 0 | 0 | 0
F2_Commercial_Grocery_Existing_Food Preparation_Natural Gas_Griddle_E8 | F2 | Commercial | Grocery | Existing | Food Preparation | Natural Gas | Griddle | E8 | TRC BC Ratio | 0 | 0 | 0 | 0 | 0 | 0 | 0 | 0 | 0 | 0 | 0 | 0 | 0 | 0 | 0 | 0 | 0 | 0 | 0 | 0 | 0 | 0 | 0 | 0 | 0 | 0 | 0 | 0 | 0 | 0 | 0 | 0 | 0
F2_Commercial_Grocery_Existing_Food Preparation_Natural Gas_Griddle_E9 | F2 | Commercial | Grocery | Existing | Food Preparation | Natural Gas | Griddle | E9 | TRC BC Ratio | 0 | 0 | 0 | 0 | 0 | 0 | 0 | 0 | 0 | 0 | 0 | 0 | 0 | 0 | 0 | 0 | 0 | 0 | 0 | 0 | 0 | 0 | 0 | 0 | 0 | 0 | 0 | 0 | 0 | 0 | 0 | 0 | 0
F2_Commercial_Grocery_Existing_Food Preparation_Natural Gas_Griddle_E10 | F2 | Commercial | Grocery | Existing | Food Preparation | Natural Gas | Griddle | E10 | TRC BC Ratio | 0 | 0 | 0 | 0 | 0 | 0 | 0 | 0 | 0 | 0 | 0 | 0 | 0 | 0 | 0 | 0 | 0 | 0 | 0 | 0 | 0 | 0 | 0 | 0 | 0 | 0 | 0 | 0 | 0 | 0 | 0 | 0 | 0
F3_Commercial_Grocery_Existing_Food Preparation_Natural Gas_Griddle_E1 | F3 | Commercial | Grocery | Existing | Food Preparation | Natural Gas | Griddle | E1 | PACT BC Ratio | 1 | 1 | 1 | 0 | 0 | 0 | 0 | 0 | 0 | 0 | 0 | 0 | 0 | 0 | 0 | 0 | 0 | 0 | 0 | 0 | 0 | 0 | 0 | 0 | 0 | 0 | 0 | 0 | 0 | 0 | 0 | 0 | 0
F3_Commercial_Grocery_Existing_Food Preparation_Natural Gas_Griddle_E2 | F3 | Commercial | Grocery | Existing | Food Preparation | Natural Gas | Griddle | E2 | PACT BC Ratio | 7.3916 | 7.4011 | 7.4415 | 1 | 1 | 1 | 1 | 1 | 1 | 1 | 1 | 1 | 1 | 1 | 1 | 1 | 1 | 1 | 1 | 1 | 1 | 1 | 1 | 1 | 1 | 1 | 1 | 1 | 1 | 1 | 1 | 1 | 1
F3_Commercial_Grocery_Existing_Food Preparation_Natural Gas_Griddle_E3 | F3 | Commercial | Grocery | Existing | Food Preparation | Natural Gas | Griddle | E3 | PACT BC Ratio | 0 | 0 | 0 | 0 | 0 | 0 | 0 | 0 | 0 | 0 | 0 | 0 | 0 | 0 | 0 | 0 | 0 | 0 | 0 | 0 | 0 | 0 | 0 | 0 | 0 | 0 | 0 | 0 | 0 | 0 | 0 | 0 | 0
F3_Commercial_Grocery_Existing_Food Preparation_Natural Gas_Griddle_E4 | F3 | Commercial | Grocery | Existing | Food Preparation | Natural Gas | Griddle | E4 | PACT BC Ratio | 0 | 0 | 0 | 0 | 0 | 0 | 0 | 0 | 0 | 0 | 0 | 0 | 0 | 0 | 0 | 0 | 0 | 0 | 0 | 0 | 0 | 0 | 0 | 0 | 0 | 0 | 0 | 0 | 0 | 0 | 0 | 0 | 0
F3_Commercial_Grocery_Existing_Food Preparation_Natural Gas_Griddle_E5 | F3 | Commercial | Grocery | Existing | Food Preparation | Natural Gas | Griddle | E5 | PACT BC Ratio | 0 | 0 | 0 | 0 | 0 | 0 | 0 | 0 | 0 | 0 | 0 | 0 | 0 | 0 | 0 | 0 | 0 | 0 | 0 | 0 | 0 | 0 | 0 | 0 | 0 | 0 | 0 | 0 | 0 | 0 | 0 | 0 | 0
F3_Commercial_Grocery_Existing_Food Preparation_Natural Gas_Griddle_E6 | F3 | Commercial | Grocery | Existing | Food Preparation | Natural Gas | Griddle | E6 | PACT BC Ratio | 0 | 0 | 0 | 0 | 0 | 0 | 0 | 0 | 0 | 0 | 0 | 0 | 0 | 0 | 0 | 0 | 0 | 0 | 0 | 0 | 0 | 0 | 0 | 0 | 0 | 0 | 0 | 0 | 0 | 0 | 0 | 0 | 0
F3_Commercial_Grocery_Existing_Food Preparation_Natural Gas_Griddle_E7 | F3 | Commercial | Grocery | Existing | Food Preparation | Natural Gas | Griddle | E7 | PACT BC Ratio | 0 | 0 | 0 | 0 | 0 | 0 | 0 | 0 | 0 | 0 | 0 | 0 | 0 | 0 | 0 | 0 | 0 | 0 | 0 | 0 | 0 | 0 | 0 | 0 | 0 | 0 | 0 | 0 | 0 | 0 | 0 | 0 | 0
F3_Commercial_Grocery_Existing_Food Preparation_Natural Gas_Griddle_E8 | F3 | Commercial | Grocery | Existing | Food Preparation | Natural Gas | Griddle | E8 | PACT BC Ratio | 0 | 0 | 0 | 0 | 0 | 0 | 0 | 0 | 0 | 0 | 0 | 0 | 0 | 0 | 0 | 0 | 0 | 0 | 0 | 0 | 0 | 0 | 0 | 0 | 0 | 0 | 0 | 0 | 0 | 0 | 0 | 0 | 0
F3_Commercial_Grocery_Existing_Food Preparation_Natural Gas_Griddle_E9 | F3 | Commercial | Grocery | Existing | Food Preparation | Natural Gas | Griddle | E9 | PACT BC Ratio | 0 | 0 | 0 | 0 | 0 | 0 | 0 | 0 | 0 | 0 | 0 | 0 | 0 | 0 | 0 | 0 | 0 | 0 | 0 | 0 | 0 | 0 | 0 | 0 | 0 | 0 | 0 | 0 | 0 | 0 | 0 | 0 | 0
F3_Commercial_Grocery_Existing_Food Preparation_Natural Gas_Griddle_E10 | F3 | Commercial | Grocery | Existing | Food Preparation | Natural Gas | Griddle | E10 | PACT BC Ratio | 0 | 0 | 0 | 0 | 0 | 0 | 0 | 0 | 0 | 0 | 0 | 0 | 0 | 0 | 0 | 0 | 0 | 0 | 0 | 0 | 0 | 0 | 0 | 0 | 0 | 0 | 0 | 0 | 0 | 0 | 0 | 0 | 0
F4_Commercial_Grocery_Existing_Food Preparation_Natural Gas_Griddle_E1 | F4 | Commercial | Grocery | Existing | Food Preparation | Natural Gas | Griddle | E1 | RVT BC Ratio | 1 | 1 | 1 | 0 | 0 | 0 | 0 | 0 | 0 | 0 | 0 | 0 | 0 | 0 | 0 | 0 | 0 | 0 | 0 | 0 | 0 | 0 | 0 | 0 | 0 | 0 | 0 | 0 | 0 | 0 | 0 | 0 | 0
F4_Commercial_Grocery_Existing_Food Preparation_Natural Gas_Griddle_E2 | F4 | Commercial | Grocery | Existing | Food Preparation | Natural Gas | Griddle | E2 | RVT BC Ratio | 8.6701 | 8.6803 | 8.7239 | 1 | 1 | 1 | 1 | 1 | 1 | 1 | 1 | 1 | 1 | 1 | 1 | 1 | 1 | 1 | 1 | 1 | 1 | 1 | 1 | 1 | 1 | 1 | 1 | 1 | 1 | 1 | 1 | 1 | 1
F4_Commercial_Grocery_Existing_Food Preparation_Natural Gas_Griddle_E3 | F4 | Commercial | Grocery | Existing | Food Preparation | Natural Gas | Griddle | E3 | RVT BC Ratio | 0 | 0 | 0 | 0 | 0 | 0 | 0 | 0 | 0 | 0 | 0 | 0 | 0 | 0 | 0 | 0 | 0 | 0 | 0 | 0 | 0 | 0 | 0 | 0 | 0 | 0 | 0 | 0 | 0 | 0 | 0 | 0 | 0
F4_Commercial_Grocery_Existing_Food Preparation_Natural Gas_Griddle_E4 | F4 | Commercial | Grocery | Existing | Food Preparation | Natural Gas | Griddle | E4 | RVT BC Ratio | 0 | 0 | 0 | 0 | 0 | 0 | 0 | 0 | 0 | 0 | 0 | 0 | 0 | 0 | 0 | 0 | 0 | 0 | 0 | 0 | 0 | 0 | 0 | 0 | 0 | 0 | 0 | 0 | 0 | 0 | 0 | 0 | 0
F4_Commercial_Grocery_Existing_Food Preparation_Natural Gas_Griddle_E5 | F4 | Commercial | Grocery | Existing | Food Preparation | Natural Gas | Griddle | E5 | RVT BC Ratio | 0 | 0 | 0 | 0 | 0 | 0 | 0 | 0 | 0 | 0 | 0 | 0 | 0 | 0 | 0 | 0 | 0 | 0 | 0 | 0 | 0 | 0 | 0 | 0 | 0 | 0 | 0 | 0 | 0 | 0 | 0 | 0 | 0
F4_Commercial_Grocery_Existing_Food Preparation_Natural Gas_Griddle_E6 | F4 | Commercial | Grocery | Existing | Food Preparation | Natural Gas | Griddle | E6 | RVT BC Ratio | 0 | 0 | 0 | 0 | 0 | 0 | 0 | 0 | 0 | 0 | 0 | 0 | 0 | 0 | 0 | 0 | 0 | 0 | 0 | 0 | 0 | 0 | 0 | 0 | 0 | 0 | 0 | 0 | 0 | 0 | 0 | 0 | 0
F4_Commercial_Grocery_Existing_Food Preparation_Natural Gas_Griddle_E7 | F4 | Commercial | Grocery | Existing | Food Preparation | Natural Gas | Griddle | E7 | RVT BC Ratio | 0 | 0 | 0 | 0 | 0 | 0 | 0 | 0 | 0 | 0 | 0 | 0 | 0 | 0 | 0 | 0 | 0 | 0 | 0 | 0 | 0 | 0 | 0 | 0 | 0 | 0 | 0 | 0 | 0 | 0 | 0 | 0 | 0
F4_Commercial_Grocery_Existing_Food Preparation_Natural Gas_Griddle_E8 | F4 | Commercial | Grocery | Existing | Food Preparation | Natural Gas | Griddle | E8 | RVT BC Ratio | 0 | 0 | 0 | 0 | 0 | 0 | 0 | 0 | 0 | 0 | 0 | 0 | 0 | 0 | 0 | 0 | 0 | 0 | 0 | 0 | 0 | 0 | 0 | 0 | 0 | 0 | 0 | 0 | 0 | 0 | 0 | 0 | 0
F4_Commercial_Grocery_Existing_Food Preparation_Natural Gas_Griddle_E9 | F4 | Commercial | Grocery | Existing | Food Preparation | Natural Gas | Griddle | E9 | RVT BC Ratio | 0 | 0 | 0 | 0 | 0 | 0 | 0 | 0 | 0 | 0 | 0 | 0 | 0 | 0 | 0 | 0 | 0 | 0 | 0 | 0 | 0 | 0 | 0 | 0 | 0 | 0 | 0 | 0 | 0 | 0 | 0 | 0 | 0
F4_Commercial_Grocery_Existing_Food Preparation_Natural Gas_Griddle_E10 | F4 | Commercial | Grocery | Existing | Food Preparation | Natural Gas | Griddle | E10 | RVT BC Ratio | 0 | 0 | 0 | 0 | 0 | 0 | 0 | 0 | 0 | 0 | 0 | 0 | 0 | 0 | 0 | 0 | 0 | 0 | 0 | 0 | 0 | 0 | 0 | 0 | 0 | 0 | 0 | 0 | 0 | 0 | 0 | 0 | 0
F5_Commercial_Grocery_Existing_Food Preparation_Natural Gas_Griddle_E1 | F5 | Commercial | Grocery | Existing | Food Preparation | Natural Gas | Griddle | E1 | RIM BC Ratio | 1 | 1 | 1 | 0 | 0 | 0 | 0 | 0 | 0 | 0 | 0 | 0 | 0 | 0 | 0 | 0 | 0 | 0 | 0 | 0 | 0 | 0 | 0 | 0 | 0 | 0 | 0 | 0 | 0 | 0 | 0 | 0 | 0
F5_Commercial_Grocery_Existing_Food Preparation_Natural Gas_Griddle_E2 | F5 | Commercial | Grocery | Existing | Food Preparation | Natural Gas | Griddle | E2 | RIM BC Ratio | 0.74999 | 0.75009 | 0.7505 | 1 | 1 | 1 | 1 | 1 | 1 | 1 | 1 | 1 | 1 | 1 | 1 | 1 | 1 | 1 | 1 | 1 | 1 | 1 | 1 | 1 | 1 | 1 | 1 | 1 | 1 | 1 | 1 | 1 | 1
F5_Commercial_Grocery_Existing_Food Preparation_Natural Gas_Griddle_E3 | F5 | Commercial | Grocery | Existing | Food Preparation | Natural Gas | Griddle | E3 | RIM BC Ratio | 0 | 0 | 0 | 0 | 0 | 0 | 0 | 0 | 0 | 0 | 0 | 0 | 0 | 0 | 0 | 0 | 0 | 0 | 0 | 0 | 0 | 0 | 0 | 0 | 0 | 0 | 0 | 0 | 0 | 0 | 0 | 0 | 0
F5_Commercial_Grocery_Existing_Food Preparation_Natural Gas_Griddle_E4 | F5 | Commercial | Grocery | Existing | Food Preparation | Natural Gas | Griddle | E4 | RIM BC Ratio | 0 | 0 | 0 | 0 | 0 | 0 | 0 | 0 | 0 | 0 | 0 | 0 | 0 | 0 | 0 | 0 | 0 | 0 | 0 | 0 | 0 | 0 | 0 | 0 | 0 | 0 | 0 | 0 | 0 | 0 | 0 | 0 | 0
F5_Commercial_Grocery_Existing_Food Preparation_Natural Gas_Griddle_E5 | F5 | Commercial | Grocery | Existing | Food Preparation | Natural Gas | Griddle | E5 | RIM BC Ratio | 0 | 0 | 0 | 0 | 0 | 0 | 0 | 0 | 0 | 0 | 0 | 0 | 0 | 0 | 0 | 0 | 0 | 0 | 0 | 0 | 0 | 0 | 0 | 0 | 0 | 0 | 0 | 0 | 0 | 0 | 0 | 0 | 0
F5_Commercial_Grocery_Existing_Food Preparation_Natural Gas_Griddle_E6 | F5 | Commercial | Grocery | Existing | Food Preparation | Natural Gas | Griddle | E6 | RIM BC Ratio | 0 | 0 | 0 | 0 | 0 | 0 | 0 | 0 | 0 | 0 | 0 | 0 | 0 | 0 | 0 | 0 | 0 | 0 | 0 | 0 | 0 | 0 | 0 | 0 | 0 | 0 | 0 | 0 | 0 | 0 | 0 | 0 | 0
F5_Commercial_Grocery_Existing_Food Preparation_Natural Gas_Griddle_E7 | F5 | Commercial | Grocery | Existing | Food Preparation | Natural Gas | Griddle | E7 | RIM BC Ratio | 0 | 0 | 0 | 0 | 0 | 0 | 0 | 0 | 0 | 0 | 0 | 0 | 0 | 0 | 0 | 0 | 0 | 0 | 0 | 0 | 0 | 0 | 0 | 0 | 0 | 0 | 0 | 0 | 0 | 0 | 0 | 0 | 0
F5_Commercial_Grocery_Existing_Food Preparation_Natural Gas_Griddle_E8 | F5 | Commercial | Grocery | Existing | Food Preparation | Natural Gas | Griddle | E8 | RIM BC Ratio | 0 | 0 | 0 | 0 | 0 | 0 | 0 | 0 | 0 | 0 | 0 | 0 | 0 | 0 | 0 | 0 | 0 | 0 | 0 | 0 | 0 | 0 | 0 | 0 | 0 | 0 | 0 | 0 | 0 | 0 | 0 | 0 | 0
F5_Commercial_Grocery_Existing_Food Preparation_Natural Gas_Griddle_E9 | F5 | Commercial | Grocery | Existing | Food Preparation | Natural Gas | Griddle | E9 | RIM BC Ratio | 0 | 0 | 0 | 0 | 0 | 0 | 0 | 0 | 0 | 0 | 0 | 0 | 0 | 0 | 0 | 0 | 0 | 0 | 0 | 0 | 0 | 0 | 0 | 0 | 0 | 0 | 0 | 0 | 0 | 0 | 0 | 0 | 0
F5_Commercial_Grocery_Existing_Food Preparation_Natural Gas_Griddle_E10 | F5 | Commercial | Grocery | Existing | Food Preparation | Natural Gas | Griddle | E10 | RIM BC Ratio | 0 | 0 | 0 | 0 | 0 | 0 | 0 | 0 | 0 | 0 | 0 | 0 | 0 | 0 | 0 | 0 | 0 | 0 | 0 | 0 | 0 | 0 | 0 | 0 | 0 | 0 | 0 | 0 | 0 | 0 | 0 | 0 | 0
F0_Commercial_Grocery_Existing_Food Preparation_Natural Gas_Range_E0 | F0 | Commercial | Grocery | Existing | Food Preparation | Natural Gas | Range | E0 | Economic Unit | High Efficiency | High Efficiency | High Efficiency | High Efficiency | High Efficiency | High Efficiency | High Efficiency | High Efficiency | High Efficiency | High Efficiency | High Efficiency | High Efficiency | High Efficiency | High Efficiency | High Efficiency | High Efficiency | High Efficiency | High Efficiency | High Efficiency | High Efficiency | High Efficiency | High Efficiency | High Efficiency | High Efficiency | High Efficiency | High Efficiency | High Efficiency | High Efficiency | High Efficiency | High Efficiency | High Efficiency | High Efficiency | High Efficiency
F1_Commercial_Grocery_Existing_Food Preparation_Natural Gas_Range_E1 | F1 | Commercial | Grocery | Existing | Food Preparation | Natural Gas | Range | E1 | CCE | 0 | 0 | 0 | 0 | 0 | 0 | 0 | 0 | 0 | 0 | 0 | 0 | 0 | 0 | 0 | 0 | 0 | 0 | 0 | 0 | 0 | 0 | 0 | 0 | 0 | 0 | 0 | 0 | 0 | 0 | 0 | 0 | 0
F1_Commercial_Grocery_Existing_Food Preparation_Natural Gas_Range_E2 | F1 | Commercial | Grocery | Existing | Food Preparation | Natural Gas | Range | E2 | CCE | 0.00050763 | 0.00052557 | 0.00047179 | 0.00048064 | 0.00048064 | 0.00048064 | 0.00048064 | 0.00048064 | 0.00048064 | 0.00048064 | 0.00048064 | 0.00048064 | 0.00048064 | 0.00048064 | 0.00048064 | 0.00048064 | 0.00048064 | 0.00048064 | 0.00048064 | 0.00048064 | 0.00048064 | 0.00048064 | 0.00048064 | 0.00048064 | 0.00048064 | 0.00048064 | 0.00048064 | 0.00048064 | 0.00048064 | 0.00048064 | 0.00048064 | 0.00048064 | 0.00048064
F1_Commercial_Grocery_Existing_Food Preparation_Natural Gas_Range_E3 | F1 | Commercial | Grocery | Existing | Food Preparation | Natural Gas | Range | E3 | CCE | 0 | 0 | 0 | 0 | 0 | 0 | 0 | 0 | 0 | 0 | 0 | 0 | 0 | 0 | 0 | 0 | 0 | 0 | 0 | 0 | 0 | 0 | 0 | 0 | 0 | 0 | 0 | 0 | 0 | 0 | 0 | 0 | 0
F1_Commercial_Grocery_Existing_Food Preparation_Natural Gas_Range_E4 | F1 | Commercial | Grocery | Existing | Food Preparation | Natural Gas | Range | E4 | CCE | 0 | 0 | 0 | 0 | 0 | 0 | 0 | 0 | 0 | 0 | 0 | 0 | 0 | 0 | 0 | 0 | 0 | 0 | 0 | 0 | 0 | 0 | 0 | 0 | 0 | 0 | 0 | 0 | 0 | 0 | 0 | 0 | 0
F1_Commercial_Grocery_Existing_Food Preparation_Natural Gas_Range_E5 | F1 | Commercial | Grocery | Existing | Food Preparation | Natural Gas | Range | E5 | CCE | 0 | 0 | 0 | 0 | 0 | 0 | 0 | 0 | 0 | 0 | 0 | 0 | 0 | 0 | 0 | 0 | 0 | 0 | 0 | 0 | 0 | 0 | 0 | 0 | 0 | 0 | 0 | 0 | 0 | 0 | 0 | 0 | 0
F1_Commercial_Grocery_Existing_Food Preparation_Natural Gas_Range_E6 | F1 | Commercial | Grocery | Existing | Food Preparation | Natural Gas | Range | E6 | CCE | 0 | 0 | 0 | 0 | 0 | 0 | 0 | 0 | 0 | 0 | 0 | 0 | 0 | 0 | 0 | 0 | 0 | 0 | 0 | 0 | 0 | 0 | 0 | 0 | 0 | 0 | 0 | 0 | 0 | 0 | 0 | 0 | 0
F1_Commercial_Grocery_Existing_Food Preparation_Natural Gas_Range_E7 | F1 | Commercial | Grocery | Existing | Food Preparation | Natural Gas | Range | E7 | CCE | 0 | 0 | 0 | 0 | 0 | 0 | 0 | 0 | 0 | 0 | 0 | 0 | 0 | 0 | 0 | 0 | 0 | 0 | 0 | 0 | 0 | 0 | 0 | 0 | 0 | 0 | 0 | 0 | 0 | 0 | 0 | 0 | 0
F1_Commercial_Grocery_Existing_Food Preparation_Natural Gas_Range_E8 | F1 | Commercial | Grocery | Existing | Food Preparation | Natural Gas | Range | E8 | CCE | 0 | 0 | 0 | 0 | 0 | 0 | 0 | 0 | 0 | 0 | 0 | 0 | 0 | 0 | 0 | 0 | 0 | 0 | 0 | 0 | 0 | 0 | 0 | 0 | 0 | 0 | 0 | 0 | 0 | 0 | 0 | 0 | 0
F1_Commercial_Grocery_Existing_Food Preparation_Natural Gas_Range_E9 | F1 | Commercial | Grocery | Existing | Food Preparation | Natural Gas | Range | E9 | CCE | 0 | 0 | 0 | 0 | 0 | 0 | 0 | 0 | 0 | 0 | 0 | 0 | 0 | 0 | 0 | 0 | 0 | 0 | 0 | 0 | 0 | 0 | 0 | 0 | 0 | 0 | 0 | 0 | 0 | 0 | 0 | 0 | 0
F1_Commercial_Grocery_Existing_Food Preparation_Natural Gas_Range_E10 | F1 | Commercial | Grocery | Existing | Food Preparation | Natural Gas | Range | E10 | CCE | 0 | 0 | 0 | 0 | 0 | 0 | 0 | 0 | 0 | 0 | 0 | 0 | 0 | 0 | 0 | 0 | 0 | 0 | 0 | 0 | 0 | 0 | 0 | 0 | 0 | 0 | 0 | 0 | 0 | 0 | 0 | 0 | 0
F2_Commercial_Grocery_Existing_Food Preparation_Natural Gas_Range_E1 | F2 | Commercial | Grocery | Existing | Food Preparation | Natural Gas | Range | E1 | TRC BC Ratio | bar: 2019 to 2051
F2_Commercial_Grocery_Existing_Food Preparation_Natural Gas_Range_E2 | F2 | Commercial | Grocery | Existing | Food Preparation | Natural Gas | Range | E2 | TRC BC Ratio | 3238.1763 | 3237.6638 | 3253.2359 | 3229.2965 | 3214.742 | 3225.333 | 3257.2017 | 3282.3529 | 3313.5879 | 3343.0653 | 3372.7037 | 3399.9187 | 3429.0969 | 3459.5906 | 3488.7267 | 3518.3834 | 3548.5216 | 3581.2716 | 3615.4555 | 3651.453 | 3686.9037 | 3723.9437 | 3758.1113 | 3793.4744 | 3824.7719 | 3851.8132 | 3876.4326 | 3897.6637 | 3914.2981 | 3927.934 | 3935.3605 | 3940.3394 | 3940.3394
F2_Commercial_Grocery_Existing_Food Preparation_Natural Gas_Range_E3 | F2 | Commercial | Grocery | Existing | Food Preparation | Natural Gas | Range | E3 | TRC BC Ratio | 0 | 0 | 0 | 0 | 0 | 0 | 0 | 0 | 0 | 0 | 0 | 0 | 0 | 0 | 0 | 0 | 0 | 0 | 0 | 0 | 0 | 0 | 0 | 0 | 0 | 0 | 0 | 0 | 0 | 0 | 0 | 0 | 0
F2_Commercial_Grocery_Existing_Food Preparation_Natural Gas_Range_E4 | F2 | Commercial | Grocery | Existing | Food Preparation | Natural Gas | Range | E4 | TRC BC Ratio | 0 | 0 | 0 | 0 | 0 | 0 | 0 | 0 | 0 | 0 | 0 | 0 | 0 | 0 | 0 | 0 | 0 | 0 | 0 | 0 | 0 | 0 | 0 | 0 | 0 | 0 | 0 | 0 | 0 | 0 | 0 | 0 | 0
F2_Commercial_Grocery_Existing_Food Preparation_Natural Gas_Range_E5 | F2 | Commercial | Grocery | Existing | Food Preparation | Natural Gas | Range | E5 | TRC BC Ratio | 0 | 0 | 0 | 0 | 0 | 0 | 0 | 0 | 0 | 0 | 0 | 0 | 0 | 0 | 0 | 0 | 0 | 0 | 0 | 0 | 0 | 0 | 0 | 0 | 0 | 0 | 0 | 0 | 0 | 0 | 0 | 0 | 0
F2_Commercial_Grocery_Existing_Food Preparation_Natural Gas_Range_E6 | F2 | Commercial | Grocery | Existing | Food Preparation | Natural Gas | Range | E6 | TRC BC Ratio | 0 | 0 | 0 | 0 | 0 | 0 | 0 | 0 | 0 | 0 | 0 | 0 | 0 | 0 | 0 | 0 | 0 | 0 | 0 | 0 | 0 | 0 | 0 | 0 | 0 | 0 | 0 | 0 | 0 | 0 | 0 | 0 | 0
F2_Commercial_Grocery_Existing_Food Preparation_Natural Gas_Range_E7 | F2 | Commercial | Grocery | Existing | Food Preparation | Natural Gas | Range | E7 | TRC BC Ratio | 0 | 0 | 0 | 0 | 0 | 0 | 0 | 0 | 0 | 0 | 0 | 0 | 0 | 0 | 0 | 0 | 0 | 0 | 0 | 0 | 0 | 0 | 0 | 0 | 0 | 0 | 0 | 0 | 0 | 0 | 0 | 0 | 0
F2_Commercial_Grocery_Existing_Food Preparation_Natural Gas_Range_E8 | F2 | Commercial | Grocery | Existing | Food Preparation | Natural Gas | Range | E8 | TRC BC Ratio | 0 | 0 | 0 | 0 | 0 | 0 | 0 | 0 | 0 | 0 | 0 | 0 | 0 | 0 | 0 | 0 | 0 | 0 | 0 | 0 | 0 | 0 | 0 | 0 | 0 | 0 | 0 | 0 | 0 | 0 | 0 | 0 | 0
F2_Commercial_Grocery_Existing_Food Preparation_Natural Gas_Range_E9 | F2 | Commercial | Grocery | Existing | Food Preparation | Natural Gas | Range | E9 | TRC BC Ratio | 0 | 0 | 0 | 0 | 0 | 0 | 0 | 0 | 0 | 0 | 0 | 0 | 0 | 0 | 0 | 0 | 0 | 0 | 0 | 0 | 0 | 0 | 0 | 0 | 0 | 0 | 0 | 0 | 0 | 0 | 0 | 0 | 0
F2_Commercial_Grocery_Existing_Food Preparation_Natural Gas_Range_E10 | F2 | Commercial | Grocery | Existing | Food Preparation | Natural Gas | Range | E10 | TRC BC Ratio | 0 | 0 | 0 | 0 | 0 | 0 | 0 | 0 | 0 | 0 | 0 | 0 | 0 | 0 | 0 | 0 | 0 | 0 | 0 | 0 | 0 | 0 | 0 | 0 | 0 | 0 | 0 | 0 | 0 | 0 | 0 | 0 | 0
F3_Commercial_Grocery_Existing_Food Preparation_Natural Gas_Range_E1 | F3 | Commercial | Grocery | Existing | Food Preparation | Natural Gas | Range | E1 | PACT BC Ratio | bar: 2019 to 2051
F3_Commercial_Grocery_Existing_Food Preparation_Natural Gas_Range_E2 | F3 | Commercial | Grocery | Existing | Food Preparation | Natural Gas | Range | E2 | PACT BC Ratio | 4317.5684 | 4316.8851 | 4337.6479 | 4305.7287 | 4286.3226 | 4300.444 | 4342.9357 | 4376.4705 | 4418.1173 | 4457.4204 | 4496.9383 | 4533.2249 | 4572.1292 | 4612.7875 | 4651.6356 | 4691.1778 | 4731.3622 | 4775.0288 | 4820.6073 | 4868.604 | 4915.8716 | 4965.2582 | 5010.815 | 5057.9659 | 5099.6959 | 5135.7509 | 5168.5769 | 5196.8849 | 5219.0641 | 5237.2453 | 5247.1473 | 5253.7859 | 5253.7859
F3_Commercial_Grocery_Existing_Food Preparation_Natural Gas_Range_E3 | F3 | Commercial | Grocery | Existing | Food Preparation | Natural Gas | Range | E3 | PACT BC Ratio | 0 | 0 | 0 | 0 | 0 | 0 | 0 | 0 | 0 | 0 | 0 | 0 | 0 | 0 | 0 | 0 | 0 | 0 | 0 | 0 | 0 | 0 | 0 | 0 | 0 | 0 | 0 | 0 | 0 | 0 | 0 | 0 | 0
F3_Commercial_Grocery_Existing_Food Preparation_Natural Gas_Range_E4 | F3 | Commercial | Grocery | Existing | Food Preparation | Natural Gas | Range | E4 | PACT BC Ratio | 0 | 0 | 0 | 0 | 0 | 0 | 0 | 0 | 0 | 0 | 0 | 0 | 0 | 0 | 0 | 0 | 0 | 0 | 0 | 0 | 0 | 0 | 0 | 0 | 0 | 0 | 0 | 0 | 0 | 0 | 0 | 0 | 0
F3_Commercial_Grocery_Existing_Food Preparation_Natural Gas_Range_E5 | F3 | Commercial | Grocery | Existing | Food Preparation | Natural Gas | Range | E5 | PACT BC Ratio | 0 | 0 | 0 | 0 | 0 | 0 | 0 | 0 | 0 | 0 | 0 | 0 | 0 | 0 | 0 | 0 | 0 | 0 | 0 | 0 | 0 | 0 | 0 | 0 | 0 | 0 | 0 | 0 | 0 | 0 | 0 | 0 | 0
F3_Commercial_Grocery_Existing_Food Preparation_Natural Gas_Range_E6 | F3 | Commercial | Grocery | Existing | Food Preparation | Natural Gas | Range | E6 | PACT BC Ratio | 0 | 0 | 0 | 0 | 0 | 0 | 0 | 0 | 0 | 0 | 0 | 0 | 0 | 0 | 0 | 0 | 0 | 0 | 0 | 0 | 0 | 0 | 0 | 0 | 0 | 0 | 0 | 0 | 0 | 0 | 0 | 0 | 0
F3_Commercial_Grocery_Existing_Food Preparation_Natural Gas_Range_E7 | F3 | Commercial | Grocery | Existing | Food Preparation | Natural Gas | Range | E7 | PACT BC Ratio | 0 | 0 | 0 | 0 | 0 | 0 | 0 | 0 | 0 | 0 | 0 | 0 | 0 | 0 | 0 | 0 | 0 | 0 | 0 | 0 | 0 | 0 | 0 | 0 | 0 | 0 | 0 | 0 | 0 | 0 | 0 | 0 | 0
F3_Commercial_Grocery_Existing_Food Preparation_Natural Gas_Range_E8 | F3 | Commercial | Grocery | Existing | Food Preparation | Natural Gas | Range | E8 | PACT BC Ratio | 0 | 0 | 0 | 0 | 0 | 0 | 0 | 0 | 0 | 0 | 0 | 0 | 0 | 0 | 0 | 0 | 0 | 0 | 0 | 0 | 0 | 0 | 0 | 0 | 0 | 0 | 0 | 0 | 0 | 0 | 0 | 0 | 0
F3_Commercial_Grocery_Existing_Food Preparation_Natural Gas_Range_E9 | F3 | Commercial | Grocery | Existing | Food Preparation | Natural Gas | Range | E9 | PACT BC Ratio | 0 | 0 | 0 | 0 | 0 | 0 | 0 | 0 | 0 | 0 | 0 | 0 | 0 | 0 | 0 | 0 | 0 | 0 | 0 | 0 | 0 | 0 | 0 | 0 | 0 | 0 | 0 | 0 | 0 | 0 | 0 | 0 | 0
F3_Commercial_Grocery_Existing_Food Preparation_Natural Gas_Range_E10 | F3 | Commercial | Grocery | Existing | Food Preparation | Natural Gas | Range | E10 | PACT BC Ratio | 0 | 0 | 0 | 0 | 0 | 0 | 0 | 0 | 0 | 0 | 0 | 0 | 0 | 0 | 0 | 0 | 0 | 0 | 0 | 0 | 0 | 0 | 0 | 0 | 0 | 0 | 0 | 0 | 0 | 0 | 0 | 0 | 0
F4_Commercial_Grocery_Existing_Food Preparation_Natural Gas_Range_E1 | F4 | Commercial | Grocery | Existing | Food Preparation | Natural Gas | Range | E1 | RVT BC Ratio | bar: 2019 to 2051
F4_Commercial_Grocery_Existing_Food Preparation_Natural Gas_Range_E2 | F4 | Commercial | Grocery | Existing | Food Preparation | Natural Gas | Range | E2 | RVT BC Ratio | 4656.1553 | 4655.4185 | 4677.8062 | 4643.389 | 4622.4643 | 4637.6907 | 4683.5078 | 4719.667 | 4764.573 | 4806.9519 | 4849.5624 | 4888.6888 | 4930.6377 | 4974.4778 | 5016.3662 | 5059.0029 | 5102.332 | 5149.4159 | 5198.5613 | 5250.3142 | 5301.2809 | 5354.5324 | 5403.6544 | 5454.4953 | 5499.491 | 5538.3676 | 5573.7625 | 5604.2859 | 5628.2008 | 5647.8049 | 5658.4818 | 5665.6399 | 5665.6399
F4_Commercial_Grocery_Existing_Food Preparation_Natural Gas_Range_E3 | F4 | Commercial | Grocery | Existing | Food Preparation | Natural Gas | Range | E3 | RVT BC Ratio | 0 | 0 | 0 | 0 | 0 | 0 | 0 | 0 | 0 | 0 | 0 | 0 | 0 | 0 | 0 | 0 | 0 | 0 | 0 | 0 | 0 | 0 | 0 | 0 | 0 | 0 | 0 | 0 | 0 | 0 | 0 | 0 | 0
F4_Commercial_Grocery_Existing_Food Preparation_Natural Gas_Range_E4 | F4 | Commercial | Grocery | Existing | Food Preparation | Natural Gas | Range | E4 | RVT BC Ratio | 0 | 0 | 0 | 0 | 0 | 0 | 0 | 0 | 0 | 0 | 0 | 0 | 0 | 0 | 0 | 0 | 0 | 0 | 0 | 0 | 0 | 0 | 0 | 0 | 0 | 0 | 0 | 0 | 0 | 0 | 0 | 0 | 0
F4_Commercial_Grocery_Existing_Food Preparation_Natural Gas_Range_E5 | F4 | Commercial | Grocery | Existing | Food Preparation | Natural Gas | Range | E5 | RVT BC Ratio | 0 | 0 | 0 | 0 | 0 | 0 | 0 | 0 | 0 | 0 | 0 | 0 | 0 | 0 | 0 | 0 | 0 | 0 | 0 | 0 | 0 | 0 | 0 | 0 | 0 | 0 | 0 | 0 | 0 | 0 | 0 | 0 | 0
F4_Commercial_Grocery_Existing_Food Preparation_Natural Gas_Range_E6 | F4 | Commercial | Grocery | Existing | Food Preparation | Natural Gas | Range | E6 | RVT BC Ratio | 0 | 0 | 0 | 0 | 0 | 0 | 0 | 0 | 0 | 0 | 0 | 0 | 0 | 0 | 0 | 0 | 0 | 0 | 0 | 0 | 0 | 0 | 0 | 0 | 0 | 0 | 0 | 0 | 0 | 0 | 0 | 0 | 0
F4_Commercial_Grocery_Existing_Food Preparation_Natural Gas_Range_E7 | F4 | Commercial | Grocery | Existing | Food Preparation | Natural Gas | Range | E7 | RVT BC Ratio | 0 | 0 | 0 | 0 | 0 | 0 | 0 | 0 | 0 | 0 | 0 | 0 | 0 | 0 | 0 | 0 | 0 | 0 | 0 | 0 | 0 | 0 | 0 | 0 | 0 | 0 | 0 | 0 | 0 | 0 | 0 | 0 | 0
F4_Commercial_Grocery_Existing_Food Preparation_Natural Gas_Range_E8 | F4 | Commercial | Grocery | Existing | Food Preparation | Natural Gas | Range | E8 | RVT BC Ratio | 0 | 0 | 0 | 0 | 0 | 0 | 0 | 0 | 0 | 0 | 0 | 0 | 0 | 0 | 0 | 0 | 0 | 0 | 0 | 0 | 0 | 0 | 0 | 0 | 0 | 0 | 0 | 0 | 0 | 0 | 0 | 0 | 0
F4_Commercial_Grocery_Existing_Food Preparation_Natural Gas_Range_E9 | F4 | Commercial | Grocery | Existing | Food Preparation | Natural Gas | Range | E9 | RVT BC Ratio | 0 | 0 | 0 | 0 | 0 | 0 | 0 | 0 | 0 | 0 | 0 | 0 | 0 | 0 | 0 | 0 | 0 | 0 | 0 | 0 | 0 | 0 | 0 | 0 | 0 | 0 | 0 | 0 | 0 | 0 | 0 | 0 | 0
F4_Commercial_Grocery_Existing_Food Preparation_Natural Gas_Range_E10 | F4 | Commercial | Grocery | Existing | Food Preparation | Natural Gas | Range | E10 | RVT BC Ratio | 0 | 0 | 0 | 0 | 0 | 0 | 0 | 0 | 0 | 0 | 0 | 0 | 0 | 0 | 0 | 0 | 0 | 0 | 0 | 0 | 0 | 0 | 0 | 0 | 0 | 0 | 0 | 0 | 0 | 0 | 0 | 0 | 0
F5_Commercial_Grocery_Existing_Food Preparation_Natural Gas_Range_E1 | F5 | Commercial | Grocery | Existing | Food Preparation | Natural Gas | Range | E1 | RIM BC Ratio | bar: 2019 to 2051
F5_Commercial_Grocery_Existing_Food Preparation_Natural Gas_Range_E2 | F5 | Commercial | Grocery | Existing | Food Preparation | Natural Gas | Range | E2 | RIM BC Ratio | 0.83452 | 0.83452 | 0.83452 | 0.83452 | 0.83452 | 0.83452 | 0.83452 | 0.83452 | 0.83452 | 0.83452 | 0.83452 | 0.83453 | 0.83453 | 0.83453 | 0.83453 | 0.83453 | 0.83453 | 0.83453 | 0.83453 | 0.83454 | 0.83454 | 0.83454 | 0.83454 | 0.83454 | 0.83454 | 0.83454 | 0.83454 | 0.83455 | 0.83455 | 0.83455 | 0.83455 | 0.83455 | 0.83455
F5_Commercial_Grocery_Existing_Food Preparation_Natural Gas_Range_E3 | F5 | Commercial | Grocery | Existing | Food Preparation | Natural Gas | Range | E3 | RIM BC Ratio | 0 | 0 | 0 | 0 | 0 | 0 | 0 | 0 | 0 | 0 | 0 | 0 | 0 | 0 | 0 | 0 | 0 | 0 | 0 | 0 | 0 | 0 | 0 | 0 | 0 | 0 | 0 | 0 | 0 | 0 | 0 | 0 | 0
F5_Commercial_Grocery_Existing_Food Preparation_Natural Gas_Range_E4 | F5 | Commercial | Grocery | Existing | Food Preparation | Natural Gas | Range | E4 | RIM BC Ratio | 0 | 0 | 0 | 0 | 0 | 0 | 0 | 0 | 0 | 0 | 0 | 0 | 0 | 0 | 0 | 0 | 0 | 0 | 0 | 0 | 0 | 0 | 0 | 0 | 0 | 0 | 0 | 0 | 0 | 0 | 0 | 0 | 0
F5_Commercial_Grocery_Existing_Food Preparation_Natural Gas_Range_E5 | F5 | Commercial | Grocery | Existing | Food Preparation | Natural Gas | Range | E5 | RIM BC Ratio | 0 | 0 | 0 | 0 | 0 | 0 | 0 | 0 | 0 | 0 | 0 | 0 | 0 | 0 | 0 | 0 | 0 | 0 | 0 | 0 | 0 | 0 | 0 | 0 | 0 | 0 | 0 | 0 | 0 | 0 | 0 | 0 | 0
F5_Commercial_Grocery_Existing_Food Preparation_Natural Gas_Range_E6 | F5 | Commercial | Grocery | Existing | Food Preparation | Natural Gas | Range | E6 | RIM BC Ratio | 0 | 0 | 0 | 0 | 0 | 0 | 0 | 0 | 0 | 0 | 0 | 0 | 0 | 0 | 0 | 0 | 0 | 0 | 0 | 0 | 0 | 0 | 0 | 0 | 0 | 0 | 0 | 0 | 0 | 0 | 0 | 0 | 0
F5_Commercial_Grocery_Existing_Food Preparation_Natural Gas_Range_E7 | F5 | Commercial | Grocery | Existing | Food Preparation | Natural Gas | Range | E7 | RIM BC Ratio | 0 | 0 | 0 | 0 | 0 | 0 | 0 | 0 | 0 | 0 | 0 | 0 | 0 | 0 | 0 | 0 | 0 | 0 | 0 | 0 | 0 | 0 | 0 | 0 | 0 | 0 | 0 | 0 | 0 | 0 | 0 | 0 | 0
F5_Commercial_Grocery_Existing_Food Preparation_Natural Gas_Range_E8 | F5 | Commercial | Grocery | Existing | Food Preparation | Natural Gas | Range | E8 | RIM BC Ratio | 0 | 0 | 0 | 0 | 0 | 0 | 0 | 0 | 0 | 0 | 0 | 0 | 0 | 0 | 0 | 0 | 0 | 0 | 0 | 0 | 0 | 0 | 0 | 0 | 0 | 0 | 0 | 0 | 0 | 0 | 0 | 0 | 0
F5_Commercial_Grocery_Existing_Food Preparation_Natural Gas_Range_E9 | F5 | Commercial | Grocery | Existing | Food Preparation | Natural Gas | Range | E9 | RIM BC Ratio | 0 | 0 | 0 | 0 | 0 | 0 | 0 | 0 | 0 | 0 | 0 | 0 | 0 | 0 | 0 | 0 | 0 | 0 | 0 | 0 | 0 | 0 | 0 | 0 | 0 | 0 | 0 | 0 | 0 | 0 | 0 | 0 | 0
F5_Commercial_Grocery_Existing_Food Preparation_Natural Gas_Range_E10 | F5 | Commercial | Grocery | Existing | Food Preparation | Natural Gas | Range | E10 | RIM BC Ratio | 0 | 0 | 0 | 0 | 0 | 0 | 0 | 0 | 0 | 0 | 0 | 0 | 0 | 0 | 0 | 0 | 0 | 0 | 0 | 0 | 0 | 0 | 0 | 0 | 0 | 0 | 0 | 0 | 0 | 0 | 0 | 0 | 0
F0_Commercial_Grocery_Existing_Food Preparation_Natural Gas_Steamer_E0 | F0 | Commercial | Grocery | Existing | Food Preparation | Natural Gas | Steamer | E0 | Economic Unit | ENERGY STAR | ENERGY STAR | ENERGY STAR | ENERGY STAR | ENERGY STAR | ENERGY STAR | ENERGY STAR | ENERGY STAR | ENERGY STAR | ENERGY STAR | ENERGY STAR | ENERGY STAR | ENERGY STAR | ENERGY STAR | ENERGY STAR | ENERGY STAR | ENERGY STAR | ENERGY STAR | ENERGY STAR | ENERGY STAR | ENERGY STAR | ENERGY STAR | ENERGY STAR | ENERGY STAR | ENERGY STAR | ENERGY STAR | ENERGY STAR | ENERGY STAR | ENERGY STAR | ENERGY STAR | ENERGY STAR | ENERGY STAR | ENERGY STAR
F1_Commercial_Grocery_Existing_Food Preparation_Natural Gas_Steamer_E1 | F1 | Commercial | Grocery | Existing | Food Preparation | Natural Gas | Steamer | E1 | CCE | 0 | 0 | 0 | 0 | 0 | 0 | 0 | 0 | 0 | 0 | 0 | 0 | 0 | 0 | 0 | 0 | 0 | 0 | 0 | 0 | 0 | 0 | 0 | 0 | 0 | 0 | 0 | 0 | 0 | 0 | 0 | 0 | 0
F1_Commercial_Grocery_Existing_Food Preparation_Natural Gas_Steamer_E2 | F1 | Commercial | Grocery | Existing | Food Preparation | Natural Gas | Steamer | E2 | CCE | 0.11364 | 0.11765 | 0.10562 | 0 | 0 | 0 | 0 | 0 | 0 | 0 | 0 | 0 | 0 | 0 | 0 | 0 | 0 | 0 | 0 | 0 | 0 | 0 | 0 | 0 | 0 | 0 | 0 | 0 | 0 | 0 | 0 | 0 | 0
F1_Commercial_Grocery_Existing_Food Preparation_Natural Gas_Steamer_E3 | F1 | Commercial | Grocery | Existing | Food Preparation | Natural Gas | Steamer | E3 | CCE | 0 | 0 | 0 | 0 | 0 | 0 | 0 | 0 | 0 | 0 | 0 | 0 | 0 | 0 | 0 | 0 | 0 | 0 | 0 | 0 | 0 | 0 | 0 | 0 | 0 | 0 | 0 | 0 | 0 | 0 | 0 | 0 | 0
F1_Commercial_Grocery_Existing_Food Preparation_Natural Gas_Steamer_E4 | F1 | Commercial | Grocery | Existing | Food Preparation | Natural Gas | Steamer | E4 | CCE | 0 | 0 | 0 | 0 | 0 | 0 | 0 | 0 | 0 | 0 | 0 | 0 | 0 | 0 | 0 | 0 | 0 | 0 | 0 | 0 | 0 | 0 | 0 | 0 | 0 | 0 | 0 | 0 | 0 | 0 | 0 | 0 | 0
F1_Commercial_Grocery_Existing_Food Preparation_Natural Gas_Steamer_E5 | F1 | Commercial | Grocery | Existing | Food Preparation | Natural Gas | Steamer | E5 | CCE | 0 | 0 | 0 | 0 | 0 | 0 | 0 | 0 | 0 | 0 | 0 | 0 | 0 | 0 | 0 | 0 | 0 | 0 | 0 | 0 | 0 | 0 | 0 | 0 | 0 | 0 | 0 | 0 | 0 | 0 | 0 | 0 | 0
F1_Commercial_Grocery_Existing_Food Preparation_Natural Gas_Steamer_E6 | F1 | Commercial | Grocery | Existing | Food Preparation | Natural Gas | Steamer | E6 | CCE | 0 | 0 | 0 | 0 | 0 | 0 | 0 | 0 | 0 | 0 | 0 | 0 | 0 | 0 | 0 | 0 | 0 | 0 | 0 | 0 | 0 | 0 | 0 | 0 | 0 | 0 | 0 | 0 | 0 | 0 | 0 | 0 | 0
F1_Commercial_Grocery_Existing_Food Preparation_Natural Gas_Steamer_E7 | F1 | Commercial | Grocery | Existing | Food Preparation | Natural Gas | Steamer | E7 | CCE | 0 | 0 | 0 | 0 | 0 | 0 | 0 | 0 | 0 | 0 | 0 | 0 | 0 | 0 | 0 | 0 | 0 | 0 | 0 | 0 | 0 | 0 | 0 | 0 | 0 | 0 | 0 | 0 | 0 | 0 | 0 | 0 | 0
F1_Commercial_Grocery_Existing_Food Preparation_Natural Gas_Steamer_E8 | F1 | Commercial | Grocery | Existing | Food Preparation | Natural Gas | Steamer | E8 | CCE | 0 | 0 | 0 | 0 | 0 | 0 | 0 | 0 | 0 | 0 | 0 | 0 | 0 | 0 | 0 | 0 | 0 | 0 | 0 | 0 | 0 | 0 | 0 | 0 | 0 | 0 | 0 | 0 | 0 | 0 | 0 | 0 | 0
F1_Commercial_Grocery_Existing_Food Preparation_Natural Gas_Steamer_E9 | F1 | Commercial | Grocery | Existing | Food Preparation | Natural Gas | Steamer | E9 | CCE | 0 | 0 | 0 | 0 | 0 | 0 | 0 | 0 | 0 | 0 | 0 | 0 | 0 | 0 | 0 | 0 | 0 | 0 | 0 | 0 | 0 | 0 | 0 | 0 | 0 | 0 | 0 | 0 | 0 | 0 | 0 | 0 | 0
F1_Commercial_Grocery_Existing_Food Preparation_Natural Gas_Steamer_E10 | F1 | Commercial | Grocery | Existing | Food Preparation | Natural Gas | Steamer | E10 | CCE | 0 | 0 | 0 | 0 | 0 | 0 | 0 | 0 | 0 | 0 | 0 | 0 | 0 | 0 | 0 | 0 | 0 | 0 | 0 | 0 | 0 | 0 | 0 | 0 | 0 | 0 | 0 | 0 | 0 | 0 | 0 | 0 | 0
F2_Commercial_Grocery_Existing_Food Preparation_Natural Gas_Steamer_E1 | F2 | Commercial | Grocery | Existing | Food Preparation | Natural Gas | Steamer | E1 | TRC BC Ratio | 1 | 1 | 1 | 0 | 0 | 0 | 0 | 0 | 0 | 0 | 0 | 0 | 0 | 0 | 0 | 0 | 0 | 0 | 0 | 0 | 0 | 0 | 0 | 0 | 0 | 0 | 0 | 0 | 0 | 0 | 0 | 0 | 0
F2_Commercial_Grocery_Existing_Food Preparation_Natural Gas_Steamer_E2 | F2 | Commercial | Grocery | Existing | Food Preparation | Natural Gas | Steamer | E2 | TRC BC Ratio | 14.4302 | 14.4472 | 14.5249 | 1 | 1 | 1 | 1 | 1 | 1 | 1 | 1 | 1 | 1 | 1 | 1 | 1 | 1 | 1 | 1 | 1 | 1 | 1 | 1 | 1 | 1 | 1 | 1 | 1 | 1 | 1 | 1 | 1 | 1
F2_Commercial_Grocery_Existing_Food Preparation_Natural Gas_Steamer_E3 | F2 | Commercial | Grocery | Existing | Food Preparation | Natural Gas | Steamer | E3 | TRC BC Ratio | 0 | 0 | 0 | 0 | 0 | 0 | 0 | 0 | 0 | 0 | 0 | 0 | 0 | 0 | 0 | 0 | 0 | 0 | 0 | 0 | 0 | 0 | 0 | 0 | 0 | 0 | 0 | 0 | 0 | 0 | 0 | 0 | 0
F2_Commercial_Grocery_Existing_Food Preparation_Natural Gas_Steamer_E4 | F2 | Commercial | Grocery | Existing | Food Preparation | Natural Gas | Steamer | E4 | TRC BC Ratio | 0 | 0 | 0 | 0 | 0 | 0 | 0 | 0 | 0 | 0 | 0 | 0 | 0 | 0 | 0 | 0 | 0 | 0 | 0 | 0 | 0 | 0 | 0 | 0 | 0 | 0 | 0 | 0 | 0 | 0 | 0 | 0 | 0
F2_Commercial_Grocery_Existing_Food Preparation_Natural Gas_Steamer_E5 | F2 | Commercial | Grocery | Existing | Food Preparation | Natural Gas | Steamer | E5 | TRC BC Ratio | 0 | 0 | 0 | 0 | 0 | 0 | 0 | 0 | 0 | 0 | 0 | 0 | 0 | 0 | 0 | 0 | 0 | 0 | 0 | 0 | 0 | 0 | 0 | 0 | 0 | 0 | 0 | 0 | 0 | 0 | 0 | 0 | 0
F2_Commercial_Grocery_Existing_Food Preparation_Natural Gas_Steamer_E6 | F2 | Commercial | Grocery | Existing | Food Preparation | Natural Gas | Steamer | E6 | TRC BC Ratio | 0 | 0 | 0 | 0 | 0 | 0 | 0 | 0 | 0 | 0 | 0 | 0 | 0 | 0 | 0 | 0 | 0 | 0 | 0 | 0 | 0 | 0 | 0 | 0 | 0 | 0 | 0 | 0 | 0 | 0 | 0 | 0 | 0
F2_Commercial_Grocery_Existing_Food Preparation_Natural Gas_Steamer_E7 | F2 | Commercial | Grocery | Existing | Food Preparation | Natural Gas | Steamer | E7 | TRC BC Ratio | 0 | 0 | 0 | 0 | 0 | 0 | 0 | 0 | 0 | 0 | 0 | 0 | 0 | 0 | 0 | 0 | 0 | 0 | 0 | 0 | 0 | 0 | 0 | 0 | 0 | 0 | 0 | 0 | 0 | 0 | 0 | 0 | 0
F2_Commercial_Grocery_Existing_Food Preparation_Natural Gas_Steamer_E8 | F2 | Commercial | Grocery | Existing | Food Preparation | Natural Gas | Steamer | E8 | TRC BC Ratio | 0 | 0 | 0 | 0 | 0 | 0 | 0 | 0 | 0 | 0 | 0 | 0 | 0 | 0 | 0 | 0 | 0 | 0 | 0 | 0 | 0 | 0 | 0 | 0 | 0 | 0 | 0 | 0 | 0 | 0 | 0 | 0 | 0
F2_Commercial_Grocery_Existing_Food Preparation_Natural Gas_Steamer_E9 | F2 | Commercial | Grocery | Existing | Food Preparation | Natural Gas | Steamer | E9 | TRC BC Ratio | 0 | 0 | 0 | 0 | 0 | 0 | 0 | 0 | 0 | 0 | 0 | 0 | 0 | 0 | 0 | 0 | 0 | 0 | 0 | 0 | 0 | 0 | 0 | 0 | 0 | 0 | 0 | 0 | 0 | 0 | 0 | 0 | 0
F2_Commercial_Grocery_Existing_Food Preparation_Natural Gas_Steamer_E10 | F2 | Commercial | Grocery | Existing | Food Preparation | Natural Gas | Steamer | E10 | TRC BC Ratio | 0 | 0 | 0 | 0 | 0 | 0 | 0 | 0 | 0 | 0 | 0 | 0 | 0 | 0 | 0 | 0 | 0 | 0 | 0 | 0 | 0 | 0 | 0 | 0 | 0 | 0 | 0 | 0 | 0 | 0 | 0 | 0 | 0
F3_Commercial_Grocery_Existing_Food Preparation_Natural Gas_Steamer_E1 | F3 | Commercial | Grocery | Existing | Food Preparation | Natural Gas | Steamer | E1 | PACT BC Ratio | 1 | 1 | 1 | 0 | 0 | 0 | 0 | 0 | 0 | 0 | 0 | 0 | 0 | 0 | 0 | 0 | 0 | 0 | 0 | 0 | 0 | 0 | 0 | 0 | 0 | 0 | 0 | 0 | 0 | 0 | 0 | 0 | 0
F3_Commercial_Grocery_Existing_Food Preparation_Natural Gas_Steamer_E2 | F3 | Commercial | Grocery | Existing | Food Preparation | Natural Gas | Steamer | E2 | PACT BC Ratio | 19.2403 | 19.2629 | 19.3665 | 1 | 1 | 1 | 1 | 1 | 1 | 1 | 1 | 1 | 1 | 1 | 1 | 1 | 1 | 1 | 1 | 1 | 1 | 1 | 1 | 1 | 1 | 1 | 1 | 1 | 1 | 1 | 1 | 1 | 1
F3_Commercial_Grocery_Existing_Food Preparation_Natural Gas_Steamer_E3 | F3 | Commercial | Grocery | Existing | Food Preparation | Natural Gas | Steamer | E3 | PACT BC Ratio | 0 | 0 | 0 | 0 | 0 | 0 | 0 | 0 | 0 | 0 | 0 | 0 | 0 | 0 | 0 | 0 | 0 | 0 | 0 | 0 | 0 | 0 | 0 | 0 | 0 | 0 | 0 | 0 | 0 | 0 | 0 | 0 | 0
F3_Commercial_Grocery_Existing_Food Preparation_Natural Gas_Steamer_E4 | F3 | Commercial | Grocery | Existing | Food Preparation | Natural Gas | Steamer | E4 | PACT BC Ratio | 0 | 0 | 0 | 0 | 0 | 0 | 0 | 0 | 0 | 0 | 0 | 0 | 0 | 0 | 0 | 0 | 0 | 0 | 0 | 0 | 0 | 0 | 0 | 0 | 0 | 0 | 0 | 0 | 0 | 0 | 0 | 0 | 0
F3_Commercial_Grocery_Existing_Food Preparation_Natural Gas_Steamer_E5 | F3 | Commercial | Grocery | Existing | Food Preparation | Natural Gas | Steamer | E5 | PACT BC Ratio | 0 | 0 | 0 | 0 | 0 | 0 | 0 | 0 | 0 | 0 | 0 | 0 | 0 | 0 | 0 | 0 | 0 | 0 | 0 | 0 | 0 | 0 | 0 | 0 | 0 | 0 | 0 | 0 | 0 | 0 | 0 | 0 | 0
F3_Commercial_Grocery_Existing_Food Preparation_Natural Gas_Steamer_E6 | F3 | Commercial | Grocery | Existing | Food Preparation | Natural Gas | Steamer | E6 | PACT BC Ratio | 0 | 0 | 0 | 0 | 0 | 0 | 0 | 0 | 0 | 0 | 0 | 0 | 0 | 0 | 0 | 0 | 0 | 0 | 0 | 0 | 0 | 0 | 0 | 0 | 0 | 0 | 0 | 0 | 0 | 0 | 0 | 0 | 0
F3_Commercial_Grocery_Existing_Food Preparation_Natural Gas_Steamer_E7 | F3 | Commercial | Grocery | Existing | Food Preparation | Natural Gas | Steamer | E7 | PACT BC Ratio | 0 | 0 | 0 | 0 | 0 | 0 | 0 | 0 | 0 | 0 | 0 | 0 | 0 | 0 | 0 | 0 | 0 | 0 | 0 | 0 | 0 | 0 | 0 | 0 | 0 | 0 | 0 | 0 | 0 | 0 | 0 | 0 | 0
F3_Commercial_Grocery_Existing_Food Preparation_Natural Gas_Steamer_E8 | F3 | Commercial | Grocery | Existing | Food Preparation | Natural Gas | Steamer | E8 | PACT BC Ratio | 0 | 0 | 0 | 0 | 0 | 0 | 0 | 0 | 0 | 0 | 0 | 0 | 0 | 0 | 0 | 0 | 0 | 0 | 0 | 0 | 0 | 0 | 0 | 0 | 0 | 0 | 0 | 0 | 0 | 0 | 0 | 0 | 0
F3_Commercial_Grocery_Existing_Food Preparation_Natural Gas_Steamer_E9 | F3 | Commercial | Grocery | Existing | Food Preparation | Natural Gas | Steamer | E9 | PACT BC Ratio | 0 | 0 | 0 | 0 | 0 | 0 | 0 | 0 | 0 | 0 | 0 | 0 | 0 | 0 | 0 | 0 | 0 | 0 | 0 | 0 | 0 | 0 | 0 | 0 | 0 | 0 | 0 | 0 | 0 | 0 | 0 | 0 | 0
F3_Commercial_Grocery_Existing_Food Preparation_Natural Gas_Steamer_E10 | F3 | Commercial | Grocery | Existing | Food Preparation | Natural Gas | Steamer | E10 | PACT BC Ratio | 0 | 0 | 0 | 0 | 0 | 0 | 0 | 0 | 0 | 0 | 0 | 0 | 0 | 0 | 0 | 0 | 0 | 0 | 0 | 0 | 0 | 0 | 0 | 0 | 0 | 0 | 0 | 0 | 0 | 0 | 0 | 0 | 0
F4_Commercial_Grocery_Existing_Food Preparation_Natural Gas_Steamer_E1 | F4 | Commercial | Grocery | Existing | Food Preparation | Natural Gas | Steamer | E1 | RVT BC Ratio | 1 | 1 | 1 | 0 | 0 | 0 | 0 | 0 | 0 | 0 | 0 | 0 | 0 | 0 | 0 | 0 | 0 | 0 | 0 | 0 | 0 | 0 | 0 | 0 | 0 | 0 | 0 | 0 | 0 | 0 | 0 | 0 | 0
F4_Commercial_Grocery_Existing_Food Preparation_Natural Gas_Steamer_E2 | F4 | Commercial | Grocery | Existing | Food Preparation | Natural Gas | Steamer | E2 | RVT BC Ratio | 21.446 | 21.4704 | 21.5821 | 1 | 1 | 1 | 1 | 1 | 1 | 1 | 1 | 1 | 1 | 1 | 1 | 1 | 1 | 1 | 1 | 1 | 1 | 1 | 1 | 1 | 1 | 1 | 1 | 1 | 1 | 1 | 1 | 1 | 1
F4_Commercial_Grocery_Existing_Food Preparation_Natural Gas_Steamer_E3 | F4 | Commercial | Grocery | Existing | Food Preparation | Natural Gas | Steamer | E3 | RVT BC Ratio | 0 | 0 | 0 | 0 | 0 | 0 | 0 | 0 | 0 | 0 | 0 | 0 | 0 | 0 | 0 | 0 | 0 | 0 | 0 | 0 | 0 | 0 | 0 | 0 | 0 | 0 | 0 | 0 | 0 | 0 | 0 | 0 | 0
F4_Commercial_Grocery_Existing_Food Preparation_Natural Gas_Steamer_E4 | F4 | Commercial | Grocery | Existing | Food Preparation | Natural Gas | Steamer | E4 | RVT BC Ratio | 0 | 0 | 0 | 0 | 0 | 0 | 0 | 0 | 0 | 0 | 0 | 0 | 0 | 0 | 0 | 0 | 0 | 0 | 0 | 0 | 0 | 0 | 0 | 0 | 0 | 0 | 0 | 0 | 0 | 0 | 0 | 0 | 0
F4_Commercial_Grocery_Existing_Food Preparation_Natural Gas_Steamer_E5 | F4 | Commercial | Grocery | Existing | Food Preparation | Natural Gas | Steamer | E5 | RVT BC Ratio | 0 | 0 | 0 | 0 | 0 | 0 | 0 | 0 | 0 | 0 | 0 | 0 | 0 | 0 | 0 | 0 | 0 | 0 | 0 | 0 | 0 | 0 | 0 | 0 | 0 | 0 | 0 | 0 | 0 | 0 | 0 | 0 | 0
F4_Commercial_Grocery_Existing_Food Preparation_Natural Gas_Steamer_E6 | F4 | Commercial | Grocery | Existing | Food Preparation | Natural Gas | Steamer | E6 | RVT BC Ratio | 0 | 0 | 0 | 0 | 0 | 0 | 0 | 0 | 0 | 0 | 0 | 0 | 0 | 0 | 0 | 0 | 0 | 0 | 0 | 0 | 0 | 0 | 0 | 0 | 0 | 0 | 0 | 0 | 0 | 0 | 0 | 0 | 0
F4_Commercial_Grocery_Existing_Food Preparation_Natural Gas_Steamer_E7 | F4 | Commercial | Grocery | Existing | Food Preparation | Natural Gas | Steamer | E7 | RVT BC Ratio | 0 | 0 | 0 | 0 | 0 | 0 | 0 | 0 | 0 | 0 | 0 | 0 | 0 | 0 | 0 | 0 | 0 | 0 | 0 | 0 | 0 | 0 | 0 | 0 | 0 | 0 | 0 | 0 | 0 | 0 | 0 | 0 | 0
F4_Commercial_Grocery_Existing_Food Preparation_Natural Gas_Steamer_E8 | F4 | Commercial | Grocery | Existing | Food Preparation | Natural Gas | Steamer | E8 | RVT BC Ratio | 0 | 0 | 0 | 0 | 0 | 0 | 0 | 0 | 0 | 0 | 0 | 0 | 0 | 0 | 0 | 0 | 0 | 0 | 0 | 0 | 0 | 0 | 0 | 0 | 0 | 0 | 0 | 0 | 0 | 0 | 0 | 0 | 0
F4_Commercial_Grocery_Existing_Food Preparation_Natural Gas_Steamer_E9 | F4 | Commercial | Grocery | Existing | Food Preparation | Natural Gas | Steamer | E9 | RVT BC Ratio | 0 | 0 | 0 | 0 | 0 | 0 | 0 | 0 | 0 | 0 | 0 | 0 | 0 | 0 | 0 | 0 | 0 | 0 | 0 | 0 | 0 | 0 | 0 | 0 | 0 | 0 | 0 | 0 | 0 | 0 | 0 | 0 | 0
F4_Commercial_Grocery_Existing_Food Preparation_Natural Gas_Steamer_E10 | F4 | Commercial | Grocery | Existing | Food Preparation | Natural Gas | Steamer | E10 | RVT BC Ratio | 0 | 0 | 0 | 0 | 0 | 0 | 0 | 0 | 0 | 0 | 0 | 0 | 0 | 0 | 0 | 0 | 0 | 0 | 0 | 0 | 0 | 0 | 0 | 0 | 0 | 0 | 0 | 0 | 0 | 0 | 0 | 0 | 0
F5_Commercial_Grocery_Existing_Food Preparation_Natural Gas_Steamer_E1 | F5 | Commercial | Grocery | Existing | Food Preparation | Natural Gas | Steamer | E1 | RIM BC Ratio | 1 | 1 | 1 | 0 | 0 | 0 | 0 | 0 | 0 | 0 | 0 | 0 | 0 | 0 | 0 | 0 | 0 | 0 | 0 | 0 | 0 | 0 | 0 | 0 | 0 | 0 | 0 | 0 | 0 | 0 | 0 | 0 | 0
F5_Commercial_Grocery_Existing_Food Preparation_Natural Gas_Steamer_E2 | F5 | Commercial | Grocery | Existing | Food Preparation | Natural Gas | Steamer | E2 | RIM BC Ratio | 0.79997 | 0.80001 | 0.80019 | 1 | 1 | 1 | 1 | 1 | 1 | 1 | 1 | 1 | 1 | 1 | 1 | 1 | 1 | 1 | 1 | 1 | 1 | 1 | 1 | 1 | 1 | 1 | 1 | 1 | 1 | 1 | 1 | 1 | 1
F5_Commercial_Grocery_Existing_Food Preparation_Natural Gas_Steamer_E3 | F5 | Commercial | Grocery | Existing | Food Preparation | Natural Gas | Steamer | E3 | RIM BC Ratio | 0 | 0 | 0 | 0 | 0 | 0 | 0 | 0 | 0 | 0 | 0 | 0 | 0 | 0 | 0 | 0 | 0 | 0 | 0 | 0 | 0 | 0 | 0 | 0 | 0 | 0 | 0 | 0 | 0 | 0 | 0 | 0 | 0
F5_Commercial_Grocery_Existing_Food Preparation_Natural Gas_Steamer_E4 | F5 | Commercial | Grocery | Existing | Food Preparation | Natural Gas | Steamer | E4 | RIM BC Ratio | 0 | 0 | 0 | 0 | 0 | 0 | 0 | 0 | 0 | 0 | 0 | 0 | 0 | 0 | 0 | 0 | 0 | 0 | 0 | 0 | 0 | 0 | 0 | 0 | 0 | 0 | 0 | 0 | 0 | 0 | 0 | 0 | 0
F5_Commercial_Grocery_Existing_Food Preparation_Natural Gas_Steamer_E5 | F5 | Commercial | Grocery | Existing | Food Preparation | Natural Gas | Steamer | E5 | RIM BC Ratio | 0 | 0 | 0 | 0 | 0 | 0 | 0 | 0 | 0 | 0 | 0 | 0 | 0 | 0 | 0 | 0 | 0 | 0 | 0 | 0 | 0 | 0 | 0 | 0 | 0 | 0 | 0 | 0 | 0 | 0 | 0 | 0 | 0
F5_Commercial_Grocery_Existing_Food Preparation_Natural Gas_Steamer_E6 | F5 | Commercial | Grocery | Existing | Food Preparation | Natural Gas | Steamer | E6 | RIM BC Ratio | 0 | 0 | 0 | 0 | 0 | 0 | 0 | 0 | 0 | 0 | 0 | 0 | 0 | 0 | 0 | 0 | 0 | 0 | 0 | 0 | 0 | 0 | 0 | 0 | 0 | 0 | 0 | 0 | 0 | 0 | 0 | 0 | 0
F5_Commercial_Grocery_Existing_Food Preparation_Natural Gas_Steamer_E7 | F5 | Commercial | Grocery | Existing | Food Preparation | Natural Gas | Steamer | E7 | RIM BC Ratio | 0 | 0 | 0 | 0 | 0 | 0 | 0 | 0 | 0 | 0 | 0 | 0 | 0 | 0 | 0 | 0 | 0 | 0 | 0 | 0 | 0 | 0 | 0 | 0 | 0 | 0 | 0 | 0 | 0 | 0 | 0 | 0 | 0
F5_Commercial_Grocery_Existing_Food Preparation_Natural Gas_Steamer_E8 | F5 | Commercial | Grocery | Existing | Food Preparation | Natural Gas | Steamer | E8 | RIM BC Ratio | 0 | 0 | 0 | 0 | 0 | 0 | 0 | 0 | 0 | 0 | 0 | 0 | 0 | 0 | 0 | 0 | 0 | 0 | 0 | 0 | 0 | 0 | 0 | 0 | 0 | 0 | 0 | 0 | 0 | 0 | 0 | 0 | 0
F5_Commercial_Grocery_Existing_Food Preparation_Natural Gas_Steamer_E9 | F5 | Commercial | Grocery | Existing | Food Preparation | Natural Gas | Steamer | E9 | RIM BC Ratio | 0 | 0 | 0 | 0 | 0 | 0 | 0 | 0 | 0 | 0 | 0 | 0 | 0 | 0 | 0 | 0 | 0 | 0 | 0 | 0 | 0 | 0 | 0 | 0 | 0 | 0 | 0 | 0 | 0 | 0 | 0 | 0 | 0
F5_Commercial_Grocery_Existing_Food Preparation_Natural Gas_Steamer_E10 | F5 | Commercial | Grocery | Existing | Food Preparation | Natural Gas | Steamer | E10 | RIM BC Ratio | 0 | 0 | 0 | 0 | 0 | 0 | 0 | 0 | 0 | 0 | 0 | 0 | 0 | 0 | 0 | 0 | 0 | 0 | 0 | 0 | 0 | 0 | 0 | 0 | 0 | 0 | 0 | 0 | 0 | 0 | 0 | 0 | 0
F0_Commercial_Grocery_Existing_Food Preparation_Natural Gas_Food Prep Other_E0 | F0 | Commercial | Grocery | Existing | Food Preparation | Natural Gas | Food Prep Other | E0 | Economic Unit | Standard | Standard | Standard | Standard | Standard | Standard | Standard | Standard | Standard | Standard | Standard | Standard | Standard | Standard | Standard | Standard | Standard | Standard | Standard | Standard | Standard | Standard | Standard | Standard | Standard | Standard | Standard | Standard | Standard | Standard | Standard | Standard | Standard
F1_Commercial_Grocery_Existing_Food Preparation_Natural Gas_Food Prep Other_E1 | F1 | Commercial | Grocery | Existing | Food Preparation | Natural Gas | Food Prep Other | E1 | CCE | 0 | 0 | 0 | 0 | 0 | 0 | 0 | 0 | 0 | 0 | 0 | 0 | 0 | 0 | 0 | 0 | 0 | 0 | 0 | 0 | 0 | 0 | 0 | 0 | 0 | 0 | 0 | 0 | 0 | 0 | 0 | 0 | 0
F1_Commercial_Grocery_Existing_Food Preparation_Natural Gas_Food Prep Other_E2 | F1 | Commercial | Grocery | Existing | Food Preparation | Natural Gas | Food Prep Other | E2 | CCE | 16.9852 | 17.5855 | 15.7861 | 16.0821 | 16.0821 | 16.0821 | 16.0821 | 16.0821 | 16.0821 | 16.0821 | 16.0821 | 16.0821 | 16.0821 | 16.0821 | 16.0821 | 16.0821 | 16.0821 | 16.0821 | 16.0821 | 16.0821 | 16.0821 | 16.0821 | 16.0821 | 16.0821 | 16.0821 | 16.0821 | 16.0821 | 16.0821 | 16.0821 | 16.0821 | 16.0821 | 16.0821 | 16.0821
F1_Commercial_Grocery_Existing_Food Preparation_Natural Gas_Food Prep Other_E3 | F1 | Commercial | Grocery | Existing | Food Preparation | Natural Gas | Food Prep Other | E3 | CCE | 0 | 0 | 0 | 0 | 0 | 0 | 0 | 0 | 0 | 0 | 0 | 0 | 0 | 0 | 0 | 0 | 0 | 0 | 0 | 0 | 0 | 0 | 0 | 0 | 0 | 0 | 0 | 0 | 0 | 0 | 0 | 0 | 0
F1_Commercial_Grocery_Existing_Food Preparation_Natural Gas_Food Prep Other_E4 | F1 | Commercial | Grocery | Existing | Food Preparation | Natural Gas | Food Prep Other | E4 | CCE | 0 | 0 | 0 | 0 | 0 | 0 | 0 | 0 | 0 | 0 | 0 | 0 | 0 | 0 | 0 | 0 | 0 | 0 | 0 | 0 | 0 | 0 | 0 | 0 | 0 | 0 | 0 | 0 | 0 | 0 | 0 | 0 | 0
F1_Commercial_Grocery_Existing_Food Preparation_Natural Gas_Food Prep Other_E5 | F1 | Commercial | Grocery | Existing | Food Preparation | Natural Gas | Food Prep Other | E5 | CCE | 0 | 0 | 0 | 0 | 0 | 0 | 0 | 0 | 0 | 0 | 0 | 0 | 0 | 0 | 0 | 0 | 0 | 0 | 0 | 0 | 0 | 0 | 0 | 0 | 0 | 0 | 0 | 0 | 0 | 0 | 0 | 0 | 0
F1_Commercial_Grocery_Existing_Food Preparation_Natural Gas_Food Prep Other_E6 | F1 | Commercial | Grocery | Existing | Food Preparation | Natural Gas | Food Prep Other | E6 | CCE | 0 | 0 | 0 | 0 | 0 | 0 | 0 | 0 | 0 | 0 | 0 | 0 | 0 | 0 | 0 | 0 | 0 | 0 | 0 | 0 | 0 | 0 | 0 | 0 | 0 | 0 | 0 | 0 | 0 | 0 | 0 | 0 | 0
F1_Commercial_Grocery_Existing_Food Preparation_Natural Gas_Food Prep Other_E7 | F1 | Commercial | Grocery | Existing | Food Preparation | Natural Gas | Food Prep Other | E7 | CCE | 0 | 0 | 0 | 0 | 0 | 0 | 0 | 0 | 0 | 0 | 0 | 0 | 0 | 0 | 0 | 0 | 0 | 0 | 0 | 0 | 0 | 0 | 0 | 0 | 0 | 0 | 0 | 0 | 0 | 0 | 0 | 0 | 0
F1_Commercial_Grocery_Existing_Food Preparation_Natural Gas_Food Prep Other_E8 | F1 | Commercial | Grocery | Existing | Food Preparation | Natural Gas | Food Prep Other | E8 | CCE | 0 | 0 | 0 | 0 | 0 | 0 | 0 | 0 | 0 | 0 | 0 | 0 | 0 | 0 | 0 | 0 | 0 | 0 | 0 | 0 | 0 | 0 | 0 | 0 | 0 | 0 | 0 | 0 | 0 | 0 | 0 | 0 | 0
F1_Commercial_Grocery_Existing_Food Preparation_Natural Gas_Food Prep Other_E9 | F1 | Commercial | Grocery | Existing | Food Preparation | Natural Gas | Food Prep Other | E9 | CCE | 0 | 0 | 0 | 0 | 0 | 0 | 0 | 0 | 0 | 0 | 0 | 0 | 0 | 0 | 0 | 0 | 0 | 0 | 0 | 0 | 0 | 0 | 0 | 0 | 0 | 0 | 0 | 0 | 0 | 0 | 0 | 0 | 0
F1_Commercial_Grocery_Existing_Food Preparation_Natural Gas_Food Prep Other_E10 | F1 | Commercial | Grocery | Existing | Food Preparation | Natural Gas | Food Prep Other | E10 | CCE | 0 | 0 | 0 | 0 | 0 | 0 | 0 | 0 | 0 | 0 | 0 | 0 | 0 | 0 | 0 | 0 | 0 | 0 | 0 | 0 | 0 | 0 | 0 | 0 | 0 | 0 | 0 | 0 | 0 | 0 | 0 | 0 | 0
F2_Commercial_Grocery_Existing_Food Preparation_Natural Gas_Food Prep Other_E1 | F2 | Commercial | Grocery | Existing | Food Preparation | Natural Gas | Food Prep Other | E1 | TRC BC Ratio | bar: 2019 to 2051
F2_Commercial_Grocery_Existing_Food Preparation_Natural Gas_Food Prep Other_E2 | F2 | Commercial | Grocery | Existing | Food Preparation | Natural Gas | Food Prep Other | E2 | TRC BC Ratio | 0.096778 | 0.096763 | 0.097228 | 0.096513 | 0.096078 | 0.096394 | 0.097347 | 0.098099 | 0.099032 | 0.099913 | 0.1008 | 0.10161 | 0.10248 | 0.1034 | 0.10427 | 0.10515 | 0.10605 | 0.10703 | 0.10805 | 0.10913 | 0.11019 | 0.1113 | 0.11232 | 0.11337 | 0.11431 | 0.11512 | 0.11585 | 0.11649 | 0.11699 | 0.11739 | 0.11761 | 0.11776 | 0.11776
F2_Commercial_Grocery_Existing_Food Preparation_Natural Gas_Food Prep Other_E3 | F2 | Commercial | Grocery | Existing | Food Preparation | Natural Gas | Food Prep Other | E3 | TRC BC Ratio | 0 | 0 | 0 | 0 | 0 | 0 | 0 | 0 | 0 | 0 | 0 | 0 | 0 | 0 | 0 | 0 | 0 | 0 | 0 | 0 | 0 | 0 | 0 | 0 | 0 | 0 | 0 | 0 | 0 | 0 | 0 | 0 | 0
F2_Commercial_Grocery_Existing_Food Preparation_Natural Gas_Food Prep Other_E4 | F2 | Commercial | Grocery | Existing | Food Preparation | Natural Gas | Food Prep Other | E4 | TRC BC Ratio | 0 | 0 | 0 | 0 | 0 | 0 | 0 | 0 | 0 | 0 | 0 | 0 | 0 | 0 | 0 | 0 | 0 | 0 | 0 | 0 | 0 | 0 | 0 | 0 | 0 | 0 | 0 | 0 | 0 | 0 | 0 | 0 | 0
F2_Commercial_Grocery_Existing_Food Preparation_Natural Gas_Food Prep Other_E5 | F2 | Commercial | Grocery | Existing | Food Preparation | Natural Gas | Food Prep Other | E5 | TRC BC Ratio | 0 | 0 | 0 | 0 | 0 | 0 | 0 | 0 | 0 | 0 | 0 | 0 | 0 | 0 | 0 | 0 | 0 | 0 | 0 | 0 | 0 | 0 | 0 | 0 | 0 | 0 | 0 | 0 | 0 | 0 | 0 | 0 | 0
F2_Commercial_Grocery_Existing_Food Preparation_Natural Gas_Food Prep Other_E6 | F2 | Commercial | Grocery | Existing | Food Preparation | Natural Gas | Food Prep Other | E6 | TRC BC Ratio | 0 | 0 | 0 | 0 | 0 | 0 | 0 | 0 | 0 | 0 | 0 | 0 | 0 | 0 | 0 | 0 | 0 | 0 | 0 | 0 | 0 | 0 | 0 | 0 | 0 | 0 | 0 | 0 | 0 | 0 | 0 | 0 | 0
F2_Commercial_Grocery_Existing_Food Preparation_Natural Gas_Food Prep Other_E7 | F2 | Commercial | Grocery | Existing | Food Preparation | Natural Gas | Food Prep Other | E7 | TRC BC Ratio | 0 | 0 | 0 | 0 | 0 | 0 | 0 | 0 | 0 | 0 | 0 | 0 | 0 | 0 | 0 | 0 | 0 | 0 | 0 | 0 | 0 | 0 | 0 | 0 | 0 | 0 | 0 | 0 | 0 | 0 | 0 | 0 | 0
F2_Commercial_Grocery_Existing_Food Preparation_Natural Gas_Food Prep Other_E8 | F2 | Commercial | Grocery | Existing | Food Preparation | Natural Gas | Food Prep Other | E8 | TRC BC Ratio | 0 | 0 | 0 | 0 | 0 | 0 | 0 | 0 | 0 | 0 | 0 | 0 | 0 | 0 | 0 | 0 | 0 | 0 | 0 | 0 | 0 | 0 | 0 | 0 | 0 | 0 | 0 | 0 | 0 | 0 | 0 | 0 | 0
F2_Commercial_Grocery_Existing_Food Preparation_Natural Gas_Food Prep Other_E9 | F2 | Commercial | Grocery | Existing | Food Preparation | Natural Gas | Food Prep Other | E9 | TRC BC Ratio | 0 | 0 | 0 | 0 | 0 | 0 | 0 | 0 | 0 | 0 | 0 | 0 | 0 | 0 | 0 | 0 | 0 | 0 | 0 | 0 | 0 | 0 | 0 | 0 | 0 | 0 | 0 | 0 | 0 | 0 | 0 | 0 | 0
F2_Commercial_Grocery_Existing_Food Preparation_Natural Gas_Food Prep Other_E10 | F2 | Commercial | Grocery | Existing | Food Preparation | Natural Gas | Food Prep Other | E10 | TRC BC Ratio | 0 | 0 | 0 | 0 | 0 | 0 | 0 | 0 | 0 | 0 | 0 | 0 | 0 | 0 | 0 | 0 | 0 | 0 | 0 | 0 | 0 | 0 | 0 | 0 | 0 | 0 | 0 | 0 | 0 | 0 | 0 | 0 | 0
F3_Commercial_Grocery_Existing_Food Preparation_Natural Gas_Food Prep Other_E1 | F3 | Commercial | Grocery | Existing | Food Preparation | Natural Gas | Food Prep Other | E1 | PACT BC Ratio | bar: 2019 to 2051
F3_Commercial_Grocery_Existing_Food Preparation_Natural Gas_Food Prep Other_E2 | F3 | Commercial | Grocery | Existing | Food Preparation | Natural Gas | Food Prep Other | E2 | PACT BC Ratio | 0.12904 | 0.12902 | 0.12964 | 0.12868 | 0.1281 | 0.12853 | 0.1298 | 0.1308 | 0.13204 | 0.13322 | 0.1344 | 0.13548 | 0.13665 | 0.13786 | 0.13902 | 0.1402 | 0.1414 | 0.14271 | 0.14407 | 0.14551 | 0.14692 | 0.14839 | 0.14976 | 0.15117 | 0.15241 | 0.15349 | 0.15447 | 0.15532 | 0.15598 | 0.15652 | 0.15682 | 0.15702 | 0.15702
F3_Commercial_Grocery_Existing_Food Preparation_Natural Gas_Food Prep Other_E3 | F3 | Commercial | Grocery | Existing | Food Preparation | Natural Gas | Food Prep Other | E3 | PACT BC Ratio | 0 | 0 | 0 | 0 | 0 | 0 | 0 | 0 | 0 | 0 | 0 | 0 | 0 | 0 | 0 | 0 | 0 | 0 | 0 | 0 | 0 | 0 | 0 | 0 | 0 | 0 | 0 | 0 | 0 | 0 | 0 | 0 | 0
F3_Commercial_Grocery_Existing_Food Preparation_Natural Gas_Food Prep Other_E4 | F3 | Commercial | Grocery | Existing | Food Preparation | Natural Gas | Food Prep Other | E4 | PACT BC Ratio | 0 | 0 | 0 | 0 | 0 | 0 | 0 | 0 | 0 | 0 | 0 | 0 | 0 | 0 | 0 | 0 | 0 | 0 | 0 | 0 | 0 | 0 | 0 | 0 | 0 | 0 | 0 | 0 | 0 | 0 | 0 | 0 | 0
F3_Commercial_Grocery_Existing_Food Preparation_Natural Gas_Food Prep Other_E5 | F3 | Commercial | Grocery | Existing | Food Preparation | Natural Gas | Food Prep Other | E5 | PACT BC Ratio | 0 | 0 | 0 | 0 | 0 | 0 | 0 | 0 | 0 | 0 | 0 | 0 | 0 | 0 | 0 | 0 | 0 | 0 | 0 | 0 | 0 | 0 | 0 | 0 | 0 | 0 | 0 | 0 | 0 | 0 | 0 | 0 | 0
F3_Commercial_Grocery_Existing_Food Preparation_Natural Gas_Food Prep Other_E6 | F3 | Commercial | Grocery | Existing | Food Preparation | Natural Gas | Food Prep Other | E6 | PACT BC Ratio | 0 | 0 | 0 | 0 | 0 | 0 | 0 | 0 | 0 | 0 | 0 | 0 | 0 | 0 | 0 | 0 | 0 | 0 | 0 | 0 | 0 | 0 | 0 | 0 | 0 | 0 | 0 | 0 | 0 | 0 | 0 | 0 | 0
F3_Commercial_Grocery_Existing_Food Preparation_Natural Gas_Food Prep Other_E7 | F3 | Commercial | Grocery | Existing | Food Preparation | Natural Gas | Food Prep Other | E7 | PACT BC Ratio | 0 | 0 | 0 | 0 | 0 | 0 | 0 | 0 | 0 | 0 | 0 | 0 | 0 | 0 | 0 | 0 | 0 | 0 | 0 | 0 | 0 | 0 | 0 | 0 | 0 | 0 | 0 | 0 | 0 | 0 | 0 | 0 | 0
F3_Commercial_Grocery_Existing_Food Preparation_Natural Gas_Food Prep Other_E8 | F3 | Commercial | Grocery | Existing | Food Preparation | Natural Gas | Food Prep Other | E8 | PACT BC Ratio | 0 | 0 | 0 | 0 | 0 | 0 | 0 | 0 | 0 | 0 | 0 | 0 | 0 | 0 | 0 | 0 | 0 | 0 | 0 | 0 | 0 | 0 | 0 | 0 | 0 | 0 | 0 | 0 | 0 | 0 | 0 | 0 | 0
F3_Commercial_Grocery_Existing_Food Preparation_Natural Gas_Food Prep Other_E9 | F3 | Commercial | Grocery | Existing | Food Preparation | Natural Gas | Food Prep Other | E9 | PACT BC Ratio | 0 | 0 | 0 | 0 | 0 | 0 | 0 | 0 | 0 | 0 | 0 | 0 | 0 | 0 | 0 | 0 | 0 | 0 | 0 | 0 | 0 | 0 | 0 | 0 | 0 | 0 | 0 | 0 | 0 | 0 | 0 | 0 | 0
F3_Commercial_Grocery_Existing_Food Preparation_Natural Gas_Food Prep Other_E10 | F3 | Commercial | Grocery | Existing | Food Preparation | Natural Gas | Food Prep Other | E10 | PACT BC Ratio | 0 | 0 | 0 | 0 | 0 | 0 | 0 | 0 | 0 | 0 | 0 | 0 | 0 | 0 | 0 | 0 | 0 | 0 | 0 | 0 | 0 | 0 | 0 | 0 | 0 | 0 | 0 | 0 | 0 | 0 | 0 | 0 | 0
F4_Commercial_Grocery_Existing_Food Preparation_Natural Gas_Food Prep Other_E1 | F4 | Commercial | Grocery | Existing | Food Preparation | Natural Gas | Food Prep Other | E1 | RVT BC Ratio | bar: 2019 to 2051
F4_Commercial_Grocery_Existing_Food Preparation_Natural Gas_Food Prep Other_E2 | F4 | Commercial | Grocery | Existing | Food Preparation | Natural Gas | Food Prep Other | E2 | RVT BC Ratio | 0.83914 | 0.83911 | 0.83978 | 0.83875 | 0.83813 | 0.83858 | 0.83995 | 0.84103 | 0.84238 | 0.84364 | 0.84492 | 0.84609 | 0.84734 | 0.84865 | 0.8499 | 0.85118 | 0.85247 | 0.85388 | 0.85535 | 0.85689 | 0.85842 | 0.86001 | 0.86148 | 0.863 | 0.86434 | 0.8655 | 0.86656 | 0.86747 | 0.86819 | 0.86877 | 0.86909 | 0.86931 | 0.86931
F4_Commercial_Grocery_Existing_Food Preparation_Natural Gas_Food Prep Other_E3 | F4 | Commercial | Grocery | Existing | Food Preparation | Natural Gas | Food Prep Other | E3 | RVT BC Ratio | 0 | 0 | 0 | 0 | 0 | 0 | 0 | 0 | 0 | 0 | 0 | 0 | 0 | 0 | 0 | 0 | 0 | 0 | 0 | 0 | 0 | 0 | 0 | 0 | 0 | 0 | 0 | 0 | 0 | 0 | 0 | 0 | 0
F4_Commercial_Grocery_Existing_Food Preparation_Natural Gas_Food Prep Other_E4 | F4 | Commercial | Grocery | Existing | Food Preparation | Natural Gas | Food Prep Other | E4 | RVT BC Ratio | 0 | 0 | 0 | 0 | 0 | 0 | 0 | 0 | 0 | 0 | 0 | 0 | 0 | 0 | 0 | 0 | 0 | 0 | 0 | 0 | 0 | 0 | 0 | 0 | 0 | 0 | 0 | 0 | 0 | 0 | 0 | 0 | 0
F4_Commercial_Grocery_Existing_Food Preparation_Natural Gas_Food Prep Other_E5 | F4 | Commercial | Grocery | Existing | Food Preparation | Natural Gas | Food Prep Other | E5 | RVT BC Ratio | 0 | 0 | 0 | 0 | 0 | 0 | 0 | 0 | 0 | 0 | 0 | 0 | 0 | 0 | 0 | 0 | 0 | 0 | 0 | 0 | 0 | 0 | 0 | 0 | 0 | 0 | 0 | 0 | 0 | 0 | 0 | 0 | 0
F4_Commercial_Grocery_Existing_Food Preparation_Natural Gas_Food Prep Other_E6 | F4 | Commercial | Grocery | Existing | Food Preparation | Natural Gas | Food Prep Other | E6 | RVT BC Ratio | 0 | 0 | 0 | 0 | 0 | 0 | 0 | 0 | 0 | 0 | 0 | 0 | 0 | 0 | 0 | 0 | 0 | 0 | 0 | 0 | 0 | 0 | 0 | 0 | 0 | 0 | 0 | 0 | 0 | 0 | 0 | 0 | 0
F4_Commercial_Grocery_Existing_Food Preparation_Natural Gas_Food Prep Other_E7 | F4 | Commercial | Grocery | Existing | Food Preparation | Natural Gas | Food Prep Other | E7 | RVT BC Ratio | 0 | 0 | 0 | 0 | 0 | 0 | 0 | 0 | 0 | 0 | 0 | 0 | 0 | 0 | 0 | 0 | 0 | 0 | 0 | 0 | 0 | 0 | 0 | 0 | 0 | 0 | 0 | 0 | 0 | 0 | 0 | 0 | 0
F4_Commercial_Grocery_Existing_Food Preparation_Natural Gas_Food Prep Other_E8 | F4 | Commercial | Grocery | Existing | Food Preparation | Natural Gas | Food Prep Other | E8 | RVT BC Ratio | 0 | 0 | 0 | 0 | 0 | 0 | 0 | 0 | 0 | 0 | 0 | 0 | 0 | 0 | 0 | 0 | 0 | 0 | 0 | 0 | 0 | 0 | 0 | 0 | 0 | 0 | 0 | 0 | 0 | 0 | 0 | 0 | 0
F4_Commercial_Grocery_Existing_Food Preparation_Natural Gas_Food Prep Other_E9 | F4 | Commercial | Grocery | Existing | Food Preparation | Natural Gas | Food Prep Other | E9 | RVT BC Ratio | 0 | 0 | 0 | 0 | 0 | 0 | 0 | 0 | 0 | 0 | 0 | 0 | 0 | 0 | 0 | 0 | 0 | 0 | 0 | 0 | 0 | 0 | 0 | 0 | 0 | 0 | 0 | 0 | 0 | 0 | 0 | 0 | 0
F4_Commercial_Grocery_Existing_Food Preparation_Natural Gas_Food Prep Other_E10 | F4 | Commercial | Grocery | Existing | Food Preparation | Natural Gas | Food Prep Other | E10 | RVT BC Ratio | 0 | 0 | 0 | 0 | 0 | 0 | 0 | 0 | 0 | 0 | 0 | 0 | 0 | 0 | 0 | 0 | 0 | 0 | 0 | 0 | 0 | 0 | 0 | 0 | 0 | 0 | 0 | 0 | 0 | 0 | 0 | 0 | 0
F5_Commercial_Grocery_Existing_Food Preparation_Natural Gas_Food Prep Other_E1 | F5 | Commercial | Grocery | Existing | Food Preparation | Natural Gas | Food Prep Other | E1 | RIM BC Ratio | bar: 2019 to 2051
F5_Commercial_Grocery_Existing_Food Preparation_Natural Gas_Food Prep Other_E2 | F5 | Commercial | Grocery | Existing | Food Preparation | Natural Gas | Food Prep Other | E2 | RIM BC Ratio | 0.11176 | 0.11174 | 0.11221 | 0.11149 | 0.11106 | 0.11138 | 0.11233 | 0.11308 | 0.11401 | 0.11488 | 0.11576 | 0.11656 | 0.11742 | 0.11832 | 0.11917 | 0.12004 | 0.12092 | 0.12187 | 0.12286 | 0.12391 | 0.12493 | 0.12599 | 0.12697 | 0.12799 | 0.12888 | 0.12965 | 0.13035 | 0.13095 | 0.13142 | 0.13181 | 0.13202 | 0.13216 | 0.13216
F5_Commercial_Grocery_Existing_Food Preparation_Natural Gas_Food Prep Other_E3 | F5 | Commercial | Grocery | Existing | Food Preparation | Natural Gas | Food Prep Other | E3 | RIM BC Ratio | 0 | 0 | 0 | 0 | 0 | 0 | 0 | 0 | 0 | 0 | 0 | 0 | 0 | 0 | 0 | 0 | 0 | 0 | 0 | 0 | 0 | 0 | 0 | 0 | 0 | 0 | 0 | 0 | 0 | 0 | 0 | 0 | 0
F5_Commercial_Grocery_Existing_Food Preparation_Natural Gas_Food Prep Other_E4 | F5 | Commercial | Grocery | Existing | Food Preparation | Natural Gas | Food Prep Other | E4 | RIM BC Ratio | 0 | 0 | 0 | 0 | 0 | 0 | 0 | 0 | 0 | 0 | 0 | 0 | 0 | 0 | 0 | 0 | 0 | 0 | 0 | 0 | 0 | 0 | 0 | 0 | 0 | 0 | 0 | 0 | 0 | 0 | 0 | 0 | 0
F5_Commercial_Grocery_Existing_Food Preparation_Natural Gas_Food Prep Other_E5 | F5 | Commercial | Grocery | Existing | Food Preparation | Natural Gas | Food Prep Other | E5 | RIM BC Ratio | 0 | 0 | 0 | 0 | 0 | 0 | 0 | 0 | 0 | 0 | 0 | 0 | 0 | 0 | 0 | 0 | 0 | 0 | 0 | 0 | 0 | 0 | 0 | 0 | 0 | 0 | 0 | 0 | 0 | 0 | 0 | 0 | 0
F5_Commercial_Grocery_Existing_Food Preparation_Natural Gas_Food Prep Other_E6 | F5 | Commercial | Grocery | Existing | Food Preparation | Natural Gas | Food Prep Other | E6 | RIM BC Ratio | 0 | 0 | 0 | 0 | 0 | 0 | 0 | 0 | 0 | 0 | 0 | 0 | 0 | 0 | 0 | 0 | 0 | 0 | 0 | 0 | 0 | 0 | 0 | 0 | 0 | 0 | 0 | 0 | 0 | 0 | 0 | 0 | 0
F5_Commercial_Grocery_Existing_Food Preparation_Natural Gas_Food Prep Other_E7 | F5 | Commercial | Grocery | Existing | Food Preparation | Natural Gas | Food Prep Other | E7 | RIM BC Ratio | 0 | 0 | 0 | 0 | 0 | 0 | 0 | 0 | 0 | 0 | 0 | 0 | 0 | 0 | 0 | 0 | 0 | 0 | 0 | 0 | 0 | 0 | 0 | 0 | 0 | 0 | 0 | 0 | 0 | 0 | 0 | 0 | 0
F5_Commercial_Grocery_Existing_Food Preparation_Natural Gas_Food Prep Other_E8 | F5 | Commercial | Grocery | Existing | Food Preparation | Natural Gas | Food Prep Other | E8 | RIM BC Ratio | 0 | 0 | 0 | 0 | 0 | 0 | 0 | 0 | 0 | 0 | 0 | 0 | 0 | 0 | 0 | 0 | 0 | 0 | 0 | 0 | 0 | 0 | 0 | 0 | 0 | 0 | 0 | 0 | 0 | 0 | 0 | 0 | 0
F5_Commercial_Grocery_Existing_Food Preparation_Natural Gas_Food Prep Other_E9 | F5 | Commercial | Grocery | Existing | Food Preparation | Natural Gas | Food Prep Other | E9 | RIM BC Ratio | 0 | 0 | 0 | 0 | 0 | 0 | 0 | 0 | 0 | 0 | 0 | 0 | 0 | 0 | 0 | 0 | 0 | 0 | 0 | 0 | 0 | 0 | 0 | 0 | 0 | 0 | 0 | 0 | 0 | 0 | 0 | 0 | 0
F5_Commercial_Grocery_Existing_Food Preparation_Natural Gas_Food Prep Other_E10 | F5 | Commercial | Grocery | Existing | Food Preparation | Natural Gas | Food Prep Other | E10 | RIM BC Ratio | 0 | 0 | 0 | 0 | 0 | 0 | 0 | 0 | 0 | 0 | 0 | 0 | 0 | 0 | 0 | 0 | 0 | 0 | 0 | 0 | 0 | 0 | 0 | 0 | 0 | 0 | 0 | 0 | 0 | 0 | 0 | 0 | 0
F0_Commercial_Grocery_Existing_Miscellaneous_Natural Gas_Pool Heater_E0 | F0 | Commercial | Grocery | Existing | Miscellaneous | Natural Gas | Pool Heater | E0 | Economic Unit | Standard (EF .78) | Standard (EF .78) | Standard (EF .78) | Standard (EF .78) | Standard (EF .78) | Standard (EF .78) | Standard (EF .78) | Standard (EF .78) | Standard (EF .78) | Standard (EF .78) | Standard (EF .78) | Standard (EF .78) | Standard (EF .78) | Standard (EF .78) | Standard (EF .78) | Standard (EF .78) | Standard (EF .78) | Standard (EF .78) | Standard (EF .78) | Standard (EF .78) | Standard (EF .78) | Standard (EF .78) | Standard (EF .78) | Standard (EF .78) | Standard (EF .78) | Standard (EF .78) | Standard (EF .78) | Standard (EF .78) | Standard (EF .78) | Standard (EF .78) | Standard (EF .78) | Standard (EF .78) | Standard (EF .78)
F1_Commercial_Grocery_Existing_Miscellaneous_Natural Gas_Pool Heater_E1 | F1 | Commercial | Grocery | Existing | Miscellaneous | Natural Gas | Pool Heater | E1 | CCE | 0 | 0 | 0 | 0 | 0 | 0 | 0 | 0 | 0 | 0 | 0 | 0 | 0 | 0 | 0 | 0 | 0 | 0 | 0 | 0 | 0 | 0 | 0 | 0 | 0 | 0 | 0 | 0 | 0 | 0 | 0 | 0 | 0
F1_Commercial_Grocery_Existing_Miscellaneous_Natural Gas_Pool Heater_E2 | F1 | Commercial | Grocery | Existing | Miscellaneous | Natural Gas | Pool Heater | E2 | CCE | 1.2677 | 1.3125 | 1.1782 | 1.2003 | 1.2003 | 1.2003 | 1.2003 | 1.2003 | 1.2003 | 1.2003 | 1.2003 | 1.2003 | 1.2003 | 1.2003 | 1.2003 | 1.2003 | 1.2003 | 1.2003 | 1.2003 | 1.2003 | 1.2003 | 1.2003 | 1.2003 | 1.2003 | 1.2003 | 1.2003 | 1.2003 | 1.2003 | 1.2003 | 1.2003 | 1.2003 | 1.2003 | 1.2003
F1_Commercial_Grocery_Existing_Miscellaneous_Natural Gas_Pool Heater_E3 | F1 | Commercial | Grocery | Existing | Miscellaneous | Natural Gas | Pool Heater | E3 | CCE | 0 | 0 | 0 | 0 | 0 | 0 | 0 | 0 | 0 | 0 | 0 | 0 | 0 | 0 | 0 | 0 | 0 | 0 | 0 | 0 | 0 | 0 | 0 | 0 | 0 | 0 | 0 | 0 | 0 | 0 | 0 | 0 | 0
F1_Commercial_Grocery_Existing_Miscellaneous_Natural Gas_Pool Heater_E4 | F1 | Commercial | Grocery | Existing | Miscellaneous | Natural Gas | Pool Heater | E4 | CCE | 0 | 0 | 0 | 0 | 0 | 0 | 0 | 0 | 0 | 0 | 0 | 0 | 0 | 0 | 0 | 0 | 0 | 0 | 0 | 0 | 0 | 0 | 0 | 0 | 0 | 0 | 0 | 0 | 0 | 0 | 0 | 0 | 0
F1_Commercial_Grocery_Existing_Miscellaneous_Natural Gas_Pool Heater_E5 | F1 | Commercial | Grocery | Existing | Miscellaneous | Natural Gas | Pool Heater | E5 | CCE | 0 | 0 | 0 | 0 | 0 | 0 | 0 | 0 | 0 | 0 | 0 | 0 | 0 | 0 | 0 | 0 | 0 | 0 | 0 | 0 | 0 | 0 | 0 | 0 | 0 | 0 | 0 | 0 | 0 | 0 | 0 | 0 | 0
F1_Commercial_Grocery_Existing_Miscellaneous_Natural Gas_Pool Heater_E6 | F1 | Commercial | Grocery | Existing | Miscellaneous | Natural Gas | Pool Heater | E6 | CCE | 0 | 0 | 0 | 0 | 0 | 0 | 0 | 0 | 0 | 0 | 0 | 0 | 0 | 0 | 0 | 0 | 0 | 0 | 0 | 0 | 0 | 0 | 0 | 0 | 0 | 0 | 0 | 0 | 0 | 0 | 0 | 0 | 0
F1_Commercial_Grocery_Existing_Miscellaneous_Natural Gas_Pool Heater_E7 | F1 | Commercial | Grocery | Existing | Miscellaneous | Natural Gas | Pool Heater | E7 | CCE | 0 | 0 | 0 | 0 | 0 | 0 | 0 | 0 | 0 | 0 | 0 | 0 | 0 | 0 | 0 | 0 | 0 | 0 | 0 | 0 | 0 | 0 | 0 | 0 | 0 | 0 | 0 | 0 | 0 | 0 | 0 | 0 | 0
F1_Commercial_Grocery_Existing_Miscellaneous_Natural Gas_Pool Heater_E8 | F1 | Commercial | Grocery | Existing | Miscellaneous | Natural Gas | Pool Heater | E8 | CCE | 0 | 0 | 0 | 0 | 0 | 0 | 0 | 0 | 0 | 0 | 0 | 0 | 0 | 0 | 0 | 0 | 0 | 0 | 0 | 0 | 0 | 0 | 0 | 0 | 0 | 0 | 0 | 0 | 0 | 0 | 0 | 0 | 0
F1_Commercial_Grocery_Existing_Miscellaneous_Natural Gas_Pool Heater_E9 | F1 | Commercial | Grocery | Existing | Miscellaneous | Natural Gas | Pool Heater | E9 | CCE | 0 | 0 | 0 | 0 | 0 | 0 | 0 | 0 | 0 | 0 | 0 | 0 | 0 | 0 | 0 | 0 | 0 | 0 | 0 | 0 | 0 | 0 | 0 | 0 | 0 | 0 | 0 | 0 | 0 | 0 | 0 | 0 | 0
F1_Commercial_Grocery_Existing_Miscellaneous_Natural Gas_Pool Heater_E10 | F1 | Commercial | Grocery | Existing | Miscellaneous | Natural Gas | Pool Heater | E10 | CCE | 0 | 0 | 0 | 0 | 0 | 0 | 0 | 0 | 0 | 0 | 0 | 0 | 0 | 0 | 0 | 0 | 0 | 0 | 0 | 0 | 0 | 0 | 0 | 0 | 0 | 0 | 0 | 0 | 0 | 0 | 0 | 0 | 0
F2_Commercial_Grocery_Existing_Miscellaneous_Natural Gas_Pool Heater_E1 | F2 | Commercial | Grocery | Existing | Miscellaneous | Natural Gas | Pool Heater | E1 | TRC BC Ratio | bar: 2019 to 2051
F2_Commercial_Grocery_Existing_Miscellaneous_Natural Gas_Pool Heater_E2 | F2 | Commercial | Grocery | Existing | Miscellaneous | Natural Gas | Pool Heater | E2 | TRC BC Ratio | 0 | 0 | 0 | 0 | 0 | 0 | 0 | 0 | 0 | 0 | 0 | 0 | 0 | 0 | 0 | 0 | 0 | 0 | 0 | 0 | 0 | 0 | 0 | 0 | 0 | 0 | 0 | 0 | 0 | 0 | 0 | 0 | 0
F2_Commercial_Grocery_Existing_Miscellaneous_Natural Gas_Pool Heater_E3 | F2 | Commercial | Grocery | Existing | Miscellaneous | Natural Gas | Pool Heater | E3 | TRC BC Ratio | 0 | 0 | 0 | 0 | 0 | 0 | 0 | 0 | 0 | 0 | 0 | 0 | 0 | 0 | 0 | 0 | 0 | 0 | 0 | 0 | 0 | 0 | 0 | 0 | 0 | 0 | 0 | 0 | 0 | 0 | 0 | 0 | 0
F2_Commercial_Grocery_Existing_Miscellaneous_Natural Gas_Pool Heater_E4 | F2 | Commercial | Grocery | Existing | Miscellaneous | Natural Gas | Pool Heater | E4 | TRC BC Ratio | 0 | 0 | 0 | 0 | 0 | 0 | 0 | 0 | 0 | 0 | 0 | 0 | 0 | 0 | 0 | 0 | 0 | 0 | 0 | 0 | 0 | 0 | 0 | 0 | 0 | 0 | 0 | 0 | 0 | 0 | 0 | 0 | 0
F2_Commercial_Grocery_Existing_Miscellaneous_Natural Gas_Pool Heater_E5 | F2 | Commercial | Grocery | Existing | Miscellaneous | Natural Gas | Pool Heater | E5 | TRC BC Ratio | 0 | 0 | 0 | 0 | 0 | 0 | 0 | 0 | 0 | 0 | 0 | 0 | 0 | 0 | 0 | 0 | 0 | 0 | 0 | 0 | 0 | 0 | 0 | 0 | 0 | 0 | 0 | 0 | 0 | 0 | 0 | 0 | 0
F2_Commercial_Grocery_Existing_Miscellaneous_Natural Gas_Pool Heater_E6 | F2 | Commercial | Grocery | Existing | Miscellaneous | Natural Gas | Pool Heater | E6 | TRC BC Ratio | 0 | 0 | 0 | 0 | 0 | 0 | 0 | 0 | 0 | 0 | 0 | 0 | 0 | 0 | 0 | 0 | 0 | 0 | 0 | 0 | 0 | 0 | 0 | 0 | 0 | 0 | 0 | 0 | 0 | 0 | 0 | 0 | 0
F2_Commercial_Grocery_Existing_Miscellaneous_Natural Gas_Pool Heater_E7 | F2 | Commercial | Grocery | Existing | Miscellaneous | Natural Gas | Pool Heater | E7 | TRC BC Ratio | 0 | 0 | 0 | 0 | 0 | 0 | 0 | 0 | 0 | 0 | 0 | 0 | 0 | 0 | 0 | 0 | 0 | 0 | 0 | 0 | 0 | 0 | 0 | 0 | 0 | 0 | 0 | 0 | 0 | 0 | 0 | 0 | 0
F2_Commercial_Grocery_Existing_Miscellaneous_Natural Gas_Pool Heater_E8 | F2 | Commercial | Grocery | Existing | Miscellaneous | Natural Gas | Pool Heater | E8 | TRC BC Ratio | 0 | 0 | 0 | 0 | 0 | 0 | 0 | 0 | 0 | 0 | 0 | 0 | 0 | 0 | 0 | 0 | 0 | 0 | 0 | 0 | 0 | 0 | 0 | 0 | 0 | 0 | 0 | 0 | 0 | 0 | 0 | 0 | 0
F2_Commercial_Grocery_Existing_Miscellaneous_Natural Gas_Pool Heater_E9 | F2 | Commercial | Grocery | Existing | Miscellaneous | Natural Gas | Pool Heater | E9 | TRC BC Ratio | 0 | 0 | 0 | 0 | 0 | 0 | 0 | 0 | 0 | 0 | 0 | 0 | 0 | 0 | 0 | 0 | 0 | 0 | 0 | 0 | 0 | 0 | 0 | 0 | 0 | 0 | 0 | 0 | 0 | 0 | 0 | 0 | 0
F2_Commercial_Grocery_Existing_Miscellaneous_Natural Gas_Pool Heater_E10 | F2 | Commercial | Grocery | Existing | Miscellaneous | Natural Gas | Pool Heater | E10 | TRC BC Ratio | 0 | 0 | 0 | 0 | 0 | 0 | 0 | 0 | 0 | 0 | 0 | 0 | 0 | 0 | 0 | 0 | 0 | 0 | 0 | 0 | 0 | 0 | 0 | 0 | 0 | 0 | 0 | 0 | 0 | 0 | 0 | 0 | 0
F3_Commercial_Grocery_Existing_Miscellaneous_Natural Gas_Pool Heater_E1 | F3 | Commercial | Grocery | Existing | Miscellaneous | Natural Gas | Pool Heater | E1 | PACT BC Ratio | bar: 2019 to 2051
F3_Commercial_Grocery_Existing_Miscellaneous_Natural Gas_Pool Heater_E2 | F3 | Commercial | Grocery | Existing | Miscellaneous | Natural Gas | Pool Heater | E2 | PACT BC Ratio | 0 | 0 | 0 | 0 | 0 | 0 | 0 | 0 | 0 | 0 | 0 | 0 | 0 | 0 | 0 | 0 | 0 | 0 | 0 | 0 | 0 | 0 | 0 | 0 | 0 | 0 | 0 | 0 | 0 | 0 | 0 | 0 | 0
F3_Commercial_Grocery_Existing_Miscellaneous_Natural Gas_Pool Heater_E3 | F3 | Commercial | Grocery | Existing | Miscellaneous | Natural Gas | Pool Heater | E3 | PACT BC Ratio | 0 | 0 | 0 | 0 | 0 | 0 | 0 | 0 | 0 | 0 | 0 | 0 | 0 | 0 | 0 | 0 | 0 | 0 | 0 | 0 | 0 | 0 | 0 | 0 | 0 | 0 | 0 | 0 | 0 | 0 | 0 | 0 | 0
F3_Commercial_Grocery_Existing_Miscellaneous_Natural Gas_Pool Heater_E4 | F3 | Commercial | Grocery | Existing | Miscellaneous | Natural Gas | Pool Heater | E4 | PACT BC Ratio | 0 | 0 | 0 | 0 | 0 | 0 | 0 | 0 | 0 | 0 | 0 | 0 | 0 | 0 | 0 | 0 | 0 | 0 | 0 | 0 | 0 | 0 | 0 | 0 | 0 | 0 | 0 | 0 | 0 | 0 | 0 | 0 | 0
F3_Commercial_Grocery_Existing_Miscellaneous_Natural Gas_Pool Heater_E5 | F3 | Commercial | Grocery | Existing | Miscellaneous | Natural Gas | Pool Heater | E5 | PACT BC Ratio | 0 | 0 | 0 | 0 | 0 | 0 | 0 | 0 | 0 | 0 | 0 | 0 | 0 | 0 | 0 | 0 | 0 | 0 | 0 | 0 | 0 | 0 | 0 | 0 | 0 | 0 | 0 | 0 | 0 | 0 | 0 | 0 | 0
F3_Commercial_Grocery_Existing_Miscellaneous_Natural Gas_Pool Heater_E6 | F3 | Commercial | Grocery | Existing | Miscellaneous | Natural Gas | Pool Heater | E6 | PACT BC Ratio | 0 | 0 | 0 | 0 | 0 | 0 | 0 | 0 | 0 | 0 | 0 | 0 | 0 | 0 | 0 | 0 | 0 | 0 | 0 | 0 | 0 | 0 | 0 | 0 | 0 | 0 | 0 | 0 | 0 | 0 | 0 | 0 | 0
F3_Commercial_Grocery_Existing_Miscellaneous_Natural Gas_Pool Heater_E7 | F3 | Commercial | Grocery | Existing | Miscellaneous | Natural Gas | Pool Heater | E7 | PACT BC Ratio | 0 | 0 | 0 | 0 | 0 | 0 | 0 | 0 | 0 | 0 | 0 | 0 | 0 | 0 | 0 | 0 | 0 | 0 | 0 | 0 | 0 | 0 | 0 | 0 | 0 | 0 | 0 | 0 | 0 | 0 | 0 | 0 | 0
F3_Commercial_Grocery_Existing_Miscellaneous_Natural Gas_Pool Heater_E8 | F3 | Commercial | Grocery | Existing | Miscellaneous | Natural Gas | Pool Heater | E8 | PACT BC Ratio | 0 | 0 | 0 | 0 | 0 | 0 | 0 | 0 | 0 | 0 | 0 | 0 | 0 | 0 | 0 | 0 | 0 | 0 | 0 | 0 | 0 | 0 | 0 | 0 | 0 | 0 | 0 | 0 | 0 | 0 | 0 | 0 | 0
F3_Commercial_Grocery_Existing_Miscellaneous_Natural Gas_Pool Heater_E9 | F3 | Commercial | Grocery | Existing | Miscellaneous | Natural Gas | Pool Heater | E9 | PACT BC Ratio | 0 | 0 | 0 | 0 | 0 | 0 | 0 | 0 | 0 | 0 | 0 | 0 | 0 | 0 | 0 | 0 | 0 | 0 | 0 | 0 | 0 | 0 | 0 | 0 | 0 | 0 | 0 | 0 | 0 | 0 | 0 | 0 | 0
F3_Commercial_Grocery_Existing_Miscellaneous_Natural Gas_Pool Heater_E10 | F3 | Commercial | Grocery | Existing | Miscellaneous | Natural Gas | Pool Heater | E10 | PACT BC Ratio | 0 | 0 | 0 | 0 | 0 | 0 | 0 | 0 | 0 | 0 | 0 | 0 | 0 | 0 | 0 | 0 | 0 | 0 | 0 | 0 | 0 | 0 | 0 | 0 | 0 | 0 | 0 | 0 | 0 | 0 | 0 | 0 | 0
F4_Commercial_Grocery_Existing_Miscellaneous_Natural Gas_Pool Heater_E1 | F4 | Commercial | Grocery | Existing | Miscellaneous | Natural Gas | Pool Heater | E1 | RVT BC Ratio | bar: 2019 to 2051
F4_Commercial_Grocery_Existing_Miscellaneous_Natural Gas_Pool Heater_E2 | F4 | Commercial | Grocery | Existing | Miscellaneous | Natural Gas | Pool Heater | E2 | RVT BC Ratio | 0.7 | 0.7 | 0.7 | 0.7 | 0.7 | 0.7 | 0.7 | 0.7 | 0.7 | 0.7 | 0.7 | 0.7 | 0.7 | 0.7 | 0.7 | 0.7 | 0.7 | 0.7 | 0.7 | 0.7 | 0.7 | 0.7 | 0.7 | 0.7 | 0.7 | 0.7 | 0.7 | 0.7 | 0.7 | 0.7 | 0.7 | 0.7 | 0.7
F4_Commercial_Grocery_Existing_Miscellaneous_Natural Gas_Pool Heater_E3 | F4 | Commercial | Grocery | Existing | Miscellaneous | Natural Gas | Pool Heater | E3 | RVT BC Ratio | 0 | 0 | 0 | 0 | 0 | 0 | 0 | 0 | 0 | 0 | 0 | 0 | 0 | 0 | 0 | 0 | 0 | 0 | 0 | 0 | 0 | 0 | 0 | 0 | 0 | 0 | 0 | 0 | 0 | 0 | 0 | 0 | 0
F4_Commercial_Grocery_Existing_Miscellaneous_Natural Gas_Pool Heater_E4 | F4 | Commercial | Grocery | Existing | Miscellaneous | Natural Gas | Pool Heater | E4 | RVT BC Ratio | 0 | 0 | 0 | 0 | 0 | 0 | 0 | 0 | 0 | 0 | 0 | 0 | 0 | 0 | 0 | 0 | 0 | 0 | 0 | 0 | 0 | 0 | 0 | 0 | 0 | 0 | 0 | 0 | 0 | 0 | 0 | 0 | 0
F4_Commercial_Grocery_Existing_Miscellaneous_Natural Gas_Pool Heater_E5 | F4 | Commercial | Grocery | Existing | Miscellaneous | Natural Gas | Pool Heater | E5 | RVT BC Ratio | 0 | 0 | 0 | 0 | 0 | 0 | 0 | 0 | 0 | 0 | 0 | 0 | 0 | 0 | 0 | 0 | 0 | 0 | 0 | 0 | 0 | 0 | 0 | 0 | 0 | 0 | 0 | 0 | 0 | 0 | 0 | 0 | 0
F4_Commercial_Grocery_Existing_Miscellaneous_Natural Gas_Pool Heater_E6 | F4 | Commercial | Grocery | Existing | Miscellaneous | Natural Gas | Pool Heater | E6 | RVT BC Ratio | 0 | 0 | 0 | 0 | 0 | 0 | 0 | 0 | 0 | 0 | 0 | 0 | 0 | 0 | 0 | 0 | 0 | 0 | 0 | 0 | 0 | 0 | 0 | 0 | 0 | 0 | 0 | 0 | 0 | 0 | 0 | 0 | 0
F4_Commercial_Grocery_Existing_Miscellaneous_Natural Gas_Pool Heater_E7 | F4 | Commercial | Grocery | Existing | Miscellaneous | Natural Gas | Pool Heater | E7 | RVT BC Ratio | 0 | 0 | 0 | 0 | 0 | 0 | 0 | 0 | 0 | 0 | 0 | 0 | 0 | 0 | 0 | 0 | 0 | 0 | 0 | 0 | 0 | 0 | 0 | 0 | 0 | 0 | 0 | 0 | 0 | 0 | 0 | 0 | 0
F4_Commercial_Grocery_Existing_Miscellaneous_Natural Gas_Pool Heater_E8 | F4 | Commercial | Grocery | Existing | Miscellaneous | Natural Gas | Pool Heater | E8 | RVT BC Ratio | 0 | 0 | 0 | 0 | 0 | 0 | 0 | 0 | 0 | 0 | 0 | 0 | 0 | 0 | 0 | 0 | 0 | 0 | 0 | 0 | 0 | 0 | 0 | 0 | 0 | 0 | 0 | 0 | 0 | 0 | 0 | 0 | 0
F4_Commercial_Grocery_Existing_Miscellaneous_Natural Gas_Pool Heater_E9 | F4 | Commercial | Grocery | Existing | Miscellaneous | Natural Gas | Pool Heater | E9 | RVT BC Ratio | 0 | 0 | 0 | 0 | 0 | 0 | 0 | 0 | 0 | 0 | 0 | 0 | 0 | 0 | 0 | 0 | 0 | 0 | 0 | 0 | 0 | 0 | 0 | 0 | 0 | 0 | 0 | 0 | 0 | 0 | 0 | 0 | 0
F4_Commercial_Grocery_Existing_Miscellaneous_Natural Gas_Pool Heater_E10 | F4 | Commercial | Grocery | Existing | Miscellaneous | Natural Gas | Pool Heater | E10 | RVT BC Ratio | 0 | 0 | 0 | 0 | 0 | 0 | 0 | 0 | 0 | 0 | 0 | 0 | 0 | 0 | 0 | 0 | 0 | 0 | 0 | 0 | 0 | 0 | 0 | 0 | 0 | 0 | 0 | 0 | 0 | 0 | 0 | 0 | 0
F5_Commercial_Grocery_Existing_Miscellaneous_Natural Gas_Pool Heater_E1 | F5 | Commercial | Grocery | Existing | Miscellaneous | Natural Gas | Pool Heater | E1 | RIM BC Ratio | bar: 2019 to 2051
F5_Commercial_Grocery_Existing_Miscellaneous_Natural Gas_Pool Heater_E2 | F5 | Commercial | Grocery | Existing | Miscellaneous | Natural Gas | Pool Heater | E2 | RIM BC Ratio | 0 | 0 | 0 | 0 | 0 | 0 | 0 | 0 | 0 | 0 | 0 | 0 | 0 | 0 | 0 | 0 | 0 | 0 | 0 | 0 | 0 | 0 | 0 | 0 | 0 | 0 | 0 | 0 | 0 | 0 | 0 | 0 | 0
F5_Commercial_Grocery_Existing_Miscellaneous_Natural Gas_Pool Heater_E3 | F5 | Commercial | Grocery | Existing | Miscellaneous | Natural Gas | Pool Heater | E3 | RIM BC Ratio | 0 | 0 | 0 | 0 | 0 | 0 | 0 | 0 | 0 | 0 | 0 | 0 | 0 | 0 | 0 | 0 | 0 | 0 | 0 | 0 | 0 | 0 | 0 | 0 | 0 | 0 | 0 | 0 | 0 | 0 | 0 | 0 | 0
F5_Commercial_Grocery_Existing_Miscellaneous_Natural Gas_Pool Heater_E4 | F5 | Commercial | Grocery | Existing | Miscellaneous | Natural Gas | Pool Heater | E4 | RIM BC Ratio | 0 | 0 | 0 | 0 | 0 | 0 | 0 | 0 | 0 | 0 | 0 | 0 | 0 | 0 | 0 | 0 | 0 | 0 | 0 | 0 | 0 | 0 | 0 | 0 | 0 | 0 | 0 | 0 | 0 | 0 | 0 | 0 | 0
F5_Commercial_Grocery_Existing_Miscellaneous_Natural Gas_Pool Heater_E5 | F5 | Commercial | Grocery | Existing | Miscellaneous | Natural Gas | Pool Heater | E5 | RIM BC Ratio | 0 | 0 | 0 | 0 | 0 | 0 | 0 | 0 | 0 | 0 | 0 | 0 | 0 | 0 | 0 | 0 | 0 | 0 | 0 | 0 | 0 | 0 | 0 | 0 | 0 | 0 | 0 | 0 | 0 | 0 | 0 | 0 | 0
F5_Commercial_Grocery_Existing_Miscellaneous_Natural Gas_Pool Heater_E6 | F5 | Commercial | Grocery | Existing | Miscellaneous | Natural Gas | Pool Heater | E6 | RIM BC Ratio | 0 | 0 | 0 | 0 | 0 | 0 | 0 | 0 | 0 | 0 | 0 | 0 | 0 | 0 | 0 | 0 | 0 | 0 | 0 | 0 | 0 | 0 | 0 | 0 | 0 | 0 | 0 | 0 | 0 | 0 | 0 | 0 | 0
F5_Commercial_Grocery_Existing_Miscellaneous_Natural Gas_Pool Heater_E7 | F5 | Commercial | Grocery | Existing | Miscellaneous | Natural Gas | Pool Heater | E7 | RIM BC Ratio | 0 | 0 | 0 | 0 | 0 | 0 | 0 | 0 | 0 | 0 | 0 | 0 | 0 | 0 | 0 | 0 | 0 | 0 | 0 | 0 | 0 | 0 | 0 | 0 | 0 | 0 | 0 | 0 | 0 | 0 | 0 | 0 | 0
F5_Commercial_Grocery_Existing_Miscellaneous_Natural Gas_Pool Heater_E8 | F5 | Commercial | Grocery | Existing | Miscellaneous | Natural Gas | Pool Heater | E8 | RIM BC Ratio | 0 | 0 | 0 | 0 | 0 | 0 | 0 | 0 | 0 | 0 | 0 | 0 | 0 | 0 | 0 | 0 | 0 | 0 | 0 | 0 | 0 | 0 | 0 | 0 | 0 | 0 | 0 | 0 | 0 | 0 | 0 | 0 | 0
F5_Commercial_Grocery_Existing_Miscellaneous_Natural Gas_Pool Heater_E9 | F5 | Commercial | Grocery | Existing | Miscellaneous | Natural Gas | Pool Heater | E9 | RIM BC Ratio | 0 | 0 | 0 | 0 | 0 | 0 | 0 | 0 | 0 | 0 | 0 | 0 | 0 | 0 | 0 | 0 | 0 | 0 | 0 | 0 | 0 | 0 | 0 | 0 | 0 | 0 | 0 | 0 | 0 | 0 | 0 | 0 | 0
F5_Commercial_Grocery_Existing_Miscellaneous_Natural Gas_Pool Heater_E10 | F5 | Commercial | Grocery | Existing | Miscellaneous | Natural Gas | Pool Heater | E10 | RIM BC Ratio | 0 | 0 | 0 | 0 | 0 | 0 | 0 | 0 | 0 | 0 | 0 | 0 | 0 | 0 | 0 | 0 | 0 | 0 | 0 | 0 | 0 | 0 | 0 | 0 | 0 | 0 | 0 | 0 | 0 | 0 | 0 | 0 | 0
F0_Commercial_Grocery_Existing_Miscellaneous_Natural Gas_Miscellaneous_E0 | F0 | Commercial | Grocery | Existing | Miscellaneous | Natural Gas | Miscellaneous | E0 | Economic Unit | Miscellaneous | Miscellaneous | Miscellaneous | Miscellaneous | Miscellaneous | Miscellaneous | Miscellaneous | Miscellaneous | Miscellaneous | Miscellaneous | Miscellaneous | Miscellaneous | Miscellaneous | Miscellaneous | Miscellaneous | Miscellaneous | Miscellaneous | Miscellaneous | Miscellaneous | Miscellaneous | Miscellaneous | Miscellaneous | Miscellaneous | Miscellaneous | Miscellaneous | Miscellaneous | Miscellaneous | Miscellaneous | Miscellaneous | Miscellaneous | Miscellaneous | Miscellaneous | Miscellaneous
F1_Commercial_Grocery_Existing_Miscellaneous_Natural Gas_Miscellaneous_E1 | F1 | Commercial | Grocery | Existing | Miscellaneous | Natural Gas | Miscellaneous | E1 | CCE | 0 | 0 | 0 | 0 | 0 | 0 | 0 | 0 | 0 | 0 | 0 | 0 | 0 | 0 | 0 | 0 | 0 | 0 | 0 | 0 | 0 | 0 | 0 | 0 | 0 | 0 | 0 | 0 | 0 | 0 | 0 | 0 | 0
F1_Commercial_Grocery_Existing_Miscellaneous_Natural Gas_Miscellaneous_E2 | F1 | Commercial | Grocery | Existing | Miscellaneous | Natural Gas | Miscellaneous | E2 | CCE | 0 | 0 | 0 | 0 | 0 | 0 | 0 | 0 | 0 | 0 | 0 | 0 | 0 | 0 | 0 | 0 | 0 | 0 | 0 | 0 | 0 | 0 | 0 | 0 | 0 | 0 | 0 | 0 | 0 | 0 | 0 | 0 | 0
F1_Commercial_Grocery_Existing_Miscellaneous_Natural Gas_Miscellaneous_E3 | F1 | Commercial | Grocery | Existing | Miscellaneous | Natural Gas | Miscellaneous | E3 | CCE | 0 | 0 | 0 | 0 | 0 | 0 | 0 | 0 | 0 | 0 | 0 | 0 | 0 | 0 | 0 | 0 | 0 | 0 | 0 | 0 | 0 | 0 | 0 | 0 | 0 | 0 | 0 | 0 | 0 | 0 | 0 | 0 | 0
F1_Commercial_Grocery_Existing_Miscellaneous_Natural Gas_Miscellaneous_E4 | F1 | Commercial | Grocery | Existing | Miscellaneous | Natural Gas | Miscellaneous | E4 | CCE | 0 | 0 | 0 | 0 | 0 | 0 | 0 | 0 | 0 | 0 | 0 | 0 | 0 | 0 | 0 | 0 | 0 | 0 | 0 | 0 | 0 | 0 | 0 | 0 | 0 | 0 | 0 | 0 | 0 | 0 | 0 | 0 | 0
F1_Commercial_Grocery_Existing_Miscellaneous_Natural Gas_Miscellaneous_E5 | F1 | Commercial | Grocery | Existing | Miscellaneous | Natural Gas | Miscellaneous | E5 | CCE | 0 | 0 | 0 | 0 | 0 | 0 | 0 | 0 | 0 | 0 | 0 | 0 | 0 | 0 | 0 | 0 | 0 | 0 | 0 | 0 | 0 | 0 | 0 | 0 | 0 | 0 | 0 | 0 | 0 | 0 | 0 | 0 | 0
F1_Commercial_Grocery_Existing_Miscellaneous_Natural Gas_Miscellaneous_E6 | F1 | Commercial | Grocery | Existing | Miscellaneous | Natural Gas | Miscellaneous | E6 | CCE | 0 | 0 | 0 | 0 | 0 | 0 | 0 | 0 | 0 | 0 | 0 | 0 | 0 | 0 | 0 | 0 | 0 | 0 | 0 | 0 | 0 | 0 | 0 | 0 | 0 | 0 | 0 | 0 | 0 | 0 | 0 | 0 | 0
F1_Commercial_Grocery_Existing_Miscellaneous_Natural Gas_Miscellaneous_E7 | F1 | Commercial | Grocery | Existing | Miscellaneous | Natural Gas | Miscellaneous | E7 | CCE | 0 | 0 | 0 | 0 | 0 | 0 | 0 | 0 | 0 | 0 | 0 | 0 | 0 | 0 | 0 | 0 | 0 | 0 | 0 | 0 | 0 | 0 | 0 | 0 | 0 | 0 | 0 | 0 | 0 | 0 | 0 | 0 | 0
F1_Commercial_Grocery_Existing_Miscellaneous_Natural Gas_Miscellaneous_E8 | F1 | Commercial | Grocery | Existing | Miscellaneous | Natural Gas | Miscellaneous | E8 | CCE | 0 | 0 | 0 | 0 | 0 | 0 | 0 | 0 | 0 | 0 | 0 | 0 | 0 | 0 | 0 | 0 | 0 | 0 | 0 | 0 | 0 | 0 | 0 | 0 | 0 | 0 | 0 | 0 | 0 | 0 | 0 | 0 | 0
F1_Commercial_Grocery_Existing_Miscellaneous_Natural Gas_Miscellaneous_E9 | F1 | Commercial | Grocery | Existing | Miscellaneous | Natural Gas | Miscellaneous | E9 | CCE | 0 | 0 | 0 | 0 | 0 | 0 | 0 | 0 | 0 | 0 | 0 | 0 | 0 | 0 | 0 | 0 | 0 | 0 | 0 | 0 | 0 | 0 | 0 | 0 | 0 | 0 | 0 | 0 | 0 | 0 | 0 | 0 | 0
F1_Commercial_Grocery_Existing_Miscellaneous_Natural Gas_Miscellaneous_E10 | F1 | Commercial | Grocery | Existing | Miscellaneous | Natural Gas | Miscellaneous | E10 | CCE | 0 | 0 | 0 | 0 | 0 | 0 | 0 | 0 | 0 | 0 | 0 | 0 | 0 | 0 | 0 | 0 | 0 | 0 | 0 | 0 | 0 | 0 | 0 | 0 | 0 | 0 | 0 | 0 | 0 | 0 | 0 | 0 | 0
F2_Commercial_Grocery_Existing_Miscellaneous_Natural Gas_Miscellaneous_E1 | F2 | Commercial | Grocery | Existing | Miscellaneous | Natural Gas | Miscellaneous | E1 | TRC BC Ratio | bar: 2019 to 2051
F2_Commercial_Grocery_Existing_Miscellaneous_Natural Gas_Miscellaneous_E2 | F2 | Commercial | Grocery | Existing | Miscellaneous | Natural Gas | Miscellaneous | E2 | TRC BC Ratio | 0 | 0 | 0 | 0 | 0 | 0 | 0 | 0 | 0 | 0 | 0 | 0 | 0 | 0 | 0 | 0 | 0 | 0 | 0 | 0 | 0 | 0 | 0 | 0 | 0 | 0 | 0 | 0 | 0 | 0 | 0 | 0 | 0
F2_Commercial_Grocery_Existing_Miscellaneous_Natural Gas_Miscellaneous_E3 | F2 | Commercial | Grocery | Existing | Miscellaneous | Natural Gas | Miscellaneous | E3 | TRC BC Ratio | 0 | 0 | 0 | 0 | 0 | 0 | 0 | 0 | 0 | 0 | 0 | 0 | 0 | 0 | 0 | 0 | 0 | 0 | 0 | 0 | 0 | 0 | 0 | 0 | 0 | 0 | 0 | 0 | 0 | 0 | 0 | 0 | 0
F2_Commercial_Grocery_Existing_Miscellaneous_Natural Gas_Miscellaneous_E4 | F2 | Commercial | Grocery | Existing | Miscellaneous | Natural Gas | Miscellaneous | E4 | TRC BC Ratio | 0 | 0 | 0 | 0 | 0 | 0 | 0 | 0 | 0 | 0 | 0 | 0 | 0 | 0 | 0 | 0 | 0 | 0 | 0 | 0 | 0 | 0 | 0 | 0 | 0 | 0 | 0 | 0 | 0 | 0 | 0 | 0 | 0
F2_Commercial_Grocery_Existing_Miscellaneous_Natural Gas_Miscellaneous_E5 | F2 | Commercial | Grocery | Existing | Miscellaneous | Natural Gas | Miscellaneous | E5 | TRC BC Ratio | 0 | 0 | 0 | 0 | 0 | 0 | 0 | 0 | 0 | 0 | 0 | 0 | 0 | 0 | 0 | 0 | 0 | 0 | 0 | 0 | 0 | 0 | 0 | 0 | 0 | 0 | 0 | 0 | 0 | 0 | 0 | 0 | 0
F2_Commercial_Grocery_Existing_Miscellaneous_Natural Gas_Miscellaneous_E6 | F2 | Commercial | Grocery | Existing | Miscellaneous | Natural Gas | Miscellaneous | E6 | TRC BC Ratio | 0 | 0 | 0 | 0 | 0 | 0 | 0 | 0 | 0 | 0 | 0 | 0 | 0 | 0 | 0 | 0 | 0 | 0 | 0 | 0 | 0 | 0 | 0 | 0 | 0 | 0 | 0 | 0 | 0 | 0 | 0 | 0 | 0
F2_Commercial_Grocery_Existing_Miscellaneous_Natural Gas_Miscellaneous_E7 | F2 | Commercial | Grocery | Existing | Miscellaneous | Natural Gas | Miscellaneous | E7 | TRC BC Ratio | 0 | 0 | 0 | 0 | 0 | 0 | 0 | 0 | 0 | 0 | 0 | 0 | 0 | 0 | 0 | 0 | 0 | 0 | 0 | 0 | 0 | 0 | 0 | 0 | 0 | 0 | 0 | 0 | 0 | 0 | 0 | 0 | 0
F2_Commercial_Grocery_Existing_Miscellaneous_Natural Gas_Miscellaneous_E8 | F2 | Commercial | Grocery | Existing | Miscellaneous | Natural Gas | Miscellaneous | E8 | TRC BC Ratio | 0 | 0 | 0 | 0 | 0 | 0 | 0 | 0 | 0 | 0 | 0 | 0 | 0 | 0 | 0 | 0 | 0 | 0 | 0 | 0 | 0 | 0 | 0 | 0 | 0 | 0 | 0 | 0 | 0 | 0 | 0 | 0 | 0
F2_Commercial_Grocery_Existing_Miscellaneous_Natural Gas_Miscellaneous_E9 | F2 | Commercial | Grocery | Existing | Miscellaneous | Natural Gas | Miscellaneous | E9 | TRC BC Ratio | 0 | 0 | 0 | 0 | 0 | 0 | 0 | 0 | 0 | 0 | 0 | 0 | 0 | 0 | 0 | 0 | 0 | 0 | 0 | 0 | 0 | 0 | 0 | 0 | 0 | 0 | 0 | 0 | 0 | 0 | 0 | 0 | 0
F2_Commercial_Grocery_Existing_Miscellaneous_Natural Gas_Miscellaneous_E10 | F2 | Commercial | Grocery | Existing | Miscellaneous | Natural Gas | Miscellaneous | E10 | TRC BC Ratio | 0 | 0 | 0 | 0 | 0 | 0 | 0 | 0 | 0 | 0 | 0 | 0 | 0 | 0 | 0 | 0 | 0 | 0 | 0 | 0 | 0 | 0 | 0 | 0 | 0 | 0 | 0 | 0 | 0 | 0 | 0 | 0 | 0
F3_Commercial_Grocery_Existing_Miscellaneous_Natural Gas_Miscellaneous_E1 | F3 | Commercial | Grocery | Existing | Miscellaneous | Natural Gas | Miscellaneous | E1 | PACT BC Ratio | bar: 2019 to 2051
F3_Commercial_Grocery_Existing_Miscellaneous_Natural Gas_Miscellaneous_E2 | F3 | Commercial | Grocery | Existing | Miscellaneous | Natural Gas | Miscellaneous | E2 | PACT BC Ratio | 0 | 0 | 0 | 0 | 0 | 0 | 0 | 0 | 0 | 0 | 0 | 0 | 0 | 0 | 0 | 0 | 0 | 0 | 0 | 0 | 0 | 0 | 0 | 0 | 0 | 0 | 0 | 0 | 0 | 0 | 0 | 0 | 0
F3_Commercial_Grocery_Existing_Miscellaneous_Natural Gas_Miscellaneous_E3 | F3 | Commercial | Grocery | Existing | Miscellaneous | Natural Gas | Miscellaneous | E3 | PACT BC Ratio | 0 | 0 | 0 | 0 | 0 | 0 | 0 | 0 | 0 | 0 | 0 | 0 | 0 | 0 | 0 | 0 | 0 | 0 | 0 | 0 | 0 | 0 | 0 | 0 | 0 | 0 | 0 | 0 | 0 | 0 | 0 | 0 | 0
F3_Commercial_Grocery_Existing_Miscellaneous_Natural Gas_Miscellaneous_E4 | F3 | Commercial | Grocery | Existing | Miscellaneous | Natural Gas | Miscellaneous | E4 | PACT BC Ratio | 0 | 0 | 0 | 0 | 0 | 0 | 0 | 0 | 0 | 0 | 0 | 0 | 0 | 0 | 0 | 0 | 0 | 0 | 0 | 0 | 0 | 0 | 0 | 0 | 0 | 0 | 0 | 0 | 0 | 0 | 0 | 0 | 0
F3_Commercial_Grocery_Existing_Miscellaneous_Natural Gas_Miscellaneous_E5 | F3 | Commercial | Grocery | Existing | Miscellaneous | Natural Gas | Miscellaneous | E5 | PACT BC Ratio | 0 | 0 | 0 | 0 | 0 | 0 | 0 | 0 | 0 | 0 | 0 | 0 | 0 | 0 | 0 | 0 | 0 | 0 | 0 | 0 | 0 | 0 | 0 | 0 | 0 | 0 | 0 | 0 | 0 | 0 | 0 | 0 | 0
F3_Commercial_Grocery_Existing_Miscellaneous_Natural Gas_Miscellaneous_E6 | F3 | Commercial | Grocery | Existing | Miscellaneous | Natural Gas | Miscellaneous | E6 | PACT BC Ratio | 0 | 0 | 0 | 0 | 0 | 0 | 0 | 0 | 0 | 0 | 0 | 0 | 0 | 0 | 0 | 0 | 0 | 0 | 0 | 0 | 0 | 0 | 0 | 0 | 0 | 0 | 0 | 0 | 0 | 0 | 0 | 0 | 0
F3_Commercial_Grocery_Existing_Miscellaneous_Natural Gas_Miscellaneous_E7 | F3 | Commercial | Grocery | Existing | Miscellaneous | Natural Gas | Miscellaneous | E7 | PACT BC Ratio | 0 | 0 | 0 | 0 | 0 | 0 | 0 | 0 | 0 | 0 | 0 | 0 | 0 | 0 | 0 | 0 | 0 | 0 | 0 | 0 | 0 | 0 | 0 | 0 | 0 | 0 | 0 | 0 | 0 | 0 | 0 | 0 | 0
F3_Commercial_Grocery_Existing_Miscellaneous_Natural Gas_Miscellaneous_E8 | F3 | Commercial | Grocery | Existing | Miscellaneous | Natural Gas | Miscellaneous | E8 | PACT BC Ratio | 0 | 0 | 0 | 0 | 0 | 0 | 0 | 0 | 0 | 0 | 0 | 0 | 0 | 0 | 0 | 0 | 0 | 0 | 0 | 0 | 0 | 0 | 0 | 0 | 0 | 0 | 0 | 0 | 0 | 0 | 0 | 0 | 0
F3_Commercial_Grocery_Existing_Miscellaneous_Natural Gas_Miscellaneous_E9 | F3 | Commercial | Grocery | Existing | Miscellaneous | Natural Gas | Miscellaneous | E9 | PACT BC Ratio | 0 | 0 | 0 | 0 | 0 | 0 | 0 | 0 | 0 | 0 | 0 | 0 | 0 | 0 | 0 | 0 | 0 | 0 | 0 | 0 | 0 | 0 | 0 | 0 | 0 | 0 | 0 | 0 | 0 | 0 | 0 | 0 | 0
F3_Commercial_Grocery_Existing_Miscellaneous_Natural Gas_Miscellaneous_E10 | F3 | Commercial | Grocery | Existing | Miscellaneous | Natural Gas | Miscellaneous | E10 | PACT BC Ratio | 0 | 0 | 0 | 0 | 0 | 0 | 0 | 0 | 0 | 0 | 0 | 0 | 0 | 0 | 0 | 0 | 0 | 0 | 0 | 0 | 0 | 0 | 0 | 0 | 0 | 0 | 0 | 0 | 0 | 0 | 0 | 0 | 0
F4_Commercial_Grocery_Existing_Miscellaneous_Natural Gas_Miscellaneous_E1 | F4 | Commercial | Grocery | Existing | Miscellaneous | Natural Gas | Miscellaneous | E1 | RVT BC Ratio | bar: 2019 to 2051
F4_Commercial_Grocery_Existing_Miscellaneous_Natural Gas_Miscellaneous_E2 | F4 | Commercial | Grocery | Existing | Miscellaneous | Natural Gas | Miscellaneous | E2 | RVT BC Ratio | 0 | 0 | 0 | 0 | 0 | 0 | 0 | 0 | 0 | 0 | 0 | 0 | 0 | 0 | 0 | 0 | 0 | 0 | 0 | 0 | 0 | 0 | 0 | 0 | 0 | 0 | 0 | 0 | 0 | 0 | 0 | 0 | 0
F4_Commercial_Grocery_Existing_Miscellaneous_Natural Gas_Miscellaneous_E3 | F4 | Commercial | Grocery | Existing | Miscellaneous | Natural Gas | Miscellaneous | E3 | RVT BC Ratio | 0 | 0 | 0 | 0 | 0 | 0 | 0 | 0 | 0 | 0 | 0 | 0 | 0 | 0 | 0 | 0 | 0 | 0 | 0 | 0 | 0 | 0 | 0 | 0 | 0 | 0 | 0 | 0 | 0 | 0 | 0 | 0 | 0
F4_Commercial_Grocery_Existing_Miscellaneous_Natural Gas_Miscellaneous_E4 | F4 | Commercial | Grocery | Existing | Miscellaneous | Natural Gas | Miscellaneous | E4 | RVT BC Ratio | 0 | 0 | 0 | 0 | 0 | 0 | 0 | 0 | 0 | 0 | 0 | 0 | 0 | 0 | 0 | 0 | 0 | 0 | 0 | 0 | 0 | 0 | 0 | 0 | 0 | 0 | 0 | 0 | 0 | 0 | 0 | 0 | 0
F4_Commercial_Grocery_Existing_Miscellaneous_Natural Gas_Miscellaneous_E5 | F4 | Commercial | Grocery | Existing | Miscellaneous | Natural Gas | Miscellaneous | E5 | RVT BC Ratio | 0 | 0 | 0 | 0 | 0 | 0 | 0 | 0 | 0 | 0 | 0 | 0 | 0 | 0 | 0 | 0 | 0 | 0 | 0 | 0 | 0 | 0 | 0 | 0 | 0 | 0 | 0 | 0 | 0 | 0 | 0 | 0 | 0
F4_Commercial_Grocery_Existing_Miscellaneous_Natural Gas_Miscellaneous_E6 | F4 | Commercial | Grocery | Existing | Miscellaneous | Natural Gas | Miscellaneous | E6 | RVT BC Ratio | 0 | 0 | 0 | 0 | 0 | 0 | 0 | 0 | 0 | 0 | 0 | 0 | 0 | 0 | 0 | 0 | 0 | 0 | 0 | 0 | 0 | 0 | 0 | 0 | 0 | 0 | 0 | 0 | 0 | 0 | 0 | 0 | 0
F4_Commercial_Grocery_Existing_Miscellaneous_Natural Gas_Miscellaneous_E7 | F4 | Commercial | Grocery | Existing | Miscellaneous | Natural Gas | Miscellaneous | E7 | RVT BC Ratio | 0 | 0 | 0 | 0 | 0 | 0 | 0 | 0 | 0 | 0 | 0 | 0 | 0 | 0 | 0 | 0 | 0 | 0 | 0 | 0 | 0 | 0 | 0 | 0 | 0 | 0 | 0 | 0 | 0 | 0 | 0 | 0 | 0
F4_Commercial_Grocery_Existing_Miscellaneous_Natural Gas_Miscellaneous_E8 | F4 | Commercial | Grocery | Existing | Miscellaneous | Natural Gas | Miscellaneous | E8 | RVT BC Ratio | 0 | 0 | 0 | 0 | 0 | 0 | 0 | 0 | 0 | 0 | 0 | 0 | 0 | 0 | 0 | 0 | 0 | 0 | 0 | 0 | 0 | 0 | 0 | 0 | 0 | 0 | 0 | 0 | 0 | 0 | 0 | 0 | 0
F4_Commercial_Grocery_Existing_Miscellaneous_Natural Gas_Miscellaneous_E9 | F4 | Commercial | Grocery | Existing | Miscellaneous | Natural Gas | Miscellaneous | E9 | RVT BC Ratio | 0 | 0 | 0 | 0 | 0 | 0 | 0 | 0 | 0 | 0 | 0 | 0 | 0 | 0 | 0 | 0 | 0 | 0 | 0 | 0 | 0 | 0 | 0 | 0 | 0 | 0 | 0 | 0 | 0 | 0 | 0 | 0 | 0
F4_Commercial_Grocery_Existing_Miscellaneous_Natural Gas_Miscellaneous_E10 | F4 | Commercial | Grocery | Existing | Miscellaneous | Natural Gas | Miscellaneous | E10 | RVT BC Ratio | 0 | 0 | 0 | 0 | 0 | 0 | 0 | 0 | 0 | 0 | 0 | 0 | 0 | 0 | 0 | 0 | 0 | 0 | 0 | 0 | 0 | 0 | 0 | 0 | 0 | 0 | 0 | 0 | 0 | 0 | 0 | 0 | 0
F5_Commercial_Grocery_Existing_Miscellaneous_Natural Gas_Miscellaneous_E1 | F5 | Commercial | Grocery | Existing | Miscellaneous | Natural Gas | Miscellaneous | E1 | RIM BC Ratio | bar: 2019 to 2051
F5_Commercial_Grocery_Existing_Miscellaneous_Natural Gas_Miscellaneous_E2 | F5 | Commercial | Grocery | Existing | Miscellaneous | Natural Gas | Miscellaneous | E2 | RIM BC Ratio | 0 | 0 | 0 | 0 | 0 | 0 | 0 | 0 | 0 | 0 | 0 | 0 | 0 | 0 | 0 | 0 | 0 | 0 | 0 | 0 | 0 | 0 | 0 | 0 | 0 | 0 | 0 | 0 | 0 | 0 | 0 | 0 | 0
F5_Commercial_Grocery_Existing_Miscellaneous_Natural Gas_Miscellaneous_E3 | F5 | Commercial | Grocery | Existing | Miscellaneous | Natural Gas | Miscellaneous | E3 | RIM BC Ratio | 0 | 0 | 0 | 0 | 0 | 0 | 0 | 0 | 0 | 0 | 0 | 0 | 0 | 0 | 0 | 0 | 0 | 0 | 0 | 0 | 0 | 0 | 0 | 0 | 0 | 0 | 0 | 0 | 0 | 0 | 0 | 0 | 0
F5_Commercial_Grocery_Existing_Miscellaneous_Natural Gas_Miscellaneous_E4 | F5 | Commercial | Grocery | Existing | Miscellaneous | Natural Gas | Miscellaneous | E4 | RIM BC Ratio | 0 | 0 | 0 | 0 | 0 | 0 | 0 | 0 | 0 | 0 | 0 | 0 | 0 | 0 | 0 | 0 | 0 | 0 | 0 | 0 | 0 | 0 | 0 | 0 | 0 | 0 | 0 | 0 | 0 | 0 | 0 | 0 | 0
F5_Commercial_Grocery_Existing_Miscellaneous_Natural Gas_Miscellaneous_E5 | F5 | Commercial | Grocery | Existing | Miscellaneous | Natural Gas | Miscellaneous | E5 | RIM BC Ratio | 0 | 0 | 0 | 0 | 0 | 0 | 0 | 0 | 0 | 0 | 0 | 0 | 0 | 0 | 0 | 0 | 0 | 0 | 0 | 0 | 0 | 0 | 0 | 0 | 0 | 0 | 0 | 0 | 0 | 0 | 0 | 0 | 0
F5_Commercial_Grocery_Existing_Miscellaneous_Natural Gas_Miscellaneous_E6 | F5 | Commercial | Grocery | Existing | Miscellaneous | Natural Gas | Miscellaneous | E6 | RIM BC Ratio | 0 | 0 | 0 | 0 | 0 | 0 | 0 | 0 | 0 | 0 | 0 | 0 | 0 | 0 | 0 | 0 | 0 | 0 | 0 | 0 | 0 | 0 | 0 | 0 | 0 | 0 | 0 | 0 | 0 | 0 | 0 | 0 | 0
F5_Commercial_Grocery_Existing_Miscellaneous_Natural Gas_Miscellaneous_E7 | F5 | Commercial | Grocery | Existing | Miscellaneous | Natural Gas | Miscellaneous | E7 | RIM BC Ratio | 0 | 0 | 0 | 0 | 0 | 0 | 0 | 0 | 0 | 0 | 0 | 0 | 0 | 0 | 0 | 0 | 0 | 0 | 0 | 0 | 0 | 0 | 0 | 0 | 0 | 0 | 0 | 0 | 0 | 0 | 0 | 0 | 0
F5_Commercial_Grocery_Existing_Miscellaneous_Natural Gas_Miscellaneous_E8 | F5 | Commercial | Grocery | Existing | Miscellaneous | Natural Gas | Miscellaneous | E8 | RIM BC Ratio | 0 | 0 | 0 | 0 | 0 | 0 | 0 | 0 | 0 | 0 | 0 | 0 | 0 | 0 | 0 | 0 | 0 | 0 | 0 | 0 | 0 | 0 | 0 | 0 | 0 | 0 | 0 | 0 | 0 | 0 | 0 | 0 | 0
F5_Commercial_Grocery_Existing_Miscellaneous_Natural Gas_Miscellaneous_E9 | F5 | Commercial | Grocery | Existing | Miscellaneous | Natural Gas | Miscellaneous | E9 | RIM BC Ratio | 0 | 0 | 0 | 0 | 0 | 0 | 0 | 0 | 0 | 0 | 0 | 0 | 0 | 0 | 0 | 0 | 0 | 0 | 0 | 0 | 0 | 0 | 0 | 0 | 0 | 0 | 0 | 0 | 0 | 0 | 0 | 0 | 0
F5_Commercial_Grocery_Existing_Miscellaneous_Natural Gas_Miscellaneous_E10 | F5 | Commercial | Grocery | Existing | Miscellaneous | Natural Gas | Miscellaneous | E10 | RIM BC Ratio | 0 | 0 | 0 | 0 | 0 | 0 | 0 | 0 | 0 | 0 | 0 | 0 | 0 | 0 | 0 | 0 | 0 | 0 | 0 | 0 | 0 | 0 | 0 | 0 | 0 | 0 | 0 | 0 | 0 | 0 | 0 | 0 | 0
F0_Commercial_Grocery_New_Space Heating_Natural Gas_Furnace_E0 | F0 | Commercial | Grocery | New | Space Heating | Natural Gas | Furnace | E0 | Economic Unit | AFUE 96% | AFUE 96% | AFUE 96% | AFUE 96% | AFUE 96% | AFUE 96% | AFUE 96% | AFUE 96% | AFUE 96% | AFUE 96% | AFUE 96% | AFUE 96% | AFUE 96% | AFUE 96% | AFUE 96% | AFUE 96% | AFUE 96% | AFUE 96% | AFUE 96% | AFUE 96% | AFUE 96% | AFUE 96% | AFUE 96% | AFUE 96% | AFUE 96% | AFUE 96% | AFUE 96% | AFUE 96% | AFUE 96% | AFUE 96% | AFUE 96% | AFUE 96% | AFUE 96%
F1_Commercial_Grocery_New_Space Heating_Natural Gas_Furnace_E1 | F1 | Commercial | Grocery | New | Space Heating | Natural Gas | Furnace | E1 | CCE | 0 | 0 | 0 | 0 | 0 | 0 | 0 | 0 | 0 | 0 | 0 | 0 | 0 | 0 | 0 | 0 | 0 | 0 | 0 | 0 | 0 | 0 | 0 | 0 | 0 | 0 | 0 | 0 | 0 | 0 | 0 | 0 | 0
F1_Commercial_Grocery_New_Space Heating_Natural Gas_Furnace_E2 | F1 | Commercial | Grocery | New | Space Heating | Natural Gas | Furnace | E2 | CCE | 0.23863 | 0.24706 | 0.22296 | 0.22836 | 0.22959 | 0 | 0 | 0 | 0 | 0 | 0 | 0 | 0 | 0 | 0 | 0 | 0 | 0 | 0 | 0 | 0 | 0 | 0 | 0 | 0 | 0 | 0 | 0 | 0 | 0 | 0 | 0 | 0
F1_Commercial_Grocery_New_Space Heating_Natural Gas_Furnace_E3 | F1 | Commercial | Grocery | New | Space Heating | Natural Gas | Furnace | E3 | CCE | 0.56607 | 0.58608 | 0.52891 | 0.54171 | 0.54462 | 0 | 0 | 0 | 0 | 0 | 0 | 0 | 0 | 0 | 0 | 0 | 0 | 0 | 0 | 0 | 0 | 0 | 0 | 0 | 0 | 0 | 0 | 0 | 0 | 0 | 0 | 0 | 0
F1_Commercial_Grocery_New_Space Heating_Natural Gas_Furnace_E4 | F1 | Commercial | Grocery | New | Space Heating | Natural Gas | Furnace | E4 | CCE | 0.89244 | 0.92398 | 0.83385 | 0.85403 | 0.85862 | 1.3503 | 1.3577 | 1.3651 | 1.3726 | 1.3802 | 1.3879 | 1.3956 | 1.4035 | 1.4114 | 1.4194 | 1.4275 | 1.4357 | 1.444 | 1.4524 | 1.4609 | 1.4695 | 1.4782 | 1.487 | 1.4959 | 1.5049 | 1.514 | 1.5232 | 1.5326 | 1.542 | 1.5516 | 1.5613 | 1.5711 | 1.5711
F1_Commercial_Grocery_New_Space Heating_Natural Gas_Furnace_E5 | F1 | Commercial | Grocery | New | Space Heating | Natural Gas | Furnace | E5 | CCE | 0 | 0 | 0 | 0 | 0 | 0 | 0 | 12.1308 | 12.1975 | 12.2648 | 12.3331 | 12.402 | 12.4717 | 12.5421 | 12.6134 | 12.6855 | 12.7584 | 12.8321 | 12.9068 | 12.9823 | 13.0587 | 13.1357 | 13.214 | 13.2931 | 13.3732 | 13.454 | 13.5362 | 13.6191 | 13.7032 | 13.7881 | 13.8744 | 13.9616 | 13.9616
F1_Commercial_Grocery_New_Space Heating_Natural Gas_Furnace_E6 | F1 | Commercial | Grocery | New | Space Heating | Natural Gas | Furnace | E6 | CCE | 0 | 0 | 0 | 0 | 0 | 0 | 0 | 0 | 0 | 0 | 0 | 0 | 0 | 0 | 0 | 0 | 0 | 0 | 0 | 0 | 0 | 0 | 0 | 0 | 0 | 0 | 0 | 0 | 0 | 0 | 0 | 0 | 0
F1_Commercial_Grocery_New_Space Heating_Natural Gas_Furnace_E7 | F1 | Commercial | Grocery | New | Space Heating | Natural Gas | Furnace | E7 | CCE | 0 | 0 | 0 | 0 | 0 | 0 | 0 | 0 | 0 | 0 | 0 | 0 | 0 | 0 | 0 | 0 | 0 | 0 | 0 | 0 | 0 | 0 | 0 | 0 | 0 | 0 | 0 | 0 | 0 | 0 | 0 | 0 | 0
F1_Commercial_Grocery_New_Space Heating_Natural Gas_Furnace_E8 | F1 | Commercial | Grocery | New | Space Heating | Natural Gas | Furnace | E8 | CCE | 0 | 0 | 0 | 0 | 0 | 0 | 0 | 0 | 0 | 0 | 0 | 0 | 0 | 0 | 0 | 0 | 0 | 0 | 0 | 0 | 0 | 0 | 0 | 0 | 0 | 0 | 0 | 0 | 0 | 0 | 0 | 0 | 0
F1_Commercial_Grocery_New_Space Heating_Natural Gas_Furnace_E9 | F1 | Commercial | Grocery | New | Space Heating | Natural Gas | Furnace | E9 | CCE | 0 | 0 | 0 | 0 | 0 | 0 | 0 | 0 | 0 | 0 | 0 | 0 | 0 | 0 | 0 | 0 | 0 | 0 | 0 | 0 | 0 | 0 | 0 | 0 | 0 | 0 | 0 | 0 | 0 | 0 | 0 | 0 | 0
F1_Commercial_Grocery_New_Space Heating_Natural Gas_Furnace_E10 | F1 | Commercial | Grocery | New | Space Heating | Natural Gas | Furnace | E10 | CCE | 0 | 0 | 0 | 0 | 0 | 0 | 0 | 0 | 0 | 0 | 0 | 0 | 0 | 0 | 0 | 0 | 0 | 0 | 0 | 0 | 0 | 0 | 0 | 0 | 0 | 0 | 0 | 0 | 0 | 0 | 0 | 0 | 0
F2_Commercial_Grocery_New_Space Heating_Natural Gas_Furnace_E1 | F2 | Commercial | Grocery | New | Space Heating | Natural Gas | Furnace | E1 | TRC BC Ratio | 1 | 1 | 1 | 1 | 1 | 0 | 0 | 0 | 0 | 0 | 0 | 0 | 0 | 0 | 0 | 0 | 0 | 0 | 0 | 0 | 0 | 0 | 0 | 0 | 0 | 0 | 0 | 0 | 0 | 0 | 0 | 0 | 0
F2_Commercial_Grocery_New_Space Heating_Natural Gas_Furnace_E2 | F2 | Commercial | Grocery | New | Space Heating | Natural Gas | Furnace | E2 | TRC BC Ratio | 9.1075 | 9.104 | 9.1206 | 9.0772 | 9.0476 | 0 | 0 | 0 | 0 | 0 | 0 | 0 | 0 | 0 | 0 | 0 | 0 | 0 | 0 | 0 | 0 | 0 | 0 | 0 | 0 | 0 | 0 | 0 | 0 | 0 | 0 | 0 | 0
F2_Commercial_Grocery_New_Space Heating_Natural Gas_Furnace_E3 | F2 | Commercial | Grocery | New | Space Heating | Natural Gas | Furnace | E3 | TRC BC Ratio | 3.8393 | 3.8378 | 3.8448 | 3.8265 | 3.814 | 1 | 1 | 1 | 1 | 1 | 1 | 1 | 1 | 1 | 1 | 1 | 1 | 1 | 1 | 1 | 1 | 1 | 1 | 1 | 1 | 1 | 1 | 1 | 1 | 1 | 1 | 1 | 1
F2_Commercial_Grocery_New_Space Heating_Natural Gas_Furnace_E4 | F2 | Commercial | Grocery | New | Space Heating | Natural Gas | Furnace | E4 | TRC BC Ratio | 2.4353 | 2.4343 | 2.4388 | 2.4272 | 2.4192 | 1.545 | 1.5465 | 1.5473 | 1.5492 | 1.5506 | 1.5519 | 1.5529 | 1.5541 | 1.5555 | 1.5566 | 1.5577 | 1.5588 | 1.5603 | 1.5616 | 1.5634 | 1.5649 | 1.5665 | 1.5678 | 1.5694 | 1.5706 | 1.5718 | 1.5728 | 1.574 | 1.5747 | 1.5756 | 1.576 | 1.5767 | 1.5767
F2_Commercial_Grocery_New_Space Heating_Natural Gas_Furnace_E5 | F2 | Commercial | Grocery | New | Space Heating | Natural Gas | Furnace | E5 | TRC BC Ratio | 0 | 0 | 0 | 0 | 0 | 0 | 0 | 0.17413 | 0.17433 | 0.1745 | 0.17464 | 0.17475 | 0.17489 | 0.17505 | 0.17517 | 0.17529 | 0.17542 | 0.17558 | 0.17573 | 0.17593 | 0.1761 | 0.17628 | 0.17643 | 0.17661 | 0.17675 | 0.17687 | 0.17699 | 0.17712 | 0.17721 | 0.1773 | 0.17735 | 0.17742 | 0.17742
F2_Commercial_Grocery_New_Space Heating_Natural Gas_Furnace_E6 | F2 | Commercial | Grocery | New | Space Heating | Natural Gas | Furnace | E6 | TRC BC Ratio | 0 | 0 | 0 | 0 | 0 | 0 | 0 | 0 | 0 | 0 | 0 | 0 | 0 | 0 | 0 | 0 | 0 | 0 | 0 | 0 | 0 | 0 | 0 | 0 | 0 | 0 | 0 | 0 | 0 | 0 | 0 | 0 | 0
F2_Commercial_Grocery_New_Space Heating_Natural Gas_Furnace_E7 | F2 | Commercial | Grocery | New | Space Heating | Natural Gas | Furnace | E7 | TRC BC Ratio | 0 | 0 | 0 | 0 | 0 | 0 | 0 | 0 | 0 | 0 | 0 | 0 | 0 | 0 | 0 | 0 | 0 | 0 | 0 | 0 | 0 | 0 | 0 | 0 | 0 | 0 | 0 | 0 | 0 | 0 | 0 | 0 | 0
F2_Commercial_Grocery_New_Space Heating_Natural Gas_Furnace_E8 | F2 | Commercial | Grocery | New | Space Heating | Natural Gas | Furnace | E8 | TRC BC Ratio | 0 | 0 | 0 | 0 | 0 | 0 | 0 | 0 | 0 | 0 | 0 | 0 | 0 | 0 | 0 | 0 | 0 | 0 | 0 | 0 | 0 | 0 | 0 | 0 | 0 | 0 | 0 | 0 | 0 | 0 | 0 | 0 | 0
F2_Commercial_Grocery_New_Space Heating_Natural Gas_Furnace_E9 | F2 | Commercial | Grocery | New | Space Heating | Natural Gas | Furnace | E9 | TRC BC Ratio | 0 | 0 | 0 | 0 | 0 | 0 | 0 | 0 | 0 | 0 | 0 | 0 | 0 | 0 | 0 | 0 | 0 | 0 | 0 | 0 | 0 | 0 | 0 | 0 | 0 | 0 | 0 | 0 | 0 | 0 | 0 | 0 | 0
F2_Commercial_Grocery_New_Space Heating_Natural Gas_Furnace_E10 | F2 | Commercial | Grocery | New | Space Heating | Natural Gas | Furnace | E10 | TRC BC Ratio | 0 | 0 | 0 | 0 | 0 | 0 | 0 | 0 | 0 | 0 | 0 | 0 | 0 | 0 | 0 | 0 | 0 | 0 | 0 | 0 | 0 | 0 | 0 | 0 | 0 | 0 | 0 | 0 | 0 | 0 | 0 | 0 | 0
F3_Commercial_Grocery_New_Space Heating_Natural Gas_Furnace_E1 | F3 | Commercial | Grocery | New | Space Heating | Natural Gas | Furnace | E1 | PACT BC Ratio | 1 | 1 | 1 | 1 | 1 | 0 | 0 | 0 | 0 | 0 | 0 | 0 | 0 | 0 | 0 | 0 | 0 | 0 | 0 | 0 | 0 | 0 | 0 | 0 | 0 | 0 | 0 | 0 | 0 | 0 | 0 | 0 | 0
F3_Commercial_Grocery_New_Space Heating_Natural Gas_Furnace_E2 | F3 | Commercial | Grocery | New | Space Heating | Natural Gas | Furnace | E2 | PACT BC Ratio | 12.1434 | 12.1387 | 12.1608 | 12.103 | 12.0634 | 0 | 0 | 0 | 0 | 0 | 0 | 0 | 0 | 0 | 0 | 0 | 0 | 0 | 0 | 0 | 0 | 0 | 0 | 0 | 0 | 0 | 0 | 0 | 0 | 0 | 0 | 0 | 0
F3_Commercial_Grocery_New_Space Heating_Natural Gas_Furnace_E3 | F3 | Commercial | Grocery | New | Space Heating | Natural Gas | Furnace | E3 | PACT BC Ratio | 5.1191 | 5.1171 | 5.1264 | 5.102 | 5.0854 | 1 | 1 | 1 | 1 | 1 | 1 | 1 | 1 | 1 | 1 | 1 | 1 | 1 | 1 | 1 | 1 | 1 | 1 | 1 | 1 | 1 | 1 | 1 | 1 | 1 | 1 | 1 | 1
F3_Commercial_Grocery_New_Space Heating_Natural Gas_Furnace_E4 | F3 | Commercial | Grocery | New | Space Heating | Natural Gas | Furnace | E4 | PACT BC Ratio | 3.247 | 3.2458 | 3.2517 | 3.2362 | 3.2257 | 2.06 | 2.0621 | 2.0631 | 2.0655 | 2.0675 | 2.0692 | 2.0705 | 2.0722 | 2.074 | 2.0755 | 2.077 | 2.0784 | 2.0804 | 2.0822 | 2.0845 | 2.0865 | 2.0887 | 2.0904 | 2.0926 | 2.0942 | 2.0957 | 2.0971 | 2.0986 | 2.0996 | 2.1007 | 2.1014 | 2.1022 | 2.1022
F3_Commercial_Grocery_New_Space Heating_Natural Gas_Furnace_E5 | F3 | Commercial | Grocery | New | Space Heating | Natural Gas | Furnace | E5 | PACT BC Ratio | 0 | 0 | 0 | 0 | 0 | 0 | 0 | 0.23217 | 0.23244 | 0.23266 | 0.23285 | 0.233 | 0.23319 | 0.23339 | 0.23355 | 0.23372 | 0.23389 | 0.23411 | 0.23431 | 0.23457 | 0.2348 | 0.23504 | 0.23524 | 0.23548 | 0.23566 | 0.23583 | 0.23599 | 0.23616 | 0.23628 | 0.2364 | 0.23647 | 0.23657 | 0.23657
F3_Commercial_Grocery_New_Space Heating_Natural Gas_Furnace_E6 | F3 | Commercial | Grocery | New | Space Heating | Natural Gas | Furnace | E6 | PACT BC Ratio | 0 | 0 | 0 | 0 | 0 | 0 | 0 | 0 | 0 | 0 | 0 | 0 | 0 | 0 | 0 | 0 | 0 | 0 | 0 | 0 | 0 | 0 | 0 | 0 | 0 | 0 | 0 | 0 | 0 | 0 | 0 | 0 | 0
F3_Commercial_Grocery_New_Space Heating_Natural Gas_Furnace_E7 | F3 | Commercial | Grocery | New | Space Heating | Natural Gas | Furnace | E7 | PACT BC Ratio | 0 | 0 | 0 | 0 | 0 | 0 | 0 | 0 | 0 | 0 | 0 | 0 | 0 | 0 | 0 | 0 | 0 | 0 | 0 | 0 | 0 | 0 | 0 | 0 | 0 | 0 | 0 | 0 | 0 | 0 | 0 | 0 | 0
F3_Commercial_Grocery_New_Space Heating_Natural Gas_Furnace_E8 | F3 | Commercial | Grocery | New | Space Heating | Natural Gas | Furnace | E8 | PACT BC Ratio | 0 | 0 | 0 | 0 | 0 | 0 | 0 | 0 | 0 | 0 | 0 | 0 | 0 | 0 | 0 | 0 | 0 | 0 | 0 | 0 | 0 | 0 | 0 | 0 | 0 | 0 | 0 | 0 | 0 | 0 | 0 | 0 | 0
F3_Commercial_Grocery_New_Space Heating_Natural Gas_Furnace_E9 | F3 | Commercial | Grocery | New | Space Heating | Natural Gas | Furnace | E9 | PACT BC Ratio | 0 | 0 | 0 | 0 | 0 | 0 | 0 | 0 | 0 | 0 | 0 | 0 | 0 | 0 | 0 | 0 | 0 | 0 | 0 | 0 | 0 | 0 | 0 | 0 | 0 | 0 | 0 | 0 | 0 | 0 | 0 | 0 | 0
F3_Commercial_Grocery_New_Space Heating_Natural Gas_Furnace_E10 | F3 | Commercial | Grocery | New | Space Heating | Natural Gas | Furnace | E10 | PACT BC Ratio | 0 | 0 | 0 | 0 | 0 | 0 | 0 | 0 | 0 | 0 | 0 | 0 | 0 | 0 | 0 | 0 | 0 | 0 | 0 | 0 | 0 | 0 | 0 | 0 | 0 | 0 | 0 | 0 | 0 | 0 | 0 | 0 | 0
F4_Commercial_Grocery_New_Space Heating_Natural Gas_Furnace_E1 | F4 | Commercial | Grocery | New | Space Heating | Natural Gas | Furnace | E1 | RVT BC Ratio | 1 | 1 | 1 | 1 | 1 | 0 | 0 | 0 | 0 | 0 | 0 | 0 | 0 | 0 | 0 | 0 | 0 | 0 | 0 | 0 | 0 | 0 | 0 | 0 | 0 | 0 | 0 | 0 | 0 | 0 | 0 | 0 | 0
F4_Commercial_Grocery_New_Space Heating_Natural Gas_Furnace_E2 | F4 | Commercial | Grocery | New | Space Heating | Natural Gas | Furnace | E2 | RVT BC Ratio | 13.7937 | 13.7887 | 13.8124 | 13.7501 | 13.7075 | 0 | 0 | 0 | 0 | 0 | 0 | 0 | 0 | 0 | 0 | 0 | 0 | 0 | 0 | 0 | 0 | 0 | 0 | 0 | 0 | 0 | 0 | 0 | 0 | 0 | 0 | 0 | 0
F4_Commercial_Grocery_New_Space Heating_Natural Gas_Furnace_E3 | F4 | Commercial | Grocery | New | Space Heating | Natural Gas | Furnace | E3 | RVT BC Ratio | 6.2197 | 6.2176 | 6.2276 | 6.2013 | 6.1833 | 1 | 1 | 1 | 1 | 1 | 1 | 1 | 1 | 1 | 1 | 1 | 1 | 1 | 1 | 1 | 1 | 1 | 1 | 1 | 1 | 1 | 1 | 1 | 1 | 1 | 1 | 1 | 1
F4_Commercial_Grocery_New_Space Heating_Natural Gas_Furnace_E4 | F4 | Commercial | Grocery | New | Space Heating | Natural Gas | Furnace | E4 | RVT BC Ratio | 4.2011 | 4.1998 | 4.2061 | 4.1895 | 4.1781 | 2.9212 | 2.9234 | 2.9246 | 2.9272 | 2.9293 | 2.9312 | 2.9325 | 2.9343 | 2.9363 | 2.9379 | 2.9395 | 2.9411 | 2.9432 | 2.9451 | 2.9476 | 2.9498 | 2.9521 | 2.954 | 2.9563 | 2.9581 | 2.9597 | 2.9612 | 2.9629 | 2.9639 | 2.9651 | 2.9658 | 2.9667 | 2.9667
F4_Commercial_Grocery_New_Space Heating_Natural Gas_Furnace_E5 | F4 | Commercial | Grocery | New | Space Heating | Natural Gas | Furnace | E5 | RVT BC Ratio | 0 | 0 | 0 | 0 | 0 | 0 | 0 | 0.95034 | 0.95063 | 0.95087 | 0.95108 | 0.95123 | 0.95143 | 0.95166 | 0.95183 | 0.95201 | 0.95219 | 0.95243 | 0.95265 | 0.95293 | 0.95317 | 0.95343 | 0.95365 | 0.95391 | 0.9541 | 0.95429 | 0.95446 | 0.95464 | 0.95477 | 0.9549 | 0.95498 | 0.95508 | 0.95508
F4_Commercial_Grocery_New_Space Heating_Natural Gas_Furnace_E6 | F4 | Commercial | Grocery | New | Space Heating | Natural Gas | Furnace | E6 | RVT BC Ratio | 0 | 0 | 0 | 0 | 0 | 0 | 0 | 0 | 0 | 0 | 0 | 0 | 0 | 0 | 0 | 0 | 0 | 0 | 0 | 0 | 0 | 0 | 0 | 0 | 0 | 0 | 0 | 0 | 0 | 0 | 0 | 0 | 0
F4_Commercial_Grocery_New_Space Heating_Natural Gas_Furnace_E7 | F4 | Commercial | Grocery | New | Space Heating | Natural Gas | Furnace | E7 | RVT BC Ratio | 0 | 0 | 0 | 0 | 0 | 0 | 0 | 0 | 0 | 0 | 0 | 0 | 0 | 0 | 0 | 0 | 0 | 0 | 0 | 0 | 0 | 0 | 0 | 0 | 0 | 0 | 0 | 0 | 0 | 0 | 0 | 0 | 0
F4_Commercial_Grocery_New_Space Heating_Natural Gas_Furnace_E8 | F4 | Commercial | Grocery | New | Space Heating | Natural Gas | Furnace | E8 | RVT BC Ratio | 0 | 0 | 0 | 0 | 0 | 0 | 0 | 0 | 0 | 0 | 0 | 0 | 0 | 0 | 0 | 0 | 0 | 0 | 0 | 0 | 0 | 0 | 0 | 0 | 0 | 0 | 0 | 0 | 0 | 0 | 0 | 0 | 0
F4_Commercial_Grocery_New_Space Heating_Natural Gas_Furnace_E9 | F4 | Commercial | Grocery | New | Space Heating | Natural Gas | Furnace | E9 | RVT BC Ratio | 0 | 0 | 0 | 0 | 0 | 0 | 0 | 0 | 0 | 0 | 0 | 0 | 0 | 0 | 0 | 0 | 0 | 0 | 0 | 0 | 0 | 0 | 0 | 0 | 0 | 0 | 0 | 0 | 0 | 0 | 0 | 0 | 0
F4_Commercial_Grocery_New_Space Heating_Natural Gas_Furnace_E10 | F4 | Commercial | Grocery | New | Space Heating | Natural Gas | Furnace | E10 | RVT BC Ratio | 0 | 0 | 0 | 0 | 0 | 0 | 0 | 0 | 0 | 0 | 0 | 0 | 0 | 0 | 0 | 0 | 0 | 0 | 0 | 0 | 0 | 0 | 0 | 0 | 0 | 0 | 0 | 0 | 0 | 0 | 0 | 0 | 0
F5_Commercial_Grocery_New_Space Heating_Natural Gas_Furnace_E1 | F5 | Commercial | Grocery | New | Space Heating | Natural Gas | Furnace | E1 | RIM BC Ratio | 1 | 1 | 1 | 1 | 1 | 0 | 0 | 0 | 0 | 0 | 0 | 0 | 0 | 0 | 0 | 0 | 0 | 0 | 0 | 0 | 0 | 0 | 0 | 0 | 0 | 0 | 0 | 0 | 0 | 0 | 0 | 0 | 0
F5_Commercial_Grocery_New_Space Heating_Natural Gas_Furnace_E2 | F5 | Commercial | Grocery | New | Space Heating | Natural Gas | Furnace | E2 | RIM BC Ratio | 0.781 | 0.78098 | 0.78107 | 0.78083 | 0.78066 | 0 | 0 | 0 | 0 | 0 | 0 | 0 | 0 | 0 | 0 | 0 | 0 | 0 | 0 | 0 | 0 | 0 | 0 | 0 | 0 | 0 | 0 | 0 | 0 | 0 | 0 | 0 | 0
F5_Commercial_Grocery_New_Space Heating_Natural Gas_Furnace_E3 | F5 | Commercial | Grocery | New | Space Heating | Natural Gas | Furnace | E3 | RIM BC Ratio | 0.71766 | 0.71762 | 0.71781 | 0.71733 | 0.717 | 1 | 1 | 1 | 1 | 1 | 1 | 1 | 1 | 1 | 1 | 1 | 1 | 1 | 1 | 1 | 1 | 1 | 1 | 1 | 1 | 1 | 1 | 1 | 1 | 1 | 1 | 1 | 1
F5_Commercial_Grocery_New_Space Heating_Natural Gas_Furnace_E4 | F5 | Commercial | Grocery | New | Space Heating | Natural Gas | Furnace | E4 | RIM BC Ratio | 0.66399 | 0.66394 | 0.66419 | 0.66354 | 0.66309 | 0.594 | 0.59417 | 0.59426 | 0.59446 | 0.59462 | 0.59476 | 0.59487 | 0.59501 | 0.59516 | 0.59528 | 0.5954 | 0.59552 | 0.59568 | 0.59583 | 0.59602 | 0.59618 | 0.59636 | 0.5965 | 0.59668 | 0.59681 | 0.59693 | 0.59704 | 0.59717 | 0.59725 | 0.59734 | 0.59739 | 0.59746 | 0.59746
F5_Commercial_Grocery_New_Space Heating_Natural Gas_Furnace_E5 | F5 | Commercial | Grocery | New | Space Heating | Natural Gas | Furnace | E5 | RIM BC Ratio | 0 | 0 | 0 | 0 | 0 | 0 | 0 | 0.18164 | 0.18181 | 0.18195 | 0.18206 | 0.18215 | 0.18227 | 0.18239 | 0.18249 | 0.18259 | 0.1827 | 0.18283 | 0.18295 | 0.18311 | 0.18325 | 0.1834 | 0.18352 | 0.18366 | 0.18377 | 0.18388 | 0.18397 | 0.18408 | 0.18415 | 0.18422 | 0.18427 | 0.18432 | 0.18432
F5_Commercial_Grocery_New_Space Heating_Natural Gas_Furnace_E6 | F5 | Commercial | Grocery | New | Space Heating | Natural Gas | Furnace | E6 | RIM BC Ratio | 0 | 0 | 0 | 0 | 0 | 0 | 0 | 0 | 0 | 0 | 0 | 0 | 0 | 0 | 0 | 0 | 0 | 0 | 0 | 0 | 0 | 0 | 0 | 0 | 0 | 0 | 0 | 0 | 0 | 0 | 0 | 0 | 0
F5_Commercial_Grocery_New_Space Heating_Natural Gas_Furnace_E7 | F5 | Commercial | Grocery | New | Space Heating | Natural Gas | Furnace | E7 | RIM BC Ratio | 0 | 0 | 0 | 0 | 0 | 0 | 0 | 0 | 0 | 0 | 0 | 0 | 0 | 0 | 0 | 0 | 0 | 0 | 0 | 0 | 0 | 0 | 0 | 0 | 0 | 0 | 0 | 0 | 0 | 0 | 0 | 0 | 0
F5_Commercial_Grocery_New_Space Heating_Natural Gas_Furnace_E8 | F5 | Commercial | Grocery | New | Space Heating | Natural Gas | Furnace | E8 | RIM BC Ratio | 0 | 0 | 0 | 0 | 0 | 0 | 0 | 0 | 0 | 0 | 0 | 0 | 0 | 0 | 0 | 0 | 0 | 0 | 0 | 0 | 0 | 0 | 0 | 0 | 0 | 0 | 0 | 0 | 0 | 0 | 0 | 0 | 0
F5_Commercial_Grocery_New_Space Heating_Natural Gas_Furnace_E9 | F5 | Commercial | Grocery | New | Space Heating | Natural Gas | Furnace | E9 | RIM BC Ratio | 0 | 0 | 0 | 0 | 0 | 0 | 0 | 0 | 0 | 0 | 0 | 0 | 0 | 0 | 0 | 0 | 0 | 0 | 0 | 0 | 0 | 0 | 0 | 0 | 0 | 0 | 0 | 0 | 0 | 0 | 0 | 0 | 0
F5_Commercial_Grocery_New_Space Heating_Natural Gas_Furnace_E10 | F5 | Commercial | Grocery | New | Space Heating | Natural Gas | Furnace | E10 | RIM BC Ratio | 0 | 0 | 0 | 0 | 0 | 0 | 0 | 0 | 0 | 0 | 0 | 0 | 0 | 0 | 0 | 0 | 0 | 0 | 0 | 0 | 0 | 0 | 0 | 0 | 0 | 0 | 0 | 0 | 0 | 0 | 0 | 0 | 0
F0_Commercial_Grocery_New_Space Heating_Natural Gas_Boiler_E0 | F0 | Commercial | Grocery | New | Space Heating | Natural Gas | Boiler | E0 | Economic Unit | Convert to Gas-Fired ASHP | Convert to Gas-Fired ASHP | Convert to Gas-Fired ASHP | Convert to Gas-Fired ASHP | Convert to Gas-Fired ASHP | TE 98% | TE 98% | TE 98% | TE 98% | TE 98% | TE 98% | TE 98% | TE 98% | TE 98% | TE 98% | TE 98% | TE 98% | TE 98% | TE 98% | TE 98% | TE 98% | TE 98% | TE 98% | TE 98% | TE 98% | TE 98% | TE 98% | TE 98% | TE 98% | TE 98% | TE 98% | TE 98% | TE 98%
F1_Commercial_Grocery_New_Space Heating_Natural Gas_Boiler_E1 | F1 | Commercial | Grocery | New | Space Heating | Natural Gas | Boiler | E1 | CCE | 0 | 0 | 0 | 0 | 0 | 0 | 0 | 0 | 0 | 0 | 0 | 0 | 0 | 0 | 0 | 0 | 0 | 0 | 0 | 0 | 0 | 0 | 0 | 0 | 0 | 0 | 0 | 0 | 0 | 0 | 0 | 0 | 0
F1_Commercial_Grocery_New_Space Heating_Natural Gas_Boiler_E2 | F1 | Commercial | Grocery | New | Space Heating | Natural Gas | Boiler | E2 | CCE | 0.10959 | 0.11346 | 0.10239 | 0.10487 | 0.10543 | 0 | 0 | 0 | 0 | 0 | 0 | 0 | 0 | 0 | 0 | 0 | 0 | 0 | 0 | 0 | 0 | 0 | 0 | 0 | 0 | 0 | 0 | 0 | 0 | 0 | 0 | 0 | 0
F1_Commercial_Grocery_New_Space Heating_Natural Gas_Boiler_E3 | F1 | Commercial | Grocery | New | Space Heating | Natural Gas | Boiler | E3 | CCE | 0.64924 | 0.67218 | 0.60662 | 0.62129 | 0.62464 | 0 | 0 | 0 | 0 | 0 | 0 | 0 | 0 | 0 | 0 | 0 | 0 | 0 | 0 | 0 | 0 | 0 | 0 | 0 | 0 | 0 | 0 | 0 | 0 | 0 | 0 | 0 | 0
F1_Commercial_Grocery_New_Space Heating_Natural Gas_Boiler_E4 | F1 | Commercial | Grocery | New | Space Heating | Natural Gas | Boiler | E4 | CCE | 0.65465 | 0.67778 | 0.61167 | 0.62647 | 0.62984 | 0.6557 | 0.65927 | 0.66287 | 0.66651 | 0.67019 | 0.67392 | 0.67769 | 0.6815 | 0.68534 | 0.68924 | 0.69318 | 0.69716 | 0.70119 | 0.70527 | 0.7094 | 0.71357 | 0.71778 | 0.72206 | 0.72638 | 0.73076 | 0.73517 | 0.73966 | 0.7442 | 0.74879 | 0.75343 | 0.75814 | 0.76291 | 0.76291
F1_Commercial_Grocery_New_Space Heating_Natural Gas_Boiler_E5 | F1 | Commercial | Grocery | New | Space Heating | Natural Gas | Boiler | E5 | CCE | 2.0165 | 2.0877 | 1.8841 | 1.9297 | 1.9401 | 2.7863 | 2.8015 | 2.8168 | 2.8323 | 2.8479 | 2.8638 | 2.8798 | 2.896 | 2.9123 | 2.9289 | 2.9456 | 2.9625 | 2.9796 | 2.997 | 3.0145 | 3.0323 | 3.0501 | 3.0683 | 3.0867 | 3.1053 | 3.124 | 3.1431 | 3.1624 | 3.1819 | 3.2016 | 3.2217 | 3.2419 | 3.2419
F1_Commercial_Grocery_New_Space Heating_Natural Gas_Boiler_E6 | F1 | Commercial | Grocery | New | Space Heating | Natural Gas | Boiler | E6 | CCE | 0 | 0 | 0 | 0 | 0 | 0 | 0 | 0 | 0 | 0 | 0 | 0 | 0 | 0 | 0 | 0 | 0 | 0 | 0 | 0 | 0 | 0 | 0 | 0 | 0 | 0 | 0 | 0 | 0 | 0 | 0 | 0 | 0
F1_Commercial_Grocery_New_Space Heating_Natural Gas_Boiler_E7 | F1 | Commercial | Grocery | New | Space Heating | Natural Gas | Boiler | E7 | CCE | 0 | 0 | 0 | 0 | 0 | 0 | 0 | 0 | 0 | 0 | 0 | 0 | 0 | 0 | 0 | 0 | 0 | 0 | 0 | 0 | 0 | 0 | 0 | 0 | 0 | 0 | 0 | 0 | 0 | 0 | 0 | 0 | 0
F1_Commercial_Grocery_New_Space Heating_Natural Gas_Boiler_E8 | F1 | Commercial | Grocery | New | Space Heating | Natural Gas | Boiler | E8 | CCE | 0 | 0 | 0 | 0 | 0 | 0 | 0 | 0 | 0 | 0 | 0 | 0 | 0 | 0 | 0 | 0 | 0 | 0 | 0 | 0 | 0 | 0 | 0 | 0 | 0 | 0 | 0 | 0 | 0 | 0 | 0 | 0 | 0
F1_Commercial_Grocery_New_Space Heating_Natural Gas_Boiler_E9 | F1 | Commercial | Grocery | New | Space Heating | Natural Gas | Boiler | E9 | CCE | 0 | 0 | 0 | 0 | 0 | 0 | 0 | 0 | 0 | 0 | 0 | 0 | 0 | 0 | 0 | 0 | 0 | 0 | 0 | 0 | 0 | 0 | 0 | 0 | 0 | 0 | 0 | 0 | 0 | 0 | 0 | 0 | 0
F1_Commercial_Grocery_New_Space Heating_Natural Gas_Boiler_E10 | F1 | Commercial | Grocery | New | Space Heating | Natural Gas | Boiler | E10 | CCE | 0 | 0 | 0 | 0 | 0 | 0 | 0 | 0 | 0 | 0 | 0 | 0 | 0 | 0 | 0 | 0 | 0 | 0 | 0 | 0 | 0 | 0 | 0 | 0 | 0 | 0 | 0 | 0 | 0 | 0 | 0 | 0 | 0
F2_Commercial_Grocery_New_Space Heating_Natural Gas_Boiler_E1 | F2 | Commercial | Grocery | New | Space Heating | Natural Gas | Boiler | E1 | TRC BC Ratio | 1 | 1 | 1 | 1 | 1 | 0 | 0 | 0 | 0 | 0 | 0 | 0 | 0 | 0 | 0 | 0 | 0 | 0 | 0 | 0 | 0 | 0 | 0 | 0 | 0 | 0 | 0 | 0 | 0 | 0 | 0 | 0 | 0
F2_Commercial_Grocery_New_Space Heating_Natural Gas_Boiler_E2 | F2 | Commercial | Grocery | New | Space Heating | Natural Gas | Boiler | E2 | TRC BC Ratio | 19.8449 | 19.839 | 19.8748 | 19.7871 | 19.7275 | 0 | 0 | 0 | 0 | 0 | 0 | 0 | 0 | 0 | 0 | 0 | 0 | 0 | 0 | 0 | 0 | 0 | 0 | 0 | 0 | 0 | 0 | 0 | 0 | 0 | 0 | 0 | 0
F2_Commercial_Grocery_New_Space Heating_Natural Gas_Boiler_E3 | F2 | Commercial | Grocery | New | Space Heating | Natural Gas | Boiler | E3 | TRC BC Ratio | 3.3497 | 3.3487 | 3.3547 | 3.3399 | 3.3299 | 1 | 1 | 1 | 1 | 1 | 1 | 1 | 1 | 1 | 1 | 1 | 1 | 1 | 1 | 1 | 1 | 1 | 1 | 1 | 1 | 1 | 1 | 1 | 1 | 1 | 1 | 1 | 1
F2_Commercial_Grocery_New_Space Heating_Natural Gas_Boiler_E4 | F2 | Commercial | Grocery | New | Space Heating | Natural Gas | Boiler | E4 | TRC BC Ratio | 3.322 | 3.321 | 3.327 | 3.3123 | 3.3023 | 3.1864 | 3.1896 | 3.1914 | 3.1951 | 3.1982 | 3.2008 | 3.2028 | 3.2054 | 3.2082 | 3.2103 | 3.2125 | 3.2147 | 3.2175 | 3.2202 | 3.2236 | 3.2265 | 3.2296 | 3.2322 | 3.2353 | 3.2377 | 3.2399 | 3.242 | 3.2442 | 3.2457 | 3.2473 | 3.2482 | 3.2495 | 3.2495
F2_Commercial_Grocery_New_Space Heating_Natural Gas_Boiler_E5 | F2 | Commercial | Grocery | New | Space Heating | Natural Gas | Boiler | E5 | TRC BC Ratio | 1.0785 | 1.0782 | 1.0801 | 1.0753 | 1.0721 | 0.74984 | 0.7506 | 0.75102 | 0.75189 | 0.75262 | 0.75324 | 0.75371 | 0.75431 | 0.75497 | 0.75548 | 0.756 | 0.75651 | 0.75717 | 0.75779 | 0.75859 | 0.75928 | 0.76002 | 0.76063 | 0.76136 | 0.76192 | 0.76244 | 0.76292 | 0.76345 | 0.7638 | 0.76418 | 0.7644 | 0.76469 | 0.76469
F2_Commercial_Grocery_New_Space Heating_Natural Gas_Boiler_E6 | F2 | Commercial | Grocery | New | Space Heating | Natural Gas | Boiler | E6 | TRC BC Ratio | 0 | 0 | 0 | 0 | 0 | 0 | 0 | 0 | 0 | 0 | 0 | 0 | 0 | 0 | 0 | 0 | 0 | 0 | 0 | 0 | 0 | 0 | 0 | 0 | 0 | 0 | 0 | 0 | 0 | 0 | 0 | 0 | 0
F2_Commercial_Grocery_New_Space Heating_Natural Gas_Boiler_E7 | F2 | Commercial | Grocery | New | Space Heating | Natural Gas | Boiler | E7 | TRC BC Ratio | 0 | 0 | 0 | 0 | 0 | 0 | 0 | 0 | 0 | 0 | 0 | 0 | 0 | 0 | 0 | 0 | 0 | 0 | 0 | 0 | 0 | 0 | 0 | 0 | 0 | 0 | 0 | 0 | 0 | 0 | 0 | 0 | 0
F2_Commercial_Grocery_New_Space Heating_Natural Gas_Boiler_E8 | F2 | Commercial | Grocery | New | Space Heating | Natural Gas | Boiler | E8 | TRC BC Ratio | 0 | 0 | 0 | 0 | 0 | 0 | 0 | 0 | 0 | 0 | 0 | 0 | 0 | 0 | 0 | 0 | 0 | 0 | 0 | 0 | 0 | 0 | 0 | 0 | 0 | 0 | 0 | 0 | 0 | 0 | 0 | 0 | 0
F2_Commercial_Grocery_New_Space Heating_Natural Gas_Boiler_E9 | F2 | Commercial | Grocery | New | Space Heating | Natural Gas | Boiler | E9 | TRC BC Ratio | 0 | 0 | 0 | 0 | 0 | 0 | 0 | 0 | 0 | 0 | 0 | 0 | 0 | 0 | 0 | 0 | 0 | 0 | 0 | 0 | 0 | 0 | 0 | 0 | 0 | 0 | 0 | 0 | 0 | 0 | 0 | 0 | 0
F2_Commercial_Grocery_New_Space Heating_Natural Gas_Boiler_E10 | F2 | Commercial | Grocery | New | Space Heating | Natural Gas | Boiler | E10 | TRC BC Ratio | 0 | 0 | 0 | 0 | 0 | 0 | 0 | 0 | 0 | 0 | 0 | 0 | 0 | 0 | 0 | 0 | 0 | 0 | 0 | 0 | 0 | 0 | 0 | 0 | 0 | 0 | 0 | 0 | 0 | 0 | 0 | 0 | 0
F3_Commercial_Grocery_New_Space Heating_Natural Gas_Boiler_E1 | F3 | Commercial | Grocery | New | Space Heating | Natural Gas | Boiler | E1 | PACT BC Ratio | 1 | 1 | 1 | 1 | 1 | 0 | 0 | 0 | 0 | 0 | 0 | 0 | 0 | 0 | 0 | 0 | 0 | 0 | 0 | 0 | 0 | 0 | 0 | 0 | 0 | 0 | 0 | 0 | 0 | 0 | 0 | 0 | 0
F3_Commercial_Grocery_New_Space Heating_Natural Gas_Boiler_E2 | F3 | Commercial | Grocery | New | Space Heating | Natural Gas | Boiler | E2 | PACT BC Ratio | 26.4598 | 26.4521 | 26.4997 | 26.3828 | 26.3033 | 0 | 0 | 0 | 0 | 0 | 0 | 0 | 0 | 0 | 0 | 0 | 0 | 0 | 0 | 0 | 0 | 0 | 0 | 0 | 0 | 0 | 0 | 0 | 0 | 0 | 0 | 0 | 0
F3_Commercial_Grocery_New_Space Heating_Natural Gas_Boiler_E3 | F3 | Commercial | Grocery | New | Space Heating | Natural Gas | Boiler | E3 | PACT BC Ratio | 4.4663 | 4.4649 | 4.473 | 4.4532 | 4.4398 | 1 | 1 | 1 | 1 | 1 | 1 | 1 | 1 | 1 | 1 | 1 | 1 | 1 | 1 | 1 | 1 | 1 | 1 | 1 | 1 | 1 | 1 | 1 | 1 | 1 | 1 | 1 | 1
F3_Commercial_Grocery_New_Space Heating_Natural Gas_Boiler_E4 | F3 | Commercial | Grocery | New | Space Heating | Natural Gas | Boiler | E4 | PACT BC Ratio | 4.4293 | 4.428 | 4.436 | 4.4164 | 4.4031 | 4.2485 | 4.2528 | 4.2552 | 4.2601 | 4.2642 | 4.2678 | 4.2704 | 4.2738 | 4.2776 | 4.2804 | 4.2834 | 4.2863 | 4.29 | 4.2935 | 4.2981 | 4.302 | 4.3062 | 4.3097 | 4.3138 | 4.317 | 4.3199 | 4.3226 | 4.3256 | 4.3276 | 4.3298 | 4.331 | 4.3326 | 4.3326
F3_Commercial_Grocery_New_Space Heating_Natural Gas_Boiler_E5 | F3 | Commercial | Grocery | New | Space Heating | Natural Gas | Boiler | E5 | PACT BC Ratio | 1.438 | 1.4376 | 1.4401 | 1.4338 | 1.4295 | 0.99978 | 1.0008 | 1.0014 | 1.0025 | 1.0035 | 1.0043 | 1.005 | 1.0058 | 1.0066 | 1.0073 | 1.008 | 1.0087 | 1.0096 | 1.0104 | 1.0115 | 1.0124 | 1.0134 | 1.0142 | 1.0152 | 1.0159 | 1.0166 | 1.0172 | 1.0179 | 1.0184 | 1.0189 | 1.0192 | 1.0196 | 1.0196
F3_Commercial_Grocery_New_Space Heating_Natural Gas_Boiler_E6 | F3 | Commercial | Grocery | New | Space Heating | Natural Gas | Boiler | E6 | PACT BC Ratio | 0 | 0 | 0 | 0 | 0 | 0 | 0 | 0 | 0 | 0 | 0 | 0 | 0 | 0 | 0 | 0 | 0 | 0 | 0 | 0 | 0 | 0 | 0 | 0 | 0 | 0 | 0 | 0 | 0 | 0 | 0 | 0 | 0
F3_Commercial_Grocery_New_Space Heating_Natural Gas_Boiler_E7 | F3 | Commercial | Grocery | New | Space Heating | Natural Gas | Boiler | E7 | PACT BC Ratio | 0 | 0 | 0 | 0 | 0 | 0 | 0 | 0 | 0 | 0 | 0 | 0 | 0 | 0 | 0 | 0 | 0 | 0 | 0 | 0 | 0 | 0 | 0 | 0 | 0 | 0 | 0 | 0 | 0 | 0 | 0 | 0 | 0
F3_Commercial_Grocery_New_Space Heating_Natural Gas_Boiler_E8 | F3 | Commercial | Grocery | New | Space Heating | Natural Gas | Boiler | E8 | PACT BC Ratio | 0 | 0 | 0 | 0 | 0 | 0 | 0 | 0 | 0 | 0 | 0 | 0 | 0 | 0 | 0 | 0 | 0 | 0 | 0 | 0 | 0 | 0 | 0 | 0 | 0 | 0 | 0 | 0 | 0 | 0 | 0 | 0 | 0
F3_Commercial_Grocery_New_Space Heating_Natural Gas_Boiler_E9 | F3 | Commercial | Grocery | New | Space Heating | Natural Gas | Boiler | E9 | PACT BC Ratio | 0 | 0 | 0 | 0 | 0 | 0 | 0 | 0 | 0 | 0 | 0 | 0 | 0 | 0 | 0 | 0 | 0 | 0 | 0 | 0 | 0 | 0 | 0 | 0 | 0 | 0 | 0 | 0 | 0 | 0 | 0 | 0 | 0
F3_Commercial_Grocery_New_Space Heating_Natural Gas_Boiler_E10 | F3 | Commercial | Grocery | New | Space Heating | Natural Gas | Boiler | E10 | PACT BC Ratio | 0 | 0 | 0 | 0 | 0 | 0 | 0 | 0 | 0 | 0 | 0 | 0 | 0 | 0 | 0 | 0 | 0 | 0 | 0 | 0 | 0 | 0 | 0 | 0 | 0 | 0 | 0 | 0 | 0 | 0 | 0 | 0 | 0
F4_Commercial_Grocery_New_Space Heating_Natural Gas_Boiler_E1 | F4 | Commercial | Grocery | New | Space Heating | Natural Gas | Boiler | E1 | RVT BC Ratio | 1 | 1 | 1 | 1 | 1 | 0 | 0 | 0 | 0 | 0 | 0 | 0 | 0 | 0 | 0 | 0 | 0 | 0 | 0 | 0 | 0 | 0 | 0 | 0 | 0 | 0 | 0 | 0 | 0 | 0 | 0 | 0 | 0
F4_Commercial_Grocery_New_Space Heating_Natural Gas_Boiler_E2 | F4 | Commercial | Grocery | New | Space Heating | Natural Gas | Boiler | E2 | RVT BC Ratio | 29.2306 | 29.2222 | 29.2736 | 29.1475 | 29.0617 | 0 | 0 | 0 | 0 | 0 | 0 | 0 | 0 | 0 | 0 | 0 | 0 | 0 | 0 | 0 | 0 | 0 | 0 | 0 | 0 | 0 | 0 | 0 | 0 | 0 | 0 | 0 | 0
F4_Commercial_Grocery_New_Space Heating_Natural Gas_Boiler_E3 | F4 | Commercial | Grocery | New | Space Heating | Natural Gas | Boiler | E3 | RVT BC Ratio | 5.5158 | 5.5144 | 5.523 | 5.5017 | 5.4873 | 1 | 1 | 1 | 1 | 1 | 1 | 1 | 1 | 1 | 1 | 1 | 1 | 1 | 1 | 1 | 1 | 1 | 1 | 1 | 1 | 1 | 1 | 1 | 1 | 1 | 1 | 1 | 1
F4_Commercial_Grocery_New_Space Heating_Natural Gas_Boiler_E4 | F4 | Commercial | Grocery | New | Space Heating | Natural Gas | Boiler | E4 | RVT BC Ratio | 5.476 | 5.4745 | 5.4832 | 5.462 | 5.4477 | 5.281 | 5.2856 | 5.2882 | 5.2935 | 5.2979 | 5.3017 | 5.3046 | 5.3083 | 5.3123 | 5.3154 | 5.3186 | 5.3217 | 5.3257 | 5.3296 | 5.3344 | 5.3386 | 5.3432 | 5.3469 | 5.3514 | 5.3548 | 5.3579 | 5.3609 | 5.3641 | 5.3663 | 5.3686 | 5.3699 | 5.3717 | 5.3717
F4_Commercial_Grocery_New_Space Heating_Natural Gas_Boiler_E5 | F4 | Commercial | Grocery | New | Space Heating | Natural Gas | Boiler | E5 | RVT BC Ratio | 2.2505 | 2.2501 | 2.2529 | 2.246 | 2.2413 | 1.778 | 1.7791 | 1.7797 | 1.781 | 1.782 | 1.7829 | 1.7836 | 1.7845 | 1.7854 | 1.7861 | 1.7869 | 1.7876 | 1.7886 | 1.7895 | 1.7906 | 1.7916 | 1.7927 | 1.7935 | 1.7946 | 1.7954 | 1.7961 | 1.7968 | 1.7976 | 1.7981 | 1.7986 | 1.799 | 1.7994 | 1.7994
F4_Commercial_Grocery_New_Space Heating_Natural Gas_Boiler_E6 | F4 | Commercial | Grocery | New | Space Heating | Natural Gas | Boiler | E6 | RVT BC Ratio | 0 | 0 | 0 | 0 | 0 | 0 | 0 | 0 | 0 | 0 | 0 | 0 | 0 | 0 | 0 | 0 | 0 | 0 | 0 | 0 | 0 | 0 | 0 | 0 | 0 | 0 | 0 | 0 | 0 | 0 | 0 | 0 | 0
F4_Commercial_Grocery_New_Space Heating_Natural Gas_Boiler_E7 | F4 | Commercial | Grocery | New | Space Heating | Natural Gas | Boiler | E7 | RVT BC Ratio | 0 | 0 | 0 | 0 | 0 | 0 | 0 | 0 | 0 | 0 | 0 | 0 | 0 | 0 | 0 | 0 | 0 | 0 | 0 | 0 | 0 | 0 | 0 | 0 | 0 | 0 | 0 | 0 | 0 | 0 | 0 | 0 | 0
F4_Commercial_Grocery_New_Space Heating_Natural Gas_Boiler_E8 | F4 | Commercial | Grocery | New | Space Heating | Natural Gas | Boiler | E8 | RVT BC Ratio | 0 | 0 | 0 | 0 | 0 | 0 | 0 | 0 | 0 | 0 | 0 | 0 | 0 | 0 | 0 | 0 | 0 | 0 | 0 | 0 | 0 | 0 | 0 | 0 | 0 | 0 | 0 | 0 | 0 | 0 | 0 | 0 | 0
F4_Commercial_Grocery_New_Space Heating_Natural Gas_Boiler_E9 | F4 | Commercial | Grocery | New | Space Heating | Natural Gas | Boiler | E9 | RVT BC Ratio | 0 | 0 | 0 | 0 | 0 | 0 | 0 | 0 | 0 | 0 | 0 | 0 | 0 | 0 | 0 | 0 | 0 | 0 | 0 | 0 | 0 | 0 | 0 | 0 | 0 | 0 | 0 | 0 | 0 | 0 | 0 | 0 | 0
F4_Commercial_Grocery_New_Space Heating_Natural Gas_Boiler_E10 | F4 | Commercial | Grocery | New | Space Heating | Natural Gas | Boiler | E10 | RVT BC Ratio | 0 | 0 | 0 | 0 | 0 | 0 | 0 | 0 | 0 | 0 | 0 | 0 | 0 | 0 | 0 | 0 | 0 | 0 | 0 | 0 | 0 | 0 | 0 | 0 | 0 | 0 | 0 | 0 | 0 | 0 | 0 | 0 | 0
F5_Commercial_Grocery_New_Space Heating_Natural Gas_Boiler_E1 | F5 | Commercial | Grocery | New | Space Heating | Natural Gas | Boiler | E1 | RIM BC Ratio | 1 | 1 | 1 | 1 | 1 | 0 | 0 | 0 | 0 | 0 | 0 | 0 | 0 | 0 | 0 | 0 | 0 | 0 | 0 | 0 | 0 | 0 | 0 | 0 | 0 | 0 | 0 | 0 | 0 | 0 | 0 | 0 | 0
F5_Commercial_Grocery_New_Space Heating_Natural Gas_Boiler_E2 | F5 | Commercial | Grocery | New | Space Heating | Natural Gas | Boiler | E2 | RIM BC Ratio | 0.80915 | 0.80915 | 0.80919 | 0.80908 | 0.80901 | 0 | 0 | 0 | 0 | 0 | 0 | 0 | 0 | 0 | 0 | 0 | 0 | 0 | 0 | 0 | 0 | 0 | 0 | 0 | 0 | 0 | 0 | 0 | 0 | 0 | 0 | 0 | 0
F5_Commercial_Grocery_New_Space Heating_Natural Gas_Boiler_E3 | F5 | Commercial | Grocery | New | Space Heating | Natural Gas | Boiler | E3 | RIM BC Ratio | 0.70325 | 0.70322 | 0.70342 | 0.70293 | 0.70259 | 1 | 1 | 1 | 1 | 1 | 1 | 1 | 1 | 1 | 1 | 1 | 1 | 1 | 1 | 1 | 1 | 1 | 1 | 1 | 1 | 1 | 1 | 1 | 1 | 1 | 1 | 1 | 1
F5_Commercial_Grocery_New_Space Heating_Natural Gas_Boiler_E4 | F5 | Commercial | Grocery | New | Space Heating | Natural Gas | Boiler | E4 | RIM BC Ratio | 0.70233 | 0.7023 | 0.7025 | 0.702 | 0.70167 | 0.69762 | 0.69774 | 0.6978 | 0.69793 | 0.69804 | 0.69814 | 0.69821 | 0.6983 | 0.6984 | 0.69848 | 0.69856 | 0.69863 | 0.69873 | 0.69883 | 0.69895 | 0.69905 | 0.69916 | 0.69925 | 0.69936 | 0.69944 | 0.69952 | 0.69959 | 0.69967 | 0.69972 | 0.69978 | 0.69981 | 0.69985 | 0.69985
F5_Commercial_Grocery_New_Space Heating_Natural Gas_Boiler_E5 | F5 | Commercial | Grocery | New | Space Heating | Natural Gas | Boiler | E5 | RIM BC Ratio | 0.52813 | 0.52807 | 0.52842 | 0.52756 | 0.52697 | 0.4549 | 0.45511 | 0.45523 | 0.45547 | 0.45567 | 0.45584 | 0.45597 | 0.45613 | 0.45631 | 0.45645 | 0.45659 | 0.45673 | 0.45691 | 0.45708 | 0.4573 | 0.45749 | 0.45769 | 0.45786 | 0.45806 | 0.45821 | 0.45835 | 0.45848 | 0.45862 | 0.45872 | 0.45882 | 0.45888 | 0.45896 | 0.45896
F5_Commercial_Grocery_New_Space Heating_Natural Gas_Boiler_E6 | F5 | Commercial | Grocery | New | Space Heating | Natural Gas | Boiler | E6 | RIM BC Ratio | 0 | 0 | 0 | 0 | 0 | 0 | 0 | 0 | 0 | 0 | 0 | 0 | 0 | 0 | 0 | 0 | 0 | 0 | 0 | 0 | 0 | 0 | 0 | 0 | 0 | 0 | 0 | 0 | 0 | 0 | 0 | 0 | 0
F5_Commercial_Grocery_New_Space Heating_Natural Gas_Boiler_E7 | F5 | Commercial | Grocery | New | Space Heating | Natural Gas | Boiler | E7 | RIM BC Ratio | 0 | 0 | 0 | 0 | 0 | 0 | 0 | 0 | 0 | 0 | 0 | 0 | 0 | 0 | 0 | 0 | 0 | 0 | 0 | 0 | 0 | 0 | 0 | 0 | 0 | 0 | 0 | 0 | 0 | 0 | 0 | 0 | 0
F5_Commercial_Grocery_New_Space Heating_Natural Gas_Boiler_E8 | F5 | Commercial | Grocery | New | Space Heating | Natural Gas | Boiler | E8 | RIM BC Ratio | 0 | 0 | 0 | 0 | 0 | 0 | 0 | 0 | 0 | 0 | 0 | 0 | 0 | 0 | 0 | 0 | 0 | 0 | 0 | 0 | 0 | 0 | 0 | 0 | 0 | 0 | 0 | 0 | 0 | 0 | 0 | 0 | 0
F5_Commercial_Grocery_New_Space Heating_Natural Gas_Boiler_E9 | F5 | Commercial | Grocery | New | Space Heating | Natural Gas | Boiler | E9 | RIM BC Ratio | 0 | 0 | 0 | 0 | 0 | 0 | 0 | 0 | 0 | 0 | 0 | 0 | 0 | 0 | 0 | 0 | 0 | 0 | 0 | 0 | 0 | 0 | 0 | 0 | 0 | 0 | 0 | 0 | 0 | 0 | 0 | 0 | 0
F5_Commercial_Grocery_New_Space Heating_Natural Gas_Boiler_E10 | F5 | Commercial | Grocery | New | Space Heating | Natural Gas | Boiler | E10 | RIM BC Ratio | 0 | 0 | 0 | 0 | 0 | 0 | 0 | 0 | 0 | 0 | 0 | 0 | 0 | 0 | 0 | 0 | 0 | 0 | 0 | 0 | 0 | 0 | 0 | 0 | 0 | 0 | 0 | 0 | 0 | 0 | 0 | 0 | 0
F0_Commercial_Grocery_New_Space Heating_Natural Gas_Unit Heater_E0 | F0 | Commercial | Grocery | New | Space Heating | Natural Gas | Unit Heater | E0 | Economic Unit | Infrared Radiant | Infrared Radiant | Infrared Radiant | Infrared Radiant | Infrared Radiant | Infrared Radiant | Infrared Radiant | Infrared Radiant | Infrared Radiant | Infrared Radiant | Infrared Radiant | Infrared Radiant | Infrared Radiant | Infrared Radiant | Infrared Radiant | Infrared Radiant | Infrared Radiant | Infrared Radiant | Infrared Radiant | Infrared Radiant | Infrared Radiant | Infrared Radiant | Infrared Radiant | Infrared Radiant | Infrared Radiant | Infrared Radiant | Infrared Radiant | Infrared Radiant | Infrared Radiant | Infrared Radiant | Infrared Radiant | Infrared Radiant | Infrared Radiant
F1_Commercial_Grocery_New_Space Heating_Natural Gas_Unit Heater_E1 | F1 | Commercial | Grocery | New | Space Heating | Natural Gas | Unit Heater | E1 | CCE | 0 | 0 | 0 | 0 | 0 | 0 | 0 | 0 | 0 | 0 | 0 | 0 | 0 | 0 | 0 | 0 | 0 | 0 | 0 | 0 | 0 | 0 | 0 | 0 | 0 | 0 | 0 | 0 | 0 | 0 | 0 | 0 | 0
F1_Commercial_Grocery_New_Space Heating_Natural Gas_Unit Heater_E2 | F1 | Commercial | Grocery | New | Space Heating | Natural Gas | Unit Heater | E2 | CCE | 2.2519 | 2.3315 | 2.1041 | 2.155 | 2.1666 | 0 | 0 | 0 | 0 | 0 | 0 | 0 | 0 | 0 | 0 | 0 | 0 | 0 | 0 | 0 | 0 | 0 | 0 | 0 | 0 | 0 | 0 | 0 | 0 | 0 | 0 | 0 | 0
F1_Commercial_Grocery_New_Space Heating_Natural Gas_Unit Heater_E3 | F1 | Commercial | Grocery | New | Space Heating | Natural Gas | Unit Heater | E3 | CCE | 0.17557 | 0.18177 | 0.16404 | 0.16801 | 0.16892 | -1.4689 | -1.4769 | -1.4849 | -1.4931 | -1.5013 | -1.5097 | -1.5181 | -1.5267 | -1.5353 | -1.544 | -1.5528 | -1.5618 | -1.5708 | -1.5799 | -1.5892 | -1.5985 | -1.6079 | -1.6175 | -1.6272 | -1.637 | -1.6469 | -1.657 | -1.6671 | -1.6774 | -1.6878 | -1.6984 | -1.709 | -1.709
F1_Commercial_Grocery_New_Space Heating_Natural Gas_Unit Heater_E4 | F1 | Commercial | Grocery | New | Space Heating | Natural Gas | Unit Heater | E4 | CCE | 0 | 0 | 0 | 0 | 0 | 0 | 0 | 0 | 0 | 0 | 0 | 0 | 0 | 0 | 0 | 0 | 0 | 0 | 0 | 0 | 0 | 0 | 0 | 0 | 0 | 0 | 0 | 0 | 0 | 0 | 0 | 0 | 0
F1_Commercial_Grocery_New_Space Heating_Natural Gas_Unit Heater_E5 | F1 | Commercial | Grocery | New | Space Heating | Natural Gas | Unit Heater | E5 | CCE | 0 | 0 | 0 | 0 | 0 | 0 | 0 | 0 | 0 | 0 | 0 | 0 | 0 | 0 | 0 | 0 | 0 | 0 | 0 | 0 | 0 | 0 | 0 | 0 | 0 | 0 | 0 | 0 | 0 | 0 | 0 | 0 | 0
F1_Commercial_Grocery_New_Space Heating_Natural Gas_Unit Heater_E6 | F1 | Commercial | Grocery | New | Space Heating | Natural Gas | Unit Heater | E6 | CCE | 0 | 0 | 0 | 0 | 0 | 0 | 0 | 0 | 0 | 0 | 0 | 0 | 0 | 0 | 0 | 0 | 0 | 0 | 0 | 0 | 0 | 0 | 0 | 0 | 0 | 0 | 0 | 0 | 0 | 0 | 0 | 0 | 0
F1_Commercial_Grocery_New_Space Heating_Natural Gas_Unit Heater_E7 | F1 | Commercial | Grocery | New | Space Heating | Natural Gas | Unit Heater | E7 | CCE | 0 | 0 | 0 | 0 | 0 | 0 | 0 | 0 | 0 | 0 | 0 | 0 | 0 | 0 | 0 | 0 | 0 | 0 | 0 | 0 | 0 | 0 | 0 | 0 | 0 | 0 | 0 | 0 | 0 | 0 | 0 | 0 | 0
F1_Commercial_Grocery_New_Space Heating_Natural Gas_Unit Heater_E8 | F1 | Commercial | Grocery | New | Space Heating | Natural Gas | Unit Heater | E8 | CCE | 0 | 0 | 0 | 0 | 0 | 0 | 0 | 0 | 0 | 0 | 0 | 0 | 0 | 0 | 0 | 0 | 0 | 0 | 0 | 0 | 0 | 0 | 0 | 0 | 0 | 0 | 0 | 0 | 0 | 0 | 0 | 0 | 0
F1_Commercial_Grocery_New_Space Heating_Natural Gas_Unit Heater_E9 | F1 | Commercial | Grocery | New | Space Heating | Natural Gas | Unit Heater | E9 | CCE | 0 | 0 | 0 | 0 | 0 | 0 | 0 | 0 | 0 | 0 | 0 | 0 | 0 | 0 | 0 | 0 | 0 | 0 | 0 | 0 | 0 | 0 | 0 | 0 | 0 | 0 | 0 | 0 | 0 | 0 | 0 | 0 | 0
F1_Commercial_Grocery_New_Space Heating_Natural Gas_Unit Heater_E10 | F1 | Commercial | Grocery | New | Space Heating | Natural Gas | Unit Heater | E10 | CCE | 0 | 0 | 0 | 0 | 0 | 0 | 0 | 0 | 0 | 0 | 0 | 0 | 0 | 0 | 0 | 0 | 0 | 0 | 0 | 0 | 0 | 0 | 0 | 0 | 0 | 0 | 0 | 0 | 0 | 0 | 0 | 0 | 0
F2_Commercial_Grocery_New_Space Heating_Natural Gas_Unit Heater_E1 | F2 | Commercial | Grocery | New | Space Heating | Natural Gas | Unit Heater | E1 | TRC BC Ratio | 1 | 1 | 1 | 1 | 1 | 0 | 0 | 0 | 0 | 0 | 0 | 0 | 0 | 0 | 0 | 0 | 0 | 0 | 0 | 0 | 0 | 0 | 0 | 0 | 0 | 0 | 0 | 0 | 0 | 0 | 0 | 0 | 0
F2_Commercial_Grocery_New_Space Heating_Natural Gas_Unit Heater_E2 | F2 | Commercial | Grocery | New | Space Heating | Natural Gas | Unit Heater | E2 | TRC BC Ratio | 0.97102 | 0.97017 | 0.97275 | 0.96494 | 0.9594 | 1 | 1 | 1 | 1 | 1 | 1 | 1 | 1 | 1 | 1 | 1 | 1 | 1 | 1 | 1 | 1 | 1 | 1 | 1 | 1 | 1 | 1 | 1 | 1 | 1 | 1 | 1 | 1
F2_Commercial_Grocery_New_Space Heating_Natural Gas_Unit Heater_E3 | F2 | Commercial | Grocery | New | Space Heating | Natural Gas | Unit Heater | E3 | TRC BC Ratio | 12.4546 | 12.4437 | 12.4768 | 12.3766 | 12.3055 | 1 | 1 | 1 | 1 | 1 | 1 | 1 | 1 | 1 | 1 | 1 | 1 | 1 | 1 | 1 | 1 | 1 | 1 | 1 | 1 | 1 | 1 | 1 | 1 | 1 | 1 | 1 | 1
F2_Commercial_Grocery_New_Space Heating_Natural Gas_Unit Heater_E4 | F2 | Commercial | Grocery | New | Space Heating | Natural Gas | Unit Heater | E4 | TRC BC Ratio | 0 | 0 | 0 | 0 | 0 | 0 | 0 | 0 | 0 | 0 | 0 | 0 | 0 | 0 | 0 | 0 | 0 | 0 | 0 | 0 | 0 | 0 | 0 | 0 | 0 | 0 | 0 | 0 | 0 | 0 | 0 | 0 | 0
F2_Commercial_Grocery_New_Space Heating_Natural Gas_Unit Heater_E5 | F2 | Commercial | Grocery | New | Space Heating | Natural Gas | Unit Heater | E5 | TRC BC Ratio | 0 | 0 | 0 | 0 | 0 | 0 | 0 | 0 | 0 | 0 | 0 | 0 | 0 | 0 | 0 | 0 | 0 | 0 | 0 | 0 | 0 | 0 | 0 | 0 | 0 | 0 | 0 | 0 | 0 | 0 | 0 | 0 | 0
F2_Commercial_Grocery_New_Space Heating_Natural Gas_Unit Heater_E6 | F2 | Commercial | Grocery | New | Space Heating | Natural Gas | Unit Heater | E6 | TRC BC Ratio | 0 | 0 | 0 | 0 | 0 | 0 | 0 | 0 | 0 | 0 | 0 | 0 | 0 | 0 | 0 | 0 | 0 | 0 | 0 | 0 | 0 | 0 | 0 | 0 | 0 | 0 | 0 | 0 | 0 | 0 | 0 | 0 | 0
F2_Commercial_Grocery_New_Space Heating_Natural Gas_Unit Heater_E7 | F2 | Commercial | Grocery | New | Space Heating | Natural Gas | Unit Heater | E7 | TRC BC Ratio | 0 | 0 | 0 | 0 | 0 | 0 | 0 | 0 | 0 | 0 | 0 | 0 | 0 | 0 | 0 | 0 | 0 | 0 | 0 | 0 | 0 | 0 | 0 | 0 | 0 | 0 | 0 | 0 | 0 | 0 | 0 | 0 | 0
F2_Commercial_Grocery_New_Space Heating_Natural Gas_Unit Heater_E8 | F2 | Commercial | Grocery | New | Space Heating | Natural Gas | Unit Heater | E8 | TRC BC Ratio | 0 | 0 | 0 | 0 | 0 | 0 | 0 | 0 | 0 | 0 | 0 | 0 | 0 | 0 | 0 | 0 | 0 | 0 | 0 | 0 | 0 | 0 | 0 | 0 | 0 | 0 | 0 | 0 | 0 | 0 | 0 | 0 | 0
F2_Commercial_Grocery_New_Space Heating_Natural Gas_Unit Heater_E9 | F2 | Commercial | Grocery | New | Space Heating | Natural Gas | Unit Heater | E9 | TRC BC Ratio | 0 | 0 | 0 | 0 | 0 | 0 | 0 | 0 | 0 | 0 | 0 | 0 | 0 | 0 | 0 | 0 | 0 | 0 | 0 | 0 | 0 | 0 | 0 | 0 | 0 | 0 | 0 | 0 | 0 | 0 | 0 | 0 | 0
F2_Commercial_Grocery_New_Space Heating_Natural Gas_Unit Heater_E10 | F2 | Commercial | Grocery | New | Space Heating | Natural Gas | Unit Heater | E10 | TRC BC Ratio | 0 | 0 | 0 | 0 | 0 | 0 | 0 | 0 | 0 | 0 | 0 | 0 | 0 | 0 | 0 | 0 | 0 | 0 | 0 | 0 | 0 | 0 | 0 | 0 | 0 | 0 | 0 | 0 | 0 | 0 | 0 | 0 | 0
F3_Commercial_Grocery_New_Space Heating_Natural Gas_Unit Heater_E1 | F3 | Commercial | Grocery | New | Space Heating | Natural Gas | Unit Heater | E1 | PACT BC Ratio | 1 | 1 | 1 | 1 | 1 | 0 | 0 | 0 | 0 | 0 | 0 | 0 | 0 | 0 | 0 | 0 | 0 | 0 | 0 | 0 | 0 | 0 | 0 | 0 | 0 | 0 | 0 | 0 | 0 | 0 | 0 | 0 | 0
F3_Commercial_Grocery_New_Space Heating_Natural Gas_Unit Heater_E2 | F3 | Commercial | Grocery | New | Space Heating | Natural Gas | Unit Heater | E2 | PACT BC Ratio | 1.2947 | 1.2936 | 1.297 | 1.2866 | 1.2792 | 1 | 1 | 1 | 1 | 1 | 1 | 1 | 1 | 1 | 1 | 1 | 1 | 1 | 1 | 1 | 1 | 1 | 1 | 1 | 1 | 1 | 1 | 1 | 1 | 1 | 1 | 1 | 1
F3_Commercial_Grocery_New_Space Heating_Natural Gas_Unit Heater_E3 | F3 | Commercial | Grocery | New | Space Heating | Natural Gas | Unit Heater | E3 | PACT BC Ratio | 16.6062 | 16.5916 | 16.6357 | 16.5021 | 16.4073 | 1 | 1 | 1 | 1 | 1 | 1 | 1 | 1 | 1 | 1 | 1 | 1 | 1 | 1 | 1 | 1 | 1 | 1 | 1 | 1 | 1 | 1 | 1 | 1 | 1 | 1 | 1 | 1
F3_Commercial_Grocery_New_Space Heating_Natural Gas_Unit Heater_E4 | F3 | Commercial | Grocery | New | Space Heating | Natural Gas | Unit Heater | E4 | PACT BC Ratio | 0 | 0 | 0 | 0 | 0 | 0 | 0 | 0 | 0 | 0 | 0 | 0 | 0 | 0 | 0 | 0 | 0 | 0 | 0 | 0 | 0 | 0 | 0 | 0 | 0 | 0 | 0 | 0 | 0 | 0 | 0 | 0 | 0
F3_Commercial_Grocery_New_Space Heating_Natural Gas_Unit Heater_E5 | F3 | Commercial | Grocery | New | Space Heating | Natural Gas | Unit Heater | E5 | PACT BC Ratio | 0 | 0 | 0 | 0 | 0 | 0 | 0 | 0 | 0 | 0 | 0 | 0 | 0 | 0 | 0 | 0 | 0 | 0 | 0 | 0 | 0 | 0 | 0 | 0 | 0 | 0 | 0 | 0 | 0 | 0 | 0 | 0 | 0
F3_Commercial_Grocery_New_Space Heating_Natural Gas_Unit Heater_E6 | F3 | Commercial | Grocery | New | Space Heating | Natural Gas | Unit Heater | E6 | PACT BC Ratio | 0 | 0 | 0 | 0 | 0 | 0 | 0 | 0 | 0 | 0 | 0 | 0 | 0 | 0 | 0 | 0 | 0 | 0 | 0 | 0 | 0 | 0 | 0 | 0 | 0 | 0 | 0 | 0 | 0 | 0 | 0 | 0 | 0
F3_Commercial_Grocery_New_Space Heating_Natural Gas_Unit Heater_E7 | F3 | Commercial | Grocery | New | Space Heating | Natural Gas | Unit Heater | E7 | PACT BC Ratio | 0 | 0 | 0 | 0 | 0 | 0 | 0 | 0 | 0 | 0 | 0 | 0 | 0 | 0 | 0 | 0 | 0 | 0 | 0 | 0 | 0 | 0 | 0 | 0 | 0 | 0 | 0 | 0 | 0 | 0 | 0 | 0 | 0
F3_Commercial_Grocery_New_Space Heating_Natural Gas_Unit Heater_E8 | F3 | Commercial | Grocery | New | Space Heating | Natural Gas | Unit Heater | E8 | PACT BC Ratio | 0 | 0 | 0 | 0 | 0 | 0 | 0 | 0 | 0 | 0 | 0 | 0 | 0 | 0 | 0 | 0 | 0 | 0 | 0 | 0 | 0 | 0 | 0 | 0 | 0 | 0 | 0 | 0 | 0 | 0 | 0 | 0 | 0
F3_Commercial_Grocery_New_Space Heating_Natural Gas_Unit Heater_E9 | F3 | Commercial | Grocery | New | Space Heating | Natural Gas | Unit Heater | E9 | PACT BC Ratio | 0 | 0 | 0 | 0 | 0 | 0 | 0 | 0 | 0 | 0 | 0 | 0 | 0 | 0 | 0 | 0 | 0 | 0 | 0 | 0 | 0 | 0 | 0 | 0 | 0 | 0 | 0 | 0 | 0 | 0 | 0 | 0 | 0
F3_Commercial_Grocery_New_Space Heating_Natural Gas_Unit Heater_E10 | F3 | Commercial | Grocery | New | Space Heating | Natural Gas | Unit Heater | E10 | PACT BC Ratio | 0 | 0 | 0 | 0 | 0 | 0 | 0 | 0 | 0 | 0 | 0 | 0 | 0 | 0 | 0 | 0 | 0 | 0 | 0 | 0 | 0 | 0 | 0 | 0 | 0 | 0 | 0 | 0 | 0 | 0 | 0 | 0 | 0
F4_Commercial_Grocery_New_Space Heating_Natural Gas_Unit Heater_E1 | F4 | Commercial | Grocery | New | Space Heating | Natural Gas | Unit Heater | E1 | RVT BC Ratio | 1 | 1 | 1 | 1 | 1 | 0 | 0 | 0 | 0 | 0 | 0 | 0 | 0 | 0 | 0 | 0 | 0 | 0 | 0 | 0 | 0 | 0 | 0 | 0 | 0 | 0 | 0 | 0 | 0 | 0 | 0 | 0 | 0
F4_Commercial_Grocery_New_Space Heating_Natural Gas_Unit Heater_E2 | F4 | Commercial | Grocery | New | Space Heating | Natural Gas | Unit Heater | E2 | RVT BC Ratio | 2.096 | 2.0948 | 2.0985 | 2.0873 | 2.0793 | 1 | 1 | 1 | 1 | 1 | 1 | 1 | 1 | 1 | 1 | 1 | 1 | 1 | 1 | 1 | 1 | 1 | 1 | 1 | 1 | 1 | 1 | 1 | 1 | 1 | 1 | 1 | 1
F4_Commercial_Grocery_New_Space Heating_Natural Gas_Unit Heater_E3 | F4 | Commercial | Grocery | New | Space Heating | Natural Gas | Unit Heater | E3 | RVT BC Ratio | 18.6057 | 18.59 | 18.6376 | 18.4936 | 18.3913 | 1 | 1 | 1 | 1 | 1 | 1 | 1 | 1 | 1 | 1 | 1 | 1 | 1 | 1 | 1 | 1 | 1 | 1 | 1 | 1 | 1 | 1 | 1 | 1 | 1 | 1 | 1 | 1
F4_Commercial_Grocery_New_Space Heating_Natural Gas_Unit Heater_E4 | F4 | Commercial | Grocery | New | Space Heating | Natural Gas | Unit Heater | E4 | RVT BC Ratio | 0 | 0 | 0 | 0 | 0 | 0 | 0 | 0 | 0 | 0 | 0 | 0 | 0 | 0 | 0 | 0 | 0 | 0 | 0 | 0 | 0 | 0 | 0 | 0 | 0 | 0 | 0 | 0 | 0 | 0 | 0 | 0 | 0
F4_Commercial_Grocery_New_Space Heating_Natural Gas_Unit Heater_E5 | F4 | Commercial | Grocery | New | Space Heating | Natural Gas | Unit Heater | E5 | RVT BC Ratio | 0 | 0 | 0 | 0 | 0 | 0 | 0 | 0 | 0 | 0 | 0 | 0 | 0 | 0 | 0 | 0 | 0 | 0 | 0 | 0 | 0 | 0 | 0 | 0 | 0 | 0 | 0 | 0 | 0 | 0 | 0 | 0 | 0
F4_Commercial_Grocery_New_Space Heating_Natural Gas_Unit Heater_E6 | F4 | Commercial | Grocery | New | Space Heating | Natural Gas | Unit Heater | E6 | RVT BC Ratio | 0 | 0 | 0 | 0 | 0 | 0 | 0 | 0 | 0 | 0 | 0 | 0 | 0 | 0 | 0 | 0 | 0 | 0 | 0 | 0 | 0 | 0 | 0 | 0 | 0 | 0 | 0 | 0 | 0 | 0 | 0 | 0 | 0
F4_Commercial_Grocery_New_Space Heating_Natural Gas_Unit Heater_E7 | F4 | Commercial | Grocery | New | Space Heating | Natural Gas | Unit Heater | E7 | RVT BC Ratio | 0 | 0 | 0 | 0 | 0 | 0 | 0 | 0 | 0 | 0 | 0 | 0 | 0 | 0 | 0 | 0 | 0 | 0 | 0 | 0 | 0 | 0 | 0 | 0 | 0 | 0 | 0 | 0 | 0 | 0 | 0 | 0 | 0
F4_Commercial_Grocery_New_Space Heating_Natural Gas_Unit Heater_E8 | F4 | Commercial | Grocery | New | Space Heating | Natural Gas | Unit Heater | E8 | RVT BC Ratio | 0 | 0 | 0 | 0 | 0 | 0 | 0 | 0 | 0 | 0 | 0 | 0 | 0 | 0 | 0 | 0 | 0 | 0 | 0 | 0 | 0 | 0 | 0 | 0 | 0 | 0 | 0 | 0 | 0 | 0 | 0 | 0 | 0
F4_Commercial_Grocery_New_Space Heating_Natural Gas_Unit Heater_E9 | F4 | Commercial | Grocery | New | Space Heating | Natural Gas | Unit Heater | E9 | RVT BC Ratio | 0 | 0 | 0 | 0 | 0 | 0 | 0 | 0 | 0 | 0 | 0 | 0 | 0 | 0 | 0 | 0 | 0 | 0 | 0 | 0 | 0 | 0 | 0 | 0 | 0 | 0 | 0 | 0 | 0 | 0 | 0 | 0 | 0
F4_Commercial_Grocery_New_Space Heating_Natural Gas_Unit Heater_E10 | F4 | Commercial | Grocery | New | Space Heating | Natural Gas | Unit Heater | E10 | RVT BC Ratio | 0 | 0 | 0 | 0 | 0 | 0 | 0 | 0 | 0 | 0 | 0 | 0 | 0 | 0 | 0 | 0 | 0 | 0 | 0 | 0 | 0 | 0 | 0 | 0 | 0 | 0 | 0 | 0 | 0 | 0 | 0 | 0 | 0
F5_Commercial_Grocery_New_Space Heating_Natural Gas_Unit Heater_E1 | F5 | Commercial | Grocery | New | Space Heating | Natural Gas | Unit Heater | E1 | RIM BC Ratio | 1 | 1 | 1 | 1 | 1 | 0 | 0 | 0 | 0 | 0 | 0 | 0 | 0 | 0 | 0 | 0 | 0 | 0 | 0 | 0 | 0 | 0 | 0 | 0 | 0 | 0 | 0 | 0 | 0 | 0 | 0 | 0 | 0
F5_Commercial_Grocery_New_Space Heating_Natural Gas_Unit Heater_E2 | F5 | Commercial | Grocery | New | Space Heating | Natural Gas | Unit Heater | E2 | RIM BC Ratio | 0.5075 | 0.50732 | 0.50785 | 0.50625 | 0.5051 | 1 | 1 | 1 | 1 | 1 | 1 | 1 | 1 | 1 | 1 | 1 | 1 | 1 | 1 | 1 | 1 | 1 | 1 | 1 | 1 | 1 | 1 | 1 | 1 | 1 | 1 | 1 | 1
F5_Commercial_Grocery_New_Space Heating_Natural Gas_Unit Heater_E3 | F5 | Commercial | Grocery | New | Space Heating | Natural Gas | Unit Heater | E3 | RIM BC Ratio | 0.79473 | 0.7947 | 0.7948 | 0.79449 | 0.79427 | 1 | 1 | 1 | 1 | 1 | 1 | 1 | 1 | 1 | 1 | 1 | 1 | 1 | 1 | 1 | 1 | 1 | 1 | 1 | 1 | 1 | 1 | 1 | 1 | 1 | 1 | 1 | 1
F5_Commercial_Grocery_New_Space Heating_Natural Gas_Unit Heater_E4 | F5 | Commercial | Grocery | New | Space Heating | Natural Gas | Unit Heater | E4 | RIM BC Ratio | 0 | 0 | 0 | 0 | 0 | 0 | 0 | 0 | 0 | 0 | 0 | 0 | 0 | 0 | 0 | 0 | 0 | 0 | 0 | 0 | 0 | 0 | 0 | 0 | 0 | 0 | 0 | 0 | 0 | 0 | 0 | 0 | 0
F5_Commercial_Grocery_New_Space Heating_Natural Gas_Unit Heater_E5 | F5 | Commercial | Grocery | New | Space Heating | Natural Gas | Unit Heater | E5 | RIM BC Ratio | 0 | 0 | 0 | 0 | 0 | 0 | 0 | 0 | 0 | 0 | 0 | 0 | 0 | 0 | 0 | 0 | 0 | 0 | 0 | 0 | 0 | 0 | 0 | 0 | 0 | 0 | 0 | 0 | 0 | 0 | 0 | 0 | 0
F5_Commercial_Grocery_New_Space Heating_Natural Gas_Unit Heater_E6 | F5 | Commercial | Grocery | New | Space Heating | Natural Gas | Unit Heater | E6 | RIM BC Ratio | 0 | 0 | 0 | 0 | 0 | 0 | 0 | 0 | 0 | 0 | 0 | 0 | 0 | 0 | 0 | 0 | 0 | 0 | 0 | 0 | 0 | 0 | 0 | 0 | 0 | 0 | 0 | 0 | 0 | 0 | 0 | 0 | 0
F5_Commercial_Grocery_New_Space Heating_Natural Gas_Unit Heater_E7 | F5 | Commercial | Grocery | New | Space Heating | Natural Gas | Unit Heater | E7 | RIM BC Ratio | 0 | 0 | 0 | 0 | 0 | 0 | 0 | 0 | 0 | 0 | 0 | 0 | 0 | 0 | 0 | 0 | 0 | 0 | 0 | 0 | 0 | 0 | 0 | 0 | 0 | 0 | 0 | 0 | 0 | 0 | 0 | 0 | 0
F5_Commercial_Grocery_New_Space Heating_Natural Gas_Unit Heater_E8 | F5 | Commercial | Grocery | New | Space Heating | Natural Gas | Unit Heater | E8 | RIM BC Ratio | 0 | 0 | 0 | 0 | 0 | 0 | 0 | 0 | 0 | 0 | 0 | 0 | 0 | 0 | 0 | 0 | 0 | 0 | 0 | 0 | 0 | 0 | 0 | 0 | 0 | 0 | 0 | 0 | 0 | 0 | 0 | 0 | 0
F5_Commercial_Grocery_New_Space Heating_Natural Gas_Unit Heater_E9 | F5 | Commercial | Grocery | New | Space Heating | Natural Gas | Unit Heater | E9 | RIM BC Ratio | 0 | 0 | 0 | 0 | 0 | 0 | 0 | 0 | 0 | 0 | 0 | 0 | 0 | 0 | 0 | 0 | 0 | 0 | 0 | 0 | 0 | 0 | 0 | 0 | 0 | 0 | 0 | 0 | 0 | 0 | 0 | 0 | 0
F5_Commercial_Grocery_New_Space Heating_Natural Gas_Unit Heater_E10 | F5 | Commercial | Grocery | New | Space Heating | Natural Gas | Unit Heater | E10 | RIM BC Ratio | 0 | 0 | 0 | 0 | 0 | 0 | 0 | 0 | 0 | 0 | 0 | 0 | 0 | 0 | 0 | 0 | 0 | 0 | 0 | 0 | 0 | 0 | 0 | 0 | 0 | 0 | 0 | 0 | 0 | 0 | 0 | 0 | 0
F0_Commercial_Grocery_New_Water Heating_Natural Gas_Water Heater_E0 | F0 | Commercial | Grocery | New | Water Heating | Natural Gas | Water Heater | E0 | Economic Unit | Gas-Fired Absorption HPWH | Gas-Fired Absorption HPWH | Gas-Fired Absorption HPWH | Gas-Fired Absorption HPWH | Gas-Fired Absorption HPWH | Gas-Fired Absorption HPWH | Gas-Fired Absorption HPWH | Gas-Fired Absorption HPWH | Gas-Fired Absorption HPWH | Gas-Fired Absorption HPWH | Gas-Fired Absorption HPWH | Gas-Fired Absorption HPWH | Gas-Fired Absorption HPWH | Gas-Fired Absorption HPWH | Gas-Fired Absorption HPWH | Gas-Fired Absorption HPWH | Gas-Fired Absorption HPWH | Gas-Fired Absorption HPWH | Gas-Fired Absorption HPWH | Gas-Fired Absorption HPWH | Gas-Fired Absorption HPWH | Gas-Fired Absorption HPWH | Gas-Fired Absorption HPWH | Gas-Fired Absorption HPWH | Gas-Fired Absorption HPWH | Gas-Fired Absorption HPWH | Gas-Fired Absorption HPWH | Gas-Fired Absorption HPWH | Gas-Fired Absorption HPWH | Gas-Fired Absorption HPWH | Gas-Fired Absorption HPWH | Gas-Fired Absorption HPWH | Gas-Fired Absorption HPWH
F1_Commercial_Grocery_New_Water Heating_Natural Gas_Water Heater_E1 | F1 | Commercial | Grocery | New | Water Heating | Natural Gas | Water Heater | E1 | CCE | 0 | 0 | 0 | 0 | 0 | 0 | 0 | 0 | 0 | 0 | 0 | 0 | 0 | 0 | 0 | 0 | 0 | 0 | 0 | 0 | 0 | 0 | 0 | 0 | 0 | 0 | 0 | 0 | 0 | 0 | 0 | 0 | 0
F1_Commercial_Grocery_New_Water Heating_Natural Gas_Water Heater_E2 | F1 | Commercial | Grocery | New | Water Heating | Natural Gas | Water Heater | E2 | CCE | -0.0024791 | -0.0025667 | -0.0023041 | -0.0023473 | -0.0023473 | -0.0023473 | -0.0023473 | -0.0023473 | -0.0023473 | -0.0023473 | -0.0023473 | -0.0023473 | -0.0023473 | -0.0023473 | -0.0023473 | -0.0023473 | -0.0023473 | -0.0023473 | -0.0023473 | -0.0023473 | -0.0023473 | -0.0023473 | -0.0023473 | -0.0023473 | -0.0023473 | -0.0023473 | -0.0023473 | -0.0023473 | -0.0023473 | -0.0023473 | -0.0023473 | -0.0023473 | -0.0023473
F1_Commercial_Grocery_New_Water Heating_Natural Gas_Water Heater_E3 | F1 | Commercial | Grocery | New | Water Heating | Natural Gas | Water Heater | E3 | CCE | 0.019389 | 0.020074 | 0.01802 | 0.018358 | 0.018358 | 0.018358 | 0.018358 | 0.018358 | 0.018358 | 0.018358 | 0.018358 | 0.018358 | 0.018358 | 0.018358 | 0.018358 | 0.018358 | 0.018358 | 0.018358 | 0.018358 | 0.018358 | 0.018358 | 0.018358 | 0.018358 | 0.018358 | 0.018358 | 0.018358 | 0.018358 | 0.018358 | 0.018358 | 0.018358 | 0.018358 | 0.018358 | 0.018358
F1_Commercial_Grocery_New_Water Heating_Natural Gas_Water Heater_E4 | F1 | Commercial | Grocery | New | Water Heating | Natural Gas | Water Heater | E4 | CCE | 0.023875 | 0.024719 | 0.02219 | 0.022606 | 0.022606 | 0.022606 | 0.022606 | 0.022606 | 0.022606 | 0.022606 | 0.022606 | 0.022606 | 0.022606 | 0.022606 | 0.022606 | 0.022606 | 0.022606 | 0.022606 | 0.022606 | 0.022606 | 0.022606 | 0.022606 | 0.022606 | 0.022606 | 0.022606 | 0.022606 | 0.022606 | 0.022606 | 0.022606 | 0.022606 | 0.022606 | 0.022606 | 0.022606
F1_Commercial_Grocery_New_Water Heating_Natural Gas_Water Heater_E5 | F1 | Commercial | Grocery | New | Water Heating | Natural Gas | Water Heater | E5 | CCE | 0.037508 | 0.038834 | 0.034861 | 0.035514 | 0.035514 | 0.035514 | 0.035514 | 0.035514 | 0.035514 | 0.035514 | 0.035514 | 0.035514 | 0.035514 | 0.035514 | 0.035514 | 0.035514 | 0.035514 | 0.035514 | 0.035514 | 0.035514 | 0.035514 | 0.035514 | 0.035514 | 0.035514 | 0.035514 | 0.035514 | 0.035514 | 0.035514 | 0.035514 | 0.035514 | 0.035514 | 0.035514 | 0.035514
F1_Commercial_Grocery_New_Water Heating_Natural Gas_Water Heater_E6 | F1 | Commercial | Grocery | New | Water Heating | Natural Gas | Water Heater | E6 | CCE | -0.083996 | -0.086964 | -0.078066 | -0.07953 | -0.07953 | -0.07953 | -0.07953 | -0.07953 | -0.07953 | -0.07953 | -0.07953 | -0.07953 | -0.07953 | -0.07953 | -0.07953 | -0.07953 | -0.07953 | -0.07953 | -0.07953 | -0.07953 | -0.07953 | -0.07953 | -0.07953 | -0.07953 | -0.07953 | -0.07953 | -0.07953 | -0.07953 | -0.07953 | -0.07953 | -0.07953 | -0.07953 | -0.07953
F1_Commercial_Grocery_New_Water Heating_Natural Gas_Water Heater_E7 | F1 | Commercial | Grocery | New | Water Heating | Natural Gas | Water Heater | E7 | CCE | -0.062818 | -0.065038 | -0.058383 | -0.059477 | -0.059477 | -0.059477 | -0.059477 | -0.059477 | -0.059477 | -0.059477 | -0.059477 | -0.059477 | -0.059477 | -0.059477 | -0.059477 | -0.059477 | -0.059477 | -0.059477 | -0.059477 | -0.059477 | -0.059477 | -0.059477 | -0.059477 | -0.059477 | -0.059477 | -0.059477 | -0.059477 | -0.059477 | -0.059477 | -0.059477 | -0.059477 | -0.059477 | -0.059477
F1_Commercial_Grocery_New_Water Heating_Natural Gas_Water Heater_E8 | F1 | Commercial | Grocery | New | Water Heating | Natural Gas | Water Heater | E8 | CCE | 0 | 0 | 0 | 0 | 0 | 0 | 0 | 0 | 0 | 0 | 0 | 0 | 0 | 0 | 0 | 0 | 0 | 0 | 0 | 0 | 0 | 0 | 0 | 0 | 0 | 0 | 0 | 0 | 0 | 0 | 0 | 0 | 0
F1_Commercial_Grocery_New_Water Heating_Natural Gas_Water Heater_E9 | F1 | Commercial | Grocery | New | Water Heating | Natural Gas | Water Heater | E9 | CCE | 0 | 0 | 0 | 0 | 0 | 0 | 0 | 0 | 0 | 0 | 0 | 0 | 0 | 0 | 0 | 0 | 0 | 0 | 0 | 0 | 0 | 0 | 0 | 0 | 0 | 0 | 0 | 0 | 0 | 0 | 0 | 0 | 0
F1_Commercial_Grocery_New_Water Heating_Natural Gas_Water Heater_E10 | F1 | Commercial | Grocery | New | Water Heating | Natural Gas | Water Heater | E10 | CCE | 0 | 0 | 0 | 0 | 0 | 0 | 0 | 0 | 0 | 0 | 0 | 0 | 0 | 0 | 0 | 0 | 0 | 0 | 0 | 0 | 0 | 0 | 0 | 0 | 0 | 0 | 0 | 0 | 0 | 0 | 0 | 0 | 0
F2_Commercial_Grocery_New_Water Heating_Natural Gas_Water Heater_E1 | F2 | Commercial | Grocery | New | Water Heating | Natural Gas | Water Heater | E1 | TRC BC Ratio | bar: 2019 to 2051
F2_Commercial_Grocery_New_Water Heating_Natural Gas_Water Heater_E2 | F2 | Commercial | Grocery | New | Water Heating | Natural Gas | Water Heater | E2 | TRC BC Ratio | bar: 2019 to 2051
F2_Commercial_Grocery_New_Water Heating_Natural Gas_Water Heater_E3 | F2 | Commercial | Grocery | New | Water Heating | Natural Gas | Water Heater | E3 | TRC BC Ratio | 66.6917 | 66.5918 | 66.8384 | 66.2752 | 65.9179 | 66.1926 | 67.0235 | 67.6809 | 68.4964 | 69.2666 | 70.0372 | 70.7446 | 71.5055 | 72.2993 | 73.0593 | 73.8334 | 74.6193 | 75.4763 | 76.3666 | 77.3074 | 78.2356 | 79.2028 | 80.101 | 81.0281 | 81.8493 | 82.563 | 83.2105 | 83.772 | 84.2103 | 84.5719 | 84.7737 | 84.9088 | 84.9088
F2_Commercial_Grocery_New_Water Heating_Natural Gas_Water Heater_E4 | F2 | Commercial | Grocery | New | Water Heating | Natural Gas | Water Heater | E4 | TRC BC Ratio | 54.1602 | 54.0791 | 54.2794 | 53.822 | 53.5318 | 53.7549 | 54.4297 | 54.9635 | 55.6258 | 56.2513 | 56.8771 | 57.4516 | 58.0695 | 58.7142 | 59.3313 | 59.96 | 60.5982 | 61.2941 | 62.0172 | 62.7813 | 63.535 | 64.3205 | 65.0499 | 65.8028 | 66.4697 | 67.0493 | 67.5751 | 68.0311 | 68.3871 | 68.6807 | 68.8446 | 68.9543 | 68.9543
F2_Commercial_Grocery_New_Water Heating_Natural Gas_Water Heater_E5 | F2 | Commercial | Grocery | New | Water Heating | Natural Gas | Water Heater | E5 | TRC BC Ratio | 34.4747 | 34.423 | 34.5505 | 34.2594 | 34.0747 | 34.2167 | 34.6462 | 34.986 | 35.4076 | 35.8057 | 36.2041 | 36.5697 | 36.9631 | 37.3734 | 37.7663 | 38.1664 | 38.5727 | 39.0157 | 39.4759 | 39.9623 | 40.442 | 40.942 | 41.4063 | 41.8856 | 42.31 | 42.679 | 43.0137 | 43.304 | 43.5305 | 43.7175 | 43.8217 | 43.8916 | 43.8916
F2_Commercial_Grocery_New_Water Heating_Natural Gas_Water Heater_E6 | F2 | Commercial | Grocery | New | Water Heating | Natural Gas | Water Heater | E6 | TRC BC Ratio | bar: 2019 to 2051
F2_Commercial_Grocery_New_Water Heating_Natural Gas_Water Heater_E7 | F2 | Commercial | Grocery | New | Water Heating | Natural Gas | Water Heater | E7 | TRC BC Ratio | bar: 2019 to 2051
F2_Commercial_Grocery_New_Water Heating_Natural Gas_Water Heater_E8 | F2 | Commercial | Grocery | New | Water Heating | Natural Gas | Water Heater | E8 | TRC BC Ratio | 0 | 0 | 0 | 0 | 0 | 0 | 0 | 0 | 0 | 0 | 0 | 0 | 0 | 0 | 0 | 0 | 0 | 0 | 0 | 0 | 0 | 0 | 0 | 0 | 0 | 0 | 0 | 0 | 0 | 0 | 0 | 0 | 0
F2_Commercial_Grocery_New_Water Heating_Natural Gas_Water Heater_E9 | F2 | Commercial | Grocery | New | Water Heating | Natural Gas | Water Heater | E9 | TRC BC Ratio | 0 | 0 | 0 | 0 | 0 | 0 | 0 | 0 | 0 | 0 | 0 | 0 | 0 | 0 | 0 | 0 | 0 | 0 | 0 | 0 | 0 | 0 | 0 | 0 | 0 | 0 | 0 | 0 | 0 | 0 | 0 | 0 | 0
F2_Commercial_Grocery_New_Water Heating_Natural Gas_Water Heater_E10 | F2 | Commercial | Grocery | New | Water Heating | Natural Gas | Water Heater | E10 | TRC BC Ratio | 0 | 0 | 0 | 0 | 0 | 0 | 0 | 0 | 0 | 0 | 0 | 0 | 0 | 0 | 0 | 0 | 0 | 0 | 0 | 0 | 0 | 0 | 0 | 0 | 0 | 0 | 0 | 0 | 0 | 0 | 0 | 0 | 0
F3_Commercial_Grocery_New_Water Heating_Natural Gas_Water Heater_E1 | F3 | Commercial | Grocery | New | Water Heating | Natural Gas | Water Heater | E1 | PACT BC Ratio | bar: 2019 to 2051
F3_Commercial_Grocery_New_Water Heating_Natural Gas_Water Heater_E2 | F3 | Commercial | Grocery | New | Water Heating | Natural Gas | Water Heater | E2 | PACT BC Ratio | bar: 2019 to 2051
F3_Commercial_Grocery_New_Water Heating_Natural Gas_Water Heater_E3 | F3 | Commercial | Grocery | New | Water Heating | Natural Gas | Water Heater | E3 | PACT BC Ratio | 88.9223 | 88.789 | 89.1179 | 88.3669 | 87.8905 | 88.2568 | 89.3647 | 90.2412 | 91.3285 | 92.3554 | 93.3829 | 94.3261 | 95.3407 | 96.3991 | 97.4124 | 98.4445 | 99.4924 | 100.635 | 101.8221 | 103.0766 | 104.3141 | 105.6038 | 106.8013 | 108.0375 | 109.1324 | 110.084 | 110.9473 | 111.696 | 112.2804 | 112.7626 | 113.0316 | 113.2117 | 113.2117
F3_Commercial_Grocery_New_Water Heating_Natural Gas_Water Heater_E4 | F3 | Commercial | Grocery | New | Water Heating | Natural Gas | Water Heater | E4 | PACT BC Ratio | 72.2136 | 72.1054 | 72.3725 | 71.7627 | 71.3757 | 71.6732 | 72.5729 | 73.2847 | 74.1677 | 75.0017 | 75.8361 | 76.6021 | 77.426 | 78.2856 | 79.1084 | 79.9466 | 80.7976 | 81.7255 | 82.6896 | 83.7083 | 84.7133 | 85.7606 | 86.7332 | 87.7371 | 88.6262 | 89.3991 | 90.1001 | 90.7082 | 91.1828 | 91.5743 | 91.7927 | 91.939 | 91.939
F3_Commercial_Grocery_New_Water Heating_Natural Gas_Water Heater_E5 | F3 | Commercial | Grocery | New | Water Heating | Natural Gas | Water Heater | E5 | PACT BC Ratio | 45.9663 | 45.8974 | 46.0674 | 45.6792 | 45.4329 | 45.6223 | 46.195 | 46.648 | 47.2101 | 47.741 | 48.2721 | 48.7597 | 49.2841 | 49.8312 | 50.355 | 50.8886 | 51.4302 | 52.0209 | 52.6345 | 53.283 | 53.9227 | 54.5894 | 55.2084 | 55.8474 | 56.4134 | 56.9053 | 57.3516 | 57.7386 | 58.0407 | 58.2899 | 58.429 | 58.5221 | 58.5221
F3_Commercial_Grocery_New_Water Heating_Natural Gas_Water Heater_E6 | F3 | Commercial | Grocery | New | Water Heating | Natural Gas | Water Heater | E6 | PACT BC Ratio | bar: 2019 to 2051
F3_Commercial_Grocery_New_Water Heating_Natural Gas_Water Heater_E7 | F3 | Commercial | Grocery | New | Water Heating | Natural Gas | Water Heater | E7 | PACT BC Ratio | bar: 2019 to 2051
F3_Commercial_Grocery_New_Water Heating_Natural Gas_Water Heater_E8 | F3 | Commercial | Grocery | New | Water Heating | Natural Gas | Water Heater | E8 | PACT BC Ratio | 0 | 0 | 0 | 0 | 0 | 0 | 0 | 0 | 0 | 0 | 0 | 0 | 0 | 0 | 0 | 0 | 0 | 0 | 0 | 0 | 0 | 0 | 0 | 0 | 0 | 0 | 0 | 0 | 0 | 0 | 0 | 0 | 0
F3_Commercial_Grocery_New_Water Heating_Natural Gas_Water Heater_E9 | F3 | Commercial | Grocery | New | Water Heating | Natural Gas | Water Heater | E9 | PACT BC Ratio | 0 | 0 | 0 | 0 | 0 | 0 | 0 | 0 | 0 | 0 | 0 | 0 | 0 | 0 | 0 | 0 | 0 | 0 | 0 | 0 | 0 | 0 | 0 | 0 | 0 | 0 | 0 | 0 | 0 | 0 | 0 | 0 | 0
F3_Commercial_Grocery_New_Water Heating_Natural Gas_Water Heater_E10 | F3 | Commercial | Grocery | New | Water Heating | Natural Gas | Water Heater | E10 | PACT BC Ratio | 0 | 0 | 0 | 0 | 0 | 0 | 0 | 0 | 0 | 0 | 0 | 0 | 0 | 0 | 0 | 0 | 0 | 0 | 0 | 0 | 0 | 0 | 0 | 0 | 0 | 0 | 0 | 0 | 0 | 0 | 0 | 0 | 0
F4_Commercial_Grocery_New_Water Heating_Natural Gas_Water Heater_E1 | F4 | Commercial | Grocery | New | Water Heating | Natural Gas | Water Heater | E1 | RVT BC Ratio | bar: 2019 to 2051
F4_Commercial_Grocery_New_Water Heating_Natural Gas_Water Heater_E2 | F4 | Commercial | Grocery | New | Water Heating | Natural Gas | Water Heater | E2 | RVT BC Ratio | bar: 2019 to 2051
F4_Commercial_Grocery_New_Water Heating_Natural Gas_Water Heater_E3 | F4 | Commercial | Grocery | New | Water Heating | Natural Gas | Water Heater | E3 | RVT BC Ratio | 96.5812 | 96.4376 | 96.7921 | 95.9824 | 95.4687 | 95.8637 | 97.0583 | 98.0033 | 99.1757 | 100.283 | 101.3909 | 102.408 | 103.5019 | 104.6432 | 105.7358 | 106.8486 | 107.9785 | 109.2106 | 110.4906 | 111.8432 | 113.1776 | 114.5682 | 115.8594 | 117.1923 | 118.3729 | 119.3991 | 120.3299 | 121.1372 | 121.7674 | 122.2872 | 122.5773 | 122.7715 | 122.7715
F4_Commercial_Grocery_New_Water Heating_Natural Gas_Water Heater_E4 | F4 | Commercial | Grocery | New | Water Heating | Natural Gas | Water Heater | E4 | RVT BC Ratio | 78.565 | 78.4483 | 78.7363 | 78.0787 | 77.6615 | 77.9822 | 78.9524 | 79.7198 | 80.672 | 81.5712 | 82.4709 | 83.2969 | 84.1852 | 85.1121 | 85.9994 | 86.9031 | 87.8207 | 88.8212 | 89.8607 | 90.9592 | 92.0429 | 93.1721 | 94.2208 | 95.3032 | 96.262 | 97.0953 | 97.8512 | 98.5069 | 99.0186 | 99.4408 | 99.6763 | 99.8341 | 99.8341
F4_Commercial_Grocery_New_Water Heating_Natural Gas_Water Heater_E5 | F4 | Commercial | Grocery | New | Water Heating | Natural Gas | Water Heater | E5 | RVT BC Ratio | 50.2635 | 50.1893 | 50.3726 | 49.954 | 49.6884 | 49.8926 | 50.5101 | 50.9986 | 51.6047 | 52.1771 | 52.7498 | 53.2755 | 53.841 | 54.431 | 54.9957 | 55.571 | 56.1551 | 56.792 | 57.4536 | 58.1529 | 58.8426 | 59.5615 | 60.2289 | 60.918 | 61.5282 | 62.0587 | 62.5398 | 62.9572 | 63.2829 | 63.5516 | 63.7016 | 63.802 | 63.802
F4_Commercial_Grocery_New_Water Heating_Natural Gas_Water Heater_E6 | F4 | Commercial | Grocery | New | Water Heating | Natural Gas | Water Heater | E6 | RVT BC Ratio | bar: 2019 to 2051
F4_Commercial_Grocery_New_Water Heating_Natural Gas_Water Heater_E7 | F4 | Commercial | Grocery | New | Water Heating | Natural Gas | Water Heater | E7 | RVT BC Ratio | bar: 2019 to 2051
F4_Commercial_Grocery_New_Water Heating_Natural Gas_Water Heater_E8 | F4 | Commercial | Grocery | New | Water Heating | Natural Gas | Water Heater | E8 | RVT BC Ratio | 0 | 0 | 0 | 0 | 0 | 0 | 0 | 0 | 0 | 0 | 0 | 0 | 0 | 0 | 0 | 0 | 0 | 0 | 0 | 0 | 0 | 0 | 0 | 0 | 0 | 0 | 0 | 0 | 0 | 0 | 0 | 0 | 0
F4_Commercial_Grocery_New_Water Heating_Natural Gas_Water Heater_E9 | F4 | Commercial | Grocery | New | Water Heating | Natural Gas | Water Heater | E9 | RVT BC Ratio | 0 | 0 | 0 | 0 | 0 | 0 | 0 | 0 | 0 | 0 | 0 | 0 | 0 | 0 | 0 | 0 | 0 | 0 | 0 | 0 | 0 | 0 | 0 | 0 | 0 | 0 | 0 | 0 | 0 | 0 | 0 | 0 | 0
F4_Commercial_Grocery_New_Water Heating_Natural Gas_Water Heater_E10 | F4 | Commercial | Grocery | New | Water Heating | Natural Gas | Water Heater | E10 | RVT BC Ratio | 0 | 0 | 0 | 0 | 0 | 0 | 0 | 0 | 0 | 0 | 0 | 0 | 0 | 0 | 0 | 0 | 0 | 0 | 0 | 0 | 0 | 0 | 0 | 0 | 0 | 0 | 0 | 0 | 0 | 0 | 0 | 0 | 0
F5_Commercial_Grocery_New_Water Heating_Natural Gas_Water Heater_E1 | F5 | Commercial | Grocery | New | Water Heating | Natural Gas | Water Heater | E1 | RIM BC Ratio | bar: 2019 to 2051
F5_Commercial_Grocery_New_Water Heating_Natural Gas_Water Heater_E2 | F5 | Commercial | Grocery | New | Water Heating | Natural Gas | Water Heater | E2 | RIM BC Ratio | bar: 2019 to 2051
F5_Commercial_Grocery_New_Water Heating_Natural Gas_Water Heater_E3 | F5 | Commercial | Grocery | New | Water Heating | Natural Gas | Water Heater | E3 | RIM BC Ratio | 0.82692 | 0.82691 | 0.82693 | 0.82687 | 0.82683 | 0.82686 | 0.82696 | 0.82703 | 0.82712 | 0.8272 | 0.82728 | 0.82736 | 0.82744 | 0.82751 | 0.82759 | 0.82766 | 0.82773 | 0.82781 | 0.82789 | 0.82797 | 0.82805 | 0.82813 | 0.82821 | 0.82828 | 0.82834 | 0.8284 | 0.82845 | 0.82849 | 0.82852 | 0.82855 | 0.82856 | 0.82857 | 0.82857
F5_Commercial_Grocery_New_Water Heating_Natural Gas_Water Heater_E4 | F5 | Commercial | Grocery | New | Water Heating | Natural Gas | Water Heater | E4 | RIM BC Ratio | 0.82514 | 0.82513 | 0.82516 | 0.82508 | 0.82503 | 0.82507 | 0.82519 | 0.82528 | 0.82539 | 0.82549 | 0.82559 | 0.82568 | 0.82578 | 0.82587 | 0.82596 | 0.82605 | 0.82614 | 0.82624 | 0.82634 | 0.82644 | 0.82654 | 0.82663 | 0.82672 | 0.82681 | 0.82689 | 0.82696 | 0.82702 | 0.82707 | 0.82711 | 0.82714 | 0.82716 | 0.82717 | 0.82717
F5_Commercial_Grocery_New_Water Heating_Natural Gas_Water Heater_E5 | F5 | Commercial | Grocery | New | Water Heating | Natural Gas | Water Heater | E5 | RIM BC Ratio | 0.81979 | 0.81977 | 0.81983 | 0.8197 | 0.81962 | 0.81968 | 0.81987 | 0.82001 | 0.82018 | 0.82034 | 0.82049 | 0.82063 | 0.82078 | 0.82093 | 0.82107 | 0.82121 | 0.82135 | 0.8215 | 0.82165 | 0.82181 | 0.82196 | 0.82211 | 0.82225 | 0.82239 | 0.82251 | 0.82261 | 0.82271 | 0.82278 | 0.82285 | 0.8229 | 0.82292 | 0.82294 | 0.82294
F5_Commercial_Grocery_New_Water Heating_Natural Gas_Water Heater_E6 | F5 | Commercial | Grocery | New | Water Heating | Natural Gas | Water Heater | E6 | RIM BC Ratio | bar: 2019 to 2051
F5_Commercial_Grocery_New_Water Heating_Natural Gas_Water Heater_E7 | F5 | Commercial | Grocery | New | Water Heating | Natural Gas | Water Heater | E7 | RIM BC Ratio | bar: 2019 to 2051
F5_Commercial_Grocery_New_Water Heating_Natural Gas_Water Heater_E8 | F5 | Commercial | Grocery | New | Water Heating | Natural Gas | Water Heater | E8 | RIM BC Ratio | 0 | 0 | 0 | 0 | 0 | 0 | 0 | 0 | 0 | 0 | 0 | 0 | 0 | 0 | 0 | 0 | 0 | 0 | 0 | 0 | 0 | 0 | 0 | 0 | 0 | 0 | 0 | 0 | 0 | 0 | 0 | 0 | 0
F5_Commercial_Grocery_New_Water Heating_Natural Gas_Water Heater_E9 | F5 | Commercial | Grocery | New | Water Heating | Natural Gas | Water Heater | E9 | RIM BC Ratio | 0 | 0 | 0 | 0 | 0 | 0 | 0 | 0 | 0 | 0 | 0 | 0 | 0 | 0 | 0 | 0 | 0 | 0 | 0 | 0 | 0 | 0 | 0 | 0 | 0 | 0 | 0 | 0 | 0 | 0 | 0 | 0 | 0
F5_Commercial_Grocery_New_Water Heating_Natural Gas_Water Heater_E10 | F5 | Commercial | Grocery | New | Water Heating | Natural Gas | Water Heater | E10 | RIM BC Ratio | 0 | 0 | 0 | 0 | 0 | 0 | 0 | 0 | 0 | 0 | 0 | 0 | 0 | 0 | 0 | 0 | 0 | 0 | 0 | 0 | 0 | 0 | 0 | 0 | 0 | 0 | 0 | 0 | 0 | 0 | 0 | 0 | 0
F0_Commercial_Grocery_New_Food Preparation_Natural Gas_Oven_E0 | F0 | Commercial | Grocery | New | Food Preparation | Natural Gas | Oven | E0 | Economic Unit | ENERGY STAR (3.0) | ENERGY STAR (3.0) | ENERGY STAR (3.0) | ENERGY STAR (3.0) | ENERGY STAR (3.0) | ENERGY STAR (3.0) | ENERGY STAR (3.0) | ENERGY STAR (3.0) | ENERGY STAR (3.0) | ENERGY STAR (3.0) | ENERGY STAR (3.0) | ENERGY STAR (3.0) | ENERGY STAR (3.0) | ENERGY STAR (3.0) | ENERGY STAR (3.0) | ENERGY STAR (3.0) | ENERGY STAR (3.0) | ENERGY STAR (3.0) | ENERGY STAR (3.0) | ENERGY STAR (3.0) | ENERGY STAR (3.0) | ENERGY STAR (3.0) | ENERGY STAR (3.0) | ENERGY STAR (3.0) | ENERGY STAR (3.0) | ENERGY STAR (3.0) | ENERGY STAR (3.0) | ENERGY STAR (3.0) | ENERGY STAR (3.0) | ENERGY STAR (3.0) | ENERGY STAR (3.0) | ENERGY STAR (3.0) | ENERGY STAR (3.0)
F1_Commercial_Grocery_New_Food Preparation_Natural Gas_Oven_E1 | F1 | Commercial | Grocery | New | Food Preparation | Natural Gas | Oven | E1 | CCE | 0 | 0 | 0 | 0 | 0 | 0 | 0 | 0 | 0 | 0 | 0 | 0 | 0 | 0 | 0 | 0 | 0 | 0 | 0 | 0 | 0 | 0 | 0 | 0 | 0 | 0 | 0 | 0 | 0 | 0 | 0 | 0 | 0
F1_Commercial_Grocery_New_Food Preparation_Natural Gas_Oven_E2 | F1 | Commercial | Grocery | New | Food Preparation | Natural Gas | Oven | E2 | CCE | 0.32507 | 0.33656 | 0.30212 | 0.30779 | 0.30779 | 0.30779 | 0.30779 | 0.30779 | 0.30779 | 0.30779 | 0.30779 | 0.30779 | 0.30779 | 0.30779 | 0.30779 | 0.30779 | 0.30779 | 0.30779 | 0.30779 | 0.30779 | 0.30779 | 0.30779 | 0.30779 | 0.30779 | 0.30779 | 0.30779 | 0.30779 | 0.30779 | 0.30779 | 0.30779 | 0.30779 | 0.30779 | 0.30779
F1_Commercial_Grocery_New_Food Preparation_Natural Gas_Oven_E3 | F1 | Commercial | Grocery | New | Food Preparation | Natural Gas | Oven | E3 | CCE | 0 | 0 | 0 | 0 | 0 | 0 | 0 | 0 | 0 | 0 | 0 | 0 | 0 | 0 | 0 | 0 | 0 | 0 | 0 | 0 | 0 | 0 | 0 | 0 | 0 | 0 | 0 | 0 | 0 | 0 | 0 | 0 | 0
F1_Commercial_Grocery_New_Food Preparation_Natural Gas_Oven_E4 | F1 | Commercial | Grocery | New | Food Preparation | Natural Gas | Oven | E4 | CCE | 0 | 0 | 0 | 0 | 0 | 0 | 0 | 0 | 0 | 0 | 0 | 0 | 0 | 0 | 0 | 0 | 0 | 0 | 0 | 0 | 0 | 0 | 0 | 0 | 0 | 0 | 0 | 0 | 0 | 0 | 0 | 0 | 0
F1_Commercial_Grocery_New_Food Preparation_Natural Gas_Oven_E5 | F1 | Commercial | Grocery | New | Food Preparation | Natural Gas | Oven | E5 | CCE | 0 | 0 | 0 | 0 | 0 | 0 | 0 | 0 | 0 | 0 | 0 | 0 | 0 | 0 | 0 | 0 | 0 | 0 | 0 | 0 | 0 | 0 | 0 | 0 | 0 | 0 | 0 | 0 | 0 | 0 | 0 | 0 | 0
F1_Commercial_Grocery_New_Food Preparation_Natural Gas_Oven_E6 | F1 | Commercial | Grocery | New | Food Preparation | Natural Gas | Oven | E6 | CCE | 0 | 0 | 0 | 0 | 0 | 0 | 0 | 0 | 0 | 0 | 0 | 0 | 0 | 0 | 0 | 0 | 0 | 0 | 0 | 0 | 0 | 0 | 0 | 0 | 0 | 0 | 0 | 0 | 0 | 0 | 0 | 0 | 0
F1_Commercial_Grocery_New_Food Preparation_Natural Gas_Oven_E7 | F1 | Commercial | Grocery | New | Food Preparation | Natural Gas | Oven | E7 | CCE | 0 | 0 | 0 | 0 | 0 | 0 | 0 | 0 | 0 | 0 | 0 | 0 | 0 | 0 | 0 | 0 | 0 | 0 | 0 | 0 | 0 | 0 | 0 | 0 | 0 | 0 | 0 | 0 | 0 | 0 | 0 | 0 | 0
F1_Commercial_Grocery_New_Food Preparation_Natural Gas_Oven_E8 | F1 | Commercial | Grocery | New | Food Preparation | Natural Gas | Oven | E8 | CCE | 0 | 0 | 0 | 0 | 0 | 0 | 0 | 0 | 0 | 0 | 0 | 0 | 0 | 0 | 0 | 0 | 0 | 0 | 0 | 0 | 0 | 0 | 0 | 0 | 0 | 0 | 0 | 0 | 0 | 0 | 0 | 0 | 0
F1_Commercial_Grocery_New_Food Preparation_Natural Gas_Oven_E9 | F1 | Commercial | Grocery | New | Food Preparation | Natural Gas | Oven | E9 | CCE | 0 | 0 | 0 | 0 | 0 | 0 | 0 | 0 | 0 | 0 | 0 | 0 | 0 | 0 | 0 | 0 | 0 | 0 | 0 | 0 | 0 | 0 | 0 | 0 | 0 | 0 | 0 | 0 | 0 | 0 | 0 | 0 | 0
F1_Commercial_Grocery_New_Food Preparation_Natural Gas_Oven_E10 | F1 | Commercial | Grocery | New | Food Preparation | Natural Gas | Oven | E10 | CCE | 0 | 0 | 0 | 0 | 0 | 0 | 0 | 0 | 0 | 0 | 0 | 0 | 0 | 0 | 0 | 0 | 0 | 0 | 0 | 0 | 0 | 0 | 0 | 0 | 0 | 0 | 0 | 0 | 0 | 0 | 0 | 0 | 0
F2_Commercial_Grocery_New_Food Preparation_Natural Gas_Oven_E1 | F2 | Commercial | Grocery | New | Food Preparation | Natural Gas | Oven | E1 | TRC BC Ratio | bar: 2019 to 2051
F2_Commercial_Grocery_New_Food Preparation_Natural Gas_Oven_E2 | F2 | Commercial | Grocery | New | Food Preparation | Natural Gas | Oven | E2 | TRC BC Ratio | 5.0529 | 5.0541 | 5.0794 | 5.0454 | 5.0252 | 5.0427 | 5.0918 | 5.1313 | 5.1797 | 5.226 | 5.2722 | 5.3151 | 5.3612 | 5.4091 | 5.4549 | 5.5017 | 5.5491 | 5.6007 | 5.6542 | 5.7105 | 5.7652 | 5.8217 | 5.8734 | 5.9266 | 5.9735 | 6.014 | 6.0509 | 6.0828 | 6.1077 | 6.1281 | 6.1393 | 6.1467 | 6.1467
F2_Commercial_Grocery_New_Food Preparation_Natural Gas_Oven_E3 | F2 | Commercial | Grocery | New | Food Preparation | Natural Gas | Oven | E3 | TRC BC Ratio | 0 | 0 | 0 | 0 | 0 | 0 | 0 | 0 | 0 | 0 | 0 | 0 | 0 | 0 | 0 | 0 | 0 | 0 | 0 | 0 | 0 | 0 | 0 | 0 | 0 | 0 | 0 | 0 | 0 | 0 | 0 | 0 | 0
F2_Commercial_Grocery_New_Food Preparation_Natural Gas_Oven_E4 | F2 | Commercial | Grocery | New | Food Preparation | Natural Gas | Oven | E4 | TRC BC Ratio | 0 | 0 | 0 | 0 | 0 | 0 | 0 | 0 | 0 | 0 | 0 | 0 | 0 | 0 | 0 | 0 | 0 | 0 | 0 | 0 | 0 | 0 | 0 | 0 | 0 | 0 | 0 | 0 | 0 | 0 | 0 | 0 | 0
F2_Commercial_Grocery_New_Food Preparation_Natural Gas_Oven_E5 | F2 | Commercial | Grocery | New | Food Preparation | Natural Gas | Oven | E5 | TRC BC Ratio | 0 | 0 | 0 | 0 | 0 | 0 | 0 | 0 | 0 | 0 | 0 | 0 | 0 | 0 | 0 | 0 | 0 | 0 | 0 | 0 | 0 | 0 | 0 | 0 | 0 | 0 | 0 | 0 | 0 | 0 | 0 | 0 | 0
F2_Commercial_Grocery_New_Food Preparation_Natural Gas_Oven_E6 | F2 | Commercial | Grocery | New | Food Preparation | Natural Gas | Oven | E6 | TRC BC Ratio | 0 | 0 | 0 | 0 | 0 | 0 | 0 | 0 | 0 | 0 | 0 | 0 | 0 | 0 | 0 | 0 | 0 | 0 | 0 | 0 | 0 | 0 | 0 | 0 | 0 | 0 | 0 | 0 | 0 | 0 | 0 | 0 | 0
F2_Commercial_Grocery_New_Food Preparation_Natural Gas_Oven_E7 | F2 | Commercial | Grocery | New | Food Preparation | Natural Gas | Oven | E7 | TRC BC Ratio | 0 | 0 | 0 | 0 | 0 | 0 | 0 | 0 | 0 | 0 | 0 | 0 | 0 | 0 | 0 | 0 | 0 | 0 | 0 | 0 | 0 | 0 | 0 | 0 | 0 | 0 | 0 | 0 | 0 | 0 | 0 | 0 | 0
F2_Commercial_Grocery_New_Food Preparation_Natural Gas_Oven_E8 | F2 | Commercial | Grocery | New | Food Preparation | Natural Gas | Oven | E8 | TRC BC Ratio | 0 | 0 | 0 | 0 | 0 | 0 | 0 | 0 | 0 | 0 | 0 | 0 | 0 | 0 | 0 | 0 | 0 | 0 | 0 | 0 | 0 | 0 | 0 | 0 | 0 | 0 | 0 | 0 | 0 | 0 | 0 | 0 | 0
F2_Commercial_Grocery_New_Food Preparation_Natural Gas_Oven_E9 | F2 | Commercial | Grocery | New | Food Preparation | Natural Gas | Oven | E9 | TRC BC Ratio | 0 | 0 | 0 | 0 | 0 | 0 | 0 | 0 | 0 | 0 | 0 | 0 | 0 | 0 | 0 | 0 | 0 | 0 | 0 | 0 | 0 | 0 | 0 | 0 | 0 | 0 | 0 | 0 | 0 | 0 | 0 | 0 | 0
F2_Commercial_Grocery_New_Food Preparation_Natural Gas_Oven_E10 | F2 | Commercial | Grocery | New | Food Preparation | Natural Gas | Oven | E10 | TRC BC Ratio | 0 | 0 | 0 | 0 | 0 | 0 | 0 | 0 | 0 | 0 | 0 | 0 | 0 | 0 | 0 | 0 | 0 | 0 | 0 | 0 | 0 | 0 | 0 | 0 | 0 | 0 | 0 | 0 | 0 | 0 | 0 | 0 | 0
F3_Commercial_Grocery_New_Food Preparation_Natural Gas_Oven_E1 | F3 | Commercial | Grocery | New | Food Preparation | Natural Gas | Oven | E1 | PACT BC Ratio | bar: 2019 to 2051
F3_Commercial_Grocery_New_Food Preparation_Natural Gas_Oven_E2 | F3 | Commercial | Grocery | New | Food Preparation | Natural Gas | Oven | E2 | PACT BC Ratio | 6.7372 | 6.7388 | 6.7725 | 6.7272 | 6.7003 | 6.7236 | 6.7891 | 6.8417 | 6.9062 | 6.968 | 7.0296 | 7.0868 | 7.1482 | 7.2121 | 7.2732 | 7.3356 | 7.3988 | 7.4676 | 7.5389 | 7.614 | 7.6869 | 7.7623 | 7.8312 | 7.9021 | 7.9647 | 8.0187 | 8.0679 | 8.1103 | 8.1436 | 8.1708 | 8.1857 | 8.1956 | 8.1956
F3_Commercial_Grocery_New_Food Preparation_Natural Gas_Oven_E3 | F3 | Commercial | Grocery | New | Food Preparation | Natural Gas | Oven | E3 | PACT BC Ratio | 0 | 0 | 0 | 0 | 0 | 0 | 0 | 0 | 0 | 0 | 0 | 0 | 0 | 0 | 0 | 0 | 0 | 0 | 0 | 0 | 0 | 0 | 0 | 0 | 0 | 0 | 0 | 0 | 0 | 0 | 0 | 0 | 0
F3_Commercial_Grocery_New_Food Preparation_Natural Gas_Oven_E4 | F3 | Commercial | Grocery | New | Food Preparation | Natural Gas | Oven | E4 | PACT BC Ratio | 0 | 0 | 0 | 0 | 0 | 0 | 0 | 0 | 0 | 0 | 0 | 0 | 0 | 0 | 0 | 0 | 0 | 0 | 0 | 0 | 0 | 0 | 0 | 0 | 0 | 0 | 0 | 0 | 0 | 0 | 0 | 0 | 0
F3_Commercial_Grocery_New_Food Preparation_Natural Gas_Oven_E5 | F3 | Commercial | Grocery | New | Food Preparation | Natural Gas | Oven | E5 | PACT BC Ratio | 0 | 0 | 0 | 0 | 0 | 0 | 0 | 0 | 0 | 0 | 0 | 0 | 0 | 0 | 0 | 0 | 0 | 0 | 0 | 0 | 0 | 0 | 0 | 0 | 0 | 0 | 0 | 0 | 0 | 0 | 0 | 0 | 0
F3_Commercial_Grocery_New_Food Preparation_Natural Gas_Oven_E6 | F3 | Commercial | Grocery | New | Food Preparation | Natural Gas | Oven | E6 | PACT BC Ratio | 0 | 0 | 0 | 0 | 0 | 0 | 0 | 0 | 0 | 0 | 0 | 0 | 0 | 0 | 0 | 0 | 0 | 0 | 0 | 0 | 0 | 0 | 0 | 0 | 0 | 0 | 0 | 0 | 0 | 0 | 0 | 0 | 0
F3_Commercial_Grocery_New_Food Preparation_Natural Gas_Oven_E7 | F3 | Commercial | Grocery | New | Food Preparation | Natural Gas | Oven | E7 | PACT BC Ratio | 0 | 0 | 0 | 0 | 0 | 0 | 0 | 0 | 0 | 0 | 0 | 0 | 0 | 0 | 0 | 0 | 0 | 0 | 0 | 0 | 0 | 0 | 0 | 0 | 0 | 0 | 0 | 0 | 0 | 0 | 0 | 0 | 0
F3_Commercial_Grocery_New_Food Preparation_Natural Gas_Oven_E8 | F3 | Commercial | Grocery | New | Food Preparation | Natural Gas | Oven | E8 | PACT BC Ratio | 0 | 0 | 0 | 0 | 0 | 0 | 0 | 0 | 0 | 0 | 0 | 0 | 0 | 0 | 0 | 0 | 0 | 0 | 0 | 0 | 0 | 0 | 0 | 0 | 0 | 0 | 0 | 0 | 0 | 0 | 0 | 0 | 0
F3_Commercial_Grocery_New_Food Preparation_Natural Gas_Oven_E9 | F3 | Commercial | Grocery | New | Food Preparation | Natural Gas | Oven | E9 | PACT BC Ratio | 0 | 0 | 0 | 0 | 0 | 0 | 0 | 0 | 0 | 0 | 0 | 0 | 0 | 0 | 0 | 0 | 0 | 0 | 0 | 0 | 0 | 0 | 0 | 0 | 0 | 0 | 0 | 0 | 0 | 0 | 0 | 0 | 0
F3_Commercial_Grocery_New_Food Preparation_Natural Gas_Oven_E10 | F3 | Commercial | Grocery | New | Food Preparation | Natural Gas | Oven | E10 | PACT BC Ratio | 0 | 0 | 0 | 0 | 0 | 0 | 0 | 0 | 0 | 0 | 0 | 0 | 0 | 0 | 0 | 0 | 0 | 0 | 0 | 0 | 0 | 0 | 0 | 0 | 0 | 0 | 0 | 0 | 0 | 0 | 0 | 0 | 0
F4_Commercial_Grocery_New_Food Preparation_Natural Gas_Oven_E1 | F4 | Commercial | Grocery | New | Food Preparation | Natural Gas | Oven | E1 | RVT BC Ratio | bar: 2019 to 2051
F4_Commercial_Grocery_New_Food Preparation_Natural Gas_Oven_E2 | F4 | Commercial | Grocery | New | Food Preparation | Natural Gas | Oven | E2 | RVT BC Ratio | 7.9644 | 7.9662 | 8.0025 | 7.9537 | 7.9247 | 7.9497 | 8.0204 | 8.0771 | 8.1467 | 8.2133 | 8.2797 | 8.3414 | 8.4076 | 8.4765 | 8.5424 | 8.6097 | 8.6778 | 8.752 | 8.8289 | 8.9098 | 8.9885 | 9.0697 | 9.144 | 9.2205 | 9.288 | 9.3462 | 9.3993 | 9.445 | 9.4809 | 9.5103 | 9.5263 | 9.537 | 9.537
F4_Commercial_Grocery_New_Food Preparation_Natural Gas_Oven_E3 | F4 | Commercial | Grocery | New | Food Preparation | Natural Gas | Oven | E3 | RVT BC Ratio | 0 | 0 | 0 | 0 | 0 | 0 | 0 | 0 | 0 | 0 | 0 | 0 | 0 | 0 | 0 | 0 | 0 | 0 | 0 | 0 | 0 | 0 | 0 | 0 | 0 | 0 | 0 | 0 | 0 | 0 | 0 | 0 | 0
F4_Commercial_Grocery_New_Food Preparation_Natural Gas_Oven_E4 | F4 | Commercial | Grocery | New | Food Preparation | Natural Gas | Oven | E4 | RVT BC Ratio | 0 | 0 | 0 | 0 | 0 | 0 | 0 | 0 | 0 | 0 | 0 | 0 | 0 | 0 | 0 | 0 | 0 | 0 | 0 | 0 | 0 | 0 | 0 | 0 | 0 | 0 | 0 | 0 | 0 | 0 | 0 | 0 | 0
F4_Commercial_Grocery_New_Food Preparation_Natural Gas_Oven_E5 | F4 | Commercial | Grocery | New | Food Preparation | Natural Gas | Oven | E5 | RVT BC Ratio | 0 | 0 | 0 | 0 | 0 | 0 | 0 | 0 | 0 | 0 | 0 | 0 | 0 | 0 | 0 | 0 | 0 | 0 | 0 | 0 | 0 | 0 | 0 | 0 | 0 | 0 | 0 | 0 | 0 | 0 | 0 | 0 | 0
F4_Commercial_Grocery_New_Food Preparation_Natural Gas_Oven_E6 | F4 | Commercial | Grocery | New | Food Preparation | Natural Gas | Oven | E6 | RVT BC Ratio | 0 | 0 | 0 | 0 | 0 | 0 | 0 | 0 | 0 | 0 | 0 | 0 | 0 | 0 | 0 | 0 | 0 | 0 | 0 | 0 | 0 | 0 | 0 | 0 | 0 | 0 | 0 | 0 | 0 | 0 | 0 | 0 | 0
F4_Commercial_Grocery_New_Food Preparation_Natural Gas_Oven_E7 | F4 | Commercial | Grocery | New | Food Preparation | Natural Gas | Oven | E7 | RVT BC Ratio | 0 | 0 | 0 | 0 | 0 | 0 | 0 | 0 | 0 | 0 | 0 | 0 | 0 | 0 | 0 | 0 | 0 | 0 | 0 | 0 | 0 | 0 | 0 | 0 | 0 | 0 | 0 | 0 | 0 | 0 | 0 | 0 | 0
F4_Commercial_Grocery_New_Food Preparation_Natural Gas_Oven_E8 | F4 | Commercial | Grocery | New | Food Preparation | Natural Gas | Oven | E8 | RVT BC Ratio | 0 | 0 | 0 | 0 | 0 | 0 | 0 | 0 | 0 | 0 | 0 | 0 | 0 | 0 | 0 | 0 | 0 | 0 | 0 | 0 | 0 | 0 | 0 | 0 | 0 | 0 | 0 | 0 | 0 | 0 | 0 | 0 | 0
F4_Commercial_Grocery_New_Food Preparation_Natural Gas_Oven_E9 | F4 | Commercial | Grocery | New | Food Preparation | Natural Gas | Oven | E9 | RVT BC Ratio | 0 | 0 | 0 | 0 | 0 | 0 | 0 | 0 | 0 | 0 | 0 | 0 | 0 | 0 | 0 | 0 | 0 | 0 | 0 | 0 | 0 | 0 | 0 | 0 | 0 | 0 | 0 | 0 | 0 | 0 | 0 | 0 | 0
F4_Commercial_Grocery_New_Food Preparation_Natural Gas_Oven_E10 | F4 | Commercial | Grocery | New | Food Preparation | Natural Gas | Oven | E10 | RVT BC Ratio | 0 | 0 | 0 | 0 | 0 | 0 | 0 | 0 | 0 | 0 | 0 | 0 | 0 | 0 | 0 | 0 | 0 | 0 | 0 | 0 | 0 | 0 | 0 | 0 | 0 | 0 | 0 | 0 | 0 | 0 | 0 | 0 | 0
F5_Commercial_Grocery_New_Food Preparation_Natural Gas_Oven_E1 | F5 | Commercial | Grocery | New | Food Preparation | Natural Gas | Oven | E1 | RIM BC Ratio | bar: 2019 to 2051
F5_Commercial_Grocery_New_Food Preparation_Natural Gas_Oven_E2 | F5 | Commercial | Grocery | New | Food Preparation | Natural Gas | Oven | E2 | RIM BC Ratio | 0.74267 | 0.74269 | 0.7431 | 0.74255 | 0.74222 | 0.7425 | 0.7433 | 0.74392 | 0.74468 | 0.74539 | 0.74609 | 0.74673 | 0.74741 | 0.7481 | 0.74875 | 0.74941 | 0.75006 | 0.75076 | 0.75148 | 0.75222 | 0.75292 | 0.75364 | 0.75428 | 0.75494 | 0.7555 | 0.75599 | 0.75642 | 0.75679 | 0.75708 | 0.75732 | 0.75744 | 0.75753 | 0.75753
F5_Commercial_Grocery_New_Food Preparation_Natural Gas_Oven_E3 | F5 | Commercial | Grocery | New | Food Preparation | Natural Gas | Oven | E3 | RIM BC Ratio | 0 | 0 | 0 | 0 | 0 | 0 | 0 | 0 | 0 | 0 | 0 | 0 | 0 | 0 | 0 | 0 | 0 | 0 | 0 | 0 | 0 | 0 | 0 | 0 | 0 | 0 | 0 | 0 | 0 | 0 | 0 | 0 | 0
F5_Commercial_Grocery_New_Food Preparation_Natural Gas_Oven_E4 | F5 | Commercial | Grocery | New | Food Preparation | Natural Gas | Oven | E4 | RIM BC Ratio | 0 | 0 | 0 | 0 | 0 | 0 | 0 | 0 | 0 | 0 | 0 | 0 | 0 | 0 | 0 | 0 | 0 | 0 | 0 | 0 | 0 | 0 | 0 | 0 | 0 | 0 | 0 | 0 | 0 | 0 | 0 | 0 | 0
F5_Commercial_Grocery_New_Food Preparation_Natural Gas_Oven_E5 | F5 | Commercial | Grocery | New | Food Preparation | Natural Gas | Oven | E5 | RIM BC Ratio | 0 | 0 | 0 | 0 | 0 | 0 | 0 | 0 | 0 | 0 | 0 | 0 | 0 | 0 | 0 | 0 | 0 | 0 | 0 | 0 | 0 | 0 | 0 | 0 | 0 | 0 | 0 | 0 | 0 | 0 | 0 | 0 | 0
F5_Commercial_Grocery_New_Food Preparation_Natural Gas_Oven_E6 | F5 | Commercial | Grocery | New | Food Preparation | Natural Gas | Oven | E6 | RIM BC Ratio | 0 | 0 | 0 | 0 | 0 | 0 | 0 | 0 | 0 | 0 | 0 | 0 | 0 | 0 | 0 | 0 | 0 | 0 | 0 | 0 | 0 | 0 | 0 | 0 | 0 | 0 | 0 | 0 | 0 | 0 | 0 | 0 | 0
F5_Commercial_Grocery_New_Food Preparation_Natural Gas_Oven_E7 | F5 | Commercial | Grocery | New | Food Preparation | Natural Gas | Oven | E7 | RIM BC Ratio | 0 | 0 | 0 | 0 | 0 | 0 | 0 | 0 | 0 | 0 | 0 | 0 | 0 | 0 | 0 | 0 | 0 | 0 | 0 | 0 | 0 | 0 | 0 | 0 | 0 | 0 | 0 | 0 | 0 | 0 | 0 | 0 | 0
F5_Commercial_Grocery_New_Food Preparation_Natural Gas_Oven_E8 | F5 | Commercial | Grocery | New | Food Preparation | Natural Gas | Oven | E8 | RIM BC Ratio | 0 | 0 | 0 | 0 | 0 | 0 | 0 | 0 | 0 | 0 | 0 | 0 | 0 | 0 | 0 | 0 | 0 | 0 | 0 | 0 | 0 | 0 | 0 | 0 | 0 | 0 | 0 | 0 | 0 | 0 | 0 | 0 | 0
F5_Commercial_Grocery_New_Food Preparation_Natural Gas_Oven_E9 | F5 | Commercial | Grocery | New | Food Preparation | Natural Gas | Oven | E9 | RIM BC Ratio | 0 | 0 | 0 | 0 | 0 | 0 | 0 | 0 | 0 | 0 | 0 | 0 | 0 | 0 | 0 | 0 | 0 | 0 | 0 | 0 | 0 | 0 | 0 | 0 | 0 | 0 | 0 | 0 | 0 | 0 | 0 | 0 | 0
F5_Commercial_Grocery_New_Food Preparation_Natural Gas_Oven_E10 | F5 | Commercial | Grocery | New | Food Preparation | Natural Gas | Oven | E10 | RIM BC Ratio | 0 | 0 | 0 | 0 | 0 | 0 | 0 | 0 | 0 | 0 | 0 | 0 | 0 | 0 | 0 | 0 | 0 | 0 | 0 | 0 | 0 | 0 | 0 | 0 | 0 | 0 | 0 | 0 | 0 | 0 | 0 | 0 | 0
F0_Commercial_Grocery_New_Food Preparation_Natural Gas_Conveyor Oven_E0 | F0 | Commercial | Grocery | New | Food Preparation | Natural Gas | Conveyor Oven | E0 | Economic Unit | Efficient (>44% Baking Efficiency) | Efficient (>44% Baking Efficiency) | Efficient (>44% Baking Efficiency) | Efficient (>44% Baking Efficiency) | Efficient (>44% Baking Efficiency) | Efficient (>44% Baking Efficiency) | Efficient (>44% Baking Efficiency) | Efficient (>44% Baking Efficiency) | Efficient (>44% Baking Efficiency) | Efficient (>44% Baking Efficiency) | Efficient (>44% Baking Efficiency) | Efficient (>44% Baking Efficiency) | Efficient (>44% Baking Efficiency) | Efficient (>44% Baking Efficiency) | Efficient (>44% Baking Efficiency) | Efficient (>44% Baking Efficiency) | Efficient (>44% Baking Efficiency) | Efficient (>44% Baking Efficiency) | Efficient (>44% Baking Efficiency) | Efficient (>44% Baking Efficiency) | Efficient (>44% Baking Efficiency) | Efficient (>44% Baking Efficiency) | Efficient (>44% Baking Efficiency) | Efficient (>44% Baking Efficiency) | Efficient (>44% Baking Efficiency) | Efficient (>44% Baking Efficiency) | Efficient (>44% Baking Efficiency) | Efficient (>44% Baking Efficiency) | Efficient (>44% Baking Efficiency) | Efficient (>44% Baking Efficiency) | Efficient (>44% Baking Efficiency) | Efficient (>44% Baking Efficiency) | Efficient (>44% Baking Efficiency)
F1_Commercial_Grocery_New_Food Preparation_Natural Gas_Conveyor Oven_E1 | F1 | Commercial | Grocery | New | Food Preparation | Natural Gas | Conveyor Oven | E1 | CCE | 0 | 0 | 0 | 0 | 0 | 0 | 0 | 0 | 0 | 0 | 0 | 0 | 0 | 0 | 0 | 0 | 0 | 0 | 0 | 0 | 0 | 0 | 0 | 0 | 0 | 0 | 0 | 0 | 0 | 0 | 0 | 0 | 0
F1_Commercial_Grocery_New_Food Preparation_Natural Gas_Conveyor Oven_E2 | F1 | Commercial | Grocery | New | Food Preparation | Natural Gas | Conveyor Oven | E2 | CCE | 0.32888 | 0.3405 | 0.30566 | 0.31139 | 0.31139 | 0.31139 | 0.31139 | 0.31139 | 0.31139 | 0.31139 | 0.31139 | 0.31139 | 0.31139 | 0.31139 | 0.31139 | 0.31139 | 0.31139 | 0.31139 | 0.31139 | 0.31139 | 0.31139 | 0.31139 | 0.31139 | 0.31139 | 0.31139 | 0.31139 | 0.31139 | 0.31139 | 0.31139 | 0.31139 | 0.31139 | 0.31139 | 0.31139
F1_Commercial_Grocery_New_Food Preparation_Natural Gas_Conveyor Oven_E3 | F1 | Commercial | Grocery | New | Food Preparation | Natural Gas | Conveyor Oven | E3 | CCE | 0 | 0 | 0 | 0 | 0 | 0 | 0 | 0 | 0 | 0 | 0 | 0 | 0 | 0 | 0 | 0 | 0 | 0 | 0 | 0 | 0 | 0 | 0 | 0 | 0 | 0 | 0 | 0 | 0 | 0 | 0 | 0 | 0
F1_Commercial_Grocery_New_Food Preparation_Natural Gas_Conveyor Oven_E4 | F1 | Commercial | Grocery | New | Food Preparation | Natural Gas | Conveyor Oven | E4 | CCE | 0 | 0 | 0 | 0 | 0 | 0 | 0 | 0 | 0 | 0 | 0 | 0 | 0 | 0 | 0 | 0 | 0 | 0 | 0 | 0 | 0 | 0 | 0 | 0 | 0 | 0 | 0 | 0 | 0 | 0 | 0 | 0 | 0
F1_Commercial_Grocery_New_Food Preparation_Natural Gas_Conveyor Oven_E5 | F1 | Commercial | Grocery | New | Food Preparation | Natural Gas | Conveyor Oven | E5 | CCE | 0 | 0 | 0 | 0 | 0 | 0 | 0 | 0 | 0 | 0 | 0 | 0 | 0 | 0 | 0 | 0 | 0 | 0 | 0 | 0 | 0 | 0 | 0 | 0 | 0 | 0 | 0 | 0 | 0 | 0 | 0 | 0 | 0
F1_Commercial_Grocery_New_Food Preparation_Natural Gas_Conveyor Oven_E6 | F1 | Commercial | Grocery | New | Food Preparation | Natural Gas | Conveyor Oven | E6 | CCE | 0 | 0 | 0 | 0 | 0 | 0 | 0 | 0 | 0 | 0 | 0 | 0 | 0 | 0 | 0 | 0 | 0 | 0 | 0 | 0 | 0 | 0 | 0 | 0 | 0 | 0 | 0 | 0 | 0 | 0 | 0 | 0 | 0
F1_Commercial_Grocery_New_Food Preparation_Natural Gas_Conveyor Oven_E7 | F1 | Commercial | Grocery | New | Food Preparation | Natural Gas | Conveyor Oven | E7 | CCE | 0 | 0 | 0 | 0 | 0 | 0 | 0 | 0 | 0 | 0 | 0 | 0 | 0 | 0 | 0 | 0 | 0 | 0 | 0 | 0 | 0 | 0 | 0 | 0 | 0 | 0 | 0 | 0 | 0 | 0 | 0 | 0 | 0
F1_Commercial_Grocery_New_Food Preparation_Natural Gas_Conveyor Oven_E8 | F1 | Commercial | Grocery | New | Food Preparation | Natural Gas | Conveyor Oven | E8 | CCE | 0 | 0 | 0 | 0 | 0 | 0 | 0 | 0 | 0 | 0 | 0 | 0 | 0 | 0 | 0 | 0 | 0 | 0 | 0 | 0 | 0 | 0 | 0 | 0 | 0 | 0 | 0 | 0 | 0 | 0 | 0 | 0 | 0
F1_Commercial_Grocery_New_Food Preparation_Natural Gas_Conveyor Oven_E9 | F1 | Commercial | Grocery | New | Food Preparation | Natural Gas | Conveyor Oven | E9 | CCE | 0 | 0 | 0 | 0 | 0 | 0 | 0 | 0 | 0 | 0 | 0 | 0 | 0 | 0 | 0 | 0 | 0 | 0 | 0 | 0 | 0 | 0 | 0 | 0 | 0 | 0 | 0 | 0 | 0 | 0 | 0 | 0 | 0
F1_Commercial_Grocery_New_Food Preparation_Natural Gas_Conveyor Oven_E10 | F1 | Commercial | Grocery | New | Food Preparation | Natural Gas | Conveyor Oven | E10 | CCE | 0 | 0 | 0 | 0 | 0 | 0 | 0 | 0 | 0 | 0 | 0 | 0 | 0 | 0 | 0 | 0 | 0 | 0 | 0 | 0 | 0 | 0 | 0 | 0 | 0 | 0 | 0 | 0 | 0 | 0 | 0 | 0 | 0
F2_Commercial_Grocery_New_Food Preparation_Natural Gas_Conveyor Oven_E1 | F2 | Commercial | Grocery | New | Food Preparation | Natural Gas | Conveyor Oven | E1 | TRC BC Ratio | bar: 2019 to 2051
F2_Commercial_Grocery_New_Food Preparation_Natural Gas_Conveyor Oven_E2 | F2 | Commercial | Grocery | New | Food Preparation | Natural Gas | Conveyor Oven | E2 | TRC BC Ratio | 5.054 | 5.0691 | 5.0998 | 5.0904 | 5.0904 | 5.1163 | 5.1641 | 5.206 | 5.2546 | 5.3028 | 5.3514 | 5.3984 | 5.4475 | 5.4983 | 5.5473 | 5.5964 | 5.6439 | 5.6922 | 5.7391 | 5.785 | 5.8272 | 5.8686 | 5.9051 | 5.9416 | 5.9733 | 6.0006 | 6.0255 | 6.047 | 6.0638 | 6.0776 | 6.0851 | 6.0902 | 6.0902
F2_Commercial_Grocery_New_Food Preparation_Natural Gas_Conveyor Oven_E3 | F2 | Commercial | Grocery | New | Food Preparation | Natural Gas | Conveyor Oven | E3 | TRC BC Ratio | 0 | 0 | 0 | 0 | 0 | 0 | 0 | 0 | 0 | 0 | 0 | 0 | 0 | 0 | 0 | 0 | 0 | 0 | 0 | 0 | 0 | 0 | 0 | 0 | 0 | 0 | 0 | 0 | 0 | 0 | 0 | 0 | 0
F2_Commercial_Grocery_New_Food Preparation_Natural Gas_Conveyor Oven_E4 | F2 | Commercial | Grocery | New | Food Preparation | Natural Gas | Conveyor Oven | E4 | TRC BC Ratio | 0 | 0 | 0 | 0 | 0 | 0 | 0 | 0 | 0 | 0 | 0 | 0 | 0 | 0 | 0 | 0 | 0 | 0 | 0 | 0 | 0 | 0 | 0 | 0 | 0 | 0 | 0 | 0 | 0 | 0 | 0 | 0 | 0
F2_Commercial_Grocery_New_Food Preparation_Natural Gas_Conveyor Oven_E5 | F2 | Commercial | Grocery | New | Food Preparation | Natural Gas | Conveyor Oven | E5 | TRC BC Ratio | 0 | 0 | 0 | 0 | 0 | 0 | 0 | 0 | 0 | 0 | 0 | 0 | 0 | 0 | 0 | 0 | 0 | 0 | 0 | 0 | 0 | 0 | 0 | 0 | 0 | 0 | 0 | 0 | 0 | 0 | 0 | 0 | 0
F2_Commercial_Grocery_New_Food Preparation_Natural Gas_Conveyor Oven_E6 | F2 | Commercial | Grocery | New | Food Preparation | Natural Gas | Conveyor Oven | E6 | TRC BC Ratio | 0 | 0 | 0 | 0 | 0 | 0 | 0 | 0 | 0 | 0 | 0 | 0 | 0 | 0 | 0 | 0 | 0 | 0 | 0 | 0 | 0 | 0 | 0 | 0 | 0 | 0 | 0 | 0 | 0 | 0 | 0 | 0 | 0
F2_Commercial_Grocery_New_Food Preparation_Natural Gas_Conveyor Oven_E7 | F2 | Commercial | Grocery | New | Food Preparation | Natural Gas | Conveyor Oven | E7 | TRC BC Ratio | 0 | 0 | 0 | 0 | 0 | 0 | 0 | 0 | 0 | 0 | 0 | 0 | 0 | 0 | 0 | 0 | 0 | 0 | 0 | 0 | 0 | 0 | 0 | 0 | 0 | 0 | 0 | 0 | 0 | 0 | 0 | 0 | 0
F2_Commercial_Grocery_New_Food Preparation_Natural Gas_Conveyor Oven_E8 | F2 | Commercial | Grocery | New | Food Preparation | Natural Gas | Conveyor Oven | E8 | TRC BC Ratio | 0 | 0 | 0 | 0 | 0 | 0 | 0 | 0 | 0 | 0 | 0 | 0 | 0 | 0 | 0 | 0 | 0 | 0 | 0 | 0 | 0 | 0 | 0 | 0 | 0 | 0 | 0 | 0 | 0 | 0 | 0 | 0 | 0
F2_Commercial_Grocery_New_Food Preparation_Natural Gas_Conveyor Oven_E9 | F2 | Commercial | Grocery | New | Food Preparation | Natural Gas | Conveyor Oven | E9 | TRC BC Ratio | 0 | 0 | 0 | 0 | 0 | 0 | 0 | 0 | 0 | 0 | 0 | 0 | 0 | 0 | 0 | 0 | 0 | 0 | 0 | 0 | 0 | 0 | 0 | 0 | 0 | 0 | 0 | 0 | 0 | 0 | 0 | 0 | 0
F2_Commercial_Grocery_New_Food Preparation_Natural Gas_Conveyor Oven_E10 | F2 | Commercial | Grocery | New | Food Preparation | Natural Gas | Conveyor Oven | E10 | TRC BC Ratio | 0 | 0 | 0 | 0 | 0 | 0 | 0 | 0 | 0 | 0 | 0 | 0 | 0 | 0 | 0 | 0 | 0 | 0 | 0 | 0 | 0 | 0 | 0 | 0 | 0 | 0 | 0 | 0 | 0 | 0 | 0 | 0 | 0
F3_Commercial_Grocery_New_Food Preparation_Natural Gas_Conveyor Oven_E1 | F3 | Commercial | Grocery | New | Food Preparation | Natural Gas | Conveyor Oven | E1 | PACT BC Ratio | bar: 2019 to 2051
F3_Commercial_Grocery_New_Food Preparation_Natural Gas_Conveyor Oven_E2 | F3 | Commercial | Grocery | New | Food Preparation | Natural Gas | Conveyor Oven | E2 | PACT BC Ratio | 6.7386 | 6.7588 | 6.7997 | 6.7872 | 6.7872 | 6.8218 | 6.8855 | 6.9414 | 7.0062 | 7.0703 | 7.1352 | 7.1978 | 7.2633 | 7.3311 | 7.3964 | 7.4618 | 7.5252 | 7.5896 | 7.6521 | 7.7133 | 7.7696 | 7.8249 | 7.8735 | 7.9222 | 7.9644 | 8.0009 | 8.0341 | 8.0627 | 8.0851 | 8.1035 | 8.1135 | 8.1202 | 8.1202
F3_Commercial_Grocery_New_Food Preparation_Natural Gas_Conveyor Oven_E3 | F3 | Commercial | Grocery | New | Food Preparation | Natural Gas | Conveyor Oven | E3 | PACT BC Ratio | 0 | 0 | 0 | 0 | 0 | 0 | 0 | 0 | 0 | 0 | 0 | 0 | 0 | 0 | 0 | 0 | 0 | 0 | 0 | 0 | 0 | 0 | 0 | 0 | 0 | 0 | 0 | 0 | 0 | 0 | 0 | 0 | 0
F3_Commercial_Grocery_New_Food Preparation_Natural Gas_Conveyor Oven_E4 | F3 | Commercial | Grocery | New | Food Preparation | Natural Gas | Conveyor Oven | E4 | PACT BC Ratio | 0 | 0 | 0 | 0 | 0 | 0 | 0 | 0 | 0 | 0 | 0 | 0 | 0 | 0 | 0 | 0 | 0 | 0 | 0 | 0 | 0 | 0 | 0 | 0 | 0 | 0 | 0 | 0 | 0 | 0 | 0 | 0 | 0
F3_Commercial_Grocery_New_Food Preparation_Natural Gas_Conveyor Oven_E5 | F3 | Commercial | Grocery | New | Food Preparation | Natural Gas | Conveyor Oven | E5 | PACT BC Ratio | 0 | 0 | 0 | 0 | 0 | 0 | 0 | 0 | 0 | 0 | 0 | 0 | 0 | 0 | 0 | 0 | 0 | 0 | 0 | 0 | 0 | 0 | 0 | 0 | 0 | 0 | 0 | 0 | 0 | 0 | 0 | 0 | 0
F3_Commercial_Grocery_New_Food Preparation_Natural Gas_Conveyor Oven_E6 | F3 | Commercial | Grocery | New | Food Preparation | Natural Gas | Conveyor Oven | E6 | PACT BC Ratio | 0 | 0 | 0 | 0 | 0 | 0 | 0 | 0 | 0 | 0 | 0 | 0 | 0 | 0 | 0 | 0 | 0 | 0 | 0 | 0 | 0 | 0 | 0 | 0 | 0 | 0 | 0 | 0 | 0 | 0 | 0 | 0 | 0
F3_Commercial_Grocery_New_Food Preparation_Natural Gas_Conveyor Oven_E7 | F3 | Commercial | Grocery | New | Food Preparation | Natural Gas | Conveyor Oven | E7 | PACT BC Ratio | 0 | 0 | 0 | 0 | 0 | 0 | 0 | 0 | 0 | 0 | 0 | 0 | 0 | 0 | 0 | 0 | 0 | 0 | 0 | 0 | 0 | 0 | 0 | 0 | 0 | 0 | 0 | 0 | 0 | 0 | 0 | 0 | 0
F3_Commercial_Grocery_New_Food Preparation_Natural Gas_Conveyor Oven_E8 | F3 | Commercial | Grocery | New | Food Preparation | Natural Gas | Conveyor Oven | E8 | PACT BC Ratio | 0 | 0 | 0 | 0 | 0 | 0 | 0 | 0 | 0 | 0 | 0 | 0 | 0 | 0 | 0 | 0 | 0 | 0 | 0 | 0 | 0 | 0 | 0 | 0 | 0 | 0 | 0 | 0 | 0 | 0 | 0 | 0 | 0
F3_Commercial_Grocery_New_Food Preparation_Natural Gas_Conveyor Oven_E9 | F3 | Commercial | Grocery | New | Food Preparation | Natural Gas | Conveyor Oven | E9 | PACT BC Ratio | 0 | 0 | 0 | 0 | 0 | 0 | 0 | 0 | 0 | 0 | 0 | 0 | 0 | 0 | 0 | 0 | 0 | 0 | 0 | 0 | 0 | 0 | 0 | 0 | 0 | 0 | 0 | 0 | 0 | 0 | 0 | 0 | 0
F3_Commercial_Grocery_New_Food Preparation_Natural Gas_Conveyor Oven_E10 | F3 | Commercial | Grocery | New | Food Preparation | Natural Gas | Conveyor Oven | E10 | PACT BC Ratio | 0 | 0 | 0 | 0 | 0 | 0 | 0 | 0 | 0 | 0 | 0 | 0 | 0 | 0 | 0 | 0 | 0 | 0 | 0 | 0 | 0 | 0 | 0 | 0 | 0 | 0 | 0 | 0 | 0 | 0 | 0 | 0 | 0
F4_Commercial_Grocery_New_Food Preparation_Natural Gas_Conveyor Oven_E1 | F4 | Commercial | Grocery | New | Food Preparation | Natural Gas | Conveyor Oven | E1 | RVT BC Ratio | bar: 2019 to 2051
F4_Commercial_Grocery_New_Food Preparation_Natural Gas_Conveyor Oven_E2 | F4 | Commercial | Grocery | New | Food Preparation | Natural Gas | Conveyor Oven | E2 | RVT BC Ratio | 7.966 | 7.9877 | 8.0318 | 8.0183 | 8.0184 | 8.0556 | 8.1243 | 8.1846 | 8.2545 | 8.3237 | 8.3936 | 8.4611 | 8.5318 | 8.6048 | 8.6753 | 8.7458 | 8.8142 | 8.8835 | 8.951 | 9.0169 | 9.0777 | 9.1372 | 9.1896 | 9.2422 | 9.2877 | 9.327 | 9.3628 | 9.3937 | 9.4179 | 9.4377 | 9.4485 | 9.4557 | 9.4557
F4_Commercial_Grocery_New_Food Preparation_Natural Gas_Conveyor Oven_E3 | F4 | Commercial | Grocery | New | Food Preparation | Natural Gas | Conveyor Oven | E3 | RVT BC Ratio | 0 | 0 | 0 | 0 | 0 | 0 | 0 | 0 | 0 | 0 | 0 | 0 | 0 | 0 | 0 | 0 | 0 | 0 | 0 | 0 | 0 | 0 | 0 | 0 | 0 | 0 | 0 | 0 | 0 | 0 | 0 | 0 | 0
F4_Commercial_Grocery_New_Food Preparation_Natural Gas_Conveyor Oven_E4 | F4 | Commercial | Grocery | New | Food Preparation | Natural Gas | Conveyor Oven | E4 | RVT BC Ratio | 0 | 0 | 0 | 0 | 0 | 0 | 0 | 0 | 0 | 0 | 0 | 0 | 0 | 0 | 0 | 0 | 0 | 0 | 0 | 0 | 0 | 0 | 0 | 0 | 0 | 0 | 0 | 0 | 0 | 0 | 0 | 0 | 0
F4_Commercial_Grocery_New_Food Preparation_Natural Gas_Conveyor Oven_E5 | F4 | Commercial | Grocery | New | Food Preparation | Natural Gas | Conveyor Oven | E5 | RVT BC Ratio | 0 | 0 | 0 | 0 | 0 | 0 | 0 | 0 | 0 | 0 | 0 | 0 | 0 | 0 | 0 | 0 | 0 | 0 | 0 | 0 | 0 | 0 | 0 | 0 | 0 | 0 | 0 | 0 | 0 | 0 | 0 | 0 | 0
F4_Commercial_Grocery_New_Food Preparation_Natural Gas_Conveyor Oven_E6 | F4 | Commercial | Grocery | New | Food Preparation | Natural Gas | Conveyor Oven | E6 | RVT BC Ratio | 0 | 0 | 0 | 0 | 0 | 0 | 0 | 0 | 0 | 0 | 0 | 0 | 0 | 0 | 0 | 0 | 0 | 0 | 0 | 0 | 0 | 0 | 0 | 0 | 0 | 0 | 0 | 0 | 0 | 0 | 0 | 0 | 0
F4_Commercial_Grocery_New_Food Preparation_Natural Gas_Conveyor Oven_E7 | F4 | Commercial | Grocery | New | Food Preparation | Natural Gas | Conveyor Oven | E7 | RVT BC Ratio | 0 | 0 | 0 | 0 | 0 | 0 | 0 | 0 | 0 | 0 | 0 | 0 | 0 | 0 | 0 | 0 | 0 | 0 | 0 | 0 | 0 | 0 | 0 | 0 | 0 | 0 | 0 | 0 | 0 | 0 | 0 | 0 | 0
F4_Commercial_Grocery_New_Food Preparation_Natural Gas_Conveyor Oven_E8 | F4 | Commercial | Grocery | New | Food Preparation | Natural Gas | Conveyor Oven | E8 | RVT BC Ratio | 0 | 0 | 0 | 0 | 0 | 0 | 0 | 0 | 0 | 0 | 0 | 0 | 0 | 0 | 0 | 0 | 0 | 0 | 0 | 0 | 0 | 0 | 0 | 0 | 0 | 0 | 0 | 0 | 0 | 0 | 0 | 0 | 0
F4_Commercial_Grocery_New_Food Preparation_Natural Gas_Conveyor Oven_E9 | F4 | Commercial | Grocery | New | Food Preparation | Natural Gas | Conveyor Oven | E9 | RVT BC Ratio | 0 | 0 | 0 | 0 | 0 | 0 | 0 | 0 | 0 | 0 | 0 | 0 | 0 | 0 | 0 | 0 | 0 | 0 | 0 | 0 | 0 | 0 | 0 | 0 | 0 | 0 | 0 | 0 | 0 | 0 | 0 | 0 | 0
F4_Commercial_Grocery_New_Food Preparation_Natural Gas_Conveyor Oven_E10 | F4 | Commercial | Grocery | New | Food Preparation | Natural Gas | Conveyor Oven | E10 | RVT BC Ratio | 0 | 0 | 0 | 0 | 0 | 0 | 0 | 0 | 0 | 0 | 0 | 0 | 0 | 0 | 0 | 0 | 0 | 0 | 0 | 0 | 0 | 0 | 0 | 0 | 0 | 0 | 0 | 0 | 0 | 0 | 0 | 0 | 0
F5_Commercial_Grocery_New_Food Preparation_Natural Gas_Conveyor Oven_E1 | F5 | Commercial | Grocery | New | Food Preparation | Natural Gas | Conveyor Oven | E1 | RIM BC Ratio | bar: 2019 to 2051
F5_Commercial_Grocery_New_Food Preparation_Natural Gas_Conveyor Oven_E2 | F5 | Commercial | Grocery | New | Food Preparation | Natural Gas | Conveyor Oven | E2 | RIM BC Ratio | 0.74269 | 0.74293 | 0.74342 | 0.74327 | 0.74327 | 0.74369 | 0.74444 | 0.74509 | 0.74583 | 0.74655 | 0.74726 | 0.74795 | 0.74865 | 0.74936 | 0.75004 | 0.75071 | 0.75134 | 0.75198 | 0.75259 | 0.75318 | 0.75371 | 0.75423 | 0.75467 | 0.75512 | 0.7555 | 0.75583 | 0.75612 | 0.75638 | 0.75657 | 0.75673 | 0.75682 | 0.75688 | 0.75688
F5_Commercial_Grocery_New_Food Preparation_Natural Gas_Conveyor Oven_E3 | F5 | Commercial | Grocery | New | Food Preparation | Natural Gas | Conveyor Oven | E3 | RIM BC Ratio | 0 | 0 | 0 | 0 | 0 | 0 | 0 | 0 | 0 | 0 | 0 | 0 | 0 | 0 | 0 | 0 | 0 | 0 | 0 | 0 | 0 | 0 | 0 | 0 | 0 | 0 | 0 | 0 | 0 | 0 | 0 | 0 | 0
F5_Commercial_Grocery_New_Food Preparation_Natural Gas_Conveyor Oven_E4 | F5 | Commercial | Grocery | New | Food Preparation | Natural Gas | Conveyor Oven | E4 | RIM BC Ratio | 0 | 0 | 0 | 0 | 0 | 0 | 0 | 0 | 0 | 0 | 0 | 0 | 0 | 0 | 0 | 0 | 0 | 0 | 0 | 0 | 0 | 0 | 0 | 0 | 0 | 0 | 0 | 0 | 0 | 0 | 0 | 0 | 0
F5_Commercial_Grocery_New_Food Preparation_Natural Gas_Conveyor Oven_E5 | F5 | Commercial | Grocery | New | Food Preparation | Natural Gas | Conveyor Oven | E5 | RIM BC Ratio | 0 | 0 | 0 | 0 | 0 | 0 | 0 | 0 | 0 | 0 | 0 | 0 | 0 | 0 | 0 | 0 | 0 | 0 | 0 | 0 | 0 | 0 | 0 | 0 | 0 | 0 | 0 | 0 | 0 | 0 | 0 | 0 | 0
F5_Commercial_Grocery_New_Food Preparation_Natural Gas_Conveyor Oven_E6 | F5 | Commercial | Grocery | New | Food Preparation | Natural Gas | Conveyor Oven | E6 | RIM BC Ratio | 0 | 0 | 0 | 0 | 0 | 0 | 0 | 0 | 0 | 0 | 0 | 0 | 0 | 0 | 0 | 0 | 0 | 0 | 0 | 0 | 0 | 0 | 0 | 0 | 0 | 0 | 0 | 0 | 0 | 0 | 0 | 0 | 0
F5_Commercial_Grocery_New_Food Preparation_Natural Gas_Conveyor Oven_E7 | F5 | Commercial | Grocery | New | Food Preparation | Natural Gas | Conveyor Oven | E7 | RIM BC Ratio | 0 | 0 | 0 | 0 | 0 | 0 | 0 | 0 | 0 | 0 | 0 | 0 | 0 | 0 | 0 | 0 | 0 | 0 | 0 | 0 | 0 | 0 | 0 | 0 | 0 | 0 | 0 | 0 | 0 | 0 | 0 | 0 | 0
F5_Commercial_Grocery_New_Food Preparation_Natural Gas_Conveyor Oven_E8 | F5 | Commercial | Grocery | New | Food Preparation | Natural Gas | Conveyor Oven | E8 | RIM BC Ratio | 0 | 0 | 0 | 0 | 0 | 0 | 0 | 0 | 0 | 0 | 0 | 0 | 0 | 0 | 0 | 0 | 0 | 0 | 0 | 0 | 0 | 0 | 0 | 0 | 0 | 0 | 0 | 0 | 0 | 0 | 0 | 0 | 0
F5_Commercial_Grocery_New_Food Preparation_Natural Gas_Conveyor Oven_E9 | F5 | Commercial | Grocery | New | Food Preparation | Natural Gas | Conveyor Oven | E9 | RIM BC Ratio | 0 | 0 | 0 | 0 | 0 | 0 | 0 | 0 | 0 | 0 | 0 | 0 | 0 | 0 | 0 | 0 | 0 | 0 | 0 | 0 | 0 | 0 | 0 | 0 | 0 | 0 | 0 | 0 | 0 | 0 | 0 | 0 | 0
F5_Commercial_Grocery_New_Food Preparation_Natural Gas_Conveyor Oven_E10 | F5 | Commercial | Grocery | New | Food Preparation | Natural Gas | Conveyor Oven | E10 | RIM BC Ratio | 0 | 0 | 0 | 0 | 0 | 0 | 0 | 0 | 0 | 0 | 0 | 0 | 0 | 0 | 0 | 0 | 0 | 0 | 0 | 0 | 0 | 0 | 0 | 0 | 0 | 0 | 0 | 0 | 0 | 0 | 0 | 0 | 0
F0_Commercial_Grocery_New_Food Preparation_Natural Gas_Double Rack Oven_E0 | F0 | Commercial | Grocery | New | Food Preparation | Natural Gas | Double Rack Oven | E0 | Economic Unit | FTSC Qualified (>50% Cooking Efficiency) | FTSC Qualified (>50% Cooking Efficiency) | FTSC Qualified (>50% Cooking Efficiency) | FTSC Qualified (>50% Cooking Efficiency) | FTSC Qualified (>50% Cooking Efficiency) | FTSC Qualified (>50% Cooking Efficiency) | FTSC Qualified (>50% Cooking Efficiency) | FTSC Qualified (>50% Cooking Efficiency) | FTSC Qualified (>50% Cooking Efficiency) | FTSC Qualified (>50% Cooking Efficiency) | FTSC Qualified (>50% Cooking Efficiency) | FTSC Qualified (>50% Cooking Efficiency) | FTSC Qualified (>50% Cooking Efficiency) | FTSC Qualified (>50% Cooking Efficiency) | FTSC Qualified (>50% Cooking Efficiency) | FTSC Qualified (>50% Cooking Efficiency) | FTSC Qualified (>50% Cooking Efficiency) | FTSC Qualified (>50% Cooking Efficiency) | FTSC Qualified (>50% Cooking Efficiency) | FTSC Qualified (>50% Cooking Efficiency) | FTSC Qualified (>50% Cooking Efficiency) | FTSC Qualified (>50% Cooking Efficiency) | FTSC Qualified (>50% Cooking Efficiency) | FTSC Qualified (>50% Cooking Efficiency) | FTSC Qualified (>50% Cooking Efficiency) | FTSC Qualified (>50% Cooking Efficiency) | FTSC Qualified (>50% Cooking Efficiency) | FTSC Qualified (>50% Cooking Efficiency) | FTSC Qualified (>50% Cooking Efficiency) | FTSC Qualified (>50% Cooking Efficiency) | FTSC Qualified (>50% Cooking Efficiency) | FTSC Qualified (>50% Cooking Efficiency) | FTSC Qualified (>50% Cooking Efficiency)
F1_Commercial_Grocery_New_Food Preparation_Natural Gas_Double Rack Oven_E1 | F1 | Commercial | Grocery | New | Food Preparation | Natural Gas | Double Rack Oven | E1 | CCE | 0 | 0 | 0 | 0 | 0 | 0 | 0 | 0 | 0 | 0 | 0 | 0 | 0 | 0 | 0 | 0 | 0 | 0 | 0 | 0 | 0 | 0 | 0 | 0 | 0 | 0 | 0 | 0 | 0 | 0 | 0 | 0 | 0
F1_Commercial_Grocery_New_Food Preparation_Natural Gas_Double Rack Oven_E2 | F1 | Commercial | Grocery | New | Food Preparation | Natural Gas | Double Rack Oven | E2 | CCE | 0.28294 | 0.29294 | 0.26296 | 0.26789 | 0.26789 | 0.26789 | 0.26789 | 0.26789 | 0.26789 | 0.26789 | 0.26789 | 0.26789 | 0.26789 | 0.26789 | 0.26789 | 0.26789 | 0.26789 | 0.26789 | 0.26789 | 0.26789 | 0.26789 | 0.26789 | 0.26789 | 0.26789 | 0.26789 | 0.26789 | 0.26789 | 0.26789 | 0.26789 | 0.26789 | 0.26789 | 0.26789 | 0.26789
F1_Commercial_Grocery_New_Food Preparation_Natural Gas_Double Rack Oven_E3 | F1 | Commercial | Grocery | New | Food Preparation | Natural Gas | Double Rack Oven | E3 | CCE | 0 | 0 | 0 | 0 | 0 | 0 | 0 | 0 | 0 | 0 | 0 | 0 | 0 | 0 | 0 | 0 | 0 | 0 | 0 | 0 | 0 | 0 | 0 | 0 | 0 | 0 | 0 | 0 | 0 | 0 | 0 | 0 | 0
F1_Commercial_Grocery_New_Food Preparation_Natural Gas_Double Rack Oven_E4 | F1 | Commercial | Grocery | New | Food Preparation | Natural Gas | Double Rack Oven | E4 | CCE | 0 | 0 | 0 | 0 | 0 | 0 | 0 | 0 | 0 | 0 | 0 | 0 | 0 | 0 | 0 | 0 | 0 | 0 | 0 | 0 | 0 | 0 | 0 | 0 | 0 | 0 | 0 | 0 | 0 | 0 | 0 | 0 | 0
F1_Commercial_Grocery_New_Food Preparation_Natural Gas_Double Rack Oven_E5 | F1 | Commercial | Grocery | New | Food Preparation | Natural Gas | Double Rack Oven | E5 | CCE | 0 | 0 | 0 | 0 | 0 | 0 | 0 | 0 | 0 | 0 | 0 | 0 | 0 | 0 | 0 | 0 | 0 | 0 | 0 | 0 | 0 | 0 | 0 | 0 | 0 | 0 | 0 | 0 | 0 | 0 | 0 | 0 | 0
F1_Commercial_Grocery_New_Food Preparation_Natural Gas_Double Rack Oven_E6 | F1 | Commercial | Grocery | New | Food Preparation | Natural Gas | Double Rack Oven | E6 | CCE | 0 | 0 | 0 | 0 | 0 | 0 | 0 | 0 | 0 | 0 | 0 | 0 | 0 | 0 | 0 | 0 | 0 | 0 | 0 | 0 | 0 | 0 | 0 | 0 | 0 | 0 | 0 | 0 | 0 | 0 | 0 | 0 | 0
F1_Commercial_Grocery_New_Food Preparation_Natural Gas_Double Rack Oven_E7 | F1 | Commercial | Grocery | New | Food Preparation | Natural Gas | Double Rack Oven | E7 | CCE | 0 | 0 | 0 | 0 | 0 | 0 | 0 | 0 | 0 | 0 | 0 | 0 | 0 | 0 | 0 | 0 | 0 | 0 | 0 | 0 | 0 | 0 | 0 | 0 | 0 | 0 | 0 | 0 | 0 | 0 | 0 | 0 | 0
F1_Commercial_Grocery_New_Food Preparation_Natural Gas_Double Rack Oven_E8 | F1 | Commercial | Grocery | New | Food Preparation | Natural Gas | Double Rack Oven | E8 | CCE | 0 | 0 | 0 | 0 | 0 | 0 | 0 | 0 | 0 | 0 | 0 | 0 | 0 | 0 | 0 | 0 | 0 | 0 | 0 | 0 | 0 | 0 | 0 | 0 | 0 | 0 | 0 | 0 | 0 | 0 | 0 | 0 | 0
F1_Commercial_Grocery_New_Food Preparation_Natural Gas_Double Rack Oven_E9 | F1 | Commercial | Grocery | New | Food Preparation | Natural Gas | Double Rack Oven | E9 | CCE | 0 | 0 | 0 | 0 | 0 | 0 | 0 | 0 | 0 | 0 | 0 | 0 | 0 | 0 | 0 | 0 | 0 | 0 | 0 | 0 | 0 | 0 | 0 | 0 | 0 | 0 | 0 | 0 | 0 | 0 | 0 | 0 | 0
F1_Commercial_Grocery_New_Food Preparation_Natural Gas_Double Rack Oven_E10 | F1 | Commercial | Grocery | New | Food Preparation | Natural Gas | Double Rack Oven | E10 | CCE | 0 | 0 | 0 | 0 | 0 | 0 | 0 | 0 | 0 | 0 | 0 | 0 | 0 | 0 | 0 | 0 | 0 | 0 | 0 | 0 | 0 | 0 | 0 | 0 | 0 | 0 | 0 | 0 | 0 | 0 | 0 | 0 | 0
F2_Commercial_Grocery_New_Food Preparation_Natural Gas_Double Rack Oven_E1 | F2 | Commercial | Grocery | New | Food Preparation | Natural Gas | Double Rack Oven | E1 | TRC BC Ratio | bar: 2019 to 2051
F2_Commercial_Grocery_New_Food Preparation_Natural Gas_Double Rack Oven_E2 | F2 | Commercial | Grocery | New | Food Preparation | Natural Gas | Double Rack Oven | E2 | TRC BC Ratio | 5.8179 | 5.8254 | 5.8572 | 5.8275 | 5.8124 | 5.8356 | 5.8912 | 5.9364 | 5.9916 | 6.0447 | 6.0985 | 6.1492 | 6.2033 | 6.2592 | 6.3135 | 6.369 | 6.4249 | 6.485 | 6.5474 | 6.6117 | 6.6735 | 6.7355 | 6.7911 | 6.8468 | 6.8951 | 6.9368 | 6.9748 | 7.0076 | 7.0332 | 7.0543 | 7.0657 | 7.0734 | 7.0734
F2_Commercial_Grocery_New_Food Preparation_Natural Gas_Double Rack Oven_E3 | F2 | Commercial | Grocery | New | Food Preparation | Natural Gas | Double Rack Oven | E3 | TRC BC Ratio | 0 | 0 | 0 | 0 | 0 | 0 | 0 | 0 | 0 | 0 | 0 | 0 | 0 | 0 | 0 | 0 | 0 | 0 | 0 | 0 | 0 | 0 | 0 | 0 | 0 | 0 | 0 | 0 | 0 | 0 | 0 | 0 | 0
F2_Commercial_Grocery_New_Food Preparation_Natural Gas_Double Rack Oven_E4 | F2 | Commercial | Grocery | New | Food Preparation | Natural Gas | Double Rack Oven | E4 | TRC BC Ratio | 0 | 0 | 0 | 0 | 0 | 0 | 0 | 0 | 0 | 0 | 0 | 0 | 0 | 0 | 0 | 0 | 0 | 0 | 0 | 0 | 0 | 0 | 0 | 0 | 0 | 0 | 0 | 0 | 0 | 0 | 0 | 0 | 0
F2_Commercial_Grocery_New_Food Preparation_Natural Gas_Double Rack Oven_E5 | F2 | Commercial | Grocery | New | Food Preparation | Natural Gas | Double Rack Oven | E5 | TRC BC Ratio | 0 | 0 | 0 | 0 | 0 | 0 | 0 | 0 | 0 | 0 | 0 | 0 | 0 | 0 | 0 | 0 | 0 | 0 | 0 | 0 | 0 | 0 | 0 | 0 | 0 | 0 | 0 | 0 | 0 | 0 | 0 | 0 | 0
F2_Commercial_Grocery_New_Food Preparation_Natural Gas_Double Rack Oven_E6 | F2 | Commercial | Grocery | New | Food Preparation | Natural Gas | Double Rack Oven | E6 | TRC BC Ratio | 0 | 0 | 0 | 0 | 0 | 0 | 0 | 0 | 0 | 0 | 0 | 0 | 0 | 0 | 0 | 0 | 0 | 0 | 0 | 0 | 0 | 0 | 0 | 0 | 0 | 0 | 0 | 0 | 0 | 0 | 0 | 0 | 0
F2_Commercial_Grocery_New_Food Preparation_Natural Gas_Double Rack Oven_E7 | F2 | Commercial | Grocery | New | Food Preparation | Natural Gas | Double Rack Oven | E7 | TRC BC Ratio | 0 | 0 | 0 | 0 | 0 | 0 | 0 | 0 | 0 | 0 | 0 | 0 | 0 | 0 | 0 | 0 | 0 | 0 | 0 | 0 | 0 | 0 | 0 | 0 | 0 | 0 | 0 | 0 | 0 | 0 | 0 | 0 | 0
F2_Commercial_Grocery_New_Food Preparation_Natural Gas_Double Rack Oven_E8 | F2 | Commercial | Grocery | New | Food Preparation | Natural Gas | Double Rack Oven | E8 | TRC BC Ratio | 0 | 0 | 0 | 0 | 0 | 0 | 0 | 0 | 0 | 0 | 0 | 0 | 0 | 0 | 0 | 0 | 0 | 0 | 0 | 0 | 0 | 0 | 0 | 0 | 0 | 0 | 0 | 0 | 0 | 0 | 0 | 0 | 0
F2_Commercial_Grocery_New_Food Preparation_Natural Gas_Double Rack Oven_E9 | F2 | Commercial | Grocery | New | Food Preparation | Natural Gas | Double Rack Oven | E9 | TRC BC Ratio | 0 | 0 | 0 | 0 | 0 | 0 | 0 | 0 | 0 | 0 | 0 | 0 | 0 | 0 | 0 | 0 | 0 | 0 | 0 | 0 | 0 | 0 | 0 | 0 | 0 | 0 | 0 | 0 | 0 | 0 | 0 | 0 | 0
F2_Commercial_Grocery_New_Food Preparation_Natural Gas_Double Rack Oven_E10 | F2 | Commercial | Grocery | New | Food Preparation | Natural Gas | Double Rack Oven | E10 | TRC BC Ratio | 0 | 0 | 0 | 0 | 0 | 0 | 0 | 0 | 0 | 0 | 0 | 0 | 0 | 0 | 0 | 0 | 0 | 0 | 0 | 0 | 0 | 0 | 0 | 0 | 0 | 0 | 0 | 0 | 0 | 0 | 0 | 0 | 0
F3_Commercial_Grocery_New_Food Preparation_Natural Gas_Double Rack Oven_E1 | F3 | Commercial | Grocery | New | Food Preparation | Natural Gas | Double Rack Oven | E1 | PACT BC Ratio | bar: 2019 to 2051
F3_Commercial_Grocery_New_Food Preparation_Natural Gas_Double Rack Oven_E2 | F3 | Commercial | Grocery | New | Food Preparation | Natural Gas | Double Rack Oven | E2 | PACT BC Ratio | 7.7572 | 7.7672 | 7.8096 | 7.77 | 7.7499 | 7.7807 | 7.8549 | 7.9152 | 7.9888 | 8.0596 | 8.1313 | 8.199 | 8.2711 | 8.3456 | 8.418 | 8.4919 | 8.5665 | 8.6466 | 8.7298 | 8.8156 | 8.8979 | 8.9807 | 9.0548 | 9.1291 | 9.1935 | 9.2491 | 9.2998 | 9.3434 | 9.3776 | 9.4057 | 9.421 | 9.4312 | 9.4312
F3_Commercial_Grocery_New_Food Preparation_Natural Gas_Double Rack Oven_E3 | F3 | Commercial | Grocery | New | Food Preparation | Natural Gas | Double Rack Oven | E3 | PACT BC Ratio | 0 | 0 | 0 | 0 | 0 | 0 | 0 | 0 | 0 | 0 | 0 | 0 | 0 | 0 | 0 | 0 | 0 | 0 | 0 | 0 | 0 | 0 | 0 | 0 | 0 | 0 | 0 | 0 | 0 | 0 | 0 | 0 | 0
F3_Commercial_Grocery_New_Food Preparation_Natural Gas_Double Rack Oven_E4 | F3 | Commercial | Grocery | New | Food Preparation | Natural Gas | Double Rack Oven | E4 | PACT BC Ratio | 0 | 0 | 0 | 0 | 0 | 0 | 0 | 0 | 0 | 0 | 0 | 0 | 0 | 0 | 0 | 0 | 0 | 0 | 0 | 0 | 0 | 0 | 0 | 0 | 0 | 0 | 0 | 0 | 0 | 0 | 0 | 0 | 0
F3_Commercial_Grocery_New_Food Preparation_Natural Gas_Double Rack Oven_E5 | F3 | Commercial | Grocery | New | Food Preparation | Natural Gas | Double Rack Oven | E5 | PACT BC Ratio | 0 | 0 | 0 | 0 | 0 | 0 | 0 | 0 | 0 | 0 | 0 | 0 | 0 | 0 | 0 | 0 | 0 | 0 | 0 | 0 | 0 | 0 | 0 | 0 | 0 | 0 | 0 | 0 | 0 | 0 | 0 | 0 | 0
F3_Commercial_Grocery_New_Food Preparation_Natural Gas_Double Rack Oven_E6 | F3 | Commercial | Grocery | New | Food Preparation | Natural Gas | Double Rack Oven | E6 | PACT BC Ratio | 0 | 0 | 0 | 0 | 0 | 0 | 0 | 0 | 0 | 0 | 0 | 0 | 0 | 0 | 0 | 0 | 0 | 0 | 0 | 0 | 0 | 0 | 0 | 0 | 0 | 0 | 0 | 0 | 0 | 0 | 0 | 0 | 0
F3_Commercial_Grocery_New_Food Preparation_Natural Gas_Double Rack Oven_E7 | F3 | Commercial | Grocery | New | Food Preparation | Natural Gas | Double Rack Oven | E7 | PACT BC Ratio | 0 | 0 | 0 | 0 | 0 | 0 | 0 | 0 | 0 | 0 | 0 | 0 | 0 | 0 | 0 | 0 | 0 | 0 | 0 | 0 | 0 | 0 | 0 | 0 | 0 | 0 | 0 | 0 | 0 | 0 | 0 | 0 | 0
F3_Commercial_Grocery_New_Food Preparation_Natural Gas_Double Rack Oven_E8 | F3 | Commercial | Grocery | New | Food Preparation | Natural Gas | Double Rack Oven | E8 | PACT BC Ratio | 0 | 0 | 0 | 0 | 0 | 0 | 0 | 0 | 0 | 0 | 0 | 0 | 0 | 0 | 0 | 0 | 0 | 0 | 0 | 0 | 0 | 0 | 0 | 0 | 0 | 0 | 0 | 0 | 0 | 0 | 0 | 0 | 0
F3_Commercial_Grocery_New_Food Preparation_Natural Gas_Double Rack Oven_E9 | F3 | Commercial | Grocery | New | Food Preparation | Natural Gas | Double Rack Oven | E9 | PACT BC Ratio | 0 | 0 | 0 | 0 | 0 | 0 | 0 | 0 | 0 | 0 | 0 | 0 | 0 | 0 | 0 | 0 | 0 | 0 | 0 | 0 | 0 | 0 | 0 | 0 | 0 | 0 | 0 | 0 | 0 | 0 | 0 | 0 | 0
F3_Commercial_Grocery_New_Food Preparation_Natural Gas_Double Rack Oven_E10 | F3 | Commercial | Grocery | New | Food Preparation | Natural Gas | Double Rack Oven | E10 | PACT BC Ratio | 0 | 0 | 0 | 0 | 0 | 0 | 0 | 0 | 0 | 0 | 0 | 0 | 0 | 0 | 0 | 0 | 0 | 0 | 0 | 0 | 0 | 0 | 0 | 0 | 0 | 0 | 0 | 0 | 0 | 0 | 0 | 0 | 0
F4_Commercial_Grocery_New_Food Preparation_Natural Gas_Double Rack Oven_E1 | F4 | Commercial | Grocery | New | Food Preparation | Natural Gas | Double Rack Oven | E1 | RVT BC Ratio | bar: 2019 to 2051
F4_Commercial_Grocery_New_Food Preparation_Natural Gas_Double Rack Oven_E2 | F4 | Commercial | Grocery | New | Food Preparation | Natural Gas | Double Rack Oven | E2 | RVT BC Ratio | 9.0643 | 9.075 | 9.1207 | 9.0781 | 9.0564 | 9.0896 | 9.1696 | 9.2346 | 9.3139 | 9.3903 | 9.4676 | 9.5406 | 9.6184 | 9.6988 | 9.7768 | 9.8565 | 9.9369 | 10.0233 | 10.113 | 10.2055 | 10.2943 | 10.3835 | 10.4634 | 10.5436 | 10.613 | 10.6729 | 10.7275 | 10.7746 | 10.8115 | 10.8418 | 10.8582 | 10.8693 | 10.8693
F4_Commercial_Grocery_New_Food Preparation_Natural Gas_Double Rack Oven_E3 | F4 | Commercial | Grocery | New | Food Preparation | Natural Gas | Double Rack Oven | E3 | RVT BC Ratio | 0 | 0 | 0 | 0 | 0 | 0 | 0 | 0 | 0 | 0 | 0 | 0 | 0 | 0 | 0 | 0 | 0 | 0 | 0 | 0 | 0 | 0 | 0 | 0 | 0 | 0 | 0 | 0 | 0 | 0 | 0 | 0 | 0
F4_Commercial_Grocery_New_Food Preparation_Natural Gas_Double Rack Oven_E4 | F4 | Commercial | Grocery | New | Food Preparation | Natural Gas | Double Rack Oven | E4 | RVT BC Ratio | 0 | 0 | 0 | 0 | 0 | 0 | 0 | 0 | 0 | 0 | 0 | 0 | 0 | 0 | 0 | 0 | 0 | 0 | 0 | 0 | 0 | 0 | 0 | 0 | 0 | 0 | 0 | 0 | 0 | 0 | 0 | 0 | 0
F4_Commercial_Grocery_New_Food Preparation_Natural Gas_Double Rack Oven_E5 | F4 | Commercial | Grocery | New | Food Preparation | Natural Gas | Double Rack Oven | E5 | RVT BC Ratio | 0 | 0 | 0 | 0 | 0 | 0 | 0 | 0 | 0 | 0 | 0 | 0 | 0 | 0 | 0 | 0 | 0 | 0 | 0 | 0 | 0 | 0 | 0 | 0 | 0 | 0 | 0 | 0 | 0 | 0 | 0 | 0 | 0
F4_Commercial_Grocery_New_Food Preparation_Natural Gas_Double Rack Oven_E6 | F4 | Commercial | Grocery | New | Food Preparation | Natural Gas | Double Rack Oven | E6 | RVT BC Ratio | 0 | 0 | 0 | 0 | 0 | 0 | 0 | 0 | 0 | 0 | 0 | 0 | 0 | 0 | 0 | 0 | 0 | 0 | 0 | 0 | 0 | 0 | 0 | 0 | 0 | 0 | 0 | 0 | 0 | 0 | 0 | 0 | 0
F4_Commercial_Grocery_New_Food Preparation_Natural Gas_Double Rack Oven_E7 | F4 | Commercial | Grocery | New | Food Preparation | Natural Gas | Double Rack Oven | E7 | RVT BC Ratio | 0 | 0 | 0 | 0 | 0 | 0 | 0 | 0 | 0 | 0 | 0 | 0 | 0 | 0 | 0 | 0 | 0 | 0 | 0 | 0 | 0 | 0 | 0 | 0 | 0 | 0 | 0 | 0 | 0 | 0 | 0 | 0 | 0
F4_Commercial_Grocery_New_Food Preparation_Natural Gas_Double Rack Oven_E8 | F4 | Commercial | Grocery | New | Food Preparation | Natural Gas | Double Rack Oven | E8 | RVT BC Ratio | 0 | 0 | 0 | 0 | 0 | 0 | 0 | 0 | 0 | 0 | 0 | 0 | 0 | 0 | 0 | 0 | 0 | 0 | 0 | 0 | 0 | 0 | 0 | 0 | 0 | 0 | 0 | 0 | 0 | 0 | 0 | 0 | 0
F4_Commercial_Grocery_New_Food Preparation_Natural Gas_Double Rack Oven_E9 | F4 | Commercial | Grocery | New | Food Preparation | Natural Gas | Double Rack Oven | E9 | RVT BC Ratio | 0 | 0 | 0 | 0 | 0 | 0 | 0 | 0 | 0 | 0 | 0 | 0 | 0 | 0 | 0 | 0 | 0 | 0 | 0 | 0 | 0 | 0 | 0 | 0 | 0 | 0 | 0 | 0 | 0 | 0 | 0 | 0 | 0
F4_Commercial_Grocery_New_Food Preparation_Natural Gas_Double Rack Oven_E10 | F4 | Commercial | Grocery | New | Food Preparation | Natural Gas | Double Rack Oven | E10 | RVT BC Ratio | 0 | 0 | 0 | 0 | 0 | 0 | 0 | 0 | 0 | 0 | 0 | 0 | 0 | 0 | 0 | 0 | 0 | 0 | 0 | 0 | 0 | 0 | 0 | 0 | 0 | 0 | 0 | 0 | 0 | 0 | 0 | 0 | 0
F5_Commercial_Grocery_New_Food Preparation_Natural Gas_Double Rack Oven_E1 | F5 | Commercial | Grocery | New | Food Preparation | Natural Gas | Double Rack Oven | E1 | RIM BC Ratio | bar: 2019 to 2051
F5_Commercial_Grocery_New_Food Preparation_Natural Gas_Double Rack Oven_E2 | F5 | Commercial | Grocery | New | Food Preparation | Natural Gas | Double Rack Oven | E2 | RIM BC Ratio | 0.75359 | 0.75369 | 0.75408 | 0.75371 | 0.75352 | 0.75381 | 0.7545 | 0.75506 | 0.75572 | 0.75635 | 0.75698 | 0.75756 | 0.75817 | 0.75879 | 0.75938 | 0.75998 | 0.76057 | 0.7612 | 0.76184 | 0.76249 | 0.7631 | 0.7637 | 0.76423 | 0.76476 | 0.76521 | 0.76559 | 0.76593 | 0.76623 | 0.76646 | 0.76665 | 0.76675 | 0.76681 | 0.76681
F5_Commercial_Grocery_New_Food Preparation_Natural Gas_Double Rack Oven_E3 | F5 | Commercial | Grocery | New | Food Preparation | Natural Gas | Double Rack Oven | E3 | RIM BC Ratio | 0 | 0 | 0 | 0 | 0 | 0 | 0 | 0 | 0 | 0 | 0 | 0 | 0 | 0 | 0 | 0 | 0 | 0 | 0 | 0 | 0 | 0 | 0 | 0 | 0 | 0 | 0 | 0 | 0 | 0 | 0 | 0 | 0
F5_Commercial_Grocery_New_Food Preparation_Natural Gas_Double Rack Oven_E4 | F5 | Commercial | Grocery | New | Food Preparation | Natural Gas | Double Rack Oven | E4 | RIM BC Ratio | 0 | 0 | 0 | 0 | 0 | 0 | 0 | 0 | 0 | 0 | 0 | 0 | 0 | 0 | 0 | 0 | 0 | 0 | 0 | 0 | 0 | 0 | 0 | 0 | 0 | 0 | 0 | 0 | 0 | 0 | 0 | 0 | 0
F5_Commercial_Grocery_New_Food Preparation_Natural Gas_Double Rack Oven_E5 | F5 | Commercial | Grocery | New | Food Preparation | Natural Gas | Double Rack Oven | E5 | RIM BC Ratio | 0 | 0 | 0 | 0 | 0 | 0 | 0 | 0 | 0 | 0 | 0 | 0 | 0 | 0 | 0 | 0 | 0 | 0 | 0 | 0 | 0 | 0 | 0 | 0 | 0 | 0 | 0 | 0 | 0 | 0 | 0 | 0 | 0
F5_Commercial_Grocery_New_Food Preparation_Natural Gas_Double Rack Oven_E6 | F5 | Commercial | Grocery | New | Food Preparation | Natural Gas | Double Rack Oven | E6 | RIM BC Ratio | 0 | 0 | 0 | 0 | 0 | 0 | 0 | 0 | 0 | 0 | 0 | 0 | 0 | 0 | 0 | 0 | 0 | 0 | 0 | 0 | 0 | 0 | 0 | 0 | 0 | 0 | 0 | 0 | 0 | 0 | 0 | 0 | 0
F5_Commercial_Grocery_New_Food Preparation_Natural Gas_Double Rack Oven_E7 | F5 | Commercial | Grocery | New | Food Preparation | Natural Gas | Double Rack Oven | E7 | RIM BC Ratio | 0 | 0 | 0 | 0 | 0 | 0 | 0 | 0 | 0 | 0 | 0 | 0 | 0 | 0 | 0 | 0 | 0 | 0 | 0 | 0 | 0 | 0 | 0 | 0 | 0 | 0 | 0 | 0 | 0 | 0 | 0 | 0 | 0
F5_Commercial_Grocery_New_Food Preparation_Natural Gas_Double Rack Oven_E8 | F5 | Commercial | Grocery | New | Food Preparation | Natural Gas | Double Rack Oven | E8 | RIM BC Ratio | 0 | 0 | 0 | 0 | 0 | 0 | 0 | 0 | 0 | 0 | 0 | 0 | 0 | 0 | 0 | 0 | 0 | 0 | 0 | 0 | 0 | 0 | 0 | 0 | 0 | 0 | 0 | 0 | 0 | 0 | 0 | 0 | 0
F5_Commercial_Grocery_New_Food Preparation_Natural Gas_Double Rack Oven_E9 | F5 | Commercial | Grocery | New | Food Preparation | Natural Gas | Double Rack Oven | E9 | RIM BC Ratio | 0 | 0 | 0 | 0 | 0 | 0 | 0 | 0 | 0 | 0 | 0 | 0 | 0 | 0 | 0 | 0 | 0 | 0 | 0 | 0 | 0 | 0 | 0 | 0 | 0 | 0 | 0 | 0 | 0 | 0 | 0 | 0 | 0
F5_Commercial_Grocery_New_Food Preparation_Natural Gas_Double Rack Oven_E10 | F5 | Commercial | Grocery | New | Food Preparation | Natural Gas | Double Rack Oven | E10 | RIM BC Ratio | 0 | 0 | 0 | 0 | 0 | 0 | 0 | 0 | 0 | 0 | 0 | 0 | 0 | 0 | 0 | 0 | 0 | 0 | 0 | 0 | 0 | 0 | 0 | 0 | 0 | 0 | 0 | 0 | 0 | 0 | 0 | 0 | 0
F0_Commercial_Grocery_New_Food Preparation_Natural Gas_Fryer_E0 | F0 | Commercial | Grocery | New | Food Preparation | Natural Gas | Fryer | E0 | Economic Unit | ENERGY STAR (3.0) | ENERGY STAR (3.0) | ENERGY STAR (3.0) | ENERGY STAR (3.0) | ENERGY STAR (3.0) | ENERGY STAR (3.0) | ENERGY STAR (3.0) | ENERGY STAR (3.0) | ENERGY STAR (3.0) | ENERGY STAR (3.0) | ENERGY STAR (3.0) | ENERGY STAR (3.0) | ENERGY STAR (3.0) | ENERGY STAR (3.0) | ENERGY STAR (3.0) | ENERGY STAR (3.0) | ENERGY STAR (3.0) | ENERGY STAR (3.0) | ENERGY STAR (3.0) | ENERGY STAR (3.0) | ENERGY STAR (3.0) | ENERGY STAR (3.0) | ENERGY STAR (3.0) | ENERGY STAR (3.0) | ENERGY STAR (3.0) | ENERGY STAR (3.0) | ENERGY STAR (3.0) | ENERGY STAR (3.0) | ENERGY STAR (3.0) | ENERGY STAR (3.0) | ENERGY STAR (3.0) | ENERGY STAR (3.0) | ENERGY STAR (3.0)
F1_Commercial_Grocery_New_Food Preparation_Natural Gas_Fryer_E1 | F1 | Commercial | Grocery | New | Food Preparation | Natural Gas | Fryer | E1 | CCE | 0 | 0 | 0 | 0 | 0 | 0 | 0 | 0 | 0 | 0 | 0 | 0 | 0 | 0 | 0 | 0 | 0 | 0 | 0 | 0 | 0 | 0 | 0 | 0 | 0 | 0 | 0 | 0 | 0 | 0 | 0 | 0 | 0
F1_Commercial_Grocery_New_Food Preparation_Natural Gas_Fryer_E2 | F1 | Commercial | Grocery | New | Food Preparation | Natural Gas | Fryer | E2 | CCE | 0.36986 | 0.38294 | 0.34375 | 0 | 0 | 0 | 0 | 0 | 0 | 0 | 0 | 0 | 0 | 0 | 0 | 0 | 0 | 0 | 0 | 0 | 0 | 0 | 0 | 0 | 0 | 0 | 0 | 0 | 0 | 0 | 0 | 0 | 0
F1_Commercial_Grocery_New_Food Preparation_Natural Gas_Fryer_E3 | F1 | Commercial | Grocery | New | Food Preparation | Natural Gas | Fryer | E3 | CCE | 0 | 0 | 0 | 0 | 0 | 0 | 0 | 0 | 0 | 0 | 0 | 0 | 0 | 0 | 0 | 0 | 0 | 0 | 0 | 0 | 0 | 0 | 0 | 0 | 0 | 0 | 0 | 0 | 0 | 0 | 0 | 0 | 0
F1_Commercial_Grocery_New_Food Preparation_Natural Gas_Fryer_E4 | F1 | Commercial | Grocery | New | Food Preparation | Natural Gas | Fryer | E4 | CCE | 0 | 0 | 0 | 0 | 0 | 0 | 0 | 0 | 0 | 0 | 0 | 0 | 0 | 0 | 0 | 0 | 0 | 0 | 0 | 0 | 0 | 0 | 0 | 0 | 0 | 0 | 0 | 0 | 0 | 0 | 0 | 0 | 0
F1_Commercial_Grocery_New_Food Preparation_Natural Gas_Fryer_E5 | F1 | Commercial | Grocery | New | Food Preparation | Natural Gas | Fryer | E5 | CCE | 0 | 0 | 0 | 0 | 0 | 0 | 0 | 0 | 0 | 0 | 0 | 0 | 0 | 0 | 0 | 0 | 0 | 0 | 0 | 0 | 0 | 0 | 0 | 0 | 0 | 0 | 0 | 0 | 0 | 0 | 0 | 0 | 0
F1_Commercial_Grocery_New_Food Preparation_Natural Gas_Fryer_E6 | F1 | Commercial | Grocery | New | Food Preparation | Natural Gas | Fryer | E6 | CCE | 0 | 0 | 0 | 0 | 0 | 0 | 0 | 0 | 0 | 0 | 0 | 0 | 0 | 0 | 0 | 0 | 0 | 0 | 0 | 0 | 0 | 0 | 0 | 0 | 0 | 0 | 0 | 0 | 0 | 0 | 0 | 0 | 0
F1_Commercial_Grocery_New_Food Preparation_Natural Gas_Fryer_E7 | F1 | Commercial | Grocery | New | Food Preparation | Natural Gas | Fryer | E7 | CCE | 0 | 0 | 0 | 0 | 0 | 0 | 0 | 0 | 0 | 0 | 0 | 0 | 0 | 0 | 0 | 0 | 0 | 0 | 0 | 0 | 0 | 0 | 0 | 0 | 0 | 0 | 0 | 0 | 0 | 0 | 0 | 0 | 0
F1_Commercial_Grocery_New_Food Preparation_Natural Gas_Fryer_E8 | F1 | Commercial | Grocery | New | Food Preparation | Natural Gas | Fryer | E8 | CCE | 0 | 0 | 0 | 0 | 0 | 0 | 0 | 0 | 0 | 0 | 0 | 0 | 0 | 0 | 0 | 0 | 0 | 0 | 0 | 0 | 0 | 0 | 0 | 0 | 0 | 0 | 0 | 0 | 0 | 0 | 0 | 0 | 0
F1_Commercial_Grocery_New_Food Preparation_Natural Gas_Fryer_E9 | F1 | Commercial | Grocery | New | Food Preparation | Natural Gas | Fryer | E9 | CCE | 0 | 0 | 0 | 0 | 0 | 0 | 0 | 0 | 0 | 0 | 0 | 0 | 0 | 0 | 0 | 0 | 0 | 0 | 0 | 0 | 0 | 0 | 0 | 0 | 0 | 0 | 0 | 0 | 0 | 0 | 0 | 0 | 0
F1_Commercial_Grocery_New_Food Preparation_Natural Gas_Fryer_E10 | F1 | Commercial | Grocery | New | Food Preparation | Natural Gas | Fryer | E10 | CCE | 0 | 0 | 0 | 0 | 0 | 0 | 0 | 0 | 0 | 0 | 0 | 0 | 0 | 0 | 0 | 0 | 0 | 0 | 0 | 0 | 0 | 0 | 0 | 0 | 0 | 0 | 0 | 0 | 0 | 0 | 0 | 0 | 0
F2_Commercial_Grocery_New_Food Preparation_Natural Gas_Fryer_E1 | F2 | Commercial | Grocery | New | Food Preparation | Natural Gas | Fryer | E1 | TRC BC Ratio | 1 | 1 | 1 | 0 | 0 | 0 | 0 | 0 | 0 | 0 | 0 | 0 | 0 | 0 | 0 | 0 | 0 | 0 | 0 | 0 | 0 | 0 | 0 | 0 | 0 | 0 | 0 | 0 | 0 | 0 | 0 | 0 | 0
F2_Commercial_Grocery_New_Food Preparation_Natural Gas_Fryer_E2 | F2 | Commercial | Grocery | New | Food Preparation | Natural Gas | Fryer | E2 | TRC BC Ratio | 4.4463 | 4.4414 | 4.4606 | 1 | 1 | 1 | 1 | 1 | 1 | 1 | 1 | 1 | 1 | 1 | 1 | 1 | 1 | 1 | 1 | 1 | 1 | 1 | 1 | 1 | 1 | 1 | 1 | 1 | 1 | 1 | 1 | 1 | 1
F2_Commercial_Grocery_New_Food Preparation_Natural Gas_Fryer_E3 | F2 | Commercial | Grocery | New | Food Preparation | Natural Gas | Fryer | E3 | TRC BC Ratio | 0 | 0 | 0 | 0 | 0 | 0 | 0 | 0 | 0 | 0 | 0 | 0 | 0 | 0 | 0 | 0 | 0 | 0 | 0 | 0 | 0 | 0 | 0 | 0 | 0 | 0 | 0 | 0 | 0 | 0 | 0 | 0 | 0
F2_Commercial_Grocery_New_Food Preparation_Natural Gas_Fryer_E4 | F2 | Commercial | Grocery | New | Food Preparation | Natural Gas | Fryer | E4 | TRC BC Ratio | 0 | 0 | 0 | 0 | 0 | 0 | 0 | 0 | 0 | 0 | 0 | 0 | 0 | 0 | 0 | 0 | 0 | 0 | 0 | 0 | 0 | 0 | 0 | 0 | 0 | 0 | 0 | 0 | 0 | 0 | 0 | 0 | 0
F2_Commercial_Grocery_New_Food Preparation_Natural Gas_Fryer_E5 | F2 | Commercial | Grocery | New | Food Preparation | Natural Gas | Fryer | E5 | TRC BC Ratio | 0 | 0 | 0 | 0 | 0 | 0 | 0 | 0 | 0 | 0 | 0 | 0 | 0 | 0 | 0 | 0 | 0 | 0 | 0 | 0 | 0 | 0 | 0 | 0 | 0 | 0 | 0 | 0 | 0 | 0 | 0 | 0 | 0
F2_Commercial_Grocery_New_Food Preparation_Natural Gas_Fryer_E6 | F2 | Commercial | Grocery | New | Food Preparation | Natural Gas | Fryer | E6 | TRC BC Ratio | 0 | 0 | 0 | 0 | 0 | 0 | 0 | 0 | 0 | 0 | 0 | 0 | 0 | 0 | 0 | 0 | 0 | 0 | 0 | 0 | 0 | 0 | 0 | 0 | 0 | 0 | 0 | 0 | 0 | 0 | 0 | 0 | 0
F2_Commercial_Grocery_New_Food Preparation_Natural Gas_Fryer_E7 | F2 | Commercial | Grocery | New | Food Preparation | Natural Gas | Fryer | E7 | TRC BC Ratio | 0 | 0 | 0 | 0 | 0 | 0 | 0 | 0 | 0 | 0 | 0 | 0 | 0 | 0 | 0 | 0 | 0 | 0 | 0 | 0 | 0 | 0 | 0 | 0 | 0 | 0 | 0 | 0 | 0 | 0 | 0 | 0 | 0
F2_Commercial_Grocery_New_Food Preparation_Natural Gas_Fryer_E8 | F2 | Commercial | Grocery | New | Food Preparation | Natural Gas | Fryer | E8 | TRC BC Ratio | 0 | 0 | 0 | 0 | 0 | 0 | 0 | 0 | 0 | 0 | 0 | 0 | 0 | 0 | 0 | 0 | 0 | 0 | 0 | 0 | 0 | 0 | 0 | 0 | 0 | 0 | 0 | 0 | 0 | 0 | 0 | 0 | 0
F2_Commercial_Grocery_New_Food Preparation_Natural Gas_Fryer_E9 | F2 | Commercial | Grocery | New | Food Preparation | Natural Gas | Fryer | E9 | TRC BC Ratio | 0 | 0 | 0 | 0 | 0 | 0 | 0 | 0 | 0 | 0 | 0 | 0 | 0 | 0 | 0 | 0 | 0 | 0 | 0 | 0 | 0 | 0 | 0 | 0 | 0 | 0 | 0 | 0 | 0 | 0 | 0 | 0 | 0
F2_Commercial_Grocery_New_Food Preparation_Natural Gas_Fryer_E10 | F2 | Commercial | Grocery | New | Food Preparation | Natural Gas | Fryer | E10 | TRC BC Ratio | 0 | 0 | 0 | 0 | 0 | 0 | 0 | 0 | 0 | 0 | 0 | 0 | 0 | 0 | 0 | 0 | 0 | 0 | 0 | 0 | 0 | 0 | 0 | 0 | 0 | 0 | 0 | 0 | 0 | 0 | 0 | 0 | 0
F3_Commercial_Grocery_New_Food Preparation_Natural Gas_Fryer_E1 | F3 | Commercial | Grocery | New | Food Preparation | Natural Gas | Fryer | E1 | PACT BC Ratio | 1 | 1 | 1 | 0 | 0 | 0 | 0 | 0 | 0 | 0 | 0 | 0 | 0 | 0 | 0 | 0 | 0 | 0 | 0 | 0 | 0 | 0 | 0 | 0 | 0 | 0 | 0 | 0 | 0 | 0 | 0 | 0 | 0
F3_Commercial_Grocery_New_Food Preparation_Natural Gas_Fryer_E2 | F3 | Commercial | Grocery | New | Food Preparation | Natural Gas | Fryer | E2 | PACT BC Ratio | 5.9285 | 5.9219 | 5.9474 | 1 | 1 | 1 | 1 | 1 | 1 | 1 | 1 | 1 | 1 | 1 | 1 | 1 | 1 | 1 | 1 | 1 | 1 | 1 | 1 | 1 | 1 | 1 | 1 | 1 | 1 | 1 | 1 | 1 | 1
F3_Commercial_Grocery_New_Food Preparation_Natural Gas_Fryer_E3 | F3 | Commercial | Grocery | New | Food Preparation | Natural Gas | Fryer | E3 | PACT BC Ratio | 0 | 0 | 0 | 0 | 0 | 0 | 0 | 0 | 0 | 0 | 0 | 0 | 0 | 0 | 0 | 0 | 0 | 0 | 0 | 0 | 0 | 0 | 0 | 0 | 0 | 0 | 0 | 0 | 0 | 0 | 0 | 0 | 0
F3_Commercial_Grocery_New_Food Preparation_Natural Gas_Fryer_E4 | F3 | Commercial | Grocery | New | Food Preparation | Natural Gas | Fryer | E4 | PACT BC Ratio | 0 | 0 | 0 | 0 | 0 | 0 | 0 | 0 | 0 | 0 | 0 | 0 | 0 | 0 | 0 | 0 | 0 | 0 | 0 | 0 | 0 | 0 | 0 | 0 | 0 | 0 | 0 | 0 | 0 | 0 | 0 | 0 | 0
F3_Commercial_Grocery_New_Food Preparation_Natural Gas_Fryer_E5 | F3 | Commercial | Grocery | New | Food Preparation | Natural Gas | Fryer | E5 | PACT BC Ratio | 0 | 0 | 0 | 0 | 0 | 0 | 0 | 0 | 0 | 0 | 0 | 0 | 0 | 0 | 0 | 0 | 0 | 0 | 0 | 0 | 0 | 0 | 0 | 0 | 0 | 0 | 0 | 0 | 0 | 0 | 0 | 0 | 0
F3_Commercial_Grocery_New_Food Preparation_Natural Gas_Fryer_E6 | F3 | Commercial | Grocery | New | Food Preparation | Natural Gas | Fryer | E6 | PACT BC Ratio | 0 | 0 | 0 | 0 | 0 | 0 | 0 | 0 | 0 | 0 | 0 | 0 | 0 | 0 | 0 | 0 | 0 | 0 | 0 | 0 | 0 | 0 | 0 | 0 | 0 | 0 | 0 | 0 | 0 | 0 | 0 | 0 | 0
F3_Commercial_Grocery_New_Food Preparation_Natural Gas_Fryer_E7 | F3 | Commercial | Grocery | New | Food Preparation | Natural Gas | Fryer | E7 | PACT BC Ratio | 0 | 0 | 0 | 0 | 0 | 0 | 0 | 0 | 0 | 0 | 0 | 0 | 0 | 0 | 0 | 0 | 0 | 0 | 0 | 0 | 0 | 0 | 0 | 0 | 0 | 0 | 0 | 0 | 0 | 0 | 0 | 0 | 0
F3_Commercial_Grocery_New_Food Preparation_Natural Gas_Fryer_E8 | F3 | Commercial | Grocery | New | Food Preparation | Natural Gas | Fryer | E8 | PACT BC Ratio | 0 | 0 | 0 | 0 | 0 | 0 | 0 | 0 | 0 | 0 | 0 | 0 | 0 | 0 | 0 | 0 | 0 | 0 | 0 | 0 | 0 | 0 | 0 | 0 | 0 | 0 | 0 | 0 | 0 | 0 | 0 | 0 | 0
F3_Commercial_Grocery_New_Food Preparation_Natural Gas_Fryer_E9 | F3 | Commercial | Grocery | New | Food Preparation | Natural Gas | Fryer | E9 | PACT BC Ratio | 0 | 0 | 0 | 0 | 0 | 0 | 0 | 0 | 0 | 0 | 0 | 0 | 0 | 0 | 0 | 0 | 0 | 0 | 0 | 0 | 0 | 0 | 0 | 0 | 0 | 0 | 0 | 0 | 0 | 0 | 0 | 0 | 0
F3_Commercial_Grocery_New_Food Preparation_Natural Gas_Fryer_E10 | F3 | Commercial | Grocery | New | Food Preparation | Natural Gas | Fryer | E10 | PACT BC Ratio | 0 | 0 | 0 | 0 | 0 | 0 | 0 | 0 | 0 | 0 | 0 | 0 | 0 | 0 | 0 | 0 | 0 | 0 | 0 | 0 | 0 | 0 | 0 | 0 | 0 | 0 | 0 | 0 | 0 | 0 | 0 | 0 | 0
F4_Commercial_Grocery_New_Food Preparation_Natural Gas_Fryer_E1 | F4 | Commercial | Grocery | New | Food Preparation | Natural Gas | Fryer | E1 | RVT BC Ratio | 1 | 1 | 1 | 0 | 0 | 0 | 0 | 0 | 0 | 0 | 0 | 0 | 0 | 0 | 0 | 0 | 0 | 0 | 0 | 0 | 0 | 0 | 0 | 0 | 0 | 0 | 0 | 0 | 0 | 0 | 0 | 0 | 0
F4_Commercial_Grocery_New_Food Preparation_Natural Gas_Fryer_E2 | F4 | Commercial | Grocery | New | Food Preparation | Natural Gas | Fryer | E2 | RVT BC Ratio | 7.0924 | 7.0854 | 7.1129 | 1 | 1 | 1 | 1 | 1 | 1 | 1 | 1 | 1 | 1 | 1 | 1 | 1 | 1 | 1 | 1 | 1 | 1 | 1 | 1 | 1 | 1 | 1 | 1 | 1 | 1 | 1 | 1 | 1 | 1
F4_Commercial_Grocery_New_Food Preparation_Natural Gas_Fryer_E3 | F4 | Commercial | Grocery | New | Food Preparation | Natural Gas | Fryer | E3 | RVT BC Ratio | 0 | 0 | 0 | 0 | 0 | 0 | 0 | 0 | 0 | 0 | 0 | 0 | 0 | 0 | 0 | 0 | 0 | 0 | 0 | 0 | 0 | 0 | 0 | 0 | 0 | 0 | 0 | 0 | 0 | 0 | 0 | 0 | 0
F4_Commercial_Grocery_New_Food Preparation_Natural Gas_Fryer_E4 | F4 | Commercial | Grocery | New | Food Preparation | Natural Gas | Fryer | E4 | RVT BC Ratio | 0 | 0 | 0 | 0 | 0 | 0 | 0 | 0 | 0 | 0 | 0 | 0 | 0 | 0 | 0 | 0 | 0 | 0 | 0 | 0 | 0 | 0 | 0 | 0 | 0 | 0 | 0 | 0 | 0 | 0 | 0 | 0 | 0
F4_Commercial_Grocery_New_Food Preparation_Natural Gas_Fryer_E5 | F4 | Commercial | Grocery | New | Food Preparation | Natural Gas | Fryer | E5 | RVT BC Ratio | 0 | 0 | 0 | 0 | 0 | 0 | 0 | 0 | 0 | 0 | 0 | 0 | 0 | 0 | 0 | 0 | 0 | 0 | 0 | 0 | 0 | 0 | 0 | 0 | 0 | 0 | 0 | 0 | 0 | 0 | 0 | 0 | 0
F4_Commercial_Grocery_New_Food Preparation_Natural Gas_Fryer_E6 | F4 | Commercial | Grocery | New | Food Preparation | Natural Gas | Fryer | E6 | RVT BC Ratio | 0 | 0 | 0 | 0 | 0 | 0 | 0 | 0 | 0 | 0 | 0 | 0 | 0 | 0 | 0 | 0 | 0 | 0 | 0 | 0 | 0 | 0 | 0 | 0 | 0 | 0 | 0 | 0 | 0 | 0 | 0 | 0 | 0
F4_Commercial_Grocery_New_Food Preparation_Natural Gas_Fryer_E7 | F4 | Commercial | Grocery | New | Food Preparation | Natural Gas | Fryer | E7 | RVT BC Ratio | 0 | 0 | 0 | 0 | 0 | 0 | 0 | 0 | 0 | 0 | 0 | 0 | 0 | 0 | 0 | 0 | 0 | 0 | 0 | 0 | 0 | 0 | 0 | 0 | 0 | 0 | 0 | 0 | 0 | 0 | 0 | 0 | 0
F4_Commercial_Grocery_New_Food Preparation_Natural Gas_Fryer_E8 | F4 | Commercial | Grocery | New | Food Preparation | Natural Gas | Fryer | E8 | RVT BC Ratio | 0 | 0 | 0 | 0 | 0 | 0 | 0 | 0 | 0 | 0 | 0 | 0 | 0 | 0 | 0 | 0 | 0 | 0 | 0 | 0 | 0 | 0 | 0 | 0 | 0 | 0 | 0 | 0 | 0 | 0 | 0 | 0 | 0
F4_Commercial_Grocery_New_Food Preparation_Natural Gas_Fryer_E9 | F4 | Commercial | Grocery | New | Food Preparation | Natural Gas | Fryer | E9 | RVT BC Ratio | 0 | 0 | 0 | 0 | 0 | 0 | 0 | 0 | 0 | 0 | 0 | 0 | 0 | 0 | 0 | 0 | 0 | 0 | 0 | 0 | 0 | 0 | 0 | 0 | 0 | 0 | 0 | 0 | 0 | 0 | 0 | 0 | 0
F4_Commercial_Grocery_New_Food Preparation_Natural Gas_Fryer_E10 | F4 | Commercial | Grocery | New | Food Preparation | Natural Gas | Fryer | E10 | RVT BC Ratio | 0 | 0 | 0 | 0 | 0 | 0 | 0 | 0 | 0 | 0 | 0 | 0 | 0 | 0 | 0 | 0 | 0 | 0 | 0 | 0 | 0 | 0 | 0 | 0 | 0 | 0 | 0 | 0 | 0 | 0 | 0 | 0 | 0
F5_Commercial_Grocery_New_Food Preparation_Natural Gas_Fryer_E1 | F5 | Commercial | Grocery | New | Food Preparation | Natural Gas | Fryer | E1 | RIM BC Ratio | 1 | 1 | 1 | 0 | 0 | 0 | 0 | 0 | 0 | 0 | 0 | 0 | 0 | 0 | 0 | 0 | 0 | 0 | 0 | 0 | 0 | 0 | 0 | 0 | 0 | 0 | 0 | 0 | 0 | 0 | 0 | 0 | 0
F5_Commercial_Grocery_New_Food Preparation_Natural Gas_Fryer_E2 | F5 | Commercial | Grocery | New | Food Preparation | Natural Gas | Fryer | E2 | RIM BC Ratio | 0.73167 | 0.73157 | 0.73195 | 1 | 1 | 1 | 1 | 1 | 1 | 1 | 1 | 1 | 1 | 1 | 1 | 1 | 1 | 1 | 1 | 1 | 1 | 1 | 1 | 1 | 1 | 1 | 1 | 1 | 1 | 1 | 1 | 1 | 1
F5_Commercial_Grocery_New_Food Preparation_Natural Gas_Fryer_E3 | F5 | Commercial | Grocery | New | Food Preparation | Natural Gas | Fryer | E3 | RIM BC Ratio | 0 | 0 | 0 | 0 | 0 | 0 | 0 | 0 | 0 | 0 | 0 | 0 | 0 | 0 | 0 | 0 | 0 | 0 | 0 | 0 | 0 | 0 | 0 | 0 | 0 | 0 | 0 | 0 | 0 | 0 | 0 | 0 | 0
F5_Commercial_Grocery_New_Food Preparation_Natural Gas_Fryer_E4 | F5 | Commercial | Grocery | New | Food Preparation | Natural Gas | Fryer | E4 | RIM BC Ratio | 0 | 0 | 0 | 0 | 0 | 0 | 0 | 0 | 0 | 0 | 0 | 0 | 0 | 0 | 0 | 0 | 0 | 0 | 0 | 0 | 0 | 0 | 0 | 0 | 0 | 0 | 0 | 0 | 0 | 0 | 0 | 0 | 0
F5_Commercial_Grocery_New_Food Preparation_Natural Gas_Fryer_E5 | F5 | Commercial | Grocery | New | Food Preparation | Natural Gas | Fryer | E5 | RIM BC Ratio | 0 | 0 | 0 | 0 | 0 | 0 | 0 | 0 | 0 | 0 | 0 | 0 | 0 | 0 | 0 | 0 | 0 | 0 | 0 | 0 | 0 | 0 | 0 | 0 | 0 | 0 | 0 | 0 | 0 | 0 | 0 | 0 | 0
F5_Commercial_Grocery_New_Food Preparation_Natural Gas_Fryer_E6 | F5 | Commercial | Grocery | New | Food Preparation | Natural Gas | Fryer | E6 | RIM BC Ratio | 0 | 0 | 0 | 0 | 0 | 0 | 0 | 0 | 0 | 0 | 0 | 0 | 0 | 0 | 0 | 0 | 0 | 0 | 0 | 0 | 0 | 0 | 0 | 0 | 0 | 0 | 0 | 0 | 0 | 0 | 0 | 0 | 0
F5_Commercial_Grocery_New_Food Preparation_Natural Gas_Fryer_E7 | F5 | Commercial | Grocery | New | Food Preparation | Natural Gas | Fryer | E7 | RIM BC Ratio | 0 | 0 | 0 | 0 | 0 | 0 | 0 | 0 | 0 | 0 | 0 | 0 | 0 | 0 | 0 | 0 | 0 | 0 | 0 | 0 | 0 | 0 | 0 | 0 | 0 | 0 | 0 | 0 | 0 | 0 | 0 | 0 | 0
F5_Commercial_Grocery_New_Food Preparation_Natural Gas_Fryer_E8 | F5 | Commercial | Grocery | New | Food Preparation | Natural Gas | Fryer | E8 | RIM BC Ratio | 0 | 0 | 0 | 0 | 0 | 0 | 0 | 0 | 0 | 0 | 0 | 0 | 0 | 0 | 0 | 0 | 0 | 0 | 0 | 0 | 0 | 0 | 0 | 0 | 0 | 0 | 0 | 0 | 0 | 0 | 0 | 0 | 0
F5_Commercial_Grocery_New_Food Preparation_Natural Gas_Fryer_E9 | F5 | Commercial | Grocery | New | Food Preparation | Natural Gas | Fryer | E9 | RIM BC Ratio | 0 | 0 | 0 | 0 | 0 | 0 | 0 | 0 | 0 | 0 | 0 | 0 | 0 | 0 | 0 | 0 | 0 | 0 | 0 | 0 | 0 | 0 | 0 | 0 | 0 | 0 | 0 | 0 | 0 | 0 | 0 | 0 | 0
F5_Commercial_Grocery_New_Food Preparation_Natural Gas_Fryer_E10 | F5 | Commercial | Grocery | New | Food Preparation | Natural Gas | Fryer | E10 | RIM BC Ratio | 0 | 0 | 0 | 0 | 0 | 0 | 0 | 0 | 0 | 0 | 0 | 0 | 0 | 0 | 0 | 0 | 0 | 0 | 0 | 0 | 0 | 0 | 0 | 0 | 0 | 0 | 0 | 0 | 0 | 0 | 0 | 0 | 0
F0_Commercial_Grocery_New_Food Preparation_Natural Gas_Broiler_E0 | F0 | Commercial | Grocery | New | Food Preparation | Natural Gas | Broiler | E0 | Economic Unit | Infrared Burners | Infrared Burners | Infrared Burners | Infrared Burners | Infrared Burners | Infrared Burners | Infrared Burners | Infrared Burners | Infrared Burners | Infrared Burners | Infrared Burners | Infrared Burners | Infrared Burners | Infrared Burners | Infrared Burners | Infrared Burners | Infrared Burners | Infrared Burners | Infrared Burners | Infrared Burners | Infrared Burners | Infrared Burners | Infrared Burners | Infrared Burners | Infrared Burners | Infrared Burners | Infrared Burners | Infrared Burners | Infrared Burners | Infrared Burners | Infrared Burners | Infrared Burners | Infrared Burners
F1_Commercial_Grocery_New_Food Preparation_Natural Gas_Broiler_E1 | F1 | Commercial | Grocery | New | Food Preparation | Natural Gas | Broiler | E1 | CCE | 0 | 0 | 0 | 0 | 0 | 0 | 0 | 0 | 0 | 0 | 0 | 0 | 0 | 0 | 0 | 0 | 0 | 0 | 0 | 0 | 0 | 0 | 0 | 0 | 0 | 0 | 0 | 0 | 0 | 0 | 0 | 0 | 0
F1_Commercial_Grocery_New_Food Preparation_Natural Gas_Broiler_E2 | F1 | Commercial | Grocery | New | Food Preparation | Natural Gas | Broiler | E2 | CCE | 0.59817 | 0.61931 | 0.55594 | 0.56637 | 0.56637 | 0.56637 | 0.56637 | 0.56637 | 0.56637 | 0.56637 | 0.56637 | 0.56637 | 0.56637 | 0.56637 | 0.56637 | 0.56637 | 0.56637 | 0.56637 | 0.56637 | 0.56637 | 0.56637 | 0.56637 | 0.56637 | 0.56637 | 0.56637 | 0.56637 | 0.56637 | 0.56637 | 0.56637 | 0.56637 | 0.56637 | 0.56637 | 0.56637
F1_Commercial_Grocery_New_Food Preparation_Natural Gas_Broiler_E3 | F1 | Commercial | Grocery | New | Food Preparation | Natural Gas | Broiler | E3 | CCE | 0 | 0 | 0 | 0 | 0 | 0 | 0 | 0 | 0 | 0 | 0 | 0 | 0 | 0 | 0 | 0 | 0 | 0 | 0 | 0 | 0 | 0 | 0 | 0 | 0 | 0 | 0 | 0 | 0 | 0 | 0 | 0 | 0
F1_Commercial_Grocery_New_Food Preparation_Natural Gas_Broiler_E4 | F1 | Commercial | Grocery | New | Food Preparation | Natural Gas | Broiler | E4 | CCE | 0 | 0 | 0 | 0 | 0 | 0 | 0 | 0 | 0 | 0 | 0 | 0 | 0 | 0 | 0 | 0 | 0 | 0 | 0 | 0 | 0 | 0 | 0 | 0 | 0 | 0 | 0 | 0 | 0 | 0 | 0 | 0 | 0
F1_Commercial_Grocery_New_Food Preparation_Natural Gas_Broiler_E5 | F1 | Commercial | Grocery | New | Food Preparation | Natural Gas | Broiler | E5 | CCE | 0 | 0 | 0 | 0 | 0 | 0 | 0 | 0 | 0 | 0 | 0 | 0 | 0 | 0 | 0 | 0 | 0 | 0 | 0 | 0 | 0 | 0 | 0 | 0 | 0 | 0 | 0 | 0 | 0 | 0 | 0 | 0 | 0
F1_Commercial_Grocery_New_Food Preparation_Natural Gas_Broiler_E6 | F1 | Commercial | Grocery | New | Food Preparation | Natural Gas | Broiler | E6 | CCE | 0 | 0 | 0 | 0 | 0 | 0 | 0 | 0 | 0 | 0 | 0 | 0 | 0 | 0 | 0 | 0 | 0 | 0 | 0 | 0 | 0 | 0 | 0 | 0 | 0 | 0 | 0 | 0 | 0 | 0 | 0 | 0 | 0
F1_Commercial_Grocery_New_Food Preparation_Natural Gas_Broiler_E7 | F1 | Commercial | Grocery | New | Food Preparation | Natural Gas | Broiler | E7 | CCE | 0 | 0 | 0 | 0 | 0 | 0 | 0 | 0 | 0 | 0 | 0 | 0 | 0 | 0 | 0 | 0 | 0 | 0 | 0 | 0 | 0 | 0 | 0 | 0 | 0 | 0 | 0 | 0 | 0 | 0 | 0 | 0 | 0
F1_Commercial_Grocery_New_Food Preparation_Natural Gas_Broiler_E8 | F1 | Commercial | Grocery | New | Food Preparation | Natural Gas | Broiler | E8 | CCE | 0 | 0 | 0 | 0 | 0 | 0 | 0 | 0 | 0 | 0 | 0 | 0 | 0 | 0 | 0 | 0 | 0 | 0 | 0 | 0 | 0 | 0 | 0 | 0 | 0 | 0 | 0 | 0 | 0 | 0 | 0 | 0 | 0
F1_Commercial_Grocery_New_Food Preparation_Natural Gas_Broiler_E9 | F1 | Commercial | Grocery | New | Food Preparation | Natural Gas | Broiler | E9 | CCE | 0 | 0 | 0 | 0 | 0 | 0 | 0 | 0 | 0 | 0 | 0 | 0 | 0 | 0 | 0 | 0 | 0 | 0 | 0 | 0 | 0 | 0 | 0 | 0 | 0 | 0 | 0 | 0 | 0 | 0 | 0 | 0 | 0
F1_Commercial_Grocery_New_Food Preparation_Natural Gas_Broiler_E10 | F1 | Commercial | Grocery | New | Food Preparation | Natural Gas | Broiler | E10 | CCE | 0 | 0 | 0 | 0 | 0 | 0 | 0 | 0 | 0 | 0 | 0 | 0 | 0 | 0 | 0 | 0 | 0 | 0 | 0 | 0 | 0 | 0 | 0 | 0 | 0 | 0 | 0 | 0 | 0 | 0 | 0 | 0 | 0
F2_Commercial_Grocery_New_Food Preparation_Natural Gas_Broiler_E1 | F2 | Commercial | Grocery | New | Food Preparation | Natural Gas | Broiler | E1 | TRC BC Ratio | bar: 2019 to 2051
F2_Commercial_Grocery_New_Food Preparation_Natural Gas_Broiler_E2 | F2 | Commercial | Grocery | New | Food Preparation | Natural Gas | Broiler | E2 | TRC BC Ratio | 2.7519 | 2.7554 | 2.7705 | 2.7565 | 2.7493 | 2.7603 | 2.7866 | 2.8079 | 2.834 | 2.8592 | 2.8846 | 2.9086 | 2.9342 | 2.9607 | 2.9863 | 3.0126 | 3.039 | 3.0674 | 3.0969 | 3.1274 | 3.1566 | 3.1859 | 3.2122 | 3.2386 | 3.2614 | 3.2812 | 3.2991 | 3.3146 | 3.3268 | 3.3367 | 3.3421 | 3.3458 | 3.3458
F2_Commercial_Grocery_New_Food Preparation_Natural Gas_Broiler_E3 | F2 | Commercial | Grocery | New | Food Preparation | Natural Gas | Broiler | E3 | TRC BC Ratio | 0 | 0 | 0 | 0 | 0 | 0 | 0 | 0 | 0 | 0 | 0 | 0 | 0 | 0 | 0 | 0 | 0 | 0 | 0 | 0 | 0 | 0 | 0 | 0 | 0 | 0 | 0 | 0 | 0 | 0 | 0 | 0 | 0
F2_Commercial_Grocery_New_Food Preparation_Natural Gas_Broiler_E4 | F2 | Commercial | Grocery | New | Food Preparation | Natural Gas | Broiler | E4 | TRC BC Ratio | 0 | 0 | 0 | 0 | 0 | 0 | 0 | 0 | 0 | 0 | 0 | 0 | 0 | 0 | 0 | 0 | 0 | 0 | 0 | 0 | 0 | 0 | 0 | 0 | 0 | 0 | 0 | 0 | 0 | 0 | 0 | 0 | 0
F2_Commercial_Grocery_New_Food Preparation_Natural Gas_Broiler_E5 | F2 | Commercial | Grocery | New | Food Preparation | Natural Gas | Broiler | E5 | TRC BC Ratio | 0 | 0 | 0 | 0 | 0 | 0 | 0 | 0 | 0 | 0 | 0 | 0 | 0 | 0 | 0 | 0 | 0 | 0 | 0 | 0 | 0 | 0 | 0 | 0 | 0 | 0 | 0 | 0 | 0 | 0 | 0 | 0 | 0
F2_Commercial_Grocery_New_Food Preparation_Natural Gas_Broiler_E6 | F2 | Commercial | Grocery | New | Food Preparation | Natural Gas | Broiler | E6 | TRC BC Ratio | 0 | 0 | 0 | 0 | 0 | 0 | 0 | 0 | 0 | 0 | 0 | 0 | 0 | 0 | 0 | 0 | 0 | 0 | 0 | 0 | 0 | 0 | 0 | 0 | 0 | 0 | 0 | 0 | 0 | 0 | 0 | 0 | 0
F2_Commercial_Grocery_New_Food Preparation_Natural Gas_Broiler_E7 | F2 | Commercial | Grocery | New | Food Preparation | Natural Gas | Broiler | E7 | TRC BC Ratio | 0 | 0 | 0 | 0 | 0 | 0 | 0 | 0 | 0 | 0 | 0 | 0 | 0 | 0 | 0 | 0 | 0 | 0 | 0 | 0 | 0 | 0 | 0 | 0 | 0 | 0 | 0 | 0 | 0 | 0 | 0 | 0 | 0
F2_Commercial_Grocery_New_Food Preparation_Natural Gas_Broiler_E8 | F2 | Commercial | Grocery | New | Food Preparation | Natural Gas | Broiler | E8 | TRC BC Ratio | 0 | 0 | 0 | 0 | 0 | 0 | 0 | 0 | 0 | 0 | 0 | 0 | 0 | 0 | 0 | 0 | 0 | 0 | 0 | 0 | 0 | 0 | 0 | 0 | 0 | 0 | 0 | 0 | 0 | 0 | 0 | 0 | 0
F2_Commercial_Grocery_New_Food Preparation_Natural Gas_Broiler_E9 | F2 | Commercial | Grocery | New | Food Preparation | Natural Gas | Broiler | E9 | TRC BC Ratio | 0 | 0 | 0 | 0 | 0 | 0 | 0 | 0 | 0 | 0 | 0 | 0 | 0 | 0 | 0 | 0 | 0 | 0 | 0 | 0 | 0 | 0 | 0 | 0 | 0 | 0 | 0 | 0 | 0 | 0 | 0 | 0 | 0
F2_Commercial_Grocery_New_Food Preparation_Natural Gas_Broiler_E10 | F2 | Commercial | Grocery | New | Food Preparation | Natural Gas | Broiler | E10 | TRC BC Ratio | 0 | 0 | 0 | 0 | 0 | 0 | 0 | 0 | 0 | 0 | 0 | 0 | 0 | 0 | 0 | 0 | 0 | 0 | 0 | 0 | 0 | 0 | 0 | 0 | 0 | 0 | 0 | 0 | 0 | 0 | 0 | 0 | 0
F3_Commercial_Grocery_New_Food Preparation_Natural Gas_Broiler_E1 | F3 | Commercial | Grocery | New | Food Preparation | Natural Gas | Broiler | E1 | PACT BC Ratio | bar: 2019 to 2051
F3_Commercial_Grocery_New_Food Preparation_Natural Gas_Broiler_E2 | F3 | Commercial | Grocery | New | Food Preparation | Natural Gas | Broiler | E2 | PACT BC Ratio | 3.6692 | 3.6739 | 3.694 | 3.6753 | 3.6658 | 3.6803 | 3.7154 | 3.7439 | 3.7787 | 3.8122 | 3.8462 | 3.8782 | 3.9123 | 3.9475 | 3.9818 | 4.0167 | 4.052 | 4.0899 | 4.1293 | 4.1698 | 4.2088 | 4.2479 | 4.283 | 4.3181 | 4.3486 | 4.3749 | 4.3988 | 4.4195 | 4.4357 | 4.4489 | 4.4562 | 4.461 | 4.461
F3_Commercial_Grocery_New_Food Preparation_Natural Gas_Broiler_E3 | F3 | Commercial | Grocery | New | Food Preparation | Natural Gas | Broiler | E3 | PACT BC Ratio | 0 | 0 | 0 | 0 | 0 | 0 | 0 | 0 | 0 | 0 | 0 | 0 | 0 | 0 | 0 | 0 | 0 | 0 | 0 | 0 | 0 | 0 | 0 | 0 | 0 | 0 | 0 | 0 | 0 | 0 | 0 | 0 | 0
F3_Commercial_Grocery_New_Food Preparation_Natural Gas_Broiler_E4 | F3 | Commercial | Grocery | New | Food Preparation | Natural Gas | Broiler | E4 | PACT BC Ratio | 0 | 0 | 0 | 0 | 0 | 0 | 0 | 0 | 0 | 0 | 0 | 0 | 0 | 0 | 0 | 0 | 0 | 0 | 0 | 0 | 0 | 0 | 0 | 0 | 0 | 0 | 0 | 0 | 0 | 0 | 0 | 0 | 0
F3_Commercial_Grocery_New_Food Preparation_Natural Gas_Broiler_E5 | F3 | Commercial | Grocery | New | Food Preparation | Natural Gas | Broiler | E5 | PACT BC Ratio | 0 | 0 | 0 | 0 | 0 | 0 | 0 | 0 | 0 | 0 | 0 | 0 | 0 | 0 | 0 | 0 | 0 | 0 | 0 | 0 | 0 | 0 | 0 | 0 | 0 | 0 | 0 | 0 | 0 | 0 | 0 | 0 | 0
F3_Commercial_Grocery_New_Food Preparation_Natural Gas_Broiler_E6 | F3 | Commercial | Grocery | New | Food Preparation | Natural Gas | Broiler | E6 | PACT BC Ratio | 0 | 0 | 0 | 0 | 0 | 0 | 0 | 0 | 0 | 0 | 0 | 0 | 0 | 0 | 0 | 0 | 0 | 0 | 0 | 0 | 0 | 0 | 0 | 0 | 0 | 0 | 0 | 0 | 0 | 0 | 0 | 0 | 0
F3_Commercial_Grocery_New_Food Preparation_Natural Gas_Broiler_E7 | F3 | Commercial | Grocery | New | Food Preparation | Natural Gas | Broiler | E7 | PACT BC Ratio | 0 | 0 | 0 | 0 | 0 | 0 | 0 | 0 | 0 | 0 | 0 | 0 | 0 | 0 | 0 | 0 | 0 | 0 | 0 | 0 | 0 | 0 | 0 | 0 | 0 | 0 | 0 | 0 | 0 | 0 | 0 | 0 | 0
F3_Commercial_Grocery_New_Food Preparation_Natural Gas_Broiler_E8 | F3 | Commercial | Grocery | New | Food Preparation | Natural Gas | Broiler | E8 | PACT BC Ratio | 0 | 0 | 0 | 0 | 0 | 0 | 0 | 0 | 0 | 0 | 0 | 0 | 0 | 0 | 0 | 0 | 0 | 0 | 0 | 0 | 0 | 0 | 0 | 0 | 0 | 0 | 0 | 0 | 0 | 0 | 0 | 0 | 0
F3_Commercial_Grocery_New_Food Preparation_Natural Gas_Broiler_E9 | F3 | Commercial | Grocery | New | Food Preparation | Natural Gas | Broiler | E9 | PACT BC Ratio | 0 | 0 | 0 | 0 | 0 | 0 | 0 | 0 | 0 | 0 | 0 | 0 | 0 | 0 | 0 | 0 | 0 | 0 | 0 | 0 | 0 | 0 | 0 | 0 | 0 | 0 | 0 | 0 | 0 | 0 | 0 | 0 | 0
F3_Commercial_Grocery_New_Food Preparation_Natural Gas_Broiler_E10 | F3 | Commercial | Grocery | New | Food Preparation | Natural Gas | Broiler | E10 | PACT BC Ratio | 0 | 0 | 0 | 0 | 0 | 0 | 0 | 0 | 0 | 0 | 0 | 0 | 0 | 0 | 0 | 0 | 0 | 0 | 0 | 0 | 0 | 0 | 0 | 0 | 0 | 0 | 0 | 0 | 0 | 0 | 0 | 0 | 0
F4_Commercial_Grocery_New_Food Preparation_Natural Gas_Broiler_E1 | F4 | Commercial | Grocery | New | Food Preparation | Natural Gas | Broiler | E1 | RVT BC Ratio | bar: 2019 to 2051
F4_Commercial_Grocery_New_Food Preparation_Natural Gas_Broiler_E2 | F4 | Commercial | Grocery | New | Food Preparation | Natural Gas | Broiler | E2 | RVT BC Ratio | 4.6564 | 4.6614 | 4.6831 | 4.6629 | 4.6526 | 4.6684 | 4.7062 | 4.7369 | 4.7744 | 4.8106 | 4.8472 | 4.8817 | 4.9184 | 4.9565 | 4.9934 | 5.0311 | 5.0691 | 5.11 | 5.1524 | 5.1962 | 5.2382 | 5.2804 | 5.3182 | 5.3561 | 5.3889 | 5.4173 | 5.4431 | 5.4654 | 5.4828 | 5.4971 | 5.5049 | 5.5101 | 5.5101
F4_Commercial_Grocery_New_Food Preparation_Natural Gas_Broiler_E3 | F4 | Commercial | Grocery | New | Food Preparation | Natural Gas | Broiler | E3 | RVT BC Ratio | 0 | 0 | 0 | 0 | 0 | 0 | 0 | 0 | 0 | 0 | 0 | 0 | 0 | 0 | 0 | 0 | 0 | 0 | 0 | 0 | 0 | 0 | 0 | 0 | 0 | 0 | 0 | 0 | 0 | 0 | 0 | 0 | 0
F4_Commercial_Grocery_New_Food Preparation_Natural Gas_Broiler_E4 | F4 | Commercial | Grocery | New | Food Preparation | Natural Gas | Broiler | E4 | RVT BC Ratio | 0 | 0 | 0 | 0 | 0 | 0 | 0 | 0 | 0 | 0 | 0 | 0 | 0 | 0 | 0 | 0 | 0 | 0 | 0 | 0 | 0 | 0 | 0 | 0 | 0 | 0 | 0 | 0 | 0 | 0 | 0 | 0 | 0
F4_Commercial_Grocery_New_Food Preparation_Natural Gas_Broiler_E5 | F4 | Commercial | Grocery | New | Food Preparation | Natural Gas | Broiler | E5 | RVT BC Ratio | 0 | 0 | 0 | 0 | 0 | 0 | 0 | 0 | 0 | 0 | 0 | 0 | 0 | 0 | 0 | 0 | 0 | 0 | 0 | 0 | 0 | 0 | 0 | 0 | 0 | 0 | 0 | 0 | 0 | 0 | 0 | 0 | 0
F4_Commercial_Grocery_New_Food Preparation_Natural Gas_Broiler_E6 | F4 | Commercial | Grocery | New | Food Preparation | Natural Gas | Broiler | E6 | RVT BC Ratio | 0 | 0 | 0 | 0 | 0 | 0 | 0 | 0 | 0 | 0 | 0 | 0 | 0 | 0 | 0 | 0 | 0 | 0 | 0 | 0 | 0 | 0 | 0 | 0 | 0 | 0 | 0 | 0 | 0 | 0 | 0 | 0 | 0
F4_Commercial_Grocery_New_Food Preparation_Natural Gas_Broiler_E7 | F4 | Commercial | Grocery | New | Food Preparation | Natural Gas | Broiler | E7 | RVT BC Ratio | 0 | 0 | 0 | 0 | 0 | 0 | 0 | 0 | 0 | 0 | 0 | 0 | 0 | 0 | 0 | 0 | 0 | 0 | 0 | 0 | 0 | 0 | 0 | 0 | 0 | 0 | 0 | 0 | 0 | 0 | 0 | 0 | 0
F4_Commercial_Grocery_New_Food Preparation_Natural Gas_Broiler_E8 | F4 | Commercial | Grocery | New | Food Preparation | Natural Gas | Broiler | E8 | RVT BC Ratio | 0 | 0 | 0 | 0 | 0 | 0 | 0 | 0 | 0 | 0 | 0 | 0 | 0 | 0 | 0 | 0 | 0 | 0 | 0 | 0 | 0 | 0 | 0 | 0 | 0 | 0 | 0 | 0 | 0 | 0 | 0 | 0 | 0
F4_Commercial_Grocery_New_Food Preparation_Natural Gas_Broiler_E9 | F4 | Commercial | Grocery | New | Food Preparation | Natural Gas | Broiler | E9 | RVT BC Ratio | 0 | 0 | 0 | 0 | 0 | 0 | 0 | 0 | 0 | 0 | 0 | 0 | 0 | 0 | 0 | 0 | 0 | 0 | 0 | 0 | 0 | 0 | 0 | 0 | 0 | 0 | 0 | 0 | 0 | 0 | 0 | 0 | 0
F4_Commercial_Grocery_New_Food Preparation_Natural Gas_Broiler_E10 | F4 | Commercial | Grocery | New | Food Preparation | Natural Gas | Broiler | E10 | RVT BC Ratio | 0 | 0 | 0 | 0 | 0 | 0 | 0 | 0 | 0 | 0 | 0 | 0 | 0 | 0 | 0 | 0 | 0 | 0 | 0 | 0 | 0 | 0 | 0 | 0 | 0 | 0 | 0 | 0 | 0 | 0 | 0 | 0 | 0
F5_Commercial_Grocery_New_Food Preparation_Natural Gas_Broiler_E1 | F5 | Commercial | Grocery | New | Food Preparation | Natural Gas | Broiler | E1 | RIM BC Ratio | bar: 2019 to 2051
F5_Commercial_Grocery_New_Food Preparation_Natural Gas_Broiler_E2 | F5 | Commercial | Grocery | New | Food Preparation | Natural Gas | Broiler | E2 | RIM BC Ratio | 0.67999 | 0.68015 | 0.68084 | 0.6802 | 0.67987 | 0.68037 | 0.68156 | 0.68252 | 0.68367 | 0.68475 | 0.68584 | 0.68685 | 0.68791 | 0.689 | 0.69003 | 0.69107 | 0.69211 | 0.69321 | 0.69433 | 0.69547 | 0.69654 | 0.69761 | 0.69854 | 0.69947 | 0.70027 | 0.70095 | 0.70156 | 0.70208 | 0.70249 | 0.70282 | 0.703 | 0.70312 | 0.70312
F5_Commercial_Grocery_New_Food Preparation_Natural Gas_Broiler_E3 | F5 | Commercial | Grocery | New | Food Preparation | Natural Gas | Broiler | E3 | RIM BC Ratio | 0 | 0 | 0 | 0 | 0 | 0 | 0 | 0 | 0 | 0 | 0 | 0 | 0 | 0 | 0 | 0 | 0 | 0 | 0 | 0 | 0 | 0 | 0 | 0 | 0 | 0 | 0 | 0 | 0 | 0 | 0 | 0 | 0
F5_Commercial_Grocery_New_Food Preparation_Natural Gas_Broiler_E4 | F5 | Commercial | Grocery | New | Food Preparation | Natural Gas | Broiler | E4 | RIM BC Ratio | 0 | 0 | 0 | 0 | 0 | 0 | 0 | 0 | 0 | 0 | 0 | 0 | 0 | 0 | 0 | 0 | 0 | 0 | 0 | 0 | 0 | 0 | 0 | 0 | 0 | 0 | 0 | 0 | 0 | 0 | 0 | 0 | 0
F5_Commercial_Grocery_New_Food Preparation_Natural Gas_Broiler_E5 | F5 | Commercial | Grocery | New | Food Preparation | Natural Gas | Broiler | E5 | RIM BC Ratio | 0 | 0 | 0 | 0 | 0 | 0 | 0 | 0 | 0 | 0 | 0 | 0 | 0 | 0 | 0 | 0 | 0 | 0 | 0 | 0 | 0 | 0 | 0 | 0 | 0 | 0 | 0 | 0 | 0 | 0 | 0 | 0 | 0
F5_Commercial_Grocery_New_Food Preparation_Natural Gas_Broiler_E6 | F5 | Commercial | Grocery | New | Food Preparation | Natural Gas | Broiler | E6 | RIM BC Ratio | 0 | 0 | 0 | 0 | 0 | 0 | 0 | 0 | 0 | 0 | 0 | 0 | 0 | 0 | 0 | 0 | 0 | 0 | 0 | 0 | 0 | 0 | 0 | 0 | 0 | 0 | 0 | 0 | 0 | 0 | 0 | 0 | 0
F5_Commercial_Grocery_New_Food Preparation_Natural Gas_Broiler_E7 | F5 | Commercial | Grocery | New | Food Preparation | Natural Gas | Broiler | E7 | RIM BC Ratio | 0 | 0 | 0 | 0 | 0 | 0 | 0 | 0 | 0 | 0 | 0 | 0 | 0 | 0 | 0 | 0 | 0 | 0 | 0 | 0 | 0 | 0 | 0 | 0 | 0 | 0 | 0 | 0 | 0 | 0 | 0 | 0 | 0
F5_Commercial_Grocery_New_Food Preparation_Natural Gas_Broiler_E8 | F5 | Commercial | Grocery | New | Food Preparation | Natural Gas | Broiler | E8 | RIM BC Ratio | 0 | 0 | 0 | 0 | 0 | 0 | 0 | 0 | 0 | 0 | 0 | 0 | 0 | 0 | 0 | 0 | 0 | 0 | 0 | 0 | 0 | 0 | 0 | 0 | 0 | 0 | 0 | 0 | 0 | 0 | 0 | 0 | 0
F5_Commercial_Grocery_New_Food Preparation_Natural Gas_Broiler_E9 | F5 | Commercial | Grocery | New | Food Preparation | Natural Gas | Broiler | E9 | RIM BC Ratio | 0 | 0 | 0 | 0 | 0 | 0 | 0 | 0 | 0 | 0 | 0 | 0 | 0 | 0 | 0 | 0 | 0 | 0 | 0 | 0 | 0 | 0 | 0 | 0 | 0 | 0 | 0 | 0 | 0 | 0 | 0 | 0 | 0
F5_Commercial_Grocery_New_Food Preparation_Natural Gas_Broiler_E10 | F5 | Commercial | Grocery | New | Food Preparation | Natural Gas | Broiler | E10 | RIM BC Ratio | 0 | 0 | 0 | 0 | 0 | 0 | 0 | 0 | 0 | 0 | 0 | 0 | 0 | 0 | 0 | 0 | 0 | 0 | 0 | 0 | 0 | 0 | 0 | 0 | 0 | 0 | 0 | 0 | 0 | 0 | 0 | 0 | 0
F0_Commercial_Grocery_New_Food Preparation_Natural Gas_Griddle_E0 | F0 | Commercial | Grocery | New | Food Preparation | Natural Gas | Griddle | E0 | Economic Unit | ENERGY STAR | ENERGY STAR | ENERGY STAR | ENERGY STAR | ENERGY STAR | ENERGY STAR | ENERGY STAR | ENERGY STAR | ENERGY STAR | ENERGY STAR | ENERGY STAR | ENERGY STAR | ENERGY STAR | ENERGY STAR | ENERGY STAR | ENERGY STAR | ENERGY STAR | ENERGY STAR | ENERGY STAR | ENERGY STAR | ENERGY STAR | ENERGY STAR | ENERGY STAR | ENERGY STAR | ENERGY STAR | ENERGY STAR | ENERGY STAR | ENERGY STAR | ENERGY STAR | ENERGY STAR | ENERGY STAR | ENERGY STAR | ENERGY STAR
F1_Commercial_Grocery_New_Food Preparation_Natural Gas_Griddle_E1 | F1 | Commercial | Grocery | New | Food Preparation | Natural Gas | Griddle | E1 | CCE | 0 | 0 | 0 | 0 | 0 | 0 | 0 | 0 | 0 | 0 | 0 | 0 | 0 | 0 | 0 | 0 | 0 | 0 | 0 | 0 | 0 | 0 | 0 | 0 | 0 | 0 | 0 | 0 | 0 | 0 | 0 | 0 | 0
F1_Commercial_Grocery_New_Food Preparation_Natural Gas_Griddle_E2 | F1 | Commercial | Grocery | New | Food Preparation | Natural Gas | Griddle | E2 | CCE | 0.29693 | 0.30743 | 0.27597 | 0 | 0 | 0 | 0 | 0 | 0 | 0 | 0 | 0 | 0 | 0 | 0 | 0 | 0 | 0 | 0 | 0 | 0 | 0 | 0 | 0 | 0 | 0 | 0 | 0 | 0 | 0 | 0 | 0 | 0
F1_Commercial_Grocery_New_Food Preparation_Natural Gas_Griddle_E3 | F1 | Commercial | Grocery | New | Food Preparation | Natural Gas | Griddle | E3 | CCE | 0 | 0 | 0 | 0 | 0 | 0 | 0 | 0 | 0 | 0 | 0 | 0 | 0 | 0 | 0 | 0 | 0 | 0 | 0 | 0 | 0 | 0 | 0 | 0 | 0 | 0 | 0 | 0 | 0 | 0 | 0 | 0 | 0
F1_Commercial_Grocery_New_Food Preparation_Natural Gas_Griddle_E4 | F1 | Commercial | Grocery | New | Food Preparation | Natural Gas | Griddle | E4 | CCE | 0 | 0 | 0 | 0 | 0 | 0 | 0 | 0 | 0 | 0 | 0 | 0 | 0 | 0 | 0 | 0 | 0 | 0 | 0 | 0 | 0 | 0 | 0 | 0 | 0 | 0 | 0 | 0 | 0 | 0 | 0 | 0 | 0
F1_Commercial_Grocery_New_Food Preparation_Natural Gas_Griddle_E5 | F1 | Commercial | Grocery | New | Food Preparation | Natural Gas | Griddle | E5 | CCE | 0 | 0 | 0 | 0 | 0 | 0 | 0 | 0 | 0 | 0 | 0 | 0 | 0 | 0 | 0 | 0 | 0 | 0 | 0 | 0 | 0 | 0 | 0 | 0 | 0 | 0 | 0 | 0 | 0 | 0 | 0 | 0 | 0
F1_Commercial_Grocery_New_Food Preparation_Natural Gas_Griddle_E6 | F1 | Commercial | Grocery | New | Food Preparation | Natural Gas | Griddle | E6 | CCE | 0 | 0 | 0 | 0 | 0 | 0 | 0 | 0 | 0 | 0 | 0 | 0 | 0 | 0 | 0 | 0 | 0 | 0 | 0 | 0 | 0 | 0 | 0 | 0 | 0 | 0 | 0 | 0 | 0 | 0 | 0 | 0 | 0
F1_Commercial_Grocery_New_Food Preparation_Natural Gas_Griddle_E7 | F1 | Commercial | Grocery | New | Food Preparation | Natural Gas | Griddle | E7 | CCE | 0 | 0 | 0 | 0 | 0 | 0 | 0 | 0 | 0 | 0 | 0 | 0 | 0 | 0 | 0 | 0 | 0 | 0 | 0 | 0 | 0 | 0 | 0 | 0 | 0 | 0 | 0 | 0 | 0 | 0 | 0 | 0 | 0
F1_Commercial_Grocery_New_Food Preparation_Natural Gas_Griddle_E8 | F1 | Commercial | Grocery | New | Food Preparation | Natural Gas | Griddle | E8 | CCE | 0 | 0 | 0 | 0 | 0 | 0 | 0 | 0 | 0 | 0 | 0 | 0 | 0 | 0 | 0 | 0 | 0 | 0 | 0 | 0 | 0 | 0 | 0 | 0 | 0 | 0 | 0 | 0 | 0 | 0 | 0 | 0 | 0
F1_Commercial_Grocery_New_Food Preparation_Natural Gas_Griddle_E9 | F1 | Commercial | Grocery | New | Food Preparation | Natural Gas | Griddle | E9 | CCE | 0 | 0 | 0 | 0 | 0 | 0 | 0 | 0 | 0 | 0 | 0 | 0 | 0 | 0 | 0 | 0 | 0 | 0 | 0 | 0 | 0 | 0 | 0 | 0 | 0 | 0 | 0 | 0 | 0 | 0 | 0 | 0 | 0
F1_Commercial_Grocery_New_Food Preparation_Natural Gas_Griddle_E10 | F1 | Commercial | Grocery | New | Food Preparation | Natural Gas | Griddle | E10 | CCE | 0 | 0 | 0 | 0 | 0 | 0 | 0 | 0 | 0 | 0 | 0 | 0 | 0 | 0 | 0 | 0 | 0 | 0 | 0 | 0 | 0 | 0 | 0 | 0 | 0 | 0 | 0 | 0 | 0 | 0 | 0 | 0 | 0
F2_Commercial_Grocery_New_Food Preparation_Natural Gas_Griddle_E1 | F2 | Commercial | Grocery | New | Food Preparation | Natural Gas | Griddle | E1 | TRC BC Ratio | 1 | 1 | 1 | 0 | 0 | 0 | 0 | 0 | 0 | 0 | 0 | 0 | 0 | 0 | 0 | 0 | 0 | 0 | 0 | 0 | 0 | 0 | 0 | 0 | 0 | 0 | 0 | 0 | 0 | 0 | 0 | 0 | 0
F2_Commercial_Grocery_New_Food Preparation_Natural Gas_Griddle_E2 | F2 | Commercial | Grocery | New | Food Preparation | Natural Gas | Griddle | E2 | TRC BC Ratio | 5.5437 | 5.5508 | 5.5811 | 1 | 1 | 1 | 1 | 1 | 1 | 1 | 1 | 1 | 1 | 1 | 1 | 1 | 1 | 1 | 1 | 1 | 1 | 1 | 1 | 1 | 1 | 1 | 1 | 1 | 1 | 1 | 1 | 1 | 1
F2_Commercial_Grocery_New_Food Preparation_Natural Gas_Griddle_E3 | F2 | Commercial | Grocery | New | Food Preparation | Natural Gas | Griddle | E3 | TRC BC Ratio | 0 | 0 | 0 | 0 | 0 | 0 | 0 | 0 | 0 | 0 | 0 | 0 | 0 | 0 | 0 | 0 | 0 | 0 | 0 | 0 | 0 | 0 | 0 | 0 | 0 | 0 | 0 | 0 | 0 | 0 | 0 | 0 | 0
F2_Commercial_Grocery_New_Food Preparation_Natural Gas_Griddle_E4 | F2 | Commercial | Grocery | New | Food Preparation | Natural Gas | Griddle | E4 | TRC BC Ratio | 0 | 0 | 0 | 0 | 0 | 0 | 0 | 0 | 0 | 0 | 0 | 0 | 0 | 0 | 0 | 0 | 0 | 0 | 0 | 0 | 0 | 0 | 0 | 0 | 0 | 0 | 0 | 0 | 0 | 0 | 0 | 0 | 0
F2_Commercial_Grocery_New_Food Preparation_Natural Gas_Griddle_E5 | F2 | Commercial | Grocery | New | Food Preparation | Natural Gas | Griddle | E5 | TRC BC Ratio | 0 | 0 | 0 | 0 | 0 | 0 | 0 | 0 | 0 | 0 | 0 | 0 | 0 | 0 | 0 | 0 | 0 | 0 | 0 | 0 | 0 | 0 | 0 | 0 | 0 | 0 | 0 | 0 | 0 | 0 | 0 | 0 | 0
F2_Commercial_Grocery_New_Food Preparation_Natural Gas_Griddle_E6 | F2 | Commercial | Grocery | New | Food Preparation | Natural Gas | Griddle | E6 | TRC BC Ratio | 0 | 0 | 0 | 0 | 0 | 0 | 0 | 0 | 0 | 0 | 0 | 0 | 0 | 0 | 0 | 0 | 0 | 0 | 0 | 0 | 0 | 0 | 0 | 0 | 0 | 0 | 0 | 0 | 0 | 0 | 0 | 0 | 0
F2_Commercial_Grocery_New_Food Preparation_Natural Gas_Griddle_E7 | F2 | Commercial | Grocery | New | Food Preparation | Natural Gas | Griddle | E7 | TRC BC Ratio | 0 | 0 | 0 | 0 | 0 | 0 | 0 | 0 | 0 | 0 | 0 | 0 | 0 | 0 | 0 | 0 | 0 | 0 | 0 | 0 | 0 | 0 | 0 | 0 | 0 | 0 | 0 | 0 | 0 | 0 | 0 | 0 | 0
F2_Commercial_Grocery_New_Food Preparation_Natural Gas_Griddle_E8 | F2 | Commercial | Grocery | New | Food Preparation | Natural Gas | Griddle | E8 | TRC BC Ratio | 0 | 0 | 0 | 0 | 0 | 0 | 0 | 0 | 0 | 0 | 0 | 0 | 0 | 0 | 0 | 0 | 0 | 0 | 0 | 0 | 0 | 0 | 0 | 0 | 0 | 0 | 0 | 0 | 0 | 0 | 0 | 0 | 0
F2_Commercial_Grocery_New_Food Preparation_Natural Gas_Griddle_E9 | F2 | Commercial | Grocery | New | Food Preparation | Natural Gas | Griddle | E9 | TRC BC Ratio | 0 | 0 | 0 | 0 | 0 | 0 | 0 | 0 | 0 | 0 | 0 | 0 | 0 | 0 | 0 | 0 | 0 | 0 | 0 | 0 | 0 | 0 | 0 | 0 | 0 | 0 | 0 | 0 | 0 | 0 | 0 | 0 | 0
F2_Commercial_Grocery_New_Food Preparation_Natural Gas_Griddle_E10 | F2 | Commercial | Grocery | New | Food Preparation | Natural Gas | Griddle | E10 | TRC BC Ratio | 0 | 0 | 0 | 0 | 0 | 0 | 0 | 0 | 0 | 0 | 0 | 0 | 0 | 0 | 0 | 0 | 0 | 0 | 0 | 0 | 0 | 0 | 0 | 0 | 0 | 0 | 0 | 0 | 0 | 0 | 0 | 0 | 0
F3_Commercial_Grocery_New_Food Preparation_Natural Gas_Griddle_E1 | F3 | Commercial | Grocery | New | Food Preparation | Natural Gas | Griddle | E1 | PACT BC Ratio | 1 | 1 | 1 | 0 | 0 | 0 | 0 | 0 | 0 | 0 | 0 | 0 | 0 | 0 | 0 | 0 | 0 | 0 | 0 | 0 | 0 | 0 | 0 | 0 | 0 | 0 | 0 | 0 | 0 | 0 | 0 | 0 | 0
F3_Commercial_Grocery_New_Food Preparation_Natural Gas_Griddle_E2 | F3 | Commercial | Grocery | New | Food Preparation | Natural Gas | Griddle | E2 | PACT BC Ratio | 7.3916 | 7.4011 | 7.4415 | 1 | 1 | 1 | 1 | 1 | 1 | 1 | 1 | 1 | 1 | 1 | 1 | 1 | 1 | 1 | 1 | 1 | 1 | 1 | 1 | 1 | 1 | 1 | 1 | 1 | 1 | 1 | 1 | 1 | 1
F3_Commercial_Grocery_New_Food Preparation_Natural Gas_Griddle_E3 | F3 | Commercial | Grocery | New | Food Preparation | Natural Gas | Griddle | E3 | PACT BC Ratio | 0 | 0 | 0 | 0 | 0 | 0 | 0 | 0 | 0 | 0 | 0 | 0 | 0 | 0 | 0 | 0 | 0 | 0 | 0 | 0 | 0 | 0 | 0 | 0 | 0 | 0 | 0 | 0 | 0 | 0 | 0 | 0 | 0
F3_Commercial_Grocery_New_Food Preparation_Natural Gas_Griddle_E4 | F3 | Commercial | Grocery | New | Food Preparation | Natural Gas | Griddle | E4 | PACT BC Ratio | 0 | 0 | 0 | 0 | 0 | 0 | 0 | 0 | 0 | 0 | 0 | 0 | 0 | 0 | 0 | 0 | 0 | 0 | 0 | 0 | 0 | 0 | 0 | 0 | 0 | 0 | 0 | 0 | 0 | 0 | 0 | 0 | 0
F3_Commercial_Grocery_New_Food Preparation_Natural Gas_Griddle_E5 | F3 | Commercial | Grocery | New | Food Preparation | Natural Gas | Griddle | E5 | PACT BC Ratio | 0 | 0 | 0 | 0 | 0 | 0 | 0 | 0 | 0 | 0 | 0 | 0 | 0 | 0 | 0 | 0 | 0 | 0 | 0 | 0 | 0 | 0 | 0 | 0 | 0 | 0 | 0 | 0 | 0 | 0 | 0 | 0 | 0
F3_Commercial_Grocery_New_Food Preparation_Natural Gas_Griddle_E6 | F3 | Commercial | Grocery | New | Food Preparation | Natural Gas | Griddle | E6 | PACT BC Ratio | 0 | 0 | 0 | 0 | 0 | 0 | 0 | 0 | 0 | 0 | 0 | 0 | 0 | 0 | 0 | 0 | 0 | 0 | 0 | 0 | 0 | 0 | 0 | 0 | 0 | 0 | 0 | 0 | 0 | 0 | 0 | 0 | 0
F3_Commercial_Grocery_New_Food Preparation_Natural Gas_Griddle_E7 | F3 | Commercial | Grocery | New | Food Preparation | Natural Gas | Griddle | E7 | PACT BC Ratio | 0 | 0 | 0 | 0 | 0 | 0 | 0 | 0 | 0 | 0 | 0 | 0 | 0 | 0 | 0 | 0 | 0 | 0 | 0 | 0 | 0 | 0 | 0 | 0 | 0 | 0 | 0 | 0 | 0 | 0 | 0 | 0 | 0
F3_Commercial_Grocery_New_Food Preparation_Natural Gas_Griddle_E8 | F3 | Commercial | Grocery | New | Food Preparation | Natural Gas | Griddle | E8 | PACT BC Ratio | 0 | 0 | 0 | 0 | 0 | 0 | 0 | 0 | 0 | 0 | 0 | 0 | 0 | 0 | 0 | 0 | 0 | 0 | 0 | 0 | 0 | 0 | 0 | 0 | 0 | 0 | 0 | 0 | 0 | 0 | 0 | 0 | 0
F3_Commercial_Grocery_New_Food Preparation_Natural Gas_Griddle_E9 | F3 | Commercial | Grocery | New | Food Preparation | Natural Gas | Griddle | E9 | PACT BC Ratio | 0 | 0 | 0 | 0 | 0 | 0 | 0 | 0 | 0 | 0 | 0 | 0 | 0 | 0 | 0 | 0 | 0 | 0 | 0 | 0 | 0 | 0 | 0 | 0 | 0 | 0 | 0 | 0 | 0 | 0 | 0 | 0 | 0
F3_Commercial_Grocery_New_Food Preparation_Natural Gas_Griddle_E10 | F3 | Commercial | Grocery | New | Food Preparation | Natural Gas | Griddle | E10 | PACT BC Ratio | 0 | 0 | 0 | 0 | 0 | 0 | 0 | 0 | 0 | 0 | 0 | 0 | 0 | 0 | 0 | 0 | 0 | 0 | 0 | 0 | 0 | 0 | 0 | 0 | 0 | 0 | 0 | 0 | 0 | 0 | 0 | 0 | 0
F4_Commercial_Grocery_New_Food Preparation_Natural Gas_Griddle_E1 | F4 | Commercial | Grocery | New | Food Preparation | Natural Gas | Griddle | E1 | RVT BC Ratio | 1 | 1 | 1 | 0 | 0 | 0 | 0 | 0 | 0 | 0 | 0 | 0 | 0 | 0 | 0 | 0 | 0 | 0 | 0 | 0 | 0 | 0 | 0 | 0 | 0 | 0 | 0 | 0 | 0 | 0 | 0 | 0 | 0
F4_Commercial_Grocery_New_Food Preparation_Natural Gas_Griddle_E2 | F4 | Commercial | Grocery | New | Food Preparation | Natural Gas | Griddle | E2 | RVT BC Ratio | 8.6701 | 8.6803 | 8.7239 | 1 | 1 | 1 | 1 | 1 | 1 | 1 | 1 | 1 | 1 | 1 | 1 | 1 | 1 | 1 | 1 | 1 | 1 | 1 | 1 | 1 | 1 | 1 | 1 | 1 | 1 | 1 | 1 | 1 | 1
F4_Commercial_Grocery_New_Food Preparation_Natural Gas_Griddle_E3 | F4 | Commercial | Grocery | New | Food Preparation | Natural Gas | Griddle | E3 | RVT BC Ratio | 0 | 0 | 0 | 0 | 0 | 0 | 0 | 0 | 0 | 0 | 0 | 0 | 0 | 0 | 0 | 0 | 0 | 0 | 0 | 0 | 0 | 0 | 0 | 0 | 0 | 0 | 0 | 0 | 0 | 0 | 0 | 0 | 0
F4_Commercial_Grocery_New_Food Preparation_Natural Gas_Griddle_E4 | F4 | Commercial | Grocery | New | Food Preparation | Natural Gas | Griddle | E4 | RVT BC Ratio | 0 | 0 | 0 | 0 | 0 | 0 | 0 | 0 | 0 | 0 | 0 | 0 | 0 | 0 | 0 | 0 | 0 | 0 | 0 | 0 | 0 | 0 | 0 | 0 | 0 | 0 | 0 | 0 | 0 | 0 | 0 | 0 | 0
F4_Commercial_Grocery_New_Food Preparation_Natural Gas_Griddle_E5 | F4 | Commercial | Grocery | New | Food Preparation | Natural Gas | Griddle | E5 | RVT BC Ratio | 0 | 0 | 0 | 0 | 0 | 0 | 0 | 0 | 0 | 0 | 0 | 0 | 0 | 0 | 0 | 0 | 0 | 0 | 0 | 0 | 0 | 0 | 0 | 0 | 0 | 0 | 0 | 0 | 0 | 0 | 0 | 0 | 0
F4_Commercial_Grocery_New_Food Preparation_Natural Gas_Griddle_E6 | F4 | Commercial | Grocery | New | Food Preparation | Natural Gas | Griddle | E6 | RVT BC Ratio | 0 | 0 | 0 | 0 | 0 | 0 | 0 | 0 | 0 | 0 | 0 | 0 | 0 | 0 | 0 | 0 | 0 | 0 | 0 | 0 | 0 | 0 | 0 | 0 | 0 | 0 | 0 | 0 | 0 | 0 | 0 | 0 | 0
F4_Commercial_Grocery_New_Food Preparation_Natural Gas_Griddle_E7 | F4 | Commercial | Grocery | New | Food Preparation | Natural Gas | Griddle | E7 | RVT BC Ratio | 0 | 0 | 0 | 0 | 0 | 0 | 0 | 0 | 0 | 0 | 0 | 0 | 0 | 0 | 0 | 0 | 0 | 0 | 0 | 0 | 0 | 0 | 0 | 0 | 0 | 0 | 0 | 0 | 0 | 0 | 0 | 0 | 0
F4_Commercial_Grocery_New_Food Preparation_Natural Gas_Griddle_E8 | F4 | Commercial | Grocery | New | Food Preparation | Natural Gas | Griddle | E8 | RVT BC Ratio | 0 | 0 | 0 | 0 | 0 | 0 | 0 | 0 | 0 | 0 | 0 | 0 | 0 | 0 | 0 | 0 | 0 | 0 | 0 | 0 | 0 | 0 | 0 | 0 | 0 | 0 | 0 | 0 | 0 | 0 | 0 | 0 | 0
F4_Commercial_Grocery_New_Food Preparation_Natural Gas_Griddle_E9 | F4 | Commercial | Grocery | New | Food Preparation | Natural Gas | Griddle | E9 | RVT BC Ratio | 0 | 0 | 0 | 0 | 0 | 0 | 0 | 0 | 0 | 0 | 0 | 0 | 0 | 0 | 0 | 0 | 0 | 0 | 0 | 0 | 0 | 0 | 0 | 0 | 0 | 0 | 0 | 0 | 0 | 0 | 0 | 0 | 0
F4_Commercial_Grocery_New_Food Preparation_Natural Gas_Griddle_E10 | F4 | Commercial | Grocery | New | Food Preparation | Natural Gas | Griddle | E10 | RVT BC Ratio | 0 | 0 | 0 | 0 | 0 | 0 | 0 | 0 | 0 | 0 | 0 | 0 | 0 | 0 | 0 | 0 | 0 | 0 | 0 | 0 | 0 | 0 | 0 | 0 | 0 | 0 | 0 | 0 | 0 | 0 | 0 | 0 | 0
F5_Commercial_Grocery_New_Food Preparation_Natural Gas_Griddle_E1 | F5 | Commercial | Grocery | New | Food Preparation | Natural Gas | Griddle | E1 | RIM BC Ratio | 1 | 1 | 1 | 0 | 0 | 0 | 0 | 0 | 0 | 0 | 0 | 0 | 0 | 0 | 0 | 0 | 0 | 0 | 0 | 0 | 0 | 0 | 0 | 0 | 0 | 0 | 0 | 0 | 0 | 0 | 0 | 0 | 0
F5_Commercial_Grocery_New_Food Preparation_Natural Gas_Griddle_E2 | F5 | Commercial | Grocery | New | Food Preparation | Natural Gas | Griddle | E2 | RIM BC Ratio | 0.74999 | 0.75009 | 0.7505 | 1 | 1 | 1 | 1 | 1 | 1 | 1 | 1 | 1 | 1 | 1 | 1 | 1 | 1 | 1 | 1 | 1 | 1 | 1 | 1 | 1 | 1 | 1 | 1 | 1 | 1 | 1 | 1 | 1 | 1
F5_Commercial_Grocery_New_Food Preparation_Natural Gas_Griddle_E3 | F5 | Commercial | Grocery | New | Food Preparation | Natural Gas | Griddle | E3 | RIM BC Ratio | 0 | 0 | 0 | 0 | 0 | 0 | 0 | 0 | 0 | 0 | 0 | 0 | 0 | 0 | 0 | 0 | 0 | 0 | 0 | 0 | 0 | 0 | 0 | 0 | 0 | 0 | 0 | 0 | 0 | 0 | 0 | 0 | 0
F5_Commercial_Grocery_New_Food Preparation_Natural Gas_Griddle_E4 | F5 | Commercial | Grocery | New | Food Preparation | Natural Gas | Griddle | E4 | RIM BC Ratio | 0 | 0 | 0 | 0 | 0 | 0 | 0 | 0 | 0 | 0 | 0 | 0 | 0 | 0 | 0 | 0 | 0 | 0 | 0 | 0 | 0 | 0 | 0 | 0 | 0 | 0 | 0 | 0 | 0 | 0 | 0 | 0 | 0
F5_Commercial_Grocery_New_Food Preparation_Natural Gas_Griddle_E5 | F5 | Commercial | Grocery | New | Food Preparation | Natural Gas | Griddle | E5 | RIM BC Ratio | 0 | 0 | 0 | 0 | 0 | 0 | 0 | 0 | 0 | 0 | 0 | 0 | 0 | 0 | 0 | 0 | 0 | 0 | 0 | 0 | 0 | 0 | 0 | 0 | 0 | 0 | 0 | 0 | 0 | 0 | 0 | 0 | 0
F5_Commercial_Grocery_New_Food Preparation_Natural Gas_Griddle_E6 | F5 | Commercial | Grocery | New | Food Preparation | Natural Gas | Griddle | E6 | RIM BC Ratio | 0 | 0 | 0 | 0 | 0 | 0 | 0 | 0 | 0 | 0 | 0 | 0 | 0 | 0 | 0 | 0 | 0 | 0 | 0 | 0 | 0 | 0 | 0 | 0 | 0 | 0 | 0 | 0 | 0 | 0 | 0 | 0 | 0
F5_Commercial_Grocery_New_Food Preparation_Natural Gas_Griddle_E7 | F5 | Commercial | Grocery | New | Food Preparation | Natural Gas | Griddle | E7 | RIM BC Ratio | 0 | 0 | 0 | 0 | 0 | 0 | 0 | 0 | 0 | 0 | 0 | 0 | 0 | 0 | 0 | 0 | 0 | 0 | 0 | 0 | 0 | 0 | 0 | 0 | 0 | 0 | 0 | 0 | 0 | 0 | 0 | 0 | 0
F5_Commercial_Grocery_New_Food Preparation_Natural Gas_Griddle_E8 | F5 | Commercial | Grocery | New | Food Preparation | Natural Gas | Griddle | E8 | RIM BC Ratio | 0 | 0 | 0 | 0 | 0 | 0 | 0 | 0 | 0 | 0 | 0 | 0 | 0 | 0 | 0 | 0 | 0 | 0 | 0 | 0 | 0 | 0 | 0 | 0 | 0 | 0 | 0 | 0 | 0 | 0 | 0 | 0 | 0
F5_Commercial_Grocery_New_Food Preparation_Natural Gas_Griddle_E9 | F5 | Commercial | Grocery | New | Food Preparation | Natural Gas | Griddle | E9 | RIM BC Ratio | 0 | 0 | 0 | 0 | 0 | 0 | 0 | 0 | 0 | 0 | 0 | 0 | 0 | 0 | 0 | 0 | 0 | 0 | 0 | 0 | 0 | 0 | 0 | 0 | 0 | 0 | 0 | 0 | 0 | 0 | 0 | 0 | 0
F5_Commercial_Grocery_New_Food Preparation_Natural Gas_Griddle_E10 | F5 | Commercial | Grocery | New | Food Preparation | Natural Gas | Griddle | E10 | RIM BC Ratio | 0 | 0 | 0 | 0 | 0 | 0 | 0 | 0 | 0 | 0 | 0 | 0 | 0 | 0 | 0 | 0 | 0 | 0 | 0 | 0 | 0 | 0 | 0 | 0 | 0 | 0 | 0 | 0 | 0 | 0 | 0 | 0 | 0
F0_Commercial_Grocery_New_Food Preparation_Natural Gas_Range_E0 | F0 | Commercial | Grocery | New | Food Preparation | Natural Gas | Range | E0 | Economic Unit | High Efficiency | High Efficiency | High Efficiency | High Efficiency | High Efficiency | High Efficiency | High Efficiency | High Efficiency | High Efficiency | High Efficiency | High Efficiency | High Efficiency | High Efficiency | High Efficiency | High Efficiency | High Efficiency | High Efficiency | High Efficiency | High Efficiency | High Efficiency | High Efficiency | High Efficiency | High Efficiency | High Efficiency | High Efficiency | High Efficiency | High Efficiency | High Efficiency | High Efficiency | High Efficiency | High Efficiency | High Efficiency | High Efficiency
F1_Commercial_Grocery_New_Food Preparation_Natural Gas_Range_E1 | F1 | Commercial | Grocery | New | Food Preparation | Natural Gas | Range | E1 | CCE | 0 | 0 | 0 | 0 | 0 | 0 | 0 | 0 | 0 | 0 | 0 | 0 | 0 | 0 | 0 | 0 | 0 | 0 | 0 | 0 | 0 | 0 | 0 | 0 | 0 | 0 | 0 | 0 | 0 | 0 | 0 | 0 | 0
F1_Commercial_Grocery_New_Food Preparation_Natural Gas_Range_E2 | F1 | Commercial | Grocery | New | Food Preparation | Natural Gas | Range | E2 | CCE | 0.00050763 | 0.00052557 | 0.00047179 | 0.00048064 | 0.00048064 | 0.00048064 | 0.00048064 | 0.00048064 | 0.00048064 | 0.00048064 | 0.00048064 | 0.00048064 | 0.00048064 | 0.00048064 | 0.00048064 | 0.00048064 | 0.00048064 | 0.00048064 | 0.00048064 | 0.00048064 | 0.00048064 | 0.00048064 | 0.00048064 | 0.00048064 | 0.00048064 | 0.00048064 | 0.00048064 | 0.00048064 | 0.00048064 | 0.00048064 | 0.00048064 | 0.00048064 | 0.00048064
F1_Commercial_Grocery_New_Food Preparation_Natural Gas_Range_E3 | F1 | Commercial | Grocery | New | Food Preparation | Natural Gas | Range | E3 | CCE | 0 | 0 | 0 | 0 | 0 | 0 | 0 | 0 | 0 | 0 | 0 | 0 | 0 | 0 | 0 | 0 | 0 | 0 | 0 | 0 | 0 | 0 | 0 | 0 | 0 | 0 | 0 | 0 | 0 | 0 | 0 | 0 | 0
F1_Commercial_Grocery_New_Food Preparation_Natural Gas_Range_E4 | F1 | Commercial | Grocery | New | Food Preparation | Natural Gas | Range | E4 | CCE | 0 | 0 | 0 | 0 | 0 | 0 | 0 | 0 | 0 | 0 | 0 | 0 | 0 | 0 | 0 | 0 | 0 | 0 | 0 | 0 | 0 | 0 | 0 | 0 | 0 | 0 | 0 | 0 | 0 | 0 | 0 | 0 | 0
F1_Commercial_Grocery_New_Food Preparation_Natural Gas_Range_E5 | F1 | Commercial | Grocery | New | Food Preparation | Natural Gas | Range | E5 | CCE | 0 | 0 | 0 | 0 | 0 | 0 | 0 | 0 | 0 | 0 | 0 | 0 | 0 | 0 | 0 | 0 | 0 | 0 | 0 | 0 | 0 | 0 | 0 | 0 | 0 | 0 | 0 | 0 | 0 | 0 | 0 | 0 | 0
F1_Commercial_Grocery_New_Food Preparation_Natural Gas_Range_E6 | F1 | Commercial | Grocery | New | Food Preparation | Natural Gas | Range | E6 | CCE | 0 | 0 | 0 | 0 | 0 | 0 | 0 | 0 | 0 | 0 | 0 | 0 | 0 | 0 | 0 | 0 | 0 | 0 | 0 | 0 | 0 | 0 | 0 | 0 | 0 | 0 | 0 | 0 | 0 | 0 | 0 | 0 | 0
F1_Commercial_Grocery_New_Food Preparation_Natural Gas_Range_E7 | F1 | Commercial | Grocery | New | Food Preparation | Natural Gas | Range | E7 | CCE | 0 | 0 | 0 | 0 | 0 | 0 | 0 | 0 | 0 | 0 | 0 | 0 | 0 | 0 | 0 | 0 | 0 | 0 | 0 | 0 | 0 | 0 | 0 | 0 | 0 | 0 | 0 | 0 | 0 | 0 | 0 | 0 | 0
F1_Commercial_Grocery_New_Food Preparation_Natural Gas_Range_E8 | F1 | Commercial | Grocery | New | Food Preparation | Natural Gas | Range | E8 | CCE | 0 | 0 | 0 | 0 | 0 | 0 | 0 | 0 | 0 | 0 | 0 | 0 | 0 | 0 | 0 | 0 | 0 | 0 | 0 | 0 | 0 | 0 | 0 | 0 | 0 | 0 | 0 | 0 | 0 | 0 | 0 | 0 | 0
F1_Commercial_Grocery_New_Food Preparation_Natural Gas_Range_E9 | F1 | Commercial | Grocery | New | Food Preparation | Natural Gas | Range | E9 | CCE | 0 | 0 | 0 | 0 | 0 | 0 | 0 | 0 | 0 | 0 | 0 | 0 | 0 | 0 | 0 | 0 | 0 | 0 | 0 | 0 | 0 | 0 | 0 | 0 | 0 | 0 | 0 | 0 | 0 | 0 | 0 | 0 | 0
F1_Commercial_Grocery_New_Food Preparation_Natural Gas_Range_E10 | F1 | Commercial | Grocery | New | Food Preparation | Natural Gas | Range | E10 | CCE | 0 | 0 | 0 | 0 | 0 | 0 | 0 | 0 | 0 | 0 | 0 | 0 | 0 | 0 | 0 | 0 | 0 | 0 | 0 | 0 | 0 | 0 | 0 | 0 | 0 | 0 | 0 | 0 | 0 | 0 | 0 | 0 | 0
F2_Commercial_Grocery_New_Food Preparation_Natural Gas_Range_E1 | F2 | Commercial | Grocery | New | Food Preparation | Natural Gas | Range | E1 | TRC BC Ratio | bar: 2019 to 2051
F2_Commercial_Grocery_New_Food Preparation_Natural Gas_Range_E2 | F2 | Commercial | Grocery | New | Food Preparation | Natural Gas | Range | E2 | TRC BC Ratio | 3238.1763 | 3237.6638 | 3253.2359 | 3229.2965 | 3214.742 | 3225.333 | 3257.2017 | 3282.3529 | 3313.5879 | 3343.0653 | 3372.7037 | 3399.9187 | 3429.0969 | 3459.5906 | 3488.7267 | 3518.3834 | 3548.5216 | 3581.2716 | 3615.4555 | 3651.453 | 3686.9037 | 3723.9437 | 3758.1113 | 3793.4744 | 3824.7719 | 3851.8132 | 3876.4326 | 3897.6637 | 3914.2981 | 3927.934 | 3935.3605 | 3940.3394 | 3940.3394
F2_Commercial_Grocery_New_Food Preparation_Natural Gas_Range_E3 | F2 | Commercial | Grocery | New | Food Preparation | Natural Gas | Range | E3 | TRC BC Ratio | 0 | 0 | 0 | 0 | 0 | 0 | 0 | 0 | 0 | 0 | 0 | 0 | 0 | 0 | 0 | 0 | 0 | 0 | 0 | 0 | 0 | 0 | 0 | 0 | 0 | 0 | 0 | 0 | 0 | 0 | 0 | 0 | 0
F2_Commercial_Grocery_New_Food Preparation_Natural Gas_Range_E4 | F2 | Commercial | Grocery | New | Food Preparation | Natural Gas | Range | E4 | TRC BC Ratio | 0 | 0 | 0 | 0 | 0 | 0 | 0 | 0 | 0 | 0 | 0 | 0 | 0 | 0 | 0 | 0 | 0 | 0 | 0 | 0 | 0 | 0 | 0 | 0 | 0 | 0 | 0 | 0 | 0 | 0 | 0 | 0 | 0
F2_Commercial_Grocery_New_Food Preparation_Natural Gas_Range_E5 | F2 | Commercial | Grocery | New | Food Preparation | Natural Gas | Range | E5 | TRC BC Ratio | 0 | 0 | 0 | 0 | 0 | 0 | 0 | 0 | 0 | 0 | 0 | 0 | 0 | 0 | 0 | 0 | 0 | 0 | 0 | 0 | 0 | 0 | 0 | 0 | 0 | 0 | 0 | 0 | 0 | 0 | 0 | 0 | 0
F2_Commercial_Grocery_New_Food Preparation_Natural Gas_Range_E6 | F2 | Commercial | Grocery | New | Food Preparation | Natural Gas | Range | E6 | TRC BC Ratio | 0 | 0 | 0 | 0 | 0 | 0 | 0 | 0 | 0 | 0 | 0 | 0 | 0 | 0 | 0 | 0 | 0 | 0 | 0 | 0 | 0 | 0 | 0 | 0 | 0 | 0 | 0 | 0 | 0 | 0 | 0 | 0 | 0
F2_Commercial_Grocery_New_Food Preparation_Natural Gas_Range_E7 | F2 | Commercial | Grocery | New | Food Preparation | Natural Gas | Range | E7 | TRC BC Ratio | 0 | 0 | 0 | 0 | 0 | 0 | 0 | 0 | 0 | 0 | 0 | 0 | 0 | 0 | 0 | 0 | 0 | 0 | 0 | 0 | 0 | 0 | 0 | 0 | 0 | 0 | 0 | 0 | 0 | 0 | 0 | 0 | 0
F2_Commercial_Grocery_New_Food Preparation_Natural Gas_Range_E8 | F2 | Commercial | Grocery | New | Food Preparation | Natural Gas | Range | E8 | TRC BC Ratio | 0 | 0 | 0 | 0 | 0 | 0 | 0 | 0 | 0 | 0 | 0 | 0 | 0 | 0 | 0 | 0 | 0 | 0 | 0 | 0 | 0 | 0 | 0 | 0 | 0 | 0 | 0 | 0 | 0 | 0 | 0 | 0 | 0
F2_Commercial_Grocery_New_Food Preparation_Natural Gas_Range_E9 | F2 | Commercial | Grocery | New | Food Preparation | Natural Gas | Range | E9 | TRC BC Ratio | 0 | 0 | 0 | 0 | 0 | 0 | 0 | 0 | 0 | 0 | 0 | 0 | 0 | 0 | 0 | 0 | 0 | 0 | 0 | 0 | 0 | 0 | 0 | 0 | 0 | 0 | 0 | 0 | 0 | 0 | 0 | 0 | 0
F2_Commercial_Grocery_New_Food Preparation_Natural Gas_Range_E10 | F2 | Commercial | Grocery | New | Food Preparation | Natural Gas | Range | E10 | TRC BC Ratio | 0 | 0 | 0 | 0 | 0 | 0 | 0 | 0 | 0 | 0 | 0 | 0 | 0 | 0 | 0 | 0 | 0 | 0 | 0 | 0 | 0 | 0 | 0 | 0 | 0 | 0 | 0 | 0 | 0 | 0 | 0 | 0 | 0
F3_Commercial_Grocery_New_Food Preparation_Natural Gas_Range_E1 | F3 | Commercial | Grocery | New | Food Preparation | Natural Gas | Range | E1 | PACT BC Ratio | bar: 2019 to 2051
F3_Commercial_Grocery_New_Food Preparation_Natural Gas_Range_E2 | F3 | Commercial | Grocery | New | Food Preparation | Natural Gas | Range | E2 | PACT BC Ratio | 4317.5684 | 4316.8851 | 4337.6479 | 4305.7287 | 4286.3226 | 4300.444 | 4342.9357 | 4376.4705 | 4418.1173 | 4457.4204 | 4496.9383 | 4533.2249 | 4572.1292 | 4612.7875 | 4651.6356 | 4691.1778 | 4731.3622 | 4775.0288 | 4820.6073 | 4868.604 | 4915.8716 | 4965.2582 | 5010.815 | 5057.9659 | 5099.6959 | 5135.7509 | 5168.5769 | 5196.8849 | 5219.0641 | 5237.2453 | 5247.1473 | 5253.7859 | 5253.7859
F3_Commercial_Grocery_New_Food Preparation_Natural Gas_Range_E3 | F3 | Commercial | Grocery | New | Food Preparation | Natural Gas | Range | E3 | PACT BC Ratio | 0 | 0 | 0 | 0 | 0 | 0 | 0 | 0 | 0 | 0 | 0 | 0 | 0 | 0 | 0 | 0 | 0 | 0 | 0 | 0 | 0 | 0 | 0 | 0 | 0 | 0 | 0 | 0 | 0 | 0 | 0 | 0 | 0
F3_Commercial_Grocery_New_Food Preparation_Natural Gas_Range_E4 | F3 | Commercial | Grocery | New | Food Preparation | Natural Gas | Range | E4 | PACT BC Ratio | 0 | 0 | 0 | 0 | 0 | 0 | 0 | 0 | 0 | 0 | 0 | 0 | 0 | 0 | 0 | 0 | 0 | 0 | 0 | 0 | 0 | 0 | 0 | 0 | 0 | 0 | 0 | 0 | 0 | 0 | 0 | 0 | 0
F3_Commercial_Grocery_New_Food Preparation_Natural Gas_Range_E5 | F3 | Commercial | Grocery | New | Food Preparation | Natural Gas | Range | E5 | PACT BC Ratio | 0 | 0 | 0 | 0 | 0 | 0 | 0 | 0 | 0 | 0 | 0 | 0 | 0 | 0 | 0 | 0 | 0 | 0 | 0 | 0 | 0 | 0 | 0 | 0 | 0 | 0 | 0 | 0 | 0 | 0 | 0 | 0 | 0
F3_Commercial_Grocery_New_Food Preparation_Natural Gas_Range_E6 | F3 | Commercial | Grocery | New | Food Preparation | Natural Gas | Range | E6 | PACT BC Ratio | 0 | 0 | 0 | 0 | 0 | 0 | 0 | 0 | 0 | 0 | 0 | 0 | 0 | 0 | 0 | 0 | 0 | 0 | 0 | 0 | 0 | 0 | 0 | 0 | 0 | 0 | 0 | 0 | 0 | 0 | 0 | 0 | 0
F3_Commercial_Grocery_New_Food Preparation_Natural Gas_Range_E7 | F3 | Commercial | Grocery | New | Food Preparation | Natural Gas | Range | E7 | PACT BC Ratio | 0 | 0 | 0 | 0 | 0 | 0 | 0 | 0 | 0 | 0 | 0 | 0 | 0 | 0 | 0 | 0 | 0 | 0 | 0 | 0 | 0 | 0 | 0 | 0 | 0 | 0 | 0 | 0 | 0 | 0 | 0 | 0 | 0
F3_Commercial_Grocery_New_Food Preparation_Natural Gas_Range_E8 | F3 | Commercial | Grocery | New | Food Preparation | Natural Gas | Range | E8 | PACT BC Ratio | 0 | 0 | 0 | 0 | 0 | 0 | 0 | 0 | 0 | 0 | 0 | 0 | 0 | 0 | 0 | 0 | 0 | 0 | 0 | 0 | 0 | 0 | 0 | 0 | 0 | 0 | 0 | 0 | 0 | 0 | 0 | 0 | 0
F3_Commercial_Grocery_New_Food Preparation_Natural Gas_Range_E9 | F3 | Commercial | Grocery | New | Food Preparation | Natural Gas | Range | E9 | PACT BC Ratio | 0 | 0 | 0 | 0 | 0 | 0 | 0 | 0 | 0 | 0 | 0 | 0 | 0 | 0 | 0 | 0 | 0 | 0 | 0 | 0 | 0 | 0 | 0 | 0 | 0 | 0 | 0 | 0 | 0 | 0 | 0 | 0 | 0
F3_Commercial_Grocery_New_Food Preparation_Natural Gas_Range_E10 | F3 | Commercial | Grocery | New | Food Preparation | Natural Gas | Range | E10 | PACT BC Ratio | 0 | 0 | 0 | 0 | 0 | 0 | 0 | 0 | 0 | 0 | 0 | 0 | 0 | 0 | 0 | 0 | 0 | 0 | 0 | 0 | 0 | 0 | 0 | 0 | 0 | 0 | 0 | 0 | 0 | 0 | 0 | 0 | 0
F4_Commercial_Grocery_New_Food Preparation_Natural Gas_Range_E1 | F4 | Commercial | Grocery | New | Food Preparation | Natural Gas | Range | E1 | RVT BC Ratio | bar: 2019 to 2051
F4_Commercial_Grocery_New_Food Preparation_Natural Gas_Range_E2 | F4 | Commercial | Grocery | New | Food Preparation | Natural Gas | Range | E2 | RVT BC Ratio | 4656.1553 | 4655.4185 | 4677.8062 | 4643.389 | 4622.4643 | 4637.6907 | 4683.5078 | 4719.667 | 4764.573 | 4806.9519 | 4849.5624 | 4888.6888 | 4930.6377 | 4974.4778 | 5016.3662 | 5059.0029 | 5102.332 | 5149.4159 | 5198.5613 | 5250.3142 | 5301.2809 | 5354.5324 | 5403.6544 | 5454.4953 | 5499.491 | 5538.3676 | 5573.7625 | 5604.2859 | 5628.2008 | 5647.8049 | 5658.4818 | 5665.6399 | 5665.6399
F4_Commercial_Grocery_New_Food Preparation_Natural Gas_Range_E3 | F4 | Commercial | Grocery | New | Food Preparation | Natural Gas | Range | E3 | RVT BC Ratio | 0 | 0 | 0 | 0 | 0 | 0 | 0 | 0 | 0 | 0 | 0 | 0 | 0 | 0 | 0 | 0 | 0 | 0 | 0 | 0 | 0 | 0 | 0 | 0 | 0 | 0 | 0 | 0 | 0 | 0 | 0 | 0 | 0
F4_Commercial_Grocery_New_Food Preparation_Natural Gas_Range_E4 | F4 | Commercial | Grocery | New | Food Preparation | Natural Gas | Range | E4 | RVT BC Ratio | 0 | 0 | 0 | 0 | 0 | 0 | 0 | 0 | 0 | 0 | 0 | 0 | 0 | 0 | 0 | 0 | 0 | 0 | 0 | 0 | 0 | 0 | 0 | 0 | 0 | 0 | 0 | 0 | 0 | 0 | 0 | 0 | 0
F4_Commercial_Grocery_New_Food Preparation_Natural Gas_Range_E5 | F4 | Commercial | Grocery | New | Food Preparation | Natural Gas | Range | E5 | RVT BC Ratio | 0 | 0 | 0 | 0 | 0 | 0 | 0 | 0 | 0 | 0 | 0 | 0 | 0 | 0 | 0 | 0 | 0 | 0 | 0 | 0 | 0 | 0 | 0 | 0 | 0 | 0 | 0 | 0 | 0 | 0 | 0 | 0 | 0
F4_Commercial_Grocery_New_Food Preparation_Natural Gas_Range_E6 | F4 | Commercial | Grocery | New | Food Preparation | Natural Gas | Range | E6 | RVT BC Ratio | 0 | 0 | 0 | 0 | 0 | 0 | 0 | 0 | 0 | 0 | 0 | 0 | 0 | 0 | 0 | 0 | 0 | 0 | 0 | 0 | 0 | 0 | 0 | 0 | 0 | 0 | 0 | 0 | 0 | 0 | 0 | 0 | 0
F4_Commercial_Grocery_New_Food Preparation_Natural Gas_Range_E7 | F4 | Commercial | Grocery | New | Food Preparation | Natural Gas | Range | E7 | RVT BC Ratio | 0 | 0 | 0 | 0 | 0 | 0 | 0 | 0 | 0 | 0 | 0 | 0 | 0 | 0 | 0 | 0 | 0 | 0 | 0 | 0 | 0 | 0 | 0 | 0 | 0 | 0 | 0 | 0 | 0 | 0 | 0 | 0 | 0
F4_Commercial_Grocery_New_Food Preparation_Natural Gas_Range_E8 | F4 | Commercial | Grocery | New | Food Preparation | Natural Gas | Range | E8 | RVT BC Ratio | 0 | 0 | 0 | 0 | 0 | 0 | 0 | 0 | 0 | 0 | 0 | 0 | 0 | 0 | 0 | 0 | 0 | 0 | 0 | 0 | 0 | 0 | 0 | 0 | 0 | 0 | 0 | 0 | 0 | 0 | 0 | 0 | 0
F4_Commercial_Grocery_New_Food Preparation_Natural Gas_Range_E9 | F4 | Commercial | Grocery | New | Food Preparation | Natural Gas | Range | E9 | RVT BC Ratio | 0 | 0 | 0 | 0 | 0 | 0 | 0 | 0 | 0 | 0 | 0 | 0 | 0 | 0 | 0 | 0 | 0 | 0 | 0 | 0 | 0 | 0 | 0 | 0 | 0 | 0 | 0 | 0 | 0 | 0 | 0 | 0 | 0
F4_Commercial_Grocery_New_Food Preparation_Natural Gas_Range_E10 | F4 | Commercial | Grocery | New | Food Preparation | Natural Gas | Range | E10 | RVT BC Ratio | 0 | 0 | 0 | 0 | 0 | 0 | 0 | 0 | 0 | 0 | 0 | 0 | 0 | 0 | 0 | 0 | 0 | 0 | 0 | 0 | 0 | 0 | 0 | 0 | 0 | 0 | 0 | 0 | 0 | 0 | 0 | 0 | 0
F5_Commercial_Grocery_New_Food Preparation_Natural Gas_Range_E1 | F5 | Commercial | Grocery | New | Food Preparation | Natural Gas | Range | E1 | RIM BC Ratio | bar: 2019 to 2051
F5_Commercial_Grocery_New_Food Preparation_Natural Gas_Range_E2 | F5 | Commercial | Grocery | New | Food Preparation | Natural Gas | Range | E2 | RIM BC Ratio | 0.83452 | 0.83452 | 0.83452 | 0.83452 | 0.83452 | 0.83452 | 0.83452 | 0.83452 | 0.83452 | 0.83452 | 0.83452 | 0.83453 | 0.83453 | 0.83453 | 0.83453 | 0.83453 | 0.83453 | 0.83453 | 0.83453 | 0.83454 | 0.83454 | 0.83454 | 0.83454 | 0.83454 | 0.83454 | 0.83454 | 0.83454 | 0.83455 | 0.83455 | 0.83455 | 0.83455 | 0.83455 | 0.83455
F5_Commercial_Grocery_New_Food Preparation_Natural Gas_Range_E3 | F5 | Commercial | Grocery | New | Food Preparation | Natural Gas | Range | E3 | RIM BC Ratio | 0 | 0 | 0 | 0 | 0 | 0 | 0 | 0 | 0 | 0 | 0 | 0 | 0 | 0 | 0 | 0 | 0 | 0 | 0 | 0 | 0 | 0 | 0 | 0 | 0 | 0 | 0 | 0 | 0 | 0 | 0 | 0 | 0
F5_Commercial_Grocery_New_Food Preparation_Natural Gas_Range_E4 | F5 | Commercial | Grocery | New | Food Preparation | Natural Gas | Range | E4 | RIM BC Ratio | 0 | 0 | 0 | 0 | 0 | 0 | 0 | 0 | 0 | 0 | 0 | 0 | 0 | 0 | 0 | 0 | 0 | 0 | 0 | 0 | 0 | 0 | 0 | 0 | 0 | 0 | 0 | 0 | 0 | 0 | 0 | 0 | 0
F5_Commercial_Grocery_New_Food Preparation_Natural Gas_Range_E5 | F5 | Commercial | Grocery | New | Food Preparation | Natural Gas | Range | E5 | RIM BC Ratio | 0 | 0 | 0 | 0 | 0 | 0 | 0 | 0 | 0 | 0 | 0 | 0 | 0 | 0 | 0 | 0 | 0 | 0 | 0 | 0 | 0 | 0 | 0 | 0 | 0 | 0 | 0 | 0 | 0 | 0 | 0 | 0 | 0
F5_Commercial_Grocery_New_Food Preparation_Natural Gas_Range_E6 | F5 | Commercial | Grocery | New | Food Preparation | Natural Gas | Range | E6 | RIM BC Ratio | 0 | 0 | 0 | 0 | 0 | 0 | 0 | 0 | 0 | 0 | 0 | 0 | 0 | 0 | 0 | 0 | 0 | 0 | 0 | 0 | 0 | 0 | 0 | 0 | 0 | 0 | 0 | 0 | 0 | 0 | 0 | 0 | 0
F5_Commercial_Grocery_New_Food Preparation_Natural Gas_Range_E7 | F5 | Commercial | Grocery | New | Food Preparation | Natural Gas | Range | E7 | RIM BC Ratio | 0 | 0 | 0 | 0 | 0 | 0 | 0 | 0 | 0 | 0 | 0 | 0 | 0 | 0 | 0 | 0 | 0 | 0 | 0 | 0 | 0 | 0 | 0 | 0 | 0 | 0 | 0 | 0 | 0 | 0 | 0 | 0 | 0
F5_Commercial_Grocery_New_Food Preparation_Natural Gas_Range_E8 | F5 | Commercial | Grocery | New | Food Preparation | Natural Gas | Range | E8 | RIM BC Ratio | 0 | 0 | 0 | 0 | 0 | 0 | 0 | 0 | 0 | 0 | 0 | 0 | 0 | 0 | 0 | 0 | 0 | 0 | 0 | 0 | 0 | 0 | 0 | 0 | 0 | 0 | 0 | 0 | 0 | 0 | 0 | 0 | 0
F5_Commercial_Grocery_New_Food Preparation_Natural Gas_Range_E9 | F5 | Commercial | Grocery | New | Food Preparation | Natural Gas | Range | E9 | RIM BC Ratio | 0 | 0 | 0 | 0 | 0 | 0 | 0 | 0 | 0 | 0 | 0 | 0 | 0 | 0 | 0 | 0 | 0 | 0 | 0 | 0 | 0 | 0 | 0 | 0 | 0 | 0 | 0 | 0 | 0 | 0 | 0 | 0 | 0
F5_Commercial_Grocery_New_Food Preparation_Natural Gas_Range_E10 | F5 | Commercial | Grocery | New | Food Preparation | Natural Gas | Range | E10 | RIM BC Ratio | 0 | 0 | 0 | 0 | 0 | 0 | 0 | 0 | 0 | 0 | 0 | 0 | 0 | 0 | 0 | 0 | 0 | 0 | 0 | 0 | 0 | 0 | 0 | 0 | 0 | 0 | 0 | 0 | 0 | 0 | 0 | 0 | 0
F0_Commercial_Grocery_New_Food Preparation_Natural Gas_Steamer_E0 | F0 | Commercial | Grocery | New | Food Preparation | Natural Gas | Steamer | E0 | Economic Unit | ENERGY STAR | ENERGY STAR | ENERGY STAR | ENERGY STAR | ENERGY STAR | ENERGY STAR | ENERGY STAR | ENERGY STAR | ENERGY STAR | ENERGY STAR | ENERGY STAR | ENERGY STAR | ENERGY STAR | ENERGY STAR | ENERGY STAR | ENERGY STAR | ENERGY STAR | ENERGY STAR | ENERGY STAR | ENERGY STAR | ENERGY STAR | ENERGY STAR | ENERGY STAR | ENERGY STAR | ENERGY STAR | ENERGY STAR | ENERGY STAR | ENERGY STAR | ENERGY STAR | ENERGY STAR | ENERGY STAR | ENERGY STAR | ENERGY STAR
F1_Commercial_Grocery_New_Food Preparation_Natural Gas_Steamer_E1 | F1 | Commercial | Grocery | New | Food Preparation | Natural Gas | Steamer | E1 | CCE | 0 | 0 | 0 | 0 | 0 | 0 | 0 | 0 | 0 | 0 | 0 | 0 | 0 | 0 | 0 | 0 | 0 | 0 | 0 | 0 | 0 | 0 | 0 | 0 | 0 | 0 | 0 | 0 | 0 | 0 | 0 | 0 | 0
F1_Commercial_Grocery_New_Food Preparation_Natural Gas_Steamer_E2 | F1 | Commercial | Grocery | New | Food Preparation | Natural Gas | Steamer | E2 | CCE | 0.11364 | 0.11765 | 0.10562 | 0 | 0 | 0 | 0 | 0 | 0 | 0 | 0 | 0 | 0 | 0 | 0 | 0 | 0 | 0 | 0 | 0 | 0 | 0 | 0 | 0 | 0 | 0 | 0 | 0 | 0 | 0 | 0 | 0 | 0
F1_Commercial_Grocery_New_Food Preparation_Natural Gas_Steamer_E3 | F1 | Commercial | Grocery | New | Food Preparation | Natural Gas | Steamer | E3 | CCE | 0 | 0 | 0 | 0 | 0 | 0 | 0 | 0 | 0 | 0 | 0 | 0 | 0 | 0 | 0 | 0 | 0 | 0 | 0 | 0 | 0 | 0 | 0 | 0 | 0 | 0 | 0 | 0 | 0 | 0 | 0 | 0 | 0
F1_Commercial_Grocery_New_Food Preparation_Natural Gas_Steamer_E4 | F1 | Commercial | Grocery | New | Food Preparation | Natural Gas | Steamer | E4 | CCE | 0 | 0 | 0 | 0 | 0 | 0 | 0 | 0 | 0 | 0 | 0 | 0 | 0 | 0 | 0 | 0 | 0 | 0 | 0 | 0 | 0 | 0 | 0 | 0 | 0 | 0 | 0 | 0 | 0 | 0 | 0 | 0 | 0
F1_Commercial_Grocery_New_Food Preparation_Natural Gas_Steamer_E5 | F1 | Commercial | Grocery | New | Food Preparation | Natural Gas | Steamer | E5 | CCE | 0 | 0 | 0 | 0 | 0 | 0 | 0 | 0 | 0 | 0 | 0 | 0 | 0 | 0 | 0 | 0 | 0 | 0 | 0 | 0 | 0 | 0 | 0 | 0 | 0 | 0 | 0 | 0 | 0 | 0 | 0 | 0 | 0
F1_Commercial_Grocery_New_Food Preparation_Natural Gas_Steamer_E6 | F1 | Commercial | Grocery | New | Food Preparation | Natural Gas | Steamer | E6 | CCE | 0 | 0 | 0 | 0 | 0 | 0 | 0 | 0 | 0 | 0 | 0 | 0 | 0 | 0 | 0 | 0 | 0 | 0 | 0 | 0 | 0 | 0 | 0 | 0 | 0 | 0 | 0 | 0 | 0 | 0 | 0 | 0 | 0
F1_Commercial_Grocery_New_Food Preparation_Natural Gas_Steamer_E7 | F1 | Commercial | Grocery | New | Food Preparation | Natural Gas | Steamer | E7 | CCE | 0 | 0 | 0 | 0 | 0 | 0 | 0 | 0 | 0 | 0 | 0 | 0 | 0 | 0 | 0 | 0 | 0 | 0 | 0 | 0 | 0 | 0 | 0 | 0 | 0 | 0 | 0 | 0 | 0 | 0 | 0 | 0 | 0
F1_Commercial_Grocery_New_Food Preparation_Natural Gas_Steamer_E8 | F1 | Commercial | Grocery | New | Food Preparation | Natural Gas | Steamer | E8 | CCE | 0 | 0 | 0 | 0 | 0 | 0 | 0 | 0 | 0 | 0 | 0 | 0 | 0 | 0 | 0 | 0 | 0 | 0 | 0 | 0 | 0 | 0 | 0 | 0 | 0 | 0 | 0 | 0 | 0 | 0 | 0 | 0 | 0
F1_Commercial_Grocery_New_Food Preparation_Natural Gas_Steamer_E9 | F1 | Commercial | Grocery | New | Food Preparation | Natural Gas | Steamer | E9 | CCE | 0 | 0 | 0 | 0 | 0 | 0 | 0 | 0 | 0 | 0 | 0 | 0 | 0 | 0 | 0 | 0 | 0 | 0 | 0 | 0 | 0 | 0 | 0 | 0 | 0 | 0 | 0 | 0 | 0 | 0 | 0 | 0 | 0
F1_Commercial_Grocery_New_Food Preparation_Natural Gas_Steamer_E10 | F1 | Commercial | Grocery | New | Food Preparation | Natural Gas | Steamer | E10 | CCE | 0 | 0 | 0 | 0 | 0 | 0 | 0 | 0 | 0 | 0 | 0 | 0 | 0 | 0 | 0 | 0 | 0 | 0 | 0 | 0 | 0 | 0 | 0 | 0 | 0 | 0 | 0 | 0 | 0 | 0 | 0 | 0 | 0
F2_Commercial_Grocery_New_Food Preparation_Natural Gas_Steamer_E1 | F2 | Commercial | Grocery | New | Food Preparation | Natural Gas | Steamer | E1 | TRC BC Ratio | 1 | 1 | 1 | 0 | 0 | 0 | 0 | 0 | 0 | 0 | 0 | 0 | 0 | 0 | 0 | 0 | 0 | 0 | 0 | 0 | 0 | 0 | 0 | 0 | 0 | 0 | 0 | 0 | 0 | 0 | 0 | 0 | 0
F2_Commercial_Grocery_New_Food Preparation_Natural Gas_Steamer_E2 | F2 | Commercial | Grocery | New | Food Preparation | Natural Gas | Steamer | E2 | TRC BC Ratio | 14.4302 | 14.4472 | 14.5249 | 1 | 1 | 1 | 1 | 1 | 1 | 1 | 1 | 1 | 1 | 1 | 1 | 1 | 1 | 1 | 1 | 1 | 1 | 1 | 1 | 1 | 1 | 1 | 1 | 1 | 1 | 1 | 1 | 1 | 1
F2_Commercial_Grocery_New_Food Preparation_Natural Gas_Steamer_E3 | F2 | Commercial | Grocery | New | Food Preparation | Natural Gas | Steamer | E3 | TRC BC Ratio | 0 | 0 | 0 | 0 | 0 | 0 | 0 | 0 | 0 | 0 | 0 | 0 | 0 | 0 | 0 | 0 | 0 | 0 | 0 | 0 | 0 | 0 | 0 | 0 | 0 | 0 | 0 | 0 | 0 | 0 | 0 | 0 | 0
F2_Commercial_Grocery_New_Food Preparation_Natural Gas_Steamer_E4 | F2 | Commercial | Grocery | New | Food Preparation | Natural Gas | Steamer | E4 | TRC BC Ratio | 0 | 0 | 0 | 0 | 0 | 0 | 0 | 0 | 0 | 0 | 0 | 0 | 0 | 0 | 0 | 0 | 0 | 0 | 0 | 0 | 0 | 0 | 0 | 0 | 0 | 0 | 0 | 0 | 0 | 0 | 0 | 0 | 0
F2_Commercial_Grocery_New_Food Preparation_Natural Gas_Steamer_E5 | F2 | Commercial | Grocery | New | Food Preparation | Natural Gas | Steamer | E5 | TRC BC Ratio | 0 | 0 | 0 | 0 | 0 | 0 | 0 | 0 | 0 | 0 | 0 | 0 | 0 | 0 | 0 | 0 | 0 | 0 | 0 | 0 | 0 | 0 | 0 | 0 | 0 | 0 | 0 | 0 | 0 | 0 | 0 | 0 | 0
F2_Commercial_Grocery_New_Food Preparation_Natural Gas_Steamer_E6 | F2 | Commercial | Grocery | New | Food Preparation | Natural Gas | Steamer | E6 | TRC BC Ratio | 0 | 0 | 0 | 0 | 0 | 0 | 0 | 0 | 0 | 0 | 0 | 0 | 0 | 0 | 0 | 0 | 0 | 0 | 0 | 0 | 0 | 0 | 0 | 0 | 0 | 0 | 0 | 0 | 0 | 0 | 0 | 0 | 0
F2_Commercial_Grocery_New_Food Preparation_Natural Gas_Steamer_E7 | F2 | Commercial | Grocery | New | Food Preparation | Natural Gas | Steamer | E7 | TRC BC Ratio | 0 | 0 | 0 | 0 | 0 | 0 | 0 | 0 | 0 | 0 | 0 | 0 | 0 | 0 | 0 | 0 | 0 | 0 | 0 | 0 | 0 | 0 | 0 | 0 | 0 | 0 | 0 | 0 | 0 | 0 | 0 | 0 | 0
F2_Commercial_Grocery_New_Food Preparation_Natural Gas_Steamer_E8 | F2 | Commercial | Grocery | New | Food Preparation | Natural Gas | Steamer | E8 | TRC BC Ratio | 0 | 0 | 0 | 0 | 0 | 0 | 0 | 0 | 0 | 0 | 0 | 0 | 0 | 0 | 0 | 0 | 0 | 0 | 0 | 0 | 0 | 0 | 0 | 0 | 0 | 0 | 0 | 0 | 0 | 0 | 0 | 0 | 0
F2_Commercial_Grocery_New_Food Preparation_Natural Gas_Steamer_E9 | F2 | Commercial | Grocery | New | Food Preparation | Natural Gas | Steamer | E9 | TRC BC Ratio | 0 | 0 | 0 | 0 | 0 | 0 | 0 | 0 | 0 | 0 | 0 | 0 | 0 | 0 | 0 | 0 | 0 | 0 | 0 | 0 | 0 | 0 | 0 | 0 | 0 | 0 | 0 | 0 | 0 | 0 | 0 | 0 | 0
F2_Commercial_Grocery_New_Food Preparation_Natural Gas_Steamer_E10 | F2 | Commercial | Grocery | New | Food Preparation | Natural Gas | Steamer | E10 | TRC BC Ratio | 0 | 0 | 0 | 0 | 0 | 0 | 0 | 0 | 0 | 0 | 0 | 0 | 0 | 0 | 0 | 0 | 0 | 0 | 0 | 0 | 0 | 0 | 0 | 0 | 0 | 0 | 0 | 0 | 0 | 0 | 0 | 0 | 0
F3_Commercial_Grocery_New_Food Preparation_Natural Gas_Steamer_E1 | F3 | Commercial | Grocery | New | Food Preparation | Natural Gas | Steamer | E1 | PACT BC Ratio | 1 | 1 | 1 | 0 | 0 | 0 | 0 | 0 | 0 | 0 | 0 | 0 | 0 | 0 | 0 | 0 | 0 | 0 | 0 | 0 | 0 | 0 | 0 | 0 | 0 | 0 | 0 | 0 | 0 | 0 | 0 | 0 | 0
F3_Commercial_Grocery_New_Food Preparation_Natural Gas_Steamer_E2 | F3 | Commercial | Grocery | New | Food Preparation | Natural Gas | Steamer | E2 | PACT BC Ratio | 19.2403 | 19.2629 | 19.3665 | 1 | 1 | 1 | 1 | 1 | 1 | 1 | 1 | 1 | 1 | 1 | 1 | 1 | 1 | 1 | 1 | 1 | 1 | 1 | 1 | 1 | 1 | 1 | 1 | 1 | 1 | 1 | 1 | 1 | 1
F3_Commercial_Grocery_New_Food Preparation_Natural Gas_Steamer_E3 | F3 | Commercial | Grocery | New | Food Preparation | Natural Gas | Steamer | E3 | PACT BC Ratio | 0 | 0 | 0 | 0 | 0 | 0 | 0 | 0 | 0 | 0 | 0 | 0 | 0 | 0 | 0 | 0 | 0 | 0 | 0 | 0 | 0 | 0 | 0 | 0 | 0 | 0 | 0 | 0 | 0 | 0 | 0 | 0 | 0
F3_Commercial_Grocery_New_Food Preparation_Natural Gas_Steamer_E4 | F3 | Commercial | Grocery | New | Food Preparation | Natural Gas | Steamer | E4 | PACT BC Ratio | 0 | 0 | 0 | 0 | 0 | 0 | 0 | 0 | 0 | 0 | 0 | 0 | 0 | 0 | 0 | 0 | 0 | 0 | 0 | 0 | 0 | 0 | 0 | 0 | 0 | 0 | 0 | 0 | 0 | 0 | 0 | 0 | 0
F3_Commercial_Grocery_New_Food Preparation_Natural Gas_Steamer_E5 | F3 | Commercial | Grocery | New | Food Preparation | Natural Gas | Steamer | E5 | PACT BC Ratio | 0 | 0 | 0 | 0 | 0 | 0 | 0 | 0 | 0 | 0 | 0 | 0 | 0 | 0 | 0 | 0 | 0 | 0 | 0 | 0 | 0 | 0 | 0 | 0 | 0 | 0 | 0 | 0 | 0 | 0 | 0 | 0 | 0
F3_Commercial_Grocery_New_Food Preparation_Natural Gas_Steamer_E6 | F3 | Commercial | Grocery | New | Food Preparation | Natural Gas | Steamer | E6 | PACT BC Ratio | 0 | 0 | 0 | 0 | 0 | 0 | 0 | 0 | 0 | 0 | 0 | 0 | 0 | 0 | 0 | 0 | 0 | 0 | 0 | 0 | 0 | 0 | 0 | 0 | 0 | 0 | 0 | 0 | 0 | 0 | 0 | 0 | 0
F3_Commercial_Grocery_New_Food Preparation_Natural Gas_Steamer_E7 | F3 | Commercial | Grocery | New | Food Preparation | Natural Gas | Steamer | E7 | PACT BC Ratio | 0 | 0 | 0 | 0 | 0 | 0 | 0 | 0 | 0 | 0 | 0 | 0 | 0 | 0 | 0 | 0 | 0 | 0 | 0 | 0 | 0 | 0 | 0 | 0 | 0 | 0 | 0 | 0 | 0 | 0 | 0 | 0 | 0
F3_Commercial_Grocery_New_Food Preparation_Natural Gas_Steamer_E8 | F3 | Commercial | Grocery | New | Food Preparation | Natural Gas | Steamer | E8 | PACT BC Ratio | 0 | 0 | 0 | 0 | 0 | 0 | 0 | 0 | 0 | 0 | 0 | 0 | 0 | 0 | 0 | 0 | 0 | 0 | 0 | 0 | 0 | 0 | 0 | 0 | 0 | 0 | 0 | 0 | 0 | 0 | 0 | 0 | 0
F3_Commercial_Grocery_New_Food Preparation_Natural Gas_Steamer_E9 | F3 | Commercial | Grocery | New | Food Preparation | Natural Gas | Steamer | E9 | PACT BC Ratio | 0 | 0 | 0 | 0 | 0 | 0 | 0 | 0 | 0 | 0 | 0 | 0 | 0 | 0 | 0 | 0 | 0 | 0 | 0 | 0 | 0 | 0 | 0 | 0 | 0 | 0 | 0 | 0 | 0 | 0 | 0 | 0 | 0
F3_Commercial_Grocery_New_Food Preparation_Natural Gas_Steamer_E10 | F3 | Commercial | Grocery | New | Food Preparation | Natural Gas | Steamer | E10 | PACT BC Ratio | 0 | 0 | 0 | 0 | 0 | 0 | 0 | 0 | 0 | 0 | 0 | 0 | 0 | 0 | 0 | 0 | 0 | 0 | 0 | 0 | 0 | 0 | 0 | 0 | 0 | 0 | 0 | 0 | 0 | 0 | 0 | 0 | 0
F4_Commercial_Grocery_New_Food Preparation_Natural Gas_Steamer_E1 | F4 | Commercial | Grocery | New | Food Preparation | Natural Gas | Steamer | E1 | RVT BC Ratio | 1 | 1 | 1 | 0 | 0 | 0 | 0 | 0 | 0 | 0 | 0 | 0 | 0 | 0 | 0 | 0 | 0 | 0 | 0 | 0 | 0 | 0 | 0 | 0 | 0 | 0 | 0 | 0 | 0 | 0 | 0 | 0 | 0
F4_Commercial_Grocery_New_Food Preparation_Natural Gas_Steamer_E2 | F4 | Commercial | Grocery | New | Food Preparation | Natural Gas | Steamer | E2 | RVT BC Ratio | 21.446 | 21.4704 | 21.5821 | 1 | 1 | 1 | 1 | 1 | 1 | 1 | 1 | 1 | 1 | 1 | 1 | 1 | 1 | 1 | 1 | 1 | 1 | 1 | 1 | 1 | 1 | 1 | 1 | 1 | 1 | 1 | 1 | 1 | 1
F4_Commercial_Grocery_New_Food Preparation_Natural Gas_Steamer_E3 | F4 | Commercial | Grocery | New | Food Preparation | Natural Gas | Steamer | E3 | RVT BC Ratio | 0 | 0 | 0 | 0 | 0 | 0 | 0 | 0 | 0 | 0 | 0 | 0 | 0 | 0 | 0 | 0 | 0 | 0 | 0 | 0 | 0 | 0 | 0 | 0 | 0 | 0 | 0 | 0 | 0 | 0 | 0 | 0 | 0
F4_Commercial_Grocery_New_Food Preparation_Natural Gas_Steamer_E4 | F4 | Commercial | Grocery | New | Food Preparation | Natural Gas | Steamer | E4 | RVT BC Ratio | 0 | 0 | 0 | 0 | 0 | 0 | 0 | 0 | 0 | 0 | 0 | 0 | 0 | 0 | 0 | 0 | 0 | 0 | 0 | 0 | 0 | 0 | 0 | 0 | 0 | 0 | 0 | 0 | 0 | 0 | 0 | 0 | 0
F4_Commercial_Grocery_New_Food Preparation_Natural Gas_Steamer_E5 | F4 | Commercial | Grocery | New | Food Preparation | Natural Gas | Steamer | E5 | RVT BC Ratio | 0 | 0 | 0 | 0 | 0 | 0 | 0 | 0 | 0 | 0 | 0 | 0 | 0 | 0 | 0 | 0 | 0 | 0 | 0 | 0 | 0 | 0 | 0 | 0 | 0 | 0 | 0 | 0 | 0 | 0 | 0 | 0 | 0
F4_Commercial_Grocery_New_Food Preparation_Natural Gas_Steamer_E6 | F4 | Commercial | Grocery | New | Food Preparation | Natural Gas | Steamer | E6 | RVT BC Ratio | 0 | 0 | 0 | 0 | 0 | 0 | 0 | 0 | 0 | 0 | 0 | 0 | 0 | 0 | 0 | 0 | 0 | 0 | 0 | 0 | 0 | 0 | 0 | 0 | 0 | 0 | 0 | 0 | 0 | 0 | 0 | 0 | 0
F4_Commercial_Grocery_New_Food Preparation_Natural Gas_Steamer_E7 | F4 | Commercial | Grocery | New | Food Preparation | Natural Gas | Steamer | E7 | RVT BC Ratio | 0 | 0 | 0 | 0 | 0 | 0 | 0 | 0 | 0 | 0 | 0 | 0 | 0 | 0 | 0 | 0 | 0 | 0 | 0 | 0 | 0 | 0 | 0 | 0 | 0 | 0 | 0 | 0 | 0 | 0 | 0 | 0 | 0
F4_Commercial_Grocery_New_Food Preparation_Natural Gas_Steamer_E8 | F4 | Commercial | Grocery | New | Food Preparation | Natural Gas | Steamer | E8 | RVT BC Ratio | 0 | 0 | 0 | 0 | 0 | 0 | 0 | 0 | 0 | 0 | 0 | 0 | 0 | 0 | 0 | 0 | 0 | 0 | 0 | 0 | 0 | 0 | 0 | 0 | 0 | 0 | 0 | 0 | 0 | 0 | 0 | 0 | 0
F4_Commercial_Grocery_New_Food Preparation_Natural Gas_Steamer_E9 | F4 | Commercial | Grocery | New | Food Preparation | Natural Gas | Steamer | E9 | RVT BC Ratio | 0 | 0 | 0 | 0 | 0 | 0 | 0 | 0 | 0 | 0 | 0 | 0 | 0 | 0 | 0 | 0 | 0 | 0 | 0 | 0 | 0 | 0 | 0 | 0 | 0 | 0 | 0 | 0 | 0 | 0 | 0 | 0 | 0
F4_Commercial_Grocery_New_Food Preparation_Natural Gas_Steamer_E10 | F4 | Commercial | Grocery | New | Food Preparation | Natural Gas | Steamer | E10 | RVT BC Ratio | 0 | 0 | 0 | 0 | 0 | 0 | 0 | 0 | 0 | 0 | 0 | 0 | 0 | 0 | 0 | 0 | 0 | 0 | 0 | 0 | 0 | 0 | 0 | 0 | 0 | 0 | 0 | 0 | 0 | 0 | 0 | 0 | 0
F5_Commercial_Grocery_New_Food Preparation_Natural Gas_Steamer_E1 | F5 | Commercial | Grocery | New | Food Preparation | Natural Gas | Steamer | E1 | RIM BC Ratio | 1 | 1 | 1 | 0 | 0 | 0 | 0 | 0 | 0 | 0 | 0 | 0 | 0 | 0 | 0 | 0 | 0 | 0 | 0 | 0 | 0 | 0 | 0 | 0 | 0 | 0 | 0 | 0 | 0 | 0 | 0 | 0 | 0
F5_Commercial_Grocery_New_Food Preparation_Natural Gas_Steamer_E2 | F5 | Commercial | Grocery | New | Food Preparation | Natural Gas | Steamer | E2 | RIM BC Ratio | 0.79997 | 0.80001 | 0.80019 | 1 | 1 | 1 | 1 | 1 | 1 | 1 | 1 | 1 | 1 | 1 | 1 | 1 | 1 | 1 | 1 | 1 | 1 | 1 | 1 | 1 | 1 | 1 | 1 | 1 | 1 | 1 | 1 | 1 | 1
F5_Commercial_Grocery_New_Food Preparation_Natural Gas_Steamer_E3 | F5 | Commercial | Grocery | New | Food Preparation | Natural Gas | Steamer | E3 | RIM BC Ratio | 0 | 0 | 0 | 0 | 0 | 0 | 0 | 0 | 0 | 0 | 0 | 0 | 0 | 0 | 0 | 0 | 0 | 0 | 0 | 0 | 0 | 0 | 0 | 0 | 0 | 0 | 0 | 0 | 0 | 0 | 0 | 0 | 0
F5_Commercial_Grocery_New_Food Preparation_Natural Gas_Steamer_E4 | F5 | Commercial | Grocery | New | Food Preparation | Natural Gas | Steamer | E4 | RIM BC Ratio | 0 | 0 | 0 | 0 | 0 | 0 | 0 | 0 | 0 | 0 | 0 | 0 | 0 | 0 | 0 | 0 | 0 | 0 | 0 | 0 | 0 | 0 | 0 | 0 | 0 | 0 | 0 | 0 | 0 | 0 | 0 | 0 | 0
F5_Commercial_Grocery_New_Food Preparation_Natural Gas_Steamer_E5 | F5 | Commercial | Grocery | New | Food Preparation | Natural Gas | Steamer | E5 | RIM BC Ratio | 0 | 0 | 0 | 0 | 0 | 0 | 0 | 0 | 0 | 0 | 0 | 0 | 0 | 0 | 0 | 0 | 0 | 0 | 0 | 0 | 0 | 0 | 0 | 0 | 0 | 0 | 0 | 0 | 0 | 0 | 0 | 0 | 0
F5_Commercial_Grocery_New_Food Preparation_Natural Gas_Steamer_E6 | F5 | Commercial | Grocery | New | Food Preparation | Natural Gas | Steamer | E6 | RIM BC Ratio | 0 | 0 | 0 | 0 | 0 | 0 | 0 | 0 | 0 | 0 | 0 | 0 | 0 | 0 | 0 | 0 | 0 | 0 | 0 | 0 | 0 | 0 | 0 | 0 | 0 | 0 | 0 | 0 | 0 | 0 | 0 | 0 | 0
F5_Commercial_Grocery_New_Food Preparation_Natural Gas_Steamer_E7 | F5 | Commercial | Grocery | New | Food Preparation | Natural Gas | Steamer | E7 | RIM BC Ratio | 0 | 0 | 0 | 0 | 0 | 0 | 0 | 0 | 0 | 0 | 0 | 0 | 0 | 0 | 0 | 0 | 0 | 0 | 0 | 0 | 0 | 0 | 0 | 0 | 0 | 0 | 0 | 0 | 0 | 0 | 0 | 0 | 0
F5_Commercial_Grocery_New_Food Preparation_Natural Gas_Steamer_E8 | F5 | Commercial | Grocery | New | Food Preparation | Natural Gas | Steamer | E8 | RIM BC Ratio | 0 | 0 | 0 | 0 | 0 | 0 | 0 | 0 | 0 | 0 | 0 | 0 | 0 | 0 | 0 | 0 | 0 | 0 | 0 | 0 | 0 | 0 | 0 | 0 | 0 | 0 | 0 | 0 | 0 | 0 | 0 | 0 | 0
F5_Commercial_Grocery_New_Food Preparation_Natural Gas_Steamer_E9 | F5 | Commercial | Grocery | New | Food Preparation | Natural Gas | Steamer | E9 | RIM BC Ratio | 0 | 0 | 0 | 0 | 0 | 0 | 0 | 0 | 0 | 0 | 0 | 0 | 0 | 0 | 0 | 0 | 0 | 0 | 0 | 0 | 0 | 0 | 0 | 0 | 0 | 0 | 0 | 0 | 0 | 0 | 0 | 0 | 0
F5_Commercial_Grocery_New_Food Preparation_Natural Gas_Steamer_E10 | F5 | Commercial | Grocery | New | Food Preparation | Natural Gas | Steamer | E10 | RIM BC Ratio | 0 | 0 | 0 | 0 | 0 | 0 | 0 | 0 | 0 | 0 | 0 | 0 | 0 | 0 | 0 | 0 | 0 | 0 | 0 | 0 | 0 | 0 | 0 | 0 | 0 | 0 | 0 | 0 | 0 | 0 | 0 | 0 | 0
F0_Commercial_Grocery_New_Food Preparation_Natural Gas_Food Prep Other_E0 | F0 | Commercial | Grocery | New | Food Preparation | Natural Gas | Food Prep Other | E0 | Economic Unit | Standard | Standard | Standard | Standard | Standard | Standard | Standard | Standard | Standard | Standard | Standard | Standard | Standard | Standard | Standard | Standard | Standard | Standard | Standard | Standard | Standard | Standard | Standard | Standard | Standard | Standard | Standard | Standard | Standard | Standard | Standard | Standard | Standard
F1_Commercial_Grocery_New_Food Preparation_Natural Gas_Food Prep Other_E1 | F1 | Commercial | Grocery | New | Food Preparation | Natural Gas | Food Prep Other | E1 | CCE | 0 | 0 | 0 | 0 | 0 | 0 | 0 | 0 | 0 | 0 | 0 | 0 | 0 | 0 | 0 | 0 | 0 | 0 | 0 | 0 | 0 | 0 | 0 | 0 | 0 | 0 | 0 | 0 | 0 | 0 | 0 | 0 | 0
F1_Commercial_Grocery_New_Food Preparation_Natural Gas_Food Prep Other_E2 | F1 | Commercial | Grocery | New | Food Preparation | Natural Gas | Food Prep Other | E2 | CCE | 16.9852 | 17.5855 | 15.7861 | 16.0821 | 16.0821 | 16.0821 | 16.0821 | 16.0821 | 16.0821 | 16.0821 | 16.0821 | 16.0821 | 16.0821 | 16.0821 | 16.0821 | 16.0821 | 16.0821 | 16.0821 | 16.0821 | 16.0821 | 16.0821 | 16.0821 | 16.0821 | 16.0821 | 16.0821 | 16.0821 | 16.0821 | 16.0821 | 16.0821 | 16.0821 | 16.0821 | 16.0821 | 16.0821
F1_Commercial_Grocery_New_Food Preparation_Natural Gas_Food Prep Other_E3 | F1 | Commercial | Grocery | New | Food Preparation | Natural Gas | Food Prep Other | E3 | CCE | 0 | 0 | 0 | 0 | 0 | 0 | 0 | 0 | 0 | 0 | 0 | 0 | 0 | 0 | 0 | 0 | 0 | 0 | 0 | 0 | 0 | 0 | 0 | 0 | 0 | 0 | 0 | 0 | 0 | 0 | 0 | 0 | 0
F1_Commercial_Grocery_New_Food Preparation_Natural Gas_Food Prep Other_E4 | F1 | Commercial | Grocery | New | Food Preparation | Natural Gas | Food Prep Other | E4 | CCE | 0 | 0 | 0 | 0 | 0 | 0 | 0 | 0 | 0 | 0 | 0 | 0 | 0 | 0 | 0 | 0 | 0 | 0 | 0 | 0 | 0 | 0 | 0 | 0 | 0 | 0 | 0 | 0 | 0 | 0 | 0 | 0 | 0
F1_Commercial_Grocery_New_Food Preparation_Natural Gas_Food Prep Other_E5 | F1 | Commercial | Grocery | New | Food Preparation | Natural Gas | Food Prep Other | E5 | CCE | 0 | 0 | 0 | 0 | 0 | 0 | 0 | 0 | 0 | 0 | 0 | 0 | 0 | 0 | 0 | 0 | 0 | 0 | 0 | 0 | 0 | 0 | 0 | 0 | 0 | 0 | 0 | 0 | 0 | 0 | 0 | 0 | 0
F1_Commercial_Grocery_New_Food Preparation_Natural Gas_Food Prep Other_E6 | F1 | Commercial | Grocery | New | Food Preparation | Natural Gas | Food Prep Other | E6 | CCE | 0 | 0 | 0 | 0 | 0 | 0 | 0 | 0 | 0 | 0 | 0 | 0 | 0 | 0 | 0 | 0 | 0 | 0 | 0 | 0 | 0 | 0 | 0 | 0 | 0 | 0 | 0 | 0 | 0 | 0 | 0 | 0 | 0
F1_Commercial_Grocery_New_Food Preparation_Natural Gas_Food Prep Other_E7 | F1 | Commercial | Grocery | New | Food Preparation | Natural Gas | Food Prep Other | E7 | CCE | 0 | 0 | 0 | 0 | 0 | 0 | 0 | 0 | 0 | 0 | 0 | 0 | 0 | 0 | 0 | 0 | 0 | 0 | 0 | 0 | 0 | 0 | 0 | 0 | 0 | 0 | 0 | 0 | 0 | 0 | 0 | 0 | 0
F1_Commercial_Grocery_New_Food Preparation_Natural Gas_Food Prep Other_E8 | F1 | Commercial | Grocery | New | Food Preparation | Natural Gas | Food Prep Other | E8 | CCE | 0 | 0 | 0 | 0 | 0 | 0 | 0 | 0 | 0 | 0 | 0 | 0 | 0 | 0 | 0 | 0 | 0 | 0 | 0 | 0 | 0 | 0 | 0 | 0 | 0 | 0 | 0 | 0 | 0 | 0 | 0 | 0 | 0
F1_Commercial_Grocery_New_Food Preparation_Natural Gas_Food Prep Other_E9 | F1 | Commercial | Grocery | New | Food Preparation | Natural Gas | Food Prep Other | E9 | CCE | 0 | 0 | 0 | 0 | 0 | 0 | 0 | 0 | 0 | 0 | 0 | 0 | 0 | 0 | 0 | 0 | 0 | 0 | 0 | 0 | 0 | 0 | 0 | 0 | 0 | 0 | 0 | 0 | 0 | 0 | 0 | 0 | 0
F1_Commercial_Grocery_New_Food Preparation_Natural Gas_Food Prep Other_E10 | F1 | Commercial | Grocery | New | Food Preparation | Natural Gas | Food Prep Other | E10 | CCE | 0 | 0 | 0 | 0 | 0 | 0 | 0 | 0 | 0 | 0 | 0 | 0 | 0 | 0 | 0 | 0 | 0 | 0 | 0 | 0 | 0 | 0 | 0 | 0 | 0 | 0 | 0 | 0 | 0 | 0 | 0 | 0 | 0
F2_Commercial_Grocery_New_Food Preparation_Natural Gas_Food Prep Other_E1 | F2 | Commercial | Grocery | New | Food Preparation | Natural Gas | Food Prep Other | E1 | TRC BC Ratio | bar: 2019 to 2051
F2_Commercial_Grocery_New_Food Preparation_Natural Gas_Food Prep Other_E2 | F2 | Commercial | Grocery | New | Food Preparation | Natural Gas | Food Prep Other | E2 | TRC BC Ratio | 0.096778 | 0.096763 | 0.097228 | 0.096513 | 0.096078 | 0.096394 | 0.097347 | 0.098099 | 0.099032 | 0.099913 | 0.1008 | 0.10161 | 0.10248 | 0.1034 | 0.10427 | 0.10515 | 0.10605 | 0.10703 | 0.10805 | 0.10913 | 0.11019 | 0.1113 | 0.11232 | 0.11337 | 0.11431 | 0.11512 | 0.11585 | 0.11649 | 0.11699 | 0.11739 | 0.11761 | 0.11776 | 0.11776
F2_Commercial_Grocery_New_Food Preparation_Natural Gas_Food Prep Other_E3 | F2 | Commercial | Grocery | New | Food Preparation | Natural Gas | Food Prep Other | E3 | TRC BC Ratio | 0 | 0 | 0 | 0 | 0 | 0 | 0 | 0 | 0 | 0 | 0 | 0 | 0 | 0 | 0 | 0 | 0 | 0 | 0 | 0 | 0 | 0 | 0 | 0 | 0 | 0 | 0 | 0 | 0 | 0 | 0 | 0 | 0
F2_Commercial_Grocery_New_Food Preparation_Natural Gas_Food Prep Other_E4 | F2 | Commercial | Grocery | New | Food Preparation | Natural Gas | Food Prep Other | E4 | TRC BC Ratio | 0 | 0 | 0 | 0 | 0 | 0 | 0 | 0 | 0 | 0 | 0 | 0 | 0 | 0 | 0 | 0 | 0 | 0 | 0 | 0 | 0 | 0 | 0 | 0 | 0 | 0 | 0 | 0 | 0 | 0 | 0 | 0 | 0
F2_Commercial_Grocery_New_Food Preparation_Natural Gas_Food Prep Other_E5 | F2 | Commercial | Grocery | New | Food Preparation | Natural Gas | Food Prep Other | E5 | TRC BC Ratio | 0 | 0 | 0 | 0 | 0 | 0 | 0 | 0 | 0 | 0 | 0 | 0 | 0 | 0 | 0 | 0 | 0 | 0 | 0 | 0 | 0 | 0 | 0 | 0 | 0 | 0 | 0 | 0 | 0 | 0 | 0 | 0 | 0
F2_Commercial_Grocery_New_Food Preparation_Natural Gas_Food Prep Other_E6 | F2 | Commercial | Grocery | New | Food Preparation | Natural Gas | Food Prep Other | E6 | TRC BC Ratio | 0 | 0 | 0 | 0 | 0 | 0 | 0 | 0 | 0 | 0 | 0 | 0 | 0 | 0 | 0 | 0 | 0 | 0 | 0 | 0 | 0 | 0 | 0 | 0 | 0 | 0 | 0 | 0 | 0 | 0 | 0 | 0 | 0
F2_Commercial_Grocery_New_Food Preparation_Natural Gas_Food Prep Other_E7 | F2 | Commercial | Grocery | New | Food Preparation | Natural Gas | Food Prep Other | E7 | TRC BC Ratio | 0 | 0 | 0 | 0 | 0 | 0 | 0 | 0 | 0 | 0 | 0 | 0 | 0 | 0 | 0 | 0 | 0 | 0 | 0 | 0 | 0 | 0 | 0 | 0 | 0 | 0 | 0 | 0 | 0 | 0 | 0 | 0 | 0
F2_Commercial_Grocery_New_Food Preparation_Natural Gas_Food Prep Other_E8 | F2 | Commercial | Grocery | New | Food Preparation | Natural Gas | Food Prep Other | E8 | TRC BC Ratio | 0 | 0 | 0 | 0 | 0 | 0 | 0 | 0 | 0 | 0 | 0 | 0 | 0 | 0 | 0 | 0 | 0 | 0 | 0 | 0 | 0 | 0 | 0 | 0 | 0 | 0 | 0 | 0 | 0 | 0 | 0 | 0 | 0
F2_Commercial_Grocery_New_Food Preparation_Natural Gas_Food Prep Other_E9 | F2 | Commercial | Grocery | New | Food Preparation | Natural Gas | Food Prep Other | E9 | TRC BC Ratio | 0 | 0 | 0 | 0 | 0 | 0 | 0 | 0 | 0 | 0 | 0 | 0 | 0 | 0 | 0 | 0 | 0 | 0 | 0 | 0 | 0 | 0 | 0 | 0 | 0 | 0 | 0 | 0 | 0 | 0 | 0 | 0 | 0
F2_Commercial_Grocery_New_Food Preparation_Natural Gas_Food Prep Other_E10 | F2 | Commercial | Grocery | New | Food Preparation | Natural Gas | Food Prep Other | E10 | TRC BC Ratio | 0 | 0 | 0 | 0 | 0 | 0 | 0 | 0 | 0 | 0 | 0 | 0 | 0 | 0 | 0 | 0 | 0 | 0 | 0 | 0 | 0 | 0 | 0 | 0 | 0 | 0 | 0 | 0 | 0 | 0 | 0 | 0 | 0
F3_Commercial_Grocery_New_Food Preparation_Natural Gas_Food Prep Other_E1 | F3 | Commercial | Grocery | New | Food Preparation | Natural Gas | Food Prep Other | E1 | PACT BC Ratio | bar: 2019 to 2051
F3_Commercial_Grocery_New_Food Preparation_Natural Gas_Food Prep Other_E2 | F3 | Commercial | Grocery | New | Food Preparation | Natural Gas | Food Prep Other | E2 | PACT BC Ratio | 0.12904 | 0.12902 | 0.12964 | 0.12868 | 0.1281 | 0.12853 | 0.1298 | 0.1308 | 0.13204 | 0.13322 | 0.1344 | 0.13548 | 0.13665 | 0.13786 | 0.13902 | 0.1402 | 0.1414 | 0.14271 | 0.14407 | 0.14551 | 0.14692 | 0.14839 | 0.14976 | 0.15117 | 0.15241 | 0.15349 | 0.15447 | 0.15532 | 0.15598 | 0.15652 | 0.15682 | 0.15702 | 0.15702
F3_Commercial_Grocery_New_Food Preparation_Natural Gas_Food Prep Other_E3 | F3 | Commercial | Grocery | New | Food Preparation | Natural Gas | Food Prep Other | E3 | PACT BC Ratio | 0 | 0 | 0 | 0 | 0 | 0 | 0 | 0 | 0 | 0 | 0 | 0 | 0 | 0 | 0 | 0 | 0 | 0 | 0 | 0 | 0 | 0 | 0 | 0 | 0 | 0 | 0 | 0 | 0 | 0 | 0 | 0 | 0
F3_Commercial_Grocery_New_Food Preparation_Natural Gas_Food Prep Other_E4 | F3 | Commercial | Grocery | New | Food Preparation | Natural Gas | Food Prep Other | E4 | PACT BC Ratio | 0 | 0 | 0 | 0 | 0 | 0 | 0 | 0 | 0 | 0 | 0 | 0 | 0 | 0 | 0 | 0 | 0 | 0 | 0 | 0 | 0 | 0 | 0 | 0 | 0 | 0 | 0 | 0 | 0 | 0 | 0 | 0 | 0
F3_Commercial_Grocery_New_Food Preparation_Natural Gas_Food Prep Other_E5 | F3 | Commercial | Grocery | New | Food Preparation | Natural Gas | Food Prep Other | E5 | PACT BC Ratio | 0 | 0 | 0 | 0 | 0 | 0 | 0 | 0 | 0 | 0 | 0 | 0 | 0 | 0 | 0 | 0 | 0 | 0 | 0 | 0 | 0 | 0 | 0 | 0 | 0 | 0 | 0 | 0 | 0 | 0 | 0 | 0 | 0
F3_Commercial_Grocery_New_Food Preparation_Natural Gas_Food Prep Other_E6 | F3 | Commercial | Grocery | New | Food Preparation | Natural Gas | Food Prep Other | E6 | PACT BC Ratio | 0 | 0 | 0 | 0 | 0 | 0 | 0 | 0 | 0 | 0 | 0 | 0 | 0 | 0 | 0 | 0 | 0 | 0 | 0 | 0 | 0 | 0 | 0 | 0 | 0 | 0 | 0 | 0 | 0 | 0 | 0 | 0 | 0
F3_Commercial_Grocery_New_Food Preparation_Natural Gas_Food Prep Other_E7 | F3 | Commercial | Grocery | New | Food Preparation | Natural Gas | Food Prep Other | E7 | PACT BC Ratio | 0 | 0 | 0 | 0 | 0 | 0 | 0 | 0 | 0 | 0 | 0 | 0 | 0 | 0 | 0 | 0 | 0 | 0 | 0 | 0 | 0 | 0 | 0 | 0 | 0 | 0 | 0 | 0 | 0 | 0 | 0 | 0 | 0
F3_Commercial_Grocery_New_Food Preparation_Natural Gas_Food Prep Other_E8 | F3 | Commercial | Grocery | New | Food Preparation | Natural Gas | Food Prep Other | E8 | PACT BC Ratio | 0 | 0 | 0 | 0 | 0 | 0 | 0 | 0 | 0 | 0 | 0 | 0 | 0 | 0 | 0 | 0 | 0 | 0 | 0 | 0 | 0 | 0 | 0 | 0 | 0 | 0 | 0 | 0 | 0 | 0 | 0 | 0 | 0
F3_Commercial_Grocery_New_Food Preparation_Natural Gas_Food Prep Other_E9 | F3 | Commercial | Grocery | New | Food Preparation | Natural Gas | Food Prep Other | E9 | PACT BC Ratio | 0 | 0 | 0 | 0 | 0 | 0 | 0 | 0 | 0 | 0 | 0 | 0 | 0 | 0 | 0 | 0 | 0 | 0 | 0 | 0 | 0 | 0 | 0 | 0 | 0 | 0 | 0 | 0 | 0 | 0 | 0 | 0 | 0
F3_Commercial_Grocery_New_Food Preparation_Natural Gas_Food Prep Other_E10 | F3 | Commercial | Grocery | New | Food Preparation | Natural Gas | Food Prep Other | E10 | PACT BC Ratio | 0 | 0 | 0 | 0 | 0 | 0 | 0 | 0 | 0 | 0 | 0 | 0 | 0 | 0 | 0 | 0 | 0 | 0 | 0 | 0 | 0 | 0 | 0 | 0 | 0 | 0 | 0 | 0 | 0 | 0 | 0 | 0 | 0
F4_Commercial_Grocery_New_Food Preparation_Natural Gas_Food Prep Other_E1 | F4 | Commercial | Grocery | New | Food Preparation | Natural Gas | Food Prep Other | E1 | RVT BC Ratio | bar: 2019 to 2051
F4_Commercial_Grocery_New_Food Preparation_Natural Gas_Food Prep Other_E2 | F4 | Commercial | Grocery | New | Food Preparation | Natural Gas | Food Prep Other | E2 | RVT BC Ratio | 0.83914 | 0.83911 | 0.83978 | 0.83875 | 0.83813 | 0.83858 | 0.83995 | 0.84103 | 0.84238 | 0.84364 | 0.84492 | 0.84609 | 0.84734 | 0.84865 | 0.8499 | 0.85118 | 0.85247 | 0.85388 | 0.85535 | 0.85689 | 0.85842 | 0.86001 | 0.86148 | 0.863 | 0.86434 | 0.8655 | 0.86656 | 0.86747 | 0.86819 | 0.86877 | 0.86909 | 0.86931 | 0.86931
F4_Commercial_Grocery_New_Food Preparation_Natural Gas_Food Prep Other_E3 | F4 | Commercial | Grocery | New | Food Preparation | Natural Gas | Food Prep Other | E3 | RVT BC Ratio | 0 | 0 | 0 | 0 | 0 | 0 | 0 | 0 | 0 | 0 | 0 | 0 | 0 | 0 | 0 | 0 | 0 | 0 | 0 | 0 | 0 | 0 | 0 | 0 | 0 | 0 | 0 | 0 | 0 | 0 | 0 | 0 | 0
F4_Commercial_Grocery_New_Food Preparation_Natural Gas_Food Prep Other_E4 | F4 | Commercial | Grocery | New | Food Preparation | Natural Gas | Food Prep Other | E4 | RVT BC Ratio | 0 | 0 | 0 | 0 | 0 | 0 | 0 | 0 | 0 | 0 | 0 | 0 | 0 | 0 | 0 | 0 | 0 | 0 | 0 | 0 | 0 | 0 | 0 | 0 | 0 | 0 | 0 | 0 | 0 | 0 | 0 | 0 | 0
F4_Commercial_Grocery_New_Food Preparation_Natural Gas_Food Prep Other_E5 | F4 | Commercial | Grocery | New | Food Preparation | Natural Gas | Food Prep Other | E5 | RVT BC Ratio | 0 | 0 | 0 | 0 | 0 | 0 | 0 | 0 | 0 | 0 | 0 | 0 | 0 | 0 | 0 | 0 | 0 | 0 | 0 | 0 | 0 | 0 | 0 | 0 | 0 | 0 | 0 | 0 | 0 | 0 | 0 | 0 | 0
F4_Commercial_Grocery_New_Food Preparation_Natural Gas_Food Prep Other_E6 | F4 | Commercial | Grocery | New | Food Preparation | Natural Gas | Food Prep Other | E6 | RVT BC Ratio | 0 | 0 | 0 | 0 | 0 | 0 | 0 | 0 | 0 | 0 | 0 | 0 | 0 | 0 | 0 | 0 | 0 | 0 | 0 | 0 | 0 | 0 | 0 | 0 | 0 | 0 | 0 | 0 | 0 | 0 | 0 | 0 | 0
F4_Commercial_Grocery_New_Food Preparation_Natural Gas_Food Prep Other_E7 | F4 | Commercial | Grocery | New | Food Preparation | Natural Gas | Food Prep Other | E7 | RVT BC Ratio | 0 | 0 | 0 | 0 | 0 | 0 | 0 | 0 | 0 | 0 | 0 | 0 | 0 | 0 | 0 | 0 | 0 | 0 | 0 | 0 | 0 | 0 | 0 | 0 | 0 | 0 | 0 | 0 | 0 | 0 | 0 | 0 | 0
F4_Commercial_Grocery_New_Food Preparation_Natural Gas_Food Prep Other_E8 | F4 | Commercial | Grocery | New | Food Preparation | Natural Gas | Food Prep Other | E8 | RVT BC Ratio | 0 | 0 | 0 | 0 | 0 | 0 | 0 | 0 | 0 | 0 | 0 | 0 | 0 | 0 | 0 | 0 | 0 | 0 | 0 | 0 | 0 | 0 | 0 | 0 | 0 | 0 | 0 | 0 | 0 | 0 | 0 | 0 | 0
F4_Commercial_Grocery_New_Food Preparation_Natural Gas_Food Prep Other_E9 | F4 | Commercial | Grocery | New | Food Preparation | Natural Gas | Food Prep Other | E9 | RVT BC Ratio | 0 | 0 | 0 | 0 | 0 | 0 | 0 | 0 | 0 | 0 | 0 | 0 | 0 | 0 | 0 | 0 | 0 | 0 | 0 | 0 | 0 | 0 | 0 | 0 | 0 | 0 | 0 | 0 | 0 | 0 | 0 | 0 | 0
F4_Commercial_Grocery_New_Food Preparation_Natural Gas_Food Prep Other_E10 | F4 | Commercial | Grocery | New | Food Preparation | Natural Gas | Food Prep Other | E10 | RVT BC Ratio | 0 | 0 | 0 | 0 | 0 | 0 | 0 | 0 | 0 | 0 | 0 | 0 | 0 | 0 | 0 | 0 | 0 | 0 | 0 | 0 | 0 | 0 | 0 | 0 | 0 | 0 | 0 | 0 | 0 | 0 | 0 | 0 | 0
F5_Commercial_Grocery_New_Food Preparation_Natural Gas_Food Prep Other_E1 | F5 | Commercial | Grocery | New | Food Preparation | Natural Gas | Food Prep Other | E1 | RIM BC Ratio | bar: 2019 to 2051
F5_Commercial_Grocery_New_Food Preparation_Natural Gas_Food Prep Other_E2 | F5 | Commercial | Grocery | New | Food Preparation | Natural Gas | Food Prep Other | E2 | RIM BC Ratio | 0.11176 | 0.11174 | 0.11221 | 0.11149 | 0.11106 | 0.11138 | 0.11233 | 0.11308 | 0.11401 | 0.11488 | 0.11576 | 0.11656 | 0.11742 | 0.11832 | 0.11917 | 0.12004 | 0.12092 | 0.12187 | 0.12286 | 0.12391 | 0.12493 | 0.12599 | 0.12697 | 0.12799 | 0.12888 | 0.12965 | 0.13035 | 0.13095 | 0.13142 | 0.13181 | 0.13202 | 0.13216 | 0.13216
F5_Commercial_Grocery_New_Food Preparation_Natural Gas_Food Prep Other_E3 | F5 | Commercial | Grocery | New | Food Preparation | Natural Gas | Food Prep Other | E3 | RIM BC Ratio | 0 | 0 | 0 | 0 | 0 | 0 | 0 | 0 | 0 | 0 | 0 | 0 | 0 | 0 | 0 | 0 | 0 | 0 | 0 | 0 | 0 | 0 | 0 | 0 | 0 | 0 | 0 | 0 | 0 | 0 | 0 | 0 | 0
F5_Commercial_Grocery_New_Food Preparation_Natural Gas_Food Prep Other_E4 | F5 | Commercial | Grocery | New | Food Preparation | Natural Gas | Food Prep Other | E4 | RIM BC Ratio | 0 | 0 | 0 | 0 | 0 | 0 | 0 | 0 | 0 | 0 | 0 | 0 | 0 | 0 | 0 | 0 | 0 | 0 | 0 | 0 | 0 | 0 | 0 | 0 | 0 | 0 | 0 | 0 | 0 | 0 | 0 | 0 | 0
F5_Commercial_Grocery_New_Food Preparation_Natural Gas_Food Prep Other_E5 | F5 | Commercial | Grocery | New | Food Preparation | Natural Gas | Food Prep Other | E5 | RIM BC Ratio | 0 | 0 | 0 | 0 | 0 | 0 | 0 | 0 | 0 | 0 | 0 | 0 | 0 | 0 | 0 | 0 | 0 | 0 | 0 | 0 | 0 | 0 | 0 | 0 | 0 | 0 | 0 | 0 | 0 | 0 | 0 | 0 | 0
F5_Commercial_Grocery_New_Food Preparation_Natural Gas_Food Prep Other_E6 | F5 | Commercial | Grocery | New | Food Preparation | Natural Gas | Food Prep Other | E6 | RIM BC Ratio | 0 | 0 | 0 | 0 | 0 | 0 | 0 | 0 | 0 | 0 | 0 | 0 | 0 | 0 | 0 | 0 | 0 | 0 | 0 | 0 | 0 | 0 | 0 | 0 | 0 | 0 | 0 | 0 | 0 | 0 | 0 | 0 | 0
F5_Commercial_Grocery_New_Food Preparation_Natural Gas_Food Prep Other_E7 | F5 | Commercial | Grocery | New | Food Preparation | Natural Gas | Food Prep Other | E7 | RIM BC Ratio | 0 | 0 | 0 | 0 | 0 | 0 | 0 | 0 | 0 | 0 | 0 | 0 | 0 | 0 | 0 | 0 | 0 | 0 | 0 | 0 | 0 | 0 | 0 | 0 | 0 | 0 | 0 | 0 | 0 | 0 | 0 | 0 | 0
F5_Commercial_Grocery_New_Food Preparation_Natural Gas_Food Prep Other_E8 | F5 | Commercial | Grocery | New | Food Preparation | Natural Gas | Food Prep Other | E8 | RIM BC Ratio | 0 | 0 | 0 | 0 | 0 | 0 | 0 | 0 | 0 | 0 | 0 | 0 | 0 | 0 | 0 | 0 | 0 | 0 | 0 | 0 | 0 | 0 | 0 | 0 | 0 | 0 | 0 | 0 | 0 | 0 | 0 | 0 | 0
F5_Commercial_Grocery_New_Food Preparation_Natural Gas_Food Prep Other_E9 | F5 | Commercial | Grocery | New | Food Preparation | Natural Gas | Food Prep Other | E9 | RIM BC Ratio | 0 | 0 | 0 | 0 | 0 | 0 | 0 | 0 | 0 | 0 | 0 | 0 | 0 | 0 | 0 | 0 | 0 | 0 | 0 | 0 | 0 | 0 | 0 | 0 | 0 | 0 | 0 | 0 | 0 | 0 | 0 | 0 | 0
F5_Commercial_Grocery_New_Food Preparation_Natural Gas_Food Prep Other_E10 | F5 | Commercial | Grocery | New | Food Preparation | Natural Gas | Food Prep Other | E10 | RIM BC Ratio | 0 | 0 | 0 | 0 | 0 | 0 | 0 | 0 | 0 | 0 | 0 | 0 | 0 | 0 | 0 | 0 | 0 | 0 | 0 | 0 | 0 | 0 | 0 | 0 | 0 | 0 | 0 | 0 | 0 | 0 | 0 | 0 | 0
F0_Commercial_Grocery_New_Miscellaneous_Natural Gas_Pool Heater_E0 | F0 | Commercial | Grocery | New | Miscellaneous | Natural Gas | Pool Heater | E0 | Economic Unit | Standard (EF .78) | Standard (EF .78) | Standard (EF .78) | Standard (EF .78) | Standard (EF .78) | Standard (EF .78) | Standard (EF .78) | Standard (EF .78) | Standard (EF .78) | Standard (EF .78) | Standard (EF .78) | Standard (EF .78) | Standard (EF .78) | Standard (EF .78) | Standard (EF .78) | Standard (EF .78) | Standard (EF .78) | Standard (EF .78) | Standard (EF .78) | Standard (EF .78) | Standard (EF .78) | Standard (EF .78) | Standard (EF .78) | Standard (EF .78) | Standard (EF .78) | Standard (EF .78) | Standard (EF .78) | Standard (EF .78) | Standard (EF .78) | Standard (EF .78) | Standard (EF .78) | Standard (EF .78) | Standard (EF .78)
F1_Commercial_Grocery_New_Miscellaneous_Natural Gas_Pool Heater_E1 | F1 | Commercial | Grocery | New | Miscellaneous | Natural Gas | Pool Heater | E1 | CCE | 0 | 0 | 0 | 0 | 0 | 0 | 0 | 0 | 0 | 0 | 0 | 0 | 0 | 0 | 0 | 0 | 0 | 0 | 0 | 0 | 0 | 0 | 0 | 0 | 0 | 0 | 0 | 0 | 0 | 0 | 0 | 0 | 0
F1_Commercial_Grocery_New_Miscellaneous_Natural Gas_Pool Heater_E2 | F1 | Commercial | Grocery | New | Miscellaneous | Natural Gas | Pool Heater | E2 | CCE | 1.2677 | 1.3125 | 1.1782 | 1.2003 | 1.2003 | 1.2003 | 1.2003 | 1.2003 | 1.2003 | 1.2003 | 1.2003 | 1.2003 | 1.2003 | 1.2003 | 1.2003 | 1.2003 | 1.2003 | 1.2003 | 1.2003 | 1.2003 | 1.2003 | 1.2003 | 1.2003 | 1.2003 | 1.2003 | 1.2003 | 1.2003 | 1.2003 | 1.2003 | 1.2003 | 1.2003 | 1.2003 | 1.2003
F1_Commercial_Grocery_New_Miscellaneous_Natural Gas_Pool Heater_E3 | F1 | Commercial | Grocery | New | Miscellaneous | Natural Gas | Pool Heater | E3 | CCE | 0 | 0 | 0 | 0 | 0 | 0 | 0 | 0 | 0 | 0 | 0 | 0 | 0 | 0 | 0 | 0 | 0 | 0 | 0 | 0 | 0 | 0 | 0 | 0 | 0 | 0 | 0 | 0 | 0 | 0 | 0 | 0 | 0
F1_Commercial_Grocery_New_Miscellaneous_Natural Gas_Pool Heater_E4 | F1 | Commercial | Grocery | New | Miscellaneous | Natural Gas | Pool Heater | E4 | CCE | 0 | 0 | 0 | 0 | 0 | 0 | 0 | 0 | 0 | 0 | 0 | 0 | 0 | 0 | 0 | 0 | 0 | 0 | 0 | 0 | 0 | 0 | 0 | 0 | 0 | 0 | 0 | 0 | 0 | 0 | 0 | 0 | 0
F1_Commercial_Grocery_New_Miscellaneous_Natural Gas_Pool Heater_E5 | F1 | Commercial | Grocery | New | Miscellaneous | Natural Gas | Pool Heater | E5 | CCE | 0 | 0 | 0 | 0 | 0 | 0 | 0 | 0 | 0 | 0 | 0 | 0 | 0 | 0 | 0 | 0 | 0 | 0 | 0 | 0 | 0 | 0 | 0 | 0 | 0 | 0 | 0 | 0 | 0 | 0 | 0 | 0 | 0
F1_Commercial_Grocery_New_Miscellaneous_Natural Gas_Pool Heater_E6 | F1 | Commercial | Grocery | New | Miscellaneous | Natural Gas | Pool Heater | E6 | CCE | 0 | 0 | 0 | 0 | 0 | 0 | 0 | 0 | 0 | 0 | 0 | 0 | 0 | 0 | 0 | 0 | 0 | 0 | 0 | 0 | 0 | 0 | 0 | 0 | 0 | 0 | 0 | 0 | 0 | 0 | 0 | 0 | 0
F1_Commercial_Grocery_New_Miscellaneous_Natural Gas_Pool Heater_E7 | F1 | Commercial | Grocery | New | Miscellaneous | Natural Gas | Pool Heater | E7 | CCE | 0 | 0 | 0 | 0 | 0 | 0 | 0 | 0 | 0 | 0 | 0 | 0 | 0 | 0 | 0 | 0 | 0 | 0 | 0 | 0 | 0 | 0 | 0 | 0 | 0 | 0 | 0 | 0 | 0 | 0 | 0 | 0 | 0
F1_Commercial_Grocery_New_Miscellaneous_Natural Gas_Pool Heater_E8 | F1 | Commercial | Grocery | New | Miscellaneous | Natural Gas | Pool Heater | E8 | CCE | 0 | 0 | 0 | 0 | 0 | 0 | 0 | 0 | 0 | 0 | 0 | 0 | 0 | 0 | 0 | 0 | 0 | 0 | 0 | 0 | 0 | 0 | 0 | 0 | 0 | 0 | 0 | 0 | 0 | 0 | 0 | 0 | 0
F1_Commercial_Grocery_New_Miscellaneous_Natural Gas_Pool Heater_E9 | F1 | Commercial | Grocery | New | Miscellaneous | Natural Gas | Pool Heater | E9 | CCE | 0 | 0 | 0 | 0 | 0 | 0 | 0 | 0 | 0 | 0 | 0 | 0 | 0 | 0 | 0 | 0 | 0 | 0 | 0 | 0 | 0 | 0 | 0 | 0 | 0 | 0 | 0 | 0 | 0 | 0 | 0 | 0 | 0
F1_Commercial_Grocery_New_Miscellaneous_Natural Gas_Pool Heater_E10 | F1 | Commercial | Grocery | New | Miscellaneous | Natural Gas | Pool Heater | E10 | CCE | 0 | 0 | 0 | 0 | 0 | 0 | 0 | 0 | 0 | 0 | 0 | 0 | 0 | 0 | 0 | 0 | 0 | 0 | 0 | 0 | 0 | 0 | 0 | 0 | 0 | 0 | 0 | 0 | 0 | 0 | 0 | 0 | 0
F2_Commercial_Grocery_New_Miscellaneous_Natural Gas_Pool Heater_E1 | F2 | Commercial | Grocery | New | Miscellaneous | Natural Gas | Pool Heater | E1 | TRC BC Ratio | bar: 2019 to 2051
F2_Commercial_Grocery_New_Miscellaneous_Natural Gas_Pool Heater_E2 | F2 | Commercial | Grocery | New | Miscellaneous | Natural Gas | Pool Heater | E2 | TRC BC Ratio | 0 | 0 | 0 | 0 | 0 | 0 | 0 | 0 | 0 | 0 | 0 | 0 | 0 | 0 | 0 | 0 | 0 | 0 | 0 | 0 | 0 | 0 | 0 | 0 | 0 | 0 | 0 | 0 | 0 | 0 | 0 | 0 | 0
F2_Commercial_Grocery_New_Miscellaneous_Natural Gas_Pool Heater_E3 | F2 | Commercial | Grocery | New | Miscellaneous | Natural Gas | Pool Heater | E3 | TRC BC Ratio | 0 | 0 | 0 | 0 | 0 | 0 | 0 | 0 | 0 | 0 | 0 | 0 | 0 | 0 | 0 | 0 | 0 | 0 | 0 | 0 | 0 | 0 | 0 | 0 | 0 | 0 | 0 | 0 | 0 | 0 | 0 | 0 | 0
F2_Commercial_Grocery_New_Miscellaneous_Natural Gas_Pool Heater_E4 | F2 | Commercial | Grocery | New | Miscellaneous | Natural Gas | Pool Heater | E4 | TRC BC Ratio | 0 | 0 | 0 | 0 | 0 | 0 | 0 | 0 | 0 | 0 | 0 | 0 | 0 | 0 | 0 | 0 | 0 | 0 | 0 | 0 | 0 | 0 | 0 | 0 | 0 | 0 | 0 | 0 | 0 | 0 | 0 | 0 | 0
F2_Commercial_Grocery_New_Miscellaneous_Natural Gas_Pool Heater_E5 | F2 | Commercial | Grocery | New | Miscellaneous | Natural Gas | Pool Heater | E5 | TRC BC Ratio | 0 | 0 | 0 | 0 | 0 | 0 | 0 | 0 | 0 | 0 | 0 | 0 | 0 | 0 | 0 | 0 | 0 | 0 | 0 | 0 | 0 | 0 | 0 | 0 | 0 | 0 | 0 | 0 | 0 | 0 | 0 | 0 | 0
F2_Commercial_Grocery_New_Miscellaneous_Natural Gas_Pool Heater_E6 | F2 | Commercial | Grocery | New | Miscellaneous | Natural Gas | Pool Heater | E6 | TRC BC Ratio | 0 | 0 | 0 | 0 | 0 | 0 | 0 | 0 | 0 | 0 | 0 | 0 | 0 | 0 | 0 | 0 | 0 | 0 | 0 | 0 | 0 | 0 | 0 | 0 | 0 | 0 | 0 | 0 | 0 | 0 | 0 | 0 | 0
F2_Commercial_Grocery_New_Miscellaneous_Natural Gas_Pool Heater_E7 | F2 | Commercial | Grocery | New | Miscellaneous | Natural Gas | Pool Heater | E7 | TRC BC Ratio | 0 | 0 | 0 | 0 | 0 | 0 | 0 | 0 | 0 | 0 | 0 | 0 | 0 | 0 | 0 | 0 | 0 | 0 | 0 | 0 | 0 | 0 | 0 | 0 | 0 | 0 | 0 | 0 | 0 | 0 | 0 | 0 | 0
F2_Commercial_Grocery_New_Miscellaneous_Natural Gas_Pool Heater_E8 | F2 | Commercial | Grocery | New | Miscellaneous | Natural Gas | Pool Heater | E8 | TRC BC Ratio | 0 | 0 | 0 | 0 | 0 | 0 | 0 | 0 | 0 | 0 | 0 | 0 | 0 | 0 | 0 | 0 | 0 | 0 | 0 | 0 | 0 | 0 | 0 | 0 | 0 | 0 | 0 | 0 | 0 | 0 | 0 | 0 | 0
F2_Commercial_Grocery_New_Miscellaneous_Natural Gas_Pool Heater_E9 | F2 | Commercial | Grocery | New | Miscellaneous | Natural Gas | Pool Heater | E9 | TRC BC Ratio | 0 | 0 | 0 | 0 | 0 | 0 | 0 | 0 | 0 | 0 | 0 | 0 | 0 | 0 | 0 | 0 | 0 | 0 | 0 | 0 | 0 | 0 | 0 | 0 | 0 | 0 | 0 | 0 | 0 | 0 | 0 | 0 | 0
F2_Commercial_Grocery_New_Miscellaneous_Natural Gas_Pool Heater_E10 | F2 | Commercial | Grocery | New | Miscellaneous | Natural Gas | Pool Heater | E10 | TRC BC Ratio | 0 | 0 | 0 | 0 | 0 | 0 | 0 | 0 | 0 | 0 | 0 | 0 | 0 | 0 | 0 | 0 | 0 | 0 | 0 | 0 | 0 | 0 | 0 | 0 | 0 | 0 | 0 | 0 | 0 | 0 | 0 | 0 | 0
F3_Commercial_Grocery_New_Miscellaneous_Natural Gas_Pool Heater_E1 | F3 | Commercial | Grocery | New | Miscellaneous | Natural Gas | Pool Heater | E1 | PACT BC Ratio | bar: 2019 to 2051
F3_Commercial_Grocery_New_Miscellaneous_Natural Gas_Pool Heater_E2 | F3 | Commercial | Grocery | New | Miscellaneous | Natural Gas | Pool Heater | E2 | PACT BC Ratio | 0 | 0 | 0 | 0 | 0 | 0 | 0 | 0 | 0 | 0 | 0 | 0 | 0 | 0 | 0 | 0 | 0 | 0 | 0 | 0 | 0 | 0 | 0 | 0 | 0 | 0 | 0 | 0 | 0 | 0 | 0 | 0 | 0
F3_Commercial_Grocery_New_Miscellaneous_Natural Gas_Pool Heater_E3 | F3 | Commercial | Grocery | New | Miscellaneous | Natural Gas | Pool Heater | E3 | PACT BC Ratio | 0 | 0 | 0 | 0 | 0 | 0 | 0 | 0 | 0 | 0 | 0 | 0 | 0 | 0 | 0 | 0 | 0 | 0 | 0 | 0 | 0 | 0 | 0 | 0 | 0 | 0 | 0 | 0 | 0 | 0 | 0 | 0 | 0
F3_Commercial_Grocery_New_Miscellaneous_Natural Gas_Pool Heater_E4 | F3 | Commercial | Grocery | New | Miscellaneous | Natural Gas | Pool Heater | E4 | PACT BC Ratio | 0 | 0 | 0 | 0 | 0 | 0 | 0 | 0 | 0 | 0 | 0 | 0 | 0 | 0 | 0 | 0 | 0 | 0 | 0 | 0 | 0 | 0 | 0 | 0 | 0 | 0 | 0 | 0 | 0 | 0 | 0 | 0 | 0
F3_Commercial_Grocery_New_Miscellaneous_Natural Gas_Pool Heater_E5 | F3 | Commercial | Grocery | New | Miscellaneous | Natural Gas | Pool Heater | E5 | PACT BC Ratio | 0 | 0 | 0 | 0 | 0 | 0 | 0 | 0 | 0 | 0 | 0 | 0 | 0 | 0 | 0 | 0 | 0 | 0 | 0 | 0 | 0 | 0 | 0 | 0 | 0 | 0 | 0 | 0 | 0 | 0 | 0 | 0 | 0
F3_Commercial_Grocery_New_Miscellaneous_Natural Gas_Pool Heater_E6 | F3 | Commercial | Grocery | New | Miscellaneous | Natural Gas | Pool Heater | E6 | PACT BC Ratio | 0 | 0 | 0 | 0 | 0 | 0 | 0 | 0 | 0 | 0 | 0 | 0 | 0 | 0 | 0 | 0 | 0 | 0 | 0 | 0 | 0 | 0 | 0 | 0 | 0 | 0 | 0 | 0 | 0 | 0 | 0 | 0 | 0
F3_Commercial_Grocery_New_Miscellaneous_Natural Gas_Pool Heater_E7 | F3 | Commercial | Grocery | New | Miscellaneous | Natural Gas | Pool Heater | E7 | PACT BC Ratio | 0 | 0 | 0 | 0 | 0 | 0 | 0 | 0 | 0 | 0 | 0 | 0 | 0 | 0 | 0 | 0 | 0 | 0 | 0 | 0 | 0 | 0 | 0 | 0 | 0 | 0 | 0 | 0 | 0 | 0 | 0 | 0 | 0
F3_Commercial_Grocery_New_Miscellaneous_Natural Gas_Pool Heater_E8 | F3 | Commercial | Grocery | New | Miscellaneous | Natural Gas | Pool Heater | E8 | PACT BC Ratio | 0 | 0 | 0 | 0 | 0 | 0 | 0 | 0 | 0 | 0 | 0 | 0 | 0 | 0 | 0 | 0 | 0 | 0 | 0 | 0 | 0 | 0 | 0 | 0 | 0 | 0 | 0 | 0 | 0 | 0 | 0 | 0 | 0
F3_Commercial_Grocery_New_Miscellaneous_Natural Gas_Pool Heater_E9 | F3 | Commercial | Grocery | New | Miscellaneous | Natural Gas | Pool Heater | E9 | PACT BC Ratio | 0 | 0 | 0 | 0 | 0 | 0 | 0 | 0 | 0 | 0 | 0 | 0 | 0 | 0 | 0 | 0 | 0 | 0 | 0 | 0 | 0 | 0 | 0 | 0 | 0 | 0 | 0 | 0 | 0 | 0 | 0 | 0 | 0
F3_Commercial_Grocery_New_Miscellaneous_Natural Gas_Pool Heater_E10 | F3 | Commercial | Grocery | New | Miscellaneous | Natural Gas | Pool Heater | E10 | PACT BC Ratio | 0 | 0 | 0 | 0 | 0 | 0 | 0 | 0 | 0 | 0 | 0 | 0 | 0 | 0 | 0 | 0 | 0 | 0 | 0 | 0 | 0 | 0 | 0 | 0 | 0 | 0 | 0 | 0 | 0 | 0 | 0 | 0 | 0
F4_Commercial_Grocery_New_Miscellaneous_Natural Gas_Pool Heater_E1 | F4 | Commercial | Grocery | New | Miscellaneous | Natural Gas | Pool Heater | E1 | RVT BC Ratio | bar: 2019 to 2051
F4_Commercial_Grocery_New_Miscellaneous_Natural Gas_Pool Heater_E2 | F4 | Commercial | Grocery | New | Miscellaneous | Natural Gas | Pool Heater | E2 | RVT BC Ratio | 0.7 | 0.7 | 0.7 | 0.7 | 0.7 | 0.7 | 0.7 | 0.7 | 0.7 | 0.7 | 0.7 | 0.7 | 0.7 | 0.7 | 0.7 | 0.7 | 0.7 | 0.7 | 0.7 | 0.7 | 0.7 | 0.7 | 0.7 | 0.7 | 0.7 | 0.7 | 0.7 | 0.7 | 0.7 | 0.7 | 0.7 | 0.7 | 0.7
F4_Commercial_Grocery_New_Miscellaneous_Natural Gas_Pool Heater_E3 | F4 | Commercial | Grocery | New | Miscellaneous | Natural Gas | Pool Heater | E3 | RVT BC Ratio | 0 | 0 | 0 | 0 | 0 | 0 | 0 | 0 | 0 | 0 | 0 | 0 | 0 | 0 | 0 | 0 | 0 | 0 | 0 | 0 | 0 | 0 | 0 | 0 | 0 | 0 | 0 | 0 | 0 | 0 | 0 | 0 | 0
F4_Commercial_Grocery_New_Miscellaneous_Natural Gas_Pool Heater_E4 | F4 | Commercial | Grocery | New | Miscellaneous | Natural Gas | Pool Heater | E4 | RVT BC Ratio | 0 | 0 | 0 | 0 | 0 | 0 | 0 | 0 | 0 | 0 | 0 | 0 | 0 | 0 | 0 | 0 | 0 | 0 | 0 | 0 | 0 | 0 | 0 | 0 | 0 | 0 | 0 | 0 | 0 | 0 | 0 | 0 | 0
F4_Commercial_Grocery_New_Miscellaneous_Natural Gas_Pool Heater_E5 | F4 | Commercial | Grocery | New | Miscellaneous | Natural Gas | Pool Heater | E5 | RVT BC Ratio | 0 | 0 | 0 | 0 | 0 | 0 | 0 | 0 | 0 | 0 | 0 | 0 | 0 | 0 | 0 | 0 | 0 | 0 | 0 | 0 | 0 | 0 | 0 | 0 | 0 | 0 | 0 | 0 | 0 | 0 | 0 | 0 | 0
F4_Commercial_Grocery_New_Miscellaneous_Natural Gas_Pool Heater_E6 | F4 | Commercial | Grocery | New | Miscellaneous | Natural Gas | Pool Heater | E6 | RVT BC Ratio | 0 | 0 | 0 | 0 | 0 | 0 | 0 | 0 | 0 | 0 | 0 | 0 | 0 | 0 | 0 | 0 | 0 | 0 | 0 | 0 | 0 | 0 | 0 | 0 | 0 | 0 | 0 | 0 | 0 | 0 | 0 | 0 | 0
F4_Commercial_Grocery_New_Miscellaneous_Natural Gas_Pool Heater_E7 | F4 | Commercial | Grocery | New | Miscellaneous | Natural Gas | Pool Heater | E7 | RVT BC Ratio | 0 | 0 | 0 | 0 | 0 | 0 | 0 | 0 | 0 | 0 | 0 | 0 | 0 | 0 | 0 | 0 | 0 | 0 | 0 | 0 | 0 | 0 | 0 | 0 | 0 | 0 | 0 | 0 | 0 | 0 | 0 | 0 | 0
F4_Commercial_Grocery_New_Miscellaneous_Natural Gas_Pool Heater_E8 | F4 | Commercial | Grocery | New | Miscellaneous | Natural Gas | Pool Heater | E8 | RVT BC Ratio | 0 | 0 | 0 | 0 | 0 | 0 | 0 | 0 | 0 | 0 | 0 | 0 | 0 | 0 | 0 | 0 | 0 | 0 | 0 | 0 | 0 | 0 | 0 | 0 | 0 | 0 | 0 | 0 | 0 | 0 | 0 | 0 | 0
F4_Commercial_Grocery_New_Miscellaneous_Natural Gas_Pool Heater_E9 | F4 | Commercial | Grocery | New | Miscellaneous | Natural Gas | Pool Heater | E9 | RVT BC Ratio | 0 | 0 | 0 | 0 | 0 | 0 | 0 | 0 | 0 | 0 | 0 | 0 | 0 | 0 | 0 | 0 | 0 | 0 | 0 | 0 | 0 | 0 | 0 | 0 | 0 | 0 | 0 | 0 | 0 | 0 | 0 | 0 | 0
F4_Commercial_Grocery_New_Miscellaneous_Natural Gas_Pool Heater_E10 | F4 | Commercial | Grocery | New | Miscellaneous | Natural Gas | Pool Heater | E10 | RVT BC Ratio | 0 | 0 | 0 | 0 | 0 | 0 | 0 | 0 | 0 | 0 | 0 | 0 | 0 | 0 | 0 | 0 | 0 | 0 | 0 | 0 | 0 | 0 | 0 | 0 | 0 | 0 | 0 | 0 | 0 | 0 | 0 | 0 | 0
F5_Commercial_Grocery_New_Miscellaneous_Natural Gas_Pool Heater_E1 | F5 | Commercial | Grocery | New | Miscellaneous | Natural Gas | Pool Heater | E1 | RIM BC Ratio | bar: 2019 to 2051
F5_Commercial_Grocery_New_Miscellaneous_Natural Gas_Pool Heater_E2 | F5 | Commercial | Grocery | New | Miscellaneous | Natural Gas | Pool Heater | E2 | RIM BC Ratio | 0 | 0 | 0 | 0 | 0 | 0 | 0 | 0 | 0 | 0 | 0 | 0 | 0 | 0 | 0 | 0 | 0 | 0 | 0 | 0 | 0 | 0 | 0 | 0 | 0 | 0 | 0 | 0 | 0 | 0 | 0 | 0 | 0
F5_Commercial_Grocery_New_Miscellaneous_Natural Gas_Pool Heater_E3 | F5 | Commercial | Grocery | New | Miscellaneous | Natural Gas | Pool Heater | E3 | RIM BC Ratio | 0 | 0 | 0 | 0 | 0 | 0 | 0 | 0 | 0 | 0 | 0 | 0 | 0 | 0 | 0 | 0 | 0 | 0 | 0 | 0 | 0 | 0 | 0 | 0 | 0 | 0 | 0 | 0 | 0 | 0 | 0 | 0 | 0
F5_Commercial_Grocery_New_Miscellaneous_Natural Gas_Pool Heater_E4 | F5 | Commercial | Grocery | New | Miscellaneous | Natural Gas | Pool Heater | E4 | RIM BC Ratio | 0 | 0 | 0 | 0 | 0 | 0 | 0 | 0 | 0 | 0 | 0 | 0 | 0 | 0 | 0 | 0 | 0 | 0 | 0 | 0 | 0 | 0 | 0 | 0 | 0 | 0 | 0 | 0 | 0 | 0 | 0 | 0 | 0
F5_Commercial_Grocery_New_Miscellaneous_Natural Gas_Pool Heater_E5 | F5 | Commercial | Grocery | New | Miscellaneous | Natural Gas | Pool Heater | E5 | RIM BC Ratio | 0 | 0 | 0 | 0 | 0 | 0 | 0 | 0 | 0 | 0 | 0 | 0 | 0 | 0 | 0 | 0 | 0 | 0 | 0 | 0 | 0 | 0 | 0 | 0 | 0 | 0 | 0 | 0 | 0 | 0 | 0 | 0 | 0
F5_Commercial_Grocery_New_Miscellaneous_Natural Gas_Pool Heater_E6 | F5 | Commercial | Grocery | New | Miscellaneous | Natural Gas | Pool Heater | E6 | RIM BC Ratio | 0 | 0 | 0 | 0 | 0 | 0 | 0 | 0 | 0 | 0 | 0 | 0 | 0 | 0 | 0 | 0 | 0 | 0 | 0 | 0 | 0 | 0 | 0 | 0 | 0 | 0 | 0 | 0 | 0 | 0 | 0 | 0 | 0
F5_Commercial_Grocery_New_Miscellaneous_Natural Gas_Pool Heater_E7 | F5 | Commercial | Grocery | New | Miscellaneous | Natural Gas | Pool Heater | E7 | RIM BC Ratio | 0 | 0 | 0 | 0 | 0 | 0 | 0 | 0 | 0 | 0 | 0 | 0 | 0 | 0 | 0 | 0 | 0 | 0 | 0 | 0 | 0 | 0 | 0 | 0 | 0 | 0 | 0 | 0 | 0 | 0 | 0 | 0 | 0
F5_Commercial_Grocery_New_Miscellaneous_Natural Gas_Pool Heater_E8 | F5 | Commercial | Grocery | New | Miscellaneous | Natural Gas | Pool Heater | E8 | RIM BC Ratio | 0 | 0 | 0 | 0 | 0 | 0 | 0 | 0 | 0 | 0 | 0 | 0 | 0 | 0 | 0 | 0 | 0 | 0 | 0 | 0 | 0 | 0 | 0 | 0 | 0 | 0 | 0 | 0 | 0 | 0 | 0 | 0 | 0
F5_Commercial_Grocery_New_Miscellaneous_Natural Gas_Pool Heater_E9 | F5 | Commercial | Grocery | New | Miscellaneous | Natural Gas | Pool Heater | E9 | RIM BC Ratio | 0 | 0 | 0 | 0 | 0 | 0 | 0 | 0 | 0 | 0 | 0 | 0 | 0 | 0 | 0 | 0 | 0 | 0 | 0 | 0 | 0 | 0 | 0 | 0 | 0 | 0 | 0 | 0 | 0 | 0 | 0 | 0 | 0
F5_Commercial_Grocery_New_Miscellaneous_Natural Gas_Pool Heater_E10 | F5 | Commercial | Grocery | New | Miscellaneous | Natural Gas | Pool Heater | E10 | RIM BC Ratio | 0 | 0 | 0 | 0 | 0 | 0 | 0 | 0 | 0 | 0 | 0 | 0 | 0 | 0 | 0 | 0 | 0 | 0 | 0 | 0 | 0 | 0 | 0 | 0 | 0 | 0 | 0 | 0 | 0 | 0 | 0 | 0 | 0
F0_Commercial_Grocery_New_Miscellaneous_Natural Gas_Miscellaneous_E0 | F0 | Commercial | Grocery | New | Miscellaneous | Natural Gas | Miscellaneous | E0 | Economic Unit | Miscellaneous | Miscellaneous | Miscellaneous | Miscellaneous | Miscellaneous | Miscellaneous | Miscellaneous | Miscellaneous | Miscellaneous | Miscellaneous | Miscellaneous | Miscellaneous | Miscellaneous | Miscellaneous | Miscellaneous | Miscellaneous | Miscellaneous | Miscellaneous | Miscellaneous | Miscellaneous | Miscellaneous | Miscellaneous | Miscellaneous | Miscellaneous | Miscellaneous | Miscellaneous | Miscellaneous | Miscellaneous | Miscellaneous | Miscellaneous | Miscellaneous | Miscellaneous | Miscellaneous
F1_Commercial_Grocery_New_Miscellaneous_Natural Gas_Miscellaneous_E1 | F1 | Commercial | Grocery | New | Miscellaneous | Natural Gas | Miscellaneous | E1 | CCE | 0 | 0 | 0 | 0 | 0 | 0 | 0 | 0 | 0 | 0 | 0 | 0 | 0 | 0 | 0 | 0 | 0 | 0 | 0 | 0 | 0 | 0 | 0 | 0 | 0 | 0 | 0 | 0 | 0 | 0 | 0 | 0 | 0
F1_Commercial_Grocery_New_Miscellaneous_Natural Gas_Miscellaneous_E2 | F1 | Commercial | Grocery | New | Miscellaneous | Natural Gas | Miscellaneous | E2 | CCE | 0 | 0 | 0 | 0 | 0 | 0 | 0 | 0 | 0 | 0 | 0 | 0 | 0 | 0 | 0 | 0 | 0 | 0 | 0 | 0 | 0 | 0 | 0 | 0 | 0 | 0 | 0 | 0 | 0 | 0 | 0 | 0 | 0
F1_Commercial_Grocery_New_Miscellaneous_Natural Gas_Miscellaneous_E3 | F1 | Commercial | Grocery | New | Miscellaneous | Natural Gas | Miscellaneous | E3 | CCE | 0 | 0 | 0 | 0 | 0 | 0 | 0 | 0 | 0 | 0 | 0 | 0 | 0 | 0 | 0 | 0 | 0 | 0 | 0 | 0 | 0 | 0 | 0 | 0 | 0 | 0 | 0 | 0 | 0 | 0 | 0 | 0 | 0
F1_Commercial_Grocery_New_Miscellaneous_Natural Gas_Miscellaneous_E4 | F1 | Commercial | Grocery | New | Miscellaneous | Natural Gas | Miscellaneous | E4 | CCE | 0 | 0 | 0 | 0 | 0 | 0 | 0 | 0 | 0 | 0 | 0 | 0 | 0 | 0 | 0 | 0 | 0 | 0 | 0 | 0 | 0 | 0 | 0 | 0 | 0 | 0 | 0 | 0 | 0 | 0 | 0 | 0 | 0
F1_Commercial_Grocery_New_Miscellaneous_Natural Gas_Miscellaneous_E5 | F1 | Commercial | Grocery | New | Miscellaneous | Natural Gas | Miscellaneous | E5 | CCE | 0 | 0 | 0 | 0 | 0 | 0 | 0 | 0 | 0 | 0 | 0 | 0 | 0 | 0 | 0 | 0 | 0 | 0 | 0 | 0 | 0 | 0 | 0 | 0 | 0 | 0 | 0 | 0 | 0 | 0 | 0 | 0 | 0
F1_Commercial_Grocery_New_Miscellaneous_Natural Gas_Miscellaneous_E6 | F1 | Commercial | Grocery | New | Miscellaneous | Natural Gas | Miscellaneous | E6 | CCE | 0 | 0 | 0 | 0 | 0 | 0 | 0 | 0 | 0 | 0 | 0 | 0 | 0 | 0 | 0 | 0 | 0 | 0 | 0 | 0 | 0 | 0 | 0 | 0 | 0 | 0 | 0 | 0 | 0 | 0 | 0 | 0 | 0
F1_Commercial_Grocery_New_Miscellaneous_Natural Gas_Miscellaneous_E7 | F1 | Commercial | Grocery | New | Miscellaneous | Natural Gas | Miscellaneous | E7 | CCE | 0 | 0 | 0 | 0 | 0 | 0 | 0 | 0 | 0 | 0 | 0 | 0 | 0 | 0 | 0 | 0 | 0 | 0 | 0 | 0 | 0 | 0 | 0 | 0 | 0 | 0 | 0 | 0 | 0 | 0 | 0 | 0 | 0
F1_Commercial_Grocery_New_Miscellaneous_Natural Gas_Miscellaneous_E8 | F1 | Commercial | Grocery | New | Miscellaneous | Natural Gas | Miscellaneous | E8 | CCE | 0 | 0 | 0 | 0 | 0 | 0 | 0 | 0 | 0 | 0 | 0 | 0 | 0 | 0 | 0 | 0 | 0 | 0 | 0 | 0 | 0 | 0 | 0 | 0 | 0 | 0 | 0 | 0 | 0 | 0 | 0 | 0 | 0
F1_Commercial_Grocery_New_Miscellaneous_Natural Gas_Miscellaneous_E9 | F1 | Commercial | Grocery | New | Miscellaneous | Natural Gas | Miscellaneous | E9 | CCE | 0 | 0 | 0 | 0 | 0 | 0 | 0 | 0 | 0 | 0 | 0 | 0 | 0 | 0 | 0 | 0 | 0 | 0 | 0 | 0 | 0 | 0 | 0 | 0 | 0 | 0 | 0 | 0 | 0 | 0 | 0 | 0 | 0
F1_Commercial_Grocery_New_Miscellaneous_Natural Gas_Miscellaneous_E10 | F1 | Commercial | Grocery | New | Miscellaneous | Natural Gas | Miscellaneous | E10 | CCE | 0 | 0 | 0 | 0 | 0 | 0 | 0 | 0 | 0 | 0 | 0 | 0 | 0 | 0 | 0 | 0 | 0 | 0 | 0 | 0 | 0 | 0 | 0 | 0 | 0 | 0 | 0 | 0 | 0 | 0 | 0 | 0 | 0
F2_Commercial_Grocery_New_Miscellaneous_Natural Gas_Miscellaneous_E1 | F2 | Commercial | Grocery | New | Miscellaneous | Natural Gas | Miscellaneous | E1 | TRC BC Ratio | bar: 2019 to 2051
F2_Commercial_Grocery_New_Miscellaneous_Natural Gas_Miscellaneous_E2 | F2 | Commercial | Grocery | New | Miscellaneous | Natural Gas | Miscellaneous | E2 | TRC BC Ratio | 0 | 0 | 0 | 0 | 0 | 0 | 0 | 0 | 0 | 0 | 0 | 0 | 0 | 0 | 0 | 0 | 0 | 0 | 0 | 0 | 0 | 0 | 0 | 0 | 0 | 0 | 0 | 0 | 0 | 0 | 0 | 0 | 0
F2_Commercial_Grocery_New_Miscellaneous_Natural Gas_Miscellaneous_E3 | F2 | Commercial | Grocery | New | Miscellaneous | Natural Gas | Miscellaneous | E3 | TRC BC Ratio | 0 | 0 | 0 | 0 | 0 | 0 | 0 | 0 | 0 | 0 | 0 | 0 | 0 | 0 | 0 | 0 | 0 | 0 | 0 | 0 | 0 | 0 | 0 | 0 | 0 | 0 | 0 | 0 | 0 | 0 | 0 | 0 | 0
F2_Commercial_Grocery_New_Miscellaneous_Natural Gas_Miscellaneous_E4 | F2 | Commercial | Grocery | New | Miscellaneous | Natural Gas | Miscellaneous | E4 | TRC BC Ratio | 0 | 0 | 0 | 0 | 0 | 0 | 0 | 0 | 0 | 0 | 0 | 0 | 0 | 0 | 0 | 0 | 0 | 0 | 0 | 0 | 0 | 0 | 0 | 0 | 0 | 0 | 0 | 0 | 0 | 0 | 0 | 0 | 0
F2_Commercial_Grocery_New_Miscellaneous_Natural Gas_Miscellaneous_E5 | F2 | Commercial | Grocery | New | Miscellaneous | Natural Gas | Miscellaneous | E5 | TRC BC Ratio | 0 | 0 | 0 | 0 | 0 | 0 | 0 | 0 | 0 | 0 | 0 | 0 | 0 | 0 | 0 | 0 | 0 | 0 | 0 | 0 | 0 | 0 | 0 | 0 | 0 | 0 | 0 | 0 | 0 | 0 | 0 | 0 | 0
F2_Commercial_Grocery_New_Miscellaneous_Natural Gas_Miscellaneous_E6 | F2 | Commercial | Grocery | New | Miscellaneous | Natural Gas | Miscellaneous | E6 | TRC BC Ratio | 0 | 0 | 0 | 0 | 0 | 0 | 0 | 0 | 0 | 0 | 0 | 0 | 0 | 0 | 0 | 0 | 0 | 0 | 0 | 0 | 0 | 0 | 0 | 0 | 0 | 0 | 0 | 0 | 0 | 0 | 0 | 0 | 0
F2_Commercial_Grocery_New_Miscellaneous_Natural Gas_Miscellaneous_E7 | F2 | Commercial | Grocery | New | Miscellaneous | Natural Gas | Miscellaneous | E7 | TRC BC Ratio | 0 | 0 | 0 | 0 | 0 | 0 | 0 | 0 | 0 | 0 | 0 | 0 | 0 | 0 | 0 | 0 | 0 | 0 | 0 | 0 | 0 | 0 | 0 | 0 | 0 | 0 | 0 | 0 | 0 | 0 | 0 | 0 | 0
F2_Commercial_Grocery_New_Miscellaneous_Natural Gas_Miscellaneous_E8 | F2 | Commercial | Grocery | New | Miscellaneous | Natural Gas | Miscellaneous | E8 | TRC BC Ratio | 0 | 0 | 0 | 0 | 0 | 0 | 0 | 0 | 0 | 0 | 0 | 0 | 0 | 0 | 0 | 0 | 0 | 0 | 0 | 0 | 0 | 0 | 0 | 0 | 0 | 0 | 0 | 0 | 0 | 0 | 0 | 0 | 0
F2_Commercial_Grocery_New_Miscellaneous_Natural Gas_Miscellaneous_E9 | F2 | Commercial | Grocery | New | Miscellaneous | Natural Gas | Miscellaneous | E9 | TRC BC Ratio | 0 | 0 | 0 | 0 | 0 | 0 | 0 | 0 | 0 | 0 | 0 | 0 | 0 | 0 | 0 | 0 | 0 | 0 | 0 | 0 | 0 | 0 | 0 | 0 | 0 | 0 | 0 | 0 | 0 | 0 | 0 | 0 | 0
F2_Commercial_Grocery_New_Miscellaneous_Natural Gas_Miscellaneous_E10 | F2 | Commercial | Grocery | New | Miscellaneous | Natural Gas | Miscellaneous | E10 | TRC BC Ratio | 0 | 0 | 0 | 0 | 0 | 0 | 0 | 0 | 0 | 0 | 0 | 0 | 0 | 0 | 0 | 0 | 0 | 0 | 0 | 0 | 0 | 0 | 0 | 0 | 0 | 0 | 0 | 0 | 0 | 0 | 0 | 0 | 0
F3_Commercial_Grocery_New_Miscellaneous_Natural Gas_Miscellaneous_E1 | F3 | Commercial | Grocery | New | Miscellaneous | Natural Gas | Miscellaneous | E1 | PACT BC Ratio | bar: 2019 to 2051
F3_Commercial_Grocery_New_Miscellaneous_Natural Gas_Miscellaneous_E2 | F3 | Commercial | Grocery | New | Miscellaneous | Natural Gas | Miscellaneous | E2 | PACT BC Ratio | 0 | 0 | 0 | 0 | 0 | 0 | 0 | 0 | 0 | 0 | 0 | 0 | 0 | 0 | 0 | 0 | 0 | 0 | 0 | 0 | 0 | 0 | 0 | 0 | 0 | 0 | 0 | 0 | 0 | 0 | 0 | 0 | 0
F3_Commercial_Grocery_New_Miscellaneous_Natural Gas_Miscellaneous_E3 | F3 | Commercial | Grocery | New | Miscellaneous | Natural Gas | Miscellaneous | E3 | PACT BC Ratio | 0 | 0 | 0 | 0 | 0 | 0 | 0 | 0 | 0 | 0 | 0 | 0 | 0 | 0 | 0 | 0 | 0 | 0 | 0 | 0 | 0 | 0 | 0 | 0 | 0 | 0 | 0 | 0 | 0 | 0 | 0 | 0 | 0
F3_Commercial_Grocery_New_Miscellaneous_Natural Gas_Miscellaneous_E4 | F3 | Commercial | Grocery | New | Miscellaneous | Natural Gas | Miscellaneous | E4 | PACT BC Ratio | 0 | 0 | 0 | 0 | 0 | 0 | 0 | 0 | 0 | 0 | 0 | 0 | 0 | 0 | 0 | 0 | 0 | 0 | 0 | 0 | 0 | 0 | 0 | 0 | 0 | 0 | 0 | 0 | 0 | 0 | 0 | 0 | 0
F3_Commercial_Grocery_New_Miscellaneous_Natural Gas_Miscellaneous_E5 | F3 | Commercial | Grocery | New | Miscellaneous | Natural Gas | Miscellaneous | E5 | PACT BC Ratio | 0 | 0 | 0 | 0 | 0 | 0 | 0 | 0 | 0 | 0 | 0 | 0 | 0 | 0 | 0 | 0 | 0 | 0 | 0 | 0 | 0 | 0 | 0 | 0 | 0 | 0 | 0 | 0 | 0 | 0 | 0 | 0 | 0
F3_Commercial_Grocery_New_Miscellaneous_Natural Gas_Miscellaneous_E6 | F3 | Commercial | Grocery | New | Miscellaneous | Natural Gas | Miscellaneous | E6 | PACT BC Ratio | 0 | 0 | 0 | 0 | 0 | 0 | 0 | 0 | 0 | 0 | 0 | 0 | 0 | 0 | 0 | 0 | 0 | 0 | 0 | 0 | 0 | 0 | 0 | 0 | 0 | 0 | 0 | 0 | 0 | 0 | 0 | 0 | 0
F3_Commercial_Grocery_New_Miscellaneous_Natural Gas_Miscellaneous_E7 | F3 | Commercial | Grocery | New | Miscellaneous | Natural Gas | Miscellaneous | E7 | PACT BC Ratio | 0 | 0 | 0 | 0 | 0 | 0 | 0 | 0 | 0 | 0 | 0 | 0 | 0 | 0 | 0 | 0 | 0 | 0 | 0 | 0 | 0 | 0 | 0 | 0 | 0 | 0 | 0 | 0 | 0 | 0 | 0 | 0 | 0
F3_Commercial_Grocery_New_Miscellaneous_Natural Gas_Miscellaneous_E8 | F3 | Commercial | Grocery | New | Miscellaneous | Natural Gas | Miscellaneous | E8 | PACT BC Ratio | 0 | 0 | 0 | 0 | 0 | 0 | 0 | 0 | 0 | 0 | 0 | 0 | 0 | 0 | 0 | 0 | 0 | 0 | 0 | 0 | 0 | 0 | 0 | 0 | 0 | 0 | 0 | 0 | 0 | 0 | 0 | 0 | 0
F3_Commercial_Grocery_New_Miscellaneous_Natural Gas_Miscellaneous_E9 | F3 | Commercial | Grocery | New | Miscellaneous | Natural Gas | Miscellaneous | E9 | PACT BC Ratio | 0 | 0 | 0 | 0 | 0 | 0 | 0 | 0 | 0 | 0 | 0 | 0 | 0 | 0 | 0 | 0 | 0 | 0 | 0 | 0 | 0 | 0 | 0 | 0 | 0 | 0 | 0 | 0 | 0 | 0 | 0 | 0 | 0
F3_Commercial_Grocery_New_Miscellaneous_Natural Gas_Miscellaneous_E10 | F3 | Commercial | Grocery | New | Miscellaneous | Natural Gas | Miscellaneous | E10 | PACT BC Ratio | 0 | 0 | 0 | 0 | 0 | 0 | 0 | 0 | 0 | 0 | 0 | 0 | 0 | 0 | 0 | 0 | 0 | 0 | 0 | 0 | 0 | 0 | 0 | 0 | 0 | 0 | 0 | 0 | 0 | 0 | 0 | 0 | 0
F4_Commercial_Grocery_New_Miscellaneous_Natural Gas_Miscellaneous_E1 | F4 | Commercial | Grocery | New | Miscellaneous | Natural Gas | Miscellaneous | E1 | RVT BC Ratio | bar: 2019 to 2051
F4_Commercial_Grocery_New_Miscellaneous_Natural Gas_Miscellaneous_E2 | F4 | Commercial | Grocery | New | Miscellaneous | Natural Gas | Miscellaneous | E2 | RVT BC Ratio | 0 | 0 | 0 | 0 | 0 | 0 | 0 | 0 | 0 | 0 | 0 | 0 | 0 | 0 | 0 | 0 | 0 | 0 | 0 | 0 | 0 | 0 | 0 | 0 | 0 | 0 | 0 | 0 | 0 | 0 | 0 | 0 | 0
F4_Commercial_Grocery_New_Miscellaneous_Natural Gas_Miscellaneous_E3 | F4 | Commercial | Grocery | New | Miscellaneous | Natural Gas | Miscellaneous | E3 | RVT BC Ratio | 0 | 0 | 0 | 0 | 0 | 0 | 0 | 0 | 0 | 0 | 0 | 0 | 0 | 0 | 0 | 0 | 0 | 0 | 0 | 0 | 0 | 0 | 0 | 0 | 0 | 0 | 0 | 0 | 0 | 0 | 0 | 0 | 0
F4_Commercial_Grocery_New_Miscellaneous_Natural Gas_Miscellaneous_E4 | F4 | Commercial | Grocery | New | Miscellaneous | Natural Gas | Miscellaneous | E4 | RVT BC Ratio | 0 | 0 | 0 | 0 | 0 | 0 | 0 | 0 | 0 | 0 | 0 | 0 | 0 | 0 | 0 | 0 | 0 | 0 | 0 | 0 | 0 | 0 | 0 | 0 | 0 | 0 | 0 | 0 | 0 | 0 | 0 | 0 | 0
F4_Commercial_Grocery_New_Miscellaneous_Natural Gas_Miscellaneous_E5 | F4 | Commercial | Grocery | New | Miscellaneous | Natural Gas | Miscellaneous | E5 | RVT BC Ratio | 0 | 0 | 0 | 0 | 0 | 0 | 0 | 0 | 0 | 0 | 0 | 0 | 0 | 0 | 0 | 0 | 0 | 0 | 0 | 0 | 0 | 0 | 0 | 0 | 0 | 0 | 0 | 0 | 0 | 0 | 0 | 0 | 0
F4_Commercial_Grocery_New_Miscellaneous_Natural Gas_Miscellaneous_E6 | F4 | Commercial | Grocery | New | Miscellaneous | Natural Gas | Miscellaneous | E6 | RVT BC Ratio | 0 | 0 | 0 | 0 | 0 | 0 | 0 | 0 | 0 | 0 | 0 | 0 | 0 | 0 | 0 | 0 | 0 | 0 | 0 | 0 | 0 | 0 | 0 | 0 | 0 | 0 | 0 | 0 | 0 | 0 | 0 | 0 | 0
F4_Commercial_Grocery_New_Miscellaneous_Natural Gas_Miscellaneous_E7 | F4 | Commercial | Grocery | New | Miscellaneous | Natural Gas | Miscellaneous | E7 | RVT BC Ratio | 0 | 0 | 0 | 0 | 0 | 0 | 0 | 0 | 0 | 0 | 0 | 0 | 0 | 0 | 0 | 0 | 0 | 0 | 0 | 0 | 0 | 0 | 0 | 0 | 0 | 0 | 0 | 0 | 0 | 0 | 0 | 0 | 0
F4_Commercial_Grocery_New_Miscellaneous_Natural Gas_Miscellaneous_E8 | F4 | Commercial | Grocery | New | Miscellaneous | Natural Gas | Miscellaneous | E8 | RVT BC Ratio | 0 | 0 | 0 | 0 | 0 | 0 | 0 | 0 | 0 | 0 | 0 | 0 | 0 | 0 | 0 | 0 | 0 | 0 | 0 | 0 | 0 | 0 | 0 | 0 | 0 | 0 | 0 | 0 | 0 | 0 | 0 | 0 | 0
F4_Commercial_Grocery_New_Miscellaneous_Natural Gas_Miscellaneous_E9 | F4 | Commercial | Grocery | New | Miscellaneous | Natural Gas | Miscellaneous | E9 | RVT BC Ratio | 0 | 0 | 0 | 0 | 0 | 0 | 0 | 0 | 0 | 0 | 0 | 0 | 0 | 0 | 0 | 0 | 0 | 0 | 0 | 0 | 0 | 0 | 0 | 0 | 0 | 0 | 0 | 0 | 0 | 0 | 0 | 0 | 0
F4_Commercial_Grocery_New_Miscellaneous_Natural Gas_Miscellaneous_E10 | F4 | Commercial | Grocery | New | Miscellaneous | Natural Gas | Miscellaneous | E10 | RVT BC Ratio | 0 | 0 | 0 | 0 | 0 | 0 | 0 | 0 | 0 | 0 | 0 | 0 | 0 | 0 | 0 | 0 | 0 | 0 | 0 | 0 | 0 | 0 | 0 | 0 | 0 | 0 | 0 | 0 | 0 | 0 | 0 | 0 | 0
F5_Commercial_Grocery_New_Miscellaneous_Natural Gas_Miscellaneous_E1 | F5 | Commercial | Grocery | New | Miscellaneous | Natural Gas | Miscellaneous | E1 | RIM BC Ratio | bar: 2019 to 2051
F5_Commercial_Grocery_New_Miscellaneous_Natural Gas_Miscellaneous_E2 | F5 | Commercial | Grocery | New | Miscellaneous | Natural Gas | Miscellaneous | E2 | RIM BC Ratio | 0 | 0 | 0 | 0 | 0 | 0 | 0 | 0 | 0 | 0 | 0 | 0 | 0 | 0 | 0 | 0 | 0 | 0 | 0 | 0 | 0 | 0 | 0 | 0 | 0 | 0 | 0 | 0 | 0 | 0 | 0 | 0 | 0
F5_Commercial_Grocery_New_Miscellaneous_Natural Gas_Miscellaneous_E3 | F5 | Commercial | Grocery | New | Miscellaneous | Natural Gas | Miscellaneous | E3 | RIM BC Ratio | 0 | 0 | 0 | 0 | 0 | 0 | 0 | 0 | 0 | 0 | 0 | 0 | 0 | 0 | 0 | 0 | 0 | 0 | 0 | 0 | 0 | 0 | 0 | 0 | 0 | 0 | 0 | 0 | 0 | 0 | 0 | 0 | 0
F5_Commercial_Grocery_New_Miscellaneous_Natural Gas_Miscellaneous_E4 | F5 | Commercial | Grocery | New | Miscellaneous | Natural Gas | Miscellaneous | E4 | RIM BC Ratio | 0 | 0 | 0 | 0 | 0 | 0 | 0 | 0 | 0 | 0 | 0 | 0 | 0 | 0 | 0 | 0 | 0 | 0 | 0 | 0 | 0 | 0 | 0 | 0 | 0 | 0 | 0 | 0 | 0 | 0 | 0 | 0 | 0
F5_Commercial_Grocery_New_Miscellaneous_Natural Gas_Miscellaneous_E5 | F5 | Commercial | Grocery | New | Miscellaneous | Natural Gas | Miscellaneous | E5 | RIM BC Ratio | 0 | 0 | 0 | 0 | 0 | 0 | 0 | 0 | 0 | 0 | 0 | 0 | 0 | 0 | 0 | 0 | 0 | 0 | 0 | 0 | 0 | 0 | 0 | 0 | 0 | 0 | 0 | 0 | 0 | 0 | 0 | 0 | 0
F5_Commercial_Grocery_New_Miscellaneous_Natural Gas_Miscellaneous_E6 | F5 | Commercial | Grocery | New | Miscellaneous | Natural Gas | Miscellaneous | E6 | RIM BC Ratio | 0 | 0 | 0 | 0 | 0 | 0 | 0 | 0 | 0 | 0 | 0 | 0 | 0 | 0 | 0 | 0 | 0 | 0 | 0 | 0 | 0 | 0 | 0 | 0 | 0 | 0 | 0 | 0 | 0 | 0 | 0 | 0 | 0
F5_Commercial_Grocery_New_Miscellaneous_Natural Gas_Miscellaneous_E7 | F5 | Commercial | Grocery | New | Miscellaneous | Natural Gas | Miscellaneous | E7 | RIM BC Ratio | 0 | 0 | 0 | 0 | 0 | 0 | 0 | 0 | 0 | 0 | 0 | 0 | 0 | 0 | 0 | 0 | 0 | 0 | 0 | 0 | 0 | 0 | 0 | 0 | 0 | 0 | 0 | 0 | 0 | 0 | 0 | 0 | 0
F5_Commercial_Grocery_New_Miscellaneous_Natural Gas_Miscellaneous_E8 | F5 | Commercial | Grocery | New | Miscellaneous | Natural Gas | Miscellaneous | E8 | RIM BC Ratio | 0 | 0 | 0 | 0 | 0 | 0 | 0 | 0 | 0 | 0 | 0 | 0 | 0 | 0 | 0 | 0 | 0 | 0 | 0 | 0 | 0 | 0 | 0 | 0 | 0 | 0 | 0 | 0 | 0 | 0 | 0 | 0 | 0
F5_Commercial_Grocery_New_Miscellaneous_Natural Gas_Miscellaneous_E9 | F5 | Commercial | Grocery | New | Miscellaneous | Natural Gas | Miscellaneous | E9 | RIM BC Ratio | 0 | 0 | 0 | 0 | 0 | 0 | 0 | 0 | 0 | 0 | 0 | 0 | 0 | 0 | 0 | 0 | 0 | 0 | 0 | 0 | 0 | 0 | 0 | 0 | 0 | 0 | 0 | 0 | 0 | 0 | 0 | 0 | 0
F5_Commercial_Grocery_New_Miscellaneous_Natural Gas_Miscellaneous_E10 | F5 | Commercial | Grocery | New | Miscellaneous | Natural Gas | Miscellaneous | E10 | RIM BC Ratio | 0 | 0 | 0 | 0 | 0 | 0 | 0 | 0 | 0 | 0 | 0 | 0 | 0 | 0 | 0 | 0 | 0 | 0 | 0 | 0 | 0 | 0 | 0 | 0 | 0 | 0 | 0 | 0 | 0 | 0 | 0 | 0 | 0
F0_Commercial_School_Existing_Space Heating_Natural Gas_Furnace_E0 | F0 | Commercial | School | Existing | Space Heating | Natural Gas | Furnace | E0 | Economic Unit | AFUE 96% | AFUE 96% | AFUE 96% | AFUE 96% | AFUE 96% | AFUE 96% | AFUE 96% | AFUE 96% | AFUE 96% | AFUE 96% | AFUE 96% | AFUE 96% | AFUE 96% | AFUE 96% | AFUE 96% | AFUE 96% | AFUE 96% | AFUE 96% | AFUE 96% | AFUE 96% | AFUE 96% | AFUE 96% | AFUE 96% | AFUE 96% | AFUE 96% | AFUE 96% | AFUE 96% | AFUE 96% | AFUE 96% | AFUE 96% | AFUE 96% | AFUE 96% | AFUE 96%
F1_Commercial_School_Existing_Space Heating_Natural Gas_Furnace_E1 | F1 | Commercial | School | Existing | Space Heating | Natural Gas | Furnace | E1 | CCE | 0 | 0 | 0 | 0 | 0 | 0 | 0 | 0 | 0 | 0 | 0 | 0 | 0 | 0 | 0 | 0 | 0 | 0 | 0 | 0 | 0 | 0 | 0 | 0 | 0 | 0 | 0 | 0 | 0 | 0 | 0 | 0 | 0
F1_Commercial_School_Existing_Space Heating_Natural Gas_Furnace_E2 | F1 | Commercial | School | Existing | Space Heating | Natural Gas | Furnace | E2 | CCE | 0.025728 | 0.026637 | 0.024039 | 0.024621 | 0.024753 | 0 | 0 | 0 | 0 | 0 | 0 | 0 | 0 | 0 | 0 | 0 | 0 | 0 | 0 | 0 | 0 | 0 | 0 | 0 | 0 | 0 | 0 | 0 | 0 | 0 | 0 | 0 | 0
F1_Commercial_School_Existing_Space Heating_Natural Gas_Furnace_E3 | F1 | Commercial | School | Existing | Space Heating | Natural Gas | Furnace | E3 | CCE | 0.43924 | 0.45477 | 0.41041 | 0.42034 | 0.4226 | 0 | 0 | 0 | 0 | 0 | 0 | 0 | 0 | 0 | 0 | 0 | 0 | 0 | 0 | 0 | 0 | 0 | 0 | 0 | 0 | 0 | 0 | 0 | 0 | 0 | 0 | 0 | 0
F1_Commercial_School_Existing_Space Heating_Natural Gas_Furnace_E4 | F1 | Commercial | School | Existing | Space Heating | Natural Gas | Furnace | E4 | CCE | 0.69248 | 0.71696 | 0.64703 | 0.66268 | 0.66625 | 1.0478 | 1.0535 | 1.0592 | 1.0651 | 1.071 | 1.0769 | 1.0829 | 1.089 | 1.0952 | 1.1014 | 1.1077 | 1.114 | 1.1205 | 1.127 | 1.1336 | 1.1403 | 1.147 | 1.1538 | 1.1607 | 1.1677 | 1.1748 | 1.182 | 1.1892 | 1.1965 | 1.204 | 1.2115 | 1.2191 | 1.2191
F1_Commercial_School_Existing_Space Heating_Natural Gas_Furnace_E5 | F1 | Commercial | School | Existing | Space Heating | Natural Gas | Furnace | E5 | CCE | 0 | 0 | 0 | 0 | 0 | 0 | 0 | 9.4129 | 9.4646 | 9.5169 | 9.5698 | 9.6233 | 9.6774 | 9.732 | 9.7874 | 9.8433 | 9.8999 | 9.957 | 10.015 | 10.0736 | 10.1329 | 10.1926 | 10.2534 | 10.3148 | 10.3769 | 10.4396 | 10.5034 | 10.5677 | 10.6329 | 10.6989 | 10.7658 | 10.8335 | 10.8335
F1_Commercial_School_Existing_Space Heating_Natural Gas_Furnace_E6 | F1 | Commercial | School | Existing | Space Heating | Natural Gas | Furnace | E6 | CCE | 0 | 0 | 0 | 0 | 0 | 0 | 0 | 0 | 0 | 0 | 0 | 0 | 0 | 0 | 0 | 0 | 0 | 0 | 0 | 0 | 0 | 0 | 0 | 0 | 0 | 0 | 0 | 0 | 0 | 0 | 0 | 0 | 0
F1_Commercial_School_Existing_Space Heating_Natural Gas_Furnace_E7 | F1 | Commercial | School | Existing | Space Heating | Natural Gas | Furnace | E7 | CCE | 0 | 0 | 0 | 0 | 0 | 0 | 0 | 0 | 0 | 0 | 0 | 0 | 0 | 0 | 0 | 0 | 0 | 0 | 0 | 0 | 0 | 0 | 0 | 0 | 0 | 0 | 0 | 0 | 0 | 0 | 0 | 0 | 0
F1_Commercial_School_Existing_Space Heating_Natural Gas_Furnace_E8 | F1 | Commercial | School | Existing | Space Heating | Natural Gas | Furnace | E8 | CCE | 0 | 0 | 0 | 0 | 0 | 0 | 0 | 0 | 0 | 0 | 0 | 0 | 0 | 0 | 0 | 0 | 0 | 0 | 0 | 0 | 0 | 0 | 0 | 0 | 0 | 0 | 0 | 0 | 0 | 0 | 0 | 0 | 0
F1_Commercial_School_Existing_Space Heating_Natural Gas_Furnace_E9 | F1 | Commercial | School | Existing | Space Heating | Natural Gas | Furnace | E9 | CCE | 0 | 0 | 0 | 0 | 0 | 0 | 0 | 0 | 0 | 0 | 0 | 0 | 0 | 0 | 0 | 0 | 0 | 0 | 0 | 0 | 0 | 0 | 0 | 0 | 0 | 0 | 0 | 0 | 0 | 0 | 0 | 0 | 0
F1_Commercial_School_Existing_Space Heating_Natural Gas_Furnace_E10 | F1 | Commercial | School | Existing | Space Heating | Natural Gas | Furnace | E10 | CCE | 0 | 0 | 0 | 0 | 0 | 0 | 0 | 0 | 0 | 0 | 0 | 0 | 0 | 0 | 0 | 0 | 0 | 0 | 0 | 0 | 0 | 0 | 0 | 0 | 0 | 0 | 0 | 0 | 0 | 0 | 0 | 0 | 0
F2_Commercial_School_Existing_Space Heating_Natural Gas_Furnace_E1 | F2 | Commercial | School | Existing | Space Heating | Natural Gas | Furnace | E1 | TRC BC Ratio | 1 | 1 | 1 | 1 | 1 | 0 | 0 | 0 | 0 | 0 | 0 | 0 | 0 | 0 | 0 | 0 | 0 | 0 | 0 | 0 | 0 | 0 | 0 | 0 | 0 | 0 | 0 | 0 | 0 | 0 | 0 | 0 | 0
F2_Commercial_School_Existing_Space Heating_Natural Gas_Furnace_E2 | F2 | Commercial | School | Existing | Space Heating | Natural Gas | Furnace | E2 | TRC BC Ratio | 84.4738 | 84.4413 | 84.5946 | 84.1927 | 83.9177 | 0 | 0 | 0 | 0 | 0 | 0 | 0 | 0 | 0 | 0 | 0 | 0 | 0 | 0 | 0 | 0 | 0 | 0 | 0 | 0 | 0 | 0 | 0 | 0 | 0 | 0 | 0 | 0
F2_Commercial_School_Existing_Space Heating_Natural Gas_Furnace_E3 | F2 | Commercial | School | Existing | Space Heating | Natural Gas | Furnace | E3 | TRC BC Ratio | 4.9479 | 4.946 | 4.955 | 4.9314 | 4.9153 | 1 | 1 | 1 | 1 | 1 | 1 | 1 | 1 | 1 | 1 | 1 | 1 | 1 | 1 | 1 | 1 | 1 | 1 | 1 | 1 | 1 | 1 | 1 | 1 | 1 | 1 | 1 | 1
F2_Commercial_School_Existing_Space Heating_Natural Gas_Furnace_E4 | F2 | Commercial | School | Existing | Space Heating | Natural Gas | Furnace | E4 | TRC BC Ratio | 3.1384 | 3.1372 | 3.1429 | 3.128 | 3.1178 | 1.9911 | 1.9931 | 1.9941 | 1.9965 | 1.9984 | 2 | 2.0013 | 2.0029 | 2.0047 | 2.0061 | 2.0075 | 2.0089 | 2.0108 | 2.0126 | 2.0148 | 2.0167 | 2.0188 | 2.0205 | 2.0226 | 2.0242 | 2.0256 | 2.027 | 2.0285 | 2.0294 | 2.0305 | 2.0311 | 2.0319 | 2.0319
F2_Commercial_School_Existing_Space Heating_Natural Gas_Furnace_E5 | F2 | Commercial | School | Existing | Space Heating | Natural Gas | Furnace | E5 | TRC BC Ratio | 0 | 0 | 0 | 0 | 0 | 0 | 0 | 0.2244 | 0.22467 | 0.22488 | 0.22507 | 0.22521 | 0.22539 | 0.22559 | 0.22574 | 0.22591 | 0.22607 | 0.22628 | 0.22648 | 0.22673 | 0.22695 | 0.22718 | 0.22737 | 0.2276 | 0.22778 | 0.22794 | 0.2281 | 0.22827 | 0.22837 | 0.2285 | 0.22856 | 0.22865 | 0.22865
F2_Commercial_School_Existing_Space Heating_Natural Gas_Furnace_E6 | F2 | Commercial | School | Existing | Space Heating | Natural Gas | Furnace | E6 | TRC BC Ratio | 0 | 0 | 0 | 0 | 0 | 0 | 0 | 0 | 0 | 0 | 0 | 0 | 0 | 0 | 0 | 0 | 0 | 0 | 0 | 0 | 0 | 0 | 0 | 0 | 0 | 0 | 0 | 0 | 0 | 0 | 0 | 0 | 0
F2_Commercial_School_Existing_Space Heating_Natural Gas_Furnace_E7 | F2 | Commercial | School | Existing | Space Heating | Natural Gas | Furnace | E7 | TRC BC Ratio | 0 | 0 | 0 | 0 | 0 | 0 | 0 | 0 | 0 | 0 | 0 | 0 | 0 | 0 | 0 | 0 | 0 | 0 | 0 | 0 | 0 | 0 | 0 | 0 | 0 | 0 | 0 | 0 | 0 | 0 | 0 | 0 | 0
F2_Commercial_School_Existing_Space Heating_Natural Gas_Furnace_E8 | F2 | Commercial | School | Existing | Space Heating | Natural Gas | Furnace | E8 | TRC BC Ratio | 0 | 0 | 0 | 0 | 0 | 0 | 0 | 0 | 0 | 0 | 0 | 0 | 0 | 0 | 0 | 0 | 0 | 0 | 0 | 0 | 0 | 0 | 0 | 0 | 0 | 0 | 0 | 0 | 0 | 0 | 0 | 0 | 0
F2_Commercial_School_Existing_Space Heating_Natural Gas_Furnace_E9 | F2 | Commercial | School | Existing | Space Heating | Natural Gas | Furnace | E9 | TRC BC Ratio | 0 | 0 | 0 | 0 | 0 | 0 | 0 | 0 | 0 | 0 | 0 | 0 | 0 | 0 | 0 | 0 | 0 | 0 | 0 | 0 | 0 | 0 | 0 | 0 | 0 | 0 | 0 | 0 | 0 | 0 | 0 | 0 | 0
F2_Commercial_School_Existing_Space Heating_Natural Gas_Furnace_E10 | F2 | Commercial | School | Existing | Space Heating | Natural Gas | Furnace | E10 | TRC BC Ratio | 0 | 0 | 0 | 0 | 0 | 0 | 0 | 0 | 0 | 0 | 0 | 0 | 0 | 0 | 0 | 0 | 0 | 0 | 0 | 0 | 0 | 0 | 0 | 0 | 0 | 0 | 0 | 0 | 0 | 0 | 0 | 0 | 0
F3_Commercial_School_Existing_Space Heating_Natural Gas_Furnace_E1 | F3 | Commercial | School | Existing | Space Heating | Natural Gas | Furnace | E1 | PACT BC Ratio | 1 | 1 | 1 | 1 | 1 | 0 | 0 | 0 | 0 | 0 | 0 | 0 | 0 | 0 | 0 | 0 | 0 | 0 | 0 | 0 | 0 | 0 | 0 | 0 | 0 | 0 | 0 | 0 | 0 | 0 | 0 | 0 | 0
F3_Commercial_School_Existing_Space Heating_Natural Gas_Furnace_E2 | F3 | Commercial | School | Existing | Space Heating | Natural Gas | Furnace | E2 | PACT BC Ratio | 112.6317 | 112.5883 | 112.7928 | 112.257 | 111.8903 | 0 | 0 | 0 | 0 | 0 | 0 | 0 | 0 | 0 | 0 | 0 | 0 | 0 | 0 | 0 | 0 | 0 | 0 | 0 | 0 | 0 | 0 | 0 | 0 | 0 | 0 | 0 | 0
F3_Commercial_School_Existing_Space Heating_Natural Gas_Furnace_E3 | F3 | Commercial | School | Existing | Space Heating | Natural Gas | Furnace | E3 | PACT BC Ratio | 6.5972 | 6.5946 | 6.6066 | 6.5752 | 6.5537 | 1 | 1 | 1 | 1 | 1 | 1 | 1 | 1 | 1 | 1 | 1 | 1 | 1 | 1 | 1 | 1 | 1 | 1 | 1 | 1 | 1 | 1 | 1 | 1 | 1 | 1 | 1 | 1
F3_Commercial_School_Existing_Space Heating_Natural Gas_Furnace_E4 | F3 | Commercial | School | Existing | Space Heating | Natural Gas | Furnace | E4 | PACT BC Ratio | 4.1846 | 4.183 | 4.1906 | 4.1707 | 4.157 | 2.6548 | 2.6575 | 2.6588 | 2.662 | 2.6645 | 2.6667 | 2.6684 | 2.6705 | 2.6729 | 2.6747 | 2.6767 | 2.6786 | 2.6811 | 2.6834 | 2.6864 | 2.689 | 2.6918 | 2.694 | 2.6968 | 2.6989 | 2.7008 | 2.7026 | 2.7046 | 2.7059 | 2.7073 | 2.7081 | 2.7092 | 2.7092
F3_Commercial_School_Existing_Space Heating_Natural Gas_Furnace_E5 | F3 | Commercial | School | Existing | Space Heating | Natural Gas | Furnace | E5 | PACT BC Ratio | 0 | 0 | 0 | 0 | 0 | 0 | 0 | 0.2992 | 0.29955 | 0.29984 | 0.30009 | 0.30027 | 0.30052 | 0.30079 | 0.30099 | 0.30121 | 0.30143 | 0.3017 | 0.30197 | 0.3023 | 0.30259 | 0.30291 | 0.30317 | 0.30347 | 0.30371 | 0.30393 | 0.30413 | 0.30435 | 0.3045 | 0.30466 | 0.30475 | 0.30487 | 0.30487
F3_Commercial_School_Existing_Space Heating_Natural Gas_Furnace_E6 | F3 | Commercial | School | Existing | Space Heating | Natural Gas | Furnace | E6 | PACT BC Ratio | 0 | 0 | 0 | 0 | 0 | 0 | 0 | 0 | 0 | 0 | 0 | 0 | 0 | 0 | 0 | 0 | 0 | 0 | 0 | 0 | 0 | 0 | 0 | 0 | 0 | 0 | 0 | 0 | 0 | 0 | 0 | 0 | 0
F3_Commercial_School_Existing_Space Heating_Natural Gas_Furnace_E7 | F3 | Commercial | School | Existing | Space Heating | Natural Gas | Furnace | E7 | PACT BC Ratio | 0 | 0 | 0 | 0 | 0 | 0 | 0 | 0 | 0 | 0 | 0 | 0 | 0 | 0 | 0 | 0 | 0 | 0 | 0 | 0 | 0 | 0 | 0 | 0 | 0 | 0 | 0 | 0 | 0 | 0 | 0 | 0 | 0
F3_Commercial_School_Existing_Space Heating_Natural Gas_Furnace_E8 | F3 | Commercial | School | Existing | Space Heating | Natural Gas | Furnace | E8 | PACT BC Ratio | 0 | 0 | 0 | 0 | 0 | 0 | 0 | 0 | 0 | 0 | 0 | 0 | 0 | 0 | 0 | 0 | 0 | 0 | 0 | 0 | 0 | 0 | 0 | 0 | 0 | 0 | 0 | 0 | 0 | 0 | 0 | 0 | 0
F3_Commercial_School_Existing_Space Heating_Natural Gas_Furnace_E9 | F3 | Commercial | School | Existing | Space Heating | Natural Gas | Furnace | E9 | PACT BC Ratio | 0 | 0 | 0 | 0 | 0 | 0 | 0 | 0 | 0 | 0 | 0 | 0 | 0 | 0 | 0 | 0 | 0 | 0 | 0 | 0 | 0 | 0 | 0 | 0 | 0 | 0 | 0 | 0 | 0 | 0 | 0 | 0 | 0
F3_Commercial_School_Existing_Space Heating_Natural Gas_Furnace_E10 | F3 | Commercial | School | Existing | Space Heating | Natural Gas | Furnace | E10 | PACT BC Ratio | 0 | 0 | 0 | 0 | 0 | 0 | 0 | 0 | 0 | 0 | 0 | 0 | 0 | 0 | 0 | 0 | 0 | 0 | 0 | 0 | 0 | 0 | 0 | 0 | 0 | 0 | 0 | 0 | 0 | 0 | 0 | 0 | 0
F4_Commercial_School_Existing_Space Heating_Natural Gas_Furnace_E1 | F4 | Commercial | School | Existing | Space Heating | Natural Gas | Furnace | E1 | RVT BC Ratio | 1 | 1 | 1 | 1 | 1 | 0 | 0 | 0 | 0 | 0 | 0 | 0 | 0 | 0 | 0 | 0 | 0 | 0 | 0 | 0 | 0 | 0 | 0 | 0 | 0 | 0 | 0 | 0 | 0 | 0 | 0 | 0 | 0
F4_Commercial_School_Existing_Space Heating_Natural Gas_Furnace_E2 | F4 | Commercial | School | Existing | Space Heating | Natural Gas | Furnace | E2 | RVT BC Ratio | 122.1461 | 122.0993 | 122.3198 | 121.742 | 121.3466 | 0 | 0 | 0 | 0 | 0 | 0 | 0 | 0 | 0 | 0 | 0 | 0 | 0 | 0 | 0 | 0 | 0 | 0 | 0 | 0 | 0 | 0 | 0 | 0 | 0 | 0 | 0 | 0
F4_Commercial_School_Existing_Space Heating_Natural Gas_Furnace_E3 | F4 | Commercial | School | Existing | Space Heating | Natural Gas | Furnace | E3 | RVT BC Ratio | 7.8135 | 7.8107 | 7.8236 | 7.7898 | 7.7666 | 1 | 1 | 1 | 1 | 1 | 1 | 1 | 1 | 1 | 1 | 1 | 1 | 1 | 1 | 1 | 1 | 1 | 1 | 1 | 1 | 1 | 1 | 1 | 1 | 1 | 1 | 1 | 1
F4_Commercial_School_Existing_Space Heating_Natural Gas_Furnace_E4 | F4 | Commercial | School | Existing | Space Heating | Natural Gas | Furnace | E4 | RVT BC Ratio | 5.2121 | 5.2103 | 5.2185 | 5.1971 | 5.1824 | 3.5626 | 3.5654 | 3.5669 | 3.5703 | 3.573 | 3.5754 | 3.5772 | 3.5795 | 3.5821 | 3.5841 | 3.5862 | 3.5882 | 3.5909 | 3.5934 | 3.5966 | 3.5994 | 3.6024 | 3.6049 | 3.6078 | 3.6101 | 3.6122 | 3.6141 | 3.6163 | 3.6177 | 3.6192 | 3.6201 | 3.6212 | 3.6212
F4_Commercial_School_Existing_Space Heating_Natural Gas_Furnace_E5 | F4 | Commercial | School | Existing | Space Heating | Natural Gas | Furnace | E5 | RVT BC Ratio | 0 | 0 | 0 | 0 | 0 | 0 | 0 | 1.0226 | 1.023 | 1.0233 | 1.0236 | 1.0238 | 1.024 | 1.0243 | 1.0245 | 1.0248 | 1.025 | 1.0253 | 1.0256 | 1.026 | 1.0263 | 1.0266 | 1.0269 | 1.0272 | 1.0275 | 1.0277 | 1.0279 | 1.0282 | 1.0283 | 1.0285 | 1.0286 | 1.0287 | 1.0287
F4_Commercial_School_Existing_Space Heating_Natural Gas_Furnace_E6 | F4 | Commercial | School | Existing | Space Heating | Natural Gas | Furnace | E6 | RVT BC Ratio | 0 | 0 | 0 | 0 | 0 | 0 | 0 | 0 | 0 | 0 | 0 | 0 | 0 | 0 | 0 | 0 | 0 | 0 | 0 | 0 | 0 | 0 | 0 | 0 | 0 | 0 | 0 | 0 | 0 | 0 | 0 | 0 | 0
F4_Commercial_School_Existing_Space Heating_Natural Gas_Furnace_E7 | F4 | Commercial | School | Existing | Space Heating | Natural Gas | Furnace | E7 | RVT BC Ratio | 0 | 0 | 0 | 0 | 0 | 0 | 0 | 0 | 0 | 0 | 0 | 0 | 0 | 0 | 0 | 0 | 0 | 0 | 0 | 0 | 0 | 0 | 0 | 0 | 0 | 0 | 0 | 0 | 0 | 0 | 0 | 0 | 0
F4_Commercial_School_Existing_Space Heating_Natural Gas_Furnace_E8 | F4 | Commercial | School | Existing | Space Heating | Natural Gas | Furnace | E8 | RVT BC Ratio | 0 | 0 | 0 | 0 | 0 | 0 | 0 | 0 | 0 | 0 | 0 | 0 | 0 | 0 | 0 | 0 | 0 | 0 | 0 | 0 | 0 | 0 | 0 | 0 | 0 | 0 | 0 | 0 | 0 | 0 | 0 | 0 | 0
F4_Commercial_School_Existing_Space Heating_Natural Gas_Furnace_E9 | F4 | Commercial | School | Existing | Space Heating | Natural Gas | Furnace | E9 | RVT BC Ratio | 0 | 0 | 0 | 0 | 0 | 0 | 0 | 0 | 0 | 0 | 0 | 0 | 0 | 0 | 0 | 0 | 0 | 0 | 0 | 0 | 0 | 0 | 0 | 0 | 0 | 0 | 0 | 0 | 0 | 0 | 0 | 0 | 0
F4_Commercial_School_Existing_Space Heating_Natural Gas_Furnace_E10 | F4 | Commercial | School | Existing | Space Heating | Natural Gas | Furnace | E10 | RVT BC Ratio | 0 | 0 | 0 | 0 | 0 | 0 | 0 | 0 | 0 | 0 | 0 | 0 | 0 | 0 | 0 | 0 | 0 | 0 | 0 | 0 | 0 | 0 | 0 | 0 | 0 | 0 | 0 | 0 | 0 | 0 | 0 | 0 | 0
F5_Commercial_School_Existing_Space Heating_Natural Gas_Furnace_E1 | F5 | Commercial | School | Existing | Space Heating | Natural Gas | Furnace | E1 | RIM BC Ratio | 1 | 1 | 1 | 1 | 1 | 0 | 0 | 0 | 0 | 0 | 0 | 0 | 0 | 0 | 0 | 0 | 0 | 0 | 0 | 0 | 0 | 0 | 0 | 0 | 0 | 0 | 0 | 0 | 0 | 0 | 0 | 0 | 0
F5_Commercial_School_Existing_Space Heating_Natural Gas_Furnace_E2 | F5 | Commercial | School | Existing | Space Heating | Natural Gas | Furnace | E2 | RIM BC Ratio | 0.82854 | 0.82854 | 0.82855 | 0.82852 | 0.8285 | 0 | 0 | 0 | 0 | 0 | 0 | 0 | 0 | 0 | 0 | 0 | 0 | 0 | 0 | 0 | 0 | 0 | 0 | 0 | 0 | 0 | 0 | 0 | 0 | 0 | 0 | 0 | 0
F5_Commercial_School_Existing_Space Heating_Natural Gas_Furnace_E3 | F5 | Commercial | School | Existing | Space Heating | Natural Gas | Furnace | E3 | RIM BC Ratio | 0.74094 | 0.7409 | 0.74105 | 0.74066 | 0.74038 | 1 | 1 | 1 | 1 | 1 | 1 | 1 | 1 | 1 | 1 | 1 | 1 | 1 | 1 | 1 | 1 | 1 | 1 | 1 | 1 | 1 | 1 | 1 | 1 | 1 | 1 | 1 | 1
F5_Commercial_School_Existing_Space Heating_Natural Gas_Furnace_E4 | F5 | Commercial | School | Existing | Space Heating | Natural Gas | Furnace | E4 | RIM BC Ratio | 0.69588 | 0.69583 | 0.69604 | 0.69549 | 0.69511 | 0.63503 | 0.63518 | 0.63526 | 0.63543 | 0.63558 | 0.6357 | 0.6358 | 0.63592 | 0.63606 | 0.63616 | 0.63627 | 0.63638 | 0.63652 | 0.63665 | 0.63682 | 0.63696 | 0.63712 | 0.63725 | 0.6374 | 0.63751 | 0.63762 | 0.63772 | 0.63783 | 0.63791 | 0.63799 | 0.63803 | 0.63809 | 0.63809
F5_Commercial_School_Existing_Space Heating_Natural Gas_Furnace_E5 | F5 | Commercial | School | Existing | Space Heating | Natural Gas | Furnace | E5 | RIM BC Ratio | 0 | 0 | 0 | 0 | 0 | 0 | 0 | 0.22025 | 0.22044 | 0.2206 | 0.22073 | 0.22083 | 0.22096 | 0.22111 | 0.22122 | 0.22134 | 0.22145 | 0.2216 | 0.22175 | 0.22193 | 0.22208 | 0.22225 | 0.22239 | 0.22256 | 0.22268 | 0.2228 | 0.22291 | 0.22303 | 0.22311 | 0.22319 | 0.22324 | 0.22331 | 0.22331
F5_Commercial_School_Existing_Space Heating_Natural Gas_Furnace_E6 | F5 | Commercial | School | Existing | Space Heating | Natural Gas | Furnace | E6 | RIM BC Ratio | 0 | 0 | 0 | 0 | 0 | 0 | 0 | 0 | 0 | 0 | 0 | 0 | 0 | 0 | 0 | 0 | 0 | 0 | 0 | 0 | 0 | 0 | 0 | 0 | 0 | 0 | 0 | 0 | 0 | 0 | 0 | 0 | 0
F5_Commercial_School_Existing_Space Heating_Natural Gas_Furnace_E7 | F5 | Commercial | School | Existing | Space Heating | Natural Gas | Furnace | E7 | RIM BC Ratio | 0 | 0 | 0 | 0 | 0 | 0 | 0 | 0 | 0 | 0 | 0 | 0 | 0 | 0 | 0 | 0 | 0 | 0 | 0 | 0 | 0 | 0 | 0 | 0 | 0 | 0 | 0 | 0 | 0 | 0 | 0 | 0 | 0
F5_Commercial_School_Existing_Space Heating_Natural Gas_Furnace_E8 | F5 | Commercial | School | Existing | Space Heating | Natural Gas | Furnace | E8 | RIM BC Ratio | 0 | 0 | 0 | 0 | 0 | 0 | 0 | 0 | 0 | 0 | 0 | 0 | 0 | 0 | 0 | 0 | 0 | 0 | 0 | 0 | 0 | 0 | 0 | 0 | 0 | 0 | 0 | 0 | 0 | 0 | 0 | 0 | 0
F5_Commercial_School_Existing_Space Heating_Natural Gas_Furnace_E9 | F5 | Commercial | School | Existing | Space Heating | Natural Gas | Furnace | E9 | RIM BC Ratio | 0 | 0 | 0 | 0 | 0 | 0 | 0 | 0 | 0 | 0 | 0 | 0 | 0 | 0 | 0 | 0 | 0 | 0 | 0 | 0 | 0 | 0 | 0 | 0 | 0 | 0 | 0 | 0 | 0 | 0 | 0 | 0 | 0
F5_Commercial_School_Existing_Space Heating_Natural Gas_Furnace_E10 | F5 | Commercial | School | Existing | Space Heating | Natural Gas | Furnace | E10 | RIM BC Ratio | 0 | 0 | 0 | 0 | 0 | 0 | 0 | 0 | 0 | 0 | 0 | 0 | 0 | 0 | 0 | 0 | 0 | 0 | 0 | 0 | 0 | 0 | 0 | 0 | 0 | 0 | 0 | 0 | 0 | 0 | 0 | 0 | 0
F0_Commercial_School_Existing_Space Heating_Natural Gas_Boiler_E0 | F0 | Commercial | School | Existing | Space Heating | Natural Gas | Boiler | E0 | Economic Unit | TE 98% | TE 98% | TE 98% | TE 98% | TE 98% | TE 98% | TE 98% | TE 98% | TE 98% | TE 98% | TE 98% | TE 98% | TE 98% | TE 98% | TE 98% | TE 98% | TE 98% | TE 98% | TE 98% | TE 98% | TE 98% | TE 98% | TE 98% | TE 98% | TE 98% | TE 98% | TE 98% | TE 98% | TE 98% | TE 98% | TE 98% | TE 98% | TE 98%
F1_Commercial_School_Existing_Space Heating_Natural Gas_Boiler_E1 | F1 | Commercial | School | Existing | Space Heating | Natural Gas | Boiler | E1 | CCE | 0 | 0 | 0 | 0 | 0 | 0 | 0 | 0 | 0 | 0 | 0 | 0 | 0 | 0 | 0 | 0 | 0 | 0 | 0 | 0 | 0 | 0 | 0 | 0 | 0 | 0 | 0 | 0 | 0 | 0 | 0 | 0 | 0
F1_Commercial_School_Existing_Space Heating_Natural Gas_Boiler_E2 | F1 | Commercial | School | Existing | Space Heating | Natural Gas | Boiler | E2 | CCE | 0.12151 | 0.1258 | 0.11353 | 0.11628 | 0.1169 | 0 | 0 | 0 | 0 | 0 | 0 | 0 | 0 | 0 | 0 | 0 | 0 | 0 | 0 | 0 | 0 | 0 | 0 | 0 | 0 | 0 | 0 | 0 | 0 | 0 | 0 | 0 | 0
F1_Commercial_School_Existing_Space Heating_Natural Gas_Boiler_E3 | F1 | Commercial | School | Existing | Space Heating | Natural Gas | Boiler | E3 | CCE | 0.71986 | 0.7453 | 0.6726 | 0.68888 | 0.69258 | 0 | 0 | 0 | 0 | 0 | 0 | 0 | 0 | 0 | 0 | 0 | 0 | 0 | 0 | 0 | 0 | 0 | 0 | 0 | 0 | 0 | 0 | 0 | 0 | 0 | 0 | 0 | 0
F1_Commercial_School_Existing_Space Heating_Natural Gas_Boiler_E4 | F1 | Commercial | School | Existing | Space Heating | Natural Gas | Boiler | E4 | CCE | 0.72586 | 0.75151 | 0.67821 | 0.69462 | 0.69836 | 0.72702 | 0.73098 | 0.73497 | 0.73901 | 0.74309 | 0.74723 | 0.7514 | 0.75563 | 0.75989 | 0.76422 | 0.76858 | 0.773 | 0.77746 | 0.78199 | 0.78656 | 0.79119 | 0.79586 | 0.8006 | 0.8054 | 0.81025 | 0.81514 | 0.82012 | 0.82515 | 0.83024 | 0.83539 | 0.84061 | 0.8459 | 0.8459
F1_Commercial_School_Existing_Space Heating_Natural Gas_Boiler_E5 | F1 | Commercial | School | Existing | Space Heating | Natural Gas | Boiler | E5 | CCE | 2.2358 | 2.3148 | 2.0891 | 2.1396 | 2.1511 | 3.0894 | 3.1062 | 3.1232 | 3.1404 | 3.1577 | 3.1753 | 3.193 | 3.211 | 3.2291 | 3.2475 | 3.266 | 3.2848 | 3.3038 | 3.323 | 3.3424 | 3.3621 | 3.3819 | 3.4021 | 3.4225 | 3.4431 | 3.4639 | 3.485 | 3.5064 | 3.528 | 3.5499 | 3.5721 | 3.5946 | 3.5946
F1_Commercial_School_Existing_Space Heating_Natural Gas_Boiler_E6 | F1 | Commercial | School | Existing | Space Heating | Natural Gas | Boiler | E6 | CCE | 0 | 0 | 0 | 0 | 0 | 0 | 0 | 0 | 0 | 0 | 0 | 0 | 0 | 0 | 0 | 0 | 0 | 0 | 0 | 0 | 0 | 0 | 0 | 0 | 0 | 0 | 0 | 0 | 0 | 0 | 0 | 0 | 0
F1_Commercial_School_Existing_Space Heating_Natural Gas_Boiler_E7 | F1 | Commercial | School | Existing | Space Heating | Natural Gas | Boiler | E7 | CCE | 0 | 0 | 0 | 0 | 0 | 0 | 0 | 0 | 0 | 0 | 0 | 0 | 0 | 0 | 0 | 0 | 0 | 0 | 0 | 0 | 0 | 0 | 0 | 0 | 0 | 0 | 0 | 0 | 0 | 0 | 0 | 0 | 0
F1_Commercial_School_Existing_Space Heating_Natural Gas_Boiler_E8 | F1 | Commercial | School | Existing | Space Heating | Natural Gas | Boiler | E8 | CCE | 0 | 0 | 0 | 0 | 0 | 0 | 0 | 0 | 0 | 0 | 0 | 0 | 0 | 0 | 0 | 0 | 0 | 0 | 0 | 0 | 0 | 0 | 0 | 0 | 0 | 0 | 0 | 0 | 0 | 0 | 0 | 0 | 0
F1_Commercial_School_Existing_Space Heating_Natural Gas_Boiler_E9 | F1 | Commercial | School | Existing | Space Heating | Natural Gas | Boiler | E9 | CCE | 0 | 0 | 0 | 0 | 0 | 0 | 0 | 0 | 0 | 0 | 0 | 0 | 0 | 0 | 0 | 0 | 0 | 0 | 0 | 0 | 0 | 0 | 0 | 0 | 0 | 0 | 0 | 0 | 0 | 0 | 0 | 0 | 0
F1_Commercial_School_Existing_Space Heating_Natural Gas_Boiler_E10 | F1 | Commercial | School | Existing | Space Heating | Natural Gas | Boiler | E10 | CCE | 0 | 0 | 0 | 0 | 0 | 0 | 0 | 0 | 0 | 0 | 0 | 0 | 0 | 0 | 0 | 0 | 0 | 0 | 0 | 0 | 0 | 0 | 0 | 0 | 0 | 0 | 0 | 0 | 0 | 0 | 0 | 0 | 0
F2_Commercial_School_Existing_Space Heating_Natural Gas_Boiler_E1 | F2 | Commercial | School | Existing | Space Heating | Natural Gas | Boiler | E1 | TRC BC Ratio | 1 | 1 | 1 | 1 | 1 | 0 | 0 | 0 | 0 | 0 | 0 | 0 | 0 | 0 | 0 | 0 | 0 | 0 | 0 | 0 | 0 | 0 | 0 | 0 | 0 | 0 | 0 | 0 | 0 | 0 | 0 | 0 | 0
F2_Commercial_School_Existing_Space Heating_Natural Gas_Boiler_E2 | F2 | Commercial | School | Existing | Space Heating | Natural Gas | Boiler | E2 | TRC BC Ratio | 17.898 | 17.8927 | 17.925 | 17.8459 | 17.7921 | 0 | 0 | 0 | 0 | 0 | 0 | 0 | 0 | 0 | 0 | 0 | 0 | 0 | 0 | 0 | 0 | 0 | 0 | 0 | 0 | 0 | 0 | 0 | 0 | 0 | 0 | 0 | 0
F2_Commercial_School_Existing_Space Heating_Natural Gas_Boiler_E3 | F2 | Commercial | School | Existing | Space Heating | Natural Gas | Boiler | E3 | TRC BC Ratio | 3.0211 | 3.0202 | 3.0256 | 3.0123 | 3.0032 | 1 | 1 | 1 | 1 | 1 | 1 | 1 | 1 | 1 | 1 | 1 | 1 | 1 | 1 | 1 | 1 | 1 | 1 | 1 | 1 | 1 | 1 | 1 | 1 | 1 | 1 | 1 | 1
F2_Commercial_School_Existing_Space Heating_Natural Gas_Boiler_E4 | F2 | Commercial | School | Existing | Space Heating | Natural Gas | Boiler | E4 | TRC BC Ratio | 2.9961 | 2.9952 | 3.0006 | 2.9874 | 2.9784 | 2.8738 | 2.8767 | 2.8783 | 2.8816 | 2.8844 | 2.8868 | 2.8886 | 2.8909 | 2.8934 | 2.8954 | 2.8974 | 2.8993 | 2.9019 | 2.9042 | 2.9073 | 2.9099 | 2.9128 | 2.9151 | 2.9179 | 2.9201 | 2.9221 | 2.9239 | 2.9259 | 2.9273 | 2.9287 | 2.9296 | 2.9307 | 2.9307
F2_Commercial_School_Existing_Space Heating_Natural Gas_Boiler_E5 | F2 | Commercial | School | Existing | Space Heating | Natural Gas | Boiler | E5 | TRC BC Ratio | 0.97268 | 0.97239 | 0.97415 | 0.96985 | 0.96692 | 0.67627 | 0.67696 | 0.67734 | 0.67813 | 0.67878 | 0.67934 | 0.67977 | 0.68031 | 0.68091 | 0.68136 | 0.68183 | 0.68229 | 0.68288 | 0.68345 | 0.68417 | 0.68479 | 0.68546 | 0.68601 | 0.68667 | 0.68717 | 0.68764 | 0.68808 | 0.68855 | 0.68887 | 0.68921 | 0.68941 | 0.68967 | 0.68967
F2_Commercial_School_Existing_Space Heating_Natural Gas_Boiler_E6 | F2 | Commercial | School | Existing | Space Heating | Natural Gas | Boiler | E6 | TRC BC Ratio | 0 | 0 | 0 | 0 | 0 | 0 | 0 | 0 | 0 | 0 | 0 | 0 | 0 | 0 | 0 | 0 | 0 | 0 | 0 | 0 | 0 | 0 | 0 | 0 | 0 | 0 | 0 | 0 | 0 | 0 | 0 | 0 | 0
F2_Commercial_School_Existing_Space Heating_Natural Gas_Boiler_E7 | F2 | Commercial | School | Existing | Space Heating | Natural Gas | Boiler | E7 | TRC BC Ratio | 0 | 0 | 0 | 0 | 0 | 0 | 0 | 0 | 0 | 0 | 0 | 0 | 0 | 0 | 0 | 0 | 0 | 0 | 0 | 0 | 0 | 0 | 0 | 0 | 0 | 0 | 0 | 0 | 0 | 0 | 0 | 0 | 0
F2_Commercial_School_Existing_Space Heating_Natural Gas_Boiler_E8 | F2 | Commercial | School | Existing | Space Heating | Natural Gas | Boiler | E8 | TRC BC Ratio | 0 | 0 | 0 | 0 | 0 | 0 | 0 | 0 | 0 | 0 | 0 | 0 | 0 | 0 | 0 | 0 | 0 | 0 | 0 | 0 | 0 | 0 | 0 | 0 | 0 | 0 | 0 | 0 | 0 | 0 | 0 | 0 | 0
F2_Commercial_School_Existing_Space Heating_Natural Gas_Boiler_E9 | F2 | Commercial | School | Existing | Space Heating | Natural Gas | Boiler | E9 | TRC BC Ratio | 0 | 0 | 0 | 0 | 0 | 0 | 0 | 0 | 0 | 0 | 0 | 0 | 0 | 0 | 0 | 0 | 0 | 0 | 0 | 0 | 0 | 0 | 0 | 0 | 0 | 0 | 0 | 0 | 0 | 0 | 0 | 0 | 0
F2_Commercial_School_Existing_Space Heating_Natural Gas_Boiler_E10 | F2 | Commercial | School | Existing | Space Heating | Natural Gas | Boiler | E10 | TRC BC Ratio | 0 | 0 | 0 | 0 | 0 | 0 | 0 | 0 | 0 | 0 | 0 | 0 | 0 | 0 | 0 | 0 | 0 | 0 | 0 | 0 | 0 | 0 | 0 | 0 | 0 | 0 | 0 | 0 | 0 | 0 | 0 | 0 | 0
F3_Commercial_School_Existing_Space Heating_Natural Gas_Boiler_E1 | F3 | Commercial | School | Existing | Space Heating | Natural Gas | Boiler | E1 | PACT BC Ratio | 1 | 1 | 1 | 1 | 1 | 0 | 0 | 0 | 0 | 0 | 0 | 0 | 0 | 0 | 0 | 0 | 0 | 0 | 0 | 0 | 0 | 0 | 0 | 0 | 0 | 0 | 0 | 0 | 0 | 0 | 0 | 0 | 0
F3_Commercial_School_Existing_Space Heating_Natural Gas_Boiler_E2 | F3 | Commercial | School | Existing | Space Heating | Natural Gas | Boiler | E2 | PACT BC Ratio | 23.864 | 23.857 | 23.9 | 23.7945 | 23.7228 | 0 | 0 | 0 | 0 | 0 | 0 | 0 | 0 | 0 | 0 | 0 | 0 | 0 | 0 | 0 | 0 | 0 | 0 | 0 | 0 | 0 | 0 | 0 | 0 | 0 | 0 | 0 | 0
F3_Commercial_School_Existing_Space Heating_Natural Gas_Boiler_E3 | F3 | Commercial | School | Existing | Space Heating | Natural Gas | Boiler | E3 | PACT BC Ratio | 4.0281 | 4.0269 | 4.0342 | 4.0164 | 4.0043 | 1 | 1 | 1 | 1 | 1 | 1 | 1 | 1 | 1 | 1 | 1 | 1 | 1 | 1 | 1 | 1 | 1 | 1 | 1 | 1 | 1 | 1 | 1 | 1 | 1 | 1 | 1 | 1
F3_Commercial_School_Existing_Space Heating_Natural Gas_Boiler_E4 | F3 | Commercial | School | Existing | Space Heating | Natural Gas | Boiler | E4 | PACT BC Ratio | 3.9948 | 3.9936 | 4.0008 | 3.9831 | 3.9711 | 3.8317 | 3.8356 | 3.8377 | 3.8422 | 3.8459 | 3.8491 | 3.8515 | 3.8546 | 3.8579 | 3.8605 | 3.8632 | 3.8658 | 3.8691 | 3.8723 | 3.8764 | 3.8799 | 3.8837 | 3.8869 | 3.8906 | 3.8934 | 3.8961 | 3.8986 | 3.9013 | 3.903 | 3.905 | 3.9061 | 3.9076 | 3.9076
F3_Commercial_School_Existing_Space Heating_Natural Gas_Boiler_E5 | F3 | Commercial | School | Existing | Space Heating | Natural Gas | Boiler | E5 | PACT BC Ratio | 1.2969 | 1.2965 | 1.2989 | 1.2931 | 1.2892 | 0.9017 | 0.90262 | 0.90312 | 0.90417 | 0.90504 | 0.90579 | 0.90636 | 0.90708 | 0.90788 | 0.90848 | 0.9091 | 0.90972 | 0.91051 | 0.91126 | 0.91222 | 0.91305 | 0.91395 | 0.91468 | 0.91556 | 0.91623 | 0.91685 | 0.91744 | 0.91807 | 0.91849 | 0.91895 | 0.91921 | 0.91956 | 0.91956
F3_Commercial_School_Existing_Space Heating_Natural Gas_Boiler_E6 | F3 | Commercial | School | Existing | Space Heating | Natural Gas | Boiler | E6 | PACT BC Ratio | 0 | 0 | 0 | 0 | 0 | 0 | 0 | 0 | 0 | 0 | 0 | 0 | 0 | 0 | 0 | 0 | 0 | 0 | 0 | 0 | 0 | 0 | 0 | 0 | 0 | 0 | 0 | 0 | 0 | 0 | 0 | 0 | 0
F3_Commercial_School_Existing_Space Heating_Natural Gas_Boiler_E7 | F3 | Commercial | School | Existing | Space Heating | Natural Gas | Boiler | E7 | PACT BC Ratio | 0 | 0 | 0 | 0 | 0 | 0 | 0 | 0 | 0 | 0 | 0 | 0 | 0 | 0 | 0 | 0 | 0 | 0 | 0 | 0 | 0 | 0 | 0 | 0 | 0 | 0 | 0 | 0 | 0 | 0 | 0 | 0 | 0
F3_Commercial_School_Existing_Space Heating_Natural Gas_Boiler_E8 | F3 | Commercial | School | Existing | Space Heating | Natural Gas | Boiler | E8 | PACT BC Ratio | 0 | 0 | 0 | 0 | 0 | 0 | 0 | 0 | 0 | 0 | 0 | 0 | 0 | 0 | 0 | 0 | 0 | 0 | 0 | 0 | 0 | 0 | 0 | 0 | 0 | 0 | 0 | 0 | 0 | 0 | 0 | 0 | 0
F3_Commercial_School_Existing_Space Heating_Natural Gas_Boiler_E9 | F3 | Commercial | School | Existing | Space Heating | Natural Gas | Boiler | E9 | PACT BC Ratio | 0 | 0 | 0 | 0 | 0 | 0 | 0 | 0 | 0 | 0 | 0 | 0 | 0 | 0 | 0 | 0 | 0 | 0 | 0 | 0 | 0 | 0 | 0 | 0 | 0 | 0 | 0 | 0 | 0 | 0 | 0 | 0 | 0
F3_Commercial_School_Existing_Space Heating_Natural Gas_Boiler_E10 | F3 | Commercial | School | Existing | Space Heating | Natural Gas | Boiler | E10 | PACT BC Ratio | 0 | 0 | 0 | 0 | 0 | 0 | 0 | 0 | 0 | 0 | 0 | 0 | 0 | 0 | 0 | 0 | 0 | 0 | 0 | 0 | 0 | 0 | 0 | 0 | 0 | 0 | 0 | 0 | 0 | 0 | 0 | 0 | 0
F4_Commercial_School_Existing_Space Heating_Natural Gas_Boiler_E1 | F4 | Commercial | School | Existing | Space Heating | Natural Gas | Boiler | E1 | RVT BC Ratio | 1 | 1 | 1 | 1 | 1 | 0 | 0 | 0 | 0 | 0 | 0 | 0 | 0 | 0 | 0 | 0 | 0 | 0 | 0 | 0 | 0 | 0 | 0 | 0 | 0 | 0 | 0 | 0 | 0 | 0 | 0 | 0 | 0
F4_Commercial_School_Existing_Space Heating_Natural Gas_Boiler_E2 | F4 | Commercial | School | Existing | Space Heating | Natural Gas | Boiler | E2 | RVT BC Ratio | 26.4316 | 26.424 | 26.4704 | 26.3566 | 26.2793 | 0 | 0 | 0 | 0 | 0 | 0 | 0 | 0 | 0 | 0 | 0 | 0 | 0 | 0 | 0 | 0 | 0 | 0 | 0 | 0 | 0 | 0 | 0 | 0 | 0 | 0 | 0 | 0
F4_Commercial_School_Existing_Space Heating_Natural Gas_Boiler_E3 | F4 | Commercial | School | Existing | Space Heating | Natural Gas | Boiler | E3 | RVT BC Ratio | 5.0433 | 5.042 | 5.0499 | 5.0307 | 5.0176 | 1 | 1 | 1 | 1 | 1 | 1 | 1 | 1 | 1 | 1 | 1 | 1 | 1 | 1 | 1 | 1 | 1 | 1 | 1 | 1 | 1 | 1 | 1 | 1 | 1 | 1 | 1 | 1
F4_Commercial_School_Existing_Space Heating_Natural Gas_Boiler_E4 | F4 | Commercial | School | Existing | Space Heating | Natural Gas | Boiler | E4 | RVT BC Ratio | 5.0074 | 5.0061 | 5.0139 | 4.9949 | 4.9819 | 4.8315 | 4.8358 | 4.838 | 4.8429 | 4.8469 | 4.8503 | 4.8529 | 4.8562 | 4.8598 | 4.8626 | 4.8655 | 4.8683 | 4.8719 | 4.8754 | 4.8798 | 4.8836 | 4.8877 | 4.891 | 4.8951 | 4.8981 | 4.901 | 4.9037 | 4.9066 | 4.9085 | 4.9106 | 4.9118 | 4.9134 | 4.9134
F4_Commercial_School_Existing_Space Heating_Natural Gas_Boiler_E5 | F4 | Commercial | School | Existing | Space Heating | Natural Gas | Boiler | E5 | RVT BC Ratio | 2.0984 | 2.098 | 2.1005 | 2.0943 | 2.0901 | 1.6723 | 1.6733 | 1.6738 | 1.6749 | 1.6759 | 1.6767 | 1.6773 | 1.6781 | 1.6789 | 1.6796 | 1.6802 | 1.6809 | 1.6818 | 1.6826 | 1.6836 | 1.6845 | 1.6855 | 1.6863 | 1.6872 | 1.6879 | 1.6886 | 1.6892 | 1.6899 | 1.6904 | 1.6909 | 1.6911 | 1.6915 | 1.6915
F4_Commercial_School_Existing_Space Heating_Natural Gas_Boiler_E6 | F4 | Commercial | School | Existing | Space Heating | Natural Gas | Boiler | E6 | RVT BC Ratio | 0 | 0 | 0 | 0 | 0 | 0 | 0 | 0 | 0 | 0 | 0 | 0 | 0 | 0 | 0 | 0 | 0 | 0 | 0 | 0 | 0 | 0 | 0 | 0 | 0 | 0 | 0 | 0 | 0 | 0 | 0 | 0 | 0
F4_Commercial_School_Existing_Space Heating_Natural Gas_Boiler_E7 | F4 | Commercial | School | Existing | Space Heating | Natural Gas | Boiler | E7 | RVT BC Ratio | 0 | 0 | 0 | 0 | 0 | 0 | 0 | 0 | 0 | 0 | 0 | 0 | 0 | 0 | 0 | 0 | 0 | 0 | 0 | 0 | 0 | 0 | 0 | 0 | 0 | 0 | 0 | 0 | 0 | 0 | 0 | 0 | 0
F4_Commercial_School_Existing_Space Heating_Natural Gas_Boiler_E8 | F4 | Commercial | School | Existing | Space Heating | Natural Gas | Boiler | E8 | RVT BC Ratio | 0 | 0 | 0 | 0 | 0 | 0 | 0 | 0 | 0 | 0 | 0 | 0 | 0 | 0 | 0 | 0 | 0 | 0 | 0 | 0 | 0 | 0 | 0 | 0 | 0 | 0 | 0 | 0 | 0 | 0 | 0 | 0 | 0
F4_Commercial_School_Existing_Space Heating_Natural Gas_Boiler_E9 | F4 | Commercial | School | Existing | Space Heating | Natural Gas | Boiler | E9 | RVT BC Ratio | 0 | 0 | 0 | 0 | 0 | 0 | 0 | 0 | 0 | 0 | 0 | 0 | 0 | 0 | 0 | 0 | 0 | 0 | 0 | 0 | 0 | 0 | 0 | 0 | 0 | 0 | 0 | 0 | 0 | 0 | 0 | 0 | 0
F4_Commercial_School_Existing_Space Heating_Natural Gas_Boiler_E10 | F4 | Commercial | School | Existing | Space Heating | Natural Gas | Boiler | E10 | RVT BC Ratio | 0 | 0 | 0 | 0 | 0 | 0 | 0 | 0 | 0 | 0 | 0 | 0 | 0 | 0 | 0 | 0 | 0 | 0 | 0 | 0 | 0 | 0 | 0 | 0 | 0 | 0 | 0 | 0 | 0 | 0 | 0 | 0 | 0
F5_Commercial_School_Existing_Space Heating_Natural Gas_Boiler_E1 | F5 | Commercial | School | Existing | Space Heating | Natural Gas | Boiler | E1 | RIM BC Ratio | 1 | 1 | 1 | 1 | 1 | 0 | 0 | 0 | 0 | 0 | 0 | 0 | 0 | 0 | 0 | 0 | 0 | 0 | 0 | 0 | 0 | 0 | 0 | 0 | 0 | 0 | 0 | 0 | 0 | 0 | 0 | 0 | 0
F5_Commercial_School_Existing_Space Heating_Natural Gas_Boiler_E2 | F5 | Commercial | School | Existing | Space Heating | Natural Gas | Boiler | E2 | RIM BC Ratio | 0.80647 | 0.80646 | 0.80651 | 0.80639 | 0.80631 | 0 | 0 | 0 | 0 | 0 | 0 | 0 | 0 | 0 | 0 | 0 | 0 | 0 | 0 | 0 | 0 | 0 | 0 | 0 | 0 | 0 | 0 | 0 | 0 | 0 | 0 | 0 | 0
F5_Commercial_School_Existing_Space Heating_Natural Gas_Boiler_E3 | F5 | Commercial | School | Existing | Space Heating | Natural Gas | Boiler | E3 | RIM BC Ratio | 0.69141 | 0.69137 | 0.69159 | 0.69106 | 0.6907 | 1 | 1 | 1 | 1 | 1 | 1 | 1 | 1 | 1 | 1 | 1 | 1 | 1 | 1 | 1 | 1 | 1 | 1 | 1 | 1 | 1 | 1 | 1 | 1 | 1 | 1 | 1 | 1
F5_Commercial_School_Existing_Space Heating_Natural Gas_Boiler_E4 | F5 | Commercial | School | Existing | Space Heating | Natural Gas | Boiler | E4 | RIM BC Ratio | 0.69042 | 0.69039 | 0.6906 | 0.69007 | 0.68971 | 0.68538 | 0.6855 | 0.68557 | 0.68571 | 0.68583 | 0.68593 | 0.68601 | 0.68611 | 0.68621 | 0.6863 | 0.68638 | 0.68646 | 0.68657 | 0.68667 | 0.6868 | 0.68691 | 0.68703 | 0.68712 | 0.68724 | 0.68733 | 0.68741 | 0.68749 | 0.68757 | 0.68763 | 0.68769 | 0.68772 | 0.68777 | 0.68777
F5_Commercial_School_Existing_Space Heating_Natural Gas_Boiler_E5 | F5 | Commercial | School | Existing | Space Heating | Natural Gas | Boiler | E5 | RIM BC Ratio | 0.50784 | 0.50778 | 0.50814 | 0.50726 | 0.50666 | 0.43345 | 0.43366 | 0.43378 | 0.43402 | 0.43422 | 0.43439 | 0.43452 | 0.43469 | 0.43487 | 0.43501 | 0.43515 | 0.43529 | 0.43547 | 0.43565 | 0.43587 | 0.43605 | 0.43626 | 0.43643 | 0.43663 | 0.43678 | 0.43692 | 0.43705 | 0.4372 | 0.43729 | 0.43739 | 0.43745 | 0.43753 | 0.43753
F5_Commercial_School_Existing_Space Heating_Natural Gas_Boiler_E6 | F5 | Commercial | School | Existing | Space Heating | Natural Gas | Boiler | E6 | RIM BC Ratio | 0 | 0 | 0 | 0 | 0 | 0 | 0 | 0 | 0 | 0 | 0 | 0 | 0 | 0 | 0 | 0 | 0 | 0 | 0 | 0 | 0 | 0 | 0 | 0 | 0 | 0 | 0 | 0 | 0 | 0 | 0 | 0 | 0
F5_Commercial_School_Existing_Space Heating_Natural Gas_Boiler_E7 | F5 | Commercial | School | Existing | Space Heating | Natural Gas | Boiler | E7 | RIM BC Ratio | 0 | 0 | 0 | 0 | 0 | 0 | 0 | 0 | 0 | 0 | 0 | 0 | 0 | 0 | 0 | 0 | 0 | 0 | 0 | 0 | 0 | 0 | 0 | 0 | 0 | 0 | 0 | 0 | 0 | 0 | 0 | 0 | 0
F5_Commercial_School_Existing_Space Heating_Natural Gas_Boiler_E8 | F5 | Commercial | School | Existing | Space Heating | Natural Gas | Boiler | E8 | RIM BC Ratio | 0 | 0 | 0 | 0 | 0 | 0 | 0 | 0 | 0 | 0 | 0 | 0 | 0 | 0 | 0 | 0 | 0 | 0 | 0 | 0 | 0 | 0 | 0 | 0 | 0 | 0 | 0 | 0 | 0 | 0 | 0 | 0 | 0
F5_Commercial_School_Existing_Space Heating_Natural Gas_Boiler_E9 | F5 | Commercial | School | Existing | Space Heating | Natural Gas | Boiler | E9 | RIM BC Ratio | 0 | 0 | 0 | 0 | 0 | 0 | 0 | 0 | 0 | 0 | 0 | 0 | 0 | 0 | 0 | 0 | 0 | 0 | 0 | 0 | 0 | 0 | 0 | 0 | 0 | 0 | 0 | 0 | 0 | 0 | 0 | 0 | 0
F5_Commercial_School_Existing_Space Heating_Natural Gas_Boiler_E10 | F5 | Commercial | School | Existing | Space Heating | Natural Gas | Boiler | E10 | RIM BC Ratio | 0 | 0 | 0 | 0 | 0 | 0 | 0 | 0 | 0 | 0 | 0 | 0 | 0 | 0 | 0 | 0 | 0 | 0 | 0 | 0 | 0 | 0 | 0 | 0 | 0 | 0 | 0 | 0 | 0 | 0 | 0 | 0 | 0
F0_Commercial_School_Existing_Space Heating_Natural Gas_Unit Heater_E0 | F0 | Commercial | School | Existing | Space Heating | Natural Gas | Unit Heater | E0 | Economic Unit | Infrared Radiant | Infrared Radiant | Infrared Radiant | Infrared Radiant | Infrared Radiant | Infrared Radiant | Infrared Radiant | Infrared Radiant | Infrared Radiant | Infrared Radiant | Infrared Radiant | Infrared Radiant | Infrared Radiant | Infrared Radiant | Infrared Radiant | Infrared Radiant | Infrared Radiant | Infrared Radiant | Infrared Radiant | Infrared Radiant | Infrared Radiant | Infrared Radiant | Infrared Radiant | Infrared Radiant | Infrared Radiant | Infrared Radiant | Infrared Radiant | Infrared Radiant | Infrared Radiant | Infrared Radiant | Infrared Radiant | Infrared Radiant | Infrared Radiant
F1_Commercial_School_Existing_Space Heating_Natural Gas_Unit Heater_E1 | F1 | Commercial | School | Existing | Space Heating | Natural Gas | Unit Heater | E1 | CCE | 0 | 0 | 0 | 0 | 0 | 0 | 0 | 0 | 0 | 0 | 0 | 0 | 0 | 0 | 0 | 0 | 0 | 0 | 0 | 0 | 0 | 0 | 0 | 0 | 0 | 0 | 0 | 0 | 0 | 0 | 0 | 0 | 0
F1_Commercial_School_Existing_Space Heating_Natural Gas_Unit Heater_E2 | F1 | Commercial | School | Existing | Space Heating | Natural Gas | Unit Heater | E2 | CCE | 2.2519 | 2.3315 | 2.1041 | 2.155 | 2.1666 | 0 | 0 | 0 | 0 | 0 | 0 | 0 | 0 | 0 | 0 | 0 | 0 | 0 | 0 | 0 | 0 | 0 | 0 | 0 | 0 | 0 | 0 | 0 | 0 | 0 | 0 | 0 | 0
F1_Commercial_School_Existing_Space Heating_Natural Gas_Unit Heater_E3 | F1 | Commercial | School | Existing | Space Heating | Natural Gas | Unit Heater | E3 | CCE | 0.17557 | 0.18177 | 0.16404 | 0.16801 | 0.16892 | -1.4689 | -1.4769 | -1.4849 | -1.4931 | -1.5013 | -1.5097 | -1.5181 | -1.5267 | -1.5353 | -1.544 | -1.5528 | -1.5618 | -1.5708 | -1.5799 | -1.5892 | -1.5985 | -1.6079 | -1.6175 | -1.6272 | -1.637 | -1.6469 | -1.657 | -1.6671 | -1.6774 | -1.6878 | -1.6984 | -1.709 | -1.709
F1_Commercial_School_Existing_Space Heating_Natural Gas_Unit Heater_E4 | F1 | Commercial | School | Existing | Space Heating | Natural Gas | Unit Heater | E4 | CCE | 0 | 0 | 0 | 0 | 0 | 0 | 0 | 0 | 0 | 0 | 0 | 0 | 0 | 0 | 0 | 0 | 0 | 0 | 0 | 0 | 0 | 0 | 0 | 0 | 0 | 0 | 0 | 0 | 0 | 0 | 0 | 0 | 0
F1_Commercial_School_Existing_Space Heating_Natural Gas_Unit Heater_E5 | F1 | Commercial | School | Existing | Space Heating | Natural Gas | Unit Heater | E5 | CCE | 0 | 0 | 0 | 0 | 0 | 0 | 0 | 0 | 0 | 0 | 0 | 0 | 0 | 0 | 0 | 0 | 0 | 0 | 0 | 0 | 0 | 0 | 0 | 0 | 0 | 0 | 0 | 0 | 0 | 0 | 0 | 0 | 0
F1_Commercial_School_Existing_Space Heating_Natural Gas_Unit Heater_E6 | F1 | Commercial | School | Existing | Space Heating | Natural Gas | Unit Heater | E6 | CCE | 0 | 0 | 0 | 0 | 0 | 0 | 0 | 0 | 0 | 0 | 0 | 0 | 0 | 0 | 0 | 0 | 0 | 0 | 0 | 0 | 0 | 0 | 0 | 0 | 0 | 0 | 0 | 0 | 0 | 0 | 0 | 0 | 0
F1_Commercial_School_Existing_Space Heating_Natural Gas_Unit Heater_E7 | F1 | Commercial | School | Existing | Space Heating | Natural Gas | Unit Heater | E7 | CCE | 0 | 0 | 0 | 0 | 0 | 0 | 0 | 0 | 0 | 0 | 0 | 0 | 0 | 0 | 0 | 0 | 0 | 0 | 0 | 0 | 0 | 0 | 0 | 0 | 0 | 0 | 0 | 0 | 0 | 0 | 0 | 0 | 0
F1_Commercial_School_Existing_Space Heating_Natural Gas_Unit Heater_E8 | F1 | Commercial | School | Existing | Space Heating | Natural Gas | Unit Heater | E8 | CCE | 0 | 0 | 0 | 0 | 0 | 0 | 0 | 0 | 0 | 0 | 0 | 0 | 0 | 0 | 0 | 0 | 0 | 0 | 0 | 0 | 0 | 0 | 0 | 0 | 0 | 0 | 0 | 0 | 0 | 0 | 0 | 0 | 0
F1_Commercial_School_Existing_Space Heating_Natural Gas_Unit Heater_E9 | F1 | Commercial | School | Existing | Space Heating | Natural Gas | Unit Heater | E9 | CCE | 0 | 0 | 0 | 0 | 0 | 0 | 0 | 0 | 0 | 0 | 0 | 0 | 0 | 0 | 0 | 0 | 0 | 0 | 0 | 0 | 0 | 0 | 0 | 0 | 0 | 0 | 0 | 0 | 0 | 0 | 0 | 0 | 0
F1_Commercial_School_Existing_Space Heating_Natural Gas_Unit Heater_E10 | F1 | Commercial | School | Existing | Space Heating | Natural Gas | Unit Heater | E10 | CCE | 0 | 0 | 0 | 0 | 0 | 0 | 0 | 0 | 0 | 0 | 0 | 0 | 0 | 0 | 0 | 0 | 0 | 0 | 0 | 0 | 0 | 0 | 0 | 0 | 0 | 0 | 0 | 0 | 0 | 0 | 0 | 0 | 0
F2_Commercial_School_Existing_Space Heating_Natural Gas_Unit Heater_E1 | F2 | Commercial | School | Existing | Space Heating | Natural Gas | Unit Heater | E1 | TRC BC Ratio | 1 | 1 | 1 | 1 | 1 | 0 | 0 | 0 | 0 | 0 | 0 | 0 | 0 | 0 | 0 | 0 | 0 | 0 | 0 | 0 | 0 | 0 | 0 | 0 | 0 | 0 | 0 | 0 | 0 | 0 | 0 | 0 | 0
F2_Commercial_School_Existing_Space Heating_Natural Gas_Unit Heater_E2 | F2 | Commercial | School | Existing | Space Heating | Natural Gas | Unit Heater | E2 | TRC BC Ratio | 0.97102 | 0.97017 | 0.97275 | 0.96494 | 0.9594 | 1 | 1 | 1 | 1 | 1 | 1 | 1 | 1 | 1 | 1 | 1 | 1 | 1 | 1 | 1 | 1 | 1 | 1 | 1 | 1 | 1 | 1 | 1 | 1 | 1 | 1 | 1 | 1
F2_Commercial_School_Existing_Space Heating_Natural Gas_Unit Heater_E3 | F2 | Commercial | School | Existing | Space Heating | Natural Gas | Unit Heater | E3 | TRC BC Ratio | 12.4546 | 12.4437 | 12.4768 | 12.3766 | 12.3055 | 1 | 1 | 1 | 1 | 1 | 1 | 1 | 1 | 1 | 1 | 1 | 1 | 1 | 1 | 1 | 1 | 1 | 1 | 1 | 1 | 1 | 1 | 1 | 1 | 1 | 1 | 1 | 1
F2_Commercial_School_Existing_Space Heating_Natural Gas_Unit Heater_E4 | F2 | Commercial | School | Existing | Space Heating | Natural Gas | Unit Heater | E4 | TRC BC Ratio | 0 | 0 | 0 | 0 | 0 | 0 | 0 | 0 | 0 | 0 | 0 | 0 | 0 | 0 | 0 | 0 | 0 | 0 | 0 | 0 | 0 | 0 | 0 | 0 | 0 | 0 | 0 | 0 | 0 | 0 | 0 | 0 | 0
F2_Commercial_School_Existing_Space Heating_Natural Gas_Unit Heater_E5 | F2 | Commercial | School | Existing | Space Heating | Natural Gas | Unit Heater | E5 | TRC BC Ratio | 0 | 0 | 0 | 0 | 0 | 0 | 0 | 0 | 0 | 0 | 0 | 0 | 0 | 0 | 0 | 0 | 0 | 0 | 0 | 0 | 0 | 0 | 0 | 0 | 0 | 0 | 0 | 0 | 0 | 0 | 0 | 0 | 0
F2_Commercial_School_Existing_Space Heating_Natural Gas_Unit Heater_E6 | F2 | Commercial | School | Existing | Space Heating | Natural Gas | Unit Heater | E6 | TRC BC Ratio | 0 | 0 | 0 | 0 | 0 | 0 | 0 | 0 | 0 | 0 | 0 | 0 | 0 | 0 | 0 | 0 | 0 | 0 | 0 | 0 | 0 | 0 | 0 | 0 | 0 | 0 | 0 | 0 | 0 | 0 | 0 | 0 | 0
F2_Commercial_School_Existing_Space Heating_Natural Gas_Unit Heater_E7 | F2 | Commercial | School | Existing | Space Heating | Natural Gas | Unit Heater | E7 | TRC BC Ratio | 0 | 0 | 0 | 0 | 0 | 0 | 0 | 0 | 0 | 0 | 0 | 0 | 0 | 0 | 0 | 0 | 0 | 0 | 0 | 0 | 0 | 0 | 0 | 0 | 0 | 0 | 0 | 0 | 0 | 0 | 0 | 0 | 0
F2_Commercial_School_Existing_Space Heating_Natural Gas_Unit Heater_E8 | F2 | Commercial | School | Existing | Space Heating | Natural Gas | Unit Heater | E8 | TRC BC Ratio | 0 | 0 | 0 | 0 | 0 | 0 | 0 | 0 | 0 | 0 | 0 | 0 | 0 | 0 | 0 | 0 | 0 | 0 | 0 | 0 | 0 | 0 | 0 | 0 | 0 | 0 | 0 | 0 | 0 | 0 | 0 | 0 | 0
F2_Commercial_School_Existing_Space Heating_Natural Gas_Unit Heater_E9 | F2 | Commercial | School | Existing | Space Heating | Natural Gas | Unit Heater | E9 | TRC BC Ratio | 0 | 0 | 0 | 0 | 0 | 0 | 0 | 0 | 0 | 0 | 0 | 0 | 0 | 0 | 0 | 0 | 0 | 0 | 0 | 0 | 0 | 0 | 0 | 0 | 0 | 0 | 0 | 0 | 0 | 0 | 0 | 0 | 0
F2_Commercial_School_Existing_Space Heating_Natural Gas_Unit Heater_E10 | F2 | Commercial | School | Existing | Space Heating | Natural Gas | Unit Heater | E10 | TRC BC Ratio | 0 | 0 | 0 | 0 | 0 | 0 | 0 | 0 | 0 | 0 | 0 | 0 | 0 | 0 | 0 | 0 | 0 | 0 | 0 | 0 | 0 | 0 | 0 | 0 | 0 | 0 | 0 | 0 | 0 | 0 | 0 | 0 | 0
F3_Commercial_School_Existing_Space Heating_Natural Gas_Unit Heater_E1 | F3 | Commercial | School | Existing | Space Heating | Natural Gas | Unit Heater | E1 | PACT BC Ratio | 1 | 1 | 1 | 1 | 1 | 0 | 0 | 0 | 0 | 0 | 0 | 0 | 0 | 0 | 0 | 0 | 0 | 0 | 0 | 0 | 0 | 0 | 0 | 0 | 0 | 0 | 0 | 0 | 0 | 0 | 0 | 0 | 0
F3_Commercial_School_Existing_Space Heating_Natural Gas_Unit Heater_E2 | F3 | Commercial | School | Existing | Space Heating | Natural Gas | Unit Heater | E2 | PACT BC Ratio | 1.2947 | 1.2936 | 1.297 | 1.2866 | 1.2792 | 1 | 1 | 1 | 1 | 1 | 1 | 1 | 1 | 1 | 1 | 1 | 1 | 1 | 1 | 1 | 1 | 1 | 1 | 1 | 1 | 1 | 1 | 1 | 1 | 1 | 1 | 1 | 1
F3_Commercial_School_Existing_Space Heating_Natural Gas_Unit Heater_E3 | F3 | Commercial | School | Existing | Space Heating | Natural Gas | Unit Heater | E3 | PACT BC Ratio | 16.6062 | 16.5916 | 16.6357 | 16.5021 | 16.4073 | 1 | 1 | 1 | 1 | 1 | 1 | 1 | 1 | 1 | 1 | 1 | 1 | 1 | 1 | 1 | 1 | 1 | 1 | 1 | 1 | 1 | 1 | 1 | 1 | 1 | 1 | 1 | 1
F3_Commercial_School_Existing_Space Heating_Natural Gas_Unit Heater_E4 | F3 | Commercial | School | Existing | Space Heating | Natural Gas | Unit Heater | E4 | PACT BC Ratio | 0 | 0 | 0 | 0 | 0 | 0 | 0 | 0 | 0 | 0 | 0 | 0 | 0 | 0 | 0 | 0 | 0 | 0 | 0 | 0 | 0 | 0 | 0 | 0 | 0 | 0 | 0 | 0 | 0 | 0 | 0 | 0 | 0
F3_Commercial_School_Existing_Space Heating_Natural Gas_Unit Heater_E5 | F3 | Commercial | School | Existing | Space Heating | Natural Gas | Unit Heater | E5 | PACT BC Ratio | 0 | 0 | 0 | 0 | 0 | 0 | 0 | 0 | 0 | 0 | 0 | 0 | 0 | 0 | 0 | 0 | 0 | 0 | 0 | 0 | 0 | 0 | 0 | 0 | 0 | 0 | 0 | 0 | 0 | 0 | 0 | 0 | 0
F3_Commercial_School_Existing_Space Heating_Natural Gas_Unit Heater_E6 | F3 | Commercial | School | Existing | Space Heating | Natural Gas | Unit Heater | E6 | PACT BC Ratio | 0 | 0 | 0 | 0 | 0 | 0 | 0 | 0 | 0 | 0 | 0 | 0 | 0 | 0 | 0 | 0 | 0 | 0 | 0 | 0 | 0 | 0 | 0 | 0 | 0 | 0 | 0 | 0 | 0 | 0 | 0 | 0 | 0
F3_Commercial_School_Existing_Space Heating_Natural Gas_Unit Heater_E7 | F3 | Commercial | School | Existing | Space Heating | Natural Gas | Unit Heater | E7 | PACT BC Ratio | 0 | 0 | 0 | 0 | 0 | 0 | 0 | 0 | 0 | 0 | 0 | 0 | 0 | 0 | 0 | 0 | 0 | 0 | 0 | 0 | 0 | 0 | 0 | 0 | 0 | 0 | 0 | 0 | 0 | 0 | 0 | 0 | 0
F3_Commercial_School_Existing_Space Heating_Natural Gas_Unit Heater_E8 | F3 | Commercial | School | Existing | Space Heating | Natural Gas | Unit Heater | E8 | PACT BC Ratio | 0 | 0 | 0 | 0 | 0 | 0 | 0 | 0 | 0 | 0 | 0 | 0 | 0 | 0 | 0 | 0 | 0 | 0 | 0 | 0 | 0 | 0 | 0 | 0 | 0 | 0 | 0 | 0 | 0 | 0 | 0 | 0 | 0
F3_Commercial_School_Existing_Space Heating_Natural Gas_Unit Heater_E9 | F3 | Commercial | School | Existing | Space Heating | Natural Gas | Unit Heater | E9 | PACT BC Ratio | 0 | 0 | 0 | 0 | 0 | 0 | 0 | 0 | 0 | 0 | 0 | 0 | 0 | 0 | 0 | 0 | 0 | 0 | 0 | 0 | 0 | 0 | 0 | 0 | 0 | 0 | 0 | 0 | 0 | 0 | 0 | 0 | 0
F3_Commercial_School_Existing_Space Heating_Natural Gas_Unit Heater_E10 | F3 | Commercial | School | Existing | Space Heating | Natural Gas | Unit Heater | E10 | PACT BC Ratio | 0 | 0 | 0 | 0 | 0 | 0 | 0 | 0 | 0 | 0 | 0 | 0 | 0 | 0 | 0 | 0 | 0 | 0 | 0 | 0 | 0 | 0 | 0 | 0 | 0 | 0 | 0 | 0 | 0 | 0 | 0 | 0 | 0
F4_Commercial_School_Existing_Space Heating_Natural Gas_Unit Heater_E1 | F4 | Commercial | School | Existing | Space Heating | Natural Gas | Unit Heater | E1 | RVT BC Ratio | 1 | 1 | 1 | 1 | 1 | 0 | 0 | 0 | 0 | 0 | 0 | 0 | 0 | 0 | 0 | 0 | 0 | 0 | 0 | 0 | 0 | 0 | 0 | 0 | 0 | 0 | 0 | 0 | 0 | 0 | 0 | 0 | 0
F4_Commercial_School_Existing_Space Heating_Natural Gas_Unit Heater_E2 | F4 | Commercial | School | Existing | Space Heating | Natural Gas | Unit Heater | E2 | RVT BC Ratio | 2.096 | 2.0948 | 2.0985 | 2.0873 | 2.0793 | 1 | 1 | 1 | 1 | 1 | 1 | 1 | 1 | 1 | 1 | 1 | 1 | 1 | 1 | 1 | 1 | 1 | 1 | 1 | 1 | 1 | 1 | 1 | 1 | 1 | 1 | 1 | 1
F4_Commercial_School_Existing_Space Heating_Natural Gas_Unit Heater_E3 | F4 | Commercial | School | Existing | Space Heating | Natural Gas | Unit Heater | E3 | RVT BC Ratio | 18.6057 | 18.59 | 18.6376 | 18.4936 | 18.3913 | 1 | 1 | 1 | 1 | 1 | 1 | 1 | 1 | 1 | 1 | 1 | 1 | 1 | 1 | 1 | 1 | 1 | 1 | 1 | 1 | 1 | 1 | 1 | 1 | 1 | 1 | 1 | 1
F4_Commercial_School_Existing_Space Heating_Natural Gas_Unit Heater_E4 | F4 | Commercial | School | Existing | Space Heating | Natural Gas | Unit Heater | E4 | RVT BC Ratio | 0 | 0 | 0 | 0 | 0 | 0 | 0 | 0 | 0 | 0 | 0 | 0 | 0 | 0 | 0 | 0 | 0 | 0 | 0 | 0 | 0 | 0 | 0 | 0 | 0 | 0 | 0 | 0 | 0 | 0 | 0 | 0 | 0
F4_Commercial_School_Existing_Space Heating_Natural Gas_Unit Heater_E5 | F4 | Commercial | School | Existing | Space Heating | Natural Gas | Unit Heater | E5 | RVT BC Ratio | 0 | 0 | 0 | 0 | 0 | 0 | 0 | 0 | 0 | 0 | 0 | 0 | 0 | 0 | 0 | 0 | 0 | 0 | 0 | 0 | 0 | 0 | 0 | 0 | 0 | 0 | 0 | 0 | 0 | 0 | 0 | 0 | 0
F4_Commercial_School_Existing_Space Heating_Natural Gas_Unit Heater_E6 | F4 | Commercial | School | Existing | Space Heating | Natural Gas | Unit Heater | E6 | RVT BC Ratio | 0 | 0 | 0 | 0 | 0 | 0 | 0 | 0 | 0 | 0 | 0 | 0 | 0 | 0 | 0 | 0 | 0 | 0 | 0 | 0 | 0 | 0 | 0 | 0 | 0 | 0 | 0 | 0 | 0 | 0 | 0 | 0 | 0
F4_Commercial_School_Existing_Space Heating_Natural Gas_Unit Heater_E7 | F4 | Commercial | School | Existing | Space Heating | Natural Gas | Unit Heater | E7 | RVT BC Ratio | 0 | 0 | 0 | 0 | 0 | 0 | 0 | 0 | 0 | 0 | 0 | 0 | 0 | 0 | 0 | 0 | 0 | 0 | 0 | 0 | 0 | 0 | 0 | 0 | 0 | 0 | 0 | 0 | 0 | 0 | 0 | 0 | 0
F4_Commercial_School_Existing_Space Heating_Natural Gas_Unit Heater_E8 | F4 | Commercial | School | Existing | Space Heating | Natural Gas | Unit Heater | E8 | RVT BC Ratio | 0 | 0 | 0 | 0 | 0 | 0 | 0 | 0 | 0 | 0 | 0 | 0 | 0 | 0 | 0 | 0 | 0 | 0 | 0 | 0 | 0 | 0 | 0 | 0 | 0 | 0 | 0 | 0 | 0 | 0 | 0 | 0 | 0
F4_Commercial_School_Existing_Space Heating_Natural Gas_Unit Heater_E9 | F4 | Commercial | School | Existing | Space Heating | Natural Gas | Unit Heater | E9 | RVT BC Ratio | 0 | 0 | 0 | 0 | 0 | 0 | 0 | 0 | 0 | 0 | 0 | 0 | 0 | 0 | 0 | 0 | 0 | 0 | 0 | 0 | 0 | 0 | 0 | 0 | 0 | 0 | 0 | 0 | 0 | 0 | 0 | 0 | 0
F4_Commercial_School_Existing_Space Heating_Natural Gas_Unit Heater_E10 | F4 | Commercial | School | Existing | Space Heating | Natural Gas | Unit Heater | E10 | RVT BC Ratio | 0 | 0 | 0 | 0 | 0 | 0 | 0 | 0 | 0 | 0 | 0 | 0 | 0 | 0 | 0 | 0 | 0 | 0 | 0 | 0 | 0 | 0 | 0 | 0 | 0 | 0 | 0 | 0 | 0 | 0 | 0 | 0 | 0
F5_Commercial_School_Existing_Space Heating_Natural Gas_Unit Heater_E1 | F5 | Commercial | School | Existing | Space Heating | Natural Gas | Unit Heater | E1 | RIM BC Ratio | 1 | 1 | 1 | 1 | 1 | 0 | 0 | 0 | 0 | 0 | 0 | 0 | 0 | 0 | 0 | 0 | 0 | 0 | 0 | 0 | 0 | 0 | 0 | 0 | 0 | 0 | 0 | 0 | 0 | 0 | 0 | 0 | 0
F5_Commercial_School_Existing_Space Heating_Natural Gas_Unit Heater_E2 | F5 | Commercial | School | Existing | Space Heating | Natural Gas | Unit Heater | E2 | RIM BC Ratio | 0.5075 | 0.50732 | 0.50785 | 0.50625 | 0.5051 | 1 | 1 | 1 | 1 | 1 | 1 | 1 | 1 | 1 | 1 | 1 | 1 | 1 | 1 | 1 | 1 | 1 | 1 | 1 | 1 | 1 | 1 | 1 | 1 | 1 | 1 | 1 | 1
F5_Commercial_School_Existing_Space Heating_Natural Gas_Unit Heater_E3 | F5 | Commercial | School | Existing | Space Heating | Natural Gas | Unit Heater | E3 | RIM BC Ratio | 0.79473 | 0.7947 | 0.7948 | 0.79449 | 0.79427 | 1 | 1 | 1 | 1 | 1 | 1 | 1 | 1 | 1 | 1 | 1 | 1 | 1 | 1 | 1 | 1 | 1 | 1 | 1 | 1 | 1 | 1 | 1 | 1 | 1 | 1 | 1 | 1
F5_Commercial_School_Existing_Space Heating_Natural Gas_Unit Heater_E4 | F5 | Commercial | School | Existing | Space Heating | Natural Gas | Unit Heater | E4 | RIM BC Ratio | 0 | 0 | 0 | 0 | 0 | 0 | 0 | 0 | 0 | 0 | 0 | 0 | 0 | 0 | 0 | 0 | 0 | 0 | 0 | 0 | 0 | 0 | 0 | 0 | 0 | 0 | 0 | 0 | 0 | 0 | 0 | 0 | 0
F5_Commercial_School_Existing_Space Heating_Natural Gas_Unit Heater_E5 | F5 | Commercial | School | Existing | Space Heating | Natural Gas | Unit Heater | E5 | RIM BC Ratio | 0 | 0 | 0 | 0 | 0 | 0 | 0 | 0 | 0 | 0 | 0 | 0 | 0 | 0 | 0 | 0 | 0 | 0 | 0 | 0 | 0 | 0 | 0 | 0 | 0 | 0 | 0 | 0 | 0 | 0 | 0 | 0 | 0
F5_Commercial_School_Existing_Space Heating_Natural Gas_Unit Heater_E6 | F5 | Commercial | School | Existing | Space Heating | Natural Gas | Unit Heater | E6 | RIM BC Ratio | 0 | 0 | 0 | 0 | 0 | 0 | 0 | 0 | 0 | 0 | 0 | 0 | 0 | 0 | 0 | 0 | 0 | 0 | 0 | 0 | 0 | 0 | 0 | 0 | 0 | 0 | 0 | 0 | 0 | 0 | 0 | 0 | 0
F5_Commercial_School_Existing_Space Heating_Natural Gas_Unit Heater_E7 | F5 | Commercial | School | Existing | Space Heating | Natural Gas | Unit Heater | E7 | RIM BC Ratio | 0 | 0 | 0 | 0 | 0 | 0 | 0 | 0 | 0 | 0 | 0 | 0 | 0 | 0 | 0 | 0 | 0 | 0 | 0 | 0 | 0 | 0 | 0 | 0 | 0 | 0 | 0 | 0 | 0 | 0 | 0 | 0 | 0
F5_Commercial_School_Existing_Space Heating_Natural Gas_Unit Heater_E8 | F5 | Commercial | School | Existing | Space Heating | Natural Gas | Unit Heater | E8 | RIM BC Ratio | 0 | 0 | 0 | 0 | 0 | 0 | 0 | 0 | 0 | 0 | 0 | 0 | 0 | 0 | 0 | 0 | 0 | 0 | 0 | 0 | 0 | 0 | 0 | 0 | 0 | 0 | 0 | 0 | 0 | 0 | 0 | 0 | 0
F5_Commercial_School_Existing_Space Heating_Natural Gas_Unit Heater_E9 | F5 | Commercial | School | Existing | Space Heating | Natural Gas | Unit Heater | E9 | RIM BC Ratio | 0 | 0 | 0 | 0 | 0 | 0 | 0 | 0 | 0 | 0 | 0 | 0 | 0 | 0 | 0 | 0 | 0 | 0 | 0 | 0 | 0 | 0 | 0 | 0 | 0 | 0 | 0 | 0 | 0 | 0 | 0 | 0 | 0
F5_Commercial_School_Existing_Space Heating_Natural Gas_Unit Heater_E10 | F5 | Commercial | School | Existing | Space Heating | Natural Gas | Unit Heater | E10 | RIM BC Ratio | 0 | 0 | 0 | 0 | 0 | 0 | 0 | 0 | 0 | 0 | 0 | 0 | 0 | 0 | 0 | 0 | 0 | 0 | 0 | 0 | 0 | 0 | 0 | 0 | 0 | 0 | 0 | 0 | 0 | 0 | 0 | 0 | 0
F0_Commercial_School_Existing_Water Heating_Natural Gas_Water Heater_E0 | F0 | Commercial | School | Existing | Water Heating | Natural Gas | Water Heater | E0 | Economic Unit | Gas-Fired Absorption HPWH | Gas-Fired Absorption HPWH | Gas-Fired Absorption HPWH | Gas-Fired Absorption HPWH | Gas-Fired Absorption HPWH | Gas-Fired Absorption HPWH | Gas-Fired Absorption HPWH | Gas-Fired Absorption HPWH | Gas-Fired Absorption HPWH | Gas-Fired Absorption HPWH | Gas-Fired Absorption HPWH | Gas-Fired Absorption HPWH | Gas-Fired Absorption HPWH | Gas-Fired Absorption HPWH | Gas-Fired Absorption HPWH | Gas-Fired Absorption HPWH | Gas-Fired Absorption HPWH | Gas-Fired Absorption HPWH | Gas-Fired Absorption HPWH | Gas-Fired Absorption HPWH | Gas-Fired Absorption HPWH | Gas-Fired Absorption HPWH | Gas-Fired Absorption HPWH | Gas-Fired Absorption HPWH | Gas-Fired Absorption HPWH | Gas-Fired Absorption HPWH | Gas-Fired Absorption HPWH | Gas-Fired Absorption HPWH | Gas-Fired Absorption HPWH | Gas-Fired Absorption HPWH | Gas-Fired Absorption HPWH | Gas-Fired Absorption HPWH | Gas-Fired Absorption HPWH
F1_Commercial_School_Existing_Water Heating_Natural Gas_Water Heater_E1 | F1 | Commercial | School | Existing | Water Heating | Natural Gas | Water Heater | E1 | CCE | 0 | 0 | 0 | 0 | 0 | 0 | 0 | 0 | 0 | 0 | 0 | 0 | 0 | 0 | 0 | 0 | 0 | 0 | 0 | 0 | 0 | 0 | 0 | 0 | 0 | 0 | 0 | 0 | 0 | 0 | 0 | 0 | 0
F1_Commercial_School_Existing_Water Heating_Natural Gas_Water Heater_E2 | F1 | Commercial | School | Existing | Water Heating | Natural Gas | Water Heater | E2 | CCE | -0.0055972 | -0.005795 | -0.0052021 | -0.0052996 | -0.0052996 | -0.0052996 | -0.0052996 | -0.0052996 | -0.0052996 | -0.0052996 | -0.0052996 | -0.0052996 | -0.0052996 | -0.0052996 | -0.0052996 | -0.0052996 | -0.0052996 | -0.0052996 | -0.0052996 | -0.0052996 | -0.0052996 | -0.0052996 | -0.0052996 | -0.0052996 | -0.0052996 | -0.0052996 | -0.0052996 | -0.0052996 | -0.0052996 | -0.0052996 | -0.0052996 | -0.0052996 | -0.0052996
F1_Commercial_School_Existing_Water Heating_Natural Gas_Water Heater_E3 | F1 | Commercial | School | Existing | Water Heating | Natural Gas | Water Heater | E3 | CCE | 0.043776 | 0.045323 | 0.040685 | 0.041448 | 0.041448 | 0.041448 | 0.041448 | 0.041448 | 0.041448 | 0.041448 | 0.041448 | 0.041448 | 0.041448 | 0.041448 | 0.041448 | 0.041448 | 0.041448 | 0.041448 | 0.041448 | 0.041448 | 0.041448 | 0.041448 | 0.041448 | 0.041448 | 0.041448 | 0.041448 | 0.041448 | 0.041448 | 0.041448 | 0.041448 | 0.041448 | 0.041448 | 0.041448
F1_Commercial_School_Existing_Water Heating_Natural Gas_Water Heater_E4 | F1 | Commercial | School | Existing | Water Heating | Natural Gas | Water Heater | E4 | CCE | 0.053904 | 0.055809 | 0.050099 | 0.051038 | 0.051038 | 0.051038 | 0.051038 | 0.051038 | 0.051038 | 0.051038 | 0.051038 | 0.051038 | 0.051038 | 0.051038 | 0.051038 | 0.051038 | 0.051038 | 0.051038 | 0.051038 | 0.051038 | 0.051038 | 0.051038 | 0.051038 | 0.051038 | 0.051038 | 0.051038 | 0.051038 | 0.051038 | 0.051038 | 0.051038 | 0.051038 | 0.051038 | 0.051038
F1_Commercial_School_Existing_Water Heating_Natural Gas_Water Heater_E5 | F1 | Commercial | School | Existing | Water Heating | Natural Gas | Water Heater | E5 | CCE | 0.084684 | 0.087677 | 0.078706 | 0.080181 | 0.080181 | 0.080181 | 0.080181 | 0.080181 | 0.080181 | 0.080181 | 0.080181 | 0.080181 | 0.080181 | 0.080181 | 0.080181 | 0.080181 | 0.080181 | 0.080181 | 0.080181 | 0.080181 | 0.080181 | 0.080181 | 0.080181 | 0.080181 | 0.080181 | 0.080181 | 0.080181 | 0.080181 | 0.080181 | 0.080181 | 0.080181 | 0.080181 | 0.080181
F1_Commercial_School_Existing_Water Heating_Natural Gas_Water Heater_E6 | F1 | Commercial | School | Existing | Water Heating | Natural Gas | Water Heater | E6 | CCE | -0.18964 | -0.19634 | -0.17625 | -0.17956 | -0.17956 | -0.17956 | -0.17956 | -0.17956 | -0.17956 | -0.17956 | -0.17956 | -0.17956 | -0.17956 | -0.17956 | -0.17956 | -0.17956 | -0.17956 | -0.17956 | -0.17956 | -0.17956 | -0.17956 | -0.17956 | -0.17956 | -0.17956 | -0.17956 | -0.17956 | -0.17956 | -0.17956 | -0.17956 | -0.17956 | -0.17956 | -0.17956 | -0.17956
F1_Commercial_School_Existing_Water Heating_Natural Gas_Water Heater_E7 | F1 | Commercial | School | Existing | Water Heating | Natural Gas | Water Heater | E7 | CCE | -0.14183 | -0.14684 | -0.13181 | -0.13428 | -0.13428 | -0.13428 | -0.13428 | -0.13428 | -0.13428 | -0.13428 | -0.13428 | -0.13428 | -0.13428 | -0.13428 | -0.13428 | -0.13428 | -0.13428 | -0.13428 | -0.13428 | -0.13428 | -0.13428 | -0.13428 | -0.13428 | -0.13428 | -0.13428 | -0.13428 | -0.13428 | -0.13428 | -0.13428 | -0.13428 | -0.13428 | -0.13428 | -0.13428
F1_Commercial_School_Existing_Water Heating_Natural Gas_Water Heater_E8 | F1 | Commercial | School | Existing | Water Heating | Natural Gas | Water Heater | E8 | CCE | 0 | 0 | 0 | 0 | 0 | 0 | 0 | 0 | 0 | 0 | 0 | 0 | 0 | 0 | 0 | 0 | 0 | 0 | 0 | 0 | 0 | 0 | 0 | 0 | 0 | 0 | 0 | 0 | 0 | 0 | 0 | 0 | 0
F1_Commercial_School_Existing_Water Heating_Natural Gas_Water Heater_E9 | F1 | Commercial | School | Existing | Water Heating | Natural Gas | Water Heater | E9 | CCE | 0 | 0 | 0 | 0 | 0 | 0 | 0 | 0 | 0 | 0 | 0 | 0 | 0 | 0 | 0 | 0 | 0 | 0 | 0 | 0 | 0 | 0 | 0 | 0 | 0 | 0 | 0 | 0 | 0 | 0 | 0 | 0 | 0
F1_Commercial_School_Existing_Water Heating_Natural Gas_Water Heater_E10 | F1 | Commercial | School | Existing | Water Heating | Natural Gas | Water Heater | E10 | CCE | 0 | 0 | 0 | 0 | 0 | 0 | 0 | 0 | 0 | 0 | 0 | 0 | 0 | 0 | 0 | 0 | 0 | 0 | 0 | 0 | 0 | 0 | 0 | 0 | 0 | 0 | 0 | 0 | 0 | 0 | 0 | 0 | 0
F2_Commercial_School_Existing_Water Heating_Natural Gas_Water Heater_E1 | F2 | Commercial | School | Existing | Water Heating | Natural Gas | Water Heater | E1 | TRC BC Ratio | bar: 2019 to 2051
F2_Commercial_School_Existing_Water Heating_Natural Gas_Water Heater_E2 | F2 | Commercial | School | Existing | Water Heating | Natural Gas | Water Heater | E2 | TRC BC Ratio | bar: 2019 to 2051
F2_Commercial_School_Existing_Water Heating_Natural Gas_Water Heater_E3 | F2 | Commercial | School | Existing | Water Heating | Natural Gas | Water Heater | E3 | TRC BC Ratio | 29.5392 | 29.4949 | 29.6042 | 29.3547 | 29.1964 | 29.3181 | 29.6862 | 29.9773 | 30.3385 | 30.6796 | 31.021 | 31.3343 | 31.6713 | 32.0229 | 32.3595 | 32.7024 | 33.0505 | 33.43 | 33.8244 | 34.2411 | 34.6522 | 35.0806 | 35.4784 | 35.8891 | 36.2528 | 36.5689 | 36.8557 | 37.1044 | 37.2985 | 37.4587 | 37.5481 | 37.6079 | 37.6079
F2_Commercial_School_Existing_Water Heating_Natural Gas_Water Heater_E4 | F2 | Commercial | School | Existing | Water Heating | Natural Gas | Water Heater | E4 | TRC BC Ratio | 23.9887 | 23.9528 | 24.0415 | 23.8389 | 23.7104 | 23.8092 | 24.1081 | 24.3445 | 24.6378 | 24.9149 | 25.1921 | 25.4465 | 25.7202 | 26.0058 | 26.2791 | 26.5575 | 26.8402 | 27.1485 | 27.4687 | 27.8071 | 28.141 | 28.4889 | 28.812 | 29.1455 | 29.4408 | 29.6976 | 29.9304 | 30.1324 | 30.2901 | 30.4201 | 30.4927 | 30.5413 | 30.5413
F2_Commercial_School_Existing_Water Heating_Natural Gas_Water Heater_E5 | F2 | Commercial | School | Existing | Water Heating | Natural Gas | Water Heater | E5 | TRC BC Ratio | 15.2696 | 15.2467 | 15.3032 | 15.1742 | 15.0924 | 15.1553 | 15.3456 | 15.4961 | 15.6828 | 15.8591 | 16.0356 | 16.1975 | 16.3717 | 16.5535 | 16.7275 | 16.9047 | 17.0847 | 17.2809 | 17.4847 | 17.7001 | 17.9126 | 18.1341 | 18.3397 | 18.552 | 18.74 | 18.9034 | 19.0517 | 19.1802 | 19.2806 | 19.3634 | 19.4096 | 19.4405 | 19.4405
F2_Commercial_School_Existing_Water Heating_Natural Gas_Water Heater_E6 | F2 | Commercial | School | Existing | Water Heating | Natural Gas | Water Heater | E6 | TRC BC Ratio | bar: 2019 to 2051
F2_Commercial_School_Existing_Water Heating_Natural Gas_Water Heater_E7 | F2 | Commercial | School | Existing | Water Heating | Natural Gas | Water Heater | E7 | TRC BC Ratio | bar: 2019 to 2051
F2_Commercial_School_Existing_Water Heating_Natural Gas_Water Heater_E8 | F2 | Commercial | School | Existing | Water Heating | Natural Gas | Water Heater | E8 | TRC BC Ratio | 0 | 0 | 0 | 0 | 0 | 0 | 0 | 0 | 0 | 0 | 0 | 0 | 0 | 0 | 0 | 0 | 0 | 0 | 0 | 0 | 0 | 0 | 0 | 0 | 0 | 0 | 0 | 0 | 0 | 0 | 0 | 0 | 0
F2_Commercial_School_Existing_Water Heating_Natural Gas_Water Heater_E9 | F2 | Commercial | School | Existing | Water Heating | Natural Gas | Water Heater | E9 | TRC BC Ratio | 0 | 0 | 0 | 0 | 0 | 0 | 0 | 0 | 0 | 0 | 0 | 0 | 0 | 0 | 0 | 0 | 0 | 0 | 0 | 0 | 0 | 0 | 0 | 0 | 0 | 0 | 0 | 0 | 0 | 0 | 0 | 0 | 0
F2_Commercial_School_Existing_Water Heating_Natural Gas_Water Heater_E10 | F2 | Commercial | School | Existing | Water Heating | Natural Gas | Water Heater | E10 | TRC BC Ratio | 0 | 0 | 0 | 0 | 0 | 0 | 0 | 0 | 0 | 0 | 0 | 0 | 0 | 0 | 0 | 0 | 0 | 0 | 0 | 0 | 0 | 0 | 0 | 0 | 0 | 0 | 0 | 0 | 0 | 0 | 0 | 0 | 0
F3_Commercial_School_Existing_Water Heating_Natural Gas_Water Heater_E1 | F3 | Commercial | School | Existing | Water Heating | Natural Gas | Water Heater | E1 | PACT BC Ratio | bar: 2019 to 2051
F3_Commercial_School_Existing_Water Heating_Natural Gas_Water Heater_E2 | F3 | Commercial | School | Existing | Water Heating | Natural Gas | Water Heater | E2 | PACT BC Ratio | bar: 2019 to 2051
F3_Commercial_School_Existing_Water Heating_Natural Gas_Water Heater_E3 | F3 | Commercial | School | Existing | Water Heating | Natural Gas | Water Heater | E3 | PACT BC Ratio | 39.3856 | 39.3266 | 39.4722 | 39.1396 | 38.9286 | 39.0908 | 39.5815 | 39.9697 | 40.4513 | 40.9062 | 41.3613 | 41.779 | 42.2284 | 42.6972 | 43.146 | 43.6032 | 44.0673 | 44.5734 | 45.0992 | 45.6548 | 46.2029 | 46.7741 | 47.3046 | 47.8521 | 48.337 | 48.7586 | 49.1409 | 49.4725 | 49.7314 | 49.9449 | 50.0641 | 50.1439 | 50.1439
F3_Commercial_School_Existing_Water Heating_Natural Gas_Water Heater_E4 | F3 | Commercial | School | Existing | Water Heating | Natural Gas | Water Heater | E4 | PACT BC Ratio | 31.985 | 31.937 | 32.0553 | 31.7852 | 31.6138 | 31.7456 | 32.1441 | 32.4593 | 32.8505 | 33.2198 | 33.5894 | 33.9287 | 34.2936 | 34.6743 | 35.0388 | 35.4101 | 35.787 | 36.198 | 36.625 | 37.0762 | 37.5213 | 37.9852 | 38.416 | 38.8606 | 39.2544 | 39.5967 | 39.9072 | 40.1766 | 40.3868 | 40.5602 | 40.657 | 40.7218 | 40.7218
F3_Commercial_School_Existing_Water Heating_Natural Gas_Water Heater_E5 | F3 | Commercial | School | Existing | Water Heating | Natural Gas | Water Heater | E5 | PACT BC Ratio | 20.3594 | 20.3289 | 20.4042 | 20.2323 | 20.1232 | 20.2071 | 20.4607 | 20.6614 | 20.9104 | 21.1455 | 21.3807 | 21.5967 | 21.829 | 22.0713 | 22.3033 | 22.5396 | 22.7795 | 23.0412 | 23.3129 | 23.6002 | 23.8835 | 24.1788 | 24.453 | 24.736 | 24.9867 | 25.2046 | 25.4022 | 25.5737 | 25.7075 | 25.8178 | 25.8794 | 25.9207 | 25.9207
F3_Commercial_School_Existing_Water Heating_Natural Gas_Water Heater_E6 | F3 | Commercial | School | Existing | Water Heating | Natural Gas | Water Heater | E6 | PACT BC Ratio | bar: 2019 to 2051
F3_Commercial_School_Existing_Water Heating_Natural Gas_Water Heater_E7 | F3 | Commercial | School | Existing | Water Heating | Natural Gas | Water Heater | E7 | PACT BC Ratio | bar: 2019 to 2051
F3_Commercial_School_Existing_Water Heating_Natural Gas_Water Heater_E8 | F3 | Commercial | School | Existing | Water Heating | Natural Gas | Water Heater | E8 | PACT BC Ratio | 0 | 0 | 0 | 0 | 0 | 0 | 0 | 0 | 0 | 0 | 0 | 0 | 0 | 0 | 0 | 0 | 0 | 0 | 0 | 0 | 0 | 0 | 0 | 0 | 0 | 0 | 0 | 0 | 0 | 0 | 0 | 0 | 0
F3_Commercial_School_Existing_Water Heating_Natural Gas_Water Heater_E9 | F3 | Commercial | School | Existing | Water Heating | Natural Gas | Water Heater | E9 | PACT BC Ratio | 0 | 0 | 0 | 0 | 0 | 0 | 0 | 0 | 0 | 0 | 0 | 0 | 0 | 0 | 0 | 0 | 0 | 0 | 0 | 0 | 0 | 0 | 0 | 0 | 0 | 0 | 0 | 0 | 0 | 0 | 0 | 0 | 0
F3_Commercial_School_Existing_Water Heating_Natural Gas_Water Heater_E10 | F3 | Commercial | School | Existing | Water Heating | Natural Gas | Water Heater | E10 | PACT BC Ratio | 0 | 0 | 0 | 0 | 0 | 0 | 0 | 0 | 0 | 0 | 0 | 0 | 0 | 0 | 0 | 0 | 0 | 0 | 0 | 0 | 0 | 0 | 0 | 0 | 0 | 0 | 0 | 0 | 0 | 0 | 0 | 0 | 0
F4_Commercial_School_Existing_Water Heating_Natural Gas_Water Heater_E1 | F4 | Commercial | School | Existing | Water Heating | Natural Gas | Water Heater | E1 | RVT BC Ratio | bar: 2019 to 2051
F4_Commercial_School_Existing_Water Heating_Natural Gas_Water Heater_E2 | F4 | Commercial | School | Existing | Water Heating | Natural Gas | Water Heater | E2 | RVT BC Ratio | bar: 2019 to 2051
F4_Commercial_School_Existing_Water Heating_Natural Gas_Water Heater_E3 | F4 | Commercial | School | Existing | Water Heating | Natural Gas | Water Heater | E3 | RVT BC Ratio | 43.1678 | 43.1042 | 43.2613 | 42.9026 | 42.6751 | 42.85 | 43.3791 | 43.7977 | 44.317 | 44.8074 | 45.2982 | 45.7486 | 46.2331 | 46.7386 | 47.2226 | 47.7155 | 48.2159 | 48.7616 | 49.3286 | 49.9277 | 50.5187 | 51.1346 | 51.7066 | 52.2969 | 52.8198 | 53.2743 | 53.6866 | 54.0442 | 54.3233 | 54.5535 | 54.682 | 54.7681 | 54.7681
F4_Commercial_School_Existing_Water Heating_Natural Gas_Water Heater_E4 | F4 | Commercial | School | Existing | Water Heating | Natural Gas | Water Heater | E4 | RVT BC Ratio | 35.1881 | 35.1364 | 35.2639 | 34.9727 | 34.7879 | 34.9299 | 35.3597 | 35.6996 | 36.1213 | 36.5196 | 36.9181 | 37.2839 | 37.6774 | 38.0879 | 38.4809 | 38.8812 | 39.2876 | 39.7308 | 40.1912 | 40.6777 | 41.1577 | 41.6579 | 42.1223 | 42.6018 | 43.0264 | 43.3955 | 43.7303 | 44.0207 | 44.2474 | 44.4344 | 44.5387 | 44.6086 | 44.6086
F4_Commercial_School_Existing_Water Heating_Natural Gas_Water Heater_E5 | F4 | Commercial | School | Existing | Water Heating | Natural Gas | Water Heater | E5 | RVT BC Ratio | 22.6527 | 22.6198 | 22.701 | 22.5156 | 22.398 | 22.4884 | 22.762 | 22.9783 | 23.2468 | 23.5003 | 23.754 | 23.9868 | 24.2373 | 24.4986 | 24.7487 | 25.0035 | 25.2622 | 25.5443 | 25.8374 | 26.1471 | 26.4526 | 26.771 | 27.0666 | 27.3718 | 27.6421 | 27.8771 | 28.0902 | 28.275 | 28.4193 | 28.5383 | 28.6047 | 28.6492 | 28.6492
F4_Commercial_School_Existing_Water Heating_Natural Gas_Water Heater_E6 | F4 | Commercial | School | Existing | Water Heating | Natural Gas | Water Heater | E6 | RVT BC Ratio | bar: 2019 to 2051
F4_Commercial_School_Existing_Water Heating_Natural Gas_Water Heater_E7 | F4 | Commercial | School | Existing | Water Heating | Natural Gas | Water Heater | E7 | RVT BC Ratio | bar: 2019 to 2051
F4_Commercial_School_Existing_Water Heating_Natural Gas_Water Heater_E8 | F4 | Commercial | School | Existing | Water Heating | Natural Gas | Water Heater | E8 | RVT BC Ratio | 0 | 0 | 0 | 0 | 0 | 0 | 0 | 0 | 0 | 0 | 0 | 0 | 0 | 0 | 0 | 0 | 0 | 0 | 0 | 0 | 0 | 0 | 0 | 0 | 0 | 0 | 0 | 0 | 0 | 0 | 0 | 0 | 0
F4_Commercial_School_Existing_Water Heating_Natural Gas_Water Heater_E9 | F4 | Commercial | School | Existing | Water Heating | Natural Gas | Water Heater | E9 | RVT BC Ratio | 0 | 0 | 0 | 0 | 0 | 0 | 0 | 0 | 0 | 0 | 0 | 0 | 0 | 0 | 0 | 0 | 0 | 0 | 0 | 0 | 0 | 0 | 0 | 0 | 0 | 0 | 0 | 0 | 0 | 0 | 0 | 0 | 0
F4_Commercial_School_Existing_Water Heating_Natural Gas_Water Heater_E10 | F4 | Commercial | School | Existing | Water Heating | Natural Gas | Water Heater | E10 | RVT BC Ratio | 0 | 0 | 0 | 0 | 0 | 0 | 0 | 0 | 0 | 0 | 0 | 0 | 0 | 0 | 0 | 0 | 0 | 0 | 0 | 0 | 0 | 0 | 0 | 0 | 0 | 0 | 0 | 0 | 0 | 0 | 0 | 0 | 0
F5_Commercial_School_Existing_Water Heating_Natural Gas_Water Heater_E1 | F5 | Commercial | School | Existing | Water Heating | Natural Gas | Water Heater | E1 | RIM BC Ratio | bar: 2019 to 2051
F5_Commercial_School_Existing_Water Heating_Natural Gas_Water Heater_E2 | F5 | Commercial | School | Existing | Water Heating | Natural Gas | Water Heater | E2 | RIM BC Ratio | bar: 2019 to 2051
F5_Commercial_School_Existing_Water Heating_Natural Gas_Water Heater_E3 | F5 | Commercial | School | Existing | Water Heating | Natural Gas | Water Heater | E3 | RIM BC Ratio | 0.81736 | 0.81733 | 0.81739 | 0.81725 | 0.81716 | 0.81723 | 0.81744 | 0.81761 | 0.8178 | 0.81799 | 0.81817 | 0.81833 | 0.8185 | 0.81868 | 0.81884 | 0.819 | 0.81916 | 0.81934 | 0.81951 | 0.81969 | 0.81987 | 0.82005 | 0.82021 | 0.82037 | 0.82051 | 0.82063 | 0.82074 | 0.82083 | 0.8209 | 0.82096 | 0.82099 | 0.82101 | 0.82101
F5_Commercial_School_Existing_Water Heating_Natural Gas_Water Heater_E4 | F5 | Commercial | School | Existing | Water Heating | Natural Gas | Water Heater | E4 | RIM BC Ratio | 0.81345 | 0.81342 | 0.8135 | 0.81332 | 0.81321 | 0.8133 | 0.81355 | 0.81375 | 0.814 | 0.81422 | 0.81444 | 0.81464 | 0.81485 | 0.81506 | 0.81526 | 0.81546 | 0.81566 | 0.81587 | 0.81608 | 0.8163 | 0.81652 | 0.81673 | 0.81693 | 0.81713 | 0.8173 | 0.81745 | 0.81758 | 0.81769 | 0.81778 | 0.81785 | 0.81789 | 0.81791 | 0.81791
F5_Commercial_School_Existing_Water Heating_Natural Gas_Water Heater_E5 | F5 | Commercial | School | Existing | Water Heating | Natural Gas | Water Heater | E5 | RIM BC Ratio | 0.80181 | 0.80176 | 0.80188 | 0.80161 | 0.80144 | 0.80157 | 0.80196 | 0.80227 | 0.80264 | 0.80298 | 0.80332 | 0.80362 | 0.80394 | 0.80426 | 0.80457 | 0.80487 | 0.80518 | 0.8055 | 0.80583 | 0.80617 | 0.80649 | 0.80683 | 0.80713 | 0.80743 | 0.8077 | 0.80792 | 0.80813 | 0.8083 | 0.80843 | 0.80854 | 0.8086 | 0.80864 | 0.80864
F5_Commercial_School_Existing_Water Heating_Natural Gas_Water Heater_E6 | F5 | Commercial | School | Existing | Water Heating | Natural Gas | Water Heater | E6 | RIM BC Ratio | bar: 2019 to 2051
F5_Commercial_School_Existing_Water Heating_Natural Gas_Water Heater_E7 | F5 | Commercial | School | Existing | Water Heating | Natural Gas | Water Heater | E7 | RIM BC Ratio | bar: 2019 to 2051
F5_Commercial_School_Existing_Water Heating_Natural Gas_Water Heater_E8 | F5 | Commercial | School | Existing | Water Heating | Natural Gas | Water Heater | E8 | RIM BC Ratio | 0 | 0 | 0 | 0 | 0 | 0 | 0 | 0 | 0 | 0 | 0 | 0 | 0 | 0 | 0 | 0 | 0 | 0 | 0 | 0 | 0 | 0 | 0 | 0 | 0 | 0 | 0 | 0 | 0 | 0 | 0 | 0 | 0
F5_Commercial_School_Existing_Water Heating_Natural Gas_Water Heater_E9 | F5 | Commercial | School | Existing | Water Heating | Natural Gas | Water Heater | E9 | RIM BC Ratio | 0 | 0 | 0 | 0 | 0 | 0 | 0 | 0 | 0 | 0 | 0 | 0 | 0 | 0 | 0 | 0 | 0 | 0 | 0 | 0 | 0 | 0 | 0 | 0 | 0 | 0 | 0 | 0 | 0 | 0 | 0 | 0 | 0
F5_Commercial_School_Existing_Water Heating_Natural Gas_Water Heater_E10 | F5 | Commercial | School | Existing | Water Heating | Natural Gas | Water Heater | E10 | RIM BC Ratio | 0 | 0 | 0 | 0 | 0 | 0 | 0 | 0 | 0 | 0 | 0 | 0 | 0 | 0 | 0 | 0 | 0 | 0 | 0 | 0 | 0 | 0 | 0 | 0 | 0 | 0 | 0 | 0 | 0 | 0 | 0 | 0 | 0
F0_Commercial_School_Existing_Food Preparation_Natural Gas_Oven_E0 | F0 | Commercial | School | Existing | Food Preparation | Natural Gas | Oven | E0 | Economic Unit | ENERGY STAR (3.0) | ENERGY STAR (3.0) | ENERGY STAR (3.0) | ENERGY STAR (3.0) | ENERGY STAR (3.0) | ENERGY STAR (3.0) | ENERGY STAR (3.0) | ENERGY STAR (3.0) | ENERGY STAR (3.0) | ENERGY STAR (3.0) | ENERGY STAR (3.0) | ENERGY STAR (3.0) | ENERGY STAR (3.0) | ENERGY STAR (3.0) | ENERGY STAR (3.0) | ENERGY STAR (3.0) | ENERGY STAR (3.0) | ENERGY STAR (3.0) | ENERGY STAR (3.0) | ENERGY STAR (3.0) | ENERGY STAR (3.0) | ENERGY STAR (3.0) | ENERGY STAR (3.0) | ENERGY STAR (3.0) | ENERGY STAR (3.0) | ENERGY STAR (3.0) | ENERGY STAR (3.0) | ENERGY STAR (3.0) | ENERGY STAR (3.0) | ENERGY STAR (3.0) | ENERGY STAR (3.0) | ENERGY STAR (3.0) | ENERGY STAR (3.0)
F1_Commercial_School_Existing_Food Preparation_Natural Gas_Oven_E1 | F1 | Commercial | School | Existing | Food Preparation | Natural Gas | Oven | E1 | CCE | 0 | 0 | 0 | 0 | 0 | 0 | 0 | 0 | 0 | 0 | 0 | 0 | 0 | 0 | 0 | 0 | 0 | 0 | 0 | 0 | 0 | 0 | 0 | 0 | 0 | 0 | 0 | 0 | 0 | 0 | 0 | 0 | 0
F1_Commercial_School_Existing_Food Preparation_Natural Gas_Oven_E2 | F1 | Commercial | School | Existing | Food Preparation | Natural Gas | Oven | E2 | CCE | 0.32507 | 0.33656 | 0.30212 | 0.30779 | 0.30779 | 0.30779 | 0.30779 | 0.30779 | 0.30779 | 0.30779 | 0.30779 | 0.30779 | 0.30779 | 0.30779 | 0.30779 | 0.30779 | 0.30779 | 0.30779 | 0.30779 | 0.30779 | 0.30779 | 0.30779 | 0.30779 | 0.30779 | 0.30779 | 0.30779 | 0.30779 | 0.30779 | 0.30779 | 0.30779 | 0.30779 | 0.30779 | 0.30779
F1_Commercial_School_Existing_Food Preparation_Natural Gas_Oven_E3 | F1 | Commercial | School | Existing | Food Preparation | Natural Gas | Oven | E3 | CCE | 0 | 0 | 0 | 0 | 0 | 0 | 0 | 0 | 0 | 0 | 0 | 0 | 0 | 0 | 0 | 0 | 0 | 0 | 0 | 0 | 0 | 0 | 0 | 0 | 0 | 0 | 0 | 0 | 0 | 0 | 0 | 0 | 0
F1_Commercial_School_Existing_Food Preparation_Natural Gas_Oven_E4 | F1 | Commercial | School | Existing | Food Preparation | Natural Gas | Oven | E4 | CCE | 0 | 0 | 0 | 0 | 0 | 0 | 0 | 0 | 0 | 0 | 0 | 0 | 0 | 0 | 0 | 0 | 0 | 0 | 0 | 0 | 0 | 0 | 0 | 0 | 0 | 0 | 0 | 0 | 0 | 0 | 0 | 0 | 0
F1_Commercial_School_Existing_Food Preparation_Natural Gas_Oven_E5 | F1 | Commercial | School | Existing | Food Preparation | Natural Gas | Oven | E5 | CCE | 0 | 0 | 0 | 0 | 0 | 0 | 0 | 0 | 0 | 0 | 0 | 0 | 0 | 0 | 0 | 0 | 0 | 0 | 0 | 0 | 0 | 0 | 0 | 0 | 0 | 0 | 0 | 0 | 0 | 0 | 0 | 0 | 0
F1_Commercial_School_Existing_Food Preparation_Natural Gas_Oven_E6 | F1 | Commercial | School | Existing | Food Preparation | Natural Gas | Oven | E6 | CCE | 0 | 0 | 0 | 0 | 0 | 0 | 0 | 0 | 0 | 0 | 0 | 0 | 0 | 0 | 0 | 0 | 0 | 0 | 0 | 0 | 0 | 0 | 0 | 0 | 0 | 0 | 0 | 0 | 0 | 0 | 0 | 0 | 0
F1_Commercial_School_Existing_Food Preparation_Natural Gas_Oven_E7 | F1 | Commercial | School | Existing | Food Preparation | Natural Gas | Oven | E7 | CCE | 0 | 0 | 0 | 0 | 0 | 0 | 0 | 0 | 0 | 0 | 0 | 0 | 0 | 0 | 0 | 0 | 0 | 0 | 0 | 0 | 0 | 0 | 0 | 0 | 0 | 0 | 0 | 0 | 0 | 0 | 0 | 0 | 0
F1_Commercial_School_Existing_Food Preparation_Natural Gas_Oven_E8 | F1 | Commercial | School | Existing | Food Preparation | Natural Gas | Oven | E8 | CCE | 0 | 0 | 0 | 0 | 0 | 0 | 0 | 0 | 0 | 0 | 0 | 0 | 0 | 0 | 0 | 0 | 0 | 0 | 0 | 0 | 0 | 0 | 0 | 0 | 0 | 0 | 0 | 0 | 0 | 0 | 0 | 0 | 0
F1_Commercial_School_Existing_Food Preparation_Natural Gas_Oven_E9 | F1 | Commercial | School | Existing | Food Preparation | Natural Gas | Oven | E9 | CCE | 0 | 0 | 0 | 0 | 0 | 0 | 0 | 0 | 0 | 0 | 0 | 0 | 0 | 0 | 0 | 0 | 0 | 0 | 0 | 0 | 0 | 0 | 0 | 0 | 0 | 0 | 0 | 0 | 0 | 0 | 0 | 0 | 0
F1_Commercial_School_Existing_Food Preparation_Natural Gas_Oven_E10 | F1 | Commercial | School | Existing | Food Preparation | Natural Gas | Oven | E10 | CCE | 0 | 0 | 0 | 0 | 0 | 0 | 0 | 0 | 0 | 0 | 0 | 0 | 0 | 0 | 0 | 0 | 0 | 0 | 0 | 0 | 0 | 0 | 0 | 0 | 0 | 0 | 0 | 0 | 0 | 0 | 0 | 0 | 0
F2_Commercial_School_Existing_Food Preparation_Natural Gas_Oven_E1 | F2 | Commercial | School | Existing | Food Preparation | Natural Gas | Oven | E1 | TRC BC Ratio | bar: 2019 to 2051
F2_Commercial_School_Existing_Food Preparation_Natural Gas_Oven_E2 | F2 | Commercial | School | Existing | Food Preparation | Natural Gas | Oven | E2 | TRC BC Ratio | 5.0529 | 5.0541 | 5.0794 | 5.0454 | 5.0252 | 5.0427 | 5.0918 | 5.1313 | 5.1797 | 5.226 | 5.2722 | 5.3151 | 5.3612 | 5.4091 | 5.4549 | 5.5017 | 5.5491 | 5.6007 | 5.6542 | 5.7105 | 5.7652 | 5.8217 | 5.8734 | 5.9266 | 5.9735 | 6.014 | 6.0509 | 6.0828 | 6.1077 | 6.1281 | 6.1393 | 6.1467 | 6.1467
F2_Commercial_School_Existing_Food Preparation_Natural Gas_Oven_E3 | F2 | Commercial | School | Existing | Food Preparation | Natural Gas | Oven | E3 | TRC BC Ratio | 0 | 0 | 0 | 0 | 0 | 0 | 0 | 0 | 0 | 0 | 0 | 0 | 0 | 0 | 0 | 0 | 0 | 0 | 0 | 0 | 0 | 0 | 0 | 0 | 0 | 0 | 0 | 0 | 0 | 0 | 0 | 0 | 0
F2_Commercial_School_Existing_Food Preparation_Natural Gas_Oven_E4 | F2 | Commercial | School | Existing | Food Preparation | Natural Gas | Oven | E4 | TRC BC Ratio | 0 | 0 | 0 | 0 | 0 | 0 | 0 | 0 | 0 | 0 | 0 | 0 | 0 | 0 | 0 | 0 | 0 | 0 | 0 | 0 | 0 | 0 | 0 | 0 | 0 | 0 | 0 | 0 | 0 | 0 | 0 | 0 | 0
F2_Commercial_School_Existing_Food Preparation_Natural Gas_Oven_E5 | F2 | Commercial | School | Existing | Food Preparation | Natural Gas | Oven | E5 | TRC BC Ratio | 0 | 0 | 0 | 0 | 0 | 0 | 0 | 0 | 0 | 0 | 0 | 0 | 0 | 0 | 0 | 0 | 0 | 0 | 0 | 0 | 0 | 0 | 0 | 0 | 0 | 0 | 0 | 0 | 0 | 0 | 0 | 0 | 0
F2_Commercial_School_Existing_Food Preparation_Natural Gas_Oven_E6 | F2 | Commercial | School | Existing | Food Preparation | Natural Gas | Oven | E6 | TRC BC Ratio | 0 | 0 | 0 | 0 | 0 | 0 | 0 | 0 | 0 | 0 | 0 | 0 | 0 | 0 | 0 | 0 | 0 | 0 | 0 | 0 | 0 | 0 | 0 | 0 | 0 | 0 | 0 | 0 | 0 | 0 | 0 | 0 | 0
F2_Commercial_School_Existing_Food Preparation_Natural Gas_Oven_E7 | F2 | Commercial | School | Existing | Food Preparation | Natural Gas | Oven | E7 | TRC BC Ratio | 0 | 0 | 0 | 0 | 0 | 0 | 0 | 0 | 0 | 0 | 0 | 0 | 0 | 0 | 0 | 0 | 0 | 0 | 0 | 0 | 0 | 0 | 0 | 0 | 0 | 0 | 0 | 0 | 0 | 0 | 0 | 0 | 0
F2_Commercial_School_Existing_Food Preparation_Natural Gas_Oven_E8 | F2 | Commercial | School | Existing | Food Preparation | Natural Gas | Oven | E8 | TRC BC Ratio | 0 | 0 | 0 | 0 | 0 | 0 | 0 | 0 | 0 | 0 | 0 | 0 | 0 | 0 | 0 | 0 | 0 | 0 | 0 | 0 | 0 | 0 | 0 | 0 | 0 | 0 | 0 | 0 | 0 | 0 | 0 | 0 | 0
F2_Commercial_School_Existing_Food Preparation_Natural Gas_Oven_E9 | F2 | Commercial | School | Existing | Food Preparation | Natural Gas | Oven | E9 | TRC BC Ratio | 0 | 0 | 0 | 0 | 0 | 0 | 0 | 0 | 0 | 0 | 0 | 0 | 0 | 0 | 0 | 0 | 0 | 0 | 0 | 0 | 0 | 0 | 0 | 0 | 0 | 0 | 0 | 0 | 0 | 0 | 0 | 0 | 0
F2_Commercial_School_Existing_Food Preparation_Natural Gas_Oven_E10 | F2 | Commercial | School | Existing | Food Preparation | Natural Gas | Oven | E10 | TRC BC Ratio | 0 | 0 | 0 | 0 | 0 | 0 | 0 | 0 | 0 | 0 | 0 | 0 | 0 | 0 | 0 | 0 | 0 | 0 | 0 | 0 | 0 | 0 | 0 | 0 | 0 | 0 | 0 | 0 | 0 | 0 | 0 | 0 | 0
F3_Commercial_School_Existing_Food Preparation_Natural Gas_Oven_E1 | F3 | Commercial | School | Existing | Food Preparation | Natural Gas | Oven | E1 | PACT BC Ratio | bar: 2019 to 2051
F3_Commercial_School_Existing_Food Preparation_Natural Gas_Oven_E2 | F3 | Commercial | School | Existing | Food Preparation | Natural Gas | Oven | E2 | PACT BC Ratio | 6.7372 | 6.7388 | 6.7725 | 6.7272 | 6.7003 | 6.7236 | 6.7891 | 6.8417 | 6.9062 | 6.968 | 7.0296 | 7.0868 | 7.1482 | 7.2121 | 7.2732 | 7.3356 | 7.3988 | 7.4676 | 7.5389 | 7.614 | 7.6869 | 7.7623 | 7.8312 | 7.9021 | 7.9647 | 8.0187 | 8.0679 | 8.1103 | 8.1436 | 8.1708 | 8.1857 | 8.1956 | 8.1956
F3_Commercial_School_Existing_Food Preparation_Natural Gas_Oven_E3 | F3 | Commercial | School | Existing | Food Preparation | Natural Gas | Oven | E3 | PACT BC Ratio | 0 | 0 | 0 | 0 | 0 | 0 | 0 | 0 | 0 | 0 | 0 | 0 | 0 | 0 | 0 | 0 | 0 | 0 | 0 | 0 | 0 | 0 | 0 | 0 | 0 | 0 | 0 | 0 | 0 | 0 | 0 | 0 | 0
F3_Commercial_School_Existing_Food Preparation_Natural Gas_Oven_E4 | F3 | Commercial | School | Existing | Food Preparation | Natural Gas | Oven | E4 | PACT BC Ratio | 0 | 0 | 0 | 0 | 0 | 0 | 0 | 0 | 0 | 0 | 0 | 0 | 0 | 0 | 0 | 0 | 0 | 0 | 0 | 0 | 0 | 0 | 0 | 0 | 0 | 0 | 0 | 0 | 0 | 0 | 0 | 0 | 0
F3_Commercial_School_Existing_Food Preparation_Natural Gas_Oven_E5 | F3 | Commercial | School | Existing | Food Preparation | Natural Gas | Oven | E5 | PACT BC Ratio | 0 | 0 | 0 | 0 | 0 | 0 | 0 | 0 | 0 | 0 | 0 | 0 | 0 | 0 | 0 | 0 | 0 | 0 | 0 | 0 | 0 | 0 | 0 | 0 | 0 | 0 | 0 | 0 | 0 | 0 | 0 | 0 | 0
F3_Commercial_School_Existing_Food Preparation_Natural Gas_Oven_E6 | F3 | Commercial | School | Existing | Food Preparation | Natural Gas | Oven | E6 | PACT BC Ratio | 0 | 0 | 0 | 0 | 0 | 0 | 0 | 0 | 0 | 0 | 0 | 0 | 0 | 0 | 0 | 0 | 0 | 0 | 0 | 0 | 0 | 0 | 0 | 0 | 0 | 0 | 0 | 0 | 0 | 0 | 0 | 0 | 0
F3_Commercial_School_Existing_Food Preparation_Natural Gas_Oven_E7 | F3 | Commercial | School | Existing | Food Preparation | Natural Gas | Oven | E7 | PACT BC Ratio | 0 | 0 | 0 | 0 | 0 | 0 | 0 | 0 | 0 | 0 | 0 | 0 | 0 | 0 | 0 | 0 | 0 | 0 | 0 | 0 | 0 | 0 | 0 | 0 | 0 | 0 | 0 | 0 | 0 | 0 | 0 | 0 | 0
F3_Commercial_School_Existing_Food Preparation_Natural Gas_Oven_E8 | F3 | Commercial | School | Existing | Food Preparation | Natural Gas | Oven | E8 | PACT BC Ratio | 0 | 0 | 0 | 0 | 0 | 0 | 0 | 0 | 0 | 0 | 0 | 0 | 0 | 0 | 0 | 0 | 0 | 0 | 0 | 0 | 0 | 0 | 0 | 0 | 0 | 0 | 0 | 0 | 0 | 0 | 0 | 0 | 0
F3_Commercial_School_Existing_Food Preparation_Natural Gas_Oven_E9 | F3 | Commercial | School | Existing | Food Preparation | Natural Gas | Oven | E9 | PACT BC Ratio | 0 | 0 | 0 | 0 | 0 | 0 | 0 | 0 | 0 | 0 | 0 | 0 | 0 | 0 | 0 | 0 | 0 | 0 | 0 | 0 | 0 | 0 | 0 | 0 | 0 | 0 | 0 | 0 | 0 | 0 | 0 | 0 | 0
F3_Commercial_School_Existing_Food Preparation_Natural Gas_Oven_E10 | F3 | Commercial | School | Existing | Food Preparation | Natural Gas | Oven | E10 | PACT BC Ratio | 0 | 0 | 0 | 0 | 0 | 0 | 0 | 0 | 0 | 0 | 0 | 0 | 0 | 0 | 0 | 0 | 0 | 0 | 0 | 0 | 0 | 0 | 0 | 0 | 0 | 0 | 0 | 0 | 0 | 0 | 0 | 0 | 0
F4_Commercial_School_Existing_Food Preparation_Natural Gas_Oven_E1 | F4 | Commercial | School | Existing | Food Preparation | Natural Gas | Oven | E1 | RVT BC Ratio | bar: 2019 to 2051
F4_Commercial_School_Existing_Food Preparation_Natural Gas_Oven_E2 | F4 | Commercial | School | Existing | Food Preparation | Natural Gas | Oven | E2 | RVT BC Ratio | 7.9644 | 7.9662 | 8.0025 | 7.9537 | 7.9247 | 7.9497 | 8.0204 | 8.0771 | 8.1467 | 8.2133 | 8.2797 | 8.3414 | 8.4076 | 8.4765 | 8.5424 | 8.6097 | 8.6778 | 8.752 | 8.8289 | 8.9098 | 8.9885 | 9.0697 | 9.144 | 9.2205 | 9.288 | 9.3462 | 9.3993 | 9.445 | 9.4809 | 9.5103 | 9.5263 | 9.537 | 9.537
F4_Commercial_School_Existing_Food Preparation_Natural Gas_Oven_E3 | F4 | Commercial | School | Existing | Food Preparation | Natural Gas | Oven | E3 | RVT BC Ratio | 0 | 0 | 0 | 0 | 0 | 0 | 0 | 0 | 0 | 0 | 0 | 0 | 0 | 0 | 0 | 0 | 0 | 0 | 0 | 0 | 0 | 0 | 0 | 0 | 0 | 0 | 0 | 0 | 0 | 0 | 0 | 0 | 0
F4_Commercial_School_Existing_Food Preparation_Natural Gas_Oven_E4 | F4 | Commercial | School | Existing | Food Preparation | Natural Gas | Oven | E4 | RVT BC Ratio | 0 | 0 | 0 | 0 | 0 | 0 | 0 | 0 | 0 | 0 | 0 | 0 | 0 | 0 | 0 | 0 | 0 | 0 | 0 | 0 | 0 | 0 | 0 | 0 | 0 | 0 | 0 | 0 | 0 | 0 | 0 | 0 | 0
F4_Commercial_School_Existing_Food Preparation_Natural Gas_Oven_E5 | F4 | Commercial | School | Existing | Food Preparation | Natural Gas | Oven | E5 | RVT BC Ratio | 0 | 0 | 0 | 0 | 0 | 0 | 0 | 0 | 0 | 0 | 0 | 0 | 0 | 0 | 0 | 0 | 0 | 0 | 0 | 0 | 0 | 0 | 0 | 0 | 0 | 0 | 0 | 0 | 0 | 0 | 0 | 0 | 0
F4_Commercial_School_Existing_Food Preparation_Natural Gas_Oven_E6 | F4 | Commercial | School | Existing | Food Preparation | Natural Gas | Oven | E6 | RVT BC Ratio | 0 | 0 | 0 | 0 | 0 | 0 | 0 | 0 | 0 | 0 | 0 | 0 | 0 | 0 | 0 | 0 | 0 | 0 | 0 | 0 | 0 | 0 | 0 | 0 | 0 | 0 | 0 | 0 | 0 | 0 | 0 | 0 | 0
F4_Commercial_School_Existing_Food Preparation_Natural Gas_Oven_E7 | F4 | Commercial | School | Existing | Food Preparation | Natural Gas | Oven | E7 | RVT BC Ratio | 0 | 0 | 0 | 0 | 0 | 0 | 0 | 0 | 0 | 0 | 0 | 0 | 0 | 0 | 0 | 0 | 0 | 0 | 0 | 0 | 0 | 0 | 0 | 0 | 0 | 0 | 0 | 0 | 0 | 0 | 0 | 0 | 0
F4_Commercial_School_Existing_Food Preparation_Natural Gas_Oven_E8 | F4 | Commercial | School | Existing | Food Preparation | Natural Gas | Oven | E8 | RVT BC Ratio | 0 | 0 | 0 | 0 | 0 | 0 | 0 | 0 | 0 | 0 | 0 | 0 | 0 | 0 | 0 | 0 | 0 | 0 | 0 | 0 | 0 | 0 | 0 | 0 | 0 | 0 | 0 | 0 | 0 | 0 | 0 | 0 | 0
F4_Commercial_School_Existing_Food Preparation_Natural Gas_Oven_E9 | F4 | Commercial | School | Existing | Food Preparation | Natural Gas | Oven | E9 | RVT BC Ratio | 0 | 0 | 0 | 0 | 0 | 0 | 0 | 0 | 0 | 0 | 0 | 0 | 0 | 0 | 0 | 0 | 0 | 0 | 0 | 0 | 0 | 0 | 0 | 0 | 0 | 0 | 0 | 0 | 0 | 0 | 0 | 0 | 0
F4_Commercial_School_Existing_Food Preparation_Natural Gas_Oven_E10 | F4 | Commercial | School | Existing | Food Preparation | Natural Gas | Oven | E10 | RVT BC Ratio | 0 | 0 | 0 | 0 | 0 | 0 | 0 | 0 | 0 | 0 | 0 | 0 | 0 | 0 | 0 | 0 | 0 | 0 | 0 | 0 | 0 | 0 | 0 | 0 | 0 | 0 | 0 | 0 | 0 | 0 | 0 | 0 | 0
F5_Commercial_School_Existing_Food Preparation_Natural Gas_Oven_E1 | F5 | Commercial | School | Existing | Food Preparation | Natural Gas | Oven | E1 | RIM BC Ratio | bar: 2019 to 2051
F5_Commercial_School_Existing_Food Preparation_Natural Gas_Oven_E2 | F5 | Commercial | School | Existing | Food Preparation | Natural Gas | Oven | E2 | RIM BC Ratio | 0.74267 | 0.74269 | 0.7431 | 0.74255 | 0.74222 | 0.7425 | 0.7433 | 0.74392 | 0.74468 | 0.74539 | 0.74609 | 0.74673 | 0.74741 | 0.7481 | 0.74875 | 0.74941 | 0.75006 | 0.75076 | 0.75148 | 0.75222 | 0.75292 | 0.75364 | 0.75428 | 0.75494 | 0.7555 | 0.75599 | 0.75642 | 0.75679 | 0.75708 | 0.75732 | 0.75744 | 0.75753 | 0.75753
F5_Commercial_School_Existing_Food Preparation_Natural Gas_Oven_E3 | F5 | Commercial | School | Existing | Food Preparation | Natural Gas | Oven | E3 | RIM BC Ratio | 0 | 0 | 0 | 0 | 0 | 0 | 0 | 0 | 0 | 0 | 0 | 0 | 0 | 0 | 0 | 0 | 0 | 0 | 0 | 0 | 0 | 0 | 0 | 0 | 0 | 0 | 0 | 0 | 0 | 0 | 0 | 0 | 0
F5_Commercial_School_Existing_Food Preparation_Natural Gas_Oven_E4 | F5 | Commercial | School | Existing | Food Preparation | Natural Gas | Oven | E4 | RIM BC Ratio | 0 | 0 | 0 | 0 | 0 | 0 | 0 | 0 | 0 | 0 | 0 | 0 | 0 | 0 | 0 | 0 | 0 | 0 | 0 | 0 | 0 | 0 | 0 | 0 | 0 | 0 | 0 | 0 | 0 | 0 | 0 | 0 | 0
F5_Commercial_School_Existing_Food Preparation_Natural Gas_Oven_E5 | F5 | Commercial | School | Existing | Food Preparation | Natural Gas | Oven | E5 | RIM BC Ratio | 0 | 0 | 0 | 0 | 0 | 0 | 0 | 0 | 0 | 0 | 0 | 0 | 0 | 0 | 0 | 0 | 0 | 0 | 0 | 0 | 0 | 0 | 0 | 0 | 0 | 0 | 0 | 0 | 0 | 0 | 0 | 0 | 0
F5_Commercial_School_Existing_Food Preparation_Natural Gas_Oven_E6 | F5 | Commercial | School | Existing | Food Preparation | Natural Gas | Oven | E6 | RIM BC Ratio | 0 | 0 | 0 | 0 | 0 | 0 | 0 | 0 | 0 | 0 | 0 | 0 | 0 | 0 | 0 | 0 | 0 | 0 | 0 | 0 | 0 | 0 | 0 | 0 | 0 | 0 | 0 | 0 | 0 | 0 | 0 | 0 | 0
F5_Commercial_School_Existing_Food Preparation_Natural Gas_Oven_E7 | F5 | Commercial | School | Existing | Food Preparation | Natural Gas | Oven | E7 | RIM BC Ratio | 0 | 0 | 0 | 0 | 0 | 0 | 0 | 0 | 0 | 0 | 0 | 0 | 0 | 0 | 0 | 0 | 0 | 0 | 0 | 0 | 0 | 0 | 0 | 0 | 0 | 0 | 0 | 0 | 0 | 0 | 0 | 0 | 0
F5_Commercial_School_Existing_Food Preparation_Natural Gas_Oven_E8 | F5 | Commercial | School | Existing | Food Preparation | Natural Gas | Oven | E8 | RIM BC Ratio | 0 | 0 | 0 | 0 | 0 | 0 | 0 | 0 | 0 | 0 | 0 | 0 | 0 | 0 | 0 | 0 | 0 | 0 | 0 | 0 | 0 | 0 | 0 | 0 | 0 | 0 | 0 | 0 | 0 | 0 | 0 | 0 | 0
F5_Commercial_School_Existing_Food Preparation_Natural Gas_Oven_E9 | F5 | Commercial | School | Existing | Food Preparation | Natural Gas | Oven | E9 | RIM BC Ratio | 0 | 0 | 0 | 0 | 0 | 0 | 0 | 0 | 0 | 0 | 0 | 0 | 0 | 0 | 0 | 0 | 0 | 0 | 0 | 0 | 0 | 0 | 0 | 0 | 0 | 0 | 0 | 0 | 0 | 0 | 0 | 0 | 0
F5_Commercial_School_Existing_Food Preparation_Natural Gas_Oven_E10 | F5 | Commercial | School | Existing | Food Preparation | Natural Gas | Oven | E10 | RIM BC Ratio | 0 | 0 | 0 | 0 | 0 | 0 | 0 | 0 | 0 | 0 | 0 | 0 | 0 | 0 | 0 | 0 | 0 | 0 | 0 | 0 | 0 | 0 | 0 | 0 | 0 | 0 | 0 | 0 | 0 | 0 | 0 | 0 | 0
F0_Commercial_School_Existing_Food Preparation_Natural Gas_Conveyor Oven_E0 | F0 | Commercial | School | Existing | Food Preparation | Natural Gas | Conveyor Oven | E0 | Economic Unit | Efficient (>44% Baking Efficiency) | Efficient (>44% Baking Efficiency) | Efficient (>44% Baking Efficiency) | Efficient (>44% Baking Efficiency) | Efficient (>44% Baking Efficiency) | Efficient (>44% Baking Efficiency) | Efficient (>44% Baking Efficiency) | Efficient (>44% Baking Efficiency) | Efficient (>44% Baking Efficiency) | Efficient (>44% Baking Efficiency) | Efficient (>44% Baking Efficiency) | Efficient (>44% Baking Efficiency) | Efficient (>44% Baking Efficiency) | Efficient (>44% Baking Efficiency) | Efficient (>44% Baking Efficiency) | Efficient (>44% Baking Efficiency) | Efficient (>44% Baking Efficiency) | Efficient (>44% Baking Efficiency) | Efficient (>44% Baking Efficiency) | Efficient (>44% Baking Efficiency) | Efficient (>44% Baking Efficiency) | Efficient (>44% Baking Efficiency) | Efficient (>44% Baking Efficiency) | Efficient (>44% Baking Efficiency) | Efficient (>44% Baking Efficiency) | Efficient (>44% Baking Efficiency) | Efficient (>44% Baking Efficiency) | Efficient (>44% Baking Efficiency) | Efficient (>44% Baking Efficiency) | Efficient (>44% Baking Efficiency) | Efficient (>44% Baking Efficiency) | Efficient (>44% Baking Efficiency) | Efficient (>44% Baking Efficiency)
F1_Commercial_School_Existing_Food Preparation_Natural Gas_Conveyor Oven_E1 | F1 | Commercial | School | Existing | Food Preparation | Natural Gas | Conveyor Oven | E1 | CCE | 0 | 0 | 0 | 0 | 0 | 0 | 0 | 0 | 0 | 0 | 0 | 0 | 0 | 0 | 0 | 0 | 0 | 0 | 0 | 0 | 0 | 0 | 0 | 0 | 0 | 0 | 0 | 0 | 0 | 0 | 0 | 0 | 0
F1_Commercial_School_Existing_Food Preparation_Natural Gas_Conveyor Oven_E2 | F1 | Commercial | School | Existing | Food Preparation | Natural Gas | Conveyor Oven | E2 | CCE | 0.32888 | 0.3405 | 0.30566 | 0.31139 | 0.31139 | 0.31139 | 0.31139 | 0.31139 | 0.31139 | 0.31139 | 0.31139 | 0.31139 | 0.31139 | 0.31139 | 0.31139 | 0.31139 | 0.31139 | 0.31139 | 0.31139 | 0.31139 | 0.31139 | 0.31139 | 0.31139 | 0.31139 | 0.31139 | 0.31139 | 0.31139 | 0.31139 | 0.31139 | 0.31139 | 0.31139 | 0.31139 | 0.31139
F1_Commercial_School_Existing_Food Preparation_Natural Gas_Conveyor Oven_E3 | F1 | Commercial | School | Existing | Food Preparation | Natural Gas | Conveyor Oven | E3 | CCE | 0 | 0 | 0 | 0 | 0 | 0 | 0 | 0 | 0 | 0 | 0 | 0 | 0 | 0 | 0 | 0 | 0 | 0 | 0 | 0 | 0 | 0 | 0 | 0 | 0 | 0 | 0 | 0 | 0 | 0 | 0 | 0 | 0
F1_Commercial_School_Existing_Food Preparation_Natural Gas_Conveyor Oven_E4 | F1 | Commercial | School | Existing | Food Preparation | Natural Gas | Conveyor Oven | E4 | CCE | 0 | 0 | 0 | 0 | 0 | 0 | 0 | 0 | 0 | 0 | 0 | 0 | 0 | 0 | 0 | 0 | 0 | 0 | 0 | 0 | 0 | 0 | 0 | 0 | 0 | 0 | 0 | 0 | 0 | 0 | 0 | 0 | 0
F1_Commercial_School_Existing_Food Preparation_Natural Gas_Conveyor Oven_E5 | F1 | Commercial | School | Existing | Food Preparation | Natural Gas | Conveyor Oven | E5 | CCE | 0 | 0 | 0 | 0 | 0 | 0 | 0 | 0 | 0 | 0 | 0 | 0 | 0 | 0 | 0 | 0 | 0 | 0 | 0 | 0 | 0 | 0 | 0 | 0 | 0 | 0 | 0 | 0 | 0 | 0 | 0 | 0 | 0
F1_Commercial_School_Existing_Food Preparation_Natural Gas_Conveyor Oven_E6 | F1 | Commercial | School | Existing | Food Preparation | Natural Gas | Conveyor Oven | E6 | CCE | 0 | 0 | 0 | 0 | 0 | 0 | 0 | 0 | 0 | 0 | 0 | 0 | 0 | 0 | 0 | 0 | 0 | 0 | 0 | 0 | 0 | 0 | 0 | 0 | 0 | 0 | 0 | 0 | 0 | 0 | 0 | 0 | 0
F1_Commercial_School_Existing_Food Preparation_Natural Gas_Conveyor Oven_E7 | F1 | Commercial | School | Existing | Food Preparation | Natural Gas | Conveyor Oven | E7 | CCE | 0 | 0 | 0 | 0 | 0 | 0 | 0 | 0 | 0 | 0 | 0 | 0 | 0 | 0 | 0 | 0 | 0 | 0 | 0 | 0 | 0 | 0 | 0 | 0 | 0 | 0 | 0 | 0 | 0 | 0 | 0 | 0 | 0
F1_Commercial_School_Existing_Food Preparation_Natural Gas_Conveyor Oven_E8 | F1 | Commercial | School | Existing | Food Preparation | Natural Gas | Conveyor Oven | E8 | CCE | 0 | 0 | 0 | 0 | 0 | 0 | 0 | 0 | 0 | 0 | 0 | 0 | 0 | 0 | 0 | 0 | 0 | 0 | 0 | 0 | 0 | 0 | 0 | 0 | 0 | 0 | 0 | 0 | 0 | 0 | 0 | 0 | 0
F1_Commercial_School_Existing_Food Preparation_Natural Gas_Conveyor Oven_E9 | F1 | Commercial | School | Existing | Food Preparation | Natural Gas | Conveyor Oven | E9 | CCE | 0 | 0 | 0 | 0 | 0 | 0 | 0 | 0 | 0 | 0 | 0 | 0 | 0 | 0 | 0 | 0 | 0 | 0 | 0 | 0 | 0 | 0 | 0 | 0 | 0 | 0 | 0 | 0 | 0 | 0 | 0 | 0 | 0
F1_Commercial_School_Existing_Food Preparation_Natural Gas_Conveyor Oven_E10 | F1 | Commercial | School | Existing | Food Preparation | Natural Gas | Conveyor Oven | E10 | CCE | 0 | 0 | 0 | 0 | 0 | 0 | 0 | 0 | 0 | 0 | 0 | 0 | 0 | 0 | 0 | 0 | 0 | 0 | 0 | 0 | 0 | 0 | 0 | 0 | 0 | 0 | 0 | 0 | 0 | 0 | 0 | 0 | 0
F2_Commercial_School_Existing_Food Preparation_Natural Gas_Conveyor Oven_E1 | F2 | Commercial | School | Existing | Food Preparation | Natural Gas | Conveyor Oven | E1 | TRC BC Ratio | bar: 2019 to 2051
F2_Commercial_School_Existing_Food Preparation_Natural Gas_Conveyor Oven_E2 | F2 | Commercial | School | Existing | Food Preparation | Natural Gas | Conveyor Oven | E2 | TRC BC Ratio | 5.054 | 5.0691 | 5.0998 | 5.0904 | 5.0904 | 5.1163 | 5.1641 | 5.206 | 5.2546 | 5.3028 | 5.3514 | 5.3984 | 5.4475 | 5.4983 | 5.5473 | 5.5964 | 5.6439 | 5.6922 | 5.7391 | 5.785 | 5.8272 | 5.8686 | 5.9051 | 5.9416 | 5.9733 | 6.0006 | 6.0255 | 6.047 | 6.0638 | 6.0776 | 6.0851 | 6.0902 | 6.0902
F2_Commercial_School_Existing_Food Preparation_Natural Gas_Conveyor Oven_E3 | F2 | Commercial | School | Existing | Food Preparation | Natural Gas | Conveyor Oven | E3 | TRC BC Ratio | 0 | 0 | 0 | 0 | 0 | 0 | 0 | 0 | 0 | 0 | 0 | 0 | 0 | 0 | 0 | 0 | 0 | 0 | 0 | 0 | 0 | 0 | 0 | 0 | 0 | 0 | 0 | 0 | 0 | 0 | 0 | 0 | 0
F2_Commercial_School_Existing_Food Preparation_Natural Gas_Conveyor Oven_E4 | F2 | Commercial | School | Existing | Food Preparation | Natural Gas | Conveyor Oven | E4 | TRC BC Ratio | 0 | 0 | 0 | 0 | 0 | 0 | 0 | 0 | 0 | 0 | 0 | 0 | 0 | 0 | 0 | 0 | 0 | 0 | 0 | 0 | 0 | 0 | 0 | 0 | 0 | 0 | 0 | 0 | 0 | 0 | 0 | 0 | 0
F2_Commercial_School_Existing_Food Preparation_Natural Gas_Conveyor Oven_E5 | F2 | Commercial | School | Existing | Food Preparation | Natural Gas | Conveyor Oven | E5 | TRC BC Ratio | 0 | 0 | 0 | 0 | 0 | 0 | 0 | 0 | 0 | 0 | 0 | 0 | 0 | 0 | 0 | 0 | 0 | 0 | 0 | 0 | 0 | 0 | 0 | 0 | 0 | 0 | 0 | 0 | 0 | 0 | 0 | 0 | 0
F2_Commercial_School_Existing_Food Preparation_Natural Gas_Conveyor Oven_E6 | F2 | Commercial | School | Existing | Food Preparation | Natural Gas | Conveyor Oven | E6 | TRC BC Ratio | 0 | 0 | 0 | 0 | 0 | 0 | 0 | 0 | 0 | 0 | 0 | 0 | 0 | 0 | 0 | 0 | 0 | 0 | 0 | 0 | 0 | 0 | 0 | 0 | 0 | 0 | 0 | 0 | 0 | 0 | 0 | 0 | 0
F2_Commercial_School_Existing_Food Preparation_Natural Gas_Conveyor Oven_E7 | F2 | Commercial | School | Existing | Food Preparation | Natural Gas | Conveyor Oven | E7 | TRC BC Ratio | 0 | 0 | 0 | 0 | 0 | 0 | 0 | 0 | 0 | 0 | 0 | 0 | 0 | 0 | 0 | 0 | 0 | 0 | 0 | 0 | 0 | 0 | 0 | 0 | 0 | 0 | 0 | 0 | 0 | 0 | 0 | 0 | 0
F2_Commercial_School_Existing_Food Preparation_Natural Gas_Conveyor Oven_E8 | F2 | Commercial | School | Existing | Food Preparation | Natural Gas | Conveyor Oven | E8 | TRC BC Ratio | 0 | 0 | 0 | 0 | 0 | 0 | 0 | 0 | 0 | 0 | 0 | 0 | 0 | 0 | 0 | 0 | 0 | 0 | 0 | 0 | 0 | 0 | 0 | 0 | 0 | 0 | 0 | 0 | 0 | 0 | 0 | 0 | 0
F2_Commercial_School_Existing_Food Preparation_Natural Gas_Conveyor Oven_E9 | F2 | Commercial | School | Existing | Food Preparation | Natural Gas | Conveyor Oven | E9 | TRC BC Ratio | 0 | 0 | 0 | 0 | 0 | 0 | 0 | 0 | 0 | 0 | 0 | 0 | 0 | 0 | 0 | 0 | 0 | 0 | 0 | 0 | 0 | 0 | 0 | 0 | 0 | 0 | 0 | 0 | 0 | 0 | 0 | 0 | 0
F2_Commercial_School_Existing_Food Preparation_Natural Gas_Conveyor Oven_E10 | F2 | Commercial | School | Existing | Food Preparation | Natural Gas | Conveyor Oven | E10 | TRC BC Ratio | 0 | 0 | 0 | 0 | 0 | 0 | 0 | 0 | 0 | 0 | 0 | 0 | 0 | 0 | 0 | 0 | 0 | 0 | 0 | 0 | 0 | 0 | 0 | 0 | 0 | 0 | 0 | 0 | 0 | 0 | 0 | 0 | 0
F3_Commercial_School_Existing_Food Preparation_Natural Gas_Conveyor Oven_E1 | F3 | Commercial | School | Existing | Food Preparation | Natural Gas | Conveyor Oven | E1 | PACT BC Ratio | bar: 2019 to 2051
F3_Commercial_School_Existing_Food Preparation_Natural Gas_Conveyor Oven_E2 | F3 | Commercial | School | Existing | Food Preparation | Natural Gas | Conveyor Oven | E2 | PACT BC Ratio | 6.7386 | 6.7588 | 6.7997 | 6.7872 | 6.7872 | 6.8218 | 6.8855 | 6.9414 | 7.0062 | 7.0703 | 7.1352 | 7.1978 | 7.2633 | 7.3311 | 7.3964 | 7.4618 | 7.5252 | 7.5896 | 7.6521 | 7.7133 | 7.7696 | 7.8249 | 7.8735 | 7.9222 | 7.9644 | 8.0009 | 8.0341 | 8.0627 | 8.0851 | 8.1035 | 8.1135 | 8.1202 | 8.1202
F3_Commercial_School_Existing_Food Preparation_Natural Gas_Conveyor Oven_E3 | F3 | Commercial | School | Existing | Food Preparation | Natural Gas | Conveyor Oven | E3 | PACT BC Ratio | 0 | 0 | 0 | 0 | 0 | 0 | 0 | 0 | 0 | 0 | 0 | 0 | 0 | 0 | 0 | 0 | 0 | 0 | 0 | 0 | 0 | 0 | 0 | 0 | 0 | 0 | 0 | 0 | 0 | 0 | 0 | 0 | 0
F3_Commercial_School_Existing_Food Preparation_Natural Gas_Conveyor Oven_E4 | F3 | Commercial | School | Existing | Food Preparation | Natural Gas | Conveyor Oven | E4 | PACT BC Ratio | 0 | 0 | 0 | 0 | 0 | 0 | 0 | 0 | 0 | 0 | 0 | 0 | 0 | 0 | 0 | 0 | 0 | 0 | 0 | 0 | 0 | 0 | 0 | 0 | 0 | 0 | 0 | 0 | 0 | 0 | 0 | 0 | 0
F3_Commercial_School_Existing_Food Preparation_Natural Gas_Conveyor Oven_E5 | F3 | Commercial | School | Existing | Food Preparation | Natural Gas | Conveyor Oven | E5 | PACT BC Ratio | 0 | 0 | 0 | 0 | 0 | 0 | 0 | 0 | 0 | 0 | 0 | 0 | 0 | 0 | 0 | 0 | 0 | 0 | 0 | 0 | 0 | 0 | 0 | 0 | 0 | 0 | 0 | 0 | 0 | 0 | 0 | 0 | 0
F3_Commercial_School_Existing_Food Preparation_Natural Gas_Conveyor Oven_E6 | F3 | Commercial | School | Existing | Food Preparation | Natural Gas | Conveyor Oven | E6 | PACT BC Ratio | 0 | 0 | 0 | 0 | 0 | 0 | 0 | 0 | 0 | 0 | 0 | 0 | 0 | 0 | 0 | 0 | 0 | 0 | 0 | 0 | 0 | 0 | 0 | 0 | 0 | 0 | 0 | 0 | 0 | 0 | 0 | 0 | 0
F3_Commercial_School_Existing_Food Preparation_Natural Gas_Conveyor Oven_E7 | F3 | Commercial | School | Existing | Food Preparation | Natural Gas | Conveyor Oven | E7 | PACT BC Ratio | 0 | 0 | 0 | 0 | 0 | 0 | 0 | 0 | 0 | 0 | 0 | 0 | 0 | 0 | 0 | 0 | 0 | 0 | 0 | 0 | 0 | 0 | 0 | 0 | 0 | 0 | 0 | 0 | 0 | 0 | 0 | 0 | 0
F3_Commercial_School_Existing_Food Preparation_Natural Gas_Conveyor Oven_E8 | F3 | Commercial | School | Existing | Food Preparation | Natural Gas | Conveyor Oven | E8 | PACT BC Ratio | 0 | 0 | 0 | 0 | 0 | 0 | 0 | 0 | 0 | 0 | 0 | 0 | 0 | 0 | 0 | 0 | 0 | 0 | 0 | 0 | 0 | 0 | 0 | 0 | 0 | 0 | 0 | 0 | 0 | 0 | 0 | 0 | 0
F3_Commercial_School_Existing_Food Preparation_Natural Gas_Conveyor Oven_E9 | F3 | Commercial | School | Existing | Food Preparation | Natural Gas | Conveyor Oven | E9 | PACT BC Ratio | 0 | 0 | 0 | 0 | 0 | 0 | 0 | 0 | 0 | 0 | 0 | 0 | 0 | 0 | 0 | 0 | 0 | 0 | 0 | 0 | 0 | 0 | 0 | 0 | 0 | 0 | 0 | 0 | 0 | 0 | 0 | 0 | 0
F3_Commercial_School_Existing_Food Preparation_Natural Gas_Conveyor Oven_E10 | F3 | Commercial | School | Existing | Food Preparation | Natural Gas | Conveyor Oven | E10 | PACT BC Ratio | 0 | 0 | 0 | 0 | 0 | 0 | 0 | 0 | 0 | 0 | 0 | 0 | 0 | 0 | 0 | 0 | 0 | 0 | 0 | 0 | 0 | 0 | 0 | 0 | 0 | 0 | 0 | 0 | 0 | 0 | 0 | 0 | 0
F4_Commercial_School_Existing_Food Preparation_Natural Gas_Conveyor Oven_E1 | F4 | Commercial | School | Existing | Food Preparation | Natural Gas | Conveyor Oven | E1 | RVT BC Ratio | bar: 2019 to 2051
F4_Commercial_School_Existing_Food Preparation_Natural Gas_Conveyor Oven_E2 | F4 | Commercial | School | Existing | Food Preparation | Natural Gas | Conveyor Oven | E2 | RVT BC Ratio | 7.966 | 7.9877 | 8.0318 | 8.0183 | 8.0184 | 8.0556 | 8.1243 | 8.1846 | 8.2545 | 8.3237 | 8.3936 | 8.4611 | 8.5318 | 8.6048 | 8.6753 | 8.7458 | 8.8142 | 8.8835 | 8.951 | 9.0169 | 9.0777 | 9.1372 | 9.1896 | 9.2422 | 9.2877 | 9.327 | 9.3628 | 9.3937 | 9.4179 | 9.4377 | 9.4485 | 9.4557 | 9.4557
F4_Commercial_School_Existing_Food Preparation_Natural Gas_Conveyor Oven_E3 | F4 | Commercial | School | Existing | Food Preparation | Natural Gas | Conveyor Oven | E3 | RVT BC Ratio | 0 | 0 | 0 | 0 | 0 | 0 | 0 | 0 | 0 | 0 | 0 | 0 | 0 | 0 | 0 | 0 | 0 | 0 | 0 | 0 | 0 | 0 | 0 | 0 | 0 | 0 | 0 | 0 | 0 | 0 | 0 | 0 | 0
F4_Commercial_School_Existing_Food Preparation_Natural Gas_Conveyor Oven_E4 | F4 | Commercial | School | Existing | Food Preparation | Natural Gas | Conveyor Oven | E4 | RVT BC Ratio | 0 | 0 | 0 | 0 | 0 | 0 | 0 | 0 | 0 | 0 | 0 | 0 | 0 | 0 | 0 | 0 | 0 | 0 | 0 | 0 | 0 | 0 | 0 | 0 | 0 | 0 | 0 | 0 | 0 | 0 | 0 | 0 | 0
F4_Commercial_School_Existing_Food Preparation_Natural Gas_Conveyor Oven_E5 | F4 | Commercial | School | Existing | Food Preparation | Natural Gas | Conveyor Oven | E5 | RVT BC Ratio | 0 | 0 | 0 | 0 | 0 | 0 | 0 | 0 | 0 | 0 | 0 | 0 | 0 | 0 | 0 | 0 | 0 | 0 | 0 | 0 | 0 | 0 | 0 | 0 | 0 | 0 | 0 | 0 | 0 | 0 | 0 | 0 | 0
F4_Commercial_School_Existing_Food Preparation_Natural Gas_Conveyor Oven_E6 | F4 | Commercial | School | Existing | Food Preparation | Natural Gas | Conveyor Oven | E6 | RVT BC Ratio | 0 | 0 | 0 | 0 | 0 | 0 | 0 | 0 | 0 | 0 | 0 | 0 | 0 | 0 | 0 | 0 | 0 | 0 | 0 | 0 | 0 | 0 | 0 | 0 | 0 | 0 | 0 | 0 | 0 | 0 | 0 | 0 | 0
F4_Commercial_School_Existing_Food Preparation_Natural Gas_Conveyor Oven_E7 | F4 | Commercial | School | Existing | Food Preparation | Natural Gas | Conveyor Oven | E7 | RVT BC Ratio | 0 | 0 | 0 | 0 | 0 | 0 | 0 | 0 | 0 | 0 | 0 | 0 | 0 | 0 | 0 | 0 | 0 | 0 | 0 | 0 | 0 | 0 | 0 | 0 | 0 | 0 | 0 | 0 | 0 | 0 | 0 | 0 | 0
F4_Commercial_School_Existing_Food Preparation_Natural Gas_Conveyor Oven_E8 | F4 | Commercial | School | Existing | Food Preparation | Natural Gas | Conveyor Oven | E8 | RVT BC Ratio | 0 | 0 | 0 | 0 | 0 | 0 | 0 | 0 | 0 | 0 | 0 | 0 | 0 | 0 | 0 | 0 | 0 | 0 | 0 | 0 | 0 | 0 | 0 | 0 | 0 | 0 | 0 | 0 | 0 | 0 | 0 | 0 | 0
F4_Commercial_School_Existing_Food Preparation_Natural Gas_Conveyor Oven_E9 | F4 | Commercial | School | Existing | Food Preparation | Natural Gas | Conveyor Oven | E9 | RVT BC Ratio | 0 | 0 | 0 | 0 | 0 | 0 | 0 | 0 | 0 | 0 | 0 | 0 | 0 | 0 | 0 | 0 | 0 | 0 | 0 | 0 | 0 | 0 | 0 | 0 | 0 | 0 | 0 | 0 | 0 | 0 | 0 | 0 | 0
F4_Commercial_School_Existing_Food Preparation_Natural Gas_Conveyor Oven_E10 | F4 | Commercial | School | Existing | Food Preparation | Natural Gas | Conveyor Oven | E10 | RVT BC Ratio | 0 | 0 | 0 | 0 | 0 | 0 | 0 | 0 | 0 | 0 | 0 | 0 | 0 | 0 | 0 | 0 | 0 | 0 | 0 | 0 | 0 | 0 | 0 | 0 | 0 | 0 | 0 | 0 | 0 | 0 | 0 | 0 | 0
F5_Commercial_School_Existing_Food Preparation_Natural Gas_Conveyor Oven_E1 | F5 | Commercial | School | Existing | Food Preparation | Natural Gas | Conveyor Oven | E1 | RIM BC Ratio | bar: 2019 to 2051
F5_Commercial_School_Existing_Food Preparation_Natural Gas_Conveyor Oven_E2 | F5 | Commercial | School | Existing | Food Preparation | Natural Gas | Conveyor Oven | E2 | RIM BC Ratio | 0.74269 | 0.74293 | 0.74342 | 0.74327 | 0.74327 | 0.74369 | 0.74444 | 0.74509 | 0.74583 | 0.74655 | 0.74726 | 0.74795 | 0.74865 | 0.74936 | 0.75004 | 0.75071 | 0.75134 | 0.75198 | 0.75259 | 0.75318 | 0.75371 | 0.75423 | 0.75467 | 0.75512 | 0.7555 | 0.75583 | 0.75612 | 0.75638 | 0.75657 | 0.75673 | 0.75682 | 0.75688 | 0.75688
F5_Commercial_School_Existing_Food Preparation_Natural Gas_Conveyor Oven_E3 | F5 | Commercial | School | Existing | Food Preparation | Natural Gas | Conveyor Oven | E3 | RIM BC Ratio | 0 | 0 | 0 | 0 | 0 | 0 | 0 | 0 | 0 | 0 | 0 | 0 | 0 | 0 | 0 | 0 | 0 | 0 | 0 | 0 | 0 | 0 | 0 | 0 | 0 | 0 | 0 | 0 | 0 | 0 | 0 | 0 | 0
F5_Commercial_School_Existing_Food Preparation_Natural Gas_Conveyor Oven_E4 | F5 | Commercial | School | Existing | Food Preparation | Natural Gas | Conveyor Oven | E4 | RIM BC Ratio | 0 | 0 | 0 | 0 | 0 | 0 | 0 | 0 | 0 | 0 | 0 | 0 | 0 | 0 | 0 | 0 | 0 | 0 | 0 | 0 | 0 | 0 | 0 | 0 | 0 | 0 | 0 | 0 | 0 | 0 | 0 | 0 | 0
F5_Commercial_School_Existing_Food Preparation_Natural Gas_Conveyor Oven_E5 | F5 | Commercial | School | Existing | Food Preparation | Natural Gas | Conveyor Oven | E5 | RIM BC Ratio | 0 | 0 | 0 | 0 | 0 | 0 | 0 | 0 | 0 | 0 | 0 | 0 | 0 | 0 | 0 | 0 | 0 | 0 | 0 | 0 | 0 | 0 | 0 | 0 | 0 | 0 | 0 | 0 | 0 | 0 | 0 | 0 | 0
F5_Commercial_School_Existing_Food Preparation_Natural Gas_Conveyor Oven_E6 | F5 | Commercial | School | Existing | Food Preparation | Natural Gas | Conveyor Oven | E6 | RIM BC Ratio | 0 | 0 | 0 | 0 | 0 | 0 | 0 | 0 | 0 | 0 | 0 | 0 | 0 | 0 | 0 | 0 | 0 | 0 | 0 | 0 | 0 | 0 | 0 | 0 | 0 | 0 | 0 | 0 | 0 | 0 | 0 | 0 | 0
F5_Commercial_School_Existing_Food Preparation_Natural Gas_Conveyor Oven_E7 | F5 | Commercial | School | Existing | Food Preparation | Natural Gas | Conveyor Oven | E7 | RIM BC Ratio | 0 | 0 | 0 | 0 | 0 | 0 | 0 | 0 | 0 | 0 | 0 | 0 | 0 | 0 | 0 | 0 | 0 | 0 | 0 | 0 | 0 | 0 | 0 | 0 | 0 | 0 | 0 | 0 | 0 | 0 | 0 | 0 | 0
F5_Commercial_School_Existing_Food Preparation_Natural Gas_Conveyor Oven_E8 | F5 | Commercial | School | Existing | Food Preparation | Natural Gas | Conveyor Oven | E8 | RIM BC Ratio | 0 | 0 | 0 | 0 | 0 | 0 | 0 | 0 | 0 | 0 | 0 | 0 | 0 | 0 | 0 | 0 | 0 | 0 | 0 | 0 | 0 | 0 | 0 | 0 | 0 | 0 | 0 | 0 | 0 | 0 | 0 | 0 | 0
F5_Commercial_School_Existing_Food Preparation_Natural Gas_Conveyor Oven_E9 | F5 | Commercial | School | Existing | Food Preparation | Natural Gas | Conveyor Oven | E9 | RIM BC Ratio | 0 | 0 | 0 | 0 | 0 | 0 | 0 | 0 | 0 | 0 | 0 | 0 | 0 | 0 | 0 | 0 | 0 | 0 | 0 | 0 | 0 | 0 | 0 | 0 | 0 | 0 | 0 | 0 | 0 | 0 | 0 | 0 | 0
F5_Commercial_School_Existing_Food Preparation_Natural Gas_Conveyor Oven_E10 | F5 | Commercial | School | Existing | Food Preparation | Natural Gas | Conveyor Oven | E10 | RIM BC Ratio | 0 | 0 | 0 | 0 | 0 | 0 | 0 | 0 | 0 | 0 | 0 | 0 | 0 | 0 | 0 | 0 | 0 | 0 | 0 | 0 | 0 | 0 | 0 | 0 | 0 | 0 | 0 | 0 | 0 | 0 | 0 | 0 | 0
F0_Commercial_School_Existing_Food Preparation_Natural Gas_Double Rack Oven_E0 | F0 | Commercial | School | Existing | Food Preparation | Natural Gas | Double Rack Oven | E0 | Economic Unit | FTSC Qualified (>50% Cooking Efficiency) | FTSC Qualified (>50% Cooking Efficiency) | FTSC Qualified (>50% Cooking Efficiency) | FTSC Qualified (>50% Cooking Efficiency) | FTSC Qualified (>50% Cooking Efficiency) | FTSC Qualified (>50% Cooking Efficiency) | FTSC Qualified (>50% Cooking Efficiency) | FTSC Qualified (>50% Cooking Efficiency) | FTSC Qualified (>50% Cooking Efficiency) | FTSC Qualified (>50% Cooking Efficiency) | FTSC Qualified (>50% Cooking Efficiency) | FTSC Qualified (>50% Cooking Efficiency) | FTSC Qualified (>50% Cooking Efficiency) | FTSC Qualified (>50% Cooking Efficiency) | FTSC Qualified (>50% Cooking Efficiency) | FTSC Qualified (>50% Cooking Efficiency) | FTSC Qualified (>50% Cooking Efficiency) | FTSC Qualified (>50% Cooking Efficiency) | FTSC Qualified (>50% Cooking Efficiency) | FTSC Qualified (>50% Cooking Efficiency) | FTSC Qualified (>50% Cooking Efficiency) | FTSC Qualified (>50% Cooking Efficiency) | FTSC Qualified (>50% Cooking Efficiency) | FTSC Qualified (>50% Cooking Efficiency) | FTSC Qualified (>50% Cooking Efficiency) | FTSC Qualified (>50% Cooking Efficiency) | FTSC Qualified (>50% Cooking Efficiency) | FTSC Qualified (>50% Cooking Efficiency) | FTSC Qualified (>50% Cooking Efficiency) | FTSC Qualified (>50% Cooking Efficiency) | FTSC Qualified (>50% Cooking Efficiency) | FTSC Qualified (>50% Cooking Efficiency) | FTSC Qualified (>50% Cooking Efficiency)
F1_Commercial_School_Existing_Food Preparation_Natural Gas_Double Rack Oven_E1 | F1 | Commercial | School | Existing | Food Preparation | Natural Gas | Double Rack Oven | E1 | CCE | 0 | 0 | 0 | 0 | 0 | 0 | 0 | 0 | 0 | 0 | 0 | 0 | 0 | 0 | 0 | 0 | 0 | 0 | 0 | 0 | 0 | 0 | 0 | 0 | 0 | 0 | 0 | 0 | 0 | 0 | 0 | 0 | 0
F1_Commercial_School_Existing_Food Preparation_Natural Gas_Double Rack Oven_E2 | F1 | Commercial | School | Existing | Food Preparation | Natural Gas | Double Rack Oven | E2 | CCE | 0.28294 | 0.29294 | 0.26296 | 0.26789 | 0.26789 | 0.26789 | 0.26789 | 0.26789 | 0.26789 | 0.26789 | 0.26789 | 0.26789 | 0.26789 | 0.26789 | 0.26789 | 0.26789 | 0.26789 | 0.26789 | 0.26789 | 0.26789 | 0.26789 | 0.26789 | 0.26789 | 0.26789 | 0.26789 | 0.26789 | 0.26789 | 0.26789 | 0.26789 | 0.26789 | 0.26789 | 0.26789 | 0.26789
F1_Commercial_School_Existing_Food Preparation_Natural Gas_Double Rack Oven_E3 | F1 | Commercial | School | Existing | Food Preparation | Natural Gas | Double Rack Oven | E3 | CCE | 0 | 0 | 0 | 0 | 0 | 0 | 0 | 0 | 0 | 0 | 0 | 0 | 0 | 0 | 0 | 0 | 0 | 0 | 0 | 0 | 0 | 0 | 0 | 0 | 0 | 0 | 0 | 0 | 0 | 0 | 0 | 0 | 0
F1_Commercial_School_Existing_Food Preparation_Natural Gas_Double Rack Oven_E4 | F1 | Commercial | School | Existing | Food Preparation | Natural Gas | Double Rack Oven | E4 | CCE | 0 | 0 | 0 | 0 | 0 | 0 | 0 | 0 | 0 | 0 | 0 | 0 | 0 | 0 | 0 | 0 | 0 | 0 | 0 | 0 | 0 | 0 | 0 | 0 | 0 | 0 | 0 | 0 | 0 | 0 | 0 | 0 | 0
F1_Commercial_School_Existing_Food Preparation_Natural Gas_Double Rack Oven_E5 | F1 | Commercial | School | Existing | Food Preparation | Natural Gas | Double Rack Oven | E5 | CCE | 0 | 0 | 0 | 0 | 0 | 0 | 0 | 0 | 0 | 0 | 0 | 0 | 0 | 0 | 0 | 0 | 0 | 0 | 0 | 0 | 0 | 0 | 0 | 0 | 0 | 0 | 0 | 0 | 0 | 0 | 0 | 0 | 0
F1_Commercial_School_Existing_Food Preparation_Natural Gas_Double Rack Oven_E6 | F1 | Commercial | School | Existing | Food Preparation | Natural Gas | Double Rack Oven | E6 | CCE | 0 | 0 | 0 | 0 | 0 | 0 | 0 | 0 | 0 | 0 | 0 | 0 | 0 | 0 | 0 | 0 | 0 | 0 | 0 | 0 | 0 | 0 | 0 | 0 | 0 | 0 | 0 | 0 | 0 | 0 | 0 | 0 | 0
F1_Commercial_School_Existing_Food Preparation_Natural Gas_Double Rack Oven_E7 | F1 | Commercial | School | Existing | Food Preparation | Natural Gas | Double Rack Oven | E7 | CCE | 0 | 0 | 0 | 0 | 0 | 0 | 0 | 0 | 0 | 0 | 0 | 0 | 0 | 0 | 0 | 0 | 0 | 0 | 0 | 0 | 0 | 0 | 0 | 0 | 0 | 0 | 0 | 0 | 0 | 0 | 0 | 0 | 0
F1_Commercial_School_Existing_Food Preparation_Natural Gas_Double Rack Oven_E8 | F1 | Commercial | School | Existing | Food Preparation | Natural Gas | Double Rack Oven | E8 | CCE | 0 | 0 | 0 | 0 | 0 | 0 | 0 | 0 | 0 | 0 | 0 | 0 | 0 | 0 | 0 | 0 | 0 | 0 | 0 | 0 | 0 | 0 | 0 | 0 | 0 | 0 | 0 | 0 | 0 | 0 | 0 | 0 | 0
F1_Commercial_School_Existing_Food Preparation_Natural Gas_Double Rack Oven_E9 | F1 | Commercial | School | Existing | Food Preparation | Natural Gas | Double Rack Oven | E9 | CCE | 0 | 0 | 0 | 0 | 0 | 0 | 0 | 0 | 0 | 0 | 0 | 0 | 0 | 0 | 0 | 0 | 0 | 0 | 0 | 0 | 0 | 0 | 0 | 0 | 0 | 0 | 0 | 0 | 0 | 0 | 0 | 0 | 0
F1_Commercial_School_Existing_Food Preparation_Natural Gas_Double Rack Oven_E10 | F1 | Commercial | School | Existing | Food Preparation | Natural Gas | Double Rack Oven | E10 | CCE | 0 | 0 | 0 | 0 | 0 | 0 | 0 | 0 | 0 | 0 | 0 | 0 | 0 | 0 | 0 | 0 | 0 | 0 | 0 | 0 | 0 | 0 | 0 | 0 | 0 | 0 | 0 | 0 | 0 | 0 | 0 | 0 | 0
F2_Commercial_School_Existing_Food Preparation_Natural Gas_Double Rack Oven_E1 | F2 | Commercial | School | Existing | Food Preparation | Natural Gas | Double Rack Oven | E1 | TRC BC Ratio | bar: 2019 to 2051
F2_Commercial_School_Existing_Food Preparation_Natural Gas_Double Rack Oven_E2 | F2 | Commercial | School | Existing | Food Preparation | Natural Gas | Double Rack Oven | E2 | TRC BC Ratio | 5.8179 | 5.8254 | 5.8572 | 5.8275 | 5.8124 | 5.8356 | 5.8912 | 5.9364 | 5.9916 | 6.0447 | 6.0985 | 6.1492 | 6.2033 | 6.2592 | 6.3135 | 6.369 | 6.4249 | 6.485 | 6.5474 | 6.6117 | 6.6735 | 6.7355 | 6.7911 | 6.8468 | 6.8951 | 6.9368 | 6.9748 | 7.0076 | 7.0332 | 7.0543 | 7.0657 | 7.0734 | 7.0734
F2_Commercial_School_Existing_Food Preparation_Natural Gas_Double Rack Oven_E3 | F2 | Commercial | School | Existing | Food Preparation | Natural Gas | Double Rack Oven | E3 | TRC BC Ratio | 0 | 0 | 0 | 0 | 0 | 0 | 0 | 0 | 0 | 0 | 0 | 0 | 0 | 0 | 0 | 0 | 0 | 0 | 0 | 0 | 0 | 0 | 0 | 0 | 0 | 0 | 0 | 0 | 0 | 0 | 0 | 0 | 0
F2_Commercial_School_Existing_Food Preparation_Natural Gas_Double Rack Oven_E4 | F2 | Commercial | School | Existing | Food Preparation | Natural Gas | Double Rack Oven | E4 | TRC BC Ratio | 0 | 0 | 0 | 0 | 0 | 0 | 0 | 0 | 0 | 0 | 0 | 0 | 0 | 0 | 0 | 0 | 0 | 0 | 0 | 0 | 0 | 0 | 0 | 0 | 0 | 0 | 0 | 0 | 0 | 0 | 0 | 0 | 0
F2_Commercial_School_Existing_Food Preparation_Natural Gas_Double Rack Oven_E5 | F2 | Commercial | School | Existing | Food Preparation | Natural Gas | Double Rack Oven | E5 | TRC BC Ratio | 0 | 0 | 0 | 0 | 0 | 0 | 0 | 0 | 0 | 0 | 0 | 0 | 0 | 0 | 0 | 0 | 0 | 0 | 0 | 0 | 0 | 0 | 0 | 0 | 0 | 0 | 0 | 0 | 0 | 0 | 0 | 0 | 0
F2_Commercial_School_Existing_Food Preparation_Natural Gas_Double Rack Oven_E6 | F2 | Commercial | School | Existing | Food Preparation | Natural Gas | Double Rack Oven | E6 | TRC BC Ratio | 0 | 0 | 0 | 0 | 0 | 0 | 0 | 0 | 0 | 0 | 0 | 0 | 0 | 0 | 0 | 0 | 0 | 0 | 0 | 0 | 0 | 0 | 0 | 0 | 0 | 0 | 0 | 0 | 0 | 0 | 0 | 0 | 0
F2_Commercial_School_Existing_Food Preparation_Natural Gas_Double Rack Oven_E7 | F2 | Commercial | School | Existing | Food Preparation | Natural Gas | Double Rack Oven | E7 | TRC BC Ratio | 0 | 0 | 0 | 0 | 0 | 0 | 0 | 0 | 0 | 0 | 0 | 0 | 0 | 0 | 0 | 0 | 0 | 0 | 0 | 0 | 0 | 0 | 0 | 0 | 0 | 0 | 0 | 0 | 0 | 0 | 0 | 0 | 0
F2_Commercial_School_Existing_Food Preparation_Natural Gas_Double Rack Oven_E8 | F2 | Commercial | School | Existing | Food Preparation | Natural Gas | Double Rack Oven | E8 | TRC BC Ratio | 0 | 0 | 0 | 0 | 0 | 0 | 0 | 0 | 0 | 0 | 0 | 0 | 0 | 0 | 0 | 0 | 0 | 0 | 0 | 0 | 0 | 0 | 0 | 0 | 0 | 0 | 0 | 0 | 0 | 0 | 0 | 0 | 0
F2_Commercial_School_Existing_Food Preparation_Natural Gas_Double Rack Oven_E9 | F2 | Commercial | School | Existing | Food Preparation | Natural Gas | Double Rack Oven | E9 | TRC BC Ratio | 0 | 0 | 0 | 0 | 0 | 0 | 0 | 0 | 0 | 0 | 0 | 0 | 0 | 0 | 0 | 0 | 0 | 0 | 0 | 0 | 0 | 0 | 0 | 0 | 0 | 0 | 0 | 0 | 0 | 0 | 0 | 0 | 0
F2_Commercial_School_Existing_Food Preparation_Natural Gas_Double Rack Oven_E10 | F2 | Commercial | School | Existing | Food Preparation | Natural Gas | Double Rack Oven | E10 | TRC BC Ratio | 0 | 0 | 0 | 0 | 0 | 0 | 0 | 0 | 0 | 0 | 0 | 0 | 0 | 0 | 0 | 0 | 0 | 0 | 0 | 0 | 0 | 0 | 0 | 0 | 0 | 0 | 0 | 0 | 0 | 0 | 0 | 0 | 0
F3_Commercial_School_Existing_Food Preparation_Natural Gas_Double Rack Oven_E1 | F3 | Commercial | School | Existing | Food Preparation | Natural Gas | Double Rack Oven | E1 | PACT BC Ratio | bar: 2019 to 2051
F3_Commercial_School_Existing_Food Preparation_Natural Gas_Double Rack Oven_E2 | F3 | Commercial | School | Existing | Food Preparation | Natural Gas | Double Rack Oven | E2 | PACT BC Ratio | 7.7572 | 7.7672 | 7.8096 | 7.77 | 7.7499 | 7.7807 | 7.8549 | 7.9152 | 7.9888 | 8.0596 | 8.1313 | 8.199 | 8.2711 | 8.3456 | 8.418 | 8.4919 | 8.5665 | 8.6466 | 8.7298 | 8.8156 | 8.8979 | 8.9807 | 9.0548 | 9.1291 | 9.1935 | 9.2491 | 9.2998 | 9.3434 | 9.3776 | 9.4057 | 9.421 | 9.4312 | 9.4312
F3_Commercial_School_Existing_Food Preparation_Natural Gas_Double Rack Oven_E3 | F3 | Commercial | School | Existing | Food Preparation | Natural Gas | Double Rack Oven | E3 | PACT BC Ratio | 0 | 0 | 0 | 0 | 0 | 0 | 0 | 0 | 0 | 0 | 0 | 0 | 0 | 0 | 0 | 0 | 0 | 0 | 0 | 0 | 0 | 0 | 0 | 0 | 0 | 0 | 0 | 0 | 0 | 0 | 0 | 0 | 0
F3_Commercial_School_Existing_Food Preparation_Natural Gas_Double Rack Oven_E4 | F3 | Commercial | School | Existing | Food Preparation | Natural Gas | Double Rack Oven | E4 | PACT BC Ratio | 0 | 0 | 0 | 0 | 0 | 0 | 0 | 0 | 0 | 0 | 0 | 0 | 0 | 0 | 0 | 0 | 0 | 0 | 0 | 0 | 0 | 0 | 0 | 0 | 0 | 0 | 0 | 0 | 0 | 0 | 0 | 0 | 0
F3_Commercial_School_Existing_Food Preparation_Natural Gas_Double Rack Oven_E5 | F3 | Commercial | School | Existing | Food Preparation | Natural Gas | Double Rack Oven | E5 | PACT BC Ratio | 0 | 0 | 0 | 0 | 0 | 0 | 0 | 0 | 0 | 0 | 0 | 0 | 0 | 0 | 0 | 0 | 0 | 0 | 0 | 0 | 0 | 0 | 0 | 0 | 0 | 0 | 0 | 0 | 0 | 0 | 0 | 0 | 0
F3_Commercial_School_Existing_Food Preparation_Natural Gas_Double Rack Oven_E6 | F3 | Commercial | School | Existing | Food Preparation | Natural Gas | Double Rack Oven | E6 | PACT BC Ratio | 0 | 0 | 0 | 0 | 0 | 0 | 0 | 0 | 0 | 0 | 0 | 0 | 0 | 0 | 0 | 0 | 0 | 0 | 0 | 0 | 0 | 0 | 0 | 0 | 0 | 0 | 0 | 0 | 0 | 0 | 0 | 0 | 0
F3_Commercial_School_Existing_Food Preparation_Natural Gas_Double Rack Oven_E7 | F3 | Commercial | School | Existing | Food Preparation | Natural Gas | Double Rack Oven | E7 | PACT BC Ratio | 0 | 0 | 0 | 0 | 0 | 0 | 0 | 0 | 0 | 0 | 0 | 0 | 0 | 0 | 0 | 0 | 0 | 0 | 0 | 0 | 0 | 0 | 0 | 0 | 0 | 0 | 0 | 0 | 0 | 0 | 0 | 0 | 0
F3_Commercial_School_Existing_Food Preparation_Natural Gas_Double Rack Oven_E8 | F3 | Commercial | School | Existing | Food Preparation | Natural Gas | Double Rack Oven | E8 | PACT BC Ratio | 0 | 0 | 0 | 0 | 0 | 0 | 0 | 0 | 0 | 0 | 0 | 0 | 0 | 0 | 0 | 0 | 0 | 0 | 0 | 0 | 0 | 0 | 0 | 0 | 0 | 0 | 0 | 0 | 0 | 0 | 0 | 0 | 0
F3_Commercial_School_Existing_Food Preparation_Natural Gas_Double Rack Oven_E9 | F3 | Commercial | School | Existing | Food Preparation | Natural Gas | Double Rack Oven | E9 | PACT BC Ratio | 0 | 0 | 0 | 0 | 0 | 0 | 0 | 0 | 0 | 0 | 0 | 0 | 0 | 0 | 0 | 0 | 0 | 0 | 0 | 0 | 0 | 0 | 0 | 0 | 0 | 0 | 0 | 0 | 0 | 0 | 0 | 0 | 0
F3_Commercial_School_Existing_Food Preparation_Natural Gas_Double Rack Oven_E10 | F3 | Commercial | School | Existing | Food Preparation | Natural Gas | Double Rack Oven | E10 | PACT BC Ratio | 0 | 0 | 0 | 0 | 0 | 0 | 0 | 0 | 0 | 0 | 0 | 0 | 0 | 0 | 0 | 0 | 0 | 0 | 0 | 0 | 0 | 0 | 0 | 0 | 0 | 0 | 0 | 0 | 0 | 0 | 0 | 0 | 0
F4_Commercial_School_Existing_Food Preparation_Natural Gas_Double Rack Oven_E1 | F4 | Commercial | School | Existing | Food Preparation | Natural Gas | Double Rack Oven | E1 | RVT BC Ratio | bar: 2019 to 2051
F4_Commercial_School_Existing_Food Preparation_Natural Gas_Double Rack Oven_E2 | F4 | Commercial | School | Existing | Food Preparation | Natural Gas | Double Rack Oven | E2 | RVT BC Ratio | 9.0643 | 9.075 | 9.1207 | 9.0781 | 9.0564 | 9.0896 | 9.1696 | 9.2346 | 9.3139 | 9.3903 | 9.4676 | 9.5406 | 9.6184 | 9.6988 | 9.7768 | 9.8565 | 9.9369 | 10.0233 | 10.113 | 10.2055 | 10.2943 | 10.3835 | 10.4634 | 10.5436 | 10.613 | 10.6729 | 10.7275 | 10.7746 | 10.8115 | 10.8418 | 10.8582 | 10.8693 | 10.8693
F4_Commercial_School_Existing_Food Preparation_Natural Gas_Double Rack Oven_E3 | F4 | Commercial | School | Existing | Food Preparation | Natural Gas | Double Rack Oven | E3 | RVT BC Ratio | 0 | 0 | 0 | 0 | 0 | 0 | 0 | 0 | 0 | 0 | 0 | 0 | 0 | 0 | 0 | 0 | 0 | 0 | 0 | 0 | 0 | 0 | 0 | 0 | 0 | 0 | 0 | 0 | 0 | 0 | 0 | 0 | 0
F4_Commercial_School_Existing_Food Preparation_Natural Gas_Double Rack Oven_E4 | F4 | Commercial | School | Existing | Food Preparation | Natural Gas | Double Rack Oven | E4 | RVT BC Ratio | 0 | 0 | 0 | 0 | 0 | 0 | 0 | 0 | 0 | 0 | 0 | 0 | 0 | 0 | 0 | 0 | 0 | 0 | 0 | 0 | 0 | 0 | 0 | 0 | 0 | 0 | 0 | 0 | 0 | 0 | 0 | 0 | 0
F4_Commercial_School_Existing_Food Preparation_Natural Gas_Double Rack Oven_E5 | F4 | Commercial | School | Existing | Food Preparation | Natural Gas | Double Rack Oven | E5 | RVT BC Ratio | 0 | 0 | 0 | 0 | 0 | 0 | 0 | 0 | 0 | 0 | 0 | 0 | 0 | 0 | 0 | 0 | 0 | 0 | 0 | 0 | 0 | 0 | 0 | 0 | 0 | 0 | 0 | 0 | 0 | 0 | 0 | 0 | 0
F4_Commercial_School_Existing_Food Preparation_Natural Gas_Double Rack Oven_E6 | F4 | Commercial | School | Existing | Food Preparation | Natural Gas | Double Rack Oven | E6 | RVT BC Ratio | 0 | 0 | 0 | 0 | 0 | 0 | 0 | 0 | 0 | 0 | 0 | 0 | 0 | 0 | 0 | 0 | 0 | 0 | 0 | 0 | 0 | 0 | 0 | 0 | 0 | 0 | 0 | 0 | 0 | 0 | 0 | 0 | 0
F4_Commercial_School_Existing_Food Preparation_Natural Gas_Double Rack Oven_E7 | F4 | Commercial | School | Existing | Food Preparation | Natural Gas | Double Rack Oven | E7 | RVT BC Ratio | 0 | 0 | 0 | 0 | 0 | 0 | 0 | 0 | 0 | 0 | 0 | 0 | 0 | 0 | 0 | 0 | 0 | 0 | 0 | 0 | 0 | 0 | 0 | 0 | 0 | 0 | 0 | 0 | 0 | 0 | 0 | 0 | 0
F4_Commercial_School_Existing_Food Preparation_Natural Gas_Double Rack Oven_E8 | F4 | Commercial | School | Existing | Food Preparation | Natural Gas | Double Rack Oven | E8 | RVT BC Ratio | 0 | 0 | 0 | 0 | 0 | 0 | 0 | 0 | 0 | 0 | 0 | 0 | 0 | 0 | 0 | 0 | 0 | 0 | 0 | 0 | 0 | 0 | 0 | 0 | 0 | 0 | 0 | 0 | 0 | 0 | 0 | 0 | 0
F4_Commercial_School_Existing_Food Preparation_Natural Gas_Double Rack Oven_E9 | F4 | Commercial | School | Existing | Food Preparation | Natural Gas | Double Rack Oven | E9 | RVT BC Ratio | 0 | 0 | 0 | 0 | 0 | 0 | 0 | 0 | 0 | 0 | 0 | 0 | 0 | 0 | 0 | 0 | 0 | 0 | 0 | 0 | 0 | 0 | 0 | 0 | 0 | 0 | 0 | 0 | 0 | 0 | 0 | 0 | 0
F4_Commercial_School_Existing_Food Preparation_Natural Gas_Double Rack Oven_E10 | F4 | Commercial | School | Existing | Food Preparation | Natural Gas | Double Rack Oven | E10 | RVT BC Ratio | 0 | 0 | 0 | 0 | 0 | 0 | 0 | 0 | 0 | 0 | 0 | 0 | 0 | 0 | 0 | 0 | 0 | 0 | 0 | 0 | 0 | 0 | 0 | 0 | 0 | 0 | 0 | 0 | 0 | 0 | 0 | 0 | 0
F5_Commercial_School_Existing_Food Preparation_Natural Gas_Double Rack Oven_E1 | F5 | Commercial | School | Existing | Food Preparation | Natural Gas | Double Rack Oven | E1 | RIM BC Ratio | bar: 2019 to 2051
F5_Commercial_School_Existing_Food Preparation_Natural Gas_Double Rack Oven_E2 | F5 | Commercial | School | Existing | Food Preparation | Natural Gas | Double Rack Oven | E2 | RIM BC Ratio | 0.75359 | 0.75369 | 0.75408 | 0.75371 | 0.75352 | 0.75381 | 0.7545 | 0.75506 | 0.75572 | 0.75635 | 0.75698 | 0.75756 | 0.75817 | 0.75879 | 0.75938 | 0.75998 | 0.76057 | 0.7612 | 0.76184 | 0.76249 | 0.7631 | 0.7637 | 0.76423 | 0.76476 | 0.76521 | 0.76559 | 0.76593 | 0.76623 | 0.76646 | 0.76665 | 0.76675 | 0.76681 | 0.76681
F5_Commercial_School_Existing_Food Preparation_Natural Gas_Double Rack Oven_E3 | F5 | Commercial | School | Existing | Food Preparation | Natural Gas | Double Rack Oven | E3 | RIM BC Ratio | 0 | 0 | 0 | 0 | 0 | 0 | 0 | 0 | 0 | 0 | 0 | 0 | 0 | 0 | 0 | 0 | 0 | 0 | 0 | 0 | 0 | 0 | 0 | 0 | 0 | 0 | 0 | 0 | 0 | 0 | 0 | 0 | 0
F5_Commercial_School_Existing_Food Preparation_Natural Gas_Double Rack Oven_E4 | F5 | Commercial | School | Existing | Food Preparation | Natural Gas | Double Rack Oven | E4 | RIM BC Ratio | 0 | 0 | 0 | 0 | 0 | 0 | 0 | 0 | 0 | 0 | 0 | 0 | 0 | 0 | 0 | 0 | 0 | 0 | 0 | 0 | 0 | 0 | 0 | 0 | 0 | 0 | 0 | 0 | 0 | 0 | 0 | 0 | 0
F5_Commercial_School_Existing_Food Preparation_Natural Gas_Double Rack Oven_E5 | F5 | Commercial | School | Existing | Food Preparation | Natural Gas | Double Rack Oven | E5 | RIM BC Ratio | 0 | 0 | 0 | 0 | 0 | 0 | 0 | 0 | 0 | 0 | 0 | 0 | 0 | 0 | 0 | 0 | 0 | 0 | 0 | 0 | 0 | 0 | 0 | 0 | 0 | 0 | 0 | 0 | 0 | 0 | 0 | 0 | 0
F5_Commercial_School_Existing_Food Preparation_Natural Gas_Double Rack Oven_E6 | F5 | Commercial | School | Existing | Food Preparation | Natural Gas | Double Rack Oven | E6 | RIM BC Ratio | 0 | 0 | 0 | 0 | 0 | 0 | 0 | 0 | 0 | 0 | 0 | 0 | 0 | 0 | 0 | 0 | 0 | 0 | 0 | 0 | 0 | 0 | 0 | 0 | 0 | 0 | 0 | 0 | 0 | 0 | 0 | 0 | 0
F5_Commercial_School_Existing_Food Preparation_Natural Gas_Double Rack Oven_E7 | F5 | Commercial | School | Existing | Food Preparation | Natural Gas | Double Rack Oven | E7 | RIM BC Ratio | 0 | 0 | 0 | 0 | 0 | 0 | 0 | 0 | 0 | 0 | 0 | 0 | 0 | 0 | 0 | 0 | 0 | 0 | 0 | 0 | 0 | 0 | 0 | 0 | 0 | 0 | 0 | 0 | 0 | 0 | 0 | 0 | 0
F5_Commercial_School_Existing_Food Preparation_Natural Gas_Double Rack Oven_E8 | F5 | Commercial | School | Existing | Food Preparation | Natural Gas | Double Rack Oven | E8 | RIM BC Ratio | 0 | 0 | 0 | 0 | 0 | 0 | 0 | 0 | 0 | 0 | 0 | 0 | 0 | 0 | 0 | 0 | 0 | 0 | 0 | 0 | 0 | 0 | 0 | 0 | 0 | 0 | 0 | 0 | 0 | 0 | 0 | 0 | 0
F5_Commercial_School_Existing_Food Preparation_Natural Gas_Double Rack Oven_E9 | F5 | Commercial | School | Existing | Food Preparation | Natural Gas | Double Rack Oven | E9 | RIM BC Ratio | 0 | 0 | 0 | 0 | 0 | 0 | 0 | 0 | 0 | 0 | 0 | 0 | 0 | 0 | 0 | 0 | 0 | 0 | 0 | 0 | 0 | 0 | 0 | 0 | 0 | 0 | 0 | 0 | 0 | 0 | 0 | 0 | 0
F5_Commercial_School_Existing_Food Preparation_Natural Gas_Double Rack Oven_E10 | F5 | Commercial | School | Existing | Food Preparation | Natural Gas | Double Rack Oven | E10 | RIM BC Ratio | 0 | 0 | 0 | 0 | 0 | 0 | 0 | 0 | 0 | 0 | 0 | 0 | 0 | 0 | 0 | 0 | 0 | 0 | 0 | 0 | 0 | 0 | 0 | 0 | 0 | 0 | 0 | 0 | 0 | 0 | 0 | 0 | 0
F0_Commercial_School_Existing_Food Preparation_Natural Gas_Fryer_E0 | F0 | Commercial | School | Existing | Food Preparation | Natural Gas | Fryer | E0 | Economic Unit | ENERGY STAR (3.0) | ENERGY STAR (3.0) | ENERGY STAR (3.0) | ENERGY STAR (3.0) | ENERGY STAR (3.0) | ENERGY STAR (3.0) | ENERGY STAR (3.0) | ENERGY STAR (3.0) | ENERGY STAR (3.0) | ENERGY STAR (3.0) | ENERGY STAR (3.0) | ENERGY STAR (3.0) | ENERGY STAR (3.0) | ENERGY STAR (3.0) | ENERGY STAR (3.0) | ENERGY STAR (3.0) | ENERGY STAR (3.0) | ENERGY STAR (3.0) | ENERGY STAR (3.0) | ENERGY STAR (3.0) | ENERGY STAR (3.0) | ENERGY STAR (3.0) | ENERGY STAR (3.0) | ENERGY STAR (3.0) | ENERGY STAR (3.0) | ENERGY STAR (3.0) | ENERGY STAR (3.0) | ENERGY STAR (3.0) | ENERGY STAR (3.0) | ENERGY STAR (3.0) | ENERGY STAR (3.0) | ENERGY STAR (3.0) | ENERGY STAR (3.0)
F1_Commercial_School_Existing_Food Preparation_Natural Gas_Fryer_E1 | F1 | Commercial | School | Existing | Food Preparation | Natural Gas | Fryer | E1 | CCE | 0 | 0 | 0 | 0 | 0 | 0 | 0 | 0 | 0 | 0 | 0 | 0 | 0 | 0 | 0 | 0 | 0 | 0 | 0 | 0 | 0 | 0 | 0 | 0 | 0 | 0 | 0 | 0 | 0 | 0 | 0 | 0 | 0
F1_Commercial_School_Existing_Food Preparation_Natural Gas_Fryer_E2 | F1 | Commercial | School | Existing | Food Preparation | Natural Gas | Fryer | E2 | CCE | 0.36986 | 0.38294 | 0.34375 | 0 | 0 | 0 | 0 | 0 | 0 | 0 | 0 | 0 | 0 | 0 | 0 | 0 | 0 | 0 | 0 | 0 | 0 | 0 | 0 | 0 | 0 | 0 | 0 | 0 | 0 | 0 | 0 | 0 | 0
F1_Commercial_School_Existing_Food Preparation_Natural Gas_Fryer_E3 | F1 | Commercial | School | Existing | Food Preparation | Natural Gas | Fryer | E3 | CCE | 0 | 0 | 0 | 0 | 0 | 0 | 0 | 0 | 0 | 0 | 0 | 0 | 0 | 0 | 0 | 0 | 0 | 0 | 0 | 0 | 0 | 0 | 0 | 0 | 0 | 0 | 0 | 0 | 0 | 0 | 0 | 0 | 0
F1_Commercial_School_Existing_Food Preparation_Natural Gas_Fryer_E4 | F1 | Commercial | School | Existing | Food Preparation | Natural Gas | Fryer | E4 | CCE | 0 | 0 | 0 | 0 | 0 | 0 | 0 | 0 | 0 | 0 | 0 | 0 | 0 | 0 | 0 | 0 | 0 | 0 | 0 | 0 | 0 | 0 | 0 | 0 | 0 | 0 | 0 | 0 | 0 | 0 | 0 | 0 | 0
F1_Commercial_School_Existing_Food Preparation_Natural Gas_Fryer_E5 | F1 | Commercial | School | Existing | Food Preparation | Natural Gas | Fryer | E5 | CCE | 0 | 0 | 0 | 0 | 0 | 0 | 0 | 0 | 0 | 0 | 0 | 0 | 0 | 0 | 0 | 0 | 0 | 0 | 0 | 0 | 0 | 0 | 0 | 0 | 0 | 0 | 0 | 0 | 0 | 0 | 0 | 0 | 0
F1_Commercial_School_Existing_Food Preparation_Natural Gas_Fryer_E6 | F1 | Commercial | School | Existing | Food Preparation | Natural Gas | Fryer | E6 | CCE | 0 | 0 | 0 | 0 | 0 | 0 | 0 | 0 | 0 | 0 | 0 | 0 | 0 | 0 | 0 | 0 | 0 | 0 | 0 | 0 | 0 | 0 | 0 | 0 | 0 | 0 | 0 | 0 | 0 | 0 | 0 | 0 | 0
F1_Commercial_School_Existing_Food Preparation_Natural Gas_Fryer_E7 | F1 | Commercial | School | Existing | Food Preparation | Natural Gas | Fryer | E7 | CCE | 0 | 0 | 0 | 0 | 0 | 0 | 0 | 0 | 0 | 0 | 0 | 0 | 0 | 0 | 0 | 0 | 0 | 0 | 0 | 0 | 0 | 0 | 0 | 0 | 0 | 0 | 0 | 0 | 0 | 0 | 0 | 0 | 0
F1_Commercial_School_Existing_Food Preparation_Natural Gas_Fryer_E8 | F1 | Commercial | School | Existing | Food Preparation | Natural Gas | Fryer | E8 | CCE | 0 | 0 | 0 | 0 | 0 | 0 | 0 | 0 | 0 | 0 | 0 | 0 | 0 | 0 | 0 | 0 | 0 | 0 | 0 | 0 | 0 | 0 | 0 | 0 | 0 | 0 | 0 | 0 | 0 | 0 | 0 | 0 | 0
F1_Commercial_School_Existing_Food Preparation_Natural Gas_Fryer_E9 | F1 | Commercial | School | Existing | Food Preparation | Natural Gas | Fryer | E9 | CCE | 0 | 0 | 0 | 0 | 0 | 0 | 0 | 0 | 0 | 0 | 0 | 0 | 0 | 0 | 0 | 0 | 0 | 0 | 0 | 0 | 0 | 0 | 0 | 0 | 0 | 0 | 0 | 0 | 0 | 0 | 0 | 0 | 0
F1_Commercial_School_Existing_Food Preparation_Natural Gas_Fryer_E10 | F1 | Commercial | School | Existing | Food Preparation | Natural Gas | Fryer | E10 | CCE | 0 | 0 | 0 | 0 | 0 | 0 | 0 | 0 | 0 | 0 | 0 | 0 | 0 | 0 | 0 | 0 | 0 | 0 | 0 | 0 | 0 | 0 | 0 | 0 | 0 | 0 | 0 | 0 | 0 | 0 | 0 | 0 | 0
F2_Commercial_School_Existing_Food Preparation_Natural Gas_Fryer_E1 | F2 | Commercial | School | Existing | Food Preparation | Natural Gas | Fryer | E1 | TRC BC Ratio | 1 | 1 | 1 | 0 | 0 | 0 | 0 | 0 | 0 | 0 | 0 | 0 | 0 | 0 | 0 | 0 | 0 | 0 | 0 | 0 | 0 | 0 | 0 | 0 | 0 | 0 | 0 | 0 | 0 | 0 | 0 | 0 | 0
F2_Commercial_School_Existing_Food Preparation_Natural Gas_Fryer_E2 | F2 | Commercial | School | Existing | Food Preparation | Natural Gas | Fryer | E2 | TRC BC Ratio | 4.4463 | 4.4414 | 4.4606 | 1 | 1 | 1 | 1 | 1 | 1 | 1 | 1 | 1 | 1 | 1 | 1 | 1 | 1 | 1 | 1 | 1 | 1 | 1 | 1 | 1 | 1 | 1 | 1 | 1 | 1 | 1 | 1 | 1 | 1
F2_Commercial_School_Existing_Food Preparation_Natural Gas_Fryer_E3 | F2 | Commercial | School | Existing | Food Preparation | Natural Gas | Fryer | E3 | TRC BC Ratio | 0 | 0 | 0 | 0 | 0 | 0 | 0 | 0 | 0 | 0 | 0 | 0 | 0 | 0 | 0 | 0 | 0 | 0 | 0 | 0 | 0 | 0 | 0 | 0 | 0 | 0 | 0 | 0 | 0 | 0 | 0 | 0 | 0
F2_Commercial_School_Existing_Food Preparation_Natural Gas_Fryer_E4 | F2 | Commercial | School | Existing | Food Preparation | Natural Gas | Fryer | E4 | TRC BC Ratio | 0 | 0 | 0 | 0 | 0 | 0 | 0 | 0 | 0 | 0 | 0 | 0 | 0 | 0 | 0 | 0 | 0 | 0 | 0 | 0 | 0 | 0 | 0 | 0 | 0 | 0 | 0 | 0 | 0 | 0 | 0 | 0 | 0
F2_Commercial_School_Existing_Food Preparation_Natural Gas_Fryer_E5 | F2 | Commercial | School | Existing | Food Preparation | Natural Gas | Fryer | E5 | TRC BC Ratio | 0 | 0 | 0 | 0 | 0 | 0 | 0 | 0 | 0 | 0 | 0 | 0 | 0 | 0 | 0 | 0 | 0 | 0 | 0 | 0 | 0 | 0 | 0 | 0 | 0 | 0 | 0 | 0 | 0 | 0 | 0 | 0 | 0
F2_Commercial_School_Existing_Food Preparation_Natural Gas_Fryer_E6 | F2 | Commercial | School | Existing | Food Preparation | Natural Gas | Fryer | E6 | TRC BC Ratio | 0 | 0 | 0 | 0 | 0 | 0 | 0 | 0 | 0 | 0 | 0 | 0 | 0 | 0 | 0 | 0 | 0 | 0 | 0 | 0 | 0 | 0 | 0 | 0 | 0 | 0 | 0 | 0 | 0 | 0 | 0 | 0 | 0
F2_Commercial_School_Existing_Food Preparation_Natural Gas_Fryer_E7 | F2 | Commercial | School | Existing | Food Preparation | Natural Gas | Fryer | E7 | TRC BC Ratio | 0 | 0 | 0 | 0 | 0 | 0 | 0 | 0 | 0 | 0 | 0 | 0 | 0 | 0 | 0 | 0 | 0 | 0 | 0 | 0 | 0 | 0 | 0 | 0 | 0 | 0 | 0 | 0 | 0 | 0 | 0 | 0 | 0
F2_Commercial_School_Existing_Food Preparation_Natural Gas_Fryer_E8 | F2 | Commercial | School | Existing | Food Preparation | Natural Gas | Fryer | E8 | TRC BC Ratio | 0 | 0 | 0 | 0 | 0 | 0 | 0 | 0 | 0 | 0 | 0 | 0 | 0 | 0 | 0 | 0 | 0 | 0 | 0 | 0 | 0 | 0 | 0 | 0 | 0 | 0 | 0 | 0 | 0 | 0 | 0 | 0 | 0
F2_Commercial_School_Existing_Food Preparation_Natural Gas_Fryer_E9 | F2 | Commercial | School | Existing | Food Preparation | Natural Gas | Fryer | E9 | TRC BC Ratio | 0 | 0 | 0 | 0 | 0 | 0 | 0 | 0 | 0 | 0 | 0 | 0 | 0 | 0 | 0 | 0 | 0 | 0 | 0 | 0 | 0 | 0 | 0 | 0 | 0 | 0 | 0 | 0 | 0 | 0 | 0 | 0 | 0
F2_Commercial_School_Existing_Food Preparation_Natural Gas_Fryer_E10 | F2 | Commercial | School | Existing | Food Preparation | Natural Gas | Fryer | E10 | TRC BC Ratio | 0 | 0 | 0 | 0 | 0 | 0 | 0 | 0 | 0 | 0 | 0 | 0 | 0 | 0 | 0 | 0 | 0 | 0 | 0 | 0 | 0 | 0 | 0 | 0 | 0 | 0 | 0 | 0 | 0 | 0 | 0 | 0 | 0
F3_Commercial_School_Existing_Food Preparation_Natural Gas_Fryer_E1 | F3 | Commercial | School | Existing | Food Preparation | Natural Gas | Fryer | E1 | PACT BC Ratio | 1 | 1 | 1 | 0 | 0 | 0 | 0 | 0 | 0 | 0 | 0 | 0 | 0 | 0 | 0 | 0 | 0 | 0 | 0 | 0 | 0 | 0 | 0 | 0 | 0 | 0 | 0 | 0 | 0 | 0 | 0 | 0 | 0
F3_Commercial_School_Existing_Food Preparation_Natural Gas_Fryer_E2 | F3 | Commercial | School | Existing | Food Preparation | Natural Gas | Fryer | E2 | PACT BC Ratio | 5.9285 | 5.9219 | 5.9474 | 1 | 1 | 1 | 1 | 1 | 1 | 1 | 1 | 1 | 1 | 1 | 1 | 1 | 1 | 1 | 1 | 1 | 1 | 1 | 1 | 1 | 1 | 1 | 1 | 1 | 1 | 1 | 1 | 1 | 1
F3_Commercial_School_Existing_Food Preparation_Natural Gas_Fryer_E3 | F3 | Commercial | School | Existing | Food Preparation | Natural Gas | Fryer | E3 | PACT BC Ratio | 0 | 0 | 0 | 0 | 0 | 0 | 0 | 0 | 0 | 0 | 0 | 0 | 0 | 0 | 0 | 0 | 0 | 0 | 0 | 0 | 0 | 0 | 0 | 0 | 0 | 0 | 0 | 0 | 0 | 0 | 0 | 0 | 0
F3_Commercial_School_Existing_Food Preparation_Natural Gas_Fryer_E4 | F3 | Commercial | School | Existing | Food Preparation | Natural Gas | Fryer | E4 | PACT BC Ratio | 0 | 0 | 0 | 0 | 0 | 0 | 0 | 0 | 0 | 0 | 0 | 0 | 0 | 0 | 0 | 0 | 0 | 0 | 0 | 0 | 0 | 0 | 0 | 0 | 0 | 0 | 0 | 0 | 0 | 0 | 0 | 0 | 0
F3_Commercial_School_Existing_Food Preparation_Natural Gas_Fryer_E5 | F3 | Commercial | School | Existing | Food Preparation | Natural Gas | Fryer | E5 | PACT BC Ratio | 0 | 0 | 0 | 0 | 0 | 0 | 0 | 0 | 0 | 0 | 0 | 0 | 0 | 0 | 0 | 0 | 0 | 0 | 0 | 0 | 0 | 0 | 0 | 0 | 0 | 0 | 0 | 0 | 0 | 0 | 0 | 0 | 0
F3_Commercial_School_Existing_Food Preparation_Natural Gas_Fryer_E6 | F3 | Commercial | School | Existing | Food Preparation | Natural Gas | Fryer | E6 | PACT BC Ratio | 0 | 0 | 0 | 0 | 0 | 0 | 0 | 0 | 0 | 0 | 0 | 0 | 0 | 0 | 0 | 0 | 0 | 0 | 0 | 0 | 0 | 0 | 0 | 0 | 0 | 0 | 0 | 0 | 0 | 0 | 0 | 0 | 0
F3_Commercial_School_Existing_Food Preparation_Natural Gas_Fryer_E7 | F3 | Commercial | School | Existing | Food Preparation | Natural Gas | Fryer | E7 | PACT BC Ratio | 0 | 0 | 0 | 0 | 0 | 0 | 0 | 0 | 0 | 0 | 0 | 0 | 0 | 0 | 0 | 0 | 0 | 0 | 0 | 0 | 0 | 0 | 0 | 0 | 0 | 0 | 0 | 0 | 0 | 0 | 0 | 0 | 0
F3_Commercial_School_Existing_Food Preparation_Natural Gas_Fryer_E8 | F3 | Commercial | School | Existing | Food Preparation | Natural Gas | Fryer | E8 | PACT BC Ratio | 0 | 0 | 0 | 0 | 0 | 0 | 0 | 0 | 0 | 0 | 0 | 0 | 0 | 0 | 0 | 0 | 0 | 0 | 0 | 0 | 0 | 0 | 0 | 0 | 0 | 0 | 0 | 0 | 0 | 0 | 0 | 0 | 0
F3_Commercial_School_Existing_Food Preparation_Natural Gas_Fryer_E9 | F3 | Commercial | School | Existing | Food Preparation | Natural Gas | Fryer | E9 | PACT BC Ratio | 0 | 0 | 0 | 0 | 0 | 0 | 0 | 0 | 0 | 0 | 0 | 0 | 0 | 0 | 0 | 0 | 0 | 0 | 0 | 0 | 0 | 0 | 0 | 0 | 0 | 0 | 0 | 0 | 0 | 0 | 0 | 0 | 0
F3_Commercial_School_Existing_Food Preparation_Natural Gas_Fryer_E10 | F3 | Commercial | School | Existing | Food Preparation | Natural Gas | Fryer | E10 | PACT BC Ratio | 0 | 0 | 0 | 0 | 0 | 0 | 0 | 0 | 0 | 0 | 0 | 0 | 0 | 0 | 0 | 0 | 0 | 0 | 0 | 0 | 0 | 0 | 0 | 0 | 0 | 0 | 0 | 0 | 0 | 0 | 0 | 0 | 0
F4_Commercial_School_Existing_Food Preparation_Natural Gas_Fryer_E1 | F4 | Commercial | School | Existing | Food Preparation | Natural Gas | Fryer | E1 | RVT BC Ratio | 1 | 1 | 1 | 0 | 0 | 0 | 0 | 0 | 0 | 0 | 0 | 0 | 0 | 0 | 0 | 0 | 0 | 0 | 0 | 0 | 0 | 0 | 0 | 0 | 0 | 0 | 0 | 0 | 0 | 0 | 0 | 0 | 0
F4_Commercial_School_Existing_Food Preparation_Natural Gas_Fryer_E2 | F4 | Commercial | School | Existing | Food Preparation | Natural Gas | Fryer | E2 | RVT BC Ratio | 7.0924 | 7.0854 | 7.1129 | 1 | 1 | 1 | 1 | 1 | 1 | 1 | 1 | 1 | 1 | 1 | 1 | 1 | 1 | 1 | 1 | 1 | 1 | 1 | 1 | 1 | 1 | 1 | 1 | 1 | 1 | 1 | 1 | 1 | 1
F4_Commercial_School_Existing_Food Preparation_Natural Gas_Fryer_E3 | F4 | Commercial | School | Existing | Food Preparation | Natural Gas | Fryer | E3 | RVT BC Ratio | 0 | 0 | 0 | 0 | 0 | 0 | 0 | 0 | 0 | 0 | 0 | 0 | 0 | 0 | 0 | 0 | 0 | 0 | 0 | 0 | 0 | 0 | 0 | 0 | 0 | 0 | 0 | 0 | 0 | 0 | 0 | 0 | 0
F4_Commercial_School_Existing_Food Preparation_Natural Gas_Fryer_E4 | F4 | Commercial | School | Existing | Food Preparation | Natural Gas | Fryer | E4 | RVT BC Ratio | 0 | 0 | 0 | 0 | 0 | 0 | 0 | 0 | 0 | 0 | 0 | 0 | 0 | 0 | 0 | 0 | 0 | 0 | 0 | 0 | 0 | 0 | 0 | 0 | 0 | 0 | 0 | 0 | 0 | 0 | 0 | 0 | 0
F4_Commercial_School_Existing_Food Preparation_Natural Gas_Fryer_E5 | F4 | Commercial | School | Existing | Food Preparation | Natural Gas | Fryer | E5 | RVT BC Ratio | 0 | 0 | 0 | 0 | 0 | 0 | 0 | 0 | 0 | 0 | 0 | 0 | 0 | 0 | 0 | 0 | 0 | 0 | 0 | 0 | 0 | 0 | 0 | 0 | 0 | 0 | 0 | 0 | 0 | 0 | 0 | 0 | 0
F4_Commercial_School_Existing_Food Preparation_Natural Gas_Fryer_E6 | F4 | Commercial | School | Existing | Food Preparation | Natural Gas | Fryer | E6 | RVT BC Ratio | 0 | 0 | 0 | 0 | 0 | 0 | 0 | 0 | 0 | 0 | 0 | 0 | 0 | 0 | 0 | 0 | 0 | 0 | 0 | 0 | 0 | 0 | 0 | 0 | 0 | 0 | 0 | 0 | 0 | 0 | 0 | 0 | 0
F4_Commercial_School_Existing_Food Preparation_Natural Gas_Fryer_E7 | F4 | Commercial | School | Existing | Food Preparation | Natural Gas | Fryer | E7 | RVT BC Ratio | 0 | 0 | 0 | 0 | 0 | 0 | 0 | 0 | 0 | 0 | 0 | 0 | 0 | 0 | 0 | 0 | 0 | 0 | 0 | 0 | 0 | 0 | 0 | 0 | 0 | 0 | 0 | 0 | 0 | 0 | 0 | 0 | 0
F4_Commercial_School_Existing_Food Preparation_Natural Gas_Fryer_E8 | F4 | Commercial | School | Existing | Food Preparation | Natural Gas | Fryer | E8 | RVT BC Ratio | 0 | 0 | 0 | 0 | 0 | 0 | 0 | 0 | 0 | 0 | 0 | 0 | 0 | 0 | 0 | 0 | 0 | 0 | 0 | 0 | 0 | 0 | 0 | 0 | 0 | 0 | 0 | 0 | 0 | 0 | 0 | 0 | 0
F4_Commercial_School_Existing_Food Preparation_Natural Gas_Fryer_E9 | F4 | Commercial | School | Existing | Food Preparation | Natural Gas | Fryer | E9 | RVT BC Ratio | 0 | 0 | 0 | 0 | 0 | 0 | 0 | 0 | 0 | 0 | 0 | 0 | 0 | 0 | 0 | 0 | 0 | 0 | 0 | 0 | 0 | 0 | 0 | 0 | 0 | 0 | 0 | 0 | 0 | 0 | 0 | 0 | 0
F4_Commercial_School_Existing_Food Preparation_Natural Gas_Fryer_E10 | F4 | Commercial | School | Existing | Food Preparation | Natural Gas | Fryer | E10 | RVT BC Ratio | 0 | 0 | 0 | 0 | 0 | 0 | 0 | 0 | 0 | 0 | 0 | 0 | 0 | 0 | 0 | 0 | 0 | 0 | 0 | 0 | 0 | 0 | 0 | 0 | 0 | 0 | 0 | 0 | 0 | 0 | 0 | 0 | 0
F5_Commercial_School_Existing_Food Preparation_Natural Gas_Fryer_E1 | F5 | Commercial | School | Existing | Food Preparation | Natural Gas | Fryer | E1 | RIM BC Ratio | 1 | 1 | 1 | 0 | 0 | 0 | 0 | 0 | 0 | 0 | 0 | 0 | 0 | 0 | 0 | 0 | 0 | 0 | 0 | 0 | 0 | 0 | 0 | 0 | 0 | 0 | 0 | 0 | 0 | 0 | 0 | 0 | 0
F5_Commercial_School_Existing_Food Preparation_Natural Gas_Fryer_E2 | F5 | Commercial | School | Existing | Food Preparation | Natural Gas | Fryer | E2 | RIM BC Ratio | 0.73167 | 0.73157 | 0.73195 | 1 | 1 | 1 | 1 | 1 | 1 | 1 | 1 | 1 | 1 | 1 | 1 | 1 | 1 | 1 | 1 | 1 | 1 | 1 | 1 | 1 | 1 | 1 | 1 | 1 | 1 | 1 | 1 | 1 | 1
F5_Commercial_School_Existing_Food Preparation_Natural Gas_Fryer_E3 | F5 | Commercial | School | Existing | Food Preparation | Natural Gas | Fryer | E3 | RIM BC Ratio | 0 | 0 | 0 | 0 | 0 | 0 | 0 | 0 | 0 | 0 | 0 | 0 | 0 | 0 | 0 | 0 | 0 | 0 | 0 | 0 | 0 | 0 | 0 | 0 | 0 | 0 | 0 | 0 | 0 | 0 | 0 | 0 | 0
F5_Commercial_School_Existing_Food Preparation_Natural Gas_Fryer_E4 | F5 | Commercial | School | Existing | Food Preparation | Natural Gas | Fryer | E4 | RIM BC Ratio | 0 | 0 | 0 | 0 | 0 | 0 | 0 | 0 | 0 | 0 | 0 | 0 | 0 | 0 | 0 | 0 | 0 | 0 | 0 | 0 | 0 | 0 | 0 | 0 | 0 | 0 | 0 | 0 | 0 | 0 | 0 | 0 | 0
F5_Commercial_School_Existing_Food Preparation_Natural Gas_Fryer_E5 | F5 | Commercial | School | Existing | Food Preparation | Natural Gas | Fryer | E5 | RIM BC Ratio | 0 | 0 | 0 | 0 | 0 | 0 | 0 | 0 | 0 | 0 | 0 | 0 | 0 | 0 | 0 | 0 | 0 | 0 | 0 | 0 | 0 | 0 | 0 | 0 | 0 | 0 | 0 | 0 | 0 | 0 | 0 | 0 | 0
F5_Commercial_School_Existing_Food Preparation_Natural Gas_Fryer_E6 | F5 | Commercial | School | Existing | Food Preparation | Natural Gas | Fryer | E6 | RIM BC Ratio | 0 | 0 | 0 | 0 | 0 | 0 | 0 | 0 | 0 | 0 | 0 | 0 | 0 | 0 | 0 | 0 | 0 | 0 | 0 | 0 | 0 | 0 | 0 | 0 | 0 | 0 | 0 | 0 | 0 | 0 | 0 | 0 | 0
F5_Commercial_School_Existing_Food Preparation_Natural Gas_Fryer_E7 | F5 | Commercial | School | Existing | Food Preparation | Natural Gas | Fryer | E7 | RIM BC Ratio | 0 | 0 | 0 | 0 | 0 | 0 | 0 | 0 | 0 | 0 | 0 | 0 | 0 | 0 | 0 | 0 | 0 | 0 | 0 | 0 | 0 | 0 | 0 | 0 | 0 | 0 | 0 | 0 | 0 | 0 | 0 | 0 | 0
F5_Commercial_School_Existing_Food Preparation_Natural Gas_Fryer_E8 | F5 | Commercial | School | Existing | Food Preparation | Natural Gas | Fryer | E8 | RIM BC Ratio | 0 | 0 | 0 | 0 | 0 | 0 | 0 | 0 | 0 | 0 | 0 | 0 | 0 | 0 | 0 | 0 | 0 | 0 | 0 | 0 | 0 | 0 | 0 | 0 | 0 | 0 | 0 | 0 | 0 | 0 | 0 | 0 | 0
F5_Commercial_School_Existing_Food Preparation_Natural Gas_Fryer_E9 | F5 | Commercial | School | Existing | Food Preparation | Natural Gas | Fryer | E9 | RIM BC Ratio | 0 | 0 | 0 | 0 | 0 | 0 | 0 | 0 | 0 | 0 | 0 | 0 | 0 | 0 | 0 | 0 | 0 | 0 | 0 | 0 | 0 | 0 | 0 | 0 | 0 | 0 | 0 | 0 | 0 | 0 | 0 | 0 | 0
F5_Commercial_School_Existing_Food Preparation_Natural Gas_Fryer_E10 | F5 | Commercial | School | Existing | Food Preparation | Natural Gas | Fryer | E10 | RIM BC Ratio | 0 | 0 | 0 | 0 | 0 | 0 | 0 | 0 | 0 | 0 | 0 | 0 | 0 | 0 | 0 | 0 | 0 | 0 | 0 | 0 | 0 | 0 | 0 | 0 | 0 | 0 | 0 | 0 | 0 | 0 | 0 | 0 | 0
F0_Commercial_School_Existing_Food Preparation_Natural Gas_Broiler_E0 | F0 | Commercial | School | Existing | Food Preparation | Natural Gas | Broiler | E0 | Economic Unit | Infrared Burners | Infrared Burners | Infrared Burners | Infrared Burners | Infrared Burners | Infrared Burners | Infrared Burners | Infrared Burners | Infrared Burners | Infrared Burners | Infrared Burners | Infrared Burners | Infrared Burners | Infrared Burners | Infrared Burners | Infrared Burners | Infrared Burners | Infrared Burners | Infrared Burners | Infrared Burners | Infrared Burners | Infrared Burners | Infrared Burners | Infrared Burners | Infrared Burners | Infrared Burners | Infrared Burners | Infrared Burners | Infrared Burners | Infrared Burners | Infrared Burners | Infrared Burners | Infrared Burners
F1_Commercial_School_Existing_Food Preparation_Natural Gas_Broiler_E1 | F1 | Commercial | School | Existing | Food Preparation | Natural Gas | Broiler | E1 | CCE | 0 | 0 | 0 | 0 | 0 | 0 | 0 | 0 | 0 | 0 | 0 | 0 | 0 | 0 | 0 | 0 | 0 | 0 | 0 | 0 | 0 | 0 | 0 | 0 | 0 | 0 | 0 | 0 | 0 | 0 | 0 | 0 | 0
F1_Commercial_School_Existing_Food Preparation_Natural Gas_Broiler_E2 | F1 | Commercial | School | Existing | Food Preparation | Natural Gas | Broiler | E2 | CCE | 0.59817 | 0.61931 | 0.55594 | 0.56637 | 0.56637 | 0.56637 | 0.56637 | 0.56637 | 0.56637 | 0.56637 | 0.56637 | 0.56637 | 0.56637 | 0.56637 | 0.56637 | 0.56637 | 0.56637 | 0.56637 | 0.56637 | 0.56637 | 0.56637 | 0.56637 | 0.56637 | 0.56637 | 0.56637 | 0.56637 | 0.56637 | 0.56637 | 0.56637 | 0.56637 | 0.56637 | 0.56637 | 0.56637
F1_Commercial_School_Existing_Food Preparation_Natural Gas_Broiler_E3 | F1 | Commercial | School | Existing | Food Preparation | Natural Gas | Broiler | E3 | CCE | 0 | 0 | 0 | 0 | 0 | 0 | 0 | 0 | 0 | 0 | 0 | 0 | 0 | 0 | 0 | 0 | 0 | 0 | 0 | 0 | 0 | 0 | 0 | 0 | 0 | 0 | 0 | 0 | 0 | 0 | 0 | 0 | 0
F1_Commercial_School_Existing_Food Preparation_Natural Gas_Broiler_E4 | F1 | Commercial | School | Existing | Food Preparation | Natural Gas | Broiler | E4 | CCE | 0 | 0 | 0 | 0 | 0 | 0 | 0 | 0 | 0 | 0 | 0 | 0 | 0 | 0 | 0 | 0 | 0 | 0 | 0 | 0 | 0 | 0 | 0 | 0 | 0 | 0 | 0 | 0 | 0 | 0 | 0 | 0 | 0
F1_Commercial_School_Existing_Food Preparation_Natural Gas_Broiler_E5 | F1 | Commercial | School | Existing | Food Preparation | Natural Gas | Broiler | E5 | CCE | 0 | 0 | 0 | 0 | 0 | 0 | 0 | 0 | 0 | 0 | 0 | 0 | 0 | 0 | 0 | 0 | 0 | 0 | 0 | 0 | 0 | 0 | 0 | 0 | 0 | 0 | 0 | 0 | 0 | 0 | 0 | 0 | 0
F1_Commercial_School_Existing_Food Preparation_Natural Gas_Broiler_E6 | F1 | Commercial | School | Existing | Food Preparation | Natural Gas | Broiler | E6 | CCE | 0 | 0 | 0 | 0 | 0 | 0 | 0 | 0 | 0 | 0 | 0 | 0 | 0 | 0 | 0 | 0 | 0 | 0 | 0 | 0 | 0 | 0 | 0 | 0 | 0 | 0 | 0 | 0 | 0 | 0 | 0 | 0 | 0
F1_Commercial_School_Existing_Food Preparation_Natural Gas_Broiler_E7 | F1 | Commercial | School | Existing | Food Preparation | Natural Gas | Broiler | E7 | CCE | 0 | 0 | 0 | 0 | 0 | 0 | 0 | 0 | 0 | 0 | 0 | 0 | 0 | 0 | 0 | 0 | 0 | 0 | 0 | 0 | 0 | 0 | 0 | 0 | 0 | 0 | 0 | 0 | 0 | 0 | 0 | 0 | 0
F1_Commercial_School_Existing_Food Preparation_Natural Gas_Broiler_E8 | F1 | Commercial | School | Existing | Food Preparation | Natural Gas | Broiler | E8 | CCE | 0 | 0 | 0 | 0 | 0 | 0 | 0 | 0 | 0 | 0 | 0 | 0 | 0 | 0 | 0 | 0 | 0 | 0 | 0 | 0 | 0 | 0 | 0 | 0 | 0 | 0 | 0 | 0 | 0 | 0 | 0 | 0 | 0
F1_Commercial_School_Existing_Food Preparation_Natural Gas_Broiler_E9 | F1 | Commercial | School | Existing | Food Preparation | Natural Gas | Broiler | E9 | CCE | 0 | 0 | 0 | 0 | 0 | 0 | 0 | 0 | 0 | 0 | 0 | 0 | 0 | 0 | 0 | 0 | 0 | 0 | 0 | 0 | 0 | 0 | 0 | 0 | 0 | 0 | 0 | 0 | 0 | 0 | 0 | 0 | 0
F1_Commercial_School_Existing_Food Preparation_Natural Gas_Broiler_E10 | F1 | Commercial | School | Existing | Food Preparation | Natural Gas | Broiler | E10 | CCE | 0 | 0 | 0 | 0 | 0 | 0 | 0 | 0 | 0 | 0 | 0 | 0 | 0 | 0 | 0 | 0 | 0 | 0 | 0 | 0 | 0 | 0 | 0 | 0 | 0 | 0 | 0 | 0 | 0 | 0 | 0 | 0 | 0
F2_Commercial_School_Existing_Food Preparation_Natural Gas_Broiler_E1 | F2 | Commercial | School | Existing | Food Preparation | Natural Gas | Broiler | E1 | TRC BC Ratio | bar: 2019 to 2051
F2_Commercial_School_Existing_Food Preparation_Natural Gas_Broiler_E2 | F2 | Commercial | School | Existing | Food Preparation | Natural Gas | Broiler | E2 | TRC BC Ratio | 2.7519 | 2.7554 | 2.7705 | 2.7565 | 2.7493 | 2.7603 | 2.7866 | 2.8079 | 2.834 | 2.8592 | 2.8846 | 2.9086 | 2.9342 | 2.9607 | 2.9863 | 3.0126 | 3.039 | 3.0674 | 3.0969 | 3.1274 | 3.1566 | 3.1859 | 3.2122 | 3.2386 | 3.2614 | 3.2812 | 3.2991 | 3.3146 | 3.3268 | 3.3367 | 3.3421 | 3.3458 | 3.3458
F2_Commercial_School_Existing_Food Preparation_Natural Gas_Broiler_E3 | F2 | Commercial | School | Existing | Food Preparation | Natural Gas | Broiler | E3 | TRC BC Ratio | 0 | 0 | 0 | 0 | 0 | 0 | 0 | 0 | 0 | 0 | 0 | 0 | 0 | 0 | 0 | 0 | 0 | 0 | 0 | 0 | 0 | 0 | 0 | 0 | 0 | 0 | 0 | 0 | 0 | 0 | 0 | 0 | 0
F2_Commercial_School_Existing_Food Preparation_Natural Gas_Broiler_E4 | F2 | Commercial | School | Existing | Food Preparation | Natural Gas | Broiler | E4 | TRC BC Ratio | 0 | 0 | 0 | 0 | 0 | 0 | 0 | 0 | 0 | 0 | 0 | 0 | 0 | 0 | 0 | 0 | 0 | 0 | 0 | 0 | 0 | 0 | 0 | 0 | 0 | 0 | 0 | 0 | 0 | 0 | 0 | 0 | 0
F2_Commercial_School_Existing_Food Preparation_Natural Gas_Broiler_E5 | F2 | Commercial | School | Existing | Food Preparation | Natural Gas | Broiler | E5 | TRC BC Ratio | 0 | 0 | 0 | 0 | 0 | 0 | 0 | 0 | 0 | 0 | 0 | 0 | 0 | 0 | 0 | 0 | 0 | 0 | 0 | 0 | 0 | 0 | 0 | 0 | 0 | 0 | 0 | 0 | 0 | 0 | 0 | 0 | 0
F2_Commercial_School_Existing_Food Preparation_Natural Gas_Broiler_E6 | F2 | Commercial | School | Existing | Food Preparation | Natural Gas | Broiler | E6 | TRC BC Ratio | 0 | 0 | 0 | 0 | 0 | 0 | 0 | 0 | 0 | 0 | 0 | 0 | 0 | 0 | 0 | 0 | 0 | 0 | 0 | 0 | 0 | 0 | 0 | 0 | 0 | 0 | 0 | 0 | 0 | 0 | 0 | 0 | 0
F2_Commercial_School_Existing_Food Preparation_Natural Gas_Broiler_E7 | F2 | Commercial | School | Existing | Food Preparation | Natural Gas | Broiler | E7 | TRC BC Ratio | 0 | 0 | 0 | 0 | 0 | 0 | 0 | 0 | 0 | 0 | 0 | 0 | 0 | 0 | 0 | 0 | 0 | 0 | 0 | 0 | 0 | 0 | 0 | 0 | 0 | 0 | 0 | 0 | 0 | 0 | 0 | 0 | 0
F2_Commercial_School_Existing_Food Preparation_Natural Gas_Broiler_E8 | F2 | Commercial | School | Existing | Food Preparation | Natural Gas | Broiler | E8 | TRC BC Ratio | 0 | 0 | 0 | 0 | 0 | 0 | 0 | 0 | 0 | 0 | 0 | 0 | 0 | 0 | 0 | 0 | 0 | 0 | 0 | 0 | 0 | 0 | 0 | 0 | 0 | 0 | 0 | 0 | 0 | 0 | 0 | 0 | 0
F2_Commercial_School_Existing_Food Preparation_Natural Gas_Broiler_E9 | F2 | Commercial | School | Existing | Food Preparation | Natural Gas | Broiler | E9 | TRC BC Ratio | 0 | 0 | 0 | 0 | 0 | 0 | 0 | 0 | 0 | 0 | 0 | 0 | 0 | 0 | 0 | 0 | 0 | 0 | 0 | 0 | 0 | 0 | 0 | 0 | 0 | 0 | 0 | 0 | 0 | 0 | 0 | 0 | 0
F2_Commercial_School_Existing_Food Preparation_Natural Gas_Broiler_E10 | F2 | Commercial | School | Existing | Food Preparation | Natural Gas | Broiler | E10 | TRC BC Ratio | 0 | 0 | 0 | 0 | 0 | 0 | 0 | 0 | 0 | 0 | 0 | 0 | 0 | 0 | 0 | 0 | 0 | 0 | 0 | 0 | 0 | 0 | 0 | 0 | 0 | 0 | 0 | 0 | 0 | 0 | 0 | 0 | 0
F3_Commercial_School_Existing_Food Preparation_Natural Gas_Broiler_E1 | F3 | Commercial | School | Existing | Food Preparation | Natural Gas | Broiler | E1 | PACT BC Ratio | bar: 2019 to 2051
F3_Commercial_School_Existing_Food Preparation_Natural Gas_Broiler_E2 | F3 | Commercial | School | Existing | Food Preparation | Natural Gas | Broiler | E2 | PACT BC Ratio | 3.6692 | 3.6739 | 3.694 | 3.6753 | 3.6658 | 3.6803 | 3.7154 | 3.7439 | 3.7787 | 3.8122 | 3.8462 | 3.8782 | 3.9123 | 3.9475 | 3.9818 | 4.0167 | 4.052 | 4.0899 | 4.1293 | 4.1698 | 4.2088 | 4.2479 | 4.283 | 4.3181 | 4.3486 | 4.3749 | 4.3988 | 4.4195 | 4.4357 | 4.4489 | 4.4562 | 4.461 | 4.461
F3_Commercial_School_Existing_Food Preparation_Natural Gas_Broiler_E3 | F3 | Commercial | School | Existing | Food Preparation | Natural Gas | Broiler | E3 | PACT BC Ratio | 0 | 0 | 0 | 0 | 0 | 0 | 0 | 0 | 0 | 0 | 0 | 0 | 0 | 0 | 0 | 0 | 0 | 0 | 0 | 0 | 0 | 0 | 0 | 0 | 0 | 0 | 0 | 0 | 0 | 0 | 0 | 0 | 0
F3_Commercial_School_Existing_Food Preparation_Natural Gas_Broiler_E4 | F3 | Commercial | School | Existing | Food Preparation | Natural Gas | Broiler | E4 | PACT BC Ratio | 0 | 0 | 0 | 0 | 0 | 0 | 0 | 0 | 0 | 0 | 0 | 0 | 0 | 0 | 0 | 0 | 0 | 0 | 0 | 0 | 0 | 0 | 0 | 0 | 0 | 0 | 0 | 0 | 0 | 0 | 0 | 0 | 0
F3_Commercial_School_Existing_Food Preparation_Natural Gas_Broiler_E5 | F3 | Commercial | School | Existing | Food Preparation | Natural Gas | Broiler | E5 | PACT BC Ratio | 0 | 0 | 0 | 0 | 0 | 0 | 0 | 0 | 0 | 0 | 0 | 0 | 0 | 0 | 0 | 0 | 0 | 0 | 0 | 0 | 0 | 0 | 0 | 0 | 0 | 0 | 0 | 0 | 0 | 0 | 0 | 0 | 0
F3_Commercial_School_Existing_Food Preparation_Natural Gas_Broiler_E6 | F3 | Commercial | School | Existing | Food Preparation | Natural Gas | Broiler | E6 | PACT BC Ratio | 0 | 0 | 0 | 0 | 0 | 0 | 0 | 0 | 0 | 0 | 0 | 0 | 0 | 0 | 0 | 0 | 0 | 0 | 0 | 0 | 0 | 0 | 0 | 0 | 0 | 0 | 0 | 0 | 0 | 0 | 0 | 0 | 0
F3_Commercial_School_Existing_Food Preparation_Natural Gas_Broiler_E7 | F3 | Commercial | School | Existing | Food Preparation | Natural Gas | Broiler | E7 | PACT BC Ratio | 0 | 0 | 0 | 0 | 0 | 0 | 0 | 0 | 0 | 0 | 0 | 0 | 0 | 0 | 0 | 0 | 0 | 0 | 0 | 0 | 0 | 0 | 0 | 0 | 0 | 0 | 0 | 0 | 0 | 0 | 0 | 0 | 0
F3_Commercial_School_Existing_Food Preparation_Natural Gas_Broiler_E8 | F3 | Commercial | School | Existing | Food Preparation | Natural Gas | Broiler | E8 | PACT BC Ratio | 0 | 0 | 0 | 0 | 0 | 0 | 0 | 0 | 0 | 0 | 0 | 0 | 0 | 0 | 0 | 0 | 0 | 0 | 0 | 0 | 0 | 0 | 0 | 0 | 0 | 0 | 0 | 0 | 0 | 0 | 0 | 0 | 0
F3_Commercial_School_Existing_Food Preparation_Natural Gas_Broiler_E9 | F3 | Commercial | School | Existing | Food Preparation | Natural Gas | Broiler | E9 | PACT BC Ratio | 0 | 0 | 0 | 0 | 0 | 0 | 0 | 0 | 0 | 0 | 0 | 0 | 0 | 0 | 0 | 0 | 0 | 0 | 0 | 0 | 0 | 0 | 0 | 0 | 0 | 0 | 0 | 0 | 0 | 0 | 0 | 0 | 0
F3_Commercial_School_Existing_Food Preparation_Natural Gas_Broiler_E10 | F3 | Commercial | School | Existing | Food Preparation | Natural Gas | Broiler | E10 | PACT BC Ratio | 0 | 0 | 0 | 0 | 0 | 0 | 0 | 0 | 0 | 0 | 0 | 0 | 0 | 0 | 0 | 0 | 0 | 0 | 0 | 0 | 0 | 0 | 0 | 0 | 0 | 0 | 0 | 0 | 0 | 0 | 0 | 0 | 0
F4_Commercial_School_Existing_Food Preparation_Natural Gas_Broiler_E1 | F4 | Commercial | School | Existing | Food Preparation | Natural Gas | Broiler | E1 | RVT BC Ratio | bar: 2019 to 2051
F4_Commercial_School_Existing_Food Preparation_Natural Gas_Broiler_E2 | F4 | Commercial | School | Existing | Food Preparation | Natural Gas | Broiler | E2 | RVT BC Ratio | 4.6564 | 4.6614 | 4.6831 | 4.6629 | 4.6526 | 4.6684 | 4.7062 | 4.7369 | 4.7744 | 4.8106 | 4.8472 | 4.8817 | 4.9184 | 4.9565 | 4.9934 | 5.0311 | 5.0691 | 5.11 | 5.1524 | 5.1962 | 5.2382 | 5.2804 | 5.3182 | 5.3561 | 5.3889 | 5.4173 | 5.4431 | 5.4654 | 5.4828 | 5.4971 | 5.5049 | 5.5101 | 5.5101
F4_Commercial_School_Existing_Food Preparation_Natural Gas_Broiler_E3 | F4 | Commercial | School | Existing | Food Preparation | Natural Gas | Broiler | E3 | RVT BC Ratio | 0 | 0 | 0 | 0 | 0 | 0 | 0 | 0 | 0 | 0 | 0 | 0 | 0 | 0 | 0 | 0 | 0 | 0 | 0 | 0 | 0 | 0 | 0 | 0 | 0 | 0 | 0 | 0 | 0 | 0 | 0 | 0 | 0
F4_Commercial_School_Existing_Food Preparation_Natural Gas_Broiler_E4 | F4 | Commercial | School | Existing | Food Preparation | Natural Gas | Broiler | E4 | RVT BC Ratio | 0 | 0 | 0 | 0 | 0 | 0 | 0 | 0 | 0 | 0 | 0 | 0 | 0 | 0 | 0 | 0 | 0 | 0 | 0 | 0 | 0 | 0 | 0 | 0 | 0 | 0 | 0 | 0 | 0 | 0 | 0 | 0 | 0
F4_Commercial_School_Existing_Food Preparation_Natural Gas_Broiler_E5 | F4 | Commercial | School | Existing | Food Preparation | Natural Gas | Broiler | E5 | RVT BC Ratio | 0 | 0 | 0 | 0 | 0 | 0 | 0 | 0 | 0 | 0 | 0 | 0 | 0 | 0 | 0 | 0 | 0 | 0 | 0 | 0 | 0 | 0 | 0 | 0 | 0 | 0 | 0 | 0 | 0 | 0 | 0 | 0 | 0
F4_Commercial_School_Existing_Food Preparation_Natural Gas_Broiler_E6 | F4 | Commercial | School | Existing | Food Preparation | Natural Gas | Broiler | E6 | RVT BC Ratio | 0 | 0 | 0 | 0 | 0 | 0 | 0 | 0 | 0 | 0 | 0 | 0 | 0 | 0 | 0 | 0 | 0 | 0 | 0 | 0 | 0 | 0 | 0 | 0 | 0 | 0 | 0 | 0 | 0 | 0 | 0 | 0 | 0
F4_Commercial_School_Existing_Food Preparation_Natural Gas_Broiler_E7 | F4 | Commercial | School | Existing | Food Preparation | Natural Gas | Broiler | E7 | RVT BC Ratio | 0 | 0 | 0 | 0 | 0 | 0 | 0 | 0 | 0 | 0 | 0 | 0 | 0 | 0 | 0 | 0 | 0 | 0 | 0 | 0 | 0 | 0 | 0 | 0 | 0 | 0 | 0 | 0 | 0 | 0 | 0 | 0 | 0
F4_Commercial_School_Existing_Food Preparation_Natural Gas_Broiler_E8 | F4 | Commercial | School | Existing | Food Preparation | Natural Gas | Broiler | E8 | RVT BC Ratio | 0 | 0 | 0 | 0 | 0 | 0 | 0 | 0 | 0 | 0 | 0 | 0 | 0 | 0 | 0 | 0 | 0 | 0 | 0 | 0 | 0 | 0 | 0 | 0 | 0 | 0 | 0 | 0 | 0 | 0 | 0 | 0 | 0
F4_Commercial_School_Existing_Food Preparation_Natural Gas_Broiler_E9 | F4 | Commercial | School | Existing | Food Preparation | Natural Gas | Broiler | E9 | RVT BC Ratio | 0 | 0 | 0 | 0 | 0 | 0 | 0 | 0 | 0 | 0 | 0 | 0 | 0 | 0 | 0 | 0 | 0 | 0 | 0 | 0 | 0 | 0 | 0 | 0 | 0 | 0 | 0 | 0 | 0 | 0 | 0 | 0 | 0
F4_Commercial_School_Existing_Food Preparation_Natural Gas_Broiler_E10 | F4 | Commercial | School | Existing | Food Preparation | Natural Gas | Broiler | E10 | RVT BC Ratio | 0 | 0 | 0 | 0 | 0 | 0 | 0 | 0 | 0 | 0 | 0 | 0 | 0 | 0 | 0 | 0 | 0 | 0 | 0 | 0 | 0 | 0 | 0 | 0 | 0 | 0 | 0 | 0 | 0 | 0 | 0 | 0 | 0
F5_Commercial_School_Existing_Food Preparation_Natural Gas_Broiler_E1 | F5 | Commercial | School | Existing | Food Preparation | Natural Gas | Broiler | E1 | RIM BC Ratio | bar: 2019 to 2051
F5_Commercial_School_Existing_Food Preparation_Natural Gas_Broiler_E2 | F5 | Commercial | School | Existing | Food Preparation | Natural Gas | Broiler | E2 | RIM BC Ratio | 0.67999 | 0.68015 | 0.68084 | 0.6802 | 0.67987 | 0.68037 | 0.68156 | 0.68252 | 0.68367 | 0.68475 | 0.68584 | 0.68685 | 0.68791 | 0.689 | 0.69003 | 0.69107 | 0.69211 | 0.69321 | 0.69433 | 0.69547 | 0.69654 | 0.69761 | 0.69854 | 0.69947 | 0.70027 | 0.70095 | 0.70156 | 0.70208 | 0.70249 | 0.70282 | 0.703 | 0.70312 | 0.70312
F5_Commercial_School_Existing_Food Preparation_Natural Gas_Broiler_E3 | F5 | Commercial | School | Existing | Food Preparation | Natural Gas | Broiler | E3 | RIM BC Ratio | 0 | 0 | 0 | 0 | 0 | 0 | 0 | 0 | 0 | 0 | 0 | 0 | 0 | 0 | 0 | 0 | 0 | 0 | 0 | 0 | 0 | 0 | 0 | 0 | 0 | 0 | 0 | 0 | 0 | 0 | 0 | 0 | 0
F5_Commercial_School_Existing_Food Preparation_Natural Gas_Broiler_E4 | F5 | Commercial | School | Existing | Food Preparation | Natural Gas | Broiler | E4 | RIM BC Ratio | 0 | 0 | 0 | 0 | 0 | 0 | 0 | 0 | 0 | 0 | 0 | 0 | 0 | 0 | 0 | 0 | 0 | 0 | 0 | 0 | 0 | 0 | 0 | 0 | 0 | 0 | 0 | 0 | 0 | 0 | 0 | 0 | 0
F5_Commercial_School_Existing_Food Preparation_Natural Gas_Broiler_E5 | F5 | Commercial | School | Existing | Food Preparation | Natural Gas | Broiler | E5 | RIM BC Ratio | 0 | 0 | 0 | 0 | 0 | 0 | 0 | 0 | 0 | 0 | 0 | 0 | 0 | 0 | 0 | 0 | 0 | 0 | 0 | 0 | 0 | 0 | 0 | 0 | 0 | 0 | 0 | 0 | 0 | 0 | 0 | 0 | 0
F5_Commercial_School_Existing_Food Preparation_Natural Gas_Broiler_E6 | F5 | Commercial | School | Existing | Food Preparation | Natural Gas | Broiler | E6 | RIM BC Ratio | 0 | 0 | 0 | 0 | 0 | 0 | 0 | 0 | 0 | 0 | 0 | 0 | 0 | 0 | 0 | 0 | 0 | 0 | 0 | 0 | 0 | 0 | 0 | 0 | 0 | 0 | 0 | 0 | 0 | 0 | 0 | 0 | 0
F5_Commercial_School_Existing_Food Preparation_Natural Gas_Broiler_E7 | F5 | Commercial | School | Existing | Food Preparation | Natural Gas | Broiler | E7 | RIM BC Ratio | 0 | 0 | 0 | 0 | 0 | 0 | 0 | 0 | 0 | 0 | 0 | 0 | 0 | 0 | 0 | 0 | 0 | 0 | 0 | 0 | 0 | 0 | 0 | 0 | 0 | 0 | 0 | 0 | 0 | 0 | 0 | 0 | 0
F5_Commercial_School_Existing_Food Preparation_Natural Gas_Broiler_E8 | F5 | Commercial | School | Existing | Food Preparation | Natural Gas | Broiler | E8 | RIM BC Ratio | 0 | 0 | 0 | 0 | 0 | 0 | 0 | 0 | 0 | 0 | 0 | 0 | 0 | 0 | 0 | 0 | 0 | 0 | 0 | 0 | 0 | 0 | 0 | 0 | 0 | 0 | 0 | 0 | 0 | 0 | 0 | 0 | 0
F5_Commercial_School_Existing_Food Preparation_Natural Gas_Broiler_E9 | F5 | Commercial | School | Existing | Food Preparation | Natural Gas | Broiler | E9 | RIM BC Ratio | 0 | 0 | 0 | 0 | 0 | 0 | 0 | 0 | 0 | 0 | 0 | 0 | 0 | 0 | 0 | 0 | 0 | 0 | 0 | 0 | 0 | 0 | 0 | 0 | 0 | 0 | 0 | 0 | 0 | 0 | 0 | 0 | 0
F5_Commercial_School_Existing_Food Preparation_Natural Gas_Broiler_E10 | F5 | Commercial | School | Existing | Food Preparation | Natural Gas | Broiler | E10 | RIM BC Ratio | 0 | 0 | 0 | 0 | 0 | 0 | 0 | 0 | 0 | 0 | 0 | 0 | 0 | 0 | 0 | 0 | 0 | 0 | 0 | 0 | 0 | 0 | 0 | 0 | 0 | 0 | 0 | 0 | 0 | 0 | 0 | 0 | 0
F0_Commercial_School_Existing_Food Preparation_Natural Gas_Griddle_E0 | F0 | Commercial | School | Existing | Food Preparation | Natural Gas | Griddle | E0 | Economic Unit | ENERGY STAR | ENERGY STAR | ENERGY STAR | ENERGY STAR | ENERGY STAR | ENERGY STAR | ENERGY STAR | ENERGY STAR | ENERGY STAR | ENERGY STAR | ENERGY STAR | ENERGY STAR | ENERGY STAR | ENERGY STAR | ENERGY STAR | ENERGY STAR | ENERGY STAR | ENERGY STAR | ENERGY STAR | ENERGY STAR | ENERGY STAR | ENERGY STAR | ENERGY STAR | ENERGY STAR | ENERGY STAR | ENERGY STAR | ENERGY STAR | ENERGY STAR | ENERGY STAR | ENERGY STAR | ENERGY STAR | ENERGY STAR | ENERGY STAR
F1_Commercial_School_Existing_Food Preparation_Natural Gas_Griddle_E1 | F1 | Commercial | School | Existing | Food Preparation | Natural Gas | Griddle | E1 | CCE | 0 | 0 | 0 | 0 | 0 | 0 | 0 | 0 | 0 | 0 | 0 | 0 | 0 | 0 | 0 | 0 | 0 | 0 | 0 | 0 | 0 | 0 | 0 | 0 | 0 | 0 | 0 | 0 | 0 | 0 | 0 | 0 | 0
F1_Commercial_School_Existing_Food Preparation_Natural Gas_Griddle_E2 | F1 | Commercial | School | Existing | Food Preparation | Natural Gas | Griddle | E2 | CCE | 0.29693 | 0.30743 | 0.27597 | 0 | 0 | 0 | 0 | 0 | 0 | 0 | 0 | 0 | 0 | 0 | 0 | 0 | 0 | 0 | 0 | 0 | 0 | 0 | 0 | 0 | 0 | 0 | 0 | 0 | 0 | 0 | 0 | 0 | 0
F1_Commercial_School_Existing_Food Preparation_Natural Gas_Griddle_E3 | F1 | Commercial | School | Existing | Food Preparation | Natural Gas | Griddle | E3 | CCE | 0 | 0 | 0 | 0 | 0 | 0 | 0 | 0 | 0 | 0 | 0 | 0 | 0 | 0 | 0 | 0 | 0 | 0 | 0 | 0 | 0 | 0 | 0 | 0 | 0 | 0 | 0 | 0 | 0 | 0 | 0 | 0 | 0
F1_Commercial_School_Existing_Food Preparation_Natural Gas_Griddle_E4 | F1 | Commercial | School | Existing | Food Preparation | Natural Gas | Griddle | E4 | CCE | 0 | 0 | 0 | 0 | 0 | 0 | 0 | 0 | 0 | 0 | 0 | 0 | 0 | 0 | 0 | 0 | 0 | 0 | 0 | 0 | 0 | 0 | 0 | 0 | 0 | 0 | 0 | 0 | 0 | 0 | 0 | 0 | 0
F1_Commercial_School_Existing_Food Preparation_Natural Gas_Griddle_E5 | F1 | Commercial | School | Existing | Food Preparation | Natural Gas | Griddle | E5 | CCE | 0 | 0 | 0 | 0 | 0 | 0 | 0 | 0 | 0 | 0 | 0 | 0 | 0 | 0 | 0 | 0 | 0 | 0 | 0 | 0 | 0 | 0 | 0 | 0 | 0 | 0 | 0 | 0 | 0 | 0 | 0 | 0 | 0
F1_Commercial_School_Existing_Food Preparation_Natural Gas_Griddle_E6 | F1 | Commercial | School | Existing | Food Preparation | Natural Gas | Griddle | E6 | CCE | 0 | 0 | 0 | 0 | 0 | 0 | 0 | 0 | 0 | 0 | 0 | 0 | 0 | 0 | 0 | 0 | 0 | 0 | 0 | 0 | 0 | 0 | 0 | 0 | 0 | 0 | 0 | 0 | 0 | 0 | 0 | 0 | 0
F1_Commercial_School_Existing_Food Preparation_Natural Gas_Griddle_E7 | F1 | Commercial | School | Existing | Food Preparation | Natural Gas | Griddle | E7 | CCE | 0 | 0 | 0 | 0 | 0 | 0 | 0 | 0 | 0 | 0 | 0 | 0 | 0 | 0 | 0 | 0 | 0 | 0 | 0 | 0 | 0 | 0 | 0 | 0 | 0 | 0 | 0 | 0 | 0 | 0 | 0 | 0 | 0
F1_Commercial_School_Existing_Food Preparation_Natural Gas_Griddle_E8 | F1 | Commercial | School | Existing | Food Preparation | Natural Gas | Griddle | E8 | CCE | 0 | 0 | 0 | 0 | 0 | 0 | 0 | 0 | 0 | 0 | 0 | 0 | 0 | 0 | 0 | 0 | 0 | 0 | 0 | 0 | 0 | 0 | 0 | 0 | 0 | 0 | 0 | 0 | 0 | 0 | 0 | 0 | 0
F1_Commercial_School_Existing_Food Preparation_Natural Gas_Griddle_E9 | F1 | Commercial | School | Existing | Food Preparation | Natural Gas | Griddle | E9 | CCE | 0 | 0 | 0 | 0 | 0 | 0 | 0 | 0 | 0 | 0 | 0 | 0 | 0 | 0 | 0 | 0 | 0 | 0 | 0 | 0 | 0 | 0 | 0 | 0 | 0 | 0 | 0 | 0 | 0 | 0 | 0 | 0 | 0
F1_Commercial_School_Existing_Food Preparation_Natural Gas_Griddle_E10 | F1 | Commercial | School | Existing | Food Preparation | Natural Gas | Griddle | E10 | CCE | 0 | 0 | 0 | 0 | 0 | 0 | 0 | 0 | 0 | 0 | 0 | 0 | 0 | 0 | 0 | 0 | 0 | 0 | 0 | 0 | 0 | 0 | 0 | 0 | 0 | 0 | 0 | 0 | 0 | 0 | 0 | 0 | 0
F2_Commercial_School_Existing_Food Preparation_Natural Gas_Griddle_E1 | F2 | Commercial | School | Existing | Food Preparation | Natural Gas | Griddle | E1 | TRC BC Ratio | 1 | 1 | 1 | 0 | 0 | 0 | 0 | 0 | 0 | 0 | 0 | 0 | 0 | 0 | 0 | 0 | 0 | 0 | 0 | 0 | 0 | 0 | 0 | 0 | 0 | 0 | 0 | 0 | 0 | 0 | 0 | 0 | 0
F2_Commercial_School_Existing_Food Preparation_Natural Gas_Griddle_E2 | F2 | Commercial | School | Existing | Food Preparation | Natural Gas | Griddle | E2 | TRC BC Ratio | 5.5437 | 5.5508 | 5.5811 | 1 | 1 | 1 | 1 | 1 | 1 | 1 | 1 | 1 | 1 | 1 | 1 | 1 | 1 | 1 | 1 | 1 | 1 | 1 | 1 | 1 | 1 | 1 | 1 | 1 | 1 | 1 | 1 | 1 | 1
F2_Commercial_School_Existing_Food Preparation_Natural Gas_Griddle_E3 | F2 | Commercial | School | Existing | Food Preparation | Natural Gas | Griddle | E3 | TRC BC Ratio | 0 | 0 | 0 | 0 | 0 | 0 | 0 | 0 | 0 | 0 | 0 | 0 | 0 | 0 | 0 | 0 | 0 | 0 | 0 | 0 | 0 | 0 | 0 | 0 | 0 | 0 | 0 | 0 | 0 | 0 | 0 | 0 | 0
F2_Commercial_School_Existing_Food Preparation_Natural Gas_Griddle_E4 | F2 | Commercial | School | Existing | Food Preparation | Natural Gas | Griddle | E4 | TRC BC Ratio | 0 | 0 | 0 | 0 | 0 | 0 | 0 | 0 | 0 | 0 | 0 | 0 | 0 | 0 | 0 | 0 | 0 | 0 | 0 | 0 | 0 | 0 | 0 | 0 | 0 | 0 | 0 | 0 | 0 | 0 | 0 | 0 | 0
F2_Commercial_School_Existing_Food Preparation_Natural Gas_Griddle_E5 | F2 | Commercial | School | Existing | Food Preparation | Natural Gas | Griddle | E5 | TRC BC Ratio | 0 | 0 | 0 | 0 | 0 | 0 | 0 | 0 | 0 | 0 | 0 | 0 | 0 | 0 | 0 | 0 | 0 | 0 | 0 | 0 | 0 | 0 | 0 | 0 | 0 | 0 | 0 | 0 | 0 | 0 | 0 | 0 | 0
F2_Commercial_School_Existing_Food Preparation_Natural Gas_Griddle_E6 | F2 | Commercial | School | Existing | Food Preparation | Natural Gas | Griddle | E6 | TRC BC Ratio | 0 | 0 | 0 | 0 | 0 | 0 | 0 | 0 | 0 | 0 | 0 | 0 | 0 | 0 | 0 | 0 | 0 | 0 | 0 | 0 | 0 | 0 | 0 | 0 | 0 | 0 | 0 | 0 | 0 | 0 | 0 | 0 | 0
F2_Commercial_School_Existing_Food Preparation_Natural Gas_Griddle_E7 | F2 | Commercial | School | Existing | Food Preparation | Natural Gas | Griddle | E7 | TRC BC Ratio | 0 | 0 | 0 | 0 | 0 | 0 | 0 | 0 | 0 | 0 | 0 | 0 | 0 | 0 | 0 | 0 | 0 | 0 | 0 | 0 | 0 | 0 | 0 | 0 | 0 | 0 | 0 | 0 | 0 | 0 | 0 | 0 | 0
F2_Commercial_School_Existing_Food Preparation_Natural Gas_Griddle_E8 | F2 | Commercial | School | Existing | Food Preparation | Natural Gas | Griddle | E8 | TRC BC Ratio | 0 | 0 | 0 | 0 | 0 | 0 | 0 | 0 | 0 | 0 | 0 | 0 | 0 | 0 | 0 | 0 | 0 | 0 | 0 | 0 | 0 | 0 | 0 | 0 | 0 | 0 | 0 | 0 | 0 | 0 | 0 | 0 | 0
F2_Commercial_School_Existing_Food Preparation_Natural Gas_Griddle_E9 | F2 | Commercial | School | Existing | Food Preparation | Natural Gas | Griddle | E9 | TRC BC Ratio | 0 | 0 | 0 | 0 | 0 | 0 | 0 | 0 | 0 | 0 | 0 | 0 | 0 | 0 | 0 | 0 | 0 | 0 | 0 | 0 | 0 | 0 | 0 | 0 | 0 | 0 | 0 | 0 | 0 | 0 | 0 | 0 | 0
F2_Commercial_School_Existing_Food Preparation_Natural Gas_Griddle_E10 | F2 | Commercial | School | Existing | Food Preparation | Natural Gas | Griddle | E10 | TRC BC Ratio | 0 | 0 | 0 | 0 | 0 | 0 | 0 | 0 | 0 | 0 | 0 | 0 | 0 | 0 | 0 | 0 | 0 | 0 | 0 | 0 | 0 | 0 | 0 | 0 | 0 | 0 | 0 | 0 | 0 | 0 | 0 | 0 | 0
F3_Commercial_School_Existing_Food Preparation_Natural Gas_Griddle_E1 | F3 | Commercial | School | Existing | Food Preparation | Natural Gas | Griddle | E1 | PACT BC Ratio | 1 | 1 | 1 | 0 | 0 | 0 | 0 | 0 | 0 | 0 | 0 | 0 | 0 | 0 | 0 | 0 | 0 | 0 | 0 | 0 | 0 | 0 | 0 | 0 | 0 | 0 | 0 | 0 | 0 | 0 | 0 | 0 | 0
F3_Commercial_School_Existing_Food Preparation_Natural Gas_Griddle_E2 | F3 | Commercial | School | Existing | Food Preparation | Natural Gas | Griddle | E2 | PACT BC Ratio | 7.3916 | 7.4011 | 7.4415 | 1 | 1 | 1 | 1 | 1 | 1 | 1 | 1 | 1 | 1 | 1 | 1 | 1 | 1 | 1 | 1 | 1 | 1 | 1 | 1 | 1 | 1 | 1 | 1 | 1 | 1 | 1 | 1 | 1 | 1
F3_Commercial_School_Existing_Food Preparation_Natural Gas_Griddle_E3 | F3 | Commercial | School | Existing | Food Preparation | Natural Gas | Griddle | E3 | PACT BC Ratio | 0 | 0 | 0 | 0 | 0 | 0 | 0 | 0 | 0 | 0 | 0 | 0 | 0 | 0 | 0 | 0 | 0 | 0 | 0 | 0 | 0 | 0 | 0 | 0 | 0 | 0 | 0 | 0 | 0 | 0 | 0 | 0 | 0
F3_Commercial_School_Existing_Food Preparation_Natural Gas_Griddle_E4 | F3 | Commercial | School | Existing | Food Preparation | Natural Gas | Griddle | E4 | PACT BC Ratio | 0 | 0 | 0 | 0 | 0 | 0 | 0 | 0 | 0 | 0 | 0 | 0 | 0 | 0 | 0 | 0 | 0 | 0 | 0 | 0 | 0 | 0 | 0 | 0 | 0 | 0 | 0 | 0 | 0 | 0 | 0 | 0 | 0
F3_Commercial_School_Existing_Food Preparation_Natural Gas_Griddle_E5 | F3 | Commercial | School | Existing | Food Preparation | Natural Gas | Griddle | E5 | PACT BC Ratio | 0 | 0 | 0 | 0 | 0 | 0 | 0 | 0 | 0 | 0 | 0 | 0 | 0 | 0 | 0 | 0 | 0 | 0 | 0 | 0 | 0 | 0 | 0 | 0 | 0 | 0 | 0 | 0 | 0 | 0 | 0 | 0 | 0
F3_Commercial_School_Existing_Food Preparation_Natural Gas_Griddle_E6 | F3 | Commercial | School | Existing | Food Preparation | Natural Gas | Griddle | E6 | PACT BC Ratio | 0 | 0 | 0 | 0 | 0 | 0 | 0 | 0 | 0 | 0 | 0 | 0 | 0 | 0 | 0 | 0 | 0 | 0 | 0 | 0 | 0 | 0 | 0 | 0 | 0 | 0 | 0 | 0 | 0 | 0 | 0 | 0 | 0
F3_Commercial_School_Existing_Food Preparation_Natural Gas_Griddle_E7 | F3 | Commercial | School | Existing | Food Preparation | Natural Gas | Griddle | E7 | PACT BC Ratio | 0 | 0 | 0 | 0 | 0 | 0 | 0 | 0 | 0 | 0 | 0 | 0 | 0 | 0 | 0 | 0 | 0 | 0 | 0 | 0 | 0 | 0 | 0 | 0 | 0 | 0 | 0 | 0 | 0 | 0 | 0 | 0 | 0
F3_Commercial_School_Existing_Food Preparation_Natural Gas_Griddle_E8 | F3 | Commercial | School | Existing | Food Preparation | Natural Gas | Griddle | E8 | PACT BC Ratio | 0 | 0 | 0 | 0 | 0 | 0 | 0 | 0 | 0 | 0 | 0 | 0 | 0 | 0 | 0 | 0 | 0 | 0 | 0 | 0 | 0 | 0 | 0 | 0 | 0 | 0 | 0 | 0 | 0 | 0 | 0 | 0 | 0
F3_Commercial_School_Existing_Food Preparation_Natural Gas_Griddle_E9 | F3 | Commercial | School | Existing | Food Preparation | Natural Gas | Griddle | E9 | PACT BC Ratio | 0 | 0 | 0 | 0 | 0 | 0 | 0 | 0 | 0 | 0 | 0 | 0 | 0 | 0 | 0 | 0 | 0 | 0 | 0 | 0 | 0 | 0 | 0 | 0 | 0 | 0 | 0 | 0 | 0 | 0 | 0 | 0 | 0
F3_Commercial_School_Existing_Food Preparation_Natural Gas_Griddle_E10 | F3 | Commercial | School | Existing | Food Preparation | Natural Gas | Griddle | E10 | PACT BC Ratio | 0 | 0 | 0 | 0 | 0 | 0 | 0 | 0 | 0 | 0 | 0 | 0 | 0 | 0 | 0 | 0 | 0 | 0 | 0 | 0 | 0 | 0 | 0 | 0 | 0 | 0 | 0 | 0 | 0 | 0 | 0 | 0 | 0
F4_Commercial_School_Existing_Food Preparation_Natural Gas_Griddle_E1 | F4 | Commercial | School | Existing | Food Preparation | Natural Gas | Griddle | E1 | RVT BC Ratio | 1 | 1 | 1 | 0 | 0 | 0 | 0 | 0 | 0 | 0 | 0 | 0 | 0 | 0 | 0 | 0 | 0 | 0 | 0 | 0 | 0 | 0 | 0 | 0 | 0 | 0 | 0 | 0 | 0 | 0 | 0 | 0 | 0
F4_Commercial_School_Existing_Food Preparation_Natural Gas_Griddle_E2 | F4 | Commercial | School | Existing | Food Preparation | Natural Gas | Griddle | E2 | RVT BC Ratio | 8.6701 | 8.6803 | 8.7239 | 1 | 1 | 1 | 1 | 1 | 1 | 1 | 1 | 1 | 1 | 1 | 1 | 1 | 1 | 1 | 1 | 1 | 1 | 1 | 1 | 1 | 1 | 1 | 1 | 1 | 1 | 1 | 1 | 1 | 1
F4_Commercial_School_Existing_Food Preparation_Natural Gas_Griddle_E3 | F4 | Commercial | School | Existing | Food Preparation | Natural Gas | Griddle | E3 | RVT BC Ratio | 0 | 0 | 0 | 0 | 0 | 0 | 0 | 0 | 0 | 0 | 0 | 0 | 0 | 0 | 0 | 0 | 0 | 0 | 0 | 0 | 0 | 0 | 0 | 0 | 0 | 0 | 0 | 0 | 0 | 0 | 0 | 0 | 0
F4_Commercial_School_Existing_Food Preparation_Natural Gas_Griddle_E4 | F4 | Commercial | School | Existing | Food Preparation | Natural Gas | Griddle | E4 | RVT BC Ratio | 0 | 0 | 0 | 0 | 0 | 0 | 0 | 0 | 0 | 0 | 0 | 0 | 0 | 0 | 0 | 0 | 0 | 0 | 0 | 0 | 0 | 0 | 0 | 0 | 0 | 0 | 0 | 0 | 0 | 0 | 0 | 0 | 0
F4_Commercial_School_Existing_Food Preparation_Natural Gas_Griddle_E5 | F4 | Commercial | School | Existing | Food Preparation | Natural Gas | Griddle | E5 | RVT BC Ratio | 0 | 0 | 0 | 0 | 0 | 0 | 0 | 0 | 0 | 0 | 0 | 0 | 0 | 0 | 0 | 0 | 0 | 0 | 0 | 0 | 0 | 0 | 0 | 0 | 0 | 0 | 0 | 0 | 0 | 0 | 0 | 0 | 0
F4_Commercial_School_Existing_Food Preparation_Natural Gas_Griddle_E6 | F4 | Commercial | School | Existing | Food Preparation | Natural Gas | Griddle | E6 | RVT BC Ratio | 0 | 0 | 0 | 0 | 0 | 0 | 0 | 0 | 0 | 0 | 0 | 0 | 0 | 0 | 0 | 0 | 0 | 0 | 0 | 0 | 0 | 0 | 0 | 0 | 0 | 0 | 0 | 0 | 0 | 0 | 0 | 0 | 0
F4_Commercial_School_Existing_Food Preparation_Natural Gas_Griddle_E7 | F4 | Commercial | School | Existing | Food Preparation | Natural Gas | Griddle | E7 | RVT BC Ratio | 0 | 0 | 0 | 0 | 0 | 0 | 0 | 0 | 0 | 0 | 0 | 0 | 0 | 0 | 0 | 0 | 0 | 0 | 0 | 0 | 0 | 0 | 0 | 0 | 0 | 0 | 0 | 0 | 0 | 0 | 0 | 0 | 0
F4_Commercial_School_Existing_Food Preparation_Natural Gas_Griddle_E8 | F4 | Commercial | School | Existing | Food Preparation | Natural Gas | Griddle | E8 | RVT BC Ratio | 0 | 0 | 0 | 0 | 0 | 0 | 0 | 0 | 0 | 0 | 0 | 0 | 0 | 0 | 0 | 0 | 0 | 0 | 0 | 0 | 0 | 0 | 0 | 0 | 0 | 0 | 0 | 0 | 0 | 0 | 0 | 0 | 0
F4_Commercial_School_Existing_Food Preparation_Natural Gas_Griddle_E9 | F4 | Commercial | School | Existing | Food Preparation | Natural Gas | Griddle | E9 | RVT BC Ratio | 0 | 0 | 0 | 0 | 0 | 0 | 0 | 0 | 0 | 0 | 0 | 0 | 0 | 0 | 0 | 0 | 0 | 0 | 0 | 0 | 0 | 0 | 0 | 0 | 0 | 0 | 0 | 0 | 0 | 0 | 0 | 0 | 0
F4_Commercial_School_Existing_Food Preparation_Natural Gas_Griddle_E10 | F4 | Commercial | School | Existing | Food Preparation | Natural Gas | Griddle | E10 | RVT BC Ratio | 0 | 0 | 0 | 0 | 0 | 0 | 0 | 0 | 0 | 0 | 0 | 0 | 0 | 0 | 0 | 0 | 0 | 0 | 0 | 0 | 0 | 0 | 0 | 0 | 0 | 0 | 0 | 0 | 0 | 0 | 0 | 0 | 0
F5_Commercial_School_Existing_Food Preparation_Natural Gas_Griddle_E1 | F5 | Commercial | School | Existing | Food Preparation | Natural Gas | Griddle | E1 | RIM BC Ratio | 1 | 1 | 1 | 0 | 0 | 0 | 0 | 0 | 0 | 0 | 0 | 0 | 0 | 0 | 0 | 0 | 0 | 0 | 0 | 0 | 0 | 0 | 0 | 0 | 0 | 0 | 0 | 0 | 0 | 0 | 0 | 0 | 0
F5_Commercial_School_Existing_Food Preparation_Natural Gas_Griddle_E2 | F5 | Commercial | School | Existing | Food Preparation | Natural Gas | Griddle | E2 | RIM BC Ratio | 0.74999 | 0.75009 | 0.7505 | 1 | 1 | 1 | 1 | 1 | 1 | 1 | 1 | 1 | 1 | 1 | 1 | 1 | 1 | 1 | 1 | 1 | 1 | 1 | 1 | 1 | 1 | 1 | 1 | 1 | 1 | 1 | 1 | 1 | 1
F5_Commercial_School_Existing_Food Preparation_Natural Gas_Griddle_E3 | F5 | Commercial | School | Existing | Food Preparation | Natural Gas | Griddle | E3 | RIM BC Ratio | 0 | 0 | 0 | 0 | 0 | 0 | 0 | 0 | 0 | 0 | 0 | 0 | 0 | 0 | 0 | 0 | 0 | 0 | 0 | 0 | 0 | 0 | 0 | 0 | 0 | 0 | 0 | 0 | 0 | 0 | 0 | 0 | 0
F5_Commercial_School_Existing_Food Preparation_Natural Gas_Griddle_E4 | F5 | Commercial | School | Existing | Food Preparation | Natural Gas | Griddle | E4 | RIM BC Ratio | 0 | 0 | 0 | 0 | 0 | 0 | 0 | 0 | 0 | 0 | 0 | 0 | 0 | 0 | 0 | 0 | 0 | 0 | 0 | 0 | 0 | 0 | 0 | 0 | 0 | 0 | 0 | 0 | 0 | 0 | 0 | 0 | 0
F5_Commercial_School_Existing_Food Preparation_Natural Gas_Griddle_E5 | F5 | Commercial | School | Existing | Food Preparation | Natural Gas | Griddle | E5 | RIM BC Ratio | 0 | 0 | 0 | 0 | 0 | 0 | 0 | 0 | 0 | 0 | 0 | 0 | 0 | 0 | 0 | 0 | 0 | 0 | 0 | 0 | 0 | 0 | 0 | 0 | 0 | 0 | 0 | 0 | 0 | 0 | 0 | 0 | 0
F5_Commercial_School_Existing_Food Preparation_Natural Gas_Griddle_E6 | F5 | Commercial | School | Existing | Food Preparation | Natural Gas | Griddle | E6 | RIM BC Ratio | 0 | 0 | 0 | 0 | 0 | 0 | 0 | 0 | 0 | 0 | 0 | 0 | 0 | 0 | 0 | 0 | 0 | 0 | 0 | 0 | 0 | 0 | 0 | 0 | 0 | 0 | 0 | 0 | 0 | 0 | 0 | 0 | 0
F5_Commercial_School_Existing_Food Preparation_Natural Gas_Griddle_E7 | F5 | Commercial | School | Existing | Food Preparation | Natural Gas | Griddle | E7 | RIM BC Ratio | 0 | 0 | 0 | 0 | 0 | 0 | 0 | 0 | 0 | 0 | 0 | 0 | 0 | 0 | 0 | 0 | 0 | 0 | 0 | 0 | 0 | 0 | 0 | 0 | 0 | 0 | 0 | 0 | 0 | 0 | 0 | 0 | 0
F5_Commercial_School_Existing_Food Preparation_Natural Gas_Griddle_E8 | F5 | Commercial | School | Existing | Food Preparation | Natural Gas | Griddle | E8 | RIM BC Ratio | 0 | 0 | 0 | 0 | 0 | 0 | 0 | 0 | 0 | 0 | 0 | 0 | 0 | 0 | 0 | 0 | 0 | 0 | 0 | 0 | 0 | 0 | 0 | 0 | 0 | 0 | 0 | 0 | 0 | 0 | 0 | 0 | 0
F5_Commercial_School_Existing_Food Preparation_Natural Gas_Griddle_E9 | F5 | Commercial | School | Existing | Food Preparation | Natural Gas | Griddle | E9 | RIM BC Ratio | 0 | 0 | 0 | 0 | 0 | 0 | 0 | 0 | 0 | 0 | 0 | 0 | 0 | 0 | 0 | 0 | 0 | 0 | 0 | 0 | 0 | 0 | 0 | 0 | 0 | 0 | 0 | 0 | 0 | 0 | 0 | 0 | 0
F5_Commercial_School_Existing_Food Preparation_Natural Gas_Griddle_E10 | F5 | Commercial | School | Existing | Food Preparation | Natural Gas | Griddle | E10 | RIM BC Ratio | 0 | 0 | 0 | 0 | 0 | 0 | 0 | 0 | 0 | 0 | 0 | 0 | 0 | 0 | 0 | 0 | 0 | 0 | 0 | 0 | 0 | 0 | 0 | 0 | 0 | 0 | 0 | 0 | 0 | 0 | 0 | 0 | 0
F0_Commercial_School_Existing_Food Preparation_Natural Gas_Range_E0 | F0 | Commercial | School | Existing | Food Preparation | Natural Gas | Range | E0 | Economic Unit | High Efficiency | High Efficiency | High Efficiency | High Efficiency | High Efficiency | High Efficiency | High Efficiency | High Efficiency | High Efficiency | High Efficiency | High Efficiency | High Efficiency | High Efficiency | High Efficiency | High Efficiency | High Efficiency | High Efficiency | High Efficiency | High Efficiency | High Efficiency | High Efficiency | High Efficiency | High Efficiency | High Efficiency | High Efficiency | High Efficiency | High Efficiency | High Efficiency | High Efficiency | High Efficiency | High Efficiency | High Efficiency | High Efficiency
F1_Commercial_School_Existing_Food Preparation_Natural Gas_Range_E1 | F1 | Commercial | School | Existing | Food Preparation | Natural Gas | Range | E1 | CCE | 0 | 0 | 0 | 0 | 0 | 0 | 0 | 0 | 0 | 0 | 0 | 0 | 0 | 0 | 0 | 0 | 0 | 0 | 0 | 0 | 0 | 0 | 0 | 0 | 0 | 0 | 0 | 0 | 0 | 0 | 0 | 0 | 0
F1_Commercial_School_Existing_Food Preparation_Natural Gas_Range_E2 | F1 | Commercial | School | Existing | Food Preparation | Natural Gas | Range | E2 | CCE | 0.00050763 | 0.00052557 | 0.00047179 | 0.00048064 | 0.00048064 | 0.00048064 | 0.00048064 | 0.00048064 | 0.00048064 | 0.00048064 | 0.00048064 | 0.00048064 | 0.00048064 | 0.00048064 | 0.00048064 | 0.00048064 | 0.00048064 | 0.00048064 | 0.00048064 | 0.00048064 | 0.00048064 | 0.00048064 | 0.00048064 | 0.00048064 | 0.00048064 | 0.00048064 | 0.00048064 | 0.00048064 | 0.00048064 | 0.00048064 | 0.00048064 | 0.00048064 | 0.00048064
F1_Commercial_School_Existing_Food Preparation_Natural Gas_Range_E3 | F1 | Commercial | School | Existing | Food Preparation | Natural Gas | Range | E3 | CCE | 0 | 0 | 0 | 0 | 0 | 0 | 0 | 0 | 0 | 0 | 0 | 0 | 0 | 0 | 0 | 0 | 0 | 0 | 0 | 0 | 0 | 0 | 0 | 0 | 0 | 0 | 0 | 0 | 0 | 0 | 0 | 0 | 0
F1_Commercial_School_Existing_Food Preparation_Natural Gas_Range_E4 | F1 | Commercial | School | Existing | Food Preparation | Natural Gas | Range | E4 | CCE | 0 | 0 | 0 | 0 | 0 | 0 | 0 | 0 | 0 | 0 | 0 | 0 | 0 | 0 | 0 | 0 | 0 | 0 | 0 | 0 | 0 | 0 | 0 | 0 | 0 | 0 | 0 | 0 | 0 | 0 | 0 | 0 | 0
F1_Commercial_School_Existing_Food Preparation_Natural Gas_Range_E5 | F1 | Commercial | School | Existing | Food Preparation | Natural Gas | Range | E5 | CCE | 0 | 0 | 0 | 0 | 0 | 0 | 0 | 0 | 0 | 0 | 0 | 0 | 0 | 0 | 0 | 0 | 0 | 0 | 0 | 0 | 0 | 0 | 0 | 0 | 0 | 0 | 0 | 0 | 0 | 0 | 0 | 0 | 0
F1_Commercial_School_Existing_Food Preparation_Natural Gas_Range_E6 | F1 | Commercial | School | Existing | Food Preparation | Natural Gas | Range | E6 | CCE | 0 | 0 | 0 | 0 | 0 | 0 | 0 | 0 | 0 | 0 | 0 | 0 | 0 | 0 | 0 | 0 | 0 | 0 | 0 | 0 | 0 | 0 | 0 | 0 | 0 | 0 | 0 | 0 | 0 | 0 | 0 | 0 | 0
F1_Commercial_School_Existing_Food Preparation_Natural Gas_Range_E7 | F1 | Commercial | School | Existing | Food Preparation | Natural Gas | Range | E7 | CCE | 0 | 0 | 0 | 0 | 0 | 0 | 0 | 0 | 0 | 0 | 0 | 0 | 0 | 0 | 0 | 0 | 0 | 0 | 0 | 0 | 0 | 0 | 0 | 0 | 0 | 0 | 0 | 0 | 0 | 0 | 0 | 0 | 0
F1_Commercial_School_Existing_Food Preparation_Natural Gas_Range_E8 | F1 | Commercial | School | Existing | Food Preparation | Natural Gas | Range | E8 | CCE | 0 | 0 | 0 | 0 | 0 | 0 | 0 | 0 | 0 | 0 | 0 | 0 | 0 | 0 | 0 | 0 | 0 | 0 | 0 | 0 | 0 | 0 | 0 | 0 | 0 | 0 | 0 | 0 | 0 | 0 | 0 | 0 | 0
F1_Commercial_School_Existing_Food Preparation_Natural Gas_Range_E9 | F1 | Commercial | School | Existing | Food Preparation | Natural Gas | Range | E9 | CCE | 0 | 0 | 0 | 0 | 0 | 0 | 0 | 0 | 0 | 0 | 0 | 0 | 0 | 0 | 0 | 0 | 0 | 0 | 0 | 0 | 0 | 0 | 0 | 0 | 0 | 0 | 0 | 0 | 0 | 0 | 0 | 0 | 0
F1_Commercial_School_Existing_Food Preparation_Natural Gas_Range_E10 | F1 | Commercial | School | Existing | Food Preparation | Natural Gas | Range | E10 | CCE | 0 | 0 | 0 | 0 | 0 | 0 | 0 | 0 | 0 | 0 | 0 | 0 | 0 | 0 | 0 | 0 | 0 | 0 | 0 | 0 | 0 | 0 | 0 | 0 | 0 | 0 | 0 | 0 | 0 | 0 | 0 | 0 | 0
F2_Commercial_School_Existing_Food Preparation_Natural Gas_Range_E1 | F2 | Commercial | School | Existing | Food Preparation | Natural Gas | Range | E1 | TRC BC Ratio | bar: 2019 to 2051
F2_Commercial_School_Existing_Food Preparation_Natural Gas_Range_E2 | F2 | Commercial | School | Existing | Food Preparation | Natural Gas | Range | E2 | TRC BC Ratio | 3238.1763 | 3237.6638 | 3253.2359 | 3229.2965 | 3214.742 | 3225.333 | 3257.2017 | 3282.3529 | 3313.5879 | 3343.0653 | 3372.7037 | 3399.9187 | 3429.0969 | 3459.5906 | 3488.7267 | 3518.3834 | 3548.5216 | 3581.2716 | 3615.4555 | 3651.453 | 3686.9037 | 3723.9437 | 3758.1113 | 3793.4744 | 3824.7719 | 3851.8132 | 3876.4326 | 3897.6637 | 3914.2981 | 3927.934 | 3935.3605 | 3940.3394 | 3940.3394
F2_Commercial_School_Existing_Food Preparation_Natural Gas_Range_E3 | F2 | Commercial | School | Existing | Food Preparation | Natural Gas | Range | E3 | TRC BC Ratio | 0 | 0 | 0 | 0 | 0 | 0 | 0 | 0 | 0 | 0 | 0 | 0 | 0 | 0 | 0 | 0 | 0 | 0 | 0 | 0 | 0 | 0 | 0 | 0 | 0 | 0 | 0 | 0 | 0 | 0 | 0 | 0 | 0
F2_Commercial_School_Existing_Food Preparation_Natural Gas_Range_E4 | F2 | Commercial | School | Existing | Food Preparation | Natural Gas | Range | E4 | TRC BC Ratio | 0 | 0 | 0 | 0 | 0 | 0 | 0 | 0 | 0 | 0 | 0 | 0 | 0 | 0 | 0 | 0 | 0 | 0 | 0 | 0 | 0 | 0 | 0 | 0 | 0 | 0 | 0 | 0 | 0 | 0 | 0 | 0 | 0
F2_Commercial_School_Existing_Food Preparation_Natural Gas_Range_E5 | F2 | Commercial | School | Existing | Food Preparation | Natural Gas | Range | E5 | TRC BC Ratio | 0 | 0 | 0 | 0 | 0 | 0 | 0 | 0 | 0 | 0 | 0 | 0 | 0 | 0 | 0 | 0 | 0 | 0 | 0 | 0 | 0 | 0 | 0 | 0 | 0 | 0 | 0 | 0 | 0 | 0 | 0 | 0 | 0
F2_Commercial_School_Existing_Food Preparation_Natural Gas_Range_E6 | F2 | Commercial | School | Existing | Food Preparation | Natural Gas | Range | E6 | TRC BC Ratio | 0 | 0 | 0 | 0 | 0 | 0 | 0 | 0 | 0 | 0 | 0 | 0 | 0 | 0 | 0 | 0 | 0 | 0 | 0 | 0 | 0 | 0 | 0 | 0 | 0 | 0 | 0 | 0 | 0 | 0 | 0 | 0 | 0
F2_Commercial_School_Existing_Food Preparation_Natural Gas_Range_E7 | F2 | Commercial | School | Existing | Food Preparation | Natural Gas | Range | E7 | TRC BC Ratio | 0 | 0 | 0 | 0 | 0 | 0 | 0 | 0 | 0 | 0 | 0 | 0 | 0 | 0 | 0 | 0 | 0 | 0 | 0 | 0 | 0 | 0 | 0 | 0 | 0 | 0 | 0 | 0 | 0 | 0 | 0 | 0 | 0
F2_Commercial_School_Existing_Food Preparation_Natural Gas_Range_E8 | F2 | Commercial | School | Existing | Food Preparation | Natural Gas | Range | E8 | TRC BC Ratio | 0 | 0 | 0 | 0 | 0 | 0 | 0 | 0 | 0 | 0 | 0 | 0 | 0 | 0 | 0 | 0 | 0 | 0 | 0 | 0 | 0 | 0 | 0 | 0 | 0 | 0 | 0 | 0 | 0 | 0 | 0 | 0 | 0
F2_Commercial_School_Existing_Food Preparation_Natural Gas_Range_E9 | F2 | Commercial | School | Existing | Food Preparation | Natural Gas | Range | E9 | TRC BC Ratio | 0 | 0 | 0 | 0 | 0 | 0 | 0 | 0 | 0 | 0 | 0 | 0 | 0 | 0 | 0 | 0 | 0 | 0 | 0 | 0 | 0 | 0 | 0 | 0 | 0 | 0 | 0 | 0 | 0 | 0 | 0 | 0 | 0
F2_Commercial_School_Existing_Food Preparation_Natural Gas_Range_E10 | F2 | Commercial | School | Existing | Food Preparation | Natural Gas | Range | E10 | TRC BC Ratio | 0 | 0 | 0 | 0 | 0 | 0 | 0 | 0 | 0 | 0 | 0 | 0 | 0 | 0 | 0 | 0 | 0 | 0 | 0 | 0 | 0 | 0 | 0 | 0 | 0 | 0 | 0 | 0 | 0 | 0 | 0 | 0 | 0
F3_Commercial_School_Existing_Food Preparation_Natural Gas_Range_E1 | F3 | Commercial | School | Existing | Food Preparation | Natural Gas | Range | E1 | PACT BC Ratio | bar: 2019 to 2051
F3_Commercial_School_Existing_Food Preparation_Natural Gas_Range_E2 | F3 | Commercial | School | Existing | Food Preparation | Natural Gas | Range | E2 | PACT BC Ratio | 4317.5684 | 4316.8851 | 4337.6479 | 4305.7287 | 4286.3226 | 4300.444 | 4342.9357 | 4376.4705 | 4418.1173 | 4457.4204 | 4496.9383 | 4533.2249 | 4572.1292 | 4612.7875 | 4651.6356 | 4691.1778 | 4731.3622 | 4775.0288 | 4820.6073 | 4868.604 | 4915.8716 | 4965.2582 | 5010.815 | 5057.9659 | 5099.6959 | 5135.7509 | 5168.5769 | 5196.8849 | 5219.0641 | 5237.2453 | 5247.1473 | 5253.7859 | 5253.7859
F3_Commercial_School_Existing_Food Preparation_Natural Gas_Range_E3 | F3 | Commercial | School | Existing | Food Preparation | Natural Gas | Range | E3 | PACT BC Ratio | 0 | 0 | 0 | 0 | 0 | 0 | 0 | 0 | 0 | 0 | 0 | 0 | 0 | 0 | 0 | 0 | 0 | 0 | 0 | 0 | 0 | 0 | 0 | 0 | 0 | 0 | 0 | 0 | 0 | 0 | 0 | 0 | 0
F3_Commercial_School_Existing_Food Preparation_Natural Gas_Range_E4 | F3 | Commercial | School | Existing | Food Preparation | Natural Gas | Range | E4 | PACT BC Ratio | 0 | 0 | 0 | 0 | 0 | 0 | 0 | 0 | 0 | 0 | 0 | 0 | 0 | 0 | 0 | 0 | 0 | 0 | 0 | 0 | 0 | 0 | 0 | 0 | 0 | 0 | 0 | 0 | 0 | 0 | 0 | 0 | 0
F3_Commercial_School_Existing_Food Preparation_Natural Gas_Range_E5 | F3 | Commercial | School | Existing | Food Preparation | Natural Gas | Range | E5 | PACT BC Ratio | 0 | 0 | 0 | 0 | 0 | 0 | 0 | 0 | 0 | 0 | 0 | 0 | 0 | 0 | 0 | 0 | 0 | 0 | 0 | 0 | 0 | 0 | 0 | 0 | 0 | 0 | 0 | 0 | 0 | 0 | 0 | 0 | 0
F3_Commercial_School_Existing_Food Preparation_Natural Gas_Range_E6 | F3 | Commercial | School | Existing | Food Preparation | Natural Gas | Range | E6 | PACT BC Ratio | 0 | 0 | 0 | 0 | 0 | 0 | 0 | 0 | 0 | 0 | 0 | 0 | 0 | 0 | 0 | 0 | 0 | 0 | 0 | 0 | 0 | 0 | 0 | 0 | 0 | 0 | 0 | 0 | 0 | 0 | 0 | 0 | 0
F3_Commercial_School_Existing_Food Preparation_Natural Gas_Range_E7 | F3 | Commercial | School | Existing | Food Preparation | Natural Gas | Range | E7 | PACT BC Ratio | 0 | 0 | 0 | 0 | 0 | 0 | 0 | 0 | 0 | 0 | 0 | 0 | 0 | 0 | 0 | 0 | 0 | 0 | 0 | 0 | 0 | 0 | 0 | 0 | 0 | 0 | 0 | 0 | 0 | 0 | 0 | 0 | 0
F3_Commercial_School_Existing_Food Preparation_Natural Gas_Range_E8 | F3 | Commercial | School | Existing | Food Preparation | Natural Gas | Range | E8 | PACT BC Ratio | 0 | 0 | 0 | 0 | 0 | 0 | 0 | 0 | 0 | 0 | 0 | 0 | 0 | 0 | 0 | 0 | 0 | 0 | 0 | 0 | 0 | 0 | 0 | 0 | 0 | 0 | 0 | 0 | 0 | 0 | 0 | 0 | 0
F3_Commercial_School_Existing_Food Preparation_Natural Gas_Range_E9 | F3 | Commercial | School | Existing | Food Preparation | Natural Gas | Range | E9 | PACT BC Ratio | 0 | 0 | 0 | 0 | 0 | 0 | 0 | 0 | 0 | 0 | 0 | 0 | 0 | 0 | 0 | 0 | 0 | 0 | 0 | 0 | 0 | 0 | 0 | 0 | 0 | 0 | 0 | 0 | 0 | 0 | 0 | 0 | 0
F3_Commercial_School_Existing_Food Preparation_Natural Gas_Range_E10 | F3 | Commercial | School | Existing | Food Preparation | Natural Gas | Range | E10 | PACT BC Ratio | 0 | 0 | 0 | 0 | 0 | 0 | 0 | 0 | 0 | 0 | 0 | 0 | 0 | 0 | 0 | 0 | 0 | 0 | 0 | 0 | 0 | 0 | 0 | 0 | 0 | 0 | 0 | 0 | 0 | 0 | 0 | 0 | 0
F4_Commercial_School_Existing_Food Preparation_Natural Gas_Range_E1 | F4 | Commercial | School | Existing | Food Preparation | Natural Gas | Range | E1 | RVT BC Ratio | bar: 2019 to 2051
F4_Commercial_School_Existing_Food Preparation_Natural Gas_Range_E2 | F4 | Commercial | School | Existing | Food Preparation | Natural Gas | Range | E2 | RVT BC Ratio | 4656.1553 | 4655.4185 | 4677.8062 | 4643.389 | 4622.4643 | 4637.6907 | 4683.5078 | 4719.667 | 4764.573 | 4806.9519 | 4849.5624 | 4888.6888 | 4930.6377 | 4974.4778 | 5016.3662 | 5059.0029 | 5102.332 | 5149.4159 | 5198.5613 | 5250.3142 | 5301.2809 | 5354.5324 | 5403.6544 | 5454.4953 | 5499.491 | 5538.3676 | 5573.7625 | 5604.2859 | 5628.2008 | 5647.8049 | 5658.4818 | 5665.6399 | 5665.6399
F4_Commercial_School_Existing_Food Preparation_Natural Gas_Range_E3 | F4 | Commercial | School | Existing | Food Preparation | Natural Gas | Range | E3 | RVT BC Ratio | 0 | 0 | 0 | 0 | 0 | 0 | 0 | 0 | 0 | 0 | 0 | 0 | 0 | 0 | 0 | 0 | 0 | 0 | 0 | 0 | 0 | 0 | 0 | 0 | 0 | 0 | 0 | 0 | 0 | 0 | 0 | 0 | 0
F4_Commercial_School_Existing_Food Preparation_Natural Gas_Range_E4 | F4 | Commercial | School | Existing | Food Preparation | Natural Gas | Range | E4 | RVT BC Ratio | 0 | 0 | 0 | 0 | 0 | 0 | 0 | 0 | 0 | 0 | 0 | 0 | 0 | 0 | 0 | 0 | 0 | 0 | 0 | 0 | 0 | 0 | 0 | 0 | 0 | 0 | 0 | 0 | 0 | 0 | 0 | 0 | 0
F4_Commercial_School_Existing_Food Preparation_Natural Gas_Range_E5 | F4 | Commercial | School | Existing | Food Preparation | Natural Gas | Range | E5 | RVT BC Ratio | 0 | 0 | 0 | 0 | 0 | 0 | 0 | 0 | 0 | 0 | 0 | 0 | 0 | 0 | 0 | 0 | 0 | 0 | 0 | 0 | 0 | 0 | 0 | 0 | 0 | 0 | 0 | 0 | 0 | 0 | 0 | 0 | 0
F4_Commercial_School_Existing_Food Preparation_Natural Gas_Range_E6 | F4 | Commercial | School | Existing | Food Preparation | Natural Gas | Range | E6 | RVT BC Ratio | 0 | 0 | 0 | 0 | 0 | 0 | 0 | 0 | 0 | 0 | 0 | 0 | 0 | 0 | 0 | 0 | 0 | 0 | 0 | 0 | 0 | 0 | 0 | 0 | 0 | 0 | 0 | 0 | 0 | 0 | 0 | 0 | 0
F4_Commercial_School_Existing_Food Preparation_Natural Gas_Range_E7 | F4 | Commercial | School | Existing | Food Preparation | Natural Gas | Range | E7 | RVT BC Ratio | 0 | 0 | 0 | 0 | 0 | 0 | 0 | 0 | 0 | 0 | 0 | 0 | 0 | 0 | 0 | 0 | 0 | 0 | 0 | 0 | 0 | 0 | 0 | 0 | 0 | 0 | 0 | 0 | 0 | 0 | 0 | 0 | 0
F4_Commercial_School_Existing_Food Preparation_Natural Gas_Range_E8 | F4 | Commercial | School | Existing | Food Preparation | Natural Gas | Range | E8 | RVT BC Ratio | 0 | 0 | 0 | 0 | 0 | 0 | 0 | 0 | 0 | 0 | 0 | 0 | 0 | 0 | 0 | 0 | 0 | 0 | 0 | 0 | 0 | 0 | 0 | 0 | 0 | 0 | 0 | 0 | 0 | 0 | 0 | 0 | 0
F4_Commercial_School_Existing_Food Preparation_Natural Gas_Range_E9 | F4 | Commercial | School | Existing | Food Preparation | Natural Gas | Range | E9 | RVT BC Ratio | 0 | 0 | 0 | 0 | 0 | 0 | 0 | 0 | 0 | 0 | 0 | 0 | 0 | 0 | 0 | 0 | 0 | 0 | 0 | 0 | 0 | 0 | 0 | 0 | 0 | 0 | 0 | 0 | 0 | 0 | 0 | 0 | 0
F4_Commercial_School_Existing_Food Preparation_Natural Gas_Range_E10 | F4 | Commercial | School | Existing | Food Preparation | Natural Gas | Range | E10 | RVT BC Ratio | 0 | 0 | 0 | 0 | 0 | 0 | 0 | 0 | 0 | 0 | 0 | 0 | 0 | 0 | 0 | 0 | 0 | 0 | 0 | 0 | 0 | 0 | 0 | 0 | 0 | 0 | 0 | 0 | 0 | 0 | 0 | 0 | 0
F5_Commercial_School_Existing_Food Preparation_Natural Gas_Range_E1 | F5 | Commercial | School | Existing | Food Preparation | Natural Gas | Range | E1 | RIM BC Ratio | bar: 2019 to 2051
F5_Commercial_School_Existing_Food Preparation_Natural Gas_Range_E2 | F5 | Commercial | School | Existing | Food Preparation | Natural Gas | Range | E2 | RIM BC Ratio | 0.83452 | 0.83452 | 0.83452 | 0.83452 | 0.83452 | 0.83452 | 0.83452 | 0.83452 | 0.83452 | 0.83452 | 0.83452 | 0.83453 | 0.83453 | 0.83453 | 0.83453 | 0.83453 | 0.83453 | 0.83453 | 0.83453 | 0.83454 | 0.83454 | 0.83454 | 0.83454 | 0.83454 | 0.83454 | 0.83454 | 0.83454 | 0.83455 | 0.83455 | 0.83455 | 0.83455 | 0.83455 | 0.83455
F5_Commercial_School_Existing_Food Preparation_Natural Gas_Range_E3 | F5 | Commercial | School | Existing | Food Preparation | Natural Gas | Range | E3 | RIM BC Ratio | 0 | 0 | 0 | 0 | 0 | 0 | 0 | 0 | 0 | 0 | 0 | 0 | 0 | 0 | 0 | 0 | 0 | 0 | 0 | 0 | 0 | 0 | 0 | 0 | 0 | 0 | 0 | 0 | 0 | 0 | 0 | 0 | 0
F5_Commercial_School_Existing_Food Preparation_Natural Gas_Range_E4 | F5 | Commercial | School | Existing | Food Preparation | Natural Gas | Range | E4 | RIM BC Ratio | 0 | 0 | 0 | 0 | 0 | 0 | 0 | 0 | 0 | 0 | 0 | 0 | 0 | 0 | 0 | 0 | 0 | 0 | 0 | 0 | 0 | 0 | 0 | 0 | 0 | 0 | 0 | 0 | 0 | 0 | 0 | 0 | 0
F5_Commercial_School_Existing_Food Preparation_Natural Gas_Range_E5 | F5 | Commercial | School | Existing | Food Preparation | Natural Gas | Range | E5 | RIM BC Ratio | 0 | 0 | 0 | 0 | 0 | 0 | 0 | 0 | 0 | 0 | 0 | 0 | 0 | 0 | 0 | 0 | 0 | 0 | 0 | 0 | 0 | 0 | 0 | 0 | 0 | 0 | 0 | 0 | 0 | 0 | 0 | 0 | 0
F5_Commercial_School_Existing_Food Preparation_Natural Gas_Range_E6 | F5 | Commercial | School | Existing | Food Preparation | Natural Gas | Range | E6 | RIM BC Ratio | 0 | 0 | 0 | 0 | 0 | 0 | 0 | 0 | 0 | 0 | 0 | 0 | 0 | 0 | 0 | 0 | 0 | 0 | 0 | 0 | 0 | 0 | 0 | 0 | 0 | 0 | 0 | 0 | 0 | 0 | 0 | 0 | 0
F5_Commercial_School_Existing_Food Preparation_Natural Gas_Range_E7 | F5 | Commercial | School | Existing | Food Preparation | Natural Gas | Range | E7 | RIM BC Ratio | 0 | 0 | 0 | 0 | 0 | 0 | 0 | 0 | 0 | 0 | 0 | 0 | 0 | 0 | 0 | 0 | 0 | 0 | 0 | 0 | 0 | 0 | 0 | 0 | 0 | 0 | 0 | 0 | 0 | 0 | 0 | 0 | 0
F5_Commercial_School_Existing_Food Preparation_Natural Gas_Range_E8 | F5 | Commercial | School | Existing | Food Preparation | Natural Gas | Range | E8 | RIM BC Ratio | 0 | 0 | 0 | 0 | 0 | 0 | 0 | 0 | 0 | 0 | 0 | 0 | 0 | 0 | 0 | 0 | 0 | 0 | 0 | 0 | 0 | 0 | 0 | 0 | 0 | 0 | 0 | 0 | 0 | 0 | 0 | 0 | 0
F5_Commercial_School_Existing_Food Preparation_Natural Gas_Range_E9 | F5 | Commercial | School | Existing | Food Preparation | Natural Gas | Range | E9 | RIM BC Ratio | 0 | 0 | 0 | 0 | 0 | 0 | 0 | 0 | 0 | 0 | 0 | 0 | 0 | 0 | 0 | 0 | 0 | 0 | 0 | 0 | 0 | 0 | 0 | 0 | 0 | 0 | 0 | 0 | 0 | 0 | 0 | 0 | 0
F5_Commercial_School_Existing_Food Preparation_Natural Gas_Range_E10 | F5 | Commercial | School | Existing | Food Preparation | Natural Gas | Range | E10 | RIM BC Ratio | 0 | 0 | 0 | 0 | 0 | 0 | 0 | 0 | 0 | 0 | 0 | 0 | 0 | 0 | 0 | 0 | 0 | 0 | 0 | 0 | 0 | 0 | 0 | 0 | 0 | 0 | 0 | 0 | 0 | 0 | 0 | 0 | 0
F0_Commercial_School_Existing_Food Preparation_Natural Gas_Steamer_E0 | F0 | Commercial | School | Existing | Food Preparation | Natural Gas | Steamer | E0 | Economic Unit | ENERGY STAR | ENERGY STAR | ENERGY STAR | ENERGY STAR | ENERGY STAR | ENERGY STAR | ENERGY STAR | ENERGY STAR | ENERGY STAR | ENERGY STAR | ENERGY STAR | ENERGY STAR | ENERGY STAR | ENERGY STAR | ENERGY STAR | ENERGY STAR | ENERGY STAR | ENERGY STAR | ENERGY STAR | ENERGY STAR | ENERGY STAR | ENERGY STAR | ENERGY STAR | ENERGY STAR | ENERGY STAR | ENERGY STAR | ENERGY STAR | ENERGY STAR | ENERGY STAR | ENERGY STAR | ENERGY STAR | ENERGY STAR | ENERGY STAR
F1_Commercial_School_Existing_Food Preparation_Natural Gas_Steamer_E1 | F1 | Commercial | School | Existing | Food Preparation | Natural Gas | Steamer | E1 | CCE | 0 | 0 | 0 | 0 | 0 | 0 | 0 | 0 | 0 | 0 | 0 | 0 | 0 | 0 | 0 | 0 | 0 | 0 | 0 | 0 | 0 | 0 | 0 | 0 | 0 | 0 | 0 | 0 | 0 | 0 | 0 | 0 | 0
F1_Commercial_School_Existing_Food Preparation_Natural Gas_Steamer_E2 | F1 | Commercial | School | Existing | Food Preparation | Natural Gas | Steamer | E2 | CCE | 0.11364 | 0.11765 | 0.10562 | 0 | 0 | 0 | 0 | 0 | 0 | 0 | 0 | 0 | 0 | 0 | 0 | 0 | 0 | 0 | 0 | 0 | 0 | 0 | 0 | 0 | 0 | 0 | 0 | 0 | 0 | 0 | 0 | 0 | 0
F1_Commercial_School_Existing_Food Preparation_Natural Gas_Steamer_E3 | F1 | Commercial | School | Existing | Food Preparation | Natural Gas | Steamer | E3 | CCE | 0 | 0 | 0 | 0 | 0 | 0 | 0 | 0 | 0 | 0 | 0 | 0 | 0 | 0 | 0 | 0 | 0 | 0 | 0 | 0 | 0 | 0 | 0 | 0 | 0 | 0 | 0 | 0 | 0 | 0 | 0 | 0 | 0
F1_Commercial_School_Existing_Food Preparation_Natural Gas_Steamer_E4 | F1 | Commercial | School | Existing | Food Preparation | Natural Gas | Steamer | E4 | CCE | 0 | 0 | 0 | 0 | 0 | 0 | 0 | 0 | 0 | 0 | 0 | 0 | 0 | 0 | 0 | 0 | 0 | 0 | 0 | 0 | 0 | 0 | 0 | 0 | 0 | 0 | 0 | 0 | 0 | 0 | 0 | 0 | 0
F1_Commercial_School_Existing_Food Preparation_Natural Gas_Steamer_E5 | F1 | Commercial | School | Existing | Food Preparation | Natural Gas | Steamer | E5 | CCE | 0 | 0 | 0 | 0 | 0 | 0 | 0 | 0 | 0 | 0 | 0 | 0 | 0 | 0 | 0 | 0 | 0 | 0 | 0 | 0 | 0 | 0 | 0 | 0 | 0 | 0 | 0 | 0 | 0 | 0 | 0 | 0 | 0
F1_Commercial_School_Existing_Food Preparation_Natural Gas_Steamer_E6 | F1 | Commercial | School | Existing | Food Preparation | Natural Gas | Steamer | E6 | CCE | 0 | 0 | 0 | 0 | 0 | 0 | 0 | 0 | 0 | 0 | 0 | 0 | 0 | 0 | 0 | 0 | 0 | 0 | 0 | 0 | 0 | 0 | 0 | 0 | 0 | 0 | 0 | 0 | 0 | 0 | 0 | 0 | 0
F1_Commercial_School_Existing_Food Preparation_Natural Gas_Steamer_E7 | F1 | Commercial | School | Existing | Food Preparation | Natural Gas | Steamer | E7 | CCE | 0 | 0 | 0 | 0 | 0 | 0 | 0 | 0 | 0 | 0 | 0 | 0 | 0 | 0 | 0 | 0 | 0 | 0 | 0 | 0 | 0 | 0 | 0 | 0 | 0 | 0 | 0 | 0 | 0 | 0 | 0 | 0 | 0
F1_Commercial_School_Existing_Food Preparation_Natural Gas_Steamer_E8 | F1 | Commercial | School | Existing | Food Preparation | Natural Gas | Steamer | E8 | CCE | 0 | 0 | 0 | 0 | 0 | 0 | 0 | 0 | 0 | 0 | 0 | 0 | 0 | 0 | 0 | 0 | 0 | 0 | 0 | 0 | 0 | 0 | 0 | 0 | 0 | 0 | 0 | 0 | 0 | 0 | 0 | 0 | 0
F1_Commercial_School_Existing_Food Preparation_Natural Gas_Steamer_E9 | F1 | Commercial | School | Existing | Food Preparation | Natural Gas | Steamer | E9 | CCE | 0 | 0 | 0 | 0 | 0 | 0 | 0 | 0 | 0 | 0 | 0 | 0 | 0 | 0 | 0 | 0 | 0 | 0 | 0 | 0 | 0 | 0 | 0 | 0 | 0 | 0 | 0 | 0 | 0 | 0 | 0 | 0 | 0
F1_Commercial_School_Existing_Food Preparation_Natural Gas_Steamer_E10 | F1 | Commercial | School | Existing | Food Preparation | Natural Gas | Steamer | E10 | CCE | 0 | 0 | 0 | 0 | 0 | 0 | 0 | 0 | 0 | 0 | 0 | 0 | 0 | 0 | 0 | 0 | 0 | 0 | 0 | 0 | 0 | 0 | 0 | 0 | 0 | 0 | 0 | 0 | 0 | 0 | 0 | 0 | 0
F2_Commercial_School_Existing_Food Preparation_Natural Gas_Steamer_E1 | F2 | Commercial | School | Existing | Food Preparation | Natural Gas | Steamer | E1 | TRC BC Ratio | 1 | 1 | 1 | 0 | 0 | 0 | 0 | 0 | 0 | 0 | 0 | 0 | 0 | 0 | 0 | 0 | 0 | 0 | 0 | 0 | 0 | 0 | 0 | 0 | 0 | 0 | 0 | 0 | 0 | 0 | 0 | 0 | 0
F2_Commercial_School_Existing_Food Preparation_Natural Gas_Steamer_E2 | F2 | Commercial | School | Existing | Food Preparation | Natural Gas | Steamer | E2 | TRC BC Ratio | 14.4302 | 14.4472 | 14.5249 | 1 | 1 | 1 | 1 | 1 | 1 | 1 | 1 | 1 | 1 | 1 | 1 | 1 | 1 | 1 | 1 | 1 | 1 | 1 | 1 | 1 | 1 | 1 | 1 | 1 | 1 | 1 | 1 | 1 | 1
F2_Commercial_School_Existing_Food Preparation_Natural Gas_Steamer_E3 | F2 | Commercial | School | Existing | Food Preparation | Natural Gas | Steamer | E3 | TRC BC Ratio | 0 | 0 | 0 | 0 | 0 | 0 | 0 | 0 | 0 | 0 | 0 | 0 | 0 | 0 | 0 | 0 | 0 | 0 | 0 | 0 | 0 | 0 | 0 | 0 | 0 | 0 | 0 | 0 | 0 | 0 | 0 | 0 | 0
F2_Commercial_School_Existing_Food Preparation_Natural Gas_Steamer_E4 | F2 | Commercial | School | Existing | Food Preparation | Natural Gas | Steamer | E4 | TRC BC Ratio | 0 | 0 | 0 | 0 | 0 | 0 | 0 | 0 | 0 | 0 | 0 | 0 | 0 | 0 | 0 | 0 | 0 | 0 | 0 | 0 | 0 | 0 | 0 | 0 | 0 | 0 | 0 | 0 | 0 | 0 | 0 | 0 | 0
F2_Commercial_School_Existing_Food Preparation_Natural Gas_Steamer_E5 | F2 | Commercial | School | Existing | Food Preparation | Natural Gas | Steamer | E5 | TRC BC Ratio | 0 | 0 | 0 | 0 | 0 | 0 | 0 | 0 | 0 | 0 | 0 | 0 | 0 | 0 | 0 | 0 | 0 | 0 | 0 | 0 | 0 | 0 | 0 | 0 | 0 | 0 | 0 | 0 | 0 | 0 | 0 | 0 | 0
F2_Commercial_School_Existing_Food Preparation_Natural Gas_Steamer_E6 | F2 | Commercial | School | Existing | Food Preparation | Natural Gas | Steamer | E6 | TRC BC Ratio | 0 | 0 | 0 | 0 | 0 | 0 | 0 | 0 | 0 | 0 | 0 | 0 | 0 | 0 | 0 | 0 | 0 | 0 | 0 | 0 | 0 | 0 | 0 | 0 | 0 | 0 | 0 | 0 | 0 | 0 | 0 | 0 | 0
F2_Commercial_School_Existing_Food Preparation_Natural Gas_Steamer_E7 | F2 | Commercial | School | Existing | Food Preparation | Natural Gas | Steamer | E7 | TRC BC Ratio | 0 | 0 | 0 | 0 | 0 | 0 | 0 | 0 | 0 | 0 | 0 | 0 | 0 | 0 | 0 | 0 | 0 | 0 | 0 | 0 | 0 | 0 | 0 | 0 | 0 | 0 | 0 | 0 | 0 | 0 | 0 | 0 | 0
F2_Commercial_School_Existing_Food Preparation_Natural Gas_Steamer_E8 | F2 | Commercial | School | Existing | Food Preparation | Natural Gas | Steamer | E8 | TRC BC Ratio | 0 | 0 | 0 | 0 | 0 | 0 | 0 | 0 | 0 | 0 | 0 | 0 | 0 | 0 | 0 | 0 | 0 | 0 | 0 | 0 | 0 | 0 | 0 | 0 | 0 | 0 | 0 | 0 | 0 | 0 | 0 | 0 | 0
F2_Commercial_School_Existing_Food Preparation_Natural Gas_Steamer_E9 | F2 | Commercial | School | Existing | Food Preparation | Natural Gas | Steamer | E9 | TRC BC Ratio | 0 | 0 | 0 | 0 | 0 | 0 | 0 | 0 | 0 | 0 | 0 | 0 | 0 | 0 | 0 | 0 | 0 | 0 | 0 | 0 | 0 | 0 | 0 | 0 | 0 | 0 | 0 | 0 | 0 | 0 | 0 | 0 | 0
F2_Commercial_School_Existing_Food Preparation_Natural Gas_Steamer_E10 | F2 | Commercial | School | Existing | Food Preparation | Natural Gas | Steamer | E10 | TRC BC Ratio | 0 | 0 | 0 | 0 | 0 | 0 | 0 | 0 | 0 | 0 | 0 | 0 | 0 | 0 | 0 | 0 | 0 | 0 | 0 | 0 | 0 | 0 | 0 | 0 | 0 | 0 | 0 | 0 | 0 | 0 | 0 | 0 | 0
F3_Commercial_School_Existing_Food Preparation_Natural Gas_Steamer_E1 | F3 | Commercial | School | Existing | Food Preparation | Natural Gas | Steamer | E1 | PACT BC Ratio | 1 | 1 | 1 | 0 | 0 | 0 | 0 | 0 | 0 | 0 | 0 | 0 | 0 | 0 | 0 | 0 | 0 | 0 | 0 | 0 | 0 | 0 | 0 | 0 | 0 | 0 | 0 | 0 | 0 | 0 | 0 | 0 | 0
F3_Commercial_School_Existing_Food Preparation_Natural Gas_Steamer_E2 | F3 | Commercial | School | Existing | Food Preparation | Natural Gas | Steamer | E2 | PACT BC Ratio | 19.2403 | 19.2629 | 19.3665 | 1 | 1 | 1 | 1 | 1 | 1 | 1 | 1 | 1 | 1 | 1 | 1 | 1 | 1 | 1 | 1 | 1 | 1 | 1 | 1 | 1 | 1 | 1 | 1 | 1 | 1 | 1 | 1 | 1 | 1
F3_Commercial_School_Existing_Food Preparation_Natural Gas_Steamer_E3 | F3 | Commercial | School | Existing | Food Preparation | Natural Gas | Steamer | E3 | PACT BC Ratio | 0 | 0 | 0 | 0 | 0 | 0 | 0 | 0 | 0 | 0 | 0 | 0 | 0 | 0 | 0 | 0 | 0 | 0 | 0 | 0 | 0 | 0 | 0 | 0 | 0 | 0 | 0 | 0 | 0 | 0 | 0 | 0 | 0
F3_Commercial_School_Existing_Food Preparation_Natural Gas_Steamer_E4 | F3 | Commercial | School | Existing | Food Preparation | Natural Gas | Steamer | E4 | PACT BC Ratio | 0 | 0 | 0 | 0 | 0 | 0 | 0 | 0 | 0 | 0 | 0 | 0 | 0 | 0 | 0 | 0 | 0 | 0 | 0 | 0 | 0 | 0 | 0 | 0 | 0 | 0 | 0 | 0 | 0 | 0 | 0 | 0 | 0
F3_Commercial_School_Existing_Food Preparation_Natural Gas_Steamer_E5 | F3 | Commercial | School | Existing | Food Preparation | Natural Gas | Steamer | E5 | PACT BC Ratio | 0 | 0 | 0 | 0 | 0 | 0 | 0 | 0 | 0 | 0 | 0 | 0 | 0 | 0 | 0 | 0 | 0 | 0 | 0 | 0 | 0 | 0 | 0 | 0 | 0 | 0 | 0 | 0 | 0 | 0 | 0 | 0 | 0
F3_Commercial_School_Existing_Food Preparation_Natural Gas_Steamer_E6 | F3 | Commercial | School | Existing | Food Preparation | Natural Gas | Steamer | E6 | PACT BC Ratio | 0 | 0 | 0 | 0 | 0 | 0 | 0 | 0 | 0 | 0 | 0 | 0 | 0 | 0 | 0 | 0 | 0 | 0 | 0 | 0 | 0 | 0 | 0 | 0 | 0 | 0 | 0 | 0 | 0 | 0 | 0 | 0 | 0
F3_Commercial_School_Existing_Food Preparation_Natural Gas_Steamer_E7 | F3 | Commercial | School | Existing | Food Preparation | Natural Gas | Steamer | E7 | PACT BC Ratio | 0 | 0 | 0 | 0 | 0 | 0 | 0 | 0 | 0 | 0 | 0 | 0 | 0 | 0 | 0 | 0 | 0 | 0 | 0 | 0 | 0 | 0 | 0 | 0 | 0 | 0 | 0 | 0 | 0 | 0 | 0 | 0 | 0
F3_Commercial_School_Existing_Food Preparation_Natural Gas_Steamer_E8 | F3 | Commercial | School | Existing | Food Preparation | Natural Gas | Steamer | E8 | PACT BC Ratio | 0 | 0 | 0 | 0 | 0 | 0 | 0 | 0 | 0 | 0 | 0 | 0 | 0 | 0 | 0 | 0 | 0 | 0 | 0 | 0 | 0 | 0 | 0 | 0 | 0 | 0 | 0 | 0 | 0 | 0 | 0 | 0 | 0
F3_Commercial_School_Existing_Food Preparation_Natural Gas_Steamer_E9 | F3 | Commercial | School | Existing | Food Preparation | Natural Gas | Steamer | E9 | PACT BC Ratio | 0 | 0 | 0 | 0 | 0 | 0 | 0 | 0 | 0 | 0 | 0 | 0 | 0 | 0 | 0 | 0 | 0 | 0 | 0 | 0 | 0 | 0 | 0 | 0 | 0 | 0 | 0 | 0 | 0 | 0 | 0 | 0 | 0
F3_Commercial_School_Existing_Food Preparation_Natural Gas_Steamer_E10 | F3 | Commercial | School | Existing | Food Preparation | Natural Gas | Steamer | E10 | PACT BC Ratio | 0 | 0 | 0 | 0 | 0 | 0 | 0 | 0 | 0 | 0 | 0 | 0 | 0 | 0 | 0 | 0 | 0 | 0 | 0 | 0 | 0 | 0 | 0 | 0 | 0 | 0 | 0 | 0 | 0 | 0 | 0 | 0 | 0
F4_Commercial_School_Existing_Food Preparation_Natural Gas_Steamer_E1 | F4 | Commercial | School | Existing | Food Preparation | Natural Gas | Steamer | E1 | RVT BC Ratio | 1 | 1 | 1 | 0 | 0 | 0 | 0 | 0 | 0 | 0 | 0 | 0 | 0 | 0 | 0 | 0 | 0 | 0 | 0 | 0 | 0 | 0 | 0 | 0 | 0 | 0 | 0 | 0 | 0 | 0 | 0 | 0 | 0
F4_Commercial_School_Existing_Food Preparation_Natural Gas_Steamer_E2 | F4 | Commercial | School | Existing | Food Preparation | Natural Gas | Steamer | E2 | RVT BC Ratio | 21.446 | 21.4704 | 21.5821 | 1 | 1 | 1 | 1 | 1 | 1 | 1 | 1 | 1 | 1 | 1 | 1 | 1 | 1 | 1 | 1 | 1 | 1 | 1 | 1 | 1 | 1 | 1 | 1 | 1 | 1 | 1 | 1 | 1 | 1
F4_Commercial_School_Existing_Food Preparation_Natural Gas_Steamer_E3 | F4 | Commercial | School | Existing | Food Preparation | Natural Gas | Steamer | E3 | RVT BC Ratio | 0 | 0 | 0 | 0 | 0 | 0 | 0 | 0 | 0 | 0 | 0 | 0 | 0 | 0 | 0 | 0 | 0 | 0 | 0 | 0 | 0 | 0 | 0 | 0 | 0 | 0 | 0 | 0 | 0 | 0 | 0 | 0 | 0
F4_Commercial_School_Existing_Food Preparation_Natural Gas_Steamer_E4 | F4 | Commercial | School | Existing | Food Preparation | Natural Gas | Steamer | E4 | RVT BC Ratio | 0 | 0 | 0 | 0 | 0 | 0 | 0 | 0 | 0 | 0 | 0 | 0 | 0 | 0 | 0 | 0 | 0 | 0 | 0 | 0 | 0 | 0 | 0 | 0 | 0 | 0 | 0 | 0 | 0 | 0 | 0 | 0 | 0
F4_Commercial_School_Existing_Food Preparation_Natural Gas_Steamer_E5 | F4 | Commercial | School | Existing | Food Preparation | Natural Gas | Steamer | E5 | RVT BC Ratio | 0 | 0 | 0 | 0 | 0 | 0 | 0 | 0 | 0 | 0 | 0 | 0 | 0 | 0 | 0 | 0 | 0 | 0 | 0 | 0 | 0 | 0 | 0 | 0 | 0 | 0 | 0 | 0 | 0 | 0 | 0 | 0 | 0
F4_Commercial_School_Existing_Food Preparation_Natural Gas_Steamer_E6 | F4 | Commercial | School | Existing | Food Preparation | Natural Gas | Steamer | E6 | RVT BC Ratio | 0 | 0 | 0 | 0 | 0 | 0 | 0 | 0 | 0 | 0 | 0 | 0 | 0 | 0 | 0 | 0 | 0 | 0 | 0 | 0 | 0 | 0 | 0 | 0 | 0 | 0 | 0 | 0 | 0 | 0 | 0 | 0 | 0
F4_Commercial_School_Existing_Food Preparation_Natural Gas_Steamer_E7 | F4 | Commercial | School | Existing | Food Preparation | Natural Gas | Steamer | E7 | RVT BC Ratio | 0 | 0 | 0 | 0 | 0 | 0 | 0 | 0 | 0 | 0 | 0 | 0 | 0 | 0 | 0 | 0 | 0 | 0 | 0 | 0 | 0 | 0 | 0 | 0 | 0 | 0 | 0 | 0 | 0 | 0 | 0 | 0 | 0
F4_Commercial_School_Existing_Food Preparation_Natural Gas_Steamer_E8 | F4 | Commercial | School | Existing | Food Preparation | Natural Gas | Steamer | E8 | RVT BC Ratio | 0 | 0 | 0 | 0 | 0 | 0 | 0 | 0 | 0 | 0 | 0 | 0 | 0 | 0 | 0 | 0 | 0 | 0 | 0 | 0 | 0 | 0 | 0 | 0 | 0 | 0 | 0 | 0 | 0 | 0 | 0 | 0 | 0
F4_Commercial_School_Existing_Food Preparation_Natural Gas_Steamer_E9 | F4 | Commercial | School | Existing | Food Preparation | Natural Gas | Steamer | E9 | RVT BC Ratio | 0 | 0 | 0 | 0 | 0 | 0 | 0 | 0 | 0 | 0 | 0 | 0 | 0 | 0 | 0 | 0 | 0 | 0 | 0 | 0 | 0 | 0 | 0 | 0 | 0 | 0 | 0 | 0 | 0 | 0 | 0 | 0 | 0
F4_Commercial_School_Existing_Food Preparation_Natural Gas_Steamer_E10 | F4 | Commercial | School | Existing | Food Preparation | Natural Gas | Steamer | E10 | RVT BC Ratio | 0 | 0 | 0 | 0 | 0 | 0 | 0 | 0 | 0 | 0 | 0 | 0 | 0 | 0 | 0 | 0 | 0 | 0 | 0 | 0 | 0 | 0 | 0 | 0 | 0 | 0 | 0 | 0 | 0 | 0 | 0 | 0 | 0
F5_Commercial_School_Existing_Food Preparation_Natural Gas_Steamer_E1 | F5 | Commercial | School | Existing | Food Preparation | Natural Gas | Steamer | E1 | RIM BC Ratio | 1 | 1 | 1 | 0 | 0 | 0 | 0 | 0 | 0 | 0 | 0 | 0 | 0 | 0 | 0 | 0 | 0 | 0 | 0 | 0 | 0 | 0 | 0 | 0 | 0 | 0 | 0 | 0 | 0 | 0 | 0 | 0 | 0
F5_Commercial_School_Existing_Food Preparation_Natural Gas_Steamer_E2 | F5 | Commercial | School | Existing | Food Preparation | Natural Gas | Steamer | E2 | RIM BC Ratio | 0.79997 | 0.80001 | 0.80019 | 1 | 1 | 1 | 1 | 1 | 1 | 1 | 1 | 1 | 1 | 1 | 1 | 1 | 1 | 1 | 1 | 1 | 1 | 1 | 1 | 1 | 1 | 1 | 1 | 1 | 1 | 1 | 1 | 1 | 1
F5_Commercial_School_Existing_Food Preparation_Natural Gas_Steamer_E3 | F5 | Commercial | School | Existing | Food Preparation | Natural Gas | Steamer | E3 | RIM BC Ratio | 0 | 0 | 0 | 0 | 0 | 0 | 0 | 0 | 0 | 0 | 0 | 0 | 0 | 0 | 0 | 0 | 0 | 0 | 0 | 0 | 0 | 0 | 0 | 0 | 0 | 0 | 0 | 0 | 0 | 0 | 0 | 0 | 0
F5_Commercial_School_Existing_Food Preparation_Natural Gas_Steamer_E4 | F5 | Commercial | School | Existing | Food Preparation | Natural Gas | Steamer | E4 | RIM BC Ratio | 0 | 0 | 0 | 0 | 0 | 0 | 0 | 0 | 0 | 0 | 0 | 0 | 0 | 0 | 0 | 0 | 0 | 0 | 0 | 0 | 0 | 0 | 0 | 0 | 0 | 0 | 0 | 0 | 0 | 0 | 0 | 0 | 0
F5_Commercial_School_Existing_Food Preparation_Natural Gas_Steamer_E5 | F5 | Commercial | School | Existing | Food Preparation | Natural Gas | Steamer | E5 | RIM BC Ratio | 0 | 0 | 0 | 0 | 0 | 0 | 0 | 0 | 0 | 0 | 0 | 0 | 0 | 0 | 0 | 0 | 0 | 0 | 0 | 0 | 0 | 0 | 0 | 0 | 0 | 0 | 0 | 0 | 0 | 0 | 0 | 0 | 0
F5_Commercial_School_Existing_Food Preparation_Natural Gas_Steamer_E6 | F5 | Commercial | School | Existing | Food Preparation | Natural Gas | Steamer | E6 | RIM BC Ratio | 0 | 0 | 0 | 0 | 0 | 0 | 0 | 0 | 0 | 0 | 0 | 0 | 0 | 0 | 0 | 0 | 0 | 0 | 0 | 0 | 0 | 0 | 0 | 0 | 0 | 0 | 0 | 0 | 0 | 0 | 0 | 0 | 0
F5_Commercial_School_Existing_Food Preparation_Natural Gas_Steamer_E7 | F5 | Commercial | School | Existing | Food Preparation | Natural Gas | Steamer | E7 | RIM BC Ratio | 0 | 0 | 0 | 0 | 0 | 0 | 0 | 0 | 0 | 0 | 0 | 0 | 0 | 0 | 0 | 0 | 0 | 0 | 0 | 0 | 0 | 0 | 0 | 0 | 0 | 0 | 0 | 0 | 0 | 0 | 0 | 0 | 0
F5_Commercial_School_Existing_Food Preparation_Natural Gas_Steamer_E8 | F5 | Commercial | School | Existing | Food Preparation | Natural Gas | Steamer | E8 | RIM BC Ratio | 0 | 0 | 0 | 0 | 0 | 0 | 0 | 0 | 0 | 0 | 0 | 0 | 0 | 0 | 0 | 0 | 0 | 0 | 0 | 0 | 0 | 0 | 0 | 0 | 0 | 0 | 0 | 0 | 0 | 0 | 0 | 0 | 0
F5_Commercial_School_Existing_Food Preparation_Natural Gas_Steamer_E9 | F5 | Commercial | School | Existing | Food Preparation | Natural Gas | Steamer | E9 | RIM BC Ratio | 0 | 0 | 0 | 0 | 0 | 0 | 0 | 0 | 0 | 0 | 0 | 0 | 0 | 0 | 0 | 0 | 0 | 0 | 0 | 0 | 0 | 0 | 0 | 0 | 0 | 0 | 0 | 0 | 0 | 0 | 0 | 0 | 0
F5_Commercial_School_Existing_Food Preparation_Natural Gas_Steamer_E10 | F5 | Commercial | School | Existing | Food Preparation | Natural Gas | Steamer | E10 | RIM BC Ratio | 0 | 0 | 0 | 0 | 0 | 0 | 0 | 0 | 0 | 0 | 0 | 0 | 0 | 0 | 0 | 0 | 0 | 0 | 0 | 0 | 0 | 0 | 0 | 0 | 0 | 0 | 0 | 0 | 0 | 0 | 0 | 0 | 0
F0_Commercial_School_Existing_Food Preparation_Natural Gas_Food Prep Other_E0 | F0 | Commercial | School | Existing | Food Preparation | Natural Gas | Food Prep Other | E0 | Economic Unit | Standard | Standard | Standard | Standard | Standard | Standard | Standard | Standard | Standard | Standard | Standard | Standard | Standard | Standard | Standard | Standard | Standard | Standard | Standard | Standard | Standard | Standard | Standard | Standard | Standard | Standard | Standard | Standard | Standard | Standard | Standard | Standard | Standard
F1_Commercial_School_Existing_Food Preparation_Natural Gas_Food Prep Other_E1 | F1 | Commercial | School | Existing | Food Preparation | Natural Gas | Food Prep Other | E1 | CCE | 0 | 0 | 0 | 0 | 0 | 0 | 0 | 0 | 0 | 0 | 0 | 0 | 0 | 0 | 0 | 0 | 0 | 0 | 0 | 0 | 0 | 0 | 0 | 0 | 0 | 0 | 0 | 0 | 0 | 0 | 0 | 0 | 0
F1_Commercial_School_Existing_Food Preparation_Natural Gas_Food Prep Other_E2 | F1 | Commercial | School | Existing | Food Preparation | Natural Gas | Food Prep Other | E2 | CCE | 16.9852 | 17.5855 | 15.7861 | 16.0821 | 16.0821 | 16.0821 | 16.0821 | 16.0821 | 16.0821 | 16.0821 | 16.0821 | 16.0821 | 16.0821 | 16.0821 | 16.0821 | 16.0821 | 16.0821 | 16.0821 | 16.0821 | 16.0821 | 16.0821 | 16.0821 | 16.0821 | 16.0821 | 16.0821 | 16.0821 | 16.0821 | 16.0821 | 16.0821 | 16.0821 | 16.0821 | 16.0821 | 16.0821
F1_Commercial_School_Existing_Food Preparation_Natural Gas_Food Prep Other_E3 | F1 | Commercial | School | Existing | Food Preparation | Natural Gas | Food Prep Other | E3 | CCE | 0 | 0 | 0 | 0 | 0 | 0 | 0 | 0 | 0 | 0 | 0 | 0 | 0 | 0 | 0 | 0 | 0 | 0 | 0 | 0 | 0 | 0 | 0 | 0 | 0 | 0 | 0 | 0 | 0 | 0 | 0 | 0 | 0
F1_Commercial_School_Existing_Food Preparation_Natural Gas_Food Prep Other_E4 | F1 | Commercial | School | Existing | Food Preparation | Natural Gas | Food Prep Other | E4 | CCE | 0 | 0 | 0 | 0 | 0 | 0 | 0 | 0 | 0 | 0 | 0 | 0 | 0 | 0 | 0 | 0 | 0 | 0 | 0 | 0 | 0 | 0 | 0 | 0 | 0 | 0 | 0 | 0 | 0 | 0 | 0 | 0 | 0
F1_Commercial_School_Existing_Food Preparation_Natural Gas_Food Prep Other_E5 | F1 | Commercial | School | Existing | Food Preparation | Natural Gas | Food Prep Other | E5 | CCE | 0 | 0 | 0 | 0 | 0 | 0 | 0 | 0 | 0 | 0 | 0 | 0 | 0 | 0 | 0 | 0 | 0 | 0 | 0 | 0 | 0 | 0 | 0 | 0 | 0 | 0 | 0 | 0 | 0 | 0 | 0 | 0 | 0
F1_Commercial_School_Existing_Food Preparation_Natural Gas_Food Prep Other_E6 | F1 | Commercial | School | Existing | Food Preparation | Natural Gas | Food Prep Other | E6 | CCE | 0 | 0 | 0 | 0 | 0 | 0 | 0 | 0 | 0 | 0 | 0 | 0 | 0 | 0 | 0 | 0 | 0 | 0 | 0 | 0 | 0 | 0 | 0 | 0 | 0 | 0 | 0 | 0 | 0 | 0 | 0 | 0 | 0
F1_Commercial_School_Existing_Food Preparation_Natural Gas_Food Prep Other_E7 | F1 | Commercial | School | Existing | Food Preparation | Natural Gas | Food Prep Other | E7 | CCE | 0 | 0 | 0 | 0 | 0 | 0 | 0 | 0 | 0 | 0 | 0 | 0 | 0 | 0 | 0 | 0 | 0 | 0 | 0 | 0 | 0 | 0 | 0 | 0 | 0 | 0 | 0 | 0 | 0 | 0 | 0 | 0 | 0
F1_Commercial_School_Existing_Food Preparation_Natural Gas_Food Prep Other_E8 | F1 | Commercial | School | Existing | Food Preparation | Natural Gas | Food Prep Other | E8 | CCE | 0 | 0 | 0 | 0 | 0 | 0 | 0 | 0 | 0 | 0 | 0 | 0 | 0 | 0 | 0 | 0 | 0 | 0 | 0 | 0 | 0 | 0 | 0 | 0 | 0 | 0 | 0 | 0 | 0 | 0 | 0 | 0 | 0
F1_Commercial_School_Existing_Food Preparation_Natural Gas_Food Prep Other_E9 | F1 | Commercial | School | Existing | Food Preparation | Natural Gas | Food Prep Other | E9 | CCE | 0 | 0 | 0 | 0 | 0 | 0 | 0 | 0 | 0 | 0 | 0 | 0 | 0 | 0 | 0 | 0 | 0 | 0 | 0 | 0 | 0 | 0 | 0 | 0 | 0 | 0 | 0 | 0 | 0 | 0 | 0 | 0 | 0
F1_Commercial_School_Existing_Food Preparation_Natural Gas_Food Prep Other_E10 | F1 | Commercial | School | Existing | Food Preparation | Natural Gas | Food Prep Other | E10 | CCE | 0 | 0 | 0 | 0 | 0 | 0 | 0 | 0 | 0 | 0 | 0 | 0 | 0 | 0 | 0 | 0 | 0 | 0 | 0 | 0 | 0 | 0 | 0 | 0 | 0 | 0 | 0 | 0 | 0 | 0 | 0 | 0 | 0
F2_Commercial_School_Existing_Food Preparation_Natural Gas_Food Prep Other_E1 | F2 | Commercial | School | Existing | Food Preparation | Natural Gas | Food Prep Other | E1 | TRC BC Ratio | bar: 2019 to 2051
F2_Commercial_School_Existing_Food Preparation_Natural Gas_Food Prep Other_E2 | F2 | Commercial | School | Existing | Food Preparation | Natural Gas | Food Prep Other | E2 | TRC BC Ratio | 0.096778 | 0.096763 | 0.097228 | 0.096513 | 0.096078 | 0.096394 | 0.097347 | 0.098099 | 0.099032 | 0.099913 | 0.1008 | 0.10161 | 0.10248 | 0.1034 | 0.10427 | 0.10515 | 0.10605 | 0.10703 | 0.10805 | 0.10913 | 0.11019 | 0.1113 | 0.11232 | 0.11337 | 0.11431 | 0.11512 | 0.11585 | 0.11649 | 0.11699 | 0.11739 | 0.11761 | 0.11776 | 0.11776
F2_Commercial_School_Existing_Food Preparation_Natural Gas_Food Prep Other_E3 | F2 | Commercial | School | Existing | Food Preparation | Natural Gas | Food Prep Other | E3 | TRC BC Ratio | 0 | 0 | 0 | 0 | 0 | 0 | 0 | 0 | 0 | 0 | 0 | 0 | 0 | 0 | 0 | 0 | 0 | 0 | 0 | 0 | 0 | 0 | 0 | 0 | 0 | 0 | 0 | 0 | 0 | 0 | 0 | 0 | 0
F2_Commercial_School_Existing_Food Preparation_Natural Gas_Food Prep Other_E4 | F2 | Commercial | School | Existing | Food Preparation | Natural Gas | Food Prep Other | E4 | TRC BC Ratio | 0 | 0 | 0 | 0 | 0 | 0 | 0 | 0 | 0 | 0 | 0 | 0 | 0 | 0 | 0 | 0 | 0 | 0 | 0 | 0 | 0 | 0 | 0 | 0 | 0 | 0 | 0 | 0 | 0 | 0 | 0 | 0 | 0
F2_Commercial_School_Existing_Food Preparation_Natural Gas_Food Prep Other_E5 | F2 | Commercial | School | Existing | Food Preparation | Natural Gas | Food Prep Other | E5 | TRC BC Ratio | 0 | 0 | 0 | 0 | 0 | 0 | 0 | 0 | 0 | 0 | 0 | 0 | 0 | 0 | 0 | 0 | 0 | 0 | 0 | 0 | 0 | 0 | 0 | 0 | 0 | 0 | 0 | 0 | 0 | 0 | 0 | 0 | 0
F2_Commercial_School_Existing_Food Preparation_Natural Gas_Food Prep Other_E6 | F2 | Commercial | School | Existing | Food Preparation | Natural Gas | Food Prep Other | E6 | TRC BC Ratio | 0 | 0 | 0 | 0 | 0 | 0 | 0 | 0 | 0 | 0 | 0 | 0 | 0 | 0 | 0 | 0 | 0 | 0 | 0 | 0 | 0 | 0 | 0 | 0 | 0 | 0 | 0 | 0 | 0 | 0 | 0 | 0 | 0
F2_Commercial_School_Existing_Food Preparation_Natural Gas_Food Prep Other_E7 | F2 | Commercial | School | Existing | Food Preparation | Natural Gas | Food Prep Other | E7 | TRC BC Ratio | 0 | 0 | 0 | 0 | 0 | 0 | 0 | 0 | 0 | 0 | 0 | 0 | 0 | 0 | 0 | 0 | 0 | 0 | 0 | 0 | 0 | 0 | 0 | 0 | 0 | 0 | 0 | 0 | 0 | 0 | 0 | 0 | 0
F2_Commercial_School_Existing_Food Preparation_Natural Gas_Food Prep Other_E8 | F2 | Commercial | School | Existing | Food Preparation | Natural Gas | Food Prep Other | E8 | TRC BC Ratio | 0 | 0 | 0 | 0 | 0 | 0 | 0 | 0 | 0 | 0 | 0 | 0 | 0 | 0 | 0 | 0 | 0 | 0 | 0 | 0 | 0 | 0 | 0 | 0 | 0 | 0 | 0 | 0 | 0 | 0 | 0 | 0 | 0
F2_Commercial_School_Existing_Food Preparation_Natural Gas_Food Prep Other_E9 | F2 | Commercial | School | Existing | Food Preparation | Natural Gas | Food Prep Other | E9 | TRC BC Ratio | 0 | 0 | 0 | 0 | 0 | 0 | 0 | 0 | 0 | 0 | 0 | 0 | 0 | 0 | 0 | 0 | 0 | 0 | 0 | 0 | 0 | 0 | 0 | 0 | 0 | 0 | 0 | 0 | 0 | 0 | 0 | 0 | 0
F2_Commercial_School_Existing_Food Preparation_Natural Gas_Food Prep Other_E10 | F2 | Commercial | School | Existing | Food Preparation | Natural Gas | Food Prep Other | E10 | TRC BC Ratio | 0 | 0 | 0 | 0 | 0 | 0 | 0 | 0 | 0 | 0 | 0 | 0 | 0 | 0 | 0 | 0 | 0 | 0 | 0 | 0 | 0 | 0 | 0 | 0 | 0 | 0 | 0 | 0 | 0 | 0 | 0 | 0 | 0
F3_Commercial_School_Existing_Food Preparation_Natural Gas_Food Prep Other_E1 | F3 | Commercial | School | Existing | Food Preparation | Natural Gas | Food Prep Other | E1 | PACT BC Ratio | bar: 2019 to 2051
F3_Commercial_School_Existing_Food Preparation_Natural Gas_Food Prep Other_E2 | F3 | Commercial | School | Existing | Food Preparation | Natural Gas | Food Prep Other | E2 | PACT BC Ratio | 0.12904 | 0.12902 | 0.12964 | 0.12868 | 0.1281 | 0.12853 | 0.1298 | 0.1308 | 0.13204 | 0.13322 | 0.1344 | 0.13548 | 0.13665 | 0.13786 | 0.13902 | 0.1402 | 0.1414 | 0.14271 | 0.14407 | 0.14551 | 0.14692 | 0.14839 | 0.14976 | 0.15117 | 0.15241 | 0.15349 | 0.15447 | 0.15532 | 0.15598 | 0.15652 | 0.15682 | 0.15702 | 0.15702
F3_Commercial_School_Existing_Food Preparation_Natural Gas_Food Prep Other_E3 | F3 | Commercial | School | Existing | Food Preparation | Natural Gas | Food Prep Other | E3 | PACT BC Ratio | 0 | 0 | 0 | 0 | 0 | 0 | 0 | 0 | 0 | 0 | 0 | 0 | 0 | 0 | 0 | 0 | 0 | 0 | 0 | 0 | 0 | 0 | 0 | 0 | 0 | 0 | 0 | 0 | 0 | 0 | 0 | 0 | 0
F3_Commercial_School_Existing_Food Preparation_Natural Gas_Food Prep Other_E4 | F3 | Commercial | School | Existing | Food Preparation | Natural Gas | Food Prep Other | E4 | PACT BC Ratio | 0 | 0 | 0 | 0 | 0 | 0 | 0 | 0 | 0 | 0 | 0 | 0 | 0 | 0 | 0 | 0 | 0 | 0 | 0 | 0 | 0 | 0 | 0 | 0 | 0 | 0 | 0 | 0 | 0 | 0 | 0 | 0 | 0
F3_Commercial_School_Existing_Food Preparation_Natural Gas_Food Prep Other_E5 | F3 | Commercial | School | Existing | Food Preparation | Natural Gas | Food Prep Other | E5 | PACT BC Ratio | 0 | 0 | 0 | 0 | 0 | 0 | 0 | 0 | 0 | 0 | 0 | 0 | 0 | 0 | 0 | 0 | 0 | 0 | 0 | 0 | 0 | 0 | 0 | 0 | 0 | 0 | 0 | 0 | 0 | 0 | 0 | 0 | 0
F3_Commercial_School_Existing_Food Preparation_Natural Gas_Food Prep Other_E6 | F3 | Commercial | School | Existing | Food Preparation | Natural Gas | Food Prep Other | E6 | PACT BC Ratio | 0 | 0 | 0 | 0 | 0 | 0 | 0 | 0 | 0 | 0 | 0 | 0 | 0 | 0 | 0 | 0 | 0 | 0 | 0 | 0 | 0 | 0 | 0 | 0 | 0 | 0 | 0 | 0 | 0 | 0 | 0 | 0 | 0
F3_Commercial_School_Existing_Food Preparation_Natural Gas_Food Prep Other_E7 | F3 | Commercial | School | Existing | Food Preparation | Natural Gas | Food Prep Other | E7 | PACT BC Ratio | 0 | 0 | 0 | 0 | 0 | 0 | 0 | 0 | 0 | 0 | 0 | 0 | 0 | 0 | 0 | 0 | 0 | 0 | 0 | 0 | 0 | 0 | 0 | 0 | 0 | 0 | 0 | 0 | 0 | 0 | 0 | 0 | 0
F3_Commercial_School_Existing_Food Preparation_Natural Gas_Food Prep Other_E8 | F3 | Commercial | School | Existing | Food Preparation | Natural Gas | Food Prep Other | E8 | PACT BC Ratio | 0 | 0 | 0 | 0 | 0 | 0 | 0 | 0 | 0 | 0 | 0 | 0 | 0 | 0 | 0 | 0 | 0 | 0 | 0 | 0 | 0 | 0 | 0 | 0 | 0 | 0 | 0 | 0 | 0 | 0 | 0 | 0 | 0
F3_Commercial_School_Existing_Food Preparation_Natural Gas_Food Prep Other_E9 | F3 | Commercial | School | Existing | Food Preparation | Natural Gas | Food Prep Other | E9 | PACT BC Ratio | 0 | 0 | 0 | 0 | 0 | 0 | 0 | 0 | 0 | 0 | 0 | 0 | 0 | 0 | 0 | 0 | 0 | 0 | 0 | 0 | 0 | 0 | 0 | 0 | 0 | 0 | 0 | 0 | 0 | 0 | 0 | 0 | 0
F3_Commercial_School_Existing_Food Preparation_Natural Gas_Food Prep Other_E10 | F3 | Commercial | School | Existing | Food Preparation | Natural Gas | Food Prep Other | E10 | PACT BC Ratio | 0 | 0 | 0 | 0 | 0 | 0 | 0 | 0 | 0 | 0 | 0 | 0 | 0 | 0 | 0 | 0 | 0 | 0 | 0 | 0 | 0 | 0 | 0 | 0 | 0 | 0 | 0 | 0 | 0 | 0 | 0 | 0 | 0
F4_Commercial_School_Existing_Food Preparation_Natural Gas_Food Prep Other_E1 | F4 | Commercial | School | Existing | Food Preparation | Natural Gas | Food Prep Other | E1 | RVT BC Ratio | bar: 2019 to 2051
F4_Commercial_School_Existing_Food Preparation_Natural Gas_Food Prep Other_E2 | F4 | Commercial | School | Existing | Food Preparation | Natural Gas | Food Prep Other | E2 | RVT BC Ratio | 0.83914 | 0.83911 | 0.83978 | 0.83875 | 0.83813 | 0.83858 | 0.83995 | 0.84103 | 0.84238 | 0.84364 | 0.84492 | 0.84609 | 0.84734 | 0.84865 | 0.8499 | 0.85118 | 0.85247 | 0.85388 | 0.85535 | 0.85689 | 0.85842 | 0.86001 | 0.86148 | 0.863 | 0.86434 | 0.8655 | 0.86656 | 0.86747 | 0.86819 | 0.86877 | 0.86909 | 0.86931 | 0.86931
F4_Commercial_School_Existing_Food Preparation_Natural Gas_Food Prep Other_E3 | F4 | Commercial | School | Existing | Food Preparation | Natural Gas | Food Prep Other | E3 | RVT BC Ratio | 0 | 0 | 0 | 0 | 0 | 0 | 0 | 0 | 0 | 0 | 0 | 0 | 0 | 0 | 0 | 0 | 0 | 0 | 0 | 0 | 0 | 0 | 0 | 0 | 0 | 0 | 0 | 0 | 0 | 0 | 0 | 0 | 0
F4_Commercial_School_Existing_Food Preparation_Natural Gas_Food Prep Other_E4 | F4 | Commercial | School | Existing | Food Preparation | Natural Gas | Food Prep Other | E4 | RVT BC Ratio | 0 | 0 | 0 | 0 | 0 | 0 | 0 | 0 | 0 | 0 | 0 | 0 | 0 | 0 | 0 | 0 | 0 | 0 | 0 | 0 | 0 | 0 | 0 | 0 | 0 | 0 | 0 | 0 | 0 | 0 | 0 | 0 | 0
F4_Commercial_School_Existing_Food Preparation_Natural Gas_Food Prep Other_E5 | F4 | Commercial | School | Existing | Food Preparation | Natural Gas | Food Prep Other | E5 | RVT BC Ratio | 0 | 0 | 0 | 0 | 0 | 0 | 0 | 0 | 0 | 0 | 0 | 0 | 0 | 0 | 0 | 0 | 0 | 0 | 0 | 0 | 0 | 0 | 0 | 0 | 0 | 0 | 0 | 0 | 0 | 0 | 0 | 0 | 0
F4_Commercial_School_Existing_Food Preparation_Natural Gas_Food Prep Other_E6 | F4 | Commercial | School | Existing | Food Preparation | Natural Gas | Food Prep Other | E6 | RVT BC Ratio | 0 | 0 | 0 | 0 | 0 | 0 | 0 | 0 | 0 | 0 | 0 | 0 | 0 | 0 | 0 | 0 | 0 | 0 | 0 | 0 | 0 | 0 | 0 | 0 | 0 | 0 | 0 | 0 | 0 | 0 | 0 | 0 | 0
F4_Commercial_School_Existing_Food Preparation_Natural Gas_Food Prep Other_E7 | F4 | Commercial | School | Existing | Food Preparation | Natural Gas | Food Prep Other | E7 | RVT BC Ratio | 0 | 0 | 0 | 0 | 0 | 0 | 0 | 0 | 0 | 0 | 0 | 0 | 0 | 0 | 0 | 0 | 0 | 0 | 0 | 0 | 0 | 0 | 0 | 0 | 0 | 0 | 0 | 0 | 0 | 0 | 0 | 0 | 0
F4_Commercial_School_Existing_Food Preparation_Natural Gas_Food Prep Other_E8 | F4 | Commercial | School | Existing | Food Preparation | Natural Gas | Food Prep Other | E8 | RVT BC Ratio | 0 | 0 | 0 | 0 | 0 | 0 | 0 | 0 | 0 | 0 | 0 | 0 | 0 | 0 | 0 | 0 | 0 | 0 | 0 | 0 | 0 | 0 | 0 | 0 | 0 | 0 | 0 | 0 | 0 | 0 | 0 | 0 | 0
F4_Commercial_School_Existing_Food Preparation_Natural Gas_Food Prep Other_E9 | F4 | Commercial | School | Existing | Food Preparation | Natural Gas | Food Prep Other | E9 | RVT BC Ratio | 0 | 0 | 0 | 0 | 0 | 0 | 0 | 0 | 0 | 0 | 0 | 0 | 0 | 0 | 0 | 0 | 0 | 0 | 0 | 0 | 0 | 0 | 0 | 0 | 0 | 0 | 0 | 0 | 0 | 0 | 0 | 0 | 0
F4_Commercial_School_Existing_Food Preparation_Natural Gas_Food Prep Other_E10 | F4 | Commercial | School | Existing | Food Preparation | Natural Gas | Food Prep Other | E10 | RVT BC Ratio | 0 | 0 | 0 | 0 | 0 | 0 | 0 | 0 | 0 | 0 | 0 | 0 | 0 | 0 | 0 | 0 | 0 | 0 | 0 | 0 | 0 | 0 | 0 | 0 | 0 | 0 | 0 | 0 | 0 | 0 | 0 | 0 | 0
F5_Commercial_School_Existing_Food Preparation_Natural Gas_Food Prep Other_E1 | F5 | Commercial | School | Existing | Food Preparation | Natural Gas | Food Prep Other | E1 | RIM BC Ratio | bar: 2019 to 2051
F5_Commercial_School_Existing_Food Preparation_Natural Gas_Food Prep Other_E2 | F5 | Commercial | School | Existing | Food Preparation | Natural Gas | Food Prep Other | E2 | RIM BC Ratio | 0.11176 | 0.11174 | 0.11221 | 0.11149 | 0.11106 | 0.11138 | 0.11233 | 0.11308 | 0.11401 | 0.11488 | 0.11576 | 0.11656 | 0.11742 | 0.11832 | 0.11917 | 0.12004 | 0.12092 | 0.12187 | 0.12286 | 0.12391 | 0.12493 | 0.12599 | 0.12697 | 0.12799 | 0.12888 | 0.12965 | 0.13035 | 0.13095 | 0.13142 | 0.13181 | 0.13202 | 0.13216 | 0.13216
F5_Commercial_School_Existing_Food Preparation_Natural Gas_Food Prep Other_E3 | F5 | Commercial | School | Existing | Food Preparation | Natural Gas | Food Prep Other | E3 | RIM BC Ratio | 0 | 0 | 0 | 0 | 0 | 0 | 0 | 0 | 0 | 0 | 0 | 0 | 0 | 0 | 0 | 0 | 0 | 0 | 0 | 0 | 0 | 0 | 0 | 0 | 0 | 0 | 0 | 0 | 0 | 0 | 0 | 0 | 0
F5_Commercial_School_Existing_Food Preparation_Natural Gas_Food Prep Other_E4 | F5 | Commercial | School | Existing | Food Preparation | Natural Gas | Food Prep Other | E4 | RIM BC Ratio | 0 | 0 | 0 | 0 | 0 | 0 | 0 | 0 | 0 | 0 | 0 | 0 | 0 | 0 | 0 | 0 | 0 | 0 | 0 | 0 | 0 | 0 | 0 | 0 | 0 | 0 | 0 | 0 | 0 | 0 | 0 | 0 | 0
F5_Commercial_School_Existing_Food Preparation_Natural Gas_Food Prep Other_E5 | F5 | Commercial | School | Existing | Food Preparation | Natural Gas | Food Prep Other | E5 | RIM BC Ratio | 0 | 0 | 0 | 0 | 0 | 0 | 0 | 0 | 0 | 0 | 0 | 0 | 0 | 0 | 0 | 0 | 0 | 0 | 0 | 0 | 0 | 0 | 0 | 0 | 0 | 0 | 0 | 0 | 0 | 0 | 0 | 0 | 0
F5_Commercial_School_Existing_Food Preparation_Natural Gas_Food Prep Other_E6 | F5 | Commercial | School | Existing | Food Preparation | Natural Gas | Food Prep Other | E6 | RIM BC Ratio | 0 | 0 | 0 | 0 | 0 | 0 | 0 | 0 | 0 | 0 | 0 | 0 | 0 | 0 | 0 | 0 | 0 | 0 | 0 | 0 | 0 | 0 | 0 | 0 | 0 | 0 | 0 | 0 | 0 | 0 | 0 | 0 | 0
F5_Commercial_School_Existing_Food Preparation_Natural Gas_Food Prep Other_E7 | F5 | Commercial | School | Existing | Food Preparation | Natural Gas | Food Prep Other | E7 | RIM BC Ratio | 0 | 0 | 0 | 0 | 0 | 0 | 0 | 0 | 0 | 0 | 0 | 0 | 0 | 0 | 0 | 0 | 0 | 0 | 0 | 0 | 0 | 0 | 0 | 0 | 0 | 0 | 0 | 0 | 0 | 0 | 0 | 0 | 0
F5_Commercial_School_Existing_Food Preparation_Natural Gas_Food Prep Other_E8 | F5 | Commercial | School | Existing | Food Preparation | Natural Gas | Food Prep Other | E8 | RIM BC Ratio | 0 | 0 | 0 | 0 | 0 | 0 | 0 | 0 | 0 | 0 | 0 | 0 | 0 | 0 | 0 | 0 | 0 | 0 | 0 | 0 | 0 | 0 | 0 | 0 | 0 | 0 | 0 | 0 | 0 | 0 | 0 | 0 | 0
F5_Commercial_School_Existing_Food Preparation_Natural Gas_Food Prep Other_E9 | F5 | Commercial | School | Existing | Food Preparation | Natural Gas | Food Prep Other | E9 | RIM BC Ratio | 0 | 0 | 0 | 0 | 0 | 0 | 0 | 0 | 0 | 0 | 0 | 0 | 0 | 0 | 0 | 0 | 0 | 0 | 0 | 0 | 0 | 0 | 0 | 0 | 0 | 0 | 0 | 0 | 0 | 0 | 0 | 0 | 0
F5_Commercial_School_Existing_Food Preparation_Natural Gas_Food Prep Other_E10 | F5 | Commercial | School | Existing | Food Preparation | Natural Gas | Food Prep Other | E10 | RIM BC Ratio | 0 | 0 | 0 | 0 | 0 | 0 | 0 | 0 | 0 | 0 | 0 | 0 | 0 | 0 | 0 | 0 | 0 | 0 | 0 | 0 | 0 | 0 | 0 | 0 | 0 | 0 | 0 | 0 | 0 | 0 | 0 | 0 | 0
F0_Commercial_School_Existing_Miscellaneous_Natural Gas_Pool Heater_E0 | F0 | Commercial | School | Existing | Miscellaneous | Natural Gas | Pool Heater | E0 | Economic Unit | Standard (EF .78) | Standard (EF .78) | Standard (EF .78) | Standard (EF .78) | Standard (EF .78) | Standard (EF .78) | Standard (EF .78) | Standard (EF .78) | Standard (EF .78) | Standard (EF .78) | Standard (EF .78) | Standard (EF .78) | Standard (EF .78) | Standard (EF .78) | Standard (EF .78) | Standard (EF .78) | Standard (EF .78) | Standard (EF .78) | Standard (EF .78) | Standard (EF .78) | Standard (EF .78) | Standard (EF .78) | Standard (EF .78) | Standard (EF .78) | Standard (EF .78) | Standard (EF .78) | Standard (EF .78) | Standard (EF .78) | Standard (EF .78) | Standard (EF .78) | Standard (EF .78) | Standard (EF .78) | Standard (EF .78)
F1_Commercial_School_Existing_Miscellaneous_Natural Gas_Pool Heater_E1 | F1 | Commercial | School | Existing | Miscellaneous | Natural Gas | Pool Heater | E1 | CCE | 0 | 0 | 0 | 0 | 0 | 0 | 0 | 0 | 0 | 0 | 0 | 0 | 0 | 0 | 0 | 0 | 0 | 0 | 0 | 0 | 0 | 0 | 0 | 0 | 0 | 0 | 0 | 0 | 0 | 0 | 0 | 0 | 0
F1_Commercial_School_Existing_Miscellaneous_Natural Gas_Pool Heater_E2 | F1 | Commercial | School | Existing | Miscellaneous | Natural Gas | Pool Heater | E2 | CCE | 1.2677 | 1.3125 | 1.1782 | 1.2003 | 1.2003 | 1.2003 | 1.2003 | 1.2003 | 1.2003 | 1.2003 | 1.2003 | 1.2003 | 1.2003 | 1.2003 | 1.2003 | 1.2003 | 1.2003 | 1.2003 | 1.2003 | 1.2003 | 1.2003 | 1.2003 | 1.2003 | 1.2003 | 1.2003 | 1.2003 | 1.2003 | 1.2003 | 1.2003 | 1.2003 | 1.2003 | 1.2003 | 1.2003
F1_Commercial_School_Existing_Miscellaneous_Natural Gas_Pool Heater_E3 | F1 | Commercial | School | Existing | Miscellaneous | Natural Gas | Pool Heater | E3 | CCE | 0 | 0 | 0 | 0 | 0 | 0 | 0 | 0 | 0 | 0 | 0 | 0 | 0 | 0 | 0 | 0 | 0 | 0 | 0 | 0 | 0 | 0 | 0 | 0 | 0 | 0 | 0 | 0 | 0 | 0 | 0 | 0 | 0
F1_Commercial_School_Existing_Miscellaneous_Natural Gas_Pool Heater_E4 | F1 | Commercial | School | Existing | Miscellaneous | Natural Gas | Pool Heater | E4 | CCE | 0 | 0 | 0 | 0 | 0 | 0 | 0 | 0 | 0 | 0 | 0 | 0 | 0 | 0 | 0 | 0 | 0 | 0 | 0 | 0 | 0 | 0 | 0 | 0 | 0 | 0 | 0 | 0 | 0 | 0 | 0 | 0 | 0
F1_Commercial_School_Existing_Miscellaneous_Natural Gas_Pool Heater_E5 | F1 | Commercial | School | Existing | Miscellaneous | Natural Gas | Pool Heater | E5 | CCE | 0 | 0 | 0 | 0 | 0 | 0 | 0 | 0 | 0 | 0 | 0 | 0 | 0 | 0 | 0 | 0 | 0 | 0 | 0 | 0 | 0 | 0 | 0 | 0 | 0 | 0 | 0 | 0 | 0 | 0 | 0 | 0 | 0
F1_Commercial_School_Existing_Miscellaneous_Natural Gas_Pool Heater_E6 | F1 | Commercial | School | Existing | Miscellaneous | Natural Gas | Pool Heater | E6 | CCE | 0 | 0 | 0 | 0 | 0 | 0 | 0 | 0 | 0 | 0 | 0 | 0 | 0 | 0 | 0 | 0 | 0 | 0 | 0 | 0 | 0 | 0 | 0 | 0 | 0 | 0 | 0 | 0 | 0 | 0 | 0 | 0 | 0
F1_Commercial_School_Existing_Miscellaneous_Natural Gas_Pool Heater_E7 | F1 | Commercial | School | Existing | Miscellaneous | Natural Gas | Pool Heater | E7 | CCE | 0 | 0 | 0 | 0 | 0 | 0 | 0 | 0 | 0 | 0 | 0 | 0 | 0 | 0 | 0 | 0 | 0 | 0 | 0 | 0 | 0 | 0 | 0 | 0 | 0 | 0 | 0 | 0 | 0 | 0 | 0 | 0 | 0
F1_Commercial_School_Existing_Miscellaneous_Natural Gas_Pool Heater_E8 | F1 | Commercial | School | Existing | Miscellaneous | Natural Gas | Pool Heater | E8 | CCE | 0 | 0 | 0 | 0 | 0 | 0 | 0 | 0 | 0 | 0 | 0 | 0 | 0 | 0 | 0 | 0 | 0 | 0 | 0 | 0 | 0 | 0 | 0 | 0 | 0 | 0 | 0 | 0 | 0 | 0 | 0 | 0 | 0
F1_Commercial_School_Existing_Miscellaneous_Natural Gas_Pool Heater_E9 | F1 | Commercial | School | Existing | Miscellaneous | Natural Gas | Pool Heater | E9 | CCE | 0 | 0 | 0 | 0 | 0 | 0 | 0 | 0 | 0 | 0 | 0 | 0 | 0 | 0 | 0 | 0 | 0 | 0 | 0 | 0 | 0 | 0 | 0 | 0 | 0 | 0 | 0 | 0 | 0 | 0 | 0 | 0 | 0
F1_Commercial_School_Existing_Miscellaneous_Natural Gas_Pool Heater_E10 | F1 | Commercial | School | Existing | Miscellaneous | Natural Gas | Pool Heater | E10 | CCE | 0 | 0 | 0 | 0 | 0 | 0 | 0 | 0 | 0 | 0 | 0 | 0 | 0 | 0 | 0 | 0 | 0 | 0 | 0 | 0 | 0 | 0 | 0 | 0 | 0 | 0 | 0 | 0 | 0 | 0 | 0 | 0 | 0
F2_Commercial_School_Existing_Miscellaneous_Natural Gas_Pool Heater_E1 | F2 | Commercial | School | Existing | Miscellaneous | Natural Gas | Pool Heater | E1 | TRC BC Ratio | bar: 2019 to 2051
F2_Commercial_School_Existing_Miscellaneous_Natural Gas_Pool Heater_E2 | F2 | Commercial | School | Existing | Miscellaneous | Natural Gas | Pool Heater | E2 | TRC BC Ratio | 0 | 0 | 0 | 0 | 0 | 0 | 0 | 0 | 0 | 0 | 0 | 0 | 0 | 0 | 0 | 0 | 0 | 0 | 0 | 0 | 0 | 0 | 0 | 0 | 0 | 0 | 0 | 0 | 0 | 0 | 0 | 0 | 0
F2_Commercial_School_Existing_Miscellaneous_Natural Gas_Pool Heater_E3 | F2 | Commercial | School | Existing | Miscellaneous | Natural Gas | Pool Heater | E3 | TRC BC Ratio | 0 | 0 | 0 | 0 | 0 | 0 | 0 | 0 | 0 | 0 | 0 | 0 | 0 | 0 | 0 | 0 | 0 | 0 | 0 | 0 | 0 | 0 | 0 | 0 | 0 | 0 | 0 | 0 | 0 | 0 | 0 | 0 | 0
F2_Commercial_School_Existing_Miscellaneous_Natural Gas_Pool Heater_E4 | F2 | Commercial | School | Existing | Miscellaneous | Natural Gas | Pool Heater | E4 | TRC BC Ratio | 0 | 0 | 0 | 0 | 0 | 0 | 0 | 0 | 0 | 0 | 0 | 0 | 0 | 0 | 0 | 0 | 0 | 0 | 0 | 0 | 0 | 0 | 0 | 0 | 0 | 0 | 0 | 0 | 0 | 0 | 0 | 0 | 0
F2_Commercial_School_Existing_Miscellaneous_Natural Gas_Pool Heater_E5 | F2 | Commercial | School | Existing | Miscellaneous | Natural Gas | Pool Heater | E5 | TRC BC Ratio | 0 | 0 | 0 | 0 | 0 | 0 | 0 | 0 | 0 | 0 | 0 | 0 | 0 | 0 | 0 | 0 | 0 | 0 | 0 | 0 | 0 | 0 | 0 | 0 | 0 | 0 | 0 | 0 | 0 | 0 | 0 | 0 | 0
F2_Commercial_School_Existing_Miscellaneous_Natural Gas_Pool Heater_E6 | F2 | Commercial | School | Existing | Miscellaneous | Natural Gas | Pool Heater | E6 | TRC BC Ratio | 0 | 0 | 0 | 0 | 0 | 0 | 0 | 0 | 0 | 0 | 0 | 0 | 0 | 0 | 0 | 0 | 0 | 0 | 0 | 0 | 0 | 0 | 0 | 0 | 0 | 0 | 0 | 0 | 0 | 0 | 0 | 0 | 0
F2_Commercial_School_Existing_Miscellaneous_Natural Gas_Pool Heater_E7 | F2 | Commercial | School | Existing | Miscellaneous | Natural Gas | Pool Heater | E7 | TRC BC Ratio | 0 | 0 | 0 | 0 | 0 | 0 | 0 | 0 | 0 | 0 | 0 | 0 | 0 | 0 | 0 | 0 | 0 | 0 | 0 | 0 | 0 | 0 | 0 | 0 | 0 | 0 | 0 | 0 | 0 | 0 | 0 | 0 | 0
F2_Commercial_School_Existing_Miscellaneous_Natural Gas_Pool Heater_E8 | F2 | Commercial | School | Existing | Miscellaneous | Natural Gas | Pool Heater | E8 | TRC BC Ratio | 0 | 0 | 0 | 0 | 0 | 0 | 0 | 0 | 0 | 0 | 0 | 0 | 0 | 0 | 0 | 0 | 0 | 0 | 0 | 0 | 0 | 0 | 0 | 0 | 0 | 0 | 0 | 0 | 0 | 0 | 0 | 0 | 0
F2_Commercial_School_Existing_Miscellaneous_Natural Gas_Pool Heater_E9 | F2 | Commercial | School | Existing | Miscellaneous | Natural Gas | Pool Heater | E9 | TRC BC Ratio | 0 | 0 | 0 | 0 | 0 | 0 | 0 | 0 | 0 | 0 | 0 | 0 | 0 | 0 | 0 | 0 | 0 | 0 | 0 | 0 | 0 | 0 | 0 | 0 | 0 | 0 | 0 | 0 | 0 | 0 | 0 | 0 | 0
F2_Commercial_School_Existing_Miscellaneous_Natural Gas_Pool Heater_E10 | F2 | Commercial | School | Existing | Miscellaneous | Natural Gas | Pool Heater | E10 | TRC BC Ratio | 0 | 0 | 0 | 0 | 0 | 0 | 0 | 0 | 0 | 0 | 0 | 0 | 0 | 0 | 0 | 0 | 0 | 0 | 0 | 0 | 0 | 0 | 0 | 0 | 0 | 0 | 0 | 0 | 0 | 0 | 0 | 0 | 0
F3_Commercial_School_Existing_Miscellaneous_Natural Gas_Pool Heater_E1 | F3 | Commercial | School | Existing | Miscellaneous | Natural Gas | Pool Heater | E1 | PACT BC Ratio | bar: 2019 to 2051
F3_Commercial_School_Existing_Miscellaneous_Natural Gas_Pool Heater_E2 | F3 | Commercial | School | Existing | Miscellaneous | Natural Gas | Pool Heater | E2 | PACT BC Ratio | 0 | 0 | 0 | 0 | 0 | 0 | 0 | 0 | 0 | 0 | 0 | 0 | 0 | 0 | 0 | 0 | 0 | 0 | 0 | 0 | 0 | 0 | 0 | 0 | 0 | 0 | 0 | 0 | 0 | 0 | 0 | 0 | 0
F3_Commercial_School_Existing_Miscellaneous_Natural Gas_Pool Heater_E3 | F3 | Commercial | School | Existing | Miscellaneous | Natural Gas | Pool Heater | E3 | PACT BC Ratio | 0 | 0 | 0 | 0 | 0 | 0 | 0 | 0 | 0 | 0 | 0 | 0 | 0 | 0 | 0 | 0 | 0 | 0 | 0 | 0 | 0 | 0 | 0 | 0 | 0 | 0 | 0 | 0 | 0 | 0 | 0 | 0 | 0
F3_Commercial_School_Existing_Miscellaneous_Natural Gas_Pool Heater_E4 | F3 | Commercial | School | Existing | Miscellaneous | Natural Gas | Pool Heater | E4 | PACT BC Ratio | 0 | 0 | 0 | 0 | 0 | 0 | 0 | 0 | 0 | 0 | 0 | 0 | 0 | 0 | 0 | 0 | 0 | 0 | 0 | 0 | 0 | 0 | 0 | 0 | 0 | 0 | 0 | 0 | 0 | 0 | 0 | 0 | 0
F3_Commercial_School_Existing_Miscellaneous_Natural Gas_Pool Heater_E5 | F3 | Commercial | School | Existing | Miscellaneous | Natural Gas | Pool Heater | E5 | PACT BC Ratio | 0 | 0 | 0 | 0 | 0 | 0 | 0 | 0 | 0 | 0 | 0 | 0 | 0 | 0 | 0 | 0 | 0 | 0 | 0 | 0 | 0 | 0 | 0 | 0 | 0 | 0 | 0 | 0 | 0 | 0 | 0 | 0 | 0
F3_Commercial_School_Existing_Miscellaneous_Natural Gas_Pool Heater_E6 | F3 | Commercial | School | Existing | Miscellaneous | Natural Gas | Pool Heater | E6 | PACT BC Ratio | 0 | 0 | 0 | 0 | 0 | 0 | 0 | 0 | 0 | 0 | 0 | 0 | 0 | 0 | 0 | 0 | 0 | 0 | 0 | 0 | 0 | 0 | 0 | 0 | 0 | 0 | 0 | 0 | 0 | 0 | 0 | 0 | 0
F3_Commercial_School_Existing_Miscellaneous_Natural Gas_Pool Heater_E7 | F3 | Commercial | School | Existing | Miscellaneous | Natural Gas | Pool Heater | E7 | PACT BC Ratio | 0 | 0 | 0 | 0 | 0 | 0 | 0 | 0 | 0 | 0 | 0 | 0 | 0 | 0 | 0 | 0 | 0 | 0 | 0 | 0 | 0 | 0 | 0 | 0 | 0 | 0 | 0 | 0 | 0 | 0 | 0 | 0 | 0
F3_Commercial_School_Existing_Miscellaneous_Natural Gas_Pool Heater_E8 | F3 | Commercial | School | Existing | Miscellaneous | Natural Gas | Pool Heater | E8 | PACT BC Ratio | 0 | 0 | 0 | 0 | 0 | 0 | 0 | 0 | 0 | 0 | 0 | 0 | 0 | 0 | 0 | 0 | 0 | 0 | 0 | 0 | 0 | 0 | 0 | 0 | 0 | 0 | 0 | 0 | 0 | 0 | 0 | 0 | 0
F3_Commercial_School_Existing_Miscellaneous_Natural Gas_Pool Heater_E9 | F3 | Commercial | School | Existing | Miscellaneous | Natural Gas | Pool Heater | E9 | PACT BC Ratio | 0 | 0 | 0 | 0 | 0 | 0 | 0 | 0 | 0 | 0 | 0 | 0 | 0 | 0 | 0 | 0 | 0 | 0 | 0 | 0 | 0 | 0 | 0 | 0 | 0 | 0 | 0 | 0 | 0 | 0 | 0 | 0 | 0
F3_Commercial_School_Existing_Miscellaneous_Natural Gas_Pool Heater_E10 | F3 | Commercial | School | Existing | Miscellaneous | Natural Gas | Pool Heater | E10 | PACT BC Ratio | 0 | 0 | 0 | 0 | 0 | 0 | 0 | 0 | 0 | 0 | 0 | 0 | 0 | 0 | 0 | 0 | 0 | 0 | 0 | 0 | 0 | 0 | 0 | 0 | 0 | 0 | 0 | 0 | 0 | 0 | 0 | 0 | 0
F4_Commercial_School_Existing_Miscellaneous_Natural Gas_Pool Heater_E1 | F4 | Commercial | School | Existing | Miscellaneous | Natural Gas | Pool Heater | E1 | RVT BC Ratio | bar: 2019 to 2051
F4_Commercial_School_Existing_Miscellaneous_Natural Gas_Pool Heater_E2 | F4 | Commercial | School | Existing | Miscellaneous | Natural Gas | Pool Heater | E2 | RVT BC Ratio | 0.7 | 0.7 | 0.7 | 0.7 | 0.7 | 0.7 | 0.7 | 0.7 | 0.7 | 0.7 | 0.7 | 0.7 | 0.7 | 0.7 | 0.7 | 0.7 | 0.7 | 0.7 | 0.7 | 0.7 | 0.7 | 0.7 | 0.7 | 0.7 | 0.7 | 0.7 | 0.7 | 0.7 | 0.7 | 0.7 | 0.7 | 0.7 | 0.7
F4_Commercial_School_Existing_Miscellaneous_Natural Gas_Pool Heater_E3 | F4 | Commercial | School | Existing | Miscellaneous | Natural Gas | Pool Heater | E3 | RVT BC Ratio | 0 | 0 | 0 | 0 | 0 | 0 | 0 | 0 | 0 | 0 | 0 | 0 | 0 | 0 | 0 | 0 | 0 | 0 | 0 | 0 | 0 | 0 | 0 | 0 | 0 | 0 | 0 | 0 | 0 | 0 | 0 | 0 | 0
F4_Commercial_School_Existing_Miscellaneous_Natural Gas_Pool Heater_E4 | F4 | Commercial | School | Existing | Miscellaneous | Natural Gas | Pool Heater | E4 | RVT BC Ratio | 0 | 0 | 0 | 0 | 0 | 0 | 0 | 0 | 0 | 0 | 0 | 0 | 0 | 0 | 0 | 0 | 0 | 0 | 0 | 0 | 0 | 0 | 0 | 0 | 0 | 0 | 0 | 0 | 0 | 0 | 0 | 0 | 0
F4_Commercial_School_Existing_Miscellaneous_Natural Gas_Pool Heater_E5 | F4 | Commercial | School | Existing | Miscellaneous | Natural Gas | Pool Heater | E5 | RVT BC Ratio | 0 | 0 | 0 | 0 | 0 | 0 | 0 | 0 | 0 | 0 | 0 | 0 | 0 | 0 | 0 | 0 | 0 | 0 | 0 | 0 | 0 | 0 | 0 | 0 | 0 | 0 | 0 | 0 | 0 | 0 | 0 | 0 | 0
F4_Commercial_School_Existing_Miscellaneous_Natural Gas_Pool Heater_E6 | F4 | Commercial | School | Existing | Miscellaneous | Natural Gas | Pool Heater | E6 | RVT BC Ratio | 0 | 0 | 0 | 0 | 0 | 0 | 0 | 0 | 0 | 0 | 0 | 0 | 0 | 0 | 0 | 0 | 0 | 0 | 0 | 0 | 0 | 0 | 0 | 0 | 0 | 0 | 0 | 0 | 0 | 0 | 0 | 0 | 0
F4_Commercial_School_Existing_Miscellaneous_Natural Gas_Pool Heater_E7 | F4 | Commercial | School | Existing | Miscellaneous | Natural Gas | Pool Heater | E7 | RVT BC Ratio | 0 | 0 | 0 | 0 | 0 | 0 | 0 | 0 | 0 | 0 | 0 | 0 | 0 | 0 | 0 | 0 | 0 | 0 | 0 | 0 | 0 | 0 | 0 | 0 | 0 | 0 | 0 | 0 | 0 | 0 | 0 | 0 | 0
F4_Commercial_School_Existing_Miscellaneous_Natural Gas_Pool Heater_E8 | F4 | Commercial | School | Existing | Miscellaneous | Natural Gas | Pool Heater | E8 | RVT BC Ratio | 0 | 0 | 0 | 0 | 0 | 0 | 0 | 0 | 0 | 0 | 0 | 0 | 0 | 0 | 0 | 0 | 0 | 0 | 0 | 0 | 0 | 0 | 0 | 0 | 0 | 0 | 0 | 0 | 0 | 0 | 0 | 0 | 0
F4_Commercial_School_Existing_Miscellaneous_Natural Gas_Pool Heater_E9 | F4 | Commercial | School | Existing | Miscellaneous | Natural Gas | Pool Heater | E9 | RVT BC Ratio | 0 | 0 | 0 | 0 | 0 | 0 | 0 | 0 | 0 | 0 | 0 | 0 | 0 | 0 | 0 | 0 | 0 | 0 | 0 | 0 | 0 | 0 | 0 | 0 | 0 | 0 | 0 | 0 | 0 | 0 | 0 | 0 | 0
F4_Commercial_School_Existing_Miscellaneous_Natural Gas_Pool Heater_E10 | F4 | Commercial | School | Existing | Miscellaneous | Natural Gas | Pool Heater | E10 | RVT BC Ratio | 0 | 0 | 0 | 0 | 0 | 0 | 0 | 0 | 0 | 0 | 0 | 0 | 0 | 0 | 0 | 0 | 0 | 0 | 0 | 0 | 0 | 0 | 0 | 0 | 0 | 0 | 0 | 0 | 0 | 0 | 0 | 0 | 0
F5_Commercial_School_Existing_Miscellaneous_Natural Gas_Pool Heater_E1 | F5 | Commercial | School | Existing | Miscellaneous | Natural Gas | Pool Heater | E1 | RIM BC Ratio | bar: 2019 to 2051
F5_Commercial_School_Existing_Miscellaneous_Natural Gas_Pool Heater_E2 | F5 | Commercial | School | Existing | Miscellaneous | Natural Gas | Pool Heater | E2 | RIM BC Ratio | 0 | 0 | 0 | 0 | 0 | 0 | 0 | 0 | 0 | 0 | 0 | 0 | 0 | 0 | 0 | 0 | 0 | 0 | 0 | 0 | 0 | 0 | 0 | 0 | 0 | 0 | 0 | 0 | 0 | 0 | 0 | 0 | 0
F5_Commercial_School_Existing_Miscellaneous_Natural Gas_Pool Heater_E3 | F5 | Commercial | School | Existing | Miscellaneous | Natural Gas | Pool Heater | E3 | RIM BC Ratio | 0 | 0 | 0 | 0 | 0 | 0 | 0 | 0 | 0 | 0 | 0 | 0 | 0 | 0 | 0 | 0 | 0 | 0 | 0 | 0 | 0 | 0 | 0 | 0 | 0 | 0 | 0 | 0 | 0 | 0 | 0 | 0 | 0
F5_Commercial_School_Existing_Miscellaneous_Natural Gas_Pool Heater_E4 | F5 | Commercial | School | Existing | Miscellaneous | Natural Gas | Pool Heater | E4 | RIM BC Ratio | 0 | 0 | 0 | 0 | 0 | 0 | 0 | 0 | 0 | 0 | 0 | 0 | 0 | 0 | 0 | 0 | 0 | 0 | 0 | 0 | 0 | 0 | 0 | 0 | 0 | 0 | 0 | 0 | 0 | 0 | 0 | 0 | 0
F5_Commercial_School_Existing_Miscellaneous_Natural Gas_Pool Heater_E5 | F5 | Commercial | School | Existing | Miscellaneous | Natural Gas | Pool Heater | E5 | RIM BC Ratio | 0 | 0 | 0 | 0 | 0 | 0 | 0 | 0 | 0 | 0 | 0 | 0 | 0 | 0 | 0 | 0 | 0 | 0 | 0 | 0 | 0 | 0 | 0 | 0 | 0 | 0 | 0 | 0 | 0 | 0 | 0 | 0 | 0
F5_Commercial_School_Existing_Miscellaneous_Natural Gas_Pool Heater_E6 | F5 | Commercial | School | Existing | Miscellaneous | Natural Gas | Pool Heater | E6 | RIM BC Ratio | 0 | 0 | 0 | 0 | 0 | 0 | 0 | 0 | 0 | 0 | 0 | 0 | 0 | 0 | 0 | 0 | 0 | 0 | 0 | 0 | 0 | 0 | 0 | 0 | 0 | 0 | 0 | 0 | 0 | 0 | 0 | 0 | 0
F5_Commercial_School_Existing_Miscellaneous_Natural Gas_Pool Heater_E7 | F5 | Commercial | School | Existing | Miscellaneous | Natural Gas | Pool Heater | E7 | RIM BC Ratio | 0 | 0 | 0 | 0 | 0 | 0 | 0 | 0 | 0 | 0 | 0 | 0 | 0 | 0 | 0 | 0 | 0 | 0 | 0 | 0 | 0 | 0 | 0 | 0 | 0 | 0 | 0 | 0 | 0 | 0 | 0 | 0 | 0
F5_Commercial_School_Existing_Miscellaneous_Natural Gas_Pool Heater_E8 | F5 | Commercial | School | Existing | Miscellaneous | Natural Gas | Pool Heater | E8 | RIM BC Ratio | 0 | 0 | 0 | 0 | 0 | 0 | 0 | 0 | 0 | 0 | 0 | 0 | 0 | 0 | 0 | 0 | 0 | 0 | 0 | 0 | 0 | 0 | 0 | 0 | 0 | 0 | 0 | 0 | 0 | 0 | 0 | 0 | 0
F5_Commercial_School_Existing_Miscellaneous_Natural Gas_Pool Heater_E9 | F5 | Commercial | School | Existing | Miscellaneous | Natural Gas | Pool Heater | E9 | RIM BC Ratio | 0 | 0 | 0 | 0 | 0 | 0 | 0 | 0 | 0 | 0 | 0 | 0 | 0 | 0 | 0 | 0 | 0 | 0 | 0 | 0 | 0 | 0 | 0 | 0 | 0 | 0 | 0 | 0 | 0 | 0 | 0 | 0 | 0
F5_Commercial_School_Existing_Miscellaneous_Natural Gas_Pool Heater_E10 | F5 | Commercial | School | Existing | Miscellaneous | Natural Gas | Pool Heater | E10 | RIM BC Ratio | 0 | 0 | 0 | 0 | 0 | 0 | 0 | 0 | 0 | 0 | 0 | 0 | 0 | 0 | 0 | 0 | 0 | 0 | 0 | 0 | 0 | 0 | 0 | 0 | 0 | 0 | 0 | 0 | 0 | 0 | 0 | 0 | 0
F0_Commercial_School_Existing_Miscellaneous_Natural Gas_Miscellaneous_E0 | F0 | Commercial | School | Existing | Miscellaneous | Natural Gas | Miscellaneous | E0 | Economic Unit | Miscellaneous | Miscellaneous | Miscellaneous | Miscellaneous | Miscellaneous | Miscellaneous | Miscellaneous | Miscellaneous | Miscellaneous | Miscellaneous | Miscellaneous | Miscellaneous | Miscellaneous | Miscellaneous | Miscellaneous | Miscellaneous | Miscellaneous | Miscellaneous | Miscellaneous | Miscellaneous | Miscellaneous | Miscellaneous | Miscellaneous | Miscellaneous | Miscellaneous | Miscellaneous | Miscellaneous | Miscellaneous | Miscellaneous | Miscellaneous | Miscellaneous | Miscellaneous | Miscellaneous
F1_Commercial_School_Existing_Miscellaneous_Natural Gas_Miscellaneous_E1 | F1 | Commercial | School | Existing | Miscellaneous | Natural Gas | Miscellaneous | E1 | CCE | 0 | 0 | 0 | 0 | 0 | 0 | 0 | 0 | 0 | 0 | 0 | 0 | 0 | 0 | 0 | 0 | 0 | 0 | 0 | 0 | 0 | 0 | 0 | 0 | 0 | 0 | 0 | 0 | 0 | 0 | 0 | 0 | 0
F1_Commercial_School_Existing_Miscellaneous_Natural Gas_Miscellaneous_E2 | F1 | Commercial | School | Existing | Miscellaneous | Natural Gas | Miscellaneous | E2 | CCE | 0 | 0 | 0 | 0 | 0 | 0 | 0 | 0 | 0 | 0 | 0 | 0 | 0 | 0 | 0 | 0 | 0 | 0 | 0 | 0 | 0 | 0 | 0 | 0 | 0 | 0 | 0 | 0 | 0 | 0 | 0 | 0 | 0
F1_Commercial_School_Existing_Miscellaneous_Natural Gas_Miscellaneous_E3 | F1 | Commercial | School | Existing | Miscellaneous | Natural Gas | Miscellaneous | E3 | CCE | 0 | 0 | 0 | 0 | 0 | 0 | 0 | 0 | 0 | 0 | 0 | 0 | 0 | 0 | 0 | 0 | 0 | 0 | 0 | 0 | 0 | 0 | 0 | 0 | 0 | 0 | 0 | 0 | 0 | 0 | 0 | 0 | 0
F1_Commercial_School_Existing_Miscellaneous_Natural Gas_Miscellaneous_E4 | F1 | Commercial | School | Existing | Miscellaneous | Natural Gas | Miscellaneous | E4 | CCE | 0 | 0 | 0 | 0 | 0 | 0 | 0 | 0 | 0 | 0 | 0 | 0 | 0 | 0 | 0 | 0 | 0 | 0 | 0 | 0 | 0 | 0 | 0 | 0 | 0 | 0 | 0 | 0 | 0 | 0 | 0 | 0 | 0
F1_Commercial_School_Existing_Miscellaneous_Natural Gas_Miscellaneous_E5 | F1 | Commercial | School | Existing | Miscellaneous | Natural Gas | Miscellaneous | E5 | CCE | 0 | 0 | 0 | 0 | 0 | 0 | 0 | 0 | 0 | 0 | 0 | 0 | 0 | 0 | 0 | 0 | 0 | 0 | 0 | 0 | 0 | 0 | 0 | 0 | 0 | 0 | 0 | 0 | 0 | 0 | 0 | 0 | 0
F1_Commercial_School_Existing_Miscellaneous_Natural Gas_Miscellaneous_E6 | F1 | Commercial | School | Existing | Miscellaneous | Natural Gas | Miscellaneous | E6 | CCE | 0 | 0 | 0 | 0 | 0 | 0 | 0 | 0 | 0 | 0 | 0 | 0 | 0 | 0 | 0 | 0 | 0 | 0 | 0 | 0 | 0 | 0 | 0 | 0 | 0 | 0 | 0 | 0 | 0 | 0 | 0 | 0 | 0
F1_Commercial_School_Existing_Miscellaneous_Natural Gas_Miscellaneous_E7 | F1 | Commercial | School | Existing | Miscellaneous | Natural Gas | Miscellaneous | E7 | CCE | 0 | 0 | 0 | 0 | 0 | 0 | 0 | 0 | 0 | 0 | 0 | 0 | 0 | 0 | 0 | 0 | 0 | 0 | 0 | 0 | 0 | 0 | 0 | 0 | 0 | 0 | 0 | 0 | 0 | 0 | 0 | 0 | 0
F1_Commercial_School_Existing_Miscellaneous_Natural Gas_Miscellaneous_E8 | F1 | Commercial | School | Existing | Miscellaneous | Natural Gas | Miscellaneous | E8 | CCE | 0 | 0 | 0 | 0 | 0 | 0 | 0 | 0 | 0 | 0 | 0 | 0 | 0 | 0 | 0 | 0 | 0 | 0 | 0 | 0 | 0 | 0 | 0 | 0 | 0 | 0 | 0 | 0 | 0 | 0 | 0 | 0 | 0
F1_Commercial_School_Existing_Miscellaneous_Natural Gas_Miscellaneous_E9 | F1 | Commercial | School | Existing | Miscellaneous | Natural Gas | Miscellaneous | E9 | CCE | 0 | 0 | 0 | 0 | 0 | 0 | 0 | 0 | 0 | 0 | 0 | 0 | 0 | 0 | 0 | 0 | 0 | 0 | 0 | 0 | 0 | 0 | 0 | 0 | 0 | 0 | 0 | 0 | 0 | 0 | 0 | 0 | 0
F1_Commercial_School_Existing_Miscellaneous_Natural Gas_Miscellaneous_E10 | F1 | Commercial | School | Existing | Miscellaneous | Natural Gas | Miscellaneous | E10 | CCE | 0 | 0 | 0 | 0 | 0 | 0 | 0 | 0 | 0 | 0 | 0 | 0 | 0 | 0 | 0 | 0 | 0 | 0 | 0 | 0 | 0 | 0 | 0 | 0 | 0 | 0 | 0 | 0 | 0 | 0 | 0 | 0 | 0
F2_Commercial_School_Existing_Miscellaneous_Natural Gas_Miscellaneous_E1 | F2 | Commercial | School | Existing | Miscellaneous | Natural Gas | Miscellaneous | E1 | TRC BC Ratio | bar: 2019 to 2051
F2_Commercial_School_Existing_Miscellaneous_Natural Gas_Miscellaneous_E2 | F2 | Commercial | School | Existing | Miscellaneous | Natural Gas | Miscellaneous | E2 | TRC BC Ratio | 0 | 0 | 0 | 0 | 0 | 0 | 0 | 0 | 0 | 0 | 0 | 0 | 0 | 0 | 0 | 0 | 0 | 0 | 0 | 0 | 0 | 0 | 0 | 0 | 0 | 0 | 0 | 0 | 0 | 0 | 0 | 0 | 0
F2_Commercial_School_Existing_Miscellaneous_Natural Gas_Miscellaneous_E3 | F2 | Commercial | School | Existing | Miscellaneous | Natural Gas | Miscellaneous | E3 | TRC BC Ratio | 0 | 0 | 0 | 0 | 0 | 0 | 0 | 0 | 0 | 0 | 0 | 0 | 0 | 0 | 0 | 0 | 0 | 0 | 0 | 0 | 0 | 0 | 0 | 0 | 0 | 0 | 0 | 0 | 0 | 0 | 0 | 0 | 0
F2_Commercial_School_Existing_Miscellaneous_Natural Gas_Miscellaneous_E4 | F2 | Commercial | School | Existing | Miscellaneous | Natural Gas | Miscellaneous | E4 | TRC BC Ratio | 0 | 0 | 0 | 0 | 0 | 0 | 0 | 0 | 0 | 0 | 0 | 0 | 0 | 0 | 0 | 0 | 0 | 0 | 0 | 0 | 0 | 0 | 0 | 0 | 0 | 0 | 0 | 0 | 0 | 0 | 0 | 0 | 0
F2_Commercial_School_Existing_Miscellaneous_Natural Gas_Miscellaneous_E5 | F2 | Commercial | School | Existing | Miscellaneous | Natural Gas | Miscellaneous | E5 | TRC BC Ratio | 0 | 0 | 0 | 0 | 0 | 0 | 0 | 0 | 0 | 0 | 0 | 0 | 0 | 0 | 0 | 0 | 0 | 0 | 0 | 0 | 0 | 0 | 0 | 0 | 0 | 0 | 0 | 0 | 0 | 0 | 0 | 0 | 0
F2_Commercial_School_Existing_Miscellaneous_Natural Gas_Miscellaneous_E6 | F2 | Commercial | School | Existing | Miscellaneous | Natural Gas | Miscellaneous | E6 | TRC BC Ratio | 0 | 0 | 0 | 0 | 0 | 0 | 0 | 0 | 0 | 0 | 0 | 0 | 0 | 0 | 0 | 0 | 0 | 0 | 0 | 0 | 0 | 0 | 0 | 0 | 0 | 0 | 0 | 0 | 0 | 0 | 0 | 0 | 0
F2_Commercial_School_Existing_Miscellaneous_Natural Gas_Miscellaneous_E7 | F2 | Commercial | School | Existing | Miscellaneous | Natural Gas | Miscellaneous | E7 | TRC BC Ratio | 0 | 0 | 0 | 0 | 0 | 0 | 0 | 0 | 0 | 0 | 0 | 0 | 0 | 0 | 0 | 0 | 0 | 0 | 0 | 0 | 0 | 0 | 0 | 0 | 0 | 0 | 0 | 0 | 0 | 0 | 0 | 0 | 0
F2_Commercial_School_Existing_Miscellaneous_Natural Gas_Miscellaneous_E8 | F2 | Commercial | School | Existing | Miscellaneous | Natural Gas | Miscellaneous | E8 | TRC BC Ratio | 0 | 0 | 0 | 0 | 0 | 0 | 0 | 0 | 0 | 0 | 0 | 0 | 0 | 0 | 0 | 0 | 0 | 0 | 0 | 0 | 0 | 0 | 0 | 0 | 0 | 0 | 0 | 0 | 0 | 0 | 0 | 0 | 0
F2_Commercial_School_Existing_Miscellaneous_Natural Gas_Miscellaneous_E9 | F2 | Commercial | School | Existing | Miscellaneous | Natural Gas | Miscellaneous | E9 | TRC BC Ratio | 0 | 0 | 0 | 0 | 0 | 0 | 0 | 0 | 0 | 0 | 0 | 0 | 0 | 0 | 0 | 0 | 0 | 0 | 0 | 0 | 0 | 0 | 0 | 0 | 0 | 0 | 0 | 0 | 0 | 0 | 0 | 0 | 0
F2_Commercial_School_Existing_Miscellaneous_Natural Gas_Miscellaneous_E10 | F2 | Commercial | School | Existing | Miscellaneous | Natural Gas | Miscellaneous | E10 | TRC BC Ratio | 0 | 0 | 0 | 0 | 0 | 0 | 0 | 0 | 0 | 0 | 0 | 0 | 0 | 0 | 0 | 0 | 0 | 0 | 0 | 0 | 0 | 0 | 0 | 0 | 0 | 0 | 0 | 0 | 0 | 0 | 0 | 0 | 0
F3_Commercial_School_Existing_Miscellaneous_Natural Gas_Miscellaneous_E1 | F3 | Commercial | School | Existing | Miscellaneous | Natural Gas | Miscellaneous | E1 | PACT BC Ratio | bar: 2019 to 2051
F3_Commercial_School_Existing_Miscellaneous_Natural Gas_Miscellaneous_E2 | F3 | Commercial | School | Existing | Miscellaneous | Natural Gas | Miscellaneous | E2 | PACT BC Ratio | 0 | 0 | 0 | 0 | 0 | 0 | 0 | 0 | 0 | 0 | 0 | 0 | 0 | 0 | 0 | 0 | 0 | 0 | 0 | 0 | 0 | 0 | 0 | 0 | 0 | 0 | 0 | 0 | 0 | 0 | 0 | 0 | 0
F3_Commercial_School_Existing_Miscellaneous_Natural Gas_Miscellaneous_E3 | F3 | Commercial | School | Existing | Miscellaneous | Natural Gas | Miscellaneous | E3 | PACT BC Ratio | 0 | 0 | 0 | 0 | 0 | 0 | 0 | 0 | 0 | 0 | 0 | 0 | 0 | 0 | 0 | 0 | 0 | 0 | 0 | 0 | 0 | 0 | 0 | 0 | 0 | 0 | 0 | 0 | 0 | 0 | 0 | 0 | 0
F3_Commercial_School_Existing_Miscellaneous_Natural Gas_Miscellaneous_E4 | F3 | Commercial | School | Existing | Miscellaneous | Natural Gas | Miscellaneous | E4 | PACT BC Ratio | 0 | 0 | 0 | 0 | 0 | 0 | 0 | 0 | 0 | 0 | 0 | 0 | 0 | 0 | 0 | 0 | 0 | 0 | 0 | 0 | 0 | 0 | 0 | 0 | 0 | 0 | 0 | 0 | 0 | 0 | 0 | 0 | 0
F3_Commercial_School_Existing_Miscellaneous_Natural Gas_Miscellaneous_E5 | F3 | Commercial | School | Existing | Miscellaneous | Natural Gas | Miscellaneous | E5 | PACT BC Ratio | 0 | 0 | 0 | 0 | 0 | 0 | 0 | 0 | 0 | 0 | 0 | 0 | 0 | 0 | 0 | 0 | 0 | 0 | 0 | 0 | 0 | 0 | 0 | 0 | 0 | 0 | 0 | 0 | 0 | 0 | 0 | 0 | 0
F3_Commercial_School_Existing_Miscellaneous_Natural Gas_Miscellaneous_E6 | F3 | Commercial | School | Existing | Miscellaneous | Natural Gas | Miscellaneous | E6 | PACT BC Ratio | 0 | 0 | 0 | 0 | 0 | 0 | 0 | 0 | 0 | 0 | 0 | 0 | 0 | 0 | 0 | 0 | 0 | 0 | 0 | 0 | 0 | 0 | 0 | 0 | 0 | 0 | 0 | 0 | 0 | 0 | 0 | 0 | 0
F3_Commercial_School_Existing_Miscellaneous_Natural Gas_Miscellaneous_E7 | F3 | Commercial | School | Existing | Miscellaneous | Natural Gas | Miscellaneous | E7 | PACT BC Ratio | 0 | 0 | 0 | 0 | 0 | 0 | 0 | 0 | 0 | 0 | 0 | 0 | 0 | 0 | 0 | 0 | 0 | 0 | 0 | 0 | 0 | 0 | 0 | 0 | 0 | 0 | 0 | 0 | 0 | 0 | 0 | 0 | 0
F3_Commercial_School_Existing_Miscellaneous_Natural Gas_Miscellaneous_E8 | F3 | Commercial | School | Existing | Miscellaneous | Natural Gas | Miscellaneous | E8 | PACT BC Ratio | 0 | 0 | 0 | 0 | 0 | 0 | 0 | 0 | 0 | 0 | 0 | 0 | 0 | 0 | 0 | 0 | 0 | 0 | 0 | 0 | 0 | 0 | 0 | 0 | 0 | 0 | 0 | 0 | 0 | 0 | 0 | 0 | 0
F3_Commercial_School_Existing_Miscellaneous_Natural Gas_Miscellaneous_E9 | F3 | Commercial | School | Existing | Miscellaneous | Natural Gas | Miscellaneous | E9 | PACT BC Ratio | 0 | 0 | 0 | 0 | 0 | 0 | 0 | 0 | 0 | 0 | 0 | 0 | 0 | 0 | 0 | 0 | 0 | 0 | 0 | 0 | 0 | 0 | 0 | 0 | 0 | 0 | 0 | 0 | 0 | 0 | 0 | 0 | 0
F3_Commercial_School_Existing_Miscellaneous_Natural Gas_Miscellaneous_E10 | F3 | Commercial | School | Existing | Miscellaneous | Natural Gas | Miscellaneous | E10 | PACT BC Ratio | 0 | 0 | 0 | 0 | 0 | 0 | 0 | 0 | 0 | 0 | 0 | 0 | 0 | 0 | 0 | 0 | 0 | 0 | 0 | 0 | 0 | 0 | 0 | 0 | 0 | 0 | 0 | 0 | 0 | 0 | 0 | 0 | 0
F4_Commercial_School_Existing_Miscellaneous_Natural Gas_Miscellaneous_E1 | F4 | Commercial | School | Existing | Miscellaneous | Natural Gas | Miscellaneous | E1 | RVT BC Ratio | bar: 2019 to 2051
F4_Commercial_School_Existing_Miscellaneous_Natural Gas_Miscellaneous_E2 | F4 | Commercial | School | Existing | Miscellaneous | Natural Gas | Miscellaneous | E2 | RVT BC Ratio | 0 | 0 | 0 | 0 | 0 | 0 | 0 | 0 | 0 | 0 | 0 | 0 | 0 | 0 | 0 | 0 | 0 | 0 | 0 | 0 | 0 | 0 | 0 | 0 | 0 | 0 | 0 | 0 | 0 | 0 | 0 | 0 | 0
F4_Commercial_School_Existing_Miscellaneous_Natural Gas_Miscellaneous_E3 | F4 | Commercial | School | Existing | Miscellaneous | Natural Gas | Miscellaneous | E3 | RVT BC Ratio | 0 | 0 | 0 | 0 | 0 | 0 | 0 | 0 | 0 | 0 | 0 | 0 | 0 | 0 | 0 | 0 | 0 | 0 | 0 | 0 | 0 | 0 | 0 | 0 | 0 | 0 | 0 | 0 | 0 | 0 | 0 | 0 | 0
F4_Commercial_School_Existing_Miscellaneous_Natural Gas_Miscellaneous_E4 | F4 | Commercial | School | Existing | Miscellaneous | Natural Gas | Miscellaneous | E4 | RVT BC Ratio | 0 | 0 | 0 | 0 | 0 | 0 | 0 | 0 | 0 | 0 | 0 | 0 | 0 | 0 | 0 | 0 | 0 | 0 | 0 | 0 | 0 | 0 | 0 | 0 | 0 | 0 | 0 | 0 | 0 | 0 | 0 | 0 | 0
F4_Commercial_School_Existing_Miscellaneous_Natural Gas_Miscellaneous_E5 | F4 | Commercial | School | Existing | Miscellaneous | Natural Gas | Miscellaneous | E5 | RVT BC Ratio | 0 | 0 | 0 | 0 | 0 | 0 | 0 | 0 | 0 | 0 | 0 | 0 | 0 | 0 | 0 | 0 | 0 | 0 | 0 | 0 | 0 | 0 | 0 | 0 | 0 | 0 | 0 | 0 | 0 | 0 | 0 | 0 | 0
F4_Commercial_School_Existing_Miscellaneous_Natural Gas_Miscellaneous_E6 | F4 | Commercial | School | Existing | Miscellaneous | Natural Gas | Miscellaneous | E6 | RVT BC Ratio | 0 | 0 | 0 | 0 | 0 | 0 | 0 | 0 | 0 | 0 | 0 | 0 | 0 | 0 | 0 | 0 | 0 | 0 | 0 | 0 | 0 | 0 | 0 | 0 | 0 | 0 | 0 | 0 | 0 | 0 | 0 | 0 | 0
F4_Commercial_School_Existing_Miscellaneous_Natural Gas_Miscellaneous_E7 | F4 | Commercial | School | Existing | Miscellaneous | Natural Gas | Miscellaneous | E7 | RVT BC Ratio | 0 | 0 | 0 | 0 | 0 | 0 | 0 | 0 | 0 | 0 | 0 | 0 | 0 | 0 | 0 | 0 | 0 | 0 | 0 | 0 | 0 | 0 | 0 | 0 | 0 | 0 | 0 | 0 | 0 | 0 | 0 | 0 | 0
F4_Commercial_School_Existing_Miscellaneous_Natural Gas_Miscellaneous_E8 | F4 | Commercial | School | Existing | Miscellaneous | Natural Gas | Miscellaneous | E8 | RVT BC Ratio | 0 | 0 | 0 | 0 | 0 | 0 | 0 | 0 | 0 | 0 | 0 | 0 | 0 | 0 | 0 | 0 | 0 | 0 | 0 | 0 | 0 | 0 | 0 | 0 | 0 | 0 | 0 | 0 | 0 | 0 | 0 | 0 | 0
F4_Commercial_School_Existing_Miscellaneous_Natural Gas_Miscellaneous_E9 | F4 | Commercial | School | Existing | Miscellaneous | Natural Gas | Miscellaneous | E9 | RVT BC Ratio | 0 | 0 | 0 | 0 | 0 | 0 | 0 | 0 | 0 | 0 | 0 | 0 | 0 | 0 | 0 | 0 | 0 | 0 | 0 | 0 | 0 | 0 | 0 | 0 | 0 | 0 | 0 | 0 | 0 | 0 | 0 | 0 | 0
F4_Commercial_School_Existing_Miscellaneous_Natural Gas_Miscellaneous_E10 | F4 | Commercial | School | Existing | Miscellaneous | Natural Gas | Miscellaneous | E10 | RVT BC Ratio | 0 | 0 | 0 | 0 | 0 | 0 | 0 | 0 | 0 | 0 | 0 | 0 | 0 | 0 | 0 | 0 | 0 | 0 | 0 | 0 | 0 | 0 | 0 | 0 | 0 | 0 | 0 | 0 | 0 | 0 | 0 | 0 | 0
F5_Commercial_School_Existing_Miscellaneous_Natural Gas_Miscellaneous_E1 | F5 | Commercial | School | Existing | Miscellaneous | Natural Gas | Miscellaneous | E1 | RIM BC Ratio | bar: 2019 to 2051
F5_Commercial_School_Existing_Miscellaneous_Natural Gas_Miscellaneous_E2 | F5 | Commercial | School | Existing | Miscellaneous | Natural Gas | Miscellaneous | E2 | RIM BC Ratio | 0 | 0 | 0 | 0 | 0 | 0 | 0 | 0 | 0 | 0 | 0 | 0 | 0 | 0 | 0 | 0 | 0 | 0 | 0 | 0 | 0 | 0 | 0 | 0 | 0 | 0 | 0 | 0 | 0 | 0 | 0 | 0 | 0
F5_Commercial_School_Existing_Miscellaneous_Natural Gas_Miscellaneous_E3 | F5 | Commercial | School | Existing | Miscellaneous | Natural Gas | Miscellaneous | E3 | RIM BC Ratio | 0 | 0 | 0 | 0 | 0 | 0 | 0 | 0 | 0 | 0 | 0 | 0 | 0 | 0 | 0 | 0 | 0 | 0 | 0 | 0 | 0 | 0 | 0 | 0 | 0 | 0 | 0 | 0 | 0 | 0 | 0 | 0 | 0
F5_Commercial_School_Existing_Miscellaneous_Natural Gas_Miscellaneous_E4 | F5 | Commercial | School | Existing | Miscellaneous | Natural Gas | Miscellaneous | E4 | RIM BC Ratio | 0 | 0 | 0 | 0 | 0 | 0 | 0 | 0 | 0 | 0 | 0 | 0 | 0 | 0 | 0 | 0 | 0 | 0 | 0 | 0 | 0 | 0 | 0 | 0 | 0 | 0 | 0 | 0 | 0 | 0 | 0 | 0 | 0
F5_Commercial_School_Existing_Miscellaneous_Natural Gas_Miscellaneous_E5 | F5 | Commercial | School | Existing | Miscellaneous | Natural Gas | Miscellaneous | E5 | RIM BC Ratio | 0 | 0 | 0 | 0 | 0 | 0 | 0 | 0 | 0 | 0 | 0 | 0 | 0 | 0 | 0 | 0 | 0 | 0 | 0 | 0 | 0 | 0 | 0 | 0 | 0 | 0 | 0 | 0 | 0 | 0 | 0 | 0 | 0
F5_Commercial_School_Existing_Miscellaneous_Natural Gas_Miscellaneous_E6 | F5 | Commercial | School | Existing | Miscellaneous | Natural Gas | Miscellaneous | E6 | RIM BC Ratio | 0 | 0 | 0 | 0 | 0 | 0 | 0 | 0 | 0 | 0 | 0 | 0 | 0 | 0 | 0 | 0 | 0 | 0 | 0 | 0 | 0 | 0 | 0 | 0 | 0 | 0 | 0 | 0 | 0 | 0 | 0 | 0 | 0
F5_Commercial_School_Existing_Miscellaneous_Natural Gas_Miscellaneous_E7 | F5 | Commercial | School | Existing | Miscellaneous | Natural Gas | Miscellaneous | E7 | RIM BC Ratio | 0 | 0 | 0 | 0 | 0 | 0 | 0 | 0 | 0 | 0 | 0 | 0 | 0 | 0 | 0 | 0 | 0 | 0 | 0 | 0 | 0 | 0 | 0 | 0 | 0 | 0 | 0 | 0 | 0 | 0 | 0 | 0 | 0
F5_Commercial_School_Existing_Miscellaneous_Natural Gas_Miscellaneous_E8 | F5 | Commercial | School | Existing | Miscellaneous | Natural Gas | Miscellaneous | E8 | RIM BC Ratio | 0 | 0 | 0 | 0 | 0 | 0 | 0 | 0 | 0 | 0 | 0 | 0 | 0 | 0 | 0 | 0 | 0 | 0 | 0 | 0 | 0 | 0 | 0 | 0 | 0 | 0 | 0 | 0 | 0 | 0 | 0 | 0 | 0
F5_Commercial_School_Existing_Miscellaneous_Natural Gas_Miscellaneous_E9 | F5 | Commercial | School | Existing | Miscellaneous | Natural Gas | Miscellaneous | E9 | RIM BC Ratio | 0 | 0 | 0 | 0 | 0 | 0 | 0 | 0 | 0 | 0 | 0 | 0 | 0 | 0 | 0 | 0 | 0 | 0 | 0 | 0 | 0 | 0 | 0 | 0 | 0 | 0 | 0 | 0 | 0 | 0 | 0 | 0 | 0
F5_Commercial_School_Existing_Miscellaneous_Natural Gas_Miscellaneous_E10 | F5 | Commercial | School | Existing | Miscellaneous | Natural Gas | Miscellaneous | E10 | RIM BC Ratio | 0 | 0 | 0 | 0 | 0 | 0 | 0 | 0 | 0 | 0 | 0 | 0 | 0 | 0 | 0 | 0 | 0 | 0 | 0 | 0 | 0 | 0 | 0 | 0 | 0 | 0 | 0 | 0 | 0 | 0 | 0 | 0 | 0
F0_Commercial_School_New_Space Heating_Natural Gas_Furnace_E0 | F0 | Commercial | School | New | Space Heating | Natural Gas | Furnace | E0 | Economic Unit | AFUE 96% | AFUE 96% | AFUE 96% | AFUE 96% | AFUE 96% | AFUE 96% | AFUE 96% | AFUE 96% | AFUE 96% | AFUE 96% | AFUE 96% | AFUE 96% | AFUE 96% | AFUE 96% | AFUE 96% | AFUE 96% | AFUE 96% | AFUE 96% | AFUE 96% | AFUE 96% | AFUE 96% | AFUE 96% | AFUE 96% | AFUE 96% | AFUE 96% | AFUE 96% | AFUE 96% | AFUE 96% | AFUE 96% | AFUE 96% | AFUE 96% | AFUE 96% | AFUE 96%
F1_Commercial_School_New_Space Heating_Natural Gas_Furnace_E1 | F1 | Commercial | School | New | Space Heating | Natural Gas | Furnace | E1 | CCE | 0 | 0 | 0 | 0 | 0 | 0 | 0 | 0 | 0 | 0 | 0 | 0 | 0 | 0 | 0 | 0 | 0 | 0 | 0 | 0 | 0 | 0 | 0 | 0 | 0 | 0 | 0 | 0 | 0 | 0 | 0 | 0 | 0
F1_Commercial_School_New_Space Heating_Natural Gas_Furnace_E2 | F1 | Commercial | School | New | Space Heating | Natural Gas | Furnace | E2 | CCE | 0.18517 | 0.19171 | 0.17301 | 0.1772 | 0.17815 | 0 | 0 | 0 | 0 | 0 | 0 | 0 | 0 | 0 | 0 | 0 | 0 | 0 | 0 | 0 | 0 | 0 | 0 | 0 | 0 | 0 | 0 | 0 | 0 | 0 | 0 | 0 | 0
F1_Commercial_School_New_Space Heating_Natural Gas_Furnace_E3 | F1 | Commercial | School | New | Space Heating | Natural Gas | Furnace | E3 | CCE | 0.43926 | 0.45478 | 0.41042 | 0.42035 | 0.42261 | 0 | 0 | 0 | 0 | 0 | 0 | 0 | 0 | 0 | 0 | 0 | 0 | 0 | 0 | 0 | 0 | 0 | 0 | 0 | 0 | 0 | 0 | 0 | 0 | 0 | 0 | 0 | 0
F1_Commercial_School_New_Space Heating_Natural Gas_Furnace_E4 | F1 | Commercial | School | New | Space Heating | Natural Gas | Furnace | E4 | CCE | 0.69251 | 0.71698 | 0.64705 | 0.6627 | 0.66627 | 1.0478 | 1.0535 | 1.0593 | 1.0651 | 1.071 | 1.0769 | 1.083 | 1.089 | 1.0952 | 1.1014 | 1.1077 | 1.1141 | 1.1205 | 1.127 | 1.1336 | 1.1403 | 1.147 | 1.1539 | 1.1608 | 1.1678 | 1.1748 | 1.182 | 1.1892 | 1.1966 | 1.204 | 1.2115 | 1.2191 | 1.2191
F1_Commercial_School_New_Space Heating_Natural Gas_Furnace_E5 | F1 | Commercial | School | New | Space Heating | Natural Gas | Furnace | E5 | CCE | 0 | 0 | 0 | 0 | 0 | 0 | 0 | 9.4132 | 9.4649 | 9.5172 | 9.5701 | 9.6236 | 9.6777 | 9.7323 | 9.7877 | 9.8436 | 9.9002 | 9.9574 | 10.0153 | 10.0739 | 10.1332 | 10.193 | 10.2537 | 10.3151 | 10.3772 | 10.4399 | 10.5037 | 10.5681 | 10.6333 | 10.6992 | 10.7661 | 10.8338 | 10.8338
F1_Commercial_School_New_Space Heating_Natural Gas_Furnace_E6 | F1 | Commercial | School | New | Space Heating | Natural Gas | Furnace | E6 | CCE | 0 | 0 | 0 | 0 | 0 | 0 | 0 | 0 | 0 | 0 | 0 | 0 | 0 | 0 | 0 | 0 | 0 | 0 | 0 | 0 | 0 | 0 | 0 | 0 | 0 | 0 | 0 | 0 | 0 | 0 | 0 | 0 | 0
F1_Commercial_School_New_Space Heating_Natural Gas_Furnace_E7 | F1 | Commercial | School | New | Space Heating | Natural Gas | Furnace | E7 | CCE | 0 | 0 | 0 | 0 | 0 | 0 | 0 | 0 | 0 | 0 | 0 | 0 | 0 | 0 | 0 | 0 | 0 | 0 | 0 | 0 | 0 | 0 | 0 | 0 | 0 | 0 | 0 | 0 | 0 | 0 | 0 | 0 | 0
F1_Commercial_School_New_Space Heating_Natural Gas_Furnace_E8 | F1 | Commercial | School | New | Space Heating | Natural Gas | Furnace | E8 | CCE | 0 | 0 | 0 | 0 | 0 | 0 | 0 | 0 | 0 | 0 | 0 | 0 | 0 | 0 | 0 | 0 | 0 | 0 | 0 | 0 | 0 | 0 | 0 | 0 | 0 | 0 | 0 | 0 | 0 | 0 | 0 | 0 | 0
F1_Commercial_School_New_Space Heating_Natural Gas_Furnace_E9 | F1 | Commercial | School | New | Space Heating | Natural Gas | Furnace | E9 | CCE | 0 | 0 | 0 | 0 | 0 | 0 | 0 | 0 | 0 | 0 | 0 | 0 | 0 | 0 | 0 | 0 | 0 | 0 | 0 | 0 | 0 | 0 | 0 | 0 | 0 | 0 | 0 | 0 | 0 | 0 | 0 | 0 | 0
F1_Commercial_School_New_Space Heating_Natural Gas_Furnace_E10 | F1 | Commercial | School | New | Space Heating | Natural Gas | Furnace | E10 | CCE | 0 | 0 | 0 | 0 | 0 | 0 | 0 | 0 | 0 | 0 | 0 | 0 | 0 | 0 | 0 | 0 | 0 | 0 | 0 | 0 | 0 | 0 | 0 | 0 | 0 | 0 | 0 | 0 | 0 | 0 | 0 | 0 | 0
F2_Commercial_School_New_Space Heating_Natural Gas_Furnace_E1 | F2 | Commercial | School | New | Space Heating | Natural Gas | Furnace | E1 | TRC BC Ratio | 1 | 1 | 1 | 1 | 1 | 0 | 0 | 0 | 0 | 0 | 0 | 0 | 0 | 0 | 0 | 0 | 0 | 0 | 0 | 0 | 0 | 0 | 0 | 0 | 0 | 0 | 0 | 0 | 0 | 0 | 0 | 0 | 0
F2_Commercial_School_New_Space Heating_Natural Gas_Furnace_E2 | F2 | Commercial | School | New | Space Heating | Natural Gas | Furnace | E2 | TRC BC Ratio | 11.7369 | 11.7324 | 11.7537 | 11.6979 | 11.6597 | 0 | 0 | 0 | 0 | 0 | 0 | 0 | 0 | 0 | 0 | 0 | 0 | 0 | 0 | 0 | 0 | 0 | 0 | 0 | 0 | 0 | 0 | 0 | 0 | 0 | 0 | 0 | 0
F2_Commercial_School_New_Space Heating_Natural Gas_Furnace_E3 | F2 | Commercial | School | New | Space Heating | Natural Gas | Furnace | E3 | TRC BC Ratio | 4.9477 | 4.9458 | 4.9548 | 4.9313 | 4.9152 | 1 | 1 | 1 | 1 | 1 | 1 | 1 | 1 | 1 | 1 | 1 | 1 | 1 | 1 | 1 | 1 | 1 | 1 | 1 | 1 | 1 | 1 | 1 | 1 | 1 | 1 | 1 | 1
F2_Commercial_School_New_Space Heating_Natural Gas_Furnace_E4 | F2 | Commercial | School | New | Space Heating | Natural Gas | Furnace | E4 | TRC BC Ratio | 3.1383 | 3.1371 | 3.1428 | 3.1279 | 3.1177 | 1.991 | 1.993 | 1.9941 | 1.9964 | 1.9983 | 2 | 2.0012 | 2.0028 | 2.0046 | 2.006 | 2.0074 | 2.0089 | 2.0107 | 2.0125 | 2.0147 | 2.0167 | 2.0188 | 2.0205 | 2.0225 | 2.0241 | 2.0255 | 2.0269 | 2.0284 | 2.0294 | 2.0304 | 2.031 | 2.0319 | 2.0319
F2_Commercial_School_New_Space Heating_Natural Gas_Furnace_E5 | F2 | Commercial | School | New | Space Heating | Natural Gas | Furnace | E5 | TRC BC Ratio | 0 | 0 | 0 | 0 | 0 | 0 | 0 | 0.2244 | 0.22466 | 0.22487 | 0.22506 | 0.2252 | 0.22538 | 0.22558 | 0.22574 | 0.2259 | 0.22606 | 0.22627 | 0.22647 | 0.22672 | 0.22694 | 0.22717 | 0.22737 | 0.2276 | 0.22777 | 0.22794 | 0.22809 | 0.22826 | 0.22837 | 0.22849 | 0.22856 | 0.22865 | 0.22865
F2_Commercial_School_New_Space Heating_Natural Gas_Furnace_E6 | F2 | Commercial | School | New | Space Heating | Natural Gas | Furnace | E6 | TRC BC Ratio | 0 | 0 | 0 | 0 | 0 | 0 | 0 | 0 | 0 | 0 | 0 | 0 | 0 | 0 | 0 | 0 | 0 | 0 | 0 | 0 | 0 | 0 | 0 | 0 | 0 | 0 | 0 | 0 | 0 | 0 | 0 | 0 | 0
F2_Commercial_School_New_Space Heating_Natural Gas_Furnace_E7 | F2 | Commercial | School | New | Space Heating | Natural Gas | Furnace | E7 | TRC BC Ratio | 0 | 0 | 0 | 0 | 0 | 0 | 0 | 0 | 0 | 0 | 0 | 0 | 0 | 0 | 0 | 0 | 0 | 0 | 0 | 0 | 0 | 0 | 0 | 0 | 0 | 0 | 0 | 0 | 0 | 0 | 0 | 0 | 0
F2_Commercial_School_New_Space Heating_Natural Gas_Furnace_E8 | F2 | Commercial | School | New | Space Heating | Natural Gas | Furnace | E8 | TRC BC Ratio | 0 | 0 | 0 | 0 | 0 | 0 | 0 | 0 | 0 | 0 | 0 | 0 | 0 | 0 | 0 | 0 | 0 | 0 | 0 | 0 | 0 | 0 | 0 | 0 | 0 | 0 | 0 | 0 | 0 | 0 | 0 | 0 | 0
F2_Commercial_School_New_Space Heating_Natural Gas_Furnace_E9 | F2 | Commercial | School | New | Space Heating | Natural Gas | Furnace | E9 | TRC BC Ratio | 0 | 0 | 0 | 0 | 0 | 0 | 0 | 0 | 0 | 0 | 0 | 0 | 0 | 0 | 0 | 0 | 0 | 0 | 0 | 0 | 0 | 0 | 0 | 0 | 0 | 0 | 0 | 0 | 0 | 0 | 0 | 0 | 0
F2_Commercial_School_New_Space Heating_Natural Gas_Furnace_E10 | F2 | Commercial | School | New | Space Heating | Natural Gas | Furnace | E10 | TRC BC Ratio | 0 | 0 | 0 | 0 | 0 | 0 | 0 | 0 | 0 | 0 | 0 | 0 | 0 | 0 | 0 | 0 | 0 | 0 | 0 | 0 | 0 | 0 | 0 | 0 | 0 | 0 | 0 | 0 | 0 | 0 | 0 | 0 | 0
F3_Commercial_School_New_Space Heating_Natural Gas_Furnace_E1 | F3 | Commercial | School | New | Space Heating | Natural Gas | Furnace | E1 | PACT BC Ratio | 1 | 1 | 1 | 1 | 1 | 0 | 0 | 0 | 0 | 0 | 0 | 0 | 0 | 0 | 0 | 0 | 0 | 0 | 0 | 0 | 0 | 0 | 0 | 0 | 0 | 0 | 0 | 0 | 0 | 0 | 0 | 0 | 0
F3_Commercial_School_New_Space Heating_Natural Gas_Furnace_E2 | F3 | Commercial | School | New | Space Heating | Natural Gas | Furnace | E2 | PACT BC Ratio | 15.6493 | 15.6432 | 15.6716 | 15.5972 | 15.5462 | 0 | 0 | 0 | 0 | 0 | 0 | 0 | 0 | 0 | 0 | 0 | 0 | 0 | 0 | 0 | 0 | 0 | 0 | 0 | 0 | 0 | 0 | 0 | 0 | 0 | 0 | 0 | 0
F3_Commercial_School_New_Space Heating_Natural Gas_Furnace_E3 | F3 | Commercial | School | New | Space Heating | Natural Gas | Furnace | E3 | PACT BC Ratio | 6.597 | 6.5944 | 6.6064 | 6.575 | 6.5535 | 1 | 1 | 1 | 1 | 1 | 1 | 1 | 1 | 1 | 1 | 1 | 1 | 1 | 1 | 1 | 1 | 1 | 1 | 1 | 1 | 1 | 1 | 1 | 1 | 1 | 1 | 1 | 1
F3_Commercial_School_New_Space Heating_Natural Gas_Furnace_E4 | F3 | Commercial | School | New | Space Heating | Natural Gas | Furnace | E4 | PACT BC Ratio | 4.1845 | 4.1829 | 4.1904 | 4.1705 | 4.1569 | 2.6547 | 2.6574 | 2.6588 | 2.6619 | 2.6644 | 2.6666 | 2.6683 | 2.6704 | 2.6728 | 2.6747 | 2.6766 | 2.6785 | 2.681 | 2.6833 | 2.6863 | 2.6889 | 2.6917 | 2.694 | 2.6967 | 2.6988 | 2.7007 | 2.7025 | 2.7045 | 2.7058 | 2.7072 | 2.7081 | 2.7091 | 2.7091
F3_Commercial_School_New_Space Heating_Natural Gas_Furnace_E5 | F3 | Commercial | School | New | Space Heating | Natural Gas | Furnace | E5 | PACT BC Ratio | 0 | 0 | 0 | 0 | 0 | 0 | 0 | 0.2992 | 0.29955 | 0.29983 | 0.30008 | 0.30027 | 0.30051 | 0.30078 | 0.30098 | 0.3012 | 0.30142 | 0.30169 | 0.30196 | 0.30229 | 0.30258 | 0.3029 | 0.30316 | 0.30346 | 0.3037 | 0.30392 | 0.30412 | 0.30434 | 0.30449 | 0.30465 | 0.30474 | 0.30486 | 0.30486
F3_Commercial_School_New_Space Heating_Natural Gas_Furnace_E6 | F3 | Commercial | School | New | Space Heating | Natural Gas | Furnace | E6 | PACT BC Ratio | 0 | 0 | 0 | 0 | 0 | 0 | 0 | 0 | 0 | 0 | 0 | 0 | 0 | 0 | 0 | 0 | 0 | 0 | 0 | 0 | 0 | 0 | 0 | 0 | 0 | 0 | 0 | 0 | 0 | 0 | 0 | 0 | 0
F3_Commercial_School_New_Space Heating_Natural Gas_Furnace_E7 | F3 | Commercial | School | New | Space Heating | Natural Gas | Furnace | E7 | PACT BC Ratio | 0 | 0 | 0 | 0 | 0 | 0 | 0 | 0 | 0 | 0 | 0 | 0 | 0 | 0 | 0 | 0 | 0 | 0 | 0 | 0 | 0 | 0 | 0 | 0 | 0 | 0 | 0 | 0 | 0 | 0 | 0 | 0 | 0
F3_Commercial_School_New_Space Heating_Natural Gas_Furnace_E8 | F3 | Commercial | School | New | Space Heating | Natural Gas | Furnace | E8 | PACT BC Ratio | 0 | 0 | 0 | 0 | 0 | 0 | 0 | 0 | 0 | 0 | 0 | 0 | 0 | 0 | 0 | 0 | 0 | 0 | 0 | 0 | 0 | 0 | 0 | 0 | 0 | 0 | 0 | 0 | 0 | 0 | 0 | 0 | 0
F3_Commercial_School_New_Space Heating_Natural Gas_Furnace_E9 | F3 | Commercial | School | New | Space Heating | Natural Gas | Furnace | E9 | PACT BC Ratio | 0 | 0 | 0 | 0 | 0 | 0 | 0 | 0 | 0 | 0 | 0 | 0 | 0 | 0 | 0 | 0 | 0 | 0 | 0 | 0 | 0 | 0 | 0 | 0 | 0 | 0 | 0 | 0 | 0 | 0 | 0 | 0 | 0
F3_Commercial_School_New_Space Heating_Natural Gas_Furnace_E10 | F3 | Commercial | School | New | Space Heating | Natural Gas | Furnace | E10 | PACT BC Ratio | 0 | 0 | 0 | 0 | 0 | 0 | 0 | 0 | 0 | 0 | 0 | 0 | 0 | 0 | 0 | 0 | 0 | 0 | 0 | 0 | 0 | 0 | 0 | 0 | 0 | 0 | 0 | 0 | 0 | 0 | 0 | 0 | 0
F4_Commercial_School_New_Space Heating_Natural Gas_Furnace_E1 | F4 | Commercial | School | New | Space Heating | Natural Gas | Furnace | E1 | RVT BC Ratio | 1 | 1 | 1 | 1 | 1 | 0 | 0 | 0 | 0 | 0 | 0 | 0 | 0 | 0 | 0 | 0 | 0 | 0 | 0 | 0 | 0 | 0 | 0 | 0 | 0 | 0 | 0 | 0 | 0 | 0 | 0 | 0 | 0
F4_Commercial_School_New_Space Heating_Natural Gas_Furnace_E2 | F4 | Commercial | School | New | Space Heating | Natural Gas | Furnace | E2 | RVT BC Ratio | 17.5739 | 17.5674 | 17.5981 | 17.5178 | 17.4629 | 0 | 0 | 0 | 0 | 0 | 0 | 0 | 0 | 0 | 0 | 0 | 0 | 0 | 0 | 0 | 0 | 0 | 0 | 0 | 0 | 0 | 0 | 0 | 0 | 0 | 0 | 0 | 0
F4_Commercial_School_New_Space Heating_Natural Gas_Furnace_E3 | F4 | Commercial | School | New | Space Heating | Natural Gas | Furnace | E3 | RVT BC Ratio | 7.8132 | 7.8105 | 7.8234 | 7.7896 | 7.7664 | 1 | 1 | 1 | 1 | 1 | 1 | 1 | 1 | 1 | 1 | 1 | 1 | 1 | 1 | 1 | 1 | 1 | 1 | 1 | 1 | 1 | 1 | 1 | 1 | 1 | 1 | 1 | 1
F4_Commercial_School_New_Space Heating_Natural Gas_Furnace_E4 | F4 | Commercial | School | New | Space Heating | Natural Gas | Furnace | E4 | RVT BC Ratio | 5.2119 | 5.2102 | 5.2184 | 5.1969 | 5.1822 | 3.5625 | 3.5653 | 3.5668 | 3.5702 | 3.5729 | 3.5753 | 3.5771 | 3.5794 | 3.582 | 3.584 | 3.5861 | 3.5881 | 3.5908 | 3.5933 | 3.5965 | 3.5993 | 3.6023 | 3.6048 | 3.6077 | 3.61 | 3.6121 | 3.614 | 3.6162 | 3.6176 | 3.6191 | 3.62 | 3.6211 | 3.6211
F4_Commercial_School_New_Space Heating_Natural Gas_Furnace_E5 | F4 | Commercial | School | New | Space Heating | Natural Gas | Furnace | E5 | RVT BC Ratio | 0 | 0 | 0 | 0 | 0 | 0 | 0 | 1.0226 | 1.023 | 1.0233 | 1.0236 | 1.0238 | 1.024 | 1.0243 | 1.0245 | 1.0248 | 1.025 | 1.0253 | 1.0256 | 1.026 | 1.0263 | 1.0266 | 1.0269 | 1.0272 | 1.0275 | 1.0277 | 1.0279 | 1.0282 | 1.0283 | 1.0285 | 1.0286 | 1.0287 | 1.0287
F4_Commercial_School_New_Space Heating_Natural Gas_Furnace_E6 | F4 | Commercial | School | New | Space Heating | Natural Gas | Furnace | E6 | RVT BC Ratio | 0 | 0 | 0 | 0 | 0 | 0 | 0 | 0 | 0 | 0 | 0 | 0 | 0 | 0 | 0 | 0 | 0 | 0 | 0 | 0 | 0 | 0 | 0 | 0 | 0 | 0 | 0 | 0 | 0 | 0 | 0 | 0 | 0
F4_Commercial_School_New_Space Heating_Natural Gas_Furnace_E7 | F4 | Commercial | School | New | Space Heating | Natural Gas | Furnace | E7 | RVT BC Ratio | 0 | 0 | 0 | 0 | 0 | 0 | 0 | 0 | 0 | 0 | 0 | 0 | 0 | 0 | 0 | 0 | 0 | 0 | 0 | 0 | 0 | 0 | 0 | 0 | 0 | 0 | 0 | 0 | 0 | 0 | 0 | 0 | 0
F4_Commercial_School_New_Space Heating_Natural Gas_Furnace_E8 | F4 | Commercial | School | New | Space Heating | Natural Gas | Furnace | E8 | RVT BC Ratio | 0 | 0 | 0 | 0 | 0 | 0 | 0 | 0 | 0 | 0 | 0 | 0 | 0 | 0 | 0 | 0 | 0 | 0 | 0 | 0 | 0 | 0 | 0 | 0 | 0 | 0 | 0 | 0 | 0 | 0 | 0 | 0 | 0
F4_Commercial_School_New_Space Heating_Natural Gas_Furnace_E9 | F4 | Commercial | School | New | Space Heating | Natural Gas | Furnace | E9 | RVT BC Ratio | 0 | 0 | 0 | 0 | 0 | 0 | 0 | 0 | 0 | 0 | 0 | 0 | 0 | 0 | 0 | 0 | 0 | 0 | 0 | 0 | 0 | 0 | 0 | 0 | 0 | 0 | 0 | 0 | 0 | 0 | 0 | 0 | 0
F4_Commercial_School_New_Space Heating_Natural Gas_Furnace_E10 | F4 | Commercial | School | New | Space Heating | Natural Gas | Furnace | E10 | RVT BC Ratio | 0 | 0 | 0 | 0 | 0 | 0 | 0 | 0 | 0 | 0 | 0 | 0 | 0 | 0 | 0 | 0 | 0 | 0 | 0 | 0 | 0 | 0 | 0 | 0 | 0 | 0 | 0 | 0 | 0 | 0 | 0 | 0 | 0
F5_Commercial_School_New_Space Heating_Natural Gas_Furnace_E1 | F5 | Commercial | School | New | Space Heating | Natural Gas | Furnace | E1 | RIM BC Ratio | 1 | 1 | 1 | 1 | 1 | 0 | 0 | 0 | 0 | 0 | 0 | 0 | 0 | 0 | 0 | 0 | 0 | 0 | 0 | 0 | 0 | 0 | 0 | 0 | 0 | 0 | 0 | 0 | 0 | 0 | 0 | 0 | 0
F5_Commercial_School_New_Space Heating_Natural Gas_Furnace_E2 | F5 | Commercial | School | New | Space Heating | Natural Gas | Furnace | E2 | RIM BC Ratio | 0.79241 | 0.7924 | 0.79247 | 0.79228 | 0.79215 | 0 | 0 | 0 | 0 | 0 | 0 | 0 | 0 | 0 | 0 | 0 | 0 | 0 | 0 | 0 | 0 | 0 | 0 | 0 | 0 | 0 | 0 | 0 | 0 | 0 | 0 | 0 | 0
F5_Commercial_School_New_Space Heating_Natural Gas_Furnace_E3 | F5 | Commercial | School | New | Space Heating | Natural Gas | Furnace | E3 | RIM BC Ratio | 0.74093 | 0.7409 | 0.74105 | 0.74066 | 0.74038 | 1 | 1 | 1 | 1 | 1 | 1 | 1 | 1 | 1 | 1 | 1 | 1 | 1 | 1 | 1 | 1 | 1 | 1 | 1 | 1 | 1 | 1 | 1 | 1 | 1 | 1 | 1 | 1
F5_Commercial_School_New_Space Heating_Natural Gas_Furnace_E4 | F5 | Commercial | School | New | Space Heating | Natural Gas | Furnace | E4 | RIM BC Ratio | 0.69587 | 0.69583 | 0.69604 | 0.69549 | 0.69511 | 0.63502 | 0.63517 | 0.63525 | 0.63543 | 0.63557 | 0.6357 | 0.63579 | 0.63591 | 0.63605 | 0.63615 | 0.63626 | 0.63637 | 0.63651 | 0.63664 | 0.63681 | 0.63696 | 0.63711 | 0.63724 | 0.63739 | 0.63751 | 0.63762 | 0.63772 | 0.63783 | 0.6379 | 0.63798 | 0.63803 | 0.63809 | 0.63809
F5_Commercial_School_New_Space Heating_Natural Gas_Furnace_E5 | F5 | Commercial | School | New | Space Heating | Natural Gas | Furnace | E5 | RIM BC Ratio | 0 | 0 | 0 | 0 | 0 | 0 | 0 | 0.22025 | 0.22044 | 0.22059 | 0.22073 | 0.22083 | 0.22096 | 0.2211 | 0.22121 | 0.22133 | 0.22145 | 0.2216 | 0.22174 | 0.22192 | 0.22208 | 0.22225 | 0.22239 | 0.22255 | 0.22268 | 0.22279 | 0.2229 | 0.22302 | 0.2231 | 0.22319 | 0.22324 | 0.2233 | 0.2233
F5_Commercial_School_New_Space Heating_Natural Gas_Furnace_E6 | F5 | Commercial | School | New | Space Heating | Natural Gas | Furnace | E6 | RIM BC Ratio | 0 | 0 | 0 | 0 | 0 | 0 | 0 | 0 | 0 | 0 | 0 | 0 | 0 | 0 | 0 | 0 | 0 | 0 | 0 | 0 | 0 | 0 | 0 | 0 | 0 | 0 | 0 | 0 | 0 | 0 | 0 | 0 | 0
F5_Commercial_School_New_Space Heating_Natural Gas_Furnace_E7 | F5 | Commercial | School | New | Space Heating | Natural Gas | Furnace | E7 | RIM BC Ratio | 0 | 0 | 0 | 0 | 0 | 0 | 0 | 0 | 0 | 0 | 0 | 0 | 0 | 0 | 0 | 0 | 0 | 0 | 0 | 0 | 0 | 0 | 0 | 0 | 0 | 0 | 0 | 0 | 0 | 0 | 0 | 0 | 0
F5_Commercial_School_New_Space Heating_Natural Gas_Furnace_E8 | F5 | Commercial | School | New | Space Heating | Natural Gas | Furnace | E8 | RIM BC Ratio | 0 | 0 | 0 | 0 | 0 | 0 | 0 | 0 | 0 | 0 | 0 | 0 | 0 | 0 | 0 | 0 | 0 | 0 | 0 | 0 | 0 | 0 | 0 | 0 | 0 | 0 | 0 | 0 | 0 | 0 | 0 | 0 | 0
F5_Commercial_School_New_Space Heating_Natural Gas_Furnace_E9 | F5 | Commercial | School | New | Space Heating | Natural Gas | Furnace | E9 | RIM BC Ratio | 0 | 0 | 0 | 0 | 0 | 0 | 0 | 0 | 0 | 0 | 0 | 0 | 0 | 0 | 0 | 0 | 0 | 0 | 0 | 0 | 0 | 0 | 0 | 0 | 0 | 0 | 0 | 0 | 0 | 0 | 0 | 0 | 0
F5_Commercial_School_New_Space Heating_Natural Gas_Furnace_E10 | F5 | Commercial | School | New | Space Heating | Natural Gas | Furnace | E10 | RIM BC Ratio | 0 | 0 | 0 | 0 | 0 | 0 | 0 | 0 | 0 | 0 | 0 | 0 | 0 | 0 | 0 | 0 | 0 | 0 | 0 | 0 | 0 | 0 | 0 | 0 | 0 | 0 | 0 | 0 | 0 | 0 | 0 | 0 | 0
F0_Commercial_School_New_Space Heating_Natural Gas_Boiler_E0 | F0 | Commercial | School | New | Space Heating | Natural Gas | Boiler | E0 | Economic Unit | TE 98% | TE 98% | TE 98% | TE 98% | TE 98% | TE 98% | TE 98% | TE 98% | TE 98% | TE 98% | TE 98% | TE 98% | TE 98% | TE 98% | TE 98% | TE 98% | TE 98% | TE 98% | TE 98% | TE 98% | TE 98% | TE 98% | TE 98% | TE 98% | TE 98% | TE 98% | TE 98% | TE 98% | TE 98% | TE 98% | TE 98% | TE 98% | TE 98%
F1_Commercial_School_New_Space Heating_Natural Gas_Boiler_E1 | F1 | Commercial | School | New | Space Heating | Natural Gas | Boiler | E1 | CCE | 0 | 0 | 0 | 0 | 0 | 0 | 0 | 0 | 0 | 0 | 0 | 0 | 0 | 0 | 0 | 0 | 0 | 0 | 0 | 0 | 0 | 0 | 0 | 0 | 0 | 0 | 0 | 0 | 0 | 0 | 0 | 0 | 0
F1_Commercial_School_New_Space Heating_Natural Gas_Boiler_E2 | F1 | Commercial | School | New | Space Heating | Natural Gas | Boiler | E2 | CCE | 0.12151 | 0.1258 | 0.11353 | 0.11628 | 0.1169 | 0 | 0 | 0 | 0 | 0 | 0 | 0 | 0 | 0 | 0 | 0 | 0 | 0 | 0 | 0 | 0 | 0 | 0 | 0 | 0 | 0 | 0 | 0 | 0 | 0 | 0 | 0 | 0
F1_Commercial_School_New_Space Heating_Natural Gas_Boiler_E3 | F1 | Commercial | School | New | Space Heating | Natural Gas | Boiler | E3 | CCE | 0.71986 | 0.7453 | 0.67261 | 0.68888 | 0.69259 | 0 | 0 | 0 | 0 | 0 | 0 | 0 | 0 | 0 | 0 | 0 | 0 | 0 | 0 | 0 | 0 | 0 | 0 | 0 | 0 | 0 | 0 | 0 | 0 | 0 | 0 | 0 | 0
F1_Commercial_School_New_Space Heating_Natural Gas_Boiler_E4 | F1 | Commercial | School | New | Space Heating | Natural Gas | Boiler | E4 | CCE | 0.72587 | 0.75152 | 0.67822 | 0.69463 | 0.69836 | 0.72703 | 0.73099 | 0.73498 | 0.73902 | 0.7431 | 0.74724 | 0.75141 | 0.75563 | 0.7599 | 0.76422 | 0.76859 | 0.77301 | 0.77747 | 0.782 | 0.78657 | 0.7912 | 0.79587 | 0.80061 | 0.8054 | 0.81025 | 0.81515 | 0.82013 | 0.82516 | 0.83025 | 0.8354 | 0.84062 | 0.84591 | 0.84591
F1_Commercial_School_New_Space Heating_Natural Gas_Boiler_E5 | F1 | Commercial | School | New | Space Heating | Natural Gas | Boiler | E5 | CCE | 2.2358 | 2.3149 | 2.0891 | 2.1396 | 2.1511 | 3.0894 | 3.1063 | 3.1232 | 3.1404 | 3.1577 | 3.1753 | 3.1931 | 3.211 | 3.2291 | 3.2475 | 3.2661 | 3.2848 | 3.3038 | 3.323 | 3.3425 | 3.3621 | 3.382 | 3.4021 | 3.4225 | 3.4431 | 3.4639 | 3.4851 | 3.5064 | 3.5281 | 3.5499 | 3.5721 | 3.5946 | 3.5946
F1_Commercial_School_New_Space Heating_Natural Gas_Boiler_E6 | F1 | Commercial | School | New | Space Heating | Natural Gas | Boiler | E6 | CCE | 0 | 0 | 0 | 0 | 0 | 0 | 0 | 0 | 0 | 0 | 0 | 0 | 0 | 0 | 0 | 0 | 0 | 0 | 0 | 0 | 0 | 0 | 0 | 0 | 0 | 0 | 0 | 0 | 0 | 0 | 0 | 0 | 0
F1_Commercial_School_New_Space Heating_Natural Gas_Boiler_E7 | F1 | Commercial | School | New | Space Heating | Natural Gas | Boiler | E7 | CCE | 0 | 0 | 0 | 0 | 0 | 0 | 0 | 0 | 0 | 0 | 0 | 0 | 0 | 0 | 0 | 0 | 0 | 0 | 0 | 0 | 0 | 0 | 0 | 0 | 0 | 0 | 0 | 0 | 0 | 0 | 0 | 0 | 0
F1_Commercial_School_New_Space Heating_Natural Gas_Boiler_E8 | F1 | Commercial | School | New | Space Heating | Natural Gas | Boiler | E8 | CCE | 0 | 0 | 0 | 0 | 0 | 0 | 0 | 0 | 0 | 0 | 0 | 0 | 0 | 0 | 0 | 0 | 0 | 0 | 0 | 0 | 0 | 0 | 0 | 0 | 0 | 0 | 0 | 0 | 0 | 0 | 0 | 0 | 0
F1_Commercial_School_New_Space Heating_Natural Gas_Boiler_E9 | F1 | Commercial | School | New | Space Heating | Natural Gas | Boiler | E9 | CCE | 0 | 0 | 0 | 0 | 0 | 0 | 0 | 0 | 0 | 0 | 0 | 0 | 0 | 0 | 0 | 0 | 0 | 0 | 0 | 0 | 0 | 0 | 0 | 0 | 0 | 0 | 0 | 0 | 0 | 0 | 0 | 0 | 0
F1_Commercial_School_New_Space Heating_Natural Gas_Boiler_E10 | F1 | Commercial | School | New | Space Heating | Natural Gas | Boiler | E10 | CCE | 0 | 0 | 0 | 0 | 0 | 0 | 0 | 0 | 0 | 0 | 0 | 0 | 0 | 0 | 0 | 0 | 0 | 0 | 0 | 0 | 0 | 0 | 0 | 0 | 0 | 0 | 0 | 0 | 0 | 0 | 0 | 0 | 0
F2_Commercial_School_New_Space Heating_Natural Gas_Boiler_E1 | F2 | Commercial | School | New | Space Heating | Natural Gas | Boiler | E1 | TRC BC Ratio | 1 | 1 | 1 | 1 | 1 | 0 | 0 | 0 | 0 | 0 | 0 | 0 | 0 | 0 | 0 | 0 | 0 | 0 | 0 | 0 | 0 | 0 | 0 | 0 | 0 | 0 | 0 | 0 | 0 | 0 | 0 | 0 | 0
F2_Commercial_School_New_Space Heating_Natural Gas_Boiler_E2 | F2 | Commercial | School | New | Space Heating | Natural Gas | Boiler | E2 | TRC BC Ratio | 17.8978 | 17.8926 | 17.9248 | 17.8457 | 17.7919 | 0 | 0 | 0 | 0 | 0 | 0 | 0 | 0 | 0 | 0 | 0 | 0 | 0 | 0 | 0 | 0 | 0 | 0 | 0 | 0 | 0 | 0 | 0 | 0 | 0 | 0 | 0 | 0
F2_Commercial_School_New_Space Heating_Natural Gas_Boiler_E3 | F2 | Commercial | School | New | Space Heating | Natural Gas | Boiler | E3 | TRC BC Ratio | 3.021 | 3.0201 | 3.0256 | 3.0122 | 3.0032 | 1 | 1 | 1 | 1 | 1 | 1 | 1 | 1 | 1 | 1 | 1 | 1 | 1 | 1 | 1 | 1 | 1 | 1 | 1 | 1 | 1 | 1 | 1 | 1 | 1 | 1 | 1 | 1
F2_Commercial_School_New_Space Heating_Natural Gas_Boiler_E4 | F2 | Commercial | School | New | Space Heating | Natural Gas | Boiler | E4 | TRC BC Ratio | 2.9961 | 2.9952 | 3.0006 | 2.9873 | 2.9783 | 2.8737 | 2.8767 | 2.8783 | 2.8816 | 2.8844 | 2.8868 | 2.8886 | 2.8909 | 2.8934 | 2.8954 | 2.8973 | 2.8993 | 2.9018 | 2.9042 | 2.9073 | 2.9099 | 2.9128 | 2.9151 | 2.9179 | 2.9201 | 2.922 | 2.9239 | 2.9259 | 2.9272 | 2.9287 | 2.9295 | 2.9306 | 2.9306
F2_Commercial_School_New_Space Heating_Natural Gas_Boiler_E5 | F2 | Commercial | School | New | Space Heating | Natural Gas | Boiler | E5 | TRC BC Ratio | 0.97267 | 0.97238 | 0.97414 | 0.96984 | 0.96691 | 0.67627 | 0.67696 | 0.67733 | 0.67812 | 0.67877 | 0.67934 | 0.67976 | 0.6803 | 0.6809 | 0.68135 | 0.68182 | 0.68228 | 0.68288 | 0.68344 | 0.68416 | 0.68478 | 0.68545 | 0.68601 | 0.68666 | 0.68717 | 0.68763 | 0.68807 | 0.68855 | 0.68886 | 0.6892 | 0.6894 | 0.68966 | 0.68966
F2_Commercial_School_New_Space Heating_Natural Gas_Boiler_E6 | F2 | Commercial | School | New | Space Heating | Natural Gas | Boiler | E6 | TRC BC Ratio | 0 | 0 | 0 | 0 | 0 | 0 | 0 | 0 | 0 | 0 | 0 | 0 | 0 | 0 | 0 | 0 | 0 | 0 | 0 | 0 | 0 | 0 | 0 | 0 | 0 | 0 | 0 | 0 | 0 | 0 | 0 | 0 | 0
F2_Commercial_School_New_Space Heating_Natural Gas_Boiler_E7 | F2 | Commercial | School | New | Space Heating | Natural Gas | Boiler | E7 | TRC BC Ratio | 0 | 0 | 0 | 0 | 0 | 0 | 0 | 0 | 0 | 0 | 0 | 0 | 0 | 0 | 0 | 0 | 0 | 0 | 0 | 0 | 0 | 0 | 0 | 0 | 0 | 0 | 0 | 0 | 0 | 0 | 0 | 0 | 0
F2_Commercial_School_New_Space Heating_Natural Gas_Boiler_E8 | F2 | Commercial | School | New | Space Heating | Natural Gas | Boiler | E8 | TRC BC Ratio | 0 | 0 | 0 | 0 | 0 | 0 | 0 | 0 | 0 | 0 | 0 | 0 | 0 | 0 | 0 | 0 | 0 | 0 | 0 | 0 | 0 | 0 | 0 | 0 | 0 | 0 | 0 | 0 | 0 | 0 | 0 | 0 | 0
F2_Commercial_School_New_Space Heating_Natural Gas_Boiler_E9 | F2 | Commercial | School | New | Space Heating | Natural Gas | Boiler | E9 | TRC BC Ratio | 0 | 0 | 0 | 0 | 0 | 0 | 0 | 0 | 0 | 0 | 0 | 0 | 0 | 0 | 0 | 0 | 0 | 0 | 0 | 0 | 0 | 0 | 0 | 0 | 0 | 0 | 0 | 0 | 0 | 0 | 0 | 0 | 0
F2_Commercial_School_New_Space Heating_Natural Gas_Boiler_E10 | F2 | Commercial | School | New | Space Heating | Natural Gas | Boiler | E10 | TRC BC Ratio | 0 | 0 | 0 | 0 | 0 | 0 | 0 | 0 | 0 | 0 | 0 | 0 | 0 | 0 | 0 | 0 | 0 | 0 | 0 | 0 | 0 | 0 | 0 | 0 | 0 | 0 | 0 | 0 | 0 | 0 | 0 | 0 | 0
F3_Commercial_School_New_Space Heating_Natural Gas_Boiler_E1 | F3 | Commercial | School | New | Space Heating | Natural Gas | Boiler | E1 | PACT BC Ratio | 1 | 1 | 1 | 1 | 1 | 0 | 0 | 0 | 0 | 0 | 0 | 0 | 0 | 0 | 0 | 0 | 0 | 0 | 0 | 0 | 0 | 0 | 0 | 0 | 0 | 0 | 0 | 0 | 0 | 0 | 0 | 0 | 0
F3_Commercial_School_New_Space Heating_Natural Gas_Boiler_E2 | F3 | Commercial | School | New | Space Heating | Natural Gas | Boiler | E2 | PACT BC Ratio | 23.8638 | 23.8567 | 23.8998 | 23.7943 | 23.7226 | 0 | 0 | 0 | 0 | 0 | 0 | 0 | 0 | 0 | 0 | 0 | 0 | 0 | 0 | 0 | 0 | 0 | 0 | 0 | 0 | 0 | 0 | 0 | 0 | 0 | 0 | 0 | 0
F3_Commercial_School_New_Space Heating_Natural Gas_Boiler_E3 | F3 | Commercial | School | New | Space Heating | Natural Gas | Boiler | E3 | PACT BC Ratio | 4.0281 | 4.0269 | 4.0341 | 4.0163 | 4.0042 | 1 | 1 | 1 | 1 | 1 | 1 | 1 | 1 | 1 | 1 | 1 | 1 | 1 | 1 | 1 | 1 | 1 | 1 | 1 | 1 | 1 | 1 | 1 | 1 | 1 | 1 | 1 | 1
F3_Commercial_School_New_Space Heating_Natural Gas_Boiler_E4 | F3 | Commercial | School | New | Space Heating | Natural Gas | Boiler | E4 | PACT BC Ratio | 3.9947 | 3.9936 | 4.0008 | 3.9831 | 3.9711 | 3.8317 | 3.8356 | 3.8377 | 3.8421 | 3.8458 | 3.849 | 3.8515 | 3.8545 | 3.8579 | 3.8605 | 3.8631 | 3.8657 | 3.8691 | 3.8723 | 3.8764 | 3.8799 | 3.8837 | 3.8868 | 3.8905 | 3.8934 | 3.896 | 3.8985 | 3.9012 | 3.903 | 3.9049 | 3.9061 | 3.9075 | 3.9075
F3_Commercial_School_New_Space Heating_Natural Gas_Boiler_E5 | F3 | Commercial | School | New | Space Heating | Natural Gas | Boiler | E5 | PACT BC Ratio | 1.2969 | 1.2965 | 1.2988 | 1.2931 | 1.2892 | 0.90169 | 0.90261 | 0.90311 | 0.90416 | 0.90503 | 0.90578 | 0.90635 | 0.90707 | 0.90787 | 0.90847 | 0.9091 | 0.90971 | 0.9105 | 0.91126 | 0.91222 | 0.91304 | 0.91394 | 0.91467 | 0.91555 | 0.91622 | 0.91684 | 0.91743 | 0.91806 | 0.91848 | 0.91894 | 0.9192 | 0.91955 | 0.91955
F3_Commercial_School_New_Space Heating_Natural Gas_Boiler_E6 | F3 | Commercial | School | New | Space Heating | Natural Gas | Boiler | E6 | PACT BC Ratio | 0 | 0 | 0 | 0 | 0 | 0 | 0 | 0 | 0 | 0 | 0 | 0 | 0 | 0 | 0 | 0 | 0 | 0 | 0 | 0 | 0 | 0 | 0 | 0 | 0 | 0 | 0 | 0 | 0 | 0 | 0 | 0 | 0
F3_Commercial_School_New_Space Heating_Natural Gas_Boiler_E7 | F3 | Commercial | School | New | Space Heating | Natural Gas | Boiler | E7 | PACT BC Ratio | 0 | 0 | 0 | 0 | 0 | 0 | 0 | 0 | 0 | 0 | 0 | 0 | 0 | 0 | 0 | 0 | 0 | 0 | 0 | 0 | 0 | 0 | 0 | 0 | 0 | 0 | 0 | 0 | 0 | 0 | 0 | 0 | 0
F3_Commercial_School_New_Space Heating_Natural Gas_Boiler_E8 | F3 | Commercial | School | New | Space Heating | Natural Gas | Boiler | E8 | PACT BC Ratio | 0 | 0 | 0 | 0 | 0 | 0 | 0 | 0 | 0 | 0 | 0 | 0 | 0 | 0 | 0 | 0 | 0 | 0 | 0 | 0 | 0 | 0 | 0 | 0 | 0 | 0 | 0 | 0 | 0 | 0 | 0 | 0 | 0
F3_Commercial_School_New_Space Heating_Natural Gas_Boiler_E9 | F3 | Commercial | School | New | Space Heating | Natural Gas | Boiler | E9 | PACT BC Ratio | 0 | 0 | 0 | 0 | 0 | 0 | 0 | 0 | 0 | 0 | 0 | 0 | 0 | 0 | 0 | 0 | 0 | 0 | 0 | 0 | 0 | 0 | 0 | 0 | 0 | 0 | 0 | 0 | 0 | 0 | 0 | 0 | 0
F3_Commercial_School_New_Space Heating_Natural Gas_Boiler_E10 | F3 | Commercial | School | New | Space Heating | Natural Gas | Boiler | E10 | PACT BC Ratio | 0 | 0 | 0 | 0 | 0 | 0 | 0 | 0 | 0 | 0 | 0 | 0 | 0 | 0 | 0 | 0 | 0 | 0 | 0 | 0 | 0 | 0 | 0 | 0 | 0 | 0 | 0 | 0 | 0 | 0 | 0 | 0 | 0
F4_Commercial_School_New_Space Heating_Natural Gas_Boiler_E1 | F4 | Commercial | School | New | Space Heating | Natural Gas | Boiler | E1 | RVT BC Ratio | 1 | 1 | 1 | 1 | 1 | 0 | 0 | 0 | 0 | 0 | 0 | 0 | 0 | 0 | 0 | 0 | 0 | 0 | 0 | 0 | 0 | 0 | 0 | 0 | 0 | 0 | 0 | 0 | 0 | 0 | 0 | 0 | 0
F4_Commercial_School_New_Space Heating_Natural Gas_Boiler_E2 | F4 | Commercial | School | New | Space Heating | Natural Gas | Boiler | E2 | RVT BC Ratio | 26.4313 | 26.4237 | 26.4701 | 26.3564 | 26.2791 | 0 | 0 | 0 | 0 | 0 | 0 | 0 | 0 | 0 | 0 | 0 | 0 | 0 | 0 | 0 | 0 | 0 | 0 | 0 | 0 | 0 | 0 | 0 | 0 | 0 | 0 | 0 | 0
F4_Commercial_School_New_Space Heating_Natural Gas_Boiler_E3 | F4 | Commercial | School | New | Space Heating | Natural Gas | Boiler | E3 | RVT BC Ratio | 5.0433 | 5.042 | 5.0498 | 5.0306 | 5.0176 | 1 | 1 | 1 | 1 | 1 | 1 | 1 | 1 | 1 | 1 | 1 | 1 | 1 | 1 | 1 | 1 | 1 | 1 | 1 | 1 | 1 | 1 | 1 | 1 | 1 | 1 | 1 | 1
F4_Commercial_School_New_Space Heating_Natural Gas_Boiler_E4 | F4 | Commercial | School | New | Space Heating | Natural Gas | Boiler | E4 | RVT BC Ratio | 5.0074 | 5.0061 | 5.0139 | 4.9948 | 4.9819 | 4.8315 | 4.8357 | 4.838 | 4.8428 | 4.8468 | 4.8502 | 4.8529 | 4.8562 | 4.8598 | 4.8626 | 4.8654 | 4.8682 | 4.8719 | 4.8753 | 4.8797 | 4.8835 | 4.8876 | 4.891 | 4.895 | 4.8981 | 4.9009 | 4.9036 | 4.9065 | 4.9084 | 4.9105 | 4.9117 | 4.9133 | 4.9133
F4_Commercial_School_New_Space Heating_Natural Gas_Boiler_E5 | F4 | Commercial | School | New | Space Heating | Natural Gas | Boiler | E5 | RVT BC Ratio | 2.0984 | 2.098 | 2.1005 | 2.0943 | 2.0901 | 1.6723 | 1.6732 | 1.6738 | 1.6749 | 1.6759 | 1.6767 | 1.6773 | 1.6781 | 1.6789 | 1.6796 | 1.6802 | 1.6809 | 1.6818 | 1.6826 | 1.6836 | 1.6845 | 1.6855 | 1.6863 | 1.6872 | 1.6879 | 1.6886 | 1.6892 | 1.6899 | 1.6904 | 1.6909 | 1.6911 | 1.6915 | 1.6915
F4_Commercial_School_New_Space Heating_Natural Gas_Boiler_E6 | F4 | Commercial | School | New | Space Heating | Natural Gas | Boiler | E6 | RVT BC Ratio | 0 | 0 | 0 | 0 | 0 | 0 | 0 | 0 | 0 | 0 | 0 | 0 | 0 | 0 | 0 | 0 | 0 | 0 | 0 | 0 | 0 | 0 | 0 | 0 | 0 | 0 | 0 | 0 | 0 | 0 | 0 | 0 | 0
F4_Commercial_School_New_Space Heating_Natural Gas_Boiler_E7 | F4 | Commercial | School | New | Space Heating | Natural Gas | Boiler | E7 | RVT BC Ratio | 0 | 0 | 0 | 0 | 0 | 0 | 0 | 0 | 0 | 0 | 0 | 0 | 0 | 0 | 0 | 0 | 0 | 0 | 0 | 0 | 0 | 0 | 0 | 0 | 0 | 0 | 0 | 0 | 0 | 0 | 0 | 0 | 0
F4_Commercial_School_New_Space Heating_Natural Gas_Boiler_E8 | F4 | Commercial | School | New | Space Heating | Natural Gas | Boiler | E8 | RVT BC Ratio | 0 | 0 | 0 | 0 | 0 | 0 | 0 | 0 | 0 | 0 | 0 | 0 | 0 | 0 | 0 | 0 | 0 | 0 | 0 | 0 | 0 | 0 | 0 | 0 | 0 | 0 | 0 | 0 | 0 | 0 | 0 | 0 | 0
F4_Commercial_School_New_Space Heating_Natural Gas_Boiler_E9 | F4 | Commercial | School | New | Space Heating | Natural Gas | Boiler | E9 | RVT BC Ratio | 0 | 0 | 0 | 0 | 0 | 0 | 0 | 0 | 0 | 0 | 0 | 0 | 0 | 0 | 0 | 0 | 0 | 0 | 0 | 0 | 0 | 0 | 0 | 0 | 0 | 0 | 0 | 0 | 0 | 0 | 0 | 0 | 0
F4_Commercial_School_New_Space Heating_Natural Gas_Boiler_E10 | F4 | Commercial | School | New | Space Heating | Natural Gas | Boiler | E10 | RVT BC Ratio | 0 | 0 | 0 | 0 | 0 | 0 | 0 | 0 | 0 | 0 | 0 | 0 | 0 | 0 | 0 | 0 | 0 | 0 | 0 | 0 | 0 | 0 | 0 | 0 | 0 | 0 | 0 | 0 | 0 | 0 | 0 | 0 | 0
F5_Commercial_School_New_Space Heating_Natural Gas_Boiler_E1 | F5 | Commercial | School | New | Space Heating | Natural Gas | Boiler | E1 | RIM BC Ratio | 1 | 1 | 1 | 1 | 1 | 0 | 0 | 0 | 0 | 0 | 0 | 0 | 0 | 0 | 0 | 0 | 0 | 0 | 0 | 0 | 0 | 0 | 0 | 0 | 0 | 0 | 0 | 0 | 0 | 0 | 0 | 0 | 0
F5_Commercial_School_New_Space Heating_Natural Gas_Boiler_E2 | F5 | Commercial | School | New | Space Heating | Natural Gas | Boiler | E2 | RIM BC Ratio | 0.80647 | 0.80646 | 0.80651 | 0.80639 | 0.80631 | 0 | 0 | 0 | 0 | 0 | 0 | 0 | 0 | 0 | 0 | 0 | 0 | 0 | 0 | 0 | 0 | 0 | 0 | 0 | 0 | 0 | 0 | 0 | 0 | 0 | 0 | 0 | 0
F5_Commercial_School_New_Space Heating_Natural Gas_Boiler_E3 | F5 | Commercial | School | New | Space Heating | Natural Gas | Boiler | E3 | RIM BC Ratio | 0.69141 | 0.69137 | 0.69159 | 0.69106 | 0.6907 | 1 | 1 | 1 | 1 | 1 | 1 | 1 | 1 | 1 | 1 | 1 | 1 | 1 | 1 | 1 | 1 | 1 | 1 | 1 | 1 | 1 | 1 | 1 | 1 | 1 | 1 | 1 | 1
F5_Commercial_School_New_Space Heating_Natural Gas_Boiler_E4 | F5 | Commercial | School | New | Space Heating | Natural Gas | Boiler | E4 | RIM BC Ratio | 0.69042 | 0.69038 | 0.6906 | 0.69007 | 0.68971 | 0.68538 | 0.6855 | 0.68557 | 0.68571 | 0.68583 | 0.68593 | 0.68601 | 0.68611 | 0.68621 | 0.68629 | 0.68638 | 0.68646 | 0.68657 | 0.68667 | 0.6868 | 0.68691 | 0.68702 | 0.68712 | 0.68724 | 0.68733 | 0.68741 | 0.68749 | 0.68757 | 0.68763 | 0.68769 | 0.68772 | 0.68777 | 0.68777
F5_Commercial_School_New_Space Heating_Natural Gas_Boiler_E5 | F5 | Commercial | School | New | Space Heating | Natural Gas | Boiler | E5 | RIM BC Ratio | 0.50784 | 0.50778 | 0.50814 | 0.50726 | 0.50666 | 0.43345 | 0.43366 | 0.43377 | 0.43402 | 0.43422 | 0.43439 | 0.43452 | 0.43469 | 0.43487 | 0.43501 | 0.43515 | 0.43529 | 0.43547 | 0.43564 | 0.43586 | 0.43605 | 0.43626 | 0.43642 | 0.43662 | 0.43678 | 0.43692 | 0.43705 | 0.43719 | 0.43729 | 0.43739 | 0.43745 | 0.43753 | 0.43753
F5_Commercial_School_New_Space Heating_Natural Gas_Boiler_E6 | F5 | Commercial | School | New | Space Heating | Natural Gas | Boiler | E6 | RIM BC Ratio | 0 | 0 | 0 | 0 | 0 | 0 | 0 | 0 | 0 | 0 | 0 | 0 | 0 | 0 | 0 | 0 | 0 | 0 | 0 | 0 | 0 | 0 | 0 | 0 | 0 | 0 | 0 | 0 | 0 | 0 | 0 | 0 | 0
F5_Commercial_School_New_Space Heating_Natural Gas_Boiler_E7 | F5 | Commercial | School | New | Space Heating | Natural Gas | Boiler | E7 | RIM BC Ratio | 0 | 0 | 0 | 0 | 0 | 0 | 0 | 0 | 0 | 0 | 0 | 0 | 0 | 0 | 0 | 0 | 0 | 0 | 0 | 0 | 0 | 0 | 0 | 0 | 0 | 0 | 0 | 0 | 0 | 0 | 0 | 0 | 0
F5_Commercial_School_New_Space Heating_Natural Gas_Boiler_E8 | F5 | Commercial | School | New | Space Heating | Natural Gas | Boiler | E8 | RIM BC Ratio | 0 | 0 | 0 | 0 | 0 | 0 | 0 | 0 | 0 | 0 | 0 | 0 | 0 | 0 | 0 | 0 | 0 | 0 | 0 | 0 | 0 | 0 | 0 | 0 | 0 | 0 | 0 | 0 | 0 | 0 | 0 | 0 | 0
F5_Commercial_School_New_Space Heating_Natural Gas_Boiler_E9 | F5 | Commercial | School | New | Space Heating | Natural Gas | Boiler | E9 | RIM BC Ratio | 0 | 0 | 0 | 0 | 0 | 0 | 0 | 0 | 0 | 0 | 0 | 0 | 0 | 0 | 0 | 0 | 0 | 0 | 0 | 0 | 0 | 0 | 0 | 0 | 0 | 0 | 0 | 0 | 0 | 0 | 0 | 0 | 0
F5_Commercial_School_New_Space Heating_Natural Gas_Boiler_E10 | F5 | Commercial | School | New | Space Heating | Natural Gas | Boiler | E10 | RIM BC Ratio | 0 | 0 | 0 | 0 | 0 | 0 | 0 | 0 | 0 | 0 | 0 | 0 | 0 | 0 | 0 | 0 | 0 | 0 | 0 | 0 | 0 | 0 | 0 | 0 | 0 | 0 | 0 | 0 | 0 | 0 | 0 | 0 | 0
F0_Commercial_School_New_Space Heating_Natural Gas_Unit Heater_E0 | F0 | Commercial | School | New | Space Heating | Natural Gas | Unit Heater | E0 | Economic Unit | Infrared Radiant | Infrared Radiant | Infrared Radiant | Infrared Radiant | Infrared Radiant | Infrared Radiant | Infrared Radiant | Infrared Radiant | Infrared Radiant | Infrared Radiant | Infrared Radiant | Infrared Radiant | Infrared Radiant | Infrared Radiant | Infrared Radiant | Infrared Radiant | Infrared Radiant | Infrared Radiant | Infrared Radiant | Infrared Radiant | Infrared Radiant | Infrared Radiant | Infrared Radiant | Infrared Radiant | Infrared Radiant | Infrared Radiant | Infrared Radiant | Infrared Radiant | Infrared Radiant | Infrared Radiant | Infrared Radiant | Infrared Radiant | Infrared Radiant
F1_Commercial_School_New_Space Heating_Natural Gas_Unit Heater_E1 | F1 | Commercial | School | New | Space Heating | Natural Gas | Unit Heater | E1 | CCE | 0 | 0 | 0 | 0 | 0 | 0 | 0 | 0 | 0 | 0 | 0 | 0 | 0 | 0 | 0 | 0 | 0 | 0 | 0 | 0 | 0 | 0 | 0 | 0 | 0 | 0 | 0 | 0 | 0 | 0 | 0 | 0 | 0
F1_Commercial_School_New_Space Heating_Natural Gas_Unit Heater_E2 | F1 | Commercial | School | New | Space Heating | Natural Gas | Unit Heater | E2 | CCE | 2.2519 | 2.3315 | 2.1041 | 2.155 | 2.1666 | 0 | 0 | 0 | 0 | 0 | 0 | 0 | 0 | 0 | 0 | 0 | 0 | 0 | 0 | 0 | 0 | 0 | 0 | 0 | 0 | 0 | 0 | 0 | 0 | 0 | 0 | 0 | 0
F1_Commercial_School_New_Space Heating_Natural Gas_Unit Heater_E3 | F1 | Commercial | School | New | Space Heating | Natural Gas | Unit Heater | E3 | CCE | 0.17557 | 0.18177 | 0.16404 | 0.16801 | 0.16892 | -1.4689 | -1.4769 | -1.4849 | -1.4931 | -1.5013 | -1.5097 | -1.5181 | -1.5267 | -1.5353 | -1.544 | -1.5528 | -1.5618 | -1.5708 | -1.5799 | -1.5892 | -1.5985 | -1.6079 | -1.6175 | -1.6272 | -1.637 | -1.6469 | -1.657 | -1.6671 | -1.6774 | -1.6878 | -1.6984 | -1.709 | -1.709
F1_Commercial_School_New_Space Heating_Natural Gas_Unit Heater_E4 | F1 | Commercial | School | New | Space Heating | Natural Gas | Unit Heater | E4 | CCE | 0 | 0 | 0 | 0 | 0 | 0 | 0 | 0 | 0 | 0 | 0 | 0 | 0 | 0 | 0 | 0 | 0 | 0 | 0 | 0 | 0 | 0 | 0 | 0 | 0 | 0 | 0 | 0 | 0 | 0 | 0 | 0 | 0
F1_Commercial_School_New_Space Heating_Natural Gas_Unit Heater_E5 | F1 | Commercial | School | New | Space Heating | Natural Gas | Unit Heater | E5 | CCE | 0 | 0 | 0 | 0 | 0 | 0 | 0 | 0 | 0 | 0 | 0 | 0 | 0 | 0 | 0 | 0 | 0 | 0 | 0 | 0 | 0 | 0 | 0 | 0 | 0 | 0 | 0 | 0 | 0 | 0 | 0 | 0 | 0
F1_Commercial_School_New_Space Heating_Natural Gas_Unit Heater_E6 | F1 | Commercial | School | New | Space Heating | Natural Gas | Unit Heater | E6 | CCE | 0 | 0 | 0 | 0 | 0 | 0 | 0 | 0 | 0 | 0 | 0 | 0 | 0 | 0 | 0 | 0 | 0 | 0 | 0 | 0 | 0 | 0 | 0 | 0 | 0 | 0 | 0 | 0 | 0 | 0 | 0 | 0 | 0
F1_Commercial_School_New_Space Heating_Natural Gas_Unit Heater_E7 | F1 | Commercial | School | New | Space Heating | Natural Gas | Unit Heater | E7 | CCE | 0 | 0 | 0 | 0 | 0 | 0 | 0 | 0 | 0 | 0 | 0 | 0 | 0 | 0 | 0 | 0 | 0 | 0 | 0 | 0 | 0 | 0 | 0 | 0 | 0 | 0 | 0 | 0 | 0 | 0 | 0 | 0 | 0
F1_Commercial_School_New_Space Heating_Natural Gas_Unit Heater_E8 | F1 | Commercial | School | New | Space Heating | Natural Gas | Unit Heater | E8 | CCE | 0 | 0 | 0 | 0 | 0 | 0 | 0 | 0 | 0 | 0 | 0 | 0 | 0 | 0 | 0 | 0 | 0 | 0 | 0 | 0 | 0 | 0 | 0 | 0 | 0 | 0 | 0 | 0 | 0 | 0 | 0 | 0 | 0
F1_Commercial_School_New_Space Heating_Natural Gas_Unit Heater_E9 | F1 | Commercial | School | New | Space Heating | Natural Gas | Unit Heater | E9 | CCE | 0 | 0 | 0 | 0 | 0 | 0 | 0 | 0 | 0 | 0 | 0 | 0 | 0 | 0 | 0 | 0 | 0 | 0 | 0 | 0 | 0 | 0 | 0 | 0 | 0 | 0 | 0 | 0 | 0 | 0 | 0 | 0 | 0
F1_Commercial_School_New_Space Heating_Natural Gas_Unit Heater_E10 | F1 | Commercial | School | New | Space Heating | Natural Gas | Unit Heater | E10 | CCE | 0 | 0 | 0 | 0 | 0 | 0 | 0 | 0 | 0 | 0 | 0 | 0 | 0 | 0 | 0 | 0 | 0 | 0 | 0 | 0 | 0 | 0 | 0 | 0 | 0 | 0 | 0 | 0 | 0 | 0 | 0 | 0 | 0
F2_Commercial_School_New_Space Heating_Natural Gas_Unit Heater_E1 | F2 | Commercial | School | New | Space Heating | Natural Gas | Unit Heater | E1 | TRC BC Ratio | 1 | 1 | 1 | 1 | 1 | 0 | 0 | 0 | 0 | 0 | 0 | 0 | 0 | 0 | 0 | 0 | 0 | 0 | 0 | 0 | 0 | 0 | 0 | 0 | 0 | 0 | 0 | 0 | 0 | 0 | 0 | 0 | 0
F2_Commercial_School_New_Space Heating_Natural Gas_Unit Heater_E2 | F2 | Commercial | School | New | Space Heating | Natural Gas | Unit Heater | E2 | TRC BC Ratio | 0.97102 | 0.97017 | 0.97275 | 0.96494 | 0.9594 | 1 | 1 | 1 | 1 | 1 | 1 | 1 | 1 | 1 | 1 | 1 | 1 | 1 | 1 | 1 | 1 | 1 | 1 | 1 | 1 | 1 | 1 | 1 | 1 | 1 | 1 | 1 | 1
F2_Commercial_School_New_Space Heating_Natural Gas_Unit Heater_E3 | F2 | Commercial | School | New | Space Heating | Natural Gas | Unit Heater | E3 | TRC BC Ratio | 12.4546 | 12.4437 | 12.4768 | 12.3766 | 12.3055 | 1 | 1 | 1 | 1 | 1 | 1 | 1 | 1 | 1 | 1 | 1 | 1 | 1 | 1 | 1 | 1 | 1 | 1 | 1 | 1 | 1 | 1 | 1 | 1 | 1 | 1 | 1 | 1
F2_Commercial_School_New_Space Heating_Natural Gas_Unit Heater_E4 | F2 | Commercial | School | New | Space Heating | Natural Gas | Unit Heater | E4 | TRC BC Ratio | 0 | 0 | 0 | 0 | 0 | 0 | 0 | 0 | 0 | 0 | 0 | 0 | 0 | 0 | 0 | 0 | 0 | 0 | 0 | 0 | 0 | 0 | 0 | 0 | 0 | 0 | 0 | 0 | 0 | 0 | 0 | 0 | 0
F2_Commercial_School_New_Space Heating_Natural Gas_Unit Heater_E5 | F2 | Commercial | School | New | Space Heating | Natural Gas | Unit Heater | E5 | TRC BC Ratio | 0 | 0 | 0 | 0 | 0 | 0 | 0 | 0 | 0 | 0 | 0 | 0 | 0 | 0 | 0 | 0 | 0 | 0 | 0 | 0 | 0 | 0 | 0 | 0 | 0 | 0 | 0 | 0 | 0 | 0 | 0 | 0 | 0
F2_Commercial_School_New_Space Heating_Natural Gas_Unit Heater_E6 | F2 | Commercial | School | New | Space Heating | Natural Gas | Unit Heater | E6 | TRC BC Ratio | 0 | 0 | 0 | 0 | 0 | 0 | 0 | 0 | 0 | 0 | 0 | 0 | 0 | 0 | 0 | 0 | 0 | 0 | 0 | 0 | 0 | 0 | 0 | 0 | 0 | 0 | 0 | 0 | 0 | 0 | 0 | 0 | 0
F2_Commercial_School_New_Space Heating_Natural Gas_Unit Heater_E7 | F2 | Commercial | School | New | Space Heating | Natural Gas | Unit Heater | E7 | TRC BC Ratio | 0 | 0 | 0 | 0 | 0 | 0 | 0 | 0 | 0 | 0 | 0 | 0 | 0 | 0 | 0 | 0 | 0 | 0 | 0 | 0 | 0 | 0 | 0 | 0 | 0 | 0 | 0 | 0 | 0 | 0 | 0 | 0 | 0
F2_Commercial_School_New_Space Heating_Natural Gas_Unit Heater_E8 | F2 | Commercial | School | New | Space Heating | Natural Gas | Unit Heater | E8 | TRC BC Ratio | 0 | 0 | 0 | 0 | 0 | 0 | 0 | 0 | 0 | 0 | 0 | 0 | 0 | 0 | 0 | 0 | 0 | 0 | 0 | 0 | 0 | 0 | 0 | 0 | 0 | 0 | 0 | 0 | 0 | 0 | 0 | 0 | 0
F2_Commercial_School_New_Space Heating_Natural Gas_Unit Heater_E9 | F2 | Commercial | School | New | Space Heating | Natural Gas | Unit Heater | E9 | TRC BC Ratio | 0 | 0 | 0 | 0 | 0 | 0 | 0 | 0 | 0 | 0 | 0 | 0 | 0 | 0 | 0 | 0 | 0 | 0 | 0 | 0 | 0 | 0 | 0 | 0 | 0 | 0 | 0 | 0 | 0 | 0 | 0 | 0 | 0
F2_Commercial_School_New_Space Heating_Natural Gas_Unit Heater_E10 | F2 | Commercial | School | New | Space Heating | Natural Gas | Unit Heater | E10 | TRC BC Ratio | 0 | 0 | 0 | 0 | 0 | 0 | 0 | 0 | 0 | 0 | 0 | 0 | 0 | 0 | 0 | 0 | 0 | 0 | 0 | 0 | 0 | 0 | 0 | 0 | 0 | 0 | 0 | 0 | 0 | 0 | 0 | 0 | 0
F3_Commercial_School_New_Space Heating_Natural Gas_Unit Heater_E1 | F3 | Commercial | School | New | Space Heating | Natural Gas | Unit Heater | E1 | PACT BC Ratio | 1 | 1 | 1 | 1 | 1 | 0 | 0 | 0 | 0 | 0 | 0 | 0 | 0 | 0 | 0 | 0 | 0 | 0 | 0 | 0 | 0 | 0 | 0 | 0 | 0 | 0 | 0 | 0 | 0 | 0 | 0 | 0 | 0
F3_Commercial_School_New_Space Heating_Natural Gas_Unit Heater_E2 | F3 | Commercial | School | New | Space Heating | Natural Gas | Unit Heater | E2 | PACT BC Ratio | 1.2947 | 1.2936 | 1.297 | 1.2866 | 1.2792 | 1 | 1 | 1 | 1 | 1 | 1 | 1 | 1 | 1 | 1 | 1 | 1 | 1 | 1 | 1 | 1 | 1 | 1 | 1 | 1 | 1 | 1 | 1 | 1 | 1 | 1 | 1 | 1
F3_Commercial_School_New_Space Heating_Natural Gas_Unit Heater_E3 | F3 | Commercial | School | New | Space Heating | Natural Gas | Unit Heater | E3 | PACT BC Ratio | 16.6062 | 16.5916 | 16.6357 | 16.5021 | 16.4073 | 1 | 1 | 1 | 1 | 1 | 1 | 1 | 1 | 1 | 1 | 1 | 1 | 1 | 1 | 1 | 1 | 1 | 1 | 1 | 1 | 1 | 1 | 1 | 1 | 1 | 1 | 1 | 1
F3_Commercial_School_New_Space Heating_Natural Gas_Unit Heater_E4 | F3 | Commercial | School | New | Space Heating | Natural Gas | Unit Heater | E4 | PACT BC Ratio | 0 | 0 | 0 | 0 | 0 | 0 | 0 | 0 | 0 | 0 | 0 | 0 | 0 | 0 | 0 | 0 | 0 | 0 | 0 | 0 | 0 | 0 | 0 | 0 | 0 | 0 | 0 | 0 | 0 | 0 | 0 | 0 | 0
F3_Commercial_School_New_Space Heating_Natural Gas_Unit Heater_E5 | F3 | Commercial | School | New | Space Heating | Natural Gas | Unit Heater | E5 | PACT BC Ratio | 0 | 0 | 0 | 0 | 0 | 0 | 0 | 0 | 0 | 0 | 0 | 0 | 0 | 0 | 0 | 0 | 0 | 0 | 0 | 0 | 0 | 0 | 0 | 0 | 0 | 0 | 0 | 0 | 0 | 0 | 0 | 0 | 0
F3_Commercial_School_New_Space Heating_Natural Gas_Unit Heater_E6 | F3 | Commercial | School | New | Space Heating | Natural Gas | Unit Heater | E6 | PACT BC Ratio | 0 | 0 | 0 | 0 | 0 | 0 | 0 | 0 | 0 | 0 | 0 | 0 | 0 | 0 | 0 | 0 | 0 | 0 | 0 | 0 | 0 | 0 | 0 | 0 | 0 | 0 | 0 | 0 | 0 | 0 | 0 | 0 | 0
F3_Commercial_School_New_Space Heating_Natural Gas_Unit Heater_E7 | F3 | Commercial | School | New | Space Heating | Natural Gas | Unit Heater | E7 | PACT BC Ratio | 0 | 0 | 0 | 0 | 0 | 0 | 0 | 0 | 0 | 0 | 0 | 0 | 0 | 0 | 0 | 0 | 0 | 0 | 0 | 0 | 0 | 0 | 0 | 0 | 0 | 0 | 0 | 0 | 0 | 0 | 0 | 0 | 0
F3_Commercial_School_New_Space Heating_Natural Gas_Unit Heater_E8 | F3 | Commercial | School | New | Space Heating | Natural Gas | Unit Heater | E8 | PACT BC Ratio | 0 | 0 | 0 | 0 | 0 | 0 | 0 | 0 | 0 | 0 | 0 | 0 | 0 | 0 | 0 | 0 | 0 | 0 | 0 | 0 | 0 | 0 | 0 | 0 | 0 | 0 | 0 | 0 | 0 | 0 | 0 | 0 | 0
F3_Commercial_School_New_Space Heating_Natural Gas_Unit Heater_E9 | F3 | Commercial | School | New | Space Heating | Natural Gas | Unit Heater | E9 | PACT BC Ratio | 0 | 0 | 0 | 0 | 0 | 0 | 0 | 0 | 0 | 0 | 0 | 0 | 0 | 0 | 0 | 0 | 0 | 0 | 0 | 0 | 0 | 0 | 0 | 0 | 0 | 0 | 0 | 0 | 0 | 0 | 0 | 0 | 0
F3_Commercial_School_New_Space Heating_Natural Gas_Unit Heater_E10 | F3 | Commercial | School | New | Space Heating | Natural Gas | Unit Heater | E10 | PACT BC Ratio | 0 | 0 | 0 | 0 | 0 | 0 | 0 | 0 | 0 | 0 | 0 | 0 | 0 | 0 | 0 | 0 | 0 | 0 | 0 | 0 | 0 | 0 | 0 | 0 | 0 | 0 | 0 | 0 | 0 | 0 | 0 | 0 | 0
F4_Commercial_School_New_Space Heating_Natural Gas_Unit Heater_E1 | F4 | Commercial | School | New | Space Heating | Natural Gas | Unit Heater | E1 | RVT BC Ratio | 1 | 1 | 1 | 1 | 1 | 0 | 0 | 0 | 0 | 0 | 0 | 0 | 0 | 0 | 0 | 0 | 0 | 0 | 0 | 0 | 0 | 0 | 0 | 0 | 0 | 0 | 0 | 0 | 0 | 0 | 0 | 0 | 0
F4_Commercial_School_New_Space Heating_Natural Gas_Unit Heater_E2 | F4 | Commercial | School | New | Space Heating | Natural Gas | Unit Heater | E2 | RVT BC Ratio | 2.096 | 2.0948 | 2.0985 | 2.0873 | 2.0793 | 1 | 1 | 1 | 1 | 1 | 1 | 1 | 1 | 1 | 1 | 1 | 1 | 1 | 1 | 1 | 1 | 1 | 1 | 1 | 1 | 1 | 1 | 1 | 1 | 1 | 1 | 1 | 1
F4_Commercial_School_New_Space Heating_Natural Gas_Unit Heater_E3 | F4 | Commercial | School | New | Space Heating | Natural Gas | Unit Heater | E3 | RVT BC Ratio | 18.6057 | 18.59 | 18.6376 | 18.4936 | 18.3913 | 1 | 1 | 1 | 1 | 1 | 1 | 1 | 1 | 1 | 1 | 1 | 1 | 1 | 1 | 1 | 1 | 1 | 1 | 1 | 1 | 1 | 1 | 1 | 1 | 1 | 1 | 1 | 1
F4_Commercial_School_New_Space Heating_Natural Gas_Unit Heater_E4 | F4 | Commercial | School | New | Space Heating | Natural Gas | Unit Heater | E4 | RVT BC Ratio | 0 | 0 | 0 | 0 | 0 | 0 | 0 | 0 | 0 | 0 | 0 | 0 | 0 | 0 | 0 | 0 | 0 | 0 | 0 | 0 | 0 | 0 | 0 | 0 | 0 | 0 | 0 | 0 | 0 | 0 | 0 | 0 | 0
F4_Commercial_School_New_Space Heating_Natural Gas_Unit Heater_E5 | F4 | Commercial | School | New | Space Heating | Natural Gas | Unit Heater | E5 | RVT BC Ratio | 0 | 0 | 0 | 0 | 0 | 0 | 0 | 0 | 0 | 0 | 0 | 0 | 0 | 0 | 0 | 0 | 0 | 0 | 0 | 0 | 0 | 0 | 0 | 0 | 0 | 0 | 0 | 0 | 0 | 0 | 0 | 0 | 0
F4_Commercial_School_New_Space Heating_Natural Gas_Unit Heater_E6 | F4 | Commercial | School | New | Space Heating | Natural Gas | Unit Heater | E6 | RVT BC Ratio | 0 | 0 | 0 | 0 | 0 | 0 | 0 | 0 | 0 | 0 | 0 | 0 | 0 | 0 | 0 | 0 | 0 | 0 | 0 | 0 | 0 | 0 | 0 | 0 | 0 | 0 | 0 | 0 | 0 | 0 | 0 | 0 | 0
F4_Commercial_School_New_Space Heating_Natural Gas_Unit Heater_E7 | F4 | Commercial | School | New | Space Heating | Natural Gas | Unit Heater | E7 | RVT BC Ratio | 0 | 0 | 0 | 0 | 0 | 0 | 0 | 0 | 0 | 0 | 0 | 0 | 0 | 0 | 0 | 0 | 0 | 0 | 0 | 0 | 0 | 0 | 0 | 0 | 0 | 0 | 0 | 0 | 0 | 0 | 0 | 0 | 0
F4_Commercial_School_New_Space Heating_Natural Gas_Unit Heater_E8 | F4 | Commercial | School | New | Space Heating | Natural Gas | Unit Heater | E8 | RVT BC Ratio | 0 | 0 | 0 | 0 | 0 | 0 | 0 | 0 | 0 | 0 | 0 | 0 | 0 | 0 | 0 | 0 | 0 | 0 | 0 | 0 | 0 | 0 | 0 | 0 | 0 | 0 | 0 | 0 | 0 | 0 | 0 | 0 | 0
F4_Commercial_School_New_Space Heating_Natural Gas_Unit Heater_E9 | F4 | Commercial | School | New | Space Heating | Natural Gas | Unit Heater | E9 | RVT BC Ratio | 0 | 0 | 0 | 0 | 0 | 0 | 0 | 0 | 0 | 0 | 0 | 0 | 0 | 0 | 0 | 0 | 0 | 0 | 0 | 0 | 0 | 0 | 0 | 0 | 0 | 0 | 0 | 0 | 0 | 0 | 0 | 0 | 0
F4_Commercial_School_New_Space Heating_Natural Gas_Unit Heater_E10 | F4 | Commercial | School | New | Space Heating | Natural Gas | Unit Heater | E10 | RVT BC Ratio | 0 | 0 | 0 | 0 | 0 | 0 | 0 | 0 | 0 | 0 | 0 | 0 | 0 | 0 | 0 | 0 | 0 | 0 | 0 | 0 | 0 | 0 | 0 | 0 | 0 | 0 | 0 | 0 | 0 | 0 | 0 | 0 | 0
F5_Commercial_School_New_Space Heating_Natural Gas_Unit Heater_E1 | F5 | Commercial | School | New | Space Heating | Natural Gas | Unit Heater | E1 | RIM BC Ratio | 1 | 1 | 1 | 1 | 1 | 0 | 0 | 0 | 0 | 0 | 0 | 0 | 0 | 0 | 0 | 0 | 0 | 0 | 0 | 0 | 0 | 0 | 0 | 0 | 0 | 0 | 0 | 0 | 0 | 0 | 0 | 0 | 0
F5_Commercial_School_New_Space Heating_Natural Gas_Unit Heater_E2 | F5 | Commercial | School | New | Space Heating | Natural Gas | Unit Heater | E2 | RIM BC Ratio | 0.5075 | 0.50732 | 0.50785 | 0.50625 | 0.5051 | 1 | 1 | 1 | 1 | 1 | 1 | 1 | 1 | 1 | 1 | 1 | 1 | 1 | 1 | 1 | 1 | 1 | 1 | 1 | 1 | 1 | 1 | 1 | 1 | 1 | 1 | 1 | 1
F5_Commercial_School_New_Space Heating_Natural Gas_Unit Heater_E3 | F5 | Commercial | School | New | Space Heating | Natural Gas | Unit Heater | E3 | RIM BC Ratio | 0.79473 | 0.7947 | 0.7948 | 0.79449 | 0.79427 | 1 | 1 | 1 | 1 | 1 | 1 | 1 | 1 | 1 | 1 | 1 | 1 | 1 | 1 | 1 | 1 | 1 | 1 | 1 | 1 | 1 | 1 | 1 | 1 | 1 | 1 | 1 | 1
F5_Commercial_School_New_Space Heating_Natural Gas_Unit Heater_E4 | F5 | Commercial | School | New | Space Heating | Natural Gas | Unit Heater | E4 | RIM BC Ratio | 0 | 0 | 0 | 0 | 0 | 0 | 0 | 0 | 0 | 0 | 0 | 0 | 0 | 0 | 0 | 0 | 0 | 0 | 0 | 0 | 0 | 0 | 0 | 0 | 0 | 0 | 0 | 0 | 0 | 0 | 0 | 0 | 0
F5_Commercial_School_New_Space Heating_Natural Gas_Unit Heater_E5 | F5 | Commercial | School | New | Space Heating | Natural Gas | Unit Heater | E5 | RIM BC Ratio | 0 | 0 | 0 | 0 | 0 | 0 | 0 | 0 | 0 | 0 | 0 | 0 | 0 | 0 | 0 | 0 | 0 | 0 | 0 | 0 | 0 | 0 | 0 | 0 | 0 | 0 | 0 | 0 | 0 | 0 | 0 | 0 | 0
F5_Commercial_School_New_Space Heating_Natural Gas_Unit Heater_E6 | F5 | Commercial | School | New | Space Heating | Natural Gas | Unit Heater | E6 | RIM BC Ratio | 0 | 0 | 0 | 0 | 0 | 0 | 0 | 0 | 0 | 0 | 0 | 0 | 0 | 0 | 0 | 0 | 0 | 0 | 0 | 0 | 0 | 0 | 0 | 0 | 0 | 0 | 0 | 0 | 0 | 0 | 0 | 0 | 0
F5_Commercial_School_New_Space Heating_Natural Gas_Unit Heater_E7 | F5 | Commercial | School | New | Space Heating | Natural Gas | Unit Heater | E7 | RIM BC Ratio | 0 | 0 | 0 | 0 | 0 | 0 | 0 | 0 | 0 | 0 | 0 | 0 | 0 | 0 | 0 | 0 | 0 | 0 | 0 | 0 | 0 | 0 | 0 | 0 | 0 | 0 | 0 | 0 | 0 | 0 | 0 | 0 | 0
F5_Commercial_School_New_Space Heating_Natural Gas_Unit Heater_E8 | F5 | Commercial | School | New | Space Heating | Natural Gas | Unit Heater | E8 | RIM BC Ratio | 0 | 0 | 0 | 0 | 0 | 0 | 0 | 0 | 0 | 0 | 0 | 0 | 0 | 0 | 0 | 0 | 0 | 0 | 0 | 0 | 0 | 0 | 0 | 0 | 0 | 0 | 0 | 0 | 0 | 0 | 0 | 0 | 0
F5_Commercial_School_New_Space Heating_Natural Gas_Unit Heater_E9 | F5 | Commercial | School | New | Space Heating | Natural Gas | Unit Heater | E9 | RIM BC Ratio | 0 | 0 | 0 | 0 | 0 | 0 | 0 | 0 | 0 | 0 | 0 | 0 | 0 | 0 | 0 | 0 | 0 | 0 | 0 | 0 | 0 | 0 | 0 | 0 | 0 | 0 | 0 | 0 | 0 | 0 | 0 | 0 | 0
F5_Commercial_School_New_Space Heating_Natural Gas_Unit Heater_E10 | F5 | Commercial | School | New | Space Heating | Natural Gas | Unit Heater | E10 | RIM BC Ratio | 0 | 0 | 0 | 0 | 0 | 0 | 0 | 0 | 0 | 0 | 0 | 0 | 0 | 0 | 0 | 0 | 0 | 0 | 0 | 0 | 0 | 0 | 0 | 0 | 0 | 0 | 0 | 0 | 0 | 0 | 0 | 0 | 0
F0_Commercial_School_New_Water Heating_Natural Gas_Water Heater_E0 | F0 | Commercial | School | New | Water Heating | Natural Gas | Water Heater | E0 | Economic Unit | Gas-Fired Absorption HPWH | Gas-Fired Absorption HPWH | Gas-Fired Absorption HPWH | Gas-Fired Absorption HPWH | Gas-Fired Absorption HPWH | Gas-Fired Absorption HPWH | Gas-Fired Absorption HPWH | Gas-Fired Absorption HPWH | Gas-Fired Absorption HPWH | Gas-Fired Absorption HPWH | Gas-Fired Absorption HPWH | Gas-Fired Absorption HPWH | Gas-Fired Absorption HPWH | Gas-Fired Absorption HPWH | Gas-Fired Absorption HPWH | Gas-Fired Absorption HPWH | Gas-Fired Absorption HPWH | Gas-Fired Absorption HPWH | Gas-Fired Absorption HPWH | Gas-Fired Absorption HPWH | Gas-Fired Absorption HPWH | Gas-Fired Absorption HPWH | Gas-Fired Absorption HPWH | Gas-Fired Absorption HPWH | Gas-Fired Absorption HPWH | Gas-Fired Absorption HPWH | Gas-Fired Absorption HPWH | Gas-Fired Absorption HPWH | Gas-Fired Absorption HPWH | Gas-Fired Absorption HPWH | Gas-Fired Absorption HPWH | Gas-Fired Absorption HPWH | Gas-Fired Absorption HPWH
F1_Commercial_School_New_Water Heating_Natural Gas_Water Heater_E1 | F1 | Commercial | School | New | Water Heating | Natural Gas | Water Heater | E1 | CCE | 0 | 0 | 0 | 0 | 0 | 0 | 0 | 0 | 0 | 0 | 0 | 0 | 0 | 0 | 0 | 0 | 0 | 0 | 0 | 0 | 0 | 0 | 0 | 0 | 0 | 0 | 0 | 0 | 0 | 0 | 0 | 0 | 0
F1_Commercial_School_New_Water Heating_Natural Gas_Water Heater_E2 | F1 | Commercial | School | New | Water Heating | Natural Gas | Water Heater | E2 | CCE | -0.0046315 | -0.0047952 | -0.0043045 | -0.0043852 | -0.0043852 | -0.0043852 | -0.0043852 | -0.0043852 | -0.0043852 | -0.0043852 | -0.0043852 | -0.0043852 | -0.0043852 | -0.0043852 | -0.0043852 | -0.0043852 | -0.0043852 | -0.0043852 | -0.0043852 | -0.0043852 | -0.0043852 | -0.0043852 | -0.0043852 | -0.0043852 | -0.0043852 | -0.0043852 | -0.0043852 | -0.0043852 | -0.0043852 | -0.0043852 | -0.0043852 | -0.0043852 | -0.0043852
F1_Commercial_School_New_Water Heating_Natural Gas_Water Heater_E3 | F1 | Commercial | School | New | Water Heating | Natural Gas | Water Heater | E3 | CCE | 0.036223 | 0.037503 | 0.033665 | 0.034297 | 0.034297 | 0.034297 | 0.034297 | 0.034297 | 0.034297 | 0.034297 | 0.034297 | 0.034297 | 0.034297 | 0.034297 | 0.034297 | 0.034297 | 0.034297 | 0.034297 | 0.034297 | 0.034297 | 0.034297 | 0.034297 | 0.034297 | 0.034297 | 0.034297 | 0.034297 | 0.034297 | 0.034297 | 0.034297 | 0.034297 | 0.034297 | 0.034297 | 0.034297
F1_Commercial_School_New_Water Heating_Natural Gas_Water Heater_E4 | F1 | Commercial | School | New | Water Heating | Natural Gas | Water Heater | E4 | CCE | 0.044604 | 0.04618 | 0.041455 | 0.042232 | 0.042232 | 0.042232 | 0.042232 | 0.042232 | 0.042232 | 0.042232 | 0.042232 | 0.042232 | 0.042232 | 0.042232 | 0.042232 | 0.042232 | 0.042232 | 0.042232 | 0.042232 | 0.042232 | 0.042232 | 0.042232 | 0.042232 | 0.042232 | 0.042232 | 0.042232 | 0.042232 | 0.042232 | 0.042232 | 0.042232 | 0.042232 | 0.042232 | 0.042232
F1_Commercial_School_New_Water Heating_Natural Gas_Water Heater_E5 | F1 | Commercial | School | New | Water Heating | Natural Gas | Water Heater | E5 | CCE | 0.070073 | 0.072549 | 0.065126 | 0.066347 | 0.066347 | 0.066347 | 0.066347 | 0.066347 | 0.066347 | 0.066347 | 0.066347 | 0.066347 | 0.066347 | 0.066347 | 0.066347 | 0.066347 | 0.066347 | 0.066347 | 0.066347 | 0.066347 | 0.066347 | 0.066347 | 0.066347 | 0.066347 | 0.066347 | 0.066347 | 0.066347 | 0.066347 | 0.066347 | 0.066347 | 0.066347 | 0.066347 | 0.066347
F1_Commercial_School_New_Water Heating_Natural Gas_Water Heater_E6 | F1 | Commercial | School | New | Water Heating | Natural Gas | Water Heater | E6 | CCE | -0.15692 | -0.16247 | -0.14584 | -0.14858 | -0.14858 | -0.14858 | -0.14858 | -0.14858 | -0.14858 | -0.14858 | -0.14858 | -0.14858 | -0.14858 | -0.14858 | -0.14858 | -0.14858 | -0.14858 | -0.14858 | -0.14858 | -0.14858 | -0.14858 | -0.14858 | -0.14858 | -0.14858 | -0.14858 | -0.14858 | -0.14858 | -0.14858 | -0.14858 | -0.14858 | -0.14858 | -0.14858 | -0.14858
F1_Commercial_School_New_Water Heating_Natural Gas_Water Heater_E7 | F1 | Commercial | School | New | Water Heating | Natural Gas | Water Heater | E7 | CCE | -0.11736 | -0.1215 | -0.10907 | -0.11112 | -0.11112 | -0.11112 | -0.11112 | -0.11112 | -0.11112 | -0.11112 | -0.11112 | -0.11112 | -0.11112 | -0.11112 | -0.11112 | -0.11112 | -0.11112 | -0.11112 | -0.11112 | -0.11112 | -0.11112 | -0.11112 | -0.11112 | -0.11112 | -0.11112 | -0.11112 | -0.11112 | -0.11112 | -0.11112 | -0.11112 | -0.11112 | -0.11112 | -0.11112
F1_Commercial_School_New_Water Heating_Natural Gas_Water Heater_E8 | F1 | Commercial | School | New | Water Heating | Natural Gas | Water Heater | E8 | CCE | 0 | 0 | 0 | 0 | 0 | 0 | 0 | 0 | 0 | 0 | 0 | 0 | 0 | 0 | 0 | 0 | 0 | 0 | 0 | 0 | 0 | 0 | 0 | 0 | 0 | 0 | 0 | 0 | 0 | 0 | 0 | 0 | 0
F1_Commercial_School_New_Water Heating_Natural Gas_Water Heater_E9 | F1 | Commercial | School | New | Water Heating | Natural Gas | Water Heater | E9 | CCE | 0 | 0 | 0 | 0 | 0 | 0 | 0 | 0 | 0 | 0 | 0 | 0 | 0 | 0 | 0 | 0 | 0 | 0 | 0 | 0 | 0 | 0 | 0 | 0 | 0 | 0 | 0 | 0 | 0 | 0 | 0 | 0 | 0
F1_Commercial_School_New_Water Heating_Natural Gas_Water Heater_E10 | F1 | Commercial | School | New | Water Heating | Natural Gas | Water Heater | E10 | CCE | 0 | 0 | 0 | 0 | 0 | 0 | 0 | 0 | 0 | 0 | 0 | 0 | 0 | 0 | 0 | 0 | 0 | 0 | 0 | 0 | 0 | 0 | 0 | 0 | 0 | 0 | 0 | 0 | 0 | 0 | 0 | 0 | 0
F2_Commercial_School_New_Water Heating_Natural Gas_Water Heater_E1 | F2 | Commercial | School | New | Water Heating | Natural Gas | Water Heater | E1 | TRC BC Ratio | bar: 2019 to 2051
F2_Commercial_School_New_Water Heating_Natural Gas_Water Heater_E2 | F2 | Commercial | School | New | Water Heating | Natural Gas | Water Heater | E2 | TRC BC Ratio | bar: 2019 to 2051
F2_Commercial_School_New_Water Heating_Natural Gas_Water Heater_E3 | F2 | Commercial | School | New | Water Heating | Natural Gas | Water Heater | E3 | TRC BC Ratio | 35.6986 | 35.6451 | 35.7771 | 35.4756 | 35.2843 | 35.4314 | 35.8762 | 36.228 | 36.6646 | 37.0768 | 37.4893 | 37.868 | 38.2753 | 38.7002 | 39.107 | 39.5213 | 39.942 | 40.4007 | 40.8773 | 41.3809 | 41.8777 | 42.3955 | 42.8762 | 43.3725 | 43.8121 | 44.1941 | 44.5407 | 44.8413 | 45.0759 | 45.2694 | 45.3774 | 45.4497 | 45.4497
F2_Commercial_School_New_Water Heating_Natural Gas_Water Heater_E4 | F2 | Commercial | School | New | Water Heating | Natural Gas | Water Heater | E4 | TRC BC Ratio | 28.9907 | 28.9473 | 29.0545 | 28.8097 | 28.6544 | 28.7738 | 29.135 | 29.4207 | 29.7752 | 30.11 | 30.445 | 30.7525 | 31.0833 | 31.4284 | 31.7587 | 32.0952 | 32.4368 | 32.8094 | 33.1964 | 33.6054 | 34.0088 | 34.4293 | 34.8197 | 35.2227 | 35.5797 | 35.89 | 36.1714 | 36.4155 | 36.606 | 36.7632 | 36.8509 | 36.9097 | 36.9097
F2_Commercial_School_New_Water Heating_Natural Gas_Water Heater_E5 | F2 | Commercial | School | New | Water Heating | Natural Gas | Water Heater | E5 | TRC BC Ratio | 18.4535 | 18.4259 | 18.4941 | 18.3383 | 18.2394 | 18.3154 | 18.5453 | 18.7272 | 18.9529 | 19.166 | 19.3792 | 19.575 | 19.7855 | 20.0052 | 20.2154 | 20.4296 | 20.6471 | 20.8842 | 21.1306 | 21.3909 | 21.6477 | 21.9153 | 22.1639 | 22.4204 | 22.6476 | 22.8451 | 23.0242 | 23.1796 | 23.3009 | 23.401 | 23.4568 | 23.4942 | 23.4942
F2_Commercial_School_New_Water Heating_Natural Gas_Water Heater_E6 | F2 | Commercial | School | New | Water Heating | Natural Gas | Water Heater | E6 | TRC BC Ratio | bar: 2019 to 2051
F2_Commercial_School_New_Water Heating_Natural Gas_Water Heater_E7 | F2 | Commercial | School | New | Water Heating | Natural Gas | Water Heater | E7 | TRC BC Ratio | bar: 2019 to 2051
F2_Commercial_School_New_Water Heating_Natural Gas_Water Heater_E8 | F2 | Commercial | School | New | Water Heating | Natural Gas | Water Heater | E8 | TRC BC Ratio | 0 | 0 | 0 | 0 | 0 | 0 | 0 | 0 | 0 | 0 | 0 | 0 | 0 | 0 | 0 | 0 | 0 | 0 | 0 | 0 | 0 | 0 | 0 | 0 | 0 | 0 | 0 | 0 | 0 | 0 | 0 | 0 | 0
F2_Commercial_School_New_Water Heating_Natural Gas_Water Heater_E9 | F2 | Commercial | School | New | Water Heating | Natural Gas | Water Heater | E9 | TRC BC Ratio | 0 | 0 | 0 | 0 | 0 | 0 | 0 | 0 | 0 | 0 | 0 | 0 | 0 | 0 | 0 | 0 | 0 | 0 | 0 | 0 | 0 | 0 | 0 | 0 | 0 | 0 | 0 | 0 | 0 | 0 | 0 | 0 | 0
F2_Commercial_School_New_Water Heating_Natural Gas_Water Heater_E10 | F2 | Commercial | School | New | Water Heating | Natural Gas | Water Heater | E10 | TRC BC Ratio | 0 | 0 | 0 | 0 | 0 | 0 | 0 | 0 | 0 | 0 | 0 | 0 | 0 | 0 | 0 | 0 | 0 | 0 | 0 | 0 | 0 | 0 | 0 | 0 | 0 | 0 | 0 | 0 | 0 | 0 | 0 | 0 | 0
F3_Commercial_School_New_Water Heating_Natural Gas_Water Heater_E1 | F3 | Commercial | School | New | Water Heating | Natural Gas | Water Heater | E1 | PACT BC Ratio | bar: 2019 to 2051
F3_Commercial_School_New_Water Heating_Natural Gas_Water Heater_E2 | F3 | Commercial | School | New | Water Heating | Natural Gas | Water Heater | E2 | PACT BC Ratio | bar: 2019 to 2051
F3_Commercial_School_New_Water Heating_Natural Gas_Water Heater_E3 | F3 | Commercial | School | New | Water Heating | Natural Gas | Water Heater | E3 | PACT BC Ratio | 47.5981 | 47.5268 | 47.7028 | 47.3008 | 47.0458 | 47.2419 | 47.8349 | 48.304 | 48.8861 | 49.4358 | 49.9858 | 50.4906 | 51.0337 | 51.6003 | 52.1426 | 52.6951 | 53.256 | 53.8676 | 54.5031 | 55.1746 | 55.837 | 56.5273 | 57.1683 | 57.83 | 58.4161 | 58.9255 | 59.3876 | 59.7884 | 60.1012 | 60.3592 | 60.5032 | 60.5997 | 60.5997
F3_Commercial_School_New_Water Heating_Natural Gas_Water Heater_E4 | F3 | Commercial | School | New | Water Heating | Natural Gas | Water Heater | E4 | PACT BC Ratio | 38.6543 | 38.5964 | 38.7394 | 38.4129 | 38.2058 | 38.365 | 38.8467 | 39.2276 | 39.7003 | 40.1467 | 40.5934 | 41.0034 | 41.4444 | 41.9045 | 42.345 | 42.7936 | 43.2491 | 43.7458 | 44.2618 | 44.8072 | 45.3451 | 45.9057 | 46.4263 | 46.9637 | 47.4396 | 47.8533 | 48.2285 | 48.554 | 48.8081 | 49.0176 | 49.1346 | 49.2129 | 49.2129
F3_Commercial_School_New_Water Heating_Natural Gas_Water Heater_E5 | F3 | Commercial | School | New | Water Heating | Natural Gas | Water Heater | E5 | PACT BC Ratio | 24.6047 | 24.5678 | 24.6588 | 24.451 | 24.3192 | 24.4206 | 24.7271 | 24.9696 | 25.2705 | 25.5547 | 25.839 | 26.0999 | 26.3807 | 26.6735 | 26.9539 | 27.2395 | 27.5294 | 27.8456 | 28.1741 | 28.5212 | 28.8636 | 29.2204 | 29.5518 | 29.8939 | 30.1968 | 30.4601 | 30.699 | 30.9062 | 31.0679 | 31.2013 | 31.2757 | 31.3256 | 31.3256
F3_Commercial_School_New_Water Heating_Natural Gas_Water Heater_E6 | F3 | Commercial | School | New | Water Heating | Natural Gas | Water Heater | E6 | PACT BC Ratio | bar: 2019 to 2051
F3_Commercial_School_New_Water Heating_Natural Gas_Water Heater_E7 | F3 | Commercial | School | New | Water Heating | Natural Gas | Water Heater | E7 | PACT BC Ratio | bar: 2019 to 2051
F3_Commercial_School_New_Water Heating_Natural Gas_Water Heater_E8 | F3 | Commercial | School | New | Water Heating | Natural Gas | Water Heater | E8 | PACT BC Ratio | 0 | 0 | 0 | 0 | 0 | 0 | 0 | 0 | 0 | 0 | 0 | 0 | 0 | 0 | 0 | 0 | 0 | 0 | 0 | 0 | 0 | 0 | 0 | 0 | 0 | 0 | 0 | 0 | 0 | 0 | 0 | 0 | 0
F3_Commercial_School_New_Water Heating_Natural Gas_Water Heater_E9 | F3 | Commercial | School | New | Water Heating | Natural Gas | Water Heater | E9 | PACT BC Ratio | 0 | 0 | 0 | 0 | 0 | 0 | 0 | 0 | 0 | 0 | 0 | 0 | 0 | 0 | 0 | 0 | 0 | 0 | 0 | 0 | 0 | 0 | 0 | 0 | 0 | 0 | 0 | 0 | 0 | 0 | 0 | 0 | 0
F3_Commercial_School_New_Water Heating_Natural Gas_Water Heater_E10 | F3 | Commercial | School | New | Water Heating | Natural Gas | Water Heater | E10 | PACT BC Ratio | 0 | 0 | 0 | 0 | 0 | 0 | 0 | 0 | 0 | 0 | 0 | 0 | 0 | 0 | 0 | 0 | 0 | 0 | 0 | 0 | 0 | 0 | 0 | 0 | 0 | 0 | 0 | 0 | 0 | 0 | 0 | 0 | 0
F4_Commercial_School_New_Water Heating_Natural Gas_Water Heater_E1 | F4 | Commercial | School | New | Water Heating | Natural Gas | Water Heater | E1 | RVT BC Ratio | bar: 2019 to 2051
F4_Commercial_School_New_Water Heating_Natural Gas_Water Heater_E2 | F4 | Commercial | School | New | Water Heating | Natural Gas | Water Heater | E2 | RVT BC Ratio | bar: 2019 to 2051
F4_Commercial_School_New_Water Heating_Natural Gas_Water Heater_E3 | F4 | Commercial | School | New | Water Heating | Natural Gas | Water Heater | E3 | RVT BC Ratio | 52.023 | 51.9461 | 52.1359 | 51.7025 | 51.4275 | 51.6389 | 52.2784 | 52.7843 | 53.4118 | 54.0045 | 54.5976 | 55.142 | 55.7275 | 56.3384 | 56.9233 | 57.519 | 58.1237 | 58.7832 | 59.4684 | 60.1925 | 60.9067 | 61.651 | 62.3422 | 63.0557 | 63.6876 | 64.2369 | 64.7352 | 65.1673 | 65.5046 | 65.7829 | 65.9381 | 66.0421 | 66.0421
F4_Commercial_School_New_Water Heating_Natural Gas_Water Heater_E4 | F4 | Commercial | School | New | Water Heating | Natural Gas | Water Heater | E4 | RVT BC Ratio | 42.3794 | 42.3169 | 42.471 | 42.1191 | 41.8957 | 42.0674 | 42.5867 | 42.9975 | 43.5072 | 43.9885 | 44.4701 | 44.9122 | 45.3878 | 45.8839 | 46.3588 | 46.8426 | 47.3337 | 47.8693 | 48.4257 | 49.0137 | 49.5938 | 50.1982 | 50.7596 | 51.339 | 51.8522 | 52.2982 | 52.7028 | 53.0538 | 53.3277 | 53.5537 | 53.6798 | 53.7642 | 53.7642
F4_Commercial_School_New_Water Heating_Natural Gas_Water Heater_E5 | F4 | Commercial | School | New | Water Heating | Natural Gas | Water Heater | E5 | RVT BC Ratio | 27.2302 | 27.1905 | 27.2886 | 27.0645 | 26.9224 | 27.0317 | 27.3622 | 27.6237 | 27.9481 | 28.2545 | 28.5611 | 28.8425 | 29.1452 | 29.461 | 29.7633 | 30.0712 | 30.3838 | 30.7248 | 31.0789 | 31.4532 | 31.8224 | 32.2072 | 32.5645 | 32.9333 | 33.26 | 33.5439 | 33.8015 | 34.0248 | 34.1992 | 34.343 | 34.4233 | 34.4771 | 34.4771
F4_Commercial_School_New_Water Heating_Natural Gas_Water Heater_E6 | F4 | Commercial | School | New | Water Heating | Natural Gas | Water Heater | E6 | RVT BC Ratio | bar: 2019 to 2051
F4_Commercial_School_New_Water Heating_Natural Gas_Water Heater_E7 | F4 | Commercial | School | New | Water Heating | Natural Gas | Water Heater | E7 | RVT BC Ratio | bar: 2019 to 2051
F4_Commercial_School_New_Water Heating_Natural Gas_Water Heater_E8 | F4 | Commercial | School | New | Water Heating | Natural Gas | Water Heater | E8 | RVT BC Ratio | 0 | 0 | 0 | 0 | 0 | 0 | 0 | 0 | 0 | 0 | 0 | 0 | 0 | 0 | 0 | 0 | 0 | 0 | 0 | 0 | 0 | 0 | 0 | 0 | 0 | 0 | 0 | 0 | 0 | 0 | 0 | 0 | 0
F4_Commercial_School_New_Water Heating_Natural Gas_Water Heater_E9 | F4 | Commercial | School | New | Water Heating | Natural Gas | Water Heater | E9 | RVT BC Ratio | 0 | 0 | 0 | 0 | 0 | 0 | 0 | 0 | 0 | 0 | 0 | 0 | 0 | 0 | 0 | 0 | 0 | 0 | 0 | 0 | 0 | 0 | 0 | 0 | 0 | 0 | 0 | 0 | 0 | 0 | 0 | 0 | 0
F4_Commercial_School_New_Water Heating_Natural Gas_Water Heater_E10 | F4 | Commercial | School | New | Water Heating | Natural Gas | Water Heater | E10 | RVT BC Ratio | 0 | 0 | 0 | 0 | 0 | 0 | 0 | 0 | 0 | 0 | 0 | 0 | 0 | 0 | 0 | 0 | 0 | 0 | 0 | 0 | 0 | 0 | 0 | 0 | 0 | 0 | 0 | 0 | 0 | 0 | 0 | 0 | 0
F5_Commercial_School_New_Water Heating_Natural Gas_Water Heater_E1 | F5 | Commercial | School | New | Water Heating | Natural Gas | Water Heater | E1 | RIM BC Ratio | bar: 2019 to 2051
F5_Commercial_School_New_Water Heating_Natural Gas_Water Heater_E2 | F5 | Commercial | School | New | Water Heating | Natural Gas | Water Heater | E2 | RIM BC Ratio | bar: 2019 to 2051
F5_Commercial_School_New_Water Heating_Natural Gas_Water Heater_E3 | F5 | Commercial | School | New | Water Heating | Natural Gas | Water Heater | E3 | RIM BC Ratio | 0.82029 | 0.82027 | 0.82033 | 0.82021 | 0.82013 | 0.82019 | 0.82036 | 0.8205 | 0.82067 | 0.82082 | 0.82097 | 0.82111 | 0.82125 | 0.82139 | 0.82153 | 0.82166 | 0.8218 | 0.82194 | 0.82209 | 0.82224 | 0.82239 | 0.82253 | 0.82267 | 0.8228 | 0.82292 | 0.82302 | 0.82311 | 0.82319 | 0.82325 | 0.82329 | 0.82332 | 0.82334 | 0.82334
F5_Commercial_School_New_Water Heating_Natural Gas_Water Heater_E4 | F5 | Commercial | School | New | Water Heating | Natural Gas | Water Heater | E4 | RIM BC Ratio | 0.81704 | 0.81701 | 0.81707 | 0.81693 | 0.81683 | 0.81691 | 0.81712 | 0.81729 | 0.81749 | 0.81768 | 0.81786 | 0.81803 | 0.8182 | 0.81838 | 0.81854 | 0.81871 | 0.81888 | 0.81905 | 0.81923 | 0.81941 | 0.81959 | 0.81977 | 0.81994 | 0.8201 | 0.82025 | 0.82037 | 0.82048 | 0.82057 | 0.82065 | 0.8207 | 0.82074 | 0.82076 | 0.82076
F5_Commercial_School_New_Water Heating_Natural Gas_Water Heater_E5 | F5 | Commercial | School | New | Water Heating | Natural Gas | Water Heater | E5 | RIM BC Ratio | 0.80729 | 0.80725 | 0.80735 | 0.80713 | 0.80698 | 0.80709 | 0.80742 | 0.80768 | 0.80799 | 0.80828 | 0.80856 | 0.80881 | 0.80908 | 0.80935 | 0.80961 | 0.80986 | 0.81012 | 0.81039 | 0.81066 | 0.81095 | 0.81122 | 0.8115 | 0.81175 | 0.81201 | 0.81223 | 0.81242 | 0.81259 | 0.81273 | 0.81284 | 0.81293 | 0.81298 | 0.81302 | 0.81302
F5_Commercial_School_New_Water Heating_Natural Gas_Water Heater_E6 | F5 | Commercial | School | New | Water Heating | Natural Gas | Water Heater | E6 | RIM BC Ratio | bar: 2019 to 2051
F5_Commercial_School_New_Water Heating_Natural Gas_Water Heater_E7 | F5 | Commercial | School | New | Water Heating | Natural Gas | Water Heater | E7 | RIM BC Ratio | bar: 2019 to 2051
F5_Commercial_School_New_Water Heating_Natural Gas_Water Heater_E8 | F5 | Commercial | School | New | Water Heating | Natural Gas | Water Heater | E8 | RIM BC Ratio | 0 | 0 | 0 | 0 | 0 | 0 | 0 | 0 | 0 | 0 | 0 | 0 | 0 | 0 | 0 | 0 | 0 | 0 | 0 | 0 | 0 | 0 | 0 | 0 | 0 | 0 | 0 | 0 | 0 | 0 | 0 | 0 | 0
F5_Commercial_School_New_Water Heating_Natural Gas_Water Heater_E9 | F5 | Commercial | School | New | Water Heating | Natural Gas | Water Heater | E9 | RIM BC Ratio | 0 | 0 | 0 | 0 | 0 | 0 | 0 | 0 | 0 | 0 | 0 | 0 | 0 | 0 | 0 | 0 | 0 | 0 | 0 | 0 | 0 | 0 | 0 | 0 | 0 | 0 | 0 | 0 | 0 | 0 | 0 | 0 | 0
F5_Commercial_School_New_Water Heating_Natural Gas_Water Heater_E10 | F5 | Commercial | School | New | Water Heating | Natural Gas | Water Heater | E10 | RIM BC Ratio | 0 | 0 | 0 | 0 | 0 | 0 | 0 | 0 | 0 | 0 | 0 | 0 | 0 | 0 | 0 | 0 | 0 | 0 | 0 | 0 | 0 | 0 | 0 | 0 | 0 | 0 | 0 | 0 | 0 | 0 | 0 | 0 | 0
F0_Commercial_School_New_Food Preparation_Natural Gas_Oven_E0 | F0 | Commercial | School | New | Food Preparation | Natural Gas | Oven | E0 | Economic Unit | ENERGY STAR (3.0) | ENERGY STAR (3.0) | ENERGY STAR (3.0) | ENERGY STAR (3.0) | ENERGY STAR (3.0) | ENERGY STAR (3.0) | ENERGY STAR (3.0) | ENERGY STAR (3.0) | ENERGY STAR (3.0) | ENERGY STAR (3.0) | ENERGY STAR (3.0) | ENERGY STAR (3.0) | ENERGY STAR (3.0) | ENERGY STAR (3.0) | ENERGY STAR (3.0) | ENERGY STAR (3.0) | ENERGY STAR (3.0) | ENERGY STAR (3.0) | ENERGY STAR (3.0) | ENERGY STAR (3.0) | ENERGY STAR (3.0) | ENERGY STAR (3.0) | ENERGY STAR (3.0) | ENERGY STAR (3.0) | ENERGY STAR (3.0) | ENERGY STAR (3.0) | ENERGY STAR (3.0) | ENERGY STAR (3.0) | ENERGY STAR (3.0) | ENERGY STAR (3.0) | ENERGY STAR (3.0) | ENERGY STAR (3.0) | ENERGY STAR (3.0)
F1_Commercial_School_New_Food Preparation_Natural Gas_Oven_E1 | F1 | Commercial | School | New | Food Preparation | Natural Gas | Oven | E1 | CCE | 0 | 0 | 0 | 0 | 0 | 0 | 0 | 0 | 0 | 0 | 0 | 0 | 0 | 0 | 0 | 0 | 0 | 0 | 0 | 0 | 0 | 0 | 0 | 0 | 0 | 0 | 0 | 0 | 0 | 0 | 0 | 0 | 0
F1_Commercial_School_New_Food Preparation_Natural Gas_Oven_E2 | F1 | Commercial | School | New | Food Preparation | Natural Gas | Oven | E2 | CCE | 0.32507 | 0.33656 | 0.30212 | 0.30779 | 0.30779 | 0.30779 | 0.30779 | 0.30779 | 0.30779 | 0.30779 | 0.30779 | 0.30779 | 0.30779 | 0.30779 | 0.30779 | 0.30779 | 0.30779 | 0.30779 | 0.30779 | 0.30779 | 0.30779 | 0.30779 | 0.30779 | 0.30779 | 0.30779 | 0.30779 | 0.30779 | 0.30779 | 0.30779 | 0.30779 | 0.30779 | 0.30779 | 0.30779
F1_Commercial_School_New_Food Preparation_Natural Gas_Oven_E3 | F1 | Commercial | School | New | Food Preparation | Natural Gas | Oven | E3 | CCE | 0 | 0 | 0 | 0 | 0 | 0 | 0 | 0 | 0 | 0 | 0 | 0 | 0 | 0 | 0 | 0 | 0 | 0 | 0 | 0 | 0 | 0 | 0 | 0 | 0 | 0 | 0 | 0 | 0 | 0 | 0 | 0 | 0
F1_Commercial_School_New_Food Preparation_Natural Gas_Oven_E4 | F1 | Commercial | School | New | Food Preparation | Natural Gas | Oven | E4 | CCE | 0 | 0 | 0 | 0 | 0 | 0 | 0 | 0 | 0 | 0 | 0 | 0 | 0 | 0 | 0 | 0 | 0 | 0 | 0 | 0 | 0 | 0 | 0 | 0 | 0 | 0 | 0 | 0 | 0 | 0 | 0 | 0 | 0
F1_Commercial_School_New_Food Preparation_Natural Gas_Oven_E5 | F1 | Commercial | School | New | Food Preparation | Natural Gas | Oven | E5 | CCE | 0 | 0 | 0 | 0 | 0 | 0 | 0 | 0 | 0 | 0 | 0 | 0 | 0 | 0 | 0 | 0 | 0 | 0 | 0 | 0 | 0 | 0 | 0 | 0 | 0 | 0 | 0 | 0 | 0 | 0 | 0 | 0 | 0
F1_Commercial_School_New_Food Preparation_Natural Gas_Oven_E6 | F1 | Commercial | School | New | Food Preparation | Natural Gas | Oven | E6 | CCE | 0 | 0 | 0 | 0 | 0 | 0 | 0 | 0 | 0 | 0 | 0 | 0 | 0 | 0 | 0 | 0 | 0 | 0 | 0 | 0 | 0 | 0 | 0 | 0 | 0 | 0 | 0 | 0 | 0 | 0 | 0 | 0 | 0
F1_Commercial_School_New_Food Preparation_Natural Gas_Oven_E7 | F1 | Commercial | School | New | Food Preparation | Natural Gas | Oven | E7 | CCE | 0 | 0 | 0 | 0 | 0 | 0 | 0 | 0 | 0 | 0 | 0 | 0 | 0 | 0 | 0 | 0 | 0 | 0 | 0 | 0 | 0 | 0 | 0 | 0 | 0 | 0 | 0 | 0 | 0 | 0 | 0 | 0 | 0
F1_Commercial_School_New_Food Preparation_Natural Gas_Oven_E8 | F1 | Commercial | School | New | Food Preparation | Natural Gas | Oven | E8 | CCE | 0 | 0 | 0 | 0 | 0 | 0 | 0 | 0 | 0 | 0 | 0 | 0 | 0 | 0 | 0 | 0 | 0 | 0 | 0 | 0 | 0 | 0 | 0 | 0 | 0 | 0 | 0 | 0 | 0 | 0 | 0 | 0 | 0
F1_Commercial_School_New_Food Preparation_Natural Gas_Oven_E9 | F1 | Commercial | School | New | Food Preparation | Natural Gas | Oven | E9 | CCE | 0 | 0 | 0 | 0 | 0 | 0 | 0 | 0 | 0 | 0 | 0 | 0 | 0 | 0 | 0 | 0 | 0 | 0 | 0 | 0 | 0 | 0 | 0 | 0 | 0 | 0 | 0 | 0 | 0 | 0 | 0 | 0 | 0
F1_Commercial_School_New_Food Preparation_Natural Gas_Oven_E10 | F1 | Commercial | School | New | Food Preparation | Natural Gas | Oven | E10 | CCE | 0 | 0 | 0 | 0 | 0 | 0 | 0 | 0 | 0 | 0 | 0 | 0 | 0 | 0 | 0 | 0 | 0 | 0 | 0 | 0 | 0 | 0 | 0 | 0 | 0 | 0 | 0 | 0 | 0 | 0 | 0 | 0 | 0
F2_Commercial_School_New_Food Preparation_Natural Gas_Oven_E1 | F2 | Commercial | School | New | Food Preparation | Natural Gas | Oven | E1 | TRC BC Ratio | bar: 2019 to 2051
F2_Commercial_School_New_Food Preparation_Natural Gas_Oven_E2 | F2 | Commercial | School | New | Food Preparation | Natural Gas | Oven | E2 | TRC BC Ratio | 5.0529 | 5.0541 | 5.0794 | 5.0454 | 5.0252 | 5.0427 | 5.0918 | 5.1313 | 5.1797 | 5.226 | 5.2722 | 5.3151 | 5.3612 | 5.4091 | 5.4549 | 5.5017 | 5.5491 | 5.6007 | 5.6542 | 5.7105 | 5.7652 | 5.8217 | 5.8734 | 5.9266 | 5.9735 | 6.014 | 6.0509 | 6.0828 | 6.1077 | 6.1281 | 6.1393 | 6.1467 | 6.1467
F2_Commercial_School_New_Food Preparation_Natural Gas_Oven_E3 | F2 | Commercial | School | New | Food Preparation | Natural Gas | Oven | E3 | TRC BC Ratio | 0 | 0 | 0 | 0 | 0 | 0 | 0 | 0 | 0 | 0 | 0 | 0 | 0 | 0 | 0 | 0 | 0 | 0 | 0 | 0 | 0 | 0 | 0 | 0 | 0 | 0 | 0 | 0 | 0 | 0 | 0 | 0 | 0
F2_Commercial_School_New_Food Preparation_Natural Gas_Oven_E4 | F2 | Commercial | School | New | Food Preparation | Natural Gas | Oven | E4 | TRC BC Ratio | 0 | 0 | 0 | 0 | 0 | 0 | 0 | 0 | 0 | 0 | 0 | 0 | 0 | 0 | 0 | 0 | 0 | 0 | 0 | 0 | 0 | 0 | 0 | 0 | 0 | 0 | 0 | 0 | 0 | 0 | 0 | 0 | 0
F2_Commercial_School_New_Food Preparation_Natural Gas_Oven_E5 | F2 | Commercial | School | New | Food Preparation | Natural Gas | Oven | E5 | TRC BC Ratio | 0 | 0 | 0 | 0 | 0 | 0 | 0 | 0 | 0 | 0 | 0 | 0 | 0 | 0 | 0 | 0 | 0 | 0 | 0 | 0 | 0 | 0 | 0 | 0 | 0 | 0 | 0 | 0 | 0 | 0 | 0 | 0 | 0
F2_Commercial_School_New_Food Preparation_Natural Gas_Oven_E6 | F2 | Commercial | School | New | Food Preparation | Natural Gas | Oven | E6 | TRC BC Ratio | 0 | 0 | 0 | 0 | 0 | 0 | 0 | 0 | 0 | 0 | 0 | 0 | 0 | 0 | 0 | 0 | 0 | 0 | 0 | 0 | 0 | 0 | 0 | 0 | 0 | 0 | 0 | 0 | 0 | 0 | 0 | 0 | 0
F2_Commercial_School_New_Food Preparation_Natural Gas_Oven_E7 | F2 | Commercial | School | New | Food Preparation | Natural Gas | Oven | E7 | TRC BC Ratio | 0 | 0 | 0 | 0 | 0 | 0 | 0 | 0 | 0 | 0 | 0 | 0 | 0 | 0 | 0 | 0 | 0 | 0 | 0 | 0 | 0 | 0 | 0 | 0 | 0 | 0 | 0 | 0 | 0 | 0 | 0 | 0 | 0
F2_Commercial_School_New_Food Preparation_Natural Gas_Oven_E8 | F2 | Commercial | School | New | Food Preparation | Natural Gas | Oven | E8 | TRC BC Ratio | 0 | 0 | 0 | 0 | 0 | 0 | 0 | 0 | 0 | 0 | 0 | 0 | 0 | 0 | 0 | 0 | 0 | 0 | 0 | 0 | 0 | 0 | 0 | 0 | 0 | 0 | 0 | 0 | 0 | 0 | 0 | 0 | 0
F2_Commercial_School_New_Food Preparation_Natural Gas_Oven_E9 | F2 | Commercial | School | New | Food Preparation | Natural Gas | Oven | E9 | TRC BC Ratio | 0 | 0 | 0 | 0 | 0 | 0 | 0 | 0 | 0 | 0 | 0 | 0 | 0 | 0 | 0 | 0 | 0 | 0 | 0 | 0 | 0 | 0 | 0 | 0 | 0 | 0 | 0 | 0 | 0 | 0 | 0 | 0 | 0
F2_Commercial_School_New_Food Preparation_Natural Gas_Oven_E10 | F2 | Commercial | School | New | Food Preparation | Natural Gas | Oven | E10 | TRC BC Ratio | 0 | 0 | 0 | 0 | 0 | 0 | 0 | 0 | 0 | 0 | 0 | 0 | 0 | 0 | 0 | 0 | 0 | 0 | 0 | 0 | 0 | 0 | 0 | 0 | 0 | 0 | 0 | 0 | 0 | 0 | 0 | 0 | 0
F3_Commercial_School_New_Food Preparation_Natural Gas_Oven_E1 | F3 | Commercial | School | New | Food Preparation | Natural Gas | Oven | E1 | PACT BC Ratio | bar: 2019 to 2051
F3_Commercial_School_New_Food Preparation_Natural Gas_Oven_E2 | F3 | Commercial | School | New | Food Preparation | Natural Gas | Oven | E2 | PACT BC Ratio | 6.7372 | 6.7388 | 6.7725 | 6.7272 | 6.7003 | 6.7236 | 6.7891 | 6.8417 | 6.9062 | 6.968 | 7.0296 | 7.0868 | 7.1482 | 7.2121 | 7.2732 | 7.3356 | 7.3988 | 7.4676 | 7.5389 | 7.614 | 7.6869 | 7.7623 | 7.8312 | 7.9021 | 7.9647 | 8.0187 | 8.0679 | 8.1103 | 8.1436 | 8.1708 | 8.1857 | 8.1956 | 8.1956
F3_Commercial_School_New_Food Preparation_Natural Gas_Oven_E3 | F3 | Commercial | School | New | Food Preparation | Natural Gas | Oven | E3 | PACT BC Ratio | 0 | 0 | 0 | 0 | 0 | 0 | 0 | 0 | 0 | 0 | 0 | 0 | 0 | 0 | 0 | 0 | 0 | 0 | 0 | 0 | 0 | 0 | 0 | 0 | 0 | 0 | 0 | 0 | 0 | 0 | 0 | 0 | 0
F3_Commercial_School_New_Food Preparation_Natural Gas_Oven_E4 | F3 | Commercial | School | New | Food Preparation | Natural Gas | Oven | E4 | PACT BC Ratio | 0 | 0 | 0 | 0 | 0 | 0 | 0 | 0 | 0 | 0 | 0 | 0 | 0 | 0 | 0 | 0 | 0 | 0 | 0 | 0 | 0 | 0 | 0 | 0 | 0 | 0 | 0 | 0 | 0 | 0 | 0 | 0 | 0
F3_Commercial_School_New_Food Preparation_Natural Gas_Oven_E5 | F3 | Commercial | School | New | Food Preparation | Natural Gas | Oven | E5 | PACT BC Ratio | 0 | 0 | 0 | 0 | 0 | 0 | 0 | 0 | 0 | 0 | 0 | 0 | 0 | 0 | 0 | 0 | 0 | 0 | 0 | 0 | 0 | 0 | 0 | 0 | 0 | 0 | 0 | 0 | 0 | 0 | 0 | 0 | 0
F3_Commercial_School_New_Food Preparation_Natural Gas_Oven_E6 | F3 | Commercial | School | New | Food Preparation | Natural Gas | Oven | E6 | PACT BC Ratio | 0 | 0 | 0 | 0 | 0 | 0 | 0 | 0 | 0 | 0 | 0 | 0 | 0 | 0 | 0 | 0 | 0 | 0 | 0 | 0 | 0 | 0 | 0 | 0 | 0 | 0 | 0 | 0 | 0 | 0 | 0 | 0 | 0
F3_Commercial_School_New_Food Preparation_Natural Gas_Oven_E7 | F3 | Commercial | School | New | Food Preparation | Natural Gas | Oven | E7 | PACT BC Ratio | 0 | 0 | 0 | 0 | 0 | 0 | 0 | 0 | 0 | 0 | 0 | 0 | 0 | 0 | 0 | 0 | 0 | 0 | 0 | 0 | 0 | 0 | 0 | 0 | 0 | 0 | 0 | 0 | 0 | 0 | 0 | 0 | 0
F3_Commercial_School_New_Food Preparation_Natural Gas_Oven_E8 | F3 | Commercial | School | New | Food Preparation | Natural Gas | Oven | E8 | PACT BC Ratio | 0 | 0 | 0 | 0 | 0 | 0 | 0 | 0 | 0 | 0 | 0 | 0 | 0 | 0 | 0 | 0 | 0 | 0 | 0 | 0 | 0 | 0 | 0 | 0 | 0 | 0 | 0 | 0 | 0 | 0 | 0 | 0 | 0
F3_Commercial_School_New_Food Preparation_Natural Gas_Oven_E9 | F3 | Commercial | School | New | Food Preparation | Natural Gas | Oven | E9 | PACT BC Ratio | 0 | 0 | 0 | 0 | 0 | 0 | 0 | 0 | 0 | 0 | 0 | 0 | 0 | 0 | 0 | 0 | 0 | 0 | 0 | 0 | 0 | 0 | 0 | 0 | 0 | 0 | 0 | 0 | 0 | 0 | 0 | 0 | 0
F3_Commercial_School_New_Food Preparation_Natural Gas_Oven_E10 | F3 | Commercial | School | New | Food Preparation | Natural Gas | Oven | E10 | PACT BC Ratio | 0 | 0 | 0 | 0 | 0 | 0 | 0 | 0 | 0 | 0 | 0 | 0 | 0 | 0 | 0 | 0 | 0 | 0 | 0 | 0 | 0 | 0 | 0 | 0 | 0 | 0 | 0 | 0 | 0 | 0 | 0 | 0 | 0
F4_Commercial_School_New_Food Preparation_Natural Gas_Oven_E1 | F4 | Commercial | School | New | Food Preparation | Natural Gas | Oven | E1 | RVT BC Ratio | bar: 2019 to 2051
F4_Commercial_School_New_Food Preparation_Natural Gas_Oven_E2 | F4 | Commercial | School | New | Food Preparation | Natural Gas | Oven | E2 | RVT BC Ratio | 7.9644 | 7.9662 | 8.0025 | 7.9537 | 7.9247 | 7.9497 | 8.0204 | 8.0771 | 8.1467 | 8.2133 | 8.2797 | 8.3414 | 8.4076 | 8.4765 | 8.5424 | 8.6097 | 8.6778 | 8.752 | 8.8289 | 8.9098 | 8.9885 | 9.0697 | 9.144 | 9.2205 | 9.288 | 9.3462 | 9.3993 | 9.445 | 9.4809 | 9.5103 | 9.5263 | 9.537 | 9.537
F4_Commercial_School_New_Food Preparation_Natural Gas_Oven_E3 | F4 | Commercial | School | New | Food Preparation | Natural Gas | Oven | E3 | RVT BC Ratio | 0 | 0 | 0 | 0 | 0 | 0 | 0 | 0 | 0 | 0 | 0 | 0 | 0 | 0 | 0 | 0 | 0 | 0 | 0 | 0 | 0 | 0 | 0 | 0 | 0 | 0 | 0 | 0 | 0 | 0 | 0 | 0 | 0
F4_Commercial_School_New_Food Preparation_Natural Gas_Oven_E4 | F4 | Commercial | School | New | Food Preparation | Natural Gas | Oven | E4 | RVT BC Ratio | 0 | 0 | 0 | 0 | 0 | 0 | 0 | 0 | 0 | 0 | 0 | 0 | 0 | 0 | 0 | 0 | 0 | 0 | 0 | 0 | 0 | 0 | 0 | 0 | 0 | 0 | 0 | 0 | 0 | 0 | 0 | 0 | 0
F4_Commercial_School_New_Food Preparation_Natural Gas_Oven_E5 | F4 | Commercial | School | New | Food Preparation | Natural Gas | Oven | E5 | RVT BC Ratio | 0 | 0 | 0 | 0 | 0 | 0 | 0 | 0 | 0 | 0 | 0 | 0 | 0 | 0 | 0 | 0 | 0 | 0 | 0 | 0 | 0 | 0 | 0 | 0 | 0 | 0 | 0 | 0 | 0 | 0 | 0 | 0 | 0
F4_Commercial_School_New_Food Preparation_Natural Gas_Oven_E6 | F4 | Commercial | School | New | Food Preparation | Natural Gas | Oven | E6 | RVT BC Ratio | 0 | 0 | 0 | 0 | 0 | 0 | 0 | 0 | 0 | 0 | 0 | 0 | 0 | 0 | 0 | 0 | 0 | 0 | 0 | 0 | 0 | 0 | 0 | 0 | 0 | 0 | 0 | 0 | 0 | 0 | 0 | 0 | 0
F4_Commercial_School_New_Food Preparation_Natural Gas_Oven_E7 | F4 | Commercial | School | New | Food Preparation | Natural Gas | Oven | E7 | RVT BC Ratio | 0 | 0 | 0 | 0 | 0 | 0 | 0 | 0 | 0 | 0 | 0 | 0 | 0 | 0 | 0 | 0 | 0 | 0 | 0 | 0 | 0 | 0 | 0 | 0 | 0 | 0 | 0 | 0 | 0 | 0 | 0 | 0 | 0
F4_Commercial_School_New_Food Preparation_Natural Gas_Oven_E8 | F4 | Commercial | School | New | Food Preparation | Natural Gas | Oven | E8 | RVT BC Ratio | 0 | 0 | 0 | 0 | 0 | 0 | 0 | 0 | 0 | 0 | 0 | 0 | 0 | 0 | 0 | 0 | 0 | 0 | 0 | 0 | 0 | 0 | 0 | 0 | 0 | 0 | 0 | 0 | 0 | 0 | 0 | 0 | 0
F4_Commercial_School_New_Food Preparation_Natural Gas_Oven_E9 | F4 | Commercial | School | New | Food Preparation | Natural Gas | Oven | E9 | RVT BC Ratio | 0 | 0 | 0 | 0 | 0 | 0 | 0 | 0 | 0 | 0 | 0 | 0 | 0 | 0 | 0 | 0 | 0 | 0 | 0 | 0 | 0 | 0 | 0 | 0 | 0 | 0 | 0 | 0 | 0 | 0 | 0 | 0 | 0
F4_Commercial_School_New_Food Preparation_Natural Gas_Oven_E10 | F4 | Commercial | School | New | Food Preparation | Natural Gas | Oven | E10 | RVT BC Ratio | 0 | 0 | 0 | 0 | 0 | 0 | 0 | 0 | 0 | 0 | 0 | 0 | 0 | 0 | 0 | 0 | 0 | 0 | 0 | 0 | 0 | 0 | 0 | 0 | 0 | 0 | 0 | 0 | 0 | 0 | 0 | 0 | 0
F5_Commercial_School_New_Food Preparation_Natural Gas_Oven_E1 | F5 | Commercial | School | New | Food Preparation | Natural Gas | Oven | E1 | RIM BC Ratio | bar: 2019 to 2051
F5_Commercial_School_New_Food Preparation_Natural Gas_Oven_E2 | F5 | Commercial | School | New | Food Preparation | Natural Gas | Oven | E2 | RIM BC Ratio | 0.74267 | 0.74269 | 0.7431 | 0.74255 | 0.74222 | 0.7425 | 0.7433 | 0.74392 | 0.74468 | 0.74539 | 0.74609 | 0.74673 | 0.74741 | 0.7481 | 0.74875 | 0.74941 | 0.75006 | 0.75076 | 0.75148 | 0.75222 | 0.75292 | 0.75364 | 0.75428 | 0.75494 | 0.7555 | 0.75599 | 0.75642 | 0.75679 | 0.75708 | 0.75732 | 0.75744 | 0.75753 | 0.75753
F5_Commercial_School_New_Food Preparation_Natural Gas_Oven_E3 | F5 | Commercial | School | New | Food Preparation | Natural Gas | Oven | E3 | RIM BC Ratio | 0 | 0 | 0 | 0 | 0 | 0 | 0 | 0 | 0 | 0 | 0 | 0 | 0 | 0 | 0 | 0 | 0 | 0 | 0 | 0 | 0 | 0 | 0 | 0 | 0 | 0 | 0 | 0 | 0 | 0 | 0 | 0 | 0
F5_Commercial_School_New_Food Preparation_Natural Gas_Oven_E4 | F5 | Commercial | School | New | Food Preparation | Natural Gas | Oven | E4 | RIM BC Ratio | 0 | 0 | 0 | 0 | 0 | 0 | 0 | 0 | 0 | 0 | 0 | 0 | 0 | 0 | 0 | 0 | 0 | 0 | 0 | 0 | 0 | 0 | 0 | 0 | 0 | 0 | 0 | 0 | 0 | 0 | 0 | 0 | 0
F5_Commercial_School_New_Food Preparation_Natural Gas_Oven_E5 | F5 | Commercial | School | New | Food Preparation | Natural Gas | Oven | E5 | RIM BC Ratio | 0 | 0 | 0 | 0 | 0 | 0 | 0 | 0 | 0 | 0 | 0 | 0 | 0 | 0 | 0 | 0 | 0 | 0 | 0 | 0 | 0 | 0 | 0 | 0 | 0 | 0 | 0 | 0 | 0 | 0 | 0 | 0 | 0
F5_Commercial_School_New_Food Preparation_Natural Gas_Oven_E6 | F5 | Commercial | School | New | Food Preparation | Natural Gas | Oven | E6 | RIM BC Ratio | 0 | 0 | 0 | 0 | 0 | 0 | 0 | 0 | 0 | 0 | 0 | 0 | 0 | 0 | 0 | 0 | 0 | 0 | 0 | 0 | 0 | 0 | 0 | 0 | 0 | 0 | 0 | 0 | 0 | 0 | 0 | 0 | 0
F5_Commercial_School_New_Food Preparation_Natural Gas_Oven_E7 | F5 | Commercial | School | New | Food Preparation | Natural Gas | Oven | E7 | RIM BC Ratio | 0 | 0 | 0 | 0 | 0 | 0 | 0 | 0 | 0 | 0 | 0 | 0 | 0 | 0 | 0 | 0 | 0 | 0 | 0 | 0 | 0 | 0 | 0 | 0 | 0 | 0 | 0 | 0 | 0 | 0 | 0 | 0 | 0
F5_Commercial_School_New_Food Preparation_Natural Gas_Oven_E8 | F5 | Commercial | School | New | Food Preparation | Natural Gas | Oven | E8 | RIM BC Ratio | 0 | 0 | 0 | 0 | 0 | 0 | 0 | 0 | 0 | 0 | 0 | 0 | 0 | 0 | 0 | 0 | 0 | 0 | 0 | 0 | 0 | 0 | 0 | 0 | 0 | 0 | 0 | 0 | 0 | 0 | 0 | 0 | 0
F5_Commercial_School_New_Food Preparation_Natural Gas_Oven_E9 | F5 | Commercial | School | New | Food Preparation | Natural Gas | Oven | E9 | RIM BC Ratio | 0 | 0 | 0 | 0 | 0 | 0 | 0 | 0 | 0 | 0 | 0 | 0 | 0 | 0 | 0 | 0 | 0 | 0 | 0 | 0 | 0 | 0 | 0 | 0 | 0 | 0 | 0 | 0 | 0 | 0 | 0 | 0 | 0
F5_Commercial_School_New_Food Preparation_Natural Gas_Oven_E10 | F5 | Commercial | School | New | Food Preparation | Natural Gas | Oven | E10 | RIM BC Ratio | 0 | 0 | 0 | 0 | 0 | 0 | 0 | 0 | 0 | 0 | 0 | 0 | 0 | 0 | 0 | 0 | 0 | 0 | 0 | 0 | 0 | 0 | 0 | 0 | 0 | 0 | 0 | 0 | 0 | 0 | 0 | 0 | 0
F0_Commercial_School_New_Food Preparation_Natural Gas_Conveyor Oven_E0 | F0 | Commercial | School | New | Food Preparation | Natural Gas | Conveyor Oven | E0 | Economic Unit | Efficient (>44% Baking Efficiency) | Efficient (>44% Baking Efficiency) | Efficient (>44% Baking Efficiency) | Efficient (>44% Baking Efficiency) | Efficient (>44% Baking Efficiency) | Efficient (>44% Baking Efficiency) | Efficient (>44% Baking Efficiency) | Efficient (>44% Baking Efficiency) | Efficient (>44% Baking Efficiency) | Efficient (>44% Baking Efficiency) | Efficient (>44% Baking Efficiency) | Efficient (>44% Baking Efficiency) | Efficient (>44% Baking Efficiency) | Efficient (>44% Baking Efficiency) | Efficient (>44% Baking Efficiency) | Efficient (>44% Baking Efficiency) | Efficient (>44% Baking Efficiency) | Efficient (>44% Baking Efficiency) | Efficient (>44% Baking Efficiency) | Efficient (>44% Baking Efficiency) | Efficient (>44% Baking Efficiency) | Efficient (>44% Baking Efficiency) | Efficient (>44% Baking Efficiency) | Efficient (>44% Baking Efficiency) | Efficient (>44% Baking Efficiency) | Efficient (>44% Baking Efficiency) | Efficient (>44% Baking Efficiency) | Efficient (>44% Baking Efficiency) | Efficient (>44% Baking Efficiency) | Efficient (>44% Baking Efficiency) | Efficient (>44% Baking Efficiency) | Efficient (>44% Baking Efficiency) | Efficient (>44% Baking Efficiency)
F1_Commercial_School_New_Food Preparation_Natural Gas_Conveyor Oven_E1 | F1 | Commercial | School | New | Food Preparation | Natural Gas | Conveyor Oven | E1 | CCE | 0 | 0 | 0 | 0 | 0 | 0 | 0 | 0 | 0 | 0 | 0 | 0 | 0 | 0 | 0 | 0 | 0 | 0 | 0 | 0 | 0 | 0 | 0 | 0 | 0 | 0 | 0 | 0 | 0 | 0 | 0 | 0 | 0
F1_Commercial_School_New_Food Preparation_Natural Gas_Conveyor Oven_E2 | F1 | Commercial | School | New | Food Preparation | Natural Gas | Conveyor Oven | E2 | CCE | 0.32888 | 0.3405 | 0.30566 | 0.31139 | 0.31139 | 0.31139 | 0.31139 | 0.31139 | 0.31139 | 0.31139 | 0.31139 | 0.31139 | 0.31139 | 0.31139 | 0.31139 | 0.31139 | 0.31139 | 0.31139 | 0.31139 | 0.31139 | 0.31139 | 0.31139 | 0.31139 | 0.31139 | 0.31139 | 0.31139 | 0.31139 | 0.31139 | 0.31139 | 0.31139 | 0.31139 | 0.31139 | 0.31139
F1_Commercial_School_New_Food Preparation_Natural Gas_Conveyor Oven_E3 | F1 | Commercial | School | New | Food Preparation | Natural Gas | Conveyor Oven | E3 | CCE | 0 | 0 | 0 | 0 | 0 | 0 | 0 | 0 | 0 | 0 | 0 | 0 | 0 | 0 | 0 | 0 | 0 | 0 | 0 | 0 | 0 | 0 | 0 | 0 | 0 | 0 | 0 | 0 | 0 | 0 | 0 | 0 | 0
F1_Commercial_School_New_Food Preparation_Natural Gas_Conveyor Oven_E4 | F1 | Commercial | School | New | Food Preparation | Natural Gas | Conveyor Oven | E4 | CCE | 0 | 0 | 0 | 0 | 0 | 0 | 0 | 0 | 0 | 0 | 0 | 0 | 0 | 0 | 0 | 0 | 0 | 0 | 0 | 0 | 0 | 0 | 0 | 0 | 0 | 0 | 0 | 0 | 0 | 0 | 0 | 0 | 0
F1_Commercial_School_New_Food Preparation_Natural Gas_Conveyor Oven_E5 | F1 | Commercial | School | New | Food Preparation | Natural Gas | Conveyor Oven | E5 | CCE | 0 | 0 | 0 | 0 | 0 | 0 | 0 | 0 | 0 | 0 | 0 | 0 | 0 | 0 | 0 | 0 | 0 | 0 | 0 | 0 | 0 | 0 | 0 | 0 | 0 | 0 | 0 | 0 | 0 | 0 | 0 | 0 | 0
F1_Commercial_School_New_Food Preparation_Natural Gas_Conveyor Oven_E6 | F1 | Commercial | School | New | Food Preparation | Natural Gas | Conveyor Oven | E6 | CCE | 0 | 0 | 0 | 0 | 0 | 0 | 0 | 0 | 0 | 0 | 0 | 0 | 0 | 0 | 0 | 0 | 0 | 0 | 0 | 0 | 0 | 0 | 0 | 0 | 0 | 0 | 0 | 0 | 0 | 0 | 0 | 0 | 0
F1_Commercial_School_New_Food Preparation_Natural Gas_Conveyor Oven_E7 | F1 | Commercial | School | New | Food Preparation | Natural Gas | Conveyor Oven | E7 | CCE | 0 | 0 | 0 | 0 | 0 | 0 | 0 | 0 | 0 | 0 | 0 | 0 | 0 | 0 | 0 | 0 | 0 | 0 | 0 | 0 | 0 | 0 | 0 | 0 | 0 | 0 | 0 | 0 | 0 | 0 | 0 | 0 | 0
F1_Commercial_School_New_Food Preparation_Natural Gas_Conveyor Oven_E8 | F1 | Commercial | School | New | Food Preparation | Natural Gas | Conveyor Oven | E8 | CCE | 0 | 0 | 0 | 0 | 0 | 0 | 0 | 0 | 0 | 0 | 0 | 0 | 0 | 0 | 0 | 0 | 0 | 0 | 0 | 0 | 0 | 0 | 0 | 0 | 0 | 0 | 0 | 0 | 0 | 0 | 0 | 0 | 0
F1_Commercial_School_New_Food Preparation_Natural Gas_Conveyor Oven_E9 | F1 | Commercial | School | New | Food Preparation | Natural Gas | Conveyor Oven | E9 | CCE | 0 | 0 | 0 | 0 | 0 | 0 | 0 | 0 | 0 | 0 | 0 | 0 | 0 | 0 | 0 | 0 | 0 | 0 | 0 | 0 | 0 | 0 | 0 | 0 | 0 | 0 | 0 | 0 | 0 | 0 | 0 | 0 | 0
F1_Commercial_School_New_Food Preparation_Natural Gas_Conveyor Oven_E10 | F1 | Commercial | School | New | Food Preparation | Natural Gas | Conveyor Oven | E10 | CCE | 0 | 0 | 0 | 0 | 0 | 0 | 0 | 0 | 0 | 0 | 0 | 0 | 0 | 0 | 0 | 0 | 0 | 0 | 0 | 0 | 0 | 0 | 0 | 0 | 0 | 0 | 0 | 0 | 0 | 0 | 0 | 0 | 0
F2_Commercial_School_New_Food Preparation_Natural Gas_Conveyor Oven_E1 | F2 | Commercial | School | New | Food Preparation | Natural Gas | Conveyor Oven | E1 | TRC BC Ratio | bar: 2019 to 2051
F2_Commercial_School_New_Food Preparation_Natural Gas_Conveyor Oven_E2 | F2 | Commercial | School | New | Food Preparation | Natural Gas | Conveyor Oven | E2 | TRC BC Ratio | 5.054 | 5.0691 | 5.0998 | 5.0904 | 5.0904 | 5.1163 | 5.1641 | 5.206 | 5.2546 | 5.3028 | 5.3514 | 5.3984 | 5.4475 | 5.4983 | 5.5473 | 5.5964 | 5.6439 | 5.6922 | 5.7391 | 5.785 | 5.8272 | 5.8686 | 5.9051 | 5.9416 | 5.9733 | 6.0006 | 6.0255 | 6.047 | 6.0638 | 6.0776 | 6.0851 | 6.0902 | 6.0902
F2_Commercial_School_New_Food Preparation_Natural Gas_Conveyor Oven_E3 | F2 | Commercial | School | New | Food Preparation | Natural Gas | Conveyor Oven | E3 | TRC BC Ratio | 0 | 0 | 0 | 0 | 0 | 0 | 0 | 0 | 0 | 0 | 0 | 0 | 0 | 0 | 0 | 0 | 0 | 0 | 0 | 0 | 0 | 0 | 0 | 0 | 0 | 0 | 0 | 0 | 0 | 0 | 0 | 0 | 0
F2_Commercial_School_New_Food Preparation_Natural Gas_Conveyor Oven_E4 | F2 | Commercial | School | New | Food Preparation | Natural Gas | Conveyor Oven | E4 | TRC BC Ratio | 0 | 0 | 0 | 0 | 0 | 0 | 0 | 0 | 0 | 0 | 0 | 0 | 0 | 0 | 0 | 0 | 0 | 0 | 0 | 0 | 0 | 0 | 0 | 0 | 0 | 0 | 0 | 0 | 0 | 0 | 0 | 0 | 0
F2_Commercial_School_New_Food Preparation_Natural Gas_Conveyor Oven_E5 | F2 | Commercial | School | New | Food Preparation | Natural Gas | Conveyor Oven | E5 | TRC BC Ratio | 0 | 0 | 0 | 0 | 0 | 0 | 0 | 0 | 0 | 0 | 0 | 0 | 0 | 0 | 0 | 0 | 0 | 0 | 0 | 0 | 0 | 0 | 0 | 0 | 0 | 0 | 0 | 0 | 0 | 0 | 0 | 0 | 0
F2_Commercial_School_New_Food Preparation_Natural Gas_Conveyor Oven_E6 | F2 | Commercial | School | New | Food Preparation | Natural Gas | Conveyor Oven | E6 | TRC BC Ratio | 0 | 0 | 0 | 0 | 0 | 0 | 0 | 0 | 0 | 0 | 0 | 0 | 0 | 0 | 0 | 0 | 0 | 0 | 0 | 0 | 0 | 0 | 0 | 0 | 0 | 0 | 0 | 0 | 0 | 0 | 0 | 0 | 0
F2_Commercial_School_New_Food Preparation_Natural Gas_Conveyor Oven_E7 | F2 | Commercial | School | New | Food Preparation | Natural Gas | Conveyor Oven | E7 | TRC BC Ratio | 0 | 0 | 0 | 0 | 0 | 0 | 0 | 0 | 0 | 0 | 0 | 0 | 0 | 0 | 0 | 0 | 0 | 0 | 0 | 0 | 0 | 0 | 0 | 0 | 0 | 0 | 0 | 0 | 0 | 0 | 0 | 0 | 0
F2_Commercial_School_New_Food Preparation_Natural Gas_Conveyor Oven_E8 | F2 | Commercial | School | New | Food Preparation | Natural Gas | Conveyor Oven | E8 | TRC BC Ratio | 0 | 0 | 0 | 0 | 0 | 0 | 0 | 0 | 0 | 0 | 0 | 0 | 0 | 0 | 0 | 0 | 0 | 0 | 0 | 0 | 0 | 0 | 0 | 0 | 0 | 0 | 0 | 0 | 0 | 0 | 0 | 0 | 0
F2_Commercial_School_New_Food Preparation_Natural Gas_Conveyor Oven_E9 | F2 | Commercial | School | New | Food Preparation | Natural Gas | Conveyor Oven | E9 | TRC BC Ratio | 0 | 0 | 0 | 0 | 0 | 0 | 0 | 0 | 0 | 0 | 0 | 0 | 0 | 0 | 0 | 0 | 0 | 0 | 0 | 0 | 0 | 0 | 0 | 0 | 0 | 0 | 0 | 0 | 0 | 0 | 0 | 0 | 0
F2_Commercial_School_New_Food Preparation_Natural Gas_Conveyor Oven_E10 | F2 | Commercial | School | New | Food Preparation | Natural Gas | Conveyor Oven | E10 | TRC BC Ratio | 0 | 0 | 0 | 0 | 0 | 0 | 0 | 0 | 0 | 0 | 0 | 0 | 0 | 0 | 0 | 0 | 0 | 0 | 0 | 0 | 0 | 0 | 0 | 0 | 0 | 0 | 0 | 0 | 0 | 0 | 0 | 0 | 0
F3_Commercial_School_New_Food Preparation_Natural Gas_Conveyor Oven_E1 | F3 | Commercial | School | New | Food Preparation | Natural Gas | Conveyor Oven | E1 | PACT BC Ratio | bar: 2019 to 2051
F3_Commercial_School_New_Food Preparation_Natural Gas_Conveyor Oven_E2 | F3 | Commercial | School | New | Food Preparation | Natural Gas | Conveyor Oven | E2 | PACT BC Ratio | 6.7386 | 6.7588 | 6.7997 | 6.7872 | 6.7872 | 6.8218 | 6.8855 | 6.9414 | 7.0062 | 7.0703 | 7.1352 | 7.1978 | 7.2633 | 7.3311 | 7.3964 | 7.4618 | 7.5252 | 7.5896 | 7.6521 | 7.7133 | 7.7696 | 7.8249 | 7.8735 | 7.9222 | 7.9644 | 8.0009 | 8.0341 | 8.0627 | 8.0851 | 8.1035 | 8.1135 | 8.1202 | 8.1202
F3_Commercial_School_New_Food Preparation_Natural Gas_Conveyor Oven_E3 | F3 | Commercial | School | New | Food Preparation | Natural Gas | Conveyor Oven | E3 | PACT BC Ratio | 0 | 0 | 0 | 0 | 0 | 0 | 0 | 0 | 0 | 0 | 0 | 0 | 0 | 0 | 0 | 0 | 0 | 0 | 0 | 0 | 0 | 0 | 0 | 0 | 0 | 0 | 0 | 0 | 0 | 0 | 0 | 0 | 0
F3_Commercial_School_New_Food Preparation_Natural Gas_Conveyor Oven_E4 | F3 | Commercial | School | New | Food Preparation | Natural Gas | Conveyor Oven | E4 | PACT BC Ratio | 0 | 0 | 0 | 0 | 0 | 0 | 0 | 0 | 0 | 0 | 0 | 0 | 0 | 0 | 0 | 0 | 0 | 0 | 0 | 0 | 0 | 0 | 0 | 0 | 0 | 0 | 0 | 0 | 0 | 0 | 0 | 0 | 0
F3_Commercial_School_New_Food Preparation_Natural Gas_Conveyor Oven_E5 | F3 | Commercial | School | New | Food Preparation | Natural Gas | Conveyor Oven | E5 | PACT BC Ratio | 0 | 0 | 0 | 0 | 0 | 0 | 0 | 0 | 0 | 0 | 0 | 0 | 0 | 0 | 0 | 0 | 0 | 0 | 0 | 0 | 0 | 0 | 0 | 0 | 0 | 0 | 0 | 0 | 0 | 0 | 0 | 0 | 0
F3_Commercial_School_New_Food Preparation_Natural Gas_Conveyor Oven_E6 | F3 | Commercial | School | New | Food Preparation | Natural Gas | Conveyor Oven | E6 | PACT BC Ratio | 0 | 0 | 0 | 0 | 0 | 0 | 0 | 0 | 0 | 0 | 0 | 0 | 0 | 0 | 0 | 0 | 0 | 0 | 0 | 0 | 0 | 0 | 0 | 0 | 0 | 0 | 0 | 0 | 0 | 0 | 0 | 0 | 0
F3_Commercial_School_New_Food Preparation_Natural Gas_Conveyor Oven_E7 | F3 | Commercial | School | New | Food Preparation | Natural Gas | Conveyor Oven | E7 | PACT BC Ratio | 0 | 0 | 0 | 0 | 0 | 0 | 0 | 0 | 0 | 0 | 0 | 0 | 0 | 0 | 0 | 0 | 0 | 0 | 0 | 0 | 0 | 0 | 0 | 0 | 0 | 0 | 0 | 0 | 0 | 0 | 0 | 0 | 0
F3_Commercial_School_New_Food Preparation_Natural Gas_Conveyor Oven_E8 | F3 | Commercial | School | New | Food Preparation | Natural Gas | Conveyor Oven | E8 | PACT BC Ratio | 0 | 0 | 0 | 0 | 0 | 0 | 0 | 0 | 0 | 0 | 0 | 0 | 0 | 0 | 0 | 0 | 0 | 0 | 0 | 0 | 0 | 0 | 0 | 0 | 0 | 0 | 0 | 0 | 0 | 0 | 0 | 0 | 0
F3_Commercial_School_New_Food Preparation_Natural Gas_Conveyor Oven_E9 | F3 | Commercial | School | New | Food Preparation | Natural Gas | Conveyor Oven | E9 | PACT BC Ratio | 0 | 0 | 0 | 0 | 0 | 0 | 0 | 0 | 0 | 0 | 0 | 0 | 0 | 0 | 0 | 0 | 0 | 0 | 0 | 0 | 0 | 0 | 0 | 0 | 0 | 0 | 0 | 0 | 0 | 0 | 0 | 0 | 0
F3_Commercial_School_New_Food Preparation_Natural Gas_Conveyor Oven_E10 | F3 | Commercial | School | New | Food Preparation | Natural Gas | Conveyor Oven | E10 | PACT BC Ratio | 0 | 0 | 0 | 0 | 0 | 0 | 0 | 0 | 0 | 0 | 0 | 0 | 0 | 0 | 0 | 0 | 0 | 0 | 0 | 0 | 0 | 0 | 0 | 0 | 0 | 0 | 0 | 0 | 0 | 0 | 0 | 0 | 0
F4_Commercial_School_New_Food Preparation_Natural Gas_Conveyor Oven_E1 | F4 | Commercial | School | New | Food Preparation | Natural Gas | Conveyor Oven | E1 | RVT BC Ratio | bar: 2019 to 2051
F4_Commercial_School_New_Food Preparation_Natural Gas_Conveyor Oven_E2 | F4 | Commercial | School | New | Food Preparation | Natural Gas | Conveyor Oven | E2 | RVT BC Ratio | 7.966 | 7.9877 | 8.0318 | 8.0183 | 8.0184 | 8.0556 | 8.1243 | 8.1846 | 8.2545 | 8.3237 | 8.3936 | 8.4611 | 8.5318 | 8.6048 | 8.6753 | 8.7458 | 8.8142 | 8.8835 | 8.951 | 9.0169 | 9.0777 | 9.1372 | 9.1896 | 9.2422 | 9.2877 | 9.327 | 9.3628 | 9.3937 | 9.4179 | 9.4377 | 9.4485 | 9.4557 | 9.4557
F4_Commercial_School_New_Food Preparation_Natural Gas_Conveyor Oven_E3 | F4 | Commercial | School | New | Food Preparation | Natural Gas | Conveyor Oven | E3 | RVT BC Ratio | 0 | 0 | 0 | 0 | 0 | 0 | 0 | 0 | 0 | 0 | 0 | 0 | 0 | 0 | 0 | 0 | 0 | 0 | 0 | 0 | 0 | 0 | 0 | 0 | 0 | 0 | 0 | 0 | 0 | 0 | 0 | 0 | 0
F4_Commercial_School_New_Food Preparation_Natural Gas_Conveyor Oven_E4 | F4 | Commercial | School | New | Food Preparation | Natural Gas | Conveyor Oven | E4 | RVT BC Ratio | 0 | 0 | 0 | 0 | 0 | 0 | 0 | 0 | 0 | 0 | 0 | 0 | 0 | 0 | 0 | 0 | 0 | 0 | 0 | 0 | 0 | 0 | 0 | 0 | 0 | 0 | 0 | 0 | 0 | 0 | 0 | 0 | 0
F4_Commercial_School_New_Food Preparation_Natural Gas_Conveyor Oven_E5 | F4 | Commercial | School | New | Food Preparation | Natural Gas | Conveyor Oven | E5 | RVT BC Ratio | 0 | 0 | 0 | 0 | 0 | 0 | 0 | 0 | 0 | 0 | 0 | 0 | 0 | 0 | 0 | 0 | 0 | 0 | 0 | 0 | 0 | 0 | 0 | 0 | 0 | 0 | 0 | 0 | 0 | 0 | 0 | 0 | 0
F4_Commercial_School_New_Food Preparation_Natural Gas_Conveyor Oven_E6 | F4 | Commercial | School | New | Food Preparation | Natural Gas | Conveyor Oven | E6 | RVT BC Ratio | 0 | 0 | 0 | 0 | 0 | 0 | 0 | 0 | 0 | 0 | 0 | 0 | 0 | 0 | 0 | 0 | 0 | 0 | 0 | 0 | 0 | 0 | 0 | 0 | 0 | 0 | 0 | 0 | 0 | 0 | 0 | 0 | 0
F4_Commercial_School_New_Food Preparation_Natural Gas_Conveyor Oven_E7 | F4 | Commercial | School | New | Food Preparation | Natural Gas | Conveyor Oven | E7 | RVT BC Ratio | 0 | 0 | 0 | 0 | 0 | 0 | 0 | 0 | 0 | 0 | 0 | 0 | 0 | 0 | 0 | 0 | 0 | 0 | 0 | 0 | 0 | 0 | 0 | 0 | 0 | 0 | 0 | 0 | 0 | 0 | 0 | 0 | 0
F4_Commercial_School_New_Food Preparation_Natural Gas_Conveyor Oven_E8 | F4 | Commercial | School | New | Food Preparation | Natural Gas | Conveyor Oven | E8 | RVT BC Ratio | 0 | 0 | 0 | 0 | 0 | 0 | 0 | 0 | 0 | 0 | 0 | 0 | 0 | 0 | 0 | 0 | 0 | 0 | 0 | 0 | 0 | 0 | 0 | 0 | 0 | 0 | 0 | 0 | 0 | 0 | 0 | 0 | 0
F4_Commercial_School_New_Food Preparation_Natural Gas_Conveyor Oven_E9 | F4 | Commercial | School | New | Food Preparation | Natural Gas | Conveyor Oven | E9 | RVT BC Ratio | 0 | 0 | 0 | 0 | 0 | 0 | 0 | 0 | 0 | 0 | 0 | 0 | 0 | 0 | 0 | 0 | 0 | 0 | 0 | 0 | 0 | 0 | 0 | 0 | 0 | 0 | 0 | 0 | 0 | 0 | 0 | 0 | 0
F4_Commercial_School_New_Food Preparation_Natural Gas_Conveyor Oven_E10 | F4 | Commercial | School | New | Food Preparation | Natural Gas | Conveyor Oven | E10 | RVT BC Ratio | 0 | 0 | 0 | 0 | 0 | 0 | 0 | 0 | 0 | 0 | 0 | 0 | 0 | 0 | 0 | 0 | 0 | 0 | 0 | 0 | 0 | 0 | 0 | 0 | 0 | 0 | 0 | 0 | 0 | 0 | 0 | 0 | 0
F5_Commercial_School_New_Food Preparation_Natural Gas_Conveyor Oven_E1 | F5 | Commercial | School | New | Food Preparation | Natural Gas | Conveyor Oven | E1 | RIM BC Ratio | bar: 2019 to 2051
F5_Commercial_School_New_Food Preparation_Natural Gas_Conveyor Oven_E2 | F5 | Commercial | School | New | Food Preparation | Natural Gas | Conveyor Oven | E2 | RIM BC Ratio | 0.74269 | 0.74293 | 0.74342 | 0.74327 | 0.74327 | 0.74369 | 0.74444 | 0.74509 | 0.74583 | 0.74655 | 0.74726 | 0.74795 | 0.74865 | 0.74936 | 0.75004 | 0.75071 | 0.75134 | 0.75198 | 0.75259 | 0.75318 | 0.75371 | 0.75423 | 0.75467 | 0.75512 | 0.7555 | 0.75583 | 0.75612 | 0.75638 | 0.75657 | 0.75673 | 0.75682 | 0.75688 | 0.75688
F5_Commercial_School_New_Food Preparation_Natural Gas_Conveyor Oven_E3 | F5 | Commercial | School | New | Food Preparation | Natural Gas | Conveyor Oven | E3 | RIM BC Ratio | 0 | 0 | 0 | 0 | 0 | 0 | 0 | 0 | 0 | 0 | 0 | 0 | 0 | 0 | 0 | 0 | 0 | 0 | 0 | 0 | 0 | 0 | 0 | 0 | 0 | 0 | 0 | 0 | 0 | 0 | 0 | 0 | 0
F5_Commercial_School_New_Food Preparation_Natural Gas_Conveyor Oven_E4 | F5 | Commercial | School | New | Food Preparation | Natural Gas | Conveyor Oven | E4 | RIM BC Ratio | 0 | 0 | 0 | 0 | 0 | 0 | 0 | 0 | 0 | 0 | 0 | 0 | 0 | 0 | 0 | 0 | 0 | 0 | 0 | 0 | 0 | 0 | 0 | 0 | 0 | 0 | 0 | 0 | 0 | 0 | 0 | 0 | 0
F5_Commercial_School_New_Food Preparation_Natural Gas_Conveyor Oven_E5 | F5 | Commercial | School | New | Food Preparation | Natural Gas | Conveyor Oven | E5 | RIM BC Ratio | 0 | 0 | 0 | 0 | 0 | 0 | 0 | 0 | 0 | 0 | 0 | 0 | 0 | 0 | 0 | 0 | 0 | 0 | 0 | 0 | 0 | 0 | 0 | 0 | 0 | 0 | 0 | 0 | 0 | 0 | 0 | 0 | 0
F5_Commercial_School_New_Food Preparation_Natural Gas_Conveyor Oven_E6 | F5 | Commercial | School | New | Food Preparation | Natural Gas | Conveyor Oven | E6 | RIM BC Ratio | 0 | 0 | 0 | 0 | 0 | 0 | 0 | 0 | 0 | 0 | 0 | 0 | 0 | 0 | 0 | 0 | 0 | 0 | 0 | 0 | 0 | 0 | 0 | 0 | 0 | 0 | 0 | 0 | 0 | 0 | 0 | 0 | 0
F5_Commercial_School_New_Food Preparation_Natural Gas_Conveyor Oven_E7 | F5 | Commercial | School | New | Food Preparation | Natural Gas | Conveyor Oven | E7 | RIM BC Ratio | 0 | 0 | 0 | 0 | 0 | 0 | 0 | 0 | 0 | 0 | 0 | 0 | 0 | 0 | 0 | 0 | 0 | 0 | 0 | 0 | 0 | 0 | 0 | 0 | 0 | 0 | 0 | 0 | 0 | 0 | 0 | 0 | 0
F5_Commercial_School_New_Food Preparation_Natural Gas_Conveyor Oven_E8 | F5 | Commercial | School | New | Food Preparation | Natural Gas | Conveyor Oven | E8 | RIM BC Ratio | 0 | 0 | 0 | 0 | 0 | 0 | 0 | 0 | 0 | 0 | 0 | 0 | 0 | 0 | 0 | 0 | 0 | 0 | 0 | 0 | 0 | 0 | 0 | 0 | 0 | 0 | 0 | 0 | 0 | 0 | 0 | 0 | 0
F5_Commercial_School_New_Food Preparation_Natural Gas_Conveyor Oven_E9 | F5 | Commercial | School | New | Food Preparation | Natural Gas | Conveyor Oven | E9 | RIM BC Ratio | 0 | 0 | 0 | 0 | 0 | 0 | 0 | 0 | 0 | 0 | 0 | 0 | 0 | 0 | 0 | 0 | 0 | 0 | 0 | 0 | 0 | 0 | 0 | 0 | 0 | 0 | 0 | 0 | 0 | 0 | 0 | 0 | 0
F5_Commercial_School_New_Food Preparation_Natural Gas_Conveyor Oven_E10 | F5 | Commercial | School | New | Food Preparation | Natural Gas | Conveyor Oven | E10 | RIM BC Ratio | 0 | 0 | 0 | 0 | 0 | 0 | 0 | 0 | 0 | 0 | 0 | 0 | 0 | 0 | 0 | 0 | 0 | 0 | 0 | 0 | 0 | 0 | 0 | 0 | 0 | 0 | 0 | 0 | 0 | 0 | 0 | 0 | 0
F0_Commercial_School_New_Food Preparation_Natural Gas_Double Rack Oven_E0 | F0 | Commercial | School | New | Food Preparation | Natural Gas | Double Rack Oven | E0 | Economic Unit | FTSC Qualified (>50% Cooking Efficiency) | FTSC Qualified (>50% Cooking Efficiency) | FTSC Qualified (>50% Cooking Efficiency) | FTSC Qualified (>50% Cooking Efficiency) | FTSC Qualified (>50% Cooking Efficiency) | FTSC Qualified (>50% Cooking Efficiency) | FTSC Qualified (>50% Cooking Efficiency) | FTSC Qualified (>50% Cooking Efficiency) | FTSC Qualified (>50% Cooking Efficiency) | FTSC Qualified (>50% Cooking Efficiency) | FTSC Qualified (>50% Cooking Efficiency) | FTSC Qualified (>50% Cooking Efficiency) | FTSC Qualified (>50% Cooking Efficiency) | FTSC Qualified (>50% Cooking Efficiency) | FTSC Qualified (>50% Cooking Efficiency) | FTSC Qualified (>50% Cooking Efficiency) | FTSC Qualified (>50% Cooking Efficiency) | FTSC Qualified (>50% Cooking Efficiency) | FTSC Qualified (>50% Cooking Efficiency) | FTSC Qualified (>50% Cooking Efficiency) | FTSC Qualified (>50% Cooking Efficiency) | FTSC Qualified (>50% Cooking Efficiency) | FTSC Qualified (>50% Cooking Efficiency) | FTSC Qualified (>50% Cooking Efficiency) | FTSC Qualified (>50% Cooking Efficiency) | FTSC Qualified (>50% Cooking Efficiency) | FTSC Qualified (>50% Cooking Efficiency) | FTSC Qualified (>50% Cooking Efficiency) | FTSC Qualified (>50% Cooking Efficiency) | FTSC Qualified (>50% Cooking Efficiency) | FTSC Qualified (>50% Cooking Efficiency) | FTSC Qualified (>50% Cooking Efficiency) | FTSC Qualified (>50% Cooking Efficiency)
F1_Commercial_School_New_Food Preparation_Natural Gas_Double Rack Oven_E1 | F1 | Commercial | School | New | Food Preparation | Natural Gas | Double Rack Oven | E1 | CCE | 0 | 0 | 0 | 0 | 0 | 0 | 0 | 0 | 0 | 0 | 0 | 0 | 0 | 0 | 0 | 0 | 0 | 0 | 0 | 0 | 0 | 0 | 0 | 0 | 0 | 0 | 0 | 0 | 0 | 0 | 0 | 0 | 0
F1_Commercial_School_New_Food Preparation_Natural Gas_Double Rack Oven_E2 | F1 | Commercial | School | New | Food Preparation | Natural Gas | Double Rack Oven | E2 | CCE | 0.28294 | 0.29294 | 0.26296 | 0.26789 | 0.26789 | 0.26789 | 0.26789 | 0.26789 | 0.26789 | 0.26789 | 0.26789 | 0.26789 | 0.26789 | 0.26789 | 0.26789 | 0.26789 | 0.26789 | 0.26789 | 0.26789 | 0.26789 | 0.26789 | 0.26789 | 0.26789 | 0.26789 | 0.26789 | 0.26789 | 0.26789 | 0.26789 | 0.26789 | 0.26789 | 0.26789 | 0.26789 | 0.26789
F1_Commercial_School_New_Food Preparation_Natural Gas_Double Rack Oven_E3 | F1 | Commercial | School | New | Food Preparation | Natural Gas | Double Rack Oven | E3 | CCE | 0 | 0 | 0 | 0 | 0 | 0 | 0 | 0 | 0 | 0 | 0 | 0 | 0 | 0 | 0 | 0 | 0 | 0 | 0 | 0 | 0 | 0 | 0 | 0 | 0 | 0 | 0 | 0 | 0 | 0 | 0 | 0 | 0
F1_Commercial_School_New_Food Preparation_Natural Gas_Double Rack Oven_E4 | F1 | Commercial | School | New | Food Preparation | Natural Gas | Double Rack Oven | E4 | CCE | 0 | 0 | 0 | 0 | 0 | 0 | 0 | 0 | 0 | 0 | 0 | 0 | 0 | 0 | 0 | 0 | 0 | 0 | 0 | 0 | 0 | 0 | 0 | 0 | 0 | 0 | 0 | 0 | 0 | 0 | 0 | 0 | 0
F1_Commercial_School_New_Food Preparation_Natural Gas_Double Rack Oven_E5 | F1 | Commercial | School | New | Food Preparation | Natural Gas | Double Rack Oven | E5 | CCE | 0 | 0 | 0 | 0 | 0 | 0 | 0 | 0 | 0 | 0 | 0 | 0 | 0 | 0 | 0 | 0 | 0 | 0 | 0 | 0 | 0 | 0 | 0 | 0 | 0 | 0 | 0 | 0 | 0 | 0 | 0 | 0 | 0
F1_Commercial_School_New_Food Preparation_Natural Gas_Double Rack Oven_E6 | F1 | Commercial | School | New | Food Preparation | Natural Gas | Double Rack Oven | E6 | CCE | 0 | 0 | 0 | 0 | 0 | 0 | 0 | 0 | 0 | 0 | 0 | 0 | 0 | 0 | 0 | 0 | 0 | 0 | 0 | 0 | 0 | 0 | 0 | 0 | 0 | 0 | 0 | 0 | 0 | 0 | 0 | 0 | 0
F1_Commercial_School_New_Food Preparation_Natural Gas_Double Rack Oven_E7 | F1 | Commercial | School | New | Food Preparation | Natural Gas | Double Rack Oven | E7 | CCE | 0 | 0 | 0 | 0 | 0 | 0 | 0 | 0 | 0 | 0 | 0 | 0 | 0 | 0 | 0 | 0 | 0 | 0 | 0 | 0 | 0 | 0 | 0 | 0 | 0 | 0 | 0 | 0 | 0 | 0 | 0 | 0 | 0
F1_Commercial_School_New_Food Preparation_Natural Gas_Double Rack Oven_E8 | F1 | Commercial | School | New | Food Preparation | Natural Gas | Double Rack Oven | E8 | CCE | 0 | 0 | 0 | 0 | 0 | 0 | 0 | 0 | 0 | 0 | 0 | 0 | 0 | 0 | 0 | 0 | 0 | 0 | 0 | 0 | 0 | 0 | 0 | 0 | 0 | 0 | 0 | 0 | 0 | 0 | 0 | 0 | 0
F1_Commercial_School_New_Food Preparation_Natural Gas_Double Rack Oven_E9 | F1 | Commercial | School | New | Food Preparation | Natural Gas | Double Rack Oven | E9 | CCE | 0 | 0 | 0 | 0 | 0 | 0 | 0 | 0 | 0 | 0 | 0 | 0 | 0 | 0 | 0 | 0 | 0 | 0 | 0 | 0 | 0 | 0 | 0 | 0 | 0 | 0 | 0 | 0 | 0 | 0 | 0 | 0 | 0
F1_Commercial_School_New_Food Preparation_Natural Gas_Double Rack Oven_E10 | F1 | Commercial | School | New | Food Preparation | Natural Gas | Double Rack Oven | E10 | CCE | 0 | 0 | 0 | 0 | 0 | 0 | 0 | 0 | 0 | 0 | 0 | 0 | 0 | 0 | 0 | 0 | 0 | 0 | 0 | 0 | 0 | 0 | 0 | 0 | 0 | 0 | 0 | 0 | 0 | 0 | 0 | 0 | 0
F2_Commercial_School_New_Food Preparation_Natural Gas_Double Rack Oven_E1 | F2 | Commercial | School | New | Food Preparation | Natural Gas | Double Rack Oven | E1 | TRC BC Ratio | bar: 2019 to 2051
F2_Commercial_School_New_Food Preparation_Natural Gas_Double Rack Oven_E2 | F2 | Commercial | School | New | Food Preparation | Natural Gas | Double Rack Oven | E2 | TRC BC Ratio | 5.8179 | 5.8254 | 5.8572 | 5.8275 | 5.8124 | 5.8356 | 5.8912 | 5.9364 | 5.9916 | 6.0447 | 6.0985 | 6.1492 | 6.2033 | 6.2592 | 6.3135 | 6.369 | 6.4249 | 6.485 | 6.5474 | 6.6117 | 6.6735 | 6.7355 | 6.7911 | 6.8468 | 6.8951 | 6.9368 | 6.9748 | 7.0076 | 7.0332 | 7.0543 | 7.0657 | 7.0734 | 7.0734
F2_Commercial_School_New_Food Preparation_Natural Gas_Double Rack Oven_E3 | F2 | Commercial | School | New | Food Preparation | Natural Gas | Double Rack Oven | E3 | TRC BC Ratio | 0 | 0 | 0 | 0 | 0 | 0 | 0 | 0 | 0 | 0 | 0 | 0 | 0 | 0 | 0 | 0 | 0 | 0 | 0 | 0 | 0 | 0 | 0 | 0 | 0 | 0 | 0 | 0 | 0 | 0 | 0 | 0 | 0
F2_Commercial_School_New_Food Preparation_Natural Gas_Double Rack Oven_E4 | F2 | Commercial | School | New | Food Preparation | Natural Gas | Double Rack Oven | E4 | TRC BC Ratio | 0 | 0 | 0 | 0 | 0 | 0 | 0 | 0 | 0 | 0 | 0 | 0 | 0 | 0 | 0 | 0 | 0 | 0 | 0 | 0 | 0 | 0 | 0 | 0 | 0 | 0 | 0 | 0 | 0 | 0 | 0 | 0 | 0
F2_Commercial_School_New_Food Preparation_Natural Gas_Double Rack Oven_E5 | F2 | Commercial | School | New | Food Preparation | Natural Gas | Double Rack Oven | E5 | TRC BC Ratio | 0 | 0 | 0 | 0 | 0 | 0 | 0 | 0 | 0 | 0 | 0 | 0 | 0 | 0 | 0 | 0 | 0 | 0 | 0 | 0 | 0 | 0 | 0 | 0 | 0 | 0 | 0 | 0 | 0 | 0 | 0 | 0 | 0
F2_Commercial_School_New_Food Preparation_Natural Gas_Double Rack Oven_E6 | F2 | Commercial | School | New | Food Preparation | Natural Gas | Double Rack Oven | E6 | TRC BC Ratio | 0 | 0 | 0 | 0 | 0 | 0 | 0 | 0 | 0 | 0 | 0 | 0 | 0 | 0 | 0 | 0 | 0 | 0 | 0 | 0 | 0 | 0 | 0 | 0 | 0 | 0 | 0 | 0 | 0 | 0 | 0 | 0 | 0
F2_Commercial_School_New_Food Preparation_Natural Gas_Double Rack Oven_E7 | F2 | Commercial | School | New | Food Preparation | Natural Gas | Double Rack Oven | E7 | TRC BC Ratio | 0 | 0 | 0 | 0 | 0 | 0 | 0 | 0 | 0 | 0 | 0 | 0 | 0 | 0 | 0 | 0 | 0 | 0 | 0 | 0 | 0 | 0 | 0 | 0 | 0 | 0 | 0 | 0 | 0 | 0 | 0 | 0 | 0
F2_Commercial_School_New_Food Preparation_Natural Gas_Double Rack Oven_E8 | F2 | Commercial | School | New | Food Preparation | Natural Gas | Double Rack Oven | E8 | TRC BC Ratio | 0 | 0 | 0 | 0 | 0 | 0 | 0 | 0 | 0 | 0 | 0 | 0 | 0 | 0 | 0 | 0 | 0 | 0 | 0 | 0 | 0 | 0 | 0 | 0 | 0 | 0 | 0 | 0 | 0 | 0 | 0 | 0 | 0
F2_Commercial_School_New_Food Preparation_Natural Gas_Double Rack Oven_E9 | F2 | Commercial | School | New | Food Preparation | Natural Gas | Double Rack Oven | E9 | TRC BC Ratio | 0 | 0 | 0 | 0 | 0 | 0 | 0 | 0 | 0 | 0 | 0 | 0 | 0 | 0 | 0 | 0 | 0 | 0 | 0 | 0 | 0 | 0 | 0 | 0 | 0 | 0 | 0 | 0 | 0 | 0 | 0 | 0 | 0
F2_Commercial_School_New_Food Preparation_Natural Gas_Double Rack Oven_E10 | F2 | Commercial | School | New | Food Preparation | Natural Gas | Double Rack Oven | E10 | TRC BC Ratio | 0 | 0 | 0 | 0 | 0 | 0 | 0 | 0 | 0 | 0 | 0 | 0 | 0 | 0 | 0 | 0 | 0 | 0 | 0 | 0 | 0 | 0 | 0 | 0 | 0 | 0 | 0 | 0 | 0 | 0 | 0 | 0 | 0
F3_Commercial_School_New_Food Preparation_Natural Gas_Double Rack Oven_E1 | F3 | Commercial | School | New | Food Preparation | Natural Gas | Double Rack Oven | E1 | PACT BC Ratio | bar: 2019 to 2051
F3_Commercial_School_New_Food Preparation_Natural Gas_Double Rack Oven_E2 | F3 | Commercial | School | New | Food Preparation | Natural Gas | Double Rack Oven | E2 | PACT BC Ratio | 7.7572 | 7.7672 | 7.8096 | 7.77 | 7.7499 | 7.7807 | 7.8549 | 7.9152 | 7.9888 | 8.0596 | 8.1313 | 8.199 | 8.2711 | 8.3456 | 8.418 | 8.4919 | 8.5665 | 8.6466 | 8.7298 | 8.8156 | 8.8979 | 8.9807 | 9.0548 | 9.1291 | 9.1935 | 9.2491 | 9.2998 | 9.3434 | 9.3776 | 9.4057 | 9.421 | 9.4312 | 9.4312
F3_Commercial_School_New_Food Preparation_Natural Gas_Double Rack Oven_E3 | F3 | Commercial | School | New | Food Preparation | Natural Gas | Double Rack Oven | E3 | PACT BC Ratio | 0 | 0 | 0 | 0 | 0 | 0 | 0 | 0 | 0 | 0 | 0 | 0 | 0 | 0 | 0 | 0 | 0 | 0 | 0 | 0 | 0 | 0 | 0 | 0 | 0 | 0 | 0 | 0 | 0 | 0 | 0 | 0 | 0
F3_Commercial_School_New_Food Preparation_Natural Gas_Double Rack Oven_E4 | F3 | Commercial | School | New | Food Preparation | Natural Gas | Double Rack Oven | E4 | PACT BC Ratio | 0 | 0 | 0 | 0 | 0 | 0 | 0 | 0 | 0 | 0 | 0 | 0 | 0 | 0 | 0 | 0 | 0 | 0 | 0 | 0 | 0 | 0 | 0 | 0 | 0 | 0 | 0 | 0 | 0 | 0 | 0 | 0 | 0
F3_Commercial_School_New_Food Preparation_Natural Gas_Double Rack Oven_E5 | F3 | Commercial | School | New | Food Preparation | Natural Gas | Double Rack Oven | E5 | PACT BC Ratio | 0 | 0 | 0 | 0 | 0 | 0 | 0 | 0 | 0 | 0 | 0 | 0 | 0 | 0 | 0 | 0 | 0 | 0 | 0 | 0 | 0 | 0 | 0 | 0 | 0 | 0 | 0 | 0 | 0 | 0 | 0 | 0 | 0
F3_Commercial_School_New_Food Preparation_Natural Gas_Double Rack Oven_E6 | F3 | Commercial | School | New | Food Preparation | Natural Gas | Double Rack Oven | E6 | PACT BC Ratio | 0 | 0 | 0 | 0 | 0 | 0 | 0 | 0 | 0 | 0 | 0 | 0 | 0 | 0 | 0 | 0 | 0 | 0 | 0 | 0 | 0 | 0 | 0 | 0 | 0 | 0 | 0 | 0 | 0 | 0 | 0 | 0 | 0
F3_Commercial_School_New_Food Preparation_Natural Gas_Double Rack Oven_E7 | F3 | Commercial | School | New | Food Preparation | Natural Gas | Double Rack Oven | E7 | PACT BC Ratio | 0 | 0 | 0 | 0 | 0 | 0 | 0 | 0 | 0 | 0 | 0 | 0 | 0 | 0 | 0 | 0 | 0 | 0 | 0 | 0 | 0 | 0 | 0 | 0 | 0 | 0 | 0 | 0 | 0 | 0 | 0 | 0 | 0
F3_Commercial_School_New_Food Preparation_Natural Gas_Double Rack Oven_E8 | F3 | Commercial | School | New | Food Preparation | Natural Gas | Double Rack Oven | E8 | PACT BC Ratio | 0 | 0 | 0 | 0 | 0 | 0 | 0 | 0 | 0 | 0 | 0 | 0 | 0 | 0 | 0 | 0 | 0 | 0 | 0 | 0 | 0 | 0 | 0 | 0 | 0 | 0 | 0 | 0 | 0 | 0 | 0 | 0 | 0
F3_Commercial_School_New_Food Preparation_Natural Gas_Double Rack Oven_E9 | F3 | Commercial | School | New | Food Preparation | Natural Gas | Double Rack Oven | E9 | PACT BC Ratio | 0 | 0 | 0 | 0 | 0 | 0 | 0 | 0 | 0 | 0 | 0 | 0 | 0 | 0 | 0 | 0 | 0 | 0 | 0 | 0 | 0 | 0 | 0 | 0 | 0 | 0 | 0 | 0 | 0 | 0 | 0 | 0 | 0
F3_Commercial_School_New_Food Preparation_Natural Gas_Double Rack Oven_E10 | F3 | Commercial | School | New | Food Preparation | Natural Gas | Double Rack Oven | E10 | PACT BC Ratio | 0 | 0 | 0 | 0 | 0 | 0 | 0 | 0 | 0 | 0 | 0 | 0 | 0 | 0 | 0 | 0 | 0 | 0 | 0 | 0 | 0 | 0 | 0 | 0 | 0 | 0 | 0 | 0 | 0 | 0 | 0 | 0 | 0
F4_Commercial_School_New_Food Preparation_Natural Gas_Double Rack Oven_E1 | F4 | Commercial | School | New | Food Preparation | Natural Gas | Double Rack Oven | E1 | RVT BC Ratio | bar: 2019 to 2051
F4_Commercial_School_New_Food Preparation_Natural Gas_Double Rack Oven_E2 | F4 | Commercial | School | New | Food Preparation | Natural Gas | Double Rack Oven | E2 | RVT BC Ratio | 9.0643 | 9.075 | 9.1207 | 9.0781 | 9.0564 | 9.0896 | 9.1696 | 9.2346 | 9.3139 | 9.3903 | 9.4676 | 9.5406 | 9.6184 | 9.6988 | 9.7768 | 9.8565 | 9.9369 | 10.0233 | 10.113 | 10.2055 | 10.2943 | 10.3835 | 10.4634 | 10.5436 | 10.613 | 10.6729 | 10.7275 | 10.7746 | 10.8115 | 10.8418 | 10.8582 | 10.8693 | 10.8693
F4_Commercial_School_New_Food Preparation_Natural Gas_Double Rack Oven_E3 | F4 | Commercial | School | New | Food Preparation | Natural Gas | Double Rack Oven | E3 | RVT BC Ratio | 0 | 0 | 0 | 0 | 0 | 0 | 0 | 0 | 0 | 0 | 0 | 0 | 0 | 0 | 0 | 0 | 0 | 0 | 0 | 0 | 0 | 0 | 0 | 0 | 0 | 0 | 0 | 0 | 0 | 0 | 0 | 0 | 0
F4_Commercial_School_New_Food Preparation_Natural Gas_Double Rack Oven_E4 | F4 | Commercial | School | New | Food Preparation | Natural Gas | Double Rack Oven | E4 | RVT BC Ratio | 0 | 0 | 0 | 0 | 0 | 0 | 0 | 0 | 0 | 0 | 0 | 0 | 0 | 0 | 0 | 0 | 0 | 0 | 0 | 0 | 0 | 0 | 0 | 0 | 0 | 0 | 0 | 0 | 0 | 0 | 0 | 0 | 0
F4_Commercial_School_New_Food Preparation_Natural Gas_Double Rack Oven_E5 | F4 | Commercial | School | New | Food Preparation | Natural Gas | Double Rack Oven | E5 | RVT BC Ratio | 0 | 0 | 0 | 0 | 0 | 0 | 0 | 0 | 0 | 0 | 0 | 0 | 0 | 0 | 0 | 0 | 0 | 0 | 0 | 0 | 0 | 0 | 0 | 0 | 0 | 0 | 0 | 0 | 0 | 0 | 0 | 0 | 0
F4_Commercial_School_New_Food Preparation_Natural Gas_Double Rack Oven_E6 | F4 | Commercial | School | New | Food Preparation | Natural Gas | Double Rack Oven | E6 | RVT BC Ratio | 0 | 0 | 0 | 0 | 0 | 0 | 0 | 0 | 0 | 0 | 0 | 0 | 0 | 0 | 0 | 0 | 0 | 0 | 0 | 0 | 0 | 0 | 0 | 0 | 0 | 0 | 0 | 0 | 0 | 0 | 0 | 0 | 0
F4_Commercial_School_New_Food Preparation_Natural Gas_Double Rack Oven_E7 | F4 | Commercial | School | New | Food Preparation | Natural Gas | Double Rack Oven | E7 | RVT BC Ratio | 0 | 0 | 0 | 0 | 0 | 0 | 0 | 0 | 0 | 0 | 0 | 0 | 0 | 0 | 0 | 0 | 0 | 0 | 0 | 0 | 0 | 0 | 0 | 0 | 0 | 0 | 0 | 0 | 0 | 0 | 0 | 0 | 0
F4_Commercial_School_New_Food Preparation_Natural Gas_Double Rack Oven_E8 | F4 | Commercial | School | New | Food Preparation | Natural Gas | Double Rack Oven | E8 | RVT BC Ratio | 0 | 0 | 0 | 0 | 0 | 0 | 0 | 0 | 0 | 0 | 0 | 0 | 0 | 0 | 0 | 0 | 0 | 0 | 0 | 0 | 0 | 0 | 0 | 0 | 0 | 0 | 0 | 0 | 0 | 0 | 0 | 0 | 0
F4_Commercial_School_New_Food Preparation_Natural Gas_Double Rack Oven_E9 | F4 | Commercial | School | New | Food Preparation | Natural Gas | Double Rack Oven | E9 | RVT BC Ratio | 0 | 0 | 0 | 0 | 0 | 0 | 0 | 0 | 0 | 0 | 0 | 0 | 0 | 0 | 0 | 0 | 0 | 0 | 0 | 0 | 0 | 0 | 0 | 0 | 0 | 0 | 0 | 0 | 0 | 0 | 0 | 0 | 0
F4_Commercial_School_New_Food Preparation_Natural Gas_Double Rack Oven_E10 | F4 | Commercial | School | New | Food Preparation | Natural Gas | Double Rack Oven | E10 | RVT BC Ratio | 0 | 0 | 0 | 0 | 0 | 0 | 0 | 0 | 0 | 0 | 0 | 0 | 0 | 0 | 0 | 0 | 0 | 0 | 0 | 0 | 0 | 0 | 0 | 0 | 0 | 0 | 0 | 0 | 0 | 0 | 0 | 0 | 0
F5_Commercial_School_New_Food Preparation_Natural Gas_Double Rack Oven_E1 | F5 | Commercial | School | New | Food Preparation | Natural Gas | Double Rack Oven | E1 | RIM BC Ratio | bar: 2019 to 2051
F5_Commercial_School_New_Food Preparation_Natural Gas_Double Rack Oven_E2 | F5 | Commercial | School | New | Food Preparation | Natural Gas | Double Rack Oven | E2 | RIM BC Ratio | 0.75359 | 0.75369 | 0.75408 | 0.75371 | 0.75352 | 0.75381 | 0.7545 | 0.75506 | 0.75572 | 0.75635 | 0.75698 | 0.75756 | 0.75817 | 0.75879 | 0.75938 | 0.75998 | 0.76057 | 0.7612 | 0.76184 | 0.76249 | 0.7631 | 0.7637 | 0.76423 | 0.76476 | 0.76521 | 0.76559 | 0.76593 | 0.76623 | 0.76646 | 0.76665 | 0.76675 | 0.76681 | 0.76681
F5_Commercial_School_New_Food Preparation_Natural Gas_Double Rack Oven_E3 | F5 | Commercial | School | New | Food Preparation | Natural Gas | Double Rack Oven | E3 | RIM BC Ratio | 0 | 0 | 0 | 0 | 0 | 0 | 0 | 0 | 0 | 0 | 0 | 0 | 0 | 0 | 0 | 0 | 0 | 0 | 0 | 0 | 0 | 0 | 0 | 0 | 0 | 0 | 0 | 0 | 0 | 0 | 0 | 0 | 0
F5_Commercial_School_New_Food Preparation_Natural Gas_Double Rack Oven_E4 | F5 | Commercial | School | New | Food Preparation | Natural Gas | Double Rack Oven | E4 | RIM BC Ratio | 0 | 0 | 0 | 0 | 0 | 0 | 0 | 0 | 0 | 0 | 0 | 0 | 0 | 0 | 0 | 0 | 0 | 0 | 0 | 0 | 0 | 0 | 0 | 0 | 0 | 0 | 0 | 0 | 0 | 0 | 0 | 0 | 0
F5_Commercial_School_New_Food Preparation_Natural Gas_Double Rack Oven_E5 | F5 | Commercial | School | New | Food Preparation | Natural Gas | Double Rack Oven | E5 | RIM BC Ratio | 0 | 0 | 0 | 0 | 0 | 0 | 0 | 0 | 0 | 0 | 0 | 0 | 0 | 0 | 0 | 0 | 0 | 0 | 0 | 0 | 0 | 0 | 0 | 0 | 0 | 0 | 0 | 0 | 0 | 0 | 0 | 0 | 0
F5_Commercial_School_New_Food Preparation_Natural Gas_Double Rack Oven_E6 | F5 | Commercial | School | New | Food Preparation | Natural Gas | Double Rack Oven | E6 | RIM BC Ratio | 0 | 0 | 0 | 0 | 0 | 0 | 0 | 0 | 0 | 0 | 0 | 0 | 0 | 0 | 0 | 0 | 0 | 0 | 0 | 0 | 0 | 0 | 0 | 0 | 0 | 0 | 0 | 0 | 0 | 0 | 0 | 0 | 0
F5_Commercial_School_New_Food Preparation_Natural Gas_Double Rack Oven_E7 | F5 | Commercial | School | New | Food Preparation | Natural Gas | Double Rack Oven | E7 | RIM BC Ratio | 0 | 0 | 0 | 0 | 0 | 0 | 0 | 0 | 0 | 0 | 0 | 0 | 0 | 0 | 0 | 0 | 0 | 0 | 0 | 0 | 0 | 0 | 0 | 0 | 0 | 0 | 0 | 0 | 0 | 0 | 0 | 0 | 0
F5_Commercial_School_New_Food Preparation_Natural Gas_Double Rack Oven_E8 | F5 | Commercial | School | New | Food Preparation | Natural Gas | Double Rack Oven | E8 | RIM BC Ratio | 0 | 0 | 0 | 0 | 0 | 0 | 0 | 0 | 0 | 0 | 0 | 0 | 0 | 0 | 0 | 0 | 0 | 0 | 0 | 0 | 0 | 0 | 0 | 0 | 0 | 0 | 0 | 0 | 0 | 0 | 0 | 0 | 0
F5_Commercial_School_New_Food Preparation_Natural Gas_Double Rack Oven_E9 | F5 | Commercial | School | New | Food Preparation | Natural Gas | Double Rack Oven | E9 | RIM BC Ratio | 0 | 0 | 0 | 0 | 0 | 0 | 0 | 0 | 0 | 0 | 0 | 0 | 0 | 0 | 0 | 0 | 0 | 0 | 0 | 0 | 0 | 0 | 0 | 0 | 0 | 0 | 0 | 0 | 0 | 0 | 0 | 0 | 0
F5_Commercial_School_New_Food Preparation_Natural Gas_Double Rack Oven_E10 | F5 | Commercial | School | New | Food Preparation | Natural Gas | Double Rack Oven | E10 | RIM BC Ratio | 0 | 0 | 0 | 0 | 0 | 0 | 0 | 0 | 0 | 0 | 0 | 0 | 0 | 0 | 0 | 0 | 0 | 0 | 0 | 0 | 0 | 0 | 0 | 0 | 0 | 0 | 0 | 0 | 0 | 0 | 0 | 0 | 0
F0_Commercial_School_New_Food Preparation_Natural Gas_Fryer_E0 | F0 | Commercial | School | New | Food Preparation | Natural Gas | Fryer | E0 | Economic Unit | ENERGY STAR (3.0) | ENERGY STAR (3.0) | ENERGY STAR (3.0) | ENERGY STAR (3.0) | ENERGY STAR (3.0) | ENERGY STAR (3.0) | ENERGY STAR (3.0) | ENERGY STAR (3.0) | ENERGY STAR (3.0) | ENERGY STAR (3.0) | ENERGY STAR (3.0) | ENERGY STAR (3.0) | ENERGY STAR (3.0) | ENERGY STAR (3.0) | ENERGY STAR (3.0) | ENERGY STAR (3.0) | ENERGY STAR (3.0) | ENERGY STAR (3.0) | ENERGY STAR (3.0) | ENERGY STAR (3.0) | ENERGY STAR (3.0) | ENERGY STAR (3.0) | ENERGY STAR (3.0) | ENERGY STAR (3.0) | ENERGY STAR (3.0) | ENERGY STAR (3.0) | ENERGY STAR (3.0) | ENERGY STAR (3.0) | ENERGY STAR (3.0) | ENERGY STAR (3.0) | ENERGY STAR (3.0) | ENERGY STAR (3.0) | ENERGY STAR (3.0)
F1_Commercial_School_New_Food Preparation_Natural Gas_Fryer_E1 | F1 | Commercial | School | New | Food Preparation | Natural Gas | Fryer | E1 | CCE | 0 | 0 | 0 | 0 | 0 | 0 | 0 | 0 | 0 | 0 | 0 | 0 | 0 | 0 | 0 | 0 | 0 | 0 | 0 | 0 | 0 | 0 | 0 | 0 | 0 | 0 | 0 | 0 | 0 | 0 | 0 | 0 | 0
F1_Commercial_School_New_Food Preparation_Natural Gas_Fryer_E2 | F1 | Commercial | School | New | Food Preparation | Natural Gas | Fryer | E2 | CCE | 0.36986 | 0.38294 | 0.34375 | 0 | 0 | 0 | 0 | 0 | 0 | 0 | 0 | 0 | 0 | 0 | 0 | 0 | 0 | 0 | 0 | 0 | 0 | 0 | 0 | 0 | 0 | 0 | 0 | 0 | 0 | 0 | 0 | 0 | 0
F1_Commercial_School_New_Food Preparation_Natural Gas_Fryer_E3 | F1 | Commercial | School | New | Food Preparation | Natural Gas | Fryer | E3 | CCE | 0 | 0 | 0 | 0 | 0 | 0 | 0 | 0 | 0 | 0 | 0 | 0 | 0 | 0 | 0 | 0 | 0 | 0 | 0 | 0 | 0 | 0 | 0 | 0 | 0 | 0 | 0 | 0 | 0 | 0 | 0 | 0 | 0
F1_Commercial_School_New_Food Preparation_Natural Gas_Fryer_E4 | F1 | Commercial | School | New | Food Preparation | Natural Gas | Fryer | E4 | CCE | 0 | 0 | 0 | 0 | 0 | 0 | 0 | 0 | 0 | 0 | 0 | 0 | 0 | 0 | 0 | 0 | 0 | 0 | 0 | 0 | 0 | 0 | 0 | 0 | 0 | 0 | 0 | 0 | 0 | 0 | 0 | 0 | 0
F1_Commercial_School_New_Food Preparation_Natural Gas_Fryer_E5 | F1 | Commercial | School | New | Food Preparation | Natural Gas | Fryer | E5 | CCE | 0 | 0 | 0 | 0 | 0 | 0 | 0 | 0 | 0 | 0 | 0 | 0 | 0 | 0 | 0 | 0 | 0 | 0 | 0 | 0 | 0 | 0 | 0 | 0 | 0 | 0 | 0 | 0 | 0 | 0 | 0 | 0 | 0
F1_Commercial_School_New_Food Preparation_Natural Gas_Fryer_E6 | F1 | Commercial | School | New | Food Preparation | Natural Gas | Fryer | E6 | CCE | 0 | 0 | 0 | 0 | 0 | 0 | 0 | 0 | 0 | 0 | 0 | 0 | 0 | 0 | 0 | 0 | 0 | 0 | 0 | 0 | 0 | 0 | 0 | 0 | 0 | 0 | 0 | 0 | 0 | 0 | 0 | 0 | 0
F1_Commercial_School_New_Food Preparation_Natural Gas_Fryer_E7 | F1 | Commercial | School | New | Food Preparation | Natural Gas | Fryer | E7 | CCE | 0 | 0 | 0 | 0 | 0 | 0 | 0 | 0 | 0 | 0 | 0 | 0 | 0 | 0 | 0 | 0 | 0 | 0 | 0 | 0 | 0 | 0 | 0 | 0 | 0 | 0 | 0 | 0 | 0 | 0 | 0 | 0 | 0
F1_Commercial_School_New_Food Preparation_Natural Gas_Fryer_E8 | F1 | Commercial | School | New | Food Preparation | Natural Gas | Fryer | E8 | CCE | 0 | 0 | 0 | 0 | 0 | 0 | 0 | 0 | 0 | 0 | 0 | 0 | 0 | 0 | 0 | 0 | 0 | 0 | 0 | 0 | 0 | 0 | 0 | 0 | 0 | 0 | 0 | 0 | 0 | 0 | 0 | 0 | 0
F1_Commercial_School_New_Food Preparation_Natural Gas_Fryer_E9 | F1 | Commercial | School | New | Food Preparation | Natural Gas | Fryer | E9 | CCE | 0 | 0 | 0 | 0 | 0 | 0 | 0 | 0 | 0 | 0 | 0 | 0 | 0 | 0 | 0 | 0 | 0 | 0 | 0 | 0 | 0 | 0 | 0 | 0 | 0 | 0 | 0 | 0 | 0 | 0 | 0 | 0 | 0
F1_Commercial_School_New_Food Preparation_Natural Gas_Fryer_E10 | F1 | Commercial | School | New | Food Preparation | Natural Gas | Fryer | E10 | CCE | 0 | 0 | 0 | 0 | 0 | 0 | 0 | 0 | 0 | 0 | 0 | 0 | 0 | 0 | 0 | 0 | 0 | 0 | 0 | 0 | 0 | 0 | 0 | 0 | 0 | 0 | 0 | 0 | 0 | 0 | 0 | 0 | 0
F2_Commercial_School_New_Food Preparation_Natural Gas_Fryer_E1 | F2 | Commercial | School | New | Food Preparation | Natural Gas | Fryer | E1 | TRC BC Ratio | 1 | 1 | 1 | 0 | 0 | 0 | 0 | 0 | 0 | 0 | 0 | 0 | 0 | 0 | 0 | 0 | 0 | 0 | 0 | 0 | 0 | 0 | 0 | 0 | 0 | 0 | 0 | 0 | 0 | 0 | 0 | 0 | 0
F2_Commercial_School_New_Food Preparation_Natural Gas_Fryer_E2 | F2 | Commercial | School | New | Food Preparation | Natural Gas | Fryer | E2 | TRC BC Ratio | 4.4463 | 4.4414 | 4.4606 | 1 | 1 | 1 | 1 | 1 | 1 | 1 | 1 | 1 | 1 | 1 | 1 | 1 | 1 | 1 | 1 | 1 | 1 | 1 | 1 | 1 | 1 | 1 | 1 | 1 | 1 | 1 | 1 | 1 | 1
F2_Commercial_School_New_Food Preparation_Natural Gas_Fryer_E3 | F2 | Commercial | School | New | Food Preparation | Natural Gas | Fryer | E3 | TRC BC Ratio | 0 | 0 | 0 | 0 | 0 | 0 | 0 | 0 | 0 | 0 | 0 | 0 | 0 | 0 | 0 | 0 | 0 | 0 | 0 | 0 | 0 | 0 | 0 | 0 | 0 | 0 | 0 | 0 | 0 | 0 | 0 | 0 | 0
F2_Commercial_School_New_Food Preparation_Natural Gas_Fryer_E4 | F2 | Commercial | School | New | Food Preparation | Natural Gas | Fryer | E4 | TRC BC Ratio | 0 | 0 | 0 | 0 | 0 | 0 | 0 | 0 | 0 | 0 | 0 | 0 | 0 | 0 | 0 | 0 | 0 | 0 | 0 | 0 | 0 | 0 | 0 | 0 | 0 | 0 | 0 | 0 | 0 | 0 | 0 | 0 | 0
F2_Commercial_School_New_Food Preparation_Natural Gas_Fryer_E5 | F2 | Commercial | School | New | Food Preparation | Natural Gas | Fryer | E5 | TRC BC Ratio | 0 | 0 | 0 | 0 | 0 | 0 | 0 | 0 | 0 | 0 | 0 | 0 | 0 | 0 | 0 | 0 | 0 | 0 | 0 | 0 | 0 | 0 | 0 | 0 | 0 | 0 | 0 | 0 | 0 | 0 | 0 | 0 | 0
F2_Commercial_School_New_Food Preparation_Natural Gas_Fryer_E6 | F2 | Commercial | School | New | Food Preparation | Natural Gas | Fryer | E6 | TRC BC Ratio | 0 | 0 | 0 | 0 | 0 | 0 | 0 | 0 | 0 | 0 | 0 | 0 | 0 | 0 | 0 | 0 | 0 | 0 | 0 | 0 | 0 | 0 | 0 | 0 | 0 | 0 | 0 | 0 | 0 | 0 | 0 | 0 | 0
F2_Commercial_School_New_Food Preparation_Natural Gas_Fryer_E7 | F2 | Commercial | School | New | Food Preparation | Natural Gas | Fryer | E7 | TRC BC Ratio | 0 | 0 | 0 | 0 | 0 | 0 | 0 | 0 | 0 | 0 | 0 | 0 | 0 | 0 | 0 | 0 | 0 | 0 | 0 | 0 | 0 | 0 | 0 | 0 | 0 | 0 | 0 | 0 | 0 | 0 | 0 | 0 | 0
F2_Commercial_School_New_Food Preparation_Natural Gas_Fryer_E8 | F2 | Commercial | School | New | Food Preparation | Natural Gas | Fryer | E8 | TRC BC Ratio | 0 | 0 | 0 | 0 | 0 | 0 | 0 | 0 | 0 | 0 | 0 | 0 | 0 | 0 | 0 | 0 | 0 | 0 | 0 | 0 | 0 | 0 | 0 | 0 | 0 | 0 | 0 | 0 | 0 | 0 | 0 | 0 | 0
F2_Commercial_School_New_Food Preparation_Natural Gas_Fryer_E9 | F2 | Commercial | School | New | Food Preparation | Natural Gas | Fryer | E9 | TRC BC Ratio | 0 | 0 | 0 | 0 | 0 | 0 | 0 | 0 | 0 | 0 | 0 | 0 | 0 | 0 | 0 | 0 | 0 | 0 | 0 | 0 | 0 | 0 | 0 | 0 | 0 | 0 | 0 | 0 | 0 | 0 | 0 | 0 | 0
F2_Commercial_School_New_Food Preparation_Natural Gas_Fryer_E10 | F2 | Commercial | School | New | Food Preparation | Natural Gas | Fryer | E10 | TRC BC Ratio | 0 | 0 | 0 | 0 | 0 | 0 | 0 | 0 | 0 | 0 | 0 | 0 | 0 | 0 | 0 | 0 | 0 | 0 | 0 | 0 | 0 | 0 | 0 | 0 | 0 | 0 | 0 | 0 | 0 | 0 | 0 | 0 | 0
F3_Commercial_School_New_Food Preparation_Natural Gas_Fryer_E1 | F3 | Commercial | School | New | Food Preparation | Natural Gas | Fryer | E1 | PACT BC Ratio | 1 | 1 | 1 | 0 | 0 | 0 | 0 | 0 | 0 | 0 | 0 | 0 | 0 | 0 | 0 | 0 | 0 | 0 | 0 | 0 | 0 | 0 | 0 | 0 | 0 | 0 | 0 | 0 | 0 | 0 | 0 | 0 | 0
F3_Commercial_School_New_Food Preparation_Natural Gas_Fryer_E2 | F3 | Commercial | School | New | Food Preparation | Natural Gas | Fryer | E2 | PACT BC Ratio | 5.9285 | 5.9219 | 5.9474 | 1 | 1 | 1 | 1 | 1 | 1 | 1 | 1 | 1 | 1 | 1 | 1 | 1 | 1 | 1 | 1 | 1 | 1 | 1 | 1 | 1 | 1 | 1 | 1 | 1 | 1 | 1 | 1 | 1 | 1
F3_Commercial_School_New_Food Preparation_Natural Gas_Fryer_E3 | F3 | Commercial | School | New | Food Preparation | Natural Gas | Fryer | E3 | PACT BC Ratio | 0 | 0 | 0 | 0 | 0 | 0 | 0 | 0 | 0 | 0 | 0 | 0 | 0 | 0 | 0 | 0 | 0 | 0 | 0 | 0 | 0 | 0 | 0 | 0 | 0 | 0 | 0 | 0 | 0 | 0 | 0 | 0 | 0
F3_Commercial_School_New_Food Preparation_Natural Gas_Fryer_E4 | F3 | Commercial | School | New | Food Preparation | Natural Gas | Fryer | E4 | PACT BC Ratio | 0 | 0 | 0 | 0 | 0 | 0 | 0 | 0 | 0 | 0 | 0 | 0 | 0 | 0 | 0 | 0 | 0 | 0 | 0 | 0 | 0 | 0 | 0 | 0 | 0 | 0 | 0 | 0 | 0 | 0 | 0 | 0 | 0
F3_Commercial_School_New_Food Preparation_Natural Gas_Fryer_E5 | F3 | Commercial | School | New | Food Preparation | Natural Gas | Fryer | E5 | PACT BC Ratio | 0 | 0 | 0 | 0 | 0 | 0 | 0 | 0 | 0 | 0 | 0 | 0 | 0 | 0 | 0 | 0 | 0 | 0 | 0 | 0 | 0 | 0 | 0 | 0 | 0 | 0 | 0 | 0 | 0 | 0 | 0 | 0 | 0
F3_Commercial_School_New_Food Preparation_Natural Gas_Fryer_E6 | F3 | Commercial | School | New | Food Preparation | Natural Gas | Fryer | E6 | PACT BC Ratio | 0 | 0 | 0 | 0 | 0 | 0 | 0 | 0 | 0 | 0 | 0 | 0 | 0 | 0 | 0 | 0 | 0 | 0 | 0 | 0 | 0 | 0 | 0 | 0 | 0 | 0 | 0 | 0 | 0 | 0 | 0 | 0 | 0
F3_Commercial_School_New_Food Preparation_Natural Gas_Fryer_E7 | F3 | Commercial | School | New | Food Preparation | Natural Gas | Fryer | E7 | PACT BC Ratio | 0 | 0 | 0 | 0 | 0 | 0 | 0 | 0 | 0 | 0 | 0 | 0 | 0 | 0 | 0 | 0 | 0 | 0 | 0 | 0 | 0 | 0 | 0 | 0 | 0 | 0 | 0 | 0 | 0 | 0 | 0 | 0 | 0
F3_Commercial_School_New_Food Preparation_Natural Gas_Fryer_E8 | F3 | Commercial | School | New | Food Preparation | Natural Gas | Fryer | E8 | PACT BC Ratio | 0 | 0 | 0 | 0 | 0 | 0 | 0 | 0 | 0 | 0 | 0 | 0 | 0 | 0 | 0 | 0 | 0 | 0 | 0 | 0 | 0 | 0 | 0 | 0 | 0 | 0 | 0 | 0 | 0 | 0 | 0 | 0 | 0
F3_Commercial_School_New_Food Preparation_Natural Gas_Fryer_E9 | F3 | Commercial | School | New | Food Preparation | Natural Gas | Fryer | E9 | PACT BC Ratio | 0 | 0 | 0 | 0 | 0 | 0 | 0 | 0 | 0 | 0 | 0 | 0 | 0 | 0 | 0 | 0 | 0 | 0 | 0 | 0 | 0 | 0 | 0 | 0 | 0 | 0 | 0 | 0 | 0 | 0 | 0 | 0 | 0
F3_Commercial_School_New_Food Preparation_Natural Gas_Fryer_E10 | F3 | Commercial | School | New | Food Preparation | Natural Gas | Fryer | E10 | PACT BC Ratio | 0 | 0 | 0 | 0 | 0 | 0 | 0 | 0 | 0 | 0 | 0 | 0 | 0 | 0 | 0 | 0 | 0 | 0 | 0 | 0 | 0 | 0 | 0 | 0 | 0 | 0 | 0 | 0 | 0 | 0 | 0 | 0 | 0
F4_Commercial_School_New_Food Preparation_Natural Gas_Fryer_E1 | F4 | Commercial | School | New | Food Preparation | Natural Gas | Fryer | E1 | RVT BC Ratio | 1 | 1 | 1 | 0 | 0 | 0 | 0 | 0 | 0 | 0 | 0 | 0 | 0 | 0 | 0 | 0 | 0 | 0 | 0 | 0 | 0 | 0 | 0 | 0 | 0 | 0 | 0 | 0 | 0 | 0 | 0 | 0 | 0
F4_Commercial_School_New_Food Preparation_Natural Gas_Fryer_E2 | F4 | Commercial | School | New | Food Preparation | Natural Gas | Fryer | E2 | RVT BC Ratio | 7.0924 | 7.0854 | 7.1129 | 1 | 1 | 1 | 1 | 1 | 1 | 1 | 1 | 1 | 1 | 1 | 1 | 1 | 1 | 1 | 1 | 1 | 1 | 1 | 1 | 1 | 1 | 1 | 1 | 1 | 1 | 1 | 1 | 1 | 1
F4_Commercial_School_New_Food Preparation_Natural Gas_Fryer_E3 | F4 | Commercial | School | New | Food Preparation | Natural Gas | Fryer | E3 | RVT BC Ratio | 0 | 0 | 0 | 0 | 0 | 0 | 0 | 0 | 0 | 0 | 0 | 0 | 0 | 0 | 0 | 0 | 0 | 0 | 0 | 0 | 0 | 0 | 0 | 0 | 0 | 0 | 0 | 0 | 0 | 0 | 0 | 0 | 0
F4_Commercial_School_New_Food Preparation_Natural Gas_Fryer_E4 | F4 | Commercial | School | New | Food Preparation | Natural Gas | Fryer | E4 | RVT BC Ratio | 0 | 0 | 0 | 0 | 0 | 0 | 0 | 0 | 0 | 0 | 0 | 0 | 0 | 0 | 0 | 0 | 0 | 0 | 0 | 0 | 0 | 0 | 0 | 0 | 0 | 0 | 0 | 0 | 0 | 0 | 0 | 0 | 0
F4_Commercial_School_New_Food Preparation_Natural Gas_Fryer_E5 | F4 | Commercial | School | New | Food Preparation | Natural Gas | Fryer | E5 | RVT BC Ratio | 0 | 0 | 0 | 0 | 0 | 0 | 0 | 0 | 0 | 0 | 0 | 0 | 0 | 0 | 0 | 0 | 0 | 0 | 0 | 0 | 0 | 0 | 0 | 0 | 0 | 0 | 0 | 0 | 0 | 0 | 0 | 0 | 0
F4_Commercial_School_New_Food Preparation_Natural Gas_Fryer_E6 | F4 | Commercial | School | New | Food Preparation | Natural Gas | Fryer | E6 | RVT BC Ratio | 0 | 0 | 0 | 0 | 0 | 0 | 0 | 0 | 0 | 0 | 0 | 0 | 0 | 0 | 0 | 0 | 0 | 0 | 0 | 0 | 0 | 0 | 0 | 0 | 0 | 0 | 0 | 0 | 0 | 0 | 0 | 0 | 0
F4_Commercial_School_New_Food Preparation_Natural Gas_Fryer_E7 | F4 | Commercial | School | New | Food Preparation | Natural Gas | Fryer | E7 | RVT BC Ratio | 0 | 0 | 0 | 0 | 0 | 0 | 0 | 0 | 0 | 0 | 0 | 0 | 0 | 0 | 0 | 0 | 0 | 0 | 0 | 0 | 0 | 0 | 0 | 0 | 0 | 0 | 0 | 0 | 0 | 0 | 0 | 0 | 0
F4_Commercial_School_New_Food Preparation_Natural Gas_Fryer_E8 | F4 | Commercial | School | New | Food Preparation | Natural Gas | Fryer | E8 | RVT BC Ratio | 0 | 0 | 0 | 0 | 0 | 0 | 0 | 0 | 0 | 0 | 0 | 0 | 0 | 0 | 0 | 0 | 0 | 0 | 0 | 0 | 0 | 0 | 0 | 0 | 0 | 0 | 0 | 0 | 0 | 0 | 0 | 0 | 0
F4_Commercial_School_New_Food Preparation_Natural Gas_Fryer_E9 | F4 | Commercial | School | New | Food Preparation | Natural Gas | Fryer | E9 | RVT BC Ratio | 0 | 0 | 0 | 0 | 0 | 0 | 0 | 0 | 0 | 0 | 0 | 0 | 0 | 0 | 0 | 0 | 0 | 0 | 0 | 0 | 0 | 0 | 0 | 0 | 0 | 0 | 0 | 0 | 0 | 0 | 0 | 0 | 0
F4_Commercial_School_New_Food Preparation_Natural Gas_Fryer_E10 | F4 | Commercial | School | New | Food Preparation | Natural Gas | Fryer | E10 | RVT BC Ratio | 0 | 0 | 0 | 0 | 0 | 0 | 0 | 0 | 0 | 0 | 0 | 0 | 0 | 0 | 0 | 0 | 0 | 0 | 0 | 0 | 0 | 0 | 0 | 0 | 0 | 0 | 0 | 0 | 0 | 0 | 0 | 0 | 0
F5_Commercial_School_New_Food Preparation_Natural Gas_Fryer_E1 | F5 | Commercial | School | New | Food Preparation | Natural Gas | Fryer | E1 | RIM BC Ratio | 1 | 1 | 1 | 0 | 0 | 0 | 0 | 0 | 0 | 0 | 0 | 0 | 0 | 0 | 0 | 0 | 0 | 0 | 0 | 0 | 0 | 0 | 0 | 0 | 0 | 0 | 0 | 0 | 0 | 0 | 0 | 0 | 0
F5_Commercial_School_New_Food Preparation_Natural Gas_Fryer_E2 | F5 | Commercial | School | New | Food Preparation | Natural Gas | Fryer | E2 | RIM BC Ratio | 0.73167 | 0.73157 | 0.73195 | 1 | 1 | 1 | 1 | 1 | 1 | 1 | 1 | 1 | 1 | 1 | 1 | 1 | 1 | 1 | 1 | 1 | 1 | 1 | 1 | 1 | 1 | 1 | 1 | 1 | 1 | 1 | 1 | 1 | 1
F5_Commercial_School_New_Food Preparation_Natural Gas_Fryer_E3 | F5 | Commercial | School | New | Food Preparation | Natural Gas | Fryer | E3 | RIM BC Ratio | 0 | 0 | 0 | 0 | 0 | 0 | 0 | 0 | 0 | 0 | 0 | 0 | 0 | 0 | 0 | 0 | 0 | 0 | 0 | 0 | 0 | 0 | 0 | 0 | 0 | 0 | 0 | 0 | 0 | 0 | 0 | 0 | 0
F5_Commercial_School_New_Food Preparation_Natural Gas_Fryer_E4 | F5 | Commercial | School | New | Food Preparation | Natural Gas | Fryer | E4 | RIM BC Ratio | 0 | 0 | 0 | 0 | 0 | 0 | 0 | 0 | 0 | 0 | 0 | 0 | 0 | 0 | 0 | 0 | 0 | 0 | 0 | 0 | 0 | 0 | 0 | 0 | 0 | 0 | 0 | 0 | 0 | 0 | 0 | 0 | 0
F5_Commercial_School_New_Food Preparation_Natural Gas_Fryer_E5 | F5 | Commercial | School | New | Food Preparation | Natural Gas | Fryer | E5 | RIM BC Ratio | 0 | 0 | 0 | 0 | 0 | 0 | 0 | 0 | 0 | 0 | 0 | 0 | 0 | 0 | 0 | 0 | 0 | 0 | 0 | 0 | 0 | 0 | 0 | 0 | 0 | 0 | 0 | 0 | 0 | 0 | 0 | 0 | 0
F5_Commercial_School_New_Food Preparation_Natural Gas_Fryer_E6 | F5 | Commercial | School | New | Food Preparation | Natural Gas | Fryer | E6 | RIM BC Ratio | 0 | 0 | 0 | 0 | 0 | 0 | 0 | 0 | 0 | 0 | 0 | 0 | 0 | 0 | 0 | 0 | 0 | 0 | 0 | 0 | 0 | 0 | 0 | 0 | 0 | 0 | 0 | 0 | 0 | 0 | 0 | 0 | 0
F5_Commercial_School_New_Food Preparation_Natural Gas_Fryer_E7 | F5 | Commercial | School | New | Food Preparation | Natural Gas | Fryer | E7 | RIM BC Ratio | 0 | 0 | 0 | 0 | 0 | 0 | 0 | 0 | 0 | 0 | 0 | 0 | 0 | 0 | 0 | 0 | 0 | 0 | 0 | 0 | 0 | 0 | 0 | 0 | 0 | 0 | 0 | 0 | 0 | 0 | 0 | 0 | 0
F5_Commercial_School_New_Food Preparation_Natural Gas_Fryer_E8 | F5 | Commercial | School | New | Food Preparation | Natural Gas | Fryer | E8 | RIM BC Ratio | 0 | 0 | 0 | 0 | 0 | 0 | 0 | 0 | 0 | 0 | 0 | 0 | 0 | 0 | 0 | 0 | 0 | 0 | 0 | 0 | 0 | 0 | 0 | 0 | 0 | 0 | 0 | 0 | 0 | 0 | 0 | 0 | 0
F5_Commercial_School_New_Food Preparation_Natural Gas_Fryer_E9 | F5 | Commercial | School | New | Food Preparation | Natural Gas | Fryer | E9 | RIM BC Ratio | 0 | 0 | 0 | 0 | 0 | 0 | 0 | 0 | 0 | 0 | 0 | 0 | 0 | 0 | 0 | 0 | 0 | 0 | 0 | 0 | 0 | 0 | 0 | 0 | 0 | 0 | 0 | 0 | 0 | 0 | 0 | 0 | 0
F5_Commercial_School_New_Food Preparation_Natural Gas_Fryer_E10 | F5 | Commercial | School | New | Food Preparation | Natural Gas | Fryer | E10 | RIM BC Ratio | 0 | 0 | 0 | 0 | 0 | 0 | 0 | 0 | 0 | 0 | 0 | 0 | 0 | 0 | 0 | 0 | 0 | 0 | 0 | 0 | 0 | 0 | 0 | 0 | 0 | 0 | 0 | 0 | 0 | 0 | 0 | 0 | 0
F0_Commercial_School_New_Food Preparation_Natural Gas_Broiler_E0 | F0 | Commercial | School | New | Food Preparation | Natural Gas | Broiler | E0 | Economic Unit | Infrared Burners | Infrared Burners | Infrared Burners | Infrared Burners | Infrared Burners | Infrared Burners | Infrared Burners | Infrared Burners | Infrared Burners | Infrared Burners | Infrared Burners | Infrared Burners | Infrared Burners | Infrared Burners | Infrared Burners | Infrared Burners | Infrared Burners | Infrared Burners | Infrared Burners | Infrared Burners | Infrared Burners | Infrared Burners | Infrared Burners | Infrared Burners | Infrared Burners | Infrared Burners | Infrared Burners | Infrared Burners | Infrared Burners | Infrared Burners | Infrared Burners | Infrared Burners | Infrared Burners
F1_Commercial_School_New_Food Preparation_Natural Gas_Broiler_E1 | F1 | Commercial | School | New | Food Preparation | Natural Gas | Broiler | E1 | CCE | 0 | 0 | 0 | 0 | 0 | 0 | 0 | 0 | 0 | 0 | 0 | 0 | 0 | 0 | 0 | 0 | 0 | 0 | 0 | 0 | 0 | 0 | 0 | 0 | 0 | 0 | 0 | 0 | 0 | 0 | 0 | 0 | 0
F1_Commercial_School_New_Food Preparation_Natural Gas_Broiler_E2 | F1 | Commercial | School | New | Food Preparation | Natural Gas | Broiler | E2 | CCE | 0.59817 | 0.61931 | 0.55594 | 0.56637 | 0.56637 | 0.56637 | 0.56637 | 0.56637 | 0.56637 | 0.56637 | 0.56637 | 0.56637 | 0.56637 | 0.56637 | 0.56637 | 0.56637 | 0.56637 | 0.56637 | 0.56637 | 0.56637 | 0.56637 | 0.56637 | 0.56637 | 0.56637 | 0.56637 | 0.56637 | 0.56637 | 0.56637 | 0.56637 | 0.56637 | 0.56637 | 0.56637 | 0.56637
F1_Commercial_School_New_Food Preparation_Natural Gas_Broiler_E3 | F1 | Commercial | School | New | Food Preparation | Natural Gas | Broiler | E3 | CCE | 0 | 0 | 0 | 0 | 0 | 0 | 0 | 0 | 0 | 0 | 0 | 0 | 0 | 0 | 0 | 0 | 0 | 0 | 0 | 0 | 0 | 0 | 0 | 0 | 0 | 0 | 0 | 0 | 0 | 0 | 0 | 0 | 0
F1_Commercial_School_New_Food Preparation_Natural Gas_Broiler_E4 | F1 | Commercial | School | New | Food Preparation | Natural Gas | Broiler | E4 | CCE | 0 | 0 | 0 | 0 | 0 | 0 | 0 | 0 | 0 | 0 | 0 | 0 | 0 | 0 | 0 | 0 | 0 | 0 | 0 | 0 | 0 | 0 | 0 | 0 | 0 | 0 | 0 | 0 | 0 | 0 | 0 | 0 | 0
F1_Commercial_School_New_Food Preparation_Natural Gas_Broiler_E5 | F1 | Commercial | School | New | Food Preparation | Natural Gas | Broiler | E5 | CCE | 0 | 0 | 0 | 0 | 0 | 0 | 0 | 0 | 0 | 0 | 0 | 0 | 0 | 0 | 0 | 0 | 0 | 0 | 0 | 0 | 0 | 0 | 0 | 0 | 0 | 0 | 0 | 0 | 0 | 0 | 0 | 0 | 0
F1_Commercial_School_New_Food Preparation_Natural Gas_Broiler_E6 | F1 | Commercial | School | New | Food Preparation | Natural Gas | Broiler | E6 | CCE | 0 | 0 | 0 | 0 | 0 | 0 | 0 | 0 | 0 | 0 | 0 | 0 | 0 | 0 | 0 | 0 | 0 | 0 | 0 | 0 | 0 | 0 | 0 | 0 | 0 | 0 | 0 | 0 | 0 | 0 | 0 | 0 | 0
F1_Commercial_School_New_Food Preparation_Natural Gas_Broiler_E7 | F1 | Commercial | School | New | Food Preparation | Natural Gas | Broiler | E7 | CCE | 0 | 0 | 0 | 0 | 0 | 0 | 0 | 0 | 0 | 0 | 0 | 0 | 0 | 0 | 0 | 0 | 0 | 0 | 0 | 0 | 0 | 0 | 0 | 0 | 0 | 0 | 0 | 0 | 0 | 0 | 0 | 0 | 0
F1_Commercial_School_New_Food Preparation_Natural Gas_Broiler_E8 | F1 | Commercial | School | New | Food Preparation | Natural Gas | Broiler | E8 | CCE | 0 | 0 | 0 | 0 | 0 | 0 | 0 | 0 | 0 | 0 | 0 | 0 | 0 | 0 | 0 | 0 | 0 | 0 | 0 | 0 | 0 | 0 | 0 | 0 | 0 | 0 | 0 | 0 | 0 | 0 | 0 | 0 | 0
F1_Commercial_School_New_Food Preparation_Natural Gas_Broiler_E9 | F1 | Commercial | School | New | Food Preparation | Natural Gas | Broiler | E9 | CCE | 0 | 0 | 0 | 0 | 0 | 0 | 0 | 0 | 0 | 0 | 0 | 0 | 0 | 0 | 0 | 0 | 0 | 0 | 0 | 0 | 0 | 0 | 0 | 0 | 0 | 0 | 0 | 0 | 0 | 0 | 0 | 0 | 0
F1_Commercial_School_New_Food Preparation_Natural Gas_Broiler_E10 | F1 | Commercial | School | New | Food Preparation | Natural Gas | Broiler | E10 | CCE | 0 | 0 | 0 | 0 | 0 | 0 | 0 | 0 | 0 | 0 | 0 | 0 | 0 | 0 | 0 | 0 | 0 | 0 | 0 | 0 | 0 | 0 | 0 | 0 | 0 | 0 | 0 | 0 | 0 | 0 | 0 | 0 | 0
F2_Commercial_School_New_Food Preparation_Natural Gas_Broiler_E1 | F2 | Commercial | School | New | Food Preparation | Natural Gas | Broiler | E1 | TRC BC Ratio | bar: 2019 to 2051
F2_Commercial_School_New_Food Preparation_Natural Gas_Broiler_E2 | F2 | Commercial | School | New | Food Preparation | Natural Gas | Broiler | E2 | TRC BC Ratio | 2.7519 | 2.7554 | 2.7705 | 2.7565 | 2.7493 | 2.7603 | 2.7866 | 2.8079 | 2.834 | 2.8592 | 2.8846 | 2.9086 | 2.9342 | 2.9607 | 2.9863 | 3.0126 | 3.039 | 3.0674 | 3.0969 | 3.1274 | 3.1566 | 3.1859 | 3.2122 | 3.2386 | 3.2614 | 3.2812 | 3.2991 | 3.3146 | 3.3268 | 3.3367 | 3.3421 | 3.3458 | 3.3458
F2_Commercial_School_New_Food Preparation_Natural Gas_Broiler_E3 | F2 | Commercial | School | New | Food Preparation | Natural Gas | Broiler | E3 | TRC BC Ratio | 0 | 0 | 0 | 0 | 0 | 0 | 0 | 0 | 0 | 0 | 0 | 0 | 0 | 0 | 0 | 0 | 0 | 0 | 0 | 0 | 0 | 0 | 0 | 0 | 0 | 0 | 0 | 0 | 0 | 0 | 0 | 0 | 0
F2_Commercial_School_New_Food Preparation_Natural Gas_Broiler_E4 | F2 | Commercial | School | New | Food Preparation | Natural Gas | Broiler | E4 | TRC BC Ratio | 0 | 0 | 0 | 0 | 0 | 0 | 0 | 0 | 0 | 0 | 0 | 0 | 0 | 0 | 0 | 0 | 0 | 0 | 0 | 0 | 0 | 0 | 0 | 0 | 0 | 0 | 0 | 0 | 0 | 0 | 0 | 0 | 0
F2_Commercial_School_New_Food Preparation_Natural Gas_Broiler_E5 | F2 | Commercial | School | New | Food Preparation | Natural Gas | Broiler | E5 | TRC BC Ratio | 0 | 0 | 0 | 0 | 0 | 0 | 0 | 0 | 0 | 0 | 0 | 0 | 0 | 0 | 0 | 0 | 0 | 0 | 0 | 0 | 0 | 0 | 0 | 0 | 0 | 0 | 0 | 0 | 0 | 0 | 0 | 0 | 0
F2_Commercial_School_New_Food Preparation_Natural Gas_Broiler_E6 | F2 | Commercial | School | New | Food Preparation | Natural Gas | Broiler | E6 | TRC BC Ratio | 0 | 0 | 0 | 0 | 0 | 0 | 0 | 0 | 0 | 0 | 0 | 0 | 0 | 0 | 0 | 0 | 0 | 0 | 0 | 0 | 0 | 0 | 0 | 0 | 0 | 0 | 0 | 0 | 0 | 0 | 0 | 0 | 0
F2_Commercial_School_New_Food Preparation_Natural Gas_Broiler_E7 | F2 | Commercial | School | New | Food Preparation | Natural Gas | Broiler | E7 | TRC BC Ratio | 0 | 0 | 0 | 0 | 0 | 0 | 0 | 0 | 0 | 0 | 0 | 0 | 0 | 0 | 0 | 0 | 0 | 0 | 0 | 0 | 0 | 0 | 0 | 0 | 0 | 0 | 0 | 0 | 0 | 0 | 0 | 0 | 0
F2_Commercial_School_New_Food Preparation_Natural Gas_Broiler_E8 | F2 | Commercial | School | New | Food Preparation | Natural Gas | Broiler | E8 | TRC BC Ratio | 0 | 0 | 0 | 0 | 0 | 0 | 0 | 0 | 0 | 0 | 0 | 0 | 0 | 0 | 0 | 0 | 0 | 0 | 0 | 0 | 0 | 0 | 0 | 0 | 0 | 0 | 0 | 0 | 0 | 0 | 0 | 0 | 0
F2_Commercial_School_New_Food Preparation_Natural Gas_Broiler_E9 | F2 | Commercial | School | New | Food Preparation | Natural Gas | Broiler | E9 | TRC BC Ratio | 0 | 0 | 0 | 0 | 0 | 0 | 0 | 0 | 0 | 0 | 0 | 0 | 0 | 0 | 0 | 0 | 0 | 0 | 0 | 0 | 0 | 0 | 0 | 0 | 0 | 0 | 0 | 0 | 0 | 0 | 0 | 0 | 0
F2_Commercial_School_New_Food Preparation_Natural Gas_Broiler_E10 | F2 | Commercial | School | New | Food Preparation | Natural Gas | Broiler | E10 | TRC BC Ratio | 0 | 0 | 0 | 0 | 0 | 0 | 0 | 0 | 0 | 0 | 0 | 0 | 0 | 0 | 0 | 0 | 0 | 0 | 0 | 0 | 0 | 0 | 0 | 0 | 0 | 0 | 0 | 0 | 0 | 0 | 0 | 0 | 0
F3_Commercial_School_New_Food Preparation_Natural Gas_Broiler_E1 | F3 | Commercial | School | New | Food Preparation | Natural Gas | Broiler | E1 | PACT BC Ratio | bar: 2019 to 2051
F3_Commercial_School_New_Food Preparation_Natural Gas_Broiler_E2 | F3 | Commercial | School | New | Food Preparation | Natural Gas | Broiler | E2 | PACT BC Ratio | 3.6692 | 3.6739 | 3.694 | 3.6753 | 3.6658 | 3.6803 | 3.7154 | 3.7439 | 3.7787 | 3.8122 | 3.8462 | 3.8782 | 3.9123 | 3.9475 | 3.9818 | 4.0167 | 4.052 | 4.0899 | 4.1293 | 4.1698 | 4.2088 | 4.2479 | 4.283 | 4.3181 | 4.3486 | 4.3749 | 4.3988 | 4.4195 | 4.4357 | 4.4489 | 4.4562 | 4.461 | 4.461
F3_Commercial_School_New_Food Preparation_Natural Gas_Broiler_E3 | F3 | Commercial | School | New | Food Preparation | Natural Gas | Broiler | E3 | PACT BC Ratio | 0 | 0 | 0 | 0 | 0 | 0 | 0 | 0 | 0 | 0 | 0 | 0 | 0 | 0 | 0 | 0 | 0 | 0 | 0 | 0 | 0 | 0 | 0 | 0 | 0 | 0 | 0 | 0 | 0 | 0 | 0 | 0 | 0
F3_Commercial_School_New_Food Preparation_Natural Gas_Broiler_E4 | F3 | Commercial | School | New | Food Preparation | Natural Gas | Broiler | E4 | PACT BC Ratio | 0 | 0 | 0 | 0 | 0 | 0 | 0 | 0 | 0 | 0 | 0 | 0 | 0 | 0 | 0 | 0 | 0 | 0 | 0 | 0 | 0 | 0 | 0 | 0 | 0 | 0 | 0 | 0 | 0 | 0 | 0 | 0 | 0
F3_Commercial_School_New_Food Preparation_Natural Gas_Broiler_E5 | F3 | Commercial | School | New | Food Preparation | Natural Gas | Broiler | E5 | PACT BC Ratio | 0 | 0 | 0 | 0 | 0 | 0 | 0 | 0 | 0 | 0 | 0 | 0 | 0 | 0 | 0 | 0 | 0 | 0 | 0 | 0 | 0 | 0 | 0 | 0 | 0 | 0 | 0 | 0 | 0 | 0 | 0 | 0 | 0
F3_Commercial_School_New_Food Preparation_Natural Gas_Broiler_E6 | F3 | Commercial | School | New | Food Preparation | Natural Gas | Broiler | E6 | PACT BC Ratio | 0 | 0 | 0 | 0 | 0 | 0 | 0 | 0 | 0 | 0 | 0 | 0 | 0 | 0 | 0 | 0 | 0 | 0 | 0 | 0 | 0 | 0 | 0 | 0 | 0 | 0 | 0 | 0 | 0 | 0 | 0 | 0 | 0
F3_Commercial_School_New_Food Preparation_Natural Gas_Broiler_E7 | F3 | Commercial | School | New | Food Preparation | Natural Gas | Broiler | E7 | PACT BC Ratio | 0 | 0 | 0 | 0 | 0 | 0 | 0 | 0 | 0 | 0 | 0 | 0 | 0 | 0 | 0 | 0 | 0 | 0 | 0 | 0 | 0 | 0 | 0 | 0 | 0 | 0 | 0 | 0 | 0 | 0 | 0 | 0 | 0
F3_Commercial_School_New_Food Preparation_Natural Gas_Broiler_E8 | F3 | Commercial | School | New | Food Preparation | Natural Gas | Broiler | E8 | PACT BC Ratio | 0 | 0 | 0 | 0 | 0 | 0 | 0 | 0 | 0 | 0 | 0 | 0 | 0 | 0 | 0 | 0 | 0 | 0 | 0 | 0 | 0 | 0 | 0 | 0 | 0 | 0 | 0 | 0 | 0 | 0 | 0 | 0 | 0
F3_Commercial_School_New_Food Preparation_Natural Gas_Broiler_E9 | F3 | Commercial | School | New | Food Preparation | Natural Gas | Broiler | E9 | PACT BC Ratio | 0 | 0 | 0 | 0 | 0 | 0 | 0 | 0 | 0 | 0 | 0 | 0 | 0 | 0 | 0 | 0 | 0 | 0 | 0 | 0 | 0 | 0 | 0 | 0 | 0 | 0 | 0 | 0 | 0 | 0 | 0 | 0 | 0
F3_Commercial_School_New_Food Preparation_Natural Gas_Broiler_E10 | F3 | Commercial | School | New | Food Preparation | Natural Gas | Broiler | E10 | PACT BC Ratio | 0 | 0 | 0 | 0 | 0 | 0 | 0 | 0 | 0 | 0 | 0 | 0 | 0 | 0 | 0 | 0 | 0 | 0 | 0 | 0 | 0 | 0 | 0 | 0 | 0 | 0 | 0 | 0 | 0 | 0 | 0 | 0 | 0
F4_Commercial_School_New_Food Preparation_Natural Gas_Broiler_E1 | F4 | Commercial | School | New | Food Preparation | Natural Gas | Broiler | E1 | RVT BC Ratio | bar: 2019 to 2051
F4_Commercial_School_New_Food Preparation_Natural Gas_Broiler_E2 | F4 | Commercial | School | New | Food Preparation | Natural Gas | Broiler | E2 | RVT BC Ratio | 4.6564 | 4.6614 | 4.6831 | 4.6629 | 4.6526 | 4.6684 | 4.7062 | 4.7369 | 4.7744 | 4.8106 | 4.8472 | 4.8817 | 4.9184 | 4.9565 | 4.9934 | 5.0311 | 5.0691 | 5.11 | 5.1524 | 5.1962 | 5.2382 | 5.2804 | 5.3182 | 5.3561 | 5.3889 | 5.4173 | 5.4431 | 5.4654 | 5.4828 | 5.4971 | 5.5049 | 5.5101 | 5.5101
F4_Commercial_School_New_Food Preparation_Natural Gas_Broiler_E3 | F4 | Commercial | School | New | Food Preparation | Natural Gas | Broiler | E3 | RVT BC Ratio | 0 | 0 | 0 | 0 | 0 | 0 | 0 | 0 | 0 | 0 | 0 | 0 | 0 | 0 | 0 | 0 | 0 | 0 | 0 | 0 | 0 | 0 | 0 | 0 | 0 | 0 | 0 | 0 | 0 | 0 | 0 | 0 | 0
F4_Commercial_School_New_Food Preparation_Natural Gas_Broiler_E4 | F4 | Commercial | School | New | Food Preparation | Natural Gas | Broiler | E4 | RVT BC Ratio | 0 | 0 | 0 | 0 | 0 | 0 | 0 | 0 | 0 | 0 | 0 | 0 | 0 | 0 | 0 | 0 | 0 | 0 | 0 | 0 | 0 | 0 | 0 | 0 | 0 | 0 | 0 | 0 | 0 | 0 | 0 | 0 | 0
F4_Commercial_School_New_Food Preparation_Natural Gas_Broiler_E5 | F4 | Commercial | School | New | Food Preparation | Natural Gas | Broiler | E5 | RVT BC Ratio | 0 | 0 | 0 | 0 | 0 | 0 | 0 | 0 | 0 | 0 | 0 | 0 | 0 | 0 | 0 | 0 | 0 | 0 | 0 | 0 | 0 | 0 | 0 | 0 | 0 | 0 | 0 | 0 | 0 | 0 | 0 | 0 | 0
F4_Commercial_School_New_Food Preparation_Natural Gas_Broiler_E6 | F4 | Commercial | School | New | Food Preparation | Natural Gas | Broiler | E6 | RVT BC Ratio | 0 | 0 | 0 | 0 | 0 | 0 | 0 | 0 | 0 | 0 | 0 | 0 | 0 | 0 | 0 | 0 | 0 | 0 | 0 | 0 | 0 | 0 | 0 | 0 | 0 | 0 | 0 | 0 | 0 | 0 | 0 | 0 | 0
F4_Commercial_School_New_Food Preparation_Natural Gas_Broiler_E7 | F4 | Commercial | School | New | Food Preparation | Natural Gas | Broiler | E7 | RVT BC Ratio | 0 | 0 | 0 | 0 | 0 | 0 | 0 | 0 | 0 | 0 | 0 | 0 | 0 | 0 | 0 | 0 | 0 | 0 | 0 | 0 | 0 | 0 | 0 | 0 | 0 | 0 | 0 | 0 | 0 | 0 | 0 | 0 | 0
F4_Commercial_School_New_Food Preparation_Natural Gas_Broiler_E8 | F4 | Commercial | School | New | Food Preparation | Natural Gas | Broiler | E8 | RVT BC Ratio | 0 | 0 | 0 | 0 | 0 | 0 | 0 | 0 | 0 | 0 | 0 | 0 | 0 | 0 | 0 | 0 | 0 | 0 | 0 | 0 | 0 | 0 | 0 | 0 | 0 | 0 | 0 | 0 | 0 | 0 | 0 | 0 | 0
F4_Commercial_School_New_Food Preparation_Natural Gas_Broiler_E9 | F4 | Commercial | School | New | Food Preparation | Natural Gas | Broiler | E9 | RVT BC Ratio | 0 | 0 | 0 | 0 | 0 | 0 | 0 | 0 | 0 | 0 | 0 | 0 | 0 | 0 | 0 | 0 | 0 | 0 | 0 | 0 | 0 | 0 | 0 | 0 | 0 | 0 | 0 | 0 | 0 | 0 | 0 | 0 | 0
F4_Commercial_School_New_Food Preparation_Natural Gas_Broiler_E10 | F4 | Commercial | School | New | Food Preparation | Natural Gas | Broiler | E10 | RVT BC Ratio | 0 | 0 | 0 | 0 | 0 | 0 | 0 | 0 | 0 | 0 | 0 | 0 | 0 | 0 | 0 | 0 | 0 | 0 | 0 | 0 | 0 | 0 | 0 | 0 | 0 | 0 | 0 | 0 | 0 | 0 | 0 | 0 | 0
F5_Commercial_School_New_Food Preparation_Natural Gas_Broiler_E1 | F5 | Commercial | School | New | Food Preparation | Natural Gas | Broiler | E1 | RIM BC Ratio | bar: 2019 to 2051
F5_Commercial_School_New_Food Preparation_Natural Gas_Broiler_E2 | F5 | Commercial | School | New | Food Preparation | Natural Gas | Broiler | E2 | RIM BC Ratio | 0.67999 | 0.68015 | 0.68084 | 0.6802 | 0.67987 | 0.68037 | 0.68156 | 0.68252 | 0.68367 | 0.68475 | 0.68584 | 0.68685 | 0.68791 | 0.689 | 0.69003 | 0.69107 | 0.69211 | 0.69321 | 0.69433 | 0.69547 | 0.69654 | 0.69761 | 0.69854 | 0.69947 | 0.70027 | 0.70095 | 0.70156 | 0.70208 | 0.70249 | 0.70282 | 0.703 | 0.70312 | 0.70312
F5_Commercial_School_New_Food Preparation_Natural Gas_Broiler_E3 | F5 | Commercial | School | New | Food Preparation | Natural Gas | Broiler | E3 | RIM BC Ratio | 0 | 0 | 0 | 0 | 0 | 0 | 0 | 0 | 0 | 0 | 0 | 0 | 0 | 0 | 0 | 0 | 0 | 0 | 0 | 0 | 0 | 0 | 0 | 0 | 0 | 0 | 0 | 0 | 0 | 0 | 0 | 0 | 0
F5_Commercial_School_New_Food Preparation_Natural Gas_Broiler_E4 | F5 | Commercial | School | New | Food Preparation | Natural Gas | Broiler | E4 | RIM BC Ratio | 0 | 0 | 0 | 0 | 0 | 0 | 0 | 0 | 0 | 0 | 0 | 0 | 0 | 0 | 0 | 0 | 0 | 0 | 0 | 0 | 0 | 0 | 0 | 0 | 0 | 0 | 0 | 0 | 0 | 0 | 0 | 0 | 0
F5_Commercial_School_New_Food Preparation_Natural Gas_Broiler_E5 | F5 | Commercial | School | New | Food Preparation | Natural Gas | Broiler | E5 | RIM BC Ratio | 0 | 0 | 0 | 0 | 0 | 0 | 0 | 0 | 0 | 0 | 0 | 0 | 0 | 0 | 0 | 0 | 0 | 0 | 0 | 0 | 0 | 0 | 0 | 0 | 0 | 0 | 0 | 0 | 0 | 0 | 0 | 0 | 0
F5_Commercial_School_New_Food Preparation_Natural Gas_Broiler_E6 | F5 | Commercial | School | New | Food Preparation | Natural Gas | Broiler | E6 | RIM BC Ratio | 0 | 0 | 0 | 0 | 0 | 0 | 0 | 0 | 0 | 0 | 0 | 0 | 0 | 0 | 0 | 0 | 0 | 0 | 0 | 0 | 0 | 0 | 0 | 0 | 0 | 0 | 0 | 0 | 0 | 0 | 0 | 0 | 0
F5_Commercial_School_New_Food Preparation_Natural Gas_Broiler_E7 | F5 | Commercial | School | New | Food Preparation | Natural Gas | Broiler | E7 | RIM BC Ratio | 0 | 0 | 0 | 0 | 0 | 0 | 0 | 0 | 0 | 0 | 0 | 0 | 0 | 0 | 0 | 0 | 0 | 0 | 0 | 0 | 0 | 0 | 0 | 0 | 0 | 0 | 0 | 0 | 0 | 0 | 0 | 0 | 0
F5_Commercial_School_New_Food Preparation_Natural Gas_Broiler_E8 | F5 | Commercial | School | New | Food Preparation | Natural Gas | Broiler | E8 | RIM BC Ratio | 0 | 0 | 0 | 0 | 0 | 0 | 0 | 0 | 0 | 0 | 0 | 0 | 0 | 0 | 0 | 0 | 0 | 0 | 0 | 0 | 0 | 0 | 0 | 0 | 0 | 0 | 0 | 0 | 0 | 0 | 0 | 0 | 0
F5_Commercial_School_New_Food Preparation_Natural Gas_Broiler_E9 | F5 | Commercial | School | New | Food Preparation | Natural Gas | Broiler | E9 | RIM BC Ratio | 0 | 0 | 0 | 0 | 0 | 0 | 0 | 0 | 0 | 0 | 0 | 0 | 0 | 0 | 0 | 0 | 0 | 0 | 0 | 0 | 0 | 0 | 0 | 0 | 0 | 0 | 0 | 0 | 0 | 0 | 0 | 0 | 0
F5_Commercial_School_New_Food Preparation_Natural Gas_Broiler_E10 | F5 | Commercial | School | New | Food Preparation | Natural Gas | Broiler | E10 | RIM BC Ratio | 0 | 0 | 0 | 0 | 0 | 0 | 0 | 0 | 0 | 0 | 0 | 0 | 0 | 0 | 0 | 0 | 0 | 0 | 0 | 0 | 0 | 0 | 0 | 0 | 0 | 0 | 0 | 0 | 0 | 0 | 0 | 0 | 0
F0_Commercial_School_New_Food Preparation_Natural Gas_Griddle_E0 | F0 | Commercial | School | New | Food Preparation | Natural Gas | Griddle | E0 | Economic Unit | ENERGY STAR | ENERGY STAR | ENERGY STAR | ENERGY STAR | ENERGY STAR | ENERGY STAR | ENERGY STAR | ENERGY STAR | ENERGY STAR | ENERGY STAR | ENERGY STAR | ENERGY STAR | ENERGY STAR | ENERGY STAR | ENERGY STAR | ENERGY STAR | ENERGY STAR | ENERGY STAR | ENERGY STAR | ENERGY STAR | ENERGY STAR | ENERGY STAR | ENERGY STAR | ENERGY STAR | ENERGY STAR | ENERGY STAR | ENERGY STAR | ENERGY STAR | ENERGY STAR | ENERGY STAR | ENERGY STAR | ENERGY STAR | ENERGY STAR
F1_Commercial_School_New_Food Preparation_Natural Gas_Griddle_E1 | F1 | Commercial | School | New | Food Preparation | Natural Gas | Griddle | E1 | CCE | 0 | 0 | 0 | 0 | 0 | 0 | 0 | 0 | 0 | 0 | 0 | 0 | 0 | 0 | 0 | 0 | 0 | 0 | 0 | 0 | 0 | 0 | 0 | 0 | 0 | 0 | 0 | 0 | 0 | 0 | 0 | 0 | 0
F1_Commercial_School_New_Food Preparation_Natural Gas_Griddle_E2 | F1 | Commercial | School | New | Food Preparation | Natural Gas | Griddle | E2 | CCE | 0.29693 | 0.30743 | 0.27597 | 0 | 0 | 0 | 0 | 0 | 0 | 0 | 0 | 0 | 0 | 0 | 0 | 0 | 0 | 0 | 0 | 0 | 0 | 0 | 0 | 0 | 0 | 0 | 0 | 0 | 0 | 0 | 0 | 0 | 0
F1_Commercial_School_New_Food Preparation_Natural Gas_Griddle_E3 | F1 | Commercial | School | New | Food Preparation | Natural Gas | Griddle | E3 | CCE | 0 | 0 | 0 | 0 | 0 | 0 | 0 | 0 | 0 | 0 | 0 | 0 | 0 | 0 | 0 | 0 | 0 | 0 | 0 | 0 | 0 | 0 | 0 | 0 | 0 | 0 | 0 | 0 | 0 | 0 | 0 | 0 | 0
F1_Commercial_School_New_Food Preparation_Natural Gas_Griddle_E4 | F1 | Commercial | School | New | Food Preparation | Natural Gas | Griddle | E4 | CCE | 0 | 0 | 0 | 0 | 0 | 0 | 0 | 0 | 0 | 0 | 0 | 0 | 0 | 0 | 0 | 0 | 0 | 0 | 0 | 0 | 0 | 0 | 0 | 0 | 0 | 0 | 0 | 0 | 0 | 0 | 0 | 0 | 0
F1_Commercial_School_New_Food Preparation_Natural Gas_Griddle_E5 | F1 | Commercial | School | New | Food Preparation | Natural Gas | Griddle | E5 | CCE | 0 | 0 | 0 | 0 | 0 | 0 | 0 | 0 | 0 | 0 | 0 | 0 | 0 | 0 | 0 | 0 | 0 | 0 | 0 | 0 | 0 | 0 | 0 | 0 | 0 | 0 | 0 | 0 | 0 | 0 | 0 | 0 | 0
F1_Commercial_School_New_Food Preparation_Natural Gas_Griddle_E6 | F1 | Commercial | School | New | Food Preparation | Natural Gas | Griddle | E6 | CCE | 0 | 0 | 0 | 0 | 0 | 0 | 0 | 0 | 0 | 0 | 0 | 0 | 0 | 0 | 0 | 0 | 0 | 0 | 0 | 0 | 0 | 0 | 0 | 0 | 0 | 0 | 0 | 0 | 0 | 0 | 0 | 0 | 0
F1_Commercial_School_New_Food Preparation_Natural Gas_Griddle_E7 | F1 | Commercial | School | New | Food Preparation | Natural Gas | Griddle | E7 | CCE | 0 | 0 | 0 | 0 | 0 | 0 | 0 | 0 | 0 | 0 | 0 | 0 | 0 | 0 | 0 | 0 | 0 | 0 | 0 | 0 | 0 | 0 | 0 | 0 | 0 | 0 | 0 | 0 | 0 | 0 | 0 | 0 | 0
F1_Commercial_School_New_Food Preparation_Natural Gas_Griddle_E8 | F1 | Commercial | School | New | Food Preparation | Natural Gas | Griddle | E8 | CCE | 0 | 0 | 0 | 0 | 0 | 0 | 0 | 0 | 0 | 0 | 0 | 0 | 0 | 0 | 0 | 0 | 0 | 0 | 0 | 0 | 0 | 0 | 0 | 0 | 0 | 0 | 0 | 0 | 0 | 0 | 0 | 0 | 0
F1_Commercial_School_New_Food Preparation_Natural Gas_Griddle_E9 | F1 | Commercial | School | New | Food Preparation | Natural Gas | Griddle | E9 | CCE | 0 | 0 | 0 | 0 | 0 | 0 | 0 | 0 | 0 | 0 | 0 | 0 | 0 | 0 | 0 | 0 | 0 | 0 | 0 | 0 | 0 | 0 | 0 | 0 | 0 | 0 | 0 | 0 | 0 | 0 | 0 | 0 | 0
F1_Commercial_School_New_Food Preparation_Natural Gas_Griddle_E10 | F1 | Commercial | School | New | Food Preparation | Natural Gas | Griddle | E10 | CCE | 0 | 0 | 0 | 0 | 0 | 0 | 0 | 0 | 0 | 0 | 0 | 0 | 0 | 0 | 0 | 0 | 0 | 0 | 0 | 0 | 0 | 0 | 0 | 0 | 0 | 0 | 0 | 0 | 0 | 0 | 0 | 0 | 0
F2_Commercial_School_New_Food Preparation_Natural Gas_Griddle_E1 | F2 | Commercial | School | New | Food Preparation | Natural Gas | Griddle | E1 | TRC BC Ratio | 1 | 1 | 1 | 0 | 0 | 0 | 0 | 0 | 0 | 0 | 0 | 0 | 0 | 0 | 0 | 0 | 0 | 0 | 0 | 0 | 0 | 0 | 0 | 0 | 0 | 0 | 0 | 0 | 0 | 0 | 0 | 0 | 0
F2_Commercial_School_New_Food Preparation_Natural Gas_Griddle_E2 | F2 | Commercial | School | New | Food Preparation | Natural Gas | Griddle | E2 | TRC BC Ratio | 5.5437 | 5.5508 | 5.5811 | 1 | 1 | 1 | 1 | 1 | 1 | 1 | 1 | 1 | 1 | 1 | 1 | 1 | 1 | 1 | 1 | 1 | 1 | 1 | 1 | 1 | 1 | 1 | 1 | 1 | 1 | 1 | 1 | 1 | 1
F2_Commercial_School_New_Food Preparation_Natural Gas_Griddle_E3 | F2 | Commercial | School | New | Food Preparation | Natural Gas | Griddle | E3 | TRC BC Ratio | 0 | 0 | 0 | 0 | 0 | 0 | 0 | 0 | 0 | 0 | 0 | 0 | 0 | 0 | 0 | 0 | 0 | 0 | 0 | 0 | 0 | 0 | 0 | 0 | 0 | 0 | 0 | 0 | 0 | 0 | 0 | 0 | 0
F2_Commercial_School_New_Food Preparation_Natural Gas_Griddle_E4 | F2 | Commercial | School | New | Food Preparation | Natural Gas | Griddle | E4 | TRC BC Ratio | 0 | 0 | 0 | 0 | 0 | 0 | 0 | 0 | 0 | 0 | 0 | 0 | 0 | 0 | 0 | 0 | 0 | 0 | 0 | 0 | 0 | 0 | 0 | 0 | 0 | 0 | 0 | 0 | 0 | 0 | 0 | 0 | 0
F2_Commercial_School_New_Food Preparation_Natural Gas_Griddle_E5 | F2 | Commercial | School | New | Food Preparation | Natural Gas | Griddle | E5 | TRC BC Ratio | 0 | 0 | 0 | 0 | 0 | 0 | 0 | 0 | 0 | 0 | 0 | 0 | 0 | 0 | 0 | 0 | 0 | 0 | 0 | 0 | 0 | 0 | 0 | 0 | 0 | 0 | 0 | 0 | 0 | 0 | 0 | 0 | 0
F2_Commercial_School_New_Food Preparation_Natural Gas_Griddle_E6 | F2 | Commercial | School | New | Food Preparation | Natural Gas | Griddle | E6 | TRC BC Ratio | 0 | 0 | 0 | 0 | 0 | 0 | 0 | 0 | 0 | 0 | 0 | 0 | 0 | 0 | 0 | 0 | 0 | 0 | 0 | 0 | 0 | 0 | 0 | 0 | 0 | 0 | 0 | 0 | 0 | 0 | 0 | 0 | 0
F2_Commercial_School_New_Food Preparation_Natural Gas_Griddle_E7 | F2 | Commercial | School | New | Food Preparation | Natural Gas | Griddle | E7 | TRC BC Ratio | 0 | 0 | 0 | 0 | 0 | 0 | 0 | 0 | 0 | 0 | 0 | 0 | 0 | 0 | 0 | 0 | 0 | 0 | 0 | 0 | 0 | 0 | 0 | 0 | 0 | 0 | 0 | 0 | 0 | 0 | 0 | 0 | 0
F2_Commercial_School_New_Food Preparation_Natural Gas_Griddle_E8 | F2 | Commercial | School | New | Food Preparation | Natural Gas | Griddle | E8 | TRC BC Ratio | 0 | 0 | 0 | 0 | 0 | 0 | 0 | 0 | 0 | 0 | 0 | 0 | 0 | 0 | 0 | 0 | 0 | 0 | 0 | 0 | 0 | 0 | 0 | 0 | 0 | 0 | 0 | 0 | 0 | 0 | 0 | 0 | 0
F2_Commercial_School_New_Food Preparation_Natural Gas_Griddle_E9 | F2 | Commercial | School | New | Food Preparation | Natural Gas | Griddle | E9 | TRC BC Ratio | 0 | 0 | 0 | 0 | 0 | 0 | 0 | 0 | 0 | 0 | 0 | 0 | 0 | 0 | 0 | 0 | 0 | 0 | 0 | 0 | 0 | 0 | 0 | 0 | 0 | 0 | 0 | 0 | 0 | 0 | 0 | 0 | 0
F2_Commercial_School_New_Food Preparation_Natural Gas_Griddle_E10 | F2 | Commercial | School | New | Food Preparation | Natural Gas | Griddle | E10 | TRC BC Ratio | 0 | 0 | 0 | 0 | 0 | 0 | 0 | 0 | 0 | 0 | 0 | 0 | 0 | 0 | 0 | 0 | 0 | 0 | 0 | 0 | 0 | 0 | 0 | 0 | 0 | 0 | 0 | 0 | 0 | 0 | 0 | 0 | 0
F3_Commercial_School_New_Food Preparation_Natural Gas_Griddle_E1 | F3 | Commercial | School | New | Food Preparation | Natural Gas | Griddle | E1 | PACT BC Ratio | 1 | 1 | 1 | 0 | 0 | 0 | 0 | 0 | 0 | 0 | 0 | 0 | 0 | 0 | 0 | 0 | 0 | 0 | 0 | 0 | 0 | 0 | 0 | 0 | 0 | 0 | 0 | 0 | 0 | 0 | 0 | 0 | 0
F3_Commercial_School_New_Food Preparation_Natural Gas_Griddle_E2 | F3 | Commercial | School | New | Food Preparation | Natural Gas | Griddle | E2 | PACT BC Ratio | 7.3916 | 7.4011 | 7.4415 | 1 | 1 | 1 | 1 | 1 | 1 | 1 | 1 | 1 | 1 | 1 | 1 | 1 | 1 | 1 | 1 | 1 | 1 | 1 | 1 | 1 | 1 | 1 | 1 | 1 | 1 | 1 | 1 | 1 | 1
F3_Commercial_School_New_Food Preparation_Natural Gas_Griddle_E3 | F3 | Commercial | School | New | Food Preparation | Natural Gas | Griddle | E3 | PACT BC Ratio | 0 | 0 | 0 | 0 | 0 | 0 | 0 | 0 | 0 | 0 | 0 | 0 | 0 | 0 | 0 | 0 | 0 | 0 | 0 | 0 | 0 | 0 | 0 | 0 | 0 | 0 | 0 | 0 | 0 | 0 | 0 | 0 | 0
F3_Commercial_School_New_Food Preparation_Natural Gas_Griddle_E4 | F3 | Commercial | School | New | Food Preparation | Natural Gas | Griddle | E4 | PACT BC Ratio | 0 | 0 | 0 | 0 | 0 | 0 | 0 | 0 | 0 | 0 | 0 | 0 | 0 | 0 | 0 | 0 | 0 | 0 | 0 | 0 | 0 | 0 | 0 | 0 | 0 | 0 | 0 | 0 | 0 | 0 | 0 | 0 | 0
F3_Commercial_School_New_Food Preparation_Natural Gas_Griddle_E5 | F3 | Commercial | School | New | Food Preparation | Natural Gas | Griddle | E5 | PACT BC Ratio | 0 | 0 | 0 | 0 | 0 | 0 | 0 | 0 | 0 | 0 | 0 | 0 | 0 | 0 | 0 | 0 | 0 | 0 | 0 | 0 | 0 | 0 | 0 | 0 | 0 | 0 | 0 | 0 | 0 | 0 | 0 | 0 | 0
F3_Commercial_School_New_Food Preparation_Natural Gas_Griddle_E6 | F3 | Commercial | School | New | Food Preparation | Natural Gas | Griddle | E6 | PACT BC Ratio | 0 | 0 | 0 | 0 | 0 | 0 | 0 | 0 | 0 | 0 | 0 | 0 | 0 | 0 | 0 | 0 | 0 | 0 | 0 | 0 | 0 | 0 | 0 | 0 | 0 | 0 | 0 | 0 | 0 | 0 | 0 | 0 | 0
F3_Commercial_School_New_Food Preparation_Natural Gas_Griddle_E7 | F3 | Commercial | School | New | Food Preparation | Natural Gas | Griddle | E7 | PACT BC Ratio | 0 | 0 | 0 | 0 | 0 | 0 | 0 | 0 | 0 | 0 | 0 | 0 | 0 | 0 | 0 | 0 | 0 | 0 | 0 | 0 | 0 | 0 | 0 | 0 | 0 | 0 | 0 | 0 | 0 | 0 | 0 | 0 | 0
F3_Commercial_School_New_Food Preparation_Natural Gas_Griddle_E8 | F3 | Commercial | School | New | Food Preparation | Natural Gas | Griddle | E8 | PACT BC Ratio | 0 | 0 | 0 | 0 | 0 | 0 | 0 | 0 | 0 | 0 | 0 | 0 | 0 | 0 | 0 | 0 | 0 | 0 | 0 | 0 | 0 | 0 | 0 | 0 | 0 | 0 | 0 | 0 | 0 | 0 | 0 | 0 | 0
F3_Commercial_School_New_Food Preparation_Natural Gas_Griddle_E9 | F3 | Commercial | School | New | Food Preparation | Natural Gas | Griddle | E9 | PACT BC Ratio | 0 | 0 | 0 | 0 | 0 | 0 | 0 | 0 | 0 | 0 | 0 | 0 | 0 | 0 | 0 | 0 | 0 | 0 | 0 | 0 | 0 | 0 | 0 | 0 | 0 | 0 | 0 | 0 | 0 | 0 | 0 | 0 | 0
F3_Commercial_School_New_Food Preparation_Natural Gas_Griddle_E10 | F3 | Commercial | School | New | Food Preparation | Natural Gas | Griddle | E10 | PACT BC Ratio | 0 | 0 | 0 | 0 | 0 | 0 | 0 | 0 | 0 | 0 | 0 | 0 | 0 | 0 | 0 | 0 | 0 | 0 | 0 | 0 | 0 | 0 | 0 | 0 | 0 | 0 | 0 | 0 | 0 | 0 | 0 | 0 | 0
F4_Commercial_School_New_Food Preparation_Natural Gas_Griddle_E1 | F4 | Commercial | School | New | Food Preparation | Natural Gas | Griddle | E1 | RVT BC Ratio | 1 | 1 | 1 | 0 | 0 | 0 | 0 | 0 | 0 | 0 | 0 | 0 | 0 | 0 | 0 | 0 | 0 | 0 | 0 | 0 | 0 | 0 | 0 | 0 | 0 | 0 | 0 | 0 | 0 | 0 | 0 | 0 | 0
F4_Commercial_School_New_Food Preparation_Natural Gas_Griddle_E2 | F4 | Commercial | School | New | Food Preparation | Natural Gas | Griddle | E2 | RVT BC Ratio | 8.6701 | 8.6803 | 8.7239 | 1 | 1 | 1 | 1 | 1 | 1 | 1 | 1 | 1 | 1 | 1 | 1 | 1 | 1 | 1 | 1 | 1 | 1 | 1 | 1 | 1 | 1 | 1 | 1 | 1 | 1 | 1 | 1 | 1 | 1
F4_Commercial_School_New_Food Preparation_Natural Gas_Griddle_E3 | F4 | Commercial | School | New | Food Preparation | Natural Gas | Griddle | E3 | RVT BC Ratio | 0 | 0 | 0 | 0 | 0 | 0 | 0 | 0 | 0 | 0 | 0 | 0 | 0 | 0 | 0 | 0 | 0 | 0 | 0 | 0 | 0 | 0 | 0 | 0 | 0 | 0 | 0 | 0 | 0 | 0 | 0 | 0 | 0
F4_Commercial_School_New_Food Preparation_Natural Gas_Griddle_E4 | F4 | Commercial | School | New | Food Preparation | Natural Gas | Griddle | E4 | RVT BC Ratio | 0 | 0 | 0 | 0 | 0 | 0 | 0 | 0 | 0 | 0 | 0 | 0 | 0 | 0 | 0 | 0 | 0 | 0 | 0 | 0 | 0 | 0 | 0 | 0 | 0 | 0 | 0 | 0 | 0 | 0 | 0 | 0 | 0
F4_Commercial_School_New_Food Preparation_Natural Gas_Griddle_E5 | F4 | Commercial | School | New | Food Preparation | Natural Gas | Griddle | E5 | RVT BC Ratio | 0 | 0 | 0 | 0 | 0 | 0 | 0 | 0 | 0 | 0 | 0 | 0 | 0 | 0 | 0 | 0 | 0 | 0 | 0 | 0 | 0 | 0 | 0 | 0 | 0 | 0 | 0 | 0 | 0 | 0 | 0 | 0 | 0
F4_Commercial_School_New_Food Preparation_Natural Gas_Griddle_E6 | F4 | Commercial | School | New | Food Preparation | Natural Gas | Griddle | E6 | RVT BC Ratio | 0 | 0 | 0 | 0 | 0 | 0 | 0 | 0 | 0 | 0 | 0 | 0 | 0 | 0 | 0 | 0 | 0 | 0 | 0 | 0 | 0 | 0 | 0 | 0 | 0 | 0 | 0 | 0 | 0 | 0 | 0 | 0 | 0
F4_Commercial_School_New_Food Preparation_Natural Gas_Griddle_E7 | F4 | Commercial | School | New | Food Preparation | Natural Gas | Griddle | E7 | RVT BC Ratio | 0 | 0 | 0 | 0 | 0 | 0 | 0 | 0 | 0 | 0 | 0 | 0 | 0 | 0 | 0 | 0 | 0 | 0 | 0 | 0 | 0 | 0 | 0 | 0 | 0 | 0 | 0 | 0 | 0 | 0 | 0 | 0 | 0
F4_Commercial_School_New_Food Preparation_Natural Gas_Griddle_E8 | F4 | Commercial | School | New | Food Preparation | Natural Gas | Griddle | E8 | RVT BC Ratio | 0 | 0 | 0 | 0 | 0 | 0 | 0 | 0 | 0 | 0 | 0 | 0 | 0 | 0 | 0 | 0 | 0 | 0 | 0 | 0 | 0 | 0 | 0 | 0 | 0 | 0 | 0 | 0 | 0 | 0 | 0 | 0 | 0
F4_Commercial_School_New_Food Preparation_Natural Gas_Griddle_E9 | F4 | Commercial | School | New | Food Preparation | Natural Gas | Griddle | E9 | RVT BC Ratio | 0 | 0 | 0 | 0 | 0 | 0 | 0 | 0 | 0 | 0 | 0 | 0 | 0 | 0 | 0 | 0 | 0 | 0 | 0 | 0 | 0 | 0 | 0 | 0 | 0 | 0 | 0 | 0 | 0 | 0 | 0 | 0 | 0
F4_Commercial_School_New_Food Preparation_Natural Gas_Griddle_E10 | F4 | Commercial | School | New | Food Preparation | Natural Gas | Griddle | E10 | RVT BC Ratio | 0 | 0 | 0 | 0 | 0 | 0 | 0 | 0 | 0 | 0 | 0 | 0 | 0 | 0 | 0 | 0 | 0 | 0 | 0 | 0 | 0 | 0 | 0 | 0 | 0 | 0 | 0 | 0 | 0 | 0 | 0 | 0 | 0
F5_Commercial_School_New_Food Preparation_Natural Gas_Griddle_E1 | F5 | Commercial | School | New | Food Preparation | Natural Gas | Griddle | E1 | RIM BC Ratio | 1 | 1 | 1 | 0 | 0 | 0 | 0 | 0 | 0 | 0 | 0 | 0 | 0 | 0 | 0 | 0 | 0 | 0 | 0 | 0 | 0 | 0 | 0 | 0 | 0 | 0 | 0 | 0 | 0 | 0 | 0 | 0 | 0
F5_Commercial_School_New_Food Preparation_Natural Gas_Griddle_E2 | F5 | Commercial | School | New | Food Preparation | Natural Gas | Griddle | E2 | RIM BC Ratio | 0.74999 | 0.75009 | 0.7505 | 1 | 1 | 1 | 1 | 1 | 1 | 1 | 1 | 1 | 1 | 1 | 1 | 1 | 1 | 1 | 1 | 1 | 1 | 1 | 1 | 1 | 1 | 1 | 1 | 1 | 1 | 1 | 1 | 1 | 1
F5_Commercial_School_New_Food Preparation_Natural Gas_Griddle_E3 | F5 | Commercial | School | New | Food Preparation | Natural Gas | Griddle | E3 | RIM BC Ratio | 0 | 0 | 0 | 0 | 0 | 0 | 0 | 0 | 0 | 0 | 0 | 0 | 0 | 0 | 0 | 0 | 0 | 0 | 0 | 0 | 0 | 0 | 0 | 0 | 0 | 0 | 0 | 0 | 0 | 0 | 0 | 0 | 0
F5_Commercial_School_New_Food Preparation_Natural Gas_Griddle_E4 | F5 | Commercial | School | New | Food Preparation | Natural Gas | Griddle | E4 | RIM BC Ratio | 0 | 0 | 0 | 0 | 0 | 0 | 0 | 0 | 0 | 0 | 0 | 0 | 0 | 0 | 0 | 0 | 0 | 0 | 0 | 0 | 0 | 0 | 0 | 0 | 0 | 0 | 0 | 0 | 0 | 0 | 0 | 0 | 0
F5_Commercial_School_New_Food Preparation_Natural Gas_Griddle_E5 | F5 | Commercial | School | New | Food Preparation | Natural Gas | Griddle | E5 | RIM BC Ratio | 0 | 0 | 0 | 0 | 0 | 0 | 0 | 0 | 0 | 0 | 0 | 0 | 0 | 0 | 0 | 0 | 0 | 0 | 0 | 0 | 0 | 0 | 0 | 0 | 0 | 0 | 0 | 0 | 0 | 0 | 0 | 0 | 0
F5_Commercial_School_New_Food Preparation_Natural Gas_Griddle_E6 | F5 | Commercial | School | New | Food Preparation | Natural Gas | Griddle | E6 | RIM BC Ratio | 0 | 0 | 0 | 0 | 0 | 0 | 0 | 0 | 0 | 0 | 0 | 0 | 0 | 0 | 0 | 0 | 0 | 0 | 0 | 0 | 0 | 0 | 0 | 0 | 0 | 0 | 0 | 0 | 0 | 0 | 0 | 0 | 0
F5_Commercial_School_New_Food Preparation_Natural Gas_Griddle_E7 | F5 | Commercial | School | New | Food Preparation | Natural Gas | Griddle | E7 | RIM BC Ratio | 0 | 0 | 0 | 0 | 0 | 0 | 0 | 0 | 0 | 0 | 0 | 0 | 0 | 0 | 0 | 0 | 0 | 0 | 0 | 0 | 0 | 0 | 0 | 0 | 0 | 0 | 0 | 0 | 0 | 0 | 0 | 0 | 0
F5_Commercial_School_New_Food Preparation_Natural Gas_Griddle_E8 | F5 | Commercial | School | New | Food Preparation | Natural Gas | Griddle | E8 | RIM BC Ratio | 0 | 0 | 0 | 0 | 0 | 0 | 0 | 0 | 0 | 0 | 0 | 0 | 0 | 0 | 0 | 0 | 0 | 0 | 0 | 0 | 0 | 0 | 0 | 0 | 0 | 0 | 0 | 0 | 0 | 0 | 0 | 0 | 0
F5_Commercial_School_New_Food Preparation_Natural Gas_Griddle_E9 | F5 | Commercial | School | New | Food Preparation | Natural Gas | Griddle | E9 | RIM BC Ratio | 0 | 0 | 0 | 0 | 0 | 0 | 0 | 0 | 0 | 0 | 0 | 0 | 0 | 0 | 0 | 0 | 0 | 0 | 0 | 0 | 0 | 0 | 0 | 0 | 0 | 0 | 0 | 0 | 0 | 0 | 0 | 0 | 0
F5_Commercial_School_New_Food Preparation_Natural Gas_Griddle_E10 | F5 | Commercial | School | New | Food Preparation | Natural Gas | Griddle | E10 | RIM BC Ratio | 0 | 0 | 0 | 0 | 0 | 0 | 0 | 0 | 0 | 0 | 0 | 0 | 0 | 0 | 0 | 0 | 0 | 0 | 0 | 0 | 0 | 0 | 0 | 0 | 0 | 0 | 0 | 0 | 0 | 0 | 0 | 0 | 0
F0_Commercial_School_New_Food Preparation_Natural Gas_Range_E0 | F0 | Commercial | School | New | Food Preparation | Natural Gas | Range | E0 | Economic Unit | High Efficiency | High Efficiency | High Efficiency | High Efficiency | High Efficiency | High Efficiency | High Efficiency | High Efficiency | High Efficiency | High Efficiency | High Efficiency | High Efficiency | High Efficiency | High Efficiency | High Efficiency | High Efficiency | High Efficiency | High Efficiency | High Efficiency | High Efficiency | High Efficiency | High Efficiency | High Efficiency | High Efficiency | High Efficiency | High Efficiency | High Efficiency | High Efficiency | High Efficiency | High Efficiency | High Efficiency | High Efficiency | High Efficiency
F1_Commercial_School_New_Food Preparation_Natural Gas_Range_E1 | F1 | Commercial | School | New | Food Preparation | Natural Gas | Range | E1 | CCE | 0 | 0 | 0 | 0 | 0 | 0 | 0 | 0 | 0 | 0 | 0 | 0 | 0 | 0 | 0 | 0 | 0 | 0 | 0 | 0 | 0 | 0 | 0 | 0 | 0 | 0 | 0 | 0 | 0 | 0 | 0 | 0 | 0
F1_Commercial_School_New_Food Preparation_Natural Gas_Range_E2 | F1 | Commercial | School | New | Food Preparation | Natural Gas | Range | E2 | CCE | 0.00050763 | 0.00052557 | 0.00047179 | 0.00048064 | 0.00048064 | 0.00048064 | 0.00048064 | 0.00048064 | 0.00048064 | 0.00048064 | 0.00048064 | 0.00048064 | 0.00048064 | 0.00048064 | 0.00048064 | 0.00048064 | 0.00048064 | 0.00048064 | 0.00048064 | 0.00048064 | 0.00048064 | 0.00048064 | 0.00048064 | 0.00048064 | 0.00048064 | 0.00048064 | 0.00048064 | 0.00048064 | 0.00048064 | 0.00048064 | 0.00048064 | 0.00048064 | 0.00048064
F1_Commercial_School_New_Food Preparation_Natural Gas_Range_E3 | F1 | Commercial | School | New | Food Preparation | Natural Gas | Range | E3 | CCE | 0 | 0 | 0 | 0 | 0 | 0 | 0 | 0 | 0 | 0 | 0 | 0 | 0 | 0 | 0 | 0 | 0 | 0 | 0 | 0 | 0 | 0 | 0 | 0 | 0 | 0 | 0 | 0 | 0 | 0 | 0 | 0 | 0
F1_Commercial_School_New_Food Preparation_Natural Gas_Range_E4 | F1 | Commercial | School | New | Food Preparation | Natural Gas | Range | E4 | CCE | 0 | 0 | 0 | 0 | 0 | 0 | 0 | 0 | 0 | 0 | 0 | 0 | 0 | 0 | 0 | 0 | 0 | 0 | 0 | 0 | 0 | 0 | 0 | 0 | 0 | 0 | 0 | 0 | 0 | 0 | 0 | 0 | 0
F1_Commercial_School_New_Food Preparation_Natural Gas_Range_E5 | F1 | Commercial | School | New | Food Preparation | Natural Gas | Range | E5 | CCE | 0 | 0 | 0 | 0 | 0 | 0 | 0 | 0 | 0 | 0 | 0 | 0 | 0 | 0 | 0 | 0 | 0 | 0 | 0 | 0 | 0 | 0 | 0 | 0 | 0 | 0 | 0 | 0 | 0 | 0 | 0 | 0 | 0
F1_Commercial_School_New_Food Preparation_Natural Gas_Range_E6 | F1 | Commercial | School | New | Food Preparation | Natural Gas | Range | E6 | CCE | 0 | 0 | 0 | 0 | 0 | 0 | 0 | 0 | 0 | 0 | 0 | 0 | 0 | 0 | 0 | 0 | 0 | 0 | 0 | 0 | 0 | 0 | 0 | 0 | 0 | 0 | 0 | 0 | 0 | 0 | 0 | 0 | 0
F1_Commercial_School_New_Food Preparation_Natural Gas_Range_E7 | F1 | Commercial | School | New | Food Preparation | Natural Gas | Range | E7 | CCE | 0 | 0 | 0 | 0 | 0 | 0 | 0 | 0 | 0 | 0 | 0 | 0 | 0 | 0 | 0 | 0 | 0 | 0 | 0 | 0 | 0 | 0 | 0 | 0 | 0 | 0 | 0 | 0 | 0 | 0 | 0 | 0 | 0
F1_Commercial_School_New_Food Preparation_Natural Gas_Range_E8 | F1 | Commercial | School | New | Food Preparation | Natural Gas | Range | E8 | CCE | 0 | 0 | 0 | 0 | 0 | 0 | 0 | 0 | 0 | 0 | 0 | 0 | 0 | 0 | 0 | 0 | 0 | 0 | 0 | 0 | 0 | 0 | 0 | 0 | 0 | 0 | 0 | 0 | 0 | 0 | 0 | 0 | 0
F1_Commercial_School_New_Food Preparation_Natural Gas_Range_E9 | F1 | Commercial | School | New | Food Preparation | Natural Gas | Range | E9 | CCE | 0 | 0 | 0 | 0 | 0 | 0 | 0 | 0 | 0 | 0 | 0 | 0 | 0 | 0 | 0 | 0 | 0 | 0 | 0 | 0 | 0 | 0 | 0 | 0 | 0 | 0 | 0 | 0 | 0 | 0 | 0 | 0 | 0
F1_Commercial_School_New_Food Preparation_Natural Gas_Range_E10 | F1 | Commercial | School | New | Food Preparation | Natural Gas | Range | E10 | CCE | 0 | 0 | 0 | 0 | 0 | 0 | 0 | 0 | 0 | 0 | 0 | 0 | 0 | 0 | 0 | 0 | 0 | 0 | 0 | 0 | 0 | 0 | 0 | 0 | 0 | 0 | 0 | 0 | 0 | 0 | 0 | 0 | 0
F2_Commercial_School_New_Food Preparation_Natural Gas_Range_E1 | F2 | Commercial | School | New | Food Preparation | Natural Gas | Range | E1 | TRC BC Ratio | bar: 2019 to 2051
F2_Commercial_School_New_Food Preparation_Natural Gas_Range_E2 | F2 | Commercial | School | New | Food Preparation | Natural Gas | Range | E2 | TRC BC Ratio | 3238.1763 | 3237.6638 | 3253.2359 | 3229.2965 | 3214.742 | 3225.333 | 3257.2017 | 3282.3529 | 3313.5879 | 3343.0653 | 3372.7037 | 3399.9187 | 3429.0969 | 3459.5906 | 3488.7267 | 3518.3834 | 3548.5216 | 3581.2716 | 3615.4555 | 3651.453 | 3686.9037 | 3723.9437 | 3758.1113 | 3793.4744 | 3824.7719 | 3851.8132 | 3876.4326 | 3897.6637 | 3914.2981 | 3927.934 | 3935.3605 | 3940.3394 | 3940.3394
F2_Commercial_School_New_Food Preparation_Natural Gas_Range_E3 | F2 | Commercial | School | New | Food Preparation | Natural Gas | Range | E3 | TRC BC Ratio | 0 | 0 | 0 | 0 | 0 | 0 | 0 | 0 | 0 | 0 | 0 | 0 | 0 | 0 | 0 | 0 | 0 | 0 | 0 | 0 | 0 | 0 | 0 | 0 | 0 | 0 | 0 | 0 | 0 | 0 | 0 | 0 | 0
F2_Commercial_School_New_Food Preparation_Natural Gas_Range_E4 | F2 | Commercial | School | New | Food Preparation | Natural Gas | Range | E4 | TRC BC Ratio | 0 | 0 | 0 | 0 | 0 | 0 | 0 | 0 | 0 | 0 | 0 | 0 | 0 | 0 | 0 | 0 | 0 | 0 | 0 | 0 | 0 | 0 | 0 | 0 | 0 | 0 | 0 | 0 | 0 | 0 | 0 | 0 | 0
F2_Commercial_School_New_Food Preparation_Natural Gas_Range_E5 | F2 | Commercial | School | New | Food Preparation | Natural Gas | Range | E5 | TRC BC Ratio | 0 | 0 | 0 | 0 | 0 | 0 | 0 | 0 | 0 | 0 | 0 | 0 | 0 | 0 | 0 | 0 | 0 | 0 | 0 | 0 | 0 | 0 | 0 | 0 | 0 | 0 | 0 | 0 | 0 | 0 | 0 | 0 | 0
F2_Commercial_School_New_Food Preparation_Natural Gas_Range_E6 | F2 | Commercial | School | New | Food Preparation | Natural Gas | Range | E6 | TRC BC Ratio | 0 | 0 | 0 | 0 | 0 | 0 | 0 | 0 | 0 | 0 | 0 | 0 | 0 | 0 | 0 | 0 | 0 | 0 | 0 | 0 | 0 | 0 | 0 | 0 | 0 | 0 | 0 | 0 | 0 | 0 | 0 | 0 | 0
F2_Commercial_School_New_Food Preparation_Natural Gas_Range_E7 | F2 | Commercial | School | New | Food Preparation | Natural Gas | Range | E7 | TRC BC Ratio | 0 | 0 | 0 | 0 | 0 | 0 | 0 | 0 | 0 | 0 | 0 | 0 | 0 | 0 | 0 | 0 | 0 | 0 | 0 | 0 | 0 | 0 | 0 | 0 | 0 | 0 | 0 | 0 | 0 | 0 | 0 | 0 | 0
F2_Commercial_School_New_Food Preparation_Natural Gas_Range_E8 | F2 | Commercial | School | New | Food Preparation | Natural Gas | Range | E8 | TRC BC Ratio | 0 | 0 | 0 | 0 | 0 | 0 | 0 | 0 | 0 | 0 | 0 | 0 | 0 | 0 | 0 | 0 | 0 | 0 | 0 | 0 | 0 | 0 | 0 | 0 | 0 | 0 | 0 | 0 | 0 | 0 | 0 | 0 | 0
F2_Commercial_School_New_Food Preparation_Natural Gas_Range_E9 | F2 | Commercial | School | New | Food Preparation | Natural Gas | Range | E9 | TRC BC Ratio | 0 | 0 | 0 | 0 | 0 | 0 | 0 | 0 | 0 | 0 | 0 | 0 | 0 | 0 | 0 | 0 | 0 | 0 | 0 | 0 | 0 | 0 | 0 | 0 | 0 | 0 | 0 | 0 | 0 | 0 | 0 | 0 | 0
F2_Commercial_School_New_Food Preparation_Natural Gas_Range_E10 | F2 | Commercial | School | New | Food Preparation | Natural Gas | Range | E10 | TRC BC Ratio | 0 | 0 | 0 | 0 | 0 | 0 | 0 | 0 | 0 | 0 | 0 | 0 | 0 | 0 | 0 | 0 | 0 | 0 | 0 | 0 | 0 | 0 | 0 | 0 | 0 | 0 | 0 | 0 | 0 | 0 | 0 | 0 | 0
F3_Commercial_School_New_Food Preparation_Natural Gas_Range_E1 | F3 | Commercial | School | New | Food Preparation | Natural Gas | Range | E1 | PACT BC Ratio | bar: 2019 to 2051
F3_Commercial_School_New_Food Preparation_Natural Gas_Range_E2 | F3 | Commercial | School | New | Food Preparation | Natural Gas | Range | E2 | PACT BC Ratio | 4317.5684 | 4316.8851 | 4337.6479 | 4305.7287 | 4286.3226 | 4300.444 | 4342.9357 | 4376.4705 | 4418.1173 | 4457.4204 | 4496.9383 | 4533.2249 | 4572.1292 | 4612.7875 | 4651.6356 | 4691.1778 | 4731.3622 | 4775.0288 | 4820.6073 | 4868.604 | 4915.8716 | 4965.2582 | 5010.815 | 5057.9659 | 5099.6959 | 5135.7509 | 5168.5769 | 5196.8849 | 5219.0641 | 5237.2453 | 5247.1473 | 5253.7859 | 5253.7859
F3_Commercial_School_New_Food Preparation_Natural Gas_Range_E3 | F3 | Commercial | School | New | Food Preparation | Natural Gas | Range | E3 | PACT BC Ratio | 0 | 0 | 0 | 0 | 0 | 0 | 0 | 0 | 0 | 0 | 0 | 0 | 0 | 0 | 0 | 0 | 0 | 0 | 0 | 0 | 0 | 0 | 0 | 0 | 0 | 0 | 0 | 0 | 0 | 0 | 0 | 0 | 0
F3_Commercial_School_New_Food Preparation_Natural Gas_Range_E4 | F3 | Commercial | School | New | Food Preparation | Natural Gas | Range | E4 | PACT BC Ratio | 0 | 0 | 0 | 0 | 0 | 0 | 0 | 0 | 0 | 0 | 0 | 0 | 0 | 0 | 0 | 0 | 0 | 0 | 0 | 0 | 0 | 0 | 0 | 0 | 0 | 0 | 0 | 0 | 0 | 0 | 0 | 0 | 0
F3_Commercial_School_New_Food Preparation_Natural Gas_Range_E5 | F3 | Commercial | School | New | Food Preparation | Natural Gas | Range | E5 | PACT BC Ratio | 0 | 0 | 0 | 0 | 0 | 0 | 0 | 0 | 0 | 0 | 0 | 0 | 0 | 0 | 0 | 0 | 0 | 0 | 0 | 0 | 0 | 0 | 0 | 0 | 0 | 0 | 0 | 0 | 0 | 0 | 0 | 0 | 0
F3_Commercial_School_New_Food Preparation_Natural Gas_Range_E6 | F3 | Commercial | School | New | Food Preparation | Natural Gas | Range | E6 | PACT BC Ratio | 0 | 0 | 0 | 0 | 0 | 0 | 0 | 0 | 0 | 0 | 0 | 0 | 0 | 0 | 0 | 0 | 0 | 0 | 0 | 0 | 0 | 0 | 0 | 0 | 0 | 0 | 0 | 0 | 0 | 0 | 0 | 0 | 0
F3_Commercial_School_New_Food Preparation_Natural Gas_Range_E7 | F3 | Commercial | School | New | Food Preparation | Natural Gas | Range | E7 | PACT BC Ratio | 0 | 0 | 0 | 0 | 0 | 0 | 0 | 0 | 0 | 0 | 0 | 0 | 0 | 0 | 0 | 0 | 0 | 0 | 0 | 0 | 0 | 0 | 0 | 0 | 0 | 0 | 0 | 0 | 0 | 0 | 0 | 0 | 0
F3_Commercial_School_New_Food Preparation_Natural Gas_Range_E8 | F3 | Commercial | School | New | Food Preparation | Natural Gas | Range | E8 | PACT BC Ratio | 0 | 0 | 0 | 0 | 0 | 0 | 0 | 0 | 0 | 0 | 0 | 0 | 0 | 0 | 0 | 0 | 0 | 0 | 0 | 0 | 0 | 0 | 0 | 0 | 0 | 0 | 0 | 0 | 0 | 0 | 0 | 0 | 0
F3_Commercial_School_New_Food Preparation_Natural Gas_Range_E9 | F3 | Commercial | School | New | Food Preparation | Natural Gas | Range | E9 | PACT BC Ratio | 0 | 0 | 0 | 0 | 0 | 0 | 0 | 0 | 0 | 0 | 0 | 0 | 0 | 0 | 0 | 0 | 0 | 0 | 0 | 0 | 0 | 0 | 0 | 0 | 0 | 0 | 0 | 0 | 0 | 0 | 0 | 0 | 0
F3_Commercial_School_New_Food Preparation_Natural Gas_Range_E10 | F3 | Commercial | School | New | Food Preparation | Natural Gas | Range | E10 | PACT BC Ratio | 0 | 0 | 0 | 0 | 0 | 0 | 0 | 0 | 0 | 0 | 0 | 0 | 0 | 0 | 0 | 0 | 0 | 0 | 0 | 0 | 0 | 0 | 0 | 0 | 0 | 0 | 0 | 0 | 0 | 0 | 0 | 0 | 0
F4_Commercial_School_New_Food Preparation_Natural Gas_Range_E1 | F4 | Commercial | School | New | Food Preparation | Natural Gas | Range | E1 | RVT BC Ratio | bar: 2019 to 2051
F4_Commercial_School_New_Food Preparation_Natural Gas_Range_E2 | F4 | Commercial | School | New | Food Preparation | Natural Gas | Range | E2 | RVT BC Ratio | 4656.1553 | 4655.4185 | 4677.8062 | 4643.389 | 4622.4643 | 4637.6907 | 4683.5078 | 4719.667 | 4764.573 | 4806.9519 | 4849.5624 | 4888.6888 | 4930.6377 | 4974.4778 | 5016.3662 | 5059.0029 | 5102.332 | 5149.4159 | 5198.5613 | 5250.3142 | 5301.2809 | 5354.5324 | 5403.6544 | 5454.4953 | 5499.491 | 5538.3676 | 5573.7625 | 5604.2859 | 5628.2008 | 5647.8049 | 5658.4818 | 5665.6399 | 5665.6399
F4_Commercial_School_New_Food Preparation_Natural Gas_Range_E3 | F4 | Commercial | School | New | Food Preparation | Natural Gas | Range | E3 | RVT BC Ratio | 0 | 0 | 0 | 0 | 0 | 0 | 0 | 0 | 0 | 0 | 0 | 0 | 0 | 0 | 0 | 0 | 0 | 0 | 0 | 0 | 0 | 0 | 0 | 0 | 0 | 0 | 0 | 0 | 0 | 0 | 0 | 0 | 0
F4_Commercial_School_New_Food Preparation_Natural Gas_Range_E4 | F4 | Commercial | School | New | Food Preparation | Natural Gas | Range | E4 | RVT BC Ratio | 0 | 0 | 0 | 0 | 0 | 0 | 0 | 0 | 0 | 0 | 0 | 0 | 0 | 0 | 0 | 0 | 0 | 0 | 0 | 0 | 0 | 0 | 0 | 0 | 0 | 0 | 0 | 0 | 0 | 0 | 0 | 0 | 0
F4_Commercial_School_New_Food Preparation_Natural Gas_Range_E5 | F4 | Commercial | School | New | Food Preparation | Natural Gas | Range | E5 | RVT BC Ratio | 0 | 0 | 0 | 0 | 0 | 0 | 0 | 0 | 0 | 0 | 0 | 0 | 0 | 0 | 0 | 0 | 0 | 0 | 0 | 0 | 0 | 0 | 0 | 0 | 0 | 0 | 0 | 0 | 0 | 0 | 0 | 0 | 0
F4_Commercial_School_New_Food Preparation_Natural Gas_Range_E6 | F4 | Commercial | School | New | Food Preparation | Natural Gas | Range | E6 | RVT BC Ratio | 0 | 0 | 0 | 0 | 0 | 0 | 0 | 0 | 0 | 0 | 0 | 0 | 0 | 0 | 0 | 0 | 0 | 0 | 0 | 0 | 0 | 0 | 0 | 0 | 0 | 0 | 0 | 0 | 0 | 0 | 0 | 0 | 0
F4_Commercial_School_New_Food Preparation_Natural Gas_Range_E7 | F4 | Commercial | School | New | Food Preparation | Natural Gas | Range | E7 | RVT BC Ratio | 0 | 0 | 0 | 0 | 0 | 0 | 0 | 0 | 0 | 0 | 0 | 0 | 0 | 0 | 0 | 0 | 0 | 0 | 0 | 0 | 0 | 0 | 0 | 0 | 0 | 0 | 0 | 0 | 0 | 0 | 0 | 0 | 0
F4_Commercial_School_New_Food Preparation_Natural Gas_Range_E8 | F4 | Commercial | School | New | Food Preparation | Natural Gas | Range | E8 | RVT BC Ratio | 0 | 0 | 0 | 0 | 0 | 0 | 0 | 0 | 0 | 0 | 0 | 0 | 0 | 0 | 0 | 0 | 0 | 0 | 0 | 0 | 0 | 0 | 0 | 0 | 0 | 0 | 0 | 0 | 0 | 0 | 0 | 0 | 0
F4_Commercial_School_New_Food Preparation_Natural Gas_Range_E9 | F4 | Commercial | School | New | Food Preparation | Natural Gas | Range | E9 | RVT BC Ratio | 0 | 0 | 0 | 0 | 0 | 0 | 0 | 0 | 0 | 0 | 0 | 0 | 0 | 0 | 0 | 0 | 0 | 0 | 0 | 0 | 0 | 0 | 0 | 0 | 0 | 0 | 0 | 0 | 0 | 0 | 0 | 0 | 0
F4_Commercial_School_New_Food Preparation_Natural Gas_Range_E10 | F4 | Commercial | School | New | Food Preparation | Natural Gas | Range | E10 | RVT BC Ratio | 0 | 0 | 0 | 0 | 0 | 0 | 0 | 0 | 0 | 0 | 0 | 0 | 0 | 0 | 0 | 0 | 0 | 0 | 0 | 0 | 0 | 0 | 0 | 0 | 0 | 0 | 0 | 0 | 0 | 0 | 0 | 0 | 0
F5_Commercial_School_New_Food Preparation_Natural Gas_Range_E1 | F5 | Commercial | School | New | Food Preparation | Natural Gas | Range | E1 | RIM BC Ratio | bar: 2019 to 2051
F5_Commercial_School_New_Food Preparation_Natural Gas_Range_E2 | F5 | Commercial | School | New | Food Preparation | Natural Gas | Range | E2 | RIM BC Ratio | 0.83452 | 0.83452 | 0.83452 | 0.83452 | 0.83452 | 0.83452 | 0.83452 | 0.83452 | 0.83452 | 0.83452 | 0.83452 | 0.83453 | 0.83453 | 0.83453 | 0.83453 | 0.83453 | 0.83453 | 0.83453 | 0.83453 | 0.83454 | 0.83454 | 0.83454 | 0.83454 | 0.83454 | 0.83454 | 0.83454 | 0.83454 | 0.83455 | 0.83455 | 0.83455 | 0.83455 | 0.83455 | 0.83455
F5_Commercial_School_New_Food Preparation_Natural Gas_Range_E3 | F5 | Commercial | School | New | Food Preparation | Natural Gas | Range | E3 | RIM BC Ratio | 0 | 0 | 0 | 0 | 0 | 0 | 0 | 0 | 0 | 0 | 0 | 0 | 0 | 0 | 0 | 0 | 0 | 0 | 0 | 0 | 0 | 0 | 0 | 0 | 0 | 0 | 0 | 0 | 0 | 0 | 0 | 0 | 0
F5_Commercial_School_New_Food Preparation_Natural Gas_Range_E4 | F5 | Commercial | School | New | Food Preparation | Natural Gas | Range | E4 | RIM BC Ratio | 0 | 0 | 0 | 0 | 0 | 0 | 0 | 0 | 0 | 0 | 0 | 0 | 0 | 0 | 0 | 0 | 0 | 0 | 0 | 0 | 0 | 0 | 0 | 0 | 0 | 0 | 0 | 0 | 0 | 0 | 0 | 0 | 0
F5_Commercial_School_New_Food Preparation_Natural Gas_Range_E5 | F5 | Commercial | School | New | Food Preparation | Natural Gas | Range | E5 | RIM BC Ratio | 0 | 0 | 0 | 0 | 0 | 0 | 0 | 0 | 0 | 0 | 0 | 0 | 0 | 0 | 0 | 0 | 0 | 0 | 0 | 0 | 0 | 0 | 0 | 0 | 0 | 0 | 0 | 0 | 0 | 0 | 0 | 0 | 0
F5_Commercial_School_New_Food Preparation_Natural Gas_Range_E6 | F5 | Commercial | School | New | Food Preparation | Natural Gas | Range | E6 | RIM BC Ratio | 0 | 0 | 0 | 0 | 0 | 0 | 0 | 0 | 0 | 0 | 0 | 0 | 0 | 0 | 0 | 0 | 0 | 0 | 0 | 0 | 0 | 0 | 0 | 0 | 0 | 0 | 0 | 0 | 0 | 0 | 0 | 0 | 0
F5_Commercial_School_New_Food Preparation_Natural Gas_Range_E7 | F5 | Commercial | School | New | Food Preparation | Natural Gas | Range | E7 | RIM BC Ratio | 0 | 0 | 0 | 0 | 0 | 0 | 0 | 0 | 0 | 0 | 0 | 0 | 0 | 0 | 0 | 0 | 0 | 0 | 0 | 0 | 0 | 0 | 0 | 0 | 0 | 0 | 0 | 0 | 0 | 0 | 0 | 0 | 0
F5_Commercial_School_New_Food Preparation_Natural Gas_Range_E8 | F5 | Commercial | School | New | Food Preparation | Natural Gas | Range | E8 | RIM BC Ratio | 0 | 0 | 0 | 0 | 0 | 0 | 0 | 0 | 0 | 0 | 0 | 0 | 0 | 0 | 0 | 0 | 0 | 0 | 0 | 0 | 0 | 0 | 0 | 0 | 0 | 0 | 0 | 0 | 0 | 0 | 0 | 0 | 0
F5_Commercial_School_New_Food Preparation_Natural Gas_Range_E9 | F5 | Commercial | School | New | Food Preparation | Natural Gas | Range | E9 | RIM BC Ratio | 0 | 0 | 0 | 0 | 0 | 0 | 0 | 0 | 0 | 0 | 0 | 0 | 0 | 0 | 0 | 0 | 0 | 0 | 0 | 0 | 0 | 0 | 0 | 0 | 0 | 0 | 0 | 0 | 0 | 0 | 0 | 0 | 0
F5_Commercial_School_New_Food Preparation_Natural Gas_Range_E10 | F5 | Commercial | School | New | Food Preparation | Natural Gas | Range | E10 | RIM BC Ratio | 0 | 0 | 0 | 0 | 0 | 0 | 0 | 0 | 0 | 0 | 0 | 0 | 0 | 0 | 0 | 0 | 0 | 0 | 0 | 0 | 0 | 0 | 0 | 0 | 0 | 0 | 0 | 0 | 0 | 0 | 0 | 0 | 0
F0_Commercial_School_New_Food Preparation_Natural Gas_Steamer_E0 | F0 | Commercial | School | New | Food Preparation | Natural Gas | Steamer | E0 | Economic Unit | ENERGY STAR | ENERGY STAR | ENERGY STAR | ENERGY STAR | ENERGY STAR | ENERGY STAR | ENERGY STAR | ENERGY STAR | ENERGY STAR | ENERGY STAR | ENERGY STAR | ENERGY STAR | ENERGY STAR | ENERGY STAR | ENERGY STAR | ENERGY STAR | ENERGY STAR | ENERGY STAR | ENERGY STAR | ENERGY STAR | ENERGY STAR | ENERGY STAR | ENERGY STAR | ENERGY STAR | ENERGY STAR | ENERGY STAR | ENERGY STAR | ENERGY STAR | ENERGY STAR | ENERGY STAR | ENERGY STAR | ENERGY STAR | ENERGY STAR
F1_Commercial_School_New_Food Preparation_Natural Gas_Steamer_E1 | F1 | Commercial | School | New | Food Preparation | Natural Gas | Steamer | E1 | CCE | 0 | 0 | 0 | 0 | 0 | 0 | 0 | 0 | 0 | 0 | 0 | 0 | 0 | 0 | 0 | 0 | 0 | 0 | 0 | 0 | 0 | 0 | 0 | 0 | 0 | 0 | 0 | 0 | 0 | 0 | 0 | 0 | 0
F1_Commercial_School_New_Food Preparation_Natural Gas_Steamer_E2 | F1 | Commercial | School | New | Food Preparation | Natural Gas | Steamer | E2 | CCE | 0.11364 | 0.11765 | 0.10562 | 0 | 0 | 0 | 0 | 0 | 0 | 0 | 0 | 0 | 0 | 0 | 0 | 0 | 0 | 0 | 0 | 0 | 0 | 0 | 0 | 0 | 0 | 0 | 0 | 0 | 0 | 0 | 0 | 0 | 0
F1_Commercial_School_New_Food Preparation_Natural Gas_Steamer_E3 | F1 | Commercial | School | New | Food Preparation | Natural Gas | Steamer | E3 | CCE | 0 | 0 | 0 | 0 | 0 | 0 | 0 | 0 | 0 | 0 | 0 | 0 | 0 | 0 | 0 | 0 | 0 | 0 | 0 | 0 | 0 | 0 | 0 | 0 | 0 | 0 | 0 | 0 | 0 | 0 | 0 | 0 | 0
F1_Commercial_School_New_Food Preparation_Natural Gas_Steamer_E4 | F1 | Commercial | School | New | Food Preparation | Natural Gas | Steamer | E4 | CCE | 0 | 0 | 0 | 0 | 0 | 0 | 0 | 0 | 0 | 0 | 0 | 0 | 0 | 0 | 0 | 0 | 0 | 0 | 0 | 0 | 0 | 0 | 0 | 0 | 0 | 0 | 0 | 0 | 0 | 0 | 0 | 0 | 0
F1_Commercial_School_New_Food Preparation_Natural Gas_Steamer_E5 | F1 | Commercial | School | New | Food Preparation | Natural Gas | Steamer | E5 | CCE | 0 | 0 | 0 | 0 | 0 | 0 | 0 | 0 | 0 | 0 | 0 | 0 | 0 | 0 | 0 | 0 | 0 | 0 | 0 | 0 | 0 | 0 | 0 | 0 | 0 | 0 | 0 | 0 | 0 | 0 | 0 | 0 | 0
F1_Commercial_School_New_Food Preparation_Natural Gas_Steamer_E6 | F1 | Commercial | School | New | Food Preparation | Natural Gas | Steamer | E6 | CCE | 0 | 0 | 0 | 0 | 0 | 0 | 0 | 0 | 0 | 0 | 0 | 0 | 0 | 0 | 0 | 0 | 0 | 0 | 0 | 0 | 0 | 0 | 0 | 0 | 0 | 0 | 0 | 0 | 0 | 0 | 0 | 0 | 0
F1_Commercial_School_New_Food Preparation_Natural Gas_Steamer_E7 | F1 | Commercial | School | New | Food Preparation | Natural Gas | Steamer | E7 | CCE | 0 | 0 | 0 | 0 | 0 | 0 | 0 | 0 | 0 | 0 | 0 | 0 | 0 | 0 | 0 | 0 | 0 | 0 | 0 | 0 | 0 | 0 | 0 | 0 | 0 | 0 | 0 | 0 | 0 | 0 | 0 | 0 | 0
F1_Commercial_School_New_Food Preparation_Natural Gas_Steamer_E8 | F1 | Commercial | School | New | Food Preparation | Natural Gas | Steamer | E8 | CCE | 0 | 0 | 0 | 0 | 0 | 0 | 0 | 0 | 0 | 0 | 0 | 0 | 0 | 0 | 0 | 0 | 0 | 0 | 0 | 0 | 0 | 0 | 0 | 0 | 0 | 0 | 0 | 0 | 0 | 0 | 0 | 0 | 0
F1_Commercial_School_New_Food Preparation_Natural Gas_Steamer_E9 | F1 | Commercial | School | New | Food Preparation | Natural Gas | Steamer | E9 | CCE | 0 | 0 | 0 | 0 | 0 | 0 | 0 | 0 | 0 | 0 | 0 | 0 | 0 | 0 | 0 | 0 | 0 | 0 | 0 | 0 | 0 | 0 | 0 | 0 | 0 | 0 | 0 | 0 | 0 | 0 | 0 | 0 | 0
F1_Commercial_School_New_Food Preparation_Natural Gas_Steamer_E10 | F1 | Commercial | School | New | Food Preparation | Natural Gas | Steamer | E10 | CCE | 0 | 0 | 0 | 0 | 0 | 0 | 0 | 0 | 0 | 0 | 0 | 0 | 0 | 0 | 0 | 0 | 0 | 0 | 0 | 0 | 0 | 0 | 0 | 0 | 0 | 0 | 0 | 0 | 0 | 0 | 0 | 0 | 0
F2_Commercial_School_New_Food Preparation_Natural Gas_Steamer_E1 | F2 | Commercial | School | New | Food Preparation | Natural Gas | Steamer | E1 | TRC BC Ratio | 1 | 1 | 1 | 0 | 0 | 0 | 0 | 0 | 0 | 0 | 0 | 0 | 0 | 0 | 0 | 0 | 0 | 0 | 0 | 0 | 0 | 0 | 0 | 0 | 0 | 0 | 0 | 0 | 0 | 0 | 0 | 0 | 0
F2_Commercial_School_New_Food Preparation_Natural Gas_Steamer_E2 | F2 | Commercial | School | New | Food Preparation | Natural Gas | Steamer | E2 | TRC BC Ratio | 14.4302 | 14.4472 | 14.5249 | 1 | 1 | 1 | 1 | 1 | 1 | 1 | 1 | 1 | 1 | 1 | 1 | 1 | 1 | 1 | 1 | 1 | 1 | 1 | 1 | 1 | 1 | 1 | 1 | 1 | 1 | 1 | 1 | 1 | 1
F2_Commercial_School_New_Food Preparation_Natural Gas_Steamer_E3 | F2 | Commercial | School | New | Food Preparation | Natural Gas | Steamer | E3 | TRC BC Ratio | 0 | 0 | 0 | 0 | 0 | 0 | 0 | 0 | 0 | 0 | 0 | 0 | 0 | 0 | 0 | 0 | 0 | 0 | 0 | 0 | 0 | 0 | 0 | 0 | 0 | 0 | 0 | 0 | 0 | 0 | 0 | 0 | 0
F2_Commercial_School_New_Food Preparation_Natural Gas_Steamer_E4 | F2 | Commercial | School | New | Food Preparation | Natural Gas | Steamer | E4 | TRC BC Ratio | 0 | 0 | 0 | 0 | 0 | 0 | 0 | 0 | 0 | 0 | 0 | 0 | 0 | 0 | 0 | 0 | 0 | 0 | 0 | 0 | 0 | 0 | 0 | 0 | 0 | 0 | 0 | 0 | 0 | 0 | 0 | 0 | 0
F2_Commercial_School_New_Food Preparation_Natural Gas_Steamer_E5 | F2 | Commercial | School | New | Food Preparation | Natural Gas | Steamer | E5 | TRC BC Ratio | 0 | 0 | 0 | 0 | 0 | 0 | 0 | 0 | 0 | 0 | 0 | 0 | 0 | 0 | 0 | 0 | 0 | 0 | 0 | 0 | 0 | 0 | 0 | 0 | 0 | 0 | 0 | 0 | 0 | 0 | 0 | 0 | 0
F2_Commercial_School_New_Food Preparation_Natural Gas_Steamer_E6 | F2 | Commercial | School | New | Food Preparation | Natural Gas | Steamer | E6 | TRC BC Ratio | 0 | 0 | 0 | 0 | 0 | 0 | 0 | 0 | 0 | 0 | 0 | 0 | 0 | 0 | 0 | 0 | 0 | 0 | 0 | 0 | 0 | 0 | 0 | 0 | 0 | 0 | 0 | 0 | 0 | 0 | 0 | 0 | 0
F2_Commercial_School_New_Food Preparation_Natural Gas_Steamer_E7 | F2 | Commercial | School | New | Food Preparation | Natural Gas | Steamer | E7 | TRC BC Ratio | 0 | 0 | 0 | 0 | 0 | 0 | 0 | 0 | 0 | 0 | 0 | 0 | 0 | 0 | 0 | 0 | 0 | 0 | 0 | 0 | 0 | 0 | 0 | 0 | 0 | 0 | 0 | 0 | 0 | 0 | 0 | 0 | 0
F2_Commercial_School_New_Food Preparation_Natural Gas_Steamer_E8 | F2 | Commercial | School | New | Food Preparation | Natural Gas | Steamer | E8 | TRC BC Ratio | 0 | 0 | 0 | 0 | 0 | 0 | 0 | 0 | 0 | 0 | 0 | 0 | 0 | 0 | 0 | 0 | 0 | 0 | 0 | 0 | 0 | 0 | 0 | 0 | 0 | 0 | 0 | 0 | 0 | 0 | 0 | 0 | 0
F2_Commercial_School_New_Food Preparation_Natural Gas_Steamer_E9 | F2 | Commercial | School | New | Food Preparation | Natural Gas | Steamer | E9 | TRC BC Ratio | 0 | 0 | 0 | 0 | 0 | 0 | 0 | 0 | 0 | 0 | 0 | 0 | 0 | 0 | 0 | 0 | 0 | 0 | 0 | 0 | 0 | 0 | 0 | 0 | 0 | 0 | 0 | 0 | 0 | 0 | 0 | 0 | 0
F2_Commercial_School_New_Food Preparation_Natural Gas_Steamer_E10 | F2 | Commercial | School | New | Food Preparation | Natural Gas | Steamer | E10 | TRC BC Ratio | 0 | 0 | 0 | 0 | 0 | 0 | 0 | 0 | 0 | 0 | 0 | 0 | 0 | 0 | 0 | 0 | 0 | 0 | 0 | 0 | 0 | 0 | 0 | 0 | 0 | 0 | 0 | 0 | 0 | 0 | 0 | 0 | 0
F3_Commercial_School_New_Food Preparation_Natural Gas_Steamer_E1 | F3 | Commercial | School | New | Food Preparation | Natural Gas | Steamer | E1 | PACT BC Ratio | 1 | 1 | 1 | 0 | 0 | 0 | 0 | 0 | 0 | 0 | 0 | 0 | 0 | 0 | 0 | 0 | 0 | 0 | 0 | 0 | 0 | 0 | 0 | 0 | 0 | 0 | 0 | 0 | 0 | 0 | 0 | 0 | 0
F3_Commercial_School_New_Food Preparation_Natural Gas_Steamer_E2 | F3 | Commercial | School | New | Food Preparation | Natural Gas | Steamer | E2 | PACT BC Ratio | 19.2403 | 19.2629 | 19.3665 | 1 | 1 | 1 | 1 | 1 | 1 | 1 | 1 | 1 | 1 | 1 | 1 | 1 | 1 | 1 | 1 | 1 | 1 | 1 | 1 | 1 | 1 | 1 | 1 | 1 | 1 | 1 | 1 | 1 | 1
F3_Commercial_School_New_Food Preparation_Natural Gas_Steamer_E3 | F3 | Commercial | School | New | Food Preparation | Natural Gas | Steamer | E3 | PACT BC Ratio | 0 | 0 | 0 | 0 | 0 | 0 | 0 | 0 | 0 | 0 | 0 | 0 | 0 | 0 | 0 | 0 | 0 | 0 | 0 | 0 | 0 | 0 | 0 | 0 | 0 | 0 | 0 | 0 | 0 | 0 | 0 | 0 | 0
F3_Commercial_School_New_Food Preparation_Natural Gas_Steamer_E4 | F3 | Commercial | School | New | Food Preparation | Natural Gas | Steamer | E4 | PACT BC Ratio | 0 | 0 | 0 | 0 | 0 | 0 | 0 | 0 | 0 | 0 | 0 | 0 | 0 | 0 | 0 | 0 | 0 | 0 | 0 | 0 | 0 | 0 | 0 | 0 | 0 | 0 | 0 | 0 | 0 | 0 | 0 | 0 | 0
F3_Commercial_School_New_Food Preparation_Natural Gas_Steamer_E5 | F3 | Commercial | School | New | Food Preparation | Natural Gas | Steamer | E5 | PACT BC Ratio | 0 | 0 | 0 | 0 | 0 | 0 | 0 | 0 | 0 | 0 | 0 | 0 | 0 | 0 | 0 | 0 | 0 | 0 | 0 | 0 | 0 | 0 | 0 | 0 | 0 | 0 | 0 | 0 | 0 | 0 | 0 | 0 | 0
F3_Commercial_School_New_Food Preparation_Natural Gas_Steamer_E6 | F3 | Commercial | School | New | Food Preparation | Natural Gas | Steamer | E6 | PACT BC Ratio | 0 | 0 | 0 | 0 | 0 | 0 | 0 | 0 | 0 | 0 | 0 | 0 | 0 | 0 | 0 | 0 | 0 | 0 | 0 | 0 | 0 | 0 | 0 | 0 | 0 | 0 | 0 | 0 | 0 | 0 | 0 | 0 | 0
F3_Commercial_School_New_Food Preparation_Natural Gas_Steamer_E7 | F3 | Commercial | School | New | Food Preparation | Natural Gas | Steamer | E7 | PACT BC Ratio | 0 | 0 | 0 | 0 | 0 | 0 | 0 | 0 | 0 | 0 | 0 | 0 | 0 | 0 | 0 | 0 | 0 | 0 | 0 | 0 | 0 | 0 | 0 | 0 | 0 | 0 | 0 | 0 | 0 | 0 | 0 | 0 | 0
F3_Commercial_School_New_Food Preparation_Natural Gas_Steamer_E8 | F3 | Commercial | School | New | Food Preparation | Natural Gas | Steamer | E8 | PACT BC Ratio | 0 | 0 | 0 | 0 | 0 | 0 | 0 | 0 | 0 | 0 | 0 | 0 | 0 | 0 | 0 | 0 | 0 | 0 | 0 | 0 | 0 | 0 | 0 | 0 | 0 | 0 | 0 | 0 | 0 | 0 | 0 | 0 | 0
F3_Commercial_School_New_Food Preparation_Natural Gas_Steamer_E9 | F3 | Commercial | School | New | Food Preparation | Natural Gas | Steamer | E9 | PACT BC Ratio | 0 | 0 | 0 | 0 | 0 | 0 | 0 | 0 | 0 | 0 | 0 | 0 | 0 | 0 | 0 | 0 | 0 | 0 | 0 | 0 | 0 | 0 | 0 | 0 | 0 | 0 | 0 | 0 | 0 | 0 | 0 | 0 | 0
F3_Commercial_School_New_Food Preparation_Natural Gas_Steamer_E10 | F3 | Commercial | School | New | Food Preparation | Natural Gas | Steamer | E10 | PACT BC Ratio | 0 | 0 | 0 | 0 | 0 | 0 | 0 | 0 | 0 | 0 | 0 | 0 | 0 | 0 | 0 | 0 | 0 | 0 | 0 | 0 | 0 | 0 | 0 | 0 | 0 | 0 | 0 | 0 | 0 | 0 | 0 | 0 | 0
F4_Commercial_School_New_Food Preparation_Natural Gas_Steamer_E1 | F4 | Commercial | School | New | Food Preparation | Natural Gas | Steamer | E1 | RVT BC Ratio | 1 | 1 | 1 | 0 | 0 | 0 | 0 | 0 | 0 | 0 | 0 | 0 | 0 | 0 | 0 | 0 | 0 | 0 | 0 | 0 | 0 | 0 | 0 | 0 | 0 | 0 | 0 | 0 | 0 | 0 | 0 | 0 | 0
F4_Commercial_School_New_Food Preparation_Natural Gas_Steamer_E2 | F4 | Commercial | School | New | Food Preparation | Natural Gas | Steamer | E2 | RVT BC Ratio | 21.446 | 21.4704 | 21.5821 | 1 | 1 | 1 | 1 | 1 | 1 | 1 | 1 | 1 | 1 | 1 | 1 | 1 | 1 | 1 | 1 | 1 | 1 | 1 | 1 | 1 | 1 | 1 | 1 | 1 | 1 | 1 | 1 | 1 | 1
F4_Commercial_School_New_Food Preparation_Natural Gas_Steamer_E3 | F4 | Commercial | School | New | Food Preparation | Natural Gas | Steamer | E3 | RVT BC Ratio | 0 | 0 | 0 | 0 | 0 | 0 | 0 | 0 | 0 | 0 | 0 | 0 | 0 | 0 | 0 | 0 | 0 | 0 | 0 | 0 | 0 | 0 | 0 | 0 | 0 | 0 | 0 | 0 | 0 | 0 | 0 | 0 | 0
F4_Commercial_School_New_Food Preparation_Natural Gas_Steamer_E4 | F4 | Commercial | School | New | Food Preparation | Natural Gas | Steamer | E4 | RVT BC Ratio | 0 | 0 | 0 | 0 | 0 | 0 | 0 | 0 | 0 | 0 | 0 | 0 | 0 | 0 | 0 | 0 | 0 | 0 | 0 | 0 | 0 | 0 | 0 | 0 | 0 | 0 | 0 | 0 | 0 | 0 | 0 | 0 | 0
F4_Commercial_School_New_Food Preparation_Natural Gas_Steamer_E5 | F4 | Commercial | School | New | Food Preparation | Natural Gas | Steamer | E5 | RVT BC Ratio | 0 | 0 | 0 | 0 | 0 | 0 | 0 | 0 | 0 | 0 | 0 | 0 | 0 | 0 | 0 | 0 | 0 | 0 | 0 | 0 | 0 | 0 | 0 | 0 | 0 | 0 | 0 | 0 | 0 | 0 | 0 | 0 | 0
F4_Commercial_School_New_Food Preparation_Natural Gas_Steamer_E6 | F4 | Commercial | School | New | Food Preparation | Natural Gas | Steamer | E6 | RVT BC Ratio | 0 | 0 | 0 | 0 | 0 | 0 | 0 | 0 | 0 | 0 | 0 | 0 | 0 | 0 | 0 | 0 | 0 | 0 | 0 | 0 | 0 | 0 | 0 | 0 | 0 | 0 | 0 | 0 | 0 | 0 | 0 | 0 | 0
F4_Commercial_School_New_Food Preparation_Natural Gas_Steamer_E7 | F4 | Commercial | School | New | Food Preparation | Natural Gas | Steamer | E7 | RVT BC Ratio | 0 | 0 | 0 | 0 | 0 | 0 | 0 | 0 | 0 | 0 | 0 | 0 | 0 | 0 | 0 | 0 | 0 | 0 | 0 | 0 | 0 | 0 | 0 | 0 | 0 | 0 | 0 | 0 | 0 | 0 | 0 | 0 | 0
F4_Commercial_School_New_Food Preparation_Natural Gas_Steamer_E8 | F4 | Commercial | School | New | Food Preparation | Natural Gas | Steamer | E8 | RVT BC Ratio | 0 | 0 | 0 | 0 | 0 | 0 | 0 | 0 | 0 | 0 | 0 | 0 | 0 | 0 | 0 | 0 | 0 | 0 | 0 | 0 | 0 | 0 | 0 | 0 | 0 | 0 | 0 | 0 | 0 | 0 | 0 | 0 | 0
F4_Commercial_School_New_Food Preparation_Natural Gas_Steamer_E9 | F4 | Commercial | School | New | Food Preparation | Natural Gas | Steamer | E9 | RVT BC Ratio | 0 | 0 | 0 | 0 | 0 | 0 | 0 | 0 | 0 | 0 | 0 | 0 | 0 | 0 | 0 | 0 | 0 | 0 | 0 | 0 | 0 | 0 | 0 | 0 | 0 | 0 | 0 | 0 | 0 | 0 | 0 | 0 | 0
F4_Commercial_School_New_Food Preparation_Natural Gas_Steamer_E10 | F4 | Commercial | School | New | Food Preparation | Natural Gas | Steamer | E10 | RVT BC Ratio | 0 | 0 | 0 | 0 | 0 | 0 | 0 | 0 | 0 | 0 | 0 | 0 | 0 | 0 | 0 | 0 | 0 | 0 | 0 | 0 | 0 | 0 | 0 | 0 | 0 | 0 | 0 | 0 | 0 | 0 | 0 | 0 | 0
F5_Commercial_School_New_Food Preparation_Natural Gas_Steamer_E1 | F5 | Commercial | School | New | Food Preparation | Natural Gas | Steamer | E1 | RIM BC Ratio | 1 | 1 | 1 | 0 | 0 | 0 | 0 | 0 | 0 | 0 | 0 | 0 | 0 | 0 | 0 | 0 | 0 | 0 | 0 | 0 | 0 | 0 | 0 | 0 | 0 | 0 | 0 | 0 | 0 | 0 | 0 | 0 | 0
F5_Commercial_School_New_Food Preparation_Natural Gas_Steamer_E2 | F5 | Commercial | School | New | Food Preparation | Natural Gas | Steamer | E2 | RIM BC Ratio | 0.79997 | 0.80001 | 0.80019 | 1 | 1 | 1 | 1 | 1 | 1 | 1 | 1 | 1 | 1 | 1 | 1 | 1 | 1 | 1 | 1 | 1 | 1 | 1 | 1 | 1 | 1 | 1 | 1 | 1 | 1 | 1 | 1 | 1 | 1
F5_Commercial_School_New_Food Preparation_Natural Gas_Steamer_E3 | F5 | Commercial | School | New | Food Preparation | Natural Gas | Steamer | E3 | RIM BC Ratio | 0 | 0 | 0 | 0 | 0 | 0 | 0 | 0 | 0 | 0 | 0 | 0 | 0 | 0 | 0 | 0 | 0 | 0 | 0 | 0 | 0 | 0 | 0 | 0 | 0 | 0 | 0 | 0 | 0 | 0 | 0 | 0 | 0
F5_Commercial_School_New_Food Preparation_Natural Gas_Steamer_E4 | F5 | Commercial | School | New | Food Preparation | Natural Gas | Steamer | E4 | RIM BC Ratio | 0 | 0 | 0 | 0 | 0 | 0 | 0 | 0 | 0 | 0 | 0 | 0 | 0 | 0 | 0 | 0 | 0 | 0 | 0 | 0 | 0 | 0 | 0 | 0 | 0 | 0 | 0 | 0 | 0 | 0 | 0 | 0 | 0
F5_Commercial_School_New_Food Preparation_Natural Gas_Steamer_E5 | F5 | Commercial | School | New | Food Preparation | Natural Gas | Steamer | E5 | RIM BC Ratio | 0 | 0 | 0 | 0 | 0 | 0 | 0 | 0 | 0 | 0 | 0 | 0 | 0 | 0 | 0 | 0 | 0 | 0 | 0 | 0 | 0 | 0 | 0 | 0 | 0 | 0 | 0 | 0 | 0 | 0 | 0 | 0 | 0
F5_Commercial_School_New_Food Preparation_Natural Gas_Steamer_E6 | F5 | Commercial | School | New | Food Preparation | Natural Gas | Steamer | E6 | RIM BC Ratio | 0 | 0 | 0 | 0 | 0 | 0 | 0 | 0 | 0 | 0 | 0 | 0 | 0 | 0 | 0 | 0 | 0 | 0 | 0 | 0 | 0 | 0 | 0 | 0 | 0 | 0 | 0 | 0 | 0 | 0 | 0 | 0 | 0
F5_Commercial_School_New_Food Preparation_Natural Gas_Steamer_E7 | F5 | Commercial | School | New | Food Preparation | Natural Gas | Steamer | E7 | RIM BC Ratio | 0 | 0 | 0 | 0 | 0 | 0 | 0 | 0 | 0 | 0 | 0 | 0 | 0 | 0 | 0 | 0 | 0 | 0 | 0 | 0 | 0 | 0 | 0 | 0 | 0 | 0 | 0 | 0 | 0 | 0 | 0 | 0 | 0
F5_Commercial_School_New_Food Preparation_Natural Gas_Steamer_E8 | F5 | Commercial | School | New | Food Preparation | Natural Gas | Steamer | E8 | RIM BC Ratio | 0 | 0 | 0 | 0 | 0 | 0 | 0 | 0 | 0 | 0 | 0 | 0 | 0 | 0 | 0 | 0 | 0 | 0 | 0 | 0 | 0 | 0 | 0 | 0 | 0 | 0 | 0 | 0 | 0 | 0 | 0 | 0 | 0
F5_Commercial_School_New_Food Preparation_Natural Gas_Steamer_E9 | F5 | Commercial | School | New | Food Preparation | Natural Gas | Steamer | E9 | RIM BC Ratio | 0 | 0 | 0 | 0 | 0 | 0 | 0 | 0 | 0 | 0 | 0 | 0 | 0 | 0 | 0 | 0 | 0 | 0 | 0 | 0 | 0 | 0 | 0 | 0 | 0 | 0 | 0 | 0 | 0 | 0 | 0 | 0 | 0
F5_Commercial_School_New_Food Preparation_Natural Gas_Steamer_E10 | F5 | Commercial | School | New | Food Preparation | Natural Gas | Steamer | E10 | RIM BC Ratio | 0 | 0 | 0 | 0 | 0 | 0 | 0 | 0 | 0 | 0 | 0 | 0 | 0 | 0 | 0 | 0 | 0 | 0 | 0 | 0 | 0 | 0 | 0 | 0 | 0 | 0 | 0 | 0 | 0 | 0 | 0 | 0 | 0
F0_Commercial_School_New_Food Preparation_Natural Gas_Food Prep Other_E0 | F0 | Commercial | School | New | Food Preparation | Natural Gas | Food Prep Other | E0 | Economic Unit | Standard | Standard | Standard | Standard | Standard | Standard | Standard | Standard | Standard | Standard | Standard | Standard | Standard | Standard | Standard | Standard | Standard | Standard | Standard | Standard | Standard | Standard | Standard | Standard | Standard | Standard | Standard | Standard | Standard | Standard | Standard | Standard | Standard
F1_Commercial_School_New_Food Preparation_Natural Gas_Food Prep Other_E1 | F1 | Commercial | School | New | Food Preparation | Natural Gas | Food Prep Other | E1 | CCE | 0 | 0 | 0 | 0 | 0 | 0 | 0 | 0 | 0 | 0 | 0 | 0 | 0 | 0 | 0 | 0 | 0 | 0 | 0 | 0 | 0 | 0 | 0 | 0 | 0 | 0 | 0 | 0 | 0 | 0 | 0 | 0 | 0
F1_Commercial_School_New_Food Preparation_Natural Gas_Food Prep Other_E2 | F1 | Commercial | School | New | Food Preparation | Natural Gas | Food Prep Other | E2 | CCE | 16.9852 | 17.5855 | 15.7861 | 16.0821 | 16.0821 | 16.0821 | 16.0821 | 16.0821 | 16.0821 | 16.0821 | 16.0821 | 16.0821 | 16.0821 | 16.0821 | 16.0821 | 16.0821 | 16.0821 | 16.0821 | 16.0821 | 16.0821 | 16.0821 | 16.0821 | 16.0821 | 16.0821 | 16.0821 | 16.0821 | 16.0821 | 16.0821 | 16.0821 | 16.0821 | 16.0821 | 16.0821 | 16.0821
F1_Commercial_School_New_Food Preparation_Natural Gas_Food Prep Other_E3 | F1 | Commercial | School | New | Food Preparation | Natural Gas | Food Prep Other | E3 | CCE | 0 | 0 | 0 | 0 | 0 | 0 | 0 | 0 | 0 | 0 | 0 | 0 | 0 | 0 | 0 | 0 | 0 | 0 | 0 | 0 | 0 | 0 | 0 | 0 | 0 | 0 | 0 | 0 | 0 | 0 | 0 | 0 | 0
F1_Commercial_School_New_Food Preparation_Natural Gas_Food Prep Other_E4 | F1 | Commercial | School | New | Food Preparation | Natural Gas | Food Prep Other | E4 | CCE | 0 | 0 | 0 | 0 | 0 | 0 | 0 | 0 | 0 | 0 | 0 | 0 | 0 | 0 | 0 | 0 | 0 | 0 | 0 | 0 | 0 | 0 | 0 | 0 | 0 | 0 | 0 | 0 | 0 | 0 | 0 | 0 | 0
F1_Commercial_School_New_Food Preparation_Natural Gas_Food Prep Other_E5 | F1 | Commercial | School | New | Food Preparation | Natural Gas | Food Prep Other | E5 | CCE | 0 | 0 | 0 | 0 | 0 | 0 | 0 | 0 | 0 | 0 | 0 | 0 | 0 | 0 | 0 | 0 | 0 | 0 | 0 | 0 | 0 | 0 | 0 | 0 | 0 | 0 | 0 | 0 | 0 | 0 | 0 | 0 | 0
F1_Commercial_School_New_Food Preparation_Natural Gas_Food Prep Other_E6 | F1 | Commercial | School | New | Food Preparation | Natural Gas | Food Prep Other | E6 | CCE | 0 | 0 | 0 | 0 | 0 | 0 | 0 | 0 | 0 | 0 | 0 | 0 | 0 | 0 | 0 | 0 | 0 | 0 | 0 | 0 | 0 | 0 | 0 | 0 | 0 | 0 | 0 | 0 | 0 | 0 | 0 | 0 | 0
F1_Commercial_School_New_Food Preparation_Natural Gas_Food Prep Other_E7 | F1 | Commercial | School | New | Food Preparation | Natural Gas | Food Prep Other | E7 | CCE | 0 | 0 | 0 | 0 | 0 | 0 | 0 | 0 | 0 | 0 | 0 | 0 | 0 | 0 | 0 | 0 | 0 | 0 | 0 | 0 | 0 | 0 | 0 | 0 | 0 | 0 | 0 | 0 | 0 | 0 | 0 | 0 | 0
F1_Commercial_School_New_Food Preparation_Natural Gas_Food Prep Other_E8 | F1 | Commercial | School | New | Food Preparation | Natural Gas | Food Prep Other | E8 | CCE | 0 | 0 | 0 | 0 | 0 | 0 | 0 | 0 | 0 | 0 | 0 | 0 | 0 | 0 | 0 | 0 | 0 | 0 | 0 | 0 | 0 | 0 | 0 | 0 | 0 | 0 | 0 | 0 | 0 | 0 | 0 | 0 | 0
F1_Commercial_School_New_Food Preparation_Natural Gas_Food Prep Other_E9 | F1 | Commercial | School | New | Food Preparation | Natural Gas | Food Prep Other | E9 | CCE | 0 | 0 | 0 | 0 | 0 | 0 | 0 | 0 | 0 | 0 | 0 | 0 | 0 | 0 | 0 | 0 | 0 | 0 | 0 | 0 | 0 | 0 | 0 | 0 | 0 | 0 | 0 | 0 | 0 | 0 | 0 | 0 | 0
F1_Commercial_School_New_Food Preparation_Natural Gas_Food Prep Other_E10 | F1 | Commercial | School | New | Food Preparation | Natural Gas | Food Prep Other | E10 | CCE | 0 | 0 | 0 | 0 | 0 | 0 | 0 | 0 | 0 | 0 | 0 | 0 | 0 | 0 | 0 | 0 | 0 | 0 | 0 | 0 | 0 | 0 | 0 | 0 | 0 | 0 | 0 | 0 | 0 | 0 | 0 | 0 | 0
F2_Commercial_School_New_Food Preparation_Natural Gas_Food Prep Other_E1 | F2 | Commercial | School | New | Food Preparation | Natural Gas | Food Prep Other | E1 | TRC BC Ratio | bar: 2019 to 2051
F2_Commercial_School_New_Food Preparation_Natural Gas_Food Prep Other_E2 | F2 | Commercial | School | New | Food Preparation | Natural Gas | Food Prep Other | E2 | TRC BC Ratio | 0.096778 | 0.096763 | 0.097228 | 0.096513 | 0.096078 | 0.096394 | 0.097347 | 0.098099 | 0.099032 | 0.099913 | 0.1008 | 0.10161 | 0.10248 | 0.1034 | 0.10427 | 0.10515 | 0.10605 | 0.10703 | 0.10805 | 0.10913 | 0.11019 | 0.1113 | 0.11232 | 0.11337 | 0.11431 | 0.11512 | 0.11585 | 0.11649 | 0.11699 | 0.11739 | 0.11761 | 0.11776 | 0.11776
F2_Commercial_School_New_Food Preparation_Natural Gas_Food Prep Other_E3 | F2 | Commercial | School | New | Food Preparation | Natural Gas | Food Prep Other | E3 | TRC BC Ratio | 0 | 0 | 0 | 0 | 0 | 0 | 0 | 0 | 0 | 0 | 0 | 0 | 0 | 0 | 0 | 0 | 0 | 0 | 0 | 0 | 0 | 0 | 0 | 0 | 0 | 0 | 0 | 0 | 0 | 0 | 0 | 0 | 0
F2_Commercial_School_New_Food Preparation_Natural Gas_Food Prep Other_E4 | F2 | Commercial | School | New | Food Preparation | Natural Gas | Food Prep Other | E4 | TRC BC Ratio | 0 | 0 | 0 | 0 | 0 | 0 | 0 | 0 | 0 | 0 | 0 | 0 | 0 | 0 | 0 | 0 | 0 | 0 | 0 | 0 | 0 | 0 | 0 | 0 | 0 | 0 | 0 | 0 | 0 | 0 | 0 | 0 | 0
F2_Commercial_School_New_Food Preparation_Natural Gas_Food Prep Other_E5 | F2 | Commercial | School | New | Food Preparation | Natural Gas | Food Prep Other | E5 | TRC BC Ratio | 0 | 0 | 0 | 0 | 0 | 0 | 0 | 0 | 0 | 0 | 0 | 0 | 0 | 0 | 0 | 0 | 0 | 0 | 0 | 0 | 0 | 0 | 0 | 0 | 0 | 0 | 0 | 0 | 0 | 0 | 0 | 0 | 0
F2_Commercial_School_New_Food Preparation_Natural Gas_Food Prep Other_E6 | F2 | Commercial | School | New | Food Preparation | Natural Gas | Food Prep Other | E6 | TRC BC Ratio | 0 | 0 | 0 | 0 | 0 | 0 | 0 | 0 | 0 | 0 | 0 | 0 | 0 | 0 | 0 | 0 | 0 | 0 | 0 | 0 | 0 | 0 | 0 | 0 | 0 | 0 | 0 | 0 | 0 | 0 | 0 | 0 | 0
F2_Commercial_School_New_Food Preparation_Natural Gas_Food Prep Other_E7 | F2 | Commercial | School | New | Food Preparation | Natural Gas | Food Prep Other | E7 | TRC BC Ratio | 0 | 0 | 0 | 0 | 0 | 0 | 0 | 0 | 0 | 0 | 0 | 0 | 0 | 0 | 0 | 0 | 0 | 0 | 0 | 0 | 0 | 0 | 0 | 0 | 0 | 0 | 0 | 0 | 0 | 0 | 0 | 0 | 0
F2_Commercial_School_New_Food Preparation_Natural Gas_Food Prep Other_E8 | F2 | Commercial | School | New | Food Preparation | Natural Gas | Food Prep Other | E8 | TRC BC Ratio | 0 | 0 | 0 | 0 | 0 | 0 | 0 | 0 | 0 | 0 | 0 | 0 | 0 | 0 | 0 | 0 | 0 | 0 | 0 | 0 | 0 | 0 | 0 | 0 | 0 | 0 | 0 | 0 | 0 | 0 | 0 | 0 | 0
F2_Commercial_School_New_Food Preparation_Natural Gas_Food Prep Other_E9 | F2 | Commercial | School | New | Food Preparation | Natural Gas | Food Prep Other | E9 | TRC BC Ratio | 0 | 0 | 0 | 0 | 0 | 0 | 0 | 0 | 0 | 0 | 0 | 0 | 0 | 0 | 0 | 0 | 0 | 0 | 0 | 0 | 0 | 0 | 0 | 0 | 0 | 0 | 0 | 0 | 0 | 0 | 0 | 0 | 0
F2_Commercial_School_New_Food Preparation_Natural Gas_Food Prep Other_E10 | F2 | Commercial | School | New | Food Preparation | Natural Gas | Food Prep Other | E10 | TRC BC Ratio | 0 | 0 | 0 | 0 | 0 | 0 | 0 | 0 | 0 | 0 | 0 | 0 | 0 | 0 | 0 | 0 | 0 | 0 | 0 | 0 | 0 | 0 | 0 | 0 | 0 | 0 | 0 | 0 | 0 | 0 | 0 | 0 | 0
F3_Commercial_School_New_Food Preparation_Natural Gas_Food Prep Other_E1 | F3 | Commercial | School | New | Food Preparation | Natural Gas | Food Prep Other | E1 | PACT BC Ratio | bar: 2019 to 2051
F3_Commercial_School_New_Food Preparation_Natural Gas_Food Prep Other_E2 | F3 | Commercial | School | New | Food Preparation | Natural Gas | Food Prep Other | E2 | PACT BC Ratio | 0.12904 | 0.12902 | 0.12964 | 0.12868 | 0.1281 | 0.12853 | 0.1298 | 0.1308 | 0.13204 | 0.13322 | 0.1344 | 0.13548 | 0.13665 | 0.13786 | 0.13902 | 0.1402 | 0.1414 | 0.14271 | 0.14407 | 0.14551 | 0.14692 | 0.14839 | 0.14976 | 0.15117 | 0.15241 | 0.15349 | 0.15447 | 0.15532 | 0.15598 | 0.15652 | 0.15682 | 0.15702 | 0.15702
F3_Commercial_School_New_Food Preparation_Natural Gas_Food Prep Other_E3 | F3 | Commercial | School | New | Food Preparation | Natural Gas | Food Prep Other | E3 | PACT BC Ratio | 0 | 0 | 0 | 0 | 0 | 0 | 0 | 0 | 0 | 0 | 0 | 0 | 0 | 0 | 0 | 0 | 0 | 0 | 0 | 0 | 0 | 0 | 0 | 0 | 0 | 0 | 0 | 0 | 0 | 0 | 0 | 0 | 0
F3_Commercial_School_New_Food Preparation_Natural Gas_Food Prep Other_E4 | F3 | Commercial | School | New | Food Preparation | Natural Gas | Food Prep Other | E4 | PACT BC Ratio | 0 | 0 | 0 | 0 | 0 | 0 | 0 | 0 | 0 | 0 | 0 | 0 | 0 | 0 | 0 | 0 | 0 | 0 | 0 | 0 | 0 | 0 | 0 | 0 | 0 | 0 | 0 | 0 | 0 | 0 | 0 | 0 | 0
F3_Commercial_School_New_Food Preparation_Natural Gas_Food Prep Other_E5 | F3 | Commercial | School | New | Food Preparation | Natural Gas | Food Prep Other | E5 | PACT BC Ratio | 0 | 0 | 0 | 0 | 0 | 0 | 0 | 0 | 0 | 0 | 0 | 0 | 0 | 0 | 0 | 0 | 0 | 0 | 0 | 0 | 0 | 0 | 0 | 0 | 0 | 0 | 0 | 0 | 0 | 0 | 0 | 0 | 0
F3_Commercial_School_New_Food Preparation_Natural Gas_Food Prep Other_E6 | F3 | Commercial | School | New | Food Preparation | Natural Gas | Food Prep Other | E6 | PACT BC Ratio | 0 | 0 | 0 | 0 | 0 | 0 | 0 | 0 | 0 | 0 | 0 | 0 | 0 | 0 | 0 | 0 | 0 | 0 | 0 | 0 | 0 | 0 | 0 | 0 | 0 | 0 | 0 | 0 | 0 | 0 | 0 | 0 | 0
F3_Commercial_School_New_Food Preparation_Natural Gas_Food Prep Other_E7 | F3 | Commercial | School | New | Food Preparation | Natural Gas | Food Prep Other | E7 | PACT BC Ratio | 0 | 0 | 0 | 0 | 0 | 0 | 0 | 0 | 0 | 0 | 0 | 0 | 0 | 0 | 0 | 0 | 0 | 0 | 0 | 0 | 0 | 0 | 0 | 0 | 0 | 0 | 0 | 0 | 0 | 0 | 0 | 0 | 0
F3_Commercial_School_New_Food Preparation_Natural Gas_Food Prep Other_E8 | F3 | Commercial | School | New | Food Preparation | Natural Gas | Food Prep Other | E8 | PACT BC Ratio | 0 | 0 | 0 | 0 | 0 | 0 | 0 | 0 | 0 | 0 | 0 | 0 | 0 | 0 | 0 | 0 | 0 | 0 | 0 | 0 | 0 | 0 | 0 | 0 | 0 | 0 | 0 | 0 | 0 | 0 | 0 | 0 | 0
F3_Commercial_School_New_Food Preparation_Natural Gas_Food Prep Other_E9 | F3 | Commercial | School | New | Food Preparation | Natural Gas | Food Prep Other | E9 | PACT BC Ratio | 0 | 0 | 0 | 0 | 0 | 0 | 0 | 0 | 0 | 0 | 0 | 0 | 0 | 0 | 0 | 0 | 0 | 0 | 0 | 0 | 0 | 0 | 0 | 0 | 0 | 0 | 0 | 0 | 0 | 0 | 0 | 0 | 0
F3_Commercial_School_New_Food Preparation_Natural Gas_Food Prep Other_E10 | F3 | Commercial | School | New | Food Preparation | Natural Gas | Food Prep Other | E10 | PACT BC Ratio | 0 | 0 | 0 | 0 | 0 | 0 | 0 | 0 | 0 | 0 | 0 | 0 | 0 | 0 | 0 | 0 | 0 | 0 | 0 | 0 | 0 | 0 | 0 | 0 | 0 | 0 | 0 | 0 | 0 | 0 | 0 | 0 | 0
F4_Commercial_School_New_Food Preparation_Natural Gas_Food Prep Other_E1 | F4 | Commercial | School | New | Food Preparation | Natural Gas | Food Prep Other | E1 | RVT BC Ratio | bar: 2019 to 2051
F4_Commercial_School_New_Food Preparation_Natural Gas_Food Prep Other_E2 | F4 | Commercial | School | New | Food Preparation | Natural Gas | Food Prep Other | E2 | RVT BC Ratio | 0.83914 | 0.83911 | 0.83978 | 0.83875 | 0.83813 | 0.83858 | 0.83995 | 0.84103 | 0.84238 | 0.84364 | 0.84492 | 0.84609 | 0.84734 | 0.84865 | 0.8499 | 0.85118 | 0.85247 | 0.85388 | 0.85535 | 0.85689 | 0.85842 | 0.86001 | 0.86148 | 0.863 | 0.86434 | 0.8655 | 0.86656 | 0.86747 | 0.86819 | 0.86877 | 0.86909 | 0.86931 | 0.86931
F4_Commercial_School_New_Food Preparation_Natural Gas_Food Prep Other_E3 | F4 | Commercial | School | New | Food Preparation | Natural Gas | Food Prep Other | E3 | RVT BC Ratio | 0 | 0 | 0 | 0 | 0 | 0 | 0 | 0 | 0 | 0 | 0 | 0 | 0 | 0 | 0 | 0 | 0 | 0 | 0 | 0 | 0 | 0 | 0 | 0 | 0 | 0 | 0 | 0 | 0 | 0 | 0 | 0 | 0
F4_Commercial_School_New_Food Preparation_Natural Gas_Food Prep Other_E4 | F4 | Commercial | School | New | Food Preparation | Natural Gas | Food Prep Other | E4 | RVT BC Ratio | 0 | 0 | 0 | 0 | 0 | 0 | 0 | 0 | 0 | 0 | 0 | 0 | 0 | 0 | 0 | 0 | 0 | 0 | 0 | 0 | 0 | 0 | 0 | 0 | 0 | 0 | 0 | 0 | 0 | 0 | 0 | 0 | 0
F4_Commercial_School_New_Food Preparation_Natural Gas_Food Prep Other_E5 | F4 | Commercial | School | New | Food Preparation | Natural Gas | Food Prep Other | E5 | RVT BC Ratio | 0 | 0 | 0 | 0 | 0 | 0 | 0 | 0 | 0 | 0 | 0 | 0 | 0 | 0 | 0 | 0 | 0 | 0 | 0 | 0 | 0 | 0 | 0 | 0 | 0 | 0 | 0 | 0 | 0 | 0 | 0 | 0 | 0
F4_Commercial_School_New_Food Preparation_Natural Gas_Food Prep Other_E6 | F4 | Commercial | School | New | Food Preparation | Natural Gas | Food Prep Other | E6 | RVT BC Ratio | 0 | 0 | 0 | 0 | 0 | 0 | 0 | 0 | 0 | 0 | 0 | 0 | 0 | 0 | 0 | 0 | 0 | 0 | 0 | 0 | 0 | 0 | 0 | 0 | 0 | 0 | 0 | 0 | 0 | 0 | 0 | 0 | 0
F4_Commercial_School_New_Food Preparation_Natural Gas_Food Prep Other_E7 | F4 | Commercial | School | New | Food Preparation | Natural Gas | Food Prep Other | E7 | RVT BC Ratio | 0 | 0 | 0 | 0 | 0 | 0 | 0 | 0 | 0 | 0 | 0 | 0 | 0 | 0 | 0 | 0 | 0 | 0 | 0 | 0 | 0 | 0 | 0 | 0 | 0 | 0 | 0 | 0 | 0 | 0 | 0 | 0 | 0
F4_Commercial_School_New_Food Preparation_Natural Gas_Food Prep Other_E8 | F4 | Commercial | School | New | Food Preparation | Natural Gas | Food Prep Other | E8 | RVT BC Ratio | 0 | 0 | 0 | 0 | 0 | 0 | 0 | 0 | 0 | 0 | 0 | 0 | 0 | 0 | 0 | 0 | 0 | 0 | 0 | 0 | 0 | 0 | 0 | 0 | 0 | 0 | 0 | 0 | 0 | 0 | 0 | 0 | 0
F4_Commercial_School_New_Food Preparation_Natural Gas_Food Prep Other_E9 | F4 | Commercial | School | New | Food Preparation | Natural Gas | Food Prep Other | E9 | RVT BC Ratio | 0 | 0 | 0 | 0 | 0 | 0 | 0 | 0 | 0 | 0 | 0 | 0 | 0 | 0 | 0 | 0 | 0 | 0 | 0 | 0 | 0 | 0 | 0 | 0 | 0 | 0 | 0 | 0 | 0 | 0 | 0 | 0 | 0
F4_Commercial_School_New_Food Preparation_Natural Gas_Food Prep Other_E10 | F4 | Commercial | School | New | Food Preparation | Natural Gas | Food Prep Other | E10 | RVT BC Ratio | 0 | 0 | 0 | 0 | 0 | 0 | 0 | 0 | 0 | 0 | 0 | 0 | 0 | 0 | 0 | 0 | 0 | 0 | 0 | 0 | 0 | 0 | 0 | 0 | 0 | 0 | 0 | 0 | 0 | 0 | 0 | 0 | 0
F5_Commercial_School_New_Food Preparation_Natural Gas_Food Prep Other_E1 | F5 | Commercial | School | New | Food Preparation | Natural Gas | Food Prep Other | E1 | RIM BC Ratio | bar: 2019 to 2051
F5_Commercial_School_New_Food Preparation_Natural Gas_Food Prep Other_E2 | F5 | Commercial | School | New | Food Preparation | Natural Gas | Food Prep Other | E2 | RIM BC Ratio | 0.11176 | 0.11174 | 0.11221 | 0.11149 | 0.11106 | 0.11138 | 0.11233 | 0.11308 | 0.11401 | 0.11488 | 0.11576 | 0.11656 | 0.11742 | 0.11832 | 0.11917 | 0.12004 | 0.12092 | 0.12187 | 0.12286 | 0.12391 | 0.12493 | 0.12599 | 0.12697 | 0.12799 | 0.12888 | 0.12965 | 0.13035 | 0.13095 | 0.13142 | 0.13181 | 0.13202 | 0.13216 | 0.13216
F5_Commercial_School_New_Food Preparation_Natural Gas_Food Prep Other_E3 | F5 | Commercial | School | New | Food Preparation | Natural Gas | Food Prep Other | E3 | RIM BC Ratio | 0 | 0 | 0 | 0 | 0 | 0 | 0 | 0 | 0 | 0 | 0 | 0 | 0 | 0 | 0 | 0 | 0 | 0 | 0 | 0 | 0 | 0 | 0 | 0 | 0 | 0 | 0 | 0 | 0 | 0 | 0 | 0 | 0
F5_Commercial_School_New_Food Preparation_Natural Gas_Food Prep Other_E4 | F5 | Commercial | School | New | Food Preparation | Natural Gas | Food Prep Other | E4 | RIM BC Ratio | 0 | 0 | 0 | 0 | 0 | 0 | 0 | 0 | 0 | 0 | 0 | 0 | 0 | 0 | 0 | 0 | 0 | 0 | 0 | 0 | 0 | 0 | 0 | 0 | 0 | 0 | 0 | 0 | 0 | 0 | 0 | 0 | 0
F5_Commercial_School_New_Food Preparation_Natural Gas_Food Prep Other_E5 | F5 | Commercial | School | New | Food Preparation | Natural Gas | Food Prep Other | E5 | RIM BC Ratio | 0 | 0 | 0 | 0 | 0 | 0 | 0 | 0 | 0 | 0 | 0 | 0 | 0 | 0 | 0 | 0 | 0 | 0 | 0 | 0 | 0 | 0 | 0 | 0 | 0 | 0 | 0 | 0 | 0 | 0 | 0 | 0 | 0
F5_Commercial_School_New_Food Preparation_Natural Gas_Food Prep Other_E6 | F5 | Commercial | School | New | Food Preparation | Natural Gas | Food Prep Other | E6 | RIM BC Ratio | 0 | 0 | 0 | 0 | 0 | 0 | 0 | 0 | 0 | 0 | 0 | 0 | 0 | 0 | 0 | 0 | 0 | 0 | 0 | 0 | 0 | 0 | 0 | 0 | 0 | 0 | 0 | 0 | 0 | 0 | 0 | 0 | 0
F5_Commercial_School_New_Food Preparation_Natural Gas_Food Prep Other_E7 | F5 | Commercial | School | New | Food Preparation | Natural Gas | Food Prep Other | E7 | RIM BC Ratio | 0 | 0 | 0 | 0 | 0 | 0 | 0 | 0 | 0 | 0 | 0 | 0 | 0 | 0 | 0 | 0 | 0 | 0 | 0 | 0 | 0 | 0 | 0 | 0 | 0 | 0 | 0 | 0 | 0 | 0 | 0 | 0 | 0
F5_Commercial_School_New_Food Preparation_Natural Gas_Food Prep Other_E8 | F5 | Commercial | School | New | Food Preparation | Natural Gas | Food Prep Other | E8 | RIM BC Ratio | 0 | 0 | 0 | 0 | 0 | 0 | 0 | 0 | 0 | 0 | 0 | 0 | 0 | 0 | 0 | 0 | 0 | 0 | 0 | 0 | 0 | 0 | 0 | 0 | 0 | 0 | 0 | 0 | 0 | 0 | 0 | 0 | 0
F5_Commercial_School_New_Food Preparation_Natural Gas_Food Prep Other_E9 | F5 | Commercial | School | New | Food Preparation | Natural Gas | Food Prep Other | E9 | RIM BC Ratio | 0 | 0 | 0 | 0 | 0 | 0 | 0 | 0 | 0 | 0 | 0 | 0 | 0 | 0 | 0 | 0 | 0 | 0 | 0 | 0 | 0 | 0 | 0 | 0 | 0 | 0 | 0 | 0 | 0 | 0 | 0 | 0 | 0
F5_Commercial_School_New_Food Preparation_Natural Gas_Food Prep Other_E10 | F5 | Commercial | School | New | Food Preparation | Natural Gas | Food Prep Other | E10 | RIM BC Ratio | 0 | 0 | 0 | 0 | 0 | 0 | 0 | 0 | 0 | 0 | 0 | 0 | 0 | 0 | 0 | 0 | 0 | 0 | 0 | 0 | 0 | 0 | 0 | 0 | 0 | 0 | 0 | 0 | 0 | 0 | 0 | 0 | 0
F0_Commercial_School_New_Miscellaneous_Natural Gas_Pool Heater_E0 | F0 | Commercial | School | New | Miscellaneous | Natural Gas | Pool Heater | E0 | Economic Unit | Standard (EF .78) | Standard (EF .78) | Standard (EF .78) | Standard (EF .78) | Standard (EF .78) | Standard (EF .78) | Standard (EF .78) | Standard (EF .78) | Standard (EF .78) | Standard (EF .78) | Standard (EF .78) | Standard (EF .78) | Standard (EF .78) | Standard (EF .78) | Standard (EF .78) | Standard (EF .78) | Standard (EF .78) | Standard (EF .78) | Standard (EF .78) | Standard (EF .78) | Standard (EF .78) | Standard (EF .78) | Standard (EF .78) | Standard (EF .78) | Standard (EF .78) | Standard (EF .78) | Standard (EF .78) | Standard (EF .78) | Standard (EF .78) | Standard (EF .78) | Standard (EF .78) | Standard (EF .78) | Standard (EF .78)
F1_Commercial_School_New_Miscellaneous_Natural Gas_Pool Heater_E1 | F1 | Commercial | School | New | Miscellaneous | Natural Gas | Pool Heater | E1 | CCE | 0 | 0 | 0 | 0 | 0 | 0 | 0 | 0 | 0 | 0 | 0 | 0 | 0 | 0 | 0 | 0 | 0 | 0 | 0 | 0 | 0 | 0 | 0 | 0 | 0 | 0 | 0 | 0 | 0 | 0 | 0 | 0 | 0
F1_Commercial_School_New_Miscellaneous_Natural Gas_Pool Heater_E2 | F1 | Commercial | School | New | Miscellaneous | Natural Gas | Pool Heater | E2 | CCE | 1.2677 | 1.3125 | 1.1782 | 1.2003 | 1.2003 | 1.2003 | 1.2003 | 1.2003 | 1.2003 | 1.2003 | 1.2003 | 1.2003 | 1.2003 | 1.2003 | 1.2003 | 1.2003 | 1.2003 | 1.2003 | 1.2003 | 1.2003 | 1.2003 | 1.2003 | 1.2003 | 1.2003 | 1.2003 | 1.2003 | 1.2003 | 1.2003 | 1.2003 | 1.2003 | 1.2003 | 1.2003 | 1.2003
F1_Commercial_School_New_Miscellaneous_Natural Gas_Pool Heater_E3 | F1 | Commercial | School | New | Miscellaneous | Natural Gas | Pool Heater | E3 | CCE | 0 | 0 | 0 | 0 | 0 | 0 | 0 | 0 | 0 | 0 | 0 | 0 | 0 | 0 | 0 | 0 | 0 | 0 | 0 | 0 | 0 | 0 | 0 | 0 | 0 | 0 | 0 | 0 | 0 | 0 | 0 | 0 | 0
F1_Commercial_School_New_Miscellaneous_Natural Gas_Pool Heater_E4 | F1 | Commercial | School | New | Miscellaneous | Natural Gas | Pool Heater | E4 | CCE | 0 | 0 | 0 | 0 | 0 | 0 | 0 | 0 | 0 | 0 | 0 | 0 | 0 | 0 | 0 | 0 | 0 | 0 | 0 | 0 | 0 | 0 | 0 | 0 | 0 | 0 | 0 | 0 | 0 | 0 | 0 | 0 | 0
F1_Commercial_School_New_Miscellaneous_Natural Gas_Pool Heater_E5 | F1 | Commercial | School | New | Miscellaneous | Natural Gas | Pool Heater | E5 | CCE | 0 | 0 | 0 | 0 | 0 | 0 | 0 | 0 | 0 | 0 | 0 | 0 | 0 | 0 | 0 | 0 | 0 | 0 | 0 | 0 | 0 | 0 | 0 | 0 | 0 | 0 | 0 | 0 | 0 | 0 | 0 | 0 | 0
F1_Commercial_School_New_Miscellaneous_Natural Gas_Pool Heater_E6 | F1 | Commercial | School | New | Miscellaneous | Natural Gas | Pool Heater | E6 | CCE | 0 | 0 | 0 | 0 | 0 | 0 | 0 | 0 | 0 | 0 | 0 | 0 | 0 | 0 | 0 | 0 | 0 | 0 | 0 | 0 | 0 | 0 | 0 | 0 | 0 | 0 | 0 | 0 | 0 | 0 | 0 | 0 | 0
F1_Commercial_School_New_Miscellaneous_Natural Gas_Pool Heater_E7 | F1 | Commercial | School | New | Miscellaneous | Natural Gas | Pool Heater | E7 | CCE | 0 | 0 | 0 | 0 | 0 | 0 | 0 | 0 | 0 | 0 | 0 | 0 | 0 | 0 | 0 | 0 | 0 | 0 | 0 | 0 | 0 | 0 | 0 | 0 | 0 | 0 | 0 | 0 | 0 | 0 | 0 | 0 | 0
F1_Commercial_School_New_Miscellaneous_Natural Gas_Pool Heater_E8 | F1 | Commercial | School | New | Miscellaneous | Natural Gas | Pool Heater | E8 | CCE | 0 | 0 | 0 | 0 | 0 | 0 | 0 | 0 | 0 | 0 | 0 | 0 | 0 | 0 | 0 | 0 | 0 | 0 | 0 | 0 | 0 | 0 | 0 | 0 | 0 | 0 | 0 | 0 | 0 | 0 | 0 | 0 | 0
F1_Commercial_School_New_Miscellaneous_Natural Gas_Pool Heater_E9 | F1 | Commercial | School | New | Miscellaneous | Natural Gas | Pool Heater | E9 | CCE | 0 | 0 | 0 | 0 | 0 | 0 | 0 | 0 | 0 | 0 | 0 | 0 | 0 | 0 | 0 | 0 | 0 | 0 | 0 | 0 | 0 | 0 | 0 | 0 | 0 | 0 | 0 | 0 | 0 | 0 | 0 | 0 | 0
F1_Commercial_School_New_Miscellaneous_Natural Gas_Pool Heater_E10 | F1 | Commercial | School | New | Miscellaneous | Natural Gas | Pool Heater | E10 | CCE | 0 | 0 | 0 | 0 | 0 | 0 | 0 | 0 | 0 | 0 | 0 | 0 | 0 | 0 | 0 | 0 | 0 | 0 | 0 | 0 | 0 | 0 | 0 | 0 | 0 | 0 | 0 | 0 | 0 | 0 | 0 | 0 | 0
F2_Commercial_School_New_Miscellaneous_Natural Gas_Pool Heater_E1 | F2 | Commercial | School | New | Miscellaneous | Natural Gas | Pool Heater | E1 | TRC BC Ratio | bar: 2019 to 2051
F2_Commercial_School_New_Miscellaneous_Natural Gas_Pool Heater_E2 | F2 | Commercial | School | New | Miscellaneous | Natural Gas | Pool Heater | E2 | TRC BC Ratio | 0 | 0 | 0 | 0 | 0 | 0 | 0 | 0 | 0 | 0 | 0 | 0 | 0 | 0 | 0 | 0 | 0 | 0 | 0 | 0 | 0 | 0 | 0 | 0 | 0 | 0 | 0 | 0 | 0 | 0 | 0 | 0 | 0
F2_Commercial_School_New_Miscellaneous_Natural Gas_Pool Heater_E3 | F2 | Commercial | School | New | Miscellaneous | Natural Gas | Pool Heater | E3 | TRC BC Ratio | 0 | 0 | 0 | 0 | 0 | 0 | 0 | 0 | 0 | 0 | 0 | 0 | 0 | 0 | 0 | 0 | 0 | 0 | 0 | 0 | 0 | 0 | 0 | 0 | 0 | 0 | 0 | 0 | 0 | 0 | 0 | 0 | 0
F2_Commercial_School_New_Miscellaneous_Natural Gas_Pool Heater_E4 | F2 | Commercial | School | New | Miscellaneous | Natural Gas | Pool Heater | E4 | TRC BC Ratio | 0 | 0 | 0 | 0 | 0 | 0 | 0 | 0 | 0 | 0 | 0 | 0 | 0 | 0 | 0 | 0 | 0 | 0 | 0 | 0 | 0 | 0 | 0 | 0 | 0 | 0 | 0 | 0 | 0 | 0 | 0 | 0 | 0
F2_Commercial_School_New_Miscellaneous_Natural Gas_Pool Heater_E5 | F2 | Commercial | School | New | Miscellaneous | Natural Gas | Pool Heater | E5 | TRC BC Ratio | 0 | 0 | 0 | 0 | 0 | 0 | 0 | 0 | 0 | 0 | 0 | 0 | 0 | 0 | 0 | 0 | 0 | 0 | 0 | 0 | 0 | 0 | 0 | 0 | 0 | 0 | 0 | 0 | 0 | 0 | 0 | 0 | 0
F2_Commercial_School_New_Miscellaneous_Natural Gas_Pool Heater_E6 | F2 | Commercial | School | New | Miscellaneous | Natural Gas | Pool Heater | E6 | TRC BC Ratio | 0 | 0 | 0 | 0 | 0 | 0 | 0 | 0 | 0 | 0 | 0 | 0 | 0 | 0 | 0 | 0 | 0 | 0 | 0 | 0 | 0 | 0 | 0 | 0 | 0 | 0 | 0 | 0 | 0 | 0 | 0 | 0 | 0
F2_Commercial_School_New_Miscellaneous_Natural Gas_Pool Heater_E7 | F2 | Commercial | School | New | Miscellaneous | Natural Gas | Pool Heater | E7 | TRC BC Ratio | 0 | 0 | 0 | 0 | 0 | 0 | 0 | 0 | 0 | 0 | 0 | 0 | 0 | 0 | 0 | 0 | 0 | 0 | 0 | 0 | 0 | 0 | 0 | 0 | 0 | 0 | 0 | 0 | 0 | 0 | 0 | 0 | 0
F2_Commercial_School_New_Miscellaneous_Natural Gas_Pool Heater_E8 | F2 | Commercial | School | New | Miscellaneous | Natural Gas | Pool Heater | E8 | TRC BC Ratio | 0 | 0 | 0 | 0 | 0 | 0 | 0 | 0 | 0 | 0 | 0 | 0 | 0 | 0 | 0 | 0 | 0 | 0 | 0 | 0 | 0 | 0 | 0 | 0 | 0 | 0 | 0 | 0 | 0 | 0 | 0 | 0 | 0
F2_Commercial_School_New_Miscellaneous_Natural Gas_Pool Heater_E9 | F2 | Commercial | School | New | Miscellaneous | Natural Gas | Pool Heater | E9 | TRC BC Ratio | 0 | 0 | 0 | 0 | 0 | 0 | 0 | 0 | 0 | 0 | 0 | 0 | 0 | 0 | 0 | 0 | 0 | 0 | 0 | 0 | 0 | 0 | 0 | 0 | 0 | 0 | 0 | 0 | 0 | 0 | 0 | 0 | 0
F2_Commercial_School_New_Miscellaneous_Natural Gas_Pool Heater_E10 | F2 | Commercial | School | New | Miscellaneous | Natural Gas | Pool Heater | E10 | TRC BC Ratio | 0 | 0 | 0 | 0 | 0 | 0 | 0 | 0 | 0 | 0 | 0 | 0 | 0 | 0 | 0 | 0 | 0 | 0 | 0 | 0 | 0 | 0 | 0 | 0 | 0 | 0 | 0 | 0 | 0 | 0 | 0 | 0 | 0
F3_Commercial_School_New_Miscellaneous_Natural Gas_Pool Heater_E1 | F3 | Commercial | School | New | Miscellaneous | Natural Gas | Pool Heater | E1 | PACT BC Ratio | bar: 2019 to 2051
F3_Commercial_School_New_Miscellaneous_Natural Gas_Pool Heater_E2 | F3 | Commercial | School | New | Miscellaneous | Natural Gas | Pool Heater | E2 | PACT BC Ratio | 0 | 0 | 0 | 0 | 0 | 0 | 0 | 0 | 0 | 0 | 0 | 0 | 0 | 0 | 0 | 0 | 0 | 0 | 0 | 0 | 0 | 0 | 0 | 0 | 0 | 0 | 0 | 0 | 0 | 0 | 0 | 0 | 0
F3_Commercial_School_New_Miscellaneous_Natural Gas_Pool Heater_E3 | F3 | Commercial | School | New | Miscellaneous | Natural Gas | Pool Heater | E3 | PACT BC Ratio | 0 | 0 | 0 | 0 | 0 | 0 | 0 | 0 | 0 | 0 | 0 | 0 | 0 | 0 | 0 | 0 | 0 | 0 | 0 | 0 | 0 | 0 | 0 | 0 | 0 | 0 | 0 | 0 | 0 | 0 | 0 | 0 | 0
F3_Commercial_School_New_Miscellaneous_Natural Gas_Pool Heater_E4 | F3 | Commercial | School | New | Miscellaneous | Natural Gas | Pool Heater | E4 | PACT BC Ratio | 0 | 0 | 0 | 0 | 0 | 0 | 0 | 0 | 0 | 0 | 0 | 0 | 0 | 0 | 0 | 0 | 0 | 0 | 0 | 0 | 0 | 0 | 0 | 0 | 0 | 0 | 0 | 0 | 0 | 0 | 0 | 0 | 0
F3_Commercial_School_New_Miscellaneous_Natural Gas_Pool Heater_E5 | F3 | Commercial | School | New | Miscellaneous | Natural Gas | Pool Heater | E5 | PACT BC Ratio | 0 | 0 | 0 | 0 | 0 | 0 | 0 | 0 | 0 | 0 | 0 | 0 | 0 | 0 | 0 | 0 | 0 | 0 | 0 | 0 | 0 | 0 | 0 | 0 | 0 | 0 | 0 | 0 | 0 | 0 | 0 | 0 | 0
F3_Commercial_School_New_Miscellaneous_Natural Gas_Pool Heater_E6 | F3 | Commercial | School | New | Miscellaneous | Natural Gas | Pool Heater | E6 | PACT BC Ratio | 0 | 0 | 0 | 0 | 0 | 0 | 0 | 0 | 0 | 0 | 0 | 0 | 0 | 0 | 0 | 0 | 0 | 0 | 0 | 0 | 0 | 0 | 0 | 0 | 0 | 0 | 0 | 0 | 0 | 0 | 0 | 0 | 0
F3_Commercial_School_New_Miscellaneous_Natural Gas_Pool Heater_E7 | F3 | Commercial | School | New | Miscellaneous | Natural Gas | Pool Heater | E7 | PACT BC Ratio | 0 | 0 | 0 | 0 | 0 | 0 | 0 | 0 | 0 | 0 | 0 | 0 | 0 | 0 | 0 | 0 | 0 | 0 | 0 | 0 | 0 | 0 | 0 | 0 | 0 | 0 | 0 | 0 | 0 | 0 | 0 | 0 | 0
F3_Commercial_School_New_Miscellaneous_Natural Gas_Pool Heater_E8 | F3 | Commercial | School | New | Miscellaneous | Natural Gas | Pool Heater | E8 | PACT BC Ratio | 0 | 0 | 0 | 0 | 0 | 0 | 0 | 0 | 0 | 0 | 0 | 0 | 0 | 0 | 0 | 0 | 0 | 0 | 0 | 0 | 0 | 0 | 0 | 0 | 0 | 0 | 0 | 0 | 0 | 0 | 0 | 0 | 0
F3_Commercial_School_New_Miscellaneous_Natural Gas_Pool Heater_E9 | F3 | Commercial | School | New | Miscellaneous | Natural Gas | Pool Heater | E9 | PACT BC Ratio | 0 | 0 | 0 | 0 | 0 | 0 | 0 | 0 | 0 | 0 | 0 | 0 | 0 | 0 | 0 | 0 | 0 | 0 | 0 | 0 | 0 | 0 | 0 | 0 | 0 | 0 | 0 | 0 | 0 | 0 | 0 | 0 | 0
F3_Commercial_School_New_Miscellaneous_Natural Gas_Pool Heater_E10 | F3 | Commercial | School | New | Miscellaneous | Natural Gas | Pool Heater | E10 | PACT BC Ratio | 0 | 0 | 0 | 0 | 0 | 0 | 0 | 0 | 0 | 0 | 0 | 0 | 0 | 0 | 0 | 0 | 0 | 0 | 0 | 0 | 0 | 0 | 0 | 0 | 0 | 0 | 0 | 0 | 0 | 0 | 0 | 0 | 0
F4_Commercial_School_New_Miscellaneous_Natural Gas_Pool Heater_E1 | F4 | Commercial | School | New | Miscellaneous | Natural Gas | Pool Heater | E1 | RVT BC Ratio | bar: 2019 to 2051
F4_Commercial_School_New_Miscellaneous_Natural Gas_Pool Heater_E2 | F4 | Commercial | School | New | Miscellaneous | Natural Gas | Pool Heater | E2 | RVT BC Ratio | 0.7 | 0.7 | 0.7 | 0.7 | 0.7 | 0.7 | 0.7 | 0.7 | 0.7 | 0.7 | 0.7 | 0.7 | 0.7 | 0.7 | 0.7 | 0.7 | 0.7 | 0.7 | 0.7 | 0.7 | 0.7 | 0.7 | 0.7 | 0.7 | 0.7 | 0.7 | 0.7 | 0.7 | 0.7 | 0.7 | 0.7 | 0.7 | 0.7
F4_Commercial_School_New_Miscellaneous_Natural Gas_Pool Heater_E3 | F4 | Commercial | School | New | Miscellaneous | Natural Gas | Pool Heater | E3 | RVT BC Ratio | 0 | 0 | 0 | 0 | 0 | 0 | 0 | 0 | 0 | 0 | 0 | 0 | 0 | 0 | 0 | 0 | 0 | 0 | 0 | 0 | 0 | 0 | 0 | 0 | 0 | 0 | 0 | 0 | 0 | 0 | 0 | 0 | 0
F4_Commercial_School_New_Miscellaneous_Natural Gas_Pool Heater_E4 | F4 | Commercial | School | New | Miscellaneous | Natural Gas | Pool Heater | E4 | RVT BC Ratio | 0 | 0 | 0 | 0 | 0 | 0 | 0 | 0 | 0 | 0 | 0 | 0 | 0 | 0 | 0 | 0 | 0 | 0 | 0 | 0 | 0 | 0 | 0 | 0 | 0 | 0 | 0 | 0 | 0 | 0 | 0 | 0 | 0
F4_Commercial_School_New_Miscellaneous_Natural Gas_Pool Heater_E5 | F4 | Commercial | School | New | Miscellaneous | Natural Gas | Pool Heater | E5 | RVT BC Ratio | 0 | 0 | 0 | 0 | 0 | 0 | 0 | 0 | 0 | 0 | 0 | 0 | 0 | 0 | 0 | 0 | 0 | 0 | 0 | 0 | 0 | 0 | 0 | 0 | 0 | 0 | 0 | 0 | 0 | 0 | 0 | 0 | 0
F4_Commercial_School_New_Miscellaneous_Natural Gas_Pool Heater_E6 | F4 | Commercial | School | New | Miscellaneous | Natural Gas | Pool Heater | E6 | RVT BC Ratio | 0 | 0 | 0 | 0 | 0 | 0 | 0 | 0 | 0 | 0 | 0 | 0 | 0 | 0 | 0 | 0 | 0 | 0 | 0 | 0 | 0 | 0 | 0 | 0 | 0 | 0 | 0 | 0 | 0 | 0 | 0 | 0 | 0
F4_Commercial_School_New_Miscellaneous_Natural Gas_Pool Heater_E7 | F4 | Commercial | School | New | Miscellaneous | Natural Gas | Pool Heater | E7 | RVT BC Ratio | 0 | 0 | 0 | 0 | 0 | 0 | 0 | 0 | 0 | 0 | 0 | 0 | 0 | 0 | 0 | 0 | 0 | 0 | 0 | 0 | 0 | 0 | 0 | 0 | 0 | 0 | 0 | 0 | 0 | 0 | 0 | 0 | 0
F4_Commercial_School_New_Miscellaneous_Natural Gas_Pool Heater_E8 | F4 | Commercial | School | New | Miscellaneous | Natural Gas | Pool Heater | E8 | RVT BC Ratio | 0 | 0 | 0 | 0 | 0 | 0 | 0 | 0 | 0 | 0 | 0 | 0 | 0 | 0 | 0 | 0 | 0 | 0 | 0 | 0 | 0 | 0 | 0 | 0 | 0 | 0 | 0 | 0 | 0 | 0 | 0 | 0 | 0
F4_Commercial_School_New_Miscellaneous_Natural Gas_Pool Heater_E9 | F4 | Commercial | School | New | Miscellaneous | Natural Gas | Pool Heater | E9 | RVT BC Ratio | 0 | 0 | 0 | 0 | 0 | 0 | 0 | 0 | 0 | 0 | 0 | 0 | 0 | 0 | 0 | 0 | 0 | 0 | 0 | 0 | 0 | 0 | 0 | 0 | 0 | 0 | 0 | 0 | 0 | 0 | 0 | 0 | 0
F4_Commercial_School_New_Miscellaneous_Natural Gas_Pool Heater_E10 | F4 | Commercial | School | New | Miscellaneous | Natural Gas | Pool Heater | E10 | RVT BC Ratio | 0 | 0 | 0 | 0 | 0 | 0 | 0 | 0 | 0 | 0 | 0 | 0 | 0 | 0 | 0 | 0 | 0 | 0 | 0 | 0 | 0 | 0 | 0 | 0 | 0 | 0 | 0 | 0 | 0 | 0 | 0 | 0 | 0
F5_Commercial_School_New_Miscellaneous_Natural Gas_Pool Heater_E1 | F5 | Commercial | School | New | Miscellaneous | Natural Gas | Pool Heater | E1 | RIM BC Ratio | bar: 2019 to 2051
F5_Commercial_School_New_Miscellaneous_Natural Gas_Pool Heater_E2 | F5 | Commercial | School | New | Miscellaneous | Natural Gas | Pool Heater | E2 | RIM BC Ratio | 0 | 0 | 0 | 0 | 0 | 0 | 0 | 0 | 0 | 0 | 0 | 0 | 0 | 0 | 0 | 0 | 0 | 0 | 0 | 0 | 0 | 0 | 0 | 0 | 0 | 0 | 0 | 0 | 0 | 0 | 0 | 0 | 0
F5_Commercial_School_New_Miscellaneous_Natural Gas_Pool Heater_E3 | F5 | Commercial | School | New | Miscellaneous | Natural Gas | Pool Heater | E3 | RIM BC Ratio | 0 | 0 | 0 | 0 | 0 | 0 | 0 | 0 | 0 | 0 | 0 | 0 | 0 | 0 | 0 | 0 | 0 | 0 | 0 | 0 | 0 | 0 | 0 | 0 | 0 | 0 | 0 | 0 | 0 | 0 | 0 | 0 | 0
F5_Commercial_School_New_Miscellaneous_Natural Gas_Pool Heater_E4 | F5 | Commercial | School | New | Miscellaneous | Natural Gas | Pool Heater | E4 | RIM BC Ratio | 0 | 0 | 0 | 0 | 0 | 0 | 0 | 0 | 0 | 0 | 0 | 0 | 0 | 0 | 0 | 0 | 0 | 0 | 0 | 0 | 0 | 0 | 0 | 0 | 0 | 0 | 0 | 0 | 0 | 0 | 0 | 0 | 0
F5_Commercial_School_New_Miscellaneous_Natural Gas_Pool Heater_E5 | F5 | Commercial | School | New | Miscellaneous | Natural Gas | Pool Heater | E5 | RIM BC Ratio | 0 | 0 | 0 | 0 | 0 | 0 | 0 | 0 | 0 | 0 | 0 | 0 | 0 | 0 | 0 | 0 | 0 | 0 | 0 | 0 | 0 | 0 | 0 | 0 | 0 | 0 | 0 | 0 | 0 | 0 | 0 | 0 | 0
F5_Commercial_School_New_Miscellaneous_Natural Gas_Pool Heater_E6 | F5 | Commercial | School | New | Miscellaneous | Natural Gas | Pool Heater | E6 | RIM BC Ratio | 0 | 0 | 0 | 0 | 0 | 0 | 0 | 0 | 0 | 0 | 0 | 0 | 0 | 0 | 0 | 0 | 0 | 0 | 0 | 0 | 0 | 0 | 0 | 0 | 0 | 0 | 0 | 0 | 0 | 0 | 0 | 0 | 0
F5_Commercial_School_New_Miscellaneous_Natural Gas_Pool Heater_E7 | F5 | Commercial | School | New | Miscellaneous | Natural Gas | Pool Heater | E7 | RIM BC Ratio | 0 | 0 | 0 | 0 | 0 | 0 | 0 | 0 | 0 | 0 | 0 | 0 | 0 | 0 | 0 | 0 | 0 | 0 | 0 | 0 | 0 | 0 | 0 | 0 | 0 | 0 | 0 | 0 | 0 | 0 | 0 | 0 | 0
F5_Commercial_School_New_Miscellaneous_Natural Gas_Pool Heater_E8 | F5 | Commercial | School | New | Miscellaneous | Natural Gas | Pool Heater | E8 | RIM BC Ratio | 0 | 0 | 0 | 0 | 0 | 0 | 0 | 0 | 0 | 0 | 0 | 0 | 0 | 0 | 0 | 0 | 0 | 0 | 0 | 0 | 0 | 0 | 0 | 0 | 0 | 0 | 0 | 0 | 0 | 0 | 0 | 0 | 0
F5_Commercial_School_New_Miscellaneous_Natural Gas_Pool Heater_E9 | F5 | Commercial | School | New | Miscellaneous | Natural Gas | Pool Heater | E9 | RIM BC Ratio | 0 | 0 | 0 | 0 | 0 | 0 | 0 | 0 | 0 | 0 | 0 | 0 | 0 | 0 | 0 | 0 | 0 | 0 | 0 | 0 | 0 | 0 | 0 | 0 | 0 | 0 | 0 | 0 | 0 | 0 | 0 | 0 | 0
F5_Commercial_School_New_Miscellaneous_Natural Gas_Pool Heater_E10 | F5 | Commercial | School | New | Miscellaneous | Natural Gas | Pool Heater | E10 | RIM BC Ratio | 0 | 0 | 0 | 0 | 0 | 0 | 0 | 0 | 0 | 0 | 0 | 0 | 0 | 0 | 0 | 0 | 0 | 0 | 0 | 0 | 0 | 0 | 0 | 0 | 0 | 0 | 0 | 0 | 0 | 0 | 0 | 0 | 0
F0_Commercial_School_New_Miscellaneous_Natural Gas_Miscellaneous_E0 | F0 | Commercial | School | New | Miscellaneous | Natural Gas | Miscellaneous | E0 | Economic Unit | Miscellaneous | Miscellaneous | Miscellaneous | Miscellaneous | Miscellaneous | Miscellaneous | Miscellaneous | Miscellaneous | Miscellaneous | Miscellaneous | Miscellaneous | Miscellaneous | Miscellaneous | Miscellaneous | Miscellaneous | Miscellaneous | Miscellaneous | Miscellaneous | Miscellaneous | Miscellaneous | Miscellaneous | Miscellaneous | Miscellaneous | Miscellaneous | Miscellaneous | Miscellaneous | Miscellaneous | Miscellaneous | Miscellaneous | Miscellaneous | Miscellaneous | Miscellaneous | Miscellaneous
F1_Commercial_School_New_Miscellaneous_Natural Gas_Miscellaneous_E1 | F1 | Commercial | School | New | Miscellaneous | Natural Gas | Miscellaneous | E1 | CCE | 0 | 0 | 0 | 0 | 0 | 0 | 0 | 0 | 0 | 0 | 0 | 0 | 0 | 0 | 0 | 0 | 0 | 0 | 0 | 0 | 0 | 0 | 0 | 0 | 0 | 0 | 0 | 0 | 0 | 0 | 0 | 0 | 0
F1_Commercial_School_New_Miscellaneous_Natural Gas_Miscellaneous_E2 | F1 | Commercial | School | New | Miscellaneous | Natural Gas | Miscellaneous | E2 | CCE | 0 | 0 | 0 | 0 | 0 | 0 | 0 | 0 | 0 | 0 | 0 | 0 | 0 | 0 | 0 | 0 | 0 | 0 | 0 | 0 | 0 | 0 | 0 | 0 | 0 | 0 | 0 | 0 | 0 | 0 | 0 | 0 | 0
F1_Commercial_School_New_Miscellaneous_Natural Gas_Miscellaneous_E3 | F1 | Commercial | School | New | Miscellaneous | Natural Gas | Miscellaneous | E3 | CCE | 0 | 0 | 0 | 0 | 0 | 0 | 0 | 0 | 0 | 0 | 0 | 0 | 0 | 0 | 0 | 0 | 0 | 0 | 0 | 0 | 0 | 0 | 0 | 0 | 0 | 0 | 0 | 0 | 0 | 0 | 0 | 0 | 0
F1_Commercial_School_New_Miscellaneous_Natural Gas_Miscellaneous_E4 | F1 | Commercial | School | New | Miscellaneous | Natural Gas | Miscellaneous | E4 | CCE | 0 | 0 | 0 | 0 | 0 | 0 | 0 | 0 | 0 | 0 | 0 | 0 | 0 | 0 | 0 | 0 | 0 | 0 | 0 | 0 | 0 | 0 | 0 | 0 | 0 | 0 | 0 | 0 | 0 | 0 | 0 | 0 | 0
F1_Commercial_School_New_Miscellaneous_Natural Gas_Miscellaneous_E5 | F1 | Commercial | School | New | Miscellaneous | Natural Gas | Miscellaneous | E5 | CCE | 0 | 0 | 0 | 0 | 0 | 0 | 0 | 0 | 0 | 0 | 0 | 0 | 0 | 0 | 0 | 0 | 0 | 0 | 0 | 0 | 0 | 0 | 0 | 0 | 0 | 0 | 0 | 0 | 0 | 0 | 0 | 0 | 0
F1_Commercial_School_New_Miscellaneous_Natural Gas_Miscellaneous_E6 | F1 | Commercial | School | New | Miscellaneous | Natural Gas | Miscellaneous | E6 | CCE | 0 | 0 | 0 | 0 | 0 | 0 | 0 | 0 | 0 | 0 | 0 | 0 | 0 | 0 | 0 | 0 | 0 | 0 | 0 | 0 | 0 | 0 | 0 | 0 | 0 | 0 | 0 | 0 | 0 | 0 | 0 | 0 | 0
F1_Commercial_School_New_Miscellaneous_Natural Gas_Miscellaneous_E7 | F1 | Commercial | School | New | Miscellaneous | Natural Gas | Miscellaneous | E7 | CCE | 0 | 0 | 0 | 0 | 0 | 0 | 0 | 0 | 0 | 0 | 0 | 0 | 0 | 0 | 0 | 0 | 0 | 0 | 0 | 0 | 0 | 0 | 0 | 0 | 0 | 0 | 0 | 0 | 0 | 0 | 0 | 0 | 0
F1_Commercial_School_New_Miscellaneous_Natural Gas_Miscellaneous_E8 | F1 | Commercial | School | New | Miscellaneous | Natural Gas | Miscellaneous | E8 | CCE | 0 | 0 | 0 | 0 | 0 | 0 | 0 | 0 | 0 | 0 | 0 | 0 | 0 | 0 | 0 | 0 | 0 | 0 | 0 | 0 | 0 | 0 | 0 | 0 | 0 | 0 | 0 | 0 | 0 | 0 | 0 | 0 | 0
F1_Commercial_School_New_Miscellaneous_Natural Gas_Miscellaneous_E9 | F1 | Commercial | School | New | Miscellaneous | Natural Gas | Miscellaneous | E9 | CCE | 0 | 0 | 0 | 0 | 0 | 0 | 0 | 0 | 0 | 0 | 0 | 0 | 0 | 0 | 0 | 0 | 0 | 0 | 0 | 0 | 0 | 0 | 0 | 0 | 0 | 0 | 0 | 0 | 0 | 0 | 0 | 0 | 0
F1_Commercial_School_New_Miscellaneous_Natural Gas_Miscellaneous_E10 | F1 | Commercial | School | New | Miscellaneous | Natural Gas | Miscellaneous | E10 | CCE | 0 | 0 | 0 | 0 | 0 | 0 | 0 | 0 | 0 | 0 | 0 | 0 | 0 | 0 | 0 | 0 | 0 | 0 | 0 | 0 | 0 | 0 | 0 | 0 | 0 | 0 | 0 | 0 | 0 | 0 | 0 | 0 | 0
F2_Commercial_School_New_Miscellaneous_Natural Gas_Miscellaneous_E1 | F2 | Commercial | School | New | Miscellaneous | Natural Gas | Miscellaneous | E1 | TRC BC Ratio | bar: 2019 to 2051
F2_Commercial_School_New_Miscellaneous_Natural Gas_Miscellaneous_E2 | F2 | Commercial | School | New | Miscellaneous | Natural Gas | Miscellaneous | E2 | TRC BC Ratio | 0 | 0 | 0 | 0 | 0 | 0 | 0 | 0 | 0 | 0 | 0 | 0 | 0 | 0 | 0 | 0 | 0 | 0 | 0 | 0 | 0 | 0 | 0 | 0 | 0 | 0 | 0 | 0 | 0 | 0 | 0 | 0 | 0
F2_Commercial_School_New_Miscellaneous_Natural Gas_Miscellaneous_E3 | F2 | Commercial | School | New | Miscellaneous | Natural Gas | Miscellaneous | E3 | TRC BC Ratio | 0 | 0 | 0 | 0 | 0 | 0 | 0 | 0 | 0 | 0 | 0 | 0 | 0 | 0 | 0 | 0 | 0 | 0 | 0 | 0 | 0 | 0 | 0 | 0 | 0 | 0 | 0 | 0 | 0 | 0 | 0 | 0 | 0
F2_Commercial_School_New_Miscellaneous_Natural Gas_Miscellaneous_E4 | F2 | Commercial | School | New | Miscellaneous | Natural Gas | Miscellaneous | E4 | TRC BC Ratio | 0 | 0 | 0 | 0 | 0 | 0 | 0 | 0 | 0 | 0 | 0 | 0 | 0 | 0 | 0 | 0 | 0 | 0 | 0 | 0 | 0 | 0 | 0 | 0 | 0 | 0 | 0 | 0 | 0 | 0 | 0 | 0 | 0
F2_Commercial_School_New_Miscellaneous_Natural Gas_Miscellaneous_E5 | F2 | Commercial | School | New | Miscellaneous | Natural Gas | Miscellaneous | E5 | TRC BC Ratio | 0 | 0 | 0 | 0 | 0 | 0 | 0 | 0 | 0 | 0 | 0 | 0 | 0 | 0 | 0 | 0 | 0 | 0 | 0 | 0 | 0 | 0 | 0 | 0 | 0 | 0 | 0 | 0 | 0 | 0 | 0 | 0 | 0
F2_Commercial_School_New_Miscellaneous_Natural Gas_Miscellaneous_E6 | F2 | Commercial | School | New | Miscellaneous | Natural Gas | Miscellaneous | E6 | TRC BC Ratio | 0 | 0 | 0 | 0 | 0 | 0 | 0 | 0 | 0 | 0 | 0 | 0 | 0 | 0 | 0 | 0 | 0 | 0 | 0 | 0 | 0 | 0 | 0 | 0 | 0 | 0 | 0 | 0 | 0 | 0 | 0 | 0 | 0
F2_Commercial_School_New_Miscellaneous_Natural Gas_Miscellaneous_E7 | F2 | Commercial | School | New | Miscellaneous | Natural Gas | Miscellaneous | E7 | TRC BC Ratio | 0 | 0 | 0 | 0 | 0 | 0 | 0 | 0 | 0 | 0 | 0 | 0 | 0 | 0 | 0 | 0 | 0 | 0 | 0 | 0 | 0 | 0 | 0 | 0 | 0 | 0 | 0 | 0 | 0 | 0 | 0 | 0 | 0
F2_Commercial_School_New_Miscellaneous_Natural Gas_Miscellaneous_E8 | F2 | Commercial | School | New | Miscellaneous | Natural Gas | Miscellaneous | E8 | TRC BC Ratio | 0 | 0 | 0 | 0 | 0 | 0 | 0 | 0 | 0 | 0 | 0 | 0 | 0 | 0 | 0 | 0 | 0 | 0 | 0 | 0 | 0 | 0 | 0 | 0 | 0 | 0 | 0 | 0 | 0 | 0 | 0 | 0 | 0
F2_Commercial_School_New_Miscellaneous_Natural Gas_Miscellaneous_E9 | F2 | Commercial | School | New | Miscellaneous | Natural Gas | Miscellaneous | E9 | TRC BC Ratio | 0 | 0 | 0 | 0 | 0 | 0 | 0 | 0 | 0 | 0 | 0 | 0 | 0 | 0 | 0 | 0 | 0 | 0 | 0 | 0 | 0 | 0 | 0 | 0 | 0 | 0 | 0 | 0 | 0 | 0 | 0 | 0 | 0
F2_Commercial_School_New_Miscellaneous_Natural Gas_Miscellaneous_E10 | F2 | Commercial | School | New | Miscellaneous | Natural Gas | Miscellaneous | E10 | TRC BC Ratio | 0 | 0 | 0 | 0 | 0 | 0 | 0 | 0 | 0 | 0 | 0 | 0 | 0 | 0 | 0 | 0 | 0 | 0 | 0 | 0 | 0 | 0 | 0 | 0 | 0 | 0 | 0 | 0 | 0 | 0 | 0 | 0 | 0
F3_Commercial_School_New_Miscellaneous_Natural Gas_Miscellaneous_E1 | F3 | Commercial | School | New | Miscellaneous | Natural Gas | Miscellaneous | E1 | PACT BC Ratio | bar: 2019 to 2051
F3_Commercial_School_New_Miscellaneous_Natural Gas_Miscellaneous_E2 | F3 | Commercial | School | New | Miscellaneous | Natural Gas | Miscellaneous | E2 | PACT BC Ratio | 0 | 0 | 0 | 0 | 0 | 0 | 0 | 0 | 0 | 0 | 0 | 0 | 0 | 0 | 0 | 0 | 0 | 0 | 0 | 0 | 0 | 0 | 0 | 0 | 0 | 0 | 0 | 0 | 0 | 0 | 0 | 0 | 0
F3_Commercial_School_New_Miscellaneous_Natural Gas_Miscellaneous_E3 | F3 | Commercial | School | New | Miscellaneous | Natural Gas | Miscellaneous | E3 | PACT BC Ratio | 0 | 0 | 0 | 0 | 0 | 0 | 0 | 0 | 0 | 0 | 0 | 0 | 0 | 0 | 0 | 0 | 0 | 0 | 0 | 0 | 0 | 0 | 0 | 0 | 0 | 0 | 0 | 0 | 0 | 0 | 0 | 0 | 0
F3_Commercial_School_New_Miscellaneous_Natural Gas_Miscellaneous_E4 | F3 | Commercial | School | New | Miscellaneous | Natural Gas | Miscellaneous | E4 | PACT BC Ratio | 0 | 0 | 0 | 0 | 0 | 0 | 0 | 0 | 0 | 0 | 0 | 0 | 0 | 0 | 0 | 0 | 0 | 0 | 0 | 0 | 0 | 0 | 0 | 0 | 0 | 0 | 0 | 0 | 0 | 0 | 0 | 0 | 0
F3_Commercial_School_New_Miscellaneous_Natural Gas_Miscellaneous_E5 | F3 | Commercial | School | New | Miscellaneous | Natural Gas | Miscellaneous | E5 | PACT BC Ratio | 0 | 0 | 0 | 0 | 0 | 0 | 0 | 0 | 0 | 0 | 0 | 0 | 0 | 0 | 0 | 0 | 0 | 0 | 0 | 0 | 0 | 0 | 0 | 0 | 0 | 0 | 0 | 0 | 0 | 0 | 0 | 0 | 0
F3_Commercial_School_New_Miscellaneous_Natural Gas_Miscellaneous_E6 | F3 | Commercial | School | New | Miscellaneous | Natural Gas | Miscellaneous | E6 | PACT BC Ratio | 0 | 0 | 0 | 0 | 0 | 0 | 0 | 0 | 0 | 0 | 0 | 0 | 0 | 0 | 0 | 0 | 0 | 0 | 0 | 0 | 0 | 0 | 0 | 0 | 0 | 0 | 0 | 0 | 0 | 0 | 0 | 0 | 0
F3_Commercial_School_New_Miscellaneous_Natural Gas_Miscellaneous_E7 | F3 | Commercial | School | New | Miscellaneous | Natural Gas | Miscellaneous | E7 | PACT BC Ratio | 0 | 0 | 0 | 0 | 0 | 0 | 0 | 0 | 0 | 0 | 0 | 0 | 0 | 0 | 0 | 0 | 0 | 0 | 0 | 0 | 0 | 0 | 0 | 0 | 0 | 0 | 0 | 0 | 0 | 0 | 0 | 0 | 0
F3_Commercial_School_New_Miscellaneous_Natural Gas_Miscellaneous_E8 | F3 | Commercial | School | New | Miscellaneous | Natural Gas | Miscellaneous | E8 | PACT BC Ratio | 0 | 0 | 0 | 0 | 0 | 0 | 0 | 0 | 0 | 0 | 0 | 0 | 0 | 0 | 0 | 0 | 0 | 0 | 0 | 0 | 0 | 0 | 0 | 0 | 0 | 0 | 0 | 0 | 0 | 0 | 0 | 0 | 0
F3_Commercial_School_New_Miscellaneous_Natural Gas_Miscellaneous_E9 | F3 | Commercial | School | New | Miscellaneous | Natural Gas | Miscellaneous | E9 | PACT BC Ratio | 0 | 0 | 0 | 0 | 0 | 0 | 0 | 0 | 0 | 0 | 0 | 0 | 0 | 0 | 0 | 0 | 0 | 0 | 0 | 0 | 0 | 0 | 0 | 0 | 0 | 0 | 0 | 0 | 0 | 0 | 0 | 0 | 0
F3_Commercial_School_New_Miscellaneous_Natural Gas_Miscellaneous_E10 | F3 | Commercial | School | New | Miscellaneous | Natural Gas | Miscellaneous | E10 | PACT BC Ratio | 0 | 0 | 0 | 0 | 0 | 0 | 0 | 0 | 0 | 0 | 0 | 0 | 0 | 0 | 0 | 0 | 0 | 0 | 0 | 0 | 0 | 0 | 0 | 0 | 0 | 0 | 0 | 0 | 0 | 0 | 0 | 0 | 0
F4_Commercial_School_New_Miscellaneous_Natural Gas_Miscellaneous_E1 | F4 | Commercial | School | New | Miscellaneous | Natural Gas | Miscellaneous | E1 | RVT BC Ratio | bar: 2019 to 2051
F4_Commercial_School_New_Miscellaneous_Natural Gas_Miscellaneous_E2 | F4 | Commercial | School | New | Miscellaneous | Natural Gas | Miscellaneous | E2 | RVT BC Ratio | 0 | 0 | 0 | 0 | 0 | 0 | 0 | 0 | 0 | 0 | 0 | 0 | 0 | 0 | 0 | 0 | 0 | 0 | 0 | 0 | 0 | 0 | 0 | 0 | 0 | 0 | 0 | 0 | 0 | 0 | 0 | 0 | 0
F4_Commercial_School_New_Miscellaneous_Natural Gas_Miscellaneous_E3 | F4 | Commercial | School | New | Miscellaneous | Natural Gas | Miscellaneous | E3 | RVT BC Ratio | 0 | 0 | 0 | 0 | 0 | 0 | 0 | 0 | 0 | 0 | 0 | 0 | 0 | 0 | 0 | 0 | 0 | 0 | 0 | 0 | 0 | 0 | 0 | 0 | 0 | 0 | 0 | 0 | 0 | 0 | 0 | 0 | 0
F4_Commercial_School_New_Miscellaneous_Natural Gas_Miscellaneous_E4 | F4 | Commercial | School | New | Miscellaneous | Natural Gas | Miscellaneous | E4 | RVT BC Ratio | 0 | 0 | 0 | 0 | 0 | 0 | 0 | 0 | 0 | 0 | 0 | 0 | 0 | 0 | 0 | 0 | 0 | 0 | 0 | 0 | 0 | 0 | 0 | 0 | 0 | 0 | 0 | 0 | 0 | 0 | 0 | 0 | 0
F4_Commercial_School_New_Miscellaneous_Natural Gas_Miscellaneous_E5 | F4 | Commercial | School | New | Miscellaneous | Natural Gas | Miscellaneous | E5 | RVT BC Ratio | 0 | 0 | 0 | 0 | 0 | 0 | 0 | 0 | 0 | 0 | 0 | 0 | 0 | 0 | 0 | 0 | 0 | 0 | 0 | 0 | 0 | 0 | 0 | 0 | 0 | 0 | 0 | 0 | 0 | 0 | 0 | 0 | 0
F4_Commercial_School_New_Miscellaneous_Natural Gas_Miscellaneous_E6 | F4 | Commercial | School | New | Miscellaneous | Natural Gas | Miscellaneous | E6 | RVT BC Ratio | 0 | 0 | 0 | 0 | 0 | 0 | 0 | 0 | 0 | 0 | 0 | 0 | 0 | 0 | 0 | 0 | 0 | 0 | 0 | 0 | 0 | 0 | 0 | 0 | 0 | 0 | 0 | 0 | 0 | 0 | 0 | 0 | 0
F4_Commercial_School_New_Miscellaneous_Natural Gas_Miscellaneous_E7 | F4 | Commercial | School | New | Miscellaneous | Natural Gas | Miscellaneous | E7 | RVT BC Ratio | 0 | 0 | 0 | 0 | 0 | 0 | 0 | 0 | 0 | 0 | 0 | 0 | 0 | 0 | 0 | 0 | 0 | 0 | 0 | 0 | 0 | 0 | 0 | 0 | 0 | 0 | 0 | 0 | 0 | 0 | 0 | 0 | 0
F4_Commercial_School_New_Miscellaneous_Natural Gas_Miscellaneous_E8 | F4 | Commercial | School | New | Miscellaneous | Natural Gas | Miscellaneous | E8 | RVT BC Ratio | 0 | 0 | 0 | 0 | 0 | 0 | 0 | 0 | 0 | 0 | 0 | 0 | 0 | 0 | 0 | 0 | 0 | 0 | 0 | 0 | 0 | 0 | 0 | 0 | 0 | 0 | 0 | 0 | 0 | 0 | 0 | 0 | 0
F4_Commercial_School_New_Miscellaneous_Natural Gas_Miscellaneous_E9 | F4 | Commercial | School | New | Miscellaneous | Natural Gas | Miscellaneous | E9 | RVT BC Ratio | 0 | 0 | 0 | 0 | 0 | 0 | 0 | 0 | 0 | 0 | 0 | 0 | 0 | 0 | 0 | 0 | 0 | 0 | 0 | 0 | 0 | 0 | 0 | 0 | 0 | 0 | 0 | 0 | 0 | 0 | 0 | 0 | 0
F4_Commercial_School_New_Miscellaneous_Natural Gas_Miscellaneous_E10 | F4 | Commercial | School | New | Miscellaneous | Natural Gas | Miscellaneous | E10 | RVT BC Ratio | 0 | 0 | 0 | 0 | 0 | 0 | 0 | 0 | 0 | 0 | 0 | 0 | 0 | 0 | 0 | 0 | 0 | 0 | 0 | 0 | 0 | 0 | 0 | 0 | 0 | 0 | 0 | 0 | 0 | 0 | 0 | 0 | 0
F5_Commercial_School_New_Miscellaneous_Natural Gas_Miscellaneous_E1 | F5 | Commercial | School | New | Miscellaneous | Natural Gas | Miscellaneous | E1 | RIM BC Ratio | bar: 2019 to 2051
F5_Commercial_School_New_Miscellaneous_Natural Gas_Miscellaneous_E2 | F5 | Commercial | School | New | Miscellaneous | Natural Gas | Miscellaneous | E2 | RIM BC Ratio | 0 | 0 | 0 | 0 | 0 | 0 | 0 | 0 | 0 | 0 | 0 | 0 | 0 | 0 | 0 | 0 | 0 | 0 | 0 | 0 | 0 | 0 | 0 | 0 | 0 | 0 | 0 | 0 | 0 | 0 | 0 | 0 | 0
F5_Commercial_School_New_Miscellaneous_Natural Gas_Miscellaneous_E3 | F5 | Commercial | School | New | Miscellaneous | Natural Gas | Miscellaneous | E3 | RIM BC Ratio | 0 | 0 | 0 | 0 | 0 | 0 | 0 | 0 | 0 | 0 | 0 | 0 | 0 | 0 | 0 | 0 | 0 | 0 | 0 | 0 | 0 | 0 | 0 | 0 | 0 | 0 | 0 | 0 | 0 | 0 | 0 | 0 | 0
F5_Commercial_School_New_Miscellaneous_Natural Gas_Miscellaneous_E4 | F5 | Commercial | School | New | Miscellaneous | Natural Gas | Miscellaneous | E4 | RIM BC Ratio | 0 | 0 | 0 | 0 | 0 | 0 | 0 | 0 | 0 | 0 | 0 | 0 | 0 | 0 | 0 | 0 | 0 | 0 | 0 | 0 | 0 | 0 | 0 | 0 | 0 | 0 | 0 | 0 | 0 | 0 | 0 | 0 | 0
F5_Commercial_School_New_Miscellaneous_Natural Gas_Miscellaneous_E5 | F5 | Commercial | School | New | Miscellaneous | Natural Gas | Miscellaneous | E5 | RIM BC Ratio | 0 | 0 | 0 | 0 | 0 | 0 | 0 | 0 | 0 | 0 | 0 | 0 | 0 | 0 | 0 | 0 | 0 | 0 | 0 | 0 | 0 | 0 | 0 | 0 | 0 | 0 | 0 | 0 | 0 | 0 | 0 | 0 | 0
F5_Commercial_School_New_Miscellaneous_Natural Gas_Miscellaneous_E6 | F5 | Commercial | School | New | Miscellaneous | Natural Gas | Miscellaneous | E6 | RIM BC Ratio | 0 | 0 | 0 | 0 | 0 | 0 | 0 | 0 | 0 | 0 | 0 | 0 | 0 | 0 | 0 | 0 | 0 | 0 | 0 | 0 | 0 | 0 | 0 | 0 | 0 | 0 | 0 | 0 | 0 | 0 | 0 | 0 | 0
F5_Commercial_School_New_Miscellaneous_Natural Gas_Miscellaneous_E7 | F5 | Commercial | School | New | Miscellaneous | Natural Gas | Miscellaneous | E7 | RIM BC Ratio | 0 | 0 | 0 | 0 | 0 | 0 | 0 | 0 | 0 | 0 | 0 | 0 | 0 | 0 | 0 | 0 | 0 | 0 | 0 | 0 | 0 | 0 | 0 | 0 | 0 | 0 | 0 | 0 | 0 | 0 | 0 | 0 | 0
F5_Commercial_School_New_Miscellaneous_Natural Gas_Miscellaneous_E8 | F5 | Commercial | School | New | Miscellaneous | Natural Gas | Miscellaneous | E8 | RIM BC Ratio | 0 | 0 | 0 | 0 | 0 | 0 | 0 | 0 | 0 | 0 | 0 | 0 | 0 | 0 | 0 | 0 | 0 | 0 | 0 | 0 | 0 | 0 | 0 | 0 | 0 | 0 | 0 | 0 | 0 | 0 | 0 | 0 | 0
F5_Commercial_School_New_Miscellaneous_Natural Gas_Miscellaneous_E9 | F5 | Commercial | School | New | Miscellaneous | Natural Gas | Miscellaneous | E9 | RIM BC Ratio | 0 | 0 | 0 | 0 | 0 | 0 | 0 | 0 | 0 | 0 | 0 | 0 | 0 | 0 | 0 | 0 | 0 | 0 | 0 | 0 | 0 | 0 | 0 | 0 | 0 | 0 | 0 | 0 | 0 | 0 | 0 | 0 | 0
F5_Commercial_School_New_Miscellaneous_Natural Gas_Miscellaneous_E10 | F5 | Commercial | School | New | Miscellaneous | Natural Gas | Miscellaneous | E10 | RIM BC Ratio | 0 | 0 | 0 | 0 | 0 | 0 | 0 | 0 | 0 | 0 | 0 | 0 | 0 | 0 | 0 | 0 | 0 | 0 | 0 | 0 | 0 | 0 | 0 | 0 | 0 | 0 | 0 | 0 | 0 | 0 | 0 | 0 | 0
F0_Commercial_College_Existing_Space Heating_Natural Gas_Furnace_E0 | F0 | Commercial | College | Existing | Space Heating | Natural Gas | Furnace | E0 | Economic Unit | AFUE 96% | AFUE 96% | AFUE 96% | AFUE 96% | AFUE 96% | AFUE 96% | AFUE 96% | AFUE 96% | AFUE 96% | AFUE 96% | AFUE 96% | AFUE 96% | AFUE 96% | AFUE 96% | AFUE 96% | AFUE 96% | AFUE 96% | AFUE 96% | AFUE 96% | AFUE 96% | AFUE 96% | AFUE 96% | AFUE 96% | AFUE 96% | AFUE 96% | AFUE 96% | AFUE 96% | AFUE 96% | AFUE 96% | AFUE 96% | AFUE 96% | AFUE 96% | AFUE 96%
F1_Commercial_College_Existing_Space Heating_Natural Gas_Furnace_E1 | F1 | Commercial | College | Existing | Space Heating | Natural Gas | Furnace | E1 | CCE | 0 | 0 | 0 | 0 | 0 | 0 | 0 | 0 | 0 | 0 | 0 | 0 | 0 | 0 | 0 | 0 | 0 | 0 | 0 | 0 | 0 | 0 | 0 | 0 | 0 | 0 | 0 | 0 | 0 | 0 | 0 | 0 | 0
F1_Commercial_College_Existing_Space Heating_Natural Gas_Furnace_E2 | F1 | Commercial | College | Existing | Space Heating | Natural Gas | Furnace | E2 | CCE | 0.035472 | 0.036725 | 0.033143 | 0.033945 | 0.034128 | 0 | 0 | 0 | 0 | 0 | 0 | 0 | 0 | 0 | 0 | 0 | 0 | 0 | 0 | 0 | 0 | 0 | 0 | 0 | 0 | 0 | 0 | 0 | 0 | 0 | 0 | 0 | 0
F1_Commercial_College_Existing_Space Heating_Natural Gas_Furnace_E3 | F1 | Commercial | College | Existing | Space Heating | Natural Gas | Furnace | E3 | CCE | 0.6056 | 0.627 | 0.56585 | 0.57954 | 0.58266 | 0 | 0 | 0 | 0 | 0 | 0 | 0 | 0 | 0 | 0 | 0 | 0 | 0 | 0 | 0 | 0 | 0 | 0 | 0 | 0 | 0 | 0 | 0 | 0 | 0 | 0 | 0 | 0
F1_Commercial_College_Existing_Space Heating_Natural Gas_Furnace_E4 | F1 | Commercial | College | Existing | Space Heating | Natural Gas | Furnace | E4 | CCE | 0.95475 | 0.9885 | 0.89208 | 0.91366 | 0.91858 | 1.4446 | 1.4525 | 1.4604 | 1.4685 | 1.4766 | 1.4848 | 1.4931 | 1.5015 | 1.5099 | 1.5185 | 1.5272 | 1.536 | 1.5449 | 1.5538 | 1.5629 | 1.5721 | 1.5814 | 1.5908 | 1.6004 | 1.61 | 1.6197 | 1.6296 | 1.6396 | 1.6497 | 1.6599 | 1.6703 | 1.6808 | 1.6808
F1_Commercial_College_Existing_Space Heating_Natural Gas_Furnace_E5 | F1 | Commercial | College | Existing | Space Heating | Natural Gas | Furnace | E5 | CCE | 0 | 0 | 0 | 0 | 0 | 0 | 0 | 12.9779 | 13.0492 | 13.1213 | 13.1943 | 13.268 | 13.3426 | 13.4179 | 13.4942 | 13.5713 | 13.6493 | 13.7282 | 13.8081 | 13.8888 | 13.9706 | 14.053 | 14.1368 | 14.2214 | 14.307 | 14.3935 | 14.4814 | 14.5701 | 14.66 | 14.7509 | 14.8432 | 14.9366 | 14.9366
F1_Commercial_College_Existing_Space Heating_Natural Gas_Furnace_E6 | F1 | Commercial | College | Existing | Space Heating | Natural Gas | Furnace | E6 | CCE | 0 | 0 | 0 | 0 | 0 | 0 | 0 | 0 | 0 | 0 | 0 | 0 | 0 | 0 | 0 | 0 | 0 | 0 | 0 | 0 | 0 | 0 | 0 | 0 | 0 | 0 | 0 | 0 | 0 | 0 | 0 | 0 | 0
F1_Commercial_College_Existing_Space Heating_Natural Gas_Furnace_E7 | F1 | Commercial | College | Existing | Space Heating | Natural Gas | Furnace | E7 | CCE | 0 | 0 | 0 | 0 | 0 | 0 | 0 | 0 | 0 | 0 | 0 | 0 | 0 | 0 | 0 | 0 | 0 | 0 | 0 | 0 | 0 | 0 | 0 | 0 | 0 | 0 | 0 | 0 | 0 | 0 | 0 | 0 | 0
F1_Commercial_College_Existing_Space Heating_Natural Gas_Furnace_E8 | F1 | Commercial | College | Existing | Space Heating | Natural Gas | Furnace | E8 | CCE | 0 | 0 | 0 | 0 | 0 | 0 | 0 | 0 | 0 | 0 | 0 | 0 | 0 | 0 | 0 | 0 | 0 | 0 | 0 | 0 | 0 | 0 | 0 | 0 | 0 | 0 | 0 | 0 | 0 | 0 | 0 | 0 | 0
F1_Commercial_College_Existing_Space Heating_Natural Gas_Furnace_E9 | F1 | Commercial | College | Existing | Space Heating | Natural Gas | Furnace | E9 | CCE | 0 | 0 | 0 | 0 | 0 | 0 | 0 | 0 | 0 | 0 | 0 | 0 | 0 | 0 | 0 | 0 | 0 | 0 | 0 | 0 | 0 | 0 | 0 | 0 | 0 | 0 | 0 | 0 | 0 | 0 | 0 | 0 | 0
F1_Commercial_College_Existing_Space Heating_Natural Gas_Furnace_E10 | F1 | Commercial | College | Existing | Space Heating | Natural Gas | Furnace | E10 | CCE | 0 | 0 | 0 | 0 | 0 | 0 | 0 | 0 | 0 | 0 | 0 | 0 | 0 | 0 | 0 | 0 | 0 | 0 | 0 | 0 | 0 | 0 | 0 | 0 | 0 | 0 | 0 | 0 | 0 | 0 | 0 | 0 | 0
F2_Commercial_College_Existing_Space Heating_Natural Gas_Furnace_E1 | F2 | Commercial | College | Existing | Space Heating | Natural Gas | Furnace | E1 | TRC BC Ratio | 1 | 1 | 1 | 1 | 1 | 0 | 0 | 0 | 0 | 0 | 0 | 0 | 0 | 0 | 0 | 0 | 0 | 0 | 0 | 0 | 0 | 0 | 0 | 0 | 0 | 0 | 0 | 0 | 0 | 0 | 0 | 0 | 0
F2_Commercial_College_Existing_Space Heating_Natural Gas_Furnace_E2 | F2 | Commercial | College | Existing | Space Heating | Natural Gas | Furnace | E2 | TRC BC Ratio | 61.2689 | 61.2453 | 61.3565 | 61.0651 | 60.8656 | 0 | 0 | 0 | 0 | 0 | 0 | 0 | 0 | 0 | 0 | 0 | 0 | 0 | 0 | 0 | 0 | 0 | 0 | 0 | 0 | 0 | 0 | 0 | 0 | 0 | 0 | 0 | 0
F2_Commercial_College_Existing_Space Heating_Natural Gas_Furnace_E3 | F2 | Commercial | College | Existing | Space Heating | Natural Gas | Furnace | E3 | TRC BC Ratio | 3.5887 | 3.5873 | 3.5938 | 3.5768 | 3.5651 | 1 | 1 | 1 | 1 | 1 | 1 | 1 | 1 | 1 | 1 | 1 | 1 | 1 | 1 | 1 | 1 | 1 | 1 | 1 | 1 | 1 | 1 | 1 | 1 | 1 | 1 | 1 | 1
F2_Commercial_College_Existing_Space Heating_Natural Gas_Furnace_E4 | F2 | Commercial | College | Existing | Space Heating | Natural Gas | Furnace | E4 | TRC BC Ratio | 2.2763 | 2.2754 | 2.2796 | 2.2687 | 2.2613 | 1.4442 | 1.4456 | 1.4463 | 1.448 | 1.4494 | 1.4506 | 1.4515 | 1.4527 | 1.454 | 1.455 | 1.456 | 1.4571 | 1.4584 | 1.4597 | 1.4613 | 1.4627 | 1.4642 | 1.4655 | 1.467 | 1.4681 | 1.4692 | 1.4702 | 1.4712 | 1.4719 | 1.4727 | 1.4732 | 1.4738 | 1.4738
F2_Commercial_College_Existing_Space Heating_Natural Gas_Furnace_E5 | F2 | Commercial | College | Existing | Space Heating | Natural Gas | Furnace | E5 | TRC BC Ratio | 0 | 0 | 0 | 0 | 0 | 0 | 0 | 0.16276 | 0.16295 | 0.16311 | 0.16324 | 0.16334 | 0.16347 | 0.16362 | 0.16373 | 0.16385 | 0.16397 | 0.16412 | 0.16426 | 0.16445 | 0.1646 | 0.16477 | 0.16491 | 0.16508 | 0.16521 | 0.16533 | 0.16544 | 0.16556 | 0.16564 | 0.16573 | 0.16578 | 0.16584 | 0.16584
F2_Commercial_College_Existing_Space Heating_Natural Gas_Furnace_E6 | F2 | Commercial | College | Existing | Space Heating | Natural Gas | Furnace | E6 | TRC BC Ratio | 0 | 0 | 0 | 0 | 0 | 0 | 0 | 0 | 0 | 0 | 0 | 0 | 0 | 0 | 0 | 0 | 0 | 0 | 0 | 0 | 0 | 0 | 0 | 0 | 0 | 0 | 0 | 0 | 0 | 0 | 0 | 0 | 0
F2_Commercial_College_Existing_Space Heating_Natural Gas_Furnace_E7 | F2 | Commercial | College | Existing | Space Heating | Natural Gas | Furnace | E7 | TRC BC Ratio | 0 | 0 | 0 | 0 | 0 | 0 | 0 | 0 | 0 | 0 | 0 | 0 | 0 | 0 | 0 | 0 | 0 | 0 | 0 | 0 | 0 | 0 | 0 | 0 | 0 | 0 | 0 | 0 | 0 | 0 | 0 | 0 | 0
F2_Commercial_College_Existing_Space Heating_Natural Gas_Furnace_E8 | F2 | Commercial | College | Existing | Space Heating | Natural Gas | Furnace | E8 | TRC BC Ratio | 0 | 0 | 0 | 0 | 0 | 0 | 0 | 0 | 0 | 0 | 0 | 0 | 0 | 0 | 0 | 0 | 0 | 0 | 0 | 0 | 0 | 0 | 0 | 0 | 0 | 0 | 0 | 0 | 0 | 0 | 0 | 0 | 0
F2_Commercial_College_Existing_Space Heating_Natural Gas_Furnace_E9 | F2 | Commercial | College | Existing | Space Heating | Natural Gas | Furnace | E9 | TRC BC Ratio | 0 | 0 | 0 | 0 | 0 | 0 | 0 | 0 | 0 | 0 | 0 | 0 | 0 | 0 | 0 | 0 | 0 | 0 | 0 | 0 | 0 | 0 | 0 | 0 | 0 | 0 | 0 | 0 | 0 | 0 | 0 | 0 | 0
F2_Commercial_College_Existing_Space Heating_Natural Gas_Furnace_E10 | F2 | Commercial | College | Existing | Space Heating | Natural Gas | Furnace | E10 | TRC BC Ratio | 0 | 0 | 0 | 0 | 0 | 0 | 0 | 0 | 0 | 0 | 0 | 0 | 0 | 0 | 0 | 0 | 0 | 0 | 0 | 0 | 0 | 0 | 0 | 0 | 0 | 0 | 0 | 0 | 0 | 0 | 0 | 0 | 0
F3_Commercial_College_Existing_Space Heating_Natural Gas_Furnace_E1 | F3 | Commercial | College | Existing | Space Heating | Natural Gas | Furnace | E1 | PACT BC Ratio | 1 | 1 | 1 | 1 | 1 | 0 | 0 | 0 | 0 | 0 | 0 | 0 | 0 | 0 | 0 | 0 | 0 | 0 | 0 | 0 | 0 | 0 | 0 | 0 | 0 | 0 | 0 | 0 | 0 | 0 | 0 | 0 | 0
F3_Commercial_College_Existing_Space Heating_Natural Gas_Furnace_E2 | F3 | Commercial | College | Existing | Space Heating | Natural Gas | Furnace | E2 | PACT BC Ratio | 81.6919 | 81.6604 | 81.8087 | 81.4201 | 81.1541 | 0 | 0 | 0 | 0 | 0 | 0 | 0 | 0 | 0 | 0 | 0 | 0 | 0 | 0 | 0 | 0 | 0 | 0 | 0 | 0 | 0 | 0 | 0 | 0 | 0 | 0 | 0 | 0
F3_Commercial_College_Existing_Space Heating_Natural Gas_Furnace_E3 | F3 | Commercial | College | Existing | Space Heating | Natural Gas | Furnace | E3 | PACT BC Ratio | 4.7849 | 4.7831 | 4.7918 | 4.769 | 4.7534 | 1 | 1 | 1 | 1 | 1 | 1 | 1 | 1 | 1 | 1 | 1 | 1 | 1 | 1 | 1 | 1 | 1 | 1 | 1 | 1 | 1 | 1 | 1 | 1 | 1 | 1 | 1 | 1
F3_Commercial_College_Existing_Space Heating_Natural Gas_Furnace_E4 | F3 | Commercial | College | Existing | Space Heating | Natural Gas | Furnace | E4 | PACT BC Ratio | 3.0351 | 3.0339 | 3.0394 | 3.025 | 3.0151 | 1.9255 | 1.9275 | 1.9285 | 1.9307 | 1.9326 | 1.9342 | 1.9354 | 1.9369 | 1.9387 | 1.94 | 1.9414 | 1.9428 | 1.9446 | 1.9463 | 1.9484 | 1.9503 | 1.9523 | 1.954 | 1.956 | 1.9575 | 1.9589 | 1.9602 | 1.9617 | 1.9626 | 1.9636 | 1.9642 | 1.965 | 1.965
F3_Commercial_College_Existing_Space Heating_Natural Gas_Furnace_E5 | F3 | Commercial | College | Existing | Space Heating | Natural Gas | Furnace | E5 | PACT BC Ratio | 0 | 0 | 0 | 0 | 0 | 0 | 0 | 0.21701 | 0.21727 | 0.21748 | 0.21765 | 0.21779 | 0.21796 | 0.21816 | 0.21831 | 0.21847 | 0.21862 | 0.21883 | 0.21902 | 0.21926 | 0.21947 | 0.2197 | 0.21989 | 0.22011 | 0.22028 | 0.22044 | 0.22059 | 0.22075 | 0.22085 | 0.22097 | 0.22104 | 0.22112 | 0.22112
F3_Commercial_College_Existing_Space Heating_Natural Gas_Furnace_E6 | F3 | Commercial | College | Existing | Space Heating | Natural Gas | Furnace | E6 | PACT BC Ratio | 0 | 0 | 0 | 0 | 0 | 0 | 0 | 0 | 0 | 0 | 0 | 0 | 0 | 0 | 0 | 0 | 0 | 0 | 0 | 0 | 0 | 0 | 0 | 0 | 0 | 0 | 0 | 0 | 0 | 0 | 0 | 0 | 0
F3_Commercial_College_Existing_Space Heating_Natural Gas_Furnace_E7 | F3 | Commercial | College | Existing | Space Heating | Natural Gas | Furnace | E7 | PACT BC Ratio | 0 | 0 | 0 | 0 | 0 | 0 | 0 | 0 | 0 | 0 | 0 | 0 | 0 | 0 | 0 | 0 | 0 | 0 | 0 | 0 | 0 | 0 | 0 | 0 | 0 | 0 | 0 | 0 | 0 | 0 | 0 | 0 | 0
F3_Commercial_College_Existing_Space Heating_Natural Gas_Furnace_E8 | F3 | Commercial | College | Existing | Space Heating | Natural Gas | Furnace | E8 | PACT BC Ratio | 0 | 0 | 0 | 0 | 0 | 0 | 0 | 0 | 0 | 0 | 0 | 0 | 0 | 0 | 0 | 0 | 0 | 0 | 0 | 0 | 0 | 0 | 0 | 0 | 0 | 0 | 0 | 0 | 0 | 0 | 0 | 0 | 0
F3_Commercial_College_Existing_Space Heating_Natural Gas_Furnace_E9 | F3 | Commercial | College | Existing | Space Heating | Natural Gas | Furnace | E9 | PACT BC Ratio | 0 | 0 | 0 | 0 | 0 | 0 | 0 | 0 | 0 | 0 | 0 | 0 | 0 | 0 | 0 | 0 | 0 | 0 | 0 | 0 | 0 | 0 | 0 | 0 | 0 | 0 | 0 | 0 | 0 | 0 | 0 | 0 | 0
F3_Commercial_College_Existing_Space Heating_Natural Gas_Furnace_E10 | F3 | Commercial | College | Existing | Space Heating | Natural Gas | Furnace | E10 | PACT BC Ratio | 0 | 0 | 0 | 0 | 0 | 0 | 0 | 0 | 0 | 0 | 0 | 0 | 0 | 0 | 0 | 0 | 0 | 0 | 0 | 0 | 0 | 0 | 0 | 0 | 0 | 0 | 0 | 0 | 0 | 0 | 0 | 0 | 0
F4_Commercial_College_Existing_Space Heating_Natural Gas_Furnace_E1 | F4 | Commercial | College | Existing | Space Heating | Natural Gas | Furnace | E1 | RVT BC Ratio | 1 | 1 | 1 | 1 | 1 | 0 | 0 | 0 | 0 | 0 | 0 | 0 | 0 | 0 | 0 | 0 | 0 | 0 | 0 | 0 | 0 | 0 | 0 | 0 | 0 | 0 | 0 | 0 | 0 | 0 | 0 | 0 | 0
F4_Commercial_College_Existing_Space Heating_Natural Gas_Furnace_E2 | F4 | Commercial | College | Existing | Space Heating | Natural Gas | Furnace | E2 | RVT BC Ratio | 88.785 | 88.751 | 88.9109 | 88.4919 | 88.2051 | 0 | 0 | 0 | 0 | 0 | 0 | 0 | 0 | 0 | 0 | 0 | 0 | 0 | 0 | 0 | 0 | 0 | 0 | 0 | 0 | 0 | 0 | 0 | 0 | 0 | 0 | 0 | 0
F4_Commercial_College_Existing_Space Heating_Natural Gas_Furnace_E3 | F4 | Commercial | College | Existing | Space Heating | Natural Gas | Furnace | E3 | RVT BC Ratio | 5.8594 | 5.8574 | 5.8668 | 5.8422 | 5.8254 | 1 | 1 | 1 | 1 | 1 | 1 | 1 | 1 | 1 | 1 | 1 | 1 | 1 | 1 | 1 | 1 | 1 | 1 | 1 | 1 | 1 | 1 | 1 | 1 | 1 | 1 | 1 | 1
F4_Commercial_College_Existing_Space Heating_Natural Gas_Furnace_E4 | F4 | Commercial | College | Existing | Space Heating | Natural Gas | Furnace | E4 | RVT BC Ratio | 3.9726 | 3.9714 | 3.9773 | 3.9617 | 3.9511 | 2.7762 | 2.7783 | 2.7794 | 2.7818 | 2.7838 | 2.7855 | 2.7868 | 2.7885 | 2.7904 | 2.7918 | 2.7933 | 2.7948 | 2.7968 | 2.7986 | 2.8009 | 2.8029 | 2.8051 | 2.8069 | 2.809 | 2.8107 | 2.8122 | 2.8136 | 2.8152 | 2.8162 | 2.8173 | 2.8179 | 2.8188 | 2.8188
F4_Commercial_College_Existing_Space Heating_Natural Gas_Furnace_E5 | F4 | Commercial | College | Existing | Space Heating | Natural Gas | Furnace | E5 | RVT BC Ratio | 0 | 0 | 0 | 0 | 0 | 0 | 0 | 0.934 | 0.93427 | 0.93449 | 0.93469 | 0.93483 | 0.93502 | 0.93523 | 0.93539 | 0.93557 | 0.93573 | 0.93595 | 0.93616 | 0.93642 | 0.93665 | 0.93689 | 0.93709 | 0.93733 | 0.93752 | 0.93769 | 0.93785 | 0.93802 | 0.93814 | 0.93826 | 0.93834 | 0.93843 | 0.93843
F4_Commercial_College_Existing_Space Heating_Natural Gas_Furnace_E6 | F4 | Commercial | College | Existing | Space Heating | Natural Gas | Furnace | E6 | RVT BC Ratio | 0 | 0 | 0 | 0 | 0 | 0 | 0 | 0 | 0 | 0 | 0 | 0 | 0 | 0 | 0 | 0 | 0 | 0 | 0 | 0 | 0 | 0 | 0 | 0 | 0 | 0 | 0 | 0 | 0 | 0 | 0 | 0 | 0
F4_Commercial_College_Existing_Space Heating_Natural Gas_Furnace_E7 | F4 | Commercial | College | Existing | Space Heating | Natural Gas | Furnace | E7 | RVT BC Ratio | 0 | 0 | 0 | 0 | 0 | 0 | 0 | 0 | 0 | 0 | 0 | 0 | 0 | 0 | 0 | 0 | 0 | 0 | 0 | 0 | 0 | 0 | 0 | 0 | 0 | 0 | 0 | 0 | 0 | 0 | 0 | 0 | 0
F4_Commercial_College_Existing_Space Heating_Natural Gas_Furnace_E8 | F4 | Commercial | College | Existing | Space Heating | Natural Gas | Furnace | E8 | RVT BC Ratio | 0 | 0 | 0 | 0 | 0 | 0 | 0 | 0 | 0 | 0 | 0 | 0 | 0 | 0 | 0 | 0 | 0 | 0 | 0 | 0 | 0 | 0 | 0 | 0 | 0 | 0 | 0 | 0 | 0 | 0 | 0 | 0 | 0
F4_Commercial_College_Existing_Space Heating_Natural Gas_Furnace_E9 | F4 | Commercial | College | Existing | Space Heating | Natural Gas | Furnace | E9 | RVT BC Ratio | 0 | 0 | 0 | 0 | 0 | 0 | 0 | 0 | 0 | 0 | 0 | 0 | 0 | 0 | 0 | 0 | 0 | 0 | 0 | 0 | 0 | 0 | 0 | 0 | 0 | 0 | 0 | 0 | 0 | 0 | 0 | 0 | 0
F4_Commercial_College_Existing_Space Heating_Natural Gas_Furnace_E10 | F4 | Commercial | College | Existing | Space Heating | Natural Gas | Furnace | E10 | RVT BC Ratio | 0 | 0 | 0 | 0 | 0 | 0 | 0 | 0 | 0 | 0 | 0 | 0 | 0 | 0 | 0 | 0 | 0 | 0 | 0 | 0 | 0 | 0 | 0 | 0 | 0 | 0 | 0 | 0 | 0 | 0 | 0 | 0 | 0
F5_Commercial_College_Existing_Space Heating_Natural Gas_Furnace_E1 | F5 | Commercial | College | Existing | Space Heating | Natural Gas | Furnace | E1 | RIM BC Ratio | 1 | 1 | 1 | 1 | 1 | 0 | 0 | 0 | 0 | 0 | 0 | 0 | 0 | 0 | 0 | 0 | 0 | 0 | 0 | 0 | 0 | 0 | 0 | 0 | 0 | 0 | 0 | 0 | 0 | 0 | 0 | 0 | 0
F5_Commercial_College_Existing_Space Heating_Natural Gas_Furnace_E2 | F5 | Commercial | College | Existing | Space Heating | Natural Gas | Furnace | E2 | RIM BC Ratio | 0.82624 | 0.82623 | 0.82625 | 0.82621 | 0.82618 | 0 | 0 | 0 | 0 | 0 | 0 | 0 | 0 | 0 | 0 | 0 | 0 | 0 | 0 | 0 | 0 | 0 | 0 | 0 | 0 | 0 | 0 | 0 | 0 | 0 | 0 | 0 | 0
F5_Commercial_College_Existing_Space Heating_Natural Gas_Furnace_E3 | F5 | Commercial | College | Existing | Space Heating | Natural Gas | Furnace | E3 | RIM BC Ratio | 0.7107 | 0.71066 | 0.71086 | 0.71035 | 0.71001 | 1 | 1 | 1 | 1 | 1 | 1 | 1 | 1 | 1 | 1 | 1 | 1 | 1 | 1 | 1 | 1 | 1 | 1 | 1 | 1 | 1 | 1 | 1 | 1 | 1 | 1 | 1 | 1
F5_Commercial_College_Existing_Space Heating_Natural Gas_Furnace_E4 | F5 | Commercial | College | Existing | Space Heating | Natural Gas | Furnace | E4 | RIM BC Ratio | 0.65465 | 0.65459 | 0.65485 | 0.65417 | 0.65371 | 0.58228 | 0.58245 | 0.58254 | 0.58275 | 0.58292 | 0.58306 | 0.58317 | 0.58331 | 0.58347 | 0.58359 | 0.58372 | 0.58384 | 0.584 | 0.58416 | 0.58435 | 0.58452 | 0.5847 | 0.58485 | 0.58503 | 0.58516 | 0.58529 | 0.58541 | 0.58553 | 0.58562 | 0.58571 | 0.58576 | 0.58583 | 0.58583
F5_Commercial_College_Existing_Space Heating_Natural Gas_Furnace_E5 | F5 | Commercial | College | Existing | Space Heating | Natural Gas | Furnace | E5 | RIM BC Ratio | 0 | 0 | 0 | 0 | 0 | 0 | 0 | 0.17223 | 0.17239 | 0.17252 | 0.17264 | 0.17272 | 0.17283 | 0.17295 | 0.17305 | 0.17315 | 0.17325 | 0.17337 | 0.17349 | 0.17365 | 0.17378 | 0.17392 | 0.17404 | 0.17418 | 0.17428 | 0.17438 | 0.17448 | 0.17458 | 0.17464 | 0.17472 | 0.17476 | 0.17481 | 0.17481
F5_Commercial_College_Existing_Space Heating_Natural Gas_Furnace_E6 | F5 | Commercial | College | Existing | Space Heating | Natural Gas | Furnace | E6 | RIM BC Ratio | 0 | 0 | 0 | 0 | 0 | 0 | 0 | 0 | 0 | 0 | 0 | 0 | 0 | 0 | 0 | 0 | 0 | 0 | 0 | 0 | 0 | 0 | 0 | 0 | 0 | 0 | 0 | 0 | 0 | 0 | 0 | 0 | 0
F5_Commercial_College_Existing_Space Heating_Natural Gas_Furnace_E7 | F5 | Commercial | College | Existing | Space Heating | Natural Gas | Furnace | E7 | RIM BC Ratio | 0 | 0 | 0 | 0 | 0 | 0 | 0 | 0 | 0 | 0 | 0 | 0 | 0 | 0 | 0 | 0 | 0 | 0 | 0 | 0 | 0 | 0 | 0 | 0 | 0 | 0 | 0 | 0 | 0 | 0 | 0 | 0 | 0
F5_Commercial_College_Existing_Space Heating_Natural Gas_Furnace_E8 | F5 | Commercial | College | Existing | Space Heating | Natural Gas | Furnace | E8 | RIM BC Ratio | 0 | 0 | 0 | 0 | 0 | 0 | 0 | 0 | 0 | 0 | 0 | 0 | 0 | 0 | 0 | 0 | 0 | 0 | 0 | 0 | 0 | 0 | 0 | 0 | 0 | 0 | 0 | 0 | 0 | 0 | 0 | 0 | 0
F5_Commercial_College_Existing_Space Heating_Natural Gas_Furnace_E9 | F5 | Commercial | College | Existing | Space Heating | Natural Gas | Furnace | E9 | RIM BC Ratio | 0 | 0 | 0 | 0 | 0 | 0 | 0 | 0 | 0 | 0 | 0 | 0 | 0 | 0 | 0 | 0 | 0 | 0 | 0 | 0 | 0 | 0 | 0 | 0 | 0 | 0 | 0 | 0 | 0 | 0 | 0 | 0 | 0
F5_Commercial_College_Existing_Space Heating_Natural Gas_Furnace_E10 | F5 | Commercial | College | Existing | Space Heating | Natural Gas | Furnace | E10 | RIM BC Ratio | 0 | 0 | 0 | 0 | 0 | 0 | 0 | 0 | 0 | 0 | 0 | 0 | 0 | 0 | 0 | 0 | 0 | 0 | 0 | 0 | 0 | 0 | 0 | 0 | 0 | 0 | 0 | 0 | 0 | 0 | 0 | 0 | 0
F0_Commercial_College_Existing_Space Heating_Natural Gas_Boiler_E0 | F0 | Commercial | College | Existing | Space Heating | Natural Gas | Boiler | E0 | Economic Unit | TE 98% | TE 98% | TE 98% | TE 98% | TE 98% | TE 98% | TE 98% | TE 98% | TE 98% | TE 98% | TE 98% | TE 98% | TE 98% | TE 98% | TE 98% | TE 98% | TE 98% | TE 98% | TE 98% | TE 98% | TE 98% | TE 98% | TE 98% | TE 98% | TE 98% | TE 98% | TE 98% | TE 98% | TE 98% | TE 98% | TE 98% | TE 98% | TE 98%
F1_Commercial_College_Existing_Space Heating_Natural Gas_Boiler_E1 | F1 | Commercial | College | Existing | Space Heating | Natural Gas | Boiler | E1 | CCE | 0 | 0 | 0 | 0 | 0 | 0 | 0 | 0 | 0 | 0 | 0 | 0 | 0 | 0 | 0 | 0 | 0 | 0 | 0 | 0 | 0 | 0 | 0 | 0 | 0 | 0 | 0 | 0 | 0 | 0 | 0 | 0 | 0
F1_Commercial_College_Existing_Space Heating_Natural Gas_Boiler_E2 | F1 | Commercial | College | Existing | Space Heating | Natural Gas | Boiler | E2 | CCE | 0.16753 | 0.17345 | 0.15653 | 0.16032 | 0.16118 | 0 | 0 | 0 | 0 | 0 | 0 | 0 | 0 | 0 | 0 | 0 | 0 | 0 | 0 | 0 | 0 | 0 | 0 | 0 | 0 | 0 | 0 | 0 | 0 | 0 | 0 | 0 | 0
F1_Commercial_College_Existing_Space Heating_Natural Gas_Boiler_E3 | F1 | Commercial | College | Existing | Space Heating | Natural Gas | Boiler | E3 | CCE | 0.99249 | 1.0276 | 0.92734 | 0.94978 | 0.95489 | 0 | 0 | 0 | 0 | 0 | 0 | 0 | 0 | 0 | 0 | 0 | 0 | 0 | 0 | 0 | 0 | 0 | 0 | 0 | 0 | 0 | 0 | 0 | 0 | 0 | 0 | 0 | 0
F1_Commercial_College_Existing_Space Heating_Natural Gas_Boiler_E4 | F1 | Commercial | College | Existing | Space Heating | Natural Gas | Boiler | E4 | CCE | 1.0008 | 1.0361 | 0.93507 | 0.9577 | 0.96285 | 1.0024 | 1.0078 | 1.0133 | 1.0189 | 1.0245 | 1.0302 | 1.036 | 1.0418 | 1.0477 | 1.0537 | 1.0597 | 1.0658 | 1.0719 | 1.0782 | 1.0845 | 1.0908 | 1.0973 | 1.1038 | 1.1104 | 1.1171 | 1.1239 | 1.1307 | 1.1377 | 1.1447 | 1.1518 | 1.159 | 1.1663 | 1.1663
F1_Commercial_College_Existing_Space Heating_Natural Gas_Boiler_E5 | F1 | Commercial | College | Existing | Space Heating | Natural Gas | Boiler | E5 | CCE | 3.0826 | 3.1916 | 2.8803 | 2.9499 | 2.9658 | 4.2595 | 4.2827 | 4.3061 | 4.3297 | 4.3537 | 4.3779 | 4.4023 | 4.4271 | 4.4521 | 4.4774 | 4.503 | 4.5289 | 4.555 | 4.5815 | 4.6083 | 4.6354 | 4.6628 | 4.6906 | 4.7187 | 4.7471 | 4.7758 | 4.8049 | 4.8344 | 4.8642 | 4.8944 | 4.925 | 4.956 | 4.956
F1_Commercial_College_Existing_Space Heating_Natural Gas_Boiler_E6 | F1 | Commercial | College | Existing | Space Heating | Natural Gas | Boiler | E6 | CCE | 0 | 0 | 0 | 0 | 0 | 0 | 0 | 0 | 0 | 0 | 0 | 0 | 0 | 0 | 0 | 0 | 0 | 0 | 0 | 0 | 0 | 0 | 0 | 0 | 0 | 0 | 0 | 0 | 0 | 0 | 0 | 0 | 0
F1_Commercial_College_Existing_Space Heating_Natural Gas_Boiler_E7 | F1 | Commercial | College | Existing | Space Heating | Natural Gas | Boiler | E7 | CCE | 0 | 0 | 0 | 0 | 0 | 0 | 0 | 0 | 0 | 0 | 0 | 0 | 0 | 0 | 0 | 0 | 0 | 0 | 0 | 0 | 0 | 0 | 0 | 0 | 0 | 0 | 0 | 0 | 0 | 0 | 0 | 0 | 0
F1_Commercial_College_Existing_Space Heating_Natural Gas_Boiler_E8 | F1 | Commercial | College | Existing | Space Heating | Natural Gas | Boiler | E8 | CCE | 0 | 0 | 0 | 0 | 0 | 0 | 0 | 0 | 0 | 0 | 0 | 0 | 0 | 0 | 0 | 0 | 0 | 0 | 0 | 0 | 0 | 0 | 0 | 0 | 0 | 0 | 0 | 0 | 0 | 0 | 0 | 0 | 0
F1_Commercial_College_Existing_Space Heating_Natural Gas_Boiler_E9 | F1 | Commercial | College | Existing | Space Heating | Natural Gas | Boiler | E9 | CCE | 0 | 0 | 0 | 0 | 0 | 0 | 0 | 0 | 0 | 0 | 0 | 0 | 0 | 0 | 0 | 0 | 0 | 0 | 0 | 0 | 0 | 0 | 0 | 0 | 0 | 0 | 0 | 0 | 0 | 0 | 0 | 0 | 0
F1_Commercial_College_Existing_Space Heating_Natural Gas_Boiler_E10 | F1 | Commercial | College | Existing | Space Heating | Natural Gas | Boiler | E10 | CCE | 0 | 0 | 0 | 0 | 0 | 0 | 0 | 0 | 0 | 0 | 0 | 0 | 0 | 0 | 0 | 0 | 0 | 0 | 0 | 0 | 0 | 0 | 0 | 0 | 0 | 0 | 0 | 0 | 0 | 0 | 0 | 0 | 0
F2_Commercial_College_Existing_Space Heating_Natural Gas_Boiler_E1 | F2 | Commercial | College | Existing | Space Heating | Natural Gas | Boiler | E1 | TRC BC Ratio | 1 | 1 | 1 | 1 | 1 | 0 | 0 | 0 | 0 | 0 | 0 | 0 | 0 | 0 | 0 | 0 | 0 | 0 | 0 | 0 | 0 | 0 | 0 | 0 | 0 | 0 | 0 | 0 | 0 | 0 | 0 | 0 | 0
F2_Commercial_College_Existing_Space Heating_Natural Gas_Boiler_E2 | F2 | Commercial | College | Existing | Space Heating | Natural Gas | Boiler | E2 | TRC BC Ratio | 12.9814 | 12.9776 | 13.001 | 12.9436 | 12.9046 | 0 | 0 | 0 | 0 | 0 | 0 | 0 | 0 | 0 | 0 | 0 | 0 | 0 | 0 | 0 | 0 | 0 | 0 | 0 | 0 | 0 | 0 | 0 | 0 | 0 | 0 | 0 | 0
F2_Commercial_College_Existing_Space Heating_Natural Gas_Boiler_E3 | F2 | Commercial | College | Existing | Space Heating | Natural Gas | Boiler | E3 | TRC BC Ratio | 2.1912 | 2.1905 | 2.1945 | 2.1848 | 2.1782 | 1 | 1 | 1 | 1 | 1 | 1 | 1 | 1 | 1 | 1 | 1 | 1 | 1 | 1 | 1 | 1 | 1 | 1 | 1 | 1 | 1 | 1 | 1 | 1 | 1 | 1 | 1 | 1
F2_Commercial_College_Existing_Space Heating_Natural Gas_Boiler_E4 | F2 | Commercial | College | Existing | Space Heating | Natural Gas | Boiler | E4 | TRC BC Ratio | 2.1731 | 2.1724 | 2.1763 | 2.1667 | 2.1602 | 2.0843 | 2.0865 | 2.0876 | 2.0901 | 2.0921 | 2.0938 | 2.0951 | 2.0968 | 2.0986 | 2.1 | 2.1015 | 2.1029 | 2.1047 | 2.1065 | 2.1087 | 2.1106 | 2.1127 | 2.1144 | 2.1164 | 2.1179 | 2.1194 | 2.1207 | 2.1222 | 2.1232 | 2.1242 | 2.1248 | 2.1256 | 2.1256
F2_Commercial_College_Existing_Space Heating_Natural Gas_Boiler_E5 | F2 | Commercial | College | Existing | Space Heating | Natural Gas | Boiler | E5 | TRC BC Ratio | 0.70548 | 0.70528 | 0.70655 | 0.70343 | 0.70131 | 0.4905 | 0.491 | 0.49127 | 0.49185 | 0.49232 | 0.49273 | 0.49304 | 0.49343 | 0.49386 | 0.49419 | 0.49453 | 0.49486 | 0.4953 | 0.49571 | 0.49623 | 0.49668 | 0.49716 | 0.49757 | 0.49804 | 0.49841 | 0.49875 | 0.49906 | 0.49941 | 0.49964 | 0.49989 | 0.50003 | 0.50022 | 0.50022
F2_Commercial_College_Existing_Space Heating_Natural Gas_Boiler_E6 | F2 | Commercial | College | Existing | Space Heating | Natural Gas | Boiler | E6 | TRC BC Ratio | 0 | 0 | 0 | 0 | 0 | 0 | 0 | 0 | 0 | 0 | 0 | 0 | 0 | 0 | 0 | 0 | 0 | 0 | 0 | 0 | 0 | 0 | 0 | 0 | 0 | 0 | 0 | 0 | 0 | 0 | 0 | 0 | 0
F2_Commercial_College_Existing_Space Heating_Natural Gas_Boiler_E7 | F2 | Commercial | College | Existing | Space Heating | Natural Gas | Boiler | E7 | TRC BC Ratio | 0 | 0 | 0 | 0 | 0 | 0 | 0 | 0 | 0 | 0 | 0 | 0 | 0 | 0 | 0 | 0 | 0 | 0 | 0 | 0 | 0 | 0 | 0 | 0 | 0 | 0 | 0 | 0 | 0 | 0 | 0 | 0 | 0
F2_Commercial_College_Existing_Space Heating_Natural Gas_Boiler_E8 | F2 | Commercial | College | Existing | Space Heating | Natural Gas | Boiler | E8 | TRC BC Ratio | 0 | 0 | 0 | 0 | 0 | 0 | 0 | 0 | 0 | 0 | 0 | 0 | 0 | 0 | 0 | 0 | 0 | 0 | 0 | 0 | 0 | 0 | 0 | 0 | 0 | 0 | 0 | 0 | 0 | 0 | 0 | 0 | 0
F2_Commercial_College_Existing_Space Heating_Natural Gas_Boiler_E9 | F2 | Commercial | College | Existing | Space Heating | Natural Gas | Boiler | E9 | TRC BC Ratio | 0 | 0 | 0 | 0 | 0 | 0 | 0 | 0 | 0 | 0 | 0 | 0 | 0 | 0 | 0 | 0 | 0 | 0 | 0 | 0 | 0 | 0 | 0 | 0 | 0 | 0 | 0 | 0 | 0 | 0 | 0 | 0 | 0
F2_Commercial_College_Existing_Space Heating_Natural Gas_Boiler_E10 | F2 | Commercial | College | Existing | Space Heating | Natural Gas | Boiler | E10 | TRC BC Ratio | 0 | 0 | 0 | 0 | 0 | 0 | 0 | 0 | 0 | 0 | 0 | 0 | 0 | 0 | 0 | 0 | 0 | 0 | 0 | 0 | 0 | 0 | 0 | 0 | 0 | 0 | 0 | 0 | 0 | 0 | 0 | 0 | 0
F3_Commercial_College_Existing_Space Heating_Natural Gas_Boiler_E1 | F3 | Commercial | College | Existing | Space Heating | Natural Gas | Boiler | E1 | PACT BC Ratio | 1 | 1 | 1 | 1 | 1 | 0 | 0 | 0 | 0 | 0 | 0 | 0 | 0 | 0 | 0 | 0 | 0 | 0 | 0 | 0 | 0 | 0 | 0 | 0 | 0 | 0 | 0 | 0 | 0 | 0 | 0 | 0 | 0
F3_Commercial_College_Existing_Space Heating_Natural Gas_Boiler_E2 | F3 | Commercial | College | Existing | Space Heating | Natural Gas | Boiler | E2 | PACT BC Ratio | 17.3086 | 17.3035 | 17.3347 | 17.2582 | 17.2062 | 0 | 0 | 0 | 0 | 0 | 0 | 0 | 0 | 0 | 0 | 0 | 0 | 0 | 0 | 0 | 0 | 0 | 0 | 0 | 0 | 0 | 0 | 0 | 0 | 0 | 0 | 0 | 0
F3_Commercial_College_Existing_Space Heating_Natural Gas_Boiler_E3 | F3 | Commercial | College | Existing | Space Heating | Natural Gas | Boiler | E3 | PACT BC Ratio | 2.9216 | 2.9207 | 2.926 | 2.9131 | 2.9043 | 1 | 1 | 1 | 1 | 1 | 1 | 1 | 1 | 1 | 1 | 1 | 1 | 1 | 1 | 1 | 1 | 1 | 1 | 1 | 1 | 1 | 1 | 1 | 1 | 1 | 1 | 1 | 1
F3_Commercial_College_Existing_Space Heating_Natural Gas_Boiler_E4 | F3 | Commercial | College | Existing | Space Heating | Natural Gas | Boiler | E4 | PACT BC Ratio | 2.8974 | 2.8966 | 2.9018 | 2.889 | 2.8803 | 2.7791 | 2.782 | 2.7835 | 2.7867 | 2.7894 | 2.7917 | 2.7935 | 2.7957 | 2.7982 | 2.8 | 2.8019 | 2.8038 | 2.8063 | 2.8086 | 2.8116 | 2.8141 | 2.8169 | 2.8191 | 2.8218 | 2.8239 | 2.8258 | 2.8276 | 2.8296 | 2.8309 | 2.8323 | 2.8331 | 2.8342 | 2.8342
F3_Commercial_College_Existing_Space Heating_Natural Gas_Boiler_E5 | F3 | Commercial | College | Existing | Space Heating | Natural Gas | Boiler | E5 | PACT BC Ratio | 0.94065 | 0.94037 | 0.94207 | 0.93791 | 0.93508 | 0.654 | 0.65467 | 0.65503 | 0.6558 | 0.65643 | 0.65697 | 0.65738 | 0.65791 | 0.65848 | 0.65892 | 0.65937 | 0.65982 | 0.6604 | 0.66094 | 0.66164 | 0.66224 | 0.66289 | 0.66342 | 0.66406 | 0.66454 | 0.66499 | 0.66542 | 0.66588 | 0.66618 | 0.66651 | 0.6667 | 0.66696 | 0.66696
F3_Commercial_College_Existing_Space Heating_Natural Gas_Boiler_E6 | F3 | Commercial | College | Existing | Space Heating | Natural Gas | Boiler | E6 | PACT BC Ratio | 0 | 0 | 0 | 0 | 0 | 0 | 0 | 0 | 0 | 0 | 0 | 0 | 0 | 0 | 0 | 0 | 0 | 0 | 0 | 0 | 0 | 0 | 0 | 0 | 0 | 0 | 0 | 0 | 0 | 0 | 0 | 0 | 0
F3_Commercial_College_Existing_Space Heating_Natural Gas_Boiler_E7 | F3 | Commercial | College | Existing | Space Heating | Natural Gas | Boiler | E7 | PACT BC Ratio | 0 | 0 | 0 | 0 | 0 | 0 | 0 | 0 | 0 | 0 | 0 | 0 | 0 | 0 | 0 | 0 | 0 | 0 | 0 | 0 | 0 | 0 | 0 | 0 | 0 | 0 | 0 | 0 | 0 | 0 | 0 | 0 | 0
F3_Commercial_College_Existing_Space Heating_Natural Gas_Boiler_E8 | F3 | Commercial | College | Existing | Space Heating | Natural Gas | Boiler | E8 | PACT BC Ratio | 0 | 0 | 0 | 0 | 0 | 0 | 0 | 0 | 0 | 0 | 0 | 0 | 0 | 0 | 0 | 0 | 0 | 0 | 0 | 0 | 0 | 0 | 0 | 0 | 0 | 0 | 0 | 0 | 0 | 0 | 0 | 0 | 0
F3_Commercial_College_Existing_Space Heating_Natural Gas_Boiler_E9 | F3 | Commercial | College | Existing | Space Heating | Natural Gas | Boiler | E9 | PACT BC Ratio | 0 | 0 | 0 | 0 | 0 | 0 | 0 | 0 | 0 | 0 | 0 | 0 | 0 | 0 | 0 | 0 | 0 | 0 | 0 | 0 | 0 | 0 | 0 | 0 | 0 | 0 | 0 | 0 | 0 | 0 | 0 | 0 | 0
F3_Commercial_College_Existing_Space Heating_Natural Gas_Boiler_E10 | F3 | Commercial | College | Existing | Space Heating | Natural Gas | Boiler | E10 | PACT BC Ratio | 0 | 0 | 0 | 0 | 0 | 0 | 0 | 0 | 0 | 0 | 0 | 0 | 0 | 0 | 0 | 0 | 0 | 0 | 0 | 0 | 0 | 0 | 0 | 0 | 0 | 0 | 0 | 0 | 0 | 0 | 0 | 0 | 0
F4_Commercial_College_Existing_Space Heating_Natural Gas_Boiler_E1 | F4 | Commercial | College | Existing | Space Heating | Natural Gas | Boiler | E1 | RVT BC Ratio | 1 | 1 | 1 | 1 | 1 | 0 | 0 | 0 | 0 | 0 | 0 | 0 | 0 | 0 | 0 | 0 | 0 | 0 | 0 | 0 | 0 | 0 | 0 | 0 | 0 | 0 | 0 | 0 | 0 | 0 | 0 | 0 | 0
F4_Commercial_College_Existing_Space Heating_Natural Gas_Boiler_E2 | F4 | Commercial | College | Existing | Space Heating | Natural Gas | Boiler | E2 | RVT BC Ratio | 19.3631 | 19.3576 | 19.3913 | 19.3088 | 19.2527 | 0 | 0 | 0 | 0 | 0 | 0 | 0 | 0 | 0 | 0 | 0 | 0 | 0 | 0 | 0 | 0 | 0 | 0 | 0 | 0 | 0 | 0 | 0 | 0 | 0 | 0 | 0 | 0
F4_Commercial_College_Existing_Space Heating_Natural Gas_Boiler_E3 | F4 | Commercial | College | Existing | Space Heating | Natural Gas | Boiler | E3 | RVT BC Ratio | 3.8502 | 3.8493 | 3.855 | 3.841 | 3.8316 | 1 | 1 | 1 | 1 | 1 | 1 | 1 | 1 | 1 | 1 | 1 | 1 | 1 | 1 | 1 | 1 | 1 | 1 | 1 | 1 | 1 | 1 | 1 | 1 | 1 | 1 | 1 | 1
F4_Commercial_College_Existing_Space Heating_Natural Gas_Boiler_E4 | F4 | Commercial | College | Existing | Space Heating | Natural Gas | Boiler | E4 | RVT BC Ratio | 3.8242 | 3.8232 | 3.8289 | 3.8151 | 3.8057 | 3.6966 | 3.6997 | 3.7013 | 3.7048 | 3.7077 | 3.7102 | 3.7121 | 3.7145 | 3.7171 | 3.7192 | 3.7212 | 3.7233 | 3.7259 | 3.7284 | 3.7316 | 3.7343 | 3.7373 | 3.7398 | 3.7427 | 3.7449 | 3.747 | 3.7489 | 3.751 | 3.7524 | 3.7539 | 3.7548 | 3.756 | 3.756
F4_Commercial_College_Existing_Space Heating_Natural Gas_Boiler_E5 | F4 | Commercial | College | Existing | Space Heating | Natural Gas | Boiler | E5 | RVT BC Ratio | 1.7143 | 1.714 | 1.7158 | 1.7113 | 1.7083 | 1.4052 | 1.4059 | 1.4063 | 1.4071 | 1.4078 | 1.4084 | 1.4088 | 1.4094 | 1.41 | 1.4105 | 1.411 | 1.4115 | 1.4121 | 1.4127 | 1.4134 | 1.4141 | 1.4148 | 1.4153 | 1.416 | 1.4165 | 1.417 | 1.4175 | 1.418 | 1.4183 | 1.4187 | 1.4189 | 1.4192 | 1.4192
F4_Commercial_College_Existing_Space Heating_Natural Gas_Boiler_E6 | F4 | Commercial | College | Existing | Space Heating | Natural Gas | Boiler | E6 | RVT BC Ratio | 0 | 0 | 0 | 0 | 0 | 0 | 0 | 0 | 0 | 0 | 0 | 0 | 0 | 0 | 0 | 0 | 0 | 0 | 0 | 0 | 0 | 0 | 0 | 0 | 0 | 0 | 0 | 0 | 0 | 0 | 0 | 0 | 0
F4_Commercial_College_Existing_Space Heating_Natural Gas_Boiler_E7 | F4 | Commercial | College | Existing | Space Heating | Natural Gas | Boiler | E7 | RVT BC Ratio | 0 | 0 | 0 | 0 | 0 | 0 | 0 | 0 | 0 | 0 | 0 | 0 | 0 | 0 | 0 | 0 | 0 | 0 | 0 | 0 | 0 | 0 | 0 | 0 | 0 | 0 | 0 | 0 | 0 | 0 | 0 | 0 | 0
F4_Commercial_College_Existing_Space Heating_Natural Gas_Boiler_E8 | F4 | Commercial | College | Existing | Space Heating | Natural Gas | Boiler | E8 | RVT BC Ratio | 0 | 0 | 0 | 0 | 0 | 0 | 0 | 0 | 0 | 0 | 0 | 0 | 0 | 0 | 0 | 0 | 0 | 0 | 0 | 0 | 0 | 0 | 0 | 0 | 0 | 0 | 0 | 0 | 0 | 0 | 0 | 0 | 0
F4_Commercial_College_Existing_Space Heating_Natural Gas_Boiler_E9 | F4 | Commercial | College | Existing | Space Heating | Natural Gas | Boiler | E9 | RVT BC Ratio | 0 | 0 | 0 | 0 | 0 | 0 | 0 | 0 | 0 | 0 | 0 | 0 | 0 | 0 | 0 | 0 | 0 | 0 | 0 | 0 | 0 | 0 | 0 | 0 | 0 | 0 | 0 | 0 | 0 | 0 | 0 | 0 | 0
F4_Commercial_College_Existing_Space Heating_Natural Gas_Boiler_E10 | F4 | Commercial | College | Existing | Space Heating | Natural Gas | Boiler | E10 | RVT BC Ratio | 0 | 0 | 0 | 0 | 0 | 0 | 0 | 0 | 0 | 0 | 0 | 0 | 0 | 0 | 0 | 0 | 0 | 0 | 0 | 0 | 0 | 0 | 0 | 0 | 0 | 0 | 0 | 0 | 0 | 0 | 0 | 0 | 0
F5_Commercial_College_Existing_Space Heating_Natural Gas_Boiler_E1 | F5 | Commercial | College | Existing | Space Heating | Natural Gas | Boiler | E1 | RIM BC Ratio | 1 | 1 | 1 | 1 | 1 | 0 | 0 | 0 | 0 | 0 | 0 | 0 | 0 | 0 | 0 | 0 | 0 | 0 | 0 | 0 | 0 | 0 | 0 | 0 | 0 | 0 | 0 | 0 | 0 | 0 | 0 | 0 | 0
F5_Commercial_College_Existing_Space Heating_Natural Gas_Boiler_E2 | F5 | Commercial | College | Existing | Space Heating | Natural Gas | Boiler | E2 | RIM BC Ratio | 0.79628 | 0.79627 | 0.79633 | 0.79617 | 0.79606 | 0 | 0 | 0 | 0 | 0 | 0 | 0 | 0 | 0 | 0 | 0 | 0 | 0 | 0 | 0 | 0 | 0 | 0 | 0 | 0 | 0 | 0 | 0 | 0 | 0 | 0 | 0 | 0
F5_Commercial_College_Existing_Space Heating_Natural Gas_Boiler_E3 | F5 | Commercial | College | Existing | Space Heating | Natural Gas | Boiler | E3 | RIM BC Ratio | 0.6492 | 0.64916 | 0.64942 | 0.64878 | 0.64835 | 1 | 1 | 1 | 1 | 1 | 1 | 1 | 1 | 1 | 1 | 1 | 1 | 1 | 1 | 1 | 1 | 1 | 1 | 1 | 1 | 1 | 1 | 1 | 1 | 1 | 1 | 1 | 1
F5_Commercial_College_Existing_Space Heating_Natural Gas_Boiler_E4 | F5 | Commercial | College | Existing | Space Heating | Natural Gas | Boiler | E4 | RIM BC Ratio | 0.648 | 0.64796 | 0.64822 | 0.64758 | 0.64714 | 0.64189 | 0.64204 | 0.64213 | 0.6423 | 0.64244 | 0.64256 | 0.64266 | 0.64277 | 0.6429 | 0.643 | 0.6431 | 0.6432 | 0.64333 | 0.64345 | 0.64361 | 0.64374 | 0.64389 | 0.644 | 0.64415 | 0.64425 | 0.64435 | 0.64445 | 0.64455 | 0.64462 | 0.64469 | 0.64473 | 0.64479 | 0.64479
F5_Commercial_College_Existing_Space Heating_Natural Gas_Boiler_E5 | F5 | Commercial | College | Existing | Space Heating | Natural Gas | Boiler | E5 | RIM BC Ratio | 0.44225 | 0.44219 | 0.44256 | 0.44164 | 0.44102 | 0.36669 | 0.3669 | 0.36701 | 0.36725 | 0.36745 | 0.36762 | 0.36775 | 0.36791 | 0.36809 | 0.36823 | 0.36837 | 0.36851 | 0.36869 | 0.36886 | 0.36908 | 0.36926 | 0.36946 | 0.36963 | 0.36983 | 0.36998 | 0.37012 | 0.37025 | 0.37039 | 0.37049 | 0.37059 | 0.37065 | 0.37073 | 0.37073
F5_Commercial_College_Existing_Space Heating_Natural Gas_Boiler_E6 | F5 | Commercial | College | Existing | Space Heating | Natural Gas | Boiler | E6 | RIM BC Ratio | 0 | 0 | 0 | 0 | 0 | 0 | 0 | 0 | 0 | 0 | 0 | 0 | 0 | 0 | 0 | 0 | 0 | 0 | 0 | 0 | 0 | 0 | 0 | 0 | 0 | 0 | 0 | 0 | 0 | 0 | 0 | 0 | 0
F5_Commercial_College_Existing_Space Heating_Natural Gas_Boiler_E7 | F5 | Commercial | College | Existing | Space Heating | Natural Gas | Boiler | E7 | RIM BC Ratio | 0 | 0 | 0 | 0 | 0 | 0 | 0 | 0 | 0 | 0 | 0 | 0 | 0 | 0 | 0 | 0 | 0 | 0 | 0 | 0 | 0 | 0 | 0 | 0 | 0 | 0 | 0 | 0 | 0 | 0 | 0 | 0 | 0
F5_Commercial_College_Existing_Space Heating_Natural Gas_Boiler_E8 | F5 | Commercial | College | Existing | Space Heating | Natural Gas | Boiler | E8 | RIM BC Ratio | 0 | 0 | 0 | 0 | 0 | 0 | 0 | 0 | 0 | 0 | 0 | 0 | 0 | 0 | 0 | 0 | 0 | 0 | 0 | 0 | 0 | 0 | 0 | 0 | 0 | 0 | 0 | 0 | 0 | 0 | 0 | 0 | 0
F5_Commercial_College_Existing_Space Heating_Natural Gas_Boiler_E9 | F5 | Commercial | College | Existing | Space Heating | Natural Gas | Boiler | E9 | RIM BC Ratio | 0 | 0 | 0 | 0 | 0 | 0 | 0 | 0 | 0 | 0 | 0 | 0 | 0 | 0 | 0 | 0 | 0 | 0 | 0 | 0 | 0 | 0 | 0 | 0 | 0 | 0 | 0 | 0 | 0 | 0 | 0 | 0 | 0
F5_Commercial_College_Existing_Space Heating_Natural Gas_Boiler_E10 | F5 | Commercial | College | Existing | Space Heating | Natural Gas | Boiler | E10 | RIM BC Ratio | 0 | 0 | 0 | 0 | 0 | 0 | 0 | 0 | 0 | 0 | 0 | 0 | 0 | 0 | 0 | 0 | 0 | 0 | 0 | 0 | 0 | 0 | 0 | 0 | 0 | 0 | 0 | 0 | 0 | 0 | 0 | 0 | 0
F0_Commercial_College_Existing_Space Heating_Natural Gas_Unit Heater_E0 | F0 | Commercial | College | Existing | Space Heating | Natural Gas | Unit Heater | E0 | Economic Unit | Infrared Radiant | Infrared Radiant | Infrared Radiant | Infrared Radiant | Infrared Radiant | Infrared Radiant | Infrared Radiant | Infrared Radiant | Infrared Radiant | Infrared Radiant | Infrared Radiant | Infrared Radiant | Infrared Radiant | Infrared Radiant | Infrared Radiant | Infrared Radiant | Infrared Radiant | Infrared Radiant | Infrared Radiant | Infrared Radiant | Infrared Radiant | Infrared Radiant | Infrared Radiant | Infrared Radiant | Infrared Radiant | Infrared Radiant | Infrared Radiant | Infrared Radiant | Infrared Radiant | Infrared Radiant | Infrared Radiant | Infrared Radiant | Infrared Radiant
F1_Commercial_College_Existing_Space Heating_Natural Gas_Unit Heater_E1 | F1 | Commercial | College | Existing | Space Heating | Natural Gas | Unit Heater | E1 | CCE | 0 | 0 | 0 | 0 | 0 | 0 | 0 | 0 | 0 | 0 | 0 | 0 | 0 | 0 | 0 | 0 | 0 | 0 | 0 | 0 | 0 | 0 | 0 | 0 | 0 | 0 | 0 | 0 | 0 | 0 | 0 | 0 | 0
F1_Commercial_College_Existing_Space Heating_Natural Gas_Unit Heater_E2 | F1 | Commercial | College | Existing | Space Heating | Natural Gas | Unit Heater | E2 | CCE | 2.2519 | 2.3315 | 2.1041 | 2.155 | 2.1666 | 0 | 0 | 0 | 0 | 0 | 0 | 0 | 0 | 0 | 0 | 0 | 0 | 0 | 0 | 0 | 0 | 0 | 0 | 0 | 0 | 0 | 0 | 0 | 0 | 0 | 0 | 0 | 0
F1_Commercial_College_Existing_Space Heating_Natural Gas_Unit Heater_E3 | F1 | Commercial | College | Existing | Space Heating | Natural Gas | Unit Heater | E3 | CCE | 0.17557 | 0.18177 | 0.16404 | 0.16801 | 0.16892 | -1.4689 | -1.4769 | -1.4849 | -1.4931 | -1.5013 | -1.5097 | -1.5181 | -1.5267 | -1.5353 | -1.544 | -1.5528 | -1.5618 | -1.5708 | -1.5799 | -1.5892 | -1.5985 | -1.6079 | -1.6175 | -1.6272 | -1.637 | -1.6469 | -1.657 | -1.6671 | -1.6774 | -1.6878 | -1.6984 | -1.709 | -1.709
F1_Commercial_College_Existing_Space Heating_Natural Gas_Unit Heater_E4 | F1 | Commercial | College | Existing | Space Heating | Natural Gas | Unit Heater | E4 | CCE | 0 | 0 | 0 | 0 | 0 | 0 | 0 | 0 | 0 | 0 | 0 | 0 | 0 | 0 | 0 | 0 | 0 | 0 | 0 | 0 | 0 | 0 | 0 | 0 | 0 | 0 | 0 | 0 | 0 | 0 | 0 | 0 | 0
F1_Commercial_College_Existing_Space Heating_Natural Gas_Unit Heater_E5 | F1 | Commercial | College | Existing | Space Heating | Natural Gas | Unit Heater | E5 | CCE | 0 | 0 | 0 | 0 | 0 | 0 | 0 | 0 | 0 | 0 | 0 | 0 | 0 | 0 | 0 | 0 | 0 | 0 | 0 | 0 | 0 | 0 | 0 | 0 | 0 | 0 | 0 | 0 | 0 | 0 | 0 | 0 | 0
F1_Commercial_College_Existing_Space Heating_Natural Gas_Unit Heater_E6 | F1 | Commercial | College | Existing | Space Heating | Natural Gas | Unit Heater | E6 | CCE | 0 | 0 | 0 | 0 | 0 | 0 | 0 | 0 | 0 | 0 | 0 | 0 | 0 | 0 | 0 | 0 | 0 | 0 | 0 | 0 | 0 | 0 | 0 | 0 | 0 | 0 | 0 | 0 | 0 | 0 | 0 | 0 | 0
F1_Commercial_College_Existing_Space Heating_Natural Gas_Unit Heater_E7 | F1 | Commercial | College | Existing | Space Heating | Natural Gas | Unit Heater | E7 | CCE | 0 | 0 | 0 | 0 | 0 | 0 | 0 | 0 | 0 | 0 | 0 | 0 | 0 | 0 | 0 | 0 | 0 | 0 | 0 | 0 | 0 | 0 | 0 | 0 | 0 | 0 | 0 | 0 | 0 | 0 | 0 | 0 | 0
F1_Commercial_College_Existing_Space Heating_Natural Gas_Unit Heater_E8 | F1 | Commercial | College | Existing | Space Heating | Natural Gas | Unit Heater | E8 | CCE | 0 | 0 | 0 | 0 | 0 | 0 | 0 | 0 | 0 | 0 | 0 | 0 | 0 | 0 | 0 | 0 | 0 | 0 | 0 | 0 | 0 | 0 | 0 | 0 | 0 | 0 | 0 | 0 | 0 | 0 | 0 | 0 | 0
F1_Commercial_College_Existing_Space Heating_Natural Gas_Unit Heater_E9 | F1 | Commercial | College | Existing | Space Heating | Natural Gas | Unit Heater | E9 | CCE | 0 | 0 | 0 | 0 | 0 | 0 | 0 | 0 | 0 | 0 | 0 | 0 | 0 | 0 | 0 | 0 | 0 | 0 | 0 | 0 | 0 | 0 | 0 | 0 | 0 | 0 | 0 | 0 | 0 | 0 | 0 | 0 | 0
F1_Commercial_College_Existing_Space Heating_Natural Gas_Unit Heater_E10 | F1 | Commercial | College | Existing | Space Heating | Natural Gas | Unit Heater | E10 | CCE | 0 | 0 | 0 | 0 | 0 | 0 | 0 | 0 | 0 | 0 | 0 | 0 | 0 | 0 | 0 | 0 | 0 | 0 | 0 | 0 | 0 | 0 | 0 | 0 | 0 | 0 | 0 | 0 | 0 | 0 | 0 | 0 | 0
F2_Commercial_College_Existing_Space Heating_Natural Gas_Unit Heater_E1 | F2 | Commercial | College | Existing | Space Heating | Natural Gas | Unit Heater | E1 | TRC BC Ratio | 1 | 1 | 1 | 1 | 1 | 0 | 0 | 0 | 0 | 0 | 0 | 0 | 0 | 0 | 0 | 0 | 0 | 0 | 0 | 0 | 0 | 0 | 0 | 0 | 0 | 0 | 0 | 0 | 0 | 0 | 0 | 0 | 0
F2_Commercial_College_Existing_Space Heating_Natural Gas_Unit Heater_E2 | F2 | Commercial | College | Existing | Space Heating | Natural Gas | Unit Heater | E2 | TRC BC Ratio | 0.97102 | 0.97017 | 0.97275 | 0.96494 | 0.9594 | 1 | 1 | 1 | 1 | 1 | 1 | 1 | 1 | 1 | 1 | 1 | 1 | 1 | 1 | 1 | 1 | 1 | 1 | 1 | 1 | 1 | 1 | 1 | 1 | 1 | 1 | 1 | 1
F2_Commercial_College_Existing_Space Heating_Natural Gas_Unit Heater_E3 | F2 | Commercial | College | Existing | Space Heating | Natural Gas | Unit Heater | E3 | TRC BC Ratio | 12.4546 | 12.4437 | 12.4768 | 12.3766 | 12.3055 | 1 | 1 | 1 | 1 | 1 | 1 | 1 | 1 | 1 | 1 | 1 | 1 | 1 | 1 | 1 | 1 | 1 | 1 | 1 | 1 | 1 | 1 | 1 | 1 | 1 | 1 | 1 | 1
F2_Commercial_College_Existing_Space Heating_Natural Gas_Unit Heater_E4 | F2 | Commercial | College | Existing | Space Heating | Natural Gas | Unit Heater | E4 | TRC BC Ratio | 0 | 0 | 0 | 0 | 0 | 0 | 0 | 0 | 0 | 0 | 0 | 0 | 0 | 0 | 0 | 0 | 0 | 0 | 0 | 0 | 0 | 0 | 0 | 0 | 0 | 0 | 0 | 0 | 0 | 0 | 0 | 0 | 0
F2_Commercial_College_Existing_Space Heating_Natural Gas_Unit Heater_E5 | F2 | Commercial | College | Existing | Space Heating | Natural Gas | Unit Heater | E5 | TRC BC Ratio | 0 | 0 | 0 | 0 | 0 | 0 | 0 | 0 | 0 | 0 | 0 | 0 | 0 | 0 | 0 | 0 | 0 | 0 | 0 | 0 | 0 | 0 | 0 | 0 | 0 | 0 | 0 | 0 | 0 | 0 | 0 | 0 | 0
F2_Commercial_College_Existing_Space Heating_Natural Gas_Unit Heater_E6 | F2 | Commercial | College | Existing | Space Heating | Natural Gas | Unit Heater | E6 | TRC BC Ratio | 0 | 0 | 0 | 0 | 0 | 0 | 0 | 0 | 0 | 0 | 0 | 0 | 0 | 0 | 0 | 0 | 0 | 0 | 0 | 0 | 0 | 0 | 0 | 0 | 0 | 0 | 0 | 0 | 0 | 0 | 0 | 0 | 0
F2_Commercial_College_Existing_Space Heating_Natural Gas_Unit Heater_E7 | F2 | Commercial | College | Existing | Space Heating | Natural Gas | Unit Heater | E7 | TRC BC Ratio | 0 | 0 | 0 | 0 | 0 | 0 | 0 | 0 | 0 | 0 | 0 | 0 | 0 | 0 | 0 | 0 | 0 | 0 | 0 | 0 | 0 | 0 | 0 | 0 | 0 | 0 | 0 | 0 | 0 | 0 | 0 | 0 | 0
F2_Commercial_College_Existing_Space Heating_Natural Gas_Unit Heater_E8 | F2 | Commercial | College | Existing | Space Heating | Natural Gas | Unit Heater | E8 | TRC BC Ratio | 0 | 0 | 0 | 0 | 0 | 0 | 0 | 0 | 0 | 0 | 0 | 0 | 0 | 0 | 0 | 0 | 0 | 0 | 0 | 0 | 0 | 0 | 0 | 0 | 0 | 0 | 0 | 0 | 0 | 0 | 0 | 0 | 0
F2_Commercial_College_Existing_Space Heating_Natural Gas_Unit Heater_E9 | F2 | Commercial | College | Existing | Space Heating | Natural Gas | Unit Heater | E9 | TRC BC Ratio | 0 | 0 | 0 | 0 | 0 | 0 | 0 | 0 | 0 | 0 | 0 | 0 | 0 | 0 | 0 | 0 | 0 | 0 | 0 | 0 | 0 | 0 | 0 | 0 | 0 | 0 | 0 | 0 | 0 | 0 | 0 | 0 | 0
F2_Commercial_College_Existing_Space Heating_Natural Gas_Unit Heater_E10 | F2 | Commercial | College | Existing | Space Heating | Natural Gas | Unit Heater | E10 | TRC BC Ratio | 0 | 0 | 0 | 0 | 0 | 0 | 0 | 0 | 0 | 0 | 0 | 0 | 0 | 0 | 0 | 0 | 0 | 0 | 0 | 0 | 0 | 0 | 0 | 0 | 0 | 0 | 0 | 0 | 0 | 0 | 0 | 0 | 0
F3_Commercial_College_Existing_Space Heating_Natural Gas_Unit Heater_E1 | F3 | Commercial | College | Existing | Space Heating | Natural Gas | Unit Heater | E1 | PACT BC Ratio | 1 | 1 | 1 | 1 | 1 | 0 | 0 | 0 | 0 | 0 | 0 | 0 | 0 | 0 | 0 | 0 | 0 | 0 | 0 | 0 | 0 | 0 | 0 | 0 | 0 | 0 | 0 | 0 | 0 | 0 | 0 | 0 | 0
F3_Commercial_College_Existing_Space Heating_Natural Gas_Unit Heater_E2 | F3 | Commercial | College | Existing | Space Heating | Natural Gas | Unit Heater | E2 | PACT BC Ratio | 1.2947 | 1.2936 | 1.297 | 1.2866 | 1.2792 | 1 | 1 | 1 | 1 | 1 | 1 | 1 | 1 | 1 | 1 | 1 | 1 | 1 | 1 | 1 | 1 | 1 | 1 | 1 | 1 | 1 | 1 | 1 | 1 | 1 | 1 | 1 | 1
F3_Commercial_College_Existing_Space Heating_Natural Gas_Unit Heater_E3 | F3 | Commercial | College | Existing | Space Heating | Natural Gas | Unit Heater | E3 | PACT BC Ratio | 16.6062 | 16.5916 | 16.6357 | 16.5021 | 16.4073 | 1 | 1 | 1 | 1 | 1 | 1 | 1 | 1 | 1 | 1 | 1 | 1 | 1 | 1 | 1 | 1 | 1 | 1 | 1 | 1 | 1 | 1 | 1 | 1 | 1 | 1 | 1 | 1
F3_Commercial_College_Existing_Space Heating_Natural Gas_Unit Heater_E4 | F3 | Commercial | College | Existing | Space Heating | Natural Gas | Unit Heater | E4 | PACT BC Ratio | 0 | 0 | 0 | 0 | 0 | 0 | 0 | 0 | 0 | 0 | 0 | 0 | 0 | 0 | 0 | 0 | 0 | 0 | 0 | 0 | 0 | 0 | 0 | 0 | 0 | 0 | 0 | 0 | 0 | 0 | 0 | 0 | 0
F3_Commercial_College_Existing_Space Heating_Natural Gas_Unit Heater_E5 | F3 | Commercial | College | Existing | Space Heating | Natural Gas | Unit Heater | E5 | PACT BC Ratio | 0 | 0 | 0 | 0 | 0 | 0 | 0 | 0 | 0 | 0 | 0 | 0 | 0 | 0 | 0 | 0 | 0 | 0 | 0 | 0 | 0 | 0 | 0 | 0 | 0 | 0 | 0 | 0 | 0 | 0 | 0 | 0 | 0
F3_Commercial_College_Existing_Space Heating_Natural Gas_Unit Heater_E6 | F3 | Commercial | College | Existing | Space Heating | Natural Gas | Unit Heater | E6 | PACT BC Ratio | 0 | 0 | 0 | 0 | 0 | 0 | 0 | 0 | 0 | 0 | 0 | 0 | 0 | 0 | 0 | 0 | 0 | 0 | 0 | 0 | 0 | 0 | 0 | 0 | 0 | 0 | 0 | 0 | 0 | 0 | 0 | 0 | 0
F3_Commercial_College_Existing_Space Heating_Natural Gas_Unit Heater_E7 | F3 | Commercial | College | Existing | Space Heating | Natural Gas | Unit Heater | E7 | PACT BC Ratio | 0 | 0 | 0 | 0 | 0 | 0 | 0 | 0 | 0 | 0 | 0 | 0 | 0 | 0 | 0 | 0 | 0 | 0 | 0 | 0 | 0 | 0 | 0 | 0 | 0 | 0 | 0 | 0 | 0 | 0 | 0 | 0 | 0
F3_Commercial_College_Existing_Space Heating_Natural Gas_Unit Heater_E8 | F3 | Commercial | College | Existing | Space Heating | Natural Gas | Unit Heater | E8 | PACT BC Ratio | 0 | 0 | 0 | 0 | 0 | 0 | 0 | 0 | 0 | 0 | 0 | 0 | 0 | 0 | 0 | 0 | 0 | 0 | 0 | 0 | 0 | 0 | 0 | 0 | 0 | 0 | 0 | 0 | 0 | 0 | 0 | 0 | 0
F3_Commercial_College_Existing_Space Heating_Natural Gas_Unit Heater_E9 | F3 | Commercial | College | Existing | Space Heating | Natural Gas | Unit Heater | E9 | PACT BC Ratio | 0 | 0 | 0 | 0 | 0 | 0 | 0 | 0 | 0 | 0 | 0 | 0 | 0 | 0 | 0 | 0 | 0 | 0 | 0 | 0 | 0 | 0 | 0 | 0 | 0 | 0 | 0 | 0 | 0 | 0 | 0 | 0 | 0
F3_Commercial_College_Existing_Space Heating_Natural Gas_Unit Heater_E10 | F3 | Commercial | College | Existing | Space Heating | Natural Gas | Unit Heater | E10 | PACT BC Ratio | 0 | 0 | 0 | 0 | 0 | 0 | 0 | 0 | 0 | 0 | 0 | 0 | 0 | 0 | 0 | 0 | 0 | 0 | 0 | 0 | 0 | 0 | 0 | 0 | 0 | 0 | 0 | 0 | 0 | 0 | 0 | 0 | 0
F4_Commercial_College_Existing_Space Heating_Natural Gas_Unit Heater_E1 | F4 | Commercial | College | Existing | Space Heating | Natural Gas | Unit Heater | E1 | RVT BC Ratio | 1 | 1 | 1 | 1 | 1 | 0 | 0 | 0 | 0 | 0 | 0 | 0 | 0 | 0 | 0 | 0 | 0 | 0 | 0 | 0 | 0 | 0 | 0 | 0 | 0 | 0 | 0 | 0 | 0 | 0 | 0 | 0 | 0
F4_Commercial_College_Existing_Space Heating_Natural Gas_Unit Heater_E2 | F4 | Commercial | College | Existing | Space Heating | Natural Gas | Unit Heater | E2 | RVT BC Ratio | 2.096 | 2.0948 | 2.0985 | 2.0873 | 2.0793 | 1 | 1 | 1 | 1 | 1 | 1 | 1 | 1 | 1 | 1 | 1 | 1 | 1 | 1 | 1 | 1 | 1 | 1 | 1 | 1 | 1 | 1 | 1 | 1 | 1 | 1 | 1 | 1
F4_Commercial_College_Existing_Space Heating_Natural Gas_Unit Heater_E3 | F4 | Commercial | College | Existing | Space Heating | Natural Gas | Unit Heater | E3 | RVT BC Ratio | 18.6057 | 18.59 | 18.6376 | 18.4936 | 18.3913 | 1 | 1 | 1 | 1 | 1 | 1 | 1 | 1 | 1 | 1 | 1 | 1 | 1 | 1 | 1 | 1 | 1 | 1 | 1 | 1 | 1 | 1 | 1 | 1 | 1 | 1 | 1 | 1
F4_Commercial_College_Existing_Space Heating_Natural Gas_Unit Heater_E4 | F4 | Commercial | College | Existing | Space Heating | Natural Gas | Unit Heater | E4 | RVT BC Ratio | 0 | 0 | 0 | 0 | 0 | 0 | 0 | 0 | 0 | 0 | 0 | 0 | 0 | 0 | 0 | 0 | 0 | 0 | 0 | 0 | 0 | 0 | 0 | 0 | 0 | 0 | 0 | 0 | 0 | 0 | 0 | 0 | 0
F4_Commercial_College_Existing_Space Heating_Natural Gas_Unit Heater_E5 | F4 | Commercial | College | Existing | Space Heating | Natural Gas | Unit Heater | E5 | RVT BC Ratio | 0 | 0 | 0 | 0 | 0 | 0 | 0 | 0 | 0 | 0 | 0 | 0 | 0 | 0 | 0 | 0 | 0 | 0 | 0 | 0 | 0 | 0 | 0 | 0 | 0 | 0 | 0 | 0 | 0 | 0 | 0 | 0 | 0
F4_Commercial_College_Existing_Space Heating_Natural Gas_Unit Heater_E6 | F4 | Commercial | College | Existing | Space Heating | Natural Gas | Unit Heater | E6 | RVT BC Ratio | 0 | 0 | 0 | 0 | 0 | 0 | 0 | 0 | 0 | 0 | 0 | 0 | 0 | 0 | 0 | 0 | 0 | 0 | 0 | 0 | 0 | 0 | 0 | 0 | 0 | 0 | 0 | 0 | 0 | 0 | 0 | 0 | 0
F4_Commercial_College_Existing_Space Heating_Natural Gas_Unit Heater_E7 | F4 | Commercial | College | Existing | Space Heating | Natural Gas | Unit Heater | E7 | RVT BC Ratio | 0 | 0 | 0 | 0 | 0 | 0 | 0 | 0 | 0 | 0 | 0 | 0 | 0 | 0 | 0 | 0 | 0 | 0 | 0 | 0 | 0 | 0 | 0 | 0 | 0 | 0 | 0 | 0 | 0 | 0 | 0 | 0 | 0
F4_Commercial_College_Existing_Space Heating_Natural Gas_Unit Heater_E8 | F4 | Commercial | College | Existing | Space Heating | Natural Gas | Unit Heater | E8 | RVT BC Ratio | 0 | 0 | 0 | 0 | 0 | 0 | 0 | 0 | 0 | 0 | 0 | 0 | 0 | 0 | 0 | 0 | 0 | 0 | 0 | 0 | 0 | 0 | 0 | 0 | 0 | 0 | 0 | 0 | 0 | 0 | 0 | 0 | 0
F4_Commercial_College_Existing_Space Heating_Natural Gas_Unit Heater_E9 | F4 | Commercial | College | Existing | Space Heating | Natural Gas | Unit Heater | E9 | RVT BC Ratio | 0 | 0 | 0 | 0 | 0 | 0 | 0 | 0 | 0 | 0 | 0 | 0 | 0 | 0 | 0 | 0 | 0 | 0 | 0 | 0 | 0 | 0 | 0 | 0 | 0 | 0 | 0 | 0 | 0 | 0 | 0 | 0 | 0
F4_Commercial_College_Existing_Space Heating_Natural Gas_Unit Heater_E10 | F4 | Commercial | College | Existing | Space Heating | Natural Gas | Unit Heater | E10 | RVT BC Ratio | 0 | 0 | 0 | 0 | 0 | 0 | 0 | 0 | 0 | 0 | 0 | 0 | 0 | 0 | 0 | 0 | 0 | 0 | 0 | 0 | 0 | 0 | 0 | 0 | 0 | 0 | 0 | 0 | 0 | 0 | 0 | 0 | 0
F5_Commercial_College_Existing_Space Heating_Natural Gas_Unit Heater_E1 | F5 | Commercial | College | Existing | Space Heating | Natural Gas | Unit Heater | E1 | RIM BC Ratio | 1 | 1 | 1 | 1 | 1 | 0 | 0 | 0 | 0 | 0 | 0 | 0 | 0 | 0 | 0 | 0 | 0 | 0 | 0 | 0 | 0 | 0 | 0 | 0 | 0 | 0 | 0 | 0 | 0 | 0 | 0 | 0 | 0
F5_Commercial_College_Existing_Space Heating_Natural Gas_Unit Heater_E2 | F5 | Commercial | College | Existing | Space Heating | Natural Gas | Unit Heater | E2 | RIM BC Ratio | 0.5075 | 0.50732 | 0.50785 | 0.50625 | 0.5051 | 1 | 1 | 1 | 1 | 1 | 1 | 1 | 1 | 1 | 1 | 1 | 1 | 1 | 1 | 1 | 1 | 1 | 1 | 1 | 1 | 1 | 1 | 1 | 1 | 1 | 1 | 1 | 1
F5_Commercial_College_Existing_Space Heating_Natural Gas_Unit Heater_E3 | F5 | Commercial | College | Existing | Space Heating | Natural Gas | Unit Heater | E3 | RIM BC Ratio | 0.79473 | 0.7947 | 0.7948 | 0.79449 | 0.79427 | 1 | 1 | 1 | 1 | 1 | 1 | 1 | 1 | 1 | 1 | 1 | 1 | 1 | 1 | 1 | 1 | 1 | 1 | 1 | 1 | 1 | 1 | 1 | 1 | 1 | 1 | 1 | 1
F5_Commercial_College_Existing_Space Heating_Natural Gas_Unit Heater_E4 | F5 | Commercial | College | Existing | Space Heating | Natural Gas | Unit Heater | E4 | RIM BC Ratio | 0 | 0 | 0 | 0 | 0 | 0 | 0 | 0 | 0 | 0 | 0 | 0 | 0 | 0 | 0 | 0 | 0 | 0 | 0 | 0 | 0 | 0 | 0 | 0 | 0 | 0 | 0 | 0 | 0 | 0 | 0 | 0 | 0
F5_Commercial_College_Existing_Space Heating_Natural Gas_Unit Heater_E5 | F5 | Commercial | College | Existing | Space Heating | Natural Gas | Unit Heater | E5 | RIM BC Ratio | 0 | 0 | 0 | 0 | 0 | 0 | 0 | 0 | 0 | 0 | 0 | 0 | 0 | 0 | 0 | 0 | 0 | 0 | 0 | 0 | 0 | 0 | 0 | 0 | 0 | 0 | 0 | 0 | 0 | 0 | 0 | 0 | 0
F5_Commercial_College_Existing_Space Heating_Natural Gas_Unit Heater_E6 | F5 | Commercial | College | Existing | Space Heating | Natural Gas | Unit Heater | E6 | RIM BC Ratio | 0 | 0 | 0 | 0 | 0 | 0 | 0 | 0 | 0 | 0 | 0 | 0 | 0 | 0 | 0 | 0 | 0 | 0 | 0 | 0 | 0 | 0 | 0 | 0 | 0 | 0 | 0 | 0 | 0 | 0 | 0 | 0 | 0
F5_Commercial_College_Existing_Space Heating_Natural Gas_Unit Heater_E7 | F5 | Commercial | College | Existing | Space Heating | Natural Gas | Unit Heater | E7 | RIM BC Ratio | 0 | 0 | 0 | 0 | 0 | 0 | 0 | 0 | 0 | 0 | 0 | 0 | 0 | 0 | 0 | 0 | 0 | 0 | 0 | 0 | 0 | 0 | 0 | 0 | 0 | 0 | 0 | 0 | 0 | 0 | 0 | 0 | 0
F5_Commercial_College_Existing_Space Heating_Natural Gas_Unit Heater_E8 | F5 | Commercial | College | Existing | Space Heating | Natural Gas | Unit Heater | E8 | RIM BC Ratio | 0 | 0 | 0 | 0 | 0 | 0 | 0 | 0 | 0 | 0 | 0 | 0 | 0 | 0 | 0 | 0 | 0 | 0 | 0 | 0 | 0 | 0 | 0 | 0 | 0 | 0 | 0 | 0 | 0 | 0 | 0 | 0 | 0
F5_Commercial_College_Existing_Space Heating_Natural Gas_Unit Heater_E9 | F5 | Commercial | College | Existing | Space Heating | Natural Gas | Unit Heater | E9 | RIM BC Ratio | 0 | 0 | 0 | 0 | 0 | 0 | 0 | 0 | 0 | 0 | 0 | 0 | 0 | 0 | 0 | 0 | 0 | 0 | 0 | 0 | 0 | 0 | 0 | 0 | 0 | 0 | 0 | 0 | 0 | 0 | 0 | 0 | 0
F5_Commercial_College_Existing_Space Heating_Natural Gas_Unit Heater_E10 | F5 | Commercial | College | Existing | Space Heating | Natural Gas | Unit Heater | E10 | RIM BC Ratio | 0 | 0 | 0 | 0 | 0 | 0 | 0 | 0 | 0 | 0 | 0 | 0 | 0 | 0 | 0 | 0 | 0 | 0 | 0 | 0 | 0 | 0 | 0 | 0 | 0 | 0 | 0 | 0 | 0 | 0 | 0 | 0 | 0
F0_Commercial_College_Existing_Water Heating_Natural Gas_Water Heater_E0 | F0 | Commercial | College | Existing | Water Heating | Natural Gas | Water Heater | E0 | Economic Unit | Gas-Fired Absorption HPWH | Gas-Fired Absorption HPWH | Gas-Fired Absorption HPWH | Gas-Fired Absorption HPWH | Gas-Fired Absorption HPWH | Gas-Fired Absorption HPWH | Gas-Fired Absorption HPWH | Gas-Fired Absorption HPWH | Gas-Fired Absorption HPWH | Gas-Fired Absorption HPWH | Gas-Fired Absorption HPWH | Gas-Fired Absorption HPWH | Gas-Fired Absorption HPWH | Gas-Fired Absorption HPWH | Gas-Fired Absorption HPWH | Gas-Fired Absorption HPWH | Gas-Fired Absorption HPWH | Gas-Fired Absorption HPWH | Gas-Fired Absorption HPWH | Gas-Fired Absorption HPWH | Gas-Fired Absorption HPWH | Gas-Fired Absorption HPWH | Gas-Fired Absorption HPWH | Gas-Fired Absorption HPWH | Gas-Fired Absorption HPWH | Gas-Fired Absorption HPWH | Gas-Fired Absorption HPWH | Gas-Fired Absorption HPWH | Gas-Fired Absorption HPWH | Gas-Fired Absorption HPWH | Gas-Fired Absorption HPWH | Gas-Fired Absorption HPWH | Gas-Fired Absorption HPWH
F1_Commercial_College_Existing_Water Heating_Natural Gas_Water Heater_E1 | F1 | Commercial | College | Existing | Water Heating | Natural Gas | Water Heater | E1 | CCE | 0 | 0 | 0 | 0 | 0 | 0 | 0 | 0 | 0 | 0 | 0 | 0 | 0 | 0 | 0 | 0 | 0 | 0 | 0 | 0 | 0 | 0 | 0 | 0 | 0 | 0 | 0 | 0 | 0 | 0 | 0 | 0 | 0
F1_Commercial_College_Existing_Water Heating_Natural Gas_Water Heater_E2 | F1 | Commercial | College | Existing | Water Heating | Natural Gas | Water Heater | E2 | CCE | -0.0055972 | -0.005795 | -0.0052021 | -0.0052996 | -0.0052996 | -0.0052996 | -0.0052996 | -0.0052996 | -0.0052996 | -0.0052996 | -0.0052996 | -0.0052996 | -0.0052996 | -0.0052996 | -0.0052996 | -0.0052996 | -0.0052996 | -0.0052996 | -0.0052996 | -0.0052996 | -0.0052996 | -0.0052996 | -0.0052996 | -0.0052996 | -0.0052996 | -0.0052996 | -0.0052996 | -0.0052996 | -0.0052996 | -0.0052996 | -0.0052996 | -0.0052996 | -0.0052996
F1_Commercial_College_Existing_Water Heating_Natural Gas_Water Heater_E3 | F1 | Commercial | College | Existing | Water Heating | Natural Gas | Water Heater | E3 | CCE | 0.043776 | 0.045323 | 0.040685 | 0.041448 | 0.041448 | 0.041448 | 0.041448 | 0.041448 | 0.041448 | 0.041448 | 0.041448 | 0.041448 | 0.041448 | 0.041448 | 0.041448 | 0.041448 | 0.041448 | 0.041448 | 0.041448 | 0.041448 | 0.041448 | 0.041448 | 0.041448 | 0.041448 | 0.041448 | 0.041448 | 0.041448 | 0.041448 | 0.041448 | 0.041448 | 0.041448 | 0.041448 | 0.041448
F1_Commercial_College_Existing_Water Heating_Natural Gas_Water Heater_E4 | F1 | Commercial | College | Existing | Water Heating | Natural Gas | Water Heater | E4 | CCE | 0.053904 | 0.055809 | 0.050099 | 0.051038 | 0.051038 | 0.051038 | 0.051038 | 0.051038 | 0.051038 | 0.051038 | 0.051038 | 0.051038 | 0.051038 | 0.051038 | 0.051038 | 0.051038 | 0.051038 | 0.051038 | 0.051038 | 0.051038 | 0.051038 | 0.051038 | 0.051038 | 0.051038 | 0.051038 | 0.051038 | 0.051038 | 0.051038 | 0.051038 | 0.051038 | 0.051038 | 0.051038 | 0.051038
F1_Commercial_College_Existing_Water Heating_Natural Gas_Water Heater_E5 | F1 | Commercial | College | Existing | Water Heating | Natural Gas | Water Heater | E5 | CCE | 0.084684 | 0.087677 | 0.078706 | 0.080181 | 0.080181 | 0.080181 | 0.080181 | 0.080181 | 0.080181 | 0.080181 | 0.080181 | 0.080181 | 0.080181 | 0.080181 | 0.080181 | 0.080181 | 0.080181 | 0.080181 | 0.080181 | 0.080181 | 0.080181 | 0.080181 | 0.080181 | 0.080181 | 0.080181 | 0.080181 | 0.080181 | 0.080181 | 0.080181 | 0.080181 | 0.080181 | 0.080181 | 0.080181
F1_Commercial_College_Existing_Water Heating_Natural Gas_Water Heater_E6 | F1 | Commercial | College | Existing | Water Heating | Natural Gas | Water Heater | E6 | CCE | -0.18964 | -0.19634 | -0.17625 | -0.17956 | -0.17956 | -0.17956 | -0.17956 | -0.17956 | -0.17956 | -0.17956 | -0.17956 | -0.17956 | -0.17956 | -0.17956 | -0.17956 | -0.17956 | -0.17956 | -0.17956 | -0.17956 | -0.17956 | -0.17956 | -0.17956 | -0.17956 | -0.17956 | -0.17956 | -0.17956 | -0.17956 | -0.17956 | -0.17956 | -0.17956 | -0.17956 | -0.17956 | -0.17956
F1_Commercial_College_Existing_Water Heating_Natural Gas_Water Heater_E7 | F1 | Commercial | College | Existing | Water Heating | Natural Gas | Water Heater | E7 | CCE | -0.14183 | -0.14684 | -0.13181 | -0.13428 | -0.13428 | -0.13428 | -0.13428 | -0.13428 | -0.13428 | -0.13428 | -0.13428 | -0.13428 | -0.13428 | -0.13428 | -0.13428 | -0.13428 | -0.13428 | -0.13428 | -0.13428 | -0.13428 | -0.13428 | -0.13428 | -0.13428 | -0.13428 | -0.13428 | -0.13428 | -0.13428 | -0.13428 | -0.13428 | -0.13428 | -0.13428 | -0.13428 | -0.13428
F1_Commercial_College_Existing_Water Heating_Natural Gas_Water Heater_E8 | F1 | Commercial | College | Existing | Water Heating | Natural Gas | Water Heater | E8 | CCE | 0 | 0 | 0 | 0 | 0 | 0 | 0 | 0 | 0 | 0 | 0 | 0 | 0 | 0 | 0 | 0 | 0 | 0 | 0 | 0 | 0 | 0 | 0 | 0 | 0 | 0 | 0 | 0 | 0 | 0 | 0 | 0 | 0
F1_Commercial_College_Existing_Water Heating_Natural Gas_Water Heater_E9 | F1 | Commercial | College | Existing | Water Heating | Natural Gas | Water Heater | E9 | CCE | 0 | 0 | 0 | 0 | 0 | 0 | 0 | 0 | 0 | 0 | 0 | 0 | 0 | 0 | 0 | 0 | 0 | 0 | 0 | 0 | 0 | 0 | 0 | 0 | 0 | 0 | 0 | 0 | 0 | 0 | 0 | 0 | 0
F1_Commercial_College_Existing_Water Heating_Natural Gas_Water Heater_E10 | F1 | Commercial | College | Existing | Water Heating | Natural Gas | Water Heater | E10 | CCE | 0 | 0 | 0 | 0 | 0 | 0 | 0 | 0 | 0 | 0 | 0 | 0 | 0 | 0 | 0 | 0 | 0 | 0 | 0 | 0 | 0 | 0 | 0 | 0 | 0 | 0 | 0 | 0 | 0 | 0 | 0 | 0 | 0
F2_Commercial_College_Existing_Water Heating_Natural Gas_Water Heater_E1 | F2 | Commercial | College | Existing | Water Heating | Natural Gas | Water Heater | E1 | TRC BC Ratio | bar: 2019 to 2051
F2_Commercial_College_Existing_Water Heating_Natural Gas_Water Heater_E2 | F2 | Commercial | College | Existing | Water Heating | Natural Gas | Water Heater | E2 | TRC BC Ratio | bar: 2019 to 2051
F2_Commercial_College_Existing_Water Heating_Natural Gas_Water Heater_E3 | F2 | Commercial | College | Existing | Water Heating | Natural Gas | Water Heater | E3 | TRC BC Ratio | 29.5392 | 29.4949 | 29.6042 | 29.3547 | 29.1964 | 29.3181 | 29.6862 | 29.9773 | 30.3385 | 30.6796 | 31.021 | 31.3343 | 31.6713 | 32.0229 | 32.3595 | 32.7024 | 33.0505 | 33.43 | 33.8244 | 34.2411 | 34.6522 | 35.0806 | 35.4784 | 35.8891 | 36.2528 | 36.5689 | 36.8557 | 37.1044 | 37.2985 | 37.4587 | 37.5481 | 37.6079 | 37.6079
F2_Commercial_College_Existing_Water Heating_Natural Gas_Water Heater_E4 | F2 | Commercial | College | Existing | Water Heating | Natural Gas | Water Heater | E4 | TRC BC Ratio | 23.9887 | 23.9528 | 24.0415 | 23.8389 | 23.7104 | 23.8092 | 24.1081 | 24.3445 | 24.6378 | 24.9149 | 25.1921 | 25.4465 | 25.7202 | 26.0058 | 26.2791 | 26.5575 | 26.8402 | 27.1485 | 27.4687 | 27.8071 | 28.141 | 28.4889 | 28.812 | 29.1455 | 29.4408 | 29.6976 | 29.9304 | 30.1324 | 30.2901 | 30.4201 | 30.4927 | 30.5413 | 30.5413
F2_Commercial_College_Existing_Water Heating_Natural Gas_Water Heater_E5 | F2 | Commercial | College | Existing | Water Heating | Natural Gas | Water Heater | E5 | TRC BC Ratio | 15.2696 | 15.2467 | 15.3032 | 15.1742 | 15.0924 | 15.1553 | 15.3456 | 15.4961 | 15.6828 | 15.8591 | 16.0356 | 16.1975 | 16.3717 | 16.5535 | 16.7275 | 16.9047 | 17.0847 | 17.2809 | 17.4847 | 17.7001 | 17.9126 | 18.1341 | 18.3397 | 18.552 | 18.74 | 18.9034 | 19.0517 | 19.1802 | 19.2806 | 19.3634 | 19.4096 | 19.4405 | 19.4405
F2_Commercial_College_Existing_Water Heating_Natural Gas_Water Heater_E6 | F2 | Commercial | College | Existing | Water Heating | Natural Gas | Water Heater | E6 | TRC BC Ratio | bar: 2019 to 2051
F2_Commercial_College_Existing_Water Heating_Natural Gas_Water Heater_E7 | F2 | Commercial | College | Existing | Water Heating | Natural Gas | Water Heater | E7 | TRC BC Ratio | bar: 2019 to 2051
F2_Commercial_College_Existing_Water Heating_Natural Gas_Water Heater_E8 | F2 | Commercial | College | Existing | Water Heating | Natural Gas | Water Heater | E8 | TRC BC Ratio | 0 | 0 | 0 | 0 | 0 | 0 | 0 | 0 | 0 | 0 | 0 | 0 | 0 | 0 | 0 | 0 | 0 | 0 | 0 | 0 | 0 | 0 | 0 | 0 | 0 | 0 | 0 | 0 | 0 | 0 | 0 | 0 | 0
F2_Commercial_College_Existing_Water Heating_Natural Gas_Water Heater_E9 | F2 | Commercial | College | Existing | Water Heating | Natural Gas | Water Heater | E9 | TRC BC Ratio | 0 | 0 | 0 | 0 | 0 | 0 | 0 | 0 | 0 | 0 | 0 | 0 | 0 | 0 | 0 | 0 | 0 | 0 | 0 | 0 | 0 | 0 | 0 | 0 | 0 | 0 | 0 | 0 | 0 | 0 | 0 | 0 | 0
F2_Commercial_College_Existing_Water Heating_Natural Gas_Water Heater_E10 | F2 | Commercial | College | Existing | Water Heating | Natural Gas | Water Heater | E10 | TRC BC Ratio | 0 | 0 | 0 | 0 | 0 | 0 | 0 | 0 | 0 | 0 | 0 | 0 | 0 | 0 | 0 | 0 | 0 | 0 | 0 | 0 | 0 | 0 | 0 | 0 | 0 | 0 | 0 | 0 | 0 | 0 | 0 | 0 | 0
F3_Commercial_College_Existing_Water Heating_Natural Gas_Water Heater_E1 | F3 | Commercial | College | Existing | Water Heating | Natural Gas | Water Heater | E1 | PACT BC Ratio | bar: 2019 to 2051
F3_Commercial_College_Existing_Water Heating_Natural Gas_Water Heater_E2 | F3 | Commercial | College | Existing | Water Heating | Natural Gas | Water Heater | E2 | PACT BC Ratio | bar: 2019 to 2051
F3_Commercial_College_Existing_Water Heating_Natural Gas_Water Heater_E3 | F3 | Commercial | College | Existing | Water Heating | Natural Gas | Water Heater | E3 | PACT BC Ratio | 39.3856 | 39.3266 | 39.4722 | 39.1396 | 38.9286 | 39.0908 | 39.5815 | 39.9697 | 40.4513 | 40.9062 | 41.3613 | 41.779 | 42.2284 | 42.6972 | 43.146 | 43.6032 | 44.0673 | 44.5734 | 45.0992 | 45.6548 | 46.2029 | 46.7741 | 47.3046 | 47.8521 | 48.337 | 48.7586 | 49.1409 | 49.4725 | 49.7314 | 49.9449 | 50.0641 | 50.1439 | 50.1439
F3_Commercial_College_Existing_Water Heating_Natural Gas_Water Heater_E4 | F3 | Commercial | College | Existing | Water Heating | Natural Gas | Water Heater | E4 | PACT BC Ratio | 31.985 | 31.937 | 32.0553 | 31.7852 | 31.6138 | 31.7456 | 32.1441 | 32.4593 | 32.8505 | 33.2198 | 33.5894 | 33.9287 | 34.2936 | 34.6743 | 35.0388 | 35.4101 | 35.787 | 36.198 | 36.625 | 37.0762 | 37.5213 | 37.9852 | 38.416 | 38.8606 | 39.2544 | 39.5967 | 39.9072 | 40.1766 | 40.3868 | 40.5602 | 40.657 | 40.7218 | 40.7218
F3_Commercial_College_Existing_Water Heating_Natural Gas_Water Heater_E5 | F3 | Commercial | College | Existing | Water Heating | Natural Gas | Water Heater | E5 | PACT BC Ratio | 20.3594 | 20.3289 | 20.4042 | 20.2323 | 20.1232 | 20.2071 | 20.4607 | 20.6614 | 20.9104 | 21.1455 | 21.3807 | 21.5967 | 21.829 | 22.0713 | 22.3033 | 22.5396 | 22.7795 | 23.0412 | 23.3129 | 23.6002 | 23.8835 | 24.1788 | 24.453 | 24.736 | 24.9867 | 25.2046 | 25.4022 | 25.5737 | 25.7075 | 25.8178 | 25.8794 | 25.9207 | 25.9207
F3_Commercial_College_Existing_Water Heating_Natural Gas_Water Heater_E6 | F3 | Commercial | College | Existing | Water Heating | Natural Gas | Water Heater | E6 | PACT BC Ratio | bar: 2019 to 2051
F3_Commercial_College_Existing_Water Heating_Natural Gas_Water Heater_E7 | F3 | Commercial | College | Existing | Water Heating | Natural Gas | Water Heater | E7 | PACT BC Ratio | bar: 2019 to 2051
F3_Commercial_College_Existing_Water Heating_Natural Gas_Water Heater_E8 | F3 | Commercial | College | Existing | Water Heating | Natural Gas | Water Heater | E8 | PACT BC Ratio | 0 | 0 | 0 | 0 | 0 | 0 | 0 | 0 | 0 | 0 | 0 | 0 | 0 | 0 | 0 | 0 | 0 | 0 | 0 | 0 | 0 | 0 | 0 | 0 | 0 | 0 | 0 | 0 | 0 | 0 | 0 | 0 | 0
F3_Commercial_College_Existing_Water Heating_Natural Gas_Water Heater_E9 | F3 | Commercial | College | Existing | Water Heating | Natural Gas | Water Heater | E9 | PACT BC Ratio | 0 | 0 | 0 | 0 | 0 | 0 | 0 | 0 | 0 | 0 | 0 | 0 | 0 | 0 | 0 | 0 | 0 | 0 | 0 | 0 | 0 | 0 | 0 | 0 | 0 | 0 | 0 | 0 | 0 | 0 | 0 | 0 | 0
F3_Commercial_College_Existing_Water Heating_Natural Gas_Water Heater_E10 | F3 | Commercial | College | Existing | Water Heating | Natural Gas | Water Heater | E10 | PACT BC Ratio | 0 | 0 | 0 | 0 | 0 | 0 | 0 | 0 | 0 | 0 | 0 | 0 | 0 | 0 | 0 | 0 | 0 | 0 | 0 | 0 | 0 | 0 | 0 | 0 | 0 | 0 | 0 | 0 | 0 | 0 | 0 | 0 | 0
F4_Commercial_College_Existing_Water Heating_Natural Gas_Water Heater_E1 | F4 | Commercial | College | Existing | Water Heating | Natural Gas | Water Heater | E1 | RVT BC Ratio | bar: 2019 to 2051
F4_Commercial_College_Existing_Water Heating_Natural Gas_Water Heater_E2 | F4 | Commercial | College | Existing | Water Heating | Natural Gas | Water Heater | E2 | RVT BC Ratio | bar: 2019 to 2051
F4_Commercial_College_Existing_Water Heating_Natural Gas_Water Heater_E3 | F4 | Commercial | College | Existing | Water Heating | Natural Gas | Water Heater | E3 | RVT BC Ratio | 43.1678 | 43.1042 | 43.2613 | 42.9026 | 42.6751 | 42.85 | 43.3791 | 43.7977 | 44.317 | 44.8074 | 45.2982 | 45.7486 | 46.2331 | 46.7386 | 47.2226 | 47.7155 | 48.2159 | 48.7616 | 49.3286 | 49.9277 | 50.5187 | 51.1346 | 51.7066 | 52.2969 | 52.8198 | 53.2743 | 53.6866 | 54.0442 | 54.3233 | 54.5535 | 54.682 | 54.7681 | 54.7681
F4_Commercial_College_Existing_Water Heating_Natural Gas_Water Heater_E4 | F4 | Commercial | College | Existing | Water Heating | Natural Gas | Water Heater | E4 | RVT BC Ratio | 35.1881 | 35.1364 | 35.2639 | 34.9727 | 34.7879 | 34.9299 | 35.3597 | 35.6996 | 36.1213 | 36.5196 | 36.9181 | 37.2839 | 37.6774 | 38.0879 | 38.4809 | 38.8812 | 39.2876 | 39.7308 | 40.1912 | 40.6777 | 41.1577 | 41.6579 | 42.1223 | 42.6018 | 43.0264 | 43.3955 | 43.7303 | 44.0207 | 44.2474 | 44.4344 | 44.5387 | 44.6086 | 44.6086
F4_Commercial_College_Existing_Water Heating_Natural Gas_Water Heater_E5 | F4 | Commercial | College | Existing | Water Heating | Natural Gas | Water Heater | E5 | RVT BC Ratio | 22.6527 | 22.6198 | 22.701 | 22.5156 | 22.398 | 22.4884 | 22.762 | 22.9783 | 23.2468 | 23.5003 | 23.754 | 23.9868 | 24.2373 | 24.4986 | 24.7487 | 25.0035 | 25.2622 | 25.5443 | 25.8374 | 26.1471 | 26.4526 | 26.771 | 27.0666 | 27.3718 | 27.6421 | 27.8771 | 28.0902 | 28.275 | 28.4193 | 28.5383 | 28.6047 | 28.6492 | 28.6492
F4_Commercial_College_Existing_Water Heating_Natural Gas_Water Heater_E6 | F4 | Commercial | College | Existing | Water Heating | Natural Gas | Water Heater | E6 | RVT BC Ratio | bar: 2019 to 2051
F4_Commercial_College_Existing_Water Heating_Natural Gas_Water Heater_E7 | F4 | Commercial | College | Existing | Water Heating | Natural Gas | Water Heater | E7 | RVT BC Ratio | bar: 2019 to 2051
F4_Commercial_College_Existing_Water Heating_Natural Gas_Water Heater_E8 | F4 | Commercial | College | Existing | Water Heating | Natural Gas | Water Heater | E8 | RVT BC Ratio | 0 | 0 | 0 | 0 | 0 | 0 | 0 | 0 | 0 | 0 | 0 | 0 | 0 | 0 | 0 | 0 | 0 | 0 | 0 | 0 | 0 | 0 | 0 | 0 | 0 | 0 | 0 | 0 | 0 | 0 | 0 | 0 | 0
F4_Commercial_College_Existing_Water Heating_Natural Gas_Water Heater_E9 | F4 | Commercial | College | Existing | Water Heating | Natural Gas | Water Heater | E9 | RVT BC Ratio | 0 | 0 | 0 | 0 | 0 | 0 | 0 | 0 | 0 | 0 | 0 | 0 | 0 | 0 | 0 | 0 | 0 | 0 | 0 | 0 | 0 | 0 | 0 | 0 | 0 | 0 | 0 | 0 | 0 | 0 | 0 | 0 | 0
F4_Commercial_College_Existing_Water Heating_Natural Gas_Water Heater_E10 | F4 | Commercial | College | Existing | Water Heating | Natural Gas | Water Heater | E10 | RVT BC Ratio | 0 | 0 | 0 | 0 | 0 | 0 | 0 | 0 | 0 | 0 | 0 | 0 | 0 | 0 | 0 | 0 | 0 | 0 | 0 | 0 | 0 | 0 | 0 | 0 | 0 | 0 | 0 | 0 | 0 | 0 | 0 | 0 | 0
F5_Commercial_College_Existing_Water Heating_Natural Gas_Water Heater_E1 | F5 | Commercial | College | Existing | Water Heating | Natural Gas | Water Heater | E1 | RIM BC Ratio | bar: 2019 to 2051
F5_Commercial_College_Existing_Water Heating_Natural Gas_Water Heater_E2 | F5 | Commercial | College | Existing | Water Heating | Natural Gas | Water Heater | E2 | RIM BC Ratio | bar: 2019 to 2051
F5_Commercial_College_Existing_Water Heating_Natural Gas_Water Heater_E3 | F5 | Commercial | College | Existing | Water Heating | Natural Gas | Water Heater | E3 | RIM BC Ratio | 0.81736 | 0.81733 | 0.81739 | 0.81725 | 0.81716 | 0.81723 | 0.81744 | 0.81761 | 0.8178 | 0.81799 | 0.81817 | 0.81833 | 0.8185 | 0.81868 | 0.81884 | 0.819 | 0.81916 | 0.81934 | 0.81951 | 0.81969 | 0.81987 | 0.82005 | 0.82021 | 0.82037 | 0.82051 | 0.82063 | 0.82074 | 0.82083 | 0.8209 | 0.82096 | 0.82099 | 0.82101 | 0.82101
F5_Commercial_College_Existing_Water Heating_Natural Gas_Water Heater_E4 | F5 | Commercial | College | Existing | Water Heating | Natural Gas | Water Heater | E4 | RIM BC Ratio | 0.81345 | 0.81342 | 0.8135 | 0.81332 | 0.81321 | 0.8133 | 0.81355 | 0.81375 | 0.814 | 0.81422 | 0.81444 | 0.81464 | 0.81485 | 0.81506 | 0.81526 | 0.81546 | 0.81566 | 0.81587 | 0.81608 | 0.8163 | 0.81652 | 0.81673 | 0.81693 | 0.81713 | 0.8173 | 0.81745 | 0.81758 | 0.81769 | 0.81778 | 0.81785 | 0.81789 | 0.81791 | 0.81791
F5_Commercial_College_Existing_Water Heating_Natural Gas_Water Heater_E5 | F5 | Commercial | College | Existing | Water Heating | Natural Gas | Water Heater | E5 | RIM BC Ratio | 0.80181 | 0.80176 | 0.80188 | 0.80161 | 0.80144 | 0.80157 | 0.80196 | 0.80227 | 0.80264 | 0.80298 | 0.80332 | 0.80362 | 0.80394 | 0.80426 | 0.80457 | 0.80487 | 0.80518 | 0.8055 | 0.80583 | 0.80617 | 0.80649 | 0.80683 | 0.80713 | 0.80743 | 0.8077 | 0.80792 | 0.80813 | 0.8083 | 0.80843 | 0.80854 | 0.8086 | 0.80864 | 0.80864
F5_Commercial_College_Existing_Water Heating_Natural Gas_Water Heater_E6 | F5 | Commercial | College | Existing | Water Heating | Natural Gas | Water Heater | E6 | RIM BC Ratio | bar: 2019 to 2051
F5_Commercial_College_Existing_Water Heating_Natural Gas_Water Heater_E7 | F5 | Commercial | College | Existing | Water Heating | Natural Gas | Water Heater | E7 | RIM BC Ratio | bar: 2019 to 2051
F5_Commercial_College_Existing_Water Heating_Natural Gas_Water Heater_E8 | F5 | Commercial | College | Existing | Water Heating | Natural Gas | Water Heater | E8 | RIM BC Ratio | 0 | 0 | 0 | 0 | 0 | 0 | 0 | 0 | 0 | 0 | 0 | 0 | 0 | 0 | 0 | 0 | 0 | 0 | 0 | 0 | 0 | 0 | 0 | 0 | 0 | 0 | 0 | 0 | 0 | 0 | 0 | 0 | 0
F5_Commercial_College_Existing_Water Heating_Natural Gas_Water Heater_E9 | F5 | Commercial | College | Existing | Water Heating | Natural Gas | Water Heater | E9 | RIM BC Ratio | 0 | 0 | 0 | 0 | 0 | 0 | 0 | 0 | 0 | 0 | 0 | 0 | 0 | 0 | 0 | 0 | 0 | 0 | 0 | 0 | 0 | 0 | 0 | 0 | 0 | 0 | 0 | 0 | 0 | 0 | 0 | 0 | 0
F5_Commercial_College_Existing_Water Heating_Natural Gas_Water Heater_E10 | F5 | Commercial | College | Existing | Water Heating | Natural Gas | Water Heater | E10 | RIM BC Ratio | 0 | 0 | 0 | 0 | 0 | 0 | 0 | 0 | 0 | 0 | 0 | 0 | 0 | 0 | 0 | 0 | 0 | 0 | 0 | 0 | 0 | 0 | 0 | 0 | 0 | 0 | 0 | 0 | 0 | 0 | 0 | 0 | 0
F0_Commercial_College_Existing_Food Preparation_Natural Gas_Oven_E0 | F0 | Commercial | College | Existing | Food Preparation | Natural Gas | Oven | E0 | Economic Unit | ENERGY STAR (3.0) | ENERGY STAR (3.0) | ENERGY STAR (3.0) | ENERGY STAR (3.0) | ENERGY STAR (3.0) | ENERGY STAR (3.0) | ENERGY STAR (3.0) | ENERGY STAR (3.0) | ENERGY STAR (3.0) | ENERGY STAR (3.0) | ENERGY STAR (3.0) | ENERGY STAR (3.0) | ENERGY STAR (3.0) | ENERGY STAR (3.0) | ENERGY STAR (3.0) | ENERGY STAR (3.0) | ENERGY STAR (3.0) | ENERGY STAR (3.0) | ENERGY STAR (3.0) | ENERGY STAR (3.0) | ENERGY STAR (3.0) | ENERGY STAR (3.0) | ENERGY STAR (3.0) | ENERGY STAR (3.0) | ENERGY STAR (3.0) | ENERGY STAR (3.0) | ENERGY STAR (3.0) | ENERGY STAR (3.0) | ENERGY STAR (3.0) | ENERGY STAR (3.0) | ENERGY STAR (3.0) | ENERGY STAR (3.0) | ENERGY STAR (3.0)
F1_Commercial_College_Existing_Food Preparation_Natural Gas_Oven_E1 | F1 | Commercial | College | Existing | Food Preparation | Natural Gas | Oven | E1 | CCE | 0 | 0 | 0 | 0 | 0 | 0 | 0 | 0 | 0 | 0 | 0 | 0 | 0 | 0 | 0 | 0 | 0 | 0 | 0 | 0 | 0 | 0 | 0 | 0 | 0 | 0 | 0 | 0 | 0 | 0 | 0 | 0 | 0
F1_Commercial_College_Existing_Food Preparation_Natural Gas_Oven_E2 | F1 | Commercial | College | Existing | Food Preparation | Natural Gas | Oven | E2 | CCE | 0.32507 | 0.33656 | 0.30212 | 0.30779 | 0.30779 | 0.30779 | 0.30779 | 0.30779 | 0.30779 | 0.30779 | 0.30779 | 0.30779 | 0.30779 | 0.30779 | 0.30779 | 0.30779 | 0.30779 | 0.30779 | 0.30779 | 0.30779 | 0.30779 | 0.30779 | 0.30779 | 0.30779 | 0.30779 | 0.30779 | 0.30779 | 0.30779 | 0.30779 | 0.30779 | 0.30779 | 0.30779 | 0.30779
F1_Commercial_College_Existing_Food Preparation_Natural Gas_Oven_E3 | F1 | Commercial | College | Existing | Food Preparation | Natural Gas | Oven | E3 | CCE | 0 | 0 | 0 | 0 | 0 | 0 | 0 | 0 | 0 | 0 | 0 | 0 | 0 | 0 | 0 | 0 | 0 | 0 | 0 | 0 | 0 | 0 | 0 | 0 | 0 | 0 | 0 | 0 | 0 | 0 | 0 | 0 | 0
F1_Commercial_College_Existing_Food Preparation_Natural Gas_Oven_E4 | F1 | Commercial | College | Existing | Food Preparation | Natural Gas | Oven | E4 | CCE | 0 | 0 | 0 | 0 | 0 | 0 | 0 | 0 | 0 | 0 | 0 | 0 | 0 | 0 | 0 | 0 | 0 | 0 | 0 | 0 | 0 | 0 | 0 | 0 | 0 | 0 | 0 | 0 | 0 | 0 | 0 | 0 | 0
F1_Commercial_College_Existing_Food Preparation_Natural Gas_Oven_E5 | F1 | Commercial | College | Existing | Food Preparation | Natural Gas | Oven | E5 | CCE | 0 | 0 | 0 | 0 | 0 | 0 | 0 | 0 | 0 | 0 | 0 | 0 | 0 | 0 | 0 | 0 | 0 | 0 | 0 | 0 | 0 | 0 | 0 | 0 | 0 | 0 | 0 | 0 | 0 | 0 | 0 | 0 | 0
F1_Commercial_College_Existing_Food Preparation_Natural Gas_Oven_E6 | F1 | Commercial | College | Existing | Food Preparation | Natural Gas | Oven | E6 | CCE | 0 | 0 | 0 | 0 | 0 | 0 | 0 | 0 | 0 | 0 | 0 | 0 | 0 | 0 | 0 | 0 | 0 | 0 | 0 | 0 | 0 | 0 | 0 | 0 | 0 | 0 | 0 | 0 | 0 | 0 | 0 | 0 | 0
F1_Commercial_College_Existing_Food Preparation_Natural Gas_Oven_E7 | F1 | Commercial | College | Existing | Food Preparation | Natural Gas | Oven | E7 | CCE | 0 | 0 | 0 | 0 | 0 | 0 | 0 | 0 | 0 | 0 | 0 | 0 | 0 | 0 | 0 | 0 | 0 | 0 | 0 | 0 | 0 | 0 | 0 | 0 | 0 | 0 | 0 | 0 | 0 | 0 | 0 | 0 | 0
F1_Commercial_College_Existing_Food Preparation_Natural Gas_Oven_E8 | F1 | Commercial | College | Existing | Food Preparation | Natural Gas | Oven | E8 | CCE | 0 | 0 | 0 | 0 | 0 | 0 | 0 | 0 | 0 | 0 | 0 | 0 | 0 | 0 | 0 | 0 | 0 | 0 | 0 | 0 | 0 | 0 | 0 | 0 | 0 | 0 | 0 | 0 | 0 | 0 | 0 | 0 | 0
F1_Commercial_College_Existing_Food Preparation_Natural Gas_Oven_E9 | F1 | Commercial | College | Existing | Food Preparation | Natural Gas | Oven | E9 | CCE | 0 | 0 | 0 | 0 | 0 | 0 | 0 | 0 | 0 | 0 | 0 | 0 | 0 | 0 | 0 | 0 | 0 | 0 | 0 | 0 | 0 | 0 | 0 | 0 | 0 | 0 | 0 | 0 | 0 | 0 | 0 | 0 | 0
F1_Commercial_College_Existing_Food Preparation_Natural Gas_Oven_E10 | F1 | Commercial | College | Existing | Food Preparation | Natural Gas | Oven | E10 | CCE | 0 | 0 | 0 | 0 | 0 | 0 | 0 | 0 | 0 | 0 | 0 | 0 | 0 | 0 | 0 | 0 | 0 | 0 | 0 | 0 | 0 | 0 | 0 | 0 | 0 | 0 | 0 | 0 | 0 | 0 | 0 | 0 | 0
F2_Commercial_College_Existing_Food Preparation_Natural Gas_Oven_E1 | F2 | Commercial | College | Existing | Food Preparation | Natural Gas | Oven | E1 | TRC BC Ratio | bar: 2019 to 2051
F2_Commercial_College_Existing_Food Preparation_Natural Gas_Oven_E2 | F2 | Commercial | College | Existing | Food Preparation | Natural Gas | Oven | E2 | TRC BC Ratio | 5.0529 | 5.0541 | 5.0794 | 5.0454 | 5.0252 | 5.0427 | 5.0918 | 5.1313 | 5.1797 | 5.226 | 5.2722 | 5.3151 | 5.3612 | 5.4091 | 5.4549 | 5.5017 | 5.5491 | 5.6007 | 5.6542 | 5.7105 | 5.7652 | 5.8217 | 5.8734 | 5.9266 | 5.9735 | 6.014 | 6.0509 | 6.0828 | 6.1077 | 6.1281 | 6.1393 | 6.1467 | 6.1467
F2_Commercial_College_Existing_Food Preparation_Natural Gas_Oven_E3 | F2 | Commercial | College | Existing | Food Preparation | Natural Gas | Oven | E3 | TRC BC Ratio | 0 | 0 | 0 | 0 | 0 | 0 | 0 | 0 | 0 | 0 | 0 | 0 | 0 | 0 | 0 | 0 | 0 | 0 | 0 | 0 | 0 | 0 | 0 | 0 | 0 | 0 | 0 | 0 | 0 | 0 | 0 | 0 | 0
F2_Commercial_College_Existing_Food Preparation_Natural Gas_Oven_E4 | F2 | Commercial | College | Existing | Food Preparation | Natural Gas | Oven | E4 | TRC BC Ratio | 0 | 0 | 0 | 0 | 0 | 0 | 0 | 0 | 0 | 0 | 0 | 0 | 0 | 0 | 0 | 0 | 0 | 0 | 0 | 0 | 0 | 0 | 0 | 0 | 0 | 0 | 0 | 0 | 0 | 0 | 0 | 0 | 0
F2_Commercial_College_Existing_Food Preparation_Natural Gas_Oven_E5 | F2 | Commercial | College | Existing | Food Preparation | Natural Gas | Oven | E5 | TRC BC Ratio | 0 | 0 | 0 | 0 | 0 | 0 | 0 | 0 | 0 | 0 | 0 | 0 | 0 | 0 | 0 | 0 | 0 | 0 | 0 | 0 | 0 | 0 | 0 | 0 | 0 | 0 | 0 | 0 | 0 | 0 | 0 | 0 | 0
F2_Commercial_College_Existing_Food Preparation_Natural Gas_Oven_E6 | F2 | Commercial | College | Existing | Food Preparation | Natural Gas | Oven | E6 | TRC BC Ratio | 0 | 0 | 0 | 0 | 0 | 0 | 0 | 0 | 0 | 0 | 0 | 0 | 0 | 0 | 0 | 0 | 0 | 0 | 0 | 0 | 0 | 0 | 0 | 0 | 0 | 0 | 0 | 0 | 0 | 0 | 0 | 0 | 0
F2_Commercial_College_Existing_Food Preparation_Natural Gas_Oven_E7 | F2 | Commercial | College | Existing | Food Preparation | Natural Gas | Oven | E7 | TRC BC Ratio | 0 | 0 | 0 | 0 | 0 | 0 | 0 | 0 | 0 | 0 | 0 | 0 | 0 | 0 | 0 | 0 | 0 | 0 | 0 | 0 | 0 | 0 | 0 | 0 | 0 | 0 | 0 | 0 | 0 | 0 | 0 | 0 | 0
F2_Commercial_College_Existing_Food Preparation_Natural Gas_Oven_E8 | F2 | Commercial | College | Existing | Food Preparation | Natural Gas | Oven | E8 | TRC BC Ratio | 0 | 0 | 0 | 0 | 0 | 0 | 0 | 0 | 0 | 0 | 0 | 0 | 0 | 0 | 0 | 0 | 0 | 0 | 0 | 0 | 0 | 0 | 0 | 0 | 0 | 0 | 0 | 0 | 0 | 0 | 0 | 0 | 0
F2_Commercial_College_Existing_Food Preparation_Natural Gas_Oven_E9 | F2 | Commercial | College | Existing | Food Preparation | Natural Gas | Oven | E9 | TRC BC Ratio | 0 | 0 | 0 | 0 | 0 | 0 | 0 | 0 | 0 | 0 | 0 | 0 | 0 | 0 | 0 | 0 | 0 | 0 | 0 | 0 | 0 | 0 | 0 | 0 | 0 | 0 | 0 | 0 | 0 | 0 | 0 | 0 | 0
F2_Commercial_College_Existing_Food Preparation_Natural Gas_Oven_E10 | F2 | Commercial | College | Existing | Food Preparation | Natural Gas | Oven | E10 | TRC BC Ratio | 0 | 0 | 0 | 0 | 0 | 0 | 0 | 0 | 0 | 0 | 0 | 0 | 0 | 0 | 0 | 0 | 0 | 0 | 0 | 0 | 0 | 0 | 0 | 0 | 0 | 0 | 0 | 0 | 0 | 0 | 0 | 0 | 0
F3_Commercial_College_Existing_Food Preparation_Natural Gas_Oven_E1 | F3 | Commercial | College | Existing | Food Preparation | Natural Gas | Oven | E1 | PACT BC Ratio | bar: 2019 to 2051
F3_Commercial_College_Existing_Food Preparation_Natural Gas_Oven_E2 | F3 | Commercial | College | Existing | Food Preparation | Natural Gas | Oven | E2 | PACT BC Ratio | 6.7372 | 6.7388 | 6.7725 | 6.7272 | 6.7003 | 6.7236 | 6.7891 | 6.8417 | 6.9062 | 6.968 | 7.0296 | 7.0868 | 7.1482 | 7.2121 | 7.2732 | 7.3356 | 7.3988 | 7.4676 | 7.5389 | 7.614 | 7.6869 | 7.7623 | 7.8312 | 7.9021 | 7.9647 | 8.0187 | 8.0679 | 8.1103 | 8.1436 | 8.1708 | 8.1857 | 8.1956 | 8.1956
F3_Commercial_College_Existing_Food Preparation_Natural Gas_Oven_E3 | F3 | Commercial | College | Existing | Food Preparation | Natural Gas | Oven | E3 | PACT BC Ratio | 0 | 0 | 0 | 0 | 0 | 0 | 0 | 0 | 0 | 0 | 0 | 0 | 0 | 0 | 0 | 0 | 0 | 0 | 0 | 0 | 0 | 0 | 0 | 0 | 0 | 0 | 0 | 0 | 0 | 0 | 0 | 0 | 0
F3_Commercial_College_Existing_Food Preparation_Natural Gas_Oven_E4 | F3 | Commercial | College | Existing | Food Preparation | Natural Gas | Oven | E4 | PACT BC Ratio | 0 | 0 | 0 | 0 | 0 | 0 | 0 | 0 | 0 | 0 | 0 | 0 | 0 | 0 | 0 | 0 | 0 | 0 | 0 | 0 | 0 | 0 | 0 | 0 | 0 | 0 | 0 | 0 | 0 | 0 | 0 | 0 | 0
F3_Commercial_College_Existing_Food Preparation_Natural Gas_Oven_E5 | F3 | Commercial | College | Existing | Food Preparation | Natural Gas | Oven | E5 | PACT BC Ratio | 0 | 0 | 0 | 0 | 0 | 0 | 0 | 0 | 0 | 0 | 0 | 0 | 0 | 0 | 0 | 0 | 0 | 0 | 0 | 0 | 0 | 0 | 0 | 0 | 0 | 0 | 0 | 0 | 0 | 0 | 0 | 0 | 0
F3_Commercial_College_Existing_Food Preparation_Natural Gas_Oven_E6 | F3 | Commercial | College | Existing | Food Preparation | Natural Gas | Oven | E6 | PACT BC Ratio | 0 | 0 | 0 | 0 | 0 | 0 | 0 | 0 | 0 | 0 | 0 | 0 | 0 | 0 | 0 | 0 | 0 | 0 | 0 | 0 | 0 | 0 | 0 | 0 | 0 | 0 | 0 | 0 | 0 | 0 | 0 | 0 | 0
F3_Commercial_College_Existing_Food Preparation_Natural Gas_Oven_E7 | F3 | Commercial | College | Existing | Food Preparation | Natural Gas | Oven | E7 | PACT BC Ratio | 0 | 0 | 0 | 0 | 0 | 0 | 0 | 0 | 0 | 0 | 0 | 0 | 0 | 0 | 0 | 0 | 0 | 0 | 0 | 0 | 0 | 0 | 0 | 0 | 0 | 0 | 0 | 0 | 0 | 0 | 0 | 0 | 0
F3_Commercial_College_Existing_Food Preparation_Natural Gas_Oven_E8 | F3 | Commercial | College | Existing | Food Preparation | Natural Gas | Oven | E8 | PACT BC Ratio | 0 | 0 | 0 | 0 | 0 | 0 | 0 | 0 | 0 | 0 | 0 | 0 | 0 | 0 | 0 | 0 | 0 | 0 | 0 | 0 | 0 | 0 | 0 | 0 | 0 | 0 | 0 | 0 | 0 | 0 | 0 | 0 | 0
F3_Commercial_College_Existing_Food Preparation_Natural Gas_Oven_E9 | F3 | Commercial | College | Existing | Food Preparation | Natural Gas | Oven | E9 | PACT BC Ratio | 0 | 0 | 0 | 0 | 0 | 0 | 0 | 0 | 0 | 0 | 0 | 0 | 0 | 0 | 0 | 0 | 0 | 0 | 0 | 0 | 0 | 0 | 0 | 0 | 0 | 0 | 0 | 0 | 0 | 0 | 0 | 0 | 0
F3_Commercial_College_Existing_Food Preparation_Natural Gas_Oven_E10 | F3 | Commercial | College | Existing | Food Preparation | Natural Gas | Oven | E10 | PACT BC Ratio | 0 | 0 | 0 | 0 | 0 | 0 | 0 | 0 | 0 | 0 | 0 | 0 | 0 | 0 | 0 | 0 | 0 | 0 | 0 | 0 | 0 | 0 | 0 | 0 | 0 | 0 | 0 | 0 | 0 | 0 | 0 | 0 | 0
F4_Commercial_College_Existing_Food Preparation_Natural Gas_Oven_E1 | F4 | Commercial | College | Existing | Food Preparation | Natural Gas | Oven | E1 | RVT BC Ratio | bar: 2019 to 2051
F4_Commercial_College_Existing_Food Preparation_Natural Gas_Oven_E2 | F4 | Commercial | College | Existing | Food Preparation | Natural Gas | Oven | E2 | RVT BC Ratio | 7.9644 | 7.9662 | 8.0025 | 7.9537 | 7.9247 | 7.9497 | 8.0204 | 8.0771 | 8.1467 | 8.2133 | 8.2797 | 8.3414 | 8.4076 | 8.4765 | 8.5424 | 8.6097 | 8.6778 | 8.752 | 8.8289 | 8.9098 | 8.9885 | 9.0697 | 9.144 | 9.2205 | 9.288 | 9.3462 | 9.3993 | 9.445 | 9.4809 | 9.5103 | 9.5263 | 9.537 | 9.537
F4_Commercial_College_Existing_Food Preparation_Natural Gas_Oven_E3 | F4 | Commercial | College | Existing | Food Preparation | Natural Gas | Oven | E3 | RVT BC Ratio | 0 | 0 | 0 | 0 | 0 | 0 | 0 | 0 | 0 | 0 | 0 | 0 | 0 | 0 | 0 | 0 | 0 | 0 | 0 | 0 | 0 | 0 | 0 | 0 | 0 | 0 | 0 | 0 | 0 | 0 | 0 | 0 | 0
F4_Commercial_College_Existing_Food Preparation_Natural Gas_Oven_E4 | F4 | Commercial | College | Existing | Food Preparation | Natural Gas | Oven | E4 | RVT BC Ratio | 0 | 0 | 0 | 0 | 0 | 0 | 0 | 0 | 0 | 0 | 0 | 0 | 0 | 0 | 0 | 0 | 0 | 0 | 0 | 0 | 0 | 0 | 0 | 0 | 0 | 0 | 0 | 0 | 0 | 0 | 0 | 0 | 0
F4_Commercial_College_Existing_Food Preparation_Natural Gas_Oven_E5 | F4 | Commercial | College | Existing | Food Preparation | Natural Gas | Oven | E5 | RVT BC Ratio | 0 | 0 | 0 | 0 | 0 | 0 | 0 | 0 | 0 | 0 | 0 | 0 | 0 | 0 | 0 | 0 | 0 | 0 | 0 | 0 | 0 | 0 | 0 | 0 | 0 | 0 | 0 | 0 | 0 | 0 | 0 | 0 | 0
F4_Commercial_College_Existing_Food Preparation_Natural Gas_Oven_E6 | F4 | Commercial | College | Existing | Food Preparation | Natural Gas | Oven | E6 | RVT BC Ratio | 0 | 0 | 0 | 0 | 0 | 0 | 0 | 0 | 0 | 0 | 0 | 0 | 0 | 0 | 0 | 0 | 0 | 0 | 0 | 0 | 0 | 0 | 0 | 0 | 0 | 0 | 0 | 0 | 0 | 0 | 0 | 0 | 0
F4_Commercial_College_Existing_Food Preparation_Natural Gas_Oven_E7 | F4 | Commercial | College | Existing | Food Preparation | Natural Gas | Oven | E7 | RVT BC Ratio | 0 | 0 | 0 | 0 | 0 | 0 | 0 | 0 | 0 | 0 | 0 | 0 | 0 | 0 | 0 | 0 | 0 | 0 | 0 | 0 | 0 | 0 | 0 | 0 | 0 | 0 | 0 | 0 | 0 | 0 | 0 | 0 | 0
F4_Commercial_College_Existing_Food Preparation_Natural Gas_Oven_E8 | F4 | Commercial | College | Existing | Food Preparation | Natural Gas | Oven | E8 | RVT BC Ratio | 0 | 0 | 0 | 0 | 0 | 0 | 0 | 0 | 0 | 0 | 0 | 0 | 0 | 0 | 0 | 0 | 0 | 0 | 0 | 0 | 0 | 0 | 0 | 0 | 0 | 0 | 0 | 0 | 0 | 0 | 0 | 0 | 0
F4_Commercial_College_Existing_Food Preparation_Natural Gas_Oven_E9 | F4 | Commercial | College | Existing | Food Preparation | Natural Gas | Oven | E9 | RVT BC Ratio | 0 | 0 | 0 | 0 | 0 | 0 | 0 | 0 | 0 | 0 | 0 | 0 | 0 | 0 | 0 | 0 | 0 | 0 | 0 | 0 | 0 | 0 | 0 | 0 | 0 | 0 | 0 | 0 | 0 | 0 | 0 | 0 | 0
F4_Commercial_College_Existing_Food Preparation_Natural Gas_Oven_E10 | F4 | Commercial | College | Existing | Food Preparation | Natural Gas | Oven | E10 | RVT BC Ratio | 0 | 0 | 0 | 0 | 0 | 0 | 0 | 0 | 0 | 0 | 0 | 0 | 0 | 0 | 0 | 0 | 0 | 0 | 0 | 0 | 0 | 0 | 0 | 0 | 0 | 0 | 0 | 0 | 0 | 0 | 0 | 0 | 0
F5_Commercial_College_Existing_Food Preparation_Natural Gas_Oven_E1 | F5 | Commercial | College | Existing | Food Preparation | Natural Gas | Oven | E1 | RIM BC Ratio | bar: 2019 to 2051
F5_Commercial_College_Existing_Food Preparation_Natural Gas_Oven_E2 | F5 | Commercial | College | Existing | Food Preparation | Natural Gas | Oven | E2 | RIM BC Ratio | 0.74267 | 0.74269 | 0.7431 | 0.74255 | 0.74222 | 0.7425 | 0.7433 | 0.74392 | 0.74468 | 0.74539 | 0.74609 | 0.74673 | 0.74741 | 0.7481 | 0.74875 | 0.74941 | 0.75006 | 0.75076 | 0.75148 | 0.75222 | 0.75292 | 0.75364 | 0.75428 | 0.75494 | 0.7555 | 0.75599 | 0.75642 | 0.75679 | 0.75708 | 0.75732 | 0.75744 | 0.75753 | 0.75753
F5_Commercial_College_Existing_Food Preparation_Natural Gas_Oven_E3 | F5 | Commercial | College | Existing | Food Preparation | Natural Gas | Oven | E3 | RIM BC Ratio | 0 | 0 | 0 | 0 | 0 | 0 | 0 | 0 | 0 | 0 | 0 | 0 | 0 | 0 | 0 | 0 | 0 | 0 | 0 | 0 | 0 | 0 | 0 | 0 | 0 | 0 | 0 | 0 | 0 | 0 | 0 | 0 | 0
F5_Commercial_College_Existing_Food Preparation_Natural Gas_Oven_E4 | F5 | Commercial | College | Existing | Food Preparation | Natural Gas | Oven | E4 | RIM BC Ratio | 0 | 0 | 0 | 0 | 0 | 0 | 0 | 0 | 0 | 0 | 0 | 0 | 0 | 0 | 0 | 0 | 0 | 0 | 0 | 0 | 0 | 0 | 0 | 0 | 0 | 0 | 0 | 0 | 0 | 0 | 0 | 0 | 0
F5_Commercial_College_Existing_Food Preparation_Natural Gas_Oven_E5 | F5 | Commercial | College | Existing | Food Preparation | Natural Gas | Oven | E5 | RIM BC Ratio | 0 | 0 | 0 | 0 | 0 | 0 | 0 | 0 | 0 | 0 | 0 | 0 | 0 | 0 | 0 | 0 | 0 | 0 | 0 | 0 | 0 | 0 | 0 | 0 | 0 | 0 | 0 | 0 | 0 | 0 | 0 | 0 | 0
F5_Commercial_College_Existing_Food Preparation_Natural Gas_Oven_E6 | F5 | Commercial | College | Existing | Food Preparation | Natural Gas | Oven | E6 | RIM BC Ratio | 0 | 0 | 0 | 0 | 0 | 0 | 0 | 0 | 0 | 0 | 0 | 0 | 0 | 0 | 0 | 0 | 0 | 0 | 0 | 0 | 0 | 0 | 0 | 0 | 0 | 0 | 0 | 0 | 0 | 0 | 0 | 0 | 0
F5_Commercial_College_Existing_Food Preparation_Natural Gas_Oven_E7 | F5 | Commercial | College | Existing | Food Preparation | Natural Gas | Oven | E7 | RIM BC Ratio | 0 | 0 | 0 | 0 | 0 | 0 | 0 | 0 | 0 | 0 | 0 | 0 | 0 | 0 | 0 | 0 | 0 | 0 | 0 | 0 | 0 | 0 | 0 | 0 | 0 | 0 | 0 | 0 | 0 | 0 | 0 | 0 | 0
F5_Commercial_College_Existing_Food Preparation_Natural Gas_Oven_E8 | F5 | Commercial | College | Existing | Food Preparation | Natural Gas | Oven | E8 | RIM BC Ratio | 0 | 0 | 0 | 0 | 0 | 0 | 0 | 0 | 0 | 0 | 0 | 0 | 0 | 0 | 0 | 0 | 0 | 0 | 0 | 0 | 0 | 0 | 0 | 0 | 0 | 0 | 0 | 0 | 0 | 0 | 0 | 0 | 0
F5_Commercial_College_Existing_Food Preparation_Natural Gas_Oven_E9 | F5 | Commercial | College | Existing | Food Preparation | Natural Gas | Oven | E9 | RIM BC Ratio | 0 | 0 | 0 | 0 | 0 | 0 | 0 | 0 | 0 | 0 | 0 | 0 | 0 | 0 | 0 | 0 | 0 | 0 | 0 | 0 | 0 | 0 | 0 | 0 | 0 | 0 | 0 | 0 | 0 | 0 | 0 | 0 | 0
F5_Commercial_College_Existing_Food Preparation_Natural Gas_Oven_E10 | F5 | Commercial | College | Existing | Food Preparation | Natural Gas | Oven | E10 | RIM BC Ratio | 0 | 0 | 0 | 0 | 0 | 0 | 0 | 0 | 0 | 0 | 0 | 0 | 0 | 0 | 0 | 0 | 0 | 0 | 0 | 0 | 0 | 0 | 0 | 0 | 0 | 0 | 0 | 0 | 0 | 0 | 0 | 0 | 0
F0_Commercial_College_Existing_Food Preparation_Natural Gas_Conveyor Oven_E0 | F0 | Commercial | College | Existing | Food Preparation | Natural Gas | Conveyor Oven | E0 | Economic Unit | Efficient (>44% Baking Efficiency) | Efficient (>44% Baking Efficiency) | Efficient (>44% Baking Efficiency) | Efficient (>44% Baking Efficiency) | Efficient (>44% Baking Efficiency) | Efficient (>44% Baking Efficiency) | Efficient (>44% Baking Efficiency) | Efficient (>44% Baking Efficiency) | Efficient (>44% Baking Efficiency) | Efficient (>44% Baking Efficiency) | Efficient (>44% Baking Efficiency) | Efficient (>44% Baking Efficiency) | Efficient (>44% Baking Efficiency) | Efficient (>44% Baking Efficiency) | Efficient (>44% Baking Efficiency) | Efficient (>44% Baking Efficiency) | Efficient (>44% Baking Efficiency) | Efficient (>44% Baking Efficiency) | Efficient (>44% Baking Efficiency) | Efficient (>44% Baking Efficiency) | Efficient (>44% Baking Efficiency) | Efficient (>44% Baking Efficiency) | Efficient (>44% Baking Efficiency) | Efficient (>44% Baking Efficiency) | Efficient (>44% Baking Efficiency) | Efficient (>44% Baking Efficiency) | Efficient (>44% Baking Efficiency) | Efficient (>44% Baking Efficiency) | Efficient (>44% Baking Efficiency) | Efficient (>44% Baking Efficiency) | Efficient (>44% Baking Efficiency) | Efficient (>44% Baking Efficiency) | Efficient (>44% Baking Efficiency)
F1_Commercial_College_Existing_Food Preparation_Natural Gas_Conveyor Oven_E1 | F1 | Commercial | College | Existing | Food Preparation | Natural Gas | Conveyor Oven | E1 | CCE | 0 | 0 | 0 | 0 | 0 | 0 | 0 | 0 | 0 | 0 | 0 | 0 | 0 | 0 | 0 | 0 | 0 | 0 | 0 | 0 | 0 | 0 | 0 | 0 | 0 | 0 | 0 | 0 | 0 | 0 | 0 | 0 | 0
F1_Commercial_College_Existing_Food Preparation_Natural Gas_Conveyor Oven_E2 | F1 | Commercial | College | Existing | Food Preparation | Natural Gas | Conveyor Oven | E2 | CCE | 0.32888 | 0.3405 | 0.30566 | 0.31139 | 0.31139 | 0.31139 | 0.31139 | 0.31139 | 0.31139 | 0.31139 | 0.31139 | 0.31139 | 0.31139 | 0.31139 | 0.31139 | 0.31139 | 0.31139 | 0.31139 | 0.31139 | 0.31139 | 0.31139 | 0.31139 | 0.31139 | 0.31139 | 0.31139 | 0.31139 | 0.31139 | 0.31139 | 0.31139 | 0.31139 | 0.31139 | 0.31139 | 0.31139
F1_Commercial_College_Existing_Food Preparation_Natural Gas_Conveyor Oven_E3 | F1 | Commercial | College | Existing | Food Preparation | Natural Gas | Conveyor Oven | E3 | CCE | 0 | 0 | 0 | 0 | 0 | 0 | 0 | 0 | 0 | 0 | 0 | 0 | 0 | 0 | 0 | 0 | 0 | 0 | 0 | 0 | 0 | 0 | 0 | 0 | 0 | 0 | 0 | 0 | 0 | 0 | 0 | 0 | 0
F1_Commercial_College_Existing_Food Preparation_Natural Gas_Conveyor Oven_E4 | F1 | Commercial | College | Existing | Food Preparation | Natural Gas | Conveyor Oven | E4 | CCE | 0 | 0 | 0 | 0 | 0 | 0 | 0 | 0 | 0 | 0 | 0 | 0 | 0 | 0 | 0 | 0 | 0 | 0 | 0 | 0 | 0 | 0 | 0 | 0 | 0 | 0 | 0 | 0 | 0 | 0 | 0 | 0 | 0
F1_Commercial_College_Existing_Food Preparation_Natural Gas_Conveyor Oven_E5 | F1 | Commercial | College | Existing | Food Preparation | Natural Gas | Conveyor Oven | E5 | CCE | 0 | 0 | 0 | 0 | 0 | 0 | 0 | 0 | 0 | 0 | 0 | 0 | 0 | 0 | 0 | 0 | 0 | 0 | 0 | 0 | 0 | 0 | 0 | 0 | 0 | 0 | 0 | 0 | 0 | 0 | 0 | 0 | 0
F1_Commercial_College_Existing_Food Preparation_Natural Gas_Conveyor Oven_E6 | F1 | Commercial | College | Existing | Food Preparation | Natural Gas | Conveyor Oven | E6 | CCE | 0 | 0 | 0 | 0 | 0 | 0 | 0 | 0 | 0 | 0 | 0 | 0 | 0 | 0 | 0 | 0 | 0 | 0 | 0 | 0 | 0 | 0 | 0 | 0 | 0 | 0 | 0 | 0 | 0 | 0 | 0 | 0 | 0
F1_Commercial_College_Existing_Food Preparation_Natural Gas_Conveyor Oven_E7 | F1 | Commercial | College | Existing | Food Preparation | Natural Gas | Conveyor Oven | E7 | CCE | 0 | 0 | 0 | 0 | 0 | 0 | 0 | 0 | 0 | 0 | 0 | 0 | 0 | 0 | 0 | 0 | 0 | 0 | 0 | 0 | 0 | 0 | 0 | 0 | 0 | 0 | 0 | 0 | 0 | 0 | 0 | 0 | 0
F1_Commercial_College_Existing_Food Preparation_Natural Gas_Conveyor Oven_E8 | F1 | Commercial | College | Existing | Food Preparation | Natural Gas | Conveyor Oven | E8 | CCE | 0 | 0 | 0 | 0 | 0 | 0 | 0 | 0 | 0 | 0 | 0 | 0 | 0 | 0 | 0 | 0 | 0 | 0 | 0 | 0 | 0 | 0 | 0 | 0 | 0 | 0 | 0 | 0 | 0 | 0 | 0 | 0 | 0
F1_Commercial_College_Existing_Food Preparation_Natural Gas_Conveyor Oven_E9 | F1 | Commercial | College | Existing | Food Preparation | Natural Gas | Conveyor Oven | E9 | CCE | 0 | 0 | 0 | 0 | 0 | 0 | 0 | 0 | 0 | 0 | 0 | 0 | 0 | 0 | 0 | 0 | 0 | 0 | 0 | 0 | 0 | 0 | 0 | 0 | 0 | 0 | 0 | 0 | 0 | 0 | 0 | 0 | 0
F1_Commercial_College_Existing_Food Preparation_Natural Gas_Conveyor Oven_E10 | F1 | Commercial | College | Existing | Food Preparation | Natural Gas | Conveyor Oven | E10 | CCE | 0 | 0 | 0 | 0 | 0 | 0 | 0 | 0 | 0 | 0 | 0 | 0 | 0 | 0 | 0 | 0 | 0 | 0 | 0 | 0 | 0 | 0 | 0 | 0 | 0 | 0 | 0 | 0 | 0 | 0 | 0 | 0 | 0
F2_Commercial_College_Existing_Food Preparation_Natural Gas_Conveyor Oven_E1 | F2 | Commercial | College | Existing | Food Preparation | Natural Gas | Conveyor Oven | E1 | TRC BC Ratio | bar: 2019 to 2051
F2_Commercial_College_Existing_Food Preparation_Natural Gas_Conveyor Oven_E2 | F2 | Commercial | College | Existing | Food Preparation | Natural Gas | Conveyor Oven | E2 | TRC BC Ratio | 5.054 | 5.0691 | 5.0998 | 5.0904 | 5.0904 | 5.1163 | 5.1641 | 5.206 | 5.2546 | 5.3028 | 5.3514 | 5.3984 | 5.4475 | 5.4983 | 5.5473 | 5.5964 | 5.6439 | 5.6922 | 5.7391 | 5.785 | 5.8272 | 5.8686 | 5.9051 | 5.9416 | 5.9733 | 6.0006 | 6.0255 | 6.047 | 6.0638 | 6.0776 | 6.0851 | 6.0902 | 6.0902
F2_Commercial_College_Existing_Food Preparation_Natural Gas_Conveyor Oven_E3 | F2 | Commercial | College | Existing | Food Preparation | Natural Gas | Conveyor Oven | E3 | TRC BC Ratio | 0 | 0 | 0 | 0 | 0 | 0 | 0 | 0 | 0 | 0 | 0 | 0 | 0 | 0 | 0 | 0 | 0 | 0 | 0 | 0 | 0 | 0 | 0 | 0 | 0 | 0 | 0 | 0 | 0 | 0 | 0 | 0 | 0
F2_Commercial_College_Existing_Food Preparation_Natural Gas_Conveyor Oven_E4 | F2 | Commercial | College | Existing | Food Preparation | Natural Gas | Conveyor Oven | E4 | TRC BC Ratio | 0 | 0 | 0 | 0 | 0 | 0 | 0 | 0 | 0 | 0 | 0 | 0 | 0 | 0 | 0 | 0 | 0 | 0 | 0 | 0 | 0 | 0 | 0 | 0 | 0 | 0 | 0 | 0 | 0 | 0 | 0 | 0 | 0
F2_Commercial_College_Existing_Food Preparation_Natural Gas_Conveyor Oven_E5 | F2 | Commercial | College | Existing | Food Preparation | Natural Gas | Conveyor Oven | E5 | TRC BC Ratio | 0 | 0 | 0 | 0 | 0 | 0 | 0 | 0 | 0 | 0 | 0 | 0 | 0 | 0 | 0 | 0 | 0 | 0 | 0 | 0 | 0 | 0 | 0 | 0 | 0 | 0 | 0 | 0 | 0 | 0 | 0 | 0 | 0
F2_Commercial_College_Existing_Food Preparation_Natural Gas_Conveyor Oven_E6 | F2 | Commercial | College | Existing | Food Preparation | Natural Gas | Conveyor Oven | E6 | TRC BC Ratio | 0 | 0 | 0 | 0 | 0 | 0 | 0 | 0 | 0 | 0 | 0 | 0 | 0 | 0 | 0 | 0 | 0 | 0 | 0 | 0 | 0 | 0 | 0 | 0 | 0 | 0 | 0 | 0 | 0 | 0 | 0 | 0 | 0
F2_Commercial_College_Existing_Food Preparation_Natural Gas_Conveyor Oven_E7 | F2 | Commercial | College | Existing | Food Preparation | Natural Gas | Conveyor Oven | E7 | TRC BC Ratio | 0 | 0 | 0 | 0 | 0 | 0 | 0 | 0 | 0 | 0 | 0 | 0 | 0 | 0 | 0 | 0 | 0 | 0 | 0 | 0 | 0 | 0 | 0 | 0 | 0 | 0 | 0 | 0 | 0 | 0 | 0 | 0 | 0
F2_Commercial_College_Existing_Food Preparation_Natural Gas_Conveyor Oven_E8 | F2 | Commercial | College | Existing | Food Preparation | Natural Gas | Conveyor Oven | E8 | TRC BC Ratio | 0 | 0 | 0 | 0 | 0 | 0 | 0 | 0 | 0 | 0 | 0 | 0 | 0 | 0 | 0 | 0 | 0 | 0 | 0 | 0 | 0 | 0 | 0 | 0 | 0 | 0 | 0 | 0 | 0 | 0 | 0 | 0 | 0
F2_Commercial_College_Existing_Food Preparation_Natural Gas_Conveyor Oven_E9 | F2 | Commercial | College | Existing | Food Preparation | Natural Gas | Conveyor Oven | E9 | TRC BC Ratio | 0 | 0 | 0 | 0 | 0 | 0 | 0 | 0 | 0 | 0 | 0 | 0 | 0 | 0 | 0 | 0 | 0 | 0 | 0 | 0 | 0 | 0 | 0 | 0 | 0 | 0 | 0 | 0 | 0 | 0 | 0 | 0 | 0
F2_Commercial_College_Existing_Food Preparation_Natural Gas_Conveyor Oven_E10 | F2 | Commercial | College | Existing | Food Preparation | Natural Gas | Conveyor Oven | E10 | TRC BC Ratio | 0 | 0 | 0 | 0 | 0 | 0 | 0 | 0 | 0 | 0 | 0 | 0 | 0 | 0 | 0 | 0 | 0 | 0 | 0 | 0 | 0 | 0 | 0 | 0 | 0 | 0 | 0 | 0 | 0 | 0 | 0 | 0 | 0
F3_Commercial_College_Existing_Food Preparation_Natural Gas_Conveyor Oven_E1 | F3 | Commercial | College | Existing | Food Preparation | Natural Gas | Conveyor Oven | E1 | PACT BC Ratio | bar: 2019 to 2051
F3_Commercial_College_Existing_Food Preparation_Natural Gas_Conveyor Oven_E2 | F3 | Commercial | College | Existing | Food Preparation | Natural Gas | Conveyor Oven | E2 | PACT BC Ratio | 6.7386 | 6.7588 | 6.7997 | 6.7872 | 6.7872 | 6.8218 | 6.8855 | 6.9414 | 7.0062 | 7.0703 | 7.1352 | 7.1978 | 7.2633 | 7.3311 | 7.3964 | 7.4618 | 7.5252 | 7.5896 | 7.6521 | 7.7133 | 7.7696 | 7.8249 | 7.8735 | 7.9222 | 7.9644 | 8.0009 | 8.0341 | 8.0627 | 8.0851 | 8.1035 | 8.1135 | 8.1202 | 8.1202
F3_Commercial_College_Existing_Food Preparation_Natural Gas_Conveyor Oven_E3 | F3 | Commercial | College | Existing | Food Preparation | Natural Gas | Conveyor Oven | E3 | PACT BC Ratio | 0 | 0 | 0 | 0 | 0 | 0 | 0 | 0 | 0 | 0 | 0 | 0 | 0 | 0 | 0 | 0 | 0 | 0 | 0 | 0 | 0 | 0 | 0 | 0 | 0 | 0 | 0 | 0 | 0 | 0 | 0 | 0 | 0
F3_Commercial_College_Existing_Food Preparation_Natural Gas_Conveyor Oven_E4 | F3 | Commercial | College | Existing | Food Preparation | Natural Gas | Conveyor Oven | E4 | PACT BC Ratio | 0 | 0 | 0 | 0 | 0 | 0 | 0 | 0 | 0 | 0 | 0 | 0 | 0 | 0 | 0 | 0 | 0 | 0 | 0 | 0 | 0 | 0 | 0 | 0 | 0 | 0 | 0 | 0 | 0 | 0 | 0 | 0 | 0
F3_Commercial_College_Existing_Food Preparation_Natural Gas_Conveyor Oven_E5 | F3 | Commercial | College | Existing | Food Preparation | Natural Gas | Conveyor Oven | E5 | PACT BC Ratio | 0 | 0 | 0 | 0 | 0 | 0 | 0 | 0 | 0 | 0 | 0 | 0 | 0 | 0 | 0 | 0 | 0 | 0 | 0 | 0 | 0 | 0 | 0 | 0 | 0 | 0 | 0 | 0 | 0 | 0 | 0 | 0 | 0
F3_Commercial_College_Existing_Food Preparation_Natural Gas_Conveyor Oven_E6 | F3 | Commercial | College | Existing | Food Preparation | Natural Gas | Conveyor Oven | E6 | PACT BC Ratio | 0 | 0 | 0 | 0 | 0 | 0 | 0 | 0 | 0 | 0 | 0 | 0 | 0 | 0 | 0 | 0 | 0 | 0 | 0 | 0 | 0 | 0 | 0 | 0 | 0 | 0 | 0 | 0 | 0 | 0 | 0 | 0 | 0
F3_Commercial_College_Existing_Food Preparation_Natural Gas_Conveyor Oven_E7 | F3 | Commercial | College | Existing | Food Preparation | Natural Gas | Conveyor Oven | E7 | PACT BC Ratio | 0 | 0 | 0 | 0 | 0 | 0 | 0 | 0 | 0 | 0 | 0 | 0 | 0 | 0 | 0 | 0 | 0 | 0 | 0 | 0 | 0 | 0 | 0 | 0 | 0 | 0 | 0 | 0 | 0 | 0 | 0 | 0 | 0
F3_Commercial_College_Existing_Food Preparation_Natural Gas_Conveyor Oven_E8 | F3 | Commercial | College | Existing | Food Preparation | Natural Gas | Conveyor Oven | E8 | PACT BC Ratio | 0 | 0 | 0 | 0 | 0 | 0 | 0 | 0 | 0 | 0 | 0 | 0 | 0 | 0 | 0 | 0 | 0 | 0 | 0 | 0 | 0 | 0 | 0 | 0 | 0 | 0 | 0 | 0 | 0 | 0 | 0 | 0 | 0
F3_Commercial_College_Existing_Food Preparation_Natural Gas_Conveyor Oven_E9 | F3 | Commercial | College | Existing | Food Preparation | Natural Gas | Conveyor Oven | E9 | PACT BC Ratio | 0 | 0 | 0 | 0 | 0 | 0 | 0 | 0 | 0 | 0 | 0 | 0 | 0 | 0 | 0 | 0 | 0 | 0 | 0 | 0 | 0 | 0 | 0 | 0 | 0 | 0 | 0 | 0 | 0 | 0 | 0 | 0 | 0
F3_Commercial_College_Existing_Food Preparation_Natural Gas_Conveyor Oven_E10 | F3 | Commercial | College | Existing | Food Preparation | Natural Gas | Conveyor Oven | E10 | PACT BC Ratio | 0 | 0 | 0 | 0 | 0 | 0 | 0 | 0 | 0 | 0 | 0 | 0 | 0 | 0 | 0 | 0 | 0 | 0 | 0 | 0 | 0 | 0 | 0 | 0 | 0 | 0 | 0 | 0 | 0 | 0 | 0 | 0 | 0
F4_Commercial_College_Existing_Food Preparation_Natural Gas_Conveyor Oven_E1 | F4 | Commercial | College | Existing | Food Preparation | Natural Gas | Conveyor Oven | E1 | RVT BC Ratio | bar: 2019 to 2051
F4_Commercial_College_Existing_Food Preparation_Natural Gas_Conveyor Oven_E2 | F4 | Commercial | College | Existing | Food Preparation | Natural Gas | Conveyor Oven | E2 | RVT BC Ratio | 7.966 | 7.9877 | 8.0318 | 8.0183 | 8.0184 | 8.0556 | 8.1243 | 8.1846 | 8.2545 | 8.3237 | 8.3936 | 8.4611 | 8.5318 | 8.6048 | 8.6753 | 8.7458 | 8.8142 | 8.8835 | 8.951 | 9.0169 | 9.0777 | 9.1372 | 9.1896 | 9.2422 | 9.2877 | 9.327 | 9.3628 | 9.3937 | 9.4179 | 9.4377 | 9.4485 | 9.4557 | 9.4557
F4_Commercial_College_Existing_Food Preparation_Natural Gas_Conveyor Oven_E3 | F4 | Commercial | College | Existing | Food Preparation | Natural Gas | Conveyor Oven | E3 | RVT BC Ratio | 0 | 0 | 0 | 0 | 0 | 0 | 0 | 0 | 0 | 0 | 0 | 0 | 0 | 0 | 0 | 0 | 0 | 0 | 0 | 0 | 0 | 0 | 0 | 0 | 0 | 0 | 0 | 0 | 0 | 0 | 0 | 0 | 0
F4_Commercial_College_Existing_Food Preparation_Natural Gas_Conveyor Oven_E4 | F4 | Commercial | College | Existing | Food Preparation | Natural Gas | Conveyor Oven | E4 | RVT BC Ratio | 0 | 0 | 0 | 0 | 0 | 0 | 0 | 0 | 0 | 0 | 0 | 0 | 0 | 0 | 0 | 0 | 0 | 0 | 0 | 0 | 0 | 0 | 0 | 0 | 0 | 0 | 0 | 0 | 0 | 0 | 0 | 0 | 0
F4_Commercial_College_Existing_Food Preparation_Natural Gas_Conveyor Oven_E5 | F4 | Commercial | College | Existing | Food Preparation | Natural Gas | Conveyor Oven | E5 | RVT BC Ratio | 0 | 0 | 0 | 0 | 0 | 0 | 0 | 0 | 0 | 0 | 0 | 0 | 0 | 0 | 0 | 0 | 0 | 0 | 0 | 0 | 0 | 0 | 0 | 0 | 0 | 0 | 0 | 0 | 0 | 0 | 0 | 0 | 0
F4_Commercial_College_Existing_Food Preparation_Natural Gas_Conveyor Oven_E6 | F4 | Commercial | College | Existing | Food Preparation | Natural Gas | Conveyor Oven | E6 | RVT BC Ratio | 0 | 0 | 0 | 0 | 0 | 0 | 0 | 0 | 0 | 0 | 0 | 0 | 0 | 0 | 0 | 0 | 0 | 0 | 0 | 0 | 0 | 0 | 0 | 0 | 0 | 0 | 0 | 0 | 0 | 0 | 0 | 0 | 0
F4_Commercial_College_Existing_Food Preparation_Natural Gas_Conveyor Oven_E7 | F4 | Commercial | College | Existing | Food Preparation | Natural Gas | Conveyor Oven | E7 | RVT BC Ratio | 0 | 0 | 0 | 0 | 0 | 0 | 0 | 0 | 0 | 0 | 0 | 0 | 0 | 0 | 0 | 0 | 0 | 0 | 0 | 0 | 0 | 0 | 0 | 0 | 0 | 0 | 0 | 0 | 0 | 0 | 0 | 0 | 0
F4_Commercial_College_Existing_Food Preparation_Natural Gas_Conveyor Oven_E8 | F4 | Commercial | College | Existing | Food Preparation | Natural Gas | Conveyor Oven | E8 | RVT BC Ratio | 0 | 0 | 0 | 0 | 0 | 0 | 0 | 0 | 0 | 0 | 0 | 0 | 0 | 0 | 0 | 0 | 0 | 0 | 0 | 0 | 0 | 0 | 0 | 0 | 0 | 0 | 0 | 0 | 0 | 0 | 0 | 0 | 0
F4_Commercial_College_Existing_Food Preparation_Natural Gas_Conveyor Oven_E9 | F4 | Commercial | College | Existing | Food Preparation | Natural Gas | Conveyor Oven | E9 | RVT BC Ratio | 0 | 0 | 0 | 0 | 0 | 0 | 0 | 0 | 0 | 0 | 0 | 0 | 0 | 0 | 0 | 0 | 0 | 0 | 0 | 0 | 0 | 0 | 0 | 0 | 0 | 0 | 0 | 0 | 0 | 0 | 0 | 0 | 0
F4_Commercial_College_Existing_Food Preparation_Natural Gas_Conveyor Oven_E10 | F4 | Commercial | College | Existing | Food Preparation | Natural Gas | Conveyor Oven | E10 | RVT BC Ratio | 0 | 0 | 0 | 0 | 0 | 0 | 0 | 0 | 0 | 0 | 0 | 0 | 0 | 0 | 0 | 0 | 0 | 0 | 0 | 0 | 0 | 0 | 0 | 0 | 0 | 0 | 0 | 0 | 0 | 0 | 0 | 0 | 0
F5_Commercial_College_Existing_Food Preparation_Natural Gas_Conveyor Oven_E1 | F5 | Commercial | College | Existing | Food Preparation | Natural Gas | Conveyor Oven | E1 | RIM BC Ratio | bar: 2019 to 2051
F5_Commercial_College_Existing_Food Preparation_Natural Gas_Conveyor Oven_E2 | F5 | Commercial | College | Existing | Food Preparation | Natural Gas | Conveyor Oven | E2 | RIM BC Ratio | 0.74269 | 0.74293 | 0.74342 | 0.74327 | 0.74327 | 0.74369 | 0.74444 | 0.74509 | 0.74583 | 0.74655 | 0.74726 | 0.74795 | 0.74865 | 0.74936 | 0.75004 | 0.75071 | 0.75134 | 0.75198 | 0.75259 | 0.75318 | 0.75371 | 0.75423 | 0.75467 | 0.75512 | 0.7555 | 0.75583 | 0.75612 | 0.75638 | 0.75657 | 0.75673 | 0.75682 | 0.75688 | 0.75688
F5_Commercial_College_Existing_Food Preparation_Natural Gas_Conveyor Oven_E3 | F5 | Commercial | College | Existing | Food Preparation | Natural Gas | Conveyor Oven | E3 | RIM BC Ratio | 0 | 0 | 0 | 0 | 0 | 0 | 0 | 0 | 0 | 0 | 0 | 0 | 0 | 0 | 0 | 0 | 0 | 0 | 0 | 0 | 0 | 0 | 0 | 0 | 0 | 0 | 0 | 0 | 0 | 0 | 0 | 0 | 0
F5_Commercial_College_Existing_Food Preparation_Natural Gas_Conveyor Oven_E4 | F5 | Commercial | College | Existing | Food Preparation | Natural Gas | Conveyor Oven | E4 | RIM BC Ratio | 0 | 0 | 0 | 0 | 0 | 0 | 0 | 0 | 0 | 0 | 0 | 0 | 0 | 0 | 0 | 0 | 0 | 0 | 0 | 0 | 0 | 0 | 0 | 0 | 0 | 0 | 0 | 0 | 0 | 0 | 0 | 0 | 0
F5_Commercial_College_Existing_Food Preparation_Natural Gas_Conveyor Oven_E5 | F5 | Commercial | College | Existing | Food Preparation | Natural Gas | Conveyor Oven | E5 | RIM BC Ratio | 0 | 0 | 0 | 0 | 0 | 0 | 0 | 0 | 0 | 0 | 0 | 0 | 0 | 0 | 0 | 0 | 0 | 0 | 0 | 0 | 0 | 0 | 0 | 0 | 0 | 0 | 0 | 0 | 0 | 0 | 0 | 0 | 0
F5_Commercial_College_Existing_Food Preparation_Natural Gas_Conveyor Oven_E6 | F5 | Commercial | College | Existing | Food Preparation | Natural Gas | Conveyor Oven | E6 | RIM BC Ratio | 0 | 0 | 0 | 0 | 0 | 0 | 0 | 0 | 0 | 0 | 0 | 0 | 0 | 0 | 0 | 0 | 0 | 0 | 0 | 0 | 0 | 0 | 0 | 0 | 0 | 0 | 0 | 0 | 0 | 0 | 0 | 0 | 0
F5_Commercial_College_Existing_Food Preparation_Natural Gas_Conveyor Oven_E7 | F5 | Commercial | College | Existing | Food Preparation | Natural Gas | Conveyor Oven | E7 | RIM BC Ratio | 0 | 0 | 0 | 0 | 0 | 0 | 0 | 0 | 0 | 0 | 0 | 0 | 0 | 0 | 0 | 0 | 0 | 0 | 0 | 0 | 0 | 0 | 0 | 0 | 0 | 0 | 0 | 0 | 0 | 0 | 0 | 0 | 0
F5_Commercial_College_Existing_Food Preparation_Natural Gas_Conveyor Oven_E8 | F5 | Commercial | College | Existing | Food Preparation | Natural Gas | Conveyor Oven | E8 | RIM BC Ratio | 0 | 0 | 0 | 0 | 0 | 0 | 0 | 0 | 0 | 0 | 0 | 0 | 0 | 0 | 0 | 0 | 0 | 0 | 0 | 0 | 0 | 0 | 0 | 0 | 0 | 0 | 0 | 0 | 0 | 0 | 0 | 0 | 0
F5_Commercial_College_Existing_Food Preparation_Natural Gas_Conveyor Oven_E9 | F5 | Commercial | College | Existing | Food Preparation | Natural Gas | Conveyor Oven | E9 | RIM BC Ratio | 0 | 0 | 0 | 0 | 0 | 0 | 0 | 0 | 0 | 0 | 0 | 0 | 0 | 0 | 0 | 0 | 0 | 0 | 0 | 0 | 0 | 0 | 0 | 0 | 0 | 0 | 0 | 0 | 0 | 0 | 0 | 0 | 0
F5_Commercial_College_Existing_Food Preparation_Natural Gas_Conveyor Oven_E10 | F5 | Commercial | College | Existing | Food Preparation | Natural Gas | Conveyor Oven | E10 | RIM BC Ratio | 0 | 0 | 0 | 0 | 0 | 0 | 0 | 0 | 0 | 0 | 0 | 0 | 0 | 0 | 0 | 0 | 0 | 0 | 0 | 0 | 0 | 0 | 0 | 0 | 0 | 0 | 0 | 0 | 0 | 0 | 0 | 0 | 0
F0_Commercial_College_Existing_Food Preparation_Natural Gas_Double Rack Oven_E0 | F0 | Commercial | College | Existing | Food Preparation | Natural Gas | Double Rack Oven | E0 | Economic Unit | FTSC Qualified (>50% Cooking Efficiency) | FTSC Qualified (>50% Cooking Efficiency) | FTSC Qualified (>50% Cooking Efficiency) | FTSC Qualified (>50% Cooking Efficiency) | FTSC Qualified (>50% Cooking Efficiency) | FTSC Qualified (>50% Cooking Efficiency) | FTSC Qualified (>50% Cooking Efficiency) | FTSC Qualified (>50% Cooking Efficiency) | FTSC Qualified (>50% Cooking Efficiency) | FTSC Qualified (>50% Cooking Efficiency) | FTSC Qualified (>50% Cooking Efficiency) | FTSC Qualified (>50% Cooking Efficiency) | FTSC Qualified (>50% Cooking Efficiency) | FTSC Qualified (>50% Cooking Efficiency) | FTSC Qualified (>50% Cooking Efficiency) | FTSC Qualified (>50% Cooking Efficiency) | FTSC Qualified (>50% Cooking Efficiency) | FTSC Qualified (>50% Cooking Efficiency) | FTSC Qualified (>50% Cooking Efficiency) | FTSC Qualified (>50% Cooking Efficiency) | FTSC Qualified (>50% Cooking Efficiency) | FTSC Qualified (>50% Cooking Efficiency) | FTSC Qualified (>50% Cooking Efficiency) | FTSC Qualified (>50% Cooking Efficiency) | FTSC Qualified (>50% Cooking Efficiency) | FTSC Qualified (>50% Cooking Efficiency) | FTSC Qualified (>50% Cooking Efficiency) | FTSC Qualified (>50% Cooking Efficiency) | FTSC Qualified (>50% Cooking Efficiency) | FTSC Qualified (>50% Cooking Efficiency) | FTSC Qualified (>50% Cooking Efficiency) | FTSC Qualified (>50% Cooking Efficiency) | FTSC Qualified (>50% Cooking Efficiency)
F1_Commercial_College_Existing_Food Preparation_Natural Gas_Double Rack Oven_E1 | F1 | Commercial | College | Existing | Food Preparation | Natural Gas | Double Rack Oven | E1 | CCE | 0 | 0 | 0 | 0 | 0 | 0 | 0 | 0 | 0 | 0 | 0 | 0 | 0 | 0 | 0 | 0 | 0 | 0 | 0 | 0 | 0 | 0 | 0 | 0 | 0 | 0 | 0 | 0 | 0 | 0 | 0 | 0 | 0
F1_Commercial_College_Existing_Food Preparation_Natural Gas_Double Rack Oven_E2 | F1 | Commercial | College | Existing | Food Preparation | Natural Gas | Double Rack Oven | E2 | CCE | 0.28294 | 0.29294 | 0.26296 | 0.26789 | 0.26789 | 0.26789 | 0.26789 | 0.26789 | 0.26789 | 0.26789 | 0.26789 | 0.26789 | 0.26789 | 0.26789 | 0.26789 | 0.26789 | 0.26789 | 0.26789 | 0.26789 | 0.26789 | 0.26789 | 0.26789 | 0.26789 | 0.26789 | 0.26789 | 0.26789 | 0.26789 | 0.26789 | 0.26789 | 0.26789 | 0.26789 | 0.26789 | 0.26789
F1_Commercial_College_Existing_Food Preparation_Natural Gas_Double Rack Oven_E3 | F1 | Commercial | College | Existing | Food Preparation | Natural Gas | Double Rack Oven | E3 | CCE | 0 | 0 | 0 | 0 | 0 | 0 | 0 | 0 | 0 | 0 | 0 | 0 | 0 | 0 | 0 | 0 | 0 | 0 | 0 | 0 | 0 | 0 | 0 | 0 | 0 | 0 | 0 | 0 | 0 | 0 | 0 | 0 | 0
F1_Commercial_College_Existing_Food Preparation_Natural Gas_Double Rack Oven_E4 | F1 | Commercial | College | Existing | Food Preparation | Natural Gas | Double Rack Oven | E4 | CCE | 0 | 0 | 0 | 0 | 0 | 0 | 0 | 0 | 0 | 0 | 0 | 0 | 0 | 0 | 0 | 0 | 0 | 0 | 0 | 0 | 0 | 0 | 0 | 0 | 0 | 0 | 0 | 0 | 0 | 0 | 0 | 0 | 0
F1_Commercial_College_Existing_Food Preparation_Natural Gas_Double Rack Oven_E5 | F1 | Commercial | College | Existing | Food Preparation | Natural Gas | Double Rack Oven | E5 | CCE | 0 | 0 | 0 | 0 | 0 | 0 | 0 | 0 | 0 | 0 | 0 | 0 | 0 | 0 | 0 | 0 | 0 | 0 | 0 | 0 | 0 | 0 | 0 | 0 | 0 | 0 | 0 | 0 | 0 | 0 | 0 | 0 | 0
F1_Commercial_College_Existing_Food Preparation_Natural Gas_Double Rack Oven_E6 | F1 | Commercial | College | Existing | Food Preparation | Natural Gas | Double Rack Oven | E6 | CCE | 0 | 0 | 0 | 0 | 0 | 0 | 0 | 0 | 0 | 0 | 0 | 0 | 0 | 0 | 0 | 0 | 0 | 0 | 0 | 0 | 0 | 0 | 0 | 0 | 0 | 0 | 0 | 0 | 0 | 0 | 0 | 0 | 0
F1_Commercial_College_Existing_Food Preparation_Natural Gas_Double Rack Oven_E7 | F1 | Commercial | College | Existing | Food Preparation | Natural Gas | Double Rack Oven | E7 | CCE | 0 | 0 | 0 | 0 | 0 | 0 | 0 | 0 | 0 | 0 | 0 | 0 | 0 | 0 | 0 | 0 | 0 | 0 | 0 | 0 | 0 | 0 | 0 | 0 | 0 | 0 | 0 | 0 | 0 | 0 | 0 | 0 | 0
F1_Commercial_College_Existing_Food Preparation_Natural Gas_Double Rack Oven_E8 | F1 | Commercial | College | Existing | Food Preparation | Natural Gas | Double Rack Oven | E8 | CCE | 0 | 0 | 0 | 0 | 0 | 0 | 0 | 0 | 0 | 0 | 0 | 0 | 0 | 0 | 0 | 0 | 0 | 0 | 0 | 0 | 0 | 0 | 0 | 0 | 0 | 0 | 0 | 0 | 0 | 0 | 0 | 0 | 0
F1_Commercial_College_Existing_Food Preparation_Natural Gas_Double Rack Oven_E9 | F1 | Commercial | College | Existing | Food Preparation | Natural Gas | Double Rack Oven | E9 | CCE | 0 | 0 | 0 | 0 | 0 | 0 | 0 | 0 | 0 | 0 | 0 | 0 | 0 | 0 | 0 | 0 | 0 | 0 | 0 | 0 | 0 | 0 | 0 | 0 | 0 | 0 | 0 | 0 | 0 | 0 | 0 | 0 | 0
F1_Commercial_College_Existing_Food Preparation_Natural Gas_Double Rack Oven_E10 | F1 | Commercial | College | Existing | Food Preparation | Natural Gas | Double Rack Oven | E10 | CCE | 0 | 0 | 0 | 0 | 0 | 0 | 0 | 0 | 0 | 0 | 0 | 0 | 0 | 0 | 0 | 0 | 0 | 0 | 0 | 0 | 0 | 0 | 0 | 0 | 0 | 0 | 0 | 0 | 0 | 0 | 0 | 0 | 0
F2_Commercial_College_Existing_Food Preparation_Natural Gas_Double Rack Oven_E1 | F2 | Commercial | College | Existing | Food Preparation | Natural Gas | Double Rack Oven | E1 | TRC BC Ratio | bar: 2019 to 2051
F2_Commercial_College_Existing_Food Preparation_Natural Gas_Double Rack Oven_E2 | F2 | Commercial | College | Existing | Food Preparation | Natural Gas | Double Rack Oven | E2 | TRC BC Ratio | 5.8179 | 5.8254 | 5.8572 | 5.8275 | 5.8124 | 5.8356 | 5.8912 | 5.9364 | 5.9916 | 6.0447 | 6.0985 | 6.1492 | 6.2033 | 6.2592 | 6.3135 | 6.369 | 6.4249 | 6.485 | 6.5474 | 6.6117 | 6.6735 | 6.7355 | 6.7911 | 6.8468 | 6.8951 | 6.9368 | 6.9748 | 7.0076 | 7.0332 | 7.0543 | 7.0657 | 7.0734 | 7.0734
F2_Commercial_College_Existing_Food Preparation_Natural Gas_Double Rack Oven_E3 | F2 | Commercial | College | Existing | Food Preparation | Natural Gas | Double Rack Oven | E3 | TRC BC Ratio | 0 | 0 | 0 | 0 | 0 | 0 | 0 | 0 | 0 | 0 | 0 | 0 | 0 | 0 | 0 | 0 | 0 | 0 | 0 | 0 | 0 | 0 | 0 | 0 | 0 | 0 | 0 | 0 | 0 | 0 | 0 | 0 | 0
F2_Commercial_College_Existing_Food Preparation_Natural Gas_Double Rack Oven_E4 | F2 | Commercial | College | Existing | Food Preparation | Natural Gas | Double Rack Oven | E4 | TRC BC Ratio | 0 | 0 | 0 | 0 | 0 | 0 | 0 | 0 | 0 | 0 | 0 | 0 | 0 | 0 | 0 | 0 | 0 | 0 | 0 | 0 | 0 | 0 | 0 | 0 | 0 | 0 | 0 | 0 | 0 | 0 | 0 | 0 | 0
F2_Commercial_College_Existing_Food Preparation_Natural Gas_Double Rack Oven_E5 | F2 | Commercial | College | Existing | Food Preparation | Natural Gas | Double Rack Oven | E5 | TRC BC Ratio | 0 | 0 | 0 | 0 | 0 | 0 | 0 | 0 | 0 | 0 | 0 | 0 | 0 | 0 | 0 | 0 | 0 | 0 | 0 | 0 | 0 | 0 | 0 | 0 | 0 | 0 | 0 | 0 | 0 | 0 | 0 | 0 | 0
F2_Commercial_College_Existing_Food Preparation_Natural Gas_Double Rack Oven_E6 | F2 | Commercial | College | Existing | Food Preparation | Natural Gas | Double Rack Oven | E6 | TRC BC Ratio | 0 | 0 | 0 | 0 | 0 | 0 | 0 | 0 | 0 | 0 | 0 | 0 | 0 | 0 | 0 | 0 | 0 | 0 | 0 | 0 | 0 | 0 | 0 | 0 | 0 | 0 | 0 | 0 | 0 | 0 | 0 | 0 | 0
F2_Commercial_College_Existing_Food Preparation_Natural Gas_Double Rack Oven_E7 | F2 | Commercial | College | Existing | Food Preparation | Natural Gas | Double Rack Oven | E7 | TRC BC Ratio | 0 | 0 | 0 | 0 | 0 | 0 | 0 | 0 | 0 | 0 | 0 | 0 | 0 | 0 | 0 | 0 | 0 | 0 | 0 | 0 | 0 | 0 | 0 | 0 | 0 | 0 | 0 | 0 | 0 | 0 | 0 | 0 | 0
F2_Commercial_College_Existing_Food Preparation_Natural Gas_Double Rack Oven_E8 | F2 | Commercial | College | Existing | Food Preparation | Natural Gas | Double Rack Oven | E8 | TRC BC Ratio | 0 | 0 | 0 | 0 | 0 | 0 | 0 | 0 | 0 | 0 | 0 | 0 | 0 | 0 | 0 | 0 | 0 | 0 | 0 | 0 | 0 | 0 | 0 | 0 | 0 | 0 | 0 | 0 | 0 | 0 | 0 | 0 | 0
F2_Commercial_College_Existing_Food Preparation_Natural Gas_Double Rack Oven_E9 | F2 | Commercial | College | Existing | Food Preparation | Natural Gas | Double Rack Oven | E9 | TRC BC Ratio | 0 | 0 | 0 | 0 | 0 | 0 | 0 | 0 | 0 | 0 | 0 | 0 | 0 | 0 | 0 | 0 | 0 | 0 | 0 | 0 | 0 | 0 | 0 | 0 | 0 | 0 | 0 | 0 | 0 | 0 | 0 | 0 | 0
F2_Commercial_College_Existing_Food Preparation_Natural Gas_Double Rack Oven_E10 | F2 | Commercial | College | Existing | Food Preparation | Natural Gas | Double Rack Oven | E10 | TRC BC Ratio | 0 | 0 | 0 | 0 | 0 | 0 | 0 | 0 | 0 | 0 | 0 | 0 | 0 | 0 | 0 | 0 | 0 | 0 | 0 | 0 | 0 | 0 | 0 | 0 | 0 | 0 | 0 | 0 | 0 | 0 | 0 | 0 | 0
F3_Commercial_College_Existing_Food Preparation_Natural Gas_Double Rack Oven_E1 | F3 | Commercial | College | Existing | Food Preparation | Natural Gas | Double Rack Oven | E1 | PACT BC Ratio | bar: 2019 to 2051
F3_Commercial_College_Existing_Food Preparation_Natural Gas_Double Rack Oven_E2 | F3 | Commercial | College | Existing | Food Preparation | Natural Gas | Double Rack Oven | E2 | PACT BC Ratio | 7.7572 | 7.7672 | 7.8096 | 7.77 | 7.7499 | 7.7807 | 7.8549 | 7.9152 | 7.9888 | 8.0596 | 8.1313 | 8.199 | 8.2711 | 8.3456 | 8.418 | 8.4919 | 8.5665 | 8.6466 | 8.7298 | 8.8156 | 8.8979 | 8.9807 | 9.0548 | 9.1291 | 9.1935 | 9.2491 | 9.2998 | 9.3434 | 9.3776 | 9.4057 | 9.421 | 9.4312 | 9.4312
F3_Commercial_College_Existing_Food Preparation_Natural Gas_Double Rack Oven_E3 | F3 | Commercial | College | Existing | Food Preparation | Natural Gas | Double Rack Oven | E3 | PACT BC Ratio | 0 | 0 | 0 | 0 | 0 | 0 | 0 | 0 | 0 | 0 | 0 | 0 | 0 | 0 | 0 | 0 | 0 | 0 | 0 | 0 | 0 | 0 | 0 | 0 | 0 | 0 | 0 | 0 | 0 | 0 | 0 | 0 | 0
F3_Commercial_College_Existing_Food Preparation_Natural Gas_Double Rack Oven_E4 | F3 | Commercial | College | Existing | Food Preparation | Natural Gas | Double Rack Oven | E4 | PACT BC Ratio | 0 | 0 | 0 | 0 | 0 | 0 | 0 | 0 | 0 | 0 | 0 | 0 | 0 | 0 | 0 | 0 | 0 | 0 | 0 | 0 | 0 | 0 | 0 | 0 | 0 | 0 | 0 | 0 | 0 | 0 | 0 | 0 | 0
F3_Commercial_College_Existing_Food Preparation_Natural Gas_Double Rack Oven_E5 | F3 | Commercial | College | Existing | Food Preparation | Natural Gas | Double Rack Oven | E5 | PACT BC Ratio | 0 | 0 | 0 | 0 | 0 | 0 | 0 | 0 | 0 | 0 | 0 | 0 | 0 | 0 | 0 | 0 | 0 | 0 | 0 | 0 | 0 | 0 | 0 | 0 | 0 | 0 | 0 | 0 | 0 | 0 | 0 | 0 | 0
F3_Commercial_College_Existing_Food Preparation_Natural Gas_Double Rack Oven_E6 | F3 | Commercial | College | Existing | Food Preparation | Natural Gas | Double Rack Oven | E6 | PACT BC Ratio | 0 | 0 | 0 | 0 | 0 | 0 | 0 | 0 | 0 | 0 | 0 | 0 | 0 | 0 | 0 | 0 | 0 | 0 | 0 | 0 | 0 | 0 | 0 | 0 | 0 | 0 | 0 | 0 | 0 | 0 | 0 | 0 | 0
F3_Commercial_College_Existing_Food Preparation_Natural Gas_Double Rack Oven_E7 | F3 | Commercial | College | Existing | Food Preparation | Natural Gas | Double Rack Oven | E7 | PACT BC Ratio | 0 | 0 | 0 | 0 | 0 | 0 | 0 | 0 | 0 | 0 | 0 | 0 | 0 | 0 | 0 | 0 | 0 | 0 | 0 | 0 | 0 | 0 | 0 | 0 | 0 | 0 | 0 | 0 | 0 | 0 | 0 | 0 | 0
F3_Commercial_College_Existing_Food Preparation_Natural Gas_Double Rack Oven_E8 | F3 | Commercial | College | Existing | Food Preparation | Natural Gas | Double Rack Oven | E8 | PACT BC Ratio | 0 | 0 | 0 | 0 | 0 | 0 | 0 | 0 | 0 | 0 | 0 | 0 | 0 | 0 | 0 | 0 | 0 | 0 | 0 | 0 | 0 | 0 | 0 | 0 | 0 | 0 | 0 | 0 | 0 | 0 | 0 | 0 | 0
F3_Commercial_College_Existing_Food Preparation_Natural Gas_Double Rack Oven_E9 | F3 | Commercial | College | Existing | Food Preparation | Natural Gas | Double Rack Oven | E9 | PACT BC Ratio | 0 | 0 | 0 | 0 | 0 | 0 | 0 | 0 | 0 | 0 | 0 | 0 | 0 | 0 | 0 | 0 | 0 | 0 | 0 | 0 | 0 | 0 | 0 | 0 | 0 | 0 | 0 | 0 | 0 | 0 | 0 | 0 | 0
F3_Commercial_College_Existing_Food Preparation_Natural Gas_Double Rack Oven_E10 | F3 | Commercial | College | Existing | Food Preparation | Natural Gas | Double Rack Oven | E10 | PACT BC Ratio | 0 | 0 | 0 | 0 | 0 | 0 | 0 | 0 | 0 | 0 | 0 | 0 | 0 | 0 | 0 | 0 | 0 | 0 | 0 | 0 | 0 | 0 | 0 | 0 | 0 | 0 | 0 | 0 | 0 | 0 | 0 | 0 | 0
F4_Commercial_College_Existing_Food Preparation_Natural Gas_Double Rack Oven_E1 | F4 | Commercial | College | Existing | Food Preparation | Natural Gas | Double Rack Oven | E1 | RVT BC Ratio | bar: 2019 to 2051
F4_Commercial_College_Existing_Food Preparation_Natural Gas_Double Rack Oven_E2 | F4 | Commercial | College | Existing | Food Preparation | Natural Gas | Double Rack Oven | E2 | RVT BC Ratio | 9.0643 | 9.075 | 9.1207 | 9.0781 | 9.0564 | 9.0896 | 9.1696 | 9.2346 | 9.3139 | 9.3903 | 9.4676 | 9.5406 | 9.6184 | 9.6988 | 9.7768 | 9.8565 | 9.9369 | 10.0233 | 10.113 | 10.2055 | 10.2943 | 10.3835 | 10.4634 | 10.5436 | 10.613 | 10.6729 | 10.7275 | 10.7746 | 10.8115 | 10.8418 | 10.8582 | 10.8693 | 10.8693
F4_Commercial_College_Existing_Food Preparation_Natural Gas_Double Rack Oven_E3 | F4 | Commercial | College | Existing | Food Preparation | Natural Gas | Double Rack Oven | E3 | RVT BC Ratio | 0 | 0 | 0 | 0 | 0 | 0 | 0 | 0 | 0 | 0 | 0 | 0 | 0 | 0 | 0 | 0 | 0 | 0 | 0 | 0 | 0 | 0 | 0 | 0 | 0 | 0 | 0 | 0 | 0 | 0 | 0 | 0 | 0
F4_Commercial_College_Existing_Food Preparation_Natural Gas_Double Rack Oven_E4 | F4 | Commercial | College | Existing | Food Preparation | Natural Gas | Double Rack Oven | E4 | RVT BC Ratio | 0 | 0 | 0 | 0 | 0 | 0 | 0 | 0 | 0 | 0 | 0 | 0 | 0 | 0 | 0 | 0 | 0 | 0 | 0 | 0 | 0 | 0 | 0 | 0 | 0 | 0 | 0 | 0 | 0 | 0 | 0 | 0 | 0
F4_Commercial_College_Existing_Food Preparation_Natural Gas_Double Rack Oven_E5 | F4 | Commercial | College | Existing | Food Preparation | Natural Gas | Double Rack Oven | E5 | RVT BC Ratio | 0 | 0 | 0 | 0 | 0 | 0 | 0 | 0 | 0 | 0 | 0 | 0 | 0 | 0 | 0 | 0 | 0 | 0 | 0 | 0 | 0 | 0 | 0 | 0 | 0 | 0 | 0 | 0 | 0 | 0 | 0 | 0 | 0
F4_Commercial_College_Existing_Food Preparation_Natural Gas_Double Rack Oven_E6 | F4 | Commercial | College | Existing | Food Preparation | Natural Gas | Double Rack Oven | E6 | RVT BC Ratio | 0 | 0 | 0 | 0 | 0 | 0 | 0 | 0 | 0 | 0 | 0 | 0 | 0 | 0 | 0 | 0 | 0 | 0 | 0 | 0 | 0 | 0 | 0 | 0 | 0 | 0 | 0 | 0 | 0 | 0 | 0 | 0 | 0
F4_Commercial_College_Existing_Food Preparation_Natural Gas_Double Rack Oven_E7 | F4 | Commercial | College | Existing | Food Preparation | Natural Gas | Double Rack Oven | E7 | RVT BC Ratio | 0 | 0 | 0 | 0 | 0 | 0 | 0 | 0 | 0 | 0 | 0 | 0 | 0 | 0 | 0 | 0 | 0 | 0 | 0 | 0 | 0 | 0 | 0 | 0 | 0 | 0 | 0 | 0 | 0 | 0 | 0 | 0 | 0
F4_Commercial_College_Existing_Food Preparation_Natural Gas_Double Rack Oven_E8 | F4 | Commercial | College | Existing | Food Preparation | Natural Gas | Double Rack Oven | E8 | RVT BC Ratio | 0 | 0 | 0 | 0 | 0 | 0 | 0 | 0 | 0 | 0 | 0 | 0 | 0 | 0 | 0 | 0 | 0 | 0 | 0 | 0 | 0 | 0 | 0 | 0 | 0 | 0 | 0 | 0 | 0 | 0 | 0 | 0 | 0
F4_Commercial_College_Existing_Food Preparation_Natural Gas_Double Rack Oven_E9 | F4 | Commercial | College | Existing | Food Preparation | Natural Gas | Double Rack Oven | E9 | RVT BC Ratio | 0 | 0 | 0 | 0 | 0 | 0 | 0 | 0 | 0 | 0 | 0 | 0 | 0 | 0 | 0 | 0 | 0 | 0 | 0 | 0 | 0 | 0 | 0 | 0 | 0 | 0 | 0 | 0 | 0 | 0 | 0 | 0 | 0
F4_Commercial_College_Existing_Food Preparation_Natural Gas_Double Rack Oven_E10 | F4 | Commercial | College | Existing | Food Preparation | Natural Gas | Double Rack Oven | E10 | RVT BC Ratio | 0 | 0 | 0 | 0 | 0 | 0 | 0 | 0 | 0 | 0 | 0 | 0 | 0 | 0 | 0 | 0 | 0 | 0 | 0 | 0 | 0 | 0 | 0 | 0 | 0 | 0 | 0 | 0 | 0 | 0 | 0 | 0 | 0
F5_Commercial_College_Existing_Food Preparation_Natural Gas_Double Rack Oven_E1 | F5 | Commercial | College | Existing | Food Preparation | Natural Gas | Double Rack Oven | E1 | RIM BC Ratio | bar: 2019 to 2051
F5_Commercial_College_Existing_Food Preparation_Natural Gas_Double Rack Oven_E2 | F5 | Commercial | College | Existing | Food Preparation | Natural Gas | Double Rack Oven | E2 | RIM BC Ratio | 0.75359 | 0.75369 | 0.75408 | 0.75371 | 0.75352 | 0.75381 | 0.7545 | 0.75506 | 0.75572 | 0.75635 | 0.75698 | 0.75756 | 0.75817 | 0.75879 | 0.75938 | 0.75998 | 0.76057 | 0.7612 | 0.76184 | 0.76249 | 0.7631 | 0.7637 | 0.76423 | 0.76476 | 0.76521 | 0.76559 | 0.76593 | 0.76623 | 0.76646 | 0.76665 | 0.76675 | 0.76681 | 0.76681
F5_Commercial_College_Existing_Food Preparation_Natural Gas_Double Rack Oven_E3 | F5 | Commercial | College | Existing | Food Preparation | Natural Gas | Double Rack Oven | E3 | RIM BC Ratio | 0 | 0 | 0 | 0 | 0 | 0 | 0 | 0 | 0 | 0 | 0 | 0 | 0 | 0 | 0 | 0 | 0 | 0 | 0 | 0 | 0 | 0 | 0 | 0 | 0 | 0 | 0 | 0 | 0 | 0 | 0 | 0 | 0
F5_Commercial_College_Existing_Food Preparation_Natural Gas_Double Rack Oven_E4 | F5 | Commercial | College | Existing | Food Preparation | Natural Gas | Double Rack Oven | E4 | RIM BC Ratio | 0 | 0 | 0 | 0 | 0 | 0 | 0 | 0 | 0 | 0 | 0 | 0 | 0 | 0 | 0 | 0 | 0 | 0 | 0 | 0 | 0 | 0 | 0 | 0 | 0 | 0 | 0 | 0 | 0 | 0 | 0 | 0 | 0
F5_Commercial_College_Existing_Food Preparation_Natural Gas_Double Rack Oven_E5 | F5 | Commercial | College | Existing | Food Preparation | Natural Gas | Double Rack Oven | E5 | RIM BC Ratio | 0 | 0 | 0 | 0 | 0 | 0 | 0 | 0 | 0 | 0 | 0 | 0 | 0 | 0 | 0 | 0 | 0 | 0 | 0 | 0 | 0 | 0 | 0 | 0 | 0 | 0 | 0 | 0 | 0 | 0 | 0 | 0 | 0
F5_Commercial_College_Existing_Food Preparation_Natural Gas_Double Rack Oven_E6 | F5 | Commercial | College | Existing | Food Preparation | Natural Gas | Double Rack Oven | E6 | RIM BC Ratio | 0 | 0 | 0 | 0 | 0 | 0 | 0 | 0 | 0 | 0 | 0 | 0 | 0 | 0 | 0 | 0 | 0 | 0 | 0 | 0 | 0 | 0 | 0 | 0 | 0 | 0 | 0 | 0 | 0 | 0 | 0 | 0 | 0
F5_Commercial_College_Existing_Food Preparation_Natural Gas_Double Rack Oven_E7 | F5 | Commercial | College | Existing | Food Preparation | Natural Gas | Double Rack Oven | E7 | RIM BC Ratio | 0 | 0 | 0 | 0 | 0 | 0 | 0 | 0 | 0 | 0 | 0 | 0 | 0 | 0 | 0 | 0 | 0 | 0 | 0 | 0 | 0 | 0 | 0 | 0 | 0 | 0 | 0 | 0 | 0 | 0 | 0 | 0 | 0
F5_Commercial_College_Existing_Food Preparation_Natural Gas_Double Rack Oven_E8 | F5 | Commercial | College | Existing | Food Preparation | Natural Gas | Double Rack Oven | E8 | RIM BC Ratio | 0 | 0 | 0 | 0 | 0 | 0 | 0 | 0 | 0 | 0 | 0 | 0 | 0 | 0 | 0 | 0 | 0 | 0 | 0 | 0 | 0 | 0 | 0 | 0 | 0 | 0 | 0 | 0 | 0 | 0 | 0 | 0 | 0
F5_Commercial_College_Existing_Food Preparation_Natural Gas_Double Rack Oven_E9 | F5 | Commercial | College | Existing | Food Preparation | Natural Gas | Double Rack Oven | E9 | RIM BC Ratio | 0 | 0 | 0 | 0 | 0 | 0 | 0 | 0 | 0 | 0 | 0 | 0 | 0 | 0 | 0 | 0 | 0 | 0 | 0 | 0 | 0 | 0 | 0 | 0 | 0 | 0 | 0 | 0 | 0 | 0 | 0 | 0 | 0
F5_Commercial_College_Existing_Food Preparation_Natural Gas_Double Rack Oven_E10 | F5 | Commercial | College | Existing | Food Preparation | Natural Gas | Double Rack Oven | E10 | RIM BC Ratio | 0 | 0 | 0 | 0 | 0 | 0 | 0 | 0 | 0 | 0 | 0 | 0 | 0 | 0 | 0 | 0 | 0 | 0 | 0 | 0 | 0 | 0 | 0 | 0 | 0 | 0 | 0 | 0 | 0 | 0 | 0 | 0 | 0
F0_Commercial_College_Existing_Food Preparation_Natural Gas_Fryer_E0 | F0 | Commercial | College | Existing | Food Preparation | Natural Gas | Fryer | E0 | Economic Unit | ENERGY STAR (3.0) | ENERGY STAR (3.0) | ENERGY STAR (3.0) | ENERGY STAR (3.0) | ENERGY STAR (3.0) | ENERGY STAR (3.0) | ENERGY STAR (3.0) | ENERGY STAR (3.0) | ENERGY STAR (3.0) | ENERGY STAR (3.0) | ENERGY STAR (3.0) | ENERGY STAR (3.0) | ENERGY STAR (3.0) | ENERGY STAR (3.0) | ENERGY STAR (3.0) | ENERGY STAR (3.0) | ENERGY STAR (3.0) | ENERGY STAR (3.0) | ENERGY STAR (3.0) | ENERGY STAR (3.0) | ENERGY STAR (3.0) | ENERGY STAR (3.0) | ENERGY STAR (3.0) | ENERGY STAR (3.0) | ENERGY STAR (3.0) | ENERGY STAR (3.0) | ENERGY STAR (3.0) | ENERGY STAR (3.0) | ENERGY STAR (3.0) | ENERGY STAR (3.0) | ENERGY STAR (3.0) | ENERGY STAR (3.0) | ENERGY STAR (3.0)
F1_Commercial_College_Existing_Food Preparation_Natural Gas_Fryer_E1 | F1 | Commercial | College | Existing | Food Preparation | Natural Gas | Fryer | E1 | CCE | 0 | 0 | 0 | 0 | 0 | 0 | 0 | 0 | 0 | 0 | 0 | 0 | 0 | 0 | 0 | 0 | 0 | 0 | 0 | 0 | 0 | 0 | 0 | 0 | 0 | 0 | 0 | 0 | 0 | 0 | 0 | 0 | 0
F1_Commercial_College_Existing_Food Preparation_Natural Gas_Fryer_E2 | F1 | Commercial | College | Existing | Food Preparation | Natural Gas | Fryer | E2 | CCE | 0.36986 | 0.38294 | 0.34375 | 0 | 0 | 0 | 0 | 0 | 0 | 0 | 0 | 0 | 0 | 0 | 0 | 0 | 0 | 0 | 0 | 0 | 0 | 0 | 0 | 0 | 0 | 0 | 0 | 0 | 0 | 0 | 0 | 0 | 0
F1_Commercial_College_Existing_Food Preparation_Natural Gas_Fryer_E3 | F1 | Commercial | College | Existing | Food Preparation | Natural Gas | Fryer | E3 | CCE | 0 | 0 | 0 | 0 | 0 | 0 | 0 | 0 | 0 | 0 | 0 | 0 | 0 | 0 | 0 | 0 | 0 | 0 | 0 | 0 | 0 | 0 | 0 | 0 | 0 | 0 | 0 | 0 | 0 | 0 | 0 | 0 | 0
F1_Commercial_College_Existing_Food Preparation_Natural Gas_Fryer_E4 | F1 | Commercial | College | Existing | Food Preparation | Natural Gas | Fryer | E4 | CCE | 0 | 0 | 0 | 0 | 0 | 0 | 0 | 0 | 0 | 0 | 0 | 0 | 0 | 0 | 0 | 0 | 0 | 0 | 0 | 0 | 0 | 0 | 0 | 0 | 0 | 0 | 0 | 0 | 0 | 0 | 0 | 0 | 0
F1_Commercial_College_Existing_Food Preparation_Natural Gas_Fryer_E5 | F1 | Commercial | College | Existing | Food Preparation | Natural Gas | Fryer | E5 | CCE | 0 | 0 | 0 | 0 | 0 | 0 | 0 | 0 | 0 | 0 | 0 | 0 | 0 | 0 | 0 | 0 | 0 | 0 | 0 | 0 | 0 | 0 | 0 | 0 | 0 | 0 | 0 | 0 | 0 | 0 | 0 | 0 | 0
F1_Commercial_College_Existing_Food Preparation_Natural Gas_Fryer_E6 | F1 | Commercial | College | Existing | Food Preparation | Natural Gas | Fryer | E6 | CCE | 0 | 0 | 0 | 0 | 0 | 0 | 0 | 0 | 0 | 0 | 0 | 0 | 0 | 0 | 0 | 0 | 0 | 0 | 0 | 0 | 0 | 0 | 0 | 0 | 0 | 0 | 0 | 0 | 0 | 0 | 0 | 0 | 0
F1_Commercial_College_Existing_Food Preparation_Natural Gas_Fryer_E7 | F1 | Commercial | College | Existing | Food Preparation | Natural Gas | Fryer | E7 | CCE | 0 | 0 | 0 | 0 | 0 | 0 | 0 | 0 | 0 | 0 | 0 | 0 | 0 | 0 | 0 | 0 | 0 | 0 | 0 | 0 | 0 | 0 | 0 | 0 | 0 | 0 | 0 | 0 | 0 | 0 | 0 | 0 | 0
F1_Commercial_College_Existing_Food Preparation_Natural Gas_Fryer_E8 | F1 | Commercial | College | Existing | Food Preparation | Natural Gas | Fryer | E8 | CCE | 0 | 0 | 0 | 0 | 0 | 0 | 0 | 0 | 0 | 0 | 0 | 0 | 0 | 0 | 0 | 0 | 0 | 0 | 0 | 0 | 0 | 0 | 0 | 0 | 0 | 0 | 0 | 0 | 0 | 0 | 0 | 0 | 0
F1_Commercial_College_Existing_Food Preparation_Natural Gas_Fryer_E9 | F1 | Commercial | College | Existing | Food Preparation | Natural Gas | Fryer | E9 | CCE | 0 | 0 | 0 | 0 | 0 | 0 | 0 | 0 | 0 | 0 | 0 | 0 | 0 | 0 | 0 | 0 | 0 | 0 | 0 | 0 | 0 | 0 | 0 | 0 | 0 | 0 | 0 | 0 | 0 | 0 | 0 | 0 | 0
F1_Commercial_College_Existing_Food Preparation_Natural Gas_Fryer_E10 | F1 | Commercial | College | Existing | Food Preparation | Natural Gas | Fryer | E10 | CCE | 0 | 0 | 0 | 0 | 0 | 0 | 0 | 0 | 0 | 0 | 0 | 0 | 0 | 0 | 0 | 0 | 0 | 0 | 0 | 0 | 0 | 0 | 0 | 0 | 0 | 0 | 0 | 0 | 0 | 0 | 0 | 0 | 0
F2_Commercial_College_Existing_Food Preparation_Natural Gas_Fryer_E1 | F2 | Commercial | College | Existing | Food Preparation | Natural Gas | Fryer | E1 | TRC BC Ratio | 1 | 1 | 1 | 0 | 0 | 0 | 0 | 0 | 0 | 0 | 0 | 0 | 0 | 0 | 0 | 0 | 0 | 0 | 0 | 0 | 0 | 0 | 0 | 0 | 0 | 0 | 0 | 0 | 0 | 0 | 0 | 0 | 0
F2_Commercial_College_Existing_Food Preparation_Natural Gas_Fryer_E2 | F2 | Commercial | College | Existing | Food Preparation | Natural Gas | Fryer | E2 | TRC BC Ratio | 4.4463 | 4.4414 | 4.4606 | 1 | 1 | 1 | 1 | 1 | 1 | 1 | 1 | 1 | 1 | 1 | 1 | 1 | 1 | 1 | 1 | 1 | 1 | 1 | 1 | 1 | 1 | 1 | 1 | 1 | 1 | 1 | 1 | 1 | 1
F2_Commercial_College_Existing_Food Preparation_Natural Gas_Fryer_E3 | F2 | Commercial | College | Existing | Food Preparation | Natural Gas | Fryer | E3 | TRC BC Ratio | 0 | 0 | 0 | 0 | 0 | 0 | 0 | 0 | 0 | 0 | 0 | 0 | 0 | 0 | 0 | 0 | 0 | 0 | 0 | 0 | 0 | 0 | 0 | 0 | 0 | 0 | 0 | 0 | 0 | 0 | 0 | 0 | 0
F2_Commercial_College_Existing_Food Preparation_Natural Gas_Fryer_E4 | F2 | Commercial | College | Existing | Food Preparation | Natural Gas | Fryer | E4 | TRC BC Ratio | 0 | 0 | 0 | 0 | 0 | 0 | 0 | 0 | 0 | 0 | 0 | 0 | 0 | 0 | 0 | 0 | 0 | 0 | 0 | 0 | 0 | 0 | 0 | 0 | 0 | 0 | 0 | 0 | 0 | 0 | 0 | 0 | 0
F2_Commercial_College_Existing_Food Preparation_Natural Gas_Fryer_E5 | F2 | Commercial | College | Existing | Food Preparation | Natural Gas | Fryer | E5 | TRC BC Ratio | 0 | 0 | 0 | 0 | 0 | 0 | 0 | 0 | 0 | 0 | 0 | 0 | 0 | 0 | 0 | 0 | 0 | 0 | 0 | 0 | 0 | 0 | 0 | 0 | 0 | 0 | 0 | 0 | 0 | 0 | 0 | 0 | 0
F2_Commercial_College_Existing_Food Preparation_Natural Gas_Fryer_E6 | F2 | Commercial | College | Existing | Food Preparation | Natural Gas | Fryer | E6 | TRC BC Ratio | 0 | 0 | 0 | 0 | 0 | 0 | 0 | 0 | 0 | 0 | 0 | 0 | 0 | 0 | 0 | 0 | 0 | 0 | 0 | 0 | 0 | 0 | 0 | 0 | 0 | 0 | 0 | 0 | 0 | 0 | 0 | 0 | 0
F2_Commercial_College_Existing_Food Preparation_Natural Gas_Fryer_E7 | F2 | Commercial | College | Existing | Food Preparation | Natural Gas | Fryer | E7 | TRC BC Ratio | 0 | 0 | 0 | 0 | 0 | 0 | 0 | 0 | 0 | 0 | 0 | 0 | 0 | 0 | 0 | 0 | 0 | 0 | 0 | 0 | 0 | 0 | 0 | 0 | 0 | 0 | 0 | 0 | 0 | 0 | 0 | 0 | 0
F2_Commercial_College_Existing_Food Preparation_Natural Gas_Fryer_E8 | F2 | Commercial | College | Existing | Food Preparation | Natural Gas | Fryer | E8 | TRC BC Ratio | 0 | 0 | 0 | 0 | 0 | 0 | 0 | 0 | 0 | 0 | 0 | 0 | 0 | 0 | 0 | 0 | 0 | 0 | 0 | 0 | 0 | 0 | 0 | 0 | 0 | 0 | 0 | 0 | 0 | 0 | 0 | 0 | 0
F2_Commercial_College_Existing_Food Preparation_Natural Gas_Fryer_E9 | F2 | Commercial | College | Existing | Food Preparation | Natural Gas | Fryer | E9 | TRC BC Ratio | 0 | 0 | 0 | 0 | 0 | 0 | 0 | 0 | 0 | 0 | 0 | 0 | 0 | 0 | 0 | 0 | 0 | 0 | 0 | 0 | 0 | 0 | 0 | 0 | 0 | 0 | 0 | 0 | 0 | 0 | 0 | 0 | 0
F2_Commercial_College_Existing_Food Preparation_Natural Gas_Fryer_E10 | F2 | Commercial | College | Existing | Food Preparation | Natural Gas | Fryer | E10 | TRC BC Ratio | 0 | 0 | 0 | 0 | 0 | 0 | 0 | 0 | 0 | 0 | 0 | 0 | 0 | 0 | 0 | 0 | 0 | 0 | 0 | 0 | 0 | 0 | 0 | 0 | 0 | 0 | 0 | 0 | 0 | 0 | 0 | 0 | 0
F3_Commercial_College_Existing_Food Preparation_Natural Gas_Fryer_E1 | F3 | Commercial | College | Existing | Food Preparation | Natural Gas | Fryer | E1 | PACT BC Ratio | 1 | 1 | 1 | 0 | 0 | 0 | 0 | 0 | 0 | 0 | 0 | 0 | 0 | 0 | 0 | 0 | 0 | 0 | 0 | 0 | 0 | 0 | 0 | 0 | 0 | 0 | 0 | 0 | 0 | 0 | 0 | 0 | 0
F3_Commercial_College_Existing_Food Preparation_Natural Gas_Fryer_E2 | F3 | Commercial | College | Existing | Food Preparation | Natural Gas | Fryer | E2 | PACT BC Ratio | 5.9285 | 5.9219 | 5.9474 | 1 | 1 | 1 | 1 | 1 | 1 | 1 | 1 | 1 | 1 | 1 | 1 | 1 | 1 | 1 | 1 | 1 | 1 | 1 | 1 | 1 | 1 | 1 | 1 | 1 | 1 | 1 | 1 | 1 | 1
F3_Commercial_College_Existing_Food Preparation_Natural Gas_Fryer_E3 | F3 | Commercial | College | Existing | Food Preparation | Natural Gas | Fryer | E3 | PACT BC Ratio | 0 | 0 | 0 | 0 | 0 | 0 | 0 | 0 | 0 | 0 | 0 | 0 | 0 | 0 | 0 | 0 | 0 | 0 | 0 | 0 | 0 | 0 | 0 | 0 | 0 | 0 | 0 | 0 | 0 | 0 | 0 | 0 | 0
F3_Commercial_College_Existing_Food Preparation_Natural Gas_Fryer_E4 | F3 | Commercial | College | Existing | Food Preparation | Natural Gas | Fryer | E4 | PACT BC Ratio | 0 | 0 | 0 | 0 | 0 | 0 | 0 | 0 | 0 | 0 | 0 | 0 | 0 | 0 | 0 | 0 | 0 | 0 | 0 | 0 | 0 | 0 | 0 | 0 | 0 | 0 | 0 | 0 | 0 | 0 | 0 | 0 | 0
F3_Commercial_College_Existing_Food Preparation_Natural Gas_Fryer_E5 | F3 | Commercial | College | Existing | Food Preparation | Natural Gas | Fryer | E5 | PACT BC Ratio | 0 | 0 | 0 | 0 | 0 | 0 | 0 | 0 | 0 | 0 | 0 | 0 | 0 | 0 | 0 | 0 | 0 | 0 | 0 | 0 | 0 | 0 | 0 | 0 | 0 | 0 | 0 | 0 | 0 | 0 | 0 | 0 | 0
F3_Commercial_College_Existing_Food Preparation_Natural Gas_Fryer_E6 | F3 | Commercial | College | Existing | Food Preparation | Natural Gas | Fryer | E6 | PACT BC Ratio | 0 | 0 | 0 | 0 | 0 | 0 | 0 | 0 | 0 | 0 | 0 | 0 | 0 | 0 | 0 | 0 | 0 | 0 | 0 | 0 | 0 | 0 | 0 | 0 | 0 | 0 | 0 | 0 | 0 | 0 | 0 | 0 | 0
F3_Commercial_College_Existing_Food Preparation_Natural Gas_Fryer_E7 | F3 | Commercial | College | Existing | Food Preparation | Natural Gas | Fryer | E7 | PACT BC Ratio | 0 | 0 | 0 | 0 | 0 | 0 | 0 | 0 | 0 | 0 | 0 | 0 | 0 | 0 | 0 | 0 | 0 | 0 | 0 | 0 | 0 | 0 | 0 | 0 | 0 | 0 | 0 | 0 | 0 | 0 | 0 | 0 | 0
F3_Commercial_College_Existing_Food Preparation_Natural Gas_Fryer_E8 | F3 | Commercial | College | Existing | Food Preparation | Natural Gas | Fryer | E8 | PACT BC Ratio | 0 | 0 | 0 | 0 | 0 | 0 | 0 | 0 | 0 | 0 | 0 | 0 | 0 | 0 | 0 | 0 | 0 | 0 | 0 | 0 | 0 | 0 | 0 | 0 | 0 | 0 | 0 | 0 | 0 | 0 | 0 | 0 | 0
F3_Commercial_College_Existing_Food Preparation_Natural Gas_Fryer_E9 | F3 | Commercial | College | Existing | Food Preparation | Natural Gas | Fryer | E9 | PACT BC Ratio | 0 | 0 | 0 | 0 | 0 | 0 | 0 | 0 | 0 | 0 | 0 | 0 | 0 | 0 | 0 | 0 | 0 | 0 | 0 | 0 | 0 | 0 | 0 | 0 | 0 | 0 | 0 | 0 | 0 | 0 | 0 | 0 | 0
F3_Commercial_College_Existing_Food Preparation_Natural Gas_Fryer_E10 | F3 | Commercial | College | Existing | Food Preparation | Natural Gas | Fryer | E10 | PACT BC Ratio | 0 | 0 | 0 | 0 | 0 | 0 | 0 | 0 | 0 | 0 | 0 | 0 | 0 | 0 | 0 | 0 | 0 | 0 | 0 | 0 | 0 | 0 | 0 | 0 | 0 | 0 | 0 | 0 | 0 | 0 | 0 | 0 | 0
F4_Commercial_College_Existing_Food Preparation_Natural Gas_Fryer_E1 | F4 | Commercial | College | Existing | Food Preparation | Natural Gas | Fryer | E1 | RVT BC Ratio | 1 | 1 | 1 | 0 | 0 | 0 | 0 | 0 | 0 | 0 | 0 | 0 | 0 | 0 | 0 | 0 | 0 | 0 | 0 | 0 | 0 | 0 | 0 | 0 | 0 | 0 | 0 | 0 | 0 | 0 | 0 | 0 | 0
F4_Commercial_College_Existing_Food Preparation_Natural Gas_Fryer_E2 | F4 | Commercial | College | Existing | Food Preparation | Natural Gas | Fryer | E2 | RVT BC Ratio | 7.0924 | 7.0854 | 7.1129 | 1 | 1 | 1 | 1 | 1 | 1 | 1 | 1 | 1 | 1 | 1 | 1 | 1 | 1 | 1 | 1 | 1 | 1 | 1 | 1 | 1 | 1 | 1 | 1 | 1 | 1 | 1 | 1 | 1 | 1
F4_Commercial_College_Existing_Food Preparation_Natural Gas_Fryer_E3 | F4 | Commercial | College | Existing | Food Preparation | Natural Gas | Fryer | E3 | RVT BC Ratio | 0 | 0 | 0 | 0 | 0 | 0 | 0 | 0 | 0 | 0 | 0 | 0 | 0 | 0 | 0 | 0 | 0 | 0 | 0 | 0 | 0 | 0 | 0 | 0 | 0 | 0 | 0 | 0 | 0 | 0 | 0 | 0 | 0
F4_Commercial_College_Existing_Food Preparation_Natural Gas_Fryer_E4 | F4 | Commercial | College | Existing | Food Preparation | Natural Gas | Fryer | E4 | RVT BC Ratio | 0 | 0 | 0 | 0 | 0 | 0 | 0 | 0 | 0 | 0 | 0 | 0 | 0 | 0 | 0 | 0 | 0 | 0 | 0 | 0 | 0 | 0 | 0 | 0 | 0 | 0 | 0 | 0 | 0 | 0 | 0 | 0 | 0
F4_Commercial_College_Existing_Food Preparation_Natural Gas_Fryer_E5 | F4 | Commercial | College | Existing | Food Preparation | Natural Gas | Fryer | E5 | RVT BC Ratio | 0 | 0 | 0 | 0 | 0 | 0 | 0 | 0 | 0 | 0 | 0 | 0 | 0 | 0 | 0 | 0 | 0 | 0 | 0 | 0 | 0 | 0 | 0 | 0 | 0 | 0 | 0 | 0 | 0 | 0 | 0 | 0 | 0
F4_Commercial_College_Existing_Food Preparation_Natural Gas_Fryer_E6 | F4 | Commercial | College | Existing | Food Preparation | Natural Gas | Fryer | E6 | RVT BC Ratio | 0 | 0 | 0 | 0 | 0 | 0 | 0 | 0 | 0 | 0 | 0 | 0 | 0 | 0 | 0 | 0 | 0 | 0 | 0 | 0 | 0 | 0 | 0 | 0 | 0 | 0 | 0 | 0 | 0 | 0 | 0 | 0 | 0
F4_Commercial_College_Existing_Food Preparation_Natural Gas_Fryer_E7 | F4 | Commercial | College | Existing | Food Preparation | Natural Gas | Fryer | E7 | RVT BC Ratio | 0 | 0 | 0 | 0 | 0 | 0 | 0 | 0 | 0 | 0 | 0 | 0 | 0 | 0 | 0 | 0 | 0 | 0 | 0 | 0 | 0 | 0 | 0 | 0 | 0 | 0 | 0 | 0 | 0 | 0 | 0 | 0 | 0
F4_Commercial_College_Existing_Food Preparation_Natural Gas_Fryer_E8 | F4 | Commercial | College | Existing | Food Preparation | Natural Gas | Fryer | E8 | RVT BC Ratio | 0 | 0 | 0 | 0 | 0 | 0 | 0 | 0 | 0 | 0 | 0 | 0 | 0 | 0 | 0 | 0 | 0 | 0 | 0 | 0 | 0 | 0 | 0 | 0 | 0 | 0 | 0 | 0 | 0 | 0 | 0 | 0 | 0
F4_Commercial_College_Existing_Food Preparation_Natural Gas_Fryer_E9 | F4 | Commercial | College | Existing | Food Preparation | Natural Gas | Fryer | E9 | RVT BC Ratio | 0 | 0 | 0 | 0 | 0 | 0 | 0 | 0 | 0 | 0 | 0 | 0 | 0 | 0 | 0 | 0 | 0 | 0 | 0 | 0 | 0 | 0 | 0 | 0 | 0 | 0 | 0 | 0 | 0 | 0 | 0 | 0 | 0
F4_Commercial_College_Existing_Food Preparation_Natural Gas_Fryer_E10 | F4 | Commercial | College | Existing | Food Preparation | Natural Gas | Fryer | E10 | RVT BC Ratio | 0 | 0 | 0 | 0 | 0 | 0 | 0 | 0 | 0 | 0 | 0 | 0 | 0 | 0 | 0 | 0 | 0 | 0 | 0 | 0 | 0 | 0 | 0 | 0 | 0 | 0 | 0 | 0 | 0 | 0 | 0 | 0 | 0
F5_Commercial_College_Existing_Food Preparation_Natural Gas_Fryer_E1 | F5 | Commercial | College | Existing | Food Preparation | Natural Gas | Fryer | E1 | RIM BC Ratio | 1 | 1 | 1 | 0 | 0 | 0 | 0 | 0 | 0 | 0 | 0 | 0 | 0 | 0 | 0 | 0 | 0 | 0 | 0 | 0 | 0 | 0 | 0 | 0 | 0 | 0 | 0 | 0 | 0 | 0 | 0 | 0 | 0
F5_Commercial_College_Existing_Food Preparation_Natural Gas_Fryer_E2 | F5 | Commercial | College | Existing | Food Preparation | Natural Gas | Fryer | E2 | RIM BC Ratio | 0.73167 | 0.73157 | 0.73195 | 1 | 1 | 1 | 1 | 1 | 1 | 1 | 1 | 1 | 1 | 1 | 1 | 1 | 1 | 1 | 1 | 1 | 1 | 1 | 1 | 1 | 1 | 1 | 1 | 1 | 1 | 1 | 1 | 1 | 1
F5_Commercial_College_Existing_Food Preparation_Natural Gas_Fryer_E3 | F5 | Commercial | College | Existing | Food Preparation | Natural Gas | Fryer | E3 | RIM BC Ratio | 0 | 0 | 0 | 0 | 0 | 0 | 0 | 0 | 0 | 0 | 0 | 0 | 0 | 0 | 0 | 0 | 0 | 0 | 0 | 0 | 0 | 0 | 0 | 0 | 0 | 0 | 0 | 0 | 0 | 0 | 0 | 0 | 0
F5_Commercial_College_Existing_Food Preparation_Natural Gas_Fryer_E4 | F5 | Commercial | College | Existing | Food Preparation | Natural Gas | Fryer | E4 | RIM BC Ratio | 0 | 0 | 0 | 0 | 0 | 0 | 0 | 0 | 0 | 0 | 0 | 0 | 0 | 0 | 0 | 0 | 0 | 0 | 0 | 0 | 0 | 0 | 0 | 0 | 0 | 0 | 0 | 0 | 0 | 0 | 0 | 0 | 0
F5_Commercial_College_Existing_Food Preparation_Natural Gas_Fryer_E5 | F5 | Commercial | College | Existing | Food Preparation | Natural Gas | Fryer | E5 | RIM BC Ratio | 0 | 0 | 0 | 0 | 0 | 0 | 0 | 0 | 0 | 0 | 0 | 0 | 0 | 0 | 0 | 0 | 0 | 0 | 0 | 0 | 0 | 0 | 0 | 0 | 0 | 0 | 0 | 0 | 0 | 0 | 0 | 0 | 0
F5_Commercial_College_Existing_Food Preparation_Natural Gas_Fryer_E6 | F5 | Commercial | College | Existing | Food Preparation | Natural Gas | Fryer | E6 | RIM BC Ratio | 0 | 0 | 0 | 0 | 0 | 0 | 0 | 0 | 0 | 0 | 0 | 0 | 0 | 0 | 0 | 0 | 0 | 0 | 0 | 0 | 0 | 0 | 0 | 0 | 0 | 0 | 0 | 0 | 0 | 0 | 0 | 0 | 0
F5_Commercial_College_Existing_Food Preparation_Natural Gas_Fryer_E7 | F5 | Commercial | College | Existing | Food Preparation | Natural Gas | Fryer | E7 | RIM BC Ratio | 0 | 0 | 0 | 0 | 0 | 0 | 0 | 0 | 0 | 0 | 0 | 0 | 0 | 0 | 0 | 0 | 0 | 0 | 0 | 0 | 0 | 0 | 0 | 0 | 0 | 0 | 0 | 0 | 0 | 0 | 0 | 0 | 0
F5_Commercial_College_Existing_Food Preparation_Natural Gas_Fryer_E8 | F5 | Commercial | College | Existing | Food Preparation | Natural Gas | Fryer | E8 | RIM BC Ratio | 0 | 0 | 0 | 0 | 0 | 0 | 0 | 0 | 0 | 0 | 0 | 0 | 0 | 0 | 0 | 0 | 0 | 0 | 0 | 0 | 0 | 0 | 0 | 0 | 0 | 0 | 0 | 0 | 0 | 0 | 0 | 0 | 0
F5_Commercial_College_Existing_Food Preparation_Natural Gas_Fryer_E9 | F5 | Commercial | College | Existing | Food Preparation | Natural Gas | Fryer | E9 | RIM BC Ratio | 0 | 0 | 0 | 0 | 0 | 0 | 0 | 0 | 0 | 0 | 0 | 0 | 0 | 0 | 0 | 0 | 0 | 0 | 0 | 0 | 0 | 0 | 0 | 0 | 0 | 0 | 0 | 0 | 0 | 0 | 0 | 0 | 0
F5_Commercial_College_Existing_Food Preparation_Natural Gas_Fryer_E10 | F5 | Commercial | College | Existing | Food Preparation | Natural Gas | Fryer | E10 | RIM BC Ratio | 0 | 0 | 0 | 0 | 0 | 0 | 0 | 0 | 0 | 0 | 0 | 0 | 0 | 0 | 0 | 0 | 0 | 0 | 0 | 0 | 0 | 0 | 0 | 0 | 0 | 0 | 0 | 0 | 0 | 0 | 0 | 0 | 0
F0_Commercial_College_Existing_Food Preparation_Natural Gas_Broiler_E0 | F0 | Commercial | College | Existing | Food Preparation | Natural Gas | Broiler | E0 | Economic Unit | Infrared Burners | Infrared Burners | Infrared Burners | Infrared Burners | Infrared Burners | Infrared Burners | Infrared Burners | Infrared Burners | Infrared Burners | Infrared Burners | Infrared Burners | Infrared Burners | Infrared Burners | Infrared Burners | Infrared Burners | Infrared Burners | Infrared Burners | Infrared Burners | Infrared Burners | Infrared Burners | Infrared Burners | Infrared Burners | Infrared Burners | Infrared Burners | Infrared Burners | Infrared Burners | Infrared Burners | Infrared Burners | Infrared Burners | Infrared Burners | Infrared Burners | Infrared Burners | Infrared Burners
F1_Commercial_College_Existing_Food Preparation_Natural Gas_Broiler_E1 | F1 | Commercial | College | Existing | Food Preparation | Natural Gas | Broiler | E1 | CCE | 0 | 0 | 0 | 0 | 0 | 0 | 0 | 0 | 0 | 0 | 0 | 0 | 0 | 0 | 0 | 0 | 0 | 0 | 0 | 0 | 0 | 0 | 0 | 0 | 0 | 0 | 0 | 0 | 0 | 0 | 0 | 0 | 0
F1_Commercial_College_Existing_Food Preparation_Natural Gas_Broiler_E2 | F1 | Commercial | College | Existing | Food Preparation | Natural Gas | Broiler | E2 | CCE | 0.59817 | 0.61931 | 0.55594 | 0.56637 | 0.56637 | 0.56637 | 0.56637 | 0.56637 | 0.56637 | 0.56637 | 0.56637 | 0.56637 | 0.56637 | 0.56637 | 0.56637 | 0.56637 | 0.56637 | 0.56637 | 0.56637 | 0.56637 | 0.56637 | 0.56637 | 0.56637 | 0.56637 | 0.56637 | 0.56637 | 0.56637 | 0.56637 | 0.56637 | 0.56637 | 0.56637 | 0.56637 | 0.56637
F1_Commercial_College_Existing_Food Preparation_Natural Gas_Broiler_E3 | F1 | Commercial | College | Existing | Food Preparation | Natural Gas | Broiler | E3 | CCE | 0 | 0 | 0 | 0 | 0 | 0 | 0 | 0 | 0 | 0 | 0 | 0 | 0 | 0 | 0 | 0 | 0 | 0 | 0 | 0 | 0 | 0 | 0 | 0 | 0 | 0 | 0 | 0 | 0 | 0 | 0 | 0 | 0
F1_Commercial_College_Existing_Food Preparation_Natural Gas_Broiler_E4 | F1 | Commercial | College | Existing | Food Preparation | Natural Gas | Broiler | E4 | CCE | 0 | 0 | 0 | 0 | 0 | 0 | 0 | 0 | 0 | 0 | 0 | 0 | 0 | 0 | 0 | 0 | 0 | 0 | 0 | 0 | 0 | 0 | 0 | 0 | 0 | 0 | 0 | 0 | 0 | 0 | 0 | 0 | 0
F1_Commercial_College_Existing_Food Preparation_Natural Gas_Broiler_E5 | F1 | Commercial | College | Existing | Food Preparation | Natural Gas | Broiler | E5 | CCE | 0 | 0 | 0 | 0 | 0 | 0 | 0 | 0 | 0 | 0 | 0 | 0 | 0 | 0 | 0 | 0 | 0 | 0 | 0 | 0 | 0 | 0 | 0 | 0 | 0 | 0 | 0 | 0 | 0 | 0 | 0 | 0 | 0
F1_Commercial_College_Existing_Food Preparation_Natural Gas_Broiler_E6 | F1 | Commercial | College | Existing | Food Preparation | Natural Gas | Broiler | E6 | CCE | 0 | 0 | 0 | 0 | 0 | 0 | 0 | 0 | 0 | 0 | 0 | 0 | 0 | 0 | 0 | 0 | 0 | 0 | 0 | 0 | 0 | 0 | 0 | 0 | 0 | 0 | 0 | 0 | 0 | 0 | 0 | 0 | 0
F1_Commercial_College_Existing_Food Preparation_Natural Gas_Broiler_E7 | F1 | Commercial | College | Existing | Food Preparation | Natural Gas | Broiler | E7 | CCE | 0 | 0 | 0 | 0 | 0 | 0 | 0 | 0 | 0 | 0 | 0 | 0 | 0 | 0 | 0 | 0 | 0 | 0 | 0 | 0 | 0 | 0 | 0 | 0 | 0 | 0 | 0 | 0 | 0 | 0 | 0 | 0 | 0
F1_Commercial_College_Existing_Food Preparation_Natural Gas_Broiler_E8 | F1 | Commercial | College | Existing | Food Preparation | Natural Gas | Broiler | E8 | CCE | 0 | 0 | 0 | 0 | 0 | 0 | 0 | 0 | 0 | 0 | 0 | 0 | 0 | 0 | 0 | 0 | 0 | 0 | 0 | 0 | 0 | 0 | 0 | 0 | 0 | 0 | 0 | 0 | 0 | 0 | 0 | 0 | 0
F1_Commercial_College_Existing_Food Preparation_Natural Gas_Broiler_E9 | F1 | Commercial | College | Existing | Food Preparation | Natural Gas | Broiler | E9 | CCE | 0 | 0 | 0 | 0 | 0 | 0 | 0 | 0 | 0 | 0 | 0 | 0 | 0 | 0 | 0 | 0 | 0 | 0 | 0 | 0 | 0 | 0 | 0 | 0 | 0 | 0 | 0 | 0 | 0 | 0 | 0 | 0 | 0
F1_Commercial_College_Existing_Food Preparation_Natural Gas_Broiler_E10 | F1 | Commercial | College | Existing | Food Preparation | Natural Gas | Broiler | E10 | CCE | 0 | 0 | 0 | 0 | 0 | 0 | 0 | 0 | 0 | 0 | 0 | 0 | 0 | 0 | 0 | 0 | 0 | 0 | 0 | 0 | 0 | 0 | 0 | 0 | 0 | 0 | 0 | 0 | 0 | 0 | 0 | 0 | 0
F2_Commercial_College_Existing_Food Preparation_Natural Gas_Broiler_E1 | F2 | Commercial | College | Existing | Food Preparation | Natural Gas | Broiler | E1 | TRC BC Ratio | bar: 2019 to 2051
F2_Commercial_College_Existing_Food Preparation_Natural Gas_Broiler_E2 | F2 | Commercial | College | Existing | Food Preparation | Natural Gas | Broiler | E2 | TRC BC Ratio | 2.7519 | 2.7554 | 2.7705 | 2.7565 | 2.7493 | 2.7603 | 2.7866 | 2.8079 | 2.834 | 2.8592 | 2.8846 | 2.9086 | 2.9342 | 2.9607 | 2.9863 | 3.0126 | 3.039 | 3.0674 | 3.0969 | 3.1274 | 3.1566 | 3.1859 | 3.2122 | 3.2386 | 3.2614 | 3.2812 | 3.2991 | 3.3146 | 3.3268 | 3.3367 | 3.3421 | 3.3458 | 3.3458
F2_Commercial_College_Existing_Food Preparation_Natural Gas_Broiler_E3 | F2 | Commercial | College | Existing | Food Preparation | Natural Gas | Broiler | E3 | TRC BC Ratio | 0 | 0 | 0 | 0 | 0 | 0 | 0 | 0 | 0 | 0 | 0 | 0 | 0 | 0 | 0 | 0 | 0 | 0 | 0 | 0 | 0 | 0 | 0 | 0 | 0 | 0 | 0 | 0 | 0 | 0 | 0 | 0 | 0
F2_Commercial_College_Existing_Food Preparation_Natural Gas_Broiler_E4 | F2 | Commercial | College | Existing | Food Preparation | Natural Gas | Broiler | E4 | TRC BC Ratio | 0 | 0 | 0 | 0 | 0 | 0 | 0 | 0 | 0 | 0 | 0 | 0 | 0 | 0 | 0 | 0 | 0 | 0 | 0 | 0 | 0 | 0 | 0 | 0 | 0 | 0 | 0 | 0 | 0 | 0 | 0 | 0 | 0
F2_Commercial_College_Existing_Food Preparation_Natural Gas_Broiler_E5 | F2 | Commercial | College | Existing | Food Preparation | Natural Gas | Broiler | E5 | TRC BC Ratio | 0 | 0 | 0 | 0 | 0 | 0 | 0 | 0 | 0 | 0 | 0 | 0 | 0 | 0 | 0 | 0 | 0 | 0 | 0 | 0 | 0 | 0 | 0 | 0 | 0 | 0 | 0 | 0 | 0 | 0 | 0 | 0 | 0
F2_Commercial_College_Existing_Food Preparation_Natural Gas_Broiler_E6 | F2 | Commercial | College | Existing | Food Preparation | Natural Gas | Broiler | E6 | TRC BC Ratio | 0 | 0 | 0 | 0 | 0 | 0 | 0 | 0 | 0 | 0 | 0 | 0 | 0 | 0 | 0 | 0 | 0 | 0 | 0 | 0 | 0 | 0 | 0 | 0 | 0 | 0 | 0 | 0 | 0 | 0 | 0 | 0 | 0
F2_Commercial_College_Existing_Food Preparation_Natural Gas_Broiler_E7 | F2 | Commercial | College | Existing | Food Preparation | Natural Gas | Broiler | E7 | TRC BC Ratio | 0 | 0 | 0 | 0 | 0 | 0 | 0 | 0 | 0 | 0 | 0 | 0 | 0 | 0 | 0 | 0 | 0 | 0 | 0 | 0 | 0 | 0 | 0 | 0 | 0 | 0 | 0 | 0 | 0 | 0 | 0 | 0 | 0
F2_Commercial_College_Existing_Food Preparation_Natural Gas_Broiler_E8 | F2 | Commercial | College | Existing | Food Preparation | Natural Gas | Broiler | E8 | TRC BC Ratio | 0 | 0 | 0 | 0 | 0 | 0 | 0 | 0 | 0 | 0 | 0 | 0 | 0 | 0 | 0 | 0 | 0 | 0 | 0 | 0 | 0 | 0 | 0 | 0 | 0 | 0 | 0 | 0 | 0 | 0 | 0 | 0 | 0
F2_Commercial_College_Existing_Food Preparation_Natural Gas_Broiler_E9 | F2 | Commercial | College | Existing | Food Preparation | Natural Gas | Broiler | E9 | TRC BC Ratio | 0 | 0 | 0 | 0 | 0 | 0 | 0 | 0 | 0 | 0 | 0 | 0 | 0 | 0 | 0 | 0 | 0 | 0 | 0 | 0 | 0 | 0 | 0 | 0 | 0 | 0 | 0 | 0 | 0 | 0 | 0 | 0 | 0
F2_Commercial_College_Existing_Food Preparation_Natural Gas_Broiler_E10 | F2 | Commercial | College | Existing | Food Preparation | Natural Gas | Broiler | E10 | TRC BC Ratio | 0 | 0 | 0 | 0 | 0 | 0 | 0 | 0 | 0 | 0 | 0 | 0 | 0 | 0 | 0 | 0 | 0 | 0 | 0 | 0 | 0 | 0 | 0 | 0 | 0 | 0 | 0 | 0 | 0 | 0 | 0 | 0 | 0
F3_Commercial_College_Existing_Food Preparation_Natural Gas_Broiler_E1 | F3 | Commercial | College | Existing | Food Preparation | Natural Gas | Broiler | E1 | PACT BC Ratio | bar: 2019 to 2051
F3_Commercial_College_Existing_Food Preparation_Natural Gas_Broiler_E2 | F3 | Commercial | College | Existing | Food Preparation | Natural Gas | Broiler | E2 | PACT BC Ratio | 3.6692 | 3.6739 | 3.694 | 3.6753 | 3.6658 | 3.6803 | 3.7154 | 3.7439 | 3.7787 | 3.8122 | 3.8462 | 3.8782 | 3.9123 | 3.9475 | 3.9818 | 4.0167 | 4.052 | 4.0899 | 4.1293 | 4.1698 | 4.2088 | 4.2479 | 4.283 | 4.3181 | 4.3486 | 4.3749 | 4.3988 | 4.4195 | 4.4357 | 4.4489 | 4.4562 | 4.461 | 4.461
F3_Commercial_College_Existing_Food Preparation_Natural Gas_Broiler_E3 | F3 | Commercial | College | Existing | Food Preparation | Natural Gas | Broiler | E3 | PACT BC Ratio | 0 | 0 | 0 | 0 | 0 | 0 | 0 | 0 | 0 | 0 | 0 | 0 | 0 | 0 | 0 | 0 | 0 | 0 | 0 | 0 | 0 | 0 | 0 | 0 | 0 | 0 | 0 | 0 | 0 | 0 | 0 | 0 | 0
F3_Commercial_College_Existing_Food Preparation_Natural Gas_Broiler_E4 | F3 | Commercial | College | Existing | Food Preparation | Natural Gas | Broiler | E4 | PACT BC Ratio | 0 | 0 | 0 | 0 | 0 | 0 | 0 | 0 | 0 | 0 | 0 | 0 | 0 | 0 | 0 | 0 | 0 | 0 | 0 | 0 | 0 | 0 | 0 | 0 | 0 | 0 | 0 | 0 | 0 | 0 | 0 | 0 | 0
F3_Commercial_College_Existing_Food Preparation_Natural Gas_Broiler_E5 | F3 | Commercial | College | Existing | Food Preparation | Natural Gas | Broiler | E5 | PACT BC Ratio | 0 | 0 | 0 | 0 | 0 | 0 | 0 | 0 | 0 | 0 | 0 | 0 | 0 | 0 | 0 | 0 | 0 | 0 | 0 | 0 | 0 | 0 | 0 | 0 | 0 | 0 | 0 | 0 | 0 | 0 | 0 | 0 | 0
F3_Commercial_College_Existing_Food Preparation_Natural Gas_Broiler_E6 | F3 | Commercial | College | Existing | Food Preparation | Natural Gas | Broiler | E6 | PACT BC Ratio | 0 | 0 | 0 | 0 | 0 | 0 | 0 | 0 | 0 | 0 | 0 | 0 | 0 | 0 | 0 | 0 | 0 | 0 | 0 | 0 | 0 | 0 | 0 | 0 | 0 | 0 | 0 | 0 | 0 | 0 | 0 | 0 | 0
F3_Commercial_College_Existing_Food Preparation_Natural Gas_Broiler_E7 | F3 | Commercial | College | Existing | Food Preparation | Natural Gas | Broiler | E7 | PACT BC Ratio | 0 | 0 | 0 | 0 | 0 | 0 | 0 | 0 | 0 | 0 | 0 | 0 | 0 | 0 | 0 | 0 | 0 | 0 | 0 | 0 | 0 | 0 | 0 | 0 | 0 | 0 | 0 | 0 | 0 | 0 | 0 | 0 | 0
F3_Commercial_College_Existing_Food Preparation_Natural Gas_Broiler_E8 | F3 | Commercial | College | Existing | Food Preparation | Natural Gas | Broiler | E8 | PACT BC Ratio | 0 | 0 | 0 | 0 | 0 | 0 | 0 | 0 | 0 | 0 | 0 | 0 | 0 | 0 | 0 | 0 | 0 | 0 | 0 | 0 | 0 | 0 | 0 | 0 | 0 | 0 | 0 | 0 | 0 | 0 | 0 | 0 | 0
F3_Commercial_College_Existing_Food Preparation_Natural Gas_Broiler_E9 | F3 | Commercial | College | Existing | Food Preparation | Natural Gas | Broiler | E9 | PACT BC Ratio | 0 | 0 | 0 | 0 | 0 | 0 | 0 | 0 | 0 | 0 | 0 | 0 | 0 | 0 | 0 | 0 | 0 | 0 | 0 | 0 | 0 | 0 | 0 | 0 | 0 | 0 | 0 | 0 | 0 | 0 | 0 | 0 | 0
F3_Commercial_College_Existing_Food Preparation_Natural Gas_Broiler_E10 | F3 | Commercial | College | Existing | Food Preparation | Natural Gas | Broiler | E10 | PACT BC Ratio | 0 | 0 | 0 | 0 | 0 | 0 | 0 | 0 | 0 | 0 | 0 | 0 | 0 | 0 | 0 | 0 | 0 | 0 | 0 | 0 | 0 | 0 | 0 | 0 | 0 | 0 | 0 | 0 | 0 | 0 | 0 | 0 | 0
F4_Commercial_College_Existing_Food Preparation_Natural Gas_Broiler_E1 | F4 | Commercial | College | Existing | Food Preparation | Natural Gas | Broiler | E1 | RVT BC Ratio | bar: 2019 to 2051
F4_Commercial_College_Existing_Food Preparation_Natural Gas_Broiler_E2 | F4 | Commercial | College | Existing | Food Preparation | Natural Gas | Broiler | E2 | RVT BC Ratio | 4.6564 | 4.6614 | 4.6831 | 4.6629 | 4.6526 | 4.6684 | 4.7062 | 4.7369 | 4.7744 | 4.8106 | 4.8472 | 4.8817 | 4.9184 | 4.9565 | 4.9934 | 5.0311 | 5.0691 | 5.11 | 5.1524 | 5.1962 | 5.2382 | 5.2804 | 5.3182 | 5.3561 | 5.3889 | 5.4173 | 5.4431 | 5.4654 | 5.4828 | 5.4971 | 5.5049 | 5.5101 | 5.5101
F4_Commercial_College_Existing_Food Preparation_Natural Gas_Broiler_E3 | F4 | Commercial | College | Existing | Food Preparation | Natural Gas | Broiler | E3 | RVT BC Ratio | 0 | 0 | 0 | 0 | 0 | 0 | 0 | 0 | 0 | 0 | 0 | 0 | 0 | 0 | 0 | 0 | 0 | 0 | 0 | 0 | 0 | 0 | 0 | 0 | 0 | 0 | 0 | 0 | 0 | 0 | 0 | 0 | 0
F4_Commercial_College_Existing_Food Preparation_Natural Gas_Broiler_E4 | F4 | Commercial | College | Existing | Food Preparation | Natural Gas | Broiler | E4 | RVT BC Ratio | 0 | 0 | 0 | 0 | 0 | 0 | 0 | 0 | 0 | 0 | 0 | 0 | 0 | 0 | 0 | 0 | 0 | 0 | 0 | 0 | 0 | 0 | 0 | 0 | 0 | 0 | 0 | 0 | 0 | 0 | 0 | 0 | 0
F4_Commercial_College_Existing_Food Preparation_Natural Gas_Broiler_E5 | F4 | Commercial | College | Existing | Food Preparation | Natural Gas | Broiler | E5 | RVT BC Ratio | 0 | 0 | 0 | 0 | 0 | 0 | 0 | 0 | 0 | 0 | 0 | 0 | 0 | 0 | 0 | 0 | 0 | 0 | 0 | 0 | 0 | 0 | 0 | 0 | 0 | 0 | 0 | 0 | 0 | 0 | 0 | 0 | 0
F4_Commercial_College_Existing_Food Preparation_Natural Gas_Broiler_E6 | F4 | Commercial | College | Existing | Food Preparation | Natural Gas | Broiler | E6 | RVT BC Ratio | 0 | 0 | 0 | 0 | 0 | 0 | 0 | 0 | 0 | 0 | 0 | 0 | 0 | 0 | 0 | 0 | 0 | 0 | 0 | 0 | 0 | 0 | 0 | 0 | 0 | 0 | 0 | 0 | 0 | 0 | 0 | 0 | 0
F4_Commercial_College_Existing_Food Preparation_Natural Gas_Broiler_E7 | F4 | Commercial | College | Existing | Food Preparation | Natural Gas | Broiler | E7 | RVT BC Ratio | 0 | 0 | 0 | 0 | 0 | 0 | 0 | 0 | 0 | 0 | 0 | 0 | 0 | 0 | 0 | 0 | 0 | 0 | 0 | 0 | 0 | 0 | 0 | 0 | 0 | 0 | 0 | 0 | 0 | 0 | 0 | 0 | 0
F4_Commercial_College_Existing_Food Preparation_Natural Gas_Broiler_E8 | F4 | Commercial | College | Existing | Food Preparation | Natural Gas | Broiler | E8 | RVT BC Ratio | 0 | 0 | 0 | 0 | 0 | 0 | 0 | 0 | 0 | 0 | 0 | 0 | 0 | 0 | 0 | 0 | 0 | 0 | 0 | 0 | 0 | 0 | 0 | 0 | 0 | 0 | 0 | 0 | 0 | 0 | 0 | 0 | 0
F4_Commercial_College_Existing_Food Preparation_Natural Gas_Broiler_E9 | F4 | Commercial | College | Existing | Food Preparation | Natural Gas | Broiler | E9 | RVT BC Ratio | 0 | 0 | 0 | 0 | 0 | 0 | 0 | 0 | 0 | 0 | 0 | 0 | 0 | 0 | 0 | 0 | 0 | 0 | 0 | 0 | 0 | 0 | 0 | 0 | 0 | 0 | 0 | 0 | 0 | 0 | 0 | 0 | 0
F4_Commercial_College_Existing_Food Preparation_Natural Gas_Broiler_E10 | F4 | Commercial | College | Existing | Food Preparation | Natural Gas | Broiler | E10 | RVT BC Ratio | 0 | 0 | 0 | 0 | 0 | 0 | 0 | 0 | 0 | 0 | 0 | 0 | 0 | 0 | 0 | 0 | 0 | 0 | 0 | 0 | 0 | 0 | 0 | 0 | 0 | 0 | 0 | 0 | 0 | 0 | 0 | 0 | 0
F5_Commercial_College_Existing_Food Preparation_Natural Gas_Broiler_E1 | F5 | Commercial | College | Existing | Food Preparation | Natural Gas | Broiler | E1 | RIM BC Ratio | bar: 2019 to 2051
F5_Commercial_College_Existing_Food Preparation_Natural Gas_Broiler_E2 | F5 | Commercial | College | Existing | Food Preparation | Natural Gas | Broiler | E2 | RIM BC Ratio | 0.67999 | 0.68015 | 0.68084 | 0.6802 | 0.67987 | 0.68037 | 0.68156 | 0.68252 | 0.68367 | 0.68475 | 0.68584 | 0.68685 | 0.68791 | 0.689 | 0.69003 | 0.69107 | 0.69211 | 0.69321 | 0.69433 | 0.69547 | 0.69654 | 0.69761 | 0.69854 | 0.69947 | 0.70027 | 0.70095 | 0.70156 | 0.70208 | 0.70249 | 0.70282 | 0.703 | 0.70312 | 0.70312
F5_Commercial_College_Existing_Food Preparation_Natural Gas_Broiler_E3 | F5 | Commercial | College | Existing | Food Preparation | Natural Gas | Broiler | E3 | RIM BC Ratio | 0 | 0 | 0 | 0 | 0 | 0 | 0 | 0 | 0 | 0 | 0 | 0 | 0 | 0 | 0 | 0 | 0 | 0 | 0 | 0 | 0 | 0 | 0 | 0 | 0 | 0 | 0 | 0 | 0 | 0 | 0 | 0 | 0
F5_Commercial_College_Existing_Food Preparation_Natural Gas_Broiler_E4 | F5 | Commercial | College | Existing | Food Preparation | Natural Gas | Broiler | E4 | RIM BC Ratio | 0 | 0 | 0 | 0 | 0 | 0 | 0 | 0 | 0 | 0 | 0 | 0 | 0 | 0 | 0 | 0 | 0 | 0 | 0 | 0 | 0 | 0 | 0 | 0 | 0 | 0 | 0 | 0 | 0 | 0 | 0 | 0 | 0
F5_Commercial_College_Existing_Food Preparation_Natural Gas_Broiler_E5 | F5 | Commercial | College | Existing | Food Preparation | Natural Gas | Broiler | E5 | RIM BC Ratio | 0 | 0 | 0 | 0 | 0 | 0 | 0 | 0 | 0 | 0 | 0 | 0 | 0 | 0 | 0 | 0 | 0 | 0 | 0 | 0 | 0 | 0 | 0 | 0 | 0 | 0 | 0 | 0 | 0 | 0 | 0 | 0 | 0
F5_Commercial_College_Existing_Food Preparation_Natural Gas_Broiler_E6 | F5 | Commercial | College | Existing | Food Preparation | Natural Gas | Broiler | E6 | RIM BC Ratio | 0 | 0 | 0 | 0 | 0 | 0 | 0 | 0 | 0 | 0 | 0 | 0 | 0 | 0 | 0 | 0 | 0 | 0 | 0 | 0 | 0 | 0 | 0 | 0 | 0 | 0 | 0 | 0 | 0 | 0 | 0 | 0 | 0
F5_Commercial_College_Existing_Food Preparation_Natural Gas_Broiler_E7 | F5 | Commercial | College | Existing | Food Preparation | Natural Gas | Broiler | E7 | RIM BC Ratio | 0 | 0 | 0 | 0 | 0 | 0 | 0 | 0 | 0 | 0 | 0 | 0 | 0 | 0 | 0 | 0 | 0 | 0 | 0 | 0 | 0 | 0 | 0 | 0 | 0 | 0 | 0 | 0 | 0 | 0 | 0 | 0 | 0
F5_Commercial_College_Existing_Food Preparation_Natural Gas_Broiler_E8 | F5 | Commercial | College | Existing | Food Preparation | Natural Gas | Broiler | E8 | RIM BC Ratio | 0 | 0 | 0 | 0 | 0 | 0 | 0 | 0 | 0 | 0 | 0 | 0 | 0 | 0 | 0 | 0 | 0 | 0 | 0 | 0 | 0 | 0 | 0 | 0 | 0 | 0 | 0 | 0 | 0 | 0 | 0 | 0 | 0
F5_Commercial_College_Existing_Food Preparation_Natural Gas_Broiler_E9 | F5 | Commercial | College | Existing | Food Preparation | Natural Gas | Broiler | E9 | RIM BC Ratio | 0 | 0 | 0 | 0 | 0 | 0 | 0 | 0 | 0 | 0 | 0 | 0 | 0 | 0 | 0 | 0 | 0 | 0 | 0 | 0 | 0 | 0 | 0 | 0 | 0 | 0 | 0 | 0 | 0 | 0 | 0 | 0 | 0
F5_Commercial_College_Existing_Food Preparation_Natural Gas_Broiler_E10 | F5 | Commercial | College | Existing | Food Preparation | Natural Gas | Broiler | E10 | RIM BC Ratio | 0 | 0 | 0 | 0 | 0 | 0 | 0 | 0 | 0 | 0 | 0 | 0 | 0 | 0 | 0 | 0 | 0 | 0 | 0 | 0 | 0 | 0 | 0 | 0 | 0 | 0 | 0 | 0 | 0 | 0 | 0 | 0 | 0
F0_Commercial_College_Existing_Food Preparation_Natural Gas_Griddle_E0 | F0 | Commercial | College | Existing | Food Preparation | Natural Gas | Griddle | E0 | Economic Unit | ENERGY STAR | ENERGY STAR | ENERGY STAR | ENERGY STAR | ENERGY STAR | ENERGY STAR | ENERGY STAR | ENERGY STAR | ENERGY STAR | ENERGY STAR | ENERGY STAR | ENERGY STAR | ENERGY STAR | ENERGY STAR | ENERGY STAR | ENERGY STAR | ENERGY STAR | ENERGY STAR | ENERGY STAR | ENERGY STAR | ENERGY STAR | ENERGY STAR | ENERGY STAR | ENERGY STAR | ENERGY STAR | ENERGY STAR | ENERGY STAR | ENERGY STAR | ENERGY STAR | ENERGY STAR | ENERGY STAR | ENERGY STAR | ENERGY STAR
F1_Commercial_College_Existing_Food Preparation_Natural Gas_Griddle_E1 | F1 | Commercial | College | Existing | Food Preparation | Natural Gas | Griddle | E1 | CCE | 0 | 0 | 0 | 0 | 0 | 0 | 0 | 0 | 0 | 0 | 0 | 0 | 0 | 0 | 0 | 0 | 0 | 0 | 0 | 0 | 0 | 0 | 0 | 0 | 0 | 0 | 0 | 0 | 0 | 0 | 0 | 0 | 0
F1_Commercial_College_Existing_Food Preparation_Natural Gas_Griddle_E2 | F1 | Commercial | College | Existing | Food Preparation | Natural Gas | Griddle | E2 | CCE | 0.29693 | 0.30743 | 0.27597 | 0 | 0 | 0 | 0 | 0 | 0 | 0 | 0 | 0 | 0 | 0 | 0 | 0 | 0 | 0 | 0 | 0 | 0 | 0 | 0 | 0 | 0 | 0 | 0 | 0 | 0 | 0 | 0 | 0 | 0
F1_Commercial_College_Existing_Food Preparation_Natural Gas_Griddle_E3 | F1 | Commercial | College | Existing | Food Preparation | Natural Gas | Griddle | E3 | CCE | 0 | 0 | 0 | 0 | 0 | 0 | 0 | 0 | 0 | 0 | 0 | 0 | 0 | 0 | 0 | 0 | 0 | 0 | 0 | 0 | 0 | 0 | 0 | 0 | 0 | 0 | 0 | 0 | 0 | 0 | 0 | 0 | 0
F1_Commercial_College_Existing_Food Preparation_Natural Gas_Griddle_E4 | F1 | Commercial | College | Existing | Food Preparation | Natural Gas | Griddle | E4 | CCE | 0 | 0 | 0 | 0 | 0 | 0 | 0 | 0 | 0 | 0 | 0 | 0 | 0 | 0 | 0 | 0 | 0 | 0 | 0 | 0 | 0 | 0 | 0 | 0 | 0 | 0 | 0 | 0 | 0 | 0 | 0 | 0 | 0
F1_Commercial_College_Existing_Food Preparation_Natural Gas_Griddle_E5 | F1 | Commercial | College | Existing | Food Preparation | Natural Gas | Griddle | E5 | CCE | 0 | 0 | 0 | 0 | 0 | 0 | 0 | 0 | 0 | 0 | 0 | 0 | 0 | 0 | 0 | 0 | 0 | 0 | 0 | 0 | 0 | 0 | 0 | 0 | 0 | 0 | 0 | 0 | 0 | 0 | 0 | 0 | 0
F1_Commercial_College_Existing_Food Preparation_Natural Gas_Griddle_E6 | F1 | Commercial | College | Existing | Food Preparation | Natural Gas | Griddle | E6 | CCE | 0 | 0 | 0 | 0 | 0 | 0 | 0 | 0 | 0 | 0 | 0 | 0 | 0 | 0 | 0 | 0 | 0 | 0 | 0 | 0 | 0 | 0 | 0 | 0 | 0 | 0 | 0 | 0 | 0 | 0 | 0 | 0 | 0
F1_Commercial_College_Existing_Food Preparation_Natural Gas_Griddle_E7 | F1 | Commercial | College | Existing | Food Preparation | Natural Gas | Griddle | E7 | CCE | 0 | 0 | 0 | 0 | 0 | 0 | 0 | 0 | 0 | 0 | 0 | 0 | 0 | 0 | 0 | 0 | 0 | 0 | 0 | 0 | 0 | 0 | 0 | 0 | 0 | 0 | 0 | 0 | 0 | 0 | 0 | 0 | 0
F1_Commercial_College_Existing_Food Preparation_Natural Gas_Griddle_E8 | F1 | Commercial | College | Existing | Food Preparation | Natural Gas | Griddle | E8 | CCE | 0 | 0 | 0 | 0 | 0 | 0 | 0 | 0 | 0 | 0 | 0 | 0 | 0 | 0 | 0 | 0 | 0 | 0 | 0 | 0 | 0 | 0 | 0 | 0 | 0 | 0 | 0 | 0 | 0 | 0 | 0 | 0 | 0
F1_Commercial_College_Existing_Food Preparation_Natural Gas_Griddle_E9 | F1 | Commercial | College | Existing | Food Preparation | Natural Gas | Griddle | E9 | CCE | 0 | 0 | 0 | 0 | 0 | 0 | 0 | 0 | 0 | 0 | 0 | 0 | 0 | 0 | 0 | 0 | 0 | 0 | 0 | 0 | 0 | 0 | 0 | 0 | 0 | 0 | 0 | 0 | 0 | 0 | 0 | 0 | 0
F1_Commercial_College_Existing_Food Preparation_Natural Gas_Griddle_E10 | F1 | Commercial | College | Existing | Food Preparation | Natural Gas | Griddle | E10 | CCE | 0 | 0 | 0 | 0 | 0 | 0 | 0 | 0 | 0 | 0 | 0 | 0 | 0 | 0 | 0 | 0 | 0 | 0 | 0 | 0 | 0 | 0 | 0 | 0 | 0 | 0 | 0 | 0 | 0 | 0 | 0 | 0 | 0
F2_Commercial_College_Existing_Food Preparation_Natural Gas_Griddle_E1 | F2 | Commercial | College | Existing | Food Preparation | Natural Gas | Griddle | E1 | TRC BC Ratio | 1 | 1 | 1 | 0 | 0 | 0 | 0 | 0 | 0 | 0 | 0 | 0 | 0 | 0 | 0 | 0 | 0 | 0 | 0 | 0 | 0 | 0 | 0 | 0 | 0 | 0 | 0 | 0 | 0 | 0 | 0 | 0 | 0
F2_Commercial_College_Existing_Food Preparation_Natural Gas_Griddle_E2 | F2 | Commercial | College | Existing | Food Preparation | Natural Gas | Griddle | E2 | TRC BC Ratio | 5.5437 | 5.5508 | 5.5811 | 1 | 1 | 1 | 1 | 1 | 1 | 1 | 1 | 1 | 1 | 1 | 1 | 1 | 1 | 1 | 1 | 1 | 1 | 1 | 1 | 1 | 1 | 1 | 1 | 1 | 1 | 1 | 1 | 1 | 1
F2_Commercial_College_Existing_Food Preparation_Natural Gas_Griddle_E3 | F2 | Commercial | College | Existing | Food Preparation | Natural Gas | Griddle | E3 | TRC BC Ratio | 0 | 0 | 0 | 0 | 0 | 0 | 0 | 0 | 0 | 0 | 0 | 0 | 0 | 0 | 0 | 0 | 0 | 0 | 0 | 0 | 0 | 0 | 0 | 0 | 0 | 0 | 0 | 0 | 0 | 0 | 0 | 0 | 0
F2_Commercial_College_Existing_Food Preparation_Natural Gas_Griddle_E4 | F2 | Commercial | College | Existing | Food Preparation | Natural Gas | Griddle | E4 | TRC BC Ratio | 0 | 0 | 0 | 0 | 0 | 0 | 0 | 0 | 0 | 0 | 0 | 0 | 0 | 0 | 0 | 0 | 0 | 0 | 0 | 0 | 0 | 0 | 0 | 0 | 0 | 0 | 0 | 0 | 0 | 0 | 0 | 0 | 0
F2_Commercial_College_Existing_Food Preparation_Natural Gas_Griddle_E5 | F2 | Commercial | College | Existing | Food Preparation | Natural Gas | Griddle | E5 | TRC BC Ratio | 0 | 0 | 0 | 0 | 0 | 0 | 0 | 0 | 0 | 0 | 0 | 0 | 0 | 0 | 0 | 0 | 0 | 0 | 0 | 0 | 0 | 0 | 0 | 0 | 0 | 0 | 0 | 0 | 0 | 0 | 0 | 0 | 0
F2_Commercial_College_Existing_Food Preparation_Natural Gas_Griddle_E6 | F2 | Commercial | College | Existing | Food Preparation | Natural Gas | Griddle | E6 | TRC BC Ratio | 0 | 0 | 0 | 0 | 0 | 0 | 0 | 0 | 0 | 0 | 0 | 0 | 0 | 0 | 0 | 0 | 0 | 0 | 0 | 0 | 0 | 0 | 0 | 0 | 0 | 0 | 0 | 0 | 0 | 0 | 0 | 0 | 0
F2_Commercial_College_Existing_Food Preparation_Natural Gas_Griddle_E7 | F2 | Commercial | College | Existing | Food Preparation | Natural Gas | Griddle | E7 | TRC BC Ratio | 0 | 0 | 0 | 0 | 0 | 0 | 0 | 0 | 0 | 0 | 0 | 0 | 0 | 0 | 0 | 0 | 0 | 0 | 0 | 0 | 0 | 0 | 0 | 0 | 0 | 0 | 0 | 0 | 0 | 0 | 0 | 0 | 0
F2_Commercial_College_Existing_Food Preparation_Natural Gas_Griddle_E8 | F2 | Commercial | College | Existing | Food Preparation | Natural Gas | Griddle | E8 | TRC BC Ratio | 0 | 0 | 0 | 0 | 0 | 0 | 0 | 0 | 0 | 0 | 0 | 0 | 0 | 0 | 0 | 0 | 0 | 0 | 0 | 0 | 0 | 0 | 0 | 0 | 0 | 0 | 0 | 0 | 0 | 0 | 0 | 0 | 0
F2_Commercial_College_Existing_Food Preparation_Natural Gas_Griddle_E9 | F2 | Commercial | College | Existing | Food Preparation | Natural Gas | Griddle | E9 | TRC BC Ratio | 0 | 0 | 0 | 0 | 0 | 0 | 0 | 0 | 0 | 0 | 0 | 0 | 0 | 0 | 0 | 0 | 0 | 0 | 0 | 0 | 0 | 0 | 0 | 0 | 0 | 0 | 0 | 0 | 0 | 0 | 0 | 0 | 0
F2_Commercial_College_Existing_Food Preparation_Natural Gas_Griddle_E10 | F2 | Commercial | College | Existing | Food Preparation | Natural Gas | Griddle | E10 | TRC BC Ratio | 0 | 0 | 0 | 0 | 0 | 0 | 0 | 0 | 0 | 0 | 0 | 0 | 0 | 0 | 0 | 0 | 0 | 0 | 0 | 0 | 0 | 0 | 0 | 0 | 0 | 0 | 0 | 0 | 0 | 0 | 0 | 0 | 0
F3_Commercial_College_Existing_Food Preparation_Natural Gas_Griddle_E1 | F3 | Commercial | College | Existing | Food Preparation | Natural Gas | Griddle | E1 | PACT BC Ratio | 1 | 1 | 1 | 0 | 0 | 0 | 0 | 0 | 0 | 0 | 0 | 0 | 0 | 0 | 0 | 0 | 0 | 0 | 0 | 0 | 0 | 0 | 0 | 0 | 0 | 0 | 0 | 0 | 0 | 0 | 0 | 0 | 0
F3_Commercial_College_Existing_Food Preparation_Natural Gas_Griddle_E2 | F3 | Commercial | College | Existing | Food Preparation | Natural Gas | Griddle | E2 | PACT BC Ratio | 7.3916 | 7.4011 | 7.4415 | 1 | 1 | 1 | 1 | 1 | 1 | 1 | 1 | 1 | 1 | 1 | 1 | 1 | 1 | 1 | 1 | 1 | 1 | 1 | 1 | 1 | 1 | 1 | 1 | 1 | 1 | 1 | 1 | 1 | 1
F3_Commercial_College_Existing_Food Preparation_Natural Gas_Griddle_E3 | F3 | Commercial | College | Existing | Food Preparation | Natural Gas | Griddle | E3 | PACT BC Ratio | 0 | 0 | 0 | 0 | 0 | 0 | 0 | 0 | 0 | 0 | 0 | 0 | 0 | 0 | 0 | 0 | 0 | 0 | 0 | 0 | 0 | 0 | 0 | 0 | 0 | 0 | 0 | 0 | 0 | 0 | 0 | 0 | 0
F3_Commercial_College_Existing_Food Preparation_Natural Gas_Griddle_E4 | F3 | Commercial | College | Existing | Food Preparation | Natural Gas | Griddle | E4 | PACT BC Ratio | 0 | 0 | 0 | 0 | 0 | 0 | 0 | 0 | 0 | 0 | 0 | 0 | 0 | 0 | 0 | 0 | 0 | 0 | 0 | 0 | 0 | 0 | 0 | 0 | 0 | 0 | 0 | 0 | 0 | 0 | 0 | 0 | 0
F3_Commercial_College_Existing_Food Preparation_Natural Gas_Griddle_E5 | F3 | Commercial | College | Existing | Food Preparation | Natural Gas | Griddle | E5 | PACT BC Ratio | 0 | 0 | 0 | 0 | 0 | 0 | 0 | 0 | 0 | 0 | 0 | 0 | 0 | 0 | 0 | 0 | 0 | 0 | 0 | 0 | 0 | 0 | 0 | 0 | 0 | 0 | 0 | 0 | 0 | 0 | 0 | 0 | 0
F3_Commercial_College_Existing_Food Preparation_Natural Gas_Griddle_E6 | F3 | Commercial | College | Existing | Food Preparation | Natural Gas | Griddle | E6 | PACT BC Ratio | 0 | 0 | 0 | 0 | 0 | 0 | 0 | 0 | 0 | 0 | 0 | 0 | 0 | 0 | 0 | 0 | 0 | 0 | 0 | 0 | 0 | 0 | 0 | 0 | 0 | 0 | 0 | 0 | 0 | 0 | 0 | 0 | 0
F3_Commercial_College_Existing_Food Preparation_Natural Gas_Griddle_E7 | F3 | Commercial | College | Existing | Food Preparation | Natural Gas | Griddle | E7 | PACT BC Ratio | 0 | 0 | 0 | 0 | 0 | 0 | 0 | 0 | 0 | 0 | 0 | 0 | 0 | 0 | 0 | 0 | 0 | 0 | 0 | 0 | 0 | 0 | 0 | 0 | 0 | 0 | 0 | 0 | 0 | 0 | 0 | 0 | 0
F3_Commercial_College_Existing_Food Preparation_Natural Gas_Griddle_E8 | F3 | Commercial | College | Existing | Food Preparation | Natural Gas | Griddle | E8 | PACT BC Ratio | 0 | 0 | 0 | 0 | 0 | 0 | 0 | 0 | 0 | 0 | 0 | 0 | 0 | 0 | 0 | 0 | 0 | 0 | 0 | 0 | 0 | 0 | 0 | 0 | 0 | 0 | 0 | 0 | 0 | 0 | 0 | 0 | 0
F3_Commercial_College_Existing_Food Preparation_Natural Gas_Griddle_E9 | F3 | Commercial | College | Existing | Food Preparation | Natural Gas | Griddle | E9 | PACT BC Ratio | 0 | 0 | 0 | 0 | 0 | 0 | 0 | 0 | 0 | 0 | 0 | 0 | 0 | 0 | 0 | 0 | 0 | 0 | 0 | 0 | 0 | 0 | 0 | 0 | 0 | 0 | 0 | 0 | 0 | 0 | 0 | 0 | 0
F3_Commercial_College_Existing_Food Preparation_Natural Gas_Griddle_E10 | F3 | Commercial | College | Existing | Food Preparation | Natural Gas | Griddle | E10 | PACT BC Ratio | 0 | 0 | 0 | 0 | 0 | 0 | 0 | 0 | 0 | 0 | 0 | 0 | 0 | 0 | 0 | 0 | 0 | 0 | 0 | 0 | 0 | 0 | 0 | 0 | 0 | 0 | 0 | 0 | 0 | 0 | 0 | 0 | 0
F4_Commercial_College_Existing_Food Preparation_Natural Gas_Griddle_E1 | F4 | Commercial | College | Existing | Food Preparation | Natural Gas | Griddle | E1 | RVT BC Ratio | 1 | 1 | 1 | 0 | 0 | 0 | 0 | 0 | 0 | 0 | 0 | 0 | 0 | 0 | 0 | 0 | 0 | 0 | 0 | 0 | 0 | 0 | 0 | 0 | 0 | 0 | 0 | 0 | 0 | 0 | 0 | 0 | 0
F4_Commercial_College_Existing_Food Preparation_Natural Gas_Griddle_E2 | F4 | Commercial | College | Existing | Food Preparation | Natural Gas | Griddle | E2 | RVT BC Ratio | 8.6701 | 8.6803 | 8.7239 | 1 | 1 | 1 | 1 | 1 | 1 | 1 | 1 | 1 | 1 | 1 | 1 | 1 | 1 | 1 | 1 | 1 | 1 | 1 | 1 | 1 | 1 | 1 | 1 | 1 | 1 | 1 | 1 | 1 | 1
F4_Commercial_College_Existing_Food Preparation_Natural Gas_Griddle_E3 | F4 | Commercial | College | Existing | Food Preparation | Natural Gas | Griddle | E3 | RVT BC Ratio | 0 | 0 | 0 | 0 | 0 | 0 | 0 | 0 | 0 | 0 | 0 | 0 | 0 | 0 | 0 | 0 | 0 | 0 | 0 | 0 | 0 | 0 | 0 | 0 | 0 | 0 | 0 | 0 | 0 | 0 | 0 | 0 | 0
F4_Commercial_College_Existing_Food Preparation_Natural Gas_Griddle_E4 | F4 | Commercial | College | Existing | Food Preparation | Natural Gas | Griddle | E4 | RVT BC Ratio | 0 | 0 | 0 | 0 | 0 | 0 | 0 | 0 | 0 | 0 | 0 | 0 | 0 | 0 | 0 | 0 | 0 | 0 | 0 | 0 | 0 | 0 | 0 | 0 | 0 | 0 | 0 | 0 | 0 | 0 | 0 | 0 | 0
F4_Commercial_College_Existing_Food Preparation_Natural Gas_Griddle_E5 | F4 | Commercial | College | Existing | Food Preparation | Natural Gas | Griddle | E5 | RVT BC Ratio | 0 | 0 | 0 | 0 | 0 | 0 | 0 | 0 | 0 | 0 | 0 | 0 | 0 | 0 | 0 | 0 | 0 | 0 | 0 | 0 | 0 | 0 | 0 | 0 | 0 | 0 | 0 | 0 | 0 | 0 | 0 | 0 | 0
F4_Commercial_College_Existing_Food Preparation_Natural Gas_Griddle_E6 | F4 | Commercial | College | Existing | Food Preparation | Natural Gas | Griddle | E6 | RVT BC Ratio | 0 | 0 | 0 | 0 | 0 | 0 | 0 | 0 | 0 | 0 | 0 | 0 | 0 | 0 | 0 | 0 | 0 | 0 | 0 | 0 | 0 | 0 | 0 | 0 | 0 | 0 | 0 | 0 | 0 | 0 | 0 | 0 | 0
F4_Commercial_College_Existing_Food Preparation_Natural Gas_Griddle_E7 | F4 | Commercial | College | Existing | Food Preparation | Natural Gas | Griddle | E7 | RVT BC Ratio | 0 | 0 | 0 | 0 | 0 | 0 | 0 | 0 | 0 | 0 | 0 | 0 | 0 | 0 | 0 | 0 | 0 | 0 | 0 | 0 | 0 | 0 | 0 | 0 | 0 | 0 | 0 | 0 | 0 | 0 | 0 | 0 | 0
F4_Commercial_College_Existing_Food Preparation_Natural Gas_Griddle_E8 | F4 | Commercial | College | Existing | Food Preparation | Natural Gas | Griddle | E8 | RVT BC Ratio | 0 | 0 | 0 | 0 | 0 | 0 | 0 | 0 | 0 | 0 | 0 | 0 | 0 | 0 | 0 | 0 | 0 | 0 | 0 | 0 | 0 | 0 | 0 | 0 | 0 | 0 | 0 | 0 | 0 | 0 | 0 | 0 | 0
F4_Commercial_College_Existing_Food Preparation_Natural Gas_Griddle_E9 | F4 | Commercial | College | Existing | Food Preparation | Natural Gas | Griddle | E9 | RVT BC Ratio | 0 | 0 | 0 | 0 | 0 | 0 | 0 | 0 | 0 | 0 | 0 | 0 | 0 | 0 | 0 | 0 | 0 | 0 | 0 | 0 | 0 | 0 | 0 | 0 | 0 | 0 | 0 | 0 | 0 | 0 | 0 | 0 | 0
F4_Commercial_College_Existing_Food Preparation_Natural Gas_Griddle_E10 | F4 | Commercial | College | Existing | Food Preparation | Natural Gas | Griddle | E10 | RVT BC Ratio | 0 | 0 | 0 | 0 | 0 | 0 | 0 | 0 | 0 | 0 | 0 | 0 | 0 | 0 | 0 | 0 | 0 | 0 | 0 | 0 | 0 | 0 | 0 | 0 | 0 | 0 | 0 | 0 | 0 | 0 | 0 | 0 | 0
F5_Commercial_College_Existing_Food Preparation_Natural Gas_Griddle_E1 | F5 | Commercial | College | Existing | Food Preparation | Natural Gas | Griddle | E1 | RIM BC Ratio | 1 | 1 | 1 | 0 | 0 | 0 | 0 | 0 | 0 | 0 | 0 | 0 | 0 | 0 | 0 | 0 | 0 | 0 | 0 | 0 | 0 | 0 | 0 | 0 | 0 | 0 | 0 | 0 | 0 | 0 | 0 | 0 | 0
F5_Commercial_College_Existing_Food Preparation_Natural Gas_Griddle_E2 | F5 | Commercial | College | Existing | Food Preparation | Natural Gas | Griddle | E2 | RIM BC Ratio | 0.74999 | 0.75009 | 0.7505 | 1 | 1 | 1 | 1 | 1 | 1 | 1 | 1 | 1 | 1 | 1 | 1 | 1 | 1 | 1 | 1 | 1 | 1 | 1 | 1 | 1 | 1 | 1 | 1 | 1 | 1 | 1 | 1 | 1 | 1
F5_Commercial_College_Existing_Food Preparation_Natural Gas_Griddle_E3 | F5 | Commercial | College | Existing | Food Preparation | Natural Gas | Griddle | E3 | RIM BC Ratio | 0 | 0 | 0 | 0 | 0 | 0 | 0 | 0 | 0 | 0 | 0 | 0 | 0 | 0 | 0 | 0 | 0 | 0 | 0 | 0 | 0 | 0 | 0 | 0 | 0 | 0 | 0 | 0 | 0 | 0 | 0 | 0 | 0
F5_Commercial_College_Existing_Food Preparation_Natural Gas_Griddle_E4 | F5 | Commercial | College | Existing | Food Preparation | Natural Gas | Griddle | E4 | RIM BC Ratio | 0 | 0 | 0 | 0 | 0 | 0 | 0 | 0 | 0 | 0 | 0 | 0 | 0 | 0 | 0 | 0 | 0 | 0 | 0 | 0 | 0 | 0 | 0 | 0 | 0 | 0 | 0 | 0 | 0 | 0 | 0 | 0 | 0
F5_Commercial_College_Existing_Food Preparation_Natural Gas_Griddle_E5 | F5 | Commercial | College | Existing | Food Preparation | Natural Gas | Griddle | E5 | RIM BC Ratio | 0 | 0 | 0 | 0 | 0 | 0 | 0 | 0 | 0 | 0 | 0 | 0 | 0 | 0 | 0 | 0 | 0 | 0 | 0 | 0 | 0 | 0 | 0 | 0 | 0 | 0 | 0 | 0 | 0 | 0 | 0 | 0 | 0
F5_Commercial_College_Existing_Food Preparation_Natural Gas_Griddle_E6 | F5 | Commercial | College | Existing | Food Preparation | Natural Gas | Griddle | E6 | RIM BC Ratio | 0 | 0 | 0 | 0 | 0 | 0 | 0 | 0 | 0 | 0 | 0 | 0 | 0 | 0 | 0 | 0 | 0 | 0 | 0 | 0 | 0 | 0 | 0 | 0 | 0 | 0 | 0 | 0 | 0 | 0 | 0 | 0 | 0
F5_Commercial_College_Existing_Food Preparation_Natural Gas_Griddle_E7 | F5 | Commercial | College | Existing | Food Preparation | Natural Gas | Griddle | E7 | RIM BC Ratio | 0 | 0 | 0 | 0 | 0 | 0 | 0 | 0 | 0 | 0 | 0 | 0 | 0 | 0 | 0 | 0 | 0 | 0 | 0 | 0 | 0 | 0 | 0 | 0 | 0 | 0 | 0 | 0 | 0 | 0 | 0 | 0 | 0
F5_Commercial_College_Existing_Food Preparation_Natural Gas_Griddle_E8 | F5 | Commercial | College | Existing | Food Preparation | Natural Gas | Griddle | E8 | RIM BC Ratio | 0 | 0 | 0 | 0 | 0 | 0 | 0 | 0 | 0 | 0 | 0 | 0 | 0 | 0 | 0 | 0 | 0 | 0 | 0 | 0 | 0 | 0 | 0 | 0 | 0 | 0 | 0 | 0 | 0 | 0 | 0 | 0 | 0
F5_Commercial_College_Existing_Food Preparation_Natural Gas_Griddle_E9 | F5 | Commercial | College | Existing | Food Preparation | Natural Gas | Griddle | E9 | RIM BC Ratio | 0 | 0 | 0 | 0 | 0 | 0 | 0 | 0 | 0 | 0 | 0 | 0 | 0 | 0 | 0 | 0 | 0 | 0 | 0 | 0 | 0 | 0 | 0 | 0 | 0 | 0 | 0 | 0 | 0 | 0 | 0 | 0 | 0
F5_Commercial_College_Existing_Food Preparation_Natural Gas_Griddle_E10 | F5 | Commercial | College | Existing | Food Preparation | Natural Gas | Griddle | E10 | RIM BC Ratio | 0 | 0 | 0 | 0 | 0 | 0 | 0 | 0 | 0 | 0 | 0 | 0 | 0 | 0 | 0 | 0 | 0 | 0 | 0 | 0 | 0 | 0 | 0 | 0 | 0 | 0 | 0 | 0 | 0 | 0 | 0 | 0 | 0
F0_Commercial_College_Existing_Food Preparation_Natural Gas_Range_E0 | F0 | Commercial | College | Existing | Food Preparation | Natural Gas | Range | E0 | Economic Unit | High Efficiency | High Efficiency | High Efficiency | High Efficiency | High Efficiency | High Efficiency | High Efficiency | High Efficiency | High Efficiency | High Efficiency | High Efficiency | High Efficiency | High Efficiency | High Efficiency | High Efficiency | High Efficiency | High Efficiency | High Efficiency | High Efficiency | High Efficiency | High Efficiency | High Efficiency | High Efficiency | High Efficiency | High Efficiency | High Efficiency | High Efficiency | High Efficiency | High Efficiency | High Efficiency | High Efficiency | High Efficiency | High Efficiency
F1_Commercial_College_Existing_Food Preparation_Natural Gas_Range_E1 | F1 | Commercial | College | Existing | Food Preparation | Natural Gas | Range | E1 | CCE | 0 | 0 | 0 | 0 | 0 | 0 | 0 | 0 | 0 | 0 | 0 | 0 | 0 | 0 | 0 | 0 | 0 | 0 | 0 | 0 | 0 | 0 | 0 | 0 | 0 | 0 | 0 | 0 | 0 | 0 | 0 | 0 | 0
F1_Commercial_College_Existing_Food Preparation_Natural Gas_Range_E2 | F1 | Commercial | College | Existing | Food Preparation | Natural Gas | Range | E2 | CCE | 0.00050763 | 0.00052557 | 0.00047179 | 0.00048064 | 0.00048064 | 0.00048064 | 0.00048064 | 0.00048064 | 0.00048064 | 0.00048064 | 0.00048064 | 0.00048064 | 0.00048064 | 0.00048064 | 0.00048064 | 0.00048064 | 0.00048064 | 0.00048064 | 0.00048064 | 0.00048064 | 0.00048064 | 0.00048064 | 0.00048064 | 0.00048064 | 0.00048064 | 0.00048064 | 0.00048064 | 0.00048064 | 0.00048064 | 0.00048064 | 0.00048064 | 0.00048064 | 0.00048064
F1_Commercial_College_Existing_Food Preparation_Natural Gas_Range_E3 | F1 | Commercial | College | Existing | Food Preparation | Natural Gas | Range | E3 | CCE | 0 | 0 | 0 | 0 | 0 | 0 | 0 | 0 | 0 | 0 | 0 | 0 | 0 | 0 | 0 | 0 | 0 | 0 | 0 | 0 | 0 | 0 | 0 | 0 | 0 | 0 | 0 | 0 | 0 | 0 | 0 | 0 | 0
F1_Commercial_College_Existing_Food Preparation_Natural Gas_Range_E4 | F1 | Commercial | College | Existing | Food Preparation | Natural Gas | Range | E4 | CCE | 0 | 0 | 0 | 0 | 0 | 0 | 0 | 0 | 0 | 0 | 0 | 0 | 0 | 0 | 0 | 0 | 0 | 0 | 0 | 0 | 0 | 0 | 0 | 0 | 0 | 0 | 0 | 0 | 0 | 0 | 0 | 0 | 0
F1_Commercial_College_Existing_Food Preparation_Natural Gas_Range_E5 | F1 | Commercial | College | Existing | Food Preparation | Natural Gas | Range | E5 | CCE | 0 | 0 | 0 | 0 | 0 | 0 | 0 | 0 | 0 | 0 | 0 | 0 | 0 | 0 | 0 | 0 | 0 | 0 | 0 | 0 | 0 | 0 | 0 | 0 | 0 | 0 | 0 | 0 | 0 | 0 | 0 | 0 | 0
F1_Commercial_College_Existing_Food Preparation_Natural Gas_Range_E6 | F1 | Commercial | College | Existing | Food Preparation | Natural Gas | Range | E6 | CCE | 0 | 0 | 0 | 0 | 0 | 0 | 0 | 0 | 0 | 0 | 0 | 0 | 0 | 0 | 0 | 0 | 0 | 0 | 0 | 0 | 0 | 0 | 0 | 0 | 0 | 0 | 0 | 0 | 0 | 0 | 0 | 0 | 0
F1_Commercial_College_Existing_Food Preparation_Natural Gas_Range_E7 | F1 | Commercial | College | Existing | Food Preparation | Natural Gas | Range | E7 | CCE | 0 | 0 | 0 | 0 | 0 | 0 | 0 | 0 | 0 | 0 | 0 | 0 | 0 | 0 | 0 | 0 | 0 | 0 | 0 | 0 | 0 | 0 | 0 | 0 | 0 | 0 | 0 | 0 | 0 | 0 | 0 | 0 | 0
F1_Commercial_College_Existing_Food Preparation_Natural Gas_Range_E8 | F1 | Commercial | College | Existing | Food Preparation | Natural Gas | Range | E8 | CCE | 0 | 0 | 0 | 0 | 0 | 0 | 0 | 0 | 0 | 0 | 0 | 0 | 0 | 0 | 0 | 0 | 0 | 0 | 0 | 0 | 0 | 0 | 0 | 0 | 0 | 0 | 0 | 0 | 0 | 0 | 0 | 0 | 0
F1_Commercial_College_Existing_Food Preparation_Natural Gas_Range_E9 | F1 | Commercial | College | Existing | Food Preparation | Natural Gas | Range | E9 | CCE | 0 | 0 | 0 | 0 | 0 | 0 | 0 | 0 | 0 | 0 | 0 | 0 | 0 | 0 | 0 | 0 | 0 | 0 | 0 | 0 | 0 | 0 | 0 | 0 | 0 | 0 | 0 | 0 | 0 | 0 | 0 | 0 | 0
F1_Commercial_College_Existing_Food Preparation_Natural Gas_Range_E10 | F1 | Commercial | College | Existing | Food Preparation | Natural Gas | Range | E10 | CCE | 0 | 0 | 0 | 0 | 0 | 0 | 0 | 0 | 0 | 0 | 0 | 0 | 0 | 0 | 0 | 0 | 0 | 0 | 0 | 0 | 0 | 0 | 0 | 0 | 0 | 0 | 0 | 0 | 0 | 0 | 0 | 0 | 0
F2_Commercial_College_Existing_Food Preparation_Natural Gas_Range_E1 | F2 | Commercial | College | Existing | Food Preparation | Natural Gas | Range | E1 | TRC BC Ratio | bar: 2019 to 2051
F2_Commercial_College_Existing_Food Preparation_Natural Gas_Range_E2 | F2 | Commercial | College | Existing | Food Preparation | Natural Gas | Range | E2 | TRC BC Ratio | 3238.1763 | 3237.6638 | 3253.2359 | 3229.2965 | 3214.742 | 3225.333 | 3257.2017 | 3282.3529 | 3313.5879 | 3343.0653 | 3372.7037 | 3399.9187 | 3429.0969 | 3459.5906 | 3488.7267 | 3518.3834 | 3548.5216 | 3581.2716 | 3615.4555 | 3651.453 | 3686.9037 | 3723.9437 | 3758.1113 | 3793.4744 | 3824.7719 | 3851.8132 | 3876.4326 | 3897.6637 | 3914.2981 | 3927.934 | 3935.3605 | 3940.3394 | 3940.3394
F2_Commercial_College_Existing_Food Preparation_Natural Gas_Range_E3 | F2 | Commercial | College | Existing | Food Preparation | Natural Gas | Range | E3 | TRC BC Ratio | 0 | 0 | 0 | 0 | 0 | 0 | 0 | 0 | 0 | 0 | 0 | 0 | 0 | 0 | 0 | 0 | 0 | 0 | 0 | 0 | 0 | 0 | 0 | 0 | 0 | 0 | 0 | 0 | 0 | 0 | 0 | 0 | 0
F2_Commercial_College_Existing_Food Preparation_Natural Gas_Range_E4 | F2 | Commercial | College | Existing | Food Preparation | Natural Gas | Range | E4 | TRC BC Ratio | 0 | 0 | 0 | 0 | 0 | 0 | 0 | 0 | 0 | 0 | 0 | 0 | 0 | 0 | 0 | 0 | 0 | 0 | 0 | 0 | 0 | 0 | 0 | 0 | 0 | 0 | 0 | 0 | 0 | 0 | 0 | 0 | 0
F2_Commercial_College_Existing_Food Preparation_Natural Gas_Range_E5 | F2 | Commercial | College | Existing | Food Preparation | Natural Gas | Range | E5 | TRC BC Ratio | 0 | 0 | 0 | 0 | 0 | 0 | 0 | 0 | 0 | 0 | 0 | 0 | 0 | 0 | 0 | 0 | 0 | 0 | 0 | 0 | 0 | 0 | 0 | 0 | 0 | 0 | 0 | 0 | 0 | 0 | 0 | 0 | 0
F2_Commercial_College_Existing_Food Preparation_Natural Gas_Range_E6 | F2 | Commercial | College | Existing | Food Preparation | Natural Gas | Range | E6 | TRC BC Ratio | 0 | 0 | 0 | 0 | 0 | 0 | 0 | 0 | 0 | 0 | 0 | 0 | 0 | 0 | 0 | 0 | 0 | 0 | 0 | 0 | 0 | 0 | 0 | 0 | 0 | 0 | 0 | 0 | 0 | 0 | 0 | 0 | 0
F2_Commercial_College_Existing_Food Preparation_Natural Gas_Range_E7 | F2 | Commercial | College | Existing | Food Preparation | Natural Gas | Range | E7 | TRC BC Ratio | 0 | 0 | 0 | 0 | 0 | 0 | 0 | 0 | 0 | 0 | 0 | 0 | 0 | 0 | 0 | 0 | 0 | 0 | 0 | 0 | 0 | 0 | 0 | 0 | 0 | 0 | 0 | 0 | 0 | 0 | 0 | 0 | 0
F2_Commercial_College_Existing_Food Preparation_Natural Gas_Range_E8 | F2 | Commercial | College | Existing | Food Preparation | Natural Gas | Range | E8 | TRC BC Ratio | 0 | 0 | 0 | 0 | 0 | 0 | 0 | 0 | 0 | 0 | 0 | 0 | 0 | 0 | 0 | 0 | 0 | 0 | 0 | 0 | 0 | 0 | 0 | 0 | 0 | 0 | 0 | 0 | 0 | 0 | 0 | 0 | 0
F2_Commercial_College_Existing_Food Preparation_Natural Gas_Range_E9 | F2 | Commercial | College | Existing | Food Preparation | Natural Gas | Range | E9 | TRC BC Ratio | 0 | 0 | 0 | 0 | 0 | 0 | 0 | 0 | 0 | 0 | 0 | 0 | 0 | 0 | 0 | 0 | 0 | 0 | 0 | 0 | 0 | 0 | 0 | 0 | 0 | 0 | 0 | 0 | 0 | 0 | 0 | 0 | 0
F2_Commercial_College_Existing_Food Preparation_Natural Gas_Range_E10 | F2 | Commercial | College | Existing | Food Preparation | Natural Gas | Range | E10 | TRC BC Ratio | 0 | 0 | 0 | 0 | 0 | 0 | 0 | 0 | 0 | 0 | 0 | 0 | 0 | 0 | 0 | 0 | 0 | 0 | 0 | 0 | 0 | 0 | 0 | 0 | 0 | 0 | 0 | 0 | 0 | 0 | 0 | 0 | 0
F3_Commercial_College_Existing_Food Preparation_Natural Gas_Range_E1 | F3 | Commercial | College | Existing | Food Preparation | Natural Gas | Range | E1 | PACT BC Ratio | bar: 2019 to 2051
F3_Commercial_College_Existing_Food Preparation_Natural Gas_Range_E2 | F3 | Commercial | College | Existing | Food Preparation | Natural Gas | Range | E2 | PACT BC Ratio | 4317.5684 | 4316.8851 | 4337.6479 | 4305.7287 | 4286.3226 | 4300.444 | 4342.9357 | 4376.4705 | 4418.1173 | 4457.4204 | 4496.9383 | 4533.2249 | 4572.1292 | 4612.7875 | 4651.6356 | 4691.1778 | 4731.3622 | 4775.0288 | 4820.6073 | 4868.604 | 4915.8716 | 4965.2582 | 5010.815 | 5057.9659 | 5099.6959 | 5135.7509 | 5168.5769 | 5196.8849 | 5219.0641 | 5237.2453 | 5247.1473 | 5253.7859 | 5253.7859
F3_Commercial_College_Existing_Food Preparation_Natural Gas_Range_E3 | F3 | Commercial | College | Existing | Food Preparation | Natural Gas | Range | E3 | PACT BC Ratio | 0 | 0 | 0 | 0 | 0 | 0 | 0 | 0 | 0 | 0 | 0 | 0 | 0 | 0 | 0 | 0 | 0 | 0 | 0 | 0 | 0 | 0 | 0 | 0 | 0 | 0 | 0 | 0 | 0 | 0 | 0 | 0 | 0
F3_Commercial_College_Existing_Food Preparation_Natural Gas_Range_E4 | F3 | Commercial | College | Existing | Food Preparation | Natural Gas | Range | E4 | PACT BC Ratio | 0 | 0 | 0 | 0 | 0 | 0 | 0 | 0 | 0 | 0 | 0 | 0 | 0 | 0 | 0 | 0 | 0 | 0 | 0 | 0 | 0 | 0 | 0 | 0 | 0 | 0 | 0 | 0 | 0 | 0 | 0 | 0 | 0
F3_Commercial_College_Existing_Food Preparation_Natural Gas_Range_E5 | F3 | Commercial | College | Existing | Food Preparation | Natural Gas | Range | E5 | PACT BC Ratio | 0 | 0 | 0 | 0 | 0 | 0 | 0 | 0 | 0 | 0 | 0 | 0 | 0 | 0 | 0 | 0 | 0 | 0 | 0 | 0 | 0 | 0 | 0 | 0 | 0 | 0 | 0 | 0 | 0 | 0 | 0 | 0 | 0
F3_Commercial_College_Existing_Food Preparation_Natural Gas_Range_E6 | F3 | Commercial | College | Existing | Food Preparation | Natural Gas | Range | E6 | PACT BC Ratio | 0 | 0 | 0 | 0 | 0 | 0 | 0 | 0 | 0 | 0 | 0 | 0 | 0 | 0 | 0 | 0 | 0 | 0 | 0 | 0 | 0 | 0 | 0 | 0 | 0 | 0 | 0 | 0 | 0 | 0 | 0 | 0 | 0
F3_Commercial_College_Existing_Food Preparation_Natural Gas_Range_E7 | F3 | Commercial | College | Existing | Food Preparation | Natural Gas | Range | E7 | PACT BC Ratio | 0 | 0 | 0 | 0 | 0 | 0 | 0 | 0 | 0 | 0 | 0 | 0 | 0 | 0 | 0 | 0 | 0 | 0 | 0 | 0 | 0 | 0 | 0 | 0 | 0 | 0 | 0 | 0 | 0 | 0 | 0 | 0 | 0
F3_Commercial_College_Existing_Food Preparation_Natural Gas_Range_E8 | F3 | Commercial | College | Existing | Food Preparation | Natural Gas | Range | E8 | PACT BC Ratio | 0 | 0 | 0 | 0 | 0 | 0 | 0 | 0 | 0 | 0 | 0 | 0 | 0 | 0 | 0 | 0 | 0 | 0 | 0 | 0 | 0 | 0 | 0 | 0 | 0 | 0 | 0 | 0 | 0 | 0 | 0 | 0 | 0
F3_Commercial_College_Existing_Food Preparation_Natural Gas_Range_E9 | F3 | Commercial | College | Existing | Food Preparation | Natural Gas | Range | E9 | PACT BC Ratio | 0 | 0 | 0 | 0 | 0 | 0 | 0 | 0 | 0 | 0 | 0 | 0 | 0 | 0 | 0 | 0 | 0 | 0 | 0 | 0 | 0 | 0 | 0 | 0 | 0 | 0 | 0 | 0 | 0 | 0 | 0 | 0 | 0
F3_Commercial_College_Existing_Food Preparation_Natural Gas_Range_E10 | F3 | Commercial | College | Existing | Food Preparation | Natural Gas | Range | E10 | PACT BC Ratio | 0 | 0 | 0 | 0 | 0 | 0 | 0 | 0 | 0 | 0 | 0 | 0 | 0 | 0 | 0 | 0 | 0 | 0 | 0 | 0 | 0 | 0 | 0 | 0 | 0 | 0 | 0 | 0 | 0 | 0 | 0 | 0 | 0
F4_Commercial_College_Existing_Food Preparation_Natural Gas_Range_E1 | F4 | Commercial | College | Existing | Food Preparation | Natural Gas | Range | E1 | RVT BC Ratio | bar: 2019 to 2051
F4_Commercial_College_Existing_Food Preparation_Natural Gas_Range_E2 | F4 | Commercial | College | Existing | Food Preparation | Natural Gas | Range | E2 | RVT BC Ratio | 4656.1553 | 4655.4185 | 4677.8062 | 4643.389 | 4622.4643 | 4637.6907 | 4683.5078 | 4719.667 | 4764.573 | 4806.9519 | 4849.5624 | 4888.6888 | 4930.6377 | 4974.4778 | 5016.3662 | 5059.0029 | 5102.332 | 5149.4159 | 5198.5613 | 5250.3142 | 5301.2809 | 5354.5324 | 5403.6544 | 5454.4953 | 5499.491 | 5538.3676 | 5573.7625 | 5604.2859 | 5628.2008 | 5647.8049 | 5658.4818 | 5665.6399 | 5665.6399
F4_Commercial_College_Existing_Food Preparation_Natural Gas_Range_E3 | F4 | Commercial | College | Existing | Food Preparation | Natural Gas | Range | E3 | RVT BC Ratio | 0 | 0 | 0 | 0 | 0 | 0 | 0 | 0 | 0 | 0 | 0 | 0 | 0 | 0 | 0 | 0 | 0 | 0 | 0 | 0 | 0 | 0 | 0 | 0 | 0 | 0 | 0 | 0 | 0 | 0 | 0 | 0 | 0
F4_Commercial_College_Existing_Food Preparation_Natural Gas_Range_E4 | F4 | Commercial | College | Existing | Food Preparation | Natural Gas | Range | E4 | RVT BC Ratio | 0 | 0 | 0 | 0 | 0 | 0 | 0 | 0 | 0 | 0 | 0 | 0 | 0 | 0 | 0 | 0 | 0 | 0 | 0 | 0 | 0 | 0 | 0 | 0 | 0 | 0 | 0 | 0 | 0 | 0 | 0 | 0 | 0
F4_Commercial_College_Existing_Food Preparation_Natural Gas_Range_E5 | F4 | Commercial | College | Existing | Food Preparation | Natural Gas | Range | E5 | RVT BC Ratio | 0 | 0 | 0 | 0 | 0 | 0 | 0 | 0 | 0 | 0 | 0 | 0 | 0 | 0 | 0 | 0 | 0 | 0 | 0 | 0 | 0 | 0 | 0 | 0 | 0 | 0 | 0 | 0 | 0 | 0 | 0 | 0 | 0
F4_Commercial_College_Existing_Food Preparation_Natural Gas_Range_E6 | F4 | Commercial | College | Existing | Food Preparation | Natural Gas | Range | E6 | RVT BC Ratio | 0 | 0 | 0 | 0 | 0 | 0 | 0 | 0 | 0 | 0 | 0 | 0 | 0 | 0 | 0 | 0 | 0 | 0 | 0 | 0 | 0 | 0 | 0 | 0 | 0 | 0 | 0 | 0 | 0 | 0 | 0 | 0 | 0
F4_Commercial_College_Existing_Food Preparation_Natural Gas_Range_E7 | F4 | Commercial | College | Existing | Food Preparation | Natural Gas | Range | E7 | RVT BC Ratio | 0 | 0 | 0 | 0 | 0 | 0 | 0 | 0 | 0 | 0 | 0 | 0 | 0 | 0 | 0 | 0 | 0 | 0 | 0 | 0 | 0 | 0 | 0 | 0 | 0 | 0 | 0 | 0 | 0 | 0 | 0 | 0 | 0
F4_Commercial_College_Existing_Food Preparation_Natural Gas_Range_E8 | F4 | Commercial | College | Existing | Food Preparation | Natural Gas | Range | E8 | RVT BC Ratio | 0 | 0 | 0 | 0 | 0 | 0 | 0 | 0 | 0 | 0 | 0 | 0 | 0 | 0 | 0 | 0 | 0 | 0 | 0 | 0 | 0 | 0 | 0 | 0 | 0 | 0 | 0 | 0 | 0 | 0 | 0 | 0 | 0
F4_Commercial_College_Existing_Food Preparation_Natural Gas_Range_E9 | F4 | Commercial | College | Existing | Food Preparation | Natural Gas | Range | E9 | RVT BC Ratio | 0 | 0 | 0 | 0 | 0 | 0 | 0 | 0 | 0 | 0 | 0 | 0 | 0 | 0 | 0 | 0 | 0 | 0 | 0 | 0 | 0 | 0 | 0 | 0 | 0 | 0 | 0 | 0 | 0 | 0 | 0 | 0 | 0
F4_Commercial_College_Existing_Food Preparation_Natural Gas_Range_E10 | F4 | Commercial | College | Existing | Food Preparation | Natural Gas | Range | E10 | RVT BC Ratio | 0 | 0 | 0 | 0 | 0 | 0 | 0 | 0 | 0 | 0 | 0 | 0 | 0 | 0 | 0 | 0 | 0 | 0 | 0 | 0 | 0 | 0 | 0 | 0 | 0 | 0 | 0 | 0 | 0 | 0 | 0 | 0 | 0
F5_Commercial_College_Existing_Food Preparation_Natural Gas_Range_E1 | F5 | Commercial | College | Existing | Food Preparation | Natural Gas | Range | E1 | RIM BC Ratio | bar: 2019 to 2051
F5_Commercial_College_Existing_Food Preparation_Natural Gas_Range_E2 | F5 | Commercial | College | Existing | Food Preparation | Natural Gas | Range | E2 | RIM BC Ratio | 0.83452 | 0.83452 | 0.83452 | 0.83452 | 0.83452 | 0.83452 | 0.83452 | 0.83452 | 0.83452 | 0.83452 | 0.83452 | 0.83453 | 0.83453 | 0.83453 | 0.83453 | 0.83453 | 0.83453 | 0.83453 | 0.83453 | 0.83454 | 0.83454 | 0.83454 | 0.83454 | 0.83454 | 0.83454 | 0.83454 | 0.83454 | 0.83455 | 0.83455 | 0.83455 | 0.83455 | 0.83455 | 0.83455
F5_Commercial_College_Existing_Food Preparation_Natural Gas_Range_E3 | F5 | Commercial | College | Existing | Food Preparation | Natural Gas | Range | E3 | RIM BC Ratio | 0 | 0 | 0 | 0 | 0 | 0 | 0 | 0 | 0 | 0 | 0 | 0 | 0 | 0 | 0 | 0 | 0 | 0 | 0 | 0 | 0 | 0 | 0 | 0 | 0 | 0 | 0 | 0 | 0 | 0 | 0 | 0 | 0
F5_Commercial_College_Existing_Food Preparation_Natural Gas_Range_E4 | F5 | Commercial | College | Existing | Food Preparation | Natural Gas | Range | E4 | RIM BC Ratio | 0 | 0 | 0 | 0 | 0 | 0 | 0 | 0 | 0 | 0 | 0 | 0 | 0 | 0 | 0 | 0 | 0 | 0 | 0 | 0 | 0 | 0 | 0 | 0 | 0 | 0 | 0 | 0 | 0 | 0 | 0 | 0 | 0
F5_Commercial_College_Existing_Food Preparation_Natural Gas_Range_E5 | F5 | Commercial | College | Existing | Food Preparation | Natural Gas | Range | E5 | RIM BC Ratio | 0 | 0 | 0 | 0 | 0 | 0 | 0 | 0 | 0 | 0 | 0 | 0 | 0 | 0 | 0 | 0 | 0 | 0 | 0 | 0 | 0 | 0 | 0 | 0 | 0 | 0 | 0 | 0 | 0 | 0 | 0 | 0 | 0
F5_Commercial_College_Existing_Food Preparation_Natural Gas_Range_E6 | F5 | Commercial | College | Existing | Food Preparation | Natural Gas | Range | E6 | RIM BC Ratio | 0 | 0 | 0 | 0 | 0 | 0 | 0 | 0 | 0 | 0 | 0 | 0 | 0 | 0 | 0 | 0 | 0 | 0 | 0 | 0 | 0 | 0 | 0 | 0 | 0 | 0 | 0 | 0 | 0 | 0 | 0 | 0 | 0
F5_Commercial_College_Existing_Food Preparation_Natural Gas_Range_E7 | F5 | Commercial | College | Existing | Food Preparation | Natural Gas | Range | E7 | RIM BC Ratio | 0 | 0 | 0 | 0 | 0 | 0 | 0 | 0 | 0 | 0 | 0 | 0 | 0 | 0 | 0 | 0 | 0 | 0 | 0 | 0 | 0 | 0 | 0 | 0 | 0 | 0 | 0 | 0 | 0 | 0 | 0 | 0 | 0
F5_Commercial_College_Existing_Food Preparation_Natural Gas_Range_E8 | F5 | Commercial | College | Existing | Food Preparation | Natural Gas | Range | E8 | RIM BC Ratio | 0 | 0 | 0 | 0 | 0 | 0 | 0 | 0 | 0 | 0 | 0 | 0 | 0 | 0 | 0 | 0 | 0 | 0 | 0 | 0 | 0 | 0 | 0 | 0 | 0 | 0 | 0 | 0 | 0 | 0 | 0 | 0 | 0
F5_Commercial_College_Existing_Food Preparation_Natural Gas_Range_E9 | F5 | Commercial | College | Existing | Food Preparation | Natural Gas | Range | E9 | RIM BC Ratio | 0 | 0 | 0 | 0 | 0 | 0 | 0 | 0 | 0 | 0 | 0 | 0 | 0 | 0 | 0 | 0 | 0 | 0 | 0 | 0 | 0 | 0 | 0 | 0 | 0 | 0 | 0 | 0 | 0 | 0 | 0 | 0 | 0
F5_Commercial_College_Existing_Food Preparation_Natural Gas_Range_E10 | F5 | Commercial | College | Existing | Food Preparation | Natural Gas | Range | E10 | RIM BC Ratio | 0 | 0 | 0 | 0 | 0 | 0 | 0 | 0 | 0 | 0 | 0 | 0 | 0 | 0 | 0 | 0 | 0 | 0 | 0 | 0 | 0 | 0 | 0 | 0 | 0 | 0 | 0 | 0 | 0 | 0 | 0 | 0 | 0
F0_Commercial_College_Existing_Food Preparation_Natural Gas_Steamer_E0 | F0 | Commercial | College | Existing | Food Preparation | Natural Gas | Steamer | E0 | Economic Unit | ENERGY STAR | ENERGY STAR | ENERGY STAR | ENERGY STAR | ENERGY STAR | ENERGY STAR | ENERGY STAR | ENERGY STAR | ENERGY STAR | ENERGY STAR | ENERGY STAR | ENERGY STAR | ENERGY STAR | ENERGY STAR | ENERGY STAR | ENERGY STAR | ENERGY STAR | ENERGY STAR | ENERGY STAR | ENERGY STAR | ENERGY STAR | ENERGY STAR | ENERGY STAR | ENERGY STAR | ENERGY STAR | ENERGY STAR | ENERGY STAR | ENERGY STAR | ENERGY STAR | ENERGY STAR | ENERGY STAR | ENERGY STAR | ENERGY STAR
F1_Commercial_College_Existing_Food Preparation_Natural Gas_Steamer_E1 | F1 | Commercial | College | Existing | Food Preparation | Natural Gas | Steamer | E1 | CCE | 0 | 0 | 0 | 0 | 0 | 0 | 0 | 0 | 0 | 0 | 0 | 0 | 0 | 0 | 0 | 0 | 0 | 0 | 0 | 0 | 0 | 0 | 0 | 0 | 0 | 0 | 0 | 0 | 0 | 0 | 0 | 0 | 0
F1_Commercial_College_Existing_Food Preparation_Natural Gas_Steamer_E2 | F1 | Commercial | College | Existing | Food Preparation | Natural Gas | Steamer | E2 | CCE | 0.11364 | 0.11765 | 0.10562 | 0 | 0 | 0 | 0 | 0 | 0 | 0 | 0 | 0 | 0 | 0 | 0 | 0 | 0 | 0 | 0 | 0 | 0 | 0 | 0 | 0 | 0 | 0 | 0 | 0 | 0 | 0 | 0 | 0 | 0
F1_Commercial_College_Existing_Food Preparation_Natural Gas_Steamer_E3 | F1 | Commercial | College | Existing | Food Preparation | Natural Gas | Steamer | E3 | CCE | 0 | 0 | 0 | 0 | 0 | 0 | 0 | 0 | 0 | 0 | 0 | 0 | 0 | 0 | 0 | 0 | 0 | 0 | 0 | 0 | 0 | 0 | 0 | 0 | 0 | 0 | 0 | 0 | 0 | 0 | 0 | 0 | 0
F1_Commercial_College_Existing_Food Preparation_Natural Gas_Steamer_E4 | F1 | Commercial | College | Existing | Food Preparation | Natural Gas | Steamer | E4 | CCE | 0 | 0 | 0 | 0 | 0 | 0 | 0 | 0 | 0 | 0 | 0 | 0 | 0 | 0 | 0 | 0 | 0 | 0 | 0 | 0 | 0 | 0 | 0 | 0 | 0 | 0 | 0 | 0 | 0 | 0 | 0 | 0 | 0
F1_Commercial_College_Existing_Food Preparation_Natural Gas_Steamer_E5 | F1 | Commercial | College | Existing | Food Preparation | Natural Gas | Steamer | E5 | CCE | 0 | 0 | 0 | 0 | 0 | 0 | 0 | 0 | 0 | 0 | 0 | 0 | 0 | 0 | 0 | 0 | 0 | 0 | 0 | 0 | 0 | 0 | 0 | 0 | 0 | 0 | 0 | 0 | 0 | 0 | 0 | 0 | 0
F1_Commercial_College_Existing_Food Preparation_Natural Gas_Steamer_E6 | F1 | Commercial | College | Existing | Food Preparation | Natural Gas | Steamer | E6 | CCE | 0 | 0 | 0 | 0 | 0 | 0 | 0 | 0 | 0 | 0 | 0 | 0 | 0 | 0 | 0 | 0 | 0 | 0 | 0 | 0 | 0 | 0 | 0 | 0 | 0 | 0 | 0 | 0 | 0 | 0 | 0 | 0 | 0
F1_Commercial_College_Existing_Food Preparation_Natural Gas_Steamer_E7 | F1 | Commercial | College | Existing | Food Preparation | Natural Gas | Steamer | E7 | CCE | 0 | 0 | 0 | 0 | 0 | 0 | 0 | 0 | 0 | 0 | 0 | 0 | 0 | 0 | 0 | 0 | 0 | 0 | 0 | 0 | 0 | 0 | 0 | 0 | 0 | 0 | 0 | 0 | 0 | 0 | 0 | 0 | 0
F1_Commercial_College_Existing_Food Preparation_Natural Gas_Steamer_E8 | F1 | Commercial | College | Existing | Food Preparation | Natural Gas | Steamer | E8 | CCE | 0 | 0 | 0 | 0 | 0 | 0 | 0 | 0 | 0 | 0 | 0 | 0 | 0 | 0 | 0 | 0 | 0 | 0 | 0 | 0 | 0 | 0 | 0 | 0 | 0 | 0 | 0 | 0 | 0 | 0 | 0 | 0 | 0
F1_Commercial_College_Existing_Food Preparation_Natural Gas_Steamer_E9 | F1 | Commercial | College | Existing | Food Preparation | Natural Gas | Steamer | E9 | CCE | 0 | 0 | 0 | 0 | 0 | 0 | 0 | 0 | 0 | 0 | 0 | 0 | 0 | 0 | 0 | 0 | 0 | 0 | 0 | 0 | 0 | 0 | 0 | 0 | 0 | 0 | 0 | 0 | 0 | 0 | 0 | 0 | 0
F1_Commercial_College_Existing_Food Preparation_Natural Gas_Steamer_E10 | F1 | Commercial | College | Existing | Food Preparation | Natural Gas | Steamer | E10 | CCE | 0 | 0 | 0 | 0 | 0 | 0 | 0 | 0 | 0 | 0 | 0 | 0 | 0 | 0 | 0 | 0 | 0 | 0 | 0 | 0 | 0 | 0 | 0 | 0 | 0 | 0 | 0 | 0 | 0 | 0 | 0 | 0 | 0
F2_Commercial_College_Existing_Food Preparation_Natural Gas_Steamer_E1 | F2 | Commercial | College | Existing | Food Preparation | Natural Gas | Steamer | E1 | TRC BC Ratio | 1 | 1 | 1 | 0 | 0 | 0 | 0 | 0 | 0 | 0 | 0 | 0 | 0 | 0 | 0 | 0 | 0 | 0 | 0 | 0 | 0 | 0 | 0 | 0 | 0 | 0 | 0 | 0 | 0 | 0 | 0 | 0 | 0
F2_Commercial_College_Existing_Food Preparation_Natural Gas_Steamer_E2 | F2 | Commercial | College | Existing | Food Preparation | Natural Gas | Steamer | E2 | TRC BC Ratio | 14.4302 | 14.4472 | 14.5249 | 1 | 1 | 1 | 1 | 1 | 1 | 1 | 1 | 1 | 1 | 1 | 1 | 1 | 1 | 1 | 1 | 1 | 1 | 1 | 1 | 1 | 1 | 1 | 1 | 1 | 1 | 1 | 1 | 1 | 1
F2_Commercial_College_Existing_Food Preparation_Natural Gas_Steamer_E3 | F2 | Commercial | College | Existing | Food Preparation | Natural Gas | Steamer | E3 | TRC BC Ratio | 0 | 0 | 0 | 0 | 0 | 0 | 0 | 0 | 0 | 0 | 0 | 0 | 0 | 0 | 0 | 0 | 0 | 0 | 0 | 0 | 0 | 0 | 0 | 0 | 0 | 0 | 0 | 0 | 0 | 0 | 0 | 0 | 0
F2_Commercial_College_Existing_Food Preparation_Natural Gas_Steamer_E4 | F2 | Commercial | College | Existing | Food Preparation | Natural Gas | Steamer | E4 | TRC BC Ratio | 0 | 0 | 0 | 0 | 0 | 0 | 0 | 0 | 0 | 0 | 0 | 0 | 0 | 0 | 0 | 0 | 0 | 0 | 0 | 0 | 0 | 0 | 0 | 0 | 0 | 0 | 0 | 0 | 0 | 0 | 0 | 0 | 0
F2_Commercial_College_Existing_Food Preparation_Natural Gas_Steamer_E5 | F2 | Commercial | College | Existing | Food Preparation | Natural Gas | Steamer | E5 | TRC BC Ratio | 0 | 0 | 0 | 0 | 0 | 0 | 0 | 0 | 0 | 0 | 0 | 0 | 0 | 0 | 0 | 0 | 0 | 0 | 0 | 0 | 0 | 0 | 0 | 0 | 0 | 0 | 0 | 0 | 0 | 0 | 0 | 0 | 0
F2_Commercial_College_Existing_Food Preparation_Natural Gas_Steamer_E6 | F2 | Commercial | College | Existing | Food Preparation | Natural Gas | Steamer | E6 | TRC BC Ratio | 0 | 0 | 0 | 0 | 0 | 0 | 0 | 0 | 0 | 0 | 0 | 0 | 0 | 0 | 0 | 0 | 0 | 0 | 0 | 0 | 0 | 0 | 0 | 0 | 0 | 0 | 0 | 0 | 0 | 0 | 0 | 0 | 0
F2_Commercial_College_Existing_Food Preparation_Natural Gas_Steamer_E7 | F2 | Commercial | College | Existing | Food Preparation | Natural Gas | Steamer | E7 | TRC BC Ratio | 0 | 0 | 0 | 0 | 0 | 0 | 0 | 0 | 0 | 0 | 0 | 0 | 0 | 0 | 0 | 0 | 0 | 0 | 0 | 0 | 0 | 0 | 0 | 0 | 0 | 0 | 0 | 0 | 0 | 0 | 0 | 0 | 0
F2_Commercial_College_Existing_Food Preparation_Natural Gas_Steamer_E8 | F2 | Commercial | College | Existing | Food Preparation | Natural Gas | Steamer | E8 | TRC BC Ratio | 0 | 0 | 0 | 0 | 0 | 0 | 0 | 0 | 0 | 0 | 0 | 0 | 0 | 0 | 0 | 0 | 0 | 0 | 0 | 0 | 0 | 0 | 0 | 0 | 0 | 0 | 0 | 0 | 0 | 0 | 0 | 0 | 0
F2_Commercial_College_Existing_Food Preparation_Natural Gas_Steamer_E9 | F2 | Commercial | College | Existing | Food Preparation | Natural Gas | Steamer | E9 | TRC BC Ratio | 0 | 0 | 0 | 0 | 0 | 0 | 0 | 0 | 0 | 0 | 0 | 0 | 0 | 0 | 0 | 0 | 0 | 0 | 0 | 0 | 0 | 0 | 0 | 0 | 0 | 0 | 0 | 0 | 0 | 0 | 0 | 0 | 0
F2_Commercial_College_Existing_Food Preparation_Natural Gas_Steamer_E10 | F2 | Commercial | College | Existing | Food Preparation | Natural Gas | Steamer | E10 | TRC BC Ratio | 0 | 0 | 0 | 0 | 0 | 0 | 0 | 0 | 0 | 0 | 0 | 0 | 0 | 0 | 0 | 0 | 0 | 0 | 0 | 0 | 0 | 0 | 0 | 0 | 0 | 0 | 0 | 0 | 0 | 0 | 0 | 0 | 0
F3_Commercial_College_Existing_Food Preparation_Natural Gas_Steamer_E1 | F3 | Commercial | College | Existing | Food Preparation | Natural Gas | Steamer | E1 | PACT BC Ratio | 1 | 1 | 1 | 0 | 0 | 0 | 0 | 0 | 0 | 0 | 0 | 0 | 0 | 0 | 0 | 0 | 0 | 0 | 0 | 0 | 0 | 0 | 0 | 0 | 0 | 0 | 0 | 0 | 0 | 0 | 0 | 0 | 0
F3_Commercial_College_Existing_Food Preparation_Natural Gas_Steamer_E2 | F3 | Commercial | College | Existing | Food Preparation | Natural Gas | Steamer | E2 | PACT BC Ratio | 19.2403 | 19.2629 | 19.3665 | 1 | 1 | 1 | 1 | 1 | 1 | 1 | 1 | 1 | 1 | 1 | 1 | 1 | 1 | 1 | 1 | 1 | 1 | 1 | 1 | 1 | 1 | 1 | 1 | 1 | 1 | 1 | 1 | 1 | 1
F3_Commercial_College_Existing_Food Preparation_Natural Gas_Steamer_E3 | F3 | Commercial | College | Existing | Food Preparation | Natural Gas | Steamer | E3 | PACT BC Ratio | 0 | 0 | 0 | 0 | 0 | 0 | 0 | 0 | 0 | 0 | 0 | 0 | 0 | 0 | 0 | 0 | 0 | 0 | 0 | 0 | 0 | 0 | 0 | 0 | 0 | 0 | 0 | 0 | 0 | 0 | 0 | 0 | 0
F3_Commercial_College_Existing_Food Preparation_Natural Gas_Steamer_E4 | F3 | Commercial | College | Existing | Food Preparation | Natural Gas | Steamer | E4 | PACT BC Ratio | 0 | 0 | 0 | 0 | 0 | 0 | 0 | 0 | 0 | 0 | 0 | 0 | 0 | 0 | 0 | 0 | 0 | 0 | 0 | 0 | 0 | 0 | 0 | 0 | 0 | 0 | 0 | 0 | 0 | 0 | 0 | 0 | 0
F3_Commercial_College_Existing_Food Preparation_Natural Gas_Steamer_E5 | F3 | Commercial | College | Existing | Food Preparation | Natural Gas | Steamer | E5 | PACT BC Ratio | 0 | 0 | 0 | 0 | 0 | 0 | 0 | 0 | 0 | 0 | 0 | 0 | 0 | 0 | 0 | 0 | 0 | 0 | 0 | 0 | 0 | 0 | 0 | 0 | 0 | 0 | 0 | 0 | 0 | 0 | 0 | 0 | 0
F3_Commercial_College_Existing_Food Preparation_Natural Gas_Steamer_E6 | F3 | Commercial | College | Existing | Food Preparation | Natural Gas | Steamer | E6 | PACT BC Ratio | 0 | 0 | 0 | 0 | 0 | 0 | 0 | 0 | 0 | 0 | 0 | 0 | 0 | 0 | 0 | 0 | 0 | 0 | 0 | 0 | 0 | 0 | 0 | 0 | 0 | 0 | 0 | 0 | 0 | 0 | 0 | 0 | 0
F3_Commercial_College_Existing_Food Preparation_Natural Gas_Steamer_E7 | F3 | Commercial | College | Existing | Food Preparation | Natural Gas | Steamer | E7 | PACT BC Ratio | 0 | 0 | 0 | 0 | 0 | 0 | 0 | 0 | 0 | 0 | 0 | 0 | 0 | 0 | 0 | 0 | 0 | 0 | 0 | 0 | 0 | 0 | 0 | 0 | 0 | 0 | 0 | 0 | 0 | 0 | 0 | 0 | 0
F3_Commercial_College_Existing_Food Preparation_Natural Gas_Steamer_E8 | F3 | Commercial | College | Existing | Food Preparation | Natural Gas | Steamer | E8 | PACT BC Ratio | 0 | 0 | 0 | 0 | 0 | 0 | 0 | 0 | 0 | 0 | 0 | 0 | 0 | 0 | 0 | 0 | 0 | 0 | 0 | 0 | 0 | 0 | 0 | 0 | 0 | 0 | 0 | 0 | 0 | 0 | 0 | 0 | 0
F3_Commercial_College_Existing_Food Preparation_Natural Gas_Steamer_E9 | F3 | Commercial | College | Existing | Food Preparation | Natural Gas | Steamer | E9 | PACT BC Ratio | 0 | 0 | 0 | 0 | 0 | 0 | 0 | 0 | 0 | 0 | 0 | 0 | 0 | 0 | 0 | 0 | 0 | 0 | 0 | 0 | 0 | 0 | 0 | 0 | 0 | 0 | 0 | 0 | 0 | 0 | 0 | 0 | 0
F3_Commercial_College_Existing_Food Preparation_Natural Gas_Steamer_E10 | F3 | Commercial | College | Existing | Food Preparation | Natural Gas | Steamer | E10 | PACT BC Ratio | 0 | 0 | 0 | 0 | 0 | 0 | 0 | 0 | 0 | 0 | 0 | 0 | 0 | 0 | 0 | 0 | 0 | 0 | 0 | 0 | 0 | 0 | 0 | 0 | 0 | 0 | 0 | 0 | 0 | 0 | 0 | 0 | 0
F4_Commercial_College_Existing_Food Preparation_Natural Gas_Steamer_E1 | F4 | Commercial | College | Existing | Food Preparation | Natural Gas | Steamer | E1 | RVT BC Ratio | 1 | 1 | 1 | 0 | 0 | 0 | 0 | 0 | 0 | 0 | 0 | 0 | 0 | 0 | 0 | 0 | 0 | 0 | 0 | 0 | 0 | 0 | 0 | 0 | 0 | 0 | 0 | 0 | 0 | 0 | 0 | 0 | 0
F4_Commercial_College_Existing_Food Preparation_Natural Gas_Steamer_E2 | F4 | Commercial | College | Existing | Food Preparation | Natural Gas | Steamer | E2 | RVT BC Ratio | 21.446 | 21.4704 | 21.5821 | 1 | 1 | 1 | 1 | 1 | 1 | 1 | 1 | 1 | 1 | 1 | 1 | 1 | 1 | 1 | 1 | 1 | 1 | 1 | 1 | 1 | 1 | 1 | 1 | 1 | 1 | 1 | 1 | 1 | 1
F4_Commercial_College_Existing_Food Preparation_Natural Gas_Steamer_E3 | F4 | Commercial | College | Existing | Food Preparation | Natural Gas | Steamer | E3 | RVT BC Ratio | 0 | 0 | 0 | 0 | 0 | 0 | 0 | 0 | 0 | 0 | 0 | 0 | 0 | 0 | 0 | 0 | 0 | 0 | 0 | 0 | 0 | 0 | 0 | 0 | 0 | 0 | 0 | 0 | 0 | 0 | 0 | 0 | 0
F4_Commercial_College_Existing_Food Preparation_Natural Gas_Steamer_E4 | F4 | Commercial | College | Existing | Food Preparation | Natural Gas | Steamer | E4 | RVT BC Ratio | 0 | 0 | 0 | 0 | 0 | 0 | 0 | 0 | 0 | 0 | 0 | 0 | 0 | 0 | 0 | 0 | 0 | 0 | 0 | 0 | 0 | 0 | 0 | 0 | 0 | 0 | 0 | 0 | 0 | 0 | 0 | 0 | 0
F4_Commercial_College_Existing_Food Preparation_Natural Gas_Steamer_E5 | F4 | Commercial | College | Existing | Food Preparation | Natural Gas | Steamer | E5 | RVT BC Ratio | 0 | 0 | 0 | 0 | 0 | 0 | 0 | 0 | 0 | 0 | 0 | 0 | 0 | 0 | 0 | 0 | 0 | 0 | 0 | 0 | 0 | 0 | 0 | 0 | 0 | 0 | 0 | 0 | 0 | 0 | 0 | 0 | 0
F4_Commercial_College_Existing_Food Preparation_Natural Gas_Steamer_E6 | F4 | Commercial | College | Existing | Food Preparation | Natural Gas | Steamer | E6 | RVT BC Ratio | 0 | 0 | 0 | 0 | 0 | 0 | 0 | 0 | 0 | 0 | 0 | 0 | 0 | 0 | 0 | 0 | 0 | 0 | 0 | 0 | 0 | 0 | 0 | 0 | 0 | 0 | 0 | 0 | 0 | 0 | 0 | 0 | 0
F4_Commercial_College_Existing_Food Preparation_Natural Gas_Steamer_E7 | F4 | Commercial | College | Existing | Food Preparation | Natural Gas | Steamer | E7 | RVT BC Ratio | 0 | 0 | 0 | 0 | 0 | 0 | 0 | 0 | 0 | 0 | 0 | 0 | 0 | 0 | 0 | 0 | 0 | 0 | 0 | 0 | 0 | 0 | 0 | 0 | 0 | 0 | 0 | 0 | 0 | 0 | 0 | 0 | 0
F4_Commercial_College_Existing_Food Preparation_Natural Gas_Steamer_E8 | F4 | Commercial | College | Existing | Food Preparation | Natural Gas | Steamer | E8 | RVT BC Ratio | 0 | 0 | 0 | 0 | 0 | 0 | 0 | 0 | 0 | 0 | 0 | 0 | 0 | 0 | 0 | 0 | 0 | 0 | 0 | 0 | 0 | 0 | 0 | 0 | 0 | 0 | 0 | 0 | 0 | 0 | 0 | 0 | 0
F4_Commercial_College_Existing_Food Preparation_Natural Gas_Steamer_E9 | F4 | Commercial | College | Existing | Food Preparation | Natural Gas | Steamer | E9 | RVT BC Ratio | 0 | 0 | 0 | 0 | 0 | 0 | 0 | 0 | 0 | 0 | 0 | 0 | 0 | 0 | 0 | 0 | 0 | 0 | 0 | 0 | 0 | 0 | 0 | 0 | 0 | 0 | 0 | 0 | 0 | 0 | 0 | 0 | 0
F4_Commercial_College_Existing_Food Preparation_Natural Gas_Steamer_E10 | F4 | Commercial | College | Existing | Food Preparation | Natural Gas | Steamer | E10 | RVT BC Ratio | 0 | 0 | 0 | 0 | 0 | 0 | 0 | 0 | 0 | 0 | 0 | 0 | 0 | 0 | 0 | 0 | 0 | 0 | 0 | 0 | 0 | 0 | 0 | 0 | 0 | 0 | 0 | 0 | 0 | 0 | 0 | 0 | 0
F5_Commercial_College_Existing_Food Preparation_Natural Gas_Steamer_E1 | F5 | Commercial | College | Existing | Food Preparation | Natural Gas | Steamer | E1 | RIM BC Ratio | 1 | 1 | 1 | 0 | 0 | 0 | 0 | 0 | 0 | 0 | 0 | 0 | 0 | 0 | 0 | 0 | 0 | 0 | 0 | 0 | 0 | 0 | 0 | 0 | 0 | 0 | 0 | 0 | 0 | 0 | 0 | 0 | 0
F5_Commercial_College_Existing_Food Preparation_Natural Gas_Steamer_E2 | F5 | Commercial | College | Existing | Food Preparation | Natural Gas | Steamer | E2 | RIM BC Ratio | 0.79997 | 0.80001 | 0.80019 | 1 | 1 | 1 | 1 | 1 | 1 | 1 | 1 | 1 | 1 | 1 | 1 | 1 | 1 | 1 | 1 | 1 | 1 | 1 | 1 | 1 | 1 | 1 | 1 | 1 | 1 | 1 | 1 | 1 | 1
F5_Commercial_College_Existing_Food Preparation_Natural Gas_Steamer_E3 | F5 | Commercial | College | Existing | Food Preparation | Natural Gas | Steamer | E3 | RIM BC Ratio | 0 | 0 | 0 | 0 | 0 | 0 | 0 | 0 | 0 | 0 | 0 | 0 | 0 | 0 | 0 | 0 | 0 | 0 | 0 | 0 | 0 | 0 | 0 | 0 | 0 | 0 | 0 | 0 | 0 | 0 | 0 | 0 | 0
F5_Commercial_College_Existing_Food Preparation_Natural Gas_Steamer_E4 | F5 | Commercial | College | Existing | Food Preparation | Natural Gas | Steamer | E4 | RIM BC Ratio | 0 | 0 | 0 | 0 | 0 | 0 | 0 | 0 | 0 | 0 | 0 | 0 | 0 | 0 | 0 | 0 | 0 | 0 | 0 | 0 | 0 | 0 | 0 | 0 | 0 | 0 | 0 | 0 | 0 | 0 | 0 | 0 | 0
F5_Commercial_College_Existing_Food Preparation_Natural Gas_Steamer_E5 | F5 | Commercial | College | Existing | Food Preparation | Natural Gas | Steamer | E5 | RIM BC Ratio | 0 | 0 | 0 | 0 | 0 | 0 | 0 | 0 | 0 | 0 | 0 | 0 | 0 | 0 | 0 | 0 | 0 | 0 | 0 | 0 | 0 | 0 | 0 | 0 | 0 | 0 | 0 | 0 | 0 | 0 | 0 | 0 | 0
F5_Commercial_College_Existing_Food Preparation_Natural Gas_Steamer_E6 | F5 | Commercial | College | Existing | Food Preparation | Natural Gas | Steamer | E6 | RIM BC Ratio | 0 | 0 | 0 | 0 | 0 | 0 | 0 | 0 | 0 | 0 | 0 | 0 | 0 | 0 | 0 | 0 | 0 | 0 | 0 | 0 | 0 | 0 | 0 | 0 | 0 | 0 | 0 | 0 | 0 | 0 | 0 | 0 | 0
F5_Commercial_College_Existing_Food Preparation_Natural Gas_Steamer_E7 | F5 | Commercial | College | Existing | Food Preparation | Natural Gas | Steamer | E7 | RIM BC Ratio | 0 | 0 | 0 | 0 | 0 | 0 | 0 | 0 | 0 | 0 | 0 | 0 | 0 | 0 | 0 | 0 | 0 | 0 | 0 | 0 | 0 | 0 | 0 | 0 | 0 | 0 | 0 | 0 | 0 | 0 | 0 | 0 | 0
F5_Commercial_College_Existing_Food Preparation_Natural Gas_Steamer_E8 | F5 | Commercial | College | Existing | Food Preparation | Natural Gas | Steamer | E8 | RIM BC Ratio | 0 | 0 | 0 | 0 | 0 | 0 | 0 | 0 | 0 | 0 | 0 | 0 | 0 | 0 | 0 | 0 | 0 | 0 | 0 | 0 | 0 | 0 | 0 | 0 | 0 | 0 | 0 | 0 | 0 | 0 | 0 | 0 | 0
F5_Commercial_College_Existing_Food Preparation_Natural Gas_Steamer_E9 | F5 | Commercial | College | Existing | Food Preparation | Natural Gas | Steamer | E9 | RIM BC Ratio | 0 | 0 | 0 | 0 | 0 | 0 | 0 | 0 | 0 | 0 | 0 | 0 | 0 | 0 | 0 | 0 | 0 | 0 | 0 | 0 | 0 | 0 | 0 | 0 | 0 | 0 | 0 | 0 | 0 | 0 | 0 | 0 | 0
F5_Commercial_College_Existing_Food Preparation_Natural Gas_Steamer_E10 | F5 | Commercial | College | Existing | Food Preparation | Natural Gas | Steamer | E10 | RIM BC Ratio | 0 | 0 | 0 | 0 | 0 | 0 | 0 | 0 | 0 | 0 | 0 | 0 | 0 | 0 | 0 | 0 | 0 | 0 | 0 | 0 | 0 | 0 | 0 | 0 | 0 | 0 | 0 | 0 | 0 | 0 | 0 | 0 | 0
F0_Commercial_College_Existing_Food Preparation_Natural Gas_Food Prep Other_E0 | F0 | Commercial | College | Existing | Food Preparation | Natural Gas | Food Prep Other | E0 | Economic Unit | Standard | Standard | Standard | Standard | Standard | Standard | Standard | Standard | Standard | Standard | Standard | Standard | Standard | Standard | Standard | Standard | Standard | Standard | Standard | Standard | Standard | Standard | Standard | Standard | Standard | Standard | Standard | Standard | Standard | Standard | Standard | Standard | Standard
F1_Commercial_College_Existing_Food Preparation_Natural Gas_Food Prep Other_E1 | F1 | Commercial | College | Existing | Food Preparation | Natural Gas | Food Prep Other | E1 | CCE | 0 | 0 | 0 | 0 | 0 | 0 | 0 | 0 | 0 | 0 | 0 | 0 | 0 | 0 | 0 | 0 | 0 | 0 | 0 | 0 | 0 | 0 | 0 | 0 | 0 | 0 | 0 | 0 | 0 | 0 | 0 | 0 | 0
F1_Commercial_College_Existing_Food Preparation_Natural Gas_Food Prep Other_E2 | F1 | Commercial | College | Existing | Food Preparation | Natural Gas | Food Prep Other | E2 | CCE | 16.9852 | 17.5855 | 15.7861 | 16.0821 | 16.0821 | 16.0821 | 16.0821 | 16.0821 | 16.0821 | 16.0821 | 16.0821 | 16.0821 | 16.0821 | 16.0821 | 16.0821 | 16.0821 | 16.0821 | 16.0821 | 16.0821 | 16.0821 | 16.0821 | 16.0821 | 16.0821 | 16.0821 | 16.0821 | 16.0821 | 16.0821 | 16.0821 | 16.0821 | 16.0821 | 16.0821 | 16.0821 | 16.0821
F1_Commercial_College_Existing_Food Preparation_Natural Gas_Food Prep Other_E3 | F1 | Commercial | College | Existing | Food Preparation | Natural Gas | Food Prep Other | E3 | CCE | 0 | 0 | 0 | 0 | 0 | 0 | 0 | 0 | 0 | 0 | 0 | 0 | 0 | 0 | 0 | 0 | 0 | 0 | 0 | 0 | 0 | 0 | 0 | 0 | 0 | 0 | 0 | 0 | 0 | 0 | 0 | 0 | 0
F1_Commercial_College_Existing_Food Preparation_Natural Gas_Food Prep Other_E4 | F1 | Commercial | College | Existing | Food Preparation | Natural Gas | Food Prep Other | E4 | CCE | 0 | 0 | 0 | 0 | 0 | 0 | 0 | 0 | 0 | 0 | 0 | 0 | 0 | 0 | 0 | 0 | 0 | 0 | 0 | 0 | 0 | 0 | 0 | 0 | 0 | 0 | 0 | 0 | 0 | 0 | 0 | 0 | 0
F1_Commercial_College_Existing_Food Preparation_Natural Gas_Food Prep Other_E5 | F1 | Commercial | College | Existing | Food Preparation | Natural Gas | Food Prep Other | E5 | CCE | 0 | 0 | 0 | 0 | 0 | 0 | 0 | 0 | 0 | 0 | 0 | 0 | 0 | 0 | 0 | 0 | 0 | 0 | 0 | 0 | 0 | 0 | 0 | 0 | 0 | 0 | 0 | 0 | 0 | 0 | 0 | 0 | 0
F1_Commercial_College_Existing_Food Preparation_Natural Gas_Food Prep Other_E6 | F1 | Commercial | College | Existing | Food Preparation | Natural Gas | Food Prep Other | E6 | CCE | 0 | 0 | 0 | 0 | 0 | 0 | 0 | 0 | 0 | 0 | 0 | 0 | 0 | 0 | 0 | 0 | 0 | 0 | 0 | 0 | 0 | 0 | 0 | 0 | 0 | 0 | 0 | 0 | 0 | 0 | 0 | 0 | 0
F1_Commercial_College_Existing_Food Preparation_Natural Gas_Food Prep Other_E7 | F1 | Commercial | College | Existing | Food Preparation | Natural Gas | Food Prep Other | E7 | CCE | 0 | 0 | 0 | 0 | 0 | 0 | 0 | 0 | 0 | 0 | 0 | 0 | 0 | 0 | 0 | 0 | 0 | 0 | 0 | 0 | 0 | 0 | 0 | 0 | 0 | 0 | 0 | 0 | 0 | 0 | 0 | 0 | 0
F1_Commercial_College_Existing_Food Preparation_Natural Gas_Food Prep Other_E8 | F1 | Commercial | College | Existing | Food Preparation | Natural Gas | Food Prep Other | E8 | CCE | 0 | 0 | 0 | 0 | 0 | 0 | 0 | 0 | 0 | 0 | 0 | 0 | 0 | 0 | 0 | 0 | 0 | 0 | 0 | 0 | 0 | 0 | 0 | 0 | 0 | 0 | 0 | 0 | 0 | 0 | 0 | 0 | 0
F1_Commercial_College_Existing_Food Preparation_Natural Gas_Food Prep Other_E9 | F1 | Commercial | College | Existing | Food Preparation | Natural Gas | Food Prep Other | E9 | CCE | 0 | 0 | 0 | 0 | 0 | 0 | 0 | 0 | 0 | 0 | 0 | 0 | 0 | 0 | 0 | 0 | 0 | 0 | 0 | 0 | 0 | 0 | 0 | 0 | 0 | 0 | 0 | 0 | 0 | 0 | 0 | 0 | 0
F1_Commercial_College_Existing_Food Preparation_Natural Gas_Food Prep Other_E10 | F1 | Commercial | College | Existing | Food Preparation | Natural Gas | Food Prep Other | E10 | CCE | 0 | 0 | 0 | 0 | 0 | 0 | 0 | 0 | 0 | 0 | 0 | 0 | 0 | 0 | 0 | 0 | 0 | 0 | 0 | 0 | 0 | 0 | 0 | 0 | 0 | 0 | 0 | 0 | 0 | 0 | 0 | 0 | 0
F2_Commercial_College_Existing_Food Preparation_Natural Gas_Food Prep Other_E1 | F2 | Commercial | College | Existing | Food Preparation | Natural Gas | Food Prep Other | E1 | TRC BC Ratio | bar: 2019 to 2051
F2_Commercial_College_Existing_Food Preparation_Natural Gas_Food Prep Other_E2 | F2 | Commercial | College | Existing | Food Preparation | Natural Gas | Food Prep Other | E2 | TRC BC Ratio | 0.096778 | 0.096763 | 0.097228 | 0.096513 | 0.096078 | 0.096394 | 0.097347 | 0.098099 | 0.099032 | 0.099913 | 0.1008 | 0.10161 | 0.10248 | 0.1034 | 0.10427 | 0.10515 | 0.10605 | 0.10703 | 0.10805 | 0.10913 | 0.11019 | 0.1113 | 0.11232 | 0.11337 | 0.11431 | 0.11512 | 0.11585 | 0.11649 | 0.11699 | 0.11739 | 0.11761 | 0.11776 | 0.11776
F2_Commercial_College_Existing_Food Preparation_Natural Gas_Food Prep Other_E3 | F2 | Commercial | College | Existing | Food Preparation | Natural Gas | Food Prep Other | E3 | TRC BC Ratio | 0 | 0 | 0 | 0 | 0 | 0 | 0 | 0 | 0 | 0 | 0 | 0 | 0 | 0 | 0 | 0 | 0 | 0 | 0 | 0 | 0 | 0 | 0 | 0 | 0 | 0 | 0 | 0 | 0 | 0 | 0 | 0 | 0
F2_Commercial_College_Existing_Food Preparation_Natural Gas_Food Prep Other_E4 | F2 | Commercial | College | Existing | Food Preparation | Natural Gas | Food Prep Other | E4 | TRC BC Ratio | 0 | 0 | 0 | 0 | 0 | 0 | 0 | 0 | 0 | 0 | 0 | 0 | 0 | 0 | 0 | 0 | 0 | 0 | 0 | 0 | 0 | 0 | 0 | 0 | 0 | 0 | 0 | 0 | 0 | 0 | 0 | 0 | 0
F2_Commercial_College_Existing_Food Preparation_Natural Gas_Food Prep Other_E5 | F2 | Commercial | College | Existing | Food Preparation | Natural Gas | Food Prep Other | E5 | TRC BC Ratio | 0 | 0 | 0 | 0 | 0 | 0 | 0 | 0 | 0 | 0 | 0 | 0 | 0 | 0 | 0 | 0 | 0 | 0 | 0 | 0 | 0 | 0 | 0 | 0 | 0 | 0 | 0 | 0 | 0 | 0 | 0 | 0 | 0
F2_Commercial_College_Existing_Food Preparation_Natural Gas_Food Prep Other_E6 | F2 | Commercial | College | Existing | Food Preparation | Natural Gas | Food Prep Other | E6 | TRC BC Ratio | 0 | 0 | 0 | 0 | 0 | 0 | 0 | 0 | 0 | 0 | 0 | 0 | 0 | 0 | 0 | 0 | 0 | 0 | 0 | 0 | 0 | 0 | 0 | 0 | 0 | 0 | 0 | 0 | 0 | 0 | 0 | 0 | 0
F2_Commercial_College_Existing_Food Preparation_Natural Gas_Food Prep Other_E7 | F2 | Commercial | College | Existing | Food Preparation | Natural Gas | Food Prep Other | E7 | TRC BC Ratio | 0 | 0 | 0 | 0 | 0 | 0 | 0 | 0 | 0 | 0 | 0 | 0 | 0 | 0 | 0 | 0 | 0 | 0 | 0 | 0 | 0 | 0 | 0 | 0 | 0 | 0 | 0 | 0 | 0 | 0 | 0 | 0 | 0
F2_Commercial_College_Existing_Food Preparation_Natural Gas_Food Prep Other_E8 | F2 | Commercial | College | Existing | Food Preparation | Natural Gas | Food Prep Other | E8 | TRC BC Ratio | 0 | 0 | 0 | 0 | 0 | 0 | 0 | 0 | 0 | 0 | 0 | 0 | 0 | 0 | 0 | 0 | 0 | 0 | 0 | 0 | 0 | 0 | 0 | 0 | 0 | 0 | 0 | 0 | 0 | 0 | 0 | 0 | 0
F2_Commercial_College_Existing_Food Preparation_Natural Gas_Food Prep Other_E9 | F2 | Commercial | College | Existing | Food Preparation | Natural Gas | Food Prep Other | E9 | TRC BC Ratio | 0 | 0 | 0 | 0 | 0 | 0 | 0 | 0 | 0 | 0 | 0 | 0 | 0 | 0 | 0 | 0 | 0 | 0 | 0 | 0 | 0 | 0 | 0 | 0 | 0 | 0 | 0 | 0 | 0 | 0 | 0 | 0 | 0
F2_Commercial_College_Existing_Food Preparation_Natural Gas_Food Prep Other_E10 | F2 | Commercial | College | Existing | Food Preparation | Natural Gas | Food Prep Other | E10 | TRC BC Ratio | 0 | 0 | 0 | 0 | 0 | 0 | 0 | 0 | 0 | 0 | 0 | 0 | 0 | 0 | 0 | 0 | 0 | 0 | 0 | 0 | 0 | 0 | 0 | 0 | 0 | 0 | 0 | 0 | 0 | 0 | 0 | 0 | 0
F3_Commercial_College_Existing_Food Preparation_Natural Gas_Food Prep Other_E1 | F3 | Commercial | College | Existing | Food Preparation | Natural Gas | Food Prep Other | E1 | PACT BC Ratio | bar: 2019 to 2051
F3_Commercial_College_Existing_Food Preparation_Natural Gas_Food Prep Other_E2 | F3 | Commercial | College | Existing | Food Preparation | Natural Gas | Food Prep Other | E2 | PACT BC Ratio | 0.12904 | 0.12902 | 0.12964 | 0.12868 | 0.1281 | 0.12853 | 0.1298 | 0.1308 | 0.13204 | 0.13322 | 0.1344 | 0.13548 | 0.13665 | 0.13786 | 0.13902 | 0.1402 | 0.1414 | 0.14271 | 0.14407 | 0.14551 | 0.14692 | 0.14839 | 0.14976 | 0.15117 | 0.15241 | 0.15349 | 0.15447 | 0.15532 | 0.15598 | 0.15652 | 0.15682 | 0.15702 | 0.15702
F3_Commercial_College_Existing_Food Preparation_Natural Gas_Food Prep Other_E3 | F3 | Commercial | College | Existing | Food Preparation | Natural Gas | Food Prep Other | E3 | PACT BC Ratio | 0 | 0 | 0 | 0 | 0 | 0 | 0 | 0 | 0 | 0 | 0 | 0 | 0 | 0 | 0 | 0 | 0 | 0 | 0 | 0 | 0 | 0 | 0 | 0 | 0 | 0 | 0 | 0 | 0 | 0 | 0 | 0 | 0
F3_Commercial_College_Existing_Food Preparation_Natural Gas_Food Prep Other_E4 | F3 | Commercial | College | Existing | Food Preparation | Natural Gas | Food Prep Other | E4 | PACT BC Ratio | 0 | 0 | 0 | 0 | 0 | 0 | 0 | 0 | 0 | 0 | 0 | 0 | 0 | 0 | 0 | 0 | 0 | 0 | 0 | 0 | 0 | 0 | 0 | 0 | 0 | 0 | 0 | 0 | 0 | 0 | 0 | 0 | 0
F3_Commercial_College_Existing_Food Preparation_Natural Gas_Food Prep Other_E5 | F3 | Commercial | College | Existing | Food Preparation | Natural Gas | Food Prep Other | E5 | PACT BC Ratio | 0 | 0 | 0 | 0 | 0 | 0 | 0 | 0 | 0 | 0 | 0 | 0 | 0 | 0 | 0 | 0 | 0 | 0 | 0 | 0 | 0 | 0 | 0 | 0 | 0 | 0 | 0 | 0 | 0 | 0 | 0 | 0 | 0
F3_Commercial_College_Existing_Food Preparation_Natural Gas_Food Prep Other_E6 | F3 | Commercial | College | Existing | Food Preparation | Natural Gas | Food Prep Other | E6 | PACT BC Ratio | 0 | 0 | 0 | 0 | 0 | 0 | 0 | 0 | 0 | 0 | 0 | 0 | 0 | 0 | 0 | 0 | 0 | 0 | 0 | 0 | 0 | 0 | 0 | 0 | 0 | 0 | 0 | 0 | 0 | 0 | 0 | 0 | 0
F3_Commercial_College_Existing_Food Preparation_Natural Gas_Food Prep Other_E7 | F3 | Commercial | College | Existing | Food Preparation | Natural Gas | Food Prep Other | E7 | PACT BC Ratio | 0 | 0 | 0 | 0 | 0 | 0 | 0 | 0 | 0 | 0 | 0 | 0 | 0 | 0 | 0 | 0 | 0 | 0 | 0 | 0 | 0 | 0 | 0 | 0 | 0 | 0 | 0 | 0 | 0 | 0 | 0 | 0 | 0
F3_Commercial_College_Existing_Food Preparation_Natural Gas_Food Prep Other_E8 | F3 | Commercial | College | Existing | Food Preparation | Natural Gas | Food Prep Other | E8 | PACT BC Ratio | 0 | 0 | 0 | 0 | 0 | 0 | 0 | 0 | 0 | 0 | 0 | 0 | 0 | 0 | 0 | 0 | 0 | 0 | 0 | 0 | 0 | 0 | 0 | 0 | 0 | 0 | 0 | 0 | 0 | 0 | 0 | 0 | 0
F3_Commercial_College_Existing_Food Preparation_Natural Gas_Food Prep Other_E9 | F3 | Commercial | College | Existing | Food Preparation | Natural Gas | Food Prep Other | E9 | PACT BC Ratio | 0 | 0 | 0 | 0 | 0 | 0 | 0 | 0 | 0 | 0 | 0 | 0 | 0 | 0 | 0 | 0 | 0 | 0 | 0 | 0 | 0 | 0 | 0 | 0 | 0 | 0 | 0 | 0 | 0 | 0 | 0 | 0 | 0
F3_Commercial_College_Existing_Food Preparation_Natural Gas_Food Prep Other_E10 | F3 | Commercial | College | Existing | Food Preparation | Natural Gas | Food Prep Other | E10 | PACT BC Ratio | 0 | 0 | 0 | 0 | 0 | 0 | 0 | 0 | 0 | 0 | 0 | 0 | 0 | 0 | 0 | 0 | 0 | 0 | 0 | 0 | 0 | 0 | 0 | 0 | 0 | 0 | 0 | 0 | 0 | 0 | 0 | 0 | 0
F4_Commercial_College_Existing_Food Preparation_Natural Gas_Food Prep Other_E1 | F4 | Commercial | College | Existing | Food Preparation | Natural Gas | Food Prep Other | E1 | RVT BC Ratio | bar: 2019 to 2051
F4_Commercial_College_Existing_Food Preparation_Natural Gas_Food Prep Other_E2 | F4 | Commercial | College | Existing | Food Preparation | Natural Gas | Food Prep Other | E2 | RVT BC Ratio | 0.83914 | 0.83911 | 0.83978 | 0.83875 | 0.83813 | 0.83858 | 0.83995 | 0.84103 | 0.84238 | 0.84364 | 0.84492 | 0.84609 | 0.84734 | 0.84865 | 0.8499 | 0.85118 | 0.85247 | 0.85388 | 0.85535 | 0.85689 | 0.85842 | 0.86001 | 0.86148 | 0.863 | 0.86434 | 0.8655 | 0.86656 | 0.86747 | 0.86819 | 0.86877 | 0.86909 | 0.86931 | 0.86931
F4_Commercial_College_Existing_Food Preparation_Natural Gas_Food Prep Other_E3 | F4 | Commercial | College | Existing | Food Preparation | Natural Gas | Food Prep Other | E3 | RVT BC Ratio | 0 | 0 | 0 | 0 | 0 | 0 | 0 | 0 | 0 | 0 | 0 | 0 | 0 | 0 | 0 | 0 | 0 | 0 | 0 | 0 | 0 | 0 | 0 | 0 | 0 | 0 | 0 | 0 | 0 | 0 | 0 | 0 | 0
F4_Commercial_College_Existing_Food Preparation_Natural Gas_Food Prep Other_E4 | F4 | Commercial | College | Existing | Food Preparation | Natural Gas | Food Prep Other | E4 | RVT BC Ratio | 0 | 0 | 0 | 0 | 0 | 0 | 0 | 0 | 0 | 0 | 0 | 0 | 0 | 0 | 0 | 0 | 0 | 0 | 0 | 0 | 0 | 0 | 0 | 0 | 0 | 0 | 0 | 0 | 0 | 0 | 0 | 0 | 0
F4_Commercial_College_Existing_Food Preparation_Natural Gas_Food Prep Other_E5 | F4 | Commercial | College | Existing | Food Preparation | Natural Gas | Food Prep Other | E5 | RVT BC Ratio | 0 | 0 | 0 | 0 | 0 | 0 | 0 | 0 | 0 | 0 | 0 | 0 | 0 | 0 | 0 | 0 | 0 | 0 | 0 | 0 | 0 | 0 | 0 | 0 | 0 | 0 | 0 | 0 | 0 | 0 | 0 | 0 | 0
F4_Commercial_College_Existing_Food Preparation_Natural Gas_Food Prep Other_E6 | F4 | Commercial | College | Existing | Food Preparation | Natural Gas | Food Prep Other | E6 | RVT BC Ratio | 0 | 0 | 0 | 0 | 0 | 0 | 0 | 0 | 0 | 0 | 0 | 0 | 0 | 0 | 0 | 0 | 0 | 0 | 0 | 0 | 0 | 0 | 0 | 0 | 0 | 0 | 0 | 0 | 0 | 0 | 0 | 0 | 0
F4_Commercial_College_Existing_Food Preparation_Natural Gas_Food Prep Other_E7 | F4 | Commercial | College | Existing | Food Preparation | Natural Gas | Food Prep Other | E7 | RVT BC Ratio | 0 | 0 | 0 | 0 | 0 | 0 | 0 | 0 | 0 | 0 | 0 | 0 | 0 | 0 | 0 | 0 | 0 | 0 | 0 | 0 | 0 | 0 | 0 | 0 | 0 | 0 | 0 | 0 | 0 | 0 | 0 | 0 | 0
F4_Commercial_College_Existing_Food Preparation_Natural Gas_Food Prep Other_E8 | F4 | Commercial | College | Existing | Food Preparation | Natural Gas | Food Prep Other | E8 | RVT BC Ratio | 0 | 0 | 0 | 0 | 0 | 0 | 0 | 0 | 0 | 0 | 0 | 0 | 0 | 0 | 0 | 0 | 0 | 0 | 0 | 0 | 0 | 0 | 0 | 0 | 0 | 0 | 0 | 0 | 0 | 0 | 0 | 0 | 0
F4_Commercial_College_Existing_Food Preparation_Natural Gas_Food Prep Other_E9 | F4 | Commercial | College | Existing | Food Preparation | Natural Gas | Food Prep Other | E9 | RVT BC Ratio | 0 | 0 | 0 | 0 | 0 | 0 | 0 | 0 | 0 | 0 | 0 | 0 | 0 | 0 | 0 | 0 | 0 | 0 | 0 | 0 | 0 | 0 | 0 | 0 | 0 | 0 | 0 | 0 | 0 | 0 | 0 | 0 | 0
F4_Commercial_College_Existing_Food Preparation_Natural Gas_Food Prep Other_E10 | F4 | Commercial | College | Existing | Food Preparation | Natural Gas | Food Prep Other | E10 | RVT BC Ratio | 0 | 0 | 0 | 0 | 0 | 0 | 0 | 0 | 0 | 0 | 0 | 0 | 0 | 0 | 0 | 0 | 0 | 0 | 0 | 0 | 0 | 0 | 0 | 0 | 0 | 0 | 0 | 0 | 0 | 0 | 0 | 0 | 0
F5_Commercial_College_Existing_Food Preparation_Natural Gas_Food Prep Other_E1 | F5 | Commercial | College | Existing | Food Preparation | Natural Gas | Food Prep Other | E1 | RIM BC Ratio | bar: 2019 to 2051
F5_Commercial_College_Existing_Food Preparation_Natural Gas_Food Prep Other_E2 | F5 | Commercial | College | Existing | Food Preparation | Natural Gas | Food Prep Other | E2 | RIM BC Ratio | 0.11176 | 0.11174 | 0.11221 | 0.11149 | 0.11106 | 0.11138 | 0.11233 | 0.11308 | 0.11401 | 0.11488 | 0.11576 | 0.11656 | 0.11742 | 0.11832 | 0.11917 | 0.12004 | 0.12092 | 0.12187 | 0.12286 | 0.12391 | 0.12493 | 0.12599 | 0.12697 | 0.12799 | 0.12888 | 0.12965 | 0.13035 | 0.13095 | 0.13142 | 0.13181 | 0.13202 | 0.13216 | 0.13216
F5_Commercial_College_Existing_Food Preparation_Natural Gas_Food Prep Other_E3 | F5 | Commercial | College | Existing | Food Preparation | Natural Gas | Food Prep Other | E3 | RIM BC Ratio | 0 | 0 | 0 | 0 | 0 | 0 | 0 | 0 | 0 | 0 | 0 | 0 | 0 | 0 | 0 | 0 | 0 | 0 | 0 | 0 | 0 | 0 | 0 | 0 | 0 | 0 | 0 | 0 | 0 | 0 | 0 | 0 | 0
F5_Commercial_College_Existing_Food Preparation_Natural Gas_Food Prep Other_E4 | F5 | Commercial | College | Existing | Food Preparation | Natural Gas | Food Prep Other | E4 | RIM BC Ratio | 0 | 0 | 0 | 0 | 0 | 0 | 0 | 0 | 0 | 0 | 0 | 0 | 0 | 0 | 0 | 0 | 0 | 0 | 0 | 0 | 0 | 0 | 0 | 0 | 0 | 0 | 0 | 0 | 0 | 0 | 0 | 0 | 0
F5_Commercial_College_Existing_Food Preparation_Natural Gas_Food Prep Other_E5 | F5 | Commercial | College | Existing | Food Preparation | Natural Gas | Food Prep Other | E5 | RIM BC Ratio | 0 | 0 | 0 | 0 | 0 | 0 | 0 | 0 | 0 | 0 | 0 | 0 | 0 | 0 | 0 | 0 | 0 | 0 | 0 | 0 | 0 | 0 | 0 | 0 | 0 | 0 | 0 | 0 | 0 | 0 | 0 | 0 | 0
F5_Commercial_College_Existing_Food Preparation_Natural Gas_Food Prep Other_E6 | F5 | Commercial | College | Existing | Food Preparation | Natural Gas | Food Prep Other | E6 | RIM BC Ratio | 0 | 0 | 0 | 0 | 0 | 0 | 0 | 0 | 0 | 0 | 0 | 0 | 0 | 0 | 0 | 0 | 0 | 0 | 0 | 0 | 0 | 0 | 0 | 0 | 0 | 0 | 0 | 0 | 0 | 0 | 0 | 0 | 0
F5_Commercial_College_Existing_Food Preparation_Natural Gas_Food Prep Other_E7 | F5 | Commercial | College | Existing | Food Preparation | Natural Gas | Food Prep Other | E7 | RIM BC Ratio | 0 | 0 | 0 | 0 | 0 | 0 | 0 | 0 | 0 | 0 | 0 | 0 | 0 | 0 | 0 | 0 | 0 | 0 | 0 | 0 | 0 | 0 | 0 | 0 | 0 | 0 | 0 | 0 | 0 | 0 | 0 | 0 | 0
F5_Commercial_College_Existing_Food Preparation_Natural Gas_Food Prep Other_E8 | F5 | Commercial | College | Existing | Food Preparation | Natural Gas | Food Prep Other | E8 | RIM BC Ratio | 0 | 0 | 0 | 0 | 0 | 0 | 0 | 0 | 0 | 0 | 0 | 0 | 0 | 0 | 0 | 0 | 0 | 0 | 0 | 0 | 0 | 0 | 0 | 0 | 0 | 0 | 0 | 0 | 0 | 0 | 0 | 0 | 0
F5_Commercial_College_Existing_Food Preparation_Natural Gas_Food Prep Other_E9 | F5 | Commercial | College | Existing | Food Preparation | Natural Gas | Food Prep Other | E9 | RIM BC Ratio | 0 | 0 | 0 | 0 | 0 | 0 | 0 | 0 | 0 | 0 | 0 | 0 | 0 | 0 | 0 | 0 | 0 | 0 | 0 | 0 | 0 | 0 | 0 | 0 | 0 | 0 | 0 | 0 | 0 | 0 | 0 | 0 | 0
F5_Commercial_College_Existing_Food Preparation_Natural Gas_Food Prep Other_E10 | F5 | Commercial | College | Existing | Food Preparation | Natural Gas | Food Prep Other | E10 | RIM BC Ratio | 0 | 0 | 0 | 0 | 0 | 0 | 0 | 0 | 0 | 0 | 0 | 0 | 0 | 0 | 0 | 0 | 0 | 0 | 0 | 0 | 0 | 0 | 0 | 0 | 0 | 0 | 0 | 0 | 0 | 0 | 0 | 0 | 0
F0_Commercial_College_Existing_Miscellaneous_Natural Gas_Pool Heater_E0 | F0 | Commercial | College | Existing | Miscellaneous | Natural Gas | Pool Heater | E0 | Economic Unit | Standard (EF .78) | Standard (EF .78) | Standard (EF .78) | Standard (EF .78) | Standard (EF .78) | Standard (EF .78) | Standard (EF .78) | Standard (EF .78) | Standard (EF .78) | Standard (EF .78) | Standard (EF .78) | Standard (EF .78) | Standard (EF .78) | Standard (EF .78) | Standard (EF .78) | Standard (EF .78) | Standard (EF .78) | Standard (EF .78) | Standard (EF .78) | Standard (EF .78) | Standard (EF .78) | Standard (EF .78) | Standard (EF .78) | Standard (EF .78) | Standard (EF .78) | Standard (EF .78) | Standard (EF .78) | Standard (EF .78) | Standard (EF .78) | Standard (EF .78) | Standard (EF .78) | Standard (EF .78) | Standard (EF .78)
F1_Commercial_College_Existing_Miscellaneous_Natural Gas_Pool Heater_E1 | F1 | Commercial | College | Existing | Miscellaneous | Natural Gas | Pool Heater | E1 | CCE | 0 | 0 | 0 | 0 | 0 | 0 | 0 | 0 | 0 | 0 | 0 | 0 | 0 | 0 | 0 | 0 | 0 | 0 | 0 | 0 | 0 | 0 | 0 | 0 | 0 | 0 | 0 | 0 | 0 | 0 | 0 | 0 | 0
F1_Commercial_College_Existing_Miscellaneous_Natural Gas_Pool Heater_E2 | F1 | Commercial | College | Existing | Miscellaneous | Natural Gas | Pool Heater | E2 | CCE | 1.2677 | 1.3125 | 1.1782 | 1.2003 | 1.2003 | 1.2003 | 1.2003 | 1.2003 | 1.2003 | 1.2003 | 1.2003 | 1.2003 | 1.2003 | 1.2003 | 1.2003 | 1.2003 | 1.2003 | 1.2003 | 1.2003 | 1.2003 | 1.2003 | 1.2003 | 1.2003 | 1.2003 | 1.2003 | 1.2003 | 1.2003 | 1.2003 | 1.2003 | 1.2003 | 1.2003 | 1.2003 | 1.2003
F1_Commercial_College_Existing_Miscellaneous_Natural Gas_Pool Heater_E3 | F1 | Commercial | College | Existing | Miscellaneous | Natural Gas | Pool Heater | E3 | CCE | 0 | 0 | 0 | 0 | 0 | 0 | 0 | 0 | 0 | 0 | 0 | 0 | 0 | 0 | 0 | 0 | 0 | 0 | 0 | 0 | 0 | 0 | 0 | 0 | 0 | 0 | 0 | 0 | 0 | 0 | 0 | 0 | 0
F1_Commercial_College_Existing_Miscellaneous_Natural Gas_Pool Heater_E4 | F1 | Commercial | College | Existing | Miscellaneous | Natural Gas | Pool Heater | E4 | CCE | 0 | 0 | 0 | 0 | 0 | 0 | 0 | 0 | 0 | 0 | 0 | 0 | 0 | 0 | 0 | 0 | 0 | 0 | 0 | 0 | 0 | 0 | 0 | 0 | 0 | 0 | 0 | 0 | 0 | 0 | 0 | 0 | 0
F1_Commercial_College_Existing_Miscellaneous_Natural Gas_Pool Heater_E5 | F1 | Commercial | College | Existing | Miscellaneous | Natural Gas | Pool Heater | E5 | CCE | 0 | 0 | 0 | 0 | 0 | 0 | 0 | 0 | 0 | 0 | 0 | 0 | 0 | 0 | 0 | 0 | 0 | 0 | 0 | 0 | 0 | 0 | 0 | 0 | 0 | 0 | 0 | 0 | 0 | 0 | 0 | 0 | 0
F1_Commercial_College_Existing_Miscellaneous_Natural Gas_Pool Heater_E6 | F1 | Commercial | College | Existing | Miscellaneous | Natural Gas | Pool Heater | E6 | CCE | 0 | 0 | 0 | 0 | 0 | 0 | 0 | 0 | 0 | 0 | 0 | 0 | 0 | 0 | 0 | 0 | 0 | 0 | 0 | 0 | 0 | 0 | 0 | 0 | 0 | 0 | 0 | 0 | 0 | 0 | 0 | 0 | 0
F1_Commercial_College_Existing_Miscellaneous_Natural Gas_Pool Heater_E7 | F1 | Commercial | College | Existing | Miscellaneous | Natural Gas | Pool Heater | E7 | CCE | 0 | 0 | 0 | 0 | 0 | 0 | 0 | 0 | 0 | 0 | 0 | 0 | 0 | 0 | 0 | 0 | 0 | 0 | 0 | 0 | 0 | 0 | 0 | 0 | 0 | 0 | 0 | 0 | 0 | 0 | 0 | 0 | 0
F1_Commercial_College_Existing_Miscellaneous_Natural Gas_Pool Heater_E8 | F1 | Commercial | College | Existing | Miscellaneous | Natural Gas | Pool Heater | E8 | CCE | 0 | 0 | 0 | 0 | 0 | 0 | 0 | 0 | 0 | 0 | 0 | 0 | 0 | 0 | 0 | 0 | 0 | 0 | 0 | 0 | 0 | 0 | 0 | 0 | 0 | 0 | 0 | 0 | 0 | 0 | 0 | 0 | 0
F1_Commercial_College_Existing_Miscellaneous_Natural Gas_Pool Heater_E9 | F1 | Commercial | College | Existing | Miscellaneous | Natural Gas | Pool Heater | E9 | CCE | 0 | 0 | 0 | 0 | 0 | 0 | 0 | 0 | 0 | 0 | 0 | 0 | 0 | 0 | 0 | 0 | 0 | 0 | 0 | 0 | 0 | 0 | 0 | 0 | 0 | 0 | 0 | 0 | 0 | 0 | 0 | 0 | 0
F1_Commercial_College_Existing_Miscellaneous_Natural Gas_Pool Heater_E10 | F1 | Commercial | College | Existing | Miscellaneous | Natural Gas | Pool Heater | E10 | CCE | 0 | 0 | 0 | 0 | 0 | 0 | 0 | 0 | 0 | 0 | 0 | 0 | 0 | 0 | 0 | 0 | 0 | 0 | 0 | 0 | 0 | 0 | 0 | 0 | 0 | 0 | 0 | 0 | 0 | 0 | 0 | 0 | 0
F2_Commercial_College_Existing_Miscellaneous_Natural Gas_Pool Heater_E1 | F2 | Commercial | College | Existing | Miscellaneous | Natural Gas | Pool Heater | E1 | TRC BC Ratio | bar: 2019 to 2051
F2_Commercial_College_Existing_Miscellaneous_Natural Gas_Pool Heater_E2 | F2 | Commercial | College | Existing | Miscellaneous | Natural Gas | Pool Heater | E2 | TRC BC Ratio | 0 | 0 | 0 | 0 | 0 | 0 | 0 | 0 | 0 | 0 | 0 | 0 | 0 | 0 | 0 | 0 | 0 | 0 | 0 | 0 | 0 | 0 | 0 | 0 | 0 | 0 | 0 | 0 | 0 | 0 | 0 | 0 | 0
F2_Commercial_College_Existing_Miscellaneous_Natural Gas_Pool Heater_E3 | F2 | Commercial | College | Existing | Miscellaneous | Natural Gas | Pool Heater | E3 | TRC BC Ratio | 0 | 0 | 0 | 0 | 0 | 0 | 0 | 0 | 0 | 0 | 0 | 0 | 0 | 0 | 0 | 0 | 0 | 0 | 0 | 0 | 0 | 0 | 0 | 0 | 0 | 0 | 0 | 0 | 0 | 0 | 0 | 0 | 0
F2_Commercial_College_Existing_Miscellaneous_Natural Gas_Pool Heater_E4 | F2 | Commercial | College | Existing | Miscellaneous | Natural Gas | Pool Heater | E4 | TRC BC Ratio | 0 | 0 | 0 | 0 | 0 | 0 | 0 | 0 | 0 | 0 | 0 | 0 | 0 | 0 | 0 | 0 | 0 | 0 | 0 | 0 | 0 | 0 | 0 | 0 | 0 | 0 | 0 | 0 | 0 | 0 | 0 | 0 | 0
F2_Commercial_College_Existing_Miscellaneous_Natural Gas_Pool Heater_E5 | F2 | Commercial | College | Existing | Miscellaneous | Natural Gas | Pool Heater | E5 | TRC BC Ratio | 0 | 0 | 0 | 0 | 0 | 0 | 0 | 0 | 0 | 0 | 0 | 0 | 0 | 0 | 0 | 0 | 0 | 0 | 0 | 0 | 0 | 0 | 0 | 0 | 0 | 0 | 0 | 0 | 0 | 0 | 0 | 0 | 0
F2_Commercial_College_Existing_Miscellaneous_Natural Gas_Pool Heater_E6 | F2 | Commercial | College | Existing | Miscellaneous | Natural Gas | Pool Heater | E6 | TRC BC Ratio | 0 | 0 | 0 | 0 | 0 | 0 | 0 | 0 | 0 | 0 | 0 | 0 | 0 | 0 | 0 | 0 | 0 | 0 | 0 | 0 | 0 | 0 | 0 | 0 | 0 | 0 | 0 | 0 | 0 | 0 | 0 | 0 | 0
F2_Commercial_College_Existing_Miscellaneous_Natural Gas_Pool Heater_E7 | F2 | Commercial | College | Existing | Miscellaneous | Natural Gas | Pool Heater | E7 | TRC BC Ratio | 0 | 0 | 0 | 0 | 0 | 0 | 0 | 0 | 0 | 0 | 0 | 0 | 0 | 0 | 0 | 0 | 0 | 0 | 0 | 0 | 0 | 0 | 0 | 0 | 0 | 0 | 0 | 0 | 0 | 0 | 0 | 0 | 0
F2_Commercial_College_Existing_Miscellaneous_Natural Gas_Pool Heater_E8 | F2 | Commercial | College | Existing | Miscellaneous | Natural Gas | Pool Heater | E8 | TRC BC Ratio | 0 | 0 | 0 | 0 | 0 | 0 | 0 | 0 | 0 | 0 | 0 | 0 | 0 | 0 | 0 | 0 | 0 | 0 | 0 | 0 | 0 | 0 | 0 | 0 | 0 | 0 | 0 | 0 | 0 | 0 | 0 | 0 | 0
F2_Commercial_College_Existing_Miscellaneous_Natural Gas_Pool Heater_E9 | F2 | Commercial | College | Existing | Miscellaneous | Natural Gas | Pool Heater | E9 | TRC BC Ratio | 0 | 0 | 0 | 0 | 0 | 0 | 0 | 0 | 0 | 0 | 0 | 0 | 0 | 0 | 0 | 0 | 0 | 0 | 0 | 0 | 0 | 0 | 0 | 0 | 0 | 0 | 0 | 0 | 0 | 0 | 0 | 0 | 0
F2_Commercial_College_Existing_Miscellaneous_Natural Gas_Pool Heater_E10 | F2 | Commercial | College | Existing | Miscellaneous | Natural Gas | Pool Heater | E10 | TRC BC Ratio | 0 | 0 | 0 | 0 | 0 | 0 | 0 | 0 | 0 | 0 | 0 | 0 | 0 | 0 | 0 | 0 | 0 | 0 | 0 | 0 | 0 | 0 | 0 | 0 | 0 | 0 | 0 | 0 | 0 | 0 | 0 | 0 | 0
F3_Commercial_College_Existing_Miscellaneous_Natural Gas_Pool Heater_E1 | F3 | Commercial | College | Existing | Miscellaneous | Natural Gas | Pool Heater | E1 | PACT BC Ratio | bar: 2019 to 2051
F3_Commercial_College_Existing_Miscellaneous_Natural Gas_Pool Heater_E2 | F3 | Commercial | College | Existing | Miscellaneous | Natural Gas | Pool Heater | E2 | PACT BC Ratio | 0 | 0 | 0 | 0 | 0 | 0 | 0 | 0 | 0 | 0 | 0 | 0 | 0 | 0 | 0 | 0 | 0 | 0 | 0 | 0 | 0 | 0 | 0 | 0 | 0 | 0 | 0 | 0 | 0 | 0 | 0 | 0 | 0
F3_Commercial_College_Existing_Miscellaneous_Natural Gas_Pool Heater_E3 | F3 | Commercial | College | Existing | Miscellaneous | Natural Gas | Pool Heater | E3 | PACT BC Ratio | 0 | 0 | 0 | 0 | 0 | 0 | 0 | 0 | 0 | 0 | 0 | 0 | 0 | 0 | 0 | 0 | 0 | 0 | 0 | 0 | 0 | 0 | 0 | 0 | 0 | 0 | 0 | 0 | 0 | 0 | 0 | 0 | 0
F3_Commercial_College_Existing_Miscellaneous_Natural Gas_Pool Heater_E4 | F3 | Commercial | College | Existing | Miscellaneous | Natural Gas | Pool Heater | E4 | PACT BC Ratio | 0 | 0 | 0 | 0 | 0 | 0 | 0 | 0 | 0 | 0 | 0 | 0 | 0 | 0 | 0 | 0 | 0 | 0 | 0 | 0 | 0 | 0 | 0 | 0 | 0 | 0 | 0 | 0 | 0 | 0 | 0 | 0 | 0
F3_Commercial_College_Existing_Miscellaneous_Natural Gas_Pool Heater_E5 | F3 | Commercial | College | Existing | Miscellaneous | Natural Gas | Pool Heater | E5 | PACT BC Ratio | 0 | 0 | 0 | 0 | 0 | 0 | 0 | 0 | 0 | 0 | 0 | 0 | 0 | 0 | 0 | 0 | 0 | 0 | 0 | 0 | 0 | 0 | 0 | 0 | 0 | 0 | 0 | 0 | 0 | 0 | 0 | 0 | 0
F3_Commercial_College_Existing_Miscellaneous_Natural Gas_Pool Heater_E6 | F3 | Commercial | College | Existing | Miscellaneous | Natural Gas | Pool Heater | E6 | PACT BC Ratio | 0 | 0 | 0 | 0 | 0 | 0 | 0 | 0 | 0 | 0 | 0 | 0 | 0 | 0 | 0 | 0 | 0 | 0 | 0 | 0 | 0 | 0 | 0 | 0 | 0 | 0 | 0 | 0 | 0 | 0 | 0 | 0 | 0
F3_Commercial_College_Existing_Miscellaneous_Natural Gas_Pool Heater_E7 | F3 | Commercial | College | Existing | Miscellaneous | Natural Gas | Pool Heater | E7 | PACT BC Ratio | 0 | 0 | 0 | 0 | 0 | 0 | 0 | 0 | 0 | 0 | 0 | 0 | 0 | 0 | 0 | 0 | 0 | 0 | 0 | 0 | 0 | 0 | 0 | 0 | 0 | 0 | 0 | 0 | 0 | 0 | 0 | 0 | 0
F3_Commercial_College_Existing_Miscellaneous_Natural Gas_Pool Heater_E8 | F3 | Commercial | College | Existing | Miscellaneous | Natural Gas | Pool Heater | E8 | PACT BC Ratio | 0 | 0 | 0 | 0 | 0 | 0 | 0 | 0 | 0 | 0 | 0 | 0 | 0 | 0 | 0 | 0 | 0 | 0 | 0 | 0 | 0 | 0 | 0 | 0 | 0 | 0 | 0 | 0 | 0 | 0 | 0 | 0 | 0
F3_Commercial_College_Existing_Miscellaneous_Natural Gas_Pool Heater_E9 | F3 | Commercial | College | Existing | Miscellaneous | Natural Gas | Pool Heater | E9 | PACT BC Ratio | 0 | 0 | 0 | 0 | 0 | 0 | 0 | 0 | 0 | 0 | 0 | 0 | 0 | 0 | 0 | 0 | 0 | 0 | 0 | 0 | 0 | 0 | 0 | 0 | 0 | 0 | 0 | 0 | 0 | 0 | 0 | 0 | 0
F3_Commercial_College_Existing_Miscellaneous_Natural Gas_Pool Heater_E10 | F3 | Commercial | College | Existing | Miscellaneous | Natural Gas | Pool Heater | E10 | PACT BC Ratio | 0 | 0 | 0 | 0 | 0 | 0 | 0 | 0 | 0 | 0 | 0 | 0 | 0 | 0 | 0 | 0 | 0 | 0 | 0 | 0 | 0 | 0 | 0 | 0 | 0 | 0 | 0 | 0 | 0 | 0 | 0 | 0 | 0
F4_Commercial_College_Existing_Miscellaneous_Natural Gas_Pool Heater_E1 | F4 | Commercial | College | Existing | Miscellaneous | Natural Gas | Pool Heater | E1 | RVT BC Ratio | bar: 2019 to 2051
F4_Commercial_College_Existing_Miscellaneous_Natural Gas_Pool Heater_E2 | F4 | Commercial | College | Existing | Miscellaneous | Natural Gas | Pool Heater | E2 | RVT BC Ratio | 0.7 | 0.7 | 0.7 | 0.7 | 0.7 | 0.7 | 0.7 | 0.7 | 0.7 | 0.7 | 0.7 | 0.7 | 0.7 | 0.7 | 0.7 | 0.7 | 0.7 | 0.7 | 0.7 | 0.7 | 0.7 | 0.7 | 0.7 | 0.7 | 0.7 | 0.7 | 0.7 | 0.7 | 0.7 | 0.7 | 0.7 | 0.7 | 0.7
F4_Commercial_College_Existing_Miscellaneous_Natural Gas_Pool Heater_E3 | F4 | Commercial | College | Existing | Miscellaneous | Natural Gas | Pool Heater | E3 | RVT BC Ratio | 0 | 0 | 0 | 0 | 0 | 0 | 0 | 0 | 0 | 0 | 0 | 0 | 0 | 0 | 0 | 0 | 0 | 0 | 0 | 0 | 0 | 0 | 0 | 0 | 0 | 0 | 0 | 0 | 0 | 0 | 0 | 0 | 0
F4_Commercial_College_Existing_Miscellaneous_Natural Gas_Pool Heater_E4 | F4 | Commercial | College | Existing | Miscellaneous | Natural Gas | Pool Heater | E4 | RVT BC Ratio | 0 | 0 | 0 | 0 | 0 | 0 | 0 | 0 | 0 | 0 | 0 | 0 | 0 | 0 | 0 | 0 | 0 | 0 | 0 | 0 | 0 | 0 | 0 | 0 | 0 | 0 | 0 | 0 | 0 | 0 | 0 | 0 | 0
F4_Commercial_College_Existing_Miscellaneous_Natural Gas_Pool Heater_E5 | F4 | Commercial | College | Existing | Miscellaneous | Natural Gas | Pool Heater | E5 | RVT BC Ratio | 0 | 0 | 0 | 0 | 0 | 0 | 0 | 0 | 0 | 0 | 0 | 0 | 0 | 0 | 0 | 0 | 0 | 0 | 0 | 0 | 0 | 0 | 0 | 0 | 0 | 0 | 0 | 0 | 0 | 0 | 0 | 0 | 0
F4_Commercial_College_Existing_Miscellaneous_Natural Gas_Pool Heater_E6 | F4 | Commercial | College | Existing | Miscellaneous | Natural Gas | Pool Heater | E6 | RVT BC Ratio | 0 | 0 | 0 | 0 | 0 | 0 | 0 | 0 | 0 | 0 | 0 | 0 | 0 | 0 | 0 | 0 | 0 | 0 | 0 | 0 | 0 | 0 | 0 | 0 | 0 | 0 | 0 | 0 | 0 | 0 | 0 | 0 | 0
F4_Commercial_College_Existing_Miscellaneous_Natural Gas_Pool Heater_E7 | F4 | Commercial | College | Existing | Miscellaneous | Natural Gas | Pool Heater | E7 | RVT BC Ratio | 0 | 0 | 0 | 0 | 0 | 0 | 0 | 0 | 0 | 0 | 0 | 0 | 0 | 0 | 0 | 0 | 0 | 0 | 0 | 0 | 0 | 0 | 0 | 0 | 0 | 0 | 0 | 0 | 0 | 0 | 0 | 0 | 0
F4_Commercial_College_Existing_Miscellaneous_Natural Gas_Pool Heater_E8 | F4 | Commercial | College | Existing | Miscellaneous | Natural Gas | Pool Heater | E8 | RVT BC Ratio | 0 | 0 | 0 | 0 | 0 | 0 | 0 | 0 | 0 | 0 | 0 | 0 | 0 | 0 | 0 | 0 | 0 | 0 | 0 | 0 | 0 | 0 | 0 | 0 | 0 | 0 | 0 | 0 | 0 | 0 | 0 | 0 | 0
F4_Commercial_College_Existing_Miscellaneous_Natural Gas_Pool Heater_E9 | F4 | Commercial | College | Existing | Miscellaneous | Natural Gas | Pool Heater | E9 | RVT BC Ratio | 0 | 0 | 0 | 0 | 0 | 0 | 0 | 0 | 0 | 0 | 0 | 0 | 0 | 0 | 0 | 0 | 0 | 0 | 0 | 0 | 0 | 0 | 0 | 0 | 0 | 0 | 0 | 0 | 0 | 0 | 0 | 0 | 0
F4_Commercial_College_Existing_Miscellaneous_Natural Gas_Pool Heater_E10 | F4 | Commercial | College | Existing | Miscellaneous | Natural Gas | Pool Heater | E10 | RVT BC Ratio | 0 | 0 | 0 | 0 | 0 | 0 | 0 | 0 | 0 | 0 | 0 | 0 | 0 | 0 | 0 | 0 | 0 | 0 | 0 | 0 | 0 | 0 | 0 | 0 | 0 | 0 | 0 | 0 | 0 | 0 | 0 | 0 | 0
F5_Commercial_College_Existing_Miscellaneous_Natural Gas_Pool Heater_E1 | F5 | Commercial | College | Existing | Miscellaneous | Natural Gas | Pool Heater | E1 | RIM BC Ratio | bar: 2019 to 2051
F5_Commercial_College_Existing_Miscellaneous_Natural Gas_Pool Heater_E2 | F5 | Commercial | College | Existing | Miscellaneous | Natural Gas | Pool Heater | E2 | RIM BC Ratio | 0 | 0 | 0 | 0 | 0 | 0 | 0 | 0 | 0 | 0 | 0 | 0 | 0 | 0 | 0 | 0 | 0 | 0 | 0 | 0 | 0 | 0 | 0 | 0 | 0 | 0 | 0 | 0 | 0 | 0 | 0 | 0 | 0
F5_Commercial_College_Existing_Miscellaneous_Natural Gas_Pool Heater_E3 | F5 | Commercial | College | Existing | Miscellaneous | Natural Gas | Pool Heater | E3 | RIM BC Ratio | 0 | 0 | 0 | 0 | 0 | 0 | 0 | 0 | 0 | 0 | 0 | 0 | 0 | 0 | 0 | 0 | 0 | 0 | 0 | 0 | 0 | 0 | 0 | 0 | 0 | 0 | 0 | 0 | 0 | 0 | 0 | 0 | 0
F5_Commercial_College_Existing_Miscellaneous_Natural Gas_Pool Heater_E4 | F5 | Commercial | College | Existing | Miscellaneous | Natural Gas | Pool Heater | E4 | RIM BC Ratio | 0 | 0 | 0 | 0 | 0 | 0 | 0 | 0 | 0 | 0 | 0 | 0 | 0 | 0 | 0 | 0 | 0 | 0 | 0 | 0 | 0 | 0 | 0 | 0 | 0 | 0 | 0 | 0 | 0 | 0 | 0 | 0 | 0
F5_Commercial_College_Existing_Miscellaneous_Natural Gas_Pool Heater_E5 | F5 | Commercial | College | Existing | Miscellaneous | Natural Gas | Pool Heater | E5 | RIM BC Ratio | 0 | 0 | 0 | 0 | 0 | 0 | 0 | 0 | 0 | 0 | 0 | 0 | 0 | 0 | 0 | 0 | 0 | 0 | 0 | 0 | 0 | 0 | 0 | 0 | 0 | 0 | 0 | 0 | 0 | 0 | 0 | 0 | 0
F5_Commercial_College_Existing_Miscellaneous_Natural Gas_Pool Heater_E6 | F5 | Commercial | College | Existing | Miscellaneous | Natural Gas | Pool Heater | E6 | RIM BC Ratio | 0 | 0 | 0 | 0 | 0 | 0 | 0 | 0 | 0 | 0 | 0 | 0 | 0 | 0 | 0 | 0 | 0 | 0 | 0 | 0 | 0 | 0 | 0 | 0 | 0 | 0 | 0 | 0 | 0 | 0 | 0 | 0 | 0
F5_Commercial_College_Existing_Miscellaneous_Natural Gas_Pool Heater_E7 | F5 | Commercial | College | Existing | Miscellaneous | Natural Gas | Pool Heater | E7 | RIM BC Ratio | 0 | 0 | 0 | 0 | 0 | 0 | 0 | 0 | 0 | 0 | 0 | 0 | 0 | 0 | 0 | 0 | 0 | 0 | 0 | 0 | 0 | 0 | 0 | 0 | 0 | 0 | 0 | 0 | 0 | 0 | 0 | 0 | 0
F5_Commercial_College_Existing_Miscellaneous_Natural Gas_Pool Heater_E8 | F5 | Commercial | College | Existing | Miscellaneous | Natural Gas | Pool Heater | E8 | RIM BC Ratio | 0 | 0 | 0 | 0 | 0 | 0 | 0 | 0 | 0 | 0 | 0 | 0 | 0 | 0 | 0 | 0 | 0 | 0 | 0 | 0 | 0 | 0 | 0 | 0 | 0 | 0 | 0 | 0 | 0 | 0 | 0 | 0 | 0
F5_Commercial_College_Existing_Miscellaneous_Natural Gas_Pool Heater_E9 | F5 | Commercial | College | Existing | Miscellaneous | Natural Gas | Pool Heater | E9 | RIM BC Ratio | 0 | 0 | 0 | 0 | 0 | 0 | 0 | 0 | 0 | 0 | 0 | 0 | 0 | 0 | 0 | 0 | 0 | 0 | 0 | 0 | 0 | 0 | 0 | 0 | 0 | 0 | 0 | 0 | 0 | 0 | 0 | 0 | 0
F5_Commercial_College_Existing_Miscellaneous_Natural Gas_Pool Heater_E10 | F5 | Commercial | College | Existing | Miscellaneous | Natural Gas | Pool Heater | E10 | RIM BC Ratio | 0 | 0 | 0 | 0 | 0 | 0 | 0 | 0 | 0 | 0 | 0 | 0 | 0 | 0 | 0 | 0 | 0 | 0 | 0 | 0 | 0 | 0 | 0 | 0 | 0 | 0 | 0 | 0 | 0 | 0 | 0 | 0 | 0
F0_Commercial_College_Existing_Miscellaneous_Natural Gas_Miscellaneous_E0 | F0 | Commercial | College | Existing | Miscellaneous | Natural Gas | Miscellaneous | E0 | Economic Unit | Miscellaneous | Miscellaneous | Miscellaneous | Miscellaneous | Miscellaneous | Miscellaneous | Miscellaneous | Miscellaneous | Miscellaneous | Miscellaneous | Miscellaneous | Miscellaneous | Miscellaneous | Miscellaneous | Miscellaneous | Miscellaneous | Miscellaneous | Miscellaneous | Miscellaneous | Miscellaneous | Miscellaneous | Miscellaneous | Miscellaneous | Miscellaneous | Miscellaneous | Miscellaneous | Miscellaneous | Miscellaneous | Miscellaneous | Miscellaneous | Miscellaneous | Miscellaneous | Miscellaneous
F1_Commercial_College_Existing_Miscellaneous_Natural Gas_Miscellaneous_E1 | F1 | Commercial | College | Existing | Miscellaneous | Natural Gas | Miscellaneous | E1 | CCE | 0 | 0 | 0 | 0 | 0 | 0 | 0 | 0 | 0 | 0 | 0 | 0 | 0 | 0 | 0 | 0 | 0 | 0 | 0 | 0 | 0 | 0 | 0 | 0 | 0 | 0 | 0 | 0 | 0 | 0 | 0 | 0 | 0
F1_Commercial_College_Existing_Miscellaneous_Natural Gas_Miscellaneous_E2 | F1 | Commercial | College | Existing | Miscellaneous | Natural Gas | Miscellaneous | E2 | CCE | 0 | 0 | 0 | 0 | 0 | 0 | 0 | 0 | 0 | 0 | 0 | 0 | 0 | 0 | 0 | 0 | 0 | 0 | 0 | 0 | 0 | 0 | 0 | 0 | 0 | 0 | 0 | 0 | 0 | 0 | 0 | 0 | 0
F1_Commercial_College_Existing_Miscellaneous_Natural Gas_Miscellaneous_E3 | F1 | Commercial | College | Existing | Miscellaneous | Natural Gas | Miscellaneous | E3 | CCE | 0 | 0 | 0 | 0 | 0 | 0 | 0 | 0 | 0 | 0 | 0 | 0 | 0 | 0 | 0 | 0 | 0 | 0 | 0 | 0 | 0 | 0 | 0 | 0 | 0 | 0 | 0 | 0 | 0 | 0 | 0 | 0 | 0
F1_Commercial_College_Existing_Miscellaneous_Natural Gas_Miscellaneous_E4 | F1 | Commercial | College | Existing | Miscellaneous | Natural Gas | Miscellaneous | E4 | CCE | 0 | 0 | 0 | 0 | 0 | 0 | 0 | 0 | 0 | 0 | 0 | 0 | 0 | 0 | 0 | 0 | 0 | 0 | 0 | 0 | 0 | 0 | 0 | 0 | 0 | 0 | 0 | 0 | 0 | 0 | 0 | 0 | 0
F1_Commercial_College_Existing_Miscellaneous_Natural Gas_Miscellaneous_E5 | F1 | Commercial | College | Existing | Miscellaneous | Natural Gas | Miscellaneous | E5 | CCE | 0 | 0 | 0 | 0 | 0 | 0 | 0 | 0 | 0 | 0 | 0 | 0 | 0 | 0 | 0 | 0 | 0 | 0 | 0 | 0 | 0 | 0 | 0 | 0 | 0 | 0 | 0 | 0 | 0 | 0 | 0 | 0 | 0
F1_Commercial_College_Existing_Miscellaneous_Natural Gas_Miscellaneous_E6 | F1 | Commercial | College | Existing | Miscellaneous | Natural Gas | Miscellaneous | E6 | CCE | 0 | 0 | 0 | 0 | 0 | 0 | 0 | 0 | 0 | 0 | 0 | 0 | 0 | 0 | 0 | 0 | 0 | 0 | 0 | 0 | 0 | 0 | 0 | 0 | 0 | 0 | 0 | 0 | 0 | 0 | 0 | 0 | 0
F1_Commercial_College_Existing_Miscellaneous_Natural Gas_Miscellaneous_E7 | F1 | Commercial | College | Existing | Miscellaneous | Natural Gas | Miscellaneous | E7 | CCE | 0 | 0 | 0 | 0 | 0 | 0 | 0 | 0 | 0 | 0 | 0 | 0 | 0 | 0 | 0 | 0 | 0 | 0 | 0 | 0 | 0 | 0 | 0 | 0 | 0 | 0 | 0 | 0 | 0 | 0 | 0 | 0 | 0
F1_Commercial_College_Existing_Miscellaneous_Natural Gas_Miscellaneous_E8 | F1 | Commercial | College | Existing | Miscellaneous | Natural Gas | Miscellaneous | E8 | CCE | 0 | 0 | 0 | 0 | 0 | 0 | 0 | 0 | 0 | 0 | 0 | 0 | 0 | 0 | 0 | 0 | 0 | 0 | 0 | 0 | 0 | 0 | 0 | 0 | 0 | 0 | 0 | 0 | 0 | 0 | 0 | 0 | 0
F1_Commercial_College_Existing_Miscellaneous_Natural Gas_Miscellaneous_E9 | F1 | Commercial | College | Existing | Miscellaneous | Natural Gas | Miscellaneous | E9 | CCE | 0 | 0 | 0 | 0 | 0 | 0 | 0 | 0 | 0 | 0 | 0 | 0 | 0 | 0 | 0 | 0 | 0 | 0 | 0 | 0 | 0 | 0 | 0 | 0 | 0 | 0 | 0 | 0 | 0 | 0 | 0 | 0 | 0
F1_Commercial_College_Existing_Miscellaneous_Natural Gas_Miscellaneous_E10 | F1 | Commercial | College | Existing | Miscellaneous | Natural Gas | Miscellaneous | E10 | CCE | 0 | 0 | 0 | 0 | 0 | 0 | 0 | 0 | 0 | 0 | 0 | 0 | 0 | 0 | 0 | 0 | 0 | 0 | 0 | 0 | 0 | 0 | 0 | 0 | 0 | 0 | 0 | 0 | 0 | 0 | 0 | 0 | 0
F2_Commercial_College_Existing_Miscellaneous_Natural Gas_Miscellaneous_E1 | F2 | Commercial | College | Existing | Miscellaneous | Natural Gas | Miscellaneous | E1 | TRC BC Ratio | bar: 2019 to 2051
F2_Commercial_College_Existing_Miscellaneous_Natural Gas_Miscellaneous_E2 | F2 | Commercial | College | Existing | Miscellaneous | Natural Gas | Miscellaneous | E2 | TRC BC Ratio | 0 | 0 | 0 | 0 | 0 | 0 | 0 | 0 | 0 | 0 | 0 | 0 | 0 | 0 | 0 | 0 | 0 | 0 | 0 | 0 | 0 | 0 | 0 | 0 | 0 | 0 | 0 | 0 | 0 | 0 | 0 | 0 | 0
F2_Commercial_College_Existing_Miscellaneous_Natural Gas_Miscellaneous_E3 | F2 | Commercial | College | Existing | Miscellaneous | Natural Gas | Miscellaneous | E3 | TRC BC Ratio | 0 | 0 | 0 | 0 | 0 | 0 | 0 | 0 | 0 | 0 | 0 | 0 | 0 | 0 | 0 | 0 | 0 | 0 | 0 | 0 | 0 | 0 | 0 | 0 | 0 | 0 | 0 | 0 | 0 | 0 | 0 | 0 | 0
F2_Commercial_College_Existing_Miscellaneous_Natural Gas_Miscellaneous_E4 | F2 | Commercial | College | Existing | Miscellaneous | Natural Gas | Miscellaneous | E4 | TRC BC Ratio | 0 | 0 | 0 | 0 | 0 | 0 | 0 | 0 | 0 | 0 | 0 | 0 | 0 | 0 | 0 | 0 | 0 | 0 | 0 | 0 | 0 | 0 | 0 | 0 | 0 | 0 | 0 | 0 | 0 | 0 | 0 | 0 | 0
F2_Commercial_College_Existing_Miscellaneous_Natural Gas_Miscellaneous_E5 | F2 | Commercial | College | Existing | Miscellaneous | Natural Gas | Miscellaneous | E5 | TRC BC Ratio | 0 | 0 | 0 | 0 | 0 | 0 | 0 | 0 | 0 | 0 | 0 | 0 | 0 | 0 | 0 | 0 | 0 | 0 | 0 | 0 | 0 | 0 | 0 | 0 | 0 | 0 | 0 | 0 | 0 | 0 | 0 | 0 | 0
F2_Commercial_College_Existing_Miscellaneous_Natural Gas_Miscellaneous_E6 | F2 | Commercial | College | Existing | Miscellaneous | Natural Gas | Miscellaneous | E6 | TRC BC Ratio | 0 | 0 | 0 | 0 | 0 | 0 | 0 | 0 | 0 | 0 | 0 | 0 | 0 | 0 | 0 | 0 | 0 | 0 | 0 | 0 | 0 | 0 | 0 | 0 | 0 | 0 | 0 | 0 | 0 | 0 | 0 | 0 | 0
F2_Commercial_College_Existing_Miscellaneous_Natural Gas_Miscellaneous_E7 | F2 | Commercial | College | Existing | Miscellaneous | Natural Gas | Miscellaneous | E7 | TRC BC Ratio | 0 | 0 | 0 | 0 | 0 | 0 | 0 | 0 | 0 | 0 | 0 | 0 | 0 | 0 | 0 | 0 | 0 | 0 | 0 | 0 | 0 | 0 | 0 | 0 | 0 | 0 | 0 | 0 | 0 | 0 | 0 | 0 | 0
F2_Commercial_College_Existing_Miscellaneous_Natural Gas_Miscellaneous_E8 | F2 | Commercial | College | Existing | Miscellaneous | Natural Gas | Miscellaneous | E8 | TRC BC Ratio | 0 | 0 | 0 | 0 | 0 | 0 | 0 | 0 | 0 | 0 | 0 | 0 | 0 | 0 | 0 | 0 | 0 | 0 | 0 | 0 | 0 | 0 | 0 | 0 | 0 | 0 | 0 | 0 | 0 | 0 | 0 | 0 | 0
F2_Commercial_College_Existing_Miscellaneous_Natural Gas_Miscellaneous_E9 | F2 | Commercial | College | Existing | Miscellaneous | Natural Gas | Miscellaneous | E9 | TRC BC Ratio | 0 | 0 | 0 | 0 | 0 | 0 | 0 | 0 | 0 | 0 | 0 | 0 | 0 | 0 | 0 | 0 | 0 | 0 | 0 | 0 | 0 | 0 | 0 | 0 | 0 | 0 | 0 | 0 | 0 | 0 | 0 | 0 | 0
F2_Commercial_College_Existing_Miscellaneous_Natural Gas_Miscellaneous_E10 | F2 | Commercial | College | Existing | Miscellaneous | Natural Gas | Miscellaneous | E10 | TRC BC Ratio | 0 | 0 | 0 | 0 | 0 | 0 | 0 | 0 | 0 | 0 | 0 | 0 | 0 | 0 | 0 | 0 | 0 | 0 | 0 | 0 | 0 | 0 | 0 | 0 | 0 | 0 | 0 | 0 | 0 | 0 | 0 | 0 | 0
F3_Commercial_College_Existing_Miscellaneous_Natural Gas_Miscellaneous_E1 | F3 | Commercial | College | Existing | Miscellaneous | Natural Gas | Miscellaneous | E1 | PACT BC Ratio | bar: 2019 to 2051
F3_Commercial_College_Existing_Miscellaneous_Natural Gas_Miscellaneous_E2 | F3 | Commercial | College | Existing | Miscellaneous | Natural Gas | Miscellaneous | E2 | PACT BC Ratio | 0 | 0 | 0 | 0 | 0 | 0 | 0 | 0 | 0 | 0 | 0 | 0 | 0 | 0 | 0 | 0 | 0 | 0 | 0 | 0 | 0 | 0 | 0 | 0 | 0 | 0 | 0 | 0 | 0 | 0 | 0 | 0 | 0
F3_Commercial_College_Existing_Miscellaneous_Natural Gas_Miscellaneous_E3 | F3 | Commercial | College | Existing | Miscellaneous | Natural Gas | Miscellaneous | E3 | PACT BC Ratio | 0 | 0 | 0 | 0 | 0 | 0 | 0 | 0 | 0 | 0 | 0 | 0 | 0 | 0 | 0 | 0 | 0 | 0 | 0 | 0 | 0 | 0 | 0 | 0 | 0 | 0 | 0 | 0 | 0 | 0 | 0 | 0 | 0
F3_Commercial_College_Existing_Miscellaneous_Natural Gas_Miscellaneous_E4 | F3 | Commercial | College | Existing | Miscellaneous | Natural Gas | Miscellaneous | E4 | PACT BC Ratio | 0 | 0 | 0 | 0 | 0 | 0 | 0 | 0 | 0 | 0 | 0 | 0 | 0 | 0 | 0 | 0 | 0 | 0 | 0 | 0 | 0 | 0 | 0 | 0 | 0 | 0 | 0 | 0 | 0 | 0 | 0 | 0 | 0
F3_Commercial_College_Existing_Miscellaneous_Natural Gas_Miscellaneous_E5 | F3 | Commercial | College | Existing | Miscellaneous | Natural Gas | Miscellaneous | E5 | PACT BC Ratio | 0 | 0 | 0 | 0 | 0 | 0 | 0 | 0 | 0 | 0 | 0 | 0 | 0 | 0 | 0 | 0 | 0 | 0 | 0 | 0 | 0 | 0 | 0 | 0 | 0 | 0 | 0 | 0 | 0 | 0 | 0 | 0 | 0
F3_Commercial_College_Existing_Miscellaneous_Natural Gas_Miscellaneous_E6 | F3 | Commercial | College | Existing | Miscellaneous | Natural Gas | Miscellaneous | E6 | PACT BC Ratio | 0 | 0 | 0 | 0 | 0 | 0 | 0 | 0 | 0 | 0 | 0 | 0 | 0 | 0 | 0 | 0 | 0 | 0 | 0 | 0 | 0 | 0 | 0 | 0 | 0 | 0 | 0 | 0 | 0 | 0 | 0 | 0 | 0
F3_Commercial_College_Existing_Miscellaneous_Natural Gas_Miscellaneous_E7 | F3 | Commercial | College | Existing | Miscellaneous | Natural Gas | Miscellaneous | E7 | PACT BC Ratio | 0 | 0 | 0 | 0 | 0 | 0 | 0 | 0 | 0 | 0 | 0 | 0 | 0 | 0 | 0 | 0 | 0 | 0 | 0 | 0 | 0 | 0 | 0 | 0 | 0 | 0 | 0 | 0 | 0 | 0 | 0 | 0 | 0
F3_Commercial_College_Existing_Miscellaneous_Natural Gas_Miscellaneous_E8 | F3 | Commercial | College | Existing | Miscellaneous | Natural Gas | Miscellaneous | E8 | PACT BC Ratio | 0 | 0 | 0 | 0 | 0 | 0 | 0 | 0 | 0 | 0 | 0 | 0 | 0 | 0 | 0 | 0 | 0 | 0 | 0 | 0 | 0 | 0 | 0 | 0 | 0 | 0 | 0 | 0 | 0 | 0 | 0 | 0 | 0
F3_Commercial_College_Existing_Miscellaneous_Natural Gas_Miscellaneous_E9 | F3 | Commercial | College | Existing | Miscellaneous | Natural Gas | Miscellaneous | E9 | PACT BC Ratio | 0 | 0 | 0 | 0 | 0 | 0 | 0 | 0 | 0 | 0 | 0 | 0 | 0 | 0 | 0 | 0 | 0 | 0 | 0 | 0 | 0 | 0 | 0 | 0 | 0 | 0 | 0 | 0 | 0 | 0 | 0 | 0 | 0
F3_Commercial_College_Existing_Miscellaneous_Natural Gas_Miscellaneous_E10 | F3 | Commercial | College | Existing | Miscellaneous | Natural Gas | Miscellaneous | E10 | PACT BC Ratio | 0 | 0 | 0 | 0 | 0 | 0 | 0 | 0 | 0 | 0 | 0 | 0 | 0 | 0 | 0 | 0 | 0 | 0 | 0 | 0 | 0 | 0 | 0 | 0 | 0 | 0 | 0 | 0 | 0 | 0 | 0 | 0 | 0
F4_Commercial_College_Existing_Miscellaneous_Natural Gas_Miscellaneous_E1 | F4 | Commercial | College | Existing | Miscellaneous | Natural Gas | Miscellaneous | E1 | RVT BC Ratio | bar: 2019 to 2051
F4_Commercial_College_Existing_Miscellaneous_Natural Gas_Miscellaneous_E2 | F4 | Commercial | College | Existing | Miscellaneous | Natural Gas | Miscellaneous | E2 | RVT BC Ratio | 0 | 0 | 0 | 0 | 0 | 0 | 0 | 0 | 0 | 0 | 0 | 0 | 0 | 0 | 0 | 0 | 0 | 0 | 0 | 0 | 0 | 0 | 0 | 0 | 0 | 0 | 0 | 0 | 0 | 0 | 0 | 0 | 0
F4_Commercial_College_Existing_Miscellaneous_Natural Gas_Miscellaneous_E3 | F4 | Commercial | College | Existing | Miscellaneous | Natural Gas | Miscellaneous | E3 | RVT BC Ratio | 0 | 0 | 0 | 0 | 0 | 0 | 0 | 0 | 0 | 0 | 0 | 0 | 0 | 0 | 0 | 0 | 0 | 0 | 0 | 0 | 0 | 0 | 0 | 0 | 0 | 0 | 0 | 0 | 0 | 0 | 0 | 0 | 0
F4_Commercial_College_Existing_Miscellaneous_Natural Gas_Miscellaneous_E4 | F4 | Commercial | College | Existing | Miscellaneous | Natural Gas | Miscellaneous | E4 | RVT BC Ratio | 0 | 0 | 0 | 0 | 0 | 0 | 0 | 0 | 0 | 0 | 0 | 0 | 0 | 0 | 0 | 0 | 0 | 0 | 0 | 0 | 0 | 0 | 0 | 0 | 0 | 0 | 0 | 0 | 0 | 0 | 0 | 0 | 0
F4_Commercial_College_Existing_Miscellaneous_Natural Gas_Miscellaneous_E5 | F4 | Commercial | College | Existing | Miscellaneous | Natural Gas | Miscellaneous | E5 | RVT BC Ratio | 0 | 0 | 0 | 0 | 0 | 0 | 0 | 0 | 0 | 0 | 0 | 0 | 0 | 0 | 0 | 0 | 0 | 0 | 0 | 0 | 0 | 0 | 0 | 0 | 0 | 0 | 0 | 0 | 0 | 0 | 0 | 0 | 0
F4_Commercial_College_Existing_Miscellaneous_Natural Gas_Miscellaneous_E6 | F4 | Commercial | College | Existing | Miscellaneous | Natural Gas | Miscellaneous | E6 | RVT BC Ratio | 0 | 0 | 0 | 0 | 0 | 0 | 0 | 0 | 0 | 0 | 0 | 0 | 0 | 0 | 0 | 0 | 0 | 0 | 0 | 0 | 0 | 0 | 0 | 0 | 0 | 0 | 0 | 0 | 0 | 0 | 0 | 0 | 0
F4_Commercial_College_Existing_Miscellaneous_Natural Gas_Miscellaneous_E7 | F4 | Commercial | College | Existing | Miscellaneous | Natural Gas | Miscellaneous | E7 | RVT BC Ratio | 0 | 0 | 0 | 0 | 0 | 0 | 0 | 0 | 0 | 0 | 0 | 0 | 0 | 0 | 0 | 0 | 0 | 0 | 0 | 0 | 0 | 0 | 0 | 0 | 0 | 0 | 0 | 0 | 0 | 0 | 0 | 0 | 0
F4_Commercial_College_Existing_Miscellaneous_Natural Gas_Miscellaneous_E8 | F4 | Commercial | College | Existing | Miscellaneous | Natural Gas | Miscellaneous | E8 | RVT BC Ratio | 0 | 0 | 0 | 0 | 0 | 0 | 0 | 0 | 0 | 0 | 0 | 0 | 0 | 0 | 0 | 0 | 0 | 0 | 0 | 0 | 0 | 0 | 0 | 0 | 0 | 0 | 0 | 0 | 0 | 0 | 0 | 0 | 0
F4_Commercial_College_Existing_Miscellaneous_Natural Gas_Miscellaneous_E9 | F4 | Commercial | College | Existing | Miscellaneous | Natural Gas | Miscellaneous | E9 | RVT BC Ratio | 0 | 0 | 0 | 0 | 0 | 0 | 0 | 0 | 0 | 0 | 0 | 0 | 0 | 0 | 0 | 0 | 0 | 0 | 0 | 0 | 0 | 0 | 0 | 0 | 0 | 0 | 0 | 0 | 0 | 0 | 0 | 0 | 0
F4_Commercial_College_Existing_Miscellaneous_Natural Gas_Miscellaneous_E10 | F4 | Commercial | College | Existing | Miscellaneous | Natural Gas | Miscellaneous | E10 | RVT BC Ratio | 0 | 0 | 0 | 0 | 0 | 0 | 0 | 0 | 0 | 0 | 0 | 0 | 0 | 0 | 0 | 0 | 0 | 0 | 0 | 0 | 0 | 0 | 0 | 0 | 0 | 0 | 0 | 0 | 0 | 0 | 0 | 0 | 0
F5_Commercial_College_Existing_Miscellaneous_Natural Gas_Miscellaneous_E1 | F5 | Commercial | College | Existing | Miscellaneous | Natural Gas | Miscellaneous | E1 | RIM BC Ratio | bar: 2019 to 2051
F5_Commercial_College_Existing_Miscellaneous_Natural Gas_Miscellaneous_E2 | F5 | Commercial | College | Existing | Miscellaneous | Natural Gas | Miscellaneous | E2 | RIM BC Ratio | 0 | 0 | 0 | 0 | 0 | 0 | 0 | 0 | 0 | 0 | 0 | 0 | 0 | 0 | 0 | 0 | 0 | 0 | 0 | 0 | 0 | 0 | 0 | 0 | 0 | 0 | 0 | 0 | 0 | 0 | 0 | 0 | 0
F5_Commercial_College_Existing_Miscellaneous_Natural Gas_Miscellaneous_E3 | F5 | Commercial | College | Existing | Miscellaneous | Natural Gas | Miscellaneous | E3 | RIM BC Ratio | 0 | 0 | 0 | 0 | 0 | 0 | 0 | 0 | 0 | 0 | 0 | 0 | 0 | 0 | 0 | 0 | 0 | 0 | 0 | 0 | 0 | 0 | 0 | 0 | 0 | 0 | 0 | 0 | 0 | 0 | 0 | 0 | 0
F5_Commercial_College_Existing_Miscellaneous_Natural Gas_Miscellaneous_E4 | F5 | Commercial | College | Existing | Miscellaneous | Natural Gas | Miscellaneous | E4 | RIM BC Ratio | 0 | 0 | 0 | 0 | 0 | 0 | 0 | 0 | 0 | 0 | 0 | 0 | 0 | 0 | 0 | 0 | 0 | 0 | 0 | 0 | 0 | 0 | 0 | 0 | 0 | 0 | 0 | 0 | 0 | 0 | 0 | 0 | 0
F5_Commercial_College_Existing_Miscellaneous_Natural Gas_Miscellaneous_E5 | F5 | Commercial | College | Existing | Miscellaneous | Natural Gas | Miscellaneous | E5 | RIM BC Ratio | 0 | 0 | 0 | 0 | 0 | 0 | 0 | 0 | 0 | 0 | 0 | 0 | 0 | 0 | 0 | 0 | 0 | 0 | 0 | 0 | 0 | 0 | 0 | 0 | 0 | 0 | 0 | 0 | 0 | 0 | 0 | 0 | 0
F5_Commercial_College_Existing_Miscellaneous_Natural Gas_Miscellaneous_E6 | F5 | Commercial | College | Existing | Miscellaneous | Natural Gas | Miscellaneous | E6 | RIM BC Ratio | 0 | 0 | 0 | 0 | 0 | 0 | 0 | 0 | 0 | 0 | 0 | 0 | 0 | 0 | 0 | 0 | 0 | 0 | 0 | 0 | 0 | 0 | 0 | 0 | 0 | 0 | 0 | 0 | 0 | 0 | 0 | 0 | 0
F5_Commercial_College_Existing_Miscellaneous_Natural Gas_Miscellaneous_E7 | F5 | Commercial | College | Existing | Miscellaneous | Natural Gas | Miscellaneous | E7 | RIM BC Ratio | 0 | 0 | 0 | 0 | 0 | 0 | 0 | 0 | 0 | 0 | 0 | 0 | 0 | 0 | 0 | 0 | 0 | 0 | 0 | 0 | 0 | 0 | 0 | 0 | 0 | 0 | 0 | 0 | 0 | 0 | 0 | 0 | 0
F5_Commercial_College_Existing_Miscellaneous_Natural Gas_Miscellaneous_E8 | F5 | Commercial | College | Existing | Miscellaneous | Natural Gas | Miscellaneous | E8 | RIM BC Ratio | 0 | 0 | 0 | 0 | 0 | 0 | 0 | 0 | 0 | 0 | 0 | 0 | 0 | 0 | 0 | 0 | 0 | 0 | 0 | 0 | 0 | 0 | 0 | 0 | 0 | 0 | 0 | 0 | 0 | 0 | 0 | 0 | 0
F5_Commercial_College_Existing_Miscellaneous_Natural Gas_Miscellaneous_E9 | F5 | Commercial | College | Existing | Miscellaneous | Natural Gas | Miscellaneous | E9 | RIM BC Ratio | 0 | 0 | 0 | 0 | 0 | 0 | 0 | 0 | 0 | 0 | 0 | 0 | 0 | 0 | 0 | 0 | 0 | 0 | 0 | 0 | 0 | 0 | 0 | 0 | 0 | 0 | 0 | 0 | 0 | 0 | 0 | 0 | 0
F5_Commercial_College_Existing_Miscellaneous_Natural Gas_Miscellaneous_E10 | F5 | Commercial | College | Existing | Miscellaneous | Natural Gas | Miscellaneous | E10 | RIM BC Ratio | 0 | 0 | 0 | 0 | 0 | 0 | 0 | 0 | 0 | 0 | 0 | 0 | 0 | 0 | 0 | 0 | 0 | 0 | 0 | 0 | 0 | 0 | 0 | 0 | 0 | 0 | 0 | 0 | 0 | 0 | 0 | 0 | 0
F0_Commercial_College_New_Space Heating_Natural Gas_Furnace_E0 | F0 | Commercial | College | New | Space Heating | Natural Gas | Furnace | E0 | Economic Unit | AFUE 96% | AFUE 96% | AFUE 96% | AFUE 96% | AFUE 96% | AFUE 96% | AFUE 96% | AFUE 96% | AFUE 96% | AFUE 96% | AFUE 96% | AFUE 96% | AFUE 96% | AFUE 96% | AFUE 96% | AFUE 96% | AFUE 96% | AFUE 96% | AFUE 96% | AFUE 96% | AFUE 96% | AFUE 96% | AFUE 96% | AFUE 96% | AFUE 96% | AFUE 96% | AFUE 96% | AFUE 96% | AFUE 96% | AFUE 96% | AFUE 96% | AFUE 96% | AFUE 96%
F1_Commercial_College_New_Space Heating_Natural Gas_Furnace_E1 | F1 | Commercial | College | New | Space Heating | Natural Gas | Furnace | E1 | CCE | 0 | 0 | 0 | 0 | 0 | 0 | 0 | 0 | 0 | 0 | 0 | 0 | 0 | 0 | 0 | 0 | 0 | 0 | 0 | 0 | 0 | 0 | 0 | 0 | 0 | 0 | 0 | 0 | 0 | 0 | 0 | 0 | 0
F1_Commercial_College_New_Space Heating_Natural Gas_Furnace_E2 | F1 | Commercial | College | New | Space Heating | Natural Gas | Furnace | E2 | CCE | 0.2553 | 0.26432 | 0.23854 | 0.24431 | 0.24563 | 0 | 0 | 0 | 0 | 0 | 0 | 0 | 0 | 0 | 0 | 0 | 0 | 0 | 0 | 0 | 0 | 0 | 0 | 0 | 0 | 0 | 0 | 0 | 0 | 0 | 0 | 0 | 0
F1_Commercial_College_New_Space Heating_Natural Gas_Furnace_E3 | F1 | Commercial | College | New | Space Heating | Natural Gas | Furnace | E3 | CCE | 0.60562 | 0.62702 | 0.56586 | 0.57956 | 0.58267 | 0 | 0 | 0 | 0 | 0 | 0 | 0 | 0 | 0 | 0 | 0 | 0 | 0 | 0 | 0 | 0 | 0 | 0 | 0 | 0 | 0 | 0 | 0 | 0 | 0 | 0 | 0 | 0
F1_Commercial_College_New_Space Heating_Natural Gas_Furnace_E4 | F1 | Commercial | College | New | Space Heating | Natural Gas | Furnace | E4 | CCE | 0.95478 | 0.98853 | 0.89211 | 0.91369 | 0.91861 | 1.4447 | 1.4525 | 1.4605 | 1.4685 | 1.4766 | 1.4848 | 1.4931 | 1.5015 | 1.51 | 1.5186 | 1.5273 | 1.536 | 1.5449 | 1.5539 | 1.563 | 1.5722 | 1.5815 | 1.5909 | 1.6004 | 1.61 | 1.6198 | 1.6297 | 1.6397 | 1.6498 | 1.66 | 1.6704 | 1.6809 | 1.6809
F1_Commercial_College_New_Space Heating_Natural Gas_Furnace_E5 | F1 | Commercial | College | New | Space Heating | Natural Gas | Furnace | E5 | CCE | 0 | 0 | 0 | 0 | 0 | 0 | 0 | 12.9783 | 13.0496 | 13.1217 | 13.1947 | 13.2684 | 13.343 | 13.4183 | 13.4946 | 13.5718 | 13.6498 | 13.7286 | 13.8085 | 13.8893 | 13.971 | 14.0534 | 14.1372 | 14.2218 | 14.3075 | 14.3939 | 14.4818 | 14.5706 | 14.6605 | 14.7514 | 14.8437 | 14.937 | 14.937
F1_Commercial_College_New_Space Heating_Natural Gas_Furnace_E6 | F1 | Commercial | College | New | Space Heating | Natural Gas | Furnace | E6 | CCE | 0 | 0 | 0 | 0 | 0 | 0 | 0 | 0 | 0 | 0 | 0 | 0 | 0 | 0 | 0 | 0 | 0 | 0 | 0 | 0 | 0 | 0 | 0 | 0 | 0 | 0 | 0 | 0 | 0 | 0 | 0 | 0 | 0
F1_Commercial_College_New_Space Heating_Natural Gas_Furnace_E7 | F1 | Commercial | College | New | Space Heating | Natural Gas | Furnace | E7 | CCE | 0 | 0 | 0 | 0 | 0 | 0 | 0 | 0 | 0 | 0 | 0 | 0 | 0 | 0 | 0 | 0 | 0 | 0 | 0 | 0 | 0 | 0 | 0 | 0 | 0 | 0 | 0 | 0 | 0 | 0 | 0 | 0 | 0
F1_Commercial_College_New_Space Heating_Natural Gas_Furnace_E8 | F1 | Commercial | College | New | Space Heating | Natural Gas | Furnace | E8 | CCE | 0 | 0 | 0 | 0 | 0 | 0 | 0 | 0 | 0 | 0 | 0 | 0 | 0 | 0 | 0 | 0 | 0 | 0 | 0 | 0 | 0 | 0 | 0 | 0 | 0 | 0 | 0 | 0 | 0 | 0 | 0 | 0 | 0
F1_Commercial_College_New_Space Heating_Natural Gas_Furnace_E9 | F1 | Commercial | College | New | Space Heating | Natural Gas | Furnace | E9 | CCE | 0 | 0 | 0 | 0 | 0 | 0 | 0 | 0 | 0 | 0 | 0 | 0 | 0 | 0 | 0 | 0 | 0 | 0 | 0 | 0 | 0 | 0 | 0 | 0 | 0 | 0 | 0 | 0 | 0 | 0 | 0 | 0 | 0
F1_Commercial_College_New_Space Heating_Natural Gas_Furnace_E10 | F1 | Commercial | College | New | Space Heating | Natural Gas | Furnace | E10 | CCE | 0 | 0 | 0 | 0 | 0 | 0 | 0 | 0 | 0 | 0 | 0 | 0 | 0 | 0 | 0 | 0 | 0 | 0 | 0 | 0 | 0 | 0 | 0 | 0 | 0 | 0 | 0 | 0 | 0 | 0 | 0 | 0 | 0
F2_Commercial_College_New_Space Heating_Natural Gas_Furnace_E1 | F2 | Commercial | College | New | Space Heating | Natural Gas | Furnace | E1 | TRC BC Ratio | 1 | 1 | 1 | 1 | 1 | 0 | 0 | 0 | 0 | 0 | 0 | 0 | 0 | 0 | 0 | 0 | 0 | 0 | 0 | 0 | 0 | 0 | 0 | 0 | 0 | 0 | 0 | 0 | 0 | 0 | 0 | 0 | 0
F2_Commercial_College_New_Space Heating_Natural Gas_Furnace_E2 | F2 | Commercial | College | New | Space Heating | Natural Gas | Furnace | E2 | TRC BC Ratio | 8.5128 | 8.5095 | 8.525 | 8.4845 | 8.4568 | 0 | 0 | 0 | 0 | 0 | 0 | 0 | 0 | 0 | 0 | 0 | 0 | 0 | 0 | 0 | 0 | 0 | 0 | 0 | 0 | 0 | 0 | 0 | 0 | 0 | 0 | 0 | 0
F2_Commercial_College_New_Space Heating_Natural Gas_Furnace_E3 | F2 | Commercial | College | New | Space Heating | Natural Gas | Furnace | E3 | TRC BC Ratio | 3.5886 | 3.5872 | 3.5937 | 3.5767 | 3.565 | 1 | 1 | 1 | 1 | 1 | 1 | 1 | 1 | 1 | 1 | 1 | 1 | 1 | 1 | 1 | 1 | 1 | 1 | 1 | 1 | 1 | 1 | 1 | 1 | 1 | 1 | 1 | 1
F2_Commercial_College_New_Space Heating_Natural Gas_Furnace_E4 | F2 | Commercial | College | New | Space Heating | Natural Gas | Furnace | E4 | TRC BC Ratio | 2.2762 | 2.2754 | 2.2795 | 2.2687 | 2.2613 | 1.4441 | 1.4456 | 1.4463 | 1.448 | 1.4494 | 1.4506 | 1.4515 | 1.4526 | 1.4539 | 1.4549 | 1.456 | 1.457 | 1.4584 | 1.4597 | 1.4613 | 1.4627 | 1.4642 | 1.4655 | 1.4669 | 1.4681 | 1.4691 | 1.4701 | 1.4712 | 1.4719 | 1.4727 | 1.4731 | 1.4737 | 1.4737
F2_Commercial_College_New_Space Heating_Natural Gas_Furnace_E5 | F2 | Commercial | College | New | Space Heating | Natural Gas | Furnace | E5 | TRC BC Ratio | 0 | 0 | 0 | 0 | 0 | 0 | 0 | 0.16275 | 0.16295 | 0.1631 | 0.16324 | 0.16334 | 0.16347 | 0.16362 | 0.16373 | 0.16385 | 0.16396 | 0.16411 | 0.16426 | 0.16444 | 0.1646 | 0.16477 | 0.16491 | 0.16508 | 0.1652 | 0.16532 | 0.16543 | 0.16556 | 0.16563 | 0.16572 | 0.16577 | 0.16584 | 0.16584
F2_Commercial_College_New_Space Heating_Natural Gas_Furnace_E6 | F2 | Commercial | College | New | Space Heating | Natural Gas | Furnace | E6 | TRC BC Ratio | 0 | 0 | 0 | 0 | 0 | 0 | 0 | 0 | 0 | 0 | 0 | 0 | 0 | 0 | 0 | 0 | 0 | 0 | 0 | 0 | 0 | 0 | 0 | 0 | 0 | 0 | 0 | 0 | 0 | 0 | 0 | 0 | 0
F2_Commercial_College_New_Space Heating_Natural Gas_Furnace_E7 | F2 | Commercial | College | New | Space Heating | Natural Gas | Furnace | E7 | TRC BC Ratio | 0 | 0 | 0 | 0 | 0 | 0 | 0 | 0 | 0 | 0 | 0 | 0 | 0 | 0 | 0 | 0 | 0 | 0 | 0 | 0 | 0 | 0 | 0 | 0 | 0 | 0 | 0 | 0 | 0 | 0 | 0 | 0 | 0
F2_Commercial_College_New_Space Heating_Natural Gas_Furnace_E8 | F2 | Commercial | College | New | Space Heating | Natural Gas | Furnace | E8 | TRC BC Ratio | 0 | 0 | 0 | 0 | 0 | 0 | 0 | 0 | 0 | 0 | 0 | 0 | 0 | 0 | 0 | 0 | 0 | 0 | 0 | 0 | 0 | 0 | 0 | 0 | 0 | 0 | 0 | 0 | 0 | 0 | 0 | 0 | 0
F2_Commercial_College_New_Space Heating_Natural Gas_Furnace_E9 | F2 | Commercial | College | New | Space Heating | Natural Gas | Furnace | E9 | TRC BC Ratio | 0 | 0 | 0 | 0 | 0 | 0 | 0 | 0 | 0 | 0 | 0 | 0 | 0 | 0 | 0 | 0 | 0 | 0 | 0 | 0 | 0 | 0 | 0 | 0 | 0 | 0 | 0 | 0 | 0 | 0 | 0 | 0 | 0
F2_Commercial_College_New_Space Heating_Natural Gas_Furnace_E10 | F2 | Commercial | College | New | Space Heating | Natural Gas | Furnace | E10 | TRC BC Ratio | 0 | 0 | 0 | 0 | 0 | 0 | 0 | 0 | 0 | 0 | 0 | 0 | 0 | 0 | 0 | 0 | 0 | 0 | 0 | 0 | 0 | 0 | 0 | 0 | 0 | 0 | 0 | 0 | 0 | 0 | 0 | 0 | 0
F3_Commercial_College_New_Space Heating_Natural Gas_Furnace_E1 | F3 | Commercial | College | New | Space Heating | Natural Gas | Furnace | E1 | PACT BC Ratio | 1 | 1 | 1 | 1 | 1 | 0 | 0 | 0 | 0 | 0 | 0 | 0 | 0 | 0 | 0 | 0 | 0 | 0 | 0 | 0 | 0 | 0 | 0 | 0 | 0 | 0 | 0 | 0 | 0 | 0 | 0 | 0 | 0
F3_Commercial_College_New_Space Heating_Natural Gas_Furnace_E2 | F3 | Commercial | College | New | Space Heating | Natural Gas | Furnace | E2 | PACT BC Ratio | 11.3504 | 11.346 | 11.3667 | 11.3127 | 11.2757 | 0 | 0 | 0 | 0 | 0 | 0 | 0 | 0 | 0 | 0 | 0 | 0 | 0 | 0 | 0 | 0 | 0 | 0 | 0 | 0 | 0 | 0 | 0 | 0 | 0 | 0 | 0 | 0
F3_Commercial_College_New_Space Heating_Natural Gas_Furnace_E3 | F3 | Commercial | College | New | Space Heating | Natural Gas | Furnace | E3 | PACT BC Ratio | 4.7848 | 4.7829 | 4.7916 | 4.7689 | 4.7533 | 1 | 1 | 1 | 1 | 1 | 1 | 1 | 1 | 1 | 1 | 1 | 1 | 1 | 1 | 1 | 1 | 1 | 1 | 1 | 1 | 1 | 1 | 1 | 1 | 1 | 1 | 1 | 1
F3_Commercial_College_New_Space Heating_Natural Gas_Furnace_E4 | F3 | Commercial | College | New | Space Heating | Natural Gas | Furnace | E4 | PACT BC Ratio | 3.035 | 3.0338 | 3.0393 | 3.0249 | 3.015 | 1.9255 | 1.9274 | 1.9284 | 1.9307 | 1.9325 | 1.9341 | 1.9353 | 1.9369 | 1.9386 | 1.9399 | 1.9413 | 1.9427 | 1.9445 | 1.9462 | 1.9484 | 1.9502 | 1.9523 | 1.9539 | 1.9559 | 1.9574 | 1.9588 | 1.9601 | 1.9616 | 1.9625 | 1.9636 | 1.9642 | 1.9649 | 1.9649
F3_Commercial_College_New_Space Heating_Natural Gas_Furnace_E5 | F3 | Commercial | College | New | Space Heating | Natural Gas | Furnace | E5 | PACT BC Ratio | 0 | 0 | 0 | 0 | 0 | 0 | 0 | 0.21701 | 0.21726 | 0.21747 | 0.21765 | 0.21778 | 0.21796 | 0.21815 | 0.2183 | 0.21846 | 0.21862 | 0.21882 | 0.21901 | 0.21925 | 0.21946 | 0.21969 | 0.21988 | 0.2201 | 0.22027 | 0.22043 | 0.22058 | 0.22074 | 0.22085 | 0.22096 | 0.22103 | 0.22112 | 0.22112
F3_Commercial_College_New_Space Heating_Natural Gas_Furnace_E6 | F3 | Commercial | College | New | Space Heating | Natural Gas | Furnace | E6 | PACT BC Ratio | 0 | 0 | 0 | 0 | 0 | 0 | 0 | 0 | 0 | 0 | 0 | 0 | 0 | 0 | 0 | 0 | 0 | 0 | 0 | 0 | 0 | 0 | 0 | 0 | 0 | 0 | 0 | 0 | 0 | 0 | 0 | 0 | 0
F3_Commercial_College_New_Space Heating_Natural Gas_Furnace_E7 | F3 | Commercial | College | New | Space Heating | Natural Gas | Furnace | E7 | PACT BC Ratio | 0 | 0 | 0 | 0 | 0 | 0 | 0 | 0 | 0 | 0 | 0 | 0 | 0 | 0 | 0 | 0 | 0 | 0 | 0 | 0 | 0 | 0 | 0 | 0 | 0 | 0 | 0 | 0 | 0 | 0 | 0 | 0 | 0
F3_Commercial_College_New_Space Heating_Natural Gas_Furnace_E8 | F3 | Commercial | College | New | Space Heating | Natural Gas | Furnace | E8 | PACT BC Ratio | 0 | 0 | 0 | 0 | 0 | 0 | 0 | 0 | 0 | 0 | 0 | 0 | 0 | 0 | 0 | 0 | 0 | 0 | 0 | 0 | 0 | 0 | 0 | 0 | 0 | 0 | 0 | 0 | 0 | 0 | 0 | 0 | 0
F3_Commercial_College_New_Space Heating_Natural Gas_Furnace_E9 | F3 | Commercial | College | New | Space Heating | Natural Gas | Furnace | E9 | PACT BC Ratio | 0 | 0 | 0 | 0 | 0 | 0 | 0 | 0 | 0 | 0 | 0 | 0 | 0 | 0 | 0 | 0 | 0 | 0 | 0 | 0 | 0 | 0 | 0 | 0 | 0 | 0 | 0 | 0 | 0 | 0 | 0 | 0 | 0
F3_Commercial_College_New_Space Heating_Natural Gas_Furnace_E10 | F3 | Commercial | College | New | Space Heating | Natural Gas | Furnace | E10 | PACT BC Ratio | 0 | 0 | 0 | 0 | 0 | 0 | 0 | 0 | 0 | 0 | 0 | 0 | 0 | 0 | 0 | 0 | 0 | 0 | 0 | 0 | 0 | 0 | 0 | 0 | 0 | 0 | 0 | 0 | 0 | 0 | 0 | 0 | 0
F4_Commercial_College_New_Space Heating_Natural Gas_Furnace_E1 | F4 | Commercial | College | New | Space Heating | Natural Gas | Furnace | E1 | RVT BC Ratio | 1 | 1 | 1 | 1 | 1 | 0 | 0 | 0 | 0 | 0 | 0 | 0 | 0 | 0 | 0 | 0 | 0 | 0 | 0 | 0 | 0 | 0 | 0 | 0 | 0 | 0 | 0 | 0 | 0 | 0 | 0 | 0 | 0
F4_Commercial_College_New_Space Heating_Natural Gas_Furnace_E2 | F4 | Commercial | College | New | Space Heating | Natural Gas | Furnace | E2 | RVT BC Ratio | 12.9387 | 12.934 | 12.9562 | 12.898 | 12.8581 | 0 | 0 | 0 | 0 | 0 | 0 | 0 | 0 | 0 | 0 | 0 | 0 | 0 | 0 | 0 | 0 | 0 | 0 | 0 | 0 | 0 | 0 | 0 | 0 | 0 | 0 | 0 | 0
F4_Commercial_College_New_Space Heating_Natural Gas_Furnace_E3 | F4 | Commercial | College | New | Space Heating | Natural Gas | Furnace | E3 | RVT BC Ratio | 5.8592 | 5.8573 | 5.8666 | 5.8421 | 5.8253 | 1 | 1 | 1 | 1 | 1 | 1 | 1 | 1 | 1 | 1 | 1 | 1 | 1 | 1 | 1 | 1 | 1 | 1 | 1 | 1 | 1 | 1 | 1 | 1 | 1 | 1 | 1 | 1
F4_Commercial_College_New_Space Heating_Natural Gas_Furnace_E4 | F4 | Commercial | College | New | Space Heating | Natural Gas | Furnace | E4 | RVT BC Ratio | 3.9725 | 3.9712 | 3.9772 | 3.9616 | 3.951 | 2.7762 | 2.7782 | 2.7793 | 2.7818 | 2.7837 | 2.7855 | 2.7868 | 2.7884 | 2.7903 | 2.7917 | 2.7933 | 2.7948 | 2.7967 | 2.7985 | 2.8009 | 2.8029 | 2.8051 | 2.8068 | 2.809 | 2.8106 | 2.8121 | 2.8135 | 2.8151 | 2.8161 | 2.8172 | 2.8179 | 2.8187 | 2.8187
F4_Commercial_College_New_Space Heating_Natural Gas_Furnace_E5 | F4 | Commercial | College | New | Space Heating | Natural Gas | Furnace | E5 | RVT BC Ratio | 0 | 0 | 0 | 0 | 0 | 0 | 0 | 0.93399 | 0.93426 | 0.93449 | 0.93468 | 0.93483 | 0.93502 | 0.93523 | 0.93539 | 0.93556 | 0.93573 | 0.93594 | 0.93615 | 0.93641 | 0.93664 | 0.93688 | 0.93709 | 0.93733 | 0.93751 | 0.93768 | 0.93784 | 0.93802 | 0.93813 | 0.93826 | 0.93833 | 0.93842 | 0.93842
F4_Commercial_College_New_Space Heating_Natural Gas_Furnace_E6 | F4 | Commercial | College | New | Space Heating | Natural Gas | Furnace | E6 | RVT BC Ratio | 0 | 0 | 0 | 0 | 0 | 0 | 0 | 0 | 0 | 0 | 0 | 0 | 0 | 0 | 0 | 0 | 0 | 0 | 0 | 0 | 0 | 0 | 0 | 0 | 0 | 0 | 0 | 0 | 0 | 0 | 0 | 0 | 0
F4_Commercial_College_New_Space Heating_Natural Gas_Furnace_E7 | F4 | Commercial | College | New | Space Heating | Natural Gas | Furnace | E7 | RVT BC Ratio | 0 | 0 | 0 | 0 | 0 | 0 | 0 | 0 | 0 | 0 | 0 | 0 | 0 | 0 | 0 | 0 | 0 | 0 | 0 | 0 | 0 | 0 | 0 | 0 | 0 | 0 | 0 | 0 | 0 | 0 | 0 | 0 | 0
F4_Commercial_College_New_Space Heating_Natural Gas_Furnace_E8 | F4 | Commercial | College | New | Space Heating | Natural Gas | Furnace | E8 | RVT BC Ratio | 0 | 0 | 0 | 0 | 0 | 0 | 0 | 0 | 0 | 0 | 0 | 0 | 0 | 0 | 0 | 0 | 0 | 0 | 0 | 0 | 0 | 0 | 0 | 0 | 0 | 0 | 0 | 0 | 0 | 0 | 0 | 0 | 0
F4_Commercial_College_New_Space Heating_Natural Gas_Furnace_E9 | F4 | Commercial | College | New | Space Heating | Natural Gas | Furnace | E9 | RVT BC Ratio | 0 | 0 | 0 | 0 | 0 | 0 | 0 | 0 | 0 | 0 | 0 | 0 | 0 | 0 | 0 | 0 | 0 | 0 | 0 | 0 | 0 | 0 | 0 | 0 | 0 | 0 | 0 | 0 | 0 | 0 | 0 | 0 | 0
F4_Commercial_College_New_Space Heating_Natural Gas_Furnace_E10 | F4 | Commercial | College | New | Space Heating | Natural Gas | Furnace | E10 | RVT BC Ratio | 0 | 0 | 0 | 0 | 0 | 0 | 0 | 0 | 0 | 0 | 0 | 0 | 0 | 0 | 0 | 0 | 0 | 0 | 0 | 0 | 0 | 0 | 0 | 0 | 0 | 0 | 0 | 0 | 0 | 0 | 0 | 0 | 0
F5_Commercial_College_New_Space Heating_Natural Gas_Furnace_E1 | F5 | Commercial | College | New | Space Heating | Natural Gas | Furnace | E1 | RIM BC Ratio | 1 | 1 | 1 | 1 | 1 | 0 | 0 | 0 | 0 | 0 | 0 | 0 | 0 | 0 | 0 | 0 | 0 | 0 | 0 | 0 | 0 | 0 | 0 | 0 | 0 | 0 | 0 | 0 | 0 | 0 | 0 | 0 | 0
F5_Commercial_College_New_Space Heating_Natural Gas_Furnace_E2 | F5 | Commercial | College | New | Space Heating | Natural Gas | Furnace | E2 | RIM BC Ratio | 0.7775 | 0.77748 | 0.77758 | 0.77733 | 0.77715 | 0 | 0 | 0 | 0 | 0 | 0 | 0 | 0 | 0 | 0 | 0 | 0 | 0 | 0 | 0 | 0 | 0 | 0 | 0 | 0 | 0 | 0 | 0 | 0 | 0 | 0 | 0 | 0
F5_Commercial_College_New_Space Heating_Natural Gas_Furnace_E3 | F5 | Commercial | College | New | Space Heating | Natural Gas | Furnace | E3 | RIM BC Ratio | 0.7107 | 0.71066 | 0.71085 | 0.71035 | 0.71 | 1 | 1 | 1 | 1 | 1 | 1 | 1 | 1 | 1 | 1 | 1 | 1 | 1 | 1 | 1 | 1 | 1 | 1 | 1 | 1 | 1 | 1 | 1 | 1 | 1 | 1 | 1 | 1
F5_Commercial_College_New_Space Heating_Natural Gas_Furnace_E4 | F5 | Commercial | College | New | Space Heating | Natural Gas | Furnace | E4 | RIM BC Ratio | 0.65464 | 0.65459 | 0.65484 | 0.65417 | 0.65371 | 0.58227 | 0.58245 | 0.58254 | 0.58274 | 0.58291 | 0.58306 | 0.58316 | 0.58331 | 0.58346 | 0.58358 | 0.58371 | 0.58384 | 0.584 | 0.58415 | 0.58435 | 0.58452 | 0.5847 | 0.58485 | 0.58502 | 0.58516 | 0.58528 | 0.5854 | 0.58553 | 0.58561 | 0.58571 | 0.58576 | 0.58583 | 0.58583
F5_Commercial_College_New_Space Heating_Natural Gas_Furnace_E5 | F5 | Commercial | College | New | Space Heating | Natural Gas | Furnace | E5 | RIM BC Ratio | 0 | 0 | 0 | 0 | 0 | 0 | 0 | 0.17223 | 0.17239 | 0.17252 | 0.17263 | 0.17272 | 0.17283 | 0.17295 | 0.17304 | 0.17314 | 0.17324 | 0.17337 | 0.17349 | 0.17364 | 0.17377 | 0.17392 | 0.17403 | 0.17417 | 0.17428 | 0.17438 | 0.17447 | 0.17457 | 0.17464 | 0.17471 | 0.17475 | 0.17481 | 0.17481
F5_Commercial_College_New_Space Heating_Natural Gas_Furnace_E6 | F5 | Commercial | College | New | Space Heating | Natural Gas | Furnace | E6 | RIM BC Ratio | 0 | 0 | 0 | 0 | 0 | 0 | 0 | 0 | 0 | 0 | 0 | 0 | 0 | 0 | 0 | 0 | 0 | 0 | 0 | 0 | 0 | 0 | 0 | 0 | 0 | 0 | 0 | 0 | 0 | 0 | 0 | 0 | 0
F5_Commercial_College_New_Space Heating_Natural Gas_Furnace_E7 | F5 | Commercial | College | New | Space Heating | Natural Gas | Furnace | E7 | RIM BC Ratio | 0 | 0 | 0 | 0 | 0 | 0 | 0 | 0 | 0 | 0 | 0 | 0 | 0 | 0 | 0 | 0 | 0 | 0 | 0 | 0 | 0 | 0 | 0 | 0 | 0 | 0 | 0 | 0 | 0 | 0 | 0 | 0 | 0
F5_Commercial_College_New_Space Heating_Natural Gas_Furnace_E8 | F5 | Commercial | College | New | Space Heating | Natural Gas | Furnace | E8 | RIM BC Ratio | 0 | 0 | 0 | 0 | 0 | 0 | 0 | 0 | 0 | 0 | 0 | 0 | 0 | 0 | 0 | 0 | 0 | 0 | 0 | 0 | 0 | 0 | 0 | 0 | 0 | 0 | 0 | 0 | 0 | 0 | 0 | 0 | 0
F5_Commercial_College_New_Space Heating_Natural Gas_Furnace_E9 | F5 | Commercial | College | New | Space Heating | Natural Gas | Furnace | E9 | RIM BC Ratio | 0 | 0 | 0 | 0 | 0 | 0 | 0 | 0 | 0 | 0 | 0 | 0 | 0 | 0 | 0 | 0 | 0 | 0 | 0 | 0 | 0 | 0 | 0 | 0 | 0 | 0 | 0 | 0 | 0 | 0 | 0 | 0 | 0
F5_Commercial_College_New_Space Heating_Natural Gas_Furnace_E10 | F5 | Commercial | College | New | Space Heating | Natural Gas | Furnace | E10 | RIM BC Ratio | 0 | 0 | 0 | 0 | 0 | 0 | 0 | 0 | 0 | 0 | 0 | 0 | 0 | 0 | 0 | 0 | 0 | 0 | 0 | 0 | 0 | 0 | 0 | 0 | 0 | 0 | 0 | 0 | 0 | 0 | 0 | 0 | 0
F0_Commercial_College_New_Space Heating_Natural Gas_Boiler_E0 | F0 | Commercial | College | New | Space Heating | Natural Gas | Boiler | E0 | Economic Unit | TE 98% | TE 98% | TE 98% | TE 98% | TE 98% | TE 98% | TE 98% | TE 98% | TE 98% | TE 98% | TE 98% | TE 98% | TE 98% | TE 98% | TE 98% | TE 98% | TE 98% | TE 98% | TE 98% | TE 98% | TE 98% | TE 98% | TE 98% | TE 98% | TE 98% | TE 98% | TE 98% | TE 98% | TE 98% | TE 98% | TE 98% | TE 98% | TE 98%
F1_Commercial_College_New_Space Heating_Natural Gas_Boiler_E1 | F1 | Commercial | College | New | Space Heating | Natural Gas | Boiler | E1 | CCE | 0 | 0 | 0 | 0 | 0 | 0 | 0 | 0 | 0 | 0 | 0 | 0 | 0 | 0 | 0 | 0 | 0 | 0 | 0 | 0 | 0 | 0 | 0 | 0 | 0 | 0 | 0 | 0 | 0 | 0 | 0 | 0 | 0
F1_Commercial_College_New_Space Heating_Natural Gas_Boiler_E2 | F1 | Commercial | College | New | Space Heating | Natural Gas | Boiler | E2 | CCE | 0.16753 | 0.17345 | 0.15653 | 0.16032 | 0.16118 | 0 | 0 | 0 | 0 | 0 | 0 | 0 | 0 | 0 | 0 | 0 | 0 | 0 | 0 | 0 | 0 | 0 | 0 | 0 | 0 | 0 | 0 | 0 | 0 | 0 | 0 | 0 | 0
F1_Commercial_College_New_Space Heating_Natural Gas_Boiler_E3 | F1 | Commercial | College | New | Space Heating | Natural Gas | Boiler | E3 | CCE | 0.9925 | 1.0276 | 0.92735 | 0.94979 | 0.9549 | 0 | 0 | 0 | 0 | 0 | 0 | 0 | 0 | 0 | 0 | 0 | 0 | 0 | 0 | 0 | 0 | 0 | 0 | 0 | 0 | 0 | 0 | 0 | 0 | 0 | 0 | 0 | 0
F1_Commercial_College_New_Space Heating_Natural Gas_Boiler_E4 | F1 | Commercial | College | New | Space Heating | Natural Gas | Boiler | E4 | CCE | 1.0008 | 1.0361 | 0.93508 | 0.95771 | 0.96286 | 1.0024 | 1.0078 | 1.0133 | 1.0189 | 1.0245 | 1.0302 | 1.036 | 1.0418 | 1.0477 | 1.0537 | 1.0597 | 1.0658 | 1.0719 | 1.0782 | 1.0845 | 1.0909 | 1.0973 | 1.1038 | 1.1104 | 1.1171 | 1.1239 | 1.1307 | 1.1377 | 1.1447 | 1.1518 | 1.159 | 1.1663 | 1.1663
F1_Commercial_College_New_Space Heating_Natural Gas_Boiler_E5 | F1 | Commercial | College | New | Space Heating | Natural Gas | Boiler | E5 | CCE | 3.0826 | 3.1916 | 2.8803 | 2.95 | 2.9658 | 4.2595 | 4.2827 | 4.3061 | 4.3298 | 4.3537 | 4.3779 | 4.4024 | 4.4271 | 4.4521 | 4.4774 | 4.503 | 4.5289 | 4.5551 | 4.5816 | 4.6084 | 4.6355 | 4.6628 | 4.6906 | 4.7187 | 4.7471 | 4.7758 | 4.805 | 4.8344 | 4.8643 | 4.8944 | 4.925 | 4.956 | 4.956
F1_Commercial_College_New_Space Heating_Natural Gas_Boiler_E6 | F1 | Commercial | College | New | Space Heating | Natural Gas | Boiler | E6 | CCE | 0 | 0 | 0 | 0 | 0 | 0 | 0 | 0 | 0 | 0 | 0 | 0 | 0 | 0 | 0 | 0 | 0 | 0 | 0 | 0 | 0 | 0 | 0 | 0 | 0 | 0 | 0 | 0 | 0 | 0 | 0 | 0 | 0
F1_Commercial_College_New_Space Heating_Natural Gas_Boiler_E7 | F1 | Commercial | College | New | Space Heating | Natural Gas | Boiler | E7 | CCE | 0 | 0 | 0 | 0 | 0 | 0 | 0 | 0 | 0 | 0 | 0 | 0 | 0 | 0 | 0 | 0 | 0 | 0 | 0 | 0 | 0 | 0 | 0 | 0 | 0 | 0 | 0 | 0 | 0 | 0 | 0 | 0 | 0
F1_Commercial_College_New_Space Heating_Natural Gas_Boiler_E8 | F1 | Commercial | College | New | Space Heating | Natural Gas | Boiler | E8 | CCE | 0 | 0 | 0 | 0 | 0 | 0 | 0 | 0 | 0 | 0 | 0 | 0 | 0 | 0 | 0 | 0 | 0 | 0 | 0 | 0 | 0 | 0 | 0 | 0 | 0 | 0 | 0 | 0 | 0 | 0 | 0 | 0 | 0
F1_Commercial_College_New_Space Heating_Natural Gas_Boiler_E9 | F1 | Commercial | College | New | Space Heating | Natural Gas | Boiler | E9 | CCE | 0 | 0 | 0 | 0 | 0 | 0 | 0 | 0 | 0 | 0 | 0 | 0 | 0 | 0 | 0 | 0 | 0 | 0 | 0 | 0 | 0 | 0 | 0 | 0 | 0 | 0 | 0 | 0 | 0 | 0 | 0 | 0 | 0
F1_Commercial_College_New_Space Heating_Natural Gas_Boiler_E10 | F1 | Commercial | College | New | Space Heating | Natural Gas | Boiler | E10 | CCE | 0 | 0 | 0 | 0 | 0 | 0 | 0 | 0 | 0 | 0 | 0 | 0 | 0 | 0 | 0 | 0 | 0 | 0 | 0 | 0 | 0 | 0 | 0 | 0 | 0 | 0 | 0 | 0 | 0 | 0 | 0 | 0 | 0
F2_Commercial_College_New_Space Heating_Natural Gas_Boiler_E1 | F2 | Commercial | College | New | Space Heating | Natural Gas | Boiler | E1 | TRC BC Ratio | 1 | 1 | 1 | 1 | 1 | 0 | 0 | 0 | 0 | 0 | 0 | 0 | 0 | 0 | 0 | 0 | 0 | 0 | 0 | 0 | 0 | 0 | 0 | 0 | 0 | 0 | 0 | 0 | 0 | 0 | 0 | 0 | 0
F2_Commercial_College_New_Space Heating_Natural Gas_Boiler_E2 | F2 | Commercial | College | New | Space Heating | Natural Gas | Boiler | E2 | TRC BC Ratio | 12.9813 | 12.9775 | 13.0009 | 12.9435 | 12.9045 | 0 | 0 | 0 | 0 | 0 | 0 | 0 | 0 | 0 | 0 | 0 | 0 | 0 | 0 | 0 | 0 | 0 | 0 | 0 | 0 | 0 | 0 | 0 | 0 | 0 | 0 | 0 | 0
F2_Commercial_College_New_Space Heating_Natural Gas_Boiler_E3 | F2 | Commercial | College | New | Space Heating | Natural Gas | Boiler | E3 | TRC BC Ratio | 2.1912 | 2.1905 | 2.1945 | 2.1848 | 2.1782 | 1 | 1 | 1 | 1 | 1 | 1 | 1 | 1 | 1 | 1 | 1 | 1 | 1 | 1 | 1 | 1 | 1 | 1 | 1 | 1 | 1 | 1 | 1 | 1 | 1 | 1 | 1 | 1
F2_Commercial_College_New_Space Heating_Natural Gas_Boiler_E4 | F2 | Commercial | College | New | Space Heating | Natural Gas | Boiler | E4 | TRC BC Ratio | 2.173 | 2.1724 | 2.1763 | 2.1667 | 2.1602 | 2.0843 | 2.0864 | 2.0876 | 2.09 | 2.092 | 2.0938 | 2.0951 | 2.0968 | 2.0986 | 2.1 | 2.1014 | 2.1029 | 2.1047 | 2.1064 | 2.1087 | 2.1106 | 2.1126 | 2.1143 | 2.1164 | 2.1179 | 2.1194 | 2.1207 | 2.1222 | 2.1231 | 2.1242 | 2.1248 | 2.1256 | 2.1256
F2_Commercial_College_New_Space Heating_Natural Gas_Boiler_E5 | F2 | Commercial | College | New | Space Heating | Natural Gas | Boiler | E5 | TRC BC Ratio | 0.70548 | 0.70527 | 0.70654 | 0.70342 | 0.7013 | 0.4905 | 0.491 | 0.49127 | 0.49184 | 0.49231 | 0.49272 | 0.49303 | 0.49343 | 0.49386 | 0.49419 | 0.49453 | 0.49486 | 0.49529 | 0.4957 | 0.49622 | 0.49667 | 0.49716 | 0.49756 | 0.49804 | 0.4984 | 0.49874 | 0.49906 | 0.4994 | 0.49963 | 0.49988 | 0.50002 | 0.50021 | 0.50021
F2_Commercial_College_New_Space Heating_Natural Gas_Boiler_E6 | F2 | Commercial | College | New | Space Heating | Natural Gas | Boiler | E6 | TRC BC Ratio | 0 | 0 | 0 | 0 | 0 | 0 | 0 | 0 | 0 | 0 | 0 | 0 | 0 | 0 | 0 | 0 | 0 | 0 | 0 | 0 | 0 | 0 | 0 | 0 | 0 | 0 | 0 | 0 | 0 | 0 | 0 | 0 | 0
F2_Commercial_College_New_Space Heating_Natural Gas_Boiler_E7 | F2 | Commercial | College | New | Space Heating | Natural Gas | Boiler | E7 | TRC BC Ratio | 0 | 0 | 0 | 0 | 0 | 0 | 0 | 0 | 0 | 0 | 0 | 0 | 0 | 0 | 0 | 0 | 0 | 0 | 0 | 0 | 0 | 0 | 0 | 0 | 0 | 0 | 0 | 0 | 0 | 0 | 0 | 0 | 0
F2_Commercial_College_New_Space Heating_Natural Gas_Boiler_E8 | F2 | Commercial | College | New | Space Heating | Natural Gas | Boiler | E8 | TRC BC Ratio | 0 | 0 | 0 | 0 | 0 | 0 | 0 | 0 | 0 | 0 | 0 | 0 | 0 | 0 | 0 | 0 | 0 | 0 | 0 | 0 | 0 | 0 | 0 | 0 | 0 | 0 | 0 | 0 | 0 | 0 | 0 | 0 | 0
F2_Commercial_College_New_Space Heating_Natural Gas_Boiler_E9 | F2 | Commercial | College | New | Space Heating | Natural Gas | Boiler | E9 | TRC BC Ratio | 0 | 0 | 0 | 0 | 0 | 0 | 0 | 0 | 0 | 0 | 0 | 0 | 0 | 0 | 0 | 0 | 0 | 0 | 0 | 0 | 0 | 0 | 0 | 0 | 0 | 0 | 0 | 0 | 0 | 0 | 0 | 0 | 0
F2_Commercial_College_New_Space Heating_Natural Gas_Boiler_E10 | F2 | Commercial | College | New | Space Heating | Natural Gas | Boiler | E10 | TRC BC Ratio | 0 | 0 | 0 | 0 | 0 | 0 | 0 | 0 | 0 | 0 | 0 | 0 | 0 | 0 | 0 | 0 | 0 | 0 | 0 | 0 | 0 | 0 | 0 | 0 | 0 | 0 | 0 | 0 | 0 | 0 | 0 | 0 | 0
F3_Commercial_College_New_Space Heating_Natural Gas_Boiler_E1 | F3 | Commercial | College | New | Space Heating | Natural Gas | Boiler | E1 | PACT BC Ratio | 1 | 1 | 1 | 1 | 1 | 0 | 0 | 0 | 0 | 0 | 0 | 0 | 0 | 0 | 0 | 0 | 0 | 0 | 0 | 0 | 0 | 0 | 0 | 0 | 0 | 0 | 0 | 0 | 0 | 0 | 0 | 0 | 0
F3_Commercial_College_New_Space Heating_Natural Gas_Boiler_E2 | F3 | Commercial | College | New | Space Heating | Natural Gas | Boiler | E2 | PACT BC Ratio | 17.3084 | 17.3033 | 17.3345 | 17.258 | 17.206 | 0 | 0 | 0 | 0 | 0 | 0 | 0 | 0 | 0 | 0 | 0 | 0 | 0 | 0 | 0 | 0 | 0 | 0 | 0 | 0 | 0 | 0 | 0 | 0 | 0 | 0 | 0 | 0
F3_Commercial_College_New_Space Heating_Natural Gas_Boiler_E3 | F3 | Commercial | College | New | Space Heating | Natural Gas | Boiler | E3 | PACT BC Ratio | 2.9215 | 2.9207 | 2.926 | 2.913 | 2.9043 | 1 | 1 | 1 | 1 | 1 | 1 | 1 | 1 | 1 | 1 | 1 | 1 | 1 | 1 | 1 | 1 | 1 | 1 | 1 | 1 | 1 | 1 | 1 | 1 | 1 | 1 | 1 | 1
F3_Commercial_College_New_Space Heating_Natural Gas_Boiler_E4 | F3 | Commercial | College | New | Space Heating | Natural Gas | Boiler | E4 | PACT BC Ratio | 2.8974 | 2.8965 | 2.9018 | 2.889 | 2.8802 | 2.7791 | 2.7819 | 2.7835 | 2.7867 | 2.7894 | 2.7917 | 2.7935 | 2.7957 | 2.7981 | 2.8 | 2.8019 | 2.8038 | 2.8063 | 2.8086 | 2.8115 | 2.8141 | 2.8168 | 2.8191 | 2.8218 | 2.8239 | 2.8258 | 2.8276 | 2.8296 | 2.8308 | 2.8323 | 2.8331 | 2.8341 | 2.8341
F3_Commercial_College_New_Space Heating_Natural Gas_Boiler_E5 | F3 | Commercial | College | New | Space Heating | Natural Gas | Boiler | E5 | PACT BC Ratio | 0.94064 | 0.94036 | 0.94206 | 0.9379 | 0.93507 | 0.654 | 0.65466 | 0.65503 | 0.65579 | 0.65642 | 0.65696 | 0.65738 | 0.6579 | 0.65848 | 0.65892 | 0.65937 | 0.65981 | 0.66039 | 0.66093 | 0.66163 | 0.66223 | 0.66288 | 0.66341 | 0.66405 | 0.66454 | 0.66499 | 0.66541 | 0.66587 | 0.66617 | 0.66651 | 0.6667 | 0.66695 | 0.66695
F3_Commercial_College_New_Space Heating_Natural Gas_Boiler_E6 | F3 | Commercial | College | New | Space Heating | Natural Gas | Boiler | E6 | PACT BC Ratio | 0 | 0 | 0 | 0 | 0 | 0 | 0 | 0 | 0 | 0 | 0 | 0 | 0 | 0 | 0 | 0 | 0 | 0 | 0 | 0 | 0 | 0 | 0 | 0 | 0 | 0 | 0 | 0 | 0 | 0 | 0 | 0 | 0
F3_Commercial_College_New_Space Heating_Natural Gas_Boiler_E7 | F3 | Commercial | College | New | Space Heating | Natural Gas | Boiler | E7 | PACT BC Ratio | 0 | 0 | 0 | 0 | 0 | 0 | 0 | 0 | 0 | 0 | 0 | 0 | 0 | 0 | 0 | 0 | 0 | 0 | 0 | 0 | 0 | 0 | 0 | 0 | 0 | 0 | 0 | 0 | 0 | 0 | 0 | 0 | 0
F3_Commercial_College_New_Space Heating_Natural Gas_Boiler_E8 | F3 | Commercial | College | New | Space Heating | Natural Gas | Boiler | E8 | PACT BC Ratio | 0 | 0 | 0 | 0 | 0 | 0 | 0 | 0 | 0 | 0 | 0 | 0 | 0 | 0 | 0 | 0 | 0 | 0 | 0 | 0 | 0 | 0 | 0 | 0 | 0 | 0 | 0 | 0 | 0 | 0 | 0 | 0 | 0
F3_Commercial_College_New_Space Heating_Natural Gas_Boiler_E9 | F3 | Commercial | College | New | Space Heating | Natural Gas | Boiler | E9 | PACT BC Ratio | 0 | 0 | 0 | 0 | 0 | 0 | 0 | 0 | 0 | 0 | 0 | 0 | 0 | 0 | 0 | 0 | 0 | 0 | 0 | 0 | 0 | 0 | 0 | 0 | 0 | 0 | 0 | 0 | 0 | 0 | 0 | 0 | 0
F3_Commercial_College_New_Space Heating_Natural Gas_Boiler_E10 | F3 | Commercial | College | New | Space Heating | Natural Gas | Boiler | E10 | PACT BC Ratio | 0 | 0 | 0 | 0 | 0 | 0 | 0 | 0 | 0 | 0 | 0 | 0 | 0 | 0 | 0 | 0 | 0 | 0 | 0 | 0 | 0 | 0 | 0 | 0 | 0 | 0 | 0 | 0 | 0 | 0 | 0 | 0 | 0
F4_Commercial_College_New_Space Heating_Natural Gas_Boiler_E1 | F4 | Commercial | College | New | Space Heating | Natural Gas | Boiler | E1 | RVT BC Ratio | 1 | 1 | 1 | 1 | 1 | 0 | 0 | 0 | 0 | 0 | 0 | 0 | 0 | 0 | 0 | 0 | 0 | 0 | 0 | 0 | 0 | 0 | 0 | 0 | 0 | 0 | 0 | 0 | 0 | 0 | 0 | 0 | 0
F4_Commercial_College_New_Space Heating_Natural Gas_Boiler_E2 | F4 | Commercial | College | New | Space Heating | Natural Gas | Boiler | E2 | RVT BC Ratio | 19.3629 | 19.3574 | 19.3911 | 19.3086 | 19.2525 | 0 | 0 | 0 | 0 | 0 | 0 | 0 | 0 | 0 | 0 | 0 | 0 | 0 | 0 | 0 | 0 | 0 | 0 | 0 | 0 | 0 | 0 | 0 | 0 | 0 | 0 | 0 | 0
F4_Commercial_College_New_Space Heating_Natural Gas_Boiler_E3 | F4 | Commercial | College | New | Space Heating | Natural Gas | Boiler | E3 | RVT BC Ratio | 3.8502 | 3.8493 | 3.8549 | 3.841 | 3.8315 | 1 | 1 | 1 | 1 | 1 | 1 | 1 | 1 | 1 | 1 | 1 | 1 | 1 | 1 | 1 | 1 | 1 | 1 | 1 | 1 | 1 | 1 | 1 | 1 | 1 | 1 | 1 | 1
F4_Commercial_College_New_Space Heating_Natural Gas_Boiler_E4 | F4 | Commercial | College | New | Space Heating | Natural Gas | Boiler | E4 | RVT BC Ratio | 3.8241 | 3.8232 | 3.8288 | 3.815 | 3.8057 | 3.6966 | 3.6996 | 3.7013 | 3.7048 | 3.7077 | 3.7102 | 3.7121 | 3.7145 | 3.7171 | 3.7191 | 3.7212 | 3.7232 | 3.7259 | 3.7284 | 3.7316 | 3.7343 | 3.7373 | 3.7397 | 3.7426 | 3.7449 | 3.7469 | 3.7489 | 3.751 | 3.7524 | 3.7539 | 3.7548 | 3.7559 | 3.7559
F4_Commercial_College_New_Space Heating_Natural Gas_Boiler_E5 | F4 | Commercial | College | New | Space Heating | Natural Gas | Boiler | E5 | RVT BC Ratio | 1.7143 | 1.714 | 1.7158 | 1.7113 | 1.7082 | 1.4052 | 1.4059 | 1.4063 | 1.4071 | 1.4078 | 1.4084 | 1.4088 | 1.4094 | 1.41 | 1.4105 | 1.411 | 1.4114 | 1.4121 | 1.4127 | 1.4134 | 1.4141 | 1.4148 | 1.4153 | 1.416 | 1.4165 | 1.417 | 1.4175 | 1.418 | 1.4183 | 1.4187 | 1.4189 | 1.4191 | 1.4191
F4_Commercial_College_New_Space Heating_Natural Gas_Boiler_E6 | F4 | Commercial | College | New | Space Heating | Natural Gas | Boiler | E6 | RVT BC Ratio | 0 | 0 | 0 | 0 | 0 | 0 | 0 | 0 | 0 | 0 | 0 | 0 | 0 | 0 | 0 | 0 | 0 | 0 | 0 | 0 | 0 | 0 | 0 | 0 | 0 | 0 | 0 | 0 | 0 | 0 | 0 | 0 | 0
F4_Commercial_College_New_Space Heating_Natural Gas_Boiler_E7 | F4 | Commercial | College | New | Space Heating | Natural Gas | Boiler | E7 | RVT BC Ratio | 0 | 0 | 0 | 0 | 0 | 0 | 0 | 0 | 0 | 0 | 0 | 0 | 0 | 0 | 0 | 0 | 0 | 0 | 0 | 0 | 0 | 0 | 0 | 0 | 0 | 0 | 0 | 0 | 0 | 0 | 0 | 0 | 0
F4_Commercial_College_New_Space Heating_Natural Gas_Boiler_E8 | F4 | Commercial | College | New | Space Heating | Natural Gas | Boiler | E8 | RVT BC Ratio | 0 | 0 | 0 | 0 | 0 | 0 | 0 | 0 | 0 | 0 | 0 | 0 | 0 | 0 | 0 | 0 | 0 | 0 | 0 | 0 | 0 | 0 | 0 | 0 | 0 | 0 | 0 | 0 | 0 | 0 | 0 | 0 | 0
F4_Commercial_College_New_Space Heating_Natural Gas_Boiler_E9 | F4 | Commercial | College | New | Space Heating | Natural Gas | Boiler | E9 | RVT BC Ratio | 0 | 0 | 0 | 0 | 0 | 0 | 0 | 0 | 0 | 0 | 0 | 0 | 0 | 0 | 0 | 0 | 0 | 0 | 0 | 0 | 0 | 0 | 0 | 0 | 0 | 0 | 0 | 0 | 0 | 0 | 0 | 0 | 0
F4_Commercial_College_New_Space Heating_Natural Gas_Boiler_E10 | F4 | Commercial | College | New | Space Heating | Natural Gas | Boiler | E10 | RVT BC Ratio | 0 | 0 | 0 | 0 | 0 | 0 | 0 | 0 | 0 | 0 | 0 | 0 | 0 | 0 | 0 | 0 | 0 | 0 | 0 | 0 | 0 | 0 | 0 | 0 | 0 | 0 | 0 | 0 | 0 | 0 | 0 | 0 | 0
F5_Commercial_College_New_Space Heating_Natural Gas_Boiler_E1 | F5 | Commercial | College | New | Space Heating | Natural Gas | Boiler | E1 | RIM BC Ratio | 1 | 1 | 1 | 1 | 1 | 0 | 0 | 0 | 0 | 0 | 0 | 0 | 0 | 0 | 0 | 0 | 0 | 0 | 0 | 0 | 0 | 0 | 0 | 0 | 0 | 0 | 0 | 0 | 0 | 0 | 0 | 0 | 0
F5_Commercial_College_New_Space Heating_Natural Gas_Boiler_E2 | F5 | Commercial | College | New | Space Heating | Natural Gas | Boiler | E2 | RIM BC Ratio | 0.79628 | 0.79627 | 0.79633 | 0.79617 | 0.79606 | 0 | 0 | 0 | 0 | 0 | 0 | 0 | 0 | 0 | 0 | 0 | 0 | 0 | 0 | 0 | 0 | 0 | 0 | 0 | 0 | 0 | 0 | 0 | 0 | 0 | 0 | 0 | 0
F5_Commercial_College_New_Space Heating_Natural Gas_Boiler_E3 | F5 | Commercial | College | New | Space Heating | Natural Gas | Boiler | E3 | RIM BC Ratio | 0.6492 | 0.64916 | 0.64942 | 0.64878 | 0.64835 | 1 | 1 | 1 | 1 | 1 | 1 | 1 | 1 | 1 | 1 | 1 | 1 | 1 | 1 | 1 | 1 | 1 | 1 | 1 | 1 | 1 | 1 | 1 | 1 | 1 | 1 | 1 | 1
F5_Commercial_College_New_Space Heating_Natural Gas_Boiler_E4 | F5 | Commercial | College | New | Space Heating | Natural Gas | Boiler | E4 | RIM BC Ratio | 0.648 | 0.64796 | 0.64822 | 0.64758 | 0.64714 | 0.64189 | 0.64204 | 0.64213 | 0.6423 | 0.64244 | 0.64256 | 0.64266 | 0.64277 | 0.6429 | 0.643 | 0.6431 | 0.6432 | 0.64333 | 0.64345 | 0.64361 | 0.64374 | 0.64388 | 0.644 | 0.64414 | 0.64425 | 0.64435 | 0.64445 | 0.64455 | 0.64461 | 0.64469 | 0.64473 | 0.64478 | 0.64478
F5_Commercial_College_New_Space Heating_Natural Gas_Boiler_E5 | F5 | Commercial | College | New | Space Heating | Natural Gas | Boiler | E5 | RIM BC Ratio | 0.44225 | 0.44219 | 0.44256 | 0.44164 | 0.44101 | 0.36669 | 0.3669 | 0.36701 | 0.36725 | 0.36745 | 0.36762 | 0.36775 | 0.36791 | 0.36809 | 0.36823 | 0.36837 | 0.36851 | 0.36869 | 0.36886 | 0.36907 | 0.36926 | 0.36946 | 0.36963 | 0.36983 | 0.36998 | 0.37012 | 0.37025 | 0.37039 | 0.37048 | 0.37059 | 0.37065 | 0.37072 | 0.37072
F5_Commercial_College_New_Space Heating_Natural Gas_Boiler_E6 | F5 | Commercial | College | New | Space Heating | Natural Gas | Boiler | E6 | RIM BC Ratio | 0 | 0 | 0 | 0 | 0 | 0 | 0 | 0 | 0 | 0 | 0 | 0 | 0 | 0 | 0 | 0 | 0 | 0 | 0 | 0 | 0 | 0 | 0 | 0 | 0 | 0 | 0 | 0 | 0 | 0 | 0 | 0 | 0
F5_Commercial_College_New_Space Heating_Natural Gas_Boiler_E7 | F5 | Commercial | College | New | Space Heating | Natural Gas | Boiler | E7 | RIM BC Ratio | 0 | 0 | 0 | 0 | 0 | 0 | 0 | 0 | 0 | 0 | 0 | 0 | 0 | 0 | 0 | 0 | 0 | 0 | 0 | 0 | 0 | 0 | 0 | 0 | 0 | 0 | 0 | 0 | 0 | 0 | 0 | 0 | 0
F5_Commercial_College_New_Space Heating_Natural Gas_Boiler_E8 | F5 | Commercial | College | New | Space Heating | Natural Gas | Boiler | E8 | RIM BC Ratio | 0 | 0 | 0 | 0 | 0 | 0 | 0 | 0 | 0 | 0 | 0 | 0 | 0 | 0 | 0 | 0 | 0 | 0 | 0 | 0 | 0 | 0 | 0 | 0 | 0 | 0 | 0 | 0 | 0 | 0 | 0 | 0 | 0
F5_Commercial_College_New_Space Heating_Natural Gas_Boiler_E9 | F5 | Commercial | College | New | Space Heating | Natural Gas | Boiler | E9 | RIM BC Ratio | 0 | 0 | 0 | 0 | 0 | 0 | 0 | 0 | 0 | 0 | 0 | 0 | 0 | 0 | 0 | 0 | 0 | 0 | 0 | 0 | 0 | 0 | 0 | 0 | 0 | 0 | 0 | 0 | 0 | 0 | 0 | 0 | 0
F5_Commercial_College_New_Space Heating_Natural Gas_Boiler_E10 | F5 | Commercial | College | New | Space Heating | Natural Gas | Boiler | E10 | RIM BC Ratio | 0 | 0 | 0 | 0 | 0 | 0 | 0 | 0 | 0 | 0 | 0 | 0 | 0 | 0 | 0 | 0 | 0 | 0 | 0 | 0 | 0 | 0 | 0 | 0 | 0 | 0 | 0 | 0 | 0 | 0 | 0 | 0 | 0
F0_Commercial_College_New_Space Heating_Natural Gas_Unit Heater_E0 | F0 | Commercial | College | New | Space Heating | Natural Gas | Unit Heater | E0 | Economic Unit | Infrared Radiant | Infrared Radiant | Infrared Radiant | Infrared Radiant | Infrared Radiant | Infrared Radiant | Infrared Radiant | Infrared Radiant | Infrared Radiant | Infrared Radiant | Infrared Radiant | Infrared Radiant | Infrared Radiant | Infrared Radiant | Infrared Radiant | Infrared Radiant | Infrared Radiant | Infrared Radiant | Infrared Radiant | Infrared Radiant | Infrared Radiant | Infrared Radiant | Infrared Radiant | Infrared Radiant | Infrared Radiant | Infrared Radiant | Infrared Radiant | Infrared Radiant | Infrared Radiant | Infrared Radiant | Infrared Radiant | Infrared Radiant | Infrared Radiant
F1_Commercial_College_New_Space Heating_Natural Gas_Unit Heater_E1 | F1 | Commercial | College | New | Space Heating | Natural Gas | Unit Heater | E1 | CCE | 0 | 0 | 0 | 0 | 0 | 0 | 0 | 0 | 0 | 0 | 0 | 0 | 0 | 0 | 0 | 0 | 0 | 0 | 0 | 0 | 0 | 0 | 0 | 0 | 0 | 0 | 0 | 0 | 0 | 0 | 0 | 0 | 0
F1_Commercial_College_New_Space Heating_Natural Gas_Unit Heater_E2 | F1 | Commercial | College | New | Space Heating | Natural Gas | Unit Heater | E2 | CCE | 2.2519 | 2.3315 | 2.1041 | 2.155 | 2.1666 | 0 | 0 | 0 | 0 | 0 | 0 | 0 | 0 | 0 | 0 | 0 | 0 | 0 | 0 | 0 | 0 | 0 | 0 | 0 | 0 | 0 | 0 | 0 | 0 | 0 | 0 | 0 | 0
F1_Commercial_College_New_Space Heating_Natural Gas_Unit Heater_E3 | F1 | Commercial | College | New | Space Heating | Natural Gas | Unit Heater | E3 | CCE | 0.17557 | 0.18177 | 0.16404 | 0.16801 | 0.16892 | -1.4689 | -1.4769 | -1.4849 | -1.4931 | -1.5013 | -1.5097 | -1.5181 | -1.5267 | -1.5353 | -1.544 | -1.5528 | -1.5618 | -1.5708 | -1.5799 | -1.5892 | -1.5985 | -1.6079 | -1.6175 | -1.6272 | -1.637 | -1.6469 | -1.657 | -1.6671 | -1.6774 | -1.6878 | -1.6984 | -1.709 | -1.709
F1_Commercial_College_New_Space Heating_Natural Gas_Unit Heater_E4 | F1 | Commercial | College | New | Space Heating | Natural Gas | Unit Heater | E4 | CCE | 0 | 0 | 0 | 0 | 0 | 0 | 0 | 0 | 0 | 0 | 0 | 0 | 0 | 0 | 0 | 0 | 0 | 0 | 0 | 0 | 0 | 0 | 0 | 0 | 0 | 0 | 0 | 0 | 0 | 0 | 0 | 0 | 0
F1_Commercial_College_New_Space Heating_Natural Gas_Unit Heater_E5 | F1 | Commercial | College | New | Space Heating | Natural Gas | Unit Heater | E5 | CCE | 0 | 0 | 0 | 0 | 0 | 0 | 0 | 0 | 0 | 0 | 0 | 0 | 0 | 0 | 0 | 0 | 0 | 0 | 0 | 0 | 0 | 0 | 0 | 0 | 0 | 0 | 0 | 0 | 0 | 0 | 0 | 0 | 0
F1_Commercial_College_New_Space Heating_Natural Gas_Unit Heater_E6 | F1 | Commercial | College | New | Space Heating | Natural Gas | Unit Heater | E6 | CCE | 0 | 0 | 0 | 0 | 0 | 0 | 0 | 0 | 0 | 0 | 0 | 0 | 0 | 0 | 0 | 0 | 0 | 0 | 0 | 0 | 0 | 0 | 0 | 0 | 0 | 0 | 0 | 0 | 0 | 0 | 0 | 0 | 0
F1_Commercial_College_New_Space Heating_Natural Gas_Unit Heater_E7 | F1 | Commercial | College | New | Space Heating | Natural Gas | Unit Heater | E7 | CCE | 0 | 0 | 0 | 0 | 0 | 0 | 0 | 0 | 0 | 0 | 0 | 0 | 0 | 0 | 0 | 0 | 0 | 0 | 0 | 0 | 0 | 0 | 0 | 0 | 0 | 0 | 0 | 0 | 0 | 0 | 0 | 0 | 0
F1_Commercial_College_New_Space Heating_Natural Gas_Unit Heater_E8 | F1 | Commercial | College | New | Space Heating | Natural Gas | Unit Heater | E8 | CCE | 0 | 0 | 0 | 0 | 0 | 0 | 0 | 0 | 0 | 0 | 0 | 0 | 0 | 0 | 0 | 0 | 0 | 0 | 0 | 0 | 0 | 0 | 0 | 0 | 0 | 0 | 0 | 0 | 0 | 0 | 0 | 0 | 0
F1_Commercial_College_New_Space Heating_Natural Gas_Unit Heater_E9 | F1 | Commercial | College | New | Space Heating | Natural Gas | Unit Heater | E9 | CCE | 0 | 0 | 0 | 0 | 0 | 0 | 0 | 0 | 0 | 0 | 0 | 0 | 0 | 0 | 0 | 0 | 0 | 0 | 0 | 0 | 0 | 0 | 0 | 0 | 0 | 0 | 0 | 0 | 0 | 0 | 0 | 0 | 0
F1_Commercial_College_New_Space Heating_Natural Gas_Unit Heater_E10 | F1 | Commercial | College | New | Space Heating | Natural Gas | Unit Heater | E10 | CCE | 0 | 0 | 0 | 0 | 0 | 0 | 0 | 0 | 0 | 0 | 0 | 0 | 0 | 0 | 0 | 0 | 0 | 0 | 0 | 0 | 0 | 0 | 0 | 0 | 0 | 0 | 0 | 0 | 0 | 0 | 0 | 0 | 0
F2_Commercial_College_New_Space Heating_Natural Gas_Unit Heater_E1 | F2 | Commercial | College | New | Space Heating | Natural Gas | Unit Heater | E1 | TRC BC Ratio | 1 | 1 | 1 | 1 | 1 | 0 | 0 | 0 | 0 | 0 | 0 | 0 | 0 | 0 | 0 | 0 | 0 | 0 | 0 | 0 | 0 | 0 | 0 | 0 | 0 | 0 | 0 | 0 | 0 | 0 | 0 | 0 | 0
F2_Commercial_College_New_Space Heating_Natural Gas_Unit Heater_E2 | F2 | Commercial | College | New | Space Heating | Natural Gas | Unit Heater | E2 | TRC BC Ratio | 0.97102 | 0.97017 | 0.97275 | 0.96494 | 0.9594 | 1 | 1 | 1 | 1 | 1 | 1 | 1 | 1 | 1 | 1 | 1 | 1 | 1 | 1 | 1 | 1 | 1 | 1 | 1 | 1 | 1 | 1 | 1 | 1 | 1 | 1 | 1 | 1
F2_Commercial_College_New_Space Heating_Natural Gas_Unit Heater_E3 | F2 | Commercial | College | New | Space Heating | Natural Gas | Unit Heater | E3 | TRC BC Ratio | 12.4546 | 12.4437 | 12.4768 | 12.3766 | 12.3055 | 1 | 1 | 1 | 1 | 1 | 1 | 1 | 1 | 1 | 1 | 1 | 1 | 1 | 1 | 1 | 1 | 1 | 1 | 1 | 1 | 1 | 1 | 1 | 1 | 1 | 1 | 1 | 1
F2_Commercial_College_New_Space Heating_Natural Gas_Unit Heater_E4 | F2 | Commercial | College | New | Space Heating | Natural Gas | Unit Heater | E4 | TRC BC Ratio | 0 | 0 | 0 | 0 | 0 | 0 | 0 | 0 | 0 | 0 | 0 | 0 | 0 | 0 | 0 | 0 | 0 | 0 | 0 | 0 | 0 | 0 | 0 | 0 | 0 | 0 | 0 | 0 | 0 | 0 | 0 | 0 | 0
F2_Commercial_College_New_Space Heating_Natural Gas_Unit Heater_E5 | F2 | Commercial | College | New | Space Heating | Natural Gas | Unit Heater | E5 | TRC BC Ratio | 0 | 0 | 0 | 0 | 0 | 0 | 0 | 0 | 0 | 0 | 0 | 0 | 0 | 0 | 0 | 0 | 0 | 0 | 0 | 0 | 0 | 0 | 0 | 0 | 0 | 0 | 0 | 0 | 0 | 0 | 0 | 0 | 0
F2_Commercial_College_New_Space Heating_Natural Gas_Unit Heater_E6 | F2 | Commercial | College | New | Space Heating | Natural Gas | Unit Heater | E6 | TRC BC Ratio | 0 | 0 | 0 | 0 | 0 | 0 | 0 | 0 | 0 | 0 | 0 | 0 | 0 | 0 | 0 | 0 | 0 | 0 | 0 | 0 | 0 | 0 | 0 | 0 | 0 | 0 | 0 | 0 | 0 | 0 | 0 | 0 | 0
F2_Commercial_College_New_Space Heating_Natural Gas_Unit Heater_E7 | F2 | Commercial | College | New | Space Heating | Natural Gas | Unit Heater | E7 | TRC BC Ratio | 0 | 0 | 0 | 0 | 0 | 0 | 0 | 0 | 0 | 0 | 0 | 0 | 0 | 0 | 0 | 0 | 0 | 0 | 0 | 0 | 0 | 0 | 0 | 0 | 0 | 0 | 0 | 0 | 0 | 0 | 0 | 0 | 0
F2_Commercial_College_New_Space Heating_Natural Gas_Unit Heater_E8 | F2 | Commercial | College | New | Space Heating | Natural Gas | Unit Heater | E8 | TRC BC Ratio | 0 | 0 | 0 | 0 | 0 | 0 | 0 | 0 | 0 | 0 | 0 | 0 | 0 | 0 | 0 | 0 | 0 | 0 | 0 | 0 | 0 | 0 | 0 | 0 | 0 | 0 | 0 | 0 | 0 | 0 | 0 | 0 | 0
F2_Commercial_College_New_Space Heating_Natural Gas_Unit Heater_E9 | F2 | Commercial | College | New | Space Heating | Natural Gas | Unit Heater | E9 | TRC BC Ratio | 0 | 0 | 0 | 0 | 0 | 0 | 0 | 0 | 0 | 0 | 0 | 0 | 0 | 0 | 0 | 0 | 0 | 0 | 0 | 0 | 0 | 0 | 0 | 0 | 0 | 0 | 0 | 0 | 0 | 0 | 0 | 0 | 0
F2_Commercial_College_New_Space Heating_Natural Gas_Unit Heater_E10 | F2 | Commercial | College | New | Space Heating | Natural Gas | Unit Heater | E10 | TRC BC Ratio | 0 | 0 | 0 | 0 | 0 | 0 | 0 | 0 | 0 | 0 | 0 | 0 | 0 | 0 | 0 | 0 | 0 | 0 | 0 | 0 | 0 | 0 | 0 | 0 | 0 | 0 | 0 | 0 | 0 | 0 | 0 | 0 | 0
F3_Commercial_College_New_Space Heating_Natural Gas_Unit Heater_E1 | F3 | Commercial | College | New | Space Heating | Natural Gas | Unit Heater | E1 | PACT BC Ratio | 1 | 1 | 1 | 1 | 1 | 0 | 0 | 0 | 0 | 0 | 0 | 0 | 0 | 0 | 0 | 0 | 0 | 0 | 0 | 0 | 0 | 0 | 0 | 0 | 0 | 0 | 0 | 0 | 0 | 0 | 0 | 0 | 0
F3_Commercial_College_New_Space Heating_Natural Gas_Unit Heater_E2 | F3 | Commercial | College | New | Space Heating | Natural Gas | Unit Heater | E2 | PACT BC Ratio | 1.2947 | 1.2936 | 1.297 | 1.2866 | 1.2792 | 1 | 1 | 1 | 1 | 1 | 1 | 1 | 1 | 1 | 1 | 1 | 1 | 1 | 1 | 1 | 1 | 1 | 1 | 1 | 1 | 1 | 1 | 1 | 1 | 1 | 1 | 1 | 1
F3_Commercial_College_New_Space Heating_Natural Gas_Unit Heater_E3 | F3 | Commercial | College | New | Space Heating | Natural Gas | Unit Heater | E3 | PACT BC Ratio | 16.6062 | 16.5916 | 16.6357 | 16.5021 | 16.4073 | 1 | 1 | 1 | 1 | 1 | 1 | 1 | 1 | 1 | 1 | 1 | 1 | 1 | 1 | 1 | 1 | 1 | 1 | 1 | 1 | 1 | 1 | 1 | 1 | 1 | 1 | 1 | 1
F3_Commercial_College_New_Space Heating_Natural Gas_Unit Heater_E4 | F3 | Commercial | College | New | Space Heating | Natural Gas | Unit Heater | E4 | PACT BC Ratio | 0 | 0 | 0 | 0 | 0 | 0 | 0 | 0 | 0 | 0 | 0 | 0 | 0 | 0 | 0 | 0 | 0 | 0 | 0 | 0 | 0 | 0 | 0 | 0 | 0 | 0 | 0 | 0 | 0 | 0 | 0 | 0 | 0
F3_Commercial_College_New_Space Heating_Natural Gas_Unit Heater_E5 | F3 | Commercial | College | New | Space Heating | Natural Gas | Unit Heater | E5 | PACT BC Ratio | 0 | 0 | 0 | 0 | 0 | 0 | 0 | 0 | 0 | 0 | 0 | 0 | 0 | 0 | 0 | 0 | 0 | 0 | 0 | 0 | 0 | 0 | 0 | 0 | 0 | 0 | 0 | 0 | 0 | 0 | 0 | 0 | 0
F3_Commercial_College_New_Space Heating_Natural Gas_Unit Heater_E6 | F3 | Commercial | College | New | Space Heating | Natural Gas | Unit Heater | E6 | PACT BC Ratio | 0 | 0 | 0 | 0 | 0 | 0 | 0 | 0 | 0 | 0 | 0 | 0 | 0 | 0 | 0 | 0 | 0 | 0 | 0 | 0 | 0 | 0 | 0 | 0 | 0 | 0 | 0 | 0 | 0 | 0 | 0 | 0 | 0
F3_Commercial_College_New_Space Heating_Natural Gas_Unit Heater_E7 | F3 | Commercial | College | New | Space Heating | Natural Gas | Unit Heater | E7 | PACT BC Ratio | 0 | 0 | 0 | 0 | 0 | 0 | 0 | 0 | 0 | 0 | 0 | 0 | 0 | 0 | 0 | 0 | 0 | 0 | 0 | 0 | 0 | 0 | 0 | 0 | 0 | 0 | 0 | 0 | 0 | 0 | 0 | 0 | 0
F3_Commercial_College_New_Space Heating_Natural Gas_Unit Heater_E8 | F3 | Commercial | College | New | Space Heating | Natural Gas | Unit Heater | E8 | PACT BC Ratio | 0 | 0 | 0 | 0 | 0 | 0 | 0 | 0 | 0 | 0 | 0 | 0 | 0 | 0 | 0 | 0 | 0 | 0 | 0 | 0 | 0 | 0 | 0 | 0 | 0 | 0 | 0 | 0 | 0 | 0 | 0 | 0 | 0
F3_Commercial_College_New_Space Heating_Natural Gas_Unit Heater_E9 | F3 | Commercial | College | New | Space Heating | Natural Gas | Unit Heater | E9 | PACT BC Ratio | 0 | 0 | 0 | 0 | 0 | 0 | 0 | 0 | 0 | 0 | 0 | 0 | 0 | 0 | 0 | 0 | 0 | 0 | 0 | 0 | 0 | 0 | 0 | 0 | 0 | 0 | 0 | 0 | 0 | 0 | 0 | 0 | 0
F3_Commercial_College_New_Space Heating_Natural Gas_Unit Heater_E10 | F3 | Commercial | College | New | Space Heating | Natural Gas | Unit Heater | E10 | PACT BC Ratio | 0 | 0 | 0 | 0 | 0 | 0 | 0 | 0 | 0 | 0 | 0 | 0 | 0 | 0 | 0 | 0 | 0 | 0 | 0 | 0 | 0 | 0 | 0 | 0 | 0 | 0 | 0 | 0 | 0 | 0 | 0 | 0 | 0
F4_Commercial_College_New_Space Heating_Natural Gas_Unit Heater_E1 | F4 | Commercial | College | New | Space Heating | Natural Gas | Unit Heater | E1 | RVT BC Ratio | 1 | 1 | 1 | 1 | 1 | 0 | 0 | 0 | 0 | 0 | 0 | 0 | 0 | 0 | 0 | 0 | 0 | 0 | 0 | 0 | 0 | 0 | 0 | 0 | 0 | 0 | 0 | 0 | 0 | 0 | 0 | 0 | 0
F4_Commercial_College_New_Space Heating_Natural Gas_Unit Heater_E2 | F4 | Commercial | College | New | Space Heating | Natural Gas | Unit Heater | E2 | RVT BC Ratio | 2.096 | 2.0948 | 2.0985 | 2.0873 | 2.0793 | 1 | 1 | 1 | 1 | 1 | 1 | 1 | 1 | 1 | 1 | 1 | 1 | 1 | 1 | 1 | 1 | 1 | 1 | 1 | 1 | 1 | 1 | 1 | 1 | 1 | 1 | 1 | 1
F4_Commercial_College_New_Space Heating_Natural Gas_Unit Heater_E3 | F4 | Commercial | College | New | Space Heating | Natural Gas | Unit Heater | E3 | RVT BC Ratio | 18.6057 | 18.59 | 18.6376 | 18.4936 | 18.3913 | 1 | 1 | 1 | 1 | 1 | 1 | 1 | 1 | 1 | 1 | 1 | 1 | 1 | 1 | 1 | 1 | 1 | 1 | 1 | 1 | 1 | 1 | 1 | 1 | 1 | 1 | 1 | 1
F4_Commercial_College_New_Space Heating_Natural Gas_Unit Heater_E4 | F4 | Commercial | College | New | Space Heating | Natural Gas | Unit Heater | E4 | RVT BC Ratio | 0 | 0 | 0 | 0 | 0 | 0 | 0 | 0 | 0 | 0 | 0 | 0 | 0 | 0 | 0 | 0 | 0 | 0 | 0 | 0 | 0 | 0 | 0 | 0 | 0 | 0 | 0 | 0 | 0 | 0 | 0 | 0 | 0
F4_Commercial_College_New_Space Heating_Natural Gas_Unit Heater_E5 | F4 | Commercial | College | New | Space Heating | Natural Gas | Unit Heater | E5 | RVT BC Ratio | 0 | 0 | 0 | 0 | 0 | 0 | 0 | 0 | 0 | 0 | 0 | 0 | 0 | 0 | 0 | 0 | 0 | 0 | 0 | 0 | 0 | 0 | 0 | 0 | 0 | 0 | 0 | 0 | 0 | 0 | 0 | 0 | 0
F4_Commercial_College_New_Space Heating_Natural Gas_Unit Heater_E6 | F4 | Commercial | College | New | Space Heating | Natural Gas | Unit Heater | E6 | RVT BC Ratio | 0 | 0 | 0 | 0 | 0 | 0 | 0 | 0 | 0 | 0 | 0 | 0 | 0 | 0 | 0 | 0 | 0 | 0 | 0 | 0 | 0 | 0 | 0 | 0 | 0 | 0 | 0 | 0 | 0 | 0 | 0 | 0 | 0
F4_Commercial_College_New_Space Heating_Natural Gas_Unit Heater_E7 | F4 | Commercial | College | New | Space Heating | Natural Gas | Unit Heater | E7 | RVT BC Ratio | 0 | 0 | 0 | 0 | 0 | 0 | 0 | 0 | 0 | 0 | 0 | 0 | 0 | 0 | 0 | 0 | 0 | 0 | 0 | 0 | 0 | 0 | 0 | 0 | 0 | 0 | 0 | 0 | 0 | 0 | 0 | 0 | 0
F4_Commercial_College_New_Space Heating_Natural Gas_Unit Heater_E8 | F4 | Commercial | College | New | Space Heating | Natural Gas | Unit Heater | E8 | RVT BC Ratio | 0 | 0 | 0 | 0 | 0 | 0 | 0 | 0 | 0 | 0 | 0 | 0 | 0 | 0 | 0 | 0 | 0 | 0 | 0 | 0 | 0 | 0 | 0 | 0 | 0 | 0 | 0 | 0 | 0 | 0 | 0 | 0 | 0
F4_Commercial_College_New_Space Heating_Natural Gas_Unit Heater_E9 | F4 | Commercial | College | New | Space Heating | Natural Gas | Unit Heater | E9 | RVT BC Ratio | 0 | 0 | 0 | 0 | 0 | 0 | 0 | 0 | 0 | 0 | 0 | 0 | 0 | 0 | 0 | 0 | 0 | 0 | 0 | 0 | 0 | 0 | 0 | 0 | 0 | 0 | 0 | 0 | 0 | 0 | 0 | 0 | 0
F4_Commercial_College_New_Space Heating_Natural Gas_Unit Heater_E10 | F4 | Commercial | College | New | Space Heating | Natural Gas | Unit Heater | E10 | RVT BC Ratio | 0 | 0 | 0 | 0 | 0 | 0 | 0 | 0 | 0 | 0 | 0 | 0 | 0 | 0 | 0 | 0 | 0 | 0 | 0 | 0 | 0 | 0 | 0 | 0 | 0 | 0 | 0 | 0 | 0 | 0 | 0 | 0 | 0
F5_Commercial_College_New_Space Heating_Natural Gas_Unit Heater_E1 | F5 | Commercial | College | New | Space Heating | Natural Gas | Unit Heater | E1 | RIM BC Ratio | 1 | 1 | 1 | 1 | 1 | 0 | 0 | 0 | 0 | 0 | 0 | 0 | 0 | 0 | 0 | 0 | 0 | 0 | 0 | 0 | 0 | 0 | 0 | 0 | 0 | 0 | 0 | 0 | 0 | 0 | 0 | 0 | 0
F5_Commercial_College_New_Space Heating_Natural Gas_Unit Heater_E2 | F5 | Commercial | College | New | Space Heating | Natural Gas | Unit Heater | E2 | RIM BC Ratio | 0.5075 | 0.50732 | 0.50785 | 0.50625 | 0.5051 | 1 | 1 | 1 | 1 | 1 | 1 | 1 | 1 | 1 | 1 | 1 | 1 | 1 | 1 | 1 | 1 | 1 | 1 | 1 | 1 | 1 | 1 | 1 | 1 | 1 | 1 | 1 | 1
F5_Commercial_College_New_Space Heating_Natural Gas_Unit Heater_E3 | F5 | Commercial | College | New | Space Heating | Natural Gas | Unit Heater | E3 | RIM BC Ratio | 0.79473 | 0.7947 | 0.7948 | 0.79449 | 0.79427 | 1 | 1 | 1 | 1 | 1 | 1 | 1 | 1 | 1 | 1 | 1 | 1 | 1 | 1 | 1 | 1 | 1 | 1 | 1 | 1 | 1 | 1 | 1 | 1 | 1 | 1 | 1 | 1
F5_Commercial_College_New_Space Heating_Natural Gas_Unit Heater_E4 | F5 | Commercial | College | New | Space Heating | Natural Gas | Unit Heater | E4 | RIM BC Ratio | 0 | 0 | 0 | 0 | 0 | 0 | 0 | 0 | 0 | 0 | 0 | 0 | 0 | 0 | 0 | 0 | 0 | 0 | 0 | 0 | 0 | 0 | 0 | 0 | 0 | 0 | 0 | 0 | 0 | 0 | 0 | 0 | 0
F5_Commercial_College_New_Space Heating_Natural Gas_Unit Heater_E5 | F5 | Commercial | College | New | Space Heating | Natural Gas | Unit Heater | E5 | RIM BC Ratio | 0 | 0 | 0 | 0 | 0 | 0 | 0 | 0 | 0 | 0 | 0 | 0 | 0 | 0 | 0 | 0 | 0 | 0 | 0 | 0 | 0 | 0 | 0 | 0 | 0 | 0 | 0 | 0 | 0 | 0 | 0 | 0 | 0
F5_Commercial_College_New_Space Heating_Natural Gas_Unit Heater_E6 | F5 | Commercial | College | New | Space Heating | Natural Gas | Unit Heater | E6 | RIM BC Ratio | 0 | 0 | 0 | 0 | 0 | 0 | 0 | 0 | 0 | 0 | 0 | 0 | 0 | 0 | 0 | 0 | 0 | 0 | 0 | 0 | 0 | 0 | 0 | 0 | 0 | 0 | 0 | 0 | 0 | 0 | 0 | 0 | 0
F5_Commercial_College_New_Space Heating_Natural Gas_Unit Heater_E7 | F5 | Commercial | College | New | Space Heating | Natural Gas | Unit Heater | E7 | RIM BC Ratio | 0 | 0 | 0 | 0 | 0 | 0 | 0 | 0 | 0 | 0 | 0 | 0 | 0 | 0 | 0 | 0 | 0 | 0 | 0 | 0 | 0 | 0 | 0 | 0 | 0 | 0 | 0 | 0 | 0 | 0 | 0 | 0 | 0
F5_Commercial_College_New_Space Heating_Natural Gas_Unit Heater_E8 | F5 | Commercial | College | New | Space Heating | Natural Gas | Unit Heater | E8 | RIM BC Ratio | 0 | 0 | 0 | 0 | 0 | 0 | 0 | 0 | 0 | 0 | 0 | 0 | 0 | 0 | 0 | 0 | 0 | 0 | 0 | 0 | 0 | 0 | 0 | 0 | 0 | 0 | 0 | 0 | 0 | 0 | 0 | 0 | 0
F5_Commercial_College_New_Space Heating_Natural Gas_Unit Heater_E9 | F5 | Commercial | College | New | Space Heating | Natural Gas | Unit Heater | E9 | RIM BC Ratio | 0 | 0 | 0 | 0 | 0 | 0 | 0 | 0 | 0 | 0 | 0 | 0 | 0 | 0 | 0 | 0 | 0 | 0 | 0 | 0 | 0 | 0 | 0 | 0 | 0 | 0 | 0 | 0 | 0 | 0 | 0 | 0 | 0
F5_Commercial_College_New_Space Heating_Natural Gas_Unit Heater_E10 | F5 | Commercial | College | New | Space Heating | Natural Gas | Unit Heater | E10 | RIM BC Ratio | 0 | 0 | 0 | 0 | 0 | 0 | 0 | 0 | 0 | 0 | 0 | 0 | 0 | 0 | 0 | 0 | 0 | 0 | 0 | 0 | 0 | 0 | 0 | 0 | 0 | 0 | 0 | 0 | 0 | 0 | 0 | 0 | 0
F0_Commercial_College_New_Water Heating_Natural Gas_Water Heater_E0 | F0 | Commercial | College | New | Water Heating | Natural Gas | Water Heater | E0 | Economic Unit | Gas-Fired Absorption HPWH | Gas-Fired Absorption HPWH | Gas-Fired Absorption HPWH | Gas-Fired Absorption HPWH | Gas-Fired Absorption HPWH | Gas-Fired Absorption HPWH | Gas-Fired Absorption HPWH | Gas-Fired Absorption HPWH | Gas-Fired Absorption HPWH | Gas-Fired Absorption HPWH | Gas-Fired Absorption HPWH | Gas-Fired Absorption HPWH | Gas-Fired Absorption HPWH | Gas-Fired Absorption HPWH | Gas-Fired Absorption HPWH | Gas-Fired Absorption HPWH | Gas-Fired Absorption HPWH | Gas-Fired Absorption HPWH | Gas-Fired Absorption HPWH | Gas-Fired Absorption HPWH | Gas-Fired Absorption HPWH | Gas-Fired Absorption HPWH | Gas-Fired Absorption HPWH | Gas-Fired Absorption HPWH | Gas-Fired Absorption HPWH | Gas-Fired Absorption HPWH | Gas-Fired Absorption HPWH | Gas-Fired Absorption HPWH | Gas-Fired Absorption HPWH | Gas-Fired Absorption HPWH | Gas-Fired Absorption HPWH | Gas-Fired Absorption HPWH | Gas-Fired Absorption HPWH
F1_Commercial_College_New_Water Heating_Natural Gas_Water Heater_E1 | F1 | Commercial | College | New | Water Heating | Natural Gas | Water Heater | E1 | CCE | 0 | 0 | 0 | 0 | 0 | 0 | 0 | 0 | 0 | 0 | 0 | 0 | 0 | 0 | 0 | 0 | 0 | 0 | 0 | 0 | 0 | 0 | 0 | 0 | 0 | 0 | 0 | 0 | 0 | 0 | 0 | 0 | 0
F1_Commercial_College_New_Water Heating_Natural Gas_Water Heater_E2 | F1 | Commercial | College | New | Water Heating | Natural Gas | Water Heater | E2 | CCE | -0.0046315 | -0.0047952 | -0.0043045 | -0.0043852 | -0.0043852 | -0.0043852 | -0.0043852 | -0.0043852 | -0.0043852 | -0.0043852 | -0.0043852 | -0.0043852 | -0.0043852 | -0.0043852 | -0.0043852 | -0.0043852 | -0.0043852 | -0.0043852 | -0.0043852 | -0.0043852 | -0.0043852 | -0.0043852 | -0.0043852 | -0.0043852 | -0.0043852 | -0.0043852 | -0.0043852 | -0.0043852 | -0.0043852 | -0.0043852 | -0.0043852 | -0.0043852 | -0.0043852
F1_Commercial_College_New_Water Heating_Natural Gas_Water Heater_E3 | F1 | Commercial | College | New | Water Heating | Natural Gas | Water Heater | E3 | CCE | 0.036223 | 0.037503 | 0.033665 | 0.034297 | 0.034297 | 0.034297 | 0.034297 | 0.034297 | 0.034297 | 0.034297 | 0.034297 | 0.034297 | 0.034297 | 0.034297 | 0.034297 | 0.034297 | 0.034297 | 0.034297 | 0.034297 | 0.034297 | 0.034297 | 0.034297 | 0.034297 | 0.034297 | 0.034297 | 0.034297 | 0.034297 | 0.034297 | 0.034297 | 0.034297 | 0.034297 | 0.034297 | 0.034297
F1_Commercial_College_New_Water Heating_Natural Gas_Water Heater_E4 | F1 | Commercial | College | New | Water Heating | Natural Gas | Water Heater | E4 | CCE | 0.044604 | 0.04618 | 0.041455 | 0.042232 | 0.042232 | 0.042232 | 0.042232 | 0.042232 | 0.042232 | 0.042232 | 0.042232 | 0.042232 | 0.042232 | 0.042232 | 0.042232 | 0.042232 | 0.042232 | 0.042232 | 0.042232 | 0.042232 | 0.042232 | 0.042232 | 0.042232 | 0.042232 | 0.042232 | 0.042232 | 0.042232 | 0.042232 | 0.042232 | 0.042232 | 0.042232 | 0.042232 | 0.042232
F1_Commercial_College_New_Water Heating_Natural Gas_Water Heater_E5 | F1 | Commercial | College | New | Water Heating | Natural Gas | Water Heater | E5 | CCE | 0.070073 | 0.072549 | 0.065126 | 0.066347 | 0.066347 | 0.066347 | 0.066347 | 0.066347 | 0.066347 | 0.066347 | 0.066347 | 0.066347 | 0.066347 | 0.066347 | 0.066347 | 0.066347 | 0.066347 | 0.066347 | 0.066347 | 0.066347 | 0.066347 | 0.066347 | 0.066347 | 0.066347 | 0.066347 | 0.066347 | 0.066347 | 0.066347 | 0.066347 | 0.066347 | 0.066347 | 0.066347 | 0.066347
F1_Commercial_College_New_Water Heating_Natural Gas_Water Heater_E6 | F1 | Commercial | College | New | Water Heating | Natural Gas | Water Heater | E6 | CCE | -0.15692 | -0.16247 | -0.14584 | -0.14858 | -0.14858 | -0.14858 | -0.14858 | -0.14858 | -0.14858 | -0.14858 | -0.14858 | -0.14858 | -0.14858 | -0.14858 | -0.14858 | -0.14858 | -0.14858 | -0.14858 | -0.14858 | -0.14858 | -0.14858 | -0.14858 | -0.14858 | -0.14858 | -0.14858 | -0.14858 | -0.14858 | -0.14858 | -0.14858 | -0.14858 | -0.14858 | -0.14858 | -0.14858
F1_Commercial_College_New_Water Heating_Natural Gas_Water Heater_E7 | F1 | Commercial | College | New | Water Heating | Natural Gas | Water Heater | E7 | CCE | -0.11736 | -0.1215 | -0.10907 | -0.11112 | -0.11112 | -0.11112 | -0.11112 | -0.11112 | -0.11112 | -0.11112 | -0.11112 | -0.11112 | -0.11112 | -0.11112 | -0.11112 | -0.11112 | -0.11112 | -0.11112 | -0.11112 | -0.11112 | -0.11112 | -0.11112 | -0.11112 | -0.11112 | -0.11112 | -0.11112 | -0.11112 | -0.11112 | -0.11112 | -0.11112 | -0.11112 | -0.11112 | -0.11112
F1_Commercial_College_New_Water Heating_Natural Gas_Water Heater_E8 | F1 | Commercial | College | New | Water Heating | Natural Gas | Water Heater | E8 | CCE | 0 | 0 | 0 | 0 | 0 | 0 | 0 | 0 | 0 | 0 | 0 | 0 | 0 | 0 | 0 | 0 | 0 | 0 | 0 | 0 | 0 | 0 | 0 | 0 | 0 | 0 | 0 | 0 | 0 | 0 | 0 | 0 | 0
F1_Commercial_College_New_Water Heating_Natural Gas_Water Heater_E9 | F1 | Commercial | College | New | Water Heating | Natural Gas | Water Heater | E9 | CCE | 0 | 0 | 0 | 0 | 0 | 0 | 0 | 0 | 0 | 0 | 0 | 0 | 0 | 0 | 0 | 0 | 0 | 0 | 0 | 0 | 0 | 0 | 0 | 0 | 0 | 0 | 0 | 0 | 0 | 0 | 0 | 0 | 0
F1_Commercial_College_New_Water Heating_Natural Gas_Water Heater_E10 | F1 | Commercial | College | New | Water Heating | Natural Gas | Water Heater | E10 | CCE | 0 | 0 | 0 | 0 | 0 | 0 | 0 | 0 | 0 | 0 | 0 | 0 | 0 | 0 | 0 | 0 | 0 | 0 | 0 | 0 | 0 | 0 | 0 | 0 | 0 | 0 | 0 | 0 | 0 | 0 | 0 | 0 | 0
F2_Commercial_College_New_Water Heating_Natural Gas_Water Heater_E1 | F2 | Commercial | College | New | Water Heating | Natural Gas | Water Heater | E1 | TRC BC Ratio | bar: 2019 to 2051
F2_Commercial_College_New_Water Heating_Natural Gas_Water Heater_E2 | F2 | Commercial | College | New | Water Heating | Natural Gas | Water Heater | E2 | TRC BC Ratio | bar: 2019 to 2051
F2_Commercial_College_New_Water Heating_Natural Gas_Water Heater_E3 | F2 | Commercial | College | New | Water Heating | Natural Gas | Water Heater | E3 | TRC BC Ratio | 35.6986 | 35.6451 | 35.7771 | 35.4756 | 35.2843 | 35.4314 | 35.8762 | 36.228 | 36.6646 | 37.0768 | 37.4893 | 37.868 | 38.2753 | 38.7002 | 39.107 | 39.5213 | 39.942 | 40.4007 | 40.8773 | 41.3809 | 41.8777 | 42.3955 | 42.8762 | 43.3725 | 43.8121 | 44.1941 | 44.5407 | 44.8413 | 45.0759 | 45.2694 | 45.3774 | 45.4497 | 45.4497
F2_Commercial_College_New_Water Heating_Natural Gas_Water Heater_E4 | F2 | Commercial | College | New | Water Heating | Natural Gas | Water Heater | E4 | TRC BC Ratio | 28.9907 | 28.9473 | 29.0545 | 28.8097 | 28.6544 | 28.7738 | 29.135 | 29.4207 | 29.7752 | 30.11 | 30.445 | 30.7525 | 31.0833 | 31.4284 | 31.7587 | 32.0952 | 32.4368 | 32.8094 | 33.1964 | 33.6054 | 34.0088 | 34.4293 | 34.8197 | 35.2227 | 35.5797 | 35.89 | 36.1714 | 36.4155 | 36.606 | 36.7632 | 36.8509 | 36.9097 | 36.9097
F2_Commercial_College_New_Water Heating_Natural Gas_Water Heater_E5 | F2 | Commercial | College | New | Water Heating | Natural Gas | Water Heater | E5 | TRC BC Ratio | 18.4535 | 18.4259 | 18.4941 | 18.3383 | 18.2394 | 18.3154 | 18.5453 | 18.7272 | 18.9529 | 19.166 | 19.3792 | 19.575 | 19.7855 | 20.0052 | 20.2154 | 20.4296 | 20.6471 | 20.8842 | 21.1306 | 21.3909 | 21.6477 | 21.9153 | 22.1639 | 22.4204 | 22.6476 | 22.8451 | 23.0242 | 23.1796 | 23.3009 | 23.401 | 23.4568 | 23.4942 | 23.4942
F2_Commercial_College_New_Water Heating_Natural Gas_Water Heater_E6 | F2 | Commercial | College | New | Water Heating | Natural Gas | Water Heater | E6 | TRC BC Ratio | bar: 2019 to 2051
F2_Commercial_College_New_Water Heating_Natural Gas_Water Heater_E7 | F2 | Commercial | College | New | Water Heating | Natural Gas | Water Heater | E7 | TRC BC Ratio | bar: 2019 to 2051
F2_Commercial_College_New_Water Heating_Natural Gas_Water Heater_E8 | F2 | Commercial | College | New | Water Heating | Natural Gas | Water Heater | E8 | TRC BC Ratio | 0 | 0 | 0 | 0 | 0 | 0 | 0 | 0 | 0 | 0 | 0 | 0 | 0 | 0 | 0 | 0 | 0 | 0 | 0 | 0 | 0 | 0 | 0 | 0 | 0 | 0 | 0 | 0 | 0 | 0 | 0 | 0 | 0
F2_Commercial_College_New_Water Heating_Natural Gas_Water Heater_E9 | F2 | Commercial | College | New | Water Heating | Natural Gas | Water Heater | E9 | TRC BC Ratio | 0 | 0 | 0 | 0 | 0 | 0 | 0 | 0 | 0 | 0 | 0 | 0 | 0 | 0 | 0 | 0 | 0 | 0 | 0 | 0 | 0 | 0 | 0 | 0 | 0 | 0 | 0 | 0 | 0 | 0 | 0 | 0 | 0
F2_Commercial_College_New_Water Heating_Natural Gas_Water Heater_E10 | F2 | Commercial | College | New | Water Heating | Natural Gas | Water Heater | E10 | TRC BC Ratio | 0 | 0 | 0 | 0 | 0 | 0 | 0 | 0 | 0 | 0 | 0 | 0 | 0 | 0 | 0 | 0 | 0 | 0 | 0 | 0 | 0 | 0 | 0 | 0 | 0 | 0 | 0 | 0 | 0 | 0 | 0 | 0 | 0
F3_Commercial_College_New_Water Heating_Natural Gas_Water Heater_E1 | F3 | Commercial | College | New | Water Heating | Natural Gas | Water Heater | E1 | PACT BC Ratio | bar: 2019 to 2051
F3_Commercial_College_New_Water Heating_Natural Gas_Water Heater_E2 | F3 | Commercial | College | New | Water Heating | Natural Gas | Water Heater | E2 | PACT BC Ratio | bar: 2019 to 2051
F3_Commercial_College_New_Water Heating_Natural Gas_Water Heater_E3 | F3 | Commercial | College | New | Water Heating | Natural Gas | Water Heater | E3 | PACT BC Ratio | 47.5981 | 47.5268 | 47.7028 | 47.3008 | 47.0458 | 47.2419 | 47.8349 | 48.304 | 48.8861 | 49.4358 | 49.9858 | 50.4906 | 51.0337 | 51.6003 | 52.1426 | 52.6951 | 53.256 | 53.8676 | 54.5031 | 55.1746 | 55.837 | 56.5273 | 57.1683 | 57.83 | 58.4161 | 58.9255 | 59.3876 | 59.7884 | 60.1012 | 60.3592 | 60.5032 | 60.5997 | 60.5997
F3_Commercial_College_New_Water Heating_Natural Gas_Water Heater_E4 | F3 | Commercial | College | New | Water Heating | Natural Gas | Water Heater | E4 | PACT BC Ratio | 38.6543 | 38.5964 | 38.7394 | 38.4129 | 38.2058 | 38.365 | 38.8467 | 39.2276 | 39.7003 | 40.1467 | 40.5934 | 41.0034 | 41.4444 | 41.9045 | 42.345 | 42.7936 | 43.2491 | 43.7458 | 44.2618 | 44.8072 | 45.3451 | 45.9057 | 46.4263 | 46.9637 | 47.4396 | 47.8533 | 48.2285 | 48.554 | 48.8081 | 49.0176 | 49.1346 | 49.2129 | 49.2129
F3_Commercial_College_New_Water Heating_Natural Gas_Water Heater_E5 | F3 | Commercial | College | New | Water Heating | Natural Gas | Water Heater | E5 | PACT BC Ratio | 24.6047 | 24.5678 | 24.6588 | 24.451 | 24.3192 | 24.4206 | 24.7271 | 24.9696 | 25.2705 | 25.5547 | 25.839 | 26.0999 | 26.3807 | 26.6735 | 26.9539 | 27.2395 | 27.5294 | 27.8456 | 28.1741 | 28.5212 | 28.8636 | 29.2204 | 29.5518 | 29.8939 | 30.1968 | 30.4601 | 30.699 | 30.9062 | 31.0679 | 31.2013 | 31.2757 | 31.3256 | 31.3256
F3_Commercial_College_New_Water Heating_Natural Gas_Water Heater_E6 | F3 | Commercial | College | New | Water Heating | Natural Gas | Water Heater | E6 | PACT BC Ratio | bar: 2019 to 2051
F3_Commercial_College_New_Water Heating_Natural Gas_Water Heater_E7 | F3 | Commercial | College | New | Water Heating | Natural Gas | Water Heater | E7 | PACT BC Ratio | bar: 2019 to 2051
F3_Commercial_College_New_Water Heating_Natural Gas_Water Heater_E8 | F3 | Commercial | College | New | Water Heating | Natural Gas | Water Heater | E8 | PACT BC Ratio | 0 | 0 | 0 | 0 | 0 | 0 | 0 | 0 | 0 | 0 | 0 | 0 | 0 | 0 | 0 | 0 | 0 | 0 | 0 | 0 | 0 | 0 | 0 | 0 | 0 | 0 | 0 | 0 | 0 | 0 | 0 | 0 | 0
F3_Commercial_College_New_Water Heating_Natural Gas_Water Heater_E9 | F3 | Commercial | College | New | Water Heating | Natural Gas | Water Heater | E9 | PACT BC Ratio | 0 | 0 | 0 | 0 | 0 | 0 | 0 | 0 | 0 | 0 | 0 | 0 | 0 | 0 | 0 | 0 | 0 | 0 | 0 | 0 | 0 | 0 | 0 | 0 | 0 | 0 | 0 | 0 | 0 | 0 | 0 | 0 | 0
F3_Commercial_College_New_Water Heating_Natural Gas_Water Heater_E10 | F3 | Commercial | College | New | Water Heating | Natural Gas | Water Heater | E10 | PACT BC Ratio | 0 | 0 | 0 | 0 | 0 | 0 | 0 | 0 | 0 | 0 | 0 | 0 | 0 | 0 | 0 | 0 | 0 | 0 | 0 | 0 | 0 | 0 | 0 | 0 | 0 | 0 | 0 | 0 | 0 | 0 | 0 | 0 | 0
F4_Commercial_College_New_Water Heating_Natural Gas_Water Heater_E1 | F4 | Commercial | College | New | Water Heating | Natural Gas | Water Heater | E1 | RVT BC Ratio | bar: 2019 to 2051
F4_Commercial_College_New_Water Heating_Natural Gas_Water Heater_E2 | F4 | Commercial | College | New | Water Heating | Natural Gas | Water Heater | E2 | RVT BC Ratio | bar: 2019 to 2051
F4_Commercial_College_New_Water Heating_Natural Gas_Water Heater_E3 | F4 | Commercial | College | New | Water Heating | Natural Gas | Water Heater | E3 | RVT BC Ratio | 52.023 | 51.9461 | 52.1359 | 51.7025 | 51.4275 | 51.6389 | 52.2784 | 52.7843 | 53.4118 | 54.0045 | 54.5976 | 55.142 | 55.7275 | 56.3384 | 56.9233 | 57.519 | 58.1237 | 58.7832 | 59.4684 | 60.1925 | 60.9067 | 61.651 | 62.3422 | 63.0557 | 63.6876 | 64.2369 | 64.7352 | 65.1673 | 65.5046 | 65.7829 | 65.9381 | 66.0421 | 66.0421
F4_Commercial_College_New_Water Heating_Natural Gas_Water Heater_E4 | F4 | Commercial | College | New | Water Heating | Natural Gas | Water Heater | E4 | RVT BC Ratio | 42.3794 | 42.3169 | 42.471 | 42.1191 | 41.8957 | 42.0674 | 42.5867 | 42.9975 | 43.5072 | 43.9885 | 44.4701 | 44.9122 | 45.3878 | 45.8839 | 46.3588 | 46.8426 | 47.3337 | 47.8693 | 48.4257 | 49.0137 | 49.5938 | 50.1982 | 50.7596 | 51.339 | 51.8522 | 52.2982 | 52.7028 | 53.0538 | 53.3277 | 53.5537 | 53.6798 | 53.7642 | 53.7642
F4_Commercial_College_New_Water Heating_Natural Gas_Water Heater_E5 | F4 | Commercial | College | New | Water Heating | Natural Gas | Water Heater | E5 | RVT BC Ratio | 27.2302 | 27.1905 | 27.2886 | 27.0645 | 26.9224 | 27.0317 | 27.3622 | 27.6237 | 27.9481 | 28.2545 | 28.5611 | 28.8425 | 29.1452 | 29.461 | 29.7633 | 30.0712 | 30.3838 | 30.7248 | 31.0789 | 31.4532 | 31.8224 | 32.2072 | 32.5645 | 32.9333 | 33.26 | 33.5439 | 33.8015 | 34.0248 | 34.1992 | 34.343 | 34.4233 | 34.4771 | 34.4771
F4_Commercial_College_New_Water Heating_Natural Gas_Water Heater_E6 | F4 | Commercial | College | New | Water Heating | Natural Gas | Water Heater | E6 | RVT BC Ratio | bar: 2019 to 2051
F4_Commercial_College_New_Water Heating_Natural Gas_Water Heater_E7 | F4 | Commercial | College | New | Water Heating | Natural Gas | Water Heater | E7 | RVT BC Ratio | bar: 2019 to 2051
F4_Commercial_College_New_Water Heating_Natural Gas_Water Heater_E8 | F4 | Commercial | College | New | Water Heating | Natural Gas | Water Heater | E8 | RVT BC Ratio | 0 | 0 | 0 | 0 | 0 | 0 | 0 | 0 | 0 | 0 | 0 | 0 | 0 | 0 | 0 | 0 | 0 | 0 | 0 | 0 | 0 | 0 | 0 | 0 | 0 | 0 | 0 | 0 | 0 | 0 | 0 | 0 | 0
F4_Commercial_College_New_Water Heating_Natural Gas_Water Heater_E9 | F4 | Commercial | College | New | Water Heating | Natural Gas | Water Heater | E9 | RVT BC Ratio | 0 | 0 | 0 | 0 | 0 | 0 | 0 | 0 | 0 | 0 | 0 | 0 | 0 | 0 | 0 | 0 | 0 | 0 | 0 | 0 | 0 | 0 | 0 | 0 | 0 | 0 | 0 | 0 | 0 | 0 | 0 | 0 | 0
F4_Commercial_College_New_Water Heating_Natural Gas_Water Heater_E10 | F4 | Commercial | College | New | Water Heating | Natural Gas | Water Heater | E10 | RVT BC Ratio | 0 | 0 | 0 | 0 | 0 | 0 | 0 | 0 | 0 | 0 | 0 | 0 | 0 | 0 | 0 | 0 | 0 | 0 | 0 | 0 | 0 | 0 | 0 | 0 | 0 | 0 | 0 | 0 | 0 | 0 | 0 | 0 | 0
F5_Commercial_College_New_Water Heating_Natural Gas_Water Heater_E1 | F5 | Commercial | College | New | Water Heating | Natural Gas | Water Heater | E1 | RIM BC Ratio | bar: 2019 to 2051
F5_Commercial_College_New_Water Heating_Natural Gas_Water Heater_E2 | F5 | Commercial | College | New | Water Heating | Natural Gas | Water Heater | E2 | RIM BC Ratio | bar: 2019 to 2051
F5_Commercial_College_New_Water Heating_Natural Gas_Water Heater_E3 | F5 | Commercial | College | New | Water Heating | Natural Gas | Water Heater | E3 | RIM BC Ratio | 0.82029 | 0.82027 | 0.82033 | 0.82021 | 0.82013 | 0.82019 | 0.82036 | 0.8205 | 0.82067 | 0.82082 | 0.82097 | 0.82111 | 0.82125 | 0.82139 | 0.82153 | 0.82166 | 0.8218 | 0.82194 | 0.82209 | 0.82224 | 0.82239 | 0.82253 | 0.82267 | 0.8228 | 0.82292 | 0.82302 | 0.82311 | 0.82319 | 0.82325 | 0.82329 | 0.82332 | 0.82334 | 0.82334
F5_Commercial_College_New_Water Heating_Natural Gas_Water Heater_E4 | F5 | Commercial | College | New | Water Heating | Natural Gas | Water Heater | E4 | RIM BC Ratio | 0.81704 | 0.81701 | 0.81707 | 0.81693 | 0.81683 | 0.81691 | 0.81712 | 0.81729 | 0.81749 | 0.81768 | 0.81786 | 0.81803 | 0.8182 | 0.81838 | 0.81854 | 0.81871 | 0.81888 | 0.81905 | 0.81923 | 0.81941 | 0.81959 | 0.81977 | 0.81994 | 0.8201 | 0.82025 | 0.82037 | 0.82048 | 0.82057 | 0.82065 | 0.8207 | 0.82074 | 0.82076 | 0.82076
F5_Commercial_College_New_Water Heating_Natural Gas_Water Heater_E5 | F5 | Commercial | College | New | Water Heating | Natural Gas | Water Heater | E5 | RIM BC Ratio | 0.80729 | 0.80725 | 0.80735 | 0.80713 | 0.80698 | 0.80709 | 0.80742 | 0.80768 | 0.80799 | 0.80828 | 0.80856 | 0.80881 | 0.80908 | 0.80935 | 0.80961 | 0.80986 | 0.81012 | 0.81039 | 0.81066 | 0.81095 | 0.81122 | 0.8115 | 0.81175 | 0.81201 | 0.81223 | 0.81242 | 0.81259 | 0.81273 | 0.81284 | 0.81293 | 0.81298 | 0.81302 | 0.81302
F5_Commercial_College_New_Water Heating_Natural Gas_Water Heater_E6 | F5 | Commercial | College | New | Water Heating | Natural Gas | Water Heater | E6 | RIM BC Ratio | bar: 2019 to 2051
F5_Commercial_College_New_Water Heating_Natural Gas_Water Heater_E7 | F5 | Commercial | College | New | Water Heating | Natural Gas | Water Heater | E7 | RIM BC Ratio | bar: 2019 to 2051
F5_Commercial_College_New_Water Heating_Natural Gas_Water Heater_E8 | F5 | Commercial | College | New | Water Heating | Natural Gas | Water Heater | E8 | RIM BC Ratio | 0 | 0 | 0 | 0 | 0 | 0 | 0 | 0 | 0 | 0 | 0 | 0 | 0 | 0 | 0 | 0 | 0 | 0 | 0 | 0 | 0 | 0 | 0 | 0 | 0 | 0 | 0 | 0 | 0 | 0 | 0 | 0 | 0
F5_Commercial_College_New_Water Heating_Natural Gas_Water Heater_E9 | F5 | Commercial | College | New | Water Heating | Natural Gas | Water Heater | E9 | RIM BC Ratio | 0 | 0 | 0 | 0 | 0 | 0 | 0 | 0 | 0 | 0 | 0 | 0 | 0 | 0 | 0 | 0 | 0 | 0 | 0 | 0 | 0 | 0 | 0 | 0 | 0 | 0 | 0 | 0 | 0 | 0 | 0 | 0 | 0
F5_Commercial_College_New_Water Heating_Natural Gas_Water Heater_E10 | F5 | Commercial | College | New | Water Heating | Natural Gas | Water Heater | E10 | RIM BC Ratio | 0 | 0 | 0 | 0 | 0 | 0 | 0 | 0 | 0 | 0 | 0 | 0 | 0 | 0 | 0 | 0 | 0 | 0 | 0 | 0 | 0 | 0 | 0 | 0 | 0 | 0 | 0 | 0 | 0 | 0 | 0 | 0 | 0
F0_Commercial_College_New_Food Preparation_Natural Gas_Oven_E0 | F0 | Commercial | College | New | Food Preparation | Natural Gas | Oven | E0 | Economic Unit | ENERGY STAR (3.0) | ENERGY STAR (3.0) | ENERGY STAR (3.0) | ENERGY STAR (3.0) | ENERGY STAR (3.0) | ENERGY STAR (3.0) | ENERGY STAR (3.0) | ENERGY STAR (3.0) | ENERGY STAR (3.0) | ENERGY STAR (3.0) | ENERGY STAR (3.0) | ENERGY STAR (3.0) | ENERGY STAR (3.0) | ENERGY STAR (3.0) | ENERGY STAR (3.0) | ENERGY STAR (3.0) | ENERGY STAR (3.0) | ENERGY STAR (3.0) | ENERGY STAR (3.0) | ENERGY STAR (3.0) | ENERGY STAR (3.0) | ENERGY STAR (3.0) | ENERGY STAR (3.0) | ENERGY STAR (3.0) | ENERGY STAR (3.0) | ENERGY STAR (3.0) | ENERGY STAR (3.0) | ENERGY STAR (3.0) | ENERGY STAR (3.0) | ENERGY STAR (3.0) | ENERGY STAR (3.0) | ENERGY STAR (3.0) | ENERGY STAR (3.0)
F1_Commercial_College_New_Food Preparation_Natural Gas_Oven_E1 | F1 | Commercial | College | New | Food Preparation | Natural Gas | Oven | E1 | CCE | 0 | 0 | 0 | 0 | 0 | 0 | 0 | 0 | 0 | 0 | 0 | 0 | 0 | 0 | 0 | 0 | 0 | 0 | 0 | 0 | 0 | 0 | 0 | 0 | 0 | 0 | 0 | 0 | 0 | 0 | 0 | 0 | 0
F1_Commercial_College_New_Food Preparation_Natural Gas_Oven_E2 | F1 | Commercial | College | New | Food Preparation | Natural Gas | Oven | E2 | CCE | 0.32507 | 0.33656 | 0.30212 | 0.30779 | 0.30779 | 0.30779 | 0.30779 | 0.30779 | 0.30779 | 0.30779 | 0.30779 | 0.30779 | 0.30779 | 0.30779 | 0.30779 | 0.30779 | 0.30779 | 0.30779 | 0.30779 | 0.30779 | 0.30779 | 0.30779 | 0.30779 | 0.30779 | 0.30779 | 0.30779 | 0.30779 | 0.30779 | 0.30779 | 0.30779 | 0.30779 | 0.30779 | 0.30779
F1_Commercial_College_New_Food Preparation_Natural Gas_Oven_E3 | F1 | Commercial | College | New | Food Preparation | Natural Gas | Oven | E3 | CCE | 0 | 0 | 0 | 0 | 0 | 0 | 0 | 0 | 0 | 0 | 0 | 0 | 0 | 0 | 0 | 0 | 0 | 0 | 0 | 0 | 0 | 0 | 0 | 0 | 0 | 0 | 0 | 0 | 0 | 0 | 0 | 0 | 0
F1_Commercial_College_New_Food Preparation_Natural Gas_Oven_E4 | F1 | Commercial | College | New | Food Preparation | Natural Gas | Oven | E4 | CCE | 0 | 0 | 0 | 0 | 0 | 0 | 0 | 0 | 0 | 0 | 0 | 0 | 0 | 0 | 0 | 0 | 0 | 0 | 0 | 0 | 0 | 0 | 0 | 0 | 0 | 0 | 0 | 0 | 0 | 0 | 0 | 0 | 0
F1_Commercial_College_New_Food Preparation_Natural Gas_Oven_E5 | F1 | Commercial | College | New | Food Preparation | Natural Gas | Oven | E5 | CCE | 0 | 0 | 0 | 0 | 0 | 0 | 0 | 0 | 0 | 0 | 0 | 0 | 0 | 0 | 0 | 0 | 0 | 0 | 0 | 0 | 0 | 0 | 0 | 0 | 0 | 0 | 0 | 0 | 0 | 0 | 0 | 0 | 0
F1_Commercial_College_New_Food Preparation_Natural Gas_Oven_E6 | F1 | Commercial | College | New | Food Preparation | Natural Gas | Oven | E6 | CCE | 0 | 0 | 0 | 0 | 0 | 0 | 0 | 0 | 0 | 0 | 0 | 0 | 0 | 0 | 0 | 0 | 0 | 0 | 0 | 0 | 0 | 0 | 0 | 0 | 0 | 0 | 0 | 0 | 0 | 0 | 0 | 0 | 0
F1_Commercial_College_New_Food Preparation_Natural Gas_Oven_E7 | F1 | Commercial | College | New | Food Preparation | Natural Gas | Oven | E7 | CCE | 0 | 0 | 0 | 0 | 0 | 0 | 0 | 0 | 0 | 0 | 0 | 0 | 0 | 0 | 0 | 0 | 0 | 0 | 0 | 0 | 0 | 0 | 0 | 0 | 0 | 0 | 0 | 0 | 0 | 0 | 0 | 0 | 0
F1_Commercial_College_New_Food Preparation_Natural Gas_Oven_E8 | F1 | Commercial | College | New | Food Preparation | Natural Gas | Oven | E8 | CCE | 0 | 0 | 0 | 0 | 0 | 0 | 0 | 0 | 0 | 0 | 0 | 0 | 0 | 0 | 0 | 0 | 0 | 0 | 0 | 0 | 0 | 0 | 0 | 0 | 0 | 0 | 0 | 0 | 0 | 0 | 0 | 0 | 0
F1_Commercial_College_New_Food Preparation_Natural Gas_Oven_E9 | F1 | Commercial | College | New | Food Preparation | Natural Gas | Oven | E9 | CCE | 0 | 0 | 0 | 0 | 0 | 0 | 0 | 0 | 0 | 0 | 0 | 0 | 0 | 0 | 0 | 0 | 0 | 0 | 0 | 0 | 0 | 0 | 0 | 0 | 0 | 0 | 0 | 0 | 0 | 0 | 0 | 0 | 0
F1_Commercial_College_New_Food Preparation_Natural Gas_Oven_E10 | F1 | Commercial | College | New | Food Preparation | Natural Gas | Oven | E10 | CCE | 0 | 0 | 0 | 0 | 0 | 0 | 0 | 0 | 0 | 0 | 0 | 0 | 0 | 0 | 0 | 0 | 0 | 0 | 0 | 0 | 0 | 0 | 0 | 0 | 0 | 0 | 0 | 0 | 0 | 0 | 0 | 0 | 0
F2_Commercial_College_New_Food Preparation_Natural Gas_Oven_E1 | F2 | Commercial | College | New | Food Preparation | Natural Gas | Oven | E1 | TRC BC Ratio | bar: 2019 to 2051
F2_Commercial_College_New_Food Preparation_Natural Gas_Oven_E2 | F2 | Commercial | College | New | Food Preparation | Natural Gas | Oven | E2 | TRC BC Ratio | 5.0529 | 5.0541 | 5.0794 | 5.0454 | 5.0252 | 5.0427 | 5.0918 | 5.1313 | 5.1797 | 5.226 | 5.2722 | 5.3151 | 5.3612 | 5.4091 | 5.4549 | 5.5017 | 5.5491 | 5.6007 | 5.6542 | 5.7105 | 5.7652 | 5.8217 | 5.8734 | 5.9266 | 5.9735 | 6.014 | 6.0509 | 6.0828 | 6.1077 | 6.1281 | 6.1393 | 6.1467 | 6.1467
F2_Commercial_College_New_Food Preparation_Natural Gas_Oven_E3 | F2 | Commercial | College | New | Food Preparation | Natural Gas | Oven | E3 | TRC BC Ratio | 0 | 0 | 0 | 0 | 0 | 0 | 0 | 0 | 0 | 0 | 0 | 0 | 0 | 0 | 0 | 0 | 0 | 0 | 0 | 0 | 0 | 0 | 0 | 0 | 0 | 0 | 0 | 0 | 0 | 0 | 0 | 0 | 0
F2_Commercial_College_New_Food Preparation_Natural Gas_Oven_E4 | F2 | Commercial | College | New | Food Preparation | Natural Gas | Oven | E4 | TRC BC Ratio | 0 | 0 | 0 | 0 | 0 | 0 | 0 | 0 | 0 | 0 | 0 | 0 | 0 | 0 | 0 | 0 | 0 | 0 | 0 | 0 | 0 | 0 | 0 | 0 | 0 | 0 | 0 | 0 | 0 | 0 | 0 | 0 | 0
F2_Commercial_College_New_Food Preparation_Natural Gas_Oven_E5 | F2 | Commercial | College | New | Food Preparation | Natural Gas | Oven | E5 | TRC BC Ratio | 0 | 0 | 0 | 0 | 0 | 0 | 0 | 0 | 0 | 0 | 0 | 0 | 0 | 0 | 0 | 0 | 0 | 0 | 0 | 0 | 0 | 0 | 0 | 0 | 0 | 0 | 0 | 0 | 0 | 0 | 0 | 0 | 0
F2_Commercial_College_New_Food Preparation_Natural Gas_Oven_E6 | F2 | Commercial | College | New | Food Preparation | Natural Gas | Oven | E6 | TRC BC Ratio | 0 | 0 | 0 | 0 | 0 | 0 | 0 | 0 | 0 | 0 | 0 | 0 | 0 | 0 | 0 | 0 | 0 | 0 | 0 | 0 | 0 | 0 | 0 | 0 | 0 | 0 | 0 | 0 | 0 | 0 | 0 | 0 | 0
F2_Commercial_College_New_Food Preparation_Natural Gas_Oven_E7 | F2 | Commercial | College | New | Food Preparation | Natural Gas | Oven | E7 | TRC BC Ratio | 0 | 0 | 0 | 0 | 0 | 0 | 0 | 0 | 0 | 0 | 0 | 0 | 0 | 0 | 0 | 0 | 0 | 0 | 0 | 0 | 0 | 0 | 0 | 0 | 0 | 0 | 0 | 0 | 0 | 0 | 0 | 0 | 0
F2_Commercial_College_New_Food Preparation_Natural Gas_Oven_E8 | F2 | Commercial | College | New | Food Preparation | Natural Gas | Oven | E8 | TRC BC Ratio | 0 | 0 | 0 | 0 | 0 | 0 | 0 | 0 | 0 | 0 | 0 | 0 | 0 | 0 | 0 | 0 | 0 | 0 | 0 | 0 | 0 | 0 | 0 | 0 | 0 | 0 | 0 | 0 | 0 | 0 | 0 | 0 | 0
F2_Commercial_College_New_Food Preparation_Natural Gas_Oven_E9 | F2 | Commercial | College | New | Food Preparation | Natural Gas | Oven | E9 | TRC BC Ratio | 0 | 0 | 0 | 0 | 0 | 0 | 0 | 0 | 0 | 0 | 0 | 0 | 0 | 0 | 0 | 0 | 0 | 0 | 0 | 0 | 0 | 0 | 0 | 0 | 0 | 0 | 0 | 0 | 0 | 0 | 0 | 0 | 0
F2_Commercial_College_New_Food Preparation_Natural Gas_Oven_E10 | F2 | Commercial | College | New | Food Preparation | Natural Gas | Oven | E10 | TRC BC Ratio | 0 | 0 | 0 | 0 | 0 | 0 | 0 | 0 | 0 | 0 | 0 | 0 | 0 | 0 | 0 | 0 | 0 | 0 | 0 | 0 | 0 | 0 | 0 | 0 | 0 | 0 | 0 | 0 | 0 | 0 | 0 | 0 | 0
F3_Commercial_College_New_Food Preparation_Natural Gas_Oven_E1 | F3 | Commercial | College | New | Food Preparation | Natural Gas | Oven | E1 | PACT BC Ratio | bar: 2019 to 2051
F3_Commercial_College_New_Food Preparation_Natural Gas_Oven_E2 | F3 | Commercial | College | New | Food Preparation | Natural Gas | Oven | E2 | PACT BC Ratio | 6.7372 | 6.7388 | 6.7725 | 6.7272 | 6.7003 | 6.7236 | 6.7891 | 6.8417 | 6.9062 | 6.968 | 7.0296 | 7.0868 | 7.1482 | 7.2121 | 7.2732 | 7.3356 | 7.3988 | 7.4676 | 7.5389 | 7.614 | 7.6869 | 7.7623 | 7.8312 | 7.9021 | 7.9647 | 8.0187 | 8.0679 | 8.1103 | 8.1436 | 8.1708 | 8.1857 | 8.1956 | 8.1956
F3_Commercial_College_New_Food Preparation_Natural Gas_Oven_E3 | F3 | Commercial | College | New | Food Preparation | Natural Gas | Oven | E3 | PACT BC Ratio | 0 | 0 | 0 | 0 | 0 | 0 | 0 | 0 | 0 | 0 | 0 | 0 | 0 | 0 | 0 | 0 | 0 | 0 | 0 | 0 | 0 | 0 | 0 | 0 | 0 | 0 | 0 | 0 | 0 | 0 | 0 | 0 | 0
F3_Commercial_College_New_Food Preparation_Natural Gas_Oven_E4 | F3 | Commercial | College | New | Food Preparation | Natural Gas | Oven | E4 | PACT BC Ratio | 0 | 0 | 0 | 0 | 0 | 0 | 0 | 0 | 0 | 0 | 0 | 0 | 0 | 0 | 0 | 0 | 0 | 0 | 0 | 0 | 0 | 0 | 0 | 0 | 0 | 0 | 0 | 0 | 0 | 0 | 0 | 0 | 0
F3_Commercial_College_New_Food Preparation_Natural Gas_Oven_E5 | F3 | Commercial | College | New | Food Preparation | Natural Gas | Oven | E5 | PACT BC Ratio | 0 | 0 | 0 | 0 | 0 | 0 | 0 | 0 | 0 | 0 | 0 | 0 | 0 | 0 | 0 | 0 | 0 | 0 | 0 | 0 | 0 | 0 | 0 | 0 | 0 | 0 | 0 | 0 | 0 | 0 | 0 | 0 | 0
F3_Commercial_College_New_Food Preparation_Natural Gas_Oven_E6 | F3 | Commercial | College | New | Food Preparation | Natural Gas | Oven | E6 | PACT BC Ratio | 0 | 0 | 0 | 0 | 0 | 0 | 0 | 0 | 0 | 0 | 0 | 0 | 0 | 0 | 0 | 0 | 0 | 0 | 0 | 0 | 0 | 0 | 0 | 0 | 0 | 0 | 0 | 0 | 0 | 0 | 0 | 0 | 0
F3_Commercial_College_New_Food Preparation_Natural Gas_Oven_E7 | F3 | Commercial | College | New | Food Preparation | Natural Gas | Oven | E7 | PACT BC Ratio | 0 | 0 | 0 | 0 | 0 | 0 | 0 | 0 | 0 | 0 | 0 | 0 | 0 | 0 | 0 | 0 | 0 | 0 | 0 | 0 | 0 | 0 | 0 | 0 | 0 | 0 | 0 | 0 | 0 | 0 | 0 | 0 | 0
F3_Commercial_College_New_Food Preparation_Natural Gas_Oven_E8 | F3 | Commercial | College | New | Food Preparation | Natural Gas | Oven | E8 | PACT BC Ratio | 0 | 0 | 0 | 0 | 0 | 0 | 0 | 0 | 0 | 0 | 0 | 0 | 0 | 0 | 0 | 0 | 0 | 0 | 0 | 0 | 0 | 0 | 0 | 0 | 0 | 0 | 0 | 0 | 0 | 0 | 0 | 0 | 0
F3_Commercial_College_New_Food Preparation_Natural Gas_Oven_E9 | F3 | Commercial | College | New | Food Preparation | Natural Gas | Oven | E9 | PACT BC Ratio | 0 | 0 | 0 | 0 | 0 | 0 | 0 | 0 | 0 | 0 | 0 | 0 | 0 | 0 | 0 | 0 | 0 | 0 | 0 | 0 | 0 | 0 | 0 | 0 | 0 | 0 | 0 | 0 | 0 | 0 | 0 | 0 | 0
F3_Commercial_College_New_Food Preparation_Natural Gas_Oven_E10 | F3 | Commercial | College | New | Food Preparation | Natural Gas | Oven | E10 | PACT BC Ratio | 0 | 0 | 0 | 0 | 0 | 0 | 0 | 0 | 0 | 0 | 0 | 0 | 0 | 0 | 0 | 0 | 0 | 0 | 0 | 0 | 0 | 0 | 0 | 0 | 0 | 0 | 0 | 0 | 0 | 0 | 0 | 0 | 0
F4_Commercial_College_New_Food Preparation_Natural Gas_Oven_E1 | F4 | Commercial | College | New | Food Preparation | Natural Gas | Oven | E1 | RVT BC Ratio | bar: 2019 to 2051
F4_Commercial_College_New_Food Preparation_Natural Gas_Oven_E2 | F4 | Commercial | College | New | Food Preparation | Natural Gas | Oven | E2 | RVT BC Ratio | 7.9644 | 7.9662 | 8.0025 | 7.9537 | 7.9247 | 7.9497 | 8.0204 | 8.0771 | 8.1467 | 8.2133 | 8.2797 | 8.3414 | 8.4076 | 8.4765 | 8.5424 | 8.6097 | 8.6778 | 8.752 | 8.8289 | 8.9098 | 8.9885 | 9.0697 | 9.144 | 9.2205 | 9.288 | 9.3462 | 9.3993 | 9.445 | 9.4809 | 9.5103 | 9.5263 | 9.537 | 9.537
F4_Commercial_College_New_Food Preparation_Natural Gas_Oven_E3 | F4 | Commercial | College | New | Food Preparation | Natural Gas | Oven | E3 | RVT BC Ratio | 0 | 0 | 0 | 0 | 0 | 0 | 0 | 0 | 0 | 0 | 0 | 0 | 0 | 0 | 0 | 0 | 0 | 0 | 0 | 0 | 0 | 0 | 0 | 0 | 0 | 0 | 0 | 0 | 0 | 0 | 0 | 0 | 0
F4_Commercial_College_New_Food Preparation_Natural Gas_Oven_E4 | F4 | Commercial | College | New | Food Preparation | Natural Gas | Oven | E4 | RVT BC Ratio | 0 | 0 | 0 | 0 | 0 | 0 | 0 | 0 | 0 | 0 | 0 | 0 | 0 | 0 | 0 | 0 | 0 | 0 | 0 | 0 | 0 | 0 | 0 | 0 | 0 | 0 | 0 | 0 | 0 | 0 | 0 | 0 | 0
F4_Commercial_College_New_Food Preparation_Natural Gas_Oven_E5 | F4 | Commercial | College | New | Food Preparation | Natural Gas | Oven | E5 | RVT BC Ratio | 0 | 0 | 0 | 0 | 0 | 0 | 0 | 0 | 0 | 0 | 0 | 0 | 0 | 0 | 0 | 0 | 0 | 0 | 0 | 0 | 0 | 0 | 0 | 0 | 0 | 0 | 0 | 0 | 0 | 0 | 0 | 0 | 0
F4_Commercial_College_New_Food Preparation_Natural Gas_Oven_E6 | F4 | Commercial | College | New | Food Preparation | Natural Gas | Oven | E6 | RVT BC Ratio | 0 | 0 | 0 | 0 | 0 | 0 | 0 | 0 | 0 | 0 | 0 | 0 | 0 | 0 | 0 | 0 | 0 | 0 | 0 | 0 | 0 | 0 | 0 | 0 | 0 | 0 | 0 | 0 | 0 | 0 | 0 | 0 | 0
F4_Commercial_College_New_Food Preparation_Natural Gas_Oven_E7 | F4 | Commercial | College | New | Food Preparation | Natural Gas | Oven | E7 | RVT BC Ratio | 0 | 0 | 0 | 0 | 0 | 0 | 0 | 0 | 0 | 0 | 0 | 0 | 0 | 0 | 0 | 0 | 0 | 0 | 0 | 0 | 0 | 0 | 0 | 0 | 0 | 0 | 0 | 0 | 0 | 0 | 0 | 0 | 0
F4_Commercial_College_New_Food Preparation_Natural Gas_Oven_E8 | F4 | Commercial | College | New | Food Preparation | Natural Gas | Oven | E8 | RVT BC Ratio | 0 | 0 | 0 | 0 | 0 | 0 | 0 | 0 | 0 | 0 | 0 | 0 | 0 | 0 | 0 | 0 | 0 | 0 | 0 | 0 | 0 | 0 | 0 | 0 | 0 | 0 | 0 | 0 | 0 | 0 | 0 | 0 | 0
F4_Commercial_College_New_Food Preparation_Natural Gas_Oven_E9 | F4 | Commercial | College | New | Food Preparation | Natural Gas | Oven | E9 | RVT BC Ratio | 0 | 0 | 0 | 0 | 0 | 0 | 0 | 0 | 0 | 0 | 0 | 0 | 0 | 0 | 0 | 0 | 0 | 0 | 0 | 0 | 0 | 0 | 0 | 0 | 0 | 0 | 0 | 0 | 0 | 0 | 0 | 0 | 0
F4_Commercial_College_New_Food Preparation_Natural Gas_Oven_E10 | F4 | Commercial | College | New | Food Preparation | Natural Gas | Oven | E10 | RVT BC Ratio | 0 | 0 | 0 | 0 | 0 | 0 | 0 | 0 | 0 | 0 | 0 | 0 | 0 | 0 | 0 | 0 | 0 | 0 | 0 | 0 | 0 | 0 | 0 | 0 | 0 | 0 | 0 | 0 | 0 | 0 | 0 | 0 | 0
F5_Commercial_College_New_Food Preparation_Natural Gas_Oven_E1 | F5 | Commercial | College | New | Food Preparation | Natural Gas | Oven | E1 | RIM BC Ratio | bar: 2019 to 2051
F5_Commercial_College_New_Food Preparation_Natural Gas_Oven_E2 | F5 | Commercial | College | New | Food Preparation | Natural Gas | Oven | E2 | RIM BC Ratio | 0.74267 | 0.74269 | 0.7431 | 0.74255 | 0.74222 | 0.7425 | 0.7433 | 0.74392 | 0.74468 | 0.74539 | 0.74609 | 0.74673 | 0.74741 | 0.7481 | 0.74875 | 0.74941 | 0.75006 | 0.75076 | 0.75148 | 0.75222 | 0.75292 | 0.75364 | 0.75428 | 0.75494 | 0.7555 | 0.75599 | 0.75642 | 0.75679 | 0.75708 | 0.75732 | 0.75744 | 0.75753 | 0.75753
F5_Commercial_College_New_Food Preparation_Natural Gas_Oven_E3 | F5 | Commercial | College | New | Food Preparation | Natural Gas | Oven | E3 | RIM BC Ratio | 0 | 0 | 0 | 0 | 0 | 0 | 0 | 0 | 0 | 0 | 0 | 0 | 0 | 0 | 0 | 0 | 0 | 0 | 0 | 0 | 0 | 0 | 0 | 0 | 0 | 0 | 0 | 0 | 0 | 0 | 0 | 0 | 0
F5_Commercial_College_New_Food Preparation_Natural Gas_Oven_E4 | F5 | Commercial | College | New | Food Preparation | Natural Gas | Oven | E4 | RIM BC Ratio | 0 | 0 | 0 | 0 | 0 | 0 | 0 | 0 | 0 | 0 | 0 | 0 | 0 | 0 | 0 | 0 | 0 | 0 | 0 | 0 | 0 | 0 | 0 | 0 | 0 | 0 | 0 | 0 | 0 | 0 | 0 | 0 | 0
F5_Commercial_College_New_Food Preparation_Natural Gas_Oven_E5 | F5 | Commercial | College | New | Food Preparation | Natural Gas | Oven | E5 | RIM BC Ratio | 0 | 0 | 0 | 0 | 0 | 0 | 0 | 0 | 0 | 0 | 0 | 0 | 0 | 0 | 0 | 0 | 0 | 0 | 0 | 0 | 0 | 0 | 0 | 0 | 0 | 0 | 0 | 0 | 0 | 0 | 0 | 0 | 0
F5_Commercial_College_New_Food Preparation_Natural Gas_Oven_E6 | F5 | Commercial | College | New | Food Preparation | Natural Gas | Oven | E6 | RIM BC Ratio | 0 | 0 | 0 | 0 | 0 | 0 | 0 | 0 | 0 | 0 | 0 | 0 | 0 | 0 | 0 | 0 | 0 | 0 | 0 | 0 | 0 | 0 | 0 | 0 | 0 | 0 | 0 | 0 | 0 | 0 | 0 | 0 | 0
F5_Commercial_College_New_Food Preparation_Natural Gas_Oven_E7 | F5 | Commercial | College | New | Food Preparation | Natural Gas | Oven | E7 | RIM BC Ratio | 0 | 0 | 0 | 0 | 0 | 0 | 0 | 0 | 0 | 0 | 0 | 0 | 0 | 0 | 0 | 0 | 0 | 0 | 0 | 0 | 0 | 0 | 0 | 0 | 0 | 0 | 0 | 0 | 0 | 0 | 0 | 0 | 0
F5_Commercial_College_New_Food Preparation_Natural Gas_Oven_E8 | F5 | Commercial | College | New | Food Preparation | Natural Gas | Oven | E8 | RIM BC Ratio | 0 | 0 | 0 | 0 | 0 | 0 | 0 | 0 | 0 | 0 | 0 | 0 | 0 | 0 | 0 | 0 | 0 | 0 | 0 | 0 | 0 | 0 | 0 | 0 | 0 | 0 | 0 | 0 | 0 | 0 | 0 | 0 | 0
F5_Commercial_College_New_Food Preparation_Natural Gas_Oven_E9 | F5 | Commercial | College | New | Food Preparation | Natural Gas | Oven | E9 | RIM BC Ratio | 0 | 0 | 0 | 0 | 0 | 0 | 0 | 0 | 0 | 0 | 0 | 0 | 0 | 0 | 0 | 0 | 0 | 0 | 0 | 0 | 0 | 0 | 0 | 0 | 0 | 0 | 0 | 0 | 0 | 0 | 0 | 0 | 0
F5_Commercial_College_New_Food Preparation_Natural Gas_Oven_E10 | F5 | Commercial | College | New | Food Preparation | Natural Gas | Oven | E10 | RIM BC Ratio | 0 | 0 | 0 | 0 | 0 | 0 | 0 | 0 | 0 | 0 | 0 | 0 | 0 | 0 | 0 | 0 | 0 | 0 | 0 | 0 | 0 | 0 | 0 | 0 | 0 | 0 | 0 | 0 | 0 | 0 | 0 | 0 | 0
F0_Commercial_College_New_Food Preparation_Natural Gas_Conveyor Oven_E0 | F0 | Commercial | College | New | Food Preparation | Natural Gas | Conveyor Oven | E0 | Economic Unit | Efficient (>44% Baking Efficiency) | Efficient (>44% Baking Efficiency) | Efficient (>44% Baking Efficiency) | Efficient (>44% Baking Efficiency) | Efficient (>44% Baking Efficiency) | Efficient (>44% Baking Efficiency) | Efficient (>44% Baking Efficiency) | Efficient (>44% Baking Efficiency) | Efficient (>44% Baking Efficiency) | Efficient (>44% Baking Efficiency) | Efficient (>44% Baking Efficiency) | Efficient (>44% Baking Efficiency) | Efficient (>44% Baking Efficiency) | Efficient (>44% Baking Efficiency) | Efficient (>44% Baking Efficiency) | Efficient (>44% Baking Efficiency) | Efficient (>44% Baking Efficiency) | Efficient (>44% Baking Efficiency) | Efficient (>44% Baking Efficiency) | Efficient (>44% Baking Efficiency) | Efficient (>44% Baking Efficiency) | Efficient (>44% Baking Efficiency) | Efficient (>44% Baking Efficiency) | Efficient (>44% Baking Efficiency) | Efficient (>44% Baking Efficiency) | Efficient (>44% Baking Efficiency) | Efficient (>44% Baking Efficiency) | Efficient (>44% Baking Efficiency) | Efficient (>44% Baking Efficiency) | Efficient (>44% Baking Efficiency) | Efficient (>44% Baking Efficiency) | Efficient (>44% Baking Efficiency) | Efficient (>44% Baking Efficiency)
F1_Commercial_College_New_Food Preparation_Natural Gas_Conveyor Oven_E1 | F1 | Commercial | College | New | Food Preparation | Natural Gas | Conveyor Oven | E1 | CCE | 0 | 0 | 0 | 0 | 0 | 0 | 0 | 0 | 0 | 0 | 0 | 0 | 0 | 0 | 0 | 0 | 0 | 0 | 0 | 0 | 0 | 0 | 0 | 0 | 0 | 0 | 0 | 0 | 0 | 0 | 0 | 0 | 0
F1_Commercial_College_New_Food Preparation_Natural Gas_Conveyor Oven_E2 | F1 | Commercial | College | New | Food Preparation | Natural Gas | Conveyor Oven | E2 | CCE | 0.32888 | 0.3405 | 0.30566 | 0.31139 | 0.31139 | 0.31139 | 0.31139 | 0.31139 | 0.31139 | 0.31139 | 0.31139 | 0.31139 | 0.31139 | 0.31139 | 0.31139 | 0.31139 | 0.31139 | 0.31139 | 0.31139 | 0.31139 | 0.31139 | 0.31139 | 0.31139 | 0.31139 | 0.31139 | 0.31139 | 0.31139 | 0.31139 | 0.31139 | 0.31139 | 0.31139 | 0.31139 | 0.31139
F1_Commercial_College_New_Food Preparation_Natural Gas_Conveyor Oven_E3 | F1 | Commercial | College | New | Food Preparation | Natural Gas | Conveyor Oven | E3 | CCE | 0 | 0 | 0 | 0 | 0 | 0 | 0 | 0 | 0 | 0 | 0 | 0 | 0 | 0 | 0 | 0 | 0 | 0 | 0 | 0 | 0 | 0 | 0 | 0 | 0 | 0 | 0 | 0 | 0 | 0 | 0 | 0 | 0
F1_Commercial_College_New_Food Preparation_Natural Gas_Conveyor Oven_E4 | F1 | Commercial | College | New | Food Preparation | Natural Gas | Conveyor Oven | E4 | CCE | 0 | 0 | 0 | 0 | 0 | 0 | 0 | 0 | 0 | 0 | 0 | 0 | 0 | 0 | 0 | 0 | 0 | 0 | 0 | 0 | 0 | 0 | 0 | 0 | 0 | 0 | 0 | 0 | 0 | 0 | 0 | 0 | 0
F1_Commercial_College_New_Food Preparation_Natural Gas_Conveyor Oven_E5 | F1 | Commercial | College | New | Food Preparation | Natural Gas | Conveyor Oven | E5 | CCE | 0 | 0 | 0 | 0 | 0 | 0 | 0 | 0 | 0 | 0 | 0 | 0 | 0 | 0 | 0 | 0 | 0 | 0 | 0 | 0 | 0 | 0 | 0 | 0 | 0 | 0 | 0 | 0 | 0 | 0 | 0 | 0 | 0
F1_Commercial_College_New_Food Preparation_Natural Gas_Conveyor Oven_E6 | F1 | Commercial | College | New | Food Preparation | Natural Gas | Conveyor Oven | E6 | CCE | 0 | 0 | 0 | 0 | 0 | 0 | 0 | 0 | 0 | 0 | 0 | 0 | 0 | 0 | 0 | 0 | 0 | 0 | 0 | 0 | 0 | 0 | 0 | 0 | 0 | 0 | 0 | 0 | 0 | 0 | 0 | 0 | 0
F1_Commercial_College_New_Food Preparation_Natural Gas_Conveyor Oven_E7 | F1 | Commercial | College | New | Food Preparation | Natural Gas | Conveyor Oven | E7 | CCE | 0 | 0 | 0 | 0 | 0 | 0 | 0 | 0 | 0 | 0 | 0 | 0 | 0 | 0 | 0 | 0 | 0 | 0 | 0 | 0 | 0 | 0 | 0 | 0 | 0 | 0 | 0 | 0 | 0 | 0 | 0 | 0 | 0
F1_Commercial_College_New_Food Preparation_Natural Gas_Conveyor Oven_E8 | F1 | Commercial | College | New | Food Preparation | Natural Gas | Conveyor Oven | E8 | CCE | 0 | 0 | 0 | 0 | 0 | 0 | 0 | 0 | 0 | 0 | 0 | 0 | 0 | 0 | 0 | 0 | 0 | 0 | 0 | 0 | 0 | 0 | 0 | 0 | 0 | 0 | 0 | 0 | 0 | 0 | 0 | 0 | 0
F1_Commercial_College_New_Food Preparation_Natural Gas_Conveyor Oven_E9 | F1 | Commercial | College | New | Food Preparation | Natural Gas | Conveyor Oven | E9 | CCE | 0 | 0 | 0 | 0 | 0 | 0 | 0 | 0 | 0 | 0 | 0 | 0 | 0 | 0 | 0 | 0 | 0 | 0 | 0 | 0 | 0 | 0 | 0 | 0 | 0 | 0 | 0 | 0 | 0 | 0 | 0 | 0 | 0
F1_Commercial_College_New_Food Preparation_Natural Gas_Conveyor Oven_E10 | F1 | Commercial | College | New | Food Preparation | Natural Gas | Conveyor Oven | E10 | CCE | 0 | 0 | 0 | 0 | 0 | 0 | 0 | 0 | 0 | 0 | 0 | 0 | 0 | 0 | 0 | 0 | 0 | 0 | 0 | 0 | 0 | 0 | 0 | 0 | 0 | 0 | 0 | 0 | 0 | 0 | 0 | 0 | 0
F2_Commercial_College_New_Food Preparation_Natural Gas_Conveyor Oven_E1 | F2 | Commercial | College | New | Food Preparation | Natural Gas | Conveyor Oven | E1 | TRC BC Ratio | bar: 2019 to 2051
F2_Commercial_College_New_Food Preparation_Natural Gas_Conveyor Oven_E2 | F2 | Commercial | College | New | Food Preparation | Natural Gas | Conveyor Oven | E2 | TRC BC Ratio | 5.054 | 5.0691 | 5.0998 | 5.0904 | 5.0904 | 5.1163 | 5.1641 | 5.206 | 5.2546 | 5.3028 | 5.3514 | 5.3984 | 5.4475 | 5.4983 | 5.5473 | 5.5964 | 5.6439 | 5.6922 | 5.7391 | 5.785 | 5.8272 | 5.8686 | 5.9051 | 5.9416 | 5.9733 | 6.0006 | 6.0255 | 6.047 | 6.0638 | 6.0776 | 6.0851 | 6.0902 | 6.0902
F2_Commercial_College_New_Food Preparation_Natural Gas_Conveyor Oven_E3 | F2 | Commercial | College | New | Food Preparation | Natural Gas | Conveyor Oven | E3 | TRC BC Ratio | 0 | 0 | 0 | 0 | 0 | 0 | 0 | 0 | 0 | 0 | 0 | 0 | 0 | 0 | 0 | 0 | 0 | 0 | 0 | 0 | 0 | 0 | 0 | 0 | 0 | 0 | 0 | 0 | 0 | 0 | 0 | 0 | 0
F2_Commercial_College_New_Food Preparation_Natural Gas_Conveyor Oven_E4 | F2 | Commercial | College | New | Food Preparation | Natural Gas | Conveyor Oven | E4 | TRC BC Ratio | 0 | 0 | 0 | 0 | 0 | 0 | 0 | 0 | 0 | 0 | 0 | 0 | 0 | 0 | 0 | 0 | 0 | 0 | 0 | 0 | 0 | 0 | 0 | 0 | 0 | 0 | 0 | 0 | 0 | 0 | 0 | 0 | 0
F2_Commercial_College_New_Food Preparation_Natural Gas_Conveyor Oven_E5 | F2 | Commercial | College | New | Food Preparation | Natural Gas | Conveyor Oven | E5 | TRC BC Ratio | 0 | 0 | 0 | 0 | 0 | 0 | 0 | 0 | 0 | 0 | 0 | 0 | 0 | 0 | 0 | 0 | 0 | 0 | 0 | 0 | 0 | 0 | 0 | 0 | 0 | 0 | 0 | 0 | 0 | 0 | 0 | 0 | 0
F2_Commercial_College_New_Food Preparation_Natural Gas_Conveyor Oven_E6 | F2 | Commercial | College | New | Food Preparation | Natural Gas | Conveyor Oven | E6 | TRC BC Ratio | 0 | 0 | 0 | 0 | 0 | 0 | 0 | 0 | 0 | 0 | 0 | 0 | 0 | 0 | 0 | 0 | 0 | 0 | 0 | 0 | 0 | 0 | 0 | 0 | 0 | 0 | 0 | 0 | 0 | 0 | 0 | 0 | 0
F2_Commercial_College_New_Food Preparation_Natural Gas_Conveyor Oven_E7 | F2 | Commercial | College | New | Food Preparation | Natural Gas | Conveyor Oven | E7 | TRC BC Ratio | 0 | 0 | 0 | 0 | 0 | 0 | 0 | 0 | 0 | 0 | 0 | 0 | 0 | 0 | 0 | 0 | 0 | 0 | 0 | 0 | 0 | 0 | 0 | 0 | 0 | 0 | 0 | 0 | 0 | 0 | 0 | 0 | 0
F2_Commercial_College_New_Food Preparation_Natural Gas_Conveyor Oven_E8 | F2 | Commercial | College | New | Food Preparation | Natural Gas | Conveyor Oven | E8 | TRC BC Ratio | 0 | 0 | 0 | 0 | 0 | 0 | 0 | 0 | 0 | 0 | 0 | 0 | 0 | 0 | 0 | 0 | 0 | 0 | 0 | 0 | 0 | 0 | 0 | 0 | 0 | 0 | 0 | 0 | 0 | 0 | 0 | 0 | 0
F2_Commercial_College_New_Food Preparation_Natural Gas_Conveyor Oven_E9 | F2 | Commercial | College | New | Food Preparation | Natural Gas | Conveyor Oven | E9 | TRC BC Ratio | 0 | 0 | 0 | 0 | 0 | 0 | 0 | 0 | 0 | 0 | 0 | 0 | 0 | 0 | 0 | 0 | 0 | 0 | 0 | 0 | 0 | 0 | 0 | 0 | 0 | 0 | 0 | 0 | 0 | 0 | 0 | 0 | 0
F2_Commercial_College_New_Food Preparation_Natural Gas_Conveyor Oven_E10 | F2 | Commercial | College | New | Food Preparation | Natural Gas | Conveyor Oven | E10 | TRC BC Ratio | 0 | 0 | 0 | 0 | 0 | 0 | 0 | 0 | 0 | 0 | 0 | 0 | 0 | 0 | 0 | 0 | 0 | 0 | 0 | 0 | 0 | 0 | 0 | 0 | 0 | 0 | 0 | 0 | 0 | 0 | 0 | 0 | 0
F3_Commercial_College_New_Food Preparation_Natural Gas_Conveyor Oven_E1 | F3 | Commercial | College | New | Food Preparation | Natural Gas | Conveyor Oven | E1 | PACT BC Ratio | bar: 2019 to 2051
F3_Commercial_College_New_Food Preparation_Natural Gas_Conveyor Oven_E2 | F3 | Commercial | College | New | Food Preparation | Natural Gas | Conveyor Oven | E2 | PACT BC Ratio | 6.7386 | 6.7588 | 6.7997 | 6.7872 | 6.7872 | 6.8218 | 6.8855 | 6.9414 | 7.0062 | 7.0703 | 7.1352 | 7.1978 | 7.2633 | 7.3311 | 7.3964 | 7.4618 | 7.5252 | 7.5896 | 7.6521 | 7.7133 | 7.7696 | 7.8249 | 7.8735 | 7.9222 | 7.9644 | 8.0009 | 8.0341 | 8.0627 | 8.0851 | 8.1035 | 8.1135 | 8.1202 | 8.1202
F3_Commercial_College_New_Food Preparation_Natural Gas_Conveyor Oven_E3 | F3 | Commercial | College | New | Food Preparation | Natural Gas | Conveyor Oven | E3 | PACT BC Ratio | 0 | 0 | 0 | 0 | 0 | 0 | 0 | 0 | 0 | 0 | 0 | 0 | 0 | 0 | 0 | 0 | 0 | 0 | 0 | 0 | 0 | 0 | 0 | 0 | 0 | 0 | 0 | 0 | 0 | 0 | 0 | 0 | 0
F3_Commercial_College_New_Food Preparation_Natural Gas_Conveyor Oven_E4 | F3 | Commercial | College | New | Food Preparation | Natural Gas | Conveyor Oven | E4 | PACT BC Ratio | 0 | 0 | 0 | 0 | 0 | 0 | 0 | 0 | 0 | 0 | 0 | 0 | 0 | 0 | 0 | 0 | 0 | 0 | 0 | 0 | 0 | 0 | 0 | 0 | 0 | 0 | 0 | 0 | 0 | 0 | 0 | 0 | 0
F3_Commercial_College_New_Food Preparation_Natural Gas_Conveyor Oven_E5 | F3 | Commercial | College | New | Food Preparation | Natural Gas | Conveyor Oven | E5 | PACT BC Ratio | 0 | 0 | 0 | 0 | 0 | 0 | 0 | 0 | 0 | 0 | 0 | 0 | 0 | 0 | 0 | 0 | 0 | 0 | 0 | 0 | 0 | 0 | 0 | 0 | 0 | 0 | 0 | 0 | 0 | 0 | 0 | 0 | 0
F3_Commercial_College_New_Food Preparation_Natural Gas_Conveyor Oven_E6 | F3 | Commercial | College | New | Food Preparation | Natural Gas | Conveyor Oven | E6 | PACT BC Ratio | 0 | 0 | 0 | 0 | 0 | 0 | 0 | 0 | 0 | 0 | 0 | 0 | 0 | 0 | 0 | 0 | 0 | 0 | 0 | 0 | 0 | 0 | 0 | 0 | 0 | 0 | 0 | 0 | 0 | 0 | 0 | 0 | 0
F3_Commercial_College_New_Food Preparation_Natural Gas_Conveyor Oven_E7 | F3 | Commercial | College | New | Food Preparation | Natural Gas | Conveyor Oven | E7 | PACT BC Ratio | 0 | 0 | 0 | 0 | 0 | 0 | 0 | 0 | 0 | 0 | 0 | 0 | 0 | 0 | 0 | 0 | 0 | 0 | 0 | 0 | 0 | 0 | 0 | 0 | 0 | 0 | 0 | 0 | 0 | 0 | 0 | 0 | 0
F3_Commercial_College_New_Food Preparation_Natural Gas_Conveyor Oven_E8 | F3 | Commercial | College | New | Food Preparation | Natural Gas | Conveyor Oven | E8 | PACT BC Ratio | 0 | 0 | 0 | 0 | 0 | 0 | 0 | 0 | 0 | 0 | 0 | 0 | 0 | 0 | 0 | 0 | 0 | 0 | 0 | 0 | 0 | 0 | 0 | 0 | 0 | 0 | 0 | 0 | 0 | 0 | 0 | 0 | 0
F3_Commercial_College_New_Food Preparation_Natural Gas_Conveyor Oven_E9 | F3 | Commercial | College | New | Food Preparation | Natural Gas | Conveyor Oven | E9 | PACT BC Ratio | 0 | 0 | 0 | 0 | 0 | 0 | 0 | 0 | 0 | 0 | 0 | 0 | 0 | 0 | 0 | 0 | 0 | 0 | 0 | 0 | 0 | 0 | 0 | 0 | 0 | 0 | 0 | 0 | 0 | 0 | 0 | 0 | 0
F3_Commercial_College_New_Food Preparation_Natural Gas_Conveyor Oven_E10 | F3 | Commercial | College | New | Food Preparation | Natural Gas | Conveyor Oven | E10 | PACT BC Ratio | 0 | 0 | 0 | 0 | 0 | 0 | 0 | 0 | 0 | 0 | 0 | 0 | 0 | 0 | 0 | 0 | 0 | 0 | 0 | 0 | 0 | 0 | 0 | 0 | 0 | 0 | 0 | 0 | 0 | 0 | 0 | 0 | 0
F4_Commercial_College_New_Food Preparation_Natural Gas_Conveyor Oven_E1 | F4 | Commercial | College | New | Food Preparation | Natural Gas | Conveyor Oven | E1 | RVT BC Ratio | bar: 2019 to 2051
F4_Commercial_College_New_Food Preparation_Natural Gas_Conveyor Oven_E2 | F4 | Commercial | College | New | Food Preparation | Natural Gas | Conveyor Oven | E2 | RVT BC Ratio | 7.966 | 7.9877 | 8.0318 | 8.0183 | 8.0184 | 8.0556 | 8.1243 | 8.1846 | 8.2545 | 8.3237 | 8.3936 | 8.4611 | 8.5318 | 8.6048 | 8.6753 | 8.7458 | 8.8142 | 8.8835 | 8.951 | 9.0169 | 9.0777 | 9.1372 | 9.1896 | 9.2422 | 9.2877 | 9.327 | 9.3628 | 9.3937 | 9.4179 | 9.4377 | 9.4485 | 9.4557 | 9.4557
F4_Commercial_College_New_Food Preparation_Natural Gas_Conveyor Oven_E3 | F4 | Commercial | College | New | Food Preparation | Natural Gas | Conveyor Oven | E3 | RVT BC Ratio | 0 | 0 | 0 | 0 | 0 | 0 | 0 | 0 | 0 | 0 | 0 | 0 | 0 | 0 | 0 | 0 | 0 | 0 | 0 | 0 | 0 | 0 | 0 | 0 | 0 | 0 | 0 | 0 | 0 | 0 | 0 | 0 | 0
F4_Commercial_College_New_Food Preparation_Natural Gas_Conveyor Oven_E4 | F4 | Commercial | College | New | Food Preparation | Natural Gas | Conveyor Oven | E4 | RVT BC Ratio | 0 | 0 | 0 | 0 | 0 | 0 | 0 | 0 | 0 | 0 | 0 | 0 | 0 | 0 | 0 | 0 | 0 | 0 | 0 | 0 | 0 | 0 | 0 | 0 | 0 | 0 | 0 | 0 | 0 | 0 | 0 | 0 | 0
F4_Commercial_College_New_Food Preparation_Natural Gas_Conveyor Oven_E5 | F4 | Commercial | College | New | Food Preparation | Natural Gas | Conveyor Oven | E5 | RVT BC Ratio | 0 | 0 | 0 | 0 | 0 | 0 | 0 | 0 | 0 | 0 | 0 | 0 | 0 | 0 | 0 | 0 | 0 | 0 | 0 | 0 | 0 | 0 | 0 | 0 | 0 | 0 | 0 | 0 | 0 | 0 | 0 | 0 | 0
F4_Commercial_College_New_Food Preparation_Natural Gas_Conveyor Oven_E6 | F4 | Commercial | College | New | Food Preparation | Natural Gas | Conveyor Oven | E6 | RVT BC Ratio | 0 | 0 | 0 | 0 | 0 | 0 | 0 | 0 | 0 | 0 | 0 | 0 | 0 | 0 | 0 | 0 | 0 | 0 | 0 | 0 | 0 | 0 | 0 | 0 | 0 | 0 | 0 | 0 | 0 | 0 | 0 | 0 | 0
F4_Commercial_College_New_Food Preparation_Natural Gas_Conveyor Oven_E7 | F4 | Commercial | College | New | Food Preparation | Natural Gas | Conveyor Oven | E7 | RVT BC Ratio | 0 | 0 | 0 | 0 | 0 | 0 | 0 | 0 | 0 | 0 | 0 | 0 | 0 | 0 | 0 | 0 | 0 | 0 | 0 | 0 | 0 | 0 | 0 | 0 | 0 | 0 | 0 | 0 | 0 | 0 | 0 | 0 | 0
F4_Commercial_College_New_Food Preparation_Natural Gas_Conveyor Oven_E8 | F4 | Commercial | College | New | Food Preparation | Natural Gas | Conveyor Oven | E8 | RVT BC Ratio | 0 | 0 | 0 | 0 | 0 | 0 | 0 | 0 | 0 | 0 | 0 | 0 | 0 | 0 | 0 | 0 | 0 | 0 | 0 | 0 | 0 | 0 | 0 | 0 | 0 | 0 | 0 | 0 | 0 | 0 | 0 | 0 | 0
F4_Commercial_College_New_Food Preparation_Natural Gas_Conveyor Oven_E9 | F4 | Commercial | College | New | Food Preparation | Natural Gas | Conveyor Oven | E9 | RVT BC Ratio | 0 | 0 | 0 | 0 | 0 | 0 | 0 | 0 | 0 | 0 | 0 | 0 | 0 | 0 | 0 | 0 | 0 | 0 | 0 | 0 | 0 | 0 | 0 | 0 | 0 | 0 | 0 | 0 | 0 | 0 | 0 | 0 | 0
F4_Commercial_College_New_Food Preparation_Natural Gas_Conveyor Oven_E10 | F4 | Commercial | College | New | Food Preparation | Natural Gas | Conveyor Oven | E10 | RVT BC Ratio | 0 | 0 | 0 | 0 | 0 | 0 | 0 | 0 | 0 | 0 | 0 | 0 | 0 | 0 | 0 | 0 | 0 | 0 | 0 | 0 | 0 | 0 | 0 | 0 | 0 | 0 | 0 | 0 | 0 | 0 | 0 | 0 | 0
F5_Commercial_College_New_Food Preparation_Natural Gas_Conveyor Oven_E1 | F5 | Commercial | College | New | Food Preparation | Natural Gas | Conveyor Oven | E1 | RIM BC Ratio | bar: 2019 to 2051
F5_Commercial_College_New_Food Preparation_Natural Gas_Conveyor Oven_E2 | F5 | Commercial | College | New | Food Preparation | Natural Gas | Conveyor Oven | E2 | RIM BC Ratio | 0.74269 | 0.74293 | 0.74342 | 0.74327 | 0.74327 | 0.74369 | 0.74444 | 0.74509 | 0.74583 | 0.74655 | 0.74726 | 0.74795 | 0.74865 | 0.74936 | 0.75004 | 0.75071 | 0.75134 | 0.75198 | 0.75259 | 0.75318 | 0.75371 | 0.75423 | 0.75467 | 0.75512 | 0.7555 | 0.75583 | 0.75612 | 0.75638 | 0.75657 | 0.75673 | 0.75682 | 0.75688 | 0.75688
F5_Commercial_College_New_Food Preparation_Natural Gas_Conveyor Oven_E3 | F5 | Commercial | College | New | Food Preparation | Natural Gas | Conveyor Oven | E3 | RIM BC Ratio | 0 | 0 | 0 | 0 | 0 | 0 | 0 | 0 | 0 | 0 | 0 | 0 | 0 | 0 | 0 | 0 | 0 | 0 | 0 | 0 | 0 | 0 | 0 | 0 | 0 | 0 | 0 | 0 | 0 | 0 | 0 | 0 | 0
F5_Commercial_College_New_Food Preparation_Natural Gas_Conveyor Oven_E4 | F5 | Commercial | College | New | Food Preparation | Natural Gas | Conveyor Oven | E4 | RIM BC Ratio | 0 | 0 | 0 | 0 | 0 | 0 | 0 | 0 | 0 | 0 | 0 | 0 | 0 | 0 | 0 | 0 | 0 | 0 | 0 | 0 | 0 | 0 | 0 | 0 | 0 | 0 | 0 | 0 | 0 | 0 | 0 | 0 | 0
F5_Commercial_College_New_Food Preparation_Natural Gas_Conveyor Oven_E5 | F5 | Commercial | College | New | Food Preparation | Natural Gas | Conveyor Oven | E5 | RIM BC Ratio | 0 | 0 | 0 | 0 | 0 | 0 | 0 | 0 | 0 | 0 | 0 | 0 | 0 | 0 | 0 | 0 | 0 | 0 | 0 | 0 | 0 | 0 | 0 | 0 | 0 | 0 | 0 | 0 | 0 | 0 | 0 | 0 | 0
F5_Commercial_College_New_Food Preparation_Natural Gas_Conveyor Oven_E6 | F5 | Commercial | College | New | Food Preparation | Natural Gas | Conveyor Oven | E6 | RIM BC Ratio | 0 | 0 | 0 | 0 | 0 | 0 | 0 | 0 | 0 | 0 | 0 | 0 | 0 | 0 | 0 | 0 | 0 | 0 | 0 | 0 | 0 | 0 | 0 | 0 | 0 | 0 | 0 | 0 | 0 | 0 | 0 | 0 | 0
F5_Commercial_College_New_Food Preparation_Natural Gas_Conveyor Oven_E7 | F5 | Commercial | College | New | Food Preparation | Natural Gas | Conveyor Oven | E7 | RIM BC Ratio | 0 | 0 | 0 | 0 | 0 | 0 | 0 | 0 | 0 | 0 | 0 | 0 | 0 | 0 | 0 | 0 | 0 | 0 | 0 | 0 | 0 | 0 | 0 | 0 | 0 | 0 | 0 | 0 | 0 | 0 | 0 | 0 | 0
F5_Commercial_College_New_Food Preparation_Natural Gas_Conveyor Oven_E8 | F5 | Commercial | College | New | Food Preparation | Natural Gas | Conveyor Oven | E8 | RIM BC Ratio | 0 | 0 | 0 | 0 | 0 | 0 | 0 | 0 | 0 | 0 | 0 | 0 | 0 | 0 | 0 | 0 | 0 | 0 | 0 | 0 | 0 | 0 | 0 | 0 | 0 | 0 | 0 | 0 | 0 | 0 | 0 | 0 | 0
F5_Commercial_College_New_Food Preparation_Natural Gas_Conveyor Oven_E9 | F5 | Commercial | College | New | Food Preparation | Natural Gas | Conveyor Oven | E9 | RIM BC Ratio | 0 | 0 | 0 | 0 | 0 | 0 | 0 | 0 | 0 | 0 | 0 | 0 | 0 | 0 | 0 | 0 | 0 | 0 | 0 | 0 | 0 | 0 | 0 | 0 | 0 | 0 | 0 | 0 | 0 | 0 | 0 | 0 | 0
F5_Commercial_College_New_Food Preparation_Natural Gas_Conveyor Oven_E10 | F5 | Commercial | College | New | Food Preparation | Natural Gas | Conveyor Oven | E10 | RIM BC Ratio | 0 | 0 | 0 | 0 | 0 | 0 | 0 | 0 | 0 | 0 | 0 | 0 | 0 | 0 | 0 | 0 | 0 | 0 | 0 | 0 | 0 | 0 | 0 | 0 | 0 | 0 | 0 | 0 | 0 | 0 | 0 | 0 | 0
F0_Commercial_College_New_Food Preparation_Natural Gas_Double Rack Oven_E0 | F0 | Commercial | College | New | Food Preparation | Natural Gas | Double Rack Oven | E0 | Economic Unit | FTSC Qualified (>50% Cooking Efficiency) | FTSC Qualified (>50% Cooking Efficiency) | FTSC Qualified (>50% Cooking Efficiency) | FTSC Qualified (>50% Cooking Efficiency) | FTSC Qualified (>50% Cooking Efficiency) | FTSC Qualified (>50% Cooking Efficiency) | FTSC Qualified (>50% Cooking Efficiency) | FTSC Qualified (>50% Cooking Efficiency) | FTSC Qualified (>50% Cooking Efficiency) | FTSC Qualified (>50% Cooking Efficiency) | FTSC Qualified (>50% Cooking Efficiency) | FTSC Qualified (>50% Cooking Efficiency) | FTSC Qualified (>50% Cooking Efficiency) | FTSC Qualified (>50% Cooking Efficiency) | FTSC Qualified (>50% Cooking Efficiency) | FTSC Qualified (>50% Cooking Efficiency) | FTSC Qualified (>50% Cooking Efficiency) | FTSC Qualified (>50% Cooking Efficiency) | FTSC Qualified (>50% Cooking Efficiency) | FTSC Qualified (>50% Cooking Efficiency) | FTSC Qualified (>50% Cooking Efficiency) | FTSC Qualified (>50% Cooking Efficiency) | FTSC Qualified (>50% Cooking Efficiency) | FTSC Qualified (>50% Cooking Efficiency) | FTSC Qualified (>50% Cooking Efficiency) | FTSC Qualified (>50% Cooking Efficiency) | FTSC Qualified (>50% Cooking Efficiency) | FTSC Qualified (>50% Cooking Efficiency) | FTSC Qualified (>50% Cooking Efficiency) | FTSC Qualified (>50% Cooking Efficiency) | FTSC Qualified (>50% Cooking Efficiency) | FTSC Qualified (>50% Cooking Efficiency) | FTSC Qualified (>50% Cooking Efficiency)
F1_Commercial_College_New_Food Preparation_Natural Gas_Double Rack Oven_E1 | F1 | Commercial | College | New | Food Preparation | Natural Gas | Double Rack Oven | E1 | CCE | 0 | 0 | 0 | 0 | 0 | 0 | 0 | 0 | 0 | 0 | 0 | 0 | 0 | 0 | 0 | 0 | 0 | 0 | 0 | 0 | 0 | 0 | 0 | 0 | 0 | 0 | 0 | 0 | 0 | 0 | 0 | 0 | 0
F1_Commercial_College_New_Food Preparation_Natural Gas_Double Rack Oven_E2 | F1 | Commercial | College | New | Food Preparation | Natural Gas | Double Rack Oven | E2 | CCE | 0.28294 | 0.29294 | 0.26296 | 0.26789 | 0.26789 | 0.26789 | 0.26789 | 0.26789 | 0.26789 | 0.26789 | 0.26789 | 0.26789 | 0.26789 | 0.26789 | 0.26789 | 0.26789 | 0.26789 | 0.26789 | 0.26789 | 0.26789 | 0.26789 | 0.26789 | 0.26789 | 0.26789 | 0.26789 | 0.26789 | 0.26789 | 0.26789 | 0.26789 | 0.26789 | 0.26789 | 0.26789 | 0.26789
F1_Commercial_College_New_Food Preparation_Natural Gas_Double Rack Oven_E3 | F1 | Commercial | College | New | Food Preparation | Natural Gas | Double Rack Oven | E3 | CCE | 0 | 0 | 0 | 0 | 0 | 0 | 0 | 0 | 0 | 0 | 0 | 0 | 0 | 0 | 0 | 0 | 0 | 0 | 0 | 0 | 0 | 0 | 0 | 0 | 0 | 0 | 0 | 0 | 0 | 0 | 0 | 0 | 0
F1_Commercial_College_New_Food Preparation_Natural Gas_Double Rack Oven_E4 | F1 | Commercial | College | New | Food Preparation | Natural Gas | Double Rack Oven | E4 | CCE | 0 | 0 | 0 | 0 | 0 | 0 | 0 | 0 | 0 | 0 | 0 | 0 | 0 | 0 | 0 | 0 | 0 | 0 | 0 | 0 | 0 | 0 | 0 | 0 | 0 | 0 | 0 | 0 | 0 | 0 | 0 | 0 | 0
F1_Commercial_College_New_Food Preparation_Natural Gas_Double Rack Oven_E5 | F1 | Commercial | College | New | Food Preparation | Natural Gas | Double Rack Oven | E5 | CCE | 0 | 0 | 0 | 0 | 0 | 0 | 0 | 0 | 0 | 0 | 0 | 0 | 0 | 0 | 0 | 0 | 0 | 0 | 0 | 0 | 0 | 0 | 0 | 0 | 0 | 0 | 0 | 0 | 0 | 0 | 0 | 0 | 0
F1_Commercial_College_New_Food Preparation_Natural Gas_Double Rack Oven_E6 | F1 | Commercial | College | New | Food Preparation | Natural Gas | Double Rack Oven | E6 | CCE | 0 | 0 | 0 | 0 | 0 | 0 | 0 | 0 | 0 | 0 | 0 | 0 | 0 | 0 | 0 | 0 | 0 | 0 | 0 | 0 | 0 | 0 | 0 | 0 | 0 | 0 | 0 | 0 | 0 | 0 | 0 | 0 | 0
F1_Commercial_College_New_Food Preparation_Natural Gas_Double Rack Oven_E7 | F1 | Commercial | College | New | Food Preparation | Natural Gas | Double Rack Oven | E7 | CCE | 0 | 0 | 0 | 0 | 0 | 0 | 0 | 0 | 0 | 0 | 0 | 0 | 0 | 0 | 0 | 0 | 0 | 0 | 0 | 0 | 0 | 0 | 0 | 0 | 0 | 0 | 0 | 0 | 0 | 0 | 0 | 0 | 0
F1_Commercial_College_New_Food Preparation_Natural Gas_Double Rack Oven_E8 | F1 | Commercial | College | New | Food Preparation | Natural Gas | Double Rack Oven | E8 | CCE | 0 | 0 | 0 | 0 | 0 | 0 | 0 | 0 | 0 | 0 | 0 | 0 | 0 | 0 | 0 | 0 | 0 | 0 | 0 | 0 | 0 | 0 | 0 | 0 | 0 | 0 | 0 | 0 | 0 | 0 | 0 | 0 | 0
F1_Commercial_College_New_Food Preparation_Natural Gas_Double Rack Oven_E9 | F1 | Commercial | College | New | Food Preparation | Natural Gas | Double Rack Oven | E9 | CCE | 0 | 0 | 0 | 0 | 0 | 0 | 0 | 0 | 0 | 0 | 0 | 0 | 0 | 0 | 0 | 0 | 0 | 0 | 0 | 0 | 0 | 0 | 0 | 0 | 0 | 0 | 0 | 0 | 0 | 0 | 0 | 0 | 0
F1_Commercial_College_New_Food Preparation_Natural Gas_Double Rack Oven_E10 | F1 | Commercial | College | New | Food Preparation | Natural Gas | Double Rack Oven | E10 | CCE | 0 | 0 | 0 | 0 | 0 | 0 | 0 | 0 | 0 | 0 | 0 | 0 | 0 | 0 | 0 | 0 | 0 | 0 | 0 | 0 | 0 | 0 | 0 | 0 | 0 | 0 | 0 | 0 | 0 | 0 | 0 | 0 | 0
F2_Commercial_College_New_Food Preparation_Natural Gas_Double Rack Oven_E1 | F2 | Commercial | College | New | Food Preparation | Natural Gas | Double Rack Oven | E1 | TRC BC Ratio | bar: 2019 to 2051
F2_Commercial_College_New_Food Preparation_Natural Gas_Double Rack Oven_E2 | F2 | Commercial | College | New | Food Preparation | Natural Gas | Double Rack Oven | E2 | TRC BC Ratio | 5.8179 | 5.8254 | 5.8572 | 5.8275 | 5.8124 | 5.8356 | 5.8912 | 5.9364 | 5.9916 | 6.0447 | 6.0985 | 6.1492 | 6.2033 | 6.2592 | 6.3135 | 6.369 | 6.4249 | 6.485 | 6.5474 | 6.6117 | 6.6735 | 6.7355 | 6.7911 | 6.8468 | 6.8951 | 6.9368 | 6.9748 | 7.0076 | 7.0332 | 7.0543 | 7.0657 | 7.0734 | 7.0734
F2_Commercial_College_New_Food Preparation_Natural Gas_Double Rack Oven_E3 | F2 | Commercial | College | New | Food Preparation | Natural Gas | Double Rack Oven | E3 | TRC BC Ratio | 0 | 0 | 0 | 0 | 0 | 0 | 0 | 0 | 0 | 0 | 0 | 0 | 0 | 0 | 0 | 0 | 0 | 0 | 0 | 0 | 0 | 0 | 0 | 0 | 0 | 0 | 0 | 0 | 0 | 0 | 0 | 0 | 0
F2_Commercial_College_New_Food Preparation_Natural Gas_Double Rack Oven_E4 | F2 | Commercial | College | New | Food Preparation | Natural Gas | Double Rack Oven | E4 | TRC BC Ratio | 0 | 0 | 0 | 0 | 0 | 0 | 0 | 0 | 0 | 0 | 0 | 0 | 0 | 0 | 0 | 0 | 0 | 0 | 0 | 0 | 0 | 0 | 0 | 0 | 0 | 0 | 0 | 0 | 0 | 0 | 0 | 0 | 0
F2_Commercial_College_New_Food Preparation_Natural Gas_Double Rack Oven_E5 | F2 | Commercial | College | New | Food Preparation | Natural Gas | Double Rack Oven | E5 | TRC BC Ratio | 0 | 0 | 0 | 0 | 0 | 0 | 0 | 0 | 0 | 0 | 0 | 0 | 0 | 0 | 0 | 0 | 0 | 0 | 0 | 0 | 0 | 0 | 0 | 0 | 0 | 0 | 0 | 0 | 0 | 0 | 0 | 0 | 0
F2_Commercial_College_New_Food Preparation_Natural Gas_Double Rack Oven_E6 | F2 | Commercial | College | New | Food Preparation | Natural Gas | Double Rack Oven | E6 | TRC BC Ratio | 0 | 0 | 0 | 0 | 0 | 0 | 0 | 0 | 0 | 0 | 0 | 0 | 0 | 0 | 0 | 0 | 0 | 0 | 0 | 0 | 0 | 0 | 0 | 0 | 0 | 0 | 0 | 0 | 0 | 0 | 0 | 0 | 0
F2_Commercial_College_New_Food Preparation_Natural Gas_Double Rack Oven_E7 | F2 | Commercial | College | New | Food Preparation | Natural Gas | Double Rack Oven | E7 | TRC BC Ratio | 0 | 0 | 0 | 0 | 0 | 0 | 0 | 0 | 0 | 0 | 0 | 0 | 0 | 0 | 0 | 0 | 0 | 0 | 0 | 0 | 0 | 0 | 0 | 0 | 0 | 0 | 0 | 0 | 0 | 0 | 0 | 0 | 0
F2_Commercial_College_New_Food Preparation_Natural Gas_Double Rack Oven_E8 | F2 | Commercial | College | New | Food Preparation | Natural Gas | Double Rack Oven | E8 | TRC BC Ratio | 0 | 0 | 0 | 0 | 0 | 0 | 0 | 0 | 0 | 0 | 0 | 0 | 0 | 0 | 0 | 0 | 0 | 0 | 0 | 0 | 0 | 0 | 0 | 0 | 0 | 0 | 0 | 0 | 0 | 0 | 0 | 0 | 0
F2_Commercial_College_New_Food Preparation_Natural Gas_Double Rack Oven_E9 | F2 | Commercial | College | New | Food Preparation | Natural Gas | Double Rack Oven | E9 | TRC BC Ratio | 0 | 0 | 0 | 0 | 0 | 0 | 0 | 0 | 0 | 0 | 0 | 0 | 0 | 0 | 0 | 0 | 0 | 0 | 0 | 0 | 0 | 0 | 0 | 0 | 0 | 0 | 0 | 0 | 0 | 0 | 0 | 0 | 0
F2_Commercial_College_New_Food Preparation_Natural Gas_Double Rack Oven_E10 | F2 | Commercial | College | New | Food Preparation | Natural Gas | Double Rack Oven | E10 | TRC BC Ratio | 0 | 0 | 0 | 0 | 0 | 0 | 0 | 0 | 0 | 0 | 0 | 0 | 0 | 0 | 0 | 0 | 0 | 0 | 0 | 0 | 0 | 0 | 0 | 0 | 0 | 0 | 0 | 0 | 0 | 0 | 0 | 0 | 0
F3_Commercial_College_New_Food Preparation_Natural Gas_Double Rack Oven_E1 | F3 | Commercial | College | New | Food Preparation | Natural Gas | Double Rack Oven | E1 | PACT BC Ratio | bar: 2019 to 2051
F3_Commercial_College_New_Food Preparation_Natural Gas_Double Rack Oven_E2 | F3 | Commercial | College | New | Food Preparation | Natural Gas | Double Rack Oven | E2 | PACT BC Ratio | 7.7572 | 7.7672 | 7.8096 | 7.77 | 7.7499 | 7.7807 | 7.8549 | 7.9152 | 7.9888 | 8.0596 | 8.1313 | 8.199 | 8.2711 | 8.3456 | 8.418 | 8.4919 | 8.5665 | 8.6466 | 8.7298 | 8.8156 | 8.8979 | 8.9807 | 9.0548 | 9.1291 | 9.1935 | 9.2491 | 9.2998 | 9.3434 | 9.3776 | 9.4057 | 9.421 | 9.4312 | 9.4312
F3_Commercial_College_New_Food Preparation_Natural Gas_Double Rack Oven_E3 | F3 | Commercial | College | New | Food Preparation | Natural Gas | Double Rack Oven | E3 | PACT BC Ratio | 0 | 0 | 0 | 0 | 0 | 0 | 0 | 0 | 0 | 0 | 0 | 0 | 0 | 0 | 0 | 0 | 0 | 0 | 0 | 0 | 0 | 0 | 0 | 0 | 0 | 0 | 0 | 0 | 0 | 0 | 0 | 0 | 0
F3_Commercial_College_New_Food Preparation_Natural Gas_Double Rack Oven_E4 | F3 | Commercial | College | New | Food Preparation | Natural Gas | Double Rack Oven | E4 | PACT BC Ratio | 0 | 0 | 0 | 0 | 0 | 0 | 0 | 0 | 0 | 0 | 0 | 0 | 0 | 0 | 0 | 0 | 0 | 0 | 0 | 0 | 0 | 0 | 0 | 0 | 0 | 0 | 0 | 0 | 0 | 0 | 0 | 0 | 0
F3_Commercial_College_New_Food Preparation_Natural Gas_Double Rack Oven_E5 | F3 | Commercial | College | New | Food Preparation | Natural Gas | Double Rack Oven | E5 | PACT BC Ratio | 0 | 0 | 0 | 0 | 0 | 0 | 0 | 0 | 0 | 0 | 0 | 0 | 0 | 0 | 0 | 0 | 0 | 0 | 0 | 0 | 0 | 0 | 0 | 0 | 0 | 0 | 0 | 0 | 0 | 0 | 0 | 0 | 0
F3_Commercial_College_New_Food Preparation_Natural Gas_Double Rack Oven_E6 | F3 | Commercial | College | New | Food Preparation | Natural Gas | Double Rack Oven | E6 | PACT BC Ratio | 0 | 0 | 0 | 0 | 0 | 0 | 0 | 0 | 0 | 0 | 0 | 0 | 0 | 0 | 0 | 0 | 0 | 0 | 0 | 0 | 0 | 0 | 0 | 0 | 0 | 0 | 0 | 0 | 0 | 0 | 0 | 0 | 0
F3_Commercial_College_New_Food Preparation_Natural Gas_Double Rack Oven_E7 | F3 | Commercial | College | New | Food Preparation | Natural Gas | Double Rack Oven | E7 | PACT BC Ratio | 0 | 0 | 0 | 0 | 0 | 0 | 0 | 0 | 0 | 0 | 0 | 0 | 0 | 0 | 0 | 0 | 0 | 0 | 0 | 0 | 0 | 0 | 0 | 0 | 0 | 0 | 0 | 0 | 0 | 0 | 0 | 0 | 0
F3_Commercial_College_New_Food Preparation_Natural Gas_Double Rack Oven_E8 | F3 | Commercial | College | New | Food Preparation | Natural Gas | Double Rack Oven | E8 | PACT BC Ratio | 0 | 0 | 0 | 0 | 0 | 0 | 0 | 0 | 0 | 0 | 0 | 0 | 0 | 0 | 0 | 0 | 0 | 0 | 0 | 0 | 0 | 0 | 0 | 0 | 0 | 0 | 0 | 0 | 0 | 0 | 0 | 0 | 0
F3_Commercial_College_New_Food Preparation_Natural Gas_Double Rack Oven_E9 | F3 | Commercial | College | New | Food Preparation | Natural Gas | Double Rack Oven | E9 | PACT BC Ratio | 0 | 0 | 0 | 0 | 0 | 0 | 0 | 0 | 0 | 0 | 0 | 0 | 0 | 0 | 0 | 0 | 0 | 0 | 0 | 0 | 0 | 0 | 0 | 0 | 0 | 0 | 0 | 0 | 0 | 0 | 0 | 0 | 0
F3_Commercial_College_New_Food Preparation_Natural Gas_Double Rack Oven_E10 | F3 | Commercial | College | New | Food Preparation | Natural Gas | Double Rack Oven | E10 | PACT BC Ratio | 0 | 0 | 0 | 0 | 0 | 0 | 0 | 0 | 0 | 0 | 0 | 0 | 0 | 0 | 0 | 0 | 0 | 0 | 0 | 0 | 0 | 0 | 0 | 0 | 0 | 0 | 0 | 0 | 0 | 0 | 0 | 0 | 0
F4_Commercial_College_New_Food Preparation_Natural Gas_Double Rack Oven_E1 | F4 | Commercial | College | New | Food Preparation | Natural Gas | Double Rack Oven | E1 | RVT BC Ratio | bar: 2019 to 2051
F4_Commercial_College_New_Food Preparation_Natural Gas_Double Rack Oven_E2 | F4 | Commercial | College | New | Food Preparation | Natural Gas | Double Rack Oven | E2 | RVT BC Ratio | 9.0643 | 9.075 | 9.1207 | 9.0781 | 9.0564 | 9.0896 | 9.1696 | 9.2346 | 9.3139 | 9.3903 | 9.4676 | 9.5406 | 9.6184 | 9.6988 | 9.7768 | 9.8565 | 9.9369 | 10.0233 | 10.113 | 10.2055 | 10.2943 | 10.3835 | 10.4634 | 10.5436 | 10.613 | 10.6729 | 10.7275 | 10.7746 | 10.8115 | 10.8418 | 10.8582 | 10.8693 | 10.8693
F4_Commercial_College_New_Food Preparation_Natural Gas_Double Rack Oven_E3 | F4 | Commercial | College | New | Food Preparation | Natural Gas | Double Rack Oven | E3 | RVT BC Ratio | 0 | 0 | 0 | 0 | 0 | 0 | 0 | 0 | 0 | 0 | 0 | 0 | 0 | 0 | 0 | 0 | 0 | 0 | 0 | 0 | 0 | 0 | 0 | 0 | 0 | 0 | 0 | 0 | 0 | 0 | 0 | 0 | 0
F4_Commercial_College_New_Food Preparation_Natural Gas_Double Rack Oven_E4 | F4 | Commercial | College | New | Food Preparation | Natural Gas | Double Rack Oven | E4 | RVT BC Ratio | 0 | 0 | 0 | 0 | 0 | 0 | 0 | 0 | 0 | 0 | 0 | 0 | 0 | 0 | 0 | 0 | 0 | 0 | 0 | 0 | 0 | 0 | 0 | 0 | 0 | 0 | 0 | 0 | 0 | 0 | 0 | 0 | 0
F4_Commercial_College_New_Food Preparation_Natural Gas_Double Rack Oven_E5 | F4 | Commercial | College | New | Food Preparation | Natural Gas | Double Rack Oven | E5 | RVT BC Ratio | 0 | 0 | 0 | 0 | 0 | 0 | 0 | 0 | 0 | 0 | 0 | 0 | 0 | 0 | 0 | 0 | 0 | 0 | 0 | 0 | 0 | 0 | 0 | 0 | 0 | 0 | 0 | 0 | 0 | 0 | 0 | 0 | 0
F4_Commercial_College_New_Food Preparation_Natural Gas_Double Rack Oven_E6 | F4 | Commercial | College | New | Food Preparation | Natural Gas | Double Rack Oven | E6 | RVT BC Ratio | 0 | 0 | 0 | 0 | 0 | 0 | 0 | 0 | 0 | 0 | 0 | 0 | 0 | 0 | 0 | 0 | 0 | 0 | 0 | 0 | 0 | 0 | 0 | 0 | 0 | 0 | 0 | 0 | 0 | 0 | 0 | 0 | 0
F4_Commercial_College_New_Food Preparation_Natural Gas_Double Rack Oven_E7 | F4 | Commercial | College | New | Food Preparation | Natural Gas | Double Rack Oven | E7 | RVT BC Ratio | 0 | 0 | 0 | 0 | 0 | 0 | 0 | 0 | 0 | 0 | 0 | 0 | 0 | 0 | 0 | 0 | 0 | 0 | 0 | 0 | 0 | 0 | 0 | 0 | 0 | 0 | 0 | 0 | 0 | 0 | 0 | 0 | 0
F4_Commercial_College_New_Food Preparation_Natural Gas_Double Rack Oven_E8 | F4 | Commercial | College | New | Food Preparation | Natural Gas | Double Rack Oven | E8 | RVT BC Ratio | 0 | 0 | 0 | 0 | 0 | 0 | 0 | 0 | 0 | 0 | 0 | 0 | 0 | 0 | 0 | 0 | 0 | 0 | 0 | 0 | 0 | 0 | 0 | 0 | 0 | 0 | 0 | 0 | 0 | 0 | 0 | 0 | 0
F4_Commercial_College_New_Food Preparation_Natural Gas_Double Rack Oven_E9 | F4 | Commercial | College | New | Food Preparation | Natural Gas | Double Rack Oven | E9 | RVT BC Ratio | 0 | 0 | 0 | 0 | 0 | 0 | 0 | 0 | 0 | 0 | 0 | 0 | 0 | 0 | 0 | 0 | 0 | 0 | 0 | 0 | 0 | 0 | 0 | 0 | 0 | 0 | 0 | 0 | 0 | 0 | 0 | 0 | 0
F4_Commercial_College_New_Food Preparation_Natural Gas_Double Rack Oven_E10 | F4 | Commercial | College | New | Food Preparation | Natural Gas | Double Rack Oven | E10 | RVT BC Ratio | 0 | 0 | 0 | 0 | 0 | 0 | 0 | 0 | 0 | 0 | 0 | 0 | 0 | 0 | 0 | 0 | 0 | 0 | 0 | 0 | 0 | 0 | 0 | 0 | 0 | 0 | 0 | 0 | 0 | 0 | 0 | 0 | 0
F5_Commercial_College_New_Food Preparation_Natural Gas_Double Rack Oven_E1 | F5 | Commercial | College | New | Food Preparation | Natural Gas | Double Rack Oven | E1 | RIM BC Ratio | bar: 2019 to 2051
F5_Commercial_College_New_Food Preparation_Natural Gas_Double Rack Oven_E2 | F5 | Commercial | College | New | Food Preparation | Natural Gas | Double Rack Oven | E2 | RIM BC Ratio | 0.75359 | 0.75369 | 0.75408 | 0.75371 | 0.75352 | 0.75381 | 0.7545 | 0.75506 | 0.75572 | 0.75635 | 0.75698 | 0.75756 | 0.75817 | 0.75879 | 0.75938 | 0.75998 | 0.76057 | 0.7612 | 0.76184 | 0.76249 | 0.7631 | 0.7637 | 0.76423 | 0.76476 | 0.76521 | 0.76559 | 0.76593 | 0.76623 | 0.76646 | 0.76665 | 0.76675 | 0.76681 | 0.76681
F5_Commercial_College_New_Food Preparation_Natural Gas_Double Rack Oven_E3 | F5 | Commercial | College | New | Food Preparation | Natural Gas | Double Rack Oven | E3 | RIM BC Ratio | 0 | 0 | 0 | 0 | 0 | 0 | 0 | 0 | 0 | 0 | 0 | 0 | 0 | 0 | 0 | 0 | 0 | 0 | 0 | 0 | 0 | 0 | 0 | 0 | 0 | 0 | 0 | 0 | 0 | 0 | 0 | 0 | 0
F5_Commercial_College_New_Food Preparation_Natural Gas_Double Rack Oven_E4 | F5 | Commercial | College | New | Food Preparation | Natural Gas | Double Rack Oven | E4 | RIM BC Ratio | 0 | 0 | 0 | 0 | 0 | 0 | 0 | 0 | 0 | 0 | 0 | 0 | 0 | 0 | 0 | 0 | 0 | 0 | 0 | 0 | 0 | 0 | 0 | 0 | 0 | 0 | 0 | 0 | 0 | 0 | 0 | 0 | 0
F5_Commercial_College_New_Food Preparation_Natural Gas_Double Rack Oven_E5 | F5 | Commercial | College | New | Food Preparation | Natural Gas | Double Rack Oven | E5 | RIM BC Ratio | 0 | 0 | 0 | 0 | 0 | 0 | 0 | 0 | 0 | 0 | 0 | 0 | 0 | 0 | 0 | 0 | 0 | 0 | 0 | 0 | 0 | 0 | 0 | 0 | 0 | 0 | 0 | 0 | 0 | 0 | 0 | 0 | 0
F5_Commercial_College_New_Food Preparation_Natural Gas_Double Rack Oven_E6 | F5 | Commercial | College | New | Food Preparation | Natural Gas | Double Rack Oven | E6 | RIM BC Ratio | 0 | 0 | 0 | 0 | 0 | 0 | 0 | 0 | 0 | 0 | 0 | 0 | 0 | 0 | 0 | 0 | 0 | 0 | 0 | 0 | 0 | 0 | 0 | 0 | 0 | 0 | 0 | 0 | 0 | 0 | 0 | 0 | 0
F5_Commercial_College_New_Food Preparation_Natural Gas_Double Rack Oven_E7 | F5 | Commercial | College | New | Food Preparation | Natural Gas | Double Rack Oven | E7 | RIM BC Ratio | 0 | 0 | 0 | 0 | 0 | 0 | 0 | 0 | 0 | 0 | 0 | 0 | 0 | 0 | 0 | 0 | 0 | 0 | 0 | 0 | 0 | 0 | 0 | 0 | 0 | 0 | 0 | 0 | 0 | 0 | 0 | 0 | 0
F5_Commercial_College_New_Food Preparation_Natural Gas_Double Rack Oven_E8 | F5 | Commercial | College | New | Food Preparation | Natural Gas | Double Rack Oven | E8 | RIM BC Ratio | 0 | 0 | 0 | 0 | 0 | 0 | 0 | 0 | 0 | 0 | 0 | 0 | 0 | 0 | 0 | 0 | 0 | 0 | 0 | 0 | 0 | 0 | 0 | 0 | 0 | 0 | 0 | 0 | 0 | 0 | 0 | 0 | 0
F5_Commercial_College_New_Food Preparation_Natural Gas_Double Rack Oven_E9 | F5 | Commercial | College | New | Food Preparation | Natural Gas | Double Rack Oven | E9 | RIM BC Ratio | 0 | 0 | 0 | 0 | 0 | 0 | 0 | 0 | 0 | 0 | 0 | 0 | 0 | 0 | 0 | 0 | 0 | 0 | 0 | 0 | 0 | 0 | 0 | 0 | 0 | 0 | 0 | 0 | 0 | 0 | 0 | 0 | 0
F5_Commercial_College_New_Food Preparation_Natural Gas_Double Rack Oven_E10 | F5 | Commercial | College | New | Food Preparation | Natural Gas | Double Rack Oven | E10 | RIM BC Ratio | 0 | 0 | 0 | 0 | 0 | 0 | 0 | 0 | 0 | 0 | 0 | 0 | 0 | 0 | 0 | 0 | 0 | 0 | 0 | 0 | 0 | 0 | 0 | 0 | 0 | 0 | 0 | 0 | 0 | 0 | 0 | 0 | 0
F0_Commercial_College_New_Food Preparation_Natural Gas_Fryer_E0 | F0 | Commercial | College | New | Food Preparation | Natural Gas | Fryer | E0 | Economic Unit | ENERGY STAR (3.0) | ENERGY STAR (3.0) | ENERGY STAR (3.0) | ENERGY STAR (3.0) | ENERGY STAR (3.0) | ENERGY STAR (3.0) | ENERGY STAR (3.0) | ENERGY STAR (3.0) | ENERGY STAR (3.0) | ENERGY STAR (3.0) | ENERGY STAR (3.0) | ENERGY STAR (3.0) | ENERGY STAR (3.0) | ENERGY STAR (3.0) | ENERGY STAR (3.0) | ENERGY STAR (3.0) | ENERGY STAR (3.0) | ENERGY STAR (3.0) | ENERGY STAR (3.0) | ENERGY STAR (3.0) | ENERGY STAR (3.0) | ENERGY STAR (3.0) | ENERGY STAR (3.0) | ENERGY STAR (3.0) | ENERGY STAR (3.0) | ENERGY STAR (3.0) | ENERGY STAR (3.0) | ENERGY STAR (3.0) | ENERGY STAR (3.0) | ENERGY STAR (3.0) | ENERGY STAR (3.0) | ENERGY STAR (3.0) | ENERGY STAR (3.0)
F1_Commercial_College_New_Food Preparation_Natural Gas_Fryer_E1 | F1 | Commercial | College | New | Food Preparation | Natural Gas | Fryer | E1 | CCE | 0 | 0 | 0 | 0 | 0 | 0 | 0 | 0 | 0 | 0 | 0 | 0 | 0 | 0 | 0 | 0 | 0 | 0 | 0 | 0 | 0 | 0 | 0 | 0 | 0 | 0 | 0 | 0 | 0 | 0 | 0 | 0 | 0
F1_Commercial_College_New_Food Preparation_Natural Gas_Fryer_E2 | F1 | Commercial | College | New | Food Preparation | Natural Gas | Fryer | E2 | CCE | 0.36986 | 0.38294 | 0.34375 | 0 | 0 | 0 | 0 | 0 | 0 | 0 | 0 | 0 | 0 | 0 | 0 | 0 | 0 | 0 | 0 | 0 | 0 | 0 | 0 | 0 | 0 | 0 | 0 | 0 | 0 | 0 | 0 | 0 | 0
F1_Commercial_College_New_Food Preparation_Natural Gas_Fryer_E3 | F1 | Commercial | College | New | Food Preparation | Natural Gas | Fryer | E3 | CCE | 0 | 0 | 0 | 0 | 0 | 0 | 0 | 0 | 0 | 0 | 0 | 0 | 0 | 0 | 0 | 0 | 0 | 0 | 0 | 0 | 0 | 0 | 0 | 0 | 0 | 0 | 0 | 0 | 0 | 0 | 0 | 0 | 0
F1_Commercial_College_New_Food Preparation_Natural Gas_Fryer_E4 | F1 | Commercial | College | New | Food Preparation | Natural Gas | Fryer | E4 | CCE | 0 | 0 | 0 | 0 | 0 | 0 | 0 | 0 | 0 | 0 | 0 | 0 | 0 | 0 | 0 | 0 | 0 | 0 | 0 | 0 | 0 | 0 | 0 | 0 | 0 | 0 | 0 | 0 | 0 | 0 | 0 | 0 | 0
F1_Commercial_College_New_Food Preparation_Natural Gas_Fryer_E5 | F1 | Commercial | College | New | Food Preparation | Natural Gas | Fryer | E5 | CCE | 0 | 0 | 0 | 0 | 0 | 0 | 0 | 0 | 0 | 0 | 0 | 0 | 0 | 0 | 0 | 0 | 0 | 0 | 0 | 0 | 0 | 0 | 0 | 0 | 0 | 0 | 0 | 0 | 0 | 0 | 0 | 0 | 0
F1_Commercial_College_New_Food Preparation_Natural Gas_Fryer_E6 | F1 | Commercial | College | New | Food Preparation | Natural Gas | Fryer | E6 | CCE | 0 | 0 | 0 | 0 | 0 | 0 | 0 | 0 | 0 | 0 | 0 | 0 | 0 | 0 | 0 | 0 | 0 | 0 | 0 | 0 | 0 | 0 | 0 | 0 | 0 | 0 | 0 | 0 | 0 | 0 | 0 | 0 | 0
F1_Commercial_College_New_Food Preparation_Natural Gas_Fryer_E7 | F1 | Commercial | College | New | Food Preparation | Natural Gas | Fryer | E7 | CCE | 0 | 0 | 0 | 0 | 0 | 0 | 0 | 0 | 0 | 0 | 0 | 0 | 0 | 0 | 0 | 0 | 0 | 0 | 0 | 0 | 0 | 0 | 0 | 0 | 0 | 0 | 0 | 0 | 0 | 0 | 0 | 0 | 0
F1_Commercial_College_New_Food Preparation_Natural Gas_Fryer_E8 | F1 | Commercial | College | New | Food Preparation | Natural Gas | Fryer | E8 | CCE | 0 | 0 | 0 | 0 | 0 | 0 | 0 | 0 | 0 | 0 | 0 | 0 | 0 | 0 | 0 | 0 | 0 | 0 | 0 | 0 | 0 | 0 | 0 | 0 | 0 | 0 | 0 | 0 | 0 | 0 | 0 | 0 | 0
F1_Commercial_College_New_Food Preparation_Natural Gas_Fryer_E9 | F1 | Commercial | College | New | Food Preparation | Natural Gas | Fryer | E9 | CCE | 0 | 0 | 0 | 0 | 0 | 0 | 0 | 0 | 0 | 0 | 0 | 0 | 0 | 0 | 0 | 0 | 0 | 0 | 0 | 0 | 0 | 0 | 0 | 0 | 0 | 0 | 0 | 0 | 0 | 0 | 0 | 0 | 0
F1_Commercial_College_New_Food Preparation_Natural Gas_Fryer_E10 | F1 | Commercial | College | New | Food Preparation | Natural Gas | Fryer | E10 | CCE | 0 | 0 | 0 | 0 | 0 | 0 | 0 | 0 | 0 | 0 | 0 | 0 | 0 | 0 | 0 | 0 | 0 | 0 | 0 | 0 | 0 | 0 | 0 | 0 | 0 | 0 | 0 | 0 | 0 | 0 | 0 | 0 | 0
F2_Commercial_College_New_Food Preparation_Natural Gas_Fryer_E1 | F2 | Commercial | College | New | Food Preparation | Natural Gas | Fryer | E1 | TRC BC Ratio | 1 | 1 | 1 | 0 | 0 | 0 | 0 | 0 | 0 | 0 | 0 | 0 | 0 | 0 | 0 | 0 | 0 | 0 | 0 | 0 | 0 | 0 | 0 | 0 | 0 | 0 | 0 | 0 | 0 | 0 | 0 | 0 | 0
F2_Commercial_College_New_Food Preparation_Natural Gas_Fryer_E2 | F2 | Commercial | College | New | Food Preparation | Natural Gas | Fryer | E2 | TRC BC Ratio | 4.4463 | 4.4414 | 4.4606 | 1 | 1 | 1 | 1 | 1 | 1 | 1 | 1 | 1 | 1 | 1 | 1 | 1 | 1 | 1 | 1 | 1 | 1 | 1 | 1 | 1 | 1 | 1 | 1 | 1 | 1 | 1 | 1 | 1 | 1
F2_Commercial_College_New_Food Preparation_Natural Gas_Fryer_E3 | F2 | Commercial | College | New | Food Preparation | Natural Gas | Fryer | E3 | TRC BC Ratio | 0 | 0 | 0 | 0 | 0 | 0 | 0 | 0 | 0 | 0 | 0 | 0 | 0 | 0 | 0 | 0 | 0 | 0 | 0 | 0 | 0 | 0 | 0 | 0 | 0 | 0 | 0 | 0 | 0 | 0 | 0 | 0 | 0
F2_Commercial_College_New_Food Preparation_Natural Gas_Fryer_E4 | F2 | Commercial | College | New | Food Preparation | Natural Gas | Fryer | E4 | TRC BC Ratio | 0 | 0 | 0 | 0 | 0 | 0 | 0 | 0 | 0 | 0 | 0 | 0 | 0 | 0 | 0 | 0 | 0 | 0 | 0 | 0 | 0 | 0 | 0 | 0 | 0 | 0 | 0 | 0 | 0 | 0 | 0 | 0 | 0
F2_Commercial_College_New_Food Preparation_Natural Gas_Fryer_E5 | F2 | Commercial | College | New | Food Preparation | Natural Gas | Fryer | E5 | TRC BC Ratio | 0 | 0 | 0 | 0 | 0 | 0 | 0 | 0 | 0 | 0 | 0 | 0 | 0 | 0 | 0 | 0 | 0 | 0 | 0 | 0 | 0 | 0 | 0 | 0 | 0 | 0 | 0 | 0 | 0 | 0 | 0 | 0 | 0
F2_Commercial_College_New_Food Preparation_Natural Gas_Fryer_E6 | F2 | Commercial | College | New | Food Preparation | Natural Gas | Fryer | E6 | TRC BC Ratio | 0 | 0 | 0 | 0 | 0 | 0 | 0 | 0 | 0 | 0 | 0 | 0 | 0 | 0 | 0 | 0 | 0 | 0 | 0 | 0 | 0 | 0 | 0 | 0 | 0 | 0 | 0 | 0 | 0 | 0 | 0 | 0 | 0
F2_Commercial_College_New_Food Preparation_Natural Gas_Fryer_E7 | F2 | Commercial | College | New | Food Preparation | Natural Gas | Fryer | E7 | TRC BC Ratio | 0 | 0 | 0 | 0 | 0 | 0 | 0 | 0 | 0 | 0 | 0 | 0 | 0 | 0 | 0 | 0 | 0 | 0 | 0 | 0 | 0 | 0 | 0 | 0 | 0 | 0 | 0 | 0 | 0 | 0 | 0 | 0 | 0
F2_Commercial_College_New_Food Preparation_Natural Gas_Fryer_E8 | F2 | Commercial | College | New | Food Preparation | Natural Gas | Fryer | E8 | TRC BC Ratio | 0 | 0 | 0 | 0 | 0 | 0 | 0 | 0 | 0 | 0 | 0 | 0 | 0 | 0 | 0 | 0 | 0 | 0 | 0 | 0 | 0 | 0 | 0 | 0 | 0 | 0 | 0 | 0 | 0 | 0 | 0 | 0 | 0
F2_Commercial_College_New_Food Preparation_Natural Gas_Fryer_E9 | F2 | Commercial | College | New | Food Preparation | Natural Gas | Fryer | E9 | TRC BC Ratio | 0 | 0 | 0 | 0 | 0 | 0 | 0 | 0 | 0 | 0 | 0 | 0 | 0 | 0 | 0 | 0 | 0 | 0 | 0 | 0 | 0 | 0 | 0 | 0 | 0 | 0 | 0 | 0 | 0 | 0 | 0 | 0 | 0
F2_Commercial_College_New_Food Preparation_Natural Gas_Fryer_E10 | F2 | Commercial | College | New | Food Preparation | Natural Gas | Fryer | E10 | TRC BC Ratio | 0 | 0 | 0 | 0 | 0 | 0 | 0 | 0 | 0 | 0 | 0 | 0 | 0 | 0 | 0 | 0 | 0 | 0 | 0 | 0 | 0 | 0 | 0 | 0 | 0 | 0 | 0 | 0 | 0 | 0 | 0 | 0 | 0
F3_Commercial_College_New_Food Preparation_Natural Gas_Fryer_E1 | F3 | Commercial | College | New | Food Preparation | Natural Gas | Fryer | E1 | PACT BC Ratio | 1 | 1 | 1 | 0 | 0 | 0 | 0 | 0 | 0 | 0 | 0 | 0 | 0 | 0 | 0 | 0 | 0 | 0 | 0 | 0 | 0 | 0 | 0 | 0 | 0 | 0 | 0 | 0 | 0 | 0 | 0 | 0 | 0
F3_Commercial_College_New_Food Preparation_Natural Gas_Fryer_E2 | F3 | Commercial | College | New | Food Preparation | Natural Gas | Fryer | E2 | PACT BC Ratio | 5.9285 | 5.9219 | 5.9474 | 1 | 1 | 1 | 1 | 1 | 1 | 1 | 1 | 1 | 1 | 1 | 1 | 1 | 1 | 1 | 1 | 1 | 1 | 1 | 1 | 1 | 1 | 1 | 1 | 1 | 1 | 1 | 1 | 1 | 1
F3_Commercial_College_New_Food Preparation_Natural Gas_Fryer_E3 | F3 | Commercial | College | New | Food Preparation | Natural Gas | Fryer | E3 | PACT BC Ratio | 0 | 0 | 0 | 0 | 0 | 0 | 0 | 0 | 0 | 0 | 0 | 0 | 0 | 0 | 0 | 0 | 0 | 0 | 0 | 0 | 0 | 0 | 0 | 0 | 0 | 0 | 0 | 0 | 0 | 0 | 0 | 0 | 0
F3_Commercial_College_New_Food Preparation_Natural Gas_Fryer_E4 | F3 | Commercial | College | New | Food Preparation | Natural Gas | Fryer | E4 | PACT BC Ratio | 0 | 0 | 0 | 0 | 0 | 0 | 0 | 0 | 0 | 0 | 0 | 0 | 0 | 0 | 0 | 0 | 0 | 0 | 0 | 0 | 0 | 0 | 0 | 0 | 0 | 0 | 0 | 0 | 0 | 0 | 0 | 0 | 0
F3_Commercial_College_New_Food Preparation_Natural Gas_Fryer_E5 | F3 | Commercial | College | New | Food Preparation | Natural Gas | Fryer | E5 | PACT BC Ratio | 0 | 0 | 0 | 0 | 0 | 0 | 0 | 0 | 0 | 0 | 0 | 0 | 0 | 0 | 0 | 0 | 0 | 0 | 0 | 0 | 0 | 0 | 0 | 0 | 0 | 0 | 0 | 0 | 0 | 0 | 0 | 0 | 0
F3_Commercial_College_New_Food Preparation_Natural Gas_Fryer_E6 | F3 | Commercial | College | New | Food Preparation | Natural Gas | Fryer | E6 | PACT BC Ratio | 0 | 0 | 0 | 0 | 0 | 0 | 0 | 0 | 0 | 0 | 0 | 0 | 0 | 0 | 0 | 0 | 0 | 0 | 0 | 0 | 0 | 0 | 0 | 0 | 0 | 0 | 0 | 0 | 0 | 0 | 0 | 0 | 0
F3_Commercial_College_New_Food Preparation_Natural Gas_Fryer_E7 | F3 | Commercial | College | New | Food Preparation | Natural Gas | Fryer | E7 | PACT BC Ratio | 0 | 0 | 0 | 0 | 0 | 0 | 0 | 0 | 0 | 0 | 0 | 0 | 0 | 0 | 0 | 0 | 0 | 0 | 0 | 0 | 0 | 0 | 0 | 0 | 0 | 0 | 0 | 0 | 0 | 0 | 0 | 0 | 0
F3_Commercial_College_New_Food Preparation_Natural Gas_Fryer_E8 | F3 | Commercial | College | New | Food Preparation | Natural Gas | Fryer | E8 | PACT BC Ratio | 0 | 0 | 0 | 0 | 0 | 0 | 0 | 0 | 0 | 0 | 0 | 0 | 0 | 0 | 0 | 0 | 0 | 0 | 0 | 0 | 0 | 0 | 0 | 0 | 0 | 0 | 0 | 0 | 0 | 0 | 0 | 0 | 0
F3_Commercial_College_New_Food Preparation_Natural Gas_Fryer_E9 | F3 | Commercial | College | New | Food Preparation | Natural Gas | Fryer | E9 | PACT BC Ratio | 0 | 0 | 0 | 0 | 0 | 0 | 0 | 0 | 0 | 0 | 0 | 0 | 0 | 0 | 0 | 0 | 0 | 0 | 0 | 0 | 0 | 0 | 0 | 0 | 0 | 0 | 0 | 0 | 0 | 0 | 0 | 0 | 0
F3_Commercial_College_New_Food Preparation_Natural Gas_Fryer_E10 | F3 | Commercial | College | New | Food Preparation | Natural Gas | Fryer | E10 | PACT BC Ratio | 0 | 0 | 0 | 0 | 0 | 0 | 0 | 0 | 0 | 0 | 0 | 0 | 0 | 0 | 0 | 0 | 0 | 0 | 0 | 0 | 0 | 0 | 0 | 0 | 0 | 0 | 0 | 0 | 0 | 0 | 0 | 0 | 0
F4_Commercial_College_New_Food Preparation_Natural Gas_Fryer_E1 | F4 | Commercial | College | New | Food Preparation | Natural Gas | Fryer | E1 | RVT BC Ratio | 1 | 1 | 1 | 0 | 0 | 0 | 0 | 0 | 0 | 0 | 0 | 0 | 0 | 0 | 0 | 0 | 0 | 0 | 0 | 0 | 0 | 0 | 0 | 0 | 0 | 0 | 0 | 0 | 0 | 0 | 0 | 0 | 0
F4_Commercial_College_New_Food Preparation_Natural Gas_Fryer_E2 | F4 | Commercial | College | New | Food Preparation | Natural Gas | Fryer | E2 | RVT BC Ratio | 7.0924 | 7.0854 | 7.1129 | 1 | 1 | 1 | 1 | 1 | 1 | 1 | 1 | 1 | 1 | 1 | 1 | 1 | 1 | 1 | 1 | 1 | 1 | 1 | 1 | 1 | 1 | 1 | 1 | 1 | 1 | 1 | 1 | 1 | 1
F4_Commercial_College_New_Food Preparation_Natural Gas_Fryer_E3 | F4 | Commercial | College | New | Food Preparation | Natural Gas | Fryer | E3 | RVT BC Ratio | 0 | 0 | 0 | 0 | 0 | 0 | 0 | 0 | 0 | 0 | 0 | 0 | 0 | 0 | 0 | 0 | 0 | 0 | 0 | 0 | 0 | 0 | 0 | 0 | 0 | 0 | 0 | 0 | 0 | 0 | 0 | 0 | 0
F4_Commercial_College_New_Food Preparation_Natural Gas_Fryer_E4 | F4 | Commercial | College | New | Food Preparation | Natural Gas | Fryer | E4 | RVT BC Ratio | 0 | 0 | 0 | 0 | 0 | 0 | 0 | 0 | 0 | 0 | 0 | 0 | 0 | 0 | 0 | 0 | 0 | 0 | 0 | 0 | 0 | 0 | 0 | 0 | 0 | 0 | 0 | 0 | 0 | 0 | 0 | 0 | 0
F4_Commercial_College_New_Food Preparation_Natural Gas_Fryer_E5 | F4 | Commercial | College | New | Food Preparation | Natural Gas | Fryer | E5 | RVT BC Ratio | 0 | 0 | 0 | 0 | 0 | 0 | 0 | 0 | 0 | 0 | 0 | 0 | 0 | 0 | 0 | 0 | 0 | 0 | 0 | 0 | 0 | 0 | 0 | 0 | 0 | 0 | 0 | 0 | 0 | 0 | 0 | 0 | 0
F4_Commercial_College_New_Food Preparation_Natural Gas_Fryer_E6 | F4 | Commercial | College | New | Food Preparation | Natural Gas | Fryer | E6 | RVT BC Ratio | 0 | 0 | 0 | 0 | 0 | 0 | 0 | 0 | 0 | 0 | 0 | 0 | 0 | 0 | 0 | 0 | 0 | 0 | 0 | 0 | 0 | 0 | 0 | 0 | 0 | 0 | 0 | 0 | 0 | 0 | 0 | 0 | 0
F4_Commercial_College_New_Food Preparation_Natural Gas_Fryer_E7 | F4 | Commercial | College | New | Food Preparation | Natural Gas | Fryer | E7 | RVT BC Ratio | 0 | 0 | 0 | 0 | 0 | 0 | 0 | 0 | 0 | 0 | 0 | 0 | 0 | 0 | 0 | 0 | 0 | 0 | 0 | 0 | 0 | 0 | 0 | 0 | 0 | 0 | 0 | 0 | 0 | 0 | 0 | 0 | 0
F4_Commercial_College_New_Food Preparation_Natural Gas_Fryer_E8 | F4 | Commercial | College | New | Food Preparation | Natural Gas | Fryer | E8 | RVT BC Ratio | 0 | 0 | 0 | 0 | 0 | 0 | 0 | 0 | 0 | 0 | 0 | 0 | 0 | 0 | 0 | 0 | 0 | 0 | 0 | 0 | 0 | 0 | 0 | 0 | 0 | 0 | 0 | 0 | 0 | 0 | 0 | 0 | 0
F4_Commercial_College_New_Food Preparation_Natural Gas_Fryer_E9 | F4 | Commercial | College | New | Food Preparation | Natural Gas | Fryer | E9 | RVT BC Ratio | 0 | 0 | 0 | 0 | 0 | 0 | 0 | 0 | 0 | 0 | 0 | 0 | 0 | 0 | 0 | 0 | 0 | 0 | 0 | 0 | 0 | 0 | 0 | 0 | 0 | 0 | 0 | 0 | 0 | 0 | 0 | 0 | 0
F4_Commercial_College_New_Food Preparation_Natural Gas_Fryer_E10 | F4 | Commercial | College | New | Food Preparation | Natural Gas | Fryer | E10 | RVT BC Ratio | 0 | 0 | 0 | 0 | 0 | 0 | 0 | 0 | 0 | 0 | 0 | 0 | 0 | 0 | 0 | 0 | 0 | 0 | 0 | 0 | 0 | 0 | 0 | 0 | 0 | 0 | 0 | 0 | 0 | 0 | 0 | 0 | 0
F5_Commercial_College_New_Food Preparation_Natural Gas_Fryer_E1 | F5 | Commercial | College | New | Food Preparation | Natural Gas | Fryer | E1 | RIM BC Ratio | 1 | 1 | 1 | 0 | 0 | 0 | 0 | 0 | 0 | 0 | 0 | 0 | 0 | 0 | 0 | 0 | 0 | 0 | 0 | 0 | 0 | 0 | 0 | 0 | 0 | 0 | 0 | 0 | 0 | 0 | 0 | 0 | 0
F5_Commercial_College_New_Food Preparation_Natural Gas_Fryer_E2 | F5 | Commercial | College | New | Food Preparation | Natural Gas | Fryer | E2 | RIM BC Ratio | 0.73167 | 0.73157 | 0.73195 | 1 | 1 | 1 | 1 | 1 | 1 | 1 | 1 | 1 | 1 | 1 | 1 | 1 | 1 | 1 | 1 | 1 | 1 | 1 | 1 | 1 | 1 | 1 | 1 | 1 | 1 | 1 | 1 | 1 | 1
F5_Commercial_College_New_Food Preparation_Natural Gas_Fryer_E3 | F5 | Commercial | College | New | Food Preparation | Natural Gas | Fryer | E3 | RIM BC Ratio | 0 | 0 | 0 | 0 | 0 | 0 | 0 | 0 | 0 | 0 | 0 | 0 | 0 | 0 | 0 | 0 | 0 | 0 | 0 | 0 | 0 | 0 | 0 | 0 | 0 | 0 | 0 | 0 | 0 | 0 | 0 | 0 | 0
F5_Commercial_College_New_Food Preparation_Natural Gas_Fryer_E4 | F5 | Commercial | College | New | Food Preparation | Natural Gas | Fryer | E4 | RIM BC Ratio | 0 | 0 | 0 | 0 | 0 | 0 | 0 | 0 | 0 | 0 | 0 | 0 | 0 | 0 | 0 | 0 | 0 | 0 | 0 | 0 | 0 | 0 | 0 | 0 | 0 | 0 | 0 | 0 | 0 | 0 | 0 | 0 | 0
F5_Commercial_College_New_Food Preparation_Natural Gas_Fryer_E5 | F5 | Commercial | College | New | Food Preparation | Natural Gas | Fryer | E5 | RIM BC Ratio | 0 | 0 | 0 | 0 | 0 | 0 | 0 | 0 | 0 | 0 | 0 | 0 | 0 | 0 | 0 | 0 | 0 | 0 | 0 | 0 | 0 | 0 | 0 | 0 | 0 | 0 | 0 | 0 | 0 | 0 | 0 | 0 | 0
F5_Commercial_College_New_Food Preparation_Natural Gas_Fryer_E6 | F5 | Commercial | College | New | Food Preparation | Natural Gas | Fryer | E6 | RIM BC Ratio | 0 | 0 | 0 | 0 | 0 | 0 | 0 | 0 | 0 | 0 | 0 | 0 | 0 | 0 | 0 | 0 | 0 | 0 | 0 | 0 | 0 | 0 | 0 | 0 | 0 | 0 | 0 | 0 | 0 | 0 | 0 | 0 | 0
F5_Commercial_College_New_Food Preparation_Natural Gas_Fryer_E7 | F5 | Commercial | College | New | Food Preparation | Natural Gas | Fryer | E7 | RIM BC Ratio | 0 | 0 | 0 | 0 | 0 | 0 | 0 | 0 | 0 | 0 | 0 | 0 | 0 | 0 | 0 | 0 | 0 | 0 | 0 | 0 | 0 | 0 | 0 | 0 | 0 | 0 | 0 | 0 | 0 | 0 | 0 | 0 | 0
F5_Commercial_College_New_Food Preparation_Natural Gas_Fryer_E8 | F5 | Commercial | College | New | Food Preparation | Natural Gas | Fryer | E8 | RIM BC Ratio | 0 | 0 | 0 | 0 | 0 | 0 | 0 | 0 | 0 | 0 | 0 | 0 | 0 | 0 | 0 | 0 | 0 | 0 | 0 | 0 | 0 | 0 | 0 | 0 | 0 | 0 | 0 | 0 | 0 | 0 | 0 | 0 | 0
F5_Commercial_College_New_Food Preparation_Natural Gas_Fryer_E9 | F5 | Commercial | College | New | Food Preparation | Natural Gas | Fryer | E9 | RIM BC Ratio | 0 | 0 | 0 | 0 | 0 | 0 | 0 | 0 | 0 | 0 | 0 | 0 | 0 | 0 | 0 | 0 | 0 | 0 | 0 | 0 | 0 | 0 | 0 | 0 | 0 | 0 | 0 | 0 | 0 | 0 | 0 | 0 | 0
F5_Commercial_College_New_Food Preparation_Natural Gas_Fryer_E10 | F5 | Commercial | College | New | Food Preparation | Natural Gas | Fryer | E10 | RIM BC Ratio | 0 | 0 | 0 | 0 | 0 | 0 | 0 | 0 | 0 | 0 | 0 | 0 | 0 | 0 | 0 | 0 | 0 | 0 | 0 | 0 | 0 | 0 | 0 | 0 | 0 | 0 | 0 | 0 | 0 | 0 | 0 | 0 | 0
F0_Commercial_College_New_Food Preparation_Natural Gas_Broiler_E0 | F0 | Commercial | College | New | Food Preparation | Natural Gas | Broiler | E0 | Economic Unit | Infrared Burners | Infrared Burners | Infrared Burners | Infrared Burners | Infrared Burners | Infrared Burners | Infrared Burners | Infrared Burners | Infrared Burners | Infrared Burners | Infrared Burners | Infrared Burners | Infrared Burners | Infrared Burners | Infrared Burners | Infrared Burners | Infrared Burners | Infrared Burners | Infrared Burners | Infrared Burners | Infrared Burners | Infrared Burners | Infrared Burners | Infrared Burners | Infrared Burners | Infrared Burners | Infrared Burners | Infrared Burners | Infrared Burners | Infrared Burners | Infrared Burners | Infrared Burners | Infrared Burners
F1_Commercial_College_New_Food Preparation_Natural Gas_Broiler_E1 | F1 | Commercial | College | New | Food Preparation | Natural Gas | Broiler | E1 | CCE | 0 | 0 | 0 | 0 | 0 | 0 | 0 | 0 | 0 | 0 | 0 | 0 | 0 | 0 | 0 | 0 | 0 | 0 | 0 | 0 | 0 | 0 | 0 | 0 | 0 | 0 | 0 | 0 | 0 | 0 | 0 | 0 | 0
F1_Commercial_College_New_Food Preparation_Natural Gas_Broiler_E2 | F1 | Commercial | College | New | Food Preparation | Natural Gas | Broiler | E2 | CCE | 0.59817 | 0.61931 | 0.55594 | 0.56637 | 0.56637 | 0.56637 | 0.56637 | 0.56637 | 0.56637 | 0.56637 | 0.56637 | 0.56637 | 0.56637 | 0.56637 | 0.56637 | 0.56637 | 0.56637 | 0.56637 | 0.56637 | 0.56637 | 0.56637 | 0.56637 | 0.56637 | 0.56637 | 0.56637 | 0.56637 | 0.56637 | 0.56637 | 0.56637 | 0.56637 | 0.56637 | 0.56637 | 0.56637
F1_Commercial_College_New_Food Preparation_Natural Gas_Broiler_E3 | F1 | Commercial | College | New | Food Preparation | Natural Gas | Broiler | E3 | CCE | 0 | 0 | 0 | 0 | 0 | 0 | 0 | 0 | 0 | 0 | 0 | 0 | 0 | 0 | 0 | 0 | 0 | 0 | 0 | 0 | 0 | 0 | 0 | 0 | 0 | 0 | 0 | 0 | 0 | 0 | 0 | 0 | 0
F1_Commercial_College_New_Food Preparation_Natural Gas_Broiler_E4 | F1 | Commercial | College | New | Food Preparation | Natural Gas | Broiler | E4 | CCE | 0 | 0 | 0 | 0 | 0 | 0 | 0 | 0 | 0 | 0 | 0 | 0 | 0 | 0 | 0 | 0 | 0 | 0 | 0 | 0 | 0 | 0 | 0 | 0 | 0 | 0 | 0 | 0 | 0 | 0 | 0 | 0 | 0
F1_Commercial_College_New_Food Preparation_Natural Gas_Broiler_E5 | F1 | Commercial | College | New | Food Preparation | Natural Gas | Broiler | E5 | CCE | 0 | 0 | 0 | 0 | 0 | 0 | 0 | 0 | 0 | 0 | 0 | 0 | 0 | 0 | 0 | 0 | 0 | 0 | 0 | 0 | 0 | 0 | 0 | 0 | 0 | 0 | 0 | 0 | 0 | 0 | 0 | 0 | 0
F1_Commercial_College_New_Food Preparation_Natural Gas_Broiler_E6 | F1 | Commercial | College | New | Food Preparation | Natural Gas | Broiler | E6 | CCE | 0 | 0 | 0 | 0 | 0 | 0 | 0 | 0 | 0 | 0 | 0 | 0 | 0 | 0 | 0 | 0 | 0 | 0 | 0 | 0 | 0 | 0 | 0 | 0 | 0 | 0 | 0 | 0 | 0 | 0 | 0 | 0 | 0
F1_Commercial_College_New_Food Preparation_Natural Gas_Broiler_E7 | F1 | Commercial | College | New | Food Preparation | Natural Gas | Broiler | E7 | CCE | 0 | 0 | 0 | 0 | 0 | 0 | 0 | 0 | 0 | 0 | 0 | 0 | 0 | 0 | 0 | 0 | 0 | 0 | 0 | 0 | 0 | 0 | 0 | 0 | 0 | 0 | 0 | 0 | 0 | 0 | 0 | 0 | 0
F1_Commercial_College_New_Food Preparation_Natural Gas_Broiler_E8 | F1 | Commercial | College | New | Food Preparation | Natural Gas | Broiler | E8 | CCE | 0 | 0 | 0 | 0 | 0 | 0 | 0 | 0 | 0 | 0 | 0 | 0 | 0 | 0 | 0 | 0 | 0 | 0 | 0 | 0 | 0 | 0 | 0 | 0 | 0 | 0 | 0 | 0 | 0 | 0 | 0 | 0 | 0
F1_Commercial_College_New_Food Preparation_Natural Gas_Broiler_E9 | F1 | Commercial | College | New | Food Preparation | Natural Gas | Broiler | E9 | CCE | 0 | 0 | 0 | 0 | 0 | 0 | 0 | 0 | 0 | 0 | 0 | 0 | 0 | 0 | 0 | 0 | 0 | 0 | 0 | 0 | 0 | 0 | 0 | 0 | 0 | 0 | 0 | 0 | 0 | 0 | 0 | 0 | 0
F1_Commercial_College_New_Food Preparation_Natural Gas_Broiler_E10 | F1 | Commercial | College | New | Food Preparation | Natural Gas | Broiler | E10 | CCE | 0 | 0 | 0 | 0 | 0 | 0 | 0 | 0 | 0 | 0 | 0 | 0 | 0 | 0 | 0 | 0 | 0 | 0 | 0 | 0 | 0 | 0 | 0 | 0 | 0 | 0 | 0 | 0 | 0 | 0 | 0 | 0 | 0
F2_Commercial_College_New_Food Preparation_Natural Gas_Broiler_E1 | F2 | Commercial | College | New | Food Preparation | Natural Gas | Broiler | E1 | TRC BC Ratio | bar: 2019 to 2051
F2_Commercial_College_New_Food Preparation_Natural Gas_Broiler_E2 | F2 | Commercial | College | New | Food Preparation | Natural Gas | Broiler | E2 | TRC BC Ratio | 2.7519 | 2.7554 | 2.7705 | 2.7565 | 2.7493 | 2.7603 | 2.7866 | 2.8079 | 2.834 | 2.8592 | 2.8846 | 2.9086 | 2.9342 | 2.9607 | 2.9863 | 3.0126 | 3.039 | 3.0674 | 3.0969 | 3.1274 | 3.1566 | 3.1859 | 3.2122 | 3.2386 | 3.2614 | 3.2812 | 3.2991 | 3.3146 | 3.3268 | 3.3367 | 3.3421 | 3.3458 | 3.3458
F2_Commercial_College_New_Food Preparation_Natural Gas_Broiler_E3 | F2 | Commercial | College | New | Food Preparation | Natural Gas | Broiler | E3 | TRC BC Ratio | 0 | 0 | 0 | 0 | 0 | 0 | 0 | 0 | 0 | 0 | 0 | 0 | 0 | 0 | 0 | 0 | 0 | 0 | 0 | 0 | 0 | 0 | 0 | 0 | 0 | 0 | 0 | 0 | 0 | 0 | 0 | 0 | 0
F2_Commercial_College_New_Food Preparation_Natural Gas_Broiler_E4 | F2 | Commercial | College | New | Food Preparation | Natural Gas | Broiler | E4 | TRC BC Ratio | 0 | 0 | 0 | 0 | 0 | 0 | 0 | 0 | 0 | 0 | 0 | 0 | 0 | 0 | 0 | 0 | 0 | 0 | 0 | 0 | 0 | 0 | 0 | 0 | 0 | 0 | 0 | 0 | 0 | 0 | 0 | 0 | 0
F2_Commercial_College_New_Food Preparation_Natural Gas_Broiler_E5 | F2 | Commercial | College | New | Food Preparation | Natural Gas | Broiler | E5 | TRC BC Ratio | 0 | 0 | 0 | 0 | 0 | 0 | 0 | 0 | 0 | 0 | 0 | 0 | 0 | 0 | 0 | 0 | 0 | 0 | 0 | 0 | 0 | 0 | 0 | 0 | 0 | 0 | 0 | 0 | 0 | 0 | 0 | 0 | 0
F2_Commercial_College_New_Food Preparation_Natural Gas_Broiler_E6 | F2 | Commercial | College | New | Food Preparation | Natural Gas | Broiler | E6 | TRC BC Ratio | 0 | 0 | 0 | 0 | 0 | 0 | 0 | 0 | 0 | 0 | 0 | 0 | 0 | 0 | 0 | 0 | 0 | 0 | 0 | 0 | 0 | 0 | 0 | 0 | 0 | 0 | 0 | 0 | 0 | 0 | 0 | 0 | 0
F2_Commercial_College_New_Food Preparation_Natural Gas_Broiler_E7 | F2 | Commercial | College | New | Food Preparation | Natural Gas | Broiler | E7 | TRC BC Ratio | 0 | 0 | 0 | 0 | 0 | 0 | 0 | 0 | 0 | 0 | 0 | 0 | 0 | 0 | 0 | 0 | 0 | 0 | 0 | 0 | 0 | 0 | 0 | 0 | 0 | 0 | 0 | 0 | 0 | 0 | 0 | 0 | 0
F2_Commercial_College_New_Food Preparation_Natural Gas_Broiler_E8 | F2 | Commercial | College | New | Food Preparation | Natural Gas | Broiler | E8 | TRC BC Ratio | 0 | 0 | 0 | 0 | 0 | 0 | 0 | 0 | 0 | 0 | 0 | 0 | 0 | 0 | 0 | 0 | 0 | 0 | 0 | 0 | 0 | 0 | 0 | 0 | 0 | 0 | 0 | 0 | 0 | 0 | 0 | 0 | 0
F2_Commercial_College_New_Food Preparation_Natural Gas_Broiler_E9 | F2 | Commercial | College | New | Food Preparation | Natural Gas | Broiler | E9 | TRC BC Ratio | 0 | 0 | 0 | 0 | 0 | 0 | 0 | 0 | 0 | 0 | 0 | 0 | 0 | 0 | 0 | 0 | 0 | 0 | 0 | 0 | 0 | 0 | 0 | 0 | 0 | 0 | 0 | 0 | 0 | 0 | 0 | 0 | 0
F2_Commercial_College_New_Food Preparation_Natural Gas_Broiler_E10 | F2 | Commercial | College | New | Food Preparation | Natural Gas | Broiler | E10 | TRC BC Ratio | 0 | 0 | 0 | 0 | 0 | 0 | 0 | 0 | 0 | 0 | 0 | 0 | 0 | 0 | 0 | 0 | 0 | 0 | 0 | 0 | 0 | 0 | 0 | 0 | 0 | 0 | 0 | 0 | 0 | 0 | 0 | 0 | 0
F3_Commercial_College_New_Food Preparation_Natural Gas_Broiler_E1 | F3 | Commercial | College | New | Food Preparation | Natural Gas | Broiler | E1 | PACT BC Ratio | bar: 2019 to 2051
F3_Commercial_College_New_Food Preparation_Natural Gas_Broiler_E2 | F3 | Commercial | College | New | Food Preparation | Natural Gas | Broiler | E2 | PACT BC Ratio | 3.6692 | 3.6739 | 3.694 | 3.6753 | 3.6658 | 3.6803 | 3.7154 | 3.7439 | 3.7787 | 3.8122 | 3.8462 | 3.8782 | 3.9123 | 3.9475 | 3.9818 | 4.0167 | 4.052 | 4.0899 | 4.1293 | 4.1698 | 4.2088 | 4.2479 | 4.283 | 4.3181 | 4.3486 | 4.3749 | 4.3988 | 4.4195 | 4.4357 | 4.4489 | 4.4562 | 4.461 | 4.461
F3_Commercial_College_New_Food Preparation_Natural Gas_Broiler_E3 | F3 | Commercial | College | New | Food Preparation | Natural Gas | Broiler | E3 | PACT BC Ratio | 0 | 0 | 0 | 0 | 0 | 0 | 0 | 0 | 0 | 0 | 0 | 0 | 0 | 0 | 0 | 0 | 0 | 0 | 0 | 0 | 0 | 0 | 0 | 0 | 0 | 0 | 0 | 0 | 0 | 0 | 0 | 0 | 0
F3_Commercial_College_New_Food Preparation_Natural Gas_Broiler_E4 | F3 | Commercial | College | New | Food Preparation | Natural Gas | Broiler | E4 | PACT BC Ratio | 0 | 0 | 0 | 0 | 0 | 0 | 0 | 0 | 0 | 0 | 0 | 0 | 0 | 0 | 0 | 0 | 0 | 0 | 0 | 0 | 0 | 0 | 0 | 0 | 0 | 0 | 0 | 0 | 0 | 0 | 0 | 0 | 0
F3_Commercial_College_New_Food Preparation_Natural Gas_Broiler_E5 | F3 | Commercial | College | New | Food Preparation | Natural Gas | Broiler | E5 | PACT BC Ratio | 0 | 0 | 0 | 0 | 0 | 0 | 0 | 0 | 0 | 0 | 0 | 0 | 0 | 0 | 0 | 0 | 0 | 0 | 0 | 0 | 0 | 0 | 0 | 0 | 0 | 0 | 0 | 0 | 0 | 0 | 0 | 0 | 0
F3_Commercial_College_New_Food Preparation_Natural Gas_Broiler_E6 | F3 | Commercial | College | New | Food Preparation | Natural Gas | Broiler | E6 | PACT BC Ratio | 0 | 0 | 0 | 0 | 0 | 0 | 0 | 0 | 0 | 0 | 0 | 0 | 0 | 0 | 0 | 0 | 0 | 0 | 0 | 0 | 0 | 0 | 0 | 0 | 0 | 0 | 0 | 0 | 0 | 0 | 0 | 0 | 0
F3_Commercial_College_New_Food Preparation_Natural Gas_Broiler_E7 | F3 | Commercial | College | New | Food Preparation | Natural Gas | Broiler | E7 | PACT BC Ratio | 0 | 0 | 0 | 0 | 0 | 0 | 0 | 0 | 0 | 0 | 0 | 0 | 0 | 0 | 0 | 0 | 0 | 0 | 0 | 0 | 0 | 0 | 0 | 0 | 0 | 0 | 0 | 0 | 0 | 0 | 0 | 0 | 0
F3_Commercial_College_New_Food Preparation_Natural Gas_Broiler_E8 | F3 | Commercial | College | New | Food Preparation | Natural Gas | Broiler | E8 | PACT BC Ratio | 0 | 0 | 0 | 0 | 0 | 0 | 0 | 0 | 0 | 0 | 0 | 0 | 0 | 0 | 0 | 0 | 0 | 0 | 0 | 0 | 0 | 0 | 0 | 0 | 0 | 0 | 0 | 0 | 0 | 0 | 0 | 0 | 0
F3_Commercial_College_New_Food Preparation_Natural Gas_Broiler_E9 | F3 | Commercial | College | New | Food Preparation | Natural Gas | Broiler | E9 | PACT BC Ratio | 0 | 0 | 0 | 0 | 0 | 0 | 0 | 0 | 0 | 0 | 0 | 0 | 0 | 0 | 0 | 0 | 0 | 0 | 0 | 0 | 0 | 0 | 0 | 0 | 0 | 0 | 0 | 0 | 0 | 0 | 0 | 0 | 0
F3_Commercial_College_New_Food Preparation_Natural Gas_Broiler_E10 | F3 | Commercial | College | New | Food Preparation | Natural Gas | Broiler | E10 | PACT BC Ratio | 0 | 0 | 0 | 0 | 0 | 0 | 0 | 0 | 0 | 0 | 0 | 0 | 0 | 0 | 0 | 0 | 0 | 0 | 0 | 0 | 0 | 0 | 0 | 0 | 0 | 0 | 0 | 0 | 0 | 0 | 0 | 0 | 0
F4_Commercial_College_New_Food Preparation_Natural Gas_Broiler_E1 | F4 | Commercial | College | New | Food Preparation | Natural Gas | Broiler | E1 | RVT BC Ratio | bar: 2019 to 2051
F4_Commercial_College_New_Food Preparation_Natural Gas_Broiler_E2 | F4 | Commercial | College | New | Food Preparation | Natural Gas | Broiler | E2 | RVT BC Ratio | 4.6564 | 4.6614 | 4.6831 | 4.6629 | 4.6526 | 4.6684 | 4.7062 | 4.7369 | 4.7744 | 4.8106 | 4.8472 | 4.8817 | 4.9184 | 4.9565 | 4.9934 | 5.0311 | 5.0691 | 5.11 | 5.1524 | 5.1962 | 5.2382 | 5.2804 | 5.3182 | 5.3561 | 5.3889 | 5.4173 | 5.4431 | 5.4654 | 5.4828 | 5.4971 | 5.5049 | 5.5101 | 5.5101
F4_Commercial_College_New_Food Preparation_Natural Gas_Broiler_E3 | F4 | Commercial | College | New | Food Preparation | Natural Gas | Broiler | E3 | RVT BC Ratio | 0 | 0 | 0 | 0 | 0 | 0 | 0 | 0 | 0 | 0 | 0 | 0 | 0 | 0 | 0 | 0 | 0 | 0 | 0 | 0 | 0 | 0 | 0 | 0 | 0 | 0 | 0 | 0 | 0 | 0 | 0 | 0 | 0
F4_Commercial_College_New_Food Preparation_Natural Gas_Broiler_E4 | F4 | Commercial | College | New | Food Preparation | Natural Gas | Broiler | E4 | RVT BC Ratio | 0 | 0 | 0 | 0 | 0 | 0 | 0 | 0 | 0 | 0 | 0 | 0 | 0 | 0 | 0 | 0 | 0 | 0 | 0 | 0 | 0 | 0 | 0 | 0 | 0 | 0 | 0 | 0 | 0 | 0 | 0 | 0 | 0
F4_Commercial_College_New_Food Preparation_Natural Gas_Broiler_E5 | F4 | Commercial | College | New | Food Preparation | Natural Gas | Broiler | E5 | RVT BC Ratio | 0 | 0 | 0 | 0 | 0 | 0 | 0 | 0 | 0 | 0 | 0 | 0 | 0 | 0 | 0 | 0 | 0 | 0 | 0 | 0 | 0 | 0 | 0 | 0 | 0 | 0 | 0 | 0 | 0 | 0 | 0 | 0 | 0
F4_Commercial_College_New_Food Preparation_Natural Gas_Broiler_E6 | F4 | Commercial | College | New | Food Preparation | Natural Gas | Broiler | E6 | RVT BC Ratio | 0 | 0 | 0 | 0 | 0 | 0 | 0 | 0 | 0 | 0 | 0 | 0 | 0 | 0 | 0 | 0 | 0 | 0 | 0 | 0 | 0 | 0 | 0 | 0 | 0 | 0 | 0 | 0 | 0 | 0 | 0 | 0 | 0
F4_Commercial_College_New_Food Preparation_Natural Gas_Broiler_E7 | F4 | Commercial | College | New | Food Preparation | Natural Gas | Broiler | E7 | RVT BC Ratio | 0 | 0 | 0 | 0 | 0 | 0 | 0 | 0 | 0 | 0 | 0 | 0 | 0 | 0 | 0 | 0 | 0 | 0 | 0 | 0 | 0 | 0 | 0 | 0 | 0 | 0 | 0 | 0 | 0 | 0 | 0 | 0 | 0
F4_Commercial_College_New_Food Preparation_Natural Gas_Broiler_E8 | F4 | Commercial | College | New | Food Preparation | Natural Gas | Broiler | E8 | RVT BC Ratio | 0 | 0 | 0 | 0 | 0 | 0 | 0 | 0 | 0 | 0 | 0 | 0 | 0 | 0 | 0 | 0 | 0 | 0 | 0 | 0 | 0 | 0 | 0 | 0 | 0 | 0 | 0 | 0 | 0 | 0 | 0 | 0 | 0
F4_Commercial_College_New_Food Preparation_Natural Gas_Broiler_E9 | F4 | Commercial | College | New | Food Preparation | Natural Gas | Broiler | E9 | RVT BC Ratio | 0 | 0 | 0 | 0 | 0 | 0 | 0 | 0 | 0 | 0 | 0 | 0 | 0 | 0 | 0 | 0 | 0 | 0 | 0 | 0 | 0 | 0 | 0 | 0 | 0 | 0 | 0 | 0 | 0 | 0 | 0 | 0 | 0
F4_Commercial_College_New_Food Preparation_Natural Gas_Broiler_E10 | F4 | Commercial | College | New | Food Preparation | Natural Gas | Broiler | E10 | RVT BC Ratio | 0 | 0 | 0 | 0 | 0 | 0 | 0 | 0 | 0 | 0 | 0 | 0 | 0 | 0 | 0 | 0 | 0 | 0 | 0 | 0 | 0 | 0 | 0 | 0 | 0 | 0 | 0 | 0 | 0 | 0 | 0 | 0 | 0
F5_Commercial_College_New_Food Preparation_Natural Gas_Broiler_E1 | F5 | Commercial | College | New | Food Preparation | Natural Gas | Broiler | E1 | RIM BC Ratio | bar: 2019 to 2051
F5_Commercial_College_New_Food Preparation_Natural Gas_Broiler_E2 | F5 | Commercial | College | New | Food Preparation | Natural Gas | Broiler | E2 | RIM BC Ratio | 0.67999 | 0.68015 | 0.68084 | 0.6802 | 0.67987 | 0.68037 | 0.68156 | 0.68252 | 0.68367 | 0.68475 | 0.68584 | 0.68685 | 0.68791 | 0.689 | 0.69003 | 0.69107 | 0.69211 | 0.69321 | 0.69433 | 0.69547 | 0.69654 | 0.69761 | 0.69854 | 0.69947 | 0.70027 | 0.70095 | 0.70156 | 0.70208 | 0.70249 | 0.70282 | 0.703 | 0.70312 | 0.70312
F5_Commercial_College_New_Food Preparation_Natural Gas_Broiler_E3 | F5 | Commercial | College | New | Food Preparation | Natural Gas | Broiler | E3 | RIM BC Ratio | 0 | 0 | 0 | 0 | 0 | 0 | 0 | 0 | 0 | 0 | 0 | 0 | 0 | 0 | 0 | 0 | 0 | 0 | 0 | 0 | 0 | 0 | 0 | 0 | 0 | 0 | 0 | 0 | 0 | 0 | 0 | 0 | 0
F5_Commercial_College_New_Food Preparation_Natural Gas_Broiler_E4 | F5 | Commercial | College | New | Food Preparation | Natural Gas | Broiler | E4 | RIM BC Ratio | 0 | 0 | 0 | 0 | 0 | 0 | 0 | 0 | 0 | 0 | 0 | 0 | 0 | 0 | 0 | 0 | 0 | 0 | 0 | 0 | 0 | 0 | 0 | 0 | 0 | 0 | 0 | 0 | 0 | 0 | 0 | 0 | 0
F5_Commercial_College_New_Food Preparation_Natural Gas_Broiler_E5 | F5 | Commercial | College | New | Food Preparation | Natural Gas | Broiler | E5 | RIM BC Ratio | 0 | 0 | 0 | 0 | 0 | 0 | 0 | 0 | 0 | 0 | 0 | 0 | 0 | 0 | 0 | 0 | 0 | 0 | 0 | 0 | 0 | 0 | 0 | 0 | 0 | 0 | 0 | 0 | 0 | 0 | 0 | 0 | 0
F5_Commercial_College_New_Food Preparation_Natural Gas_Broiler_E6 | F5 | Commercial | College | New | Food Preparation | Natural Gas | Broiler | E6 | RIM BC Ratio | 0 | 0 | 0 | 0 | 0 | 0 | 0 | 0 | 0 | 0 | 0 | 0 | 0 | 0 | 0 | 0 | 0 | 0 | 0 | 0 | 0 | 0 | 0 | 0 | 0 | 0 | 0 | 0 | 0 | 0 | 0 | 0 | 0
F5_Commercial_College_New_Food Preparation_Natural Gas_Broiler_E7 | F5 | Commercial | College | New | Food Preparation | Natural Gas | Broiler | E7 | RIM BC Ratio | 0 | 0 | 0 | 0 | 0 | 0 | 0 | 0 | 0 | 0 | 0 | 0 | 0 | 0 | 0 | 0 | 0 | 0 | 0 | 0 | 0 | 0 | 0 | 0 | 0 | 0 | 0 | 0 | 0 | 0 | 0 | 0 | 0
F5_Commercial_College_New_Food Preparation_Natural Gas_Broiler_E8 | F5 | Commercial | College | New | Food Preparation | Natural Gas | Broiler | E8 | RIM BC Ratio | 0 | 0 | 0 | 0 | 0 | 0 | 0 | 0 | 0 | 0 | 0 | 0 | 0 | 0 | 0 | 0 | 0 | 0 | 0 | 0 | 0 | 0 | 0 | 0 | 0 | 0 | 0 | 0 | 0 | 0 | 0 | 0 | 0
F5_Commercial_College_New_Food Preparation_Natural Gas_Broiler_E9 | F5 | Commercial | College | New | Food Preparation | Natural Gas | Broiler | E9 | RIM BC Ratio | 0 | 0 | 0 | 0 | 0 | 0 | 0 | 0 | 0 | 0 | 0 | 0 | 0 | 0 | 0 | 0 | 0 | 0 | 0 | 0 | 0 | 0 | 0 | 0 | 0 | 0 | 0 | 0 | 0 | 0 | 0 | 0 | 0
F5_Commercial_College_New_Food Preparation_Natural Gas_Broiler_E10 | F5 | Commercial | College | New | Food Preparation | Natural Gas | Broiler | E10 | RIM BC Ratio | 0 | 0 | 0 | 0 | 0 | 0 | 0 | 0 | 0 | 0 | 0 | 0 | 0 | 0 | 0 | 0 | 0 | 0 | 0 | 0 | 0 | 0 | 0 | 0 | 0 | 0 | 0 | 0 | 0 | 0 | 0 | 0 | 0
F0_Commercial_College_New_Food Preparation_Natural Gas_Griddle_E0 | F0 | Commercial | College | New | Food Preparation | Natural Gas | Griddle | E0 | Economic Unit | ENERGY STAR | ENERGY STAR | ENERGY STAR | ENERGY STAR | ENERGY STAR | ENERGY STAR | ENERGY STAR | ENERGY STAR | ENERGY STAR | ENERGY STAR | ENERGY STAR | ENERGY STAR | ENERGY STAR | ENERGY STAR | ENERGY STAR | ENERGY STAR | ENERGY STAR | ENERGY STAR | ENERGY STAR | ENERGY STAR | ENERGY STAR | ENERGY STAR | ENERGY STAR | ENERGY STAR | ENERGY STAR | ENERGY STAR | ENERGY STAR | ENERGY STAR | ENERGY STAR | ENERGY STAR | ENERGY STAR | ENERGY STAR | ENERGY STAR
F1_Commercial_College_New_Food Preparation_Natural Gas_Griddle_E1 | F1 | Commercial | College | New | Food Preparation | Natural Gas | Griddle | E1 | CCE | 0 | 0 | 0 | 0 | 0 | 0 | 0 | 0 | 0 | 0 | 0 | 0 | 0 | 0 | 0 | 0 | 0 | 0 | 0 | 0 | 0 | 0 | 0 | 0 | 0 | 0 | 0 | 0 | 0 | 0 | 0 | 0 | 0
F1_Commercial_College_New_Food Preparation_Natural Gas_Griddle_E2 | F1 | Commercial | College | New | Food Preparation | Natural Gas | Griddle | E2 | CCE | 0.29693 | 0.30743 | 0.27597 | 0 | 0 | 0 | 0 | 0 | 0 | 0 | 0 | 0 | 0 | 0 | 0 | 0 | 0 | 0 | 0 | 0 | 0 | 0 | 0 | 0 | 0 | 0 | 0 | 0 | 0 | 0 | 0 | 0 | 0
F1_Commercial_College_New_Food Preparation_Natural Gas_Griddle_E3 | F1 | Commercial | College | New | Food Preparation | Natural Gas | Griddle | E3 | CCE | 0 | 0 | 0 | 0 | 0 | 0 | 0 | 0 | 0 | 0 | 0 | 0 | 0 | 0 | 0 | 0 | 0 | 0 | 0 | 0 | 0 | 0 | 0 | 0 | 0 | 0 | 0 | 0 | 0 | 0 | 0 | 0 | 0
F1_Commercial_College_New_Food Preparation_Natural Gas_Griddle_E4 | F1 | Commercial | College | New | Food Preparation | Natural Gas | Griddle | E4 | CCE | 0 | 0 | 0 | 0 | 0 | 0 | 0 | 0 | 0 | 0 | 0 | 0 | 0 | 0 | 0 | 0 | 0 | 0 | 0 | 0 | 0 | 0 | 0 | 0 | 0 | 0 | 0 | 0 | 0 | 0 | 0 | 0 | 0
F1_Commercial_College_New_Food Preparation_Natural Gas_Griddle_E5 | F1 | Commercial | College | New | Food Preparation | Natural Gas | Griddle | E5 | CCE | 0 | 0 | 0 | 0 | 0 | 0 | 0 | 0 | 0 | 0 | 0 | 0 | 0 | 0 | 0 | 0 | 0 | 0 | 0 | 0 | 0 | 0 | 0 | 0 | 0 | 0 | 0 | 0 | 0 | 0 | 0 | 0 | 0
F1_Commercial_College_New_Food Preparation_Natural Gas_Griddle_E6 | F1 | Commercial | College | New | Food Preparation | Natural Gas | Griddle | E6 | CCE | 0 | 0 | 0 | 0 | 0 | 0 | 0 | 0 | 0 | 0 | 0 | 0 | 0 | 0 | 0 | 0 | 0 | 0 | 0 | 0 | 0 | 0 | 0 | 0 | 0 | 0 | 0 | 0 | 0 | 0 | 0 | 0 | 0
F1_Commercial_College_New_Food Preparation_Natural Gas_Griddle_E7 | F1 | Commercial | College | New | Food Preparation | Natural Gas | Griddle | E7 | CCE | 0 | 0 | 0 | 0 | 0 | 0 | 0 | 0 | 0 | 0 | 0 | 0 | 0 | 0 | 0 | 0 | 0 | 0 | 0 | 0 | 0 | 0 | 0 | 0 | 0 | 0 | 0 | 0 | 0 | 0 | 0 | 0 | 0
F1_Commercial_College_New_Food Preparation_Natural Gas_Griddle_E8 | F1 | Commercial | College | New | Food Preparation | Natural Gas | Griddle | E8 | CCE | 0 | 0 | 0 | 0 | 0 | 0 | 0 | 0 | 0 | 0 | 0 | 0 | 0 | 0 | 0 | 0 | 0 | 0 | 0 | 0 | 0 | 0 | 0 | 0 | 0 | 0 | 0 | 0 | 0 | 0 | 0 | 0 | 0
F1_Commercial_College_New_Food Preparation_Natural Gas_Griddle_E9 | F1 | Commercial | College | New | Food Preparation | Natural Gas | Griddle | E9 | CCE | 0 | 0 | 0 | 0 | 0 | 0 | 0 | 0 | 0 | 0 | 0 | 0 | 0 | 0 | 0 | 0 | 0 | 0 | 0 | 0 | 0 | 0 | 0 | 0 | 0 | 0 | 0 | 0 | 0 | 0 | 0 | 0 | 0
F1_Commercial_College_New_Food Preparation_Natural Gas_Griddle_E10 | F1 | Commercial | College | New | Food Preparation | Natural Gas | Griddle | E10 | CCE | 0 | 0 | 0 | 0 | 0 | 0 | 0 | 0 | 0 | 0 | 0 | 0 | 0 | 0 | 0 | 0 | 0 | 0 | 0 | 0 | 0 | 0 | 0 | 0 | 0 | 0 | 0 | 0 | 0 | 0 | 0 | 0 | 0
F2_Commercial_College_New_Food Preparation_Natural Gas_Griddle_E1 | F2 | Commercial | College | New | Food Preparation | Natural Gas | Griddle | E1 | TRC BC Ratio | 1 | 1 | 1 | 0 | 0 | 0 | 0 | 0 | 0 | 0 | 0 | 0 | 0 | 0 | 0 | 0 | 0 | 0 | 0 | 0 | 0 | 0 | 0 | 0 | 0 | 0 | 0 | 0 | 0 | 0 | 0 | 0 | 0
F2_Commercial_College_New_Food Preparation_Natural Gas_Griddle_E2 | F2 | Commercial | College | New | Food Preparation | Natural Gas | Griddle | E2 | TRC BC Ratio | 5.5437 | 5.5508 | 5.5811 | 1 | 1 | 1 | 1 | 1 | 1 | 1 | 1 | 1 | 1 | 1 | 1 | 1 | 1 | 1 | 1 | 1 | 1 | 1 | 1 | 1 | 1 | 1 | 1 | 1 | 1 | 1 | 1 | 1 | 1
F2_Commercial_College_New_Food Preparation_Natural Gas_Griddle_E3 | F2 | Commercial | College | New | Food Preparation | Natural Gas | Griddle | E3 | TRC BC Ratio | 0 | 0 | 0 | 0 | 0 | 0 | 0 | 0 | 0 | 0 | 0 | 0 | 0 | 0 | 0 | 0 | 0 | 0 | 0 | 0 | 0 | 0 | 0 | 0 | 0 | 0 | 0 | 0 | 0 | 0 | 0 | 0 | 0
F2_Commercial_College_New_Food Preparation_Natural Gas_Griddle_E4 | F2 | Commercial | College | New | Food Preparation | Natural Gas | Griddle | E4 | TRC BC Ratio | 0 | 0 | 0 | 0 | 0 | 0 | 0 | 0 | 0 | 0 | 0 | 0 | 0 | 0 | 0 | 0 | 0 | 0 | 0 | 0 | 0 | 0 | 0 | 0 | 0 | 0 | 0 | 0 | 0 | 0 | 0 | 0 | 0
F2_Commercial_College_New_Food Preparation_Natural Gas_Griddle_E5 | F2 | Commercial | College | New | Food Preparation | Natural Gas | Griddle | E5 | TRC BC Ratio | 0 | 0 | 0 | 0 | 0 | 0 | 0 | 0 | 0 | 0 | 0 | 0 | 0 | 0 | 0 | 0 | 0 | 0 | 0 | 0 | 0 | 0 | 0 | 0 | 0 | 0 | 0 | 0 | 0 | 0 | 0 | 0 | 0
F2_Commercial_College_New_Food Preparation_Natural Gas_Griddle_E6 | F2 | Commercial | College | New | Food Preparation | Natural Gas | Griddle | E6 | TRC BC Ratio | 0 | 0 | 0 | 0 | 0 | 0 | 0 | 0 | 0 | 0 | 0 | 0 | 0 | 0 | 0 | 0 | 0 | 0 | 0 | 0 | 0 | 0 | 0 | 0 | 0 | 0 | 0 | 0 | 0 | 0 | 0 | 0 | 0
F2_Commercial_College_New_Food Preparation_Natural Gas_Griddle_E7 | F2 | Commercial | College | New | Food Preparation | Natural Gas | Griddle | E7 | TRC BC Ratio | 0 | 0 | 0 | 0 | 0 | 0 | 0 | 0 | 0 | 0 | 0 | 0 | 0 | 0 | 0 | 0 | 0 | 0 | 0 | 0 | 0 | 0 | 0 | 0 | 0 | 0 | 0 | 0 | 0 | 0 | 0 | 0 | 0
F2_Commercial_College_New_Food Preparation_Natural Gas_Griddle_E8 | F2 | Commercial | College | New | Food Preparation | Natural Gas | Griddle | E8 | TRC BC Ratio | 0 | 0 | 0 | 0 | 0 | 0 | 0 | 0 | 0 | 0 | 0 | 0 | 0 | 0 | 0 | 0 | 0 | 0 | 0 | 0 | 0 | 0 | 0 | 0 | 0 | 0 | 0 | 0 | 0 | 0 | 0 | 0 | 0
F2_Commercial_College_New_Food Preparation_Natural Gas_Griddle_E9 | F2 | Commercial | College | New | Food Preparation | Natural Gas | Griddle | E9 | TRC BC Ratio | 0 | 0 | 0 | 0 | 0 | 0 | 0 | 0 | 0 | 0 | 0 | 0 | 0 | 0 | 0 | 0 | 0 | 0 | 0 | 0 | 0 | 0 | 0 | 0 | 0 | 0 | 0 | 0 | 0 | 0 | 0 | 0 | 0
F2_Commercial_College_New_Food Preparation_Natural Gas_Griddle_E10 | F2 | Commercial | College | New | Food Preparation | Natural Gas | Griddle | E10 | TRC BC Ratio | 0 | 0 | 0 | 0 | 0 | 0 | 0 | 0 | 0 | 0 | 0 | 0 | 0 | 0 | 0 | 0 | 0 | 0 | 0 | 0 | 0 | 0 | 0 | 0 | 0 | 0 | 0 | 0 | 0 | 0 | 0 | 0 | 0
F3_Commercial_College_New_Food Preparation_Natural Gas_Griddle_E1 | F3 | Commercial | College | New | Food Preparation | Natural Gas | Griddle | E1 | PACT BC Ratio | 1 | 1 | 1 | 0 | 0 | 0 | 0 | 0 | 0 | 0 | 0 | 0 | 0 | 0 | 0 | 0 | 0 | 0 | 0 | 0 | 0 | 0 | 0 | 0 | 0 | 0 | 0 | 0 | 0 | 0 | 0 | 0 | 0
F3_Commercial_College_New_Food Preparation_Natural Gas_Griddle_E2 | F3 | Commercial | College | New | Food Preparation | Natural Gas | Griddle | E2 | PACT BC Ratio | 7.3916 | 7.4011 | 7.4415 | 1 | 1 | 1 | 1 | 1 | 1 | 1 | 1 | 1 | 1 | 1 | 1 | 1 | 1 | 1 | 1 | 1 | 1 | 1 | 1 | 1 | 1 | 1 | 1 | 1 | 1 | 1 | 1 | 1 | 1
F3_Commercial_College_New_Food Preparation_Natural Gas_Griddle_E3 | F3 | Commercial | College | New | Food Preparation | Natural Gas | Griddle | E3 | PACT BC Ratio | 0 | 0 | 0 | 0 | 0 | 0 | 0 | 0 | 0 | 0 | 0 | 0 | 0 | 0 | 0 | 0 | 0 | 0 | 0 | 0 | 0 | 0 | 0 | 0 | 0 | 0 | 0 | 0 | 0 | 0 | 0 | 0 | 0
F3_Commercial_College_New_Food Preparation_Natural Gas_Griddle_E4 | F3 | Commercial | College | New | Food Preparation | Natural Gas | Griddle | E4 | PACT BC Ratio | 0 | 0 | 0 | 0 | 0 | 0 | 0 | 0 | 0 | 0 | 0 | 0 | 0 | 0 | 0 | 0 | 0 | 0 | 0 | 0 | 0 | 0 | 0 | 0 | 0 | 0 | 0 | 0 | 0 | 0 | 0 | 0 | 0
F3_Commercial_College_New_Food Preparation_Natural Gas_Griddle_E5 | F3 | Commercial | College | New | Food Preparation | Natural Gas | Griddle | E5 | PACT BC Ratio | 0 | 0 | 0 | 0 | 0 | 0 | 0 | 0 | 0 | 0 | 0 | 0 | 0 | 0 | 0 | 0 | 0 | 0 | 0 | 0 | 0 | 0 | 0 | 0 | 0 | 0 | 0 | 0 | 0 | 0 | 0 | 0 | 0
F3_Commercial_College_New_Food Preparation_Natural Gas_Griddle_E6 | F3 | Commercial | College | New | Food Preparation | Natural Gas | Griddle | E6 | PACT BC Ratio | 0 | 0 | 0 | 0 | 0 | 0 | 0 | 0 | 0 | 0 | 0 | 0 | 0 | 0 | 0 | 0 | 0 | 0 | 0 | 0 | 0 | 0 | 0 | 0 | 0 | 0 | 0 | 0 | 0 | 0 | 0 | 0 | 0
F3_Commercial_College_New_Food Preparation_Natural Gas_Griddle_E7 | F3 | Commercial | College | New | Food Preparation | Natural Gas | Griddle | E7 | PACT BC Ratio | 0 | 0 | 0 | 0 | 0 | 0 | 0 | 0 | 0 | 0 | 0 | 0 | 0 | 0 | 0 | 0 | 0 | 0 | 0 | 0 | 0 | 0 | 0 | 0 | 0 | 0 | 0 | 0 | 0 | 0 | 0 | 0 | 0
F3_Commercial_College_New_Food Preparation_Natural Gas_Griddle_E8 | F3 | Commercial | College | New | Food Preparation | Natural Gas | Griddle | E8 | PACT BC Ratio | 0 | 0 | 0 | 0 | 0 | 0 | 0 | 0 | 0 | 0 | 0 | 0 | 0 | 0 | 0 | 0 | 0 | 0 | 0 | 0 | 0 | 0 | 0 | 0 | 0 | 0 | 0 | 0 | 0 | 0 | 0 | 0 | 0
F3_Commercial_College_New_Food Preparation_Natural Gas_Griddle_E9 | F3 | Commercial | College | New | Food Preparation | Natural Gas | Griddle | E9 | PACT BC Ratio | 0 | 0 | 0 | 0 | 0 | 0 | 0 | 0 | 0 | 0 | 0 | 0 | 0 | 0 | 0 | 0 | 0 | 0 | 0 | 0 | 0 | 0 | 0 | 0 | 0 | 0 | 0 | 0 | 0 | 0 | 0 | 0 | 0
F3_Commercial_College_New_Food Preparation_Natural Gas_Griddle_E10 | F3 | Commercial | College | New | Food Preparation | Natural Gas | Griddle | E10 | PACT BC Ratio | 0 | 0 | 0 | 0 | 0 | 0 | 0 | 0 | 0 | 0 | 0 | 0 | 0 | 0 | 0 | 0 | 0 | 0 | 0 | 0 | 0 | 0 | 0 | 0 | 0 | 0 | 0 | 0 | 0 | 0 | 0 | 0 | 0
F4_Commercial_College_New_Food Preparation_Natural Gas_Griddle_E1 | F4 | Commercial | College | New | Food Preparation | Natural Gas | Griddle | E1 | RVT BC Ratio | 1 | 1 | 1 | 0 | 0 | 0 | 0 | 0 | 0 | 0 | 0 | 0 | 0 | 0 | 0 | 0 | 0 | 0 | 0 | 0 | 0 | 0 | 0 | 0 | 0 | 0 | 0 | 0 | 0 | 0 | 0 | 0 | 0
F4_Commercial_College_New_Food Preparation_Natural Gas_Griddle_E2 | F4 | Commercial | College | New | Food Preparation | Natural Gas | Griddle | E2 | RVT BC Ratio | 8.6701 | 8.6803 | 8.7239 | 1 | 1 | 1 | 1 | 1 | 1 | 1 | 1 | 1 | 1 | 1 | 1 | 1 | 1 | 1 | 1 | 1 | 1 | 1 | 1 | 1 | 1 | 1 | 1 | 1 | 1 | 1 | 1 | 1 | 1
F4_Commercial_College_New_Food Preparation_Natural Gas_Griddle_E3 | F4 | Commercial | College | New | Food Preparation | Natural Gas | Griddle | E3 | RVT BC Ratio | 0 | 0 | 0 | 0 | 0 | 0 | 0 | 0 | 0 | 0 | 0 | 0 | 0 | 0 | 0 | 0 | 0 | 0 | 0 | 0 | 0 | 0 | 0 | 0 | 0 | 0 | 0 | 0 | 0 | 0 | 0 | 0 | 0
F4_Commercial_College_New_Food Preparation_Natural Gas_Griddle_E4 | F4 | Commercial | College | New | Food Preparation | Natural Gas | Griddle | E4 | RVT BC Ratio | 0 | 0 | 0 | 0 | 0 | 0 | 0 | 0 | 0 | 0 | 0 | 0 | 0 | 0 | 0 | 0 | 0 | 0 | 0 | 0 | 0 | 0 | 0 | 0 | 0 | 0 | 0 | 0 | 0 | 0 | 0 | 0 | 0
F4_Commercial_College_New_Food Preparation_Natural Gas_Griddle_E5 | F4 | Commercial | College | New | Food Preparation | Natural Gas | Griddle | E5 | RVT BC Ratio | 0 | 0 | 0 | 0 | 0 | 0 | 0 | 0 | 0 | 0 | 0 | 0 | 0 | 0 | 0 | 0 | 0 | 0 | 0 | 0 | 0 | 0 | 0 | 0 | 0 | 0 | 0 | 0 | 0 | 0 | 0 | 0 | 0
F4_Commercial_College_New_Food Preparation_Natural Gas_Griddle_E6 | F4 | Commercial | College | New | Food Preparation | Natural Gas | Griddle | E6 | RVT BC Ratio | 0 | 0 | 0 | 0 | 0 | 0 | 0 | 0 | 0 | 0 | 0 | 0 | 0 | 0 | 0 | 0 | 0 | 0 | 0 | 0 | 0 | 0 | 0 | 0 | 0 | 0 | 0 | 0 | 0 | 0 | 0 | 0 | 0
F4_Commercial_College_New_Food Preparation_Natural Gas_Griddle_E7 | F4 | Commercial | College | New | Food Preparation | Natural Gas | Griddle | E7 | RVT BC Ratio | 0 | 0 | 0 | 0 | 0 | 0 | 0 | 0 | 0 | 0 | 0 | 0 | 0 | 0 | 0 | 0 | 0 | 0 | 0 | 0 | 0 | 0 | 0 | 0 | 0 | 0 | 0 | 0 | 0 | 0 | 0 | 0 | 0
F4_Commercial_College_New_Food Preparation_Natural Gas_Griddle_E8 | F4 | Commercial | College | New | Food Preparation | Natural Gas | Griddle | E8 | RVT BC Ratio | 0 | 0 | 0 | 0 | 0 | 0 | 0 | 0 | 0 | 0 | 0 | 0 | 0 | 0 | 0 | 0 | 0 | 0 | 0 | 0 | 0 | 0 | 0 | 0 | 0 | 0 | 0 | 0 | 0 | 0 | 0 | 0 | 0
F4_Commercial_College_New_Food Preparation_Natural Gas_Griddle_E9 | F4 | Commercial | College | New | Food Preparation | Natural Gas | Griddle | E9 | RVT BC Ratio | 0 | 0 | 0 | 0 | 0 | 0 | 0 | 0 | 0 | 0 | 0 | 0 | 0 | 0 | 0 | 0 | 0 | 0 | 0 | 0 | 0 | 0 | 0 | 0 | 0 | 0 | 0 | 0 | 0 | 0 | 0 | 0 | 0
F4_Commercial_College_New_Food Preparation_Natural Gas_Griddle_E10 | F4 | Commercial | College | New | Food Preparation | Natural Gas | Griddle | E10 | RVT BC Ratio | 0 | 0 | 0 | 0 | 0 | 0 | 0 | 0 | 0 | 0 | 0 | 0 | 0 | 0 | 0 | 0 | 0 | 0 | 0 | 0 | 0 | 0 | 0 | 0 | 0 | 0 | 0 | 0 | 0 | 0 | 0 | 0 | 0
F5_Commercial_College_New_Food Preparation_Natural Gas_Griddle_E1 | F5 | Commercial | College | New | Food Preparation | Natural Gas | Griddle | E1 | RIM BC Ratio | 1 | 1 | 1 | 0 | 0 | 0 | 0 | 0 | 0 | 0 | 0 | 0 | 0 | 0 | 0 | 0 | 0 | 0 | 0 | 0 | 0 | 0 | 0 | 0 | 0 | 0 | 0 | 0 | 0 | 0 | 0 | 0 | 0
F5_Commercial_College_New_Food Preparation_Natural Gas_Griddle_E2 | F5 | Commercial | College | New | Food Preparation | Natural Gas | Griddle | E2 | RIM BC Ratio | 0.74999 | 0.75009 | 0.7505 | 1 | 1 | 1 | 1 | 1 | 1 | 1 | 1 | 1 | 1 | 1 | 1 | 1 | 1 | 1 | 1 | 1 | 1 | 1 | 1 | 1 | 1 | 1 | 1 | 1 | 1 | 1 | 1 | 1 | 1
F5_Commercial_College_New_Food Preparation_Natural Gas_Griddle_E3 | F5 | Commercial | College | New | Food Preparation | Natural Gas | Griddle | E3 | RIM BC Ratio | 0 | 0 | 0 | 0 | 0 | 0 | 0 | 0 | 0 | 0 | 0 | 0 | 0 | 0 | 0 | 0 | 0 | 0 | 0 | 0 | 0 | 0 | 0 | 0 | 0 | 0 | 0 | 0 | 0 | 0 | 0 | 0 | 0
F5_Commercial_College_New_Food Preparation_Natural Gas_Griddle_E4 | F5 | Commercial | College | New | Food Preparation | Natural Gas | Griddle | E4 | RIM BC Ratio | 0 | 0 | 0 | 0 | 0 | 0 | 0 | 0 | 0 | 0 | 0 | 0 | 0 | 0 | 0 | 0 | 0 | 0 | 0 | 0 | 0 | 0 | 0 | 0 | 0 | 0 | 0 | 0 | 0 | 0 | 0 | 0 | 0
F5_Commercial_College_New_Food Preparation_Natural Gas_Griddle_E5 | F5 | Commercial | College | New | Food Preparation | Natural Gas | Griddle | E5 | RIM BC Ratio | 0 | 0 | 0 | 0 | 0 | 0 | 0 | 0 | 0 | 0 | 0 | 0 | 0 | 0 | 0 | 0 | 0 | 0 | 0 | 0 | 0 | 0 | 0 | 0 | 0 | 0 | 0 | 0 | 0 | 0 | 0 | 0 | 0
F5_Commercial_College_New_Food Preparation_Natural Gas_Griddle_E6 | F5 | Commercial | College | New | Food Preparation | Natural Gas | Griddle | E6 | RIM BC Ratio | 0 | 0 | 0 | 0 | 0 | 0 | 0 | 0 | 0 | 0 | 0 | 0 | 0 | 0 | 0 | 0 | 0 | 0 | 0 | 0 | 0 | 0 | 0 | 0 | 0 | 0 | 0 | 0 | 0 | 0 | 0 | 0 | 0
F5_Commercial_College_New_Food Preparation_Natural Gas_Griddle_E7 | F5 | Commercial | College | New | Food Preparation | Natural Gas | Griddle | E7 | RIM BC Ratio | 0 | 0 | 0 | 0 | 0 | 0 | 0 | 0 | 0 | 0 | 0 | 0 | 0 | 0 | 0 | 0 | 0 | 0 | 0 | 0 | 0 | 0 | 0 | 0 | 0 | 0 | 0 | 0 | 0 | 0 | 0 | 0 | 0
F5_Commercial_College_New_Food Preparation_Natural Gas_Griddle_E8 | F5 | Commercial | College | New | Food Preparation | Natural Gas | Griddle | E8 | RIM BC Ratio | 0 | 0 | 0 | 0 | 0 | 0 | 0 | 0 | 0 | 0 | 0 | 0 | 0 | 0 | 0 | 0 | 0 | 0 | 0 | 0 | 0 | 0 | 0 | 0 | 0 | 0 | 0 | 0 | 0 | 0 | 0 | 0 | 0
F5_Commercial_College_New_Food Preparation_Natural Gas_Griddle_E9 | F5 | Commercial | College | New | Food Preparation | Natural Gas | Griddle | E9 | RIM BC Ratio | 0 | 0 | 0 | 0 | 0 | 0 | 0 | 0 | 0 | 0 | 0 | 0 | 0 | 0 | 0 | 0 | 0 | 0 | 0 | 0 | 0 | 0 | 0 | 0 | 0 | 0 | 0 | 0 | 0 | 0 | 0 | 0 | 0
F5_Commercial_College_New_Food Preparation_Natural Gas_Griddle_E10 | F5 | Commercial | College | New | Food Preparation | Natural Gas | Griddle | E10 | RIM BC Ratio | 0 | 0 | 0 | 0 | 0 | 0 | 0 | 0 | 0 | 0 | 0 | 0 | 0 | 0 | 0 | 0 | 0 | 0 | 0 | 0 | 0 | 0 | 0 | 0 | 0 | 0 | 0 | 0 | 0 | 0 | 0 | 0 | 0
F0_Commercial_College_New_Food Preparation_Natural Gas_Range_E0 | F0 | Commercial | College | New | Food Preparation | Natural Gas | Range | E0 | Economic Unit | High Efficiency | High Efficiency | High Efficiency | High Efficiency | High Efficiency | High Efficiency | High Efficiency | High Efficiency | High Efficiency | High Efficiency | High Efficiency | High Efficiency | High Efficiency | High Efficiency | High Efficiency | High Efficiency | High Efficiency | High Efficiency | High Efficiency | High Efficiency | High Efficiency | High Efficiency | High Efficiency | High Efficiency | High Efficiency | High Efficiency | High Efficiency | High Efficiency | High Efficiency | High Efficiency | High Efficiency | High Efficiency | High Efficiency
F1_Commercial_College_New_Food Preparation_Natural Gas_Range_E1 | F1 | Commercial | College | New | Food Preparation | Natural Gas | Range | E1 | CCE | 0 | 0 | 0 | 0 | 0 | 0 | 0 | 0 | 0 | 0 | 0 | 0 | 0 | 0 | 0 | 0 | 0 | 0 | 0 | 0 | 0 | 0 | 0 | 0 | 0 | 0 | 0 | 0 | 0 | 0 | 0 | 0 | 0
F1_Commercial_College_New_Food Preparation_Natural Gas_Range_E2 | F1 | Commercial | College | New | Food Preparation | Natural Gas | Range | E2 | CCE | 0.00050763 | 0.00052557 | 0.00047179 | 0.00048064 | 0.00048064 | 0.00048064 | 0.00048064 | 0.00048064 | 0.00048064 | 0.00048064 | 0.00048064 | 0.00048064 | 0.00048064 | 0.00048064 | 0.00048064 | 0.00048064 | 0.00048064 | 0.00048064 | 0.00048064 | 0.00048064 | 0.00048064 | 0.00048064 | 0.00048064 | 0.00048064 | 0.00048064 | 0.00048064 | 0.00048064 | 0.00048064 | 0.00048064 | 0.00048064 | 0.00048064 | 0.00048064 | 0.00048064
F1_Commercial_College_New_Food Preparation_Natural Gas_Range_E3 | F1 | Commercial | College | New | Food Preparation | Natural Gas | Range | E3 | CCE | 0 | 0 | 0 | 0 | 0 | 0 | 0 | 0 | 0 | 0 | 0 | 0 | 0 | 0 | 0 | 0 | 0 | 0 | 0 | 0 | 0 | 0 | 0 | 0 | 0 | 0 | 0 | 0 | 0 | 0 | 0 | 0 | 0
F1_Commercial_College_New_Food Preparation_Natural Gas_Range_E4 | F1 | Commercial | College | New | Food Preparation | Natural Gas | Range | E4 | CCE | 0 | 0 | 0 | 0 | 0 | 0 | 0 | 0 | 0 | 0 | 0 | 0 | 0 | 0 | 0 | 0 | 0 | 0 | 0 | 0 | 0 | 0 | 0 | 0 | 0 | 0 | 0 | 0 | 0 | 0 | 0 | 0 | 0
F1_Commercial_College_New_Food Preparation_Natural Gas_Range_E5 | F1 | Commercial | College | New | Food Preparation | Natural Gas | Range | E5 | CCE | 0 | 0 | 0 | 0 | 0 | 0 | 0 | 0 | 0 | 0 | 0 | 0 | 0 | 0 | 0 | 0 | 0 | 0 | 0 | 0 | 0 | 0 | 0 | 0 | 0 | 0 | 0 | 0 | 0 | 0 | 0 | 0 | 0
F1_Commercial_College_New_Food Preparation_Natural Gas_Range_E6 | F1 | Commercial | College | New | Food Preparation | Natural Gas | Range | E6 | CCE | 0 | 0 | 0 | 0 | 0 | 0 | 0 | 0 | 0 | 0 | 0 | 0 | 0 | 0 | 0 | 0 | 0 | 0 | 0 | 0 | 0 | 0 | 0 | 0 | 0 | 0 | 0 | 0 | 0 | 0 | 0 | 0 | 0
F1_Commercial_College_New_Food Preparation_Natural Gas_Range_E7 | F1 | Commercial | College | New | Food Preparation | Natural Gas | Range | E7 | CCE | 0 | 0 | 0 | 0 | 0 | 0 | 0 | 0 | 0 | 0 | 0 | 0 | 0 | 0 | 0 | 0 | 0 | 0 | 0 | 0 | 0 | 0 | 0 | 0 | 0 | 0 | 0 | 0 | 0 | 0 | 0 | 0 | 0
F1_Commercial_College_New_Food Preparation_Natural Gas_Range_E8 | F1 | Commercial | College | New | Food Preparation | Natural Gas | Range | E8 | CCE | 0 | 0 | 0 | 0 | 0 | 0 | 0 | 0 | 0 | 0 | 0 | 0 | 0 | 0 | 0 | 0 | 0 | 0 | 0 | 0 | 0 | 0 | 0 | 0 | 0 | 0 | 0 | 0 | 0 | 0 | 0 | 0 | 0
F1_Commercial_College_New_Food Preparation_Natural Gas_Range_E9 | F1 | Commercial | College | New | Food Preparation | Natural Gas | Range | E9 | CCE | 0 | 0 | 0 | 0 | 0 | 0 | 0 | 0 | 0 | 0 | 0 | 0 | 0 | 0 | 0 | 0 | 0 | 0 | 0 | 0 | 0 | 0 | 0 | 0 | 0 | 0 | 0 | 0 | 0 | 0 | 0 | 0 | 0
F1_Commercial_College_New_Food Preparation_Natural Gas_Range_E10 | F1 | Commercial | College | New | Food Preparation | Natural Gas | Range | E10 | CCE | 0 | 0 | 0 | 0 | 0 | 0 | 0 | 0 | 0 | 0 | 0 | 0 | 0 | 0 | 0 | 0 | 0 | 0 | 0 | 0 | 0 | 0 | 0 | 0 | 0 | 0 | 0 | 0 | 0 | 0 | 0 | 0 | 0
F2_Commercial_College_New_Food Preparation_Natural Gas_Range_E1 | F2 | Commercial | College | New | Food Preparation | Natural Gas | Range | E1 | TRC BC Ratio | bar: 2019 to 2051
F2_Commercial_College_New_Food Preparation_Natural Gas_Range_E2 | F2 | Commercial | College | New | Food Preparation | Natural Gas | Range | E2 | TRC BC Ratio | 3238.1763 | 3237.6638 | 3253.2359 | 3229.2965 | 3214.742 | 3225.333 | 3257.2017 | 3282.3529 | 3313.5879 | 3343.0653 | 3372.7037 | 3399.9187 | 3429.0969 | 3459.5906 | 3488.7267 | 3518.3834 | 3548.5216 | 3581.2716 | 3615.4555 | 3651.453 | 3686.9037 | 3723.9437 | 3758.1113 | 3793.4744 | 3824.7719 | 3851.8132 | 3876.4326 | 3897.6637 | 3914.2981 | 3927.934 | 3935.3605 | 3940.3394 | 3940.3394
F2_Commercial_College_New_Food Preparation_Natural Gas_Range_E3 | F2 | Commercial | College | New | Food Preparation | Natural Gas | Range | E3 | TRC BC Ratio | 0 | 0 | 0 | 0 | 0 | 0 | 0 | 0 | 0 | 0 | 0 | 0 | 0 | 0 | 0 | 0 | 0 | 0 | 0 | 0 | 0 | 0 | 0 | 0 | 0 | 0 | 0 | 0 | 0 | 0 | 0 | 0 | 0
F2_Commercial_College_New_Food Preparation_Natural Gas_Range_E4 | F2 | Commercial | College | New | Food Preparation | Natural Gas | Range | E4 | TRC BC Ratio | 0 | 0 | 0 | 0 | 0 | 0 | 0 | 0 | 0 | 0 | 0 | 0 | 0 | 0 | 0 | 0 | 0 | 0 | 0 | 0 | 0 | 0 | 0 | 0 | 0 | 0 | 0 | 0 | 0 | 0 | 0 | 0 | 0
F2_Commercial_College_New_Food Preparation_Natural Gas_Range_E5 | F2 | Commercial | College | New | Food Preparation | Natural Gas | Range | E5 | TRC BC Ratio | 0 | 0 | 0 | 0 | 0 | 0 | 0 | 0 | 0 | 0 | 0 | 0 | 0 | 0 | 0 | 0 | 0 | 0 | 0 | 0 | 0 | 0 | 0 | 0 | 0 | 0 | 0 | 0 | 0 | 0 | 0 | 0 | 0
F2_Commercial_College_New_Food Preparation_Natural Gas_Range_E6 | F2 | Commercial | College | New | Food Preparation | Natural Gas | Range | E6 | TRC BC Ratio | 0 | 0 | 0 | 0 | 0 | 0 | 0 | 0 | 0 | 0 | 0 | 0 | 0 | 0 | 0 | 0 | 0 | 0 | 0 | 0 | 0 | 0 | 0 | 0 | 0 | 0 | 0 | 0 | 0 | 0 | 0 | 0 | 0
F2_Commercial_College_New_Food Preparation_Natural Gas_Range_E7 | F2 | Commercial | College | New | Food Preparation | Natural Gas | Range | E7 | TRC BC Ratio | 0 | 0 | 0 | 0 | 0 | 0 | 0 | 0 | 0 | 0 | 0 | 0 | 0 | 0 | 0 | 0 | 0 | 0 | 0 | 0 | 0 | 0 | 0 | 0 | 0 | 0 | 0 | 0 | 0 | 0 | 0 | 0 | 0
F2_Commercial_College_New_Food Preparation_Natural Gas_Range_E8 | F2 | Commercial | College | New | Food Preparation | Natural Gas | Range | E8 | TRC BC Ratio | 0 | 0 | 0 | 0 | 0 | 0 | 0 | 0 | 0 | 0 | 0 | 0 | 0 | 0 | 0 | 0 | 0 | 0 | 0 | 0 | 0 | 0 | 0 | 0 | 0 | 0 | 0 | 0 | 0 | 0 | 0 | 0 | 0
F2_Commercial_College_New_Food Preparation_Natural Gas_Range_E9 | F2 | Commercial | College | New | Food Preparation | Natural Gas | Range | E9 | TRC BC Ratio | 0 | 0 | 0 | 0 | 0 | 0 | 0 | 0 | 0 | 0 | 0 | 0 | 0 | 0 | 0 | 0 | 0 | 0 | 0 | 0 | 0 | 0 | 0 | 0 | 0 | 0 | 0 | 0 | 0 | 0 | 0 | 0 | 0
F2_Commercial_College_New_Food Preparation_Natural Gas_Range_E10 | F2 | Commercial | College | New | Food Preparation | Natural Gas | Range | E10 | TRC BC Ratio | 0 | 0 | 0 | 0 | 0 | 0 | 0 | 0 | 0 | 0 | 0 | 0 | 0 | 0 | 0 | 0 | 0 | 0 | 0 | 0 | 0 | 0 | 0 | 0 | 0 | 0 | 0 | 0 | 0 | 0 | 0 | 0 | 0
F3_Commercial_College_New_Food Preparation_Natural Gas_Range_E1 | F3 | Commercial | College | New | Food Preparation | Natural Gas | Range | E1 | PACT BC Ratio | bar: 2019 to 2051
F3_Commercial_College_New_Food Preparation_Natural Gas_Range_E2 | F3 | Commercial | College | New | Food Preparation | Natural Gas | Range | E2 | PACT BC Ratio | 4317.5684 | 4316.8851 | 4337.6479 | 4305.7287 | 4286.3226 | 4300.444 | 4342.9357 | 4376.4705 | 4418.1173 | 4457.4204 | 4496.9383 | 4533.2249 | 4572.1292 | 4612.7875 | 4651.6356 | 4691.1778 | 4731.3622 | 4775.0288 | 4820.6073 | 4868.604 | 4915.8716 | 4965.2582 | 5010.815 | 5057.9659 | 5099.6959 | 5135.7509 | 5168.5769 | 5196.8849 | 5219.0641 | 5237.2453 | 5247.1473 | 5253.7859 | 5253.7859
F3_Commercial_College_New_Food Preparation_Natural Gas_Range_E3 | F3 | Commercial | College | New | Food Preparation | Natural Gas | Range | E3 | PACT BC Ratio | 0 | 0 | 0 | 0 | 0 | 0 | 0 | 0 | 0 | 0 | 0 | 0 | 0 | 0 | 0 | 0 | 0 | 0 | 0 | 0 | 0 | 0 | 0 | 0 | 0 | 0 | 0 | 0 | 0 | 0 | 0 | 0 | 0
F3_Commercial_College_New_Food Preparation_Natural Gas_Range_E4 | F3 | Commercial | College | New | Food Preparation | Natural Gas | Range | E4 | PACT BC Ratio | 0 | 0 | 0 | 0 | 0 | 0 | 0 | 0 | 0 | 0 | 0 | 0 | 0 | 0 | 0 | 0 | 0 | 0 | 0 | 0 | 0 | 0 | 0 | 0 | 0 | 0 | 0 | 0 | 0 | 0 | 0 | 0 | 0
F3_Commercial_College_New_Food Preparation_Natural Gas_Range_E5 | F3 | Commercial | College | New | Food Preparation | Natural Gas | Range | E5 | PACT BC Ratio | 0 | 0 | 0 | 0 | 0 | 0 | 0 | 0 | 0 | 0 | 0 | 0 | 0 | 0 | 0 | 0 | 0 | 0 | 0 | 0 | 0 | 0 | 0 | 0 | 0 | 0 | 0 | 0 | 0 | 0 | 0 | 0 | 0
F3_Commercial_College_New_Food Preparation_Natural Gas_Range_E6 | F3 | Commercial | College | New | Food Preparation | Natural Gas | Range | E6 | PACT BC Ratio | 0 | 0 | 0 | 0 | 0 | 0 | 0 | 0 | 0 | 0 | 0 | 0 | 0 | 0 | 0 | 0 | 0 | 0 | 0 | 0 | 0 | 0 | 0 | 0 | 0 | 0 | 0 | 0 | 0 | 0 | 0 | 0 | 0
F3_Commercial_College_New_Food Preparation_Natural Gas_Range_E7 | F3 | Commercial | College | New | Food Preparation | Natural Gas | Range | E7 | PACT BC Ratio | 0 | 0 | 0 | 0 | 0 | 0 | 0 | 0 | 0 | 0 | 0 | 0 | 0 | 0 | 0 | 0 | 0 | 0 | 0 | 0 | 0 | 0 | 0 | 0 | 0 | 0 | 0 | 0 | 0 | 0 | 0 | 0 | 0
F3_Commercial_College_New_Food Preparation_Natural Gas_Range_E8 | F3 | Commercial | College | New | Food Preparation | Natural Gas | Range | E8 | PACT BC Ratio | 0 | 0 | 0 | 0 | 0 | 0 | 0 | 0 | 0 | 0 | 0 | 0 | 0 | 0 | 0 | 0 | 0 | 0 | 0 | 0 | 0 | 0 | 0 | 0 | 0 | 0 | 0 | 0 | 0 | 0 | 0 | 0 | 0
F3_Commercial_College_New_Food Preparation_Natural Gas_Range_E9 | F3 | Commercial | College | New | Food Preparation | Natural Gas | Range | E9 | PACT BC Ratio | 0 | 0 | 0 | 0 | 0 | 0 | 0 | 0 | 0 | 0 | 0 | 0 | 0 | 0 | 0 | 0 | 0 | 0 | 0 | 0 | 0 | 0 | 0 | 0 | 0 | 0 | 0 | 0 | 0 | 0 | 0 | 0 | 0
F3_Commercial_College_New_Food Preparation_Natural Gas_Range_E10 | F3 | Commercial | College | New | Food Preparation | Natural Gas | Range | E10 | PACT BC Ratio | 0 | 0 | 0 | 0 | 0 | 0 | 0 | 0 | 0 | 0 | 0 | 0 | 0 | 0 | 0 | 0 | 0 | 0 | 0 | 0 | 0 | 0 | 0 | 0 | 0 | 0 | 0 | 0 | 0 | 0 | 0 | 0 | 0
F4_Commercial_College_New_Food Preparation_Natural Gas_Range_E1 | F4 | Commercial | College | New | Food Preparation | Natural Gas | Range | E1 | RVT BC Ratio | bar: 2019 to 2051
F4_Commercial_College_New_Food Preparation_Natural Gas_Range_E2 | F4 | Commercial | College | New | Food Preparation | Natural Gas | Range | E2 | RVT BC Ratio | 4656.1553 | 4655.4185 | 4677.8062 | 4643.389 | 4622.4643 | 4637.6907 | 4683.5078 | 4719.667 | 4764.573 | 4806.9519 | 4849.5624 | 4888.6888 | 4930.6377 | 4974.4778 | 5016.3662 | 5059.0029 | 5102.332 | 5149.4159 | 5198.5613 | 5250.3142 | 5301.2809 | 5354.5324 | 5403.6544 | 5454.4953 | 5499.491 | 5538.3676 | 5573.7625 | 5604.2859 | 5628.2008 | 5647.8049 | 5658.4818 | 5665.6399 | 5665.6399
F4_Commercial_College_New_Food Preparation_Natural Gas_Range_E3 | F4 | Commercial | College | New | Food Preparation | Natural Gas | Range | E3 | RVT BC Ratio | 0 | 0 | 0 | 0 | 0 | 0 | 0 | 0 | 0 | 0 | 0 | 0 | 0 | 0 | 0 | 0 | 0 | 0 | 0 | 0 | 0 | 0 | 0 | 0 | 0 | 0 | 0 | 0 | 0 | 0 | 0 | 0 | 0
F4_Commercial_College_New_Food Preparation_Natural Gas_Range_E4 | F4 | Commercial | College | New | Food Preparation | Natural Gas | Range | E4 | RVT BC Ratio | 0 | 0 | 0 | 0 | 0 | 0 | 0 | 0 | 0 | 0 | 0 | 0 | 0 | 0 | 0 | 0 | 0 | 0 | 0 | 0 | 0 | 0 | 0 | 0 | 0 | 0 | 0 | 0 | 0 | 0 | 0 | 0 | 0
F4_Commercial_College_New_Food Preparation_Natural Gas_Range_E5 | F4 | Commercial | College | New | Food Preparation | Natural Gas | Range | E5 | RVT BC Ratio | 0 | 0 | 0 | 0 | 0 | 0 | 0 | 0 | 0 | 0 | 0 | 0 | 0 | 0 | 0 | 0 | 0 | 0 | 0 | 0 | 0 | 0 | 0 | 0 | 0 | 0 | 0 | 0 | 0 | 0 | 0 | 0 | 0
F4_Commercial_College_New_Food Preparation_Natural Gas_Range_E6 | F4 | Commercial | College | New | Food Preparation | Natural Gas | Range | E6 | RVT BC Ratio | 0 | 0 | 0 | 0 | 0 | 0 | 0 | 0 | 0 | 0 | 0 | 0 | 0 | 0 | 0 | 0 | 0 | 0 | 0 | 0 | 0 | 0 | 0 | 0 | 0 | 0 | 0 | 0 | 0 | 0 | 0 | 0 | 0
F4_Commercial_College_New_Food Preparation_Natural Gas_Range_E7 | F4 | Commercial | College | New | Food Preparation | Natural Gas | Range | E7 | RVT BC Ratio | 0 | 0 | 0 | 0 | 0 | 0 | 0 | 0 | 0 | 0 | 0 | 0 | 0 | 0 | 0 | 0 | 0 | 0 | 0 | 0 | 0 | 0 | 0 | 0 | 0 | 0 | 0 | 0 | 0 | 0 | 0 | 0 | 0
F4_Commercial_College_New_Food Preparation_Natural Gas_Range_E8 | F4 | Commercial | College | New | Food Preparation | Natural Gas | Range | E8 | RVT BC Ratio | 0 | 0 | 0 | 0 | 0 | 0 | 0 | 0 | 0 | 0 | 0 | 0 | 0 | 0 | 0 | 0 | 0 | 0 | 0 | 0 | 0 | 0 | 0 | 0 | 0 | 0 | 0 | 0 | 0 | 0 | 0 | 0 | 0
F4_Commercial_College_New_Food Preparation_Natural Gas_Range_E9 | F4 | Commercial | College | New | Food Preparation | Natural Gas | Range | E9 | RVT BC Ratio | 0 | 0 | 0 | 0 | 0 | 0 | 0 | 0 | 0 | 0 | 0 | 0 | 0 | 0 | 0 | 0 | 0 | 0 | 0 | 0 | 0 | 0 | 0 | 0 | 0 | 0 | 0 | 0 | 0 | 0 | 0 | 0 | 0
F4_Commercial_College_New_Food Preparation_Natural Gas_Range_E10 | F4 | Commercial | College | New | Food Preparation | Natural Gas | Range | E10 | RVT BC Ratio | 0 | 0 | 0 | 0 | 0 | 0 | 0 | 0 | 0 | 0 | 0 | 0 | 0 | 0 | 0 | 0 | 0 | 0 | 0 | 0 | 0 | 0 | 0 | 0 | 0 | 0 | 0 | 0 | 0 | 0 | 0 | 0 | 0
F5_Commercial_College_New_Food Preparation_Natural Gas_Range_E1 | F5 | Commercial | College | New | Food Preparation | Natural Gas | Range | E1 | RIM BC Ratio | bar: 2019 to 2051
F5_Commercial_College_New_Food Preparation_Natural Gas_Range_E2 | F5 | Commercial | College | New | Food Preparation | Natural Gas | Range | E2 | RIM BC Ratio | 0.83452 | 0.83452 | 0.83452 | 0.83452 | 0.83452 | 0.83452 | 0.83452 | 0.83452 | 0.83452 | 0.83452 | 0.83452 | 0.83453 | 0.83453 | 0.83453 | 0.83453 | 0.83453 | 0.83453 | 0.83453 | 0.83453 | 0.83454 | 0.83454 | 0.83454 | 0.83454 | 0.83454 | 0.83454 | 0.83454 | 0.83454 | 0.83455 | 0.83455 | 0.83455 | 0.83455 | 0.83455 | 0.83455
F5_Commercial_College_New_Food Preparation_Natural Gas_Range_E3 | F5 | Commercial | College | New | Food Preparation | Natural Gas | Range | E3 | RIM BC Ratio | 0 | 0 | 0 | 0 | 0 | 0 | 0 | 0 | 0 | 0 | 0 | 0 | 0 | 0 | 0 | 0 | 0 | 0 | 0 | 0 | 0 | 0 | 0 | 0 | 0 | 0 | 0 | 0 | 0 | 0 | 0 | 0 | 0
F5_Commercial_College_New_Food Preparation_Natural Gas_Range_E4 | F5 | Commercial | College | New | Food Preparation | Natural Gas | Range | E4 | RIM BC Ratio | 0 | 0 | 0 | 0 | 0 | 0 | 0 | 0 | 0 | 0 | 0 | 0 | 0 | 0 | 0 | 0 | 0 | 0 | 0 | 0 | 0 | 0 | 0 | 0 | 0 | 0 | 0 | 0 | 0 | 0 | 0 | 0 | 0
F5_Commercial_College_New_Food Preparation_Natural Gas_Range_E5 | F5 | Commercial | College | New | Food Preparation | Natural Gas | Range | E5 | RIM BC Ratio | 0 | 0 | 0 | 0 | 0 | 0 | 0 | 0 | 0 | 0 | 0 | 0 | 0 | 0 | 0 | 0 | 0 | 0 | 0 | 0 | 0 | 0 | 0 | 0 | 0 | 0 | 0 | 0 | 0 | 0 | 0 | 0 | 0
F5_Commercial_College_New_Food Preparation_Natural Gas_Range_E6 | F5 | Commercial | College | New | Food Preparation | Natural Gas | Range | E6 | RIM BC Ratio | 0 | 0 | 0 | 0 | 0 | 0 | 0 | 0 | 0 | 0 | 0 | 0 | 0 | 0 | 0 | 0 | 0 | 0 | 0 | 0 | 0 | 0 | 0 | 0 | 0 | 0 | 0 | 0 | 0 | 0 | 0 | 0 | 0
F5_Commercial_College_New_Food Preparation_Natural Gas_Range_E7 | F5 | Commercial | College | New | Food Preparation | Natural Gas | Range | E7 | RIM BC Ratio | 0 | 0 | 0 | 0 | 0 | 0 | 0 | 0 | 0 | 0 | 0 | 0 | 0 | 0 | 0 | 0 | 0 | 0 | 0 | 0 | 0 | 0 | 0 | 0 | 0 | 0 | 0 | 0 | 0 | 0 | 0 | 0 | 0
F5_Commercial_College_New_Food Preparation_Natural Gas_Range_E8 | F5 | Commercial | College | New | Food Preparation | Natural Gas | Range | E8 | RIM BC Ratio | 0 | 0 | 0 | 0 | 0 | 0 | 0 | 0 | 0 | 0 | 0 | 0 | 0 | 0 | 0 | 0 | 0 | 0 | 0 | 0 | 0 | 0 | 0 | 0 | 0 | 0 | 0 | 0 | 0 | 0 | 0 | 0 | 0
F5_Commercial_College_New_Food Preparation_Natural Gas_Range_E9 | F5 | Commercial | College | New | Food Preparation | Natural Gas | Range | E9 | RIM BC Ratio | 0 | 0 | 0 | 0 | 0 | 0 | 0 | 0 | 0 | 0 | 0 | 0 | 0 | 0 | 0 | 0 | 0 | 0 | 0 | 0 | 0 | 0 | 0 | 0 | 0 | 0 | 0 | 0 | 0 | 0 | 0 | 0 | 0
F5_Commercial_College_New_Food Preparation_Natural Gas_Range_E10 | F5 | Commercial | College | New | Food Preparation | Natural Gas | Range | E10 | RIM BC Ratio | 0 | 0 | 0 | 0 | 0 | 0 | 0 | 0 | 0 | 0 | 0 | 0 | 0 | 0 | 0 | 0 | 0 | 0 | 0 | 0 | 0 | 0 | 0 | 0 | 0 | 0 | 0 | 0 | 0 | 0 | 0 | 0 | 0
F0_Commercial_College_New_Food Preparation_Natural Gas_Steamer_E0 | F0 | Commercial | College | New | Food Preparation | Natural Gas | Steamer | E0 | Economic Unit | ENERGY STAR | ENERGY STAR | ENERGY STAR | ENERGY STAR | ENERGY STAR | ENERGY STAR | ENERGY STAR | ENERGY STAR | ENERGY STAR | ENERGY STAR | ENERGY STAR | ENERGY STAR | ENERGY STAR | ENERGY STAR | ENERGY STAR | ENERGY STAR | ENERGY STAR | ENERGY STAR | ENERGY STAR | ENERGY STAR | ENERGY STAR | ENERGY STAR | ENERGY STAR | ENERGY STAR | ENERGY STAR | ENERGY STAR | ENERGY STAR | ENERGY STAR | ENERGY STAR | ENERGY STAR | ENERGY STAR | ENERGY STAR | ENERGY STAR
F1_Commercial_College_New_Food Preparation_Natural Gas_Steamer_E1 | F1 | Commercial | College | New | Food Preparation | Natural Gas | Steamer | E1 | CCE | 0 | 0 | 0 | 0 | 0 | 0 | 0 | 0 | 0 | 0 | 0 | 0 | 0 | 0 | 0 | 0 | 0 | 0 | 0 | 0 | 0 | 0 | 0 | 0 | 0 | 0 | 0 | 0 | 0 | 0 | 0 | 0 | 0
F1_Commercial_College_New_Food Preparation_Natural Gas_Steamer_E2 | F1 | Commercial | College | New | Food Preparation | Natural Gas | Steamer | E2 | CCE | 0.11364 | 0.11765 | 0.10562 | 0 | 0 | 0 | 0 | 0 | 0 | 0 | 0 | 0 | 0 | 0 | 0 | 0 | 0 | 0 | 0 | 0 | 0 | 0 | 0 | 0 | 0 | 0 | 0 | 0 | 0 | 0 | 0 | 0 | 0
F1_Commercial_College_New_Food Preparation_Natural Gas_Steamer_E3 | F1 | Commercial | College | New | Food Preparation | Natural Gas | Steamer | E3 | CCE | 0 | 0 | 0 | 0 | 0 | 0 | 0 | 0 | 0 | 0 | 0 | 0 | 0 | 0 | 0 | 0 | 0 | 0 | 0 | 0 | 0 | 0 | 0 | 0 | 0 | 0 | 0 | 0 | 0 | 0 | 0 | 0 | 0
F1_Commercial_College_New_Food Preparation_Natural Gas_Steamer_E4 | F1 | Commercial | College | New | Food Preparation | Natural Gas | Steamer | E4 | CCE | 0 | 0 | 0 | 0 | 0 | 0 | 0 | 0 | 0 | 0 | 0 | 0 | 0 | 0 | 0 | 0 | 0 | 0 | 0 | 0 | 0 | 0 | 0 | 0 | 0 | 0 | 0 | 0 | 0 | 0 | 0 | 0 | 0
F1_Commercial_College_New_Food Preparation_Natural Gas_Steamer_E5 | F1 | Commercial | College | New | Food Preparation | Natural Gas | Steamer | E5 | CCE | 0 | 0 | 0 | 0 | 0 | 0 | 0 | 0 | 0 | 0 | 0 | 0 | 0 | 0 | 0 | 0 | 0 | 0 | 0 | 0 | 0 | 0 | 0 | 0 | 0 | 0 | 0 | 0 | 0 | 0 | 0 | 0 | 0
F1_Commercial_College_New_Food Preparation_Natural Gas_Steamer_E6 | F1 | Commercial | College | New | Food Preparation | Natural Gas | Steamer | E6 | CCE | 0 | 0 | 0 | 0 | 0 | 0 | 0 | 0 | 0 | 0 | 0 | 0 | 0 | 0 | 0 | 0 | 0 | 0 | 0 | 0 | 0 | 0 | 0 | 0 | 0 | 0 | 0 | 0 | 0 | 0 | 0 | 0 | 0
F1_Commercial_College_New_Food Preparation_Natural Gas_Steamer_E7 | F1 | Commercial | College | New | Food Preparation | Natural Gas | Steamer | E7 | CCE | 0 | 0 | 0 | 0 | 0 | 0 | 0 | 0 | 0 | 0 | 0 | 0 | 0 | 0 | 0 | 0 | 0 | 0 | 0 | 0 | 0 | 0 | 0 | 0 | 0 | 0 | 0 | 0 | 0 | 0 | 0 | 0 | 0
F1_Commercial_College_New_Food Preparation_Natural Gas_Steamer_E8 | F1 | Commercial | College | New | Food Preparation | Natural Gas | Steamer | E8 | CCE | 0 | 0 | 0 | 0 | 0 | 0 | 0 | 0 | 0 | 0 | 0 | 0 | 0 | 0 | 0 | 0 | 0 | 0 | 0 | 0 | 0 | 0 | 0 | 0 | 0 | 0 | 0 | 0 | 0 | 0 | 0 | 0 | 0
F1_Commercial_College_New_Food Preparation_Natural Gas_Steamer_E9 | F1 | Commercial | College | New | Food Preparation | Natural Gas | Steamer | E9 | CCE | 0 | 0 | 0 | 0 | 0 | 0 | 0 | 0 | 0 | 0 | 0 | 0 | 0 | 0 | 0 | 0 | 0 | 0 | 0 | 0 | 0 | 0 | 0 | 0 | 0 | 0 | 0 | 0 | 0 | 0 | 0 | 0 | 0
F1_Commercial_College_New_Food Preparation_Natural Gas_Steamer_E10 | F1 | Commercial | College | New | Food Preparation | Natural Gas | Steamer | E10 | CCE | 0 | 0 | 0 | 0 | 0 | 0 | 0 | 0 | 0 | 0 | 0 | 0 | 0 | 0 | 0 | 0 | 0 | 0 | 0 | 0 | 0 | 0 | 0 | 0 | 0 | 0 | 0 | 0 | 0 | 0 | 0 | 0 | 0
F2_Commercial_College_New_Food Preparation_Natural Gas_Steamer_E1 | F2 | Commercial | College | New | Food Preparation | Natural Gas | Steamer | E1 | TRC BC Ratio | 1 | 1 | 1 | 0 | 0 | 0 | 0 | 0 | 0 | 0 | 0 | 0 | 0 | 0 | 0 | 0 | 0 | 0 | 0 | 0 | 0 | 0 | 0 | 0 | 0 | 0 | 0 | 0 | 0 | 0 | 0 | 0 | 0
F2_Commercial_College_New_Food Preparation_Natural Gas_Steamer_E2 | F2 | Commercial | College | New | Food Preparation | Natural Gas | Steamer | E2 | TRC BC Ratio | 14.4302 | 14.4472 | 14.5249 | 1 | 1 | 1 | 1 | 1 | 1 | 1 | 1 | 1 | 1 | 1 | 1 | 1 | 1 | 1 | 1 | 1 | 1 | 1 | 1 | 1 | 1 | 1 | 1 | 1 | 1 | 1 | 1 | 1 | 1
F2_Commercial_College_New_Food Preparation_Natural Gas_Steamer_E3 | F2 | Commercial | College | New | Food Preparation | Natural Gas | Steamer | E3 | TRC BC Ratio | 0 | 0 | 0 | 0 | 0 | 0 | 0 | 0 | 0 | 0 | 0 | 0 | 0 | 0 | 0 | 0 | 0 | 0 | 0 | 0 | 0 | 0 | 0 | 0 | 0 | 0 | 0 | 0 | 0 | 0 | 0 | 0 | 0
F2_Commercial_College_New_Food Preparation_Natural Gas_Steamer_E4 | F2 | Commercial | College | New | Food Preparation | Natural Gas | Steamer | E4 | TRC BC Ratio | 0 | 0 | 0 | 0 | 0 | 0 | 0 | 0 | 0 | 0 | 0 | 0 | 0 | 0 | 0 | 0 | 0 | 0 | 0 | 0 | 0 | 0 | 0 | 0 | 0 | 0 | 0 | 0 | 0 | 0 | 0 | 0 | 0
F2_Commercial_College_New_Food Preparation_Natural Gas_Steamer_E5 | F2 | Commercial | College | New | Food Preparation | Natural Gas | Steamer | E5 | TRC BC Ratio | 0 | 0 | 0 | 0 | 0 | 0 | 0 | 0 | 0 | 0 | 0 | 0 | 0 | 0 | 0 | 0 | 0 | 0 | 0 | 0 | 0 | 0 | 0 | 0 | 0 | 0 | 0 | 0 | 0 | 0 | 0 | 0 | 0
F2_Commercial_College_New_Food Preparation_Natural Gas_Steamer_E6 | F2 | Commercial | College | New | Food Preparation | Natural Gas | Steamer | E6 | TRC BC Ratio | 0 | 0 | 0 | 0 | 0 | 0 | 0 | 0 | 0 | 0 | 0 | 0 | 0 | 0 | 0 | 0 | 0 | 0 | 0 | 0 | 0 | 0 | 0 | 0 | 0 | 0 | 0 | 0 | 0 | 0 | 0 | 0 | 0
F2_Commercial_College_New_Food Preparation_Natural Gas_Steamer_E7 | F2 | Commercial | College | New | Food Preparation | Natural Gas | Steamer | E7 | TRC BC Ratio | 0 | 0 | 0 | 0 | 0 | 0 | 0 | 0 | 0 | 0 | 0 | 0 | 0 | 0 | 0 | 0 | 0 | 0 | 0 | 0 | 0 | 0 | 0 | 0 | 0 | 0 | 0 | 0 | 0 | 0 | 0 | 0 | 0
F2_Commercial_College_New_Food Preparation_Natural Gas_Steamer_E8 | F2 | Commercial | College | New | Food Preparation | Natural Gas | Steamer | E8 | TRC BC Ratio | 0 | 0 | 0 | 0 | 0 | 0 | 0 | 0 | 0 | 0 | 0 | 0 | 0 | 0 | 0 | 0 | 0 | 0 | 0 | 0 | 0 | 0 | 0 | 0 | 0 | 0 | 0 | 0 | 0 | 0 | 0 | 0 | 0
F2_Commercial_College_New_Food Preparation_Natural Gas_Steamer_E9 | F2 | Commercial | College | New | Food Preparation | Natural Gas | Steamer | E9 | TRC BC Ratio | 0 | 0 | 0 | 0 | 0 | 0 | 0 | 0 | 0 | 0 | 0 | 0 | 0 | 0 | 0 | 0 | 0 | 0 | 0 | 0 | 0 | 0 | 0 | 0 | 0 | 0 | 0 | 0 | 0 | 0 | 0 | 0 | 0
F2_Commercial_College_New_Food Preparation_Natural Gas_Steamer_E10 | F2 | Commercial | College | New | Food Preparation | Natural Gas | Steamer | E10 | TRC BC Ratio | 0 | 0 | 0 | 0 | 0 | 0 | 0 | 0 | 0 | 0 | 0 | 0 | 0 | 0 | 0 | 0 | 0 | 0 | 0 | 0 | 0 | 0 | 0 | 0 | 0 | 0 | 0 | 0 | 0 | 0 | 0 | 0 | 0
F3_Commercial_College_New_Food Preparation_Natural Gas_Steamer_E1 | F3 | Commercial | College | New | Food Preparation | Natural Gas | Steamer | E1 | PACT BC Ratio | 1 | 1 | 1 | 0 | 0 | 0 | 0 | 0 | 0 | 0 | 0 | 0 | 0 | 0 | 0 | 0 | 0 | 0 | 0 | 0 | 0 | 0 | 0 | 0 | 0 | 0 | 0 | 0 | 0 | 0 | 0 | 0 | 0
F3_Commercial_College_New_Food Preparation_Natural Gas_Steamer_E2 | F3 | Commercial | College | New | Food Preparation | Natural Gas | Steamer | E2 | PACT BC Ratio | 19.2403 | 19.2629 | 19.3665 | 1 | 1 | 1 | 1 | 1 | 1 | 1 | 1 | 1 | 1 | 1 | 1 | 1 | 1 | 1 | 1 | 1 | 1 | 1 | 1 | 1 | 1 | 1 | 1 | 1 | 1 | 1 | 1 | 1 | 1
F3_Commercial_College_New_Food Preparation_Natural Gas_Steamer_E3 | F3 | Commercial | College | New | Food Preparation | Natural Gas | Steamer | E3 | PACT BC Ratio | 0 | 0 | 0 | 0 | 0 | 0 | 0 | 0 | 0 | 0 | 0 | 0 | 0 | 0 | 0 | 0 | 0 | 0 | 0 | 0 | 0 | 0 | 0 | 0 | 0 | 0 | 0 | 0 | 0 | 0 | 0 | 0 | 0
F3_Commercial_College_New_Food Preparation_Natural Gas_Steamer_E4 | F3 | Commercial | College | New | Food Preparation | Natural Gas | Steamer | E4 | PACT BC Ratio | 0 | 0 | 0 | 0 | 0 | 0 | 0 | 0 | 0 | 0 | 0 | 0 | 0 | 0 | 0 | 0 | 0 | 0 | 0 | 0 | 0 | 0 | 0 | 0 | 0 | 0 | 0 | 0 | 0 | 0 | 0 | 0 | 0
F3_Commercial_College_New_Food Preparation_Natural Gas_Steamer_E5 | F3 | Commercial | College | New | Food Preparation | Natural Gas | Steamer | E5 | PACT BC Ratio | 0 | 0 | 0 | 0 | 0 | 0 | 0 | 0 | 0 | 0 | 0 | 0 | 0 | 0 | 0 | 0 | 0 | 0 | 0 | 0 | 0 | 0 | 0 | 0 | 0 | 0 | 0 | 0 | 0 | 0 | 0 | 0 | 0
F3_Commercial_College_New_Food Preparation_Natural Gas_Steamer_E6 | F3 | Commercial | College | New | Food Preparation | Natural Gas | Steamer | E6 | PACT BC Ratio | 0 | 0 | 0 | 0 | 0 | 0 | 0 | 0 | 0 | 0 | 0 | 0 | 0 | 0 | 0 | 0 | 0 | 0 | 0 | 0 | 0 | 0 | 0 | 0 | 0 | 0 | 0 | 0 | 0 | 0 | 0 | 0 | 0
F3_Commercial_College_New_Food Preparation_Natural Gas_Steamer_E7 | F3 | Commercial | College | New | Food Preparation | Natural Gas | Steamer | E7 | PACT BC Ratio | 0 | 0 | 0 | 0 | 0 | 0 | 0 | 0 | 0 | 0 | 0 | 0 | 0 | 0 | 0 | 0 | 0 | 0 | 0 | 0 | 0 | 0 | 0 | 0 | 0 | 0 | 0 | 0 | 0 | 0 | 0 | 0 | 0
F3_Commercial_College_New_Food Preparation_Natural Gas_Steamer_E8 | F3 | Commercial | College | New | Food Preparation | Natural Gas | Steamer | E8 | PACT BC Ratio | 0 | 0 | 0 | 0 | 0 | 0 | 0 | 0 | 0 | 0 | 0 | 0 | 0 | 0 | 0 | 0 | 0 | 0 | 0 | 0 | 0 | 0 | 0 | 0 | 0 | 0 | 0 | 0 | 0 | 0 | 0 | 0 | 0
F3_Commercial_College_New_Food Preparation_Natural Gas_Steamer_E9 | F3 | Commercial | College | New | Food Preparation | Natural Gas | Steamer | E9 | PACT BC Ratio | 0 | 0 | 0 | 0 | 0 | 0 | 0 | 0 | 0 | 0 | 0 | 0 | 0 | 0 | 0 | 0 | 0 | 0 | 0 | 0 | 0 | 0 | 0 | 0 | 0 | 0 | 0 | 0 | 0 | 0 | 0 | 0 | 0
F3_Commercial_College_New_Food Preparation_Natural Gas_Steamer_E10 | F3 | Commercial | College | New | Food Preparation | Natural Gas | Steamer | E10 | PACT BC Ratio | 0 | 0 | 0 | 0 | 0 | 0 | 0 | 0 | 0 | 0 | 0 | 0 | 0 | 0 | 0 | 0 | 0 | 0 | 0 | 0 | 0 | 0 | 0 | 0 | 0 | 0 | 0 | 0 | 0 | 0 | 0 | 0 | 0
F4_Commercial_College_New_Food Preparation_Natural Gas_Steamer_E1 | F4 | Commercial | College | New | Food Preparation | Natural Gas | Steamer | E1 | RVT BC Ratio | 1 | 1 | 1 | 0 | 0 | 0 | 0 | 0 | 0 | 0 | 0 | 0 | 0 | 0 | 0 | 0 | 0 | 0 | 0 | 0 | 0 | 0 | 0 | 0 | 0 | 0 | 0 | 0 | 0 | 0 | 0 | 0 | 0
F4_Commercial_College_New_Food Preparation_Natural Gas_Steamer_E2 | F4 | Commercial | College | New | Food Preparation | Natural Gas | Steamer | E2 | RVT BC Ratio | 21.446 | 21.4704 | 21.5821 | 1 | 1 | 1 | 1 | 1 | 1 | 1 | 1 | 1 | 1 | 1 | 1 | 1 | 1 | 1 | 1 | 1 | 1 | 1 | 1 | 1 | 1 | 1 | 1 | 1 | 1 | 1 | 1 | 1 | 1
F4_Commercial_College_New_Food Preparation_Natural Gas_Steamer_E3 | F4 | Commercial | College | New | Food Preparation | Natural Gas | Steamer | E3 | RVT BC Ratio | 0 | 0 | 0 | 0 | 0 | 0 | 0 | 0 | 0 | 0 | 0 | 0 | 0 | 0 | 0 | 0 | 0 | 0 | 0 | 0 | 0 | 0 | 0 | 0 | 0 | 0 | 0 | 0 | 0 | 0 | 0 | 0 | 0
F4_Commercial_College_New_Food Preparation_Natural Gas_Steamer_E4 | F4 | Commercial | College | New | Food Preparation | Natural Gas | Steamer | E4 | RVT BC Ratio | 0 | 0 | 0 | 0 | 0 | 0 | 0 | 0 | 0 | 0 | 0 | 0 | 0 | 0 | 0 | 0 | 0 | 0 | 0 | 0 | 0 | 0 | 0 | 0 | 0 | 0 | 0 | 0 | 0 | 0 | 0 | 0 | 0
F4_Commercial_College_New_Food Preparation_Natural Gas_Steamer_E5 | F4 | Commercial | College | New | Food Preparation | Natural Gas | Steamer | E5 | RVT BC Ratio | 0 | 0 | 0 | 0 | 0 | 0 | 0 | 0 | 0 | 0 | 0 | 0 | 0 | 0 | 0 | 0 | 0 | 0 | 0 | 0 | 0 | 0 | 0 | 0 | 0 | 0 | 0 | 0 | 0 | 0 | 0 | 0 | 0
F4_Commercial_College_New_Food Preparation_Natural Gas_Steamer_E6 | F4 | Commercial | College | New | Food Preparation | Natural Gas | Steamer | E6 | RVT BC Ratio | 0 | 0 | 0 | 0 | 0 | 0 | 0 | 0 | 0 | 0 | 0 | 0 | 0 | 0 | 0 | 0 | 0 | 0 | 0 | 0 | 0 | 0 | 0 | 0 | 0 | 0 | 0 | 0 | 0 | 0 | 0 | 0 | 0
F4_Commercial_College_New_Food Preparation_Natural Gas_Steamer_E7 | F4 | Commercial | College | New | Food Preparation | Natural Gas | Steamer | E7 | RVT BC Ratio | 0 | 0 | 0 | 0 | 0 | 0 | 0 | 0 | 0 | 0 | 0 | 0 | 0 | 0 | 0 | 0 | 0 | 0 | 0 | 0 | 0 | 0 | 0 | 0 | 0 | 0 | 0 | 0 | 0 | 0 | 0 | 0 | 0
F4_Commercial_College_New_Food Preparation_Natural Gas_Steamer_E8 | F4 | Commercial | College | New | Food Preparation | Natural Gas | Steamer | E8 | RVT BC Ratio | 0 | 0 | 0 | 0 | 0 | 0 | 0 | 0 | 0 | 0 | 0 | 0 | 0 | 0 | 0 | 0 | 0 | 0 | 0 | 0 | 0 | 0 | 0 | 0 | 0 | 0 | 0 | 0 | 0 | 0 | 0 | 0 | 0
F4_Commercial_College_New_Food Preparation_Natural Gas_Steamer_E9 | F4 | Commercial | College | New | Food Preparation | Natural Gas | Steamer | E9 | RVT BC Ratio | 0 | 0 | 0 | 0 | 0 | 0 | 0 | 0 | 0 | 0 | 0 | 0 | 0 | 0 | 0 | 0 | 0 | 0 | 0 | 0 | 0 | 0 | 0 | 0 | 0 | 0 | 0 | 0 | 0 | 0 | 0 | 0 | 0
F4_Commercial_College_New_Food Preparation_Natural Gas_Steamer_E10 | F4 | Commercial | College | New | Food Preparation | Natural Gas | Steamer | E10 | RVT BC Ratio | 0 | 0 | 0 | 0 | 0 | 0 | 0 | 0 | 0 | 0 | 0 | 0 | 0 | 0 | 0 | 0 | 0 | 0 | 0 | 0 | 0 | 0 | 0 | 0 | 0 | 0 | 0 | 0 | 0 | 0 | 0 | 0 | 0
F5_Commercial_College_New_Food Preparation_Natural Gas_Steamer_E1 | F5 | Commercial | College | New | Food Preparation | Natural Gas | Steamer | E1 | RIM BC Ratio | 1 | 1 | 1 | 0 | 0 | 0 | 0 | 0 | 0 | 0 | 0 | 0 | 0 | 0 | 0 | 0 | 0 | 0 | 0 | 0 | 0 | 0 | 0 | 0 | 0 | 0 | 0 | 0 | 0 | 0 | 0 | 0 | 0
F5_Commercial_College_New_Food Preparation_Natural Gas_Steamer_E2 | F5 | Commercial | College | New | Food Preparation | Natural Gas | Steamer | E2 | RIM BC Ratio | 0.79997 | 0.80001 | 0.80019 | 1 | 1 | 1 | 1 | 1 | 1 | 1 | 1 | 1 | 1 | 1 | 1 | 1 | 1 | 1 | 1 | 1 | 1 | 1 | 1 | 1 | 1 | 1 | 1 | 1 | 1 | 1 | 1 | 1 | 1
F5_Commercial_College_New_Food Preparation_Natural Gas_Steamer_E3 | F5 | Commercial | College | New | Food Preparation | Natural Gas | Steamer | E3 | RIM BC Ratio | 0 | 0 | 0 | 0 | 0 | 0 | 0 | 0 | 0 | 0 | 0 | 0 | 0 | 0 | 0 | 0 | 0 | 0 | 0 | 0 | 0 | 0 | 0 | 0 | 0 | 0 | 0 | 0 | 0 | 0 | 0 | 0 | 0
F5_Commercial_College_New_Food Preparation_Natural Gas_Steamer_E4 | F5 | Commercial | College | New | Food Preparation | Natural Gas | Steamer | E4 | RIM BC Ratio | 0 | 0 | 0 | 0 | 0 | 0 | 0 | 0 | 0 | 0 | 0 | 0 | 0 | 0 | 0 | 0 | 0 | 0 | 0 | 0 | 0 | 0 | 0 | 0 | 0 | 0 | 0 | 0 | 0 | 0 | 0 | 0 | 0
F5_Commercial_College_New_Food Preparation_Natural Gas_Steamer_E5 | F5 | Commercial | College | New | Food Preparation | Natural Gas | Steamer | E5 | RIM BC Ratio | 0 | 0 | 0 | 0 | 0 | 0 | 0 | 0 | 0 | 0 | 0 | 0 | 0 | 0 | 0 | 0 | 0 | 0 | 0 | 0 | 0 | 0 | 0 | 0 | 0 | 0 | 0 | 0 | 0 | 0 | 0 | 0 | 0
F5_Commercial_College_New_Food Preparation_Natural Gas_Steamer_E6 | F5 | Commercial | College | New | Food Preparation | Natural Gas | Steamer | E6 | RIM BC Ratio | 0 | 0 | 0 | 0 | 0 | 0 | 0 | 0 | 0 | 0 | 0 | 0 | 0 | 0 | 0 | 0 | 0 | 0 | 0 | 0 | 0 | 0 | 0 | 0 | 0 | 0 | 0 | 0 | 0 | 0 | 0 | 0 | 0
F5_Commercial_College_New_Food Preparation_Natural Gas_Steamer_E7 | F5 | Commercial | College | New | Food Preparation | Natural Gas | Steamer | E7 | RIM BC Ratio | 0 | 0 | 0 | 0 | 0 | 0 | 0 | 0 | 0 | 0 | 0 | 0 | 0 | 0 | 0 | 0 | 0 | 0 | 0 | 0 | 0 | 0 | 0 | 0 | 0 | 0 | 0 | 0 | 0 | 0 | 0 | 0 | 0
F5_Commercial_College_New_Food Preparation_Natural Gas_Steamer_E8 | F5 | Commercial | College | New | Food Preparation | Natural Gas | Steamer | E8 | RIM BC Ratio | 0 | 0 | 0 | 0 | 0 | 0 | 0 | 0 | 0 | 0 | 0 | 0 | 0 | 0 | 0 | 0 | 0 | 0 | 0 | 0 | 0 | 0 | 0 | 0 | 0 | 0 | 0 | 0 | 0 | 0 | 0 | 0 | 0
F5_Commercial_College_New_Food Preparation_Natural Gas_Steamer_E9 | F5 | Commercial | College | New | Food Preparation | Natural Gas | Steamer | E9 | RIM BC Ratio | 0 | 0 | 0 | 0 | 0 | 0 | 0 | 0 | 0 | 0 | 0 | 0 | 0 | 0 | 0 | 0 | 0 | 0 | 0 | 0 | 0 | 0 | 0 | 0 | 0 | 0 | 0 | 0 | 0 | 0 | 0 | 0 | 0
F5_Commercial_College_New_Food Preparation_Natural Gas_Steamer_E10 | F5 | Commercial | College | New | Food Preparation | Natural Gas | Steamer | E10 | RIM BC Ratio | 0 | 0 | 0 | 0 | 0 | 0 | 0 | 0 | 0 | 0 | 0 | 0 | 0 | 0 | 0 | 0 | 0 | 0 | 0 | 0 | 0 | 0 | 0 | 0 | 0 | 0 | 0 | 0 | 0 | 0 | 0 | 0 | 0
F0_Commercial_College_New_Food Preparation_Natural Gas_Food Prep Other_E0 | F0 | Commercial | College | New | Food Preparation | Natural Gas | Food Prep Other | E0 | Economic Unit | Standard | Standard | Standard | Standard | Standard | Standard | Standard | Standard | Standard | Standard | Standard | Standard | Standard | Standard | Standard | Standard | Standard | Standard | Standard | Standard | Standard | Standard | Standard | Standard | Standard | Standard | Standard | Standard | Standard | Standard | Standard | Standard | Standard
F1_Commercial_College_New_Food Preparation_Natural Gas_Food Prep Other_E1 | F1 | Commercial | College | New | Food Preparation | Natural Gas | Food Prep Other | E1 | CCE | 0 | 0 | 0 | 0 | 0 | 0 | 0 | 0 | 0 | 0 | 0 | 0 | 0 | 0 | 0 | 0 | 0 | 0 | 0 | 0 | 0 | 0 | 0 | 0 | 0 | 0 | 0 | 0 | 0 | 0 | 0 | 0 | 0
F1_Commercial_College_New_Food Preparation_Natural Gas_Food Prep Other_E2 | F1 | Commercial | College | New | Food Preparation | Natural Gas | Food Prep Other | E2 | CCE | 16.9852 | 17.5855 | 15.7861 | 16.0821 | 16.0821 | 16.0821 | 16.0821 | 16.0821 | 16.0821 | 16.0821 | 16.0821 | 16.0821 | 16.0821 | 16.0821 | 16.0821 | 16.0821 | 16.0821 | 16.0821 | 16.0821 | 16.0821 | 16.0821 | 16.0821 | 16.0821 | 16.0821 | 16.0821 | 16.0821 | 16.0821 | 16.0821 | 16.0821 | 16.0821 | 16.0821 | 16.0821 | 16.0821
F1_Commercial_College_New_Food Preparation_Natural Gas_Food Prep Other_E3 | F1 | Commercial | College | New | Food Preparation | Natural Gas | Food Prep Other | E3 | CCE | 0 | 0 | 0 | 0 | 0 | 0 | 0 | 0 | 0 | 0 | 0 | 0 | 0 | 0 | 0 | 0 | 0 | 0 | 0 | 0 | 0 | 0 | 0 | 0 | 0 | 0 | 0 | 0 | 0 | 0 | 0 | 0 | 0
F1_Commercial_College_New_Food Preparation_Natural Gas_Food Prep Other_E4 | F1 | Commercial | College | New | Food Preparation | Natural Gas | Food Prep Other | E4 | CCE | 0 | 0 | 0 | 0 | 0 | 0 | 0 | 0 | 0 | 0 | 0 | 0 | 0 | 0 | 0 | 0 | 0 | 0 | 0 | 0 | 0 | 0 | 0 | 0 | 0 | 0 | 0 | 0 | 0 | 0 | 0 | 0 | 0
F1_Commercial_College_New_Food Preparation_Natural Gas_Food Prep Other_E5 | F1 | Commercial | College | New | Food Preparation | Natural Gas | Food Prep Other | E5 | CCE | 0 | 0 | 0 | 0 | 0 | 0 | 0 | 0 | 0 | 0 | 0 | 0 | 0 | 0 | 0 | 0 | 0 | 0 | 0 | 0 | 0 | 0 | 0 | 0 | 0 | 0 | 0 | 0 | 0 | 0 | 0 | 0 | 0
F1_Commercial_College_New_Food Preparation_Natural Gas_Food Prep Other_E6 | F1 | Commercial | College | New | Food Preparation | Natural Gas | Food Prep Other | E6 | CCE | 0 | 0 | 0 | 0 | 0 | 0 | 0 | 0 | 0 | 0 | 0 | 0 | 0 | 0 | 0 | 0 | 0 | 0 | 0 | 0 | 0 | 0 | 0 | 0 | 0 | 0 | 0 | 0 | 0 | 0 | 0 | 0 | 0
F1_Commercial_College_New_Food Preparation_Natural Gas_Food Prep Other_E7 | F1 | Commercial | College | New | Food Preparation | Natural Gas | Food Prep Other | E7 | CCE | 0 | 0 | 0 | 0 | 0 | 0 | 0 | 0 | 0 | 0 | 0 | 0 | 0 | 0 | 0 | 0 | 0 | 0 | 0 | 0 | 0 | 0 | 0 | 0 | 0 | 0 | 0 | 0 | 0 | 0 | 0 | 0 | 0
F1_Commercial_College_New_Food Preparation_Natural Gas_Food Prep Other_E8 | F1 | Commercial | College | New | Food Preparation | Natural Gas | Food Prep Other | E8 | CCE | 0 | 0 | 0 | 0 | 0 | 0 | 0 | 0 | 0 | 0 | 0 | 0 | 0 | 0 | 0 | 0 | 0 | 0 | 0 | 0 | 0 | 0 | 0 | 0 | 0 | 0 | 0 | 0 | 0 | 0 | 0 | 0 | 0
F1_Commercial_College_New_Food Preparation_Natural Gas_Food Prep Other_E9 | F1 | Commercial | College | New | Food Preparation | Natural Gas | Food Prep Other | E9 | CCE | 0 | 0 | 0 | 0 | 0 | 0 | 0 | 0 | 0 | 0 | 0 | 0 | 0 | 0 | 0 | 0 | 0 | 0 | 0 | 0 | 0 | 0 | 0 | 0 | 0 | 0 | 0 | 0 | 0 | 0 | 0 | 0 | 0
F1_Commercial_College_New_Food Preparation_Natural Gas_Food Prep Other_E10 | F1 | Commercial | College | New | Food Preparation | Natural Gas | Food Prep Other | E10 | CCE | 0 | 0 | 0 | 0 | 0 | 0 | 0 | 0 | 0 | 0 | 0 | 0 | 0 | 0 | 0 | 0 | 0 | 0 | 0 | 0 | 0 | 0 | 0 | 0 | 0 | 0 | 0 | 0 | 0 | 0 | 0 | 0 | 0
F2_Commercial_College_New_Food Preparation_Natural Gas_Food Prep Other_E1 | F2 | Commercial | College | New | Food Preparation | Natural Gas | Food Prep Other | E1 | TRC BC Ratio | bar: 2019 to 2051
F2_Commercial_College_New_Food Preparation_Natural Gas_Food Prep Other_E2 | F2 | Commercial | College | New | Food Preparation | Natural Gas | Food Prep Other | E2 | TRC BC Ratio | 0.096778 | 0.096763 | 0.097228 | 0.096513 | 0.096078 | 0.096394 | 0.097347 | 0.098099 | 0.099032 | 0.099913 | 0.1008 | 0.10161 | 0.10248 | 0.1034 | 0.10427 | 0.10515 | 0.10605 | 0.10703 | 0.10805 | 0.10913 | 0.11019 | 0.1113 | 0.11232 | 0.11337 | 0.11431 | 0.11512 | 0.11585 | 0.11649 | 0.11699 | 0.11739 | 0.11761 | 0.11776 | 0.11776
F2_Commercial_College_New_Food Preparation_Natural Gas_Food Prep Other_E3 | F2 | Commercial | College | New | Food Preparation | Natural Gas | Food Prep Other | E3 | TRC BC Ratio | 0 | 0 | 0 | 0 | 0 | 0 | 0 | 0 | 0 | 0 | 0 | 0 | 0 | 0 | 0 | 0 | 0 | 0 | 0 | 0 | 0 | 0 | 0 | 0 | 0 | 0 | 0 | 0 | 0 | 0 | 0 | 0 | 0
F2_Commercial_College_New_Food Preparation_Natural Gas_Food Prep Other_E4 | F2 | Commercial | College | New | Food Preparation | Natural Gas | Food Prep Other | E4 | TRC BC Ratio | 0 | 0 | 0 | 0 | 0 | 0 | 0 | 0 | 0 | 0 | 0 | 0 | 0 | 0 | 0 | 0 | 0 | 0 | 0 | 0 | 0 | 0 | 0 | 0 | 0 | 0 | 0 | 0 | 0 | 0 | 0 | 0 | 0
F2_Commercial_College_New_Food Preparation_Natural Gas_Food Prep Other_E5 | F2 | Commercial | College | New | Food Preparation | Natural Gas | Food Prep Other | E5 | TRC BC Ratio | 0 | 0 | 0 | 0 | 0 | 0 | 0 | 0 | 0 | 0 | 0 | 0 | 0 | 0 | 0 | 0 | 0 | 0 | 0 | 0 | 0 | 0 | 0 | 0 | 0 | 0 | 0 | 0 | 0 | 0 | 0 | 0 | 0
F2_Commercial_College_New_Food Preparation_Natural Gas_Food Prep Other_E6 | F2 | Commercial | College | New | Food Preparation | Natural Gas | Food Prep Other | E6 | TRC BC Ratio | 0 | 0 | 0 | 0 | 0 | 0 | 0 | 0 | 0 | 0 | 0 | 0 | 0 | 0 | 0 | 0 | 0 | 0 | 0 | 0 | 0 | 0 | 0 | 0 | 0 | 0 | 0 | 0 | 0 | 0 | 0 | 0 | 0
F2_Commercial_College_New_Food Preparation_Natural Gas_Food Prep Other_E7 | F2 | Commercial | College | New | Food Preparation | Natural Gas | Food Prep Other | E7 | TRC BC Ratio | 0 | 0 | 0 | 0 | 0 | 0 | 0 | 0 | 0 | 0 | 0 | 0 | 0 | 0 | 0 | 0 | 0 | 0 | 0 | 0 | 0 | 0 | 0 | 0 | 0 | 0 | 0 | 0 | 0 | 0 | 0 | 0 | 0
F2_Commercial_College_New_Food Preparation_Natural Gas_Food Prep Other_E8 | F2 | Commercial | College | New | Food Preparation | Natural Gas | Food Prep Other | E8 | TRC BC Ratio | 0 | 0 | 0 | 0 | 0 | 0 | 0 | 0 | 0 | 0 | 0 | 0 | 0 | 0 | 0 | 0 | 0 | 0 | 0 | 0 | 0 | 0 | 0 | 0 | 0 | 0 | 0 | 0 | 0 | 0 | 0 | 0 | 0
F2_Commercial_College_New_Food Preparation_Natural Gas_Food Prep Other_E9 | F2 | Commercial | College | New | Food Preparation | Natural Gas | Food Prep Other | E9 | TRC BC Ratio | 0 | 0 | 0 | 0 | 0 | 0 | 0 | 0 | 0 | 0 | 0 | 0 | 0 | 0 | 0 | 0 | 0 | 0 | 0 | 0 | 0 | 0 | 0 | 0 | 0 | 0 | 0 | 0 | 0 | 0 | 0 | 0 | 0
F2_Commercial_College_New_Food Preparation_Natural Gas_Food Prep Other_E10 | F2 | Commercial | College | New | Food Preparation | Natural Gas | Food Prep Other | E10 | TRC BC Ratio | 0 | 0 | 0 | 0 | 0 | 0 | 0 | 0 | 0 | 0 | 0 | 0 | 0 | 0 | 0 | 0 | 0 | 0 | 0 | 0 | 0 | 0 | 0 | 0 | 0 | 0 | 0 | 0 | 0 | 0 | 0 | 0 | 0
F3_Commercial_College_New_Food Preparation_Natural Gas_Food Prep Other_E1 | F3 | Commercial | College | New | Food Preparation | Natural Gas | Food Prep Other | E1 | PACT BC Ratio | bar: 2019 to 2051
F3_Commercial_College_New_Food Preparation_Natural Gas_Food Prep Other_E2 | F3 | Commercial | College | New | Food Preparation | Natural Gas | Food Prep Other | E2 | PACT BC Ratio | 0.12904 | 0.12902 | 0.12964 | 0.12868 | 0.1281 | 0.12853 | 0.1298 | 0.1308 | 0.13204 | 0.13322 | 0.1344 | 0.13548 | 0.13665 | 0.13786 | 0.13902 | 0.1402 | 0.1414 | 0.14271 | 0.14407 | 0.14551 | 0.14692 | 0.14839 | 0.14976 | 0.15117 | 0.15241 | 0.15349 | 0.15447 | 0.15532 | 0.15598 | 0.15652 | 0.15682 | 0.15702 | 0.15702
F3_Commercial_College_New_Food Preparation_Natural Gas_Food Prep Other_E3 | F3 | Commercial | College | New | Food Preparation | Natural Gas | Food Prep Other | E3 | PACT BC Ratio | 0 | 0 | 0 | 0 | 0 | 0 | 0 | 0 | 0 | 0 | 0 | 0 | 0 | 0 | 0 | 0 | 0 | 0 | 0 | 0 | 0 | 0 | 0 | 0 | 0 | 0 | 0 | 0 | 0 | 0 | 0 | 0 | 0
F3_Commercial_College_New_Food Preparation_Natural Gas_Food Prep Other_E4 | F3 | Commercial | College | New | Food Preparation | Natural Gas | Food Prep Other | E4 | PACT BC Ratio | 0 | 0 | 0 | 0 | 0 | 0 | 0 | 0 | 0 | 0 | 0 | 0 | 0 | 0 | 0 | 0 | 0 | 0 | 0 | 0 | 0 | 0 | 0 | 0 | 0 | 0 | 0 | 0 | 0 | 0 | 0 | 0 | 0
F3_Commercial_College_New_Food Preparation_Natural Gas_Food Prep Other_E5 | F3 | Commercial | College | New | Food Preparation | Natural Gas | Food Prep Other | E5 | PACT BC Ratio | 0 | 0 | 0 | 0 | 0 | 0 | 0 | 0 | 0 | 0 | 0 | 0 | 0 | 0 | 0 | 0 | 0 | 0 | 0 | 0 | 0 | 0 | 0 | 0 | 0 | 0 | 0 | 0 | 0 | 0 | 0 | 0 | 0
F3_Commercial_College_New_Food Preparation_Natural Gas_Food Prep Other_E6 | F3 | Commercial | College | New | Food Preparation | Natural Gas | Food Prep Other | E6 | PACT BC Ratio | 0 | 0 | 0 | 0 | 0 | 0 | 0 | 0 | 0 | 0 | 0 | 0 | 0 | 0 | 0 | 0 | 0 | 0 | 0 | 0 | 0 | 0 | 0 | 0 | 0 | 0 | 0 | 0 | 0 | 0 | 0 | 0 | 0
F3_Commercial_College_New_Food Preparation_Natural Gas_Food Prep Other_E7 | F3 | Commercial | College | New | Food Preparation | Natural Gas | Food Prep Other | E7 | PACT BC Ratio | 0 | 0 | 0 | 0 | 0 | 0 | 0 | 0 | 0 | 0 | 0 | 0 | 0 | 0 | 0 | 0 | 0 | 0 | 0 | 0 | 0 | 0 | 0 | 0 | 0 | 0 | 0 | 0 | 0 | 0 | 0 | 0 | 0
F3_Commercial_College_New_Food Preparation_Natural Gas_Food Prep Other_E8 | F3 | Commercial | College | New | Food Preparation | Natural Gas | Food Prep Other | E8 | PACT BC Ratio | 0 | 0 | 0 | 0 | 0 | 0 | 0 | 0 | 0 | 0 | 0 | 0 | 0 | 0 | 0 | 0 | 0 | 0 | 0 | 0 | 0 | 0 | 0 | 0 | 0 | 0 | 0 | 0 | 0 | 0 | 0 | 0 | 0
F3_Commercial_College_New_Food Preparation_Natural Gas_Food Prep Other_E9 | F3 | Commercial | College | New | Food Preparation | Natural Gas | Food Prep Other | E9 | PACT BC Ratio | 0 | 0 | 0 | 0 | 0 | 0 | 0 | 0 | 0 | 0 | 0 | 0 | 0 | 0 | 0 | 0 | 0 | 0 | 0 | 0 | 0 | 0 | 0 | 0 | 0 | 0 | 0 | 0 | 0 | 0 | 0 | 0 | 0
F3_Commercial_College_New_Food Preparation_Natural Gas_Food Prep Other_E10 | F3 | Commercial | College | New | Food Preparation | Natural Gas | Food Prep Other | E10 | PACT BC Ratio | 0 | 0 | 0 | 0 | 0 | 0 | 0 | 0 | 0 | 0 | 0 | 0 | 0 | 0 | 0 | 0 | 0 | 0 | 0 | 0 | 0 | 0 | 0 | 0 | 0 | 0 | 0 | 0 | 0 | 0 | 0 | 0 | 0
F4_Commercial_College_New_Food Preparation_Natural Gas_Food Prep Other_E1 | F4 | Commercial | College | New | Food Preparation | Natural Gas | Food Prep Other | E1 | RVT BC Ratio | bar: 2019 to 2051
F4_Commercial_College_New_Food Preparation_Natural Gas_Food Prep Other_E2 | F4 | Commercial | College | New | Food Preparation | Natural Gas | Food Prep Other | E2 | RVT BC Ratio | 0.83914 | 0.83911 | 0.83978 | 0.83875 | 0.83813 | 0.83858 | 0.83995 | 0.84103 | 0.84238 | 0.84364 | 0.84492 | 0.84609 | 0.84734 | 0.84865 | 0.8499 | 0.85118 | 0.85247 | 0.85388 | 0.85535 | 0.85689 | 0.85842 | 0.86001 | 0.86148 | 0.863 | 0.86434 | 0.8655 | 0.86656 | 0.86747 | 0.86819 | 0.86877 | 0.86909 | 0.86931 | 0.86931
F4_Commercial_College_New_Food Preparation_Natural Gas_Food Prep Other_E3 | F4 | Commercial | College | New | Food Preparation | Natural Gas | Food Prep Other | E3 | RVT BC Ratio | 0 | 0 | 0 | 0 | 0 | 0 | 0 | 0 | 0 | 0 | 0 | 0 | 0 | 0 | 0 | 0 | 0 | 0 | 0 | 0 | 0 | 0 | 0 | 0 | 0 | 0 | 0 | 0 | 0 | 0 | 0 | 0 | 0
F4_Commercial_College_New_Food Preparation_Natural Gas_Food Prep Other_E4 | F4 | Commercial | College | New | Food Preparation | Natural Gas | Food Prep Other | E4 | RVT BC Ratio | 0 | 0 | 0 | 0 | 0 | 0 | 0 | 0 | 0 | 0 | 0 | 0 | 0 | 0 | 0 | 0 | 0 | 0 | 0 | 0 | 0 | 0 | 0 | 0 | 0 | 0 | 0 | 0 | 0 | 0 | 0 | 0 | 0
F4_Commercial_College_New_Food Preparation_Natural Gas_Food Prep Other_E5 | F4 | Commercial | College | New | Food Preparation | Natural Gas | Food Prep Other | E5 | RVT BC Ratio | 0 | 0 | 0 | 0 | 0 | 0 | 0 | 0 | 0 | 0 | 0 | 0 | 0 | 0 | 0 | 0 | 0 | 0 | 0 | 0 | 0 | 0 | 0 | 0 | 0 | 0 | 0 | 0 | 0 | 0 | 0 | 0 | 0
F4_Commercial_College_New_Food Preparation_Natural Gas_Food Prep Other_E6 | F4 | Commercial | College | New | Food Preparation | Natural Gas | Food Prep Other | E6 | RVT BC Ratio | 0 | 0 | 0 | 0 | 0 | 0 | 0 | 0 | 0 | 0 | 0 | 0 | 0 | 0 | 0 | 0 | 0 | 0 | 0 | 0 | 0 | 0 | 0 | 0 | 0 | 0 | 0 | 0 | 0 | 0 | 0 | 0 | 0
F4_Commercial_College_New_Food Preparation_Natural Gas_Food Prep Other_E7 | F4 | Commercial | College | New | Food Preparation | Natural Gas | Food Prep Other | E7 | RVT BC Ratio | 0 | 0 | 0 | 0 | 0 | 0 | 0 | 0 | 0 | 0 | 0 | 0 | 0 | 0 | 0 | 0 | 0 | 0 | 0 | 0 | 0 | 0 | 0 | 0 | 0 | 0 | 0 | 0 | 0 | 0 | 0 | 0 | 0
F4_Commercial_College_New_Food Preparation_Natural Gas_Food Prep Other_E8 | F4 | Commercial | College | New | Food Preparation | Natural Gas | Food Prep Other | E8 | RVT BC Ratio | 0 | 0 | 0 | 0 | 0 | 0 | 0 | 0 | 0 | 0 | 0 | 0 | 0 | 0 | 0 | 0 | 0 | 0 | 0 | 0 | 0 | 0 | 0 | 0 | 0 | 0 | 0 | 0 | 0 | 0 | 0 | 0 | 0
F4_Commercial_College_New_Food Preparation_Natural Gas_Food Prep Other_E9 | F4 | Commercial | College | New | Food Preparation | Natural Gas | Food Prep Other | E9 | RVT BC Ratio | 0 | 0 | 0 | 0 | 0 | 0 | 0 | 0 | 0 | 0 | 0 | 0 | 0 | 0 | 0 | 0 | 0 | 0 | 0 | 0 | 0 | 0 | 0 | 0 | 0 | 0 | 0 | 0 | 0 | 0 | 0 | 0 | 0
F4_Commercial_College_New_Food Preparation_Natural Gas_Food Prep Other_E10 | F4 | Commercial | College | New | Food Preparation | Natural Gas | Food Prep Other | E10 | RVT BC Ratio | 0 | 0 | 0 | 0 | 0 | 0 | 0 | 0 | 0 | 0 | 0 | 0 | 0 | 0 | 0 | 0 | 0 | 0 | 0 | 0 | 0 | 0 | 0 | 0 | 0 | 0 | 0 | 0 | 0 | 0 | 0 | 0 | 0
F5_Commercial_College_New_Food Preparation_Natural Gas_Food Prep Other_E1 | F5 | Commercial | College | New | Food Preparation | Natural Gas | Food Prep Other | E1 | RIM BC Ratio | bar: 2019 to 2051
F5_Commercial_College_New_Food Preparation_Natural Gas_Food Prep Other_E2 | F5 | Commercial | College | New | Food Preparation | Natural Gas | Food Prep Other | E2 | RIM BC Ratio | 0.11176 | 0.11174 | 0.11221 | 0.11149 | 0.11106 | 0.11138 | 0.11233 | 0.11308 | 0.11401 | 0.11488 | 0.11576 | 0.11656 | 0.11742 | 0.11832 | 0.11917 | 0.12004 | 0.12092 | 0.12187 | 0.12286 | 0.12391 | 0.12493 | 0.12599 | 0.12697 | 0.12799 | 0.12888 | 0.12965 | 0.13035 | 0.13095 | 0.13142 | 0.13181 | 0.13202 | 0.13216 | 0.13216
F5_Commercial_College_New_Food Preparation_Natural Gas_Food Prep Other_E3 | F5 | Commercial | College | New | Food Preparation | Natural Gas | Food Prep Other | E3 | RIM BC Ratio | 0 | 0 | 0 | 0 | 0 | 0 | 0 | 0 | 0 | 0 | 0 | 0 | 0 | 0 | 0 | 0 | 0 | 0 | 0 | 0 | 0 | 0 | 0 | 0 | 0 | 0 | 0 | 0 | 0 | 0 | 0 | 0 | 0
F5_Commercial_College_New_Food Preparation_Natural Gas_Food Prep Other_E4 | F5 | Commercial | College | New | Food Preparation | Natural Gas | Food Prep Other | E4 | RIM BC Ratio | 0 | 0 | 0 | 0 | 0 | 0 | 0 | 0 | 0 | 0 | 0 | 0 | 0 | 0 | 0 | 0 | 0 | 0 | 0 | 0 | 0 | 0 | 0 | 0 | 0 | 0 | 0 | 0 | 0 | 0 | 0 | 0 | 0
F5_Commercial_College_New_Food Preparation_Natural Gas_Food Prep Other_E5 | F5 | Commercial | College | New | Food Preparation | Natural Gas | Food Prep Other | E5 | RIM BC Ratio | 0 | 0 | 0 | 0 | 0 | 0 | 0 | 0 | 0 | 0 | 0 | 0 | 0 | 0 | 0 | 0 | 0 | 0 | 0 | 0 | 0 | 0 | 0 | 0 | 0 | 0 | 0 | 0 | 0 | 0 | 0 | 0 | 0
F5_Commercial_College_New_Food Preparation_Natural Gas_Food Prep Other_E6 | F5 | Commercial | College | New | Food Preparation | Natural Gas | Food Prep Other | E6 | RIM BC Ratio | 0 | 0 | 0 | 0 | 0 | 0 | 0 | 0 | 0 | 0 | 0 | 0 | 0 | 0 | 0 | 0 | 0 | 0 | 0 | 0 | 0 | 0 | 0 | 0 | 0 | 0 | 0 | 0 | 0 | 0 | 0 | 0 | 0
F5_Commercial_College_New_Food Preparation_Natural Gas_Food Prep Other_E7 | F5 | Commercial | College | New | Food Preparation | Natural Gas | Food Prep Other | E7 | RIM BC Ratio | 0 | 0 | 0 | 0 | 0 | 0 | 0 | 0 | 0 | 0 | 0 | 0 | 0 | 0 | 0 | 0 | 0 | 0 | 0 | 0 | 0 | 0 | 0 | 0 | 0 | 0 | 0 | 0 | 0 | 0 | 0 | 0 | 0
F5_Commercial_College_New_Food Preparation_Natural Gas_Food Prep Other_E8 | F5 | Commercial | College | New | Food Preparation | Natural Gas | Food Prep Other | E8 | RIM BC Ratio | 0 | 0 | 0 | 0 | 0 | 0 | 0 | 0 | 0 | 0 | 0 | 0 | 0 | 0 | 0 | 0 | 0 | 0 | 0 | 0 | 0 | 0 | 0 | 0 | 0 | 0 | 0 | 0 | 0 | 0 | 0 | 0 | 0
F5_Commercial_College_New_Food Preparation_Natural Gas_Food Prep Other_E9 | F5 | Commercial | College | New | Food Preparation | Natural Gas | Food Prep Other | E9 | RIM BC Ratio | 0 | 0 | 0 | 0 | 0 | 0 | 0 | 0 | 0 | 0 | 0 | 0 | 0 | 0 | 0 | 0 | 0 | 0 | 0 | 0 | 0 | 0 | 0 | 0 | 0 | 0 | 0 | 0 | 0 | 0 | 0 | 0 | 0
F5_Commercial_College_New_Food Preparation_Natural Gas_Food Prep Other_E10 | F5 | Commercial | College | New | Food Preparation | Natural Gas | Food Prep Other | E10 | RIM BC Ratio | 0 | 0 | 0 | 0 | 0 | 0 | 0 | 0 | 0 | 0 | 0 | 0 | 0 | 0 | 0 | 0 | 0 | 0 | 0 | 0 | 0 | 0 | 0 | 0 | 0 | 0 | 0 | 0 | 0 | 0 | 0 | 0 | 0
F0_Commercial_College_New_Miscellaneous_Natural Gas_Pool Heater_E0 | F0 | Commercial | College | New | Miscellaneous | Natural Gas | Pool Heater | E0 | Economic Unit | Standard (EF .78) | Standard (EF .78) | Standard (EF .78) | Standard (EF .78) | Standard (EF .78) | Standard (EF .78) | Standard (EF .78) | Standard (EF .78) | Standard (EF .78) | Standard (EF .78) | Standard (EF .78) | Standard (EF .78) | Standard (EF .78) | Standard (EF .78) | Standard (EF .78) | Standard (EF .78) | Standard (EF .78) | Standard (EF .78) | Standard (EF .78) | Standard (EF .78) | Standard (EF .78) | Standard (EF .78) | Standard (EF .78) | Standard (EF .78) | Standard (EF .78) | Standard (EF .78) | Standard (EF .78) | Standard (EF .78) | Standard (EF .78) | Standard (EF .78) | Standard (EF .78) | Standard (EF .78) | Standard (EF .78)
F1_Commercial_College_New_Miscellaneous_Natural Gas_Pool Heater_E1 | F1 | Commercial | College | New | Miscellaneous | Natural Gas | Pool Heater | E1 | CCE | 0 | 0 | 0 | 0 | 0 | 0 | 0 | 0 | 0 | 0 | 0 | 0 | 0 | 0 | 0 | 0 | 0 | 0 | 0 | 0 | 0 | 0 | 0 | 0 | 0 | 0 | 0 | 0 | 0 | 0 | 0 | 0 | 0
F1_Commercial_College_New_Miscellaneous_Natural Gas_Pool Heater_E2 | F1 | Commercial | College | New | Miscellaneous | Natural Gas | Pool Heater | E2 | CCE | 1.2677 | 1.3125 | 1.1782 | 1.2003 | 1.2003 | 1.2003 | 1.2003 | 1.2003 | 1.2003 | 1.2003 | 1.2003 | 1.2003 | 1.2003 | 1.2003 | 1.2003 | 1.2003 | 1.2003 | 1.2003 | 1.2003 | 1.2003 | 1.2003 | 1.2003 | 1.2003 | 1.2003 | 1.2003 | 1.2003 | 1.2003 | 1.2003 | 1.2003 | 1.2003 | 1.2003 | 1.2003 | 1.2003
F1_Commercial_College_New_Miscellaneous_Natural Gas_Pool Heater_E3 | F1 | Commercial | College | New | Miscellaneous | Natural Gas | Pool Heater | E3 | CCE | 0 | 0 | 0 | 0 | 0 | 0 | 0 | 0 | 0 | 0 | 0 | 0 | 0 | 0 | 0 | 0 | 0 | 0 | 0 | 0 | 0 | 0 | 0 | 0 | 0 | 0 | 0 | 0 | 0 | 0 | 0 | 0 | 0
F1_Commercial_College_New_Miscellaneous_Natural Gas_Pool Heater_E4 | F1 | Commercial | College | New | Miscellaneous | Natural Gas | Pool Heater | E4 | CCE | 0 | 0 | 0 | 0 | 0 | 0 | 0 | 0 | 0 | 0 | 0 | 0 | 0 | 0 | 0 | 0 | 0 | 0 | 0 | 0 | 0 | 0 | 0 | 0 | 0 | 0 | 0 | 0 | 0 | 0 | 0 | 0 | 0
F1_Commercial_College_New_Miscellaneous_Natural Gas_Pool Heater_E5 | F1 | Commercial | College | New | Miscellaneous | Natural Gas | Pool Heater | E5 | CCE | 0 | 0 | 0 | 0 | 0 | 0 | 0 | 0 | 0 | 0 | 0 | 0 | 0 | 0 | 0 | 0 | 0 | 0 | 0 | 0 | 0 | 0 | 0 | 0 | 0 | 0 | 0 | 0 | 0 | 0 | 0 | 0 | 0
F1_Commercial_College_New_Miscellaneous_Natural Gas_Pool Heater_E6 | F1 | Commercial | College | New | Miscellaneous | Natural Gas | Pool Heater | E6 | CCE | 0 | 0 | 0 | 0 | 0 | 0 | 0 | 0 | 0 | 0 | 0 | 0 | 0 | 0 | 0 | 0 | 0 | 0 | 0 | 0 | 0 | 0 | 0 | 0 | 0 | 0 | 0 | 0 | 0 | 0 | 0 | 0 | 0
F1_Commercial_College_New_Miscellaneous_Natural Gas_Pool Heater_E7 | F1 | Commercial | College | New | Miscellaneous | Natural Gas | Pool Heater | E7 | CCE | 0 | 0 | 0 | 0 | 0 | 0 | 0 | 0 | 0 | 0 | 0 | 0 | 0 | 0 | 0 | 0 | 0 | 0 | 0 | 0 | 0 | 0 | 0 | 0 | 0 | 0 | 0 | 0 | 0 | 0 | 0 | 0 | 0
F1_Commercial_College_New_Miscellaneous_Natural Gas_Pool Heater_E8 | F1 | Commercial | College | New | Miscellaneous | Natural Gas | Pool Heater | E8 | CCE | 0 | 0 | 0 | 0 | 0 | 0 | 0 | 0 | 0 | 0 | 0 | 0 | 0 | 0 | 0 | 0 | 0 | 0 | 0 | 0 | 0 | 0 | 0 | 0 | 0 | 0 | 0 | 0 | 0 | 0 | 0 | 0 | 0
F1_Commercial_College_New_Miscellaneous_Natural Gas_Pool Heater_E9 | F1 | Commercial | College | New | Miscellaneous | Natural Gas | Pool Heater | E9 | CCE | 0 | 0 | 0 | 0 | 0 | 0 | 0 | 0 | 0 | 0 | 0 | 0 | 0 | 0 | 0 | 0 | 0 | 0 | 0 | 0 | 0 | 0 | 0 | 0 | 0 | 0 | 0 | 0 | 0 | 0 | 0 | 0 | 0
F1_Commercial_College_New_Miscellaneous_Natural Gas_Pool Heater_E10 | F1 | Commercial | College | New | Miscellaneous | Natural Gas | Pool Heater | E10 | CCE | 0 | 0 | 0 | 0 | 0 | 0 | 0 | 0 | 0 | 0 | 0 | 0 | 0 | 0 | 0 | 0 | 0 | 0 | 0 | 0 | 0 | 0 | 0 | 0 | 0 | 0 | 0 | 0 | 0 | 0 | 0 | 0 | 0
F2_Commercial_College_New_Miscellaneous_Natural Gas_Pool Heater_E1 | F2 | Commercial | College | New | Miscellaneous | Natural Gas | Pool Heater | E1 | TRC BC Ratio | bar: 2019 to 2051
F2_Commercial_College_New_Miscellaneous_Natural Gas_Pool Heater_E2 | F2 | Commercial | College | New | Miscellaneous | Natural Gas | Pool Heater | E2 | TRC BC Ratio | 0 | 0 | 0 | 0 | 0 | 0 | 0 | 0 | 0 | 0 | 0 | 0 | 0 | 0 | 0 | 0 | 0 | 0 | 0 | 0 | 0 | 0 | 0 | 0 | 0 | 0 | 0 | 0 | 0 | 0 | 0 | 0 | 0
F2_Commercial_College_New_Miscellaneous_Natural Gas_Pool Heater_E3 | F2 | Commercial | College | New | Miscellaneous | Natural Gas | Pool Heater | E3 | TRC BC Ratio | 0 | 0 | 0 | 0 | 0 | 0 | 0 | 0 | 0 | 0 | 0 | 0 | 0 | 0 | 0 | 0 | 0 | 0 | 0 | 0 | 0 | 0 | 0 | 0 | 0 | 0 | 0 | 0 | 0 | 0 | 0 | 0 | 0
F2_Commercial_College_New_Miscellaneous_Natural Gas_Pool Heater_E4 | F2 | Commercial | College | New | Miscellaneous | Natural Gas | Pool Heater | E4 | TRC BC Ratio | 0 | 0 | 0 | 0 | 0 | 0 | 0 | 0 | 0 | 0 | 0 | 0 | 0 | 0 | 0 | 0 | 0 | 0 | 0 | 0 | 0 | 0 | 0 | 0 | 0 | 0 | 0 | 0 | 0 | 0 | 0 | 0 | 0
F2_Commercial_College_New_Miscellaneous_Natural Gas_Pool Heater_E5 | F2 | Commercial | College | New | Miscellaneous | Natural Gas | Pool Heater | E5 | TRC BC Ratio | 0 | 0 | 0 | 0 | 0 | 0 | 0 | 0 | 0 | 0 | 0 | 0 | 0 | 0 | 0 | 0 | 0 | 0 | 0 | 0 | 0 | 0 | 0 | 0 | 0 | 0 | 0 | 0 | 0 | 0 | 0 | 0 | 0
F2_Commercial_College_New_Miscellaneous_Natural Gas_Pool Heater_E6 | F2 | Commercial | College | New | Miscellaneous | Natural Gas | Pool Heater | E6 | TRC BC Ratio | 0 | 0 | 0 | 0 | 0 | 0 | 0 | 0 | 0 | 0 | 0 | 0 | 0 | 0 | 0 | 0 | 0 | 0 | 0 | 0 | 0 | 0 | 0 | 0 | 0 | 0 | 0 | 0 | 0 | 0 | 0 | 0 | 0
F2_Commercial_College_New_Miscellaneous_Natural Gas_Pool Heater_E7 | F2 | Commercial | College | New | Miscellaneous | Natural Gas | Pool Heater | E7 | TRC BC Ratio | 0 | 0 | 0 | 0 | 0 | 0 | 0 | 0 | 0 | 0 | 0 | 0 | 0 | 0 | 0 | 0 | 0 | 0 | 0 | 0 | 0 | 0 | 0 | 0 | 0 | 0 | 0 | 0 | 0 | 0 | 0 | 0 | 0
F2_Commercial_College_New_Miscellaneous_Natural Gas_Pool Heater_E8 | F2 | Commercial | College | New | Miscellaneous | Natural Gas | Pool Heater | E8 | TRC BC Ratio | 0 | 0 | 0 | 0 | 0 | 0 | 0 | 0 | 0 | 0 | 0 | 0 | 0 | 0 | 0 | 0 | 0 | 0 | 0 | 0 | 0 | 0 | 0 | 0 | 0 | 0 | 0 | 0 | 0 | 0 | 0 | 0 | 0
F2_Commercial_College_New_Miscellaneous_Natural Gas_Pool Heater_E9 | F2 | Commercial | College | New | Miscellaneous | Natural Gas | Pool Heater | E9 | TRC BC Ratio | 0 | 0 | 0 | 0 | 0 | 0 | 0 | 0 | 0 | 0 | 0 | 0 | 0 | 0 | 0 | 0 | 0 | 0 | 0 | 0 | 0 | 0 | 0 | 0 | 0 | 0 | 0 | 0 | 0 | 0 | 0 | 0 | 0
F2_Commercial_College_New_Miscellaneous_Natural Gas_Pool Heater_E10 | F2 | Commercial | College | New | Miscellaneous | Natural Gas | Pool Heater | E10 | TRC BC Ratio | 0 | 0 | 0 | 0 | 0 | 0 | 0 | 0 | 0 | 0 | 0 | 0 | 0 | 0 | 0 | 0 | 0 | 0 | 0 | 0 | 0 | 0 | 0 | 0 | 0 | 0 | 0 | 0 | 0 | 0 | 0 | 0 | 0
F3_Commercial_College_New_Miscellaneous_Natural Gas_Pool Heater_E1 | F3 | Commercial | College | New | Miscellaneous | Natural Gas | Pool Heater | E1 | PACT BC Ratio | bar: 2019 to 2051
F3_Commercial_College_New_Miscellaneous_Natural Gas_Pool Heater_E2 | F3 | Commercial | College | New | Miscellaneous | Natural Gas | Pool Heater | E2 | PACT BC Ratio | 0 | 0 | 0 | 0 | 0 | 0 | 0 | 0 | 0 | 0 | 0 | 0 | 0 | 0 | 0 | 0 | 0 | 0 | 0 | 0 | 0 | 0 | 0 | 0 | 0 | 0 | 0 | 0 | 0 | 0 | 0 | 0 | 0
F3_Commercial_College_New_Miscellaneous_Natural Gas_Pool Heater_E3 | F3 | Commercial | College | New | Miscellaneous | Natural Gas | Pool Heater | E3 | PACT BC Ratio | 0 | 0 | 0 | 0 | 0 | 0 | 0 | 0 | 0 | 0 | 0 | 0 | 0 | 0 | 0 | 0 | 0 | 0 | 0 | 0 | 0 | 0 | 0 | 0 | 0 | 0 | 0 | 0 | 0 | 0 | 0 | 0 | 0
F3_Commercial_College_New_Miscellaneous_Natural Gas_Pool Heater_E4 | F3 | Commercial | College | New | Miscellaneous | Natural Gas | Pool Heater | E4 | PACT BC Ratio | 0 | 0 | 0 | 0 | 0 | 0 | 0 | 0 | 0 | 0 | 0 | 0 | 0 | 0 | 0 | 0 | 0 | 0 | 0 | 0 | 0 | 0 | 0 | 0 | 0 | 0 | 0 | 0 | 0 | 0 | 0 | 0 | 0
F3_Commercial_College_New_Miscellaneous_Natural Gas_Pool Heater_E5 | F3 | Commercial | College | New | Miscellaneous | Natural Gas | Pool Heater | E5 | PACT BC Ratio | 0 | 0 | 0 | 0 | 0 | 0 | 0 | 0 | 0 | 0 | 0 | 0 | 0 | 0 | 0 | 0 | 0 | 0 | 0 | 0 | 0 | 0 | 0 | 0 | 0 | 0 | 0 | 0 | 0 | 0 | 0 | 0 | 0
F3_Commercial_College_New_Miscellaneous_Natural Gas_Pool Heater_E6 | F3 | Commercial | College | New | Miscellaneous | Natural Gas | Pool Heater | E6 | PACT BC Ratio | 0 | 0 | 0 | 0 | 0 | 0 | 0 | 0 | 0 | 0 | 0 | 0 | 0 | 0 | 0 | 0 | 0 | 0 | 0 | 0 | 0 | 0 | 0 | 0 | 0 | 0 | 0 | 0 | 0 | 0 | 0 | 0 | 0
F3_Commercial_College_New_Miscellaneous_Natural Gas_Pool Heater_E7 | F3 | Commercial | College | New | Miscellaneous | Natural Gas | Pool Heater | E7 | PACT BC Ratio | 0 | 0 | 0 | 0 | 0 | 0 | 0 | 0 | 0 | 0 | 0 | 0 | 0 | 0 | 0 | 0 | 0 | 0 | 0 | 0 | 0 | 0 | 0 | 0 | 0 | 0 | 0 | 0 | 0 | 0 | 0 | 0 | 0
F3_Commercial_College_New_Miscellaneous_Natural Gas_Pool Heater_E8 | F3 | Commercial | College | New | Miscellaneous | Natural Gas | Pool Heater | E8 | PACT BC Ratio | 0 | 0 | 0 | 0 | 0 | 0 | 0 | 0 | 0 | 0 | 0 | 0 | 0 | 0 | 0 | 0 | 0 | 0 | 0 | 0 | 0 | 0 | 0 | 0 | 0 | 0 | 0 | 0 | 0 | 0 | 0 | 0 | 0
F3_Commercial_College_New_Miscellaneous_Natural Gas_Pool Heater_E9 | F3 | Commercial | College | New | Miscellaneous | Natural Gas | Pool Heater | E9 | PACT BC Ratio | 0 | 0 | 0 | 0 | 0 | 0 | 0 | 0 | 0 | 0 | 0 | 0 | 0 | 0 | 0 | 0 | 0 | 0 | 0 | 0 | 0 | 0 | 0 | 0 | 0 | 0 | 0 | 0 | 0 | 0 | 0 | 0 | 0
F3_Commercial_College_New_Miscellaneous_Natural Gas_Pool Heater_E10 | F3 | Commercial | College | New | Miscellaneous | Natural Gas | Pool Heater | E10 | PACT BC Ratio | 0 | 0 | 0 | 0 | 0 | 0 | 0 | 0 | 0 | 0 | 0 | 0 | 0 | 0 | 0 | 0 | 0 | 0 | 0 | 0 | 0 | 0 | 0 | 0 | 0 | 0 | 0 | 0 | 0 | 0 | 0 | 0 | 0
F4_Commercial_College_New_Miscellaneous_Natural Gas_Pool Heater_E1 | F4 | Commercial | College | New | Miscellaneous | Natural Gas | Pool Heater | E1 | RVT BC Ratio | bar: 2019 to 2051
F4_Commercial_College_New_Miscellaneous_Natural Gas_Pool Heater_E2 | F4 | Commercial | College | New | Miscellaneous | Natural Gas | Pool Heater | E2 | RVT BC Ratio | 0.7 | 0.7 | 0.7 | 0.7 | 0.7 | 0.7 | 0.7 | 0.7 | 0.7 | 0.7 | 0.7 | 0.7 | 0.7 | 0.7 | 0.7 | 0.7 | 0.7 | 0.7 | 0.7 | 0.7 | 0.7 | 0.7 | 0.7 | 0.7 | 0.7 | 0.7 | 0.7 | 0.7 | 0.7 | 0.7 | 0.7 | 0.7 | 0.7
F4_Commercial_College_New_Miscellaneous_Natural Gas_Pool Heater_E3 | F4 | Commercial | College | New | Miscellaneous | Natural Gas | Pool Heater | E3 | RVT BC Ratio | 0 | 0 | 0 | 0 | 0 | 0 | 0 | 0 | 0 | 0 | 0 | 0 | 0 | 0 | 0 | 0 | 0 | 0 | 0 | 0 | 0 | 0 | 0 | 0 | 0 | 0 | 0 | 0 | 0 | 0 | 0 | 0 | 0
F4_Commercial_College_New_Miscellaneous_Natural Gas_Pool Heater_E4 | F4 | Commercial | College | New | Miscellaneous | Natural Gas | Pool Heater | E4 | RVT BC Ratio | 0 | 0 | 0 | 0 | 0 | 0 | 0 | 0 | 0 | 0 | 0 | 0 | 0 | 0 | 0 | 0 | 0 | 0 | 0 | 0 | 0 | 0 | 0 | 0 | 0 | 0 | 0 | 0 | 0 | 0 | 0 | 0 | 0
F4_Commercial_College_New_Miscellaneous_Natural Gas_Pool Heater_E5 | F4 | Commercial | College | New | Miscellaneous | Natural Gas | Pool Heater | E5 | RVT BC Ratio | 0 | 0 | 0 | 0 | 0 | 0 | 0 | 0 | 0 | 0 | 0 | 0 | 0 | 0 | 0 | 0 | 0 | 0 | 0 | 0 | 0 | 0 | 0 | 0 | 0 | 0 | 0 | 0 | 0 | 0 | 0 | 0 | 0
F4_Commercial_College_New_Miscellaneous_Natural Gas_Pool Heater_E6 | F4 | Commercial | College | New | Miscellaneous | Natural Gas | Pool Heater | E6 | RVT BC Ratio | 0 | 0 | 0 | 0 | 0 | 0 | 0 | 0 | 0 | 0 | 0 | 0 | 0 | 0 | 0 | 0 | 0 | 0 | 0 | 0 | 0 | 0 | 0 | 0 | 0 | 0 | 0 | 0 | 0 | 0 | 0 | 0 | 0
F4_Commercial_College_New_Miscellaneous_Natural Gas_Pool Heater_E7 | F4 | Commercial | College | New | Miscellaneous | Natural Gas | Pool Heater | E7 | RVT BC Ratio | 0 | 0 | 0 | 0 | 0 | 0 | 0 | 0 | 0 | 0 | 0 | 0 | 0 | 0 | 0 | 0 | 0 | 0 | 0 | 0 | 0 | 0 | 0 | 0 | 0 | 0 | 0 | 0 | 0 | 0 | 0 | 0 | 0
F4_Commercial_College_New_Miscellaneous_Natural Gas_Pool Heater_E8 | F4 | Commercial | College | New | Miscellaneous | Natural Gas | Pool Heater | E8 | RVT BC Ratio | 0 | 0 | 0 | 0 | 0 | 0 | 0 | 0 | 0 | 0 | 0 | 0 | 0 | 0 | 0 | 0 | 0 | 0 | 0 | 0 | 0 | 0 | 0 | 0 | 0 | 0 | 0 | 0 | 0 | 0 | 0 | 0 | 0
F4_Commercial_College_New_Miscellaneous_Natural Gas_Pool Heater_E9 | F4 | Commercial | College | New | Miscellaneous | Natural Gas | Pool Heater | E9 | RVT BC Ratio | 0 | 0 | 0 | 0 | 0 | 0 | 0 | 0 | 0 | 0 | 0 | 0 | 0 | 0 | 0 | 0 | 0 | 0 | 0 | 0 | 0 | 0 | 0 | 0 | 0 | 0 | 0 | 0 | 0 | 0 | 0 | 0 | 0
F4_Commercial_College_New_Miscellaneous_Natural Gas_Pool Heater_E10 | F4 | Commercial | College | New | Miscellaneous | Natural Gas | Pool Heater | E10 | RVT BC Ratio | 0 | 0 | 0 | 0 | 0 | 0 | 0 | 0 | 0 | 0 | 0 | 0 | 0 | 0 | 0 | 0 | 0 | 0 | 0 | 0 | 0 | 0 | 0 | 0 | 0 | 0 | 0 | 0 | 0 | 0 | 0 | 0 | 0
F5_Commercial_College_New_Miscellaneous_Natural Gas_Pool Heater_E1 | F5 | Commercial | College | New | Miscellaneous | Natural Gas | Pool Heater | E1 | RIM BC Ratio | bar: 2019 to 2051
F5_Commercial_College_New_Miscellaneous_Natural Gas_Pool Heater_E2 | F5 | Commercial | College | New | Miscellaneous | Natural Gas | Pool Heater | E2 | RIM BC Ratio | 0 | 0 | 0 | 0 | 0 | 0 | 0 | 0 | 0 | 0 | 0 | 0 | 0 | 0 | 0 | 0 | 0 | 0 | 0 | 0 | 0 | 0 | 0 | 0 | 0 | 0 | 0 | 0 | 0 | 0 | 0 | 0 | 0
F5_Commercial_College_New_Miscellaneous_Natural Gas_Pool Heater_E3 | F5 | Commercial | College | New | Miscellaneous | Natural Gas | Pool Heater | E3 | RIM BC Ratio | 0 | 0 | 0 | 0 | 0 | 0 | 0 | 0 | 0 | 0 | 0 | 0 | 0 | 0 | 0 | 0 | 0 | 0 | 0 | 0 | 0 | 0 | 0 | 0 | 0 | 0 | 0 | 0 | 0 | 0 | 0 | 0 | 0
F5_Commercial_College_New_Miscellaneous_Natural Gas_Pool Heater_E4 | F5 | Commercial | College | New | Miscellaneous | Natural Gas | Pool Heater | E4 | RIM BC Ratio | 0 | 0 | 0 | 0 | 0 | 0 | 0 | 0 | 0 | 0 | 0 | 0 | 0 | 0 | 0 | 0 | 0 | 0 | 0 | 0 | 0 | 0 | 0 | 0 | 0 | 0 | 0 | 0 | 0 | 0 | 0 | 0 | 0
F5_Commercial_College_New_Miscellaneous_Natural Gas_Pool Heater_E5 | F5 | Commercial | College | New | Miscellaneous | Natural Gas | Pool Heater | E5 | RIM BC Ratio | 0 | 0 | 0 | 0 | 0 | 0 | 0 | 0 | 0 | 0 | 0 | 0 | 0 | 0 | 0 | 0 | 0 | 0 | 0 | 0 | 0 | 0 | 0 | 0 | 0 | 0 | 0 | 0 | 0 | 0 | 0 | 0 | 0
F5_Commercial_College_New_Miscellaneous_Natural Gas_Pool Heater_E6 | F5 | Commercial | College | New | Miscellaneous | Natural Gas | Pool Heater | E6 | RIM BC Ratio | 0 | 0 | 0 | 0 | 0 | 0 | 0 | 0 | 0 | 0 | 0 | 0 | 0 | 0 | 0 | 0 | 0 | 0 | 0 | 0 | 0 | 0 | 0 | 0 | 0 | 0 | 0 | 0 | 0 | 0 | 0 | 0 | 0
F5_Commercial_College_New_Miscellaneous_Natural Gas_Pool Heater_E7 | F5 | Commercial | College | New | Miscellaneous | Natural Gas | Pool Heater | E7 | RIM BC Ratio | 0 | 0 | 0 | 0 | 0 | 0 | 0 | 0 | 0 | 0 | 0 | 0 | 0 | 0 | 0 | 0 | 0 | 0 | 0 | 0 | 0 | 0 | 0 | 0 | 0 | 0 | 0 | 0 | 0 | 0 | 0 | 0 | 0
F5_Commercial_College_New_Miscellaneous_Natural Gas_Pool Heater_E8 | F5 | Commercial | College | New | Miscellaneous | Natural Gas | Pool Heater | E8 | RIM BC Ratio | 0 | 0 | 0 | 0 | 0 | 0 | 0 | 0 | 0 | 0 | 0 | 0 | 0 | 0 | 0 | 0 | 0 | 0 | 0 | 0 | 0 | 0 | 0 | 0 | 0 | 0 | 0 | 0 | 0 | 0 | 0 | 0 | 0
F5_Commercial_College_New_Miscellaneous_Natural Gas_Pool Heater_E9 | F5 | Commercial | College | New | Miscellaneous | Natural Gas | Pool Heater | E9 | RIM BC Ratio | 0 | 0 | 0 | 0 | 0 | 0 | 0 | 0 | 0 | 0 | 0 | 0 | 0 | 0 | 0 | 0 | 0 | 0 | 0 | 0 | 0 | 0 | 0 | 0 | 0 | 0 | 0 | 0 | 0 | 0 | 0 | 0 | 0
F5_Commercial_College_New_Miscellaneous_Natural Gas_Pool Heater_E10 | F5 | Commercial | College | New | Miscellaneous | Natural Gas | Pool Heater | E10 | RIM BC Ratio | 0 | 0 | 0 | 0 | 0 | 0 | 0 | 0 | 0 | 0 | 0 | 0 | 0 | 0 | 0 | 0 | 0 | 0 | 0 | 0 | 0 | 0 | 0 | 0 | 0 | 0 | 0 | 0 | 0 | 0 | 0 | 0 | 0
F0_Commercial_College_New_Miscellaneous_Natural Gas_Miscellaneous_E0 | F0 | Commercial | College | New | Miscellaneous | Natural Gas | Miscellaneous | E0 | Economic Unit | Miscellaneous | Miscellaneous | Miscellaneous | Miscellaneous | Miscellaneous | Miscellaneous | Miscellaneous | Miscellaneous | Miscellaneous | Miscellaneous | Miscellaneous | Miscellaneous | Miscellaneous | Miscellaneous | Miscellaneous | Miscellaneous | Miscellaneous | Miscellaneous | Miscellaneous | Miscellaneous | Miscellaneous | Miscellaneous | Miscellaneous | Miscellaneous | Miscellaneous | Miscellaneous | Miscellaneous | Miscellaneous | Miscellaneous | Miscellaneous | Miscellaneous | Miscellaneous | Miscellaneous
F1_Commercial_College_New_Miscellaneous_Natural Gas_Miscellaneous_E1 | F1 | Commercial | College | New | Miscellaneous | Natural Gas | Miscellaneous | E1 | CCE | 0 | 0 | 0 | 0 | 0 | 0 | 0 | 0 | 0 | 0 | 0 | 0 | 0 | 0 | 0 | 0 | 0 | 0 | 0 | 0 | 0 | 0 | 0 | 0 | 0 | 0 | 0 | 0 | 0 | 0 | 0 | 0 | 0
F1_Commercial_College_New_Miscellaneous_Natural Gas_Miscellaneous_E2 | F1 | Commercial | College | New | Miscellaneous | Natural Gas | Miscellaneous | E2 | CCE | 0 | 0 | 0 | 0 | 0 | 0 | 0 | 0 | 0 | 0 | 0 | 0 | 0 | 0 | 0 | 0 | 0 | 0 | 0 | 0 | 0 | 0 | 0 | 0 | 0 | 0 | 0 | 0 | 0 | 0 | 0 | 0 | 0
F1_Commercial_College_New_Miscellaneous_Natural Gas_Miscellaneous_E3 | F1 | Commercial | College | New | Miscellaneous | Natural Gas | Miscellaneous | E3 | CCE | 0 | 0 | 0 | 0 | 0 | 0 | 0 | 0 | 0 | 0 | 0 | 0 | 0 | 0 | 0 | 0 | 0 | 0 | 0 | 0 | 0 | 0 | 0 | 0 | 0 | 0 | 0 | 0 | 0 | 0 | 0 | 0 | 0
F1_Commercial_College_New_Miscellaneous_Natural Gas_Miscellaneous_E4 | F1 | Commercial | College | New | Miscellaneous | Natural Gas | Miscellaneous | E4 | CCE | 0 | 0 | 0 | 0 | 0 | 0 | 0 | 0 | 0 | 0 | 0 | 0 | 0 | 0 | 0 | 0 | 0 | 0 | 0 | 0 | 0 | 0 | 0 | 0 | 0 | 0 | 0 | 0 | 0 | 0 | 0 | 0 | 0
F1_Commercial_College_New_Miscellaneous_Natural Gas_Miscellaneous_E5 | F1 | Commercial | College | New | Miscellaneous | Natural Gas | Miscellaneous | E5 | CCE | 0 | 0 | 0 | 0 | 0 | 0 | 0 | 0 | 0 | 0 | 0 | 0 | 0 | 0 | 0 | 0 | 0 | 0 | 0 | 0 | 0 | 0 | 0 | 0 | 0 | 0 | 0 | 0 | 0 | 0 | 0 | 0 | 0
F1_Commercial_College_New_Miscellaneous_Natural Gas_Miscellaneous_E6 | F1 | Commercial | College | New | Miscellaneous | Natural Gas | Miscellaneous | E6 | CCE | 0 | 0 | 0 | 0 | 0 | 0 | 0 | 0 | 0 | 0 | 0 | 0 | 0 | 0 | 0 | 0 | 0 | 0 | 0 | 0 | 0 | 0 | 0 | 0 | 0 | 0 | 0 | 0 | 0 | 0 | 0 | 0 | 0
F1_Commercial_College_New_Miscellaneous_Natural Gas_Miscellaneous_E7 | F1 | Commercial | College | New | Miscellaneous | Natural Gas | Miscellaneous | E7 | CCE | 0 | 0 | 0 | 0 | 0 | 0 | 0 | 0 | 0 | 0 | 0 | 0 | 0 | 0 | 0 | 0 | 0 | 0 | 0 | 0 | 0 | 0 | 0 | 0 | 0 | 0 | 0 | 0 | 0 | 0 | 0 | 0 | 0
F1_Commercial_College_New_Miscellaneous_Natural Gas_Miscellaneous_E8 | F1 | Commercial | College | New | Miscellaneous | Natural Gas | Miscellaneous | E8 | CCE | 0 | 0 | 0 | 0 | 0 | 0 | 0 | 0 | 0 | 0 | 0 | 0 | 0 | 0 | 0 | 0 | 0 | 0 | 0 | 0 | 0 | 0 | 0 | 0 | 0 | 0 | 0 | 0 | 0 | 0 | 0 | 0 | 0
F1_Commercial_College_New_Miscellaneous_Natural Gas_Miscellaneous_E9 | F1 | Commercial | College | New | Miscellaneous | Natural Gas | Miscellaneous | E9 | CCE | 0 | 0 | 0 | 0 | 0 | 0 | 0 | 0 | 0 | 0 | 0 | 0 | 0 | 0 | 0 | 0 | 0 | 0 | 0 | 0 | 0 | 0 | 0 | 0 | 0 | 0 | 0 | 0 | 0 | 0 | 0 | 0 | 0
F1_Commercial_College_New_Miscellaneous_Natural Gas_Miscellaneous_E10 | F1 | Commercial | College | New | Miscellaneous | Natural Gas | Miscellaneous | E10 | CCE | 0 | 0 | 0 | 0 | 0 | 0 | 0 | 0 | 0 | 0 | 0 | 0 | 0 | 0 | 0 | 0 | 0 | 0 | 0 | 0 | 0 | 0 | 0 | 0 | 0 | 0 | 0 | 0 | 0 | 0 | 0 | 0 | 0
F2_Commercial_College_New_Miscellaneous_Natural Gas_Miscellaneous_E1 | F2 | Commercial | College | New | Miscellaneous | Natural Gas | Miscellaneous | E1 | TRC BC Ratio | bar: 2019 to 2051
F2_Commercial_College_New_Miscellaneous_Natural Gas_Miscellaneous_E2 | F2 | Commercial | College | New | Miscellaneous | Natural Gas | Miscellaneous | E2 | TRC BC Ratio | 0 | 0 | 0 | 0 | 0 | 0 | 0 | 0 | 0 | 0 | 0 | 0 | 0 | 0 | 0 | 0 | 0 | 0 | 0 | 0 | 0 | 0 | 0 | 0 | 0 | 0 | 0 | 0 | 0 | 0 | 0 | 0 | 0
F2_Commercial_College_New_Miscellaneous_Natural Gas_Miscellaneous_E3 | F2 | Commercial | College | New | Miscellaneous | Natural Gas | Miscellaneous | E3 | TRC BC Ratio | 0 | 0 | 0 | 0 | 0 | 0 | 0 | 0 | 0 | 0 | 0 | 0 | 0 | 0 | 0 | 0 | 0 | 0 | 0 | 0 | 0 | 0 | 0 | 0 | 0 | 0 | 0 | 0 | 0 | 0 | 0 | 0 | 0
F2_Commercial_College_New_Miscellaneous_Natural Gas_Miscellaneous_E4 | F2 | Commercial | College | New | Miscellaneous | Natural Gas | Miscellaneous | E4 | TRC BC Ratio | 0 | 0 | 0 | 0 | 0 | 0 | 0 | 0 | 0 | 0 | 0 | 0 | 0 | 0 | 0 | 0 | 0 | 0 | 0 | 0 | 0 | 0 | 0 | 0 | 0 | 0 | 0 | 0 | 0 | 0 | 0 | 0 | 0
F2_Commercial_College_New_Miscellaneous_Natural Gas_Miscellaneous_E5 | F2 | Commercial | College | New | Miscellaneous | Natural Gas | Miscellaneous | E5 | TRC BC Ratio | 0 | 0 | 0 | 0 | 0 | 0 | 0 | 0 | 0 | 0 | 0 | 0 | 0 | 0 | 0 | 0 | 0 | 0 | 0 | 0 | 0 | 0 | 0 | 0 | 0 | 0 | 0 | 0 | 0 | 0 | 0 | 0 | 0
F2_Commercial_College_New_Miscellaneous_Natural Gas_Miscellaneous_E6 | F2 | Commercial | College | New | Miscellaneous | Natural Gas | Miscellaneous | E6 | TRC BC Ratio | 0 | 0 | 0 | 0 | 0 | 0 | 0 | 0 | 0 | 0 | 0 | 0 | 0 | 0 | 0 | 0 | 0 | 0 | 0 | 0 | 0 | 0 | 0 | 0 | 0 | 0 | 0 | 0 | 0 | 0 | 0 | 0 | 0
F2_Commercial_College_New_Miscellaneous_Natural Gas_Miscellaneous_E7 | F2 | Commercial | College | New | Miscellaneous | Natural Gas | Miscellaneous | E7 | TRC BC Ratio | 0 | 0 | 0 | 0 | 0 | 0 | 0 | 0 | 0 | 0 | 0 | 0 | 0 | 0 | 0 | 0 | 0 | 0 | 0 | 0 | 0 | 0 | 0 | 0 | 0 | 0 | 0 | 0 | 0 | 0 | 0 | 0 | 0
F2_Commercial_College_New_Miscellaneous_Natural Gas_Miscellaneous_E8 | F2 | Commercial | College | New | Miscellaneous | Natural Gas | Miscellaneous | E8 | TRC BC Ratio | 0 | 0 | 0 | 0 | 0 | 0 | 0 | 0 | 0 | 0 | 0 | 0 | 0 | 0 | 0 | 0 | 0 | 0 | 0 | 0 | 0 | 0 | 0 | 0 | 0 | 0 | 0 | 0 | 0 | 0 | 0 | 0 | 0
F2_Commercial_College_New_Miscellaneous_Natural Gas_Miscellaneous_E9 | F2 | Commercial | College | New | Miscellaneous | Natural Gas | Miscellaneous | E9 | TRC BC Ratio | 0 | 0 | 0 | 0 | 0 | 0 | 0 | 0 | 0 | 0 | 0 | 0 | 0 | 0 | 0 | 0 | 0 | 0 | 0 | 0 | 0 | 0 | 0 | 0 | 0 | 0 | 0 | 0 | 0 | 0 | 0 | 0 | 0
F2_Commercial_College_New_Miscellaneous_Natural Gas_Miscellaneous_E10 | F2 | Commercial | College | New | Miscellaneous | Natural Gas | Miscellaneous | E10 | TRC BC Ratio | 0 | 0 | 0 | 0 | 0 | 0 | 0 | 0 | 0 | 0 | 0 | 0 | 0 | 0 | 0 | 0 | 0 | 0 | 0 | 0 | 0 | 0 | 0 | 0 | 0 | 0 | 0 | 0 | 0 | 0 | 0 | 0 | 0
F3_Commercial_College_New_Miscellaneous_Natural Gas_Miscellaneous_E1 | F3 | Commercial | College | New | Miscellaneous | Natural Gas | Miscellaneous | E1 | PACT BC Ratio | bar: 2019 to 2051
F3_Commercial_College_New_Miscellaneous_Natural Gas_Miscellaneous_E2 | F3 | Commercial | College | New | Miscellaneous | Natural Gas | Miscellaneous | E2 | PACT BC Ratio | 0 | 0 | 0 | 0 | 0 | 0 | 0 | 0 | 0 | 0 | 0 | 0 | 0 | 0 | 0 | 0 | 0 | 0 | 0 | 0 | 0 | 0 | 0 | 0 | 0 | 0 | 0 | 0 | 0 | 0 | 0 | 0 | 0
F3_Commercial_College_New_Miscellaneous_Natural Gas_Miscellaneous_E3 | F3 | Commercial | College | New | Miscellaneous | Natural Gas | Miscellaneous | E3 | PACT BC Ratio | 0 | 0 | 0 | 0 | 0 | 0 | 0 | 0 | 0 | 0 | 0 | 0 | 0 | 0 | 0 | 0 | 0 | 0 | 0 | 0 | 0 | 0 | 0 | 0 | 0 | 0 | 0 | 0 | 0 | 0 | 0 | 0 | 0
F3_Commercial_College_New_Miscellaneous_Natural Gas_Miscellaneous_E4 | F3 | Commercial | College | New | Miscellaneous | Natural Gas | Miscellaneous | E4 | PACT BC Ratio | 0 | 0 | 0 | 0 | 0 | 0 | 0 | 0 | 0 | 0 | 0 | 0 | 0 | 0 | 0 | 0 | 0 | 0 | 0 | 0 | 0 | 0 | 0 | 0 | 0 | 0 | 0 | 0 | 0 | 0 | 0 | 0 | 0
F3_Commercial_College_New_Miscellaneous_Natural Gas_Miscellaneous_E5 | F3 | Commercial | College | New | Miscellaneous | Natural Gas | Miscellaneous | E5 | PACT BC Ratio | 0 | 0 | 0 | 0 | 0 | 0 | 0 | 0 | 0 | 0 | 0 | 0 | 0 | 0 | 0 | 0 | 0 | 0 | 0 | 0 | 0 | 0 | 0 | 0 | 0 | 0 | 0 | 0 | 0 | 0 | 0 | 0 | 0
F3_Commercial_College_New_Miscellaneous_Natural Gas_Miscellaneous_E6 | F3 | Commercial | College | New | Miscellaneous | Natural Gas | Miscellaneous | E6 | PACT BC Ratio | 0 | 0 | 0 | 0 | 0 | 0 | 0 | 0 | 0 | 0 | 0 | 0 | 0 | 0 | 0 | 0 | 0 | 0 | 0 | 0 | 0 | 0 | 0 | 0 | 0 | 0 | 0 | 0 | 0 | 0 | 0 | 0 | 0
F3_Commercial_College_New_Miscellaneous_Natural Gas_Miscellaneous_E7 | F3 | Commercial | College | New | Miscellaneous | Natural Gas | Miscellaneous | E7 | PACT BC Ratio | 0 | 0 | 0 | 0 | 0 | 0 | 0 | 0 | 0 | 0 | 0 | 0 | 0 | 0 | 0 | 0 | 0 | 0 | 0 | 0 | 0 | 0 | 0 | 0 | 0 | 0 | 0 | 0 | 0 | 0 | 0 | 0 | 0
F3_Commercial_College_New_Miscellaneous_Natural Gas_Miscellaneous_E8 | F3 | Commercial | College | New | Miscellaneous | Natural Gas | Miscellaneous | E8 | PACT BC Ratio | 0 | 0 | 0 | 0 | 0 | 0 | 0 | 0 | 0 | 0 | 0 | 0 | 0 | 0 | 0 | 0 | 0 | 0 | 0 | 0 | 0 | 0 | 0 | 0 | 0 | 0 | 0 | 0 | 0 | 0 | 0 | 0 | 0
F3_Commercial_College_New_Miscellaneous_Natural Gas_Miscellaneous_E9 | F3 | Commercial | College | New | Miscellaneous | Natural Gas | Miscellaneous | E9 | PACT BC Ratio | 0 | 0 | 0 | 0 | 0 | 0 | 0 | 0 | 0 | 0 | 0 | 0 | 0 | 0 | 0 | 0 | 0 | 0 | 0 | 0 | 0 | 0 | 0 | 0 | 0 | 0 | 0 | 0 | 0 | 0 | 0 | 0 | 0
F3_Commercial_College_New_Miscellaneous_Natural Gas_Miscellaneous_E10 | F3 | Commercial | College | New | Miscellaneous | Natural Gas | Miscellaneous | E10 | PACT BC Ratio | 0 | 0 | 0 | 0 | 0 | 0 | 0 | 0 | 0 | 0 | 0 | 0 | 0 | 0 | 0 | 0 | 0 | 0 | 0 | 0 | 0 | 0 | 0 | 0 | 0 | 0 | 0 | 0 | 0 | 0 | 0 | 0 | 0
F4_Commercial_College_New_Miscellaneous_Natural Gas_Miscellaneous_E1 | F4 | Commercial | College | New | Miscellaneous | Natural Gas | Miscellaneous | E1 | RVT BC Ratio | bar: 2019 to 2051
F4_Commercial_College_New_Miscellaneous_Natural Gas_Miscellaneous_E2 | F4 | Commercial | College | New | Miscellaneous | Natural Gas | Miscellaneous | E2 | RVT BC Ratio | 0 | 0 | 0 | 0 | 0 | 0 | 0 | 0 | 0 | 0 | 0 | 0 | 0 | 0 | 0 | 0 | 0 | 0 | 0 | 0 | 0 | 0 | 0 | 0 | 0 | 0 | 0 | 0 | 0 | 0 | 0 | 0 | 0
F4_Commercial_College_New_Miscellaneous_Natural Gas_Miscellaneous_E3 | F4 | Commercial | College | New | Miscellaneous | Natural Gas | Miscellaneous | E3 | RVT BC Ratio | 0 | 0 | 0 | 0 | 0 | 0 | 0 | 0 | 0 | 0 | 0 | 0 | 0 | 0 | 0 | 0 | 0 | 0 | 0 | 0 | 0 | 0 | 0 | 0 | 0 | 0 | 0 | 0 | 0 | 0 | 0 | 0 | 0
F4_Commercial_College_New_Miscellaneous_Natural Gas_Miscellaneous_E4 | F4 | Commercial | College | New | Miscellaneous | Natural Gas | Miscellaneous | E4 | RVT BC Ratio | 0 | 0 | 0 | 0 | 0 | 0 | 0 | 0 | 0 | 0 | 0 | 0 | 0 | 0 | 0 | 0 | 0 | 0 | 0 | 0 | 0 | 0 | 0 | 0 | 0 | 0 | 0 | 0 | 0 | 0 | 0 | 0 | 0
F4_Commercial_College_New_Miscellaneous_Natural Gas_Miscellaneous_E5 | F4 | Commercial | College | New | Miscellaneous | Natural Gas | Miscellaneous | E5 | RVT BC Ratio | 0 | 0 | 0 | 0 | 0 | 0 | 0 | 0 | 0 | 0 | 0 | 0 | 0 | 0 | 0 | 0 | 0 | 0 | 0 | 0 | 0 | 0 | 0 | 0 | 0 | 0 | 0 | 0 | 0 | 0 | 0 | 0 | 0
F4_Commercial_College_New_Miscellaneous_Natural Gas_Miscellaneous_E6 | F4 | Commercial | College | New | Miscellaneous | Natural Gas | Miscellaneous | E6 | RVT BC Ratio | 0 | 0 | 0 | 0 | 0 | 0 | 0 | 0 | 0 | 0 | 0 | 0 | 0 | 0 | 0 | 0 | 0 | 0 | 0 | 0 | 0 | 0 | 0 | 0 | 0 | 0 | 0 | 0 | 0 | 0 | 0 | 0 | 0
F4_Commercial_College_New_Miscellaneous_Natural Gas_Miscellaneous_E7 | F4 | Commercial | College | New | Miscellaneous | Natural Gas | Miscellaneous | E7 | RVT BC Ratio | 0 | 0 | 0 | 0 | 0 | 0 | 0 | 0 | 0 | 0 | 0 | 0 | 0 | 0 | 0 | 0 | 0 | 0 | 0 | 0 | 0 | 0 | 0 | 0 | 0 | 0 | 0 | 0 | 0 | 0 | 0 | 0 | 0
F4_Commercial_College_New_Miscellaneous_Natural Gas_Miscellaneous_E8 | F4 | Commercial | College | New | Miscellaneous | Natural Gas | Miscellaneous | E8 | RVT BC Ratio | 0 | 0 | 0 | 0 | 0 | 0 | 0 | 0 | 0 | 0 | 0 | 0 | 0 | 0 | 0 | 0 | 0 | 0 | 0 | 0 | 0 | 0 | 0 | 0 | 0 | 0 | 0 | 0 | 0 | 0 | 0 | 0 | 0
F4_Commercial_College_New_Miscellaneous_Natural Gas_Miscellaneous_E9 | F4 | Commercial | College | New | Miscellaneous | Natural Gas | Miscellaneous | E9 | RVT BC Ratio | 0 | 0 | 0 | 0 | 0 | 0 | 0 | 0 | 0 | 0 | 0 | 0 | 0 | 0 | 0 | 0 | 0 | 0 | 0 | 0 | 0 | 0 | 0 | 0 | 0 | 0 | 0 | 0 | 0 | 0 | 0 | 0 | 0
F4_Commercial_College_New_Miscellaneous_Natural Gas_Miscellaneous_E10 | F4 | Commercial | College | New | Miscellaneous | Natural Gas | Miscellaneous | E10 | RVT BC Ratio | 0 | 0 | 0 | 0 | 0 | 0 | 0 | 0 | 0 | 0 | 0 | 0 | 0 | 0 | 0 | 0 | 0 | 0 | 0 | 0 | 0 | 0 | 0 | 0 | 0 | 0 | 0 | 0 | 0 | 0 | 0 | 0 | 0
F5_Commercial_College_New_Miscellaneous_Natural Gas_Miscellaneous_E1 | F5 | Commercial | College | New | Miscellaneous | Natural Gas | Miscellaneous | E1 | RIM BC Ratio | bar: 2019 to 2051
F5_Commercial_College_New_Miscellaneous_Natural Gas_Miscellaneous_E2 | F5 | Commercial | College | New | Miscellaneous | Natural Gas | Miscellaneous | E2 | RIM BC Ratio | 0 | 0 | 0 | 0 | 0 | 0 | 0 | 0 | 0 | 0 | 0 | 0 | 0 | 0 | 0 | 0 | 0 | 0 | 0 | 0 | 0 | 0 | 0 | 0 | 0 | 0 | 0 | 0 | 0 | 0 | 0 | 0 | 0
F5_Commercial_College_New_Miscellaneous_Natural Gas_Miscellaneous_E3 | F5 | Commercial | College | New | Miscellaneous | Natural Gas | Miscellaneous | E3 | RIM BC Ratio | 0 | 0 | 0 | 0 | 0 | 0 | 0 | 0 | 0 | 0 | 0 | 0 | 0 | 0 | 0 | 0 | 0 | 0 | 0 | 0 | 0 | 0 | 0 | 0 | 0 | 0 | 0 | 0 | 0 | 0 | 0 | 0 | 0
F5_Commercial_College_New_Miscellaneous_Natural Gas_Miscellaneous_E4 | F5 | Commercial | College | New | Miscellaneous | Natural Gas | Miscellaneous | E4 | RIM BC Ratio | 0 | 0 | 0 | 0 | 0 | 0 | 0 | 0 | 0 | 0 | 0 | 0 | 0 | 0 | 0 | 0 | 0 | 0 | 0 | 0 | 0 | 0 | 0 | 0 | 0 | 0 | 0 | 0 | 0 | 0 | 0 | 0 | 0
F5_Commercial_College_New_Miscellaneous_Natural Gas_Miscellaneous_E5 | F5 | Commercial | College | New | Miscellaneous | Natural Gas | Miscellaneous | E5 | RIM BC Ratio | 0 | 0 | 0 | 0 | 0 | 0 | 0 | 0 | 0 | 0 | 0 | 0 | 0 | 0 | 0 | 0 | 0 | 0 | 0 | 0 | 0 | 0 | 0 | 0 | 0 | 0 | 0 | 0 | 0 | 0 | 0 | 0 | 0
F5_Commercial_College_New_Miscellaneous_Natural Gas_Miscellaneous_E6 | F5 | Commercial | College | New | Miscellaneous | Natural Gas | Miscellaneous | E6 | RIM BC Ratio | 0 | 0 | 0 | 0 | 0 | 0 | 0 | 0 | 0 | 0 | 0 | 0 | 0 | 0 | 0 | 0 | 0 | 0 | 0 | 0 | 0 | 0 | 0 | 0 | 0 | 0 | 0 | 0 | 0 | 0 | 0 | 0 | 0
F5_Commercial_College_New_Miscellaneous_Natural Gas_Miscellaneous_E7 | F5 | Commercial | College | New | Miscellaneous | Natural Gas | Miscellaneous | E7 | RIM BC Ratio | 0 | 0 | 0 | 0 | 0 | 0 | 0 | 0 | 0 | 0 | 0 | 0 | 0 | 0 | 0 | 0 | 0 | 0 | 0 | 0 | 0 | 0 | 0 | 0 | 0 | 0 | 0 | 0 | 0 | 0 | 0 | 0 | 0
F5_Commercial_College_New_Miscellaneous_Natural Gas_Miscellaneous_E8 | F5 | Commercial | College | New | Miscellaneous | Natural Gas | Miscellaneous | E8 | RIM BC Ratio | 0 | 0 | 0 | 0 | 0 | 0 | 0 | 0 | 0 | 0 | 0 | 0 | 0 | 0 | 0 | 0 | 0 | 0 | 0 | 0 | 0 | 0 | 0 | 0 | 0 | 0 | 0 | 0 | 0 | 0 | 0 | 0 | 0
F5_Commercial_College_New_Miscellaneous_Natural Gas_Miscellaneous_E9 | F5 | Commercial | College | New | Miscellaneous | Natural Gas | Miscellaneous | E9 | RIM BC Ratio | 0 | 0 | 0 | 0 | 0 | 0 | 0 | 0 | 0 | 0 | 0 | 0 | 0 | 0 | 0 | 0 | 0 | 0 | 0 | 0 | 0 | 0 | 0 | 0 | 0 | 0 | 0 | 0 | 0 | 0 | 0 | 0 | 0
F5_Commercial_College_New_Miscellaneous_Natural Gas_Miscellaneous_E10 | F5 | Commercial | College | New | Miscellaneous | Natural Gas | Miscellaneous | E10 | RIM BC Ratio | 0 | 0 | 0 | 0 | 0 | 0 | 0 | 0 | 0 | 0 | 0 | 0 | 0 | 0 | 0 | 0 | 0 | 0 | 0 | 0 | 0 | 0 | 0 | 0 | 0 | 0 | 0 | 0 | 0 | 0 | 0 | 0 | 0
F0_Commercial_Hospital_Existing_Space Heating_Natural Gas_Furnace_E0 | F0 | Commercial | Hospital | Existing | Space Heating | Natural Gas | Furnace | E0 | Economic Unit | AFUE 96% | AFUE 96% | AFUE 96% | AFUE 96% | AFUE 96% | AFUE 96% | AFUE 96% | AFUE 96% | AFUE 96% | AFUE 96% | AFUE 96% | AFUE 96% | AFUE 96% | AFUE 96% | AFUE 96% | AFUE 96% | AFUE 96% | AFUE 96% | AFUE 96% | AFUE 96% | AFUE 96% | AFUE 96% | AFUE 96% | AFUE 96% | AFUE 96% | AFUE 96% | AFUE 96% | AFUE 96% | AFUE 96% | AFUE 96% | AFUE 96% | AFUE 96% | AFUE 96%
F1_Commercial_Hospital_Existing_Space Heating_Natural Gas_Furnace_E1 | F1 | Commercial | Hospital | Existing | Space Heating | Natural Gas | Furnace | E1 | CCE | 0 | 0 | 0 | 0 | 0 | 0 | 0 | 0 | 0 | 0 | 0 | 0 | 0 | 0 | 0 | 0 | 0 | 0 | 0 | 0 | 0 | 0 | 0 | 0 | 0 | 0 | 0 | 0 | 0 | 0 | 0 | 0 | 0
F1_Commercial_Hospital_Existing_Space Heating_Natural Gas_Furnace_E2 | F1 | Commercial | Hospital | Existing | Space Heating | Natural Gas | Furnace | E2 | CCE | 0.04774 | 0.049427 | 0.044606 | 0.045686 | 0.045931 | 0 | 0 | 0 | 0 | 0 | 0 | 0 | 0 | 0 | 0 | 0 | 0 | 0 | 0 | 0 | 0 | 0 | 0 | 0 | 0 | 0 | 0 | 0 | 0 | 0 | 0 | 0 | 0
F1_Commercial_Hospital_Existing_Space Heating_Natural Gas_Furnace_E3 | F1 | Commercial | Hospital | Existing | Space Heating | Natural Gas | Furnace | E3 | CCE | 0.81544 | 0.84426 | 0.76191 | 0.78035 | 0.78455 | 0 | 0 | 0 | 0 | 0 | 0 | 0 | 0 | 0 | 0 | 0 | 0 | 0 | 0 | 0 | 0 | 0 | 0 | 0 | 0 | 0 | 0 | 0 | 0 | 0 | 0 | 0 | 0
F1_Commercial_Hospital_Existing_Space Heating_Natural Gas_Furnace_E4 | F1 | Commercial | Hospital | Existing | Space Heating | Natural Gas | Furnace | E4 | CCE | 1.2856 | 1.331 | 1.2012 | 1.2303 | 1.2369 | 1.9452 | 1.9558 | 1.9665 | 1.9773 | 1.9882 | 1.9993 | 2.0104 | 2.0217 | 2.0331 | 2.0447 | 2.0564 | 2.0682 | 2.0802 | 2.0923 | 2.1045 | 2.1169 | 2.1294 | 2.1421 | 2.1549 | 2.1679 | 2.181 | 2.1943 | 2.2077 | 2.2214 | 2.2351 | 2.2491 | 2.2633 | 2.2633
F1_Commercial_Hospital_Existing_Space Heating_Natural Gas_Furnace_E5 | F1 | Commercial | Hospital | Existing | Space Heating | Natural Gas | Furnace | E5 | CCE | 0 | 0 | 0 | 0 | 0 | 0 | 0 | 17.4748 | 17.5708 | 17.6679 | 17.7661 | 17.8654 | 17.9658 | 18.0673 | 18.17 | 18.2739 | 18.3789 | 18.485 | 18.5926 | 18.7014 | 18.8114 | 18.9224 | 19.0352 | 19.1491 | 19.2645 | 19.3809 | 19.4992 | 19.6188 | 19.7398 | 19.8622 | 19.9865 | 20.1121 | 20.1121
F1_Commercial_Hospital_Existing_Space Heating_Natural Gas_Furnace_E6 | F1 | Commercial | Hospital | Existing | Space Heating | Natural Gas | Furnace | E6 | CCE | 0 | 0 | 0 | 0 | 0 | 0 | 0 | 0 | 0 | 0 | 0 | 0 | 0 | 0 | 0 | 0 | 0 | 0 | 0 | 0 | 0 | 0 | 0 | 0 | 0 | 0 | 0 | 0 | 0 | 0 | 0 | 0 | 0
F1_Commercial_Hospital_Existing_Space Heating_Natural Gas_Furnace_E7 | F1 | Commercial | Hospital | Existing | Space Heating | Natural Gas | Furnace | E7 | CCE | 0 | 0 | 0 | 0 | 0 | 0 | 0 | 0 | 0 | 0 | 0 | 0 | 0 | 0 | 0 | 0 | 0 | 0 | 0 | 0 | 0 | 0 | 0 | 0 | 0 | 0 | 0 | 0 | 0 | 0 | 0 | 0 | 0
F1_Commercial_Hospital_Existing_Space Heating_Natural Gas_Furnace_E8 | F1 | Commercial | Hospital | Existing | Space Heating | Natural Gas | Furnace | E8 | CCE | 0 | 0 | 0 | 0 | 0 | 0 | 0 | 0 | 0 | 0 | 0 | 0 | 0 | 0 | 0 | 0 | 0 | 0 | 0 | 0 | 0 | 0 | 0 | 0 | 0 | 0 | 0 | 0 | 0 | 0 | 0 | 0 | 0
F1_Commercial_Hospital_Existing_Space Heating_Natural Gas_Furnace_E9 | F1 | Commercial | Hospital | Existing | Space Heating | Natural Gas | Furnace | E9 | CCE | 0 | 0 | 0 | 0 | 0 | 0 | 0 | 0 | 0 | 0 | 0 | 0 | 0 | 0 | 0 | 0 | 0 | 0 | 0 | 0 | 0 | 0 | 0 | 0 | 0 | 0 | 0 | 0 | 0 | 0 | 0 | 0 | 0
F1_Commercial_Hospital_Existing_Space Heating_Natural Gas_Furnace_E10 | F1 | Commercial | Hospital | Existing | Space Heating | Natural Gas | Furnace | E10 | CCE | 0 | 0 | 0 | 0 | 0 | 0 | 0 | 0 | 0 | 0 | 0 | 0 | 0 | 0 | 0 | 0 | 0 | 0 | 0 | 0 | 0 | 0 | 0 | 0 | 0 | 0 | 0 | 0 | 0 | 0 | 0 | 0 | 0
F2_Commercial_Hospital_Existing_Space Heating_Natural Gas_Furnace_E1 | F2 | Commercial | Hospital | Existing | Space Heating | Natural Gas | Furnace | E1 | TRC BC Ratio | 1 | 1 | 1 | 1 | 1 | 0 | 0 | 0 | 0 | 0 | 0 | 0 | 0 | 0 | 0 | 0 | 0 | 0 | 0 | 0 | 0 | 0 | 0 | 0 | 0 | 0 | 0 | 0 | 0 | 0 | 0 | 0 | 0
F2_Commercial_Hospital_Existing_Space Heating_Natural Gas_Furnace_E2 | F2 | Commercial | Hospital | Existing | Space Heating | Natural Gas | Furnace | E2 | TRC BC Ratio | 45.5241 | 45.5065 | 45.5892 | 45.3726 | 45.2244 | 0 | 0 | 0 | 0 | 0 | 0 | 0 | 0 | 0 | 0 | 0 | 0 | 0 | 0 | 0 | 0 | 0 | 0 | 0 | 0 | 0 | 0 | 0 | 0 | 0 | 0 | 0 | 0
F2_Commercial_Hospital_Existing_Space Heating_Natural Gas_Furnace_E3 | F2 | Commercial | Hospital | Existing | Space Heating | Natural Gas | Furnace | E3 | TRC BC Ratio | 2.6652 | 2.6642 | 2.669 | 2.6563 | 2.6477 | 1 | 1 | 1 | 1 | 1 | 1 | 1 | 1 | 1 | 1 | 1 | 1 | 1 | 1 | 1 | 1 | 1 | 1 | 1 | 1 | 1 | 1 | 1 | 1 | 1 | 1 | 1 | 1
F2_Commercial_Hospital_Existing_Space Heating_Natural Gas_Furnace_E4 | F2 | Commercial | Hospital | Existing | Space Heating | Natural Gas | Furnace | E4 | TRC BC Ratio | 1.6905 | 1.6899 | 1.693 | 1.6849 | 1.6794 | 1.0725 | 1.0736 | 1.0742 | 1.0754 | 1.0764 | 1.0773 | 1.078 | 1.0789 | 1.0798 | 1.0806 | 1.0814 | 1.0821 | 1.0831 | 1.0841 | 1.0853 | 1.0863 | 1.0874 | 1.0884 | 1.0895 | 1.0903 | 1.0911 | 1.0918 | 1.0926 | 1.0932 | 1.0937 | 1.0941 | 1.0945 | 1.0945
F2_Commercial_Hospital_Existing_Space Heating_Natural Gas_Furnace_E5 | F2 | Commercial | Hospital | Existing | Space Heating | Natural Gas | Furnace | E5 | TRC BC Ratio | 0 | 0 | 0 | 0 | 0 | 0 | 0 | 0.12088 | 0.12102 | 0.12113 | 0.12123 | 0.12131 | 0.12141 | 0.12151 | 0.1216 | 0.12169 | 0.12177 | 0.12189 | 0.12199 | 0.12213 | 0.12225 | 0.12237 | 0.12248 | 0.1226 | 0.1227 | 0.12278 | 0.12287 | 0.12296 | 0.12301 | 0.12308 | 0.12312 | 0.12317 | 0.12317
F2_Commercial_Hospital_Existing_Space Heating_Natural Gas_Furnace_E6 | F2 | Commercial | Hospital | Existing | Space Heating | Natural Gas | Furnace | E6 | TRC BC Ratio | 0 | 0 | 0 | 0 | 0 | 0 | 0 | 0 | 0 | 0 | 0 | 0 | 0 | 0 | 0 | 0 | 0 | 0 | 0 | 0 | 0 | 0 | 0 | 0 | 0 | 0 | 0 | 0 | 0 | 0 | 0 | 0 | 0
F2_Commercial_Hospital_Existing_Space Heating_Natural Gas_Furnace_E7 | F2 | Commercial | Hospital | Existing | Space Heating | Natural Gas | Furnace | E7 | TRC BC Ratio | 0 | 0 | 0 | 0 | 0 | 0 | 0 | 0 | 0 | 0 | 0 | 0 | 0 | 0 | 0 | 0 | 0 | 0 | 0 | 0 | 0 | 0 | 0 | 0 | 0 | 0 | 0 | 0 | 0 | 0 | 0 | 0 | 0
F2_Commercial_Hospital_Existing_Space Heating_Natural Gas_Furnace_E8 | F2 | Commercial | Hospital | Existing | Space Heating | Natural Gas | Furnace | E8 | TRC BC Ratio | 0 | 0 | 0 | 0 | 0 | 0 | 0 | 0 | 0 | 0 | 0 | 0 | 0 | 0 | 0 | 0 | 0 | 0 | 0 | 0 | 0 | 0 | 0 | 0 | 0 | 0 | 0 | 0 | 0 | 0 | 0 | 0 | 0
F2_Commercial_Hospital_Existing_Space Heating_Natural Gas_Furnace_E9 | F2 | Commercial | Hospital | Existing | Space Heating | Natural Gas | Furnace | E9 | TRC BC Ratio | 0 | 0 | 0 | 0 | 0 | 0 | 0 | 0 | 0 | 0 | 0 | 0 | 0 | 0 | 0 | 0 | 0 | 0 | 0 | 0 | 0 | 0 | 0 | 0 | 0 | 0 | 0 | 0 | 0 | 0 | 0 | 0 | 0
F2_Commercial_Hospital_Existing_Space Heating_Natural Gas_Furnace_E10 | F2 | Commercial | Hospital | Existing | Space Heating | Natural Gas | Furnace | E10 | TRC BC Ratio | 0 | 0 | 0 | 0 | 0 | 0 | 0 | 0 | 0 | 0 | 0 | 0 | 0 | 0 | 0 | 0 | 0 | 0 | 0 | 0 | 0 | 0 | 0 | 0 | 0 | 0 | 0 | 0 | 0 | 0 | 0 | 0 | 0
F3_Commercial_Hospital_Existing_Space Heating_Natural Gas_Furnace_E1 | F3 | Commercial | Hospital | Existing | Space Heating | Natural Gas | Furnace | E1 | PACT BC Ratio | 1 | 1 | 1 | 1 | 1 | 0 | 0 | 0 | 0 | 0 | 0 | 0 | 0 | 0 | 0 | 0 | 0 | 0 | 0 | 0 | 0 | 0 | 0 | 0 | 0 | 0 | 0 | 0 | 0 | 0 | 0 | 0 | 0
F3_Commercial_Hospital_Existing_Space Heating_Natural Gas_Furnace_E2 | F3 | Commercial | Hospital | Existing | Space Heating | Natural Gas | Furnace | E2 | PACT BC Ratio | 60.6988 | 60.6754 | 60.7856 | 60.4968 | 60.2992 | 0 | 0 | 0 | 0 | 0 | 0 | 0 | 0 | 0 | 0 | 0 | 0 | 0 | 0 | 0 | 0 | 0 | 0 | 0 | 0 | 0 | 0 | 0 | 0 | 0 | 0 | 0 | 0
F3_Commercial_Hospital_Existing_Space Heating_Natural Gas_Furnace_E3 | F3 | Commercial | Hospital | Existing | Space Heating | Natural Gas | Furnace | E3 | PACT BC Ratio | 3.5536 | 3.5522 | 3.5587 | 3.5418 | 3.5302 | 1 | 1 | 1 | 1 | 1 | 1 | 1 | 1 | 1 | 1 | 1 | 1 | 1 | 1 | 1 | 1 | 1 | 1 | 1 | 1 | 1 | 1 | 1 | 1 | 1 | 1 | 1 | 1
F3_Commercial_Hospital_Existing_Space Heating_Natural Gas_Furnace_E4 | F3 | Commercial | Hospital | Existing | Space Heating | Natural Gas | Furnace | E4 | PACT BC Ratio | 2.2541 | 2.2532 | 2.2573 | 2.2466 | 2.2392 | 1.43 | 1.4315 | 1.4322 | 1.4339 | 1.4352 | 1.4364 | 1.4373 | 1.4385 | 1.4398 | 1.4408 | 1.4418 | 1.4428 | 1.4442 | 1.4454 | 1.447 | 1.4484 | 1.4499 | 1.4512 | 1.4526 | 1.4538 | 1.4548 | 1.4558 | 1.4568 | 1.4575 | 1.4583 | 1.4588 | 1.4593 | 1.4593
F3_Commercial_Hospital_Existing_Space Heating_Natural Gas_Furnace_E5 | F3 | Commercial | Hospital | Existing | Space Heating | Natural Gas | Furnace | E5 | PACT BC Ratio | 0 | 0 | 0 | 0 | 0 | 0 | 0 | 0.16117 | 0.16136 | 0.16151 | 0.16164 | 0.16174 | 0.16187 | 0.16202 | 0.16213 | 0.16225 | 0.16236 | 0.16251 | 0.16266 | 0.16284 | 0.16299 | 0.16316 | 0.1633 | 0.16347 | 0.16359 | 0.16371 | 0.16382 | 0.16394 | 0.16402 | 0.16411 | 0.16416 | 0.16422 | 0.16422
F3_Commercial_Hospital_Existing_Space Heating_Natural Gas_Furnace_E6 | F3 | Commercial | Hospital | Existing | Space Heating | Natural Gas | Furnace | E6 | PACT BC Ratio | 0 | 0 | 0 | 0 | 0 | 0 | 0 | 0 | 0 | 0 | 0 | 0 | 0 | 0 | 0 | 0 | 0 | 0 | 0 | 0 | 0 | 0 | 0 | 0 | 0 | 0 | 0 | 0 | 0 | 0 | 0 | 0 | 0
F3_Commercial_Hospital_Existing_Space Heating_Natural Gas_Furnace_E7 | F3 | Commercial | Hospital | Existing | Space Heating | Natural Gas | Furnace | E7 | PACT BC Ratio | 0 | 0 | 0 | 0 | 0 | 0 | 0 | 0 | 0 | 0 | 0 | 0 | 0 | 0 | 0 | 0 | 0 | 0 | 0 | 0 | 0 | 0 | 0 | 0 | 0 | 0 | 0 | 0 | 0 | 0 | 0 | 0 | 0
F3_Commercial_Hospital_Existing_Space Heating_Natural Gas_Furnace_E8 | F3 | Commercial | Hospital | Existing | Space Heating | Natural Gas | Furnace | E8 | PACT BC Ratio | 0 | 0 | 0 | 0 | 0 | 0 | 0 | 0 | 0 | 0 | 0 | 0 | 0 | 0 | 0 | 0 | 0 | 0 | 0 | 0 | 0 | 0 | 0 | 0 | 0 | 0 | 0 | 0 | 0 | 0 | 0 | 0 | 0
F3_Commercial_Hospital_Existing_Space Heating_Natural Gas_Furnace_E9 | F3 | Commercial | Hospital | Existing | Space Heating | Natural Gas | Furnace | E9 | PACT BC Ratio | 0 | 0 | 0 | 0 | 0 | 0 | 0 | 0 | 0 | 0 | 0 | 0 | 0 | 0 | 0 | 0 | 0 | 0 | 0 | 0 | 0 | 0 | 0 | 0 | 0 | 0 | 0 | 0 | 0 | 0 | 0 | 0 | 0
F3_Commercial_Hospital_Existing_Space Heating_Natural Gas_Furnace_E10 | F3 | Commercial | Hospital | Existing | Space Heating | Natural Gas | Furnace | E10 | PACT BC Ratio | 0 | 0 | 0 | 0 | 0 | 0 | 0 | 0 | 0 | 0 | 0 | 0 | 0 | 0 | 0 | 0 | 0 | 0 | 0 | 0 | 0 | 0 | 0 | 0 | 0 | 0 | 0 | 0 | 0 | 0 | 0 | 0 | 0
F4_Commercial_Hospital_Existing_Space Heating_Natural Gas_Furnace_E1 | F4 | Commercial | Hospital | Existing | Space Heating | Natural Gas | Furnace | E1 | RVT BC Ratio | 1 | 1 | 1 | 1 | 1 | 0 | 0 | 0 | 0 | 0 | 0 | 0 | 0 | 0 | 0 | 0 | 0 | 0 | 0 | 0 | 0 | 0 | 0 | 0 | 0 | 0 | 0 | 0 | 0 | 0 | 0 | 0 | 0
F4_Commercial_Hospital_Existing_Space Heating_Natural Gas_Furnace_E2 | F4 | Commercial | Hospital | Existing | Space Heating | Natural Gas | Furnace | E2 | RVT BC Ratio | 66.149 | 66.1238 | 66.2426 | 65.9312 | 65.7181 | 0 | 0 | 0 | 0 | 0 | 0 | 0 | 0 | 0 | 0 | 0 | 0 | 0 | 0 | 0 | 0 | 0 | 0 | 0 | 0 | 0 | 0 | 0 | 0 | 0 | 0 | 0 | 0
F4_Commercial_Hospital_Existing_Space Heating_Natural Gas_Furnace_E3 | F4 | Commercial | Hospital | Existing | Space Heating | Natural Gas | Furnace | E3 | RVT BC Ratio | 4.5317 | 4.5302 | 4.5372 | 4.519 | 4.5065 | 1 | 1 | 1 | 1 | 1 | 1 | 1 | 1 | 1 | 1 | 1 | 1 | 1 | 1 | 1 | 1 | 1 | 1 | 1 | 1 | 1 | 1 | 1 | 1 | 1 | 1 | 1 | 1
F4_Commercial_Hospital_Existing_Space Heating_Natural Gas_Furnace_E4 | F4 | Commercial | Hospital | Existing | Space Heating | Natural Gas | Furnace | E4 | RVT BC Ratio | 3.1305 | 3.1295 | 3.1339 | 3.1224 | 3.1145 | 2.2419 | 2.2435 | 2.2443 | 2.2461 | 2.2476 | 2.2488 | 2.2498 | 2.2511 | 2.2524 | 2.2535 | 2.2546 | 2.2557 | 2.2572 | 2.2585 | 2.2603 | 2.2618 | 2.2634 | 2.2647 | 2.2663 | 2.2675 | 2.2687 | 2.2697 | 2.2709 | 2.2716 | 2.2724 | 2.2729 | 2.2735 | 2.2735
F4_Commercial_Hospital_Existing_Space Heating_Natural Gas_Furnace_E5 | F4 | Commercial | Hospital | Existing | Space Heating | Natural Gas | Furnace | E5 | RVT BC Ratio | 0 | 0 | 0 | 0 | 0 | 0 | 0 | 0.87378 | 0.87398 | 0.87415 | 0.87429 | 0.8744 | 0.87454 | 0.8747 | 0.87482 | 0.87495 | 0.87507 | 0.87523 | 0.87539 | 0.87558 | 0.87575 | 0.87593 | 0.87608 | 0.87626 | 0.8764 | 0.87652 | 0.87664 | 0.87677 | 0.87686 | 0.87695 | 0.877 | 0.87707 | 0.87707
F4_Commercial_Hospital_Existing_Space Heating_Natural Gas_Furnace_E6 | F4 | Commercial | Hospital | Existing | Space Heating | Natural Gas | Furnace | E6 | RVT BC Ratio | 0 | 0 | 0 | 0 | 0 | 0 | 0 | 0 | 0 | 0 | 0 | 0 | 0 | 0 | 0 | 0 | 0 | 0 | 0 | 0 | 0 | 0 | 0 | 0 | 0 | 0 | 0 | 0 | 0 | 0 | 0 | 0 | 0
F4_Commercial_Hospital_Existing_Space Heating_Natural Gas_Furnace_E7 | F4 | Commercial | Hospital | Existing | Space Heating | Natural Gas | Furnace | E7 | RVT BC Ratio | 0 | 0 | 0 | 0 | 0 | 0 | 0 | 0 | 0 | 0 | 0 | 0 | 0 | 0 | 0 | 0 | 0 | 0 | 0 | 0 | 0 | 0 | 0 | 0 | 0 | 0 | 0 | 0 | 0 | 0 | 0 | 0 | 0
F4_Commercial_Hospital_Existing_Space Heating_Natural Gas_Furnace_E8 | F4 | Commercial | Hospital | Existing | Space Heating | Natural Gas | Furnace | E8 | RVT BC Ratio | 0 | 0 | 0 | 0 | 0 | 0 | 0 | 0 | 0 | 0 | 0 | 0 | 0 | 0 | 0 | 0 | 0 | 0 | 0 | 0 | 0 | 0 | 0 | 0 | 0 | 0 | 0 | 0 | 0 | 0 | 0 | 0 | 0
F4_Commercial_Hospital_Existing_Space Heating_Natural Gas_Furnace_E9 | F4 | Commercial | Hospital | Existing | Space Heating | Natural Gas | Furnace | E9 | RVT BC Ratio | 0 | 0 | 0 | 0 | 0 | 0 | 0 | 0 | 0 | 0 | 0 | 0 | 0 | 0 | 0 | 0 | 0 | 0 | 0 | 0 | 0 | 0 | 0 | 0 | 0 | 0 | 0 | 0 | 0 | 0 | 0 | 0 | 0
F4_Commercial_Hospital_Existing_Space Heating_Natural Gas_Furnace_E10 | F4 | Commercial | Hospital | Existing | Space Heating | Natural Gas | Furnace | E10 | RVT BC Ratio | 0 | 0 | 0 | 0 | 0 | 0 | 0 | 0 | 0 | 0 | 0 | 0 | 0 | 0 | 0 | 0 | 0 | 0 | 0 | 0 | 0 | 0 | 0 | 0 | 0 | 0 | 0 | 0 | 0 | 0 | 0 | 0 | 0
F5_Commercial_Hospital_Existing_Space Heating_Natural Gas_Furnace_E1 | F5 | Commercial | Hospital | Existing | Space Heating | Natural Gas | Furnace | E1 | RIM BC Ratio | 1 | 1 | 1 | 1 | 1 | 0 | 0 | 0 | 0 | 0 | 0 | 0 | 0 | 0 | 0 | 0 | 0 | 0 | 0 | 0 | 0 | 0 | 0 | 0 | 0 | 0 | 0 | 0 | 0 | 0 | 0 | 0 | 0
F5_Commercial_Hospital_Existing_Space Heating_Natural Gas_Furnace_E2 | F5 | Commercial | Hospital | Existing | Space Heating | Natural Gas | Furnace | E2 | RIM BC Ratio | 0.82336 | 0.82335 | 0.82337 | 0.82332 | 0.82328 | 0 | 0 | 0 | 0 | 0 | 0 | 0 | 0 | 0 | 0 | 0 | 0 | 0 | 0 | 0 | 0 | 0 | 0 | 0 | 0 | 0 | 0 | 0 | 0 | 0 | 0 | 0 | 0
F5_Commercial_Hospital_Existing_Space Heating_Natural Gas_Furnace_E3 | F5 | Commercial | Hospital | Existing | Space Heating | Natural Gas | Furnace | E3 | RIM BC Ratio | 0.67592 | 0.67587 | 0.6761 | 0.67549 | 0.67507 | 1 | 1 | 1 | 1 | 1 | 1 | 1 | 1 | 1 | 1 | 1 | 1 | 1 | 1 | 1 | 1 | 1 | 1 | 1 | 1 | 1 | 1 | 1 | 1 | 1 | 1 | 1 | 1
F5_Commercial_Hospital_Existing_Space Heating_Natural Gas_Furnace_E4 | F5 | Commercial | Hospital | Existing | Space Heating | Natural Gas | Furnace | E4 | RIM BC Ratio | 0.60912 | 0.60906 | 0.60936 | 0.60857 | 0.60803 | 0.52705 | 0.52724 | 0.52735 | 0.52757 | 0.52776 | 0.52792 | 0.52804 | 0.52819 | 0.52837 | 0.5285 | 0.52864 | 0.52878 | 0.52896 | 0.52913 | 0.52934 | 0.52953 | 0.52973 | 0.52989 | 0.53009 | 0.53024 | 0.53038 | 0.53051 | 0.53065 | 0.53074 | 0.53085 | 0.5309 | 0.53098 | 0.53098
F5_Commercial_Hospital_Existing_Space Heating_Natural Gas_Furnace_E5 | F5 | Commercial | Hospital | Existing | Space Heating | Natural Gas | Furnace | E5 | RIM BC Ratio | 0 | 0 | 0 | 0 | 0 | 0 | 0 | 0.13508 | 0.13522 | 0.13533 | 0.13542 | 0.13549 | 0.13558 | 0.13568 | 0.13576 | 0.13584 | 0.13592 | 0.13603 | 0.13613 | 0.13626 | 0.13636 | 0.13648 | 0.13658 | 0.1367 | 0.13678 | 0.13687 | 0.13694 | 0.13703 | 0.13708 | 0.13714 | 0.13718 | 0.13722 | 0.13722
F5_Commercial_Hospital_Existing_Space Heating_Natural Gas_Furnace_E6 | F5 | Commercial | Hospital | Existing | Space Heating | Natural Gas | Furnace | E6 | RIM BC Ratio | 0 | 0 | 0 | 0 | 0 | 0 | 0 | 0 | 0 | 0 | 0 | 0 | 0 | 0 | 0 | 0 | 0 | 0 | 0 | 0 | 0 | 0 | 0 | 0 | 0 | 0 | 0 | 0 | 0 | 0 | 0 | 0 | 0
F5_Commercial_Hospital_Existing_Space Heating_Natural Gas_Furnace_E7 | F5 | Commercial | Hospital | Existing | Space Heating | Natural Gas | Furnace | E7 | RIM BC Ratio | 0 | 0 | 0 | 0 | 0 | 0 | 0 | 0 | 0 | 0 | 0 | 0 | 0 | 0 | 0 | 0 | 0 | 0 | 0 | 0 | 0 | 0 | 0 | 0 | 0 | 0 | 0 | 0 | 0 | 0 | 0 | 0 | 0
F5_Commercial_Hospital_Existing_Space Heating_Natural Gas_Furnace_E8 | F5 | Commercial | Hospital | Existing | Space Heating | Natural Gas | Furnace | E8 | RIM BC Ratio | 0 | 0 | 0 | 0 | 0 | 0 | 0 | 0 | 0 | 0 | 0 | 0 | 0 | 0 | 0 | 0 | 0 | 0 | 0 | 0 | 0 | 0 | 0 | 0 | 0 | 0 | 0 | 0 | 0 | 0 | 0 | 0 | 0
F5_Commercial_Hospital_Existing_Space Heating_Natural Gas_Furnace_E9 | F5 | Commercial | Hospital | Existing | Space Heating | Natural Gas | Furnace | E9 | RIM BC Ratio | 0 | 0 | 0 | 0 | 0 | 0 | 0 | 0 | 0 | 0 | 0 | 0 | 0 | 0 | 0 | 0 | 0 | 0 | 0 | 0 | 0 | 0 | 0 | 0 | 0 | 0 | 0 | 0 | 0 | 0 | 0 | 0 | 0
F5_Commercial_Hospital_Existing_Space Heating_Natural Gas_Furnace_E10 | F5 | Commercial | Hospital | Existing | Space Heating | Natural Gas | Furnace | E10 | RIM BC Ratio | 0 | 0 | 0 | 0 | 0 | 0 | 0 | 0 | 0 | 0 | 0 | 0 | 0 | 0 | 0 | 0 | 0 | 0 | 0 | 0 | 0 | 0 | 0 | 0 | 0 | 0 | 0 | 0 | 0 | 0 | 0 | 0 | 0
F0_Commercial_Hospital_Existing_Space Heating_Natural Gas_Boiler_E0 | F0 | Commercial | Hospital | Existing | Space Heating | Natural Gas | Boiler | E0 | Economic Unit | TE 98% | TE 98% | TE 98% | TE 98% | TE 98% | TE 98% | TE 98% | TE 98% | TE 98% | TE 98% | TE 98% | TE 98% | TE 98% | TE 98% | TE 98% | TE 98% | TE 98% | TE 98% | TE 98% | TE 98% | TE 98% | TE 98% | TE 98% | TE 98% | TE 98% | TE 98% | TE 98% | TE 98% | TE 98% | TE 98% | TE 98% | TE 98% | TE 98%
F1_Commercial_Hospital_Existing_Space Heating_Natural Gas_Boiler_E1 | F1 | Commercial | Hospital | Existing | Space Heating | Natural Gas | Boiler | E1 | CCE | 0 | 0 | 0 | 0 | 0 | 0 | 0 | 0 | 0 | 0 | 0 | 0 | 0 | 0 | 0 | 0 | 0 | 0 | 0 | 0 | 0 | 0 | 0 | 0 | 0 | 0 | 0 | 0 | 0 | 0 | 0 | 0 | 0
F1_Commercial_Hospital_Existing_Space Heating_Natural Gas_Boiler_E2 | F1 | Commercial | Hospital | Existing | Space Heating | Natural Gas | Boiler | E2 | CCE | 0.25059 | 0.25945 | 0.23414 | 0.2398 | 0.24109 | 0 | 0 | 0 | 0 | 0 | 0 | 0 | 0 | 0 | 0 | 0 | 0 | 0 | 0 | 0 | 0 | 0 | 0 | 0 | 0 | 0 | 0 | 0 | 0 | 0 | 0 | 0 | 0
F1_Commercial_Hospital_Existing_Space Heating_Natural Gas_Boiler_E3 | F1 | Commercial | Hospital | Existing | Space Heating | Natural Gas | Boiler | E3 | CCE | 1.4846 | 1.5371 | 1.3871 | 1.4207 | 1.4283 | 0 | 0 | 0 | 0 | 0 | 0 | 0 | 0 | 0 | 0 | 0 | 0 | 0 | 0 | 0 | 0 | 0 | 0 | 0 | 0 | 0 | 0 | 0 | 0 | 0 | 0 | 0 | 0
F1_Commercial_Hospital_Existing_Space Heating_Natural Gas_Boiler_E4 | F1 | Commercial | Hospital | Existing | Space Heating | Natural Gas | Boiler | E4 | CCE | 1.497 | 1.5499 | 1.3987 | 1.4325 | 1.4402 | 1.4994 | 1.5075 | 1.5158 | 1.5241 | 1.5325 | 1.541 | 1.5497 | 1.5584 | 1.5672 | 1.5761 | 1.5851 | 1.5942 | 1.6034 | 1.6127 | 1.6222 | 1.6317 | 1.6413 | 1.6511 | 1.661 | 1.671 | 1.6811 | 1.6914 | 1.7017 | 1.7122 | 1.7229 | 1.7336 | 1.7445 | 1.7445
F1_Commercial_Hospital_Existing_Space Heating_Natural Gas_Boiler_E5 | F1 | Commercial | Hospital | Existing | Space Heating | Natural Gas | Boiler | E5 | CCE | 4.611 | 4.774 | 4.3083 | 4.4126 | 4.4363 | 6.3714 | 6.4061 | 6.4411 | 6.4765 | 6.5123 | 6.5485 | 6.5851 | 6.6221 | 6.6595 | 6.6974 | 6.7356 | 6.7744 | 6.8135 | 6.8531 | 6.8932 | 6.9338 | 6.9747 | 7.0163 | 7.0583 | 7.1008 | 7.1437 | 7.1873 | 7.2314 | 7.276 | 7.3211 | 7.3669 | 7.4132 | 7.4132
F1_Commercial_Hospital_Existing_Space Heating_Natural Gas_Boiler_E6 | F1 | Commercial | Hospital | Existing | Space Heating | Natural Gas | Boiler | E6 | CCE | 0 | 0 | 0 | 0 | 0 | 0 | 0 | 0 | 0 | 0 | 0 | 0 | 0 | 0 | 0 | 0 | 0 | 0 | 0 | 0 | 0 | 0 | 0 | 0 | 0 | 0 | 0 | 0 | 0 | 0 | 0 | 0 | 0
F1_Commercial_Hospital_Existing_Space Heating_Natural Gas_Boiler_E7 | F1 | Commercial | Hospital | Existing | Space Heating | Natural Gas | Boiler | E7 | CCE | 0 | 0 | 0 | 0 | 0 | 0 | 0 | 0 | 0 | 0 | 0 | 0 | 0 | 0 | 0 | 0 | 0 | 0 | 0 | 0 | 0 | 0 | 0 | 0 | 0 | 0 | 0 | 0 | 0 | 0 | 0 | 0 | 0
F1_Commercial_Hospital_Existing_Space Heating_Natural Gas_Boiler_E8 | F1 | Commercial | Hospital | Existing | Space Heating | Natural Gas | Boiler | E8 | CCE | 0 | 0 | 0 | 0 | 0 | 0 | 0 | 0 | 0 | 0 | 0 | 0 | 0 | 0 | 0 | 0 | 0 | 0 | 0 | 0 | 0 | 0 | 0 | 0 | 0 | 0 | 0 | 0 | 0 | 0 | 0 | 0 | 0
F1_Commercial_Hospital_Existing_Space Heating_Natural Gas_Boiler_E9 | F1 | Commercial | Hospital | Existing | Space Heating | Natural Gas | Boiler | E9 | CCE | 0 | 0 | 0 | 0 | 0 | 0 | 0 | 0 | 0 | 0 | 0 | 0 | 0 | 0 | 0 | 0 | 0 | 0 | 0 | 0 | 0 | 0 | 0 | 0 | 0 | 0 | 0 | 0 | 0 | 0 | 0 | 0 | 0
F1_Commercial_Hospital_Existing_Space Heating_Natural Gas_Boiler_E10 | F1 | Commercial | Hospital | Existing | Space Heating | Natural Gas | Boiler | E10 | CCE | 0 | 0 | 0 | 0 | 0 | 0 | 0 | 0 | 0 | 0 | 0 | 0 | 0 | 0 | 0 | 0 | 0 | 0 | 0 | 0 | 0 | 0 | 0 | 0 | 0 | 0 | 0 | 0 | 0 | 0 | 0 | 0 | 0
F2_Commercial_Hospital_Existing_Space Heating_Natural Gas_Boiler_E1 | F2 | Commercial | Hospital | Existing | Space Heating | Natural Gas | Boiler | E1 | TRC BC Ratio | 1 | 1 | 1 | 1 | 1 | 0 | 0 | 0 | 0 | 0 | 0 | 0 | 0 | 0 | 0 | 0 | 0 | 0 | 0 | 0 | 0 | 0 | 0 | 0 | 0 | 0 | 0 | 0 | 0 | 0 | 0 | 0 | 0
F2_Commercial_Hospital_Existing_Space Heating_Natural Gas_Boiler_E2 | F2 | Commercial | Hospital | Existing | Space Heating | Natural Gas | Boiler | E2 | TRC BC Ratio | 8.6785 | 8.6759 | 8.6916 | 8.6532 | 8.6271 | 0 | 0 | 0 | 0 | 0 | 0 | 0 | 0 | 0 | 0 | 0 | 0 | 0 | 0 | 0 | 0 | 0 | 0 | 0 | 0 | 0 | 0 | 0 | 0 | 0 | 0 | 0 | 0
F2_Commercial_Hospital_Existing_Space Heating_Natural Gas_Boiler_E3 | F2 | Commercial | Hospital | Existing | Space Heating | Natural Gas | Boiler | E3 | TRC BC Ratio | 1.4649 | 1.4644 | 1.4671 | 1.4606 | 1.4562 | 1 | 1 | 1 | 1 | 1 | 1 | 1 | 1 | 1 | 1 | 1 | 1 | 1 | 1 | 1 | 1 | 1 | 1 | 1 | 1 | 1 | 1 | 1 | 1 | 1 | 1 | 1 | 1
F2_Commercial_Hospital_Existing_Space Heating_Natural Gas_Boiler_E4 | F2 | Commercial | Hospital | Existing | Space Heating | Natural Gas | Boiler | E4 | TRC BC Ratio | 1.4528 | 1.4523 | 1.455 | 1.4485 | 1.4442 | 1.3934 | 1.3949 | 1.3956 | 1.3973 | 1.3986 | 1.3998 | 1.4006 | 1.4018 | 1.403 | 1.4039 | 1.4049 | 1.4058 | 1.4071 | 1.4082 | 1.4097 | 1.411 | 1.4124 | 1.4135 | 1.4149 | 1.4159 | 1.4169 | 1.4178 | 1.4188 | 1.4194 | 1.4201 | 1.4205 | 1.421 | 1.421
F2_Commercial_Hospital_Existing_Space Heating_Natural Gas_Boiler_E5 | F2 | Commercial | Hospital | Existing | Space Heating | Natural Gas | Boiler | E5 | TRC BC Ratio | 0.47164 | 0.4715 | 0.47235 | 0.47026 | 0.46885 | 0.32792 | 0.32825 | 0.32843 | 0.32881 | 0.32913 | 0.3294 | 0.32961 | 0.32987 | 0.33016 | 0.33038 | 0.33061 | 0.33083 | 0.33112 | 0.33139 | 0.33174 | 0.33204 | 0.33237 | 0.33264 | 0.33296 | 0.3332 | 0.33343 | 0.33364 | 0.33387 | 0.33402 | 0.33419 | 0.33428 | 0.33441 | 0.33441
F2_Commercial_Hospital_Existing_Space Heating_Natural Gas_Boiler_E6 | F2 | Commercial | Hospital | Existing | Space Heating | Natural Gas | Boiler | E6 | TRC BC Ratio | 0 | 0 | 0 | 0 | 0 | 0 | 0 | 0 | 0 | 0 | 0 | 0 | 0 | 0 | 0 | 0 | 0 | 0 | 0 | 0 | 0 | 0 | 0 | 0 | 0 | 0 | 0 | 0 | 0 | 0 | 0 | 0 | 0
F2_Commercial_Hospital_Existing_Space Heating_Natural Gas_Boiler_E7 | F2 | Commercial | Hospital | Existing | Space Heating | Natural Gas | Boiler | E7 | TRC BC Ratio | 0 | 0 | 0 | 0 | 0 | 0 | 0 | 0 | 0 | 0 | 0 | 0 | 0 | 0 | 0 | 0 | 0 | 0 | 0 | 0 | 0 | 0 | 0 | 0 | 0 | 0 | 0 | 0 | 0 | 0 | 0 | 0 | 0
F2_Commercial_Hospital_Existing_Space Heating_Natural Gas_Boiler_E8 | F2 | Commercial | Hospital | Existing | Space Heating | Natural Gas | Boiler | E8 | TRC BC Ratio | 0 | 0 | 0 | 0 | 0 | 0 | 0 | 0 | 0 | 0 | 0 | 0 | 0 | 0 | 0 | 0 | 0 | 0 | 0 | 0 | 0 | 0 | 0 | 0 | 0 | 0 | 0 | 0 | 0 | 0 | 0 | 0 | 0
F2_Commercial_Hospital_Existing_Space Heating_Natural Gas_Boiler_E9 | F2 | Commercial | Hospital | Existing | Space Heating | Natural Gas | Boiler | E9 | TRC BC Ratio | 0 | 0 | 0 | 0 | 0 | 0 | 0 | 0 | 0 | 0 | 0 | 0 | 0 | 0 | 0 | 0 | 0 | 0 | 0 | 0 | 0 | 0 | 0 | 0 | 0 | 0 | 0 | 0 | 0 | 0 | 0 | 0 | 0
F2_Commercial_Hospital_Existing_Space Heating_Natural Gas_Boiler_E10 | F2 | Commercial | Hospital | Existing | Space Heating | Natural Gas | Boiler | E10 | TRC BC Ratio | 0 | 0 | 0 | 0 | 0 | 0 | 0 | 0 | 0 | 0 | 0 | 0 | 0 | 0 | 0 | 0 | 0 | 0 | 0 | 0 | 0 | 0 | 0 | 0 | 0 | 0 | 0 | 0 | 0 | 0 | 0 | 0 | 0
F3_Commercial_Hospital_Existing_Space Heating_Natural Gas_Boiler_E1 | F3 | Commercial | Hospital | Existing | Space Heating | Natural Gas | Boiler | E1 | PACT BC Ratio | 1 | 1 | 1 | 1 | 1 | 0 | 0 | 0 | 0 | 0 | 0 | 0 | 0 | 0 | 0 | 0 | 0 | 0 | 0 | 0 | 0 | 0 | 0 | 0 | 0 | 0 | 0 | 0 | 0 | 0 | 0 | 0 | 0
F3_Commercial_Hospital_Existing_Space Heating_Natural Gas_Boiler_E2 | F3 | Commercial | Hospital | Existing | Space Heating | Natural Gas | Boiler | E2 | PACT BC Ratio | 11.5713 | 11.5679 | 11.5888 | 11.5376 | 11.5029 | 0 | 0 | 0 | 0 | 0 | 0 | 0 | 0 | 0 | 0 | 0 | 0 | 0 | 0 | 0 | 0 | 0 | 0 | 0 | 0 | 0 | 0 | 0 | 0 | 0 | 0 | 0 | 0
F3_Commercial_Hospital_Existing_Space Heating_Natural Gas_Boiler_E3 | F3 | Commercial | Hospital | Existing | Space Heating | Natural Gas | Boiler | E3 | PACT BC Ratio | 1.9532 | 1.9526 | 1.9561 | 1.9475 | 1.9416 | 1 | 1 | 1 | 1 | 1 | 1 | 1 | 1 | 1 | 1 | 1 | 1 | 1 | 1 | 1 | 1 | 1 | 1 | 1 | 1 | 1 | 1 | 1 | 1 | 1 | 1 | 1 | 1
F3_Commercial_Hospital_Existing_Space Heating_Natural Gas_Boiler_E4 | F3 | Commercial | Hospital | Existing | Space Heating | Natural Gas | Boiler | E4 | PACT BC Ratio | 1.937 | 1.9364 | 1.9399 | 1.9314 | 1.9256 | 1.8579 | 1.8598 | 1.8609 | 1.863 | 1.8648 | 1.8664 | 1.8675 | 1.869 | 1.8707 | 1.8719 | 1.8732 | 1.8745 | 1.8761 | 1.8776 | 1.8796 | 1.8813 | 1.8832 | 1.8847 | 1.8865 | 1.8879 | 1.8892 | 1.8904 | 1.8917 | 1.8925 | 1.8935 | 1.894 | 1.8947 | 1.8947
F3_Commercial_Hospital_Existing_Space Heating_Natural Gas_Boiler_E5 | F3 | Commercial | Hospital | Existing | Space Heating | Natural Gas | Boiler | E5 | PACT BC Ratio | 0.62885 | 0.62867 | 0.6298 | 0.62702 | 0.62513 | 0.43722 | 0.43767 | 0.43791 | 0.43842 | 0.43884 | 0.4392 | 0.43948 | 0.43983 | 0.44022 | 0.44051 | 0.44081 | 0.44111 | 0.44149 | 0.44186 | 0.44232 | 0.44273 | 0.44316 | 0.44352 | 0.44394 | 0.44427 | 0.44457 | 0.44485 | 0.44516 | 0.44536 | 0.44559 | 0.44571 | 0.44588 | 0.44588
F3_Commercial_Hospital_Existing_Space Heating_Natural Gas_Boiler_E6 | F3 | Commercial | Hospital | Existing | Space Heating | Natural Gas | Boiler | E6 | PACT BC Ratio | 0 | 0 | 0 | 0 | 0 | 0 | 0 | 0 | 0 | 0 | 0 | 0 | 0 | 0 | 0 | 0 | 0 | 0 | 0 | 0 | 0 | 0 | 0 | 0 | 0 | 0 | 0 | 0 | 0 | 0 | 0 | 0 | 0
F3_Commercial_Hospital_Existing_Space Heating_Natural Gas_Boiler_E7 | F3 | Commercial | Hospital | Existing | Space Heating | Natural Gas | Boiler | E7 | PACT BC Ratio | 0 | 0 | 0 | 0 | 0 | 0 | 0 | 0 | 0 | 0 | 0 | 0 | 0 | 0 | 0 | 0 | 0 | 0 | 0 | 0 | 0 | 0 | 0 | 0 | 0 | 0 | 0 | 0 | 0 | 0 | 0 | 0 | 0
F3_Commercial_Hospital_Existing_Space Heating_Natural Gas_Boiler_E8 | F3 | Commercial | Hospital | Existing | Space Heating | Natural Gas | Boiler | E8 | PACT BC Ratio | 0 | 0 | 0 | 0 | 0 | 0 | 0 | 0 | 0 | 0 | 0 | 0 | 0 | 0 | 0 | 0 | 0 | 0 | 0 | 0 | 0 | 0 | 0 | 0 | 0 | 0 | 0 | 0 | 0 | 0 | 0 | 0 | 0
F3_Commercial_Hospital_Existing_Space Heating_Natural Gas_Boiler_E9 | F3 | Commercial | Hospital | Existing | Space Heating | Natural Gas | Boiler | E9 | PACT BC Ratio | 0 | 0 | 0 | 0 | 0 | 0 | 0 | 0 | 0 | 0 | 0 | 0 | 0 | 0 | 0 | 0 | 0 | 0 | 0 | 0 | 0 | 0 | 0 | 0 | 0 | 0 | 0 | 0 | 0 | 0 | 0 | 0 | 0
F3_Commercial_Hospital_Existing_Space Heating_Natural Gas_Boiler_E10 | F3 | Commercial | Hospital | Existing | Space Heating | Natural Gas | Boiler | E10 | PACT BC Ratio | 0 | 0 | 0 | 0 | 0 | 0 | 0 | 0 | 0 | 0 | 0 | 0 | 0 | 0 | 0 | 0 | 0 | 0 | 0 | 0 | 0 | 0 | 0 | 0 | 0 | 0 | 0 | 0 | 0 | 0 | 0 | 0 | 0
F4_Commercial_Hospital_Existing_Space Heating_Natural Gas_Boiler_E1 | F4 | Commercial | Hospital | Existing | Space Heating | Natural Gas | Boiler | E1 | RVT BC Ratio | 1 | 1 | 1 | 1 | 1 | 0 | 0 | 0 | 0 | 0 | 0 | 0 | 0 | 0 | 0 | 0 | 0 | 0 | 0 | 0 | 0 | 0 | 0 | 0 | 0 | 0 | 0 | 0 | 0 | 0 | 0 | 0 | 0
F4_Commercial_Hospital_Existing_Space Heating_Natural Gas_Boiler_E2 | F4 | Commercial | Hospital | Existing | Space Heating | Natural Gas | Boiler | E2 | RVT BC Ratio | 13.1769 | 13.1732 | 13.1957 | 13.1405 | 13.103 | 0 | 0 | 0 | 0 | 0 | 0 | 0 | 0 | 0 | 0 | 0 | 0 | 0 | 0 | 0 | 0 | 0 | 0 | 0 | 0 | 0 | 0 | 0 | 0 | 0 | 0 | 0 | 0
F4_Commercial_Hospital_Existing_Space Heating_Natural Gas_Boiler_E3 | F4 | Commercial | Hospital | Existing | Space Heating | Natural Gas | Boiler | E3 | RVT BC Ratio | 2.806 | 2.8054 | 2.8092 | 2.7999 | 2.7936 | 1 | 1 | 1 | 1 | 1 | 1 | 1 | 1 | 1 | 1 | 1 | 1 | 1 | 1 | 1 | 1 | 1 | 1 | 1 | 1 | 1 | 1 | 1 | 1 | 1 | 1 | 1 | 1
F4_Commercial_Hospital_Existing_Space Heating_Natural Gas_Boiler_E4 | F4 | Commercial | Hospital | Existing | Space Heating | Natural Gas | Boiler | E4 | RVT BC Ratio | 2.7886 | 2.788 | 2.7918 | 2.7825 | 2.7762 | 2.7033 | 2.7054 | 2.7065 | 2.7088 | 2.7108 | 2.7124 | 2.7137 | 2.7153 | 2.7171 | 2.7184 | 2.7198 | 2.7211 | 2.7229 | 2.7246 | 2.7267 | 2.7286 | 2.7305 | 2.7322 | 2.7341 | 2.7356 | 2.737 | 2.7383 | 2.7397 | 2.7406 | 2.7417 | 2.7422 | 2.743 | 2.743
F4_Commercial_Hospital_Existing_Space Heating_Natural Gas_Boiler_E5 | F4 | Commercial | Hospital | Existing | Space Heating | Natural Gas | Boiler | E5 | RVT BC Ratio | 1.3781 | 1.3779 | 1.3791 | 1.3761 | 1.3741 | 1.1714 | 1.1719 | 1.1722 | 1.1727 | 1.1732 | 1.1736 | 1.1739 | 1.1743 | 1.1747 | 1.175 | 1.1753 | 1.1756 | 1.176 | 1.1764 | 1.1769 | 1.1774 | 1.1778 | 1.1782 | 1.1787 | 1.179 | 1.1794 | 1.1797 | 1.18 | 1.1802 | 1.1805 | 1.1806 | 1.1808 | 1.1808
F4_Commercial_Hospital_Existing_Space Heating_Natural Gas_Boiler_E6 | F4 | Commercial | Hospital | Existing | Space Heating | Natural Gas | Boiler | E6 | RVT BC Ratio | 0 | 0 | 0 | 0 | 0 | 0 | 0 | 0 | 0 | 0 | 0 | 0 | 0 | 0 | 0 | 0 | 0 | 0 | 0 | 0 | 0 | 0 | 0 | 0 | 0 | 0 | 0 | 0 | 0 | 0 | 0 | 0 | 0
F4_Commercial_Hospital_Existing_Space Heating_Natural Gas_Boiler_E7 | F4 | Commercial | Hospital | Existing | Space Heating | Natural Gas | Boiler | E7 | RVT BC Ratio | 0 | 0 | 0 | 0 | 0 | 0 | 0 | 0 | 0 | 0 | 0 | 0 | 0 | 0 | 0 | 0 | 0 | 0 | 0 | 0 | 0 | 0 | 0 | 0 | 0 | 0 | 0 | 0 | 0 | 0 | 0 | 0 | 0
F4_Commercial_Hospital_Existing_Space Heating_Natural Gas_Boiler_E8 | F4 | Commercial | Hospital | Existing | Space Heating | Natural Gas | Boiler | E8 | RVT BC Ratio | 0 | 0 | 0 | 0 | 0 | 0 | 0 | 0 | 0 | 0 | 0 | 0 | 0 | 0 | 0 | 0 | 0 | 0 | 0 | 0 | 0 | 0 | 0 | 0 | 0 | 0 | 0 | 0 | 0 | 0 | 0 | 0 | 0
F4_Commercial_Hospital_Existing_Space Heating_Natural Gas_Boiler_E9 | F4 | Commercial | Hospital | Existing | Space Heating | Natural Gas | Boiler | E9 | RVT BC Ratio | 0 | 0 | 0 | 0 | 0 | 0 | 0 | 0 | 0 | 0 | 0 | 0 | 0 | 0 | 0 | 0 | 0 | 0 | 0 | 0 | 0 | 0 | 0 | 0 | 0 | 0 | 0 | 0 | 0 | 0 | 0 | 0 | 0
F4_Commercial_Hospital_Existing_Space Heating_Natural Gas_Boiler_E10 | F4 | Commercial | Hospital | Existing | Space Heating | Natural Gas | Boiler | E10 | RVT BC Ratio | 0 | 0 | 0 | 0 | 0 | 0 | 0 | 0 | 0 | 0 | 0 | 0 | 0 | 0 | 0 | 0 | 0 | 0 | 0 | 0 | 0 | 0 | 0 | 0 | 0 | 0 | 0 | 0 | 0 | 0 | 0 | 0 | 0
F5_Commercial_Hospital_Existing_Space Heating_Natural Gas_Boiler_E1 | F5 | Commercial | Hospital | Existing | Space Heating | Natural Gas | Boiler | E1 | RIM BC Ratio | 1 | 1 | 1 | 1 | 1 | 0 | 0 | 0 | 0 | 0 | 0 | 0 | 0 | 0 | 0 | 0 | 0 | 0 | 0 | 0 | 0 | 0 | 0 | 0 | 0 | 0 | 0 | 0 | 0 | 0 | 0 | 0 | 0
F5_Commercial_Hospital_Existing_Space Heating_Natural Gas_Boiler_E2 | F5 | Commercial | Hospital | Existing | Space Heating | Natural Gas | Boiler | E2 | RIM BC Ratio | 0.77852 | 0.77851 | 0.7786 | 0.77837 | 0.77821 | 0 | 0 | 0 | 0 | 0 | 0 | 0 | 0 | 0 | 0 | 0 | 0 | 0 | 0 | 0 | 0 | 0 | 0 | 0 | 0 | 0 | 0 | 0 | 0 | 0 | 0 | 0 | 0
F5_Commercial_Hospital_Existing_Space Heating_Natural Gas_Boiler_E3 | F5 | Commercial | Hospital | Existing | Space Heating | Natural Gas | Boiler | E3 | RIM BC Ratio | 0.58478 | 0.58473 | 0.58504 | 0.58427 | 0.58374 | 1 | 1 | 1 | 1 | 1 | 1 | 1 | 1 | 1 | 1 | 1 | 1 | 1 | 1 | 1 | 1 | 1 | 1 | 1 | 1 | 1 | 1 | 1 | 1 | 1 | 1 | 1 | 1
F5_Commercial_Hospital_Existing_Space Heating_Natural Gas_Boiler_E4 | F5 | Commercial | Hospital | Existing | Space Heating | Natural Gas | Boiler | E4 | RIM BC Ratio | 0.58332 | 0.58327 | 0.58358 | 0.58281 | 0.58228 | 0.57594 | 0.57612 | 0.57622 | 0.57643 | 0.5766 | 0.57675 | 0.57686 | 0.577 | 0.57716 | 0.57727 | 0.5774 | 0.57752 | 0.57767 | 0.57782 | 0.57801 | 0.57817 | 0.57834 | 0.57848 | 0.57865 | 0.57878 | 0.5789 | 0.57902 | 0.57914 | 0.57922 | 0.57931 | 0.57936 | 0.57943 | 0.57943
F5_Commercial_Hospital_Existing_Space Heating_Natural Gas_Boiler_E5 | F5 | Commercial | Hospital | Existing | Space Heating | Natural Gas | Boiler | E5 | RIM BC Ratio | 0.35865 | 0.35859 | 0.35895 | 0.35805 | 0.35743 | 0.28692 | 0.28712 | 0.28722 | 0.28744 | 0.28762 | 0.28778 | 0.2879 | 0.28805 | 0.28821 | 0.28834 | 0.28847 | 0.28859 | 0.28876 | 0.28891 | 0.28911 | 0.28929 | 0.28947 | 0.28962 | 0.2898 | 0.28994 | 0.29007 | 0.29019 | 0.29032 | 0.29041 | 0.2905 | 0.29056 | 0.29063 | 0.29063
F5_Commercial_Hospital_Existing_Space Heating_Natural Gas_Boiler_E6 | F5 | Commercial | Hospital | Existing | Space Heating | Natural Gas | Boiler | E6 | RIM BC Ratio | 0 | 0 | 0 | 0 | 0 | 0 | 0 | 0 | 0 | 0 | 0 | 0 | 0 | 0 | 0 | 0 | 0 | 0 | 0 | 0 | 0 | 0 | 0 | 0 | 0 | 0 | 0 | 0 | 0 | 0 | 0 | 0 | 0
F5_Commercial_Hospital_Existing_Space Heating_Natural Gas_Boiler_E7 | F5 | Commercial | Hospital | Existing | Space Heating | Natural Gas | Boiler | E7 | RIM BC Ratio | 0 | 0 | 0 | 0 | 0 | 0 | 0 | 0 | 0 | 0 | 0 | 0 | 0 | 0 | 0 | 0 | 0 | 0 | 0 | 0 | 0 | 0 | 0 | 0 | 0 | 0 | 0 | 0 | 0 | 0 | 0 | 0 | 0
F5_Commercial_Hospital_Existing_Space Heating_Natural Gas_Boiler_E8 | F5 | Commercial | Hospital | Existing | Space Heating | Natural Gas | Boiler | E8 | RIM BC Ratio | 0 | 0 | 0 | 0 | 0 | 0 | 0 | 0 | 0 | 0 | 0 | 0 | 0 | 0 | 0 | 0 | 0 | 0 | 0 | 0 | 0 | 0 | 0 | 0 | 0 | 0 | 0 | 0 | 0 | 0 | 0 | 0 | 0
F5_Commercial_Hospital_Existing_Space Heating_Natural Gas_Boiler_E9 | F5 | Commercial | Hospital | Existing | Space Heating | Natural Gas | Boiler | E9 | RIM BC Ratio | 0 | 0 | 0 | 0 | 0 | 0 | 0 | 0 | 0 | 0 | 0 | 0 | 0 | 0 | 0 | 0 | 0 | 0 | 0 | 0 | 0 | 0 | 0 | 0 | 0 | 0 | 0 | 0 | 0 | 0 | 0 | 0 | 0
F5_Commercial_Hospital_Existing_Space Heating_Natural Gas_Boiler_E10 | F5 | Commercial | Hospital | Existing | Space Heating | Natural Gas | Boiler | E10 | RIM BC Ratio | 0 | 0 | 0 | 0 | 0 | 0 | 0 | 0 | 0 | 0 | 0 | 0 | 0 | 0 | 0 | 0 | 0 | 0 | 0 | 0 | 0 | 0 | 0 | 0 | 0 | 0 | 0 | 0 | 0 | 0 | 0 | 0 | 0
F0_Commercial_Hospital_Existing_Space Heating_Natural Gas_Unit Heater_E0 | F0 | Commercial | Hospital | Existing | Space Heating | Natural Gas | Unit Heater | E0 | Economic Unit | Infrared Radiant | Infrared Radiant | Infrared Radiant | Infrared Radiant | Infrared Radiant | Infrared Radiant | Infrared Radiant | Infrared Radiant | Infrared Radiant | Infrared Radiant | Infrared Radiant | Infrared Radiant | Infrared Radiant | Infrared Radiant | Infrared Radiant | Infrared Radiant | Infrared Radiant | Infrared Radiant | Infrared Radiant | Infrared Radiant | Infrared Radiant | Infrared Radiant | Infrared Radiant | Infrared Radiant | Infrared Radiant | Infrared Radiant | Infrared Radiant | Infrared Radiant | Infrared Radiant | Infrared Radiant | Infrared Radiant | Infrared Radiant | Infrared Radiant
F1_Commercial_Hospital_Existing_Space Heating_Natural Gas_Unit Heater_E1 | F1 | Commercial | Hospital | Existing | Space Heating | Natural Gas | Unit Heater | E1 | CCE | 0 | 0 | 0 | 0 | 0 | 0 | 0 | 0 | 0 | 0 | 0 | 0 | 0 | 0 | 0 | 0 | 0 | 0 | 0 | 0 | 0 | 0 | 0 | 0 | 0 | 0 | 0 | 0 | 0 | 0 | 0 | 0 | 0
F1_Commercial_Hospital_Existing_Space Heating_Natural Gas_Unit Heater_E2 | F1 | Commercial | Hospital | Existing | Space Heating | Natural Gas | Unit Heater | E2 | CCE | 2.2519 | 2.3315 | 2.1041 | 2.155 | 2.1666 | 0 | 0 | 0 | 0 | 0 | 0 | 0 | 0 | 0 | 0 | 0 | 0 | 0 | 0 | 0 | 0 | 0 | 0 | 0 | 0 | 0 | 0 | 0 | 0 | 0 | 0 | 0 | 0
F1_Commercial_Hospital_Existing_Space Heating_Natural Gas_Unit Heater_E3 | F1 | Commercial | Hospital | Existing | Space Heating | Natural Gas | Unit Heater | E3 | CCE | 0.17557 | 0.18177 | 0.16404 | 0.16801 | 0.16892 | -1.4689 | -1.4769 | -1.4849 | -1.4931 | -1.5013 | -1.5097 | -1.5181 | -1.5267 | -1.5353 | -1.544 | -1.5528 | -1.5618 | -1.5708 | -1.5799 | -1.5892 | -1.5985 | -1.6079 | -1.6175 | -1.6272 | -1.637 | -1.6469 | -1.657 | -1.6671 | -1.6774 | -1.6878 | -1.6984 | -1.709 | -1.709
F1_Commercial_Hospital_Existing_Space Heating_Natural Gas_Unit Heater_E4 | F1 | Commercial | Hospital | Existing | Space Heating | Natural Gas | Unit Heater | E4 | CCE | 0 | 0 | 0 | 0 | 0 | 0 | 0 | 0 | 0 | 0 | 0 | 0 | 0 | 0 | 0 | 0 | 0 | 0 | 0 | 0 | 0 | 0 | 0 | 0 | 0 | 0 | 0 | 0 | 0 | 0 | 0 | 0 | 0
F1_Commercial_Hospital_Existing_Space Heating_Natural Gas_Unit Heater_E5 | F1 | Commercial | Hospital | Existing | Space Heating | Natural Gas | Unit Heater | E5 | CCE | 0 | 0 | 0 | 0 | 0 | 0 | 0 | 0 | 0 | 0 | 0 | 0 | 0 | 0 | 0 | 0 | 0 | 0 | 0 | 0 | 0 | 0 | 0 | 0 | 0 | 0 | 0 | 0 | 0 | 0 | 0 | 0 | 0
F1_Commercial_Hospital_Existing_Space Heating_Natural Gas_Unit Heater_E6 | F1 | Commercial | Hospital | Existing | Space Heating | Natural Gas | Unit Heater | E6 | CCE | 0 | 0 | 0 | 0 | 0 | 0 | 0 | 0 | 0 | 0 | 0 | 0 | 0 | 0 | 0 | 0 | 0 | 0 | 0 | 0 | 0 | 0 | 0 | 0 | 0 | 0 | 0 | 0 | 0 | 0 | 0 | 0 | 0
F1_Commercial_Hospital_Existing_Space Heating_Natural Gas_Unit Heater_E7 | F1 | Commercial | Hospital | Existing | Space Heating | Natural Gas | Unit Heater | E7 | CCE | 0 | 0 | 0 | 0 | 0 | 0 | 0 | 0 | 0 | 0 | 0 | 0 | 0 | 0 | 0 | 0 | 0 | 0 | 0 | 0 | 0 | 0 | 0 | 0 | 0 | 0 | 0 | 0 | 0 | 0 | 0 | 0 | 0
F1_Commercial_Hospital_Existing_Space Heating_Natural Gas_Unit Heater_E8 | F1 | Commercial | Hospital | Existing | Space Heating | Natural Gas | Unit Heater | E8 | CCE | 0 | 0 | 0 | 0 | 0 | 0 | 0 | 0 | 0 | 0 | 0 | 0 | 0 | 0 | 0 | 0 | 0 | 0 | 0 | 0 | 0 | 0 | 0 | 0 | 0 | 0 | 0 | 0 | 0 | 0 | 0 | 0 | 0
F1_Commercial_Hospital_Existing_Space Heating_Natural Gas_Unit Heater_E9 | F1 | Commercial | Hospital | Existing | Space Heating | Natural Gas | Unit Heater | E9 | CCE | 0 | 0 | 0 | 0 | 0 | 0 | 0 | 0 | 0 | 0 | 0 | 0 | 0 | 0 | 0 | 0 | 0 | 0 | 0 | 0 | 0 | 0 | 0 | 0 | 0 | 0 | 0 | 0 | 0 | 0 | 0 | 0 | 0
F1_Commercial_Hospital_Existing_Space Heating_Natural Gas_Unit Heater_E10 | F1 | Commercial | Hospital | Existing | Space Heating | Natural Gas | Unit Heater | E10 | CCE | 0 | 0 | 0 | 0 | 0 | 0 | 0 | 0 | 0 | 0 | 0 | 0 | 0 | 0 | 0 | 0 | 0 | 0 | 0 | 0 | 0 | 0 | 0 | 0 | 0 | 0 | 0 | 0 | 0 | 0 | 0 | 0 | 0
F2_Commercial_Hospital_Existing_Space Heating_Natural Gas_Unit Heater_E1 | F2 | Commercial | Hospital | Existing | Space Heating | Natural Gas | Unit Heater | E1 | TRC BC Ratio | 1 | 1 | 1 | 1 | 1 | 0 | 0 | 0 | 0 | 0 | 0 | 0 | 0 | 0 | 0 | 0 | 0 | 0 | 0 | 0 | 0 | 0 | 0 | 0 | 0 | 0 | 0 | 0 | 0 | 0 | 0 | 0 | 0
F2_Commercial_Hospital_Existing_Space Heating_Natural Gas_Unit Heater_E2 | F2 | Commercial | Hospital | Existing | Space Heating | Natural Gas | Unit Heater | E2 | TRC BC Ratio | 0.97102 | 0.97017 | 0.97275 | 0.96494 | 0.9594 | 1 | 1 | 1 | 1 | 1 | 1 | 1 | 1 | 1 | 1 | 1 | 1 | 1 | 1 | 1 | 1 | 1 | 1 | 1 | 1 | 1 | 1 | 1 | 1 | 1 | 1 | 1 | 1
F2_Commercial_Hospital_Existing_Space Heating_Natural Gas_Unit Heater_E3 | F2 | Commercial | Hospital | Existing | Space Heating | Natural Gas | Unit Heater | E3 | TRC BC Ratio | 12.4546 | 12.4437 | 12.4768 | 12.3766 | 12.3055 | 1 | 1 | 1 | 1 | 1 | 1 | 1 | 1 | 1 | 1 | 1 | 1 | 1 | 1 | 1 | 1 | 1 | 1 | 1 | 1 | 1 | 1 | 1 | 1 | 1 | 1 | 1 | 1
F2_Commercial_Hospital_Existing_Space Heating_Natural Gas_Unit Heater_E4 | F2 | Commercial | Hospital | Existing | Space Heating | Natural Gas | Unit Heater | E4 | TRC BC Ratio | 0 | 0 | 0 | 0 | 0 | 0 | 0 | 0 | 0 | 0 | 0 | 0 | 0 | 0 | 0 | 0 | 0 | 0 | 0 | 0 | 0 | 0 | 0 | 0 | 0 | 0 | 0 | 0 | 0 | 0 | 0 | 0 | 0
F2_Commercial_Hospital_Existing_Space Heating_Natural Gas_Unit Heater_E5 | F2 | Commercial | Hospital | Existing | Space Heating | Natural Gas | Unit Heater | E5 | TRC BC Ratio | 0 | 0 | 0 | 0 | 0 | 0 | 0 | 0 | 0 | 0 | 0 | 0 | 0 | 0 | 0 | 0 | 0 | 0 | 0 | 0 | 0 | 0 | 0 | 0 | 0 | 0 | 0 | 0 | 0 | 0 | 0 | 0 | 0
F2_Commercial_Hospital_Existing_Space Heating_Natural Gas_Unit Heater_E6 | F2 | Commercial | Hospital | Existing | Space Heating | Natural Gas | Unit Heater | E6 | TRC BC Ratio | 0 | 0 | 0 | 0 | 0 | 0 | 0 | 0 | 0 | 0 | 0 | 0 | 0 | 0 | 0 | 0 | 0 | 0 | 0 | 0 | 0 | 0 | 0 | 0 | 0 | 0 | 0 | 0 | 0 | 0 | 0 | 0 | 0
F2_Commercial_Hospital_Existing_Space Heating_Natural Gas_Unit Heater_E7 | F2 | Commercial | Hospital | Existing | Space Heating | Natural Gas | Unit Heater | E7 | TRC BC Ratio | 0 | 0 | 0 | 0 | 0 | 0 | 0 | 0 | 0 | 0 | 0 | 0 | 0 | 0 | 0 | 0 | 0 | 0 | 0 | 0 | 0 | 0 | 0 | 0 | 0 | 0 | 0 | 0 | 0 | 0 | 0 | 0 | 0
F2_Commercial_Hospital_Existing_Space Heating_Natural Gas_Unit Heater_E8 | F2 | Commercial | Hospital | Existing | Space Heating | Natural Gas | Unit Heater | E8 | TRC BC Ratio | 0 | 0 | 0 | 0 | 0 | 0 | 0 | 0 | 0 | 0 | 0 | 0 | 0 | 0 | 0 | 0 | 0 | 0 | 0 | 0 | 0 | 0 | 0 | 0 | 0 | 0 | 0 | 0 | 0 | 0 | 0 | 0 | 0
F2_Commercial_Hospital_Existing_Space Heating_Natural Gas_Unit Heater_E9 | F2 | Commercial | Hospital | Existing | Space Heating | Natural Gas | Unit Heater | E9 | TRC BC Ratio | 0 | 0 | 0 | 0 | 0 | 0 | 0 | 0 | 0 | 0 | 0 | 0 | 0 | 0 | 0 | 0 | 0 | 0 | 0 | 0 | 0 | 0 | 0 | 0 | 0 | 0 | 0 | 0 | 0 | 0 | 0 | 0 | 0
F2_Commercial_Hospital_Existing_Space Heating_Natural Gas_Unit Heater_E10 | F2 | Commercial | Hospital | Existing | Space Heating | Natural Gas | Unit Heater | E10 | TRC BC Ratio | 0 | 0 | 0 | 0 | 0 | 0 | 0 | 0 | 0 | 0 | 0 | 0 | 0 | 0 | 0 | 0 | 0 | 0 | 0 | 0 | 0 | 0 | 0 | 0 | 0 | 0 | 0 | 0 | 0 | 0 | 0 | 0 | 0
F3_Commercial_Hospital_Existing_Space Heating_Natural Gas_Unit Heater_E1 | F3 | Commercial | Hospital | Existing | Space Heating | Natural Gas | Unit Heater | E1 | PACT BC Ratio | 1 | 1 | 1 | 1 | 1 | 0 | 0 | 0 | 0 | 0 | 0 | 0 | 0 | 0 | 0 | 0 | 0 | 0 | 0 | 0 | 0 | 0 | 0 | 0 | 0 | 0 | 0 | 0 | 0 | 0 | 0 | 0 | 0
F3_Commercial_Hospital_Existing_Space Heating_Natural Gas_Unit Heater_E2 | F3 | Commercial | Hospital | Existing | Space Heating | Natural Gas | Unit Heater | E2 | PACT BC Ratio | 1.2947 | 1.2936 | 1.297 | 1.2866 | 1.2792 | 1 | 1 | 1 | 1 | 1 | 1 | 1 | 1 | 1 | 1 | 1 | 1 | 1 | 1 | 1 | 1 | 1 | 1 | 1 | 1 | 1 | 1 | 1 | 1 | 1 | 1 | 1 | 1
F3_Commercial_Hospital_Existing_Space Heating_Natural Gas_Unit Heater_E3 | F3 | Commercial | Hospital | Existing | Space Heating | Natural Gas | Unit Heater | E3 | PACT BC Ratio | 16.6062 | 16.5916 | 16.6357 | 16.5021 | 16.4073 | 1 | 1 | 1 | 1 | 1 | 1 | 1 | 1 | 1 | 1 | 1 | 1 | 1 | 1 | 1 | 1 | 1 | 1 | 1 | 1 | 1 | 1 | 1 | 1 | 1 | 1 | 1 | 1
F3_Commercial_Hospital_Existing_Space Heating_Natural Gas_Unit Heater_E4 | F3 | Commercial | Hospital | Existing | Space Heating | Natural Gas | Unit Heater | E4 | PACT BC Ratio | 0 | 0 | 0 | 0 | 0 | 0 | 0 | 0 | 0 | 0 | 0 | 0 | 0 | 0 | 0 | 0 | 0 | 0 | 0 | 0 | 0 | 0 | 0 | 0 | 0 | 0 | 0 | 0 | 0 | 0 | 0 | 0 | 0
F3_Commercial_Hospital_Existing_Space Heating_Natural Gas_Unit Heater_E5 | F3 | Commercial | Hospital | Existing | Space Heating | Natural Gas | Unit Heater | E5 | PACT BC Ratio | 0 | 0 | 0 | 0 | 0 | 0 | 0 | 0 | 0 | 0 | 0 | 0 | 0 | 0 | 0 | 0 | 0 | 0 | 0 | 0 | 0 | 0 | 0 | 0 | 0 | 0 | 0 | 0 | 0 | 0 | 0 | 0 | 0
F3_Commercial_Hospital_Existing_Space Heating_Natural Gas_Unit Heater_E6 | F3 | Commercial | Hospital | Existing | Space Heating | Natural Gas | Unit Heater | E6 | PACT BC Ratio | 0 | 0 | 0 | 0 | 0 | 0 | 0 | 0 | 0 | 0 | 0 | 0 | 0 | 0 | 0 | 0 | 0 | 0 | 0 | 0 | 0 | 0 | 0 | 0 | 0 | 0 | 0 | 0 | 0 | 0 | 0 | 0 | 0
F3_Commercial_Hospital_Existing_Space Heating_Natural Gas_Unit Heater_E7 | F3 | Commercial | Hospital | Existing | Space Heating | Natural Gas | Unit Heater | E7 | PACT BC Ratio | 0 | 0 | 0 | 0 | 0 | 0 | 0 | 0 | 0 | 0 | 0 | 0 | 0 | 0 | 0 | 0 | 0 | 0 | 0 | 0 | 0 | 0 | 0 | 0 | 0 | 0 | 0 | 0 | 0 | 0 | 0 | 0 | 0
F3_Commercial_Hospital_Existing_Space Heating_Natural Gas_Unit Heater_E8 | F3 | Commercial | Hospital | Existing | Space Heating | Natural Gas | Unit Heater | E8 | PACT BC Ratio | 0 | 0 | 0 | 0 | 0 | 0 | 0 | 0 | 0 | 0 | 0 | 0 | 0 | 0 | 0 | 0 | 0 | 0 | 0 | 0 | 0 | 0 | 0 | 0 | 0 | 0 | 0 | 0 | 0 | 0 | 0 | 0 | 0
F3_Commercial_Hospital_Existing_Space Heating_Natural Gas_Unit Heater_E9 | F3 | Commercial | Hospital | Existing | Space Heating | Natural Gas | Unit Heater | E9 | PACT BC Ratio | 0 | 0 | 0 | 0 | 0 | 0 | 0 | 0 | 0 | 0 | 0 | 0 | 0 | 0 | 0 | 0 | 0 | 0 | 0 | 0 | 0 | 0 | 0 | 0 | 0 | 0 | 0 | 0 | 0 | 0 | 0 | 0 | 0
F3_Commercial_Hospital_Existing_Space Heating_Natural Gas_Unit Heater_E10 | F3 | Commercial | Hospital | Existing | Space Heating | Natural Gas | Unit Heater | E10 | PACT BC Ratio | 0 | 0 | 0 | 0 | 0 | 0 | 0 | 0 | 0 | 0 | 0 | 0 | 0 | 0 | 0 | 0 | 0 | 0 | 0 | 0 | 0 | 0 | 0 | 0 | 0 | 0 | 0 | 0 | 0 | 0 | 0 | 0 | 0
F4_Commercial_Hospital_Existing_Space Heating_Natural Gas_Unit Heater_E1 | F4 | Commercial | Hospital | Existing | Space Heating | Natural Gas | Unit Heater | E1 | RVT BC Ratio | 1 | 1 | 1 | 1 | 1 | 0 | 0 | 0 | 0 | 0 | 0 | 0 | 0 | 0 | 0 | 0 | 0 | 0 | 0 | 0 | 0 | 0 | 0 | 0 | 0 | 0 | 0 | 0 | 0 | 0 | 0 | 0 | 0
F4_Commercial_Hospital_Existing_Space Heating_Natural Gas_Unit Heater_E2 | F4 | Commercial | Hospital | Existing | Space Heating | Natural Gas | Unit Heater | E2 | RVT BC Ratio | 2.096 | 2.0948 | 2.0985 | 2.0873 | 2.0793 | 1 | 1 | 1 | 1 | 1 | 1 | 1 | 1 | 1 | 1 | 1 | 1 | 1 | 1 | 1 | 1 | 1 | 1 | 1 | 1 | 1 | 1 | 1 | 1 | 1 | 1 | 1 | 1
F4_Commercial_Hospital_Existing_Space Heating_Natural Gas_Unit Heater_E3 | F4 | Commercial | Hospital | Existing | Space Heating | Natural Gas | Unit Heater | E3 | RVT BC Ratio | 18.6057 | 18.59 | 18.6376 | 18.4936 | 18.3913 | 1 | 1 | 1 | 1 | 1 | 1 | 1 | 1 | 1 | 1 | 1 | 1 | 1 | 1 | 1 | 1 | 1 | 1 | 1 | 1 | 1 | 1 | 1 | 1 | 1 | 1 | 1 | 1
F4_Commercial_Hospital_Existing_Space Heating_Natural Gas_Unit Heater_E4 | F4 | Commercial | Hospital | Existing | Space Heating | Natural Gas | Unit Heater | E4 | RVT BC Ratio | 0 | 0 | 0 | 0 | 0 | 0 | 0 | 0 | 0 | 0 | 0 | 0 | 0 | 0 | 0 | 0 | 0 | 0 | 0 | 0 | 0 | 0 | 0 | 0 | 0 | 0 | 0 | 0 | 0 | 0 | 0 | 0 | 0
F4_Commercial_Hospital_Existing_Space Heating_Natural Gas_Unit Heater_E5 | F4 | Commercial | Hospital | Existing | Space Heating | Natural Gas | Unit Heater | E5 | RVT BC Ratio | 0 | 0 | 0 | 0 | 0 | 0 | 0 | 0 | 0 | 0 | 0 | 0 | 0 | 0 | 0 | 0 | 0 | 0 | 0 | 0 | 0 | 0 | 0 | 0 | 0 | 0 | 0 | 0 | 0 | 0 | 0 | 0 | 0
F4_Commercial_Hospital_Existing_Space Heating_Natural Gas_Unit Heater_E6 | F4 | Commercial | Hospital | Existing | Space Heating | Natural Gas | Unit Heater | E6 | RVT BC Ratio | 0 | 0 | 0 | 0 | 0 | 0 | 0 | 0 | 0 | 0 | 0 | 0 | 0 | 0 | 0 | 0 | 0 | 0 | 0 | 0 | 0 | 0 | 0 | 0 | 0 | 0 | 0 | 0 | 0 | 0 | 0 | 0 | 0
F4_Commercial_Hospital_Existing_Space Heating_Natural Gas_Unit Heater_E7 | F4 | Commercial | Hospital | Existing | Space Heating | Natural Gas | Unit Heater | E7 | RVT BC Ratio | 0 | 0 | 0 | 0 | 0 | 0 | 0 | 0 | 0 | 0 | 0 | 0 | 0 | 0 | 0 | 0 | 0 | 0 | 0 | 0 | 0 | 0 | 0 | 0 | 0 | 0 | 0 | 0 | 0 | 0 | 0 | 0 | 0
F4_Commercial_Hospital_Existing_Space Heating_Natural Gas_Unit Heater_E8 | F4 | Commercial | Hospital | Existing | Space Heating | Natural Gas | Unit Heater | E8 | RVT BC Ratio | 0 | 0 | 0 | 0 | 0 | 0 | 0 | 0 | 0 | 0 | 0 | 0 | 0 | 0 | 0 | 0 | 0 | 0 | 0 | 0 | 0 | 0 | 0 | 0 | 0 | 0 | 0 | 0 | 0 | 0 | 0 | 0 | 0
F4_Commercial_Hospital_Existing_Space Heating_Natural Gas_Unit Heater_E9 | F4 | Commercial | Hospital | Existing | Space Heating | Natural Gas | Unit Heater | E9 | RVT BC Ratio | 0 | 0 | 0 | 0 | 0 | 0 | 0 | 0 | 0 | 0 | 0 | 0 | 0 | 0 | 0 | 0 | 0 | 0 | 0 | 0 | 0 | 0 | 0 | 0 | 0 | 0 | 0 | 0 | 0 | 0 | 0 | 0 | 0
F4_Commercial_Hospital_Existing_Space Heating_Natural Gas_Unit Heater_E10 | F4 | Commercial | Hospital | Existing | Space Heating | Natural Gas | Unit Heater | E10 | RVT BC Ratio | 0 | 0 | 0 | 0 | 0 | 0 | 0 | 0 | 0 | 0 | 0 | 0 | 0 | 0 | 0 | 0 | 0 | 0 | 0 | 0 | 0 | 0 | 0 | 0 | 0 | 0 | 0 | 0 | 0 | 0 | 0 | 0 | 0
F5_Commercial_Hospital_Existing_Space Heating_Natural Gas_Unit Heater_E1 | F5 | Commercial | Hospital | Existing | Space Heating | Natural Gas | Unit Heater | E1 | RIM BC Ratio | 1 | 1 | 1 | 1 | 1 | 0 | 0 | 0 | 0 | 0 | 0 | 0 | 0 | 0 | 0 | 0 | 0 | 0 | 0 | 0 | 0 | 0 | 0 | 0 | 0 | 0 | 0 | 0 | 0 | 0 | 0 | 0 | 0
F5_Commercial_Hospital_Existing_Space Heating_Natural Gas_Unit Heater_E2 | F5 | Commercial | Hospital | Existing | Space Heating | Natural Gas | Unit Heater | E2 | RIM BC Ratio | 0.5075 | 0.50732 | 0.50785 | 0.50625 | 0.5051 | 1 | 1 | 1 | 1 | 1 | 1 | 1 | 1 | 1 | 1 | 1 | 1 | 1 | 1 | 1 | 1 | 1 | 1 | 1 | 1 | 1 | 1 | 1 | 1 | 1 | 1 | 1 | 1
F5_Commercial_Hospital_Existing_Space Heating_Natural Gas_Unit Heater_E3 | F5 | Commercial | Hospital | Existing | Space Heating | Natural Gas | Unit Heater | E3 | RIM BC Ratio | 0.79473 | 0.7947 | 0.7948 | 0.79449 | 0.79427 | 1 | 1 | 1 | 1 | 1 | 1 | 1 | 1 | 1 | 1 | 1 | 1 | 1 | 1 | 1 | 1 | 1 | 1 | 1 | 1 | 1 | 1 | 1 | 1 | 1 | 1 | 1 | 1
F5_Commercial_Hospital_Existing_Space Heating_Natural Gas_Unit Heater_E4 | F5 | Commercial | Hospital | Existing | Space Heating | Natural Gas | Unit Heater | E4 | RIM BC Ratio | 0 | 0 | 0 | 0 | 0 | 0 | 0 | 0 | 0 | 0 | 0 | 0 | 0 | 0 | 0 | 0 | 0 | 0 | 0 | 0 | 0 | 0 | 0 | 0 | 0 | 0 | 0 | 0 | 0 | 0 | 0 | 0 | 0
F5_Commercial_Hospital_Existing_Space Heating_Natural Gas_Unit Heater_E5 | F5 | Commercial | Hospital | Existing | Space Heating | Natural Gas | Unit Heater | E5 | RIM BC Ratio | 0 | 0 | 0 | 0 | 0 | 0 | 0 | 0 | 0 | 0 | 0 | 0 | 0 | 0 | 0 | 0 | 0 | 0 | 0 | 0 | 0 | 0 | 0 | 0 | 0 | 0 | 0 | 0 | 0 | 0 | 0 | 0 | 0
F5_Commercial_Hospital_Existing_Space Heating_Natural Gas_Unit Heater_E6 | F5 | Commercial | Hospital | Existing | Space Heating | Natural Gas | Unit Heater | E6 | RIM BC Ratio | 0 | 0 | 0 | 0 | 0 | 0 | 0 | 0 | 0 | 0 | 0 | 0 | 0 | 0 | 0 | 0 | 0 | 0 | 0 | 0 | 0 | 0 | 0 | 0 | 0 | 0 | 0 | 0 | 0 | 0 | 0 | 0 | 0
F5_Commercial_Hospital_Existing_Space Heating_Natural Gas_Unit Heater_E7 | F5 | Commercial | Hospital | Existing | Space Heating | Natural Gas | Unit Heater | E7 | RIM BC Ratio | 0 | 0 | 0 | 0 | 0 | 0 | 0 | 0 | 0 | 0 | 0 | 0 | 0 | 0 | 0 | 0 | 0 | 0 | 0 | 0 | 0 | 0 | 0 | 0 | 0 | 0 | 0 | 0 | 0 | 0 | 0 | 0 | 0
F5_Commercial_Hospital_Existing_Space Heating_Natural Gas_Unit Heater_E8 | F5 | Commercial | Hospital | Existing | Space Heating | Natural Gas | Unit Heater | E8 | RIM BC Ratio | 0 | 0 | 0 | 0 | 0 | 0 | 0 | 0 | 0 | 0 | 0 | 0 | 0 | 0 | 0 | 0 | 0 | 0 | 0 | 0 | 0 | 0 | 0 | 0 | 0 | 0 | 0 | 0 | 0 | 0 | 0 | 0 | 0
F5_Commercial_Hospital_Existing_Space Heating_Natural Gas_Unit Heater_E9 | F5 | Commercial | Hospital | Existing | Space Heating | Natural Gas | Unit Heater | E9 | RIM BC Ratio | 0 | 0 | 0 | 0 | 0 | 0 | 0 | 0 | 0 | 0 | 0 | 0 | 0 | 0 | 0 | 0 | 0 | 0 | 0 | 0 | 0 | 0 | 0 | 0 | 0 | 0 | 0 | 0 | 0 | 0 | 0 | 0 | 0
F5_Commercial_Hospital_Existing_Space Heating_Natural Gas_Unit Heater_E10 | F5 | Commercial | Hospital | Existing | Space Heating | Natural Gas | Unit Heater | E10 | RIM BC Ratio | 0 | 0 | 0 | 0 | 0 | 0 | 0 | 0 | 0 | 0 | 0 | 0 | 0 | 0 | 0 | 0 | 0 | 0 | 0 | 0 | 0 | 0 | 0 | 0 | 0 | 0 | 0 | 0 | 0 | 0 | 0 | 0 | 0
F0_Commercial_Hospital_Existing_Water Heating_Natural Gas_Water Heater_E0 | F0 | Commercial | Hospital | Existing | Water Heating | Natural Gas | Water Heater | E0 | Economic Unit | Gas-Fired Absorption HPWH | Gas-Fired Absorption HPWH | Gas-Fired Absorption HPWH | Gas-Fired Absorption HPWH | Gas-Fired Absorption HPWH | Gas-Fired Absorption HPWH | Gas-Fired Absorption HPWH | Gas-Fired Absorption HPWH | Gas-Fired Absorption HPWH | Gas-Fired Absorption HPWH | Gas-Fired Absorption HPWH | Gas-Fired Absorption HPWH | Gas-Fired Absorption HPWH | Gas-Fired Absorption HPWH | Gas-Fired Absorption HPWH | Gas-Fired Absorption HPWH | Gas-Fired Absorption HPWH | Gas-Fired Absorption HPWH | Gas-Fired Absorption HPWH | Gas-Fired Absorption HPWH | Gas-Fired Absorption HPWH | Gas-Fired Absorption HPWH | Gas-Fired Absorption HPWH | Gas-Fired Absorption HPWH | Gas-Fired Absorption HPWH | Gas-Fired Absorption HPWH | Gas-Fired Absorption HPWH | Gas-Fired Absorption HPWH | Gas-Fired Absorption HPWH | Gas-Fired Absorption HPWH | Gas-Fired Absorption HPWH | Gas-Fired Absorption HPWH | Gas-Fired Absorption HPWH
F1_Commercial_Hospital_Existing_Water Heating_Natural Gas_Water Heater_E1 | F1 | Commercial | Hospital | Existing | Water Heating | Natural Gas | Water Heater | E1 | CCE | 0 | 0 | 0 | 0 | 0 | 0 | 0 | 0 | 0 | 0 | 0 | 0 | 0 | 0 | 0 | 0 | 0 | 0 | 0 | 0 | 0 | 0 | 0 | 0 | 0 | 0 | 0 | 0 | 0 | 0 | 0 | 0 | 0
F1_Commercial_Hospital_Existing_Water Heating_Natural Gas_Water Heater_E2 | F1 | Commercial | Hospital | Existing | Water Heating | Natural Gas | Water Heater | E2 | CCE | -0.0018985 | -0.0019655 | -0.0017644 | -0.0017975 | -0.0017975 | -0.0017975 | -0.0017975 | -0.0017975 | -0.0017975 | -0.0017975 | -0.0017975 | -0.0017975 | -0.0017975 | -0.0017975 | -0.0017975 | -0.0017975 | -0.0017975 | -0.0017975 | -0.0017975 | -0.0017975 | -0.0017975 | -0.0017975 | -0.0017975 | -0.0017975 | -0.0017975 | -0.0017975 | -0.0017975 | -0.0017975 | -0.0017975 | -0.0017975 | -0.0017975 | -0.0017975 | -0.0017975
F1_Commercial_Hospital_Existing_Water Heating_Natural Gas_Water Heater_E3 | F1 | Commercial | Hospital | Existing | Water Heating | Natural Gas | Water Heater | E3 | CCE | 0.014848 | 0.015372 | 0.0138 | 0.014058 | 0.014058 | 0.014058 | 0.014058 | 0.014058 | 0.014058 | 0.014058 | 0.014058 | 0.014058 | 0.014058 | 0.014058 | 0.014058 | 0.014058 | 0.014058 | 0.014058 | 0.014058 | 0.014058 | 0.014058 | 0.014058 | 0.014058 | 0.014058 | 0.014058 | 0.014058 | 0.014058 | 0.014058 | 0.014058 | 0.014058 | 0.014058 | 0.014058 | 0.014058
F1_Commercial_Hospital_Existing_Water Heating_Natural Gas_Water Heater_E4 | F1 | Commercial | Hospital | Existing | Water Heating | Natural Gas | Water Heater | E4 | CCE | 0.018283 | 0.018929 | 0.016992 | 0.017311 | 0.017311 | 0.017311 | 0.017311 | 0.017311 | 0.017311 | 0.017311 | 0.017311 | 0.017311 | 0.017311 | 0.017311 | 0.017311 | 0.017311 | 0.017311 | 0.017311 | 0.017311 | 0.017311 | 0.017311 | 0.017311 | 0.017311 | 0.017311 | 0.017311 | 0.017311 | 0.017311 | 0.017311 | 0.017311 | 0.017311 | 0.017311 | 0.017311 | 0.017311
F1_Commercial_Hospital_Existing_Water Heating_Natural Gas_Water Heater_E5 | F1 | Commercial | Hospital | Existing | Water Heating | Natural Gas | Water Heater | E5 | CCE | 0.028723 | 0.029738 | 0.026695 | 0.027196 | 0.027196 | 0.027196 | 0.027196 | 0.027196 | 0.027196 | 0.027196 | 0.027196 | 0.027196 | 0.027196 | 0.027196 | 0.027196 | 0.027196 | 0.027196 | 0.027196 | 0.027196 | 0.027196 | 0.027196 | 0.027196 | 0.027196 | 0.027196 | 0.027196 | 0.027196 | 0.027196 | 0.027196 | 0.027196 | 0.027196 | 0.027196 | 0.027196 | 0.027196
F1_Commercial_Hospital_Existing_Water Heating_Natural Gas_Water Heater_E6 | F1 | Commercial | Hospital | Existing | Water Heating | Natural Gas | Water Heater | E6 | CCE | -0.064322 | -0.066596 | -0.059781 | -0.060902 | -0.060902 | -0.060902 | -0.060902 | -0.060902 | -0.060902 | -0.060902 | -0.060902 | -0.060902 | -0.060902 | -0.060902 | -0.060902 | -0.060902 | -0.060902 | -0.060902 | -0.060902 | -0.060902 | -0.060902 | -0.060902 | -0.060902 | -0.060902 | -0.060902 | -0.060902 | -0.060902 | -0.060902 | -0.060902 | -0.060902 | -0.060902 | -0.060902 | -0.060902
F1_Commercial_Hospital_Existing_Water Heating_Natural Gas_Water Heater_E7 | F1 | Commercial | Hospital | Existing | Water Heating | Natural Gas | Water Heater | E7 | CCE | -0.048104 | -0.049804 | -0.044708 | -0.045547 | -0.045547 | -0.045547 | -0.045547 | -0.045547 | -0.045547 | -0.045547 | -0.045547 | -0.045547 | -0.045547 | -0.045547 | -0.045547 | -0.045547 | -0.045547 | -0.045547 | -0.045547 | -0.045547 | -0.045547 | -0.045547 | -0.045547 | -0.045547 | -0.045547 | -0.045547 | -0.045547 | -0.045547 | -0.045547 | -0.045547 | -0.045547 | -0.045547 | -0.045547
F1_Commercial_Hospital_Existing_Water Heating_Natural Gas_Water Heater_E8 | F1 | Commercial | Hospital | Existing | Water Heating | Natural Gas | Water Heater | E8 | CCE | 0 | 0 | 0 | 0 | 0 | 0 | 0 | 0 | 0 | 0 | 0 | 0 | 0 | 0 | 0 | 0 | 0 | 0 | 0 | 0 | 0 | 0 | 0 | 0 | 0 | 0 | 0 | 0 | 0 | 0 | 0 | 0 | 0
F1_Commercial_Hospital_Existing_Water Heating_Natural Gas_Water Heater_E9 | F1 | Commercial | Hospital | Existing | Water Heating | Natural Gas | Water Heater | E9 | CCE | 0 | 0 | 0 | 0 | 0 | 0 | 0 | 0 | 0 | 0 | 0 | 0 | 0 | 0 | 0 | 0 | 0 | 0 | 0 | 0 | 0 | 0 | 0 | 0 | 0 | 0 | 0 | 0 | 0 | 0 | 0 | 0 | 0
F1_Commercial_Hospital_Existing_Water Heating_Natural Gas_Water Heater_E10 | F1 | Commercial | Hospital | Existing | Water Heating | Natural Gas | Water Heater | E10 | CCE | 0 | 0 | 0 | 0 | 0 | 0 | 0 | 0 | 0 | 0 | 0 | 0 | 0 | 0 | 0 | 0 | 0 | 0 | 0 | 0 | 0 | 0 | 0 | 0 | 0 | 0 | 0 | 0 | 0 | 0 | 0 | 0 | 0
F2_Commercial_Hospital_Existing_Water Heating_Natural Gas_Water Heater_E1 | F2 | Commercial | Hospital | Existing | Water Heating | Natural Gas | Water Heater | E1 | TRC BC Ratio | bar: 2019 to 2051
F2_Commercial_Hospital_Existing_Water Heating_Natural Gas_Water Heater_E2 | F2 | Commercial | Hospital | Existing | Water Heating | Natural Gas | Water Heater | E2 | TRC BC Ratio | bar: 2019 to 2051
F2_Commercial_Hospital_Existing_Water Heating_Natural Gas_Water Heater_E3 | F2 | Commercial | Hospital | Existing | Water Heating | Natural Gas | Water Heater | E3 | TRC BC Ratio | 87.0901 | 86.9596 | 87.2817 | 86.5462 | 86.0796 | 86.4384 | 87.5235 | 88.3818 | 89.4468 | 90.4525 | 91.4589 | 92.3826 | 93.3763 | 94.4129 | 95.4053 | 96.4162 | 97.4424 | 98.5615 | 99.7242 | 100.9528 | 102.1648 | 103.4279 | 104.6008 | 105.8115 | 106.8838 | 107.8159 | 108.6613 | 109.3946 | 109.967 | 110.4392 | 110.7027 | 110.8791 | 110.8791
F2_Commercial_Hospital_Existing_Water Heating_Natural Gas_Water Heater_E4 | F2 | Commercial | Hospital | Existing | Water Heating | Natural Gas | Water Heater | E4 | TRC BC Ratio | 70.7258 | 70.6198 | 70.8813 | 70.2841 | 69.9051 | 70.1965 | 71.0777 | 71.7747 | 72.6396 | 73.4564 | 74.2736 | 75.0238 | 75.8307 | 76.6726 | 77.4785 | 78.2994 | 79.1328 | 80.0416 | 80.9858 | 81.9836 | 82.9679 | 83.9936 | 84.9461 | 85.9293 | 86.8002 | 87.5571 | 88.2437 | 88.8392 | 89.304 | 89.6875 | 89.9015 | 90.0447 | 90.0447
F2_Commercial_Hospital_Existing_Water Heating_Natural Gas_Water Heater_E5 | F2 | Commercial | Hospital | Existing | Water Heating | Natural Gas | Water Heater | E5 | TRC BC Ratio | 45.0192 | 44.9517 | 45.1182 | 44.738 | 44.4968 | 44.6823 | 45.2432 | 45.6869 | 46.2374 | 46.7573 | 47.2775 | 47.755 | 48.2686 | 48.8045 | 49.3175 | 49.8401 | 50.3706 | 50.949 | 51.55 | 52.1852 | 52.8117 | 53.4646 | 54.0709 | 54.6967 | 55.2511 | 55.7329 | 56.1699 | 56.549 | 56.8448 | 57.0889 | 57.2251 | 57.3163 | 57.3163
F2_Commercial_Hospital_Existing_Water Heating_Natural Gas_Water Heater_E6 | F2 | Commercial | Hospital | Existing | Water Heating | Natural Gas | Water Heater | E6 | TRC BC Ratio | bar: 2019 to 2051
F2_Commercial_Hospital_Existing_Water Heating_Natural Gas_Water Heater_E7 | F2 | Commercial | Hospital | Existing | Water Heating | Natural Gas | Water Heater | E7 | TRC BC Ratio | bar: 2019 to 2051
F2_Commercial_Hospital_Existing_Water Heating_Natural Gas_Water Heater_E8 | F2 | Commercial | Hospital | Existing | Water Heating | Natural Gas | Water Heater | E8 | TRC BC Ratio | 0 | 0 | 0 | 0 | 0 | 0 | 0 | 0 | 0 | 0 | 0 | 0 | 0 | 0 | 0 | 0 | 0 | 0 | 0 | 0 | 0 | 0 | 0 | 0 | 0 | 0 | 0 | 0 | 0 | 0 | 0 | 0 | 0
F2_Commercial_Hospital_Existing_Water Heating_Natural Gas_Water Heater_E9 | F2 | Commercial | Hospital | Existing | Water Heating | Natural Gas | Water Heater | E9 | TRC BC Ratio | 0 | 0 | 0 | 0 | 0 | 0 | 0 | 0 | 0 | 0 | 0 | 0 | 0 | 0 | 0 | 0 | 0 | 0 | 0 | 0 | 0 | 0 | 0 | 0 | 0 | 0 | 0 | 0 | 0 | 0 | 0 | 0 | 0
F2_Commercial_Hospital_Existing_Water Heating_Natural Gas_Water Heater_E10 | F2 | Commercial | Hospital | Existing | Water Heating | Natural Gas | Water Heater | E10 | TRC BC Ratio | 0 | 0 | 0 | 0 | 0 | 0 | 0 | 0 | 0 | 0 | 0 | 0 | 0 | 0 | 0 | 0 | 0 | 0 | 0 | 0 | 0 | 0 | 0 | 0 | 0 | 0 | 0 | 0 | 0 | 0 | 0 | 0 | 0
F3_Commercial_Hospital_Existing_Water Heating_Natural Gas_Water Heater_E1 | F3 | Commercial | Hospital | Existing | Water Heating | Natural Gas | Water Heater | E1 | PACT BC Ratio | bar: 2019 to 2051
F3_Commercial_Hospital_Existing_Water Heating_Natural Gas_Water Heater_E2 | F3 | Commercial | Hospital | Existing | Water Heating | Natural Gas | Water Heater | E2 | PACT BC Ratio | bar: 2019 to 2051
F3_Commercial_Hospital_Existing_Water Heating_Natural Gas_Water Heater_E3 | F3 | Commercial | Hospital | Existing | Water Heating | Natural Gas | Water Heater | E3 | PACT BC Ratio | 116.1202 | 115.9462 | 116.3756 | 115.395 | 114.7728 | 115.2512 | 116.6979 | 117.8424 | 119.2624 | 120.6034 | 121.9451 | 123.1768 | 124.5017 | 125.8839 | 127.2071 | 128.5549 | 129.9232 | 131.4154 | 132.9655 | 134.6038 | 136.2198 | 137.9039 | 139.4677 | 141.082 | 142.5117 | 143.7545 | 144.8818 | 145.8595 | 146.6227 | 147.2523 | 147.6036 | 147.8388 | 147.8388
F3_Commercial_Hospital_Existing_Water Heating_Natural Gas_Water Heater_E4 | F3 | Commercial | Hospital | Existing | Water Heating | Natural Gas | Water Heater | E4 | PACT BC Ratio | 94.301 | 94.1597 | 94.5085 | 93.7121 | 93.2068 | 93.5953 | 94.7702 | 95.6996 | 96.8528 | 97.9418 | 99.0315 | 100.0317 | 101.1076 | 102.2301 | 103.3047 | 104.3992 | 105.5104 | 106.7222 | 107.9811 | 109.3115 | 110.6238 | 111.9915 | 113.2615 | 114.5724 | 115.7335 | 116.7428 | 117.6582 | 118.4523 | 119.072 | 119.5833 | 119.8686 | 120.0596 | 120.0596
F3_Commercial_Hospital_Existing_Water Heating_Natural Gas_Water Heater_E5 | F3 | Commercial | Hospital | Existing | Water Heating | Natural Gas | Water Heater | E5 | PACT BC Ratio | 60.0256 | 59.9356 | 60.1576 | 59.6507 | 59.3291 | 59.5764 | 60.3242 | 60.9159 | 61.6499 | 62.3431 | 63.0367 | 63.6734 | 64.3582 | 65.0727 | 65.7567 | 66.4534 | 67.1607 | 67.9321 | 68.7334 | 69.5802 | 70.4156 | 71.2861 | 72.0945 | 72.929 | 73.6681 | 74.3105 | 74.8932 | 75.3986 | 75.7931 | 76.1186 | 76.3002 | 76.4218 | 76.4218
F3_Commercial_Hospital_Existing_Water Heating_Natural Gas_Water Heater_E6 | F3 | Commercial | Hospital | Existing | Water Heating | Natural Gas | Water Heater | E6 | PACT BC Ratio | bar: 2019 to 2051
F3_Commercial_Hospital_Existing_Water Heating_Natural Gas_Water Heater_E7 | F3 | Commercial | Hospital | Existing | Water Heating | Natural Gas | Water Heater | E7 | PACT BC Ratio | bar: 2019 to 2051
F3_Commercial_Hospital_Existing_Water Heating_Natural Gas_Water Heater_E8 | F3 | Commercial | Hospital | Existing | Water Heating | Natural Gas | Water Heater | E8 | PACT BC Ratio | 0 | 0 | 0 | 0 | 0 | 0 | 0 | 0 | 0 | 0 | 0 | 0 | 0 | 0 | 0 | 0 | 0 | 0 | 0 | 0 | 0 | 0 | 0 | 0 | 0 | 0 | 0 | 0 | 0 | 0 | 0 | 0 | 0
F3_Commercial_Hospital_Existing_Water Heating_Natural Gas_Water Heater_E9 | F3 | Commercial | Hospital | Existing | Water Heating | Natural Gas | Water Heater | E9 | PACT BC Ratio | 0 | 0 | 0 | 0 | 0 | 0 | 0 | 0 | 0 | 0 | 0 | 0 | 0 | 0 | 0 | 0 | 0 | 0 | 0 | 0 | 0 | 0 | 0 | 0 | 0 | 0 | 0 | 0 | 0 | 0 | 0 | 0 | 0
F3_Commercial_Hospital_Existing_Water Heating_Natural Gas_Water Heater_E10 | F3 | Commercial | Hospital | Existing | Water Heating | Natural Gas | Water Heater | E10 | PACT BC Ratio | 0 | 0 | 0 | 0 | 0 | 0 | 0 | 0 | 0 | 0 | 0 | 0 | 0 | 0 | 0 | 0 | 0 | 0 | 0 | 0 | 0 | 0 | 0 | 0 | 0 | 0 | 0 | 0 | 0 | 0 | 0 | 0 | 0
F4_Commercial_Hospital_Existing_Water Heating_Natural Gas_Water Heater_E1 | F4 | Commercial | Hospital | Existing | Water Heating | Natural Gas | Water Heater | E1 | RVT BC Ratio | bar: 2019 to 2051
F4_Commercial_Hospital_Existing_Water Heating_Natural Gas_Water Heater_E2 | F4 | Commercial | Hospital | Existing | Water Heating | Natural Gas | Water Heater | E2 | RVT BC Ratio | bar: 2019 to 2051
F4_Commercial_Hospital_Existing_Water Heating_Natural Gas_Water Heater_E3 | F4 | Commercial | Hospital | Existing | Water Heating | Natural Gas | Water Heater | E3 | RVT BC Ratio | 125.9076 | 125.72 | 126.183 | 125.1256 | 124.4548 | 124.9705 | 126.5306 | 127.7646 | 129.2957 | 130.7417 | 132.1884 | 133.5165 | 134.945 | 136.4354 | 137.8621 | 139.3154 | 140.7908 | 142.3997 | 144.0712 | 145.8377 | 147.5801 | 149.396 | 151.0823 | 152.8228 | 154.3645 | 155.7045 | 156.92 | 157.9743 | 158.7972 | 159.476 | 159.8548 | 160.1085 | 160.1085
F4_Commercial_Hospital_Existing_Water Heating_Natural Gas_Water Heater_E4 | F4 | Commercial | Hospital | Existing | Water Heating | Natural Gas | Water Heater | E4 | RVT BC Ratio | 102.3809 | 102.2285 | 102.6046 | 101.7459 | 101.2011 | 101.6199 | 102.8868 | 103.889 | 105.1323 | 106.3066 | 107.4815 | 108.5601 | 109.7201 | 110.9305 | 112.0891 | 113.2693 | 114.4675 | 115.7741 | 117.1315 | 118.566 | 119.9811 | 121.4558 | 122.8252 | 124.2387 | 125.4907 | 126.5789 | 127.566 | 128.4222 | 129.0905 | 129.6417 | 129.9494 | 130.1554 | 130.1554
F4_Commercial_Hospital_Existing_Water Heating_Natural Gas_Water Heater_E5 | F4 | Commercial | Hospital | Existing | Water Heating | Natural Gas | Water Heater | E5 | RVT BC Ratio | 65.4231 | 65.3261 | 65.5655 | 65.0189 | 64.6721 | 64.9387 | 65.7451 | 66.383 | 67.1745 | 67.922 | 68.6698 | 69.3563 | 70.0948 | 70.8652 | 71.6027 | 72.354 | 73.1166 | 73.9483 | 74.8124 | 75.7255 | 76.6262 | 77.5649 | 78.4365 | 79.3363 | 80.1332 | 80.8259 | 81.4542 | 81.9992 | 82.4246 | 82.7755 | 82.9713 | 83.1024 | 83.1024
F4_Commercial_Hospital_Existing_Water Heating_Natural Gas_Water Heater_E6 | F4 | Commercial | Hospital | Existing | Water Heating | Natural Gas | Water Heater | E6 | RVT BC Ratio | bar: 2019 to 2051
F4_Commercial_Hospital_Existing_Water Heating_Natural Gas_Water Heater_E7 | F4 | Commercial | Hospital | Existing | Water Heating | Natural Gas | Water Heater | E7 | RVT BC Ratio | bar: 2019 to 2051
F4_Commercial_Hospital_Existing_Water Heating_Natural Gas_Water Heater_E8 | F4 | Commercial | Hospital | Existing | Water Heating | Natural Gas | Water Heater | E8 | RVT BC Ratio | 0 | 0 | 0 | 0 | 0 | 0 | 0 | 0 | 0 | 0 | 0 | 0 | 0 | 0 | 0 | 0 | 0 | 0 | 0 | 0 | 0 | 0 | 0 | 0 | 0 | 0 | 0 | 0 | 0 | 0 | 0 | 0 | 0
F4_Commercial_Hospital_Existing_Water Heating_Natural Gas_Water Heater_E9 | F4 | Commercial | Hospital | Existing | Water Heating | Natural Gas | Water Heater | E9 | RVT BC Ratio | 0 | 0 | 0 | 0 | 0 | 0 | 0 | 0 | 0 | 0 | 0 | 0 | 0 | 0 | 0 | 0 | 0 | 0 | 0 | 0 | 0 | 0 | 0 | 0 | 0 | 0 | 0 | 0 | 0 | 0 | 0 | 0 | 0
F4_Commercial_Hospital_Existing_Water Heating_Natural Gas_Water Heater_E10 | F4 | Commercial | Hospital | Existing | Water Heating | Natural Gas | Water Heater | E10 | RVT BC Ratio | 0 | 0 | 0 | 0 | 0 | 0 | 0 | 0 | 0 | 0 | 0 | 0 | 0 | 0 | 0 | 0 | 0 | 0 | 0 | 0 | 0 | 0 | 0 | 0 | 0 | 0 | 0 | 0 | 0 | 0 | 0 | 0 | 0
F5_Commercial_Hospital_Existing_Water Heating_Natural Gas_Water Heater_E1 | F5 | Commercial | Hospital | Existing | Water Heating | Natural Gas | Water Heater | E1 | RIM BC Ratio | bar: 2019 to 2051
F5_Commercial_Hospital_Existing_Water Heating_Natural Gas_Water Heater_E2 | F5 | Commercial | Hospital | Existing | Water Heating | Natural Gas | Water Heater | E2 | RIM BC Ratio | bar: 2019 to 2051
F5_Commercial_Hospital_Existing_Water Heating_Natural Gas_Water Heater_E3 | F5 | Commercial | Hospital | Existing | Water Heating | Natural Gas | Water Heater | E3 | RIM BC Ratio | 0.82872 | 0.82871 | 0.82874 | 0.82869 | 0.82865 | 0.82868 | 0.82875 | 0.82881 | 0.82888 | 0.82894 | 0.829 | 0.82906 | 0.82912 | 0.82918 | 0.82924 | 0.82929 | 0.82935 | 0.82941 | 0.82947 | 0.82954 | 0.8296 | 0.82966 | 0.82971 | 0.82977 | 0.82982 | 0.82986 | 0.8299 | 0.82993 | 0.82995 | 0.82997 | 0.82999 | 0.82999 | 0.82999
F5_Commercial_Hospital_Existing_Water Heating_Natural Gas_Water Heater_E4 | F5 | Commercial | Hospital | Existing | Water Heating | Natural Gas | Water Heater | E4 | RIM BC Ratio | 0.82736 | 0.82735 | 0.82737 | 0.82731 | 0.82727 | 0.8273 | 0.82739 | 0.82746 | 0.82755 | 0.82763 | 0.8277 | 0.82777 | 0.82785 | 0.82792 | 0.82799 | 0.82806 | 0.82813 | 0.8282 | 0.82828 | 0.82835 | 0.82843 | 0.8285 | 0.82857 | 0.82864 | 0.8287 | 0.82875 | 0.8288 | 0.82884 | 0.82887 | 0.82889 | 0.82891 | 0.82892 | 0.82892
F5_Commercial_Hospital_Existing_Water Heating_Natural Gas_Water Heater_E5 | F5 | Commercial | Hospital | Existing | Water Heating | Natural Gas | Water Heater | E5 | RIM BC Ratio | 0.82323 | 0.82321 | 0.82326 | 0.82316 | 0.8231 | 0.82315 | 0.82329 | 0.8234 | 0.82353 | 0.82365 | 0.82377 | 0.82388 | 0.82399 | 0.82411 | 0.82422 | 0.82433 | 0.82443 | 0.82455 | 0.82466 | 0.82479 | 0.8249 | 0.82502 | 0.82513 | 0.82523 | 0.82533 | 0.82541 | 0.82548 | 0.82554 | 0.82559 | 0.82563 | 0.82565 | 0.82566 | 0.82566
F5_Commercial_Hospital_Existing_Water Heating_Natural Gas_Water Heater_E6 | F5 | Commercial | Hospital | Existing | Water Heating | Natural Gas | Water Heater | E6 | RIM BC Ratio | bar: 2019 to 2051
F5_Commercial_Hospital_Existing_Water Heating_Natural Gas_Water Heater_E7 | F5 | Commercial | Hospital | Existing | Water Heating | Natural Gas | Water Heater | E7 | RIM BC Ratio | bar: 2019 to 2051
F5_Commercial_Hospital_Existing_Water Heating_Natural Gas_Water Heater_E8 | F5 | Commercial | Hospital | Existing | Water Heating | Natural Gas | Water Heater | E8 | RIM BC Ratio | 0 | 0 | 0 | 0 | 0 | 0 | 0 | 0 | 0 | 0 | 0 | 0 | 0 | 0 | 0 | 0 | 0 | 0 | 0 | 0 | 0 | 0 | 0 | 0 | 0 | 0 | 0 | 0 | 0 | 0 | 0 | 0 | 0
F5_Commercial_Hospital_Existing_Water Heating_Natural Gas_Water Heater_E9 | F5 | Commercial | Hospital | Existing | Water Heating | Natural Gas | Water Heater | E9 | RIM BC Ratio | 0 | 0 | 0 | 0 | 0 | 0 | 0 | 0 | 0 | 0 | 0 | 0 | 0 | 0 | 0 | 0 | 0 | 0 | 0 | 0 | 0 | 0 | 0 | 0 | 0 | 0 | 0 | 0 | 0 | 0 | 0 | 0 | 0
F5_Commercial_Hospital_Existing_Water Heating_Natural Gas_Water Heater_E10 | F5 | Commercial | Hospital | Existing | Water Heating | Natural Gas | Water Heater | E10 | RIM BC Ratio | 0 | 0 | 0 | 0 | 0 | 0 | 0 | 0 | 0 | 0 | 0 | 0 | 0 | 0 | 0 | 0 | 0 | 0 | 0 | 0 | 0 | 0 | 0 | 0 | 0 | 0 | 0 | 0 | 0 | 0 | 0 | 0 | 0
F0_Commercial_Hospital_Existing_Food Preparation_Natural Gas_Oven_E0 | F0 | Commercial | Hospital | Existing | Food Preparation | Natural Gas | Oven | E0 | Economic Unit | ENERGY STAR (3.0) | ENERGY STAR (3.0) | ENERGY STAR (3.0) | ENERGY STAR (3.0) | ENERGY STAR (3.0) | ENERGY STAR (3.0) | ENERGY STAR (3.0) | ENERGY STAR (3.0) | ENERGY STAR (3.0) | ENERGY STAR (3.0) | ENERGY STAR (3.0) | ENERGY STAR (3.0) | ENERGY STAR (3.0) | ENERGY STAR (3.0) | ENERGY STAR (3.0) | ENERGY STAR (3.0) | ENERGY STAR (3.0) | ENERGY STAR (3.0) | ENERGY STAR (3.0) | ENERGY STAR (3.0) | ENERGY STAR (3.0) | ENERGY STAR (3.0) | ENERGY STAR (3.0) | ENERGY STAR (3.0) | ENERGY STAR (3.0) | ENERGY STAR (3.0) | ENERGY STAR (3.0) | ENERGY STAR (3.0) | ENERGY STAR (3.0) | ENERGY STAR (3.0) | ENERGY STAR (3.0) | ENERGY STAR (3.0) | ENERGY STAR (3.0)
F1_Commercial_Hospital_Existing_Food Preparation_Natural Gas_Oven_E1 | F1 | Commercial | Hospital | Existing | Food Preparation | Natural Gas | Oven | E1 | CCE | 0 | 0 | 0 | 0 | 0 | 0 | 0 | 0 | 0 | 0 | 0 | 0 | 0 | 0 | 0 | 0 | 0 | 0 | 0 | 0 | 0 | 0 | 0 | 0 | 0 | 0 | 0 | 0 | 0 | 0 | 0 | 0 | 0
F1_Commercial_Hospital_Existing_Food Preparation_Natural Gas_Oven_E2 | F1 | Commercial | Hospital | Existing | Food Preparation | Natural Gas | Oven | E2 | CCE | 0.32507 | 0.33656 | 0.30212 | 0.30779 | 0.30779 | 0.30779 | 0.30779 | 0.30779 | 0.30779 | 0.30779 | 0.30779 | 0.30779 | 0.30779 | 0.30779 | 0.30779 | 0.30779 | 0.30779 | 0.30779 | 0.30779 | 0.30779 | 0.30779 | 0.30779 | 0.30779 | 0.30779 | 0.30779 | 0.30779 | 0.30779 | 0.30779 | 0.30779 | 0.30779 | 0.30779 | 0.30779 | 0.30779
F1_Commercial_Hospital_Existing_Food Preparation_Natural Gas_Oven_E3 | F1 | Commercial | Hospital | Existing | Food Preparation | Natural Gas | Oven | E3 | CCE | 0 | 0 | 0 | 0 | 0 | 0 | 0 | 0 | 0 | 0 | 0 | 0 | 0 | 0 | 0 | 0 | 0 | 0 | 0 | 0 | 0 | 0 | 0 | 0 | 0 | 0 | 0 | 0 | 0 | 0 | 0 | 0 | 0
F1_Commercial_Hospital_Existing_Food Preparation_Natural Gas_Oven_E4 | F1 | Commercial | Hospital | Existing | Food Preparation | Natural Gas | Oven | E4 | CCE | 0 | 0 | 0 | 0 | 0 | 0 | 0 | 0 | 0 | 0 | 0 | 0 | 0 | 0 | 0 | 0 | 0 | 0 | 0 | 0 | 0 | 0 | 0 | 0 | 0 | 0 | 0 | 0 | 0 | 0 | 0 | 0 | 0
F1_Commercial_Hospital_Existing_Food Preparation_Natural Gas_Oven_E5 | F1 | Commercial | Hospital | Existing | Food Preparation | Natural Gas | Oven | E5 | CCE | 0 | 0 | 0 | 0 | 0 | 0 | 0 | 0 | 0 | 0 | 0 | 0 | 0 | 0 | 0 | 0 | 0 | 0 | 0 | 0 | 0 | 0 | 0 | 0 | 0 | 0 | 0 | 0 | 0 | 0 | 0 | 0 | 0
F1_Commercial_Hospital_Existing_Food Preparation_Natural Gas_Oven_E6 | F1 | Commercial | Hospital | Existing | Food Preparation | Natural Gas | Oven | E6 | CCE | 0 | 0 | 0 | 0 | 0 | 0 | 0 | 0 | 0 | 0 | 0 | 0 | 0 | 0 | 0 | 0 | 0 | 0 | 0 | 0 | 0 | 0 | 0 | 0 | 0 | 0 | 0 | 0 | 0 | 0 | 0 | 0 | 0
F1_Commercial_Hospital_Existing_Food Preparation_Natural Gas_Oven_E7 | F1 | Commercial | Hospital | Existing | Food Preparation | Natural Gas | Oven | E7 | CCE | 0 | 0 | 0 | 0 | 0 | 0 | 0 | 0 | 0 | 0 | 0 | 0 | 0 | 0 | 0 | 0 | 0 | 0 | 0 | 0 | 0 | 0 | 0 | 0 | 0 | 0 | 0 | 0 | 0 | 0 | 0 | 0 | 0
F1_Commercial_Hospital_Existing_Food Preparation_Natural Gas_Oven_E8 | F1 | Commercial | Hospital | Existing | Food Preparation | Natural Gas | Oven | E8 | CCE | 0 | 0 | 0 | 0 | 0 | 0 | 0 | 0 | 0 | 0 | 0 | 0 | 0 | 0 | 0 | 0 | 0 | 0 | 0 | 0 | 0 | 0 | 0 | 0 | 0 | 0 | 0 | 0 | 0 | 0 | 0 | 0 | 0
F1_Commercial_Hospital_Existing_Food Preparation_Natural Gas_Oven_E9 | F1 | Commercial | Hospital | Existing | Food Preparation | Natural Gas | Oven | E9 | CCE | 0 | 0 | 0 | 0 | 0 | 0 | 0 | 0 | 0 | 0 | 0 | 0 | 0 | 0 | 0 | 0 | 0 | 0 | 0 | 0 | 0 | 0 | 0 | 0 | 0 | 0 | 0 | 0 | 0 | 0 | 0 | 0 | 0
F1_Commercial_Hospital_Existing_Food Preparation_Natural Gas_Oven_E10 | F1 | Commercial | Hospital | Existing | Food Preparation | Natural Gas | Oven | E10 | CCE | 0 | 0 | 0 | 0 | 0 | 0 | 0 | 0 | 0 | 0 | 0 | 0 | 0 | 0 | 0 | 0 | 0 | 0 | 0 | 0 | 0 | 0 | 0 | 0 | 0 | 0 | 0 | 0 | 0 | 0 | 0 | 0 | 0
F2_Commercial_Hospital_Existing_Food Preparation_Natural Gas_Oven_E1 | F2 | Commercial | Hospital | Existing | Food Preparation | Natural Gas | Oven | E1 | TRC BC Ratio | bar: 2019 to 2051
F2_Commercial_Hospital_Existing_Food Preparation_Natural Gas_Oven_E2 | F2 | Commercial | Hospital | Existing | Food Preparation | Natural Gas | Oven | E2 | TRC BC Ratio | 5.0529 | 5.0541 | 5.0794 | 5.0454 | 5.0252 | 5.0427 | 5.0918 | 5.1313 | 5.1797 | 5.226 | 5.2722 | 5.3151 | 5.3612 | 5.4091 | 5.4549 | 5.5017 | 5.5491 | 5.6007 | 5.6542 | 5.7105 | 5.7652 | 5.8217 | 5.8734 | 5.9266 | 5.9735 | 6.014 | 6.0509 | 6.0828 | 6.1077 | 6.1281 | 6.1393 | 6.1467 | 6.1467
F2_Commercial_Hospital_Existing_Food Preparation_Natural Gas_Oven_E3 | F2 | Commercial | Hospital | Existing | Food Preparation | Natural Gas | Oven | E3 | TRC BC Ratio | 0 | 0 | 0 | 0 | 0 | 0 | 0 | 0 | 0 | 0 | 0 | 0 | 0 | 0 | 0 | 0 | 0 | 0 | 0 | 0 | 0 | 0 | 0 | 0 | 0 | 0 | 0 | 0 | 0 | 0 | 0 | 0 | 0
F2_Commercial_Hospital_Existing_Food Preparation_Natural Gas_Oven_E4 | F2 | Commercial | Hospital | Existing | Food Preparation | Natural Gas | Oven | E4 | TRC BC Ratio | 0 | 0 | 0 | 0 | 0 | 0 | 0 | 0 | 0 | 0 | 0 | 0 | 0 | 0 | 0 | 0 | 0 | 0 | 0 | 0 | 0 | 0 | 0 | 0 | 0 | 0 | 0 | 0 | 0 | 0 | 0 | 0 | 0
F2_Commercial_Hospital_Existing_Food Preparation_Natural Gas_Oven_E5 | F2 | Commercial | Hospital | Existing | Food Preparation | Natural Gas | Oven | E5 | TRC BC Ratio | 0 | 0 | 0 | 0 | 0 | 0 | 0 | 0 | 0 | 0 | 0 | 0 | 0 | 0 | 0 | 0 | 0 | 0 | 0 | 0 | 0 | 0 | 0 | 0 | 0 | 0 | 0 | 0 | 0 | 0 | 0 | 0 | 0
F2_Commercial_Hospital_Existing_Food Preparation_Natural Gas_Oven_E6 | F2 | Commercial | Hospital | Existing | Food Preparation | Natural Gas | Oven | E6 | TRC BC Ratio | 0 | 0 | 0 | 0 | 0 | 0 | 0 | 0 | 0 | 0 | 0 | 0 | 0 | 0 | 0 | 0 | 0 | 0 | 0 | 0 | 0 | 0 | 0 | 0 | 0 | 0 | 0 | 0 | 0 | 0 | 0 | 0 | 0
F2_Commercial_Hospital_Existing_Food Preparation_Natural Gas_Oven_E7 | F2 | Commercial | Hospital | Existing | Food Preparation | Natural Gas | Oven | E7 | TRC BC Ratio | 0 | 0 | 0 | 0 | 0 | 0 | 0 | 0 | 0 | 0 | 0 | 0 | 0 | 0 | 0 | 0 | 0 | 0 | 0 | 0 | 0 | 0 | 0 | 0 | 0 | 0 | 0 | 0 | 0 | 0 | 0 | 0 | 0
F2_Commercial_Hospital_Existing_Food Preparation_Natural Gas_Oven_E8 | F2 | Commercial | Hospital | Existing | Food Preparation | Natural Gas | Oven | E8 | TRC BC Ratio | 0 | 0 | 0 | 0 | 0 | 0 | 0 | 0 | 0 | 0 | 0 | 0 | 0 | 0 | 0 | 0 | 0 | 0 | 0 | 0 | 0 | 0 | 0 | 0 | 0 | 0 | 0 | 0 | 0 | 0 | 0 | 0 | 0
F2_Commercial_Hospital_Existing_Food Preparation_Natural Gas_Oven_E9 | F2 | Commercial | Hospital | Existing | Food Preparation | Natural Gas | Oven | E9 | TRC BC Ratio | 0 | 0 | 0 | 0 | 0 | 0 | 0 | 0 | 0 | 0 | 0 | 0 | 0 | 0 | 0 | 0 | 0 | 0 | 0 | 0 | 0 | 0 | 0 | 0 | 0 | 0 | 0 | 0 | 0 | 0 | 0 | 0 | 0
F2_Commercial_Hospital_Existing_Food Preparation_Natural Gas_Oven_E10 | F2 | Commercial | Hospital | Existing | Food Preparation | Natural Gas | Oven | E10 | TRC BC Ratio | 0 | 0 | 0 | 0 | 0 | 0 | 0 | 0 | 0 | 0 | 0 | 0 | 0 | 0 | 0 | 0 | 0 | 0 | 0 | 0 | 0 | 0 | 0 | 0 | 0 | 0 | 0 | 0 | 0 | 0 | 0 | 0 | 0
F3_Commercial_Hospital_Existing_Food Preparation_Natural Gas_Oven_E1 | F3 | Commercial | Hospital | Existing | Food Preparation | Natural Gas | Oven | E1 | PACT BC Ratio | bar: 2019 to 2051
F3_Commercial_Hospital_Existing_Food Preparation_Natural Gas_Oven_E2 | F3 | Commercial | Hospital | Existing | Food Preparation | Natural Gas | Oven | E2 | PACT BC Ratio | 6.7372 | 6.7388 | 6.7725 | 6.7272 | 6.7003 | 6.7236 | 6.7891 | 6.8417 | 6.9062 | 6.968 | 7.0296 | 7.0868 | 7.1482 | 7.2121 | 7.2732 | 7.3356 | 7.3988 | 7.4676 | 7.5389 | 7.614 | 7.6869 | 7.7623 | 7.8312 | 7.9021 | 7.9647 | 8.0187 | 8.0679 | 8.1103 | 8.1436 | 8.1708 | 8.1857 | 8.1956 | 8.1956
F3_Commercial_Hospital_Existing_Food Preparation_Natural Gas_Oven_E3 | F3 | Commercial | Hospital | Existing | Food Preparation | Natural Gas | Oven | E3 | PACT BC Ratio | 0 | 0 | 0 | 0 | 0 | 0 | 0 | 0 | 0 | 0 | 0 | 0 | 0 | 0 | 0 | 0 | 0 | 0 | 0 | 0 | 0 | 0 | 0 | 0 | 0 | 0 | 0 | 0 | 0 | 0 | 0 | 0 | 0
F3_Commercial_Hospital_Existing_Food Preparation_Natural Gas_Oven_E4 | F3 | Commercial | Hospital | Existing | Food Preparation | Natural Gas | Oven | E4 | PACT BC Ratio | 0 | 0 | 0 | 0 | 0 | 0 | 0 | 0 | 0 | 0 | 0 | 0 | 0 | 0 | 0 | 0 | 0 | 0 | 0 | 0 | 0 | 0 | 0 | 0 | 0 | 0 | 0 | 0 | 0 | 0 | 0 | 0 | 0
F3_Commercial_Hospital_Existing_Food Preparation_Natural Gas_Oven_E5 | F3 | Commercial | Hospital | Existing | Food Preparation | Natural Gas | Oven | E5 | PACT BC Ratio | 0 | 0 | 0 | 0 | 0 | 0 | 0 | 0 | 0 | 0 | 0 | 0 | 0 | 0 | 0 | 0 | 0 | 0 | 0 | 0 | 0 | 0 | 0 | 0 | 0 | 0 | 0 | 0 | 0 | 0 | 0 | 0 | 0
F3_Commercial_Hospital_Existing_Food Preparation_Natural Gas_Oven_E6 | F3 | Commercial | Hospital | Existing | Food Preparation | Natural Gas | Oven | E6 | PACT BC Ratio | 0 | 0 | 0 | 0 | 0 | 0 | 0 | 0 | 0 | 0 | 0 | 0 | 0 | 0 | 0 | 0 | 0 | 0 | 0 | 0 | 0 | 0 | 0 | 0 | 0 | 0 | 0 | 0 | 0 | 0 | 0 | 0 | 0
F3_Commercial_Hospital_Existing_Food Preparation_Natural Gas_Oven_E7 | F3 | Commercial | Hospital | Existing | Food Preparation | Natural Gas | Oven | E7 | PACT BC Ratio | 0 | 0 | 0 | 0 | 0 | 0 | 0 | 0 | 0 | 0 | 0 | 0 | 0 | 0 | 0 | 0 | 0 | 0 | 0 | 0 | 0 | 0 | 0 | 0 | 0 | 0 | 0 | 0 | 0 | 0 | 0 | 0 | 0
F3_Commercial_Hospital_Existing_Food Preparation_Natural Gas_Oven_E8 | F3 | Commercial | Hospital | Existing | Food Preparation | Natural Gas | Oven | E8 | PACT BC Ratio | 0 | 0 | 0 | 0 | 0 | 0 | 0 | 0 | 0 | 0 | 0 | 0 | 0 | 0 | 0 | 0 | 0 | 0 | 0 | 0 | 0 | 0 | 0 | 0 | 0 | 0 | 0 | 0 | 0 | 0 | 0 | 0 | 0
F3_Commercial_Hospital_Existing_Food Preparation_Natural Gas_Oven_E9 | F3 | Commercial | Hospital | Existing | Food Preparation | Natural Gas | Oven | E9 | PACT BC Ratio | 0 | 0 | 0 | 0 | 0 | 0 | 0 | 0 | 0 | 0 | 0 | 0 | 0 | 0 | 0 | 0 | 0 | 0 | 0 | 0 | 0 | 0 | 0 | 0 | 0 | 0 | 0 | 0 | 0 | 0 | 0 | 0 | 0
F3_Commercial_Hospital_Existing_Food Preparation_Natural Gas_Oven_E10 | F3 | Commercial | Hospital | Existing | Food Preparation | Natural Gas | Oven | E10 | PACT BC Ratio | 0 | 0 | 0 | 0 | 0 | 0 | 0 | 0 | 0 | 0 | 0 | 0 | 0 | 0 | 0 | 0 | 0 | 0 | 0 | 0 | 0 | 0 | 0 | 0 | 0 | 0 | 0 | 0 | 0 | 0 | 0 | 0 | 0
F4_Commercial_Hospital_Existing_Food Preparation_Natural Gas_Oven_E1 | F4 | Commercial | Hospital | Existing | Food Preparation | Natural Gas | Oven | E1 | RVT BC Ratio | bar: 2019 to 2051
F4_Commercial_Hospital_Existing_Food Preparation_Natural Gas_Oven_E2 | F4 | Commercial | Hospital | Existing | Food Preparation | Natural Gas | Oven | E2 | RVT BC Ratio | 7.9644 | 7.9662 | 8.0025 | 7.9537 | 7.9247 | 7.9497 | 8.0204 | 8.0771 | 8.1467 | 8.2133 | 8.2797 | 8.3414 | 8.4076 | 8.4765 | 8.5424 | 8.6097 | 8.6778 | 8.752 | 8.8289 | 8.9098 | 8.9885 | 9.0697 | 9.144 | 9.2205 | 9.288 | 9.3462 | 9.3993 | 9.445 | 9.4809 | 9.5103 | 9.5263 | 9.537 | 9.537
F4_Commercial_Hospital_Existing_Food Preparation_Natural Gas_Oven_E3 | F4 | Commercial | Hospital | Existing | Food Preparation | Natural Gas | Oven | E3 | RVT BC Ratio | 0 | 0 | 0 | 0 | 0 | 0 | 0 | 0 | 0 | 0 | 0 | 0 | 0 | 0 | 0 | 0 | 0 | 0 | 0 | 0 | 0 | 0 | 0 | 0 | 0 | 0 | 0 | 0 | 0 | 0 | 0 | 0 | 0
F4_Commercial_Hospital_Existing_Food Preparation_Natural Gas_Oven_E4 | F4 | Commercial | Hospital | Existing | Food Preparation | Natural Gas | Oven | E4 | RVT BC Ratio | 0 | 0 | 0 | 0 | 0 | 0 | 0 | 0 | 0 | 0 | 0 | 0 | 0 | 0 | 0 | 0 | 0 | 0 | 0 | 0 | 0 | 0 | 0 | 0 | 0 | 0 | 0 | 0 | 0 | 0 | 0 | 0 | 0
F4_Commercial_Hospital_Existing_Food Preparation_Natural Gas_Oven_E5 | F4 | Commercial | Hospital | Existing | Food Preparation | Natural Gas | Oven | E5 | RVT BC Ratio | 0 | 0 | 0 | 0 | 0 | 0 | 0 | 0 | 0 | 0 | 0 | 0 | 0 | 0 | 0 | 0 | 0 | 0 | 0 | 0 | 0 | 0 | 0 | 0 | 0 | 0 | 0 | 0 | 0 | 0 | 0 | 0 | 0
F4_Commercial_Hospital_Existing_Food Preparation_Natural Gas_Oven_E6 | F4 | Commercial | Hospital | Existing | Food Preparation | Natural Gas | Oven | E6 | RVT BC Ratio | 0 | 0 | 0 | 0 | 0 | 0 | 0 | 0 | 0 | 0 | 0 | 0 | 0 | 0 | 0 | 0 | 0 | 0 | 0 | 0 | 0 | 0 | 0 | 0 | 0 | 0 | 0 | 0 | 0 | 0 | 0 | 0 | 0
F4_Commercial_Hospital_Existing_Food Preparation_Natural Gas_Oven_E7 | F4 | Commercial | Hospital | Existing | Food Preparation | Natural Gas | Oven | E7 | RVT BC Ratio | 0 | 0 | 0 | 0 | 0 | 0 | 0 | 0 | 0 | 0 | 0 | 0 | 0 | 0 | 0 | 0 | 0 | 0 | 0 | 0 | 0 | 0 | 0 | 0 | 0 | 0 | 0 | 0 | 0 | 0 | 0 | 0 | 0
F4_Commercial_Hospital_Existing_Food Preparation_Natural Gas_Oven_E8 | F4 | Commercial | Hospital | Existing | Food Preparation | Natural Gas | Oven | E8 | RVT BC Ratio | 0 | 0 | 0 | 0 | 0 | 0 | 0 | 0 | 0 | 0 | 0 | 0 | 0 | 0 | 0 | 0 | 0 | 0 | 0 | 0 | 0 | 0 | 0 | 0 | 0 | 0 | 0 | 0 | 0 | 0 | 0 | 0 | 0
F4_Commercial_Hospital_Existing_Food Preparation_Natural Gas_Oven_E9 | F4 | Commercial | Hospital | Existing | Food Preparation | Natural Gas | Oven | E9 | RVT BC Ratio | 0 | 0 | 0 | 0 | 0 | 0 | 0 | 0 | 0 | 0 | 0 | 0 | 0 | 0 | 0 | 0 | 0 | 0 | 0 | 0 | 0 | 0 | 0 | 0 | 0 | 0 | 0 | 0 | 0 | 0 | 0 | 0 | 0
F4_Commercial_Hospital_Existing_Food Preparation_Natural Gas_Oven_E10 | F4 | Commercial | Hospital | Existing | Food Preparation | Natural Gas | Oven | E10 | RVT BC Ratio | 0 | 0 | 0 | 0 | 0 | 0 | 0 | 0 | 0 | 0 | 0 | 0 | 0 | 0 | 0 | 0 | 0 | 0 | 0 | 0 | 0 | 0 | 0 | 0 | 0 | 0 | 0 | 0 | 0 | 0 | 0 | 0 | 0
F5_Commercial_Hospital_Existing_Food Preparation_Natural Gas_Oven_E1 | F5 | Commercial | Hospital | Existing | Food Preparation | Natural Gas | Oven | E1 | RIM BC Ratio | bar: 2019 to 2051
F5_Commercial_Hospital_Existing_Food Preparation_Natural Gas_Oven_E2 | F5 | Commercial | Hospital | Existing | Food Preparation | Natural Gas | Oven | E2 | RIM BC Ratio | 0.74267 | 0.74269 | 0.7431 | 0.74255 | 0.74222 | 0.7425 | 0.7433 | 0.74392 | 0.74468 | 0.74539 | 0.74609 | 0.74673 | 0.74741 | 0.7481 | 0.74875 | 0.74941 | 0.75006 | 0.75076 | 0.75148 | 0.75222 | 0.75292 | 0.75364 | 0.75428 | 0.75494 | 0.7555 | 0.75599 | 0.75642 | 0.75679 | 0.75708 | 0.75732 | 0.75744 | 0.75753 | 0.75753
F5_Commercial_Hospital_Existing_Food Preparation_Natural Gas_Oven_E3 | F5 | Commercial | Hospital | Existing | Food Preparation | Natural Gas | Oven | E3 | RIM BC Ratio | 0 | 0 | 0 | 0 | 0 | 0 | 0 | 0 | 0 | 0 | 0 | 0 | 0 | 0 | 0 | 0 | 0 | 0 | 0 | 0 | 0 | 0 | 0 | 0 | 0 | 0 | 0 | 0 | 0 | 0 | 0 | 0 | 0
F5_Commercial_Hospital_Existing_Food Preparation_Natural Gas_Oven_E4 | F5 | Commercial | Hospital | Existing | Food Preparation | Natural Gas | Oven | E4 | RIM BC Ratio | 0 | 0 | 0 | 0 | 0 | 0 | 0 | 0 | 0 | 0 | 0 | 0 | 0 | 0 | 0 | 0 | 0 | 0 | 0 | 0 | 0 | 0 | 0 | 0 | 0 | 0 | 0 | 0 | 0 | 0 | 0 | 0 | 0
F5_Commercial_Hospital_Existing_Food Preparation_Natural Gas_Oven_E5 | F5 | Commercial | Hospital | Existing | Food Preparation | Natural Gas | Oven | E5 | RIM BC Ratio | 0 | 0 | 0 | 0 | 0 | 0 | 0 | 0 | 0 | 0 | 0 | 0 | 0 | 0 | 0 | 0 | 0 | 0 | 0 | 0 | 0 | 0 | 0 | 0 | 0 | 0 | 0 | 0 | 0 | 0 | 0 | 0 | 0
F5_Commercial_Hospital_Existing_Food Preparation_Natural Gas_Oven_E6 | F5 | Commercial | Hospital | Existing | Food Preparation | Natural Gas | Oven | E6 | RIM BC Ratio | 0 | 0 | 0 | 0 | 0 | 0 | 0 | 0 | 0 | 0 | 0 | 0 | 0 | 0 | 0 | 0 | 0 | 0 | 0 | 0 | 0 | 0 | 0 | 0 | 0 | 0 | 0 | 0 | 0 | 0 | 0 | 0 | 0
F5_Commercial_Hospital_Existing_Food Preparation_Natural Gas_Oven_E7 | F5 | Commercial | Hospital | Existing | Food Preparation | Natural Gas | Oven | E7 | RIM BC Ratio | 0 | 0 | 0 | 0 | 0 | 0 | 0 | 0 | 0 | 0 | 0 | 0 | 0 | 0 | 0 | 0 | 0 | 0 | 0 | 0 | 0 | 0 | 0 | 0 | 0 | 0 | 0 | 0 | 0 | 0 | 0 | 0 | 0
F5_Commercial_Hospital_Existing_Food Preparation_Natural Gas_Oven_E8 | F5 | Commercial | Hospital | Existing | Food Preparation | Natural Gas | Oven | E8 | RIM BC Ratio | 0 | 0 | 0 | 0 | 0 | 0 | 0 | 0 | 0 | 0 | 0 | 0 | 0 | 0 | 0 | 0 | 0 | 0 | 0 | 0 | 0 | 0 | 0 | 0 | 0 | 0 | 0 | 0 | 0 | 0 | 0 | 0 | 0
F5_Commercial_Hospital_Existing_Food Preparation_Natural Gas_Oven_E9 | F5 | Commercial | Hospital | Existing | Food Preparation | Natural Gas | Oven | E9 | RIM BC Ratio | 0 | 0 | 0 | 0 | 0 | 0 | 0 | 0 | 0 | 0 | 0 | 0 | 0 | 0 | 0 | 0 | 0 | 0 | 0 | 0 | 0 | 0 | 0 | 0 | 0 | 0 | 0 | 0 | 0 | 0 | 0 | 0 | 0
F5_Commercial_Hospital_Existing_Food Preparation_Natural Gas_Oven_E10 | F5 | Commercial | Hospital | Existing | Food Preparation | Natural Gas | Oven | E10 | RIM BC Ratio | 0 | 0 | 0 | 0 | 0 | 0 | 0 | 0 | 0 | 0 | 0 | 0 | 0 | 0 | 0 | 0 | 0 | 0 | 0 | 0 | 0 | 0 | 0 | 0 | 0 | 0 | 0 | 0 | 0 | 0 | 0 | 0 | 0
F0_Commercial_Hospital_Existing_Food Preparation_Natural Gas_Conveyor Oven_E0 | F0 | Commercial | Hospital | Existing | Food Preparation | Natural Gas | Conveyor Oven | E0 | Economic Unit | Efficient (>44% Baking Efficiency) | Efficient (>44% Baking Efficiency) | Efficient (>44% Baking Efficiency) | Efficient (>44% Baking Efficiency) | Efficient (>44% Baking Efficiency) | Efficient (>44% Baking Efficiency) | Efficient (>44% Baking Efficiency) | Efficient (>44% Baking Efficiency) | Efficient (>44% Baking Efficiency) | Efficient (>44% Baking Efficiency) | Efficient (>44% Baking Efficiency) | Efficient (>44% Baking Efficiency) | Efficient (>44% Baking Efficiency) | Efficient (>44% Baking Efficiency) | Efficient (>44% Baking Efficiency) | Efficient (>44% Baking Efficiency) | Efficient (>44% Baking Efficiency) | Efficient (>44% Baking Efficiency) | Efficient (>44% Baking Efficiency) | Efficient (>44% Baking Efficiency) | Efficient (>44% Baking Efficiency) | Efficient (>44% Baking Efficiency) | Efficient (>44% Baking Efficiency) | Efficient (>44% Baking Efficiency) | Efficient (>44% Baking Efficiency) | Efficient (>44% Baking Efficiency) | Efficient (>44% Baking Efficiency) | Efficient (>44% Baking Efficiency) | Efficient (>44% Baking Efficiency) | Efficient (>44% Baking Efficiency) | Efficient (>44% Baking Efficiency) | Efficient (>44% Baking Efficiency) | Efficient (>44% Baking Efficiency)
F1_Commercial_Hospital_Existing_Food Preparation_Natural Gas_Conveyor Oven_E1 | F1 | Commercial | Hospital | Existing | Food Preparation | Natural Gas | Conveyor Oven | E1 | CCE | 0 | 0 | 0 | 0 | 0 | 0 | 0 | 0 | 0 | 0 | 0 | 0 | 0 | 0 | 0 | 0 | 0 | 0 | 0 | 0 | 0 | 0 | 0 | 0 | 0 | 0 | 0 | 0 | 0 | 0 | 0 | 0 | 0
F1_Commercial_Hospital_Existing_Food Preparation_Natural Gas_Conveyor Oven_E2 | F1 | Commercial | Hospital | Existing | Food Preparation | Natural Gas | Conveyor Oven | E2 | CCE | 0.32888 | 0.3405 | 0.30566 | 0.31139 | 0.31139 | 0.31139 | 0.31139 | 0.31139 | 0.31139 | 0.31139 | 0.31139 | 0.31139 | 0.31139 | 0.31139 | 0.31139 | 0.31139 | 0.31139 | 0.31139 | 0.31139 | 0.31139 | 0.31139 | 0.31139 | 0.31139 | 0.31139 | 0.31139 | 0.31139 | 0.31139 | 0.31139 | 0.31139 | 0.31139 | 0.31139 | 0.31139 | 0.31139
F1_Commercial_Hospital_Existing_Food Preparation_Natural Gas_Conveyor Oven_E3 | F1 | Commercial | Hospital | Existing | Food Preparation | Natural Gas | Conveyor Oven | E3 | CCE | 0 | 0 | 0 | 0 | 0 | 0 | 0 | 0 | 0 | 0 | 0 | 0 | 0 | 0 | 0 | 0 | 0 | 0 | 0 | 0 | 0 | 0 | 0 | 0 | 0 | 0 | 0 | 0 | 0 | 0 | 0 | 0 | 0
F1_Commercial_Hospital_Existing_Food Preparation_Natural Gas_Conveyor Oven_E4 | F1 | Commercial | Hospital | Existing | Food Preparation | Natural Gas | Conveyor Oven | E4 | CCE | 0 | 0 | 0 | 0 | 0 | 0 | 0 | 0 | 0 | 0 | 0 | 0 | 0 | 0 | 0 | 0 | 0 | 0 | 0 | 0 | 0 | 0 | 0 | 0 | 0 | 0 | 0 | 0 | 0 | 0 | 0 | 0 | 0
F1_Commercial_Hospital_Existing_Food Preparation_Natural Gas_Conveyor Oven_E5 | F1 | Commercial | Hospital | Existing | Food Preparation | Natural Gas | Conveyor Oven | E5 | CCE | 0 | 0 | 0 | 0 | 0 | 0 | 0 | 0 | 0 | 0 | 0 | 0 | 0 | 0 | 0 | 0 | 0 | 0 | 0 | 0 | 0 | 0 | 0 | 0 | 0 | 0 | 0 | 0 | 0 | 0 | 0 | 0 | 0
F1_Commercial_Hospital_Existing_Food Preparation_Natural Gas_Conveyor Oven_E6 | F1 | Commercial | Hospital | Existing | Food Preparation | Natural Gas | Conveyor Oven | E6 | CCE | 0 | 0 | 0 | 0 | 0 | 0 | 0 | 0 | 0 | 0 | 0 | 0 | 0 | 0 | 0 | 0 | 0 | 0 | 0 | 0 | 0 | 0 | 0 | 0 | 0 | 0 | 0 | 0 | 0 | 0 | 0 | 0 | 0
F1_Commercial_Hospital_Existing_Food Preparation_Natural Gas_Conveyor Oven_E7 | F1 | Commercial | Hospital | Existing | Food Preparation | Natural Gas | Conveyor Oven | E7 | CCE | 0 | 0 | 0 | 0 | 0 | 0 | 0 | 0 | 0 | 0 | 0 | 0 | 0 | 0 | 0 | 0 | 0 | 0 | 0 | 0 | 0 | 0 | 0 | 0 | 0 | 0 | 0 | 0 | 0 | 0 | 0 | 0 | 0
F1_Commercial_Hospital_Existing_Food Preparation_Natural Gas_Conveyor Oven_E8 | F1 | Commercial | Hospital | Existing | Food Preparation | Natural Gas | Conveyor Oven | E8 | CCE | 0 | 0 | 0 | 0 | 0 | 0 | 0 | 0 | 0 | 0 | 0 | 0 | 0 | 0 | 0 | 0 | 0 | 0 | 0 | 0 | 0 | 0 | 0 | 0 | 0 | 0 | 0 | 0 | 0 | 0 | 0 | 0 | 0
F1_Commercial_Hospital_Existing_Food Preparation_Natural Gas_Conveyor Oven_E9 | F1 | Commercial | Hospital | Existing | Food Preparation | Natural Gas | Conveyor Oven | E9 | CCE | 0 | 0 | 0 | 0 | 0 | 0 | 0 | 0 | 0 | 0 | 0 | 0 | 0 | 0 | 0 | 0 | 0 | 0 | 0 | 0 | 0 | 0 | 0 | 0 | 0 | 0 | 0 | 0 | 0 | 0 | 0 | 0 | 0
F1_Commercial_Hospital_Existing_Food Preparation_Natural Gas_Conveyor Oven_E10 | F1 | Commercial | Hospital | Existing | Food Preparation | Natural Gas | Conveyor Oven | E10 | CCE | 0 | 0 | 0 | 0 | 0 | 0 | 0 | 0 | 0 | 0 | 0 | 0 | 0 | 0 | 0 | 0 | 0 | 0 | 0 | 0 | 0 | 0 | 0 | 0 | 0 | 0 | 0 | 0 | 0 | 0 | 0 | 0 | 0
F2_Commercial_Hospital_Existing_Food Preparation_Natural Gas_Conveyor Oven_E1 | F2 | Commercial | Hospital | Existing | Food Preparation | Natural Gas | Conveyor Oven | E1 | TRC BC Ratio | bar: 2019 to 2051
F2_Commercial_Hospital_Existing_Food Preparation_Natural Gas_Conveyor Oven_E2 | F2 | Commercial | Hospital | Existing | Food Preparation | Natural Gas | Conveyor Oven | E2 | TRC BC Ratio | 5.054 | 5.0691 | 5.0998 | 5.0904 | 5.0904 | 5.1163 | 5.1641 | 5.206 | 5.2546 | 5.3028 | 5.3514 | 5.3984 | 5.4475 | 5.4983 | 5.5473 | 5.5964 | 5.6439 | 5.6922 | 5.7391 | 5.785 | 5.8272 | 5.8686 | 5.9051 | 5.9416 | 5.9733 | 6.0006 | 6.0255 | 6.047 | 6.0638 | 6.0776 | 6.0851 | 6.0902 | 6.0902
F2_Commercial_Hospital_Existing_Food Preparation_Natural Gas_Conveyor Oven_E3 | F2 | Commercial | Hospital | Existing | Food Preparation | Natural Gas | Conveyor Oven | E3 | TRC BC Ratio | 0 | 0 | 0 | 0 | 0 | 0 | 0 | 0 | 0 | 0 | 0 | 0 | 0 | 0 | 0 | 0 | 0 | 0 | 0 | 0 | 0 | 0 | 0 | 0 | 0 | 0 | 0 | 0 | 0 | 0 | 0 | 0 | 0
F2_Commercial_Hospital_Existing_Food Preparation_Natural Gas_Conveyor Oven_E4 | F2 | Commercial | Hospital | Existing | Food Preparation | Natural Gas | Conveyor Oven | E4 | TRC BC Ratio | 0 | 0 | 0 | 0 | 0 | 0 | 0 | 0 | 0 | 0 | 0 | 0 | 0 | 0 | 0 | 0 | 0 | 0 | 0 | 0 | 0 | 0 | 0 | 0 | 0 | 0 | 0 | 0 | 0 | 0 | 0 | 0 | 0
F2_Commercial_Hospital_Existing_Food Preparation_Natural Gas_Conveyor Oven_E5 | F2 | Commercial | Hospital | Existing | Food Preparation | Natural Gas | Conveyor Oven | E5 | TRC BC Ratio | 0 | 0 | 0 | 0 | 0 | 0 | 0 | 0 | 0 | 0 | 0 | 0 | 0 | 0 | 0 | 0 | 0 | 0 | 0 | 0 | 0 | 0 | 0 | 0 | 0 | 0 | 0 | 0 | 0 | 0 | 0 | 0 | 0
F2_Commercial_Hospital_Existing_Food Preparation_Natural Gas_Conveyor Oven_E6 | F2 | Commercial | Hospital | Existing | Food Preparation | Natural Gas | Conveyor Oven | E6 | TRC BC Ratio | 0 | 0 | 0 | 0 | 0 | 0 | 0 | 0 | 0 | 0 | 0 | 0 | 0 | 0 | 0 | 0 | 0 | 0 | 0 | 0 | 0 | 0 | 0 | 0 | 0 | 0 | 0 | 0 | 0 | 0 | 0 | 0 | 0
F2_Commercial_Hospital_Existing_Food Preparation_Natural Gas_Conveyor Oven_E7 | F2 | Commercial | Hospital | Existing | Food Preparation | Natural Gas | Conveyor Oven | E7 | TRC BC Ratio | 0 | 0 | 0 | 0 | 0 | 0 | 0 | 0 | 0 | 0 | 0 | 0 | 0 | 0 | 0 | 0 | 0 | 0 | 0 | 0 | 0 | 0 | 0 | 0 | 0 | 0 | 0 | 0 | 0 | 0 | 0 | 0 | 0
F2_Commercial_Hospital_Existing_Food Preparation_Natural Gas_Conveyor Oven_E8 | F2 | Commercial | Hospital | Existing | Food Preparation | Natural Gas | Conveyor Oven | E8 | TRC BC Ratio | 0 | 0 | 0 | 0 | 0 | 0 | 0 | 0 | 0 | 0 | 0 | 0 | 0 | 0 | 0 | 0 | 0 | 0 | 0 | 0 | 0 | 0 | 0 | 0 | 0 | 0 | 0 | 0 | 0 | 0 | 0 | 0 | 0
F2_Commercial_Hospital_Existing_Food Preparation_Natural Gas_Conveyor Oven_E9 | F2 | Commercial | Hospital | Existing | Food Preparation | Natural Gas | Conveyor Oven | E9 | TRC BC Ratio | 0 | 0 | 0 | 0 | 0 | 0 | 0 | 0 | 0 | 0 | 0 | 0 | 0 | 0 | 0 | 0 | 0 | 0 | 0 | 0 | 0 | 0 | 0 | 0 | 0 | 0 | 0 | 0 | 0 | 0 | 0 | 0 | 0
F2_Commercial_Hospital_Existing_Food Preparation_Natural Gas_Conveyor Oven_E10 | F2 | Commercial | Hospital | Existing | Food Preparation | Natural Gas | Conveyor Oven | E10 | TRC BC Ratio | 0 | 0 | 0 | 0 | 0 | 0 | 0 | 0 | 0 | 0 | 0 | 0 | 0 | 0 | 0 | 0 | 0 | 0 | 0 | 0 | 0 | 0 | 0 | 0 | 0 | 0 | 0 | 0 | 0 | 0 | 0 | 0 | 0
F3_Commercial_Hospital_Existing_Food Preparation_Natural Gas_Conveyor Oven_E1 | F3 | Commercial | Hospital | Existing | Food Preparation | Natural Gas | Conveyor Oven | E1 | PACT BC Ratio | bar: 2019 to 2051
F3_Commercial_Hospital_Existing_Food Preparation_Natural Gas_Conveyor Oven_E2 | F3 | Commercial | Hospital | Existing | Food Preparation | Natural Gas | Conveyor Oven | E2 | PACT BC Ratio | 6.7386 | 6.7588 | 6.7997 | 6.7872 | 6.7872 | 6.8218 | 6.8855 | 6.9414 | 7.0062 | 7.0703 | 7.1352 | 7.1978 | 7.2633 | 7.3311 | 7.3964 | 7.4618 | 7.5252 | 7.5896 | 7.6521 | 7.7133 | 7.7696 | 7.8249 | 7.8735 | 7.9222 | 7.9644 | 8.0009 | 8.0341 | 8.0627 | 8.0851 | 8.1035 | 8.1135 | 8.1202 | 8.1202
F3_Commercial_Hospital_Existing_Food Preparation_Natural Gas_Conveyor Oven_E3 | F3 | Commercial | Hospital | Existing | Food Preparation | Natural Gas | Conveyor Oven | E3 | PACT BC Ratio | 0 | 0 | 0 | 0 | 0 | 0 | 0 | 0 | 0 | 0 | 0 | 0 | 0 | 0 | 0 | 0 | 0 | 0 | 0 | 0 | 0 | 0 | 0 | 0 | 0 | 0 | 0 | 0 | 0 | 0 | 0 | 0 | 0
F3_Commercial_Hospital_Existing_Food Preparation_Natural Gas_Conveyor Oven_E4 | F3 | Commercial | Hospital | Existing | Food Preparation | Natural Gas | Conveyor Oven | E4 | PACT BC Ratio | 0 | 0 | 0 | 0 | 0 | 0 | 0 | 0 | 0 | 0 | 0 | 0 | 0 | 0 | 0 | 0 | 0 | 0 | 0 | 0 | 0 | 0 | 0 | 0 | 0 | 0 | 0 | 0 | 0 | 0 | 0 | 0 | 0
F3_Commercial_Hospital_Existing_Food Preparation_Natural Gas_Conveyor Oven_E5 | F3 | Commercial | Hospital | Existing | Food Preparation | Natural Gas | Conveyor Oven | E5 | PACT BC Ratio | 0 | 0 | 0 | 0 | 0 | 0 | 0 | 0 | 0 | 0 | 0 | 0 | 0 | 0 | 0 | 0 | 0 | 0 | 0 | 0 | 0 | 0 | 0 | 0 | 0 | 0 | 0 | 0 | 0 | 0 | 0 | 0 | 0
F3_Commercial_Hospital_Existing_Food Preparation_Natural Gas_Conveyor Oven_E6 | F3 | Commercial | Hospital | Existing | Food Preparation | Natural Gas | Conveyor Oven | E6 | PACT BC Ratio | 0 | 0 | 0 | 0 | 0 | 0 | 0 | 0 | 0 | 0 | 0 | 0 | 0 | 0 | 0 | 0 | 0 | 0 | 0 | 0 | 0 | 0 | 0 | 0 | 0 | 0 | 0 | 0 | 0 | 0 | 0 | 0 | 0
F3_Commercial_Hospital_Existing_Food Preparation_Natural Gas_Conveyor Oven_E7 | F3 | Commercial | Hospital | Existing | Food Preparation | Natural Gas | Conveyor Oven | E7 | PACT BC Ratio | 0 | 0 | 0 | 0 | 0 | 0 | 0 | 0 | 0 | 0 | 0 | 0 | 0 | 0 | 0 | 0 | 0 | 0 | 0 | 0 | 0 | 0 | 0 | 0 | 0 | 0 | 0 | 0 | 0 | 0 | 0 | 0 | 0
F3_Commercial_Hospital_Existing_Food Preparation_Natural Gas_Conveyor Oven_E8 | F3 | Commercial | Hospital | Existing | Food Preparation | Natural Gas | Conveyor Oven | E8 | PACT BC Ratio | 0 | 0 | 0 | 0 | 0 | 0 | 0 | 0 | 0 | 0 | 0 | 0 | 0 | 0 | 0 | 0 | 0 | 0 | 0 | 0 | 0 | 0 | 0 | 0 | 0 | 0 | 0 | 0 | 0 | 0 | 0 | 0 | 0
F3_Commercial_Hospital_Existing_Food Preparation_Natural Gas_Conveyor Oven_E9 | F3 | Commercial | Hospital | Existing | Food Preparation | Natural Gas | Conveyor Oven | E9 | PACT BC Ratio | 0 | 0 | 0 | 0 | 0 | 0 | 0 | 0 | 0 | 0 | 0 | 0 | 0 | 0 | 0 | 0 | 0 | 0 | 0 | 0 | 0 | 0 | 0 | 0 | 0 | 0 | 0 | 0 | 0 | 0 | 0 | 0 | 0
F3_Commercial_Hospital_Existing_Food Preparation_Natural Gas_Conveyor Oven_E10 | F3 | Commercial | Hospital | Existing | Food Preparation | Natural Gas | Conveyor Oven | E10 | PACT BC Ratio | 0 | 0 | 0 | 0 | 0 | 0 | 0 | 0 | 0 | 0 | 0 | 0 | 0 | 0 | 0 | 0 | 0 | 0 | 0 | 0 | 0 | 0 | 0 | 0 | 0 | 0 | 0 | 0 | 0 | 0 | 0 | 0 | 0
F4_Commercial_Hospital_Existing_Food Preparation_Natural Gas_Conveyor Oven_E1 | F4 | Commercial | Hospital | Existing | Food Preparation | Natural Gas | Conveyor Oven | E1 | RVT BC Ratio | bar: 2019 to 2051
F4_Commercial_Hospital_Existing_Food Preparation_Natural Gas_Conveyor Oven_E2 | F4 | Commercial | Hospital | Existing | Food Preparation | Natural Gas | Conveyor Oven | E2 | RVT BC Ratio | 7.966 | 7.9877 | 8.0318 | 8.0183 | 8.0184 | 8.0556 | 8.1243 | 8.1846 | 8.2545 | 8.3237 | 8.3936 | 8.4611 | 8.5318 | 8.6048 | 8.6753 | 8.7458 | 8.8142 | 8.8835 | 8.951 | 9.0169 | 9.0777 | 9.1372 | 9.1896 | 9.2422 | 9.2877 | 9.327 | 9.3628 | 9.3937 | 9.4179 | 9.4377 | 9.4485 | 9.4557 | 9.4557
F4_Commercial_Hospital_Existing_Food Preparation_Natural Gas_Conveyor Oven_E3 | F4 | Commercial | Hospital | Existing | Food Preparation | Natural Gas | Conveyor Oven | E3 | RVT BC Ratio | 0 | 0 | 0 | 0 | 0 | 0 | 0 | 0 | 0 | 0 | 0 | 0 | 0 | 0 | 0 | 0 | 0 | 0 | 0 | 0 | 0 | 0 | 0 | 0 | 0 | 0 | 0 | 0 | 0 | 0 | 0 | 0 | 0
F4_Commercial_Hospital_Existing_Food Preparation_Natural Gas_Conveyor Oven_E4 | F4 | Commercial | Hospital | Existing | Food Preparation | Natural Gas | Conveyor Oven | E4 | RVT BC Ratio | 0 | 0 | 0 | 0 | 0 | 0 | 0 | 0 | 0 | 0 | 0 | 0 | 0 | 0 | 0 | 0 | 0 | 0 | 0 | 0 | 0 | 0 | 0 | 0 | 0 | 0 | 0 | 0 | 0 | 0 | 0 | 0 | 0
F4_Commercial_Hospital_Existing_Food Preparation_Natural Gas_Conveyor Oven_E5 | F4 | Commercial | Hospital | Existing | Food Preparation | Natural Gas | Conveyor Oven | E5 | RVT BC Ratio | 0 | 0 | 0 | 0 | 0 | 0 | 0 | 0 | 0 | 0 | 0 | 0 | 0 | 0 | 0 | 0 | 0 | 0 | 0 | 0 | 0 | 0 | 0 | 0 | 0 | 0 | 0 | 0 | 0 | 0 | 0 | 0 | 0
F4_Commercial_Hospital_Existing_Food Preparation_Natural Gas_Conveyor Oven_E6 | F4 | Commercial | Hospital | Existing | Food Preparation | Natural Gas | Conveyor Oven | E6 | RVT BC Ratio | 0 | 0 | 0 | 0 | 0 | 0 | 0 | 0 | 0 | 0 | 0 | 0 | 0 | 0 | 0 | 0 | 0 | 0 | 0 | 0 | 0 | 0 | 0 | 0 | 0 | 0 | 0 | 0 | 0 | 0 | 0 | 0 | 0
F4_Commercial_Hospital_Existing_Food Preparation_Natural Gas_Conveyor Oven_E7 | F4 | Commercial | Hospital | Existing | Food Preparation | Natural Gas | Conveyor Oven | E7 | RVT BC Ratio | 0 | 0 | 0 | 0 | 0 | 0 | 0 | 0 | 0 | 0 | 0 | 0 | 0 | 0 | 0 | 0 | 0 | 0 | 0 | 0 | 0 | 0 | 0 | 0 | 0 | 0 | 0 | 0 | 0 | 0 | 0 | 0 | 0
F4_Commercial_Hospital_Existing_Food Preparation_Natural Gas_Conveyor Oven_E8 | F4 | Commercial | Hospital | Existing | Food Preparation | Natural Gas | Conveyor Oven | E8 | RVT BC Ratio | 0 | 0 | 0 | 0 | 0 | 0 | 0 | 0 | 0 | 0 | 0 | 0 | 0 | 0 | 0 | 0 | 0 | 0 | 0 | 0 | 0 | 0 | 0 | 0 | 0 | 0 | 0 | 0 | 0 | 0 | 0 | 0 | 0
F4_Commercial_Hospital_Existing_Food Preparation_Natural Gas_Conveyor Oven_E9 | F4 | Commercial | Hospital | Existing | Food Preparation | Natural Gas | Conveyor Oven | E9 | RVT BC Ratio | 0 | 0 | 0 | 0 | 0 | 0 | 0 | 0 | 0 | 0 | 0 | 0 | 0 | 0 | 0 | 0 | 0 | 0 | 0 | 0 | 0 | 0 | 0 | 0 | 0 | 0 | 0 | 0 | 0 | 0 | 0 | 0 | 0
F4_Commercial_Hospital_Existing_Food Preparation_Natural Gas_Conveyor Oven_E10 | F4 | Commercial | Hospital | Existing | Food Preparation | Natural Gas | Conveyor Oven | E10 | RVT BC Ratio | 0 | 0 | 0 | 0 | 0 | 0 | 0 | 0 | 0 | 0 | 0 | 0 | 0 | 0 | 0 | 0 | 0 | 0 | 0 | 0 | 0 | 0 | 0 | 0 | 0 | 0 | 0 | 0 | 0 | 0 | 0 | 0 | 0
F5_Commercial_Hospital_Existing_Food Preparation_Natural Gas_Conveyor Oven_E1 | F5 | Commercial | Hospital | Existing | Food Preparation | Natural Gas | Conveyor Oven | E1 | RIM BC Ratio | bar: 2019 to 2051
F5_Commercial_Hospital_Existing_Food Preparation_Natural Gas_Conveyor Oven_E2 | F5 | Commercial | Hospital | Existing | Food Preparation | Natural Gas | Conveyor Oven | E2 | RIM BC Ratio | 0.74269 | 0.74293 | 0.74342 | 0.74327 | 0.74327 | 0.74369 | 0.74444 | 0.74509 | 0.74583 | 0.74655 | 0.74726 | 0.74795 | 0.74865 | 0.74936 | 0.75004 | 0.75071 | 0.75134 | 0.75198 | 0.75259 | 0.75318 | 0.75371 | 0.75423 | 0.75467 | 0.75512 | 0.7555 | 0.75583 | 0.75612 | 0.75638 | 0.75657 | 0.75673 | 0.75682 | 0.75688 | 0.75688
F5_Commercial_Hospital_Existing_Food Preparation_Natural Gas_Conveyor Oven_E3 | F5 | Commercial | Hospital | Existing | Food Preparation | Natural Gas | Conveyor Oven | E3 | RIM BC Ratio | 0 | 0 | 0 | 0 | 0 | 0 | 0 | 0 | 0 | 0 | 0 | 0 | 0 | 0 | 0 | 0 | 0 | 0 | 0 | 0 | 0 | 0 | 0 | 0 | 0 | 0 | 0 | 0 | 0 | 0 | 0 | 0 | 0
F5_Commercial_Hospital_Existing_Food Preparation_Natural Gas_Conveyor Oven_E4 | F5 | Commercial | Hospital | Existing | Food Preparation | Natural Gas | Conveyor Oven | E4 | RIM BC Ratio | 0 | 0 | 0 | 0 | 0 | 0 | 0 | 0 | 0 | 0 | 0 | 0 | 0 | 0 | 0 | 0 | 0 | 0 | 0 | 0 | 0 | 0 | 0 | 0 | 0 | 0 | 0 | 0 | 0 | 0 | 0 | 0 | 0
F5_Commercial_Hospital_Existing_Food Preparation_Natural Gas_Conveyor Oven_E5 | F5 | Commercial | Hospital | Existing | Food Preparation | Natural Gas | Conveyor Oven | E5 | RIM BC Ratio | 0 | 0 | 0 | 0 | 0 | 0 | 0 | 0 | 0 | 0 | 0 | 0 | 0 | 0 | 0 | 0 | 0 | 0 | 0 | 0 | 0 | 0 | 0 | 0 | 0 | 0 | 0 | 0 | 0 | 0 | 0 | 0 | 0
F5_Commercial_Hospital_Existing_Food Preparation_Natural Gas_Conveyor Oven_E6 | F5 | Commercial | Hospital | Existing | Food Preparation | Natural Gas | Conveyor Oven | E6 | RIM BC Ratio | 0 | 0 | 0 | 0 | 0 | 0 | 0 | 0 | 0 | 0 | 0 | 0 | 0 | 0 | 0 | 0 | 0 | 0 | 0 | 0 | 0 | 0 | 0 | 0 | 0 | 0 | 0 | 0 | 0 | 0 | 0 | 0 | 0
F5_Commercial_Hospital_Existing_Food Preparation_Natural Gas_Conveyor Oven_E7 | F5 | Commercial | Hospital | Existing | Food Preparation | Natural Gas | Conveyor Oven | E7 | RIM BC Ratio | 0 | 0 | 0 | 0 | 0 | 0 | 0 | 0 | 0 | 0 | 0 | 0 | 0 | 0 | 0 | 0 | 0 | 0 | 0 | 0 | 0 | 0 | 0 | 0 | 0 | 0 | 0 | 0 | 0 | 0 | 0 | 0 | 0
F5_Commercial_Hospital_Existing_Food Preparation_Natural Gas_Conveyor Oven_E8 | F5 | Commercial | Hospital | Existing | Food Preparation | Natural Gas | Conveyor Oven | E8 | RIM BC Ratio | 0 | 0 | 0 | 0 | 0 | 0 | 0 | 0 | 0 | 0 | 0 | 0 | 0 | 0 | 0 | 0 | 0 | 0 | 0 | 0 | 0 | 0 | 0 | 0 | 0 | 0 | 0 | 0 | 0 | 0 | 0 | 0 | 0
F5_Commercial_Hospital_Existing_Food Preparation_Natural Gas_Conveyor Oven_E9 | F5 | Commercial | Hospital | Existing | Food Preparation | Natural Gas | Conveyor Oven | E9 | RIM BC Ratio | 0 | 0 | 0 | 0 | 0 | 0 | 0 | 0 | 0 | 0 | 0 | 0 | 0 | 0 | 0 | 0 | 0 | 0 | 0 | 0 | 0 | 0 | 0 | 0 | 0 | 0 | 0 | 0 | 0 | 0 | 0 | 0 | 0
F5_Commercial_Hospital_Existing_Food Preparation_Natural Gas_Conveyor Oven_E10 | F5 | Commercial | Hospital | Existing | Food Preparation | Natural Gas | Conveyor Oven | E10 | RIM BC Ratio | 0 | 0 | 0 | 0 | 0 | 0 | 0 | 0 | 0 | 0 | 0 | 0 | 0 | 0 | 0 | 0 | 0 | 0 | 0 | 0 | 0 | 0 | 0 | 0 | 0 | 0 | 0 | 0 | 0 | 0 | 0 | 0 | 0
F0_Commercial_Hospital_Existing_Food Preparation_Natural Gas_Double Rack Oven_E0 | F0 | Commercial | Hospital | Existing | Food Preparation | Natural Gas | Double Rack Oven | E0 | Economic Unit | FTSC Qualified (>50% Cooking Efficiency) | FTSC Qualified (>50% Cooking Efficiency) | FTSC Qualified (>50% Cooking Efficiency) | FTSC Qualified (>50% Cooking Efficiency) | FTSC Qualified (>50% Cooking Efficiency) | FTSC Qualified (>50% Cooking Efficiency) | FTSC Qualified (>50% Cooking Efficiency) | FTSC Qualified (>50% Cooking Efficiency) | FTSC Qualified (>50% Cooking Efficiency) | FTSC Qualified (>50% Cooking Efficiency) | FTSC Qualified (>50% Cooking Efficiency) | FTSC Qualified (>50% Cooking Efficiency) | FTSC Qualified (>50% Cooking Efficiency) | FTSC Qualified (>50% Cooking Efficiency) | FTSC Qualified (>50% Cooking Efficiency) | FTSC Qualified (>50% Cooking Efficiency) | FTSC Qualified (>50% Cooking Efficiency) | FTSC Qualified (>50% Cooking Efficiency) | FTSC Qualified (>50% Cooking Efficiency) | FTSC Qualified (>50% Cooking Efficiency) | FTSC Qualified (>50% Cooking Efficiency) | FTSC Qualified (>50% Cooking Efficiency) | FTSC Qualified (>50% Cooking Efficiency) | FTSC Qualified (>50% Cooking Efficiency) | FTSC Qualified (>50% Cooking Efficiency) | FTSC Qualified (>50% Cooking Efficiency) | FTSC Qualified (>50% Cooking Efficiency) | FTSC Qualified (>50% Cooking Efficiency) | FTSC Qualified (>50% Cooking Efficiency) | FTSC Qualified (>50% Cooking Efficiency) | FTSC Qualified (>50% Cooking Efficiency) | FTSC Qualified (>50% Cooking Efficiency) | FTSC Qualified (>50% Cooking Efficiency)
F1_Commercial_Hospital_Existing_Food Preparation_Natural Gas_Double Rack Oven_E1 | F1 | Commercial | Hospital | Existing | Food Preparation | Natural Gas | Double Rack Oven | E1 | CCE | 0 | 0 | 0 | 0 | 0 | 0 | 0 | 0 | 0 | 0 | 0 | 0 | 0 | 0 | 0 | 0 | 0 | 0 | 0 | 0 | 0 | 0 | 0 | 0 | 0 | 0 | 0 | 0 | 0 | 0 | 0 | 0 | 0
F1_Commercial_Hospital_Existing_Food Preparation_Natural Gas_Double Rack Oven_E2 | F1 | Commercial | Hospital | Existing | Food Preparation | Natural Gas | Double Rack Oven | E2 | CCE | 0.28294 | 0.29294 | 0.26296 | 0.26789 | 0.26789 | 0.26789 | 0.26789 | 0.26789 | 0.26789 | 0.26789 | 0.26789 | 0.26789 | 0.26789 | 0.26789 | 0.26789 | 0.26789 | 0.26789 | 0.26789 | 0.26789 | 0.26789 | 0.26789 | 0.26789 | 0.26789 | 0.26789 | 0.26789 | 0.26789 | 0.26789 | 0.26789 | 0.26789 | 0.26789 | 0.26789 | 0.26789 | 0.26789
F1_Commercial_Hospital_Existing_Food Preparation_Natural Gas_Double Rack Oven_E3 | F1 | Commercial | Hospital | Existing | Food Preparation | Natural Gas | Double Rack Oven | E3 | CCE | 0 | 0 | 0 | 0 | 0 | 0 | 0 | 0 | 0 | 0 | 0 | 0 | 0 | 0 | 0 | 0 | 0 | 0 | 0 | 0 | 0 | 0 | 0 | 0 | 0 | 0 | 0 | 0 | 0 | 0 | 0 | 0 | 0
F1_Commercial_Hospital_Existing_Food Preparation_Natural Gas_Double Rack Oven_E4 | F1 | Commercial | Hospital | Existing | Food Preparation | Natural Gas | Double Rack Oven | E4 | CCE | 0 | 0 | 0 | 0 | 0 | 0 | 0 | 0 | 0 | 0 | 0 | 0 | 0 | 0 | 0 | 0 | 0 | 0 | 0 | 0 | 0 | 0 | 0 | 0 | 0 | 0 | 0 | 0 | 0 | 0 | 0 | 0 | 0
F1_Commercial_Hospital_Existing_Food Preparation_Natural Gas_Double Rack Oven_E5 | F1 | Commercial | Hospital | Existing | Food Preparation | Natural Gas | Double Rack Oven | E5 | CCE | 0 | 0 | 0 | 0 | 0 | 0 | 0 | 0 | 0 | 0 | 0 | 0 | 0 | 0 | 0 | 0 | 0 | 0 | 0 | 0 | 0 | 0 | 0 | 0 | 0 | 0 | 0 | 0 | 0 | 0 | 0 | 0 | 0
F1_Commercial_Hospital_Existing_Food Preparation_Natural Gas_Double Rack Oven_E6 | F1 | Commercial | Hospital | Existing | Food Preparation | Natural Gas | Double Rack Oven | E6 | CCE | 0 | 0 | 0 | 0 | 0 | 0 | 0 | 0 | 0 | 0 | 0 | 0 | 0 | 0 | 0 | 0 | 0 | 0 | 0 | 0 | 0 | 0 | 0 | 0 | 0 | 0 | 0 | 0 | 0 | 0 | 0 | 0 | 0
F1_Commercial_Hospital_Existing_Food Preparation_Natural Gas_Double Rack Oven_E7 | F1 | Commercial | Hospital | Existing | Food Preparation | Natural Gas | Double Rack Oven | E7 | CCE | 0 | 0 | 0 | 0 | 0 | 0 | 0 | 0 | 0 | 0 | 0 | 0 | 0 | 0 | 0 | 0 | 0 | 0 | 0 | 0 | 0 | 0 | 0 | 0 | 0 | 0 | 0 | 0 | 0 | 0 | 0 | 0 | 0
F1_Commercial_Hospital_Existing_Food Preparation_Natural Gas_Double Rack Oven_E8 | F1 | Commercial | Hospital | Existing | Food Preparation | Natural Gas | Double Rack Oven | E8 | CCE | 0 | 0 | 0 | 0 | 0 | 0 | 0 | 0 | 0 | 0 | 0 | 0 | 0 | 0 | 0 | 0 | 0 | 0 | 0 | 0 | 0 | 0 | 0 | 0 | 0 | 0 | 0 | 0 | 0 | 0 | 0 | 0 | 0
F1_Commercial_Hospital_Existing_Food Preparation_Natural Gas_Double Rack Oven_E9 | F1 | Commercial | Hospital | Existing | Food Preparation | Natural Gas | Double Rack Oven | E9 | CCE | 0 | 0 | 0 | 0 | 0 | 0 | 0 | 0 | 0 | 0 | 0 | 0 | 0 | 0 | 0 | 0 | 0 | 0 | 0 | 0 | 0 | 0 | 0 | 0 | 0 | 0 | 0 | 0 | 0 | 0 | 0 | 0 | 0
F1_Commercial_Hospital_Existing_Food Preparation_Natural Gas_Double Rack Oven_E10 | F1 | Commercial | Hospital | Existing | Food Preparation | Natural Gas | Double Rack Oven | E10 | CCE | 0 | 0 | 0 | 0 | 0 | 0 | 0 | 0 | 0 | 0 | 0 | 0 | 0 | 0 | 0 | 0 | 0 | 0 | 0 | 0 | 0 | 0 | 0 | 0 | 0 | 0 | 0 | 0 | 0 | 0 | 0 | 0 | 0
F2_Commercial_Hospital_Existing_Food Preparation_Natural Gas_Double Rack Oven_E1 | F2 | Commercial | Hospital | Existing | Food Preparation | Natural Gas | Double Rack Oven | E1 | TRC BC Ratio | bar: 2019 to 2051
F2_Commercial_Hospital_Existing_Food Preparation_Natural Gas_Double Rack Oven_E2 | F2 | Commercial | Hospital | Existing | Food Preparation | Natural Gas | Double Rack Oven | E2 | TRC BC Ratio | 5.8179 | 5.8254 | 5.8572 | 5.8275 | 5.8124 | 5.8356 | 5.8912 | 5.9364 | 5.9916 | 6.0447 | 6.0985 | 6.1492 | 6.2033 | 6.2592 | 6.3135 | 6.369 | 6.4249 | 6.485 | 6.5474 | 6.6117 | 6.6735 | 6.7355 | 6.7911 | 6.8468 | 6.8951 | 6.9368 | 6.9748 | 7.0076 | 7.0332 | 7.0543 | 7.0657 | 7.0734 | 7.0734
F2_Commercial_Hospital_Existing_Food Preparation_Natural Gas_Double Rack Oven_E3 | F2 | Commercial | Hospital | Existing | Food Preparation | Natural Gas | Double Rack Oven | E3 | TRC BC Ratio | 0 | 0 | 0 | 0 | 0 | 0 | 0 | 0 | 0 | 0 | 0 | 0 | 0 | 0 | 0 | 0 | 0 | 0 | 0 | 0 | 0 | 0 | 0 | 0 | 0 | 0 | 0 | 0 | 0 | 0 | 0 | 0 | 0
F2_Commercial_Hospital_Existing_Food Preparation_Natural Gas_Double Rack Oven_E4 | F2 | Commercial | Hospital | Existing | Food Preparation | Natural Gas | Double Rack Oven | E4 | TRC BC Ratio | 0 | 0 | 0 | 0 | 0 | 0 | 0 | 0 | 0 | 0 | 0 | 0 | 0 | 0 | 0 | 0 | 0 | 0 | 0 | 0 | 0 | 0 | 0 | 0 | 0 | 0 | 0 | 0 | 0 | 0 | 0 | 0 | 0
F2_Commercial_Hospital_Existing_Food Preparation_Natural Gas_Double Rack Oven_E5 | F2 | Commercial | Hospital | Existing | Food Preparation | Natural Gas | Double Rack Oven | E5 | TRC BC Ratio | 0 | 0 | 0 | 0 | 0 | 0 | 0 | 0 | 0 | 0 | 0 | 0 | 0 | 0 | 0 | 0 | 0 | 0 | 0 | 0 | 0 | 0 | 0 | 0 | 0 | 0 | 0 | 0 | 0 | 0 | 0 | 0 | 0
F2_Commercial_Hospital_Existing_Food Preparation_Natural Gas_Double Rack Oven_E6 | F2 | Commercial | Hospital | Existing | Food Preparation | Natural Gas | Double Rack Oven | E6 | TRC BC Ratio | 0 | 0 | 0 | 0 | 0 | 0 | 0 | 0 | 0 | 0 | 0 | 0 | 0 | 0 | 0 | 0 | 0 | 0 | 0 | 0 | 0 | 0 | 0 | 0 | 0 | 0 | 0 | 0 | 0 | 0 | 0 | 0 | 0
F2_Commercial_Hospital_Existing_Food Preparation_Natural Gas_Double Rack Oven_E7 | F2 | Commercial | Hospital | Existing | Food Preparation | Natural Gas | Double Rack Oven | E7 | TRC BC Ratio | 0 | 0 | 0 | 0 | 0 | 0 | 0 | 0 | 0 | 0 | 0 | 0 | 0 | 0 | 0 | 0 | 0 | 0 | 0 | 0 | 0 | 0 | 0 | 0 | 0 | 0 | 0 | 0 | 0 | 0 | 0 | 0 | 0
F2_Commercial_Hospital_Existing_Food Preparation_Natural Gas_Double Rack Oven_E8 | F2 | Commercial | Hospital | Existing | Food Preparation | Natural Gas | Double Rack Oven | E8 | TRC BC Ratio | 0 | 0 | 0 | 0 | 0 | 0 | 0 | 0 | 0 | 0 | 0 | 0 | 0 | 0 | 0 | 0 | 0 | 0 | 0 | 0 | 0 | 0 | 0 | 0 | 0 | 0 | 0 | 0 | 0 | 0 | 0 | 0 | 0
F2_Commercial_Hospital_Existing_Food Preparation_Natural Gas_Double Rack Oven_E9 | F2 | Commercial | Hospital | Existing | Food Preparation | Natural Gas | Double Rack Oven | E9 | TRC BC Ratio | 0 | 0 | 0 | 0 | 0 | 0 | 0 | 0 | 0 | 0 | 0 | 0 | 0 | 0 | 0 | 0 | 0 | 0 | 0 | 0 | 0 | 0 | 0 | 0 | 0 | 0 | 0 | 0 | 0 | 0 | 0 | 0 | 0
F2_Commercial_Hospital_Existing_Food Preparation_Natural Gas_Double Rack Oven_E10 | F2 | Commercial | Hospital | Existing | Food Preparation | Natural Gas | Double Rack Oven | E10 | TRC BC Ratio | 0 | 0 | 0 | 0 | 0 | 0 | 0 | 0 | 0 | 0 | 0 | 0 | 0 | 0 | 0 | 0 | 0 | 0 | 0 | 0 | 0 | 0 | 0 | 0 | 0 | 0 | 0 | 0 | 0 | 0 | 0 | 0 | 0
F3_Commercial_Hospital_Existing_Food Preparation_Natural Gas_Double Rack Oven_E1 | F3 | Commercial | Hospital | Existing | Food Preparation | Natural Gas | Double Rack Oven | E1 | PACT BC Ratio | bar: 2019 to 2051
F3_Commercial_Hospital_Existing_Food Preparation_Natural Gas_Double Rack Oven_E2 | F3 | Commercial | Hospital | Existing | Food Preparation | Natural Gas | Double Rack Oven | E2 | PACT BC Ratio | 7.7572 | 7.7672 | 7.8096 | 7.77 | 7.7499 | 7.7807 | 7.8549 | 7.9152 | 7.9888 | 8.0596 | 8.1313 | 8.199 | 8.2711 | 8.3456 | 8.418 | 8.4919 | 8.5665 | 8.6466 | 8.7298 | 8.8156 | 8.8979 | 8.9807 | 9.0548 | 9.1291 | 9.1935 | 9.2491 | 9.2998 | 9.3434 | 9.3776 | 9.4057 | 9.421 | 9.4312 | 9.4312
F3_Commercial_Hospital_Existing_Food Preparation_Natural Gas_Double Rack Oven_E3 | F3 | Commercial | Hospital | Existing | Food Preparation | Natural Gas | Double Rack Oven | E3 | PACT BC Ratio | 0 | 0 | 0 | 0 | 0 | 0 | 0 | 0 | 0 | 0 | 0 | 0 | 0 | 0 | 0 | 0 | 0 | 0 | 0 | 0 | 0 | 0 | 0 | 0 | 0 | 0 | 0 | 0 | 0 | 0 | 0 | 0 | 0
F3_Commercial_Hospital_Existing_Food Preparation_Natural Gas_Double Rack Oven_E4 | F3 | Commercial | Hospital | Existing | Food Preparation | Natural Gas | Double Rack Oven | E4 | PACT BC Ratio | 0 | 0 | 0 | 0 | 0 | 0 | 0 | 0 | 0 | 0 | 0 | 0 | 0 | 0 | 0 | 0 | 0 | 0 | 0 | 0 | 0 | 0 | 0 | 0 | 0 | 0 | 0 | 0 | 0 | 0 | 0 | 0 | 0
F3_Commercial_Hospital_Existing_Food Preparation_Natural Gas_Double Rack Oven_E5 | F3 | Commercial | Hospital | Existing | Food Preparation | Natural Gas | Double Rack Oven | E5 | PACT BC Ratio | 0 | 0 | 0 | 0 | 0 | 0 | 0 | 0 | 0 | 0 | 0 | 0 | 0 | 0 | 0 | 0 | 0 | 0 | 0 | 0 | 0 | 0 | 0 | 0 | 0 | 0 | 0 | 0 | 0 | 0 | 0 | 0 | 0
F3_Commercial_Hospital_Existing_Food Preparation_Natural Gas_Double Rack Oven_E6 | F3 | Commercial | Hospital | Existing | Food Preparation | Natural Gas | Double Rack Oven | E6 | PACT BC Ratio | 0 | 0 | 0 | 0 | 0 | 0 | 0 | 0 | 0 | 0 | 0 | 0 | 0 | 0 | 0 | 0 | 0 | 0 | 0 | 0 | 0 | 0 | 0 | 0 | 0 | 0 | 0 | 0 | 0 | 0 | 0 | 0 | 0
F3_Commercial_Hospital_Existing_Food Preparation_Natural Gas_Double Rack Oven_E7 | F3 | Commercial | Hospital | Existing | Food Preparation | Natural Gas | Double Rack Oven | E7 | PACT BC Ratio | 0 | 0 | 0 | 0 | 0 | 0 | 0 | 0 | 0 | 0 | 0 | 0 | 0 | 0 | 0 | 0 | 0 | 0 | 0 | 0 | 0 | 0 | 0 | 0 | 0 | 0 | 0 | 0 | 0 | 0 | 0 | 0 | 0
F3_Commercial_Hospital_Existing_Food Preparation_Natural Gas_Double Rack Oven_E8 | F3 | Commercial | Hospital | Existing | Food Preparation | Natural Gas | Double Rack Oven | E8 | PACT BC Ratio | 0 | 0 | 0 | 0 | 0 | 0 | 0 | 0 | 0 | 0 | 0 | 0 | 0 | 0 | 0 | 0 | 0 | 0 | 0 | 0 | 0 | 0 | 0 | 0 | 0 | 0 | 0 | 0 | 0 | 0 | 0 | 0 | 0
F3_Commercial_Hospital_Existing_Food Preparation_Natural Gas_Double Rack Oven_E9 | F3 | Commercial | Hospital | Existing | Food Preparation | Natural Gas | Double Rack Oven | E9 | PACT BC Ratio | 0 | 0 | 0 | 0 | 0 | 0 | 0 | 0 | 0 | 0 | 0 | 0 | 0 | 0 | 0 | 0 | 0 | 0 | 0 | 0 | 0 | 0 | 0 | 0 | 0 | 0 | 0 | 0 | 0 | 0 | 0 | 0 | 0
F3_Commercial_Hospital_Existing_Food Preparation_Natural Gas_Double Rack Oven_E10 | F3 | Commercial | Hospital | Existing | Food Preparation | Natural Gas | Double Rack Oven | E10 | PACT BC Ratio | 0 | 0 | 0 | 0 | 0 | 0 | 0 | 0 | 0 | 0 | 0 | 0 | 0 | 0 | 0 | 0 | 0 | 0 | 0 | 0 | 0 | 0 | 0 | 0 | 0 | 0 | 0 | 0 | 0 | 0 | 0 | 0 | 0
F4_Commercial_Hospital_Existing_Food Preparation_Natural Gas_Double Rack Oven_E1 | F4 | Commercial | Hospital | Existing | Food Preparation | Natural Gas | Double Rack Oven | E1 | RVT BC Ratio | bar: 2019 to 2051
F4_Commercial_Hospital_Existing_Food Preparation_Natural Gas_Double Rack Oven_E2 | F4 | Commercial | Hospital | Existing | Food Preparation | Natural Gas | Double Rack Oven | E2 | RVT BC Ratio | 9.0643 | 9.075 | 9.1207 | 9.0781 | 9.0564 | 9.0896 | 9.1696 | 9.2346 | 9.3139 | 9.3903 | 9.4676 | 9.5406 | 9.6184 | 9.6988 | 9.7768 | 9.8565 | 9.9369 | 10.0233 | 10.113 | 10.2055 | 10.2943 | 10.3835 | 10.4634 | 10.5436 | 10.613 | 10.6729 | 10.7275 | 10.7746 | 10.8115 | 10.8418 | 10.8582 | 10.8693 | 10.8693
F4_Commercial_Hospital_Existing_Food Preparation_Natural Gas_Double Rack Oven_E3 | F4 | Commercial | Hospital | Existing | Food Preparation | Natural Gas | Double Rack Oven | E3 | RVT BC Ratio | 0 | 0 | 0 | 0 | 0 | 0 | 0 | 0 | 0 | 0 | 0 | 0 | 0 | 0 | 0 | 0 | 0 | 0 | 0 | 0 | 0 | 0 | 0 | 0 | 0 | 0 | 0 | 0 | 0 | 0 | 0 | 0 | 0
F4_Commercial_Hospital_Existing_Food Preparation_Natural Gas_Double Rack Oven_E4 | F4 | Commercial | Hospital | Existing | Food Preparation | Natural Gas | Double Rack Oven | E4 | RVT BC Ratio | 0 | 0 | 0 | 0 | 0 | 0 | 0 | 0 | 0 | 0 | 0 | 0 | 0 | 0 | 0 | 0 | 0 | 0 | 0 | 0 | 0 | 0 | 0 | 0 | 0 | 0 | 0 | 0 | 0 | 0 | 0 | 0 | 0
F4_Commercial_Hospital_Existing_Food Preparation_Natural Gas_Double Rack Oven_E5 | F4 | Commercial | Hospital | Existing | Food Preparation | Natural Gas | Double Rack Oven | E5 | RVT BC Ratio | 0 | 0 | 0 | 0 | 0 | 0 | 0 | 0 | 0 | 0 | 0 | 0 | 0 | 0 | 0 | 0 | 0 | 0 | 0 | 0 | 0 | 0 | 0 | 0 | 0 | 0 | 0 | 0 | 0 | 0 | 0 | 0 | 0
F4_Commercial_Hospital_Existing_Food Preparation_Natural Gas_Double Rack Oven_E6 | F4 | Commercial | Hospital | Existing | Food Preparation | Natural Gas | Double Rack Oven | E6 | RVT BC Ratio | 0 | 0 | 0 | 0 | 0 | 0 | 0 | 0 | 0 | 0 | 0 | 0 | 0 | 0 | 0 | 0 | 0 | 0 | 0 | 0 | 0 | 0 | 0 | 0 | 0 | 0 | 0 | 0 | 0 | 0 | 0 | 0 | 0
F4_Commercial_Hospital_Existing_Food Preparation_Natural Gas_Double Rack Oven_E7 | F4 | Commercial | Hospital | Existing | Food Preparation | Natural Gas | Double Rack Oven | E7 | RVT BC Ratio | 0 | 0 | 0 | 0 | 0 | 0 | 0 | 0 | 0 | 0 | 0 | 0 | 0 | 0 | 0 | 0 | 0 | 0 | 0 | 0 | 0 | 0 | 0 | 0 | 0 | 0 | 0 | 0 | 0 | 0 | 0 | 0 | 0
F4_Commercial_Hospital_Existing_Food Preparation_Natural Gas_Double Rack Oven_E8 | F4 | Commercial | Hospital | Existing | Food Preparation | Natural Gas | Double Rack Oven | E8 | RVT BC Ratio | 0 | 0 | 0 | 0 | 0 | 0 | 0 | 0 | 0 | 0 | 0 | 0 | 0 | 0 | 0 | 0 | 0 | 0 | 0 | 0 | 0 | 0 | 0 | 0 | 0 | 0 | 0 | 0 | 0 | 0 | 0 | 0 | 0
F4_Commercial_Hospital_Existing_Food Preparation_Natural Gas_Double Rack Oven_E9 | F4 | Commercial | Hospital | Existing | Food Preparation | Natural Gas | Double Rack Oven | E9 | RVT BC Ratio | 0 | 0 | 0 | 0 | 0 | 0 | 0 | 0 | 0 | 0 | 0 | 0 | 0 | 0 | 0 | 0 | 0 | 0 | 0 | 0 | 0 | 0 | 0 | 0 | 0 | 0 | 0 | 0 | 0 | 0 | 0 | 0 | 0
F4_Commercial_Hospital_Existing_Food Preparation_Natural Gas_Double Rack Oven_E10 | F4 | Commercial | Hospital | Existing | Food Preparation | Natural Gas | Double Rack Oven | E10 | RVT BC Ratio | 0 | 0 | 0 | 0 | 0 | 0 | 0 | 0 | 0 | 0 | 0 | 0 | 0 | 0 | 0 | 0 | 0 | 0 | 0 | 0 | 0 | 0 | 0 | 0 | 0 | 0 | 0 | 0 | 0 | 0 | 0 | 0 | 0
F5_Commercial_Hospital_Existing_Food Preparation_Natural Gas_Double Rack Oven_E1 | F5 | Commercial | Hospital | Existing | Food Preparation | Natural Gas | Double Rack Oven | E1 | RIM BC Ratio | bar: 2019 to 2051
F5_Commercial_Hospital_Existing_Food Preparation_Natural Gas_Double Rack Oven_E2 | F5 | Commercial | Hospital | Existing | Food Preparation | Natural Gas | Double Rack Oven | E2 | RIM BC Ratio | 0.75359 | 0.75369 | 0.75408 | 0.75371 | 0.75352 | 0.75381 | 0.7545 | 0.75506 | 0.75572 | 0.75635 | 0.75698 | 0.75756 | 0.75817 | 0.75879 | 0.75938 | 0.75998 | 0.76057 | 0.7612 | 0.76184 | 0.76249 | 0.7631 | 0.7637 | 0.76423 | 0.76476 | 0.76521 | 0.76559 | 0.76593 | 0.76623 | 0.76646 | 0.76665 | 0.76675 | 0.76681 | 0.76681
F5_Commercial_Hospital_Existing_Food Preparation_Natural Gas_Double Rack Oven_E3 | F5 | Commercial | Hospital | Existing | Food Preparation | Natural Gas | Double Rack Oven | E3 | RIM BC Ratio | 0 | 0 | 0 | 0 | 0 | 0 | 0 | 0 | 0 | 0 | 0 | 0 | 0 | 0 | 0 | 0 | 0 | 0 | 0 | 0 | 0 | 0 | 0 | 0 | 0 | 0 | 0 | 0 | 0 | 0 | 0 | 0 | 0
F5_Commercial_Hospital_Existing_Food Preparation_Natural Gas_Double Rack Oven_E4 | F5 | Commercial | Hospital | Existing | Food Preparation | Natural Gas | Double Rack Oven | E4 | RIM BC Ratio | 0 | 0 | 0 | 0 | 0 | 0 | 0 | 0 | 0 | 0 | 0 | 0 | 0 | 0 | 0 | 0 | 0 | 0 | 0 | 0 | 0 | 0 | 0 | 0 | 0 | 0 | 0 | 0 | 0 | 0 | 0 | 0 | 0
F5_Commercial_Hospital_Existing_Food Preparation_Natural Gas_Double Rack Oven_E5 | F5 | Commercial | Hospital | Existing | Food Preparation | Natural Gas | Double Rack Oven | E5 | RIM BC Ratio | 0 | 0 | 0 | 0 | 0 | 0 | 0 | 0 | 0 | 0 | 0 | 0 | 0 | 0 | 0 | 0 | 0 | 0 | 0 | 0 | 0 | 0 | 0 | 0 | 0 | 0 | 0 | 0 | 0 | 0 | 0 | 0 | 0
F5_Commercial_Hospital_Existing_Food Preparation_Natural Gas_Double Rack Oven_E6 | F5 | Commercial | Hospital | Existing | Food Preparation | Natural Gas | Double Rack Oven | E6 | RIM BC Ratio | 0 | 0 | 0 | 0 | 0 | 0 | 0 | 0 | 0 | 0 | 0 | 0 | 0 | 0 | 0 | 0 | 0 | 0 | 0 | 0 | 0 | 0 | 0 | 0 | 0 | 0 | 0 | 0 | 0 | 0 | 0 | 0 | 0
F5_Commercial_Hospital_Existing_Food Preparation_Natural Gas_Double Rack Oven_E7 | F5 | Commercial | Hospital | Existing | Food Preparation | Natural Gas | Double Rack Oven | E7 | RIM BC Ratio | 0 | 0 | 0 | 0 | 0 | 0 | 0 | 0 | 0 | 0 | 0 | 0 | 0 | 0 | 0 | 0 | 0 | 0 | 0 | 0 | 0 | 0 | 0 | 0 | 0 | 0 | 0 | 0 | 0 | 0 | 0 | 0 | 0
F5_Commercial_Hospital_Existing_Food Preparation_Natural Gas_Double Rack Oven_E8 | F5 | Commercial | Hospital | Existing | Food Preparation | Natural Gas | Double Rack Oven | E8 | RIM BC Ratio | 0 | 0 | 0 | 0 | 0 | 0 | 0 | 0 | 0 | 0 | 0 | 0 | 0 | 0 | 0 | 0 | 0 | 0 | 0 | 0 | 0 | 0 | 0 | 0 | 0 | 0 | 0 | 0 | 0 | 0 | 0 | 0 | 0
F5_Commercial_Hospital_Existing_Food Preparation_Natural Gas_Double Rack Oven_E9 | F5 | Commercial | Hospital | Existing | Food Preparation | Natural Gas | Double Rack Oven | E9 | RIM BC Ratio | 0 | 0 | 0 | 0 | 0 | 0 | 0 | 0 | 0 | 0 | 0 | 0 | 0 | 0 | 0 | 0 | 0 | 0 | 0 | 0 | 0 | 0 | 0 | 0 | 0 | 0 | 0 | 0 | 0 | 0 | 0 | 0 | 0
F5_Commercial_Hospital_Existing_Food Preparation_Natural Gas_Double Rack Oven_E10 | F5 | Commercial | Hospital | Existing | Food Preparation | Natural Gas | Double Rack Oven | E10 | RIM BC Ratio | 0 | 0 | 0 | 0 | 0 | 0 | 0 | 0 | 0 | 0 | 0 | 0 | 0 | 0 | 0 | 0 | 0 | 0 | 0 | 0 | 0 | 0 | 0 | 0 | 0 | 0 | 0 | 0 | 0 | 0 | 0 | 0 | 0
F0_Commercial_Hospital_Existing_Food Preparation_Natural Gas_Fryer_E0 | F0 | Commercial | Hospital | Existing | Food Preparation | Natural Gas | Fryer | E0 | Economic Unit | ENERGY STAR (3.0) | ENERGY STAR (3.0) | ENERGY STAR (3.0) | ENERGY STAR (3.0) | ENERGY STAR (3.0) | ENERGY STAR (3.0) | ENERGY STAR (3.0) | ENERGY STAR (3.0) | ENERGY STAR (3.0) | ENERGY STAR (3.0) | ENERGY STAR (3.0) | ENERGY STAR (3.0) | ENERGY STAR (3.0) | ENERGY STAR (3.0) | ENERGY STAR (3.0) | ENERGY STAR (3.0) | ENERGY STAR (3.0) | ENERGY STAR (3.0) | ENERGY STAR (3.0) | ENERGY STAR (3.0) | ENERGY STAR (3.0) | ENERGY STAR (3.0) | ENERGY STAR (3.0) | ENERGY STAR (3.0) | ENERGY STAR (3.0) | ENERGY STAR (3.0) | ENERGY STAR (3.0) | ENERGY STAR (3.0) | ENERGY STAR (3.0) | ENERGY STAR (3.0) | ENERGY STAR (3.0) | ENERGY STAR (3.0) | ENERGY STAR (3.0)
F1_Commercial_Hospital_Existing_Food Preparation_Natural Gas_Fryer_E1 | F1 | Commercial | Hospital | Existing | Food Preparation | Natural Gas | Fryer | E1 | CCE | 0 | 0 | 0 | 0 | 0 | 0 | 0 | 0 | 0 | 0 | 0 | 0 | 0 | 0 | 0 | 0 | 0 | 0 | 0 | 0 | 0 | 0 | 0 | 0 | 0 | 0 | 0 | 0 | 0 | 0 | 0 | 0 | 0
F1_Commercial_Hospital_Existing_Food Preparation_Natural Gas_Fryer_E2 | F1 | Commercial | Hospital | Existing | Food Preparation | Natural Gas | Fryer | E2 | CCE | 0.36986 | 0.38294 | 0.34375 | 0 | 0 | 0 | 0 | 0 | 0 | 0 | 0 | 0 | 0 | 0 | 0 | 0 | 0 | 0 | 0 | 0 | 0 | 0 | 0 | 0 | 0 | 0 | 0 | 0 | 0 | 0 | 0 | 0 | 0
F1_Commercial_Hospital_Existing_Food Preparation_Natural Gas_Fryer_E3 | F1 | Commercial | Hospital | Existing | Food Preparation | Natural Gas | Fryer | E3 | CCE | 0 | 0 | 0 | 0 | 0 | 0 | 0 | 0 | 0 | 0 | 0 | 0 | 0 | 0 | 0 | 0 | 0 | 0 | 0 | 0 | 0 | 0 | 0 | 0 | 0 | 0 | 0 | 0 | 0 | 0 | 0 | 0 | 0
F1_Commercial_Hospital_Existing_Food Preparation_Natural Gas_Fryer_E4 | F1 | Commercial | Hospital | Existing | Food Preparation | Natural Gas | Fryer | E4 | CCE | 0 | 0 | 0 | 0 | 0 | 0 | 0 | 0 | 0 | 0 | 0 | 0 | 0 | 0 | 0 | 0 | 0 | 0 | 0 | 0 | 0 | 0 | 0 | 0 | 0 | 0 | 0 | 0 | 0 | 0 | 0 | 0 | 0
F1_Commercial_Hospital_Existing_Food Preparation_Natural Gas_Fryer_E5 | F1 | Commercial | Hospital | Existing | Food Preparation | Natural Gas | Fryer | E5 | CCE | 0 | 0 | 0 | 0 | 0 | 0 | 0 | 0 | 0 | 0 | 0 | 0 | 0 | 0 | 0 | 0 | 0 | 0 | 0 | 0 | 0 | 0 | 0 | 0 | 0 | 0 | 0 | 0 | 0 | 0 | 0 | 0 | 0
F1_Commercial_Hospital_Existing_Food Preparation_Natural Gas_Fryer_E6 | F1 | Commercial | Hospital | Existing | Food Preparation | Natural Gas | Fryer | E6 | CCE | 0 | 0 | 0 | 0 | 0 | 0 | 0 | 0 | 0 | 0 | 0 | 0 | 0 | 0 | 0 | 0 | 0 | 0 | 0 | 0 | 0 | 0 | 0 | 0 | 0 | 0 | 0 | 0 | 0 | 0 | 0 | 0 | 0
F1_Commercial_Hospital_Existing_Food Preparation_Natural Gas_Fryer_E7 | F1 | Commercial | Hospital | Existing | Food Preparation | Natural Gas | Fryer | E7 | CCE | 0 | 0 | 0 | 0 | 0 | 0 | 0 | 0 | 0 | 0 | 0 | 0 | 0 | 0 | 0 | 0 | 0 | 0 | 0 | 0 | 0 | 0 | 0 | 0 | 0 | 0 | 0 | 0 | 0 | 0 | 0 | 0 | 0
F1_Commercial_Hospital_Existing_Food Preparation_Natural Gas_Fryer_E8 | F1 | Commercial | Hospital | Existing | Food Preparation | Natural Gas | Fryer | E8 | CCE | 0 | 0 | 0 | 0 | 0 | 0 | 0 | 0 | 0 | 0 | 0 | 0 | 0 | 0 | 0 | 0 | 0 | 0 | 0 | 0 | 0 | 0 | 0 | 0 | 0 | 0 | 0 | 0 | 0 | 0 | 0 | 0 | 0
F1_Commercial_Hospital_Existing_Food Preparation_Natural Gas_Fryer_E9 | F1 | Commercial | Hospital | Existing | Food Preparation | Natural Gas | Fryer | E9 | CCE | 0 | 0 | 0 | 0 | 0 | 0 | 0 | 0 | 0 | 0 | 0 | 0 | 0 | 0 | 0 | 0 | 0 | 0 | 0 | 0 | 0 | 0 | 0 | 0 | 0 | 0 | 0 | 0 | 0 | 0 | 0 | 0 | 0
F1_Commercial_Hospital_Existing_Food Preparation_Natural Gas_Fryer_E10 | F1 | Commercial | Hospital | Existing | Food Preparation | Natural Gas | Fryer | E10 | CCE | 0 | 0 | 0 | 0 | 0 | 0 | 0 | 0 | 0 | 0 | 0 | 0 | 0 | 0 | 0 | 0 | 0 | 0 | 0 | 0 | 0 | 0 | 0 | 0 | 0 | 0 | 0 | 0 | 0 | 0 | 0 | 0 | 0
F2_Commercial_Hospital_Existing_Food Preparation_Natural Gas_Fryer_E1 | F2 | Commercial | Hospital | Existing | Food Preparation | Natural Gas | Fryer | E1 | TRC BC Ratio | 1 | 1 | 1 | 0 | 0 | 0 | 0 | 0 | 0 | 0 | 0 | 0 | 0 | 0 | 0 | 0 | 0 | 0 | 0 | 0 | 0 | 0 | 0 | 0 | 0 | 0 | 0 | 0 | 0 | 0 | 0 | 0 | 0
F2_Commercial_Hospital_Existing_Food Preparation_Natural Gas_Fryer_E2 | F2 | Commercial | Hospital | Existing | Food Preparation | Natural Gas | Fryer | E2 | TRC BC Ratio | 4.4463 | 4.4414 | 4.4606 | 1 | 1 | 1 | 1 | 1 | 1 | 1 | 1 | 1 | 1 | 1 | 1 | 1 | 1 | 1 | 1 | 1 | 1 | 1 | 1 | 1 | 1 | 1 | 1 | 1 | 1 | 1 | 1 | 1 | 1
F2_Commercial_Hospital_Existing_Food Preparation_Natural Gas_Fryer_E3 | F2 | Commercial | Hospital | Existing | Food Preparation | Natural Gas | Fryer | E3 | TRC BC Ratio | 0 | 0 | 0 | 0 | 0 | 0 | 0 | 0 | 0 | 0 | 0 | 0 | 0 | 0 | 0 | 0 | 0 | 0 | 0 | 0 | 0 | 0 | 0 | 0 | 0 | 0 | 0 | 0 | 0 | 0 | 0 | 0 | 0
F2_Commercial_Hospital_Existing_Food Preparation_Natural Gas_Fryer_E4 | F2 | Commercial | Hospital | Existing | Food Preparation | Natural Gas | Fryer | E4 | TRC BC Ratio | 0 | 0 | 0 | 0 | 0 | 0 | 0 | 0 | 0 | 0 | 0 | 0 | 0 | 0 | 0 | 0 | 0 | 0 | 0 | 0 | 0 | 0 | 0 | 0 | 0 | 0 | 0 | 0 | 0 | 0 | 0 | 0 | 0
F2_Commercial_Hospital_Existing_Food Preparation_Natural Gas_Fryer_E5 | F2 | Commercial | Hospital | Existing | Food Preparation | Natural Gas | Fryer | E5 | TRC BC Ratio | 0 | 0 | 0 | 0 | 0 | 0 | 0 | 0 | 0 | 0 | 0 | 0 | 0 | 0 | 0 | 0 | 0 | 0 | 0 | 0 | 0 | 0 | 0 | 0 | 0 | 0 | 0 | 0 | 0 | 0 | 0 | 0 | 0
F2_Commercial_Hospital_Existing_Food Preparation_Natural Gas_Fryer_E6 | F2 | Commercial | Hospital | Existing | Food Preparation | Natural Gas | Fryer | E6 | TRC BC Ratio | 0 | 0 | 0 | 0 | 0 | 0 | 0 | 0 | 0 | 0 | 0 | 0 | 0 | 0 | 0 | 0 | 0 | 0 | 0 | 0 | 0 | 0 | 0 | 0 | 0 | 0 | 0 | 0 | 0 | 0 | 0 | 0 | 0
F2_Commercial_Hospital_Existing_Food Preparation_Natural Gas_Fryer_E7 | F2 | Commercial | Hospital | Existing | Food Preparation | Natural Gas | Fryer | E7 | TRC BC Ratio | 0 | 0 | 0 | 0 | 0 | 0 | 0 | 0 | 0 | 0 | 0 | 0 | 0 | 0 | 0 | 0 | 0 | 0 | 0 | 0 | 0 | 0 | 0 | 0 | 0 | 0 | 0 | 0 | 0 | 0 | 0 | 0 | 0
F2_Commercial_Hospital_Existing_Food Preparation_Natural Gas_Fryer_E8 | F2 | Commercial | Hospital | Existing | Food Preparation | Natural Gas | Fryer | E8 | TRC BC Ratio | 0 | 0 | 0 | 0 | 0 | 0 | 0 | 0 | 0 | 0 | 0 | 0 | 0 | 0 | 0 | 0 | 0 | 0 | 0 | 0 | 0 | 0 | 0 | 0 | 0 | 0 | 0 | 0 | 0 | 0 | 0 | 0 | 0
F2_Commercial_Hospital_Existing_Food Preparation_Natural Gas_Fryer_E9 | F2 | Commercial | Hospital | Existing | Food Preparation | Natural Gas | Fryer | E9 | TRC BC Ratio | 0 | 0 | 0 | 0 | 0 | 0 | 0 | 0 | 0 | 0 | 0 | 0 | 0 | 0 | 0 | 0 | 0 | 0 | 0 | 0 | 0 | 0 | 0 | 0 | 0 | 0 | 0 | 0 | 0 | 0 | 0 | 0 | 0
F2_Commercial_Hospital_Existing_Food Preparation_Natural Gas_Fryer_E10 | F2 | Commercial | Hospital | Existing | Food Preparation | Natural Gas | Fryer | E10 | TRC BC Ratio | 0 | 0 | 0 | 0 | 0 | 0 | 0 | 0 | 0 | 0 | 0 | 0 | 0 | 0 | 0 | 0 | 0 | 0 | 0 | 0 | 0 | 0 | 0 | 0 | 0 | 0 | 0 | 0 | 0 | 0 | 0 | 0 | 0
F3_Commercial_Hospital_Existing_Food Preparation_Natural Gas_Fryer_E1 | F3 | Commercial | Hospital | Existing | Food Preparation | Natural Gas | Fryer | E1 | PACT BC Ratio | 1 | 1 | 1 | 0 | 0 | 0 | 0 | 0 | 0 | 0 | 0 | 0 | 0 | 0 | 0 | 0 | 0 | 0 | 0 | 0 | 0 | 0 | 0 | 0 | 0 | 0 | 0 | 0 | 0 | 0 | 0 | 0 | 0
F3_Commercial_Hospital_Existing_Food Preparation_Natural Gas_Fryer_E2 | F3 | Commercial | Hospital | Existing | Food Preparation | Natural Gas | Fryer | E2 | PACT BC Ratio | 5.9285 | 5.9219 | 5.9474 | 1 | 1 | 1 | 1 | 1 | 1 | 1 | 1 | 1 | 1 | 1 | 1 | 1 | 1 | 1 | 1 | 1 | 1 | 1 | 1 | 1 | 1 | 1 | 1 | 1 | 1 | 1 | 1 | 1 | 1
F3_Commercial_Hospital_Existing_Food Preparation_Natural Gas_Fryer_E3 | F3 | Commercial | Hospital | Existing | Food Preparation | Natural Gas | Fryer | E3 | PACT BC Ratio | 0 | 0 | 0 | 0 | 0 | 0 | 0 | 0 | 0 | 0 | 0 | 0 | 0 | 0 | 0 | 0 | 0 | 0 | 0 | 0 | 0 | 0 | 0 | 0 | 0 | 0 | 0 | 0 | 0 | 0 | 0 | 0 | 0
F3_Commercial_Hospital_Existing_Food Preparation_Natural Gas_Fryer_E4 | F3 | Commercial | Hospital | Existing | Food Preparation | Natural Gas | Fryer | E4 | PACT BC Ratio | 0 | 0 | 0 | 0 | 0 | 0 | 0 | 0 | 0 | 0 | 0 | 0 | 0 | 0 | 0 | 0 | 0 | 0 | 0 | 0 | 0 | 0 | 0 | 0 | 0 | 0 | 0 | 0 | 0 | 0 | 0 | 0 | 0
F3_Commercial_Hospital_Existing_Food Preparation_Natural Gas_Fryer_E5 | F3 | Commercial | Hospital | Existing | Food Preparation | Natural Gas | Fryer | E5 | PACT BC Ratio | 0 | 0 | 0 | 0 | 0 | 0 | 0 | 0 | 0 | 0 | 0 | 0 | 0 | 0 | 0 | 0 | 0 | 0 | 0 | 0 | 0 | 0 | 0 | 0 | 0 | 0 | 0 | 0 | 0 | 0 | 0 | 0 | 0
F3_Commercial_Hospital_Existing_Food Preparation_Natural Gas_Fryer_E6 | F3 | Commercial | Hospital | Existing | Food Preparation | Natural Gas | Fryer | E6 | PACT BC Ratio | 0 | 0 | 0 | 0 | 0 | 0 | 0 | 0 | 0 | 0 | 0 | 0 | 0 | 0 | 0 | 0 | 0 | 0 | 0 | 0 | 0 | 0 | 0 | 0 | 0 | 0 | 0 | 0 | 0 | 0 | 0 | 0 | 0
F3_Commercial_Hospital_Existing_Food Preparation_Natural Gas_Fryer_E7 | F3 | Commercial | Hospital | Existing | Food Preparation | Natural Gas | Fryer | E7 | PACT BC Ratio | 0 | 0 | 0 | 0 | 0 | 0 | 0 | 0 | 0 | 0 | 0 | 0 | 0 | 0 | 0 | 0 | 0 | 0 | 0 | 0 | 0 | 0 | 0 | 0 | 0 | 0 | 0 | 0 | 0 | 0 | 0 | 0 | 0
F3_Commercial_Hospital_Existing_Food Preparation_Natural Gas_Fryer_E8 | F3 | Commercial | Hospital | Existing | Food Preparation | Natural Gas | Fryer | E8 | PACT BC Ratio | 0 | 0 | 0 | 0 | 0 | 0 | 0 | 0 | 0 | 0 | 0 | 0 | 0 | 0 | 0 | 0 | 0 | 0 | 0 | 0 | 0 | 0 | 0 | 0 | 0 | 0 | 0 | 0 | 0 | 0 | 0 | 0 | 0
F3_Commercial_Hospital_Existing_Food Preparation_Natural Gas_Fryer_E9 | F3 | Commercial | Hospital | Existing | Food Preparation | Natural Gas | Fryer | E9 | PACT BC Ratio | 0 | 0 | 0 | 0 | 0 | 0 | 0 | 0 | 0 | 0 | 0 | 0 | 0 | 0 | 0 | 0 | 0 | 0 | 0 | 0 | 0 | 0 | 0 | 0 | 0 | 0 | 0 | 0 | 0 | 0 | 0 | 0 | 0
F3_Commercial_Hospital_Existing_Food Preparation_Natural Gas_Fryer_E10 | F3 | Commercial | Hospital | Existing | Food Preparation | Natural Gas | Fryer | E10 | PACT BC Ratio | 0 | 0 | 0 | 0 | 0 | 0 | 0 | 0 | 0 | 0 | 0 | 0 | 0 | 0 | 0 | 0 | 0 | 0 | 0 | 0 | 0 | 0 | 0 | 0 | 0 | 0 | 0 | 0 | 0 | 0 | 0 | 0 | 0
F4_Commercial_Hospital_Existing_Food Preparation_Natural Gas_Fryer_E1 | F4 | Commercial | Hospital | Existing | Food Preparation | Natural Gas | Fryer | E1 | RVT BC Ratio | 1 | 1 | 1 | 0 | 0 | 0 | 0 | 0 | 0 | 0 | 0 | 0 | 0 | 0 | 0 | 0 | 0 | 0 | 0 | 0 | 0 | 0 | 0 | 0 | 0 | 0 | 0 | 0 | 0 | 0 | 0 | 0 | 0
F4_Commercial_Hospital_Existing_Food Preparation_Natural Gas_Fryer_E2 | F4 | Commercial | Hospital | Existing | Food Preparation | Natural Gas | Fryer | E2 | RVT BC Ratio | 7.0924 | 7.0854 | 7.1129 | 1 | 1 | 1 | 1 | 1 | 1 | 1 | 1 | 1 | 1 | 1 | 1 | 1 | 1 | 1 | 1 | 1 | 1 | 1 | 1 | 1 | 1 | 1 | 1 | 1 | 1 | 1 | 1 | 1 | 1
F4_Commercial_Hospital_Existing_Food Preparation_Natural Gas_Fryer_E3 | F4 | Commercial | Hospital | Existing | Food Preparation | Natural Gas | Fryer | E3 | RVT BC Ratio | 0 | 0 | 0 | 0 | 0 | 0 | 0 | 0 | 0 | 0 | 0 | 0 | 0 | 0 | 0 | 0 | 0 | 0 | 0 | 0 | 0 | 0 | 0 | 0 | 0 | 0 | 0 | 0 | 0 | 0 | 0 | 0 | 0
F4_Commercial_Hospital_Existing_Food Preparation_Natural Gas_Fryer_E4 | F4 | Commercial | Hospital | Existing | Food Preparation | Natural Gas | Fryer | E4 | RVT BC Ratio | 0 | 0 | 0 | 0 | 0 | 0 | 0 | 0 | 0 | 0 | 0 | 0 | 0 | 0 | 0 | 0 | 0 | 0 | 0 | 0 | 0 | 0 | 0 | 0 | 0 | 0 | 0 | 0 | 0 | 0 | 0 | 0 | 0
F4_Commercial_Hospital_Existing_Food Preparation_Natural Gas_Fryer_E5 | F4 | Commercial | Hospital | Existing | Food Preparation | Natural Gas | Fryer | E5 | RVT BC Ratio | 0 | 0 | 0 | 0 | 0 | 0 | 0 | 0 | 0 | 0 | 0 | 0 | 0 | 0 | 0 | 0 | 0 | 0 | 0 | 0 | 0 | 0 | 0 | 0 | 0 | 0 | 0 | 0 | 0 | 0 | 0 | 0 | 0
F4_Commercial_Hospital_Existing_Food Preparation_Natural Gas_Fryer_E6 | F4 | Commercial | Hospital | Existing | Food Preparation | Natural Gas | Fryer | E6 | RVT BC Ratio | 0 | 0 | 0 | 0 | 0 | 0 | 0 | 0 | 0 | 0 | 0 | 0 | 0 | 0 | 0 | 0 | 0 | 0 | 0 | 0 | 0 | 0 | 0 | 0 | 0 | 0 | 0 | 0 | 0 | 0 | 0 | 0 | 0
F4_Commercial_Hospital_Existing_Food Preparation_Natural Gas_Fryer_E7 | F4 | Commercial | Hospital | Existing | Food Preparation | Natural Gas | Fryer | E7 | RVT BC Ratio | 0 | 0 | 0 | 0 | 0 | 0 | 0 | 0 | 0 | 0 | 0 | 0 | 0 | 0 | 0 | 0 | 0 | 0 | 0 | 0 | 0 | 0 | 0 | 0 | 0 | 0 | 0 | 0 | 0 | 0 | 0 | 0 | 0
F4_Commercial_Hospital_Existing_Food Preparation_Natural Gas_Fryer_E8 | F4 | Commercial | Hospital | Existing | Food Preparation | Natural Gas | Fryer | E8 | RVT BC Ratio | 0 | 0 | 0 | 0 | 0 | 0 | 0 | 0 | 0 | 0 | 0 | 0 | 0 | 0 | 0 | 0 | 0 | 0 | 0 | 0 | 0 | 0 | 0 | 0 | 0 | 0 | 0 | 0 | 0 | 0 | 0 | 0 | 0
F4_Commercial_Hospital_Existing_Food Preparation_Natural Gas_Fryer_E9 | F4 | Commercial | Hospital | Existing | Food Preparation | Natural Gas | Fryer | E9 | RVT BC Ratio | 0 | 0 | 0 | 0 | 0 | 0 | 0 | 0 | 0 | 0 | 0 | 0 | 0 | 0 | 0 | 0 | 0 | 0 | 0 | 0 | 0 | 0 | 0 | 0 | 0 | 0 | 0 | 0 | 0 | 0 | 0 | 0 | 0
F4_Commercial_Hospital_Existing_Food Preparation_Natural Gas_Fryer_E10 | F4 | Commercial | Hospital | Existing | Food Preparation | Natural Gas | Fryer | E10 | RVT BC Ratio | 0 | 0 | 0 | 0 | 0 | 0 | 0 | 0 | 0 | 0 | 0 | 0 | 0 | 0 | 0 | 0 | 0 | 0 | 0 | 0 | 0 | 0 | 0 | 0 | 0 | 0 | 0 | 0 | 0 | 0 | 0 | 0 | 0
F5_Commercial_Hospital_Existing_Food Preparation_Natural Gas_Fryer_E1 | F5 | Commercial | Hospital | Existing | Food Preparation | Natural Gas | Fryer | E1 | RIM BC Ratio | 1 | 1 | 1 | 0 | 0 | 0 | 0 | 0 | 0 | 0 | 0 | 0 | 0 | 0 | 0 | 0 | 0 | 0 | 0 | 0 | 0 | 0 | 0 | 0 | 0 | 0 | 0 | 0 | 0 | 0 | 0 | 0 | 0
F5_Commercial_Hospital_Existing_Food Preparation_Natural Gas_Fryer_E2 | F5 | Commercial | Hospital | Existing | Food Preparation | Natural Gas | Fryer | E2 | RIM BC Ratio | 0.73167 | 0.73157 | 0.73195 | 1 | 1 | 1 | 1 | 1 | 1 | 1 | 1 | 1 | 1 | 1 | 1 | 1 | 1 | 1 | 1 | 1 | 1 | 1 | 1 | 1 | 1 | 1 | 1 | 1 | 1 | 1 | 1 | 1 | 1
F5_Commercial_Hospital_Existing_Food Preparation_Natural Gas_Fryer_E3 | F5 | Commercial | Hospital | Existing | Food Preparation | Natural Gas | Fryer | E3 | RIM BC Ratio | 0 | 0 | 0 | 0 | 0 | 0 | 0 | 0 | 0 | 0 | 0 | 0 | 0 | 0 | 0 | 0 | 0 | 0 | 0 | 0 | 0 | 0 | 0 | 0 | 0 | 0 | 0 | 0 | 0 | 0 | 0 | 0 | 0
F5_Commercial_Hospital_Existing_Food Preparation_Natural Gas_Fryer_E4 | F5 | Commercial | Hospital | Existing | Food Preparation | Natural Gas | Fryer | E4 | RIM BC Ratio | 0 | 0 | 0 | 0 | 0 | 0 | 0 | 0 | 0 | 0 | 0 | 0 | 0 | 0 | 0 | 0 | 0 | 0 | 0 | 0 | 0 | 0 | 0 | 0 | 0 | 0 | 0 | 0 | 0 | 0 | 0 | 0 | 0
F5_Commercial_Hospital_Existing_Food Preparation_Natural Gas_Fryer_E5 | F5 | Commercial | Hospital | Existing | Food Preparation | Natural Gas | Fryer | E5 | RIM BC Ratio | 0 | 0 | 0 | 0 | 0 | 0 | 0 | 0 | 0 | 0 | 0 | 0 | 0 | 0 | 0 | 0 | 0 | 0 | 0 | 0 | 0 | 0 | 0 | 0 | 0 | 0 | 0 | 0 | 0 | 0 | 0 | 0 | 0
F5_Commercial_Hospital_Existing_Food Preparation_Natural Gas_Fryer_E6 | F5 | Commercial | Hospital | Existing | Food Preparation | Natural Gas | Fryer | E6 | RIM BC Ratio | 0 | 0 | 0 | 0 | 0 | 0 | 0 | 0 | 0 | 0 | 0 | 0 | 0 | 0 | 0 | 0 | 0 | 0 | 0 | 0 | 0 | 0 | 0 | 0 | 0 | 0 | 0 | 0 | 0 | 0 | 0 | 0 | 0
F5_Commercial_Hospital_Existing_Food Preparation_Natural Gas_Fryer_E7 | F5 | Commercial | Hospital | Existing | Food Preparation | Natural Gas | Fryer | E7 | RIM BC Ratio | 0 | 0 | 0 | 0 | 0 | 0 | 0 | 0 | 0 | 0 | 0 | 0 | 0 | 0 | 0 | 0 | 0 | 0 | 0 | 0 | 0 | 0 | 0 | 0 | 0 | 0 | 0 | 0 | 0 | 0 | 0 | 0 | 0
F5_Commercial_Hospital_Existing_Food Preparation_Natural Gas_Fryer_E8 | F5 | Commercial | Hospital | Existing | Food Preparation | Natural Gas | Fryer | E8 | RIM BC Ratio | 0 | 0 | 0 | 0 | 0 | 0 | 0 | 0 | 0 | 0 | 0 | 0 | 0 | 0 | 0 | 0 | 0 | 0 | 0 | 0 | 0 | 0 | 0 | 0 | 0 | 0 | 0 | 0 | 0 | 0 | 0 | 0 | 0
F5_Commercial_Hospital_Existing_Food Preparation_Natural Gas_Fryer_E9 | F5 | Commercial | Hospital | Existing | Food Preparation | Natural Gas | Fryer | E9 | RIM BC Ratio | 0 | 0 | 0 | 0 | 0 | 0 | 0 | 0 | 0 | 0 | 0 | 0 | 0 | 0 | 0 | 0 | 0 | 0 | 0 | 0 | 0 | 0 | 0 | 0 | 0 | 0 | 0 | 0 | 0 | 0 | 0 | 0 | 0
F5_Commercial_Hospital_Existing_Food Preparation_Natural Gas_Fryer_E10 | F5 | Commercial | Hospital | Existing | Food Preparation | Natural Gas | Fryer | E10 | RIM BC Ratio | 0 | 0 | 0 | 0 | 0 | 0 | 0 | 0 | 0 | 0 | 0 | 0 | 0 | 0 | 0 | 0 | 0 | 0 | 0 | 0 | 0 | 0 | 0 | 0 | 0 | 0 | 0 | 0 | 0 | 0 | 0 | 0 | 0
F0_Commercial_Hospital_Existing_Food Preparation_Natural Gas_Broiler_E0 | F0 | Commercial | Hospital | Existing | Food Preparation | Natural Gas | Broiler | E0 | Economic Unit | Infrared Burners | Infrared Burners | Infrared Burners | Infrared Burners | Infrared Burners | Infrared Burners | Infrared Burners | Infrared Burners | Infrared Burners | Infrared Burners | Infrared Burners | Infrared Burners | Infrared Burners | Infrared Burners | Infrared Burners | Infrared Burners | Infrared Burners | Infrared Burners | Infrared Burners | Infrared Burners | Infrared Burners | Infrared Burners | Infrared Burners | Infrared Burners | Infrared Burners | Infrared Burners | Infrared Burners | Infrared Burners | Infrared Burners | Infrared Burners | Infrared Burners | Infrared Burners | Infrared Burners
F1_Commercial_Hospital_Existing_Food Preparation_Natural Gas_Broiler_E1 | F1 | Commercial | Hospital | Existing | Food Preparation | Natural Gas | Broiler | E1 | CCE | 0 | 0 | 0 | 0 | 0 | 0 | 0 | 0 | 0 | 0 | 0 | 0 | 0 | 0 | 0 | 0 | 0 | 0 | 0 | 0 | 0 | 0 | 0 | 0 | 0 | 0 | 0 | 0 | 0 | 0 | 0 | 0 | 0
F1_Commercial_Hospital_Existing_Food Preparation_Natural Gas_Broiler_E2 | F1 | Commercial | Hospital | Existing | Food Preparation | Natural Gas | Broiler | E2 | CCE | 0.59817 | 0.61931 | 0.55594 | 0.56637 | 0.56637 | 0.56637 | 0.56637 | 0.56637 | 0.56637 | 0.56637 | 0.56637 | 0.56637 | 0.56637 | 0.56637 | 0.56637 | 0.56637 | 0.56637 | 0.56637 | 0.56637 | 0.56637 | 0.56637 | 0.56637 | 0.56637 | 0.56637 | 0.56637 | 0.56637 | 0.56637 | 0.56637 | 0.56637 | 0.56637 | 0.56637 | 0.56637 | 0.56637
F1_Commercial_Hospital_Existing_Food Preparation_Natural Gas_Broiler_E3 | F1 | Commercial | Hospital | Existing | Food Preparation | Natural Gas | Broiler | E3 | CCE | 0 | 0 | 0 | 0 | 0 | 0 | 0 | 0 | 0 | 0 | 0 | 0 | 0 | 0 | 0 | 0 | 0 | 0 | 0 | 0 | 0 | 0 | 0 | 0 | 0 | 0 | 0 | 0 | 0 | 0 | 0 | 0 | 0
F1_Commercial_Hospital_Existing_Food Preparation_Natural Gas_Broiler_E4 | F1 | Commercial | Hospital | Existing | Food Preparation | Natural Gas | Broiler | E4 | CCE | 0 | 0 | 0 | 0 | 0 | 0 | 0 | 0 | 0 | 0 | 0 | 0 | 0 | 0 | 0 | 0 | 0 | 0 | 0 | 0 | 0 | 0 | 0 | 0 | 0 | 0 | 0 | 0 | 0 | 0 | 0 | 0 | 0
F1_Commercial_Hospital_Existing_Food Preparation_Natural Gas_Broiler_E5 | F1 | Commercial | Hospital | Existing | Food Preparation | Natural Gas | Broiler | E5 | CCE | 0 | 0 | 0 | 0 | 0 | 0 | 0 | 0 | 0 | 0 | 0 | 0 | 0 | 0 | 0 | 0 | 0 | 0 | 0 | 0 | 0 | 0 | 0 | 0 | 0 | 0 | 0 | 0 | 0 | 0 | 0 | 0 | 0
F1_Commercial_Hospital_Existing_Food Preparation_Natural Gas_Broiler_E6 | F1 | Commercial | Hospital | Existing | Food Preparation | Natural Gas | Broiler | E6 | CCE | 0 | 0 | 0 | 0 | 0 | 0 | 0 | 0 | 0 | 0 | 0 | 0 | 0 | 0 | 0 | 0 | 0 | 0 | 0 | 0 | 0 | 0 | 0 | 0 | 0 | 0 | 0 | 0 | 0 | 0 | 0 | 0 | 0
F1_Commercial_Hospital_Existing_Food Preparation_Natural Gas_Broiler_E7 | F1 | Commercial | Hospital | Existing | Food Preparation | Natural Gas | Broiler | E7 | CCE | 0 | 0 | 0 | 0 | 0 | 0 | 0 | 0 | 0 | 0 | 0 | 0 | 0 | 0 | 0 | 0 | 0 | 0 | 0 | 0 | 0 | 0 | 0 | 0 | 0 | 0 | 0 | 0 | 0 | 0 | 0 | 0 | 0
F1_Commercial_Hospital_Existing_Food Preparation_Natural Gas_Broiler_E8 | F1 | Commercial | Hospital | Existing | Food Preparation | Natural Gas | Broiler | E8 | CCE | 0 | 0 | 0 | 0 | 0 | 0 | 0 | 0 | 0 | 0 | 0 | 0 | 0 | 0 | 0 | 0 | 0 | 0 | 0 | 0 | 0 | 0 | 0 | 0 | 0 | 0 | 0 | 0 | 0 | 0 | 0 | 0 | 0
F1_Commercial_Hospital_Existing_Food Preparation_Natural Gas_Broiler_E9 | F1 | Commercial | Hospital | Existing | Food Preparation | Natural Gas | Broiler | E9 | CCE | 0 | 0 | 0 | 0 | 0 | 0 | 0 | 0 | 0 | 0 | 0 | 0 | 0 | 0 | 0 | 0 | 0 | 0 | 0 | 0 | 0 | 0 | 0 | 0 | 0 | 0 | 0 | 0 | 0 | 0 | 0 | 0 | 0
F1_Commercial_Hospital_Existing_Food Preparation_Natural Gas_Broiler_E10 | F1 | Commercial | Hospital | Existing | Food Preparation | Natural Gas | Broiler | E10 | CCE | 0 | 0 | 0 | 0 | 0 | 0 | 0 | 0 | 0 | 0 | 0 | 0 | 0 | 0 | 0 | 0 | 0 | 0 | 0 | 0 | 0 | 0 | 0 | 0 | 0 | 0 | 0 | 0 | 0 | 0 | 0 | 0 | 0
F2_Commercial_Hospital_Existing_Food Preparation_Natural Gas_Broiler_E1 | F2 | Commercial | Hospital | Existing | Food Preparation | Natural Gas | Broiler | E1 | TRC BC Ratio | bar: 2019 to 2051
F2_Commercial_Hospital_Existing_Food Preparation_Natural Gas_Broiler_E2 | F2 | Commercial | Hospital | Existing | Food Preparation | Natural Gas | Broiler | E2 | TRC BC Ratio | 2.7519 | 2.7554 | 2.7705 | 2.7565 | 2.7493 | 2.7603 | 2.7866 | 2.8079 | 2.834 | 2.8592 | 2.8846 | 2.9086 | 2.9342 | 2.9607 | 2.9863 | 3.0126 | 3.039 | 3.0674 | 3.0969 | 3.1274 | 3.1566 | 3.1859 | 3.2122 | 3.2386 | 3.2614 | 3.2812 | 3.2991 | 3.3146 | 3.3268 | 3.3367 | 3.3421 | 3.3458 | 3.3458
F2_Commercial_Hospital_Existing_Food Preparation_Natural Gas_Broiler_E3 | F2 | Commercial | Hospital | Existing | Food Preparation | Natural Gas | Broiler | E3 | TRC BC Ratio | 0 | 0 | 0 | 0 | 0 | 0 | 0 | 0 | 0 | 0 | 0 | 0 | 0 | 0 | 0 | 0 | 0 | 0 | 0 | 0 | 0 | 0 | 0 | 0 | 0 | 0 | 0 | 0 | 0 | 0 | 0 | 0 | 0
F2_Commercial_Hospital_Existing_Food Preparation_Natural Gas_Broiler_E4 | F2 | Commercial | Hospital | Existing | Food Preparation | Natural Gas | Broiler | E4 | TRC BC Ratio | 0 | 0 | 0 | 0 | 0 | 0 | 0 | 0 | 0 | 0 | 0 | 0 | 0 | 0 | 0 | 0 | 0 | 0 | 0 | 0 | 0 | 0 | 0 | 0 | 0 | 0 | 0 | 0 | 0 | 0 | 0 | 0 | 0
F2_Commercial_Hospital_Existing_Food Preparation_Natural Gas_Broiler_E5 | F2 | Commercial | Hospital | Existing | Food Preparation | Natural Gas | Broiler | E5 | TRC BC Ratio | 0 | 0 | 0 | 0 | 0 | 0 | 0 | 0 | 0 | 0 | 0 | 0 | 0 | 0 | 0 | 0 | 0 | 0 | 0 | 0 | 0 | 0 | 0 | 0 | 0 | 0 | 0 | 0 | 0 | 0 | 0 | 0 | 0
F2_Commercial_Hospital_Existing_Food Preparation_Natural Gas_Broiler_E6 | F2 | Commercial | Hospital | Existing | Food Preparation | Natural Gas | Broiler | E6 | TRC BC Ratio | 0 | 0 | 0 | 0 | 0 | 0 | 0 | 0 | 0 | 0 | 0 | 0 | 0 | 0 | 0 | 0 | 0 | 0 | 0 | 0 | 0 | 0 | 0 | 0 | 0 | 0 | 0 | 0 | 0 | 0 | 0 | 0 | 0
F2_Commercial_Hospital_Existing_Food Preparation_Natural Gas_Broiler_E7 | F2 | Commercial | Hospital | Existing | Food Preparation | Natural Gas | Broiler | E7 | TRC BC Ratio | 0 | 0 | 0 | 0 | 0 | 0 | 0 | 0 | 0 | 0 | 0 | 0 | 0 | 0 | 0 | 0 | 0 | 0 | 0 | 0 | 0 | 0 | 0 | 0 | 0 | 0 | 0 | 0 | 0 | 0 | 0 | 0 | 0
F2_Commercial_Hospital_Existing_Food Preparation_Natural Gas_Broiler_E8 | F2 | Commercial | Hospital | Existing | Food Preparation | Natural Gas | Broiler | E8 | TRC BC Ratio | 0 | 0 | 0 | 0 | 0 | 0 | 0 | 0 | 0 | 0 | 0 | 0 | 0 | 0 | 0 | 0 | 0 | 0 | 0 | 0 | 0 | 0 | 0 | 0 | 0 | 0 | 0 | 0 | 0 | 0 | 0 | 0 | 0
F2_Commercial_Hospital_Existing_Food Preparation_Natural Gas_Broiler_E9 | F2 | Commercial | Hospital | Existing | Food Preparation | Natural Gas | Broiler | E9 | TRC BC Ratio | 0 | 0 | 0 | 0 | 0 | 0 | 0 | 0 | 0 | 0 | 0 | 0 | 0 | 0 | 0 | 0 | 0 | 0 | 0 | 0 | 0 | 0 | 0 | 0 | 0 | 0 | 0 | 0 | 0 | 0 | 0 | 0 | 0
F2_Commercial_Hospital_Existing_Food Preparation_Natural Gas_Broiler_E10 | F2 | Commercial | Hospital | Existing | Food Preparation | Natural Gas | Broiler | E10 | TRC BC Ratio | 0 | 0 | 0 | 0 | 0 | 0 | 0 | 0 | 0 | 0 | 0 | 0 | 0 | 0 | 0 | 0 | 0 | 0 | 0 | 0 | 0 | 0 | 0 | 0 | 0 | 0 | 0 | 0 | 0 | 0 | 0 | 0 | 0
F3_Commercial_Hospital_Existing_Food Preparation_Natural Gas_Broiler_E1 | F3 | Commercial | Hospital | Existing | Food Preparation | Natural Gas | Broiler | E1 | PACT BC Ratio | bar: 2019 to 2051
F3_Commercial_Hospital_Existing_Food Preparation_Natural Gas_Broiler_E2 | F3 | Commercial | Hospital | Existing | Food Preparation | Natural Gas | Broiler | E2 | PACT BC Ratio | 3.6692 | 3.6739 | 3.694 | 3.6753 | 3.6658 | 3.6803 | 3.7154 | 3.7439 | 3.7787 | 3.8122 | 3.8462 | 3.8782 | 3.9123 | 3.9475 | 3.9818 | 4.0167 | 4.052 | 4.0899 | 4.1293 | 4.1698 | 4.2088 | 4.2479 | 4.283 | 4.3181 | 4.3486 | 4.3749 | 4.3988 | 4.4195 | 4.4357 | 4.4489 | 4.4562 | 4.461 | 4.461
F3_Commercial_Hospital_Existing_Food Preparation_Natural Gas_Broiler_E3 | F3 | Commercial | Hospital | Existing | Food Preparation | Natural Gas | Broiler | E3 | PACT BC Ratio | 0 | 0 | 0 | 0 | 0 | 0 | 0 | 0 | 0 | 0 | 0 | 0 | 0 | 0 | 0 | 0 | 0 | 0 | 0 | 0 | 0 | 0 | 0 | 0 | 0 | 0 | 0 | 0 | 0 | 0 | 0 | 0 | 0
F3_Commercial_Hospital_Existing_Food Preparation_Natural Gas_Broiler_E4 | F3 | Commercial | Hospital | Existing | Food Preparation | Natural Gas | Broiler | E4 | PACT BC Ratio | 0 | 0 | 0 | 0 | 0 | 0 | 0 | 0 | 0 | 0 | 0 | 0 | 0 | 0 | 0 | 0 | 0 | 0 | 0 | 0 | 0 | 0 | 0 | 0 | 0 | 0 | 0 | 0 | 0 | 0 | 0 | 0 | 0
F3_Commercial_Hospital_Existing_Food Preparation_Natural Gas_Broiler_E5 | F3 | Commercial | Hospital | Existing | Food Preparation | Natural Gas | Broiler | E5 | PACT BC Ratio | 0 | 0 | 0 | 0 | 0 | 0 | 0 | 0 | 0 | 0 | 0 | 0 | 0 | 0 | 0 | 0 | 0 | 0 | 0 | 0 | 0 | 0 | 0 | 0 | 0 | 0 | 0 | 0 | 0 | 0 | 0 | 0 | 0
F3_Commercial_Hospital_Existing_Food Preparation_Natural Gas_Broiler_E6 | F3 | Commercial | Hospital | Existing | Food Preparation | Natural Gas | Broiler | E6 | PACT BC Ratio | 0 | 0 | 0 | 0 | 0 | 0 | 0 | 0 | 0 | 0 | 0 | 0 | 0 | 0 | 0 | 0 | 0 | 0 | 0 | 0 | 0 | 0 | 0 | 0 | 0 | 0 | 0 | 0 | 0 | 0 | 0 | 0 | 0
F3_Commercial_Hospital_Existing_Food Preparation_Natural Gas_Broiler_E7 | F3 | Commercial | Hospital | Existing | Food Preparation | Natural Gas | Broiler | E7 | PACT BC Ratio | 0 | 0 | 0 | 0 | 0 | 0 | 0 | 0 | 0 | 0 | 0 | 0 | 0 | 0 | 0 | 0 | 0 | 0 | 0 | 0 | 0 | 0 | 0 | 0 | 0 | 0 | 0 | 0 | 0 | 0 | 0 | 0 | 0
F3_Commercial_Hospital_Existing_Food Preparation_Natural Gas_Broiler_E8 | F3 | Commercial | Hospital | Existing | Food Preparation | Natural Gas | Broiler | E8 | PACT BC Ratio | 0 | 0 | 0 | 0 | 0 | 0 | 0 | 0 | 0 | 0 | 0 | 0 | 0 | 0 | 0 | 0 | 0 | 0 | 0 | 0 | 0 | 0 | 0 | 0 | 0 | 0 | 0 | 0 | 0 | 0 | 0 | 0 | 0
F3_Commercial_Hospital_Existing_Food Preparation_Natural Gas_Broiler_E9 | F3 | Commercial | Hospital | Existing | Food Preparation | Natural Gas | Broiler | E9 | PACT BC Ratio | 0 | 0 | 0 | 0 | 0 | 0 | 0 | 0 | 0 | 0 | 0 | 0 | 0 | 0 | 0 | 0 | 0 | 0 | 0 | 0 | 0 | 0 | 0 | 0 | 0 | 0 | 0 | 0 | 0 | 0 | 0 | 0 | 0
F3_Commercial_Hospital_Existing_Food Preparation_Natural Gas_Broiler_E10 | F3 | Commercial | Hospital | Existing | Food Preparation | Natural Gas | Broiler | E10 | PACT BC Ratio | 0 | 0 | 0 | 0 | 0 | 0 | 0 | 0 | 0 | 0 | 0 | 0 | 0 | 0 | 0 | 0 | 0 | 0 | 0 | 0 | 0 | 0 | 0 | 0 | 0 | 0 | 0 | 0 | 0 | 0 | 0 | 0 | 0
F4_Commercial_Hospital_Existing_Food Preparation_Natural Gas_Broiler_E1 | F4 | Commercial | Hospital | Existing | Food Preparation | Natural Gas | Broiler | E1 | RVT BC Ratio | bar: 2019 to 2051
F4_Commercial_Hospital_Existing_Food Preparation_Natural Gas_Broiler_E2 | F4 | Commercial | Hospital | Existing | Food Preparation | Natural Gas | Broiler | E2 | RVT BC Ratio | 4.6564 | 4.6614 | 4.6831 | 4.6629 | 4.6526 | 4.6684 | 4.7062 | 4.7369 | 4.7744 | 4.8106 | 4.8472 | 4.8817 | 4.9184 | 4.9565 | 4.9934 | 5.0311 | 5.0691 | 5.11 | 5.1524 | 5.1962 | 5.2382 | 5.2804 | 5.3182 | 5.3561 | 5.3889 | 5.4173 | 5.4431 | 5.4654 | 5.4828 | 5.4971 | 5.5049 | 5.5101 | 5.5101
F4_Commercial_Hospital_Existing_Food Preparation_Natural Gas_Broiler_E3 | F4 | Commercial | Hospital | Existing | Food Preparation | Natural Gas | Broiler | E3 | RVT BC Ratio | 0 | 0 | 0 | 0 | 0 | 0 | 0 | 0 | 0 | 0 | 0 | 0 | 0 | 0 | 0 | 0 | 0 | 0 | 0 | 0 | 0 | 0 | 0 | 0 | 0 | 0 | 0 | 0 | 0 | 0 | 0 | 0 | 0
F4_Commercial_Hospital_Existing_Food Preparation_Natural Gas_Broiler_E4 | F4 | Commercial | Hospital | Existing | Food Preparation | Natural Gas | Broiler | E4 | RVT BC Ratio | 0 | 0 | 0 | 0 | 0 | 0 | 0 | 0 | 0 | 0 | 0 | 0 | 0 | 0 | 0 | 0 | 0 | 0 | 0 | 0 | 0 | 0 | 0 | 0 | 0 | 0 | 0 | 0 | 0 | 0 | 0 | 0 | 0
F4_Commercial_Hospital_Existing_Food Preparation_Natural Gas_Broiler_E5 | F4 | Commercial | Hospital | Existing | Food Preparation | Natural Gas | Broiler | E5 | RVT BC Ratio | 0 | 0 | 0 | 0 | 0 | 0 | 0 | 0 | 0 | 0 | 0 | 0 | 0 | 0 | 0 | 0 | 0 | 0 | 0 | 0 | 0 | 0 | 0 | 0 | 0 | 0 | 0 | 0 | 0 | 0 | 0 | 0 | 0
F4_Commercial_Hospital_Existing_Food Preparation_Natural Gas_Broiler_E6 | F4 | Commercial | Hospital | Existing | Food Preparation | Natural Gas | Broiler | E6 | RVT BC Ratio | 0 | 0 | 0 | 0 | 0 | 0 | 0 | 0 | 0 | 0 | 0 | 0 | 0 | 0 | 0 | 0 | 0 | 0 | 0 | 0 | 0 | 0 | 0 | 0 | 0 | 0 | 0 | 0 | 0 | 0 | 0 | 0 | 0
F4_Commercial_Hospital_Existing_Food Preparation_Natural Gas_Broiler_E7 | F4 | Commercial | Hospital | Existing | Food Preparation | Natural Gas | Broiler | E7 | RVT BC Ratio | 0 | 0 | 0 | 0 | 0 | 0 | 0 | 0 | 0 | 0 | 0 | 0 | 0 | 0 | 0 | 0 | 0 | 0 | 0 | 0 | 0 | 0 | 0 | 0 | 0 | 0 | 0 | 0 | 0 | 0 | 0 | 0 | 0
F4_Commercial_Hospital_Existing_Food Preparation_Natural Gas_Broiler_E8 | F4 | Commercial | Hospital | Existing | Food Preparation | Natural Gas | Broiler | E8 | RVT BC Ratio | 0 | 0 | 0 | 0 | 0 | 0 | 0 | 0 | 0 | 0 | 0 | 0 | 0 | 0 | 0 | 0 | 0 | 0 | 0 | 0 | 0 | 0 | 0 | 0 | 0 | 0 | 0 | 0 | 0 | 0 | 0 | 0 | 0
F4_Commercial_Hospital_Existing_Food Preparation_Natural Gas_Broiler_E9 | F4 | Commercial | Hospital | Existing | Food Preparation | Natural Gas | Broiler | E9 | RVT BC Ratio | 0 | 0 | 0 | 0 | 0 | 0 | 0 | 0 | 0 | 0 | 0 | 0 | 0 | 0 | 0 | 0 | 0 | 0 | 0 | 0 | 0 | 0 | 0 | 0 | 0 | 0 | 0 | 0 | 0 | 0 | 0 | 0 | 0
F4_Commercial_Hospital_Existing_Food Preparation_Natural Gas_Broiler_E10 | F4 | Commercial | Hospital | Existing | Food Preparation | Natural Gas | Broiler | E10 | RVT BC Ratio | 0 | 0 | 0 | 0 | 0 | 0 | 0 | 0 | 0 | 0 | 0 | 0 | 0 | 0 | 0 | 0 | 0 | 0 | 0 | 0 | 0 | 0 | 0 | 0 | 0 | 0 | 0 | 0 | 0 | 0 | 0 | 0 | 0
F5_Commercial_Hospital_Existing_Food Preparation_Natural Gas_Broiler_E1 | F5 | Commercial | Hospital | Existing | Food Preparation | Natural Gas | Broiler | E1 | RIM BC Ratio | bar: 2019 to 2051
F5_Commercial_Hospital_Existing_Food Preparation_Natural Gas_Broiler_E2 | F5 | Commercial | Hospital | Existing | Food Preparation | Natural Gas | Broiler | E2 | RIM BC Ratio | 0.67999 | 0.68015 | 0.68084 | 0.6802 | 0.67987 | 0.68037 | 0.68156 | 0.68252 | 0.68367 | 0.68475 | 0.68584 | 0.68685 | 0.68791 | 0.689 | 0.69003 | 0.69107 | 0.69211 | 0.69321 | 0.69433 | 0.69547 | 0.69654 | 0.69761 | 0.69854 | 0.69947 | 0.70027 | 0.70095 | 0.70156 | 0.70208 | 0.70249 | 0.70282 | 0.703 | 0.70312 | 0.70312
F5_Commercial_Hospital_Existing_Food Preparation_Natural Gas_Broiler_E3 | F5 | Commercial | Hospital | Existing | Food Preparation | Natural Gas | Broiler | E3 | RIM BC Ratio | 0 | 0 | 0 | 0 | 0 | 0 | 0 | 0 | 0 | 0 | 0 | 0 | 0 | 0 | 0 | 0 | 0 | 0 | 0 | 0 | 0 | 0 | 0 | 0 | 0 | 0 | 0 | 0 | 0 | 0 | 0 | 0 | 0
F5_Commercial_Hospital_Existing_Food Preparation_Natural Gas_Broiler_E4 | F5 | Commercial | Hospital | Existing | Food Preparation | Natural Gas | Broiler | E4 | RIM BC Ratio | 0 | 0 | 0 | 0 | 0 | 0 | 0 | 0 | 0 | 0 | 0 | 0 | 0 | 0 | 0 | 0 | 0 | 0 | 0 | 0 | 0 | 0 | 0 | 0 | 0 | 0 | 0 | 0 | 0 | 0 | 0 | 0 | 0
F5_Commercial_Hospital_Existing_Food Preparation_Natural Gas_Broiler_E5 | F5 | Commercial | Hospital | Existing | Food Preparation | Natural Gas | Broiler | E5 | RIM BC Ratio | 0 | 0 | 0 | 0 | 0 | 0 | 0 | 0 | 0 | 0 | 0 | 0 | 0 | 0 | 0 | 0 | 0 | 0 | 0 | 0 | 0 | 0 | 0 | 0 | 0 | 0 | 0 | 0 | 0 | 0 | 0 | 0 | 0
F5_Commercial_Hospital_Existing_Food Preparation_Natural Gas_Broiler_E6 | F5 | Commercial | Hospital | Existing | Food Preparation | Natural Gas | Broiler | E6 | RIM BC Ratio | 0 | 0 | 0 | 0 | 0 | 0 | 0 | 0 | 0 | 0 | 0 | 0 | 0 | 0 | 0 | 0 | 0 | 0 | 0 | 0 | 0 | 0 | 0 | 0 | 0 | 0 | 0 | 0 | 0 | 0 | 0 | 0 | 0
F5_Commercial_Hospital_Existing_Food Preparation_Natural Gas_Broiler_E7 | F5 | Commercial | Hospital | Existing | Food Preparation | Natural Gas | Broiler | E7 | RIM BC Ratio | 0 | 0 | 0 | 0 | 0 | 0 | 0 | 0 | 0 | 0 | 0 | 0 | 0 | 0 | 0 | 0 | 0 | 0 | 0 | 0 | 0 | 0 | 0 | 0 | 0 | 0 | 0 | 0 | 0 | 0 | 0 | 0 | 0
F5_Commercial_Hospital_Existing_Food Preparation_Natural Gas_Broiler_E8 | F5 | Commercial | Hospital | Existing | Food Preparation | Natural Gas | Broiler | E8 | RIM BC Ratio | 0 | 0 | 0 | 0 | 0 | 0 | 0 | 0 | 0 | 0 | 0 | 0 | 0 | 0 | 0 | 0 | 0 | 0 | 0 | 0 | 0 | 0 | 0 | 0 | 0 | 0 | 0 | 0 | 0 | 0 | 0 | 0 | 0
F5_Commercial_Hospital_Existing_Food Preparation_Natural Gas_Broiler_E9 | F5 | Commercial | Hospital | Existing | Food Preparation | Natural Gas | Broiler | E9 | RIM BC Ratio | 0 | 0 | 0 | 0 | 0 | 0 | 0 | 0 | 0 | 0 | 0 | 0 | 0 | 0 | 0 | 0 | 0 | 0 | 0 | 0 | 0 | 0 | 0 | 0 | 0 | 0 | 0 | 0 | 0 | 0 | 0 | 0 | 0
F5_Commercial_Hospital_Existing_Food Preparation_Natural Gas_Broiler_E10 | F5 | Commercial | Hospital | Existing | Food Preparation | Natural Gas | Broiler | E10 | RIM BC Ratio | 0 | 0 | 0 | 0 | 0 | 0 | 0 | 0 | 0 | 0 | 0 | 0 | 0 | 0 | 0 | 0 | 0 | 0 | 0 | 0 | 0 | 0 | 0 | 0 | 0 | 0 | 0 | 0 | 0 | 0 | 0 | 0 | 0
F0_Commercial_Hospital_Existing_Food Preparation_Natural Gas_Griddle_E0 | F0 | Commercial | Hospital | Existing | Food Preparation | Natural Gas | Griddle | E0 | Economic Unit | ENERGY STAR | ENERGY STAR | ENERGY STAR | ENERGY STAR | ENERGY STAR | ENERGY STAR | ENERGY STAR | ENERGY STAR | ENERGY STAR | ENERGY STAR | ENERGY STAR | ENERGY STAR | ENERGY STAR | ENERGY STAR | ENERGY STAR | ENERGY STAR | ENERGY STAR | ENERGY STAR | ENERGY STAR | ENERGY STAR | ENERGY STAR | ENERGY STAR | ENERGY STAR | ENERGY STAR | ENERGY STAR | ENERGY STAR | ENERGY STAR | ENERGY STAR | ENERGY STAR | ENERGY STAR | ENERGY STAR | ENERGY STAR | ENERGY STAR
F1_Commercial_Hospital_Existing_Food Preparation_Natural Gas_Griddle_E1 | F1 | Commercial | Hospital | Existing | Food Preparation | Natural Gas | Griddle | E1 | CCE | 0 | 0 | 0 | 0 | 0 | 0 | 0 | 0 | 0 | 0 | 0 | 0 | 0 | 0 | 0 | 0 | 0 | 0 | 0 | 0 | 0 | 0 | 0 | 0 | 0 | 0 | 0 | 0 | 0 | 0 | 0 | 0 | 0
F1_Commercial_Hospital_Existing_Food Preparation_Natural Gas_Griddle_E2 | F1 | Commercial | Hospital | Existing | Food Preparation | Natural Gas | Griddle | E2 | CCE | 0.29693 | 0.30743 | 0.27597 | 0 | 0 | 0 | 0 | 0 | 0 | 0 | 0 | 0 | 0 | 0 | 0 | 0 | 0 | 0 | 0 | 0 | 0 | 0 | 0 | 0 | 0 | 0 | 0 | 0 | 0 | 0 | 0 | 0 | 0
F1_Commercial_Hospital_Existing_Food Preparation_Natural Gas_Griddle_E3 | F1 | Commercial | Hospital | Existing | Food Preparation | Natural Gas | Griddle | E3 | CCE | 0 | 0 | 0 | 0 | 0 | 0 | 0 | 0 | 0 | 0 | 0 | 0 | 0 | 0 | 0 | 0 | 0 | 0 | 0 | 0 | 0 | 0 | 0 | 0 | 0 | 0 | 0 | 0 | 0 | 0 | 0 | 0 | 0
F1_Commercial_Hospital_Existing_Food Preparation_Natural Gas_Griddle_E4 | F1 | Commercial | Hospital | Existing | Food Preparation | Natural Gas | Griddle | E4 | CCE | 0 | 0 | 0 | 0 | 0 | 0 | 0 | 0 | 0 | 0 | 0 | 0 | 0 | 0 | 0 | 0 | 0 | 0 | 0 | 0 | 0 | 0 | 0 | 0 | 0 | 0 | 0 | 0 | 0 | 0 | 0 | 0 | 0
F1_Commercial_Hospital_Existing_Food Preparation_Natural Gas_Griddle_E5 | F1 | Commercial | Hospital | Existing | Food Preparation | Natural Gas | Griddle | E5 | CCE | 0 | 0 | 0 | 0 | 0 | 0 | 0 | 0 | 0 | 0 | 0 | 0 | 0 | 0 | 0 | 0 | 0 | 0 | 0 | 0 | 0 | 0 | 0 | 0 | 0 | 0 | 0 | 0 | 0 | 0 | 0 | 0 | 0
F1_Commercial_Hospital_Existing_Food Preparation_Natural Gas_Griddle_E6 | F1 | Commercial | Hospital | Existing | Food Preparation | Natural Gas | Griddle | E6 | CCE | 0 | 0 | 0 | 0 | 0 | 0 | 0 | 0 | 0 | 0 | 0 | 0 | 0 | 0 | 0 | 0 | 0 | 0 | 0 | 0 | 0 | 0 | 0 | 0 | 0 | 0 | 0 | 0 | 0 | 0 | 0 | 0 | 0
F1_Commercial_Hospital_Existing_Food Preparation_Natural Gas_Griddle_E7 | F1 | Commercial | Hospital | Existing | Food Preparation | Natural Gas | Griddle | E7 | CCE | 0 | 0 | 0 | 0 | 0 | 0 | 0 | 0 | 0 | 0 | 0 | 0 | 0 | 0 | 0 | 0 | 0 | 0 | 0 | 0 | 0 | 0 | 0 | 0 | 0 | 0 | 0 | 0 | 0 | 0 | 0 | 0 | 0
F1_Commercial_Hospital_Existing_Food Preparation_Natural Gas_Griddle_E8 | F1 | Commercial | Hospital | Existing | Food Preparation | Natural Gas | Griddle | E8 | CCE | 0 | 0 | 0 | 0 | 0 | 0 | 0 | 0 | 0 | 0 | 0 | 0 | 0 | 0 | 0 | 0 | 0 | 0 | 0 | 0 | 0 | 0 | 0 | 0 | 0 | 0 | 0 | 0 | 0 | 0 | 0 | 0 | 0
F1_Commercial_Hospital_Existing_Food Preparation_Natural Gas_Griddle_E9 | F1 | Commercial | Hospital | Existing | Food Preparation | Natural Gas | Griddle | E9 | CCE | 0 | 0 | 0 | 0 | 0 | 0 | 0 | 0 | 0 | 0 | 0 | 0 | 0 | 0 | 0 | 0 | 0 | 0 | 0 | 0 | 0 | 0 | 0 | 0 | 0 | 0 | 0 | 0 | 0 | 0 | 0 | 0 | 0
F1_Commercial_Hospital_Existing_Food Preparation_Natural Gas_Griddle_E10 | F1 | Commercial | Hospital | Existing | Food Preparation | Natural Gas | Griddle | E10 | CCE | 0 | 0 | 0 | 0 | 0 | 0 | 0 | 0 | 0 | 0 | 0 | 0 | 0 | 0 | 0 | 0 | 0 | 0 | 0 | 0 | 0 | 0 | 0 | 0 | 0 | 0 | 0 | 0 | 0 | 0 | 0 | 0 | 0
F2_Commercial_Hospital_Existing_Food Preparation_Natural Gas_Griddle_E1 | F2 | Commercial | Hospital | Existing | Food Preparation | Natural Gas | Griddle | E1 | TRC BC Ratio | 1 | 1 | 1 | 0 | 0 | 0 | 0 | 0 | 0 | 0 | 0 | 0 | 0 | 0 | 0 | 0 | 0 | 0 | 0 | 0 | 0 | 0 | 0 | 0 | 0 | 0 | 0 | 0 | 0 | 0 | 0 | 0 | 0
F2_Commercial_Hospital_Existing_Food Preparation_Natural Gas_Griddle_E2 | F2 | Commercial | Hospital | Existing | Food Preparation | Natural Gas | Griddle | E2 | TRC BC Ratio | 5.5437 | 5.5508 | 5.5811 | 1 | 1 | 1 | 1 | 1 | 1 | 1 | 1 | 1 | 1 | 1 | 1 | 1 | 1 | 1 | 1 | 1 | 1 | 1 | 1 | 1 | 1 | 1 | 1 | 1 | 1 | 1 | 1 | 1 | 1
F2_Commercial_Hospital_Existing_Food Preparation_Natural Gas_Griddle_E3 | F2 | Commercial | Hospital | Existing | Food Preparation | Natural Gas | Griddle | E3 | TRC BC Ratio | 0 | 0 | 0 | 0 | 0 | 0 | 0 | 0 | 0 | 0 | 0 | 0 | 0 | 0 | 0 | 0 | 0 | 0 | 0 | 0 | 0 | 0 | 0 | 0 | 0 | 0 | 0 | 0 | 0 | 0 | 0 | 0 | 0
F2_Commercial_Hospital_Existing_Food Preparation_Natural Gas_Griddle_E4 | F2 | Commercial | Hospital | Existing | Food Preparation | Natural Gas | Griddle | E4 | TRC BC Ratio | 0 | 0 | 0 | 0 | 0 | 0 | 0 | 0 | 0 | 0 | 0 | 0 | 0 | 0 | 0 | 0 | 0 | 0 | 0 | 0 | 0 | 0 | 0 | 0 | 0 | 0 | 0 | 0 | 0 | 0 | 0 | 0 | 0
F2_Commercial_Hospital_Existing_Food Preparation_Natural Gas_Griddle_E5 | F2 | Commercial | Hospital | Existing | Food Preparation | Natural Gas | Griddle | E5 | TRC BC Ratio | 0 | 0 | 0 | 0 | 0 | 0 | 0 | 0 | 0 | 0 | 0 | 0 | 0 | 0 | 0 | 0 | 0 | 0 | 0 | 0 | 0 | 0 | 0 | 0 | 0 | 0 | 0 | 0 | 0 | 0 | 0 | 0 | 0
F2_Commercial_Hospital_Existing_Food Preparation_Natural Gas_Griddle_E6 | F2 | Commercial | Hospital | Existing | Food Preparation | Natural Gas | Griddle | E6 | TRC BC Ratio | 0 | 0 | 0 | 0 | 0 | 0 | 0 | 0 | 0 | 0 | 0 | 0 | 0 | 0 | 0 | 0 | 0 | 0 | 0 | 0 | 0 | 0 | 0 | 0 | 0 | 0 | 0 | 0 | 0 | 0 | 0 | 0 | 0
F2_Commercial_Hospital_Existing_Food Preparation_Natural Gas_Griddle_E7 | F2 | Commercial | Hospital | Existing | Food Preparation | Natural Gas | Griddle | E7 | TRC BC Ratio | 0 | 0 | 0 | 0 | 0 | 0 | 0 | 0 | 0 | 0 | 0 | 0 | 0 | 0 | 0 | 0 | 0 | 0 | 0 | 0 | 0 | 0 | 0 | 0 | 0 | 0 | 0 | 0 | 0 | 0 | 0 | 0 | 0
F2_Commercial_Hospital_Existing_Food Preparation_Natural Gas_Griddle_E8 | F2 | Commercial | Hospital | Existing | Food Preparation | Natural Gas | Griddle | E8 | TRC BC Ratio | 0 | 0 | 0 | 0 | 0 | 0 | 0 | 0 | 0 | 0 | 0 | 0 | 0 | 0 | 0 | 0 | 0 | 0 | 0 | 0 | 0 | 0 | 0 | 0 | 0 | 0 | 0 | 0 | 0 | 0 | 0 | 0 | 0
F2_Commercial_Hospital_Existing_Food Preparation_Natural Gas_Griddle_E9 | F2 | Commercial | Hospital | Existing | Food Preparation | Natural Gas | Griddle | E9 | TRC BC Ratio | 0 | 0 | 0 | 0 | 0 | 0 | 0 | 0 | 0 | 0 | 0 | 0 | 0 | 0 | 0 | 0 | 0 | 0 | 0 | 0 | 0 | 0 | 0 | 0 | 0 | 0 | 0 | 0 | 0 | 0 | 0 | 0 | 0
F2_Commercial_Hospital_Existing_Food Preparation_Natural Gas_Griddle_E10 | F2 | Commercial | Hospital | Existing | Food Preparation | Natural Gas | Griddle | E10 | TRC BC Ratio | 0 | 0 | 0 | 0 | 0 | 0 | 0 | 0 | 0 | 0 | 0 | 0 | 0 | 0 | 0 | 0 | 0 | 0 | 0 | 0 | 0 | 0 | 0 | 0 | 0 | 0 | 0 | 0 | 0 | 0 | 0 | 0 | 0
F3_Commercial_Hospital_Existing_Food Preparation_Natural Gas_Griddle_E1 | F3 | Commercial | Hospital | Existing | Food Preparation | Natural Gas | Griddle | E1 | PACT BC Ratio | 1 | 1 | 1 | 0 | 0 | 0 | 0 | 0 | 0 | 0 | 0 | 0 | 0 | 0 | 0 | 0 | 0 | 0 | 0 | 0 | 0 | 0 | 0 | 0 | 0 | 0 | 0 | 0 | 0 | 0 | 0 | 0 | 0
F3_Commercial_Hospital_Existing_Food Preparation_Natural Gas_Griddle_E2 | F3 | Commercial | Hospital | Existing | Food Preparation | Natural Gas | Griddle | E2 | PACT BC Ratio | 7.3916 | 7.4011 | 7.4415 | 1 | 1 | 1 | 1 | 1 | 1 | 1 | 1 | 1 | 1 | 1 | 1 | 1 | 1 | 1 | 1 | 1 | 1 | 1 | 1 | 1 | 1 | 1 | 1 | 1 | 1 | 1 | 1 | 1 | 1
F3_Commercial_Hospital_Existing_Food Preparation_Natural Gas_Griddle_E3 | F3 | Commercial | Hospital | Existing | Food Preparation | Natural Gas | Griddle | E3 | PACT BC Ratio | 0 | 0 | 0 | 0 | 0 | 0 | 0 | 0 | 0 | 0 | 0 | 0 | 0 | 0 | 0 | 0 | 0 | 0 | 0 | 0 | 0 | 0 | 0 | 0 | 0 | 0 | 0 | 0 | 0 | 0 | 0 | 0 | 0
F3_Commercial_Hospital_Existing_Food Preparation_Natural Gas_Griddle_E4 | F3 | Commercial | Hospital | Existing | Food Preparation | Natural Gas | Griddle | E4 | PACT BC Ratio | 0 | 0 | 0 | 0 | 0 | 0 | 0 | 0 | 0 | 0 | 0 | 0 | 0 | 0 | 0 | 0 | 0 | 0 | 0 | 0 | 0 | 0 | 0 | 0 | 0 | 0 | 0 | 0 | 0 | 0 | 0 | 0 | 0
F3_Commercial_Hospital_Existing_Food Preparation_Natural Gas_Griddle_E5 | F3 | Commercial | Hospital | Existing | Food Preparation | Natural Gas | Griddle | E5 | PACT BC Ratio | 0 | 0 | 0 | 0 | 0 | 0 | 0 | 0 | 0 | 0 | 0 | 0 | 0 | 0 | 0 | 0 | 0 | 0 | 0 | 0 | 0 | 0 | 0 | 0 | 0 | 0 | 0 | 0 | 0 | 0 | 0 | 0 | 0
F3_Commercial_Hospital_Existing_Food Preparation_Natural Gas_Griddle_E6 | F3 | Commercial | Hospital | Existing | Food Preparation | Natural Gas | Griddle | E6 | PACT BC Ratio | 0 | 0 | 0 | 0 | 0 | 0 | 0 | 0 | 0 | 0 | 0 | 0 | 0 | 0 | 0 | 0 | 0 | 0 | 0 | 0 | 0 | 0 | 0 | 0 | 0 | 0 | 0 | 0 | 0 | 0 | 0 | 0 | 0
F3_Commercial_Hospital_Existing_Food Preparation_Natural Gas_Griddle_E7 | F3 | Commercial | Hospital | Existing | Food Preparation | Natural Gas | Griddle | E7 | PACT BC Ratio | 0 | 0 | 0 | 0 | 0 | 0 | 0 | 0 | 0 | 0 | 0 | 0 | 0 | 0 | 0 | 0 | 0 | 0 | 0 | 0 | 0 | 0 | 0 | 0 | 0 | 0 | 0 | 0 | 0 | 0 | 0 | 0 | 0
F3_Commercial_Hospital_Existing_Food Preparation_Natural Gas_Griddle_E8 | F3 | Commercial | Hospital | Existing | Food Preparation | Natural Gas | Griddle | E8 | PACT BC Ratio | 0 | 0 | 0 | 0 | 0 | 0 | 0 | 0 | 0 | 0 | 0 | 0 | 0 | 0 | 0 | 0 | 0 | 0 | 0 | 0 | 0 | 0 | 0 | 0 | 0 | 0 | 0 | 0 | 0 | 0 | 0 | 0 | 0
F3_Commercial_Hospital_Existing_Food Preparation_Natural Gas_Griddle_E9 | F3 | Commercial | Hospital | Existing | Food Preparation | Natural Gas | Griddle | E9 | PACT BC Ratio | 0 | 0 | 0 | 0 | 0 | 0 | 0 | 0 | 0 | 0 | 0 | 0 | 0 | 0 | 0 | 0 | 0 | 0 | 0 | 0 | 0 | 0 | 0 | 0 | 0 | 0 | 0 | 0 | 0 | 0 | 0 | 0 | 0
F3_Commercial_Hospital_Existing_Food Preparation_Natural Gas_Griddle_E10 | F3 | Commercial | Hospital | Existing | Food Preparation | Natural Gas | Griddle | E10 | PACT BC Ratio | 0 | 0 | 0 | 0 | 0 | 0 | 0 | 0 | 0 | 0 | 0 | 0 | 0 | 0 | 0 | 0 | 0 | 0 | 0 | 0 | 0 | 0 | 0 | 0 | 0 | 0 | 0 | 0 | 0 | 0 | 0 | 0 | 0
F4_Commercial_Hospital_Existing_Food Preparation_Natural Gas_Griddle_E1 | F4 | Commercial | Hospital | Existing | Food Preparation | Natural Gas | Griddle | E1 | RVT BC Ratio | 1 | 1 | 1 | 0 | 0 | 0 | 0 | 0 | 0 | 0 | 0 | 0 | 0 | 0 | 0 | 0 | 0 | 0 | 0 | 0 | 0 | 0 | 0 | 0 | 0 | 0 | 0 | 0 | 0 | 0 | 0 | 0 | 0
F4_Commercial_Hospital_Existing_Food Preparation_Natural Gas_Griddle_E2 | F4 | Commercial | Hospital | Existing | Food Preparation | Natural Gas | Griddle | E2 | RVT BC Ratio | 8.6701 | 8.6803 | 8.7239 | 1 | 1 | 1 | 1 | 1 | 1 | 1 | 1 | 1 | 1 | 1 | 1 | 1 | 1 | 1 | 1 | 1 | 1 | 1 | 1 | 1 | 1 | 1 | 1 | 1 | 1 | 1 | 1 | 1 | 1
F4_Commercial_Hospital_Existing_Food Preparation_Natural Gas_Griddle_E3 | F4 | Commercial | Hospital | Existing | Food Preparation | Natural Gas | Griddle | E3 | RVT BC Ratio | 0 | 0 | 0 | 0 | 0 | 0 | 0 | 0 | 0 | 0 | 0 | 0 | 0 | 0 | 0 | 0 | 0 | 0 | 0 | 0 | 0 | 0 | 0 | 0 | 0 | 0 | 0 | 0 | 0 | 0 | 0 | 0 | 0
F4_Commercial_Hospital_Existing_Food Preparation_Natural Gas_Griddle_E4 | F4 | Commercial | Hospital | Existing | Food Preparation | Natural Gas | Griddle | E4 | RVT BC Ratio | 0 | 0 | 0 | 0 | 0 | 0 | 0 | 0 | 0 | 0 | 0 | 0 | 0 | 0 | 0 | 0 | 0 | 0 | 0 | 0 | 0 | 0 | 0 | 0 | 0 | 0 | 0 | 0 | 0 | 0 | 0 | 0 | 0
F4_Commercial_Hospital_Existing_Food Preparation_Natural Gas_Griddle_E5 | F4 | Commercial | Hospital | Existing | Food Preparation | Natural Gas | Griddle | E5 | RVT BC Ratio | 0 | 0 | 0 | 0 | 0 | 0 | 0 | 0 | 0 | 0 | 0 | 0 | 0 | 0 | 0 | 0 | 0 | 0 | 0 | 0 | 0 | 0 | 0 | 0 | 0 | 0 | 0 | 0 | 0 | 0 | 0 | 0 | 0
F4_Commercial_Hospital_Existing_Food Preparation_Natural Gas_Griddle_E6 | F4 | Commercial | Hospital | Existing | Food Preparation | Natural Gas | Griddle | E6 | RVT BC Ratio | 0 | 0 | 0 | 0 | 0 | 0 | 0 | 0 | 0 | 0 | 0 | 0 | 0 | 0 | 0 | 0 | 0 | 0 | 0 | 0 | 0 | 0 | 0 | 0 | 0 | 0 | 0 | 0 | 0 | 0 | 0 | 0 | 0
F4_Commercial_Hospital_Existing_Food Preparation_Natural Gas_Griddle_E7 | F4 | Commercial | Hospital | Existing | Food Preparation | Natural Gas | Griddle | E7 | RVT BC Ratio | 0 | 0 | 0 | 0 | 0 | 0 | 0 | 0 | 0 | 0 | 0 | 0 | 0 | 0 | 0 | 0 | 0 | 0 | 0 | 0 | 0 | 0 | 0 | 0 | 0 | 0 | 0 | 0 | 0 | 0 | 0 | 0 | 0
F4_Commercial_Hospital_Existing_Food Preparation_Natural Gas_Griddle_E8 | F4 | Commercial | Hospital | Existing | Food Preparation | Natural Gas | Griddle | E8 | RVT BC Ratio | 0 | 0 | 0 | 0 | 0 | 0 | 0 | 0 | 0 | 0 | 0 | 0 | 0 | 0 | 0 | 0 | 0 | 0 | 0 | 0 | 0 | 0 | 0 | 0 | 0 | 0 | 0 | 0 | 0 | 0 | 0 | 0 | 0
F4_Commercial_Hospital_Existing_Food Preparation_Natural Gas_Griddle_E9 | F4 | Commercial | Hospital | Existing | Food Preparation | Natural Gas | Griddle | E9 | RVT BC Ratio | 0 | 0 | 0 | 0 | 0 | 0 | 0 | 0 | 0 | 0 | 0 | 0 | 0 | 0 | 0 | 0 | 0 | 0 | 0 | 0 | 0 | 0 | 0 | 0 | 0 | 0 | 0 | 0 | 0 | 0 | 0 | 0 | 0
F4_Commercial_Hospital_Existing_Food Preparation_Natural Gas_Griddle_E10 | F4 | Commercial | Hospital | Existing | Food Preparation | Natural Gas | Griddle | E10 | RVT BC Ratio | 0 | 0 | 0 | 0 | 0 | 0 | 0 | 0 | 0 | 0 | 0 | 0 | 0 | 0 | 0 | 0 | 0 | 0 | 0 | 0 | 0 | 0 | 0 | 0 | 0 | 0 | 0 | 0 | 0 | 0 | 0 | 0 | 0
F5_Commercial_Hospital_Existing_Food Preparation_Natural Gas_Griddle_E1 | F5 | Commercial | Hospital | Existing | Food Preparation | Natural Gas | Griddle | E1 | RIM BC Ratio | 1 | 1 | 1 | 0 | 0 | 0 | 0 | 0 | 0 | 0 | 0 | 0 | 0 | 0 | 0 | 0 | 0 | 0 | 0 | 0 | 0 | 0 | 0 | 0 | 0 | 0 | 0 | 0 | 0 | 0 | 0 | 0 | 0
F5_Commercial_Hospital_Existing_Food Preparation_Natural Gas_Griddle_E2 | F5 | Commercial | Hospital | Existing | Food Preparation | Natural Gas | Griddle | E2 | RIM BC Ratio | 0.74999 | 0.75009 | 0.7505 | 1 | 1 | 1 | 1 | 1 | 1 | 1 | 1 | 1 | 1 | 1 | 1 | 1 | 1 | 1 | 1 | 1 | 1 | 1 | 1 | 1 | 1 | 1 | 1 | 1 | 1 | 1 | 1 | 1 | 1
F5_Commercial_Hospital_Existing_Food Preparation_Natural Gas_Griddle_E3 | F5 | Commercial | Hospital | Existing | Food Preparation | Natural Gas | Griddle | E3 | RIM BC Ratio | 0 | 0 | 0 | 0 | 0 | 0 | 0 | 0 | 0 | 0 | 0 | 0 | 0 | 0 | 0 | 0 | 0 | 0 | 0 | 0 | 0 | 0 | 0 | 0 | 0 | 0 | 0 | 0 | 0 | 0 | 0 | 0 | 0
F5_Commercial_Hospital_Existing_Food Preparation_Natural Gas_Griddle_E4 | F5 | Commercial | Hospital | Existing | Food Preparation | Natural Gas | Griddle | E4 | RIM BC Ratio | 0 | 0 | 0 | 0 | 0 | 0 | 0 | 0 | 0 | 0 | 0 | 0 | 0 | 0 | 0 | 0 | 0 | 0 | 0 | 0 | 0 | 0 | 0 | 0 | 0 | 0 | 0 | 0 | 0 | 0 | 0 | 0 | 0
F5_Commercial_Hospital_Existing_Food Preparation_Natural Gas_Griddle_E5 | F5 | Commercial | Hospital | Existing | Food Preparation | Natural Gas | Griddle | E5 | RIM BC Ratio | 0 | 0 | 0 | 0 | 0 | 0 | 0 | 0 | 0 | 0 | 0 | 0 | 0 | 0 | 0 | 0 | 0 | 0 | 0 | 0 | 0 | 0 | 0 | 0 | 0 | 0 | 0 | 0 | 0 | 0 | 0 | 0 | 0
F5_Commercial_Hospital_Existing_Food Preparation_Natural Gas_Griddle_E6 | F5 | Commercial | Hospital | Existing | Food Preparation | Natural Gas | Griddle | E6 | RIM BC Ratio | 0 | 0 | 0 | 0 | 0 | 0 | 0 | 0 | 0 | 0 | 0 | 0 | 0 | 0 | 0 | 0 | 0 | 0 | 0 | 0 | 0 | 0 | 0 | 0 | 0 | 0 | 0 | 0 | 0 | 0 | 0 | 0 | 0
F5_Commercial_Hospital_Existing_Food Preparation_Natural Gas_Griddle_E7 | F5 | Commercial | Hospital | Existing | Food Preparation | Natural Gas | Griddle | E7 | RIM BC Ratio | 0 | 0 | 0 | 0 | 0 | 0 | 0 | 0 | 0 | 0 | 0 | 0 | 0 | 0 | 0 | 0 | 0 | 0 | 0 | 0 | 0 | 0 | 0 | 0 | 0 | 0 | 0 | 0 | 0 | 0 | 0 | 0 | 0
F5_Commercial_Hospital_Existing_Food Preparation_Natural Gas_Griddle_E8 | F5 | Commercial | Hospital | Existing | Food Preparation | Natural Gas | Griddle | E8 | RIM BC Ratio | 0 | 0 | 0 | 0 | 0 | 0 | 0 | 0 | 0 | 0 | 0 | 0 | 0 | 0 | 0 | 0 | 0 | 0 | 0 | 0 | 0 | 0 | 0 | 0 | 0 | 0 | 0 | 0 | 0 | 0 | 0 | 0 | 0
F5_Commercial_Hospital_Existing_Food Preparation_Natural Gas_Griddle_E9 | F5 | Commercial | Hospital | Existing | Food Preparation | Natural Gas | Griddle | E9 | RIM BC Ratio | 0 | 0 | 0 | 0 | 0 | 0 | 0 | 0 | 0 | 0 | 0 | 0 | 0 | 0 | 0 | 0 | 0 | 0 | 0 | 0 | 0 | 0 | 0 | 0 | 0 | 0 | 0 | 0 | 0 | 0 | 0 | 0 | 0
F5_Commercial_Hospital_Existing_Food Preparation_Natural Gas_Griddle_E10 | F5 | Commercial | Hospital | Existing | Food Preparation | Natural Gas | Griddle | E10 | RIM BC Ratio | 0 | 0 | 0 | 0 | 0 | 0 | 0 | 0 | 0 | 0 | 0 | 0 | 0 | 0 | 0 | 0 | 0 | 0 | 0 | 0 | 0 | 0 | 0 | 0 | 0 | 0 | 0 | 0 | 0 | 0 | 0 | 0 | 0
F0_Commercial_Hospital_Existing_Food Preparation_Natural Gas_Range_E0 | F0 | Commercial | Hospital | Existing | Food Preparation | Natural Gas | Range | E0 | Economic Unit | High Efficiency | High Efficiency | High Efficiency | High Efficiency | High Efficiency | High Efficiency | High Efficiency | High Efficiency | High Efficiency | High Efficiency | High Efficiency | High Efficiency | High Efficiency | High Efficiency | High Efficiency | High Efficiency | High Efficiency | High Efficiency | High Efficiency | High Efficiency | High Efficiency | High Efficiency | High Efficiency | High Efficiency | High Efficiency | High Efficiency | High Efficiency | High Efficiency | High Efficiency | High Efficiency | High Efficiency | High Efficiency | High Efficiency
F1_Commercial_Hospital_Existing_Food Preparation_Natural Gas_Range_E1 | F1 | Commercial | Hospital | Existing | Food Preparation | Natural Gas | Range | E1 | CCE | 0 | 0 | 0 | 0 | 0 | 0 | 0 | 0 | 0 | 0 | 0 | 0 | 0 | 0 | 0 | 0 | 0 | 0 | 0 | 0 | 0 | 0 | 0 | 0 | 0 | 0 | 0 | 0 | 0 | 0 | 0 | 0 | 0
F1_Commercial_Hospital_Existing_Food Preparation_Natural Gas_Range_E2 | F1 | Commercial | Hospital | Existing | Food Preparation | Natural Gas | Range | E2 | CCE | 0.00050763 | 0.00052557 | 0.00047179 | 0.00048064 | 0.00048064 | 0.00048064 | 0.00048064 | 0.00048064 | 0.00048064 | 0.00048064 | 0.00048064 | 0.00048064 | 0.00048064 | 0.00048064 | 0.00048064 | 0.00048064 | 0.00048064 | 0.00048064 | 0.00048064 | 0.00048064 | 0.00048064 | 0.00048064 | 0.00048064 | 0.00048064 | 0.00048064 | 0.00048064 | 0.00048064 | 0.00048064 | 0.00048064 | 0.00048064 | 0.00048064 | 0.00048064 | 0.00048064
F1_Commercial_Hospital_Existing_Food Preparation_Natural Gas_Range_E3 | F1 | Commercial | Hospital | Existing | Food Preparation | Natural Gas | Range | E3 | CCE | 0 | 0 | 0 | 0 | 0 | 0 | 0 | 0 | 0 | 0 | 0 | 0 | 0 | 0 | 0 | 0 | 0 | 0 | 0 | 0 | 0 | 0 | 0 | 0 | 0 | 0 | 0 | 0 | 0 | 0 | 0 | 0 | 0
F1_Commercial_Hospital_Existing_Food Preparation_Natural Gas_Range_E4 | F1 | Commercial | Hospital | Existing | Food Preparation | Natural Gas | Range | E4 | CCE | 0 | 0 | 0 | 0 | 0 | 0 | 0 | 0 | 0 | 0 | 0 | 0 | 0 | 0 | 0 | 0 | 0 | 0 | 0 | 0 | 0 | 0 | 0 | 0 | 0 | 0 | 0 | 0 | 0 | 0 | 0 | 0 | 0
F1_Commercial_Hospital_Existing_Food Preparation_Natural Gas_Range_E5 | F1 | Commercial | Hospital | Existing | Food Preparation | Natural Gas | Range | E5 | CCE | 0 | 0 | 0 | 0 | 0 | 0 | 0 | 0 | 0 | 0 | 0 | 0 | 0 | 0 | 0 | 0 | 0 | 0 | 0 | 0 | 0 | 0 | 0 | 0 | 0 | 0 | 0 | 0 | 0 | 0 | 0 | 0 | 0
F1_Commercial_Hospital_Existing_Food Preparation_Natural Gas_Range_E6 | F1 | Commercial | Hospital | Existing | Food Preparation | Natural Gas | Range | E6 | CCE | 0 | 0 | 0 | 0 | 0 | 0 | 0 | 0 | 0 | 0 | 0 | 0 | 0 | 0 | 0 | 0 | 0 | 0 | 0 | 0 | 0 | 0 | 0 | 0 | 0 | 0 | 0 | 0 | 0 | 0 | 0 | 0 | 0
F1_Commercial_Hospital_Existing_Food Preparation_Natural Gas_Range_E7 | F1 | Commercial | Hospital | Existing | Food Preparation | Natural Gas | Range | E7 | CCE | 0 | 0 | 0 | 0 | 0 | 0 | 0 | 0 | 0 | 0 | 0 | 0 | 0 | 0 | 0 | 0 | 0 | 0 | 0 | 0 | 0 | 0 | 0 | 0 | 0 | 0 | 0 | 0 | 0 | 0 | 0 | 0 | 0
F1_Commercial_Hospital_Existing_Food Preparation_Natural Gas_Range_E8 | F1 | Commercial | Hospital | Existing | Food Preparation | Natural Gas | Range | E8 | CCE | 0 | 0 | 0 | 0 | 0 | 0 | 0 | 0 | 0 | 0 | 0 | 0 | 0 | 0 | 0 | 0 | 0 | 0 | 0 | 0 | 0 | 0 | 0 | 0 | 0 | 0 | 0 | 0 | 0 | 0 | 0 | 0 | 0
F1_Commercial_Hospital_Existing_Food Preparation_Natural Gas_Range_E9 | F1 | Commercial | Hospital | Existing | Food Preparation | Natural Gas | Range | E9 | CCE | 0 | 0 | 0 | 0 | 0 | 0 | 0 | 0 | 0 | 0 | 0 | 0 | 0 | 0 | 0 | 0 | 0 | 0 | 0 | 0 | 0 | 0 | 0 | 0 | 0 | 0 | 0 | 0 | 0 | 0 | 0 | 0 | 0
F1_Commercial_Hospital_Existing_Food Preparation_Natural Gas_Range_E10 | F1 | Commercial | Hospital | Existing | Food Preparation | Natural Gas | Range | E10 | CCE | 0 | 0 | 0 | 0 | 0 | 0 | 0 | 0 | 0 | 0 | 0 | 0 | 0 | 0 | 0 | 0 | 0 | 0 | 0 | 0 | 0 | 0 | 0 | 0 | 0 | 0 | 0 | 0 | 0 | 0 | 0 | 0 | 0
F2_Commercial_Hospital_Existing_Food Preparation_Natural Gas_Range_E1 | F2 | Commercial | Hospital | Existing | Food Preparation | Natural Gas | Range | E1 | TRC BC Ratio | bar: 2019 to 2051
F2_Commercial_Hospital_Existing_Food Preparation_Natural Gas_Range_E2 | F2 | Commercial | Hospital | Existing | Food Preparation | Natural Gas | Range | E2 | TRC BC Ratio | 3238.1763 | 3237.6638 | 3253.2359 | 3229.2965 | 3214.742 | 3225.333 | 3257.2017 | 3282.3529 | 3313.5879 | 3343.0653 | 3372.7037 | 3399.9187 | 3429.0969 | 3459.5906 | 3488.7267 | 3518.3834 | 3548.5216 | 3581.2716 | 3615.4555 | 3651.453 | 3686.9037 | 3723.9437 | 3758.1113 | 3793.4744 | 3824.7719 | 3851.8132 | 3876.4326 | 3897.6637 | 3914.2981 | 3927.934 | 3935.3605 | 3940.3394 | 3940.3394
F2_Commercial_Hospital_Existing_Food Preparation_Natural Gas_Range_E3 | F2 | Commercial | Hospital | Existing | Food Preparation | Natural Gas | Range | E3 | TRC BC Ratio | 0 | 0 | 0 | 0 | 0 | 0 | 0 | 0 | 0 | 0 | 0 | 0 | 0 | 0 | 0 | 0 | 0 | 0 | 0 | 0 | 0 | 0 | 0 | 0 | 0 | 0 | 0 | 0 | 0 | 0 | 0 | 0 | 0
F2_Commercial_Hospital_Existing_Food Preparation_Natural Gas_Range_E4 | F2 | Commercial | Hospital | Existing | Food Preparation | Natural Gas | Range | E4 | TRC BC Ratio | 0 | 0 | 0 | 0 | 0 | 0 | 0 | 0 | 0 | 0 | 0 | 0 | 0 | 0 | 0 | 0 | 0 | 0 | 0 | 0 | 0 | 0 | 0 | 0 | 0 | 0 | 0 | 0 | 0 | 0 | 0 | 0 | 0
F2_Commercial_Hospital_Existing_Food Preparation_Natural Gas_Range_E5 | F2 | Commercial | Hospital | Existing | Food Preparation | Natural Gas | Range | E5 | TRC BC Ratio | 0 | 0 | 0 | 0 | 0 | 0 | 0 | 0 | 0 | 0 | 0 | 0 | 0 | 0 | 0 | 0 | 0 | 0 | 0 | 0 | 0 | 0 | 0 | 0 | 0 | 0 | 0 | 0 | 0 | 0 | 0 | 0 | 0
F2_Commercial_Hospital_Existing_Food Preparation_Natural Gas_Range_E6 | F2 | Commercial | Hospital | Existing | Food Preparation | Natural Gas | Range | E6 | TRC BC Ratio | 0 | 0 | 0 | 0 | 0 | 0 | 0 | 0 | 0 | 0 | 0 | 0 | 0 | 0 | 0 | 0 | 0 | 0 | 0 | 0 | 0 | 0 | 0 | 0 | 0 | 0 | 0 | 0 | 0 | 0 | 0 | 0 | 0
F2_Commercial_Hospital_Existing_Food Preparation_Natural Gas_Range_E7 | F2 | Commercial | Hospital | Existing | Food Preparation | Natural Gas | Range | E7 | TRC BC Ratio | 0 | 0 | 0 | 0 | 0 | 0 | 0 | 0 | 0 | 0 | 0 | 0 | 0 | 0 | 0 | 0 | 0 | 0 | 0 | 0 | 0 | 0 | 0 | 0 | 0 | 0 | 0 | 0 | 0 | 0 | 0 | 0 | 0
F2_Commercial_Hospital_Existing_Food Preparation_Natural Gas_Range_E8 | F2 | Commercial | Hospital | Existing | Food Preparation | Natural Gas | Range | E8 | TRC BC Ratio | 0 | 0 | 0 | 0 | 0 | 0 | 0 | 0 | 0 | 0 | 0 | 0 | 0 | 0 | 0 | 0 | 0 | 0 | 0 | 0 | 0 | 0 | 0 | 0 | 0 | 0 | 0 | 0 | 0 | 0 | 0 | 0 | 0
F2_Commercial_Hospital_Existing_Food Preparation_Natural Gas_Range_E9 | F2 | Commercial | Hospital | Existing | Food Preparation | Natural Gas | Range | E9 | TRC BC Ratio | 0 | 0 | 0 | 0 | 0 | 0 | 0 | 0 | 0 | 0 | 0 | 0 | 0 | 0 | 0 | 0 | 0 | 0 | 0 | 0 | 0 | 0 | 0 | 0 | 0 | 0 | 0 | 0 | 0 | 0 | 0 | 0 | 0
F2_Commercial_Hospital_Existing_Food Preparation_Natural Gas_Range_E10 | F2 | Commercial | Hospital | Existing | Food Preparation | Natural Gas | Range | E10 | TRC BC Ratio | 0 | 0 | 0 | 0 | 0 | 0 | 0 | 0 | 0 | 0 | 0 | 0 | 0 | 0 | 0 | 0 | 0 | 0 | 0 | 0 | 0 | 0 | 0 | 0 | 0 | 0 | 0 | 0 | 0 | 0 | 0 | 0 | 0
F3_Commercial_Hospital_Existing_Food Preparation_Natural Gas_Range_E1 | F3 | Commercial | Hospital | Existing | Food Preparation | Natural Gas | Range | E1 | PACT BC Ratio | bar: 2019 to 2051
F3_Commercial_Hospital_Existing_Food Preparation_Natural Gas_Range_E2 | F3 | Commercial | Hospital | Existing | Food Preparation | Natural Gas | Range | E2 | PACT BC Ratio | 4317.5684 | 4316.8851 | 4337.6479 | 4305.7287 | 4286.3226 | 4300.444 | 4342.9357 | 4376.4705 | 4418.1173 | 4457.4204 | 4496.9383 | 4533.2249 | 4572.1292 | 4612.7875 | 4651.6356 | 4691.1778 | 4731.3622 | 4775.0288 | 4820.6073 | 4868.604 | 4915.8716 | 4965.2582 | 5010.815 | 5057.9659 | 5099.6959 | 5135.7509 | 5168.5769 | 5196.8849 | 5219.0641 | 5237.2453 | 5247.1473 | 5253.7859 | 5253.7859
F3_Commercial_Hospital_Existing_Food Preparation_Natural Gas_Range_E3 | F3 | Commercial | Hospital | Existing | Food Preparation | Natural Gas | Range | E3 | PACT BC Ratio | 0 | 0 | 0 | 0 | 0 | 0 | 0 | 0 | 0 | 0 | 0 | 0 | 0 | 0 | 0 | 0 | 0 | 0 | 0 | 0 | 0 | 0 | 0 | 0 | 0 | 0 | 0 | 0 | 0 | 0 | 0 | 0 | 0
F3_Commercial_Hospital_Existing_Food Preparation_Natural Gas_Range_E4 | F3 | Commercial | Hospital | Existing | Food Preparation | Natural Gas | Range | E4 | PACT BC Ratio | 0 | 0 | 0 | 0 | 0 | 0 | 0 | 0 | 0 | 0 | 0 | 0 | 0 | 0 | 0 | 0 | 0 | 0 | 0 | 0 | 0 | 0 | 0 | 0 | 0 | 0 | 0 | 0 | 0 | 0 | 0 | 0 | 0
F3_Commercial_Hospital_Existing_Food Preparation_Natural Gas_Range_E5 | F3 | Commercial | Hospital | Existing | Food Preparation | Natural Gas | Range | E5 | PACT BC Ratio | 0 | 0 | 0 | 0 | 0 | 0 | 0 | 0 | 0 | 0 | 0 | 0 | 0 | 0 | 0 | 0 | 0 | 0 | 0 | 0 | 0 | 0 | 0 | 0 | 0 | 0 | 0 | 0 | 0 | 0 | 0 | 0 | 0
F3_Commercial_Hospital_Existing_Food Preparation_Natural Gas_Range_E6 | F3 | Commercial | Hospital | Existing | Food Preparation | Natural Gas | Range | E6 | PACT BC Ratio | 0 | 0 | 0 | 0 | 0 | 0 | 0 | 0 | 0 | 0 | 0 | 0 | 0 | 0 | 0 | 0 | 0 | 0 | 0 | 0 | 0 | 0 | 0 | 0 | 0 | 0 | 0 | 0 | 0 | 0 | 0 | 0 | 0
F3_Commercial_Hospital_Existing_Food Preparation_Natural Gas_Range_E7 | F3 | Commercial | Hospital | Existing | Food Preparation | Natural Gas | Range | E7 | PACT BC Ratio | 0 | 0 | 0 | 0 | 0 | 0 | 0 | 0 | 0 | 0 | 0 | 0 | 0 | 0 | 0 | 0 | 0 | 0 | 0 | 0 | 0 | 0 | 0 | 0 | 0 | 0 | 0 | 0 | 0 | 0 | 0 | 0 | 0
F3_Commercial_Hospital_Existing_Food Preparation_Natural Gas_Range_E8 | F3 | Commercial | Hospital | Existing | Food Preparation | Natural Gas | Range | E8 | PACT BC Ratio | 0 | 0 | 0 | 0 | 0 | 0 | 0 | 0 | 0 | 0 | 0 | 0 | 0 | 0 | 0 | 0 | 0 | 0 | 0 | 0 | 0 | 0 | 0 | 0 | 0 | 0 | 0 | 0 | 0 | 0 | 0 | 0 | 0
F3_Commercial_Hospital_Existing_Food Preparation_Natural Gas_Range_E9 | F3 | Commercial | Hospital | Existing | Food Preparation | Natural Gas | Range | E9 | PACT BC Ratio | 0 | 0 | 0 | 0 | 0 | 0 | 0 | 0 | 0 | 0 | 0 | 0 | 0 | 0 | 0 | 0 | 0 | 0 | 0 | 0 | 0 | 0 | 0 | 0 | 0 | 0 | 0 | 0 | 0 | 0 | 0 | 0 | 0
F3_Commercial_Hospital_Existing_Food Preparation_Natural Gas_Range_E10 | F3 | Commercial | Hospital | Existing | Food Preparation | Natural Gas | Range | E10 | PACT BC Ratio | 0 | 0 | 0 | 0 | 0 | 0 | 0 | 0 | 0 | 0 | 0 | 0 | 0 | 0 | 0 | 0 | 0 | 0 | 0 | 0 | 0 | 0 | 0 | 0 | 0 | 0 | 0 | 0 | 0 | 0 | 0 | 0 | 0
F4_Commercial_Hospital_Existing_Food Preparation_Natural Gas_Range_E1 | F4 | Commercial | Hospital | Existing | Food Preparation | Natural Gas | Range | E1 | RVT BC Ratio | bar: 2019 to 2051
F4_Commercial_Hospital_Existing_Food Preparation_Natural Gas_Range_E2 | F4 | Commercial | Hospital | Existing | Food Preparation | Natural Gas | Range | E2 | RVT BC Ratio | 4656.1553 | 4655.4185 | 4677.8062 | 4643.389 | 4622.4643 | 4637.6907 | 4683.5078 | 4719.667 | 4764.573 | 4806.9519 | 4849.5624 | 4888.6888 | 4930.6377 | 4974.4778 | 5016.3662 | 5059.0029 | 5102.332 | 5149.4159 | 5198.5613 | 5250.3142 | 5301.2809 | 5354.5324 | 5403.6544 | 5454.4953 | 5499.491 | 5538.3676 | 5573.7625 | 5604.2859 | 5628.2008 | 5647.8049 | 5658.4818 | 5665.6399 | 5665.6399
F4_Commercial_Hospital_Existing_Food Preparation_Natural Gas_Range_E3 | F4 | Commercial | Hospital | Existing | Food Preparation | Natural Gas | Range | E3 | RVT BC Ratio | 0 | 0 | 0 | 0 | 0 | 0 | 0 | 0 | 0 | 0 | 0 | 0 | 0 | 0 | 0 | 0 | 0 | 0 | 0 | 0 | 0 | 0 | 0 | 0 | 0 | 0 | 0 | 0 | 0 | 0 | 0 | 0 | 0
F4_Commercial_Hospital_Existing_Food Preparation_Natural Gas_Range_E4 | F4 | Commercial | Hospital | Existing | Food Preparation | Natural Gas | Range | E4 | RVT BC Ratio | 0 | 0 | 0 | 0 | 0 | 0 | 0 | 0 | 0 | 0 | 0 | 0 | 0 | 0 | 0 | 0 | 0 | 0 | 0 | 0 | 0 | 0 | 0 | 0 | 0 | 0 | 0 | 0 | 0 | 0 | 0 | 0 | 0
F4_Commercial_Hospital_Existing_Food Preparation_Natural Gas_Range_E5 | F4 | Commercial | Hospital | Existing | Food Preparation | Natural Gas | Range | E5 | RVT BC Ratio | 0 | 0 | 0 | 0 | 0 | 0 | 0 | 0 | 0 | 0 | 0 | 0 | 0 | 0 | 0 | 0 | 0 | 0 | 0 | 0 | 0 | 0 | 0 | 0 | 0 | 0 | 0 | 0 | 0 | 0 | 0 | 0 | 0
F4_Commercial_Hospital_Existing_Food Preparation_Natural Gas_Range_E6 | F4 | Commercial | Hospital | Existing | Food Preparation | Natural Gas | Range | E6 | RVT BC Ratio | 0 | 0 | 0 | 0 | 0 | 0 | 0 | 0 | 0 | 0 | 0 | 0 | 0 | 0 | 0 | 0 | 0 | 0 | 0 | 0 | 0 | 0 | 0 | 0 | 0 | 0 | 0 | 0 | 0 | 0 | 0 | 0 | 0
F4_Commercial_Hospital_Existing_Food Preparation_Natural Gas_Range_E7 | F4 | Commercial | Hospital | Existing | Food Preparation | Natural Gas | Range | E7 | RVT BC Ratio | 0 | 0 | 0 | 0 | 0 | 0 | 0 | 0 | 0 | 0 | 0 | 0 | 0 | 0 | 0 | 0 | 0 | 0 | 0 | 0 | 0 | 0 | 0 | 0 | 0 | 0 | 0 | 0 | 0 | 0 | 0 | 0 | 0
F4_Commercial_Hospital_Existing_Food Preparation_Natural Gas_Range_E8 | F4 | Commercial | Hospital | Existing | Food Preparation | Natural Gas | Range | E8 | RVT BC Ratio | 0 | 0 | 0 | 0 | 0 | 0 | 0 | 0 | 0 | 0 | 0 | 0 | 0 | 0 | 0 | 0 | 0 | 0 | 0 | 0 | 0 | 0 | 0 | 0 | 0 | 0 | 0 | 0 | 0 | 0 | 0 | 0 | 0
F4_Commercial_Hospital_Existing_Food Preparation_Natural Gas_Range_E9 | F4 | Commercial | Hospital | Existing | Food Preparation | Natural Gas | Range | E9 | RVT BC Ratio | 0 | 0 | 0 | 0 | 0 | 0 | 0 | 0 | 0 | 0 | 0 | 0 | 0 | 0 | 0 | 0 | 0 | 0 | 0 | 0 | 0 | 0 | 0 | 0 | 0 | 0 | 0 | 0 | 0 | 0 | 0 | 0 | 0
F4_Commercial_Hospital_Existing_Food Preparation_Natural Gas_Range_E10 | F4 | Commercial | Hospital | Existing | Food Preparation | Natural Gas | Range | E10 | RVT BC Ratio | 0 | 0 | 0 | 0 | 0 | 0 | 0 | 0 | 0 | 0 | 0 | 0 | 0 | 0 | 0 | 0 | 0 | 0 | 0 | 0 | 0 | 0 | 0 | 0 | 0 | 0 | 0 | 0 | 0 | 0 | 0 | 0 | 0
F5_Commercial_Hospital_Existing_Food Preparation_Natural Gas_Range_E1 | F5 | Commercial | Hospital | Existing | Food Preparation | Natural Gas | Range | E1 | RIM BC Ratio | bar: 2019 to 2051
F5_Commercial_Hospital_Existing_Food Preparation_Natural Gas_Range_E2 | F5 | Commercial | Hospital | Existing | Food Preparation | Natural Gas | Range | E2 | RIM BC Ratio | 0.83452 | 0.83452 | 0.83452 | 0.83452 | 0.83452 | 0.83452 | 0.83452 | 0.83452 | 0.83452 | 0.83452 | 0.83452 | 0.83453 | 0.83453 | 0.83453 | 0.83453 | 0.83453 | 0.83453 | 0.83453 | 0.83453 | 0.83454 | 0.83454 | 0.83454 | 0.83454 | 0.83454 | 0.83454 | 0.83454 | 0.83454 | 0.83455 | 0.83455 | 0.83455 | 0.83455 | 0.83455 | 0.83455
F5_Commercial_Hospital_Existing_Food Preparation_Natural Gas_Range_E3 | F5 | Commercial | Hospital | Existing | Food Preparation | Natural Gas | Range | E3 | RIM BC Ratio | 0 | 0 | 0 | 0 | 0 | 0 | 0 | 0 | 0 | 0 | 0 | 0 | 0 | 0 | 0 | 0 | 0 | 0 | 0 | 0 | 0 | 0 | 0 | 0 | 0 | 0 | 0 | 0 | 0 | 0 | 0 | 0 | 0
F5_Commercial_Hospital_Existing_Food Preparation_Natural Gas_Range_E4 | F5 | Commercial | Hospital | Existing | Food Preparation | Natural Gas | Range | E4 | RIM BC Ratio | 0 | 0 | 0 | 0 | 0 | 0 | 0 | 0 | 0 | 0 | 0 | 0 | 0 | 0 | 0 | 0 | 0 | 0 | 0 | 0 | 0 | 0 | 0 | 0 | 0 | 0 | 0 | 0 | 0 | 0 | 0 | 0 | 0
F5_Commercial_Hospital_Existing_Food Preparation_Natural Gas_Range_E5 | F5 | Commercial | Hospital | Existing | Food Preparation | Natural Gas | Range | E5 | RIM BC Ratio | 0 | 0 | 0 | 0 | 0 | 0 | 0 | 0 | 0 | 0 | 0 | 0 | 0 | 0 | 0 | 0 | 0 | 0 | 0 | 0 | 0 | 0 | 0 | 0 | 0 | 0 | 0 | 0 | 0 | 0 | 0 | 0 | 0
F5_Commercial_Hospital_Existing_Food Preparation_Natural Gas_Range_E6 | F5 | Commercial | Hospital | Existing | Food Preparation | Natural Gas | Range | E6 | RIM BC Ratio | 0 | 0 | 0 | 0 | 0 | 0 | 0 | 0 | 0 | 0 | 0 | 0 | 0 | 0 | 0 | 0 | 0 | 0 | 0 | 0 | 0 | 0 | 0 | 0 | 0 | 0 | 0 | 0 | 0 | 0 | 0 | 0 | 0
F5_Commercial_Hospital_Existing_Food Preparation_Natural Gas_Range_E7 | F5 | Commercial | Hospital | Existing | Food Preparation | Natural Gas | Range | E7 | RIM BC Ratio | 0 | 0 | 0 | 0 | 0 | 0 | 0 | 0 | 0 | 0 | 0 | 0 | 0 | 0 | 0 | 0 | 0 | 0 | 0 | 0 | 0 | 0 | 0 | 0 | 0 | 0 | 0 | 0 | 0 | 0 | 0 | 0 | 0
F5_Commercial_Hospital_Existing_Food Preparation_Natural Gas_Range_E8 | F5 | Commercial | Hospital | Existing | Food Preparation | Natural Gas | Range | E8 | RIM BC Ratio | 0 | 0 | 0 | 0 | 0 | 0 | 0 | 0 | 0 | 0 | 0 | 0 | 0 | 0 | 0 | 0 | 0 | 0 | 0 | 0 | 0 | 0 | 0 | 0 | 0 | 0 | 0 | 0 | 0 | 0 | 0 | 0 | 0
F5_Commercial_Hospital_Existing_Food Preparation_Natural Gas_Range_E9 | F5 | Commercial | Hospital | Existing | Food Preparation | Natural Gas | Range | E9 | RIM BC Ratio | 0 | 0 | 0 | 0 | 0 | 0 | 0 | 0 | 0 | 0 | 0 | 0 | 0 | 0 | 0 | 0 | 0 | 0 | 0 | 0 | 0 | 0 | 0 | 0 | 0 | 0 | 0 | 0 | 0 | 0 | 0 | 0 | 0
F5_Commercial_Hospital_Existing_Food Preparation_Natural Gas_Range_E10 | F5 | Commercial | Hospital | Existing | Food Preparation | Natural Gas | Range | E10 | RIM BC Ratio | 0 | 0 | 0 | 0 | 0 | 0 | 0 | 0 | 0 | 0 | 0 | 0 | 0 | 0 | 0 | 0 | 0 | 0 | 0 | 0 | 0 | 0 | 0 | 0 | 0 | 0 | 0 | 0 | 0 | 0 | 0 | 0 | 0
F0_Commercial_Hospital_Existing_Food Preparation_Natural Gas_Steamer_E0 | F0 | Commercial | Hospital | Existing | Food Preparation | Natural Gas | Steamer | E0 | Economic Unit | ENERGY STAR | ENERGY STAR | ENERGY STAR | ENERGY STAR | ENERGY STAR | ENERGY STAR | ENERGY STAR | ENERGY STAR | ENERGY STAR | ENERGY STAR | ENERGY STAR | ENERGY STAR | ENERGY STAR | ENERGY STAR | ENERGY STAR | ENERGY STAR | ENERGY STAR | ENERGY STAR | ENERGY STAR | ENERGY STAR | ENERGY STAR | ENERGY STAR | ENERGY STAR | ENERGY STAR | ENERGY STAR | ENERGY STAR | ENERGY STAR | ENERGY STAR | ENERGY STAR | ENERGY STAR | ENERGY STAR | ENERGY STAR | ENERGY STAR
F1_Commercial_Hospital_Existing_Food Preparation_Natural Gas_Steamer_E1 | F1 | Commercial | Hospital | Existing | Food Preparation | Natural Gas | Steamer | E1 | CCE | 0 | 0 | 0 | 0 | 0 | 0 | 0 | 0 | 0 | 0 | 0 | 0 | 0 | 0 | 0 | 0 | 0 | 0 | 0 | 0 | 0 | 0 | 0 | 0 | 0 | 0 | 0 | 0 | 0 | 0 | 0 | 0 | 0
F1_Commercial_Hospital_Existing_Food Preparation_Natural Gas_Steamer_E2 | F1 | Commercial | Hospital | Existing | Food Preparation | Natural Gas | Steamer | E2 | CCE | 0.11364 | 0.11765 | 0.10562 | 0 | 0 | 0 | 0 | 0 | 0 | 0 | 0 | 0 | 0 | 0 | 0 | 0 | 0 | 0 | 0 | 0 | 0 | 0 | 0 | 0 | 0 | 0 | 0 | 0 | 0 | 0 | 0 | 0 | 0
F1_Commercial_Hospital_Existing_Food Preparation_Natural Gas_Steamer_E3 | F1 | Commercial | Hospital | Existing | Food Preparation | Natural Gas | Steamer | E3 | CCE | 0 | 0 | 0 | 0 | 0 | 0 | 0 | 0 | 0 | 0 | 0 | 0 | 0 | 0 | 0 | 0 | 0 | 0 | 0 | 0 | 0 | 0 | 0 | 0 | 0 | 0 | 0 | 0 | 0 | 0 | 0 | 0 | 0
F1_Commercial_Hospital_Existing_Food Preparation_Natural Gas_Steamer_E4 | F1 | Commercial | Hospital | Existing | Food Preparation | Natural Gas | Steamer | E4 | CCE | 0 | 0 | 0 | 0 | 0 | 0 | 0 | 0 | 0 | 0 | 0 | 0 | 0 | 0 | 0 | 0 | 0 | 0 | 0 | 0 | 0 | 0 | 0 | 0 | 0 | 0 | 0 | 0 | 0 | 0 | 0 | 0 | 0
F1_Commercial_Hospital_Existing_Food Preparation_Natural Gas_Steamer_E5 | F1 | Commercial | Hospital | Existing | Food Preparation | Natural Gas | Steamer | E5 | CCE | 0 | 0 | 0 | 0 | 0 | 0 | 0 | 0 | 0 | 0 | 0 | 0 | 0 | 0 | 0 | 0 | 0 | 0 | 0 | 0 | 0 | 0 | 0 | 0 | 0 | 0 | 0 | 0 | 0 | 0 | 0 | 0 | 0
F1_Commercial_Hospital_Existing_Food Preparation_Natural Gas_Steamer_E6 | F1 | Commercial | Hospital | Existing | Food Preparation | Natural Gas | Steamer | E6 | CCE | 0 | 0 | 0 | 0 | 0 | 0 | 0 | 0 | 0 | 0 | 0 | 0 | 0 | 0 | 0 | 0 | 0 | 0 | 0 | 0 | 0 | 0 | 0 | 0 | 0 | 0 | 0 | 0 | 0 | 0 | 0 | 0 | 0
F1_Commercial_Hospital_Existing_Food Preparation_Natural Gas_Steamer_E7 | F1 | Commercial | Hospital | Existing | Food Preparation | Natural Gas | Steamer | E7 | CCE | 0 | 0 | 0 | 0 | 0 | 0 | 0 | 0 | 0 | 0 | 0 | 0 | 0 | 0 | 0 | 0 | 0 | 0 | 0 | 0 | 0 | 0 | 0 | 0 | 0 | 0 | 0 | 0 | 0 | 0 | 0 | 0 | 0
F1_Commercial_Hospital_Existing_Food Preparation_Natural Gas_Steamer_E8 | F1 | Commercial | Hospital | Existing | Food Preparation | Natural Gas | Steamer | E8 | CCE | 0 | 0 | 0 | 0 | 0 | 0 | 0 | 0 | 0 | 0 | 0 | 0 | 0 | 0 | 0 | 0 | 0 | 0 | 0 | 0 | 0 | 0 | 0 | 0 | 0 | 0 | 0 | 0 | 0 | 0 | 0 | 0 | 0
F1_Commercial_Hospital_Existing_Food Preparation_Natural Gas_Steamer_E9 | F1 | Commercial | Hospital | Existing | Food Preparation | Natural Gas | Steamer | E9 | CCE | 0 | 0 | 0 | 0 | 0 | 0 | 0 | 0 | 0 | 0 | 0 | 0 | 0 | 0 | 0 | 0 | 0 | 0 | 0 | 0 | 0 | 0 | 0 | 0 | 0 | 0 | 0 | 0 | 0 | 0 | 0 | 0 | 0
F1_Commercial_Hospital_Existing_Food Preparation_Natural Gas_Steamer_E10 | F1 | Commercial | Hospital | Existing | Food Preparation | Natural Gas | Steamer | E10 | CCE | 0 | 0 | 0 | 0 | 0 | 0 | 0 | 0 | 0 | 0 | 0 | 0 | 0 | 0 | 0 | 0 | 0 | 0 | 0 | 0 | 0 | 0 | 0 | 0 | 0 | 0 | 0 | 0 | 0 | 0 | 0 | 0 | 0
F2_Commercial_Hospital_Existing_Food Preparation_Natural Gas_Steamer_E1 | F2 | Commercial | Hospital | Existing | Food Preparation | Natural Gas | Steamer | E1 | TRC BC Ratio | 1 | 1 | 1 | 0 | 0 | 0 | 0 | 0 | 0 | 0 | 0 | 0 | 0 | 0 | 0 | 0 | 0 | 0 | 0 | 0 | 0 | 0 | 0 | 0 | 0 | 0 | 0 | 0 | 0 | 0 | 0 | 0 | 0
F2_Commercial_Hospital_Existing_Food Preparation_Natural Gas_Steamer_E2 | F2 | Commercial | Hospital | Existing | Food Preparation | Natural Gas | Steamer | E2 | TRC BC Ratio | 14.4302 | 14.4472 | 14.5249 | 1 | 1 | 1 | 1 | 1 | 1 | 1 | 1 | 1 | 1 | 1 | 1 | 1 | 1 | 1 | 1 | 1 | 1 | 1 | 1 | 1 | 1 | 1 | 1 | 1 | 1 | 1 | 1 | 1 | 1
F2_Commercial_Hospital_Existing_Food Preparation_Natural Gas_Steamer_E3 | F2 | Commercial | Hospital | Existing | Food Preparation | Natural Gas | Steamer | E3 | TRC BC Ratio | 0 | 0 | 0 | 0 | 0 | 0 | 0 | 0 | 0 | 0 | 0 | 0 | 0 | 0 | 0 | 0 | 0 | 0 | 0 | 0 | 0 | 0 | 0 | 0 | 0 | 0 | 0 | 0 | 0 | 0 | 0 | 0 | 0
F2_Commercial_Hospital_Existing_Food Preparation_Natural Gas_Steamer_E4 | F2 | Commercial | Hospital | Existing | Food Preparation | Natural Gas | Steamer | E4 | TRC BC Ratio | 0 | 0 | 0 | 0 | 0 | 0 | 0 | 0 | 0 | 0 | 0 | 0 | 0 | 0 | 0 | 0 | 0 | 0 | 0 | 0 | 0 | 0 | 0 | 0 | 0 | 0 | 0 | 0 | 0 | 0 | 0 | 0 | 0
F2_Commercial_Hospital_Existing_Food Preparation_Natural Gas_Steamer_E5 | F2 | Commercial | Hospital | Existing | Food Preparation | Natural Gas | Steamer | E5 | TRC BC Ratio | 0 | 0 | 0 | 0 | 0 | 0 | 0 | 0 | 0 | 0 | 0 | 0 | 0 | 0 | 0 | 0 | 0 | 0 | 0 | 0 | 0 | 0 | 0 | 0 | 0 | 0 | 0 | 0 | 0 | 0 | 0 | 0 | 0
F2_Commercial_Hospital_Existing_Food Preparation_Natural Gas_Steamer_E6 | F2 | Commercial | Hospital | Existing | Food Preparation | Natural Gas | Steamer | E6 | TRC BC Ratio | 0 | 0 | 0 | 0 | 0 | 0 | 0 | 0 | 0 | 0 | 0 | 0 | 0 | 0 | 0 | 0 | 0 | 0 | 0 | 0 | 0 | 0 | 0 | 0 | 0 | 0 | 0 | 0 | 0 | 0 | 0 | 0 | 0
F2_Commercial_Hospital_Existing_Food Preparation_Natural Gas_Steamer_E7 | F2 | Commercial | Hospital | Existing | Food Preparation | Natural Gas | Steamer | E7 | TRC BC Ratio | 0 | 0 | 0 | 0 | 0 | 0 | 0 | 0 | 0 | 0 | 0 | 0 | 0 | 0 | 0 | 0 | 0 | 0 | 0 | 0 | 0 | 0 | 0 | 0 | 0 | 0 | 0 | 0 | 0 | 0 | 0 | 0 | 0
F2_Commercial_Hospital_Existing_Food Preparation_Natural Gas_Steamer_E8 | F2 | Commercial | Hospital | Existing | Food Preparation | Natural Gas | Steamer | E8 | TRC BC Ratio | 0 | 0 | 0 | 0 | 0 | 0 | 0 | 0 | 0 | 0 | 0 | 0 | 0 | 0 | 0 | 0 | 0 | 0 | 0 | 0 | 0 | 0 | 0 | 0 | 0 | 0 | 0 | 0 | 0 | 0 | 0 | 0 | 0
F2_Commercial_Hospital_Existing_Food Preparation_Natural Gas_Steamer_E9 | F2 | Commercial | Hospital | Existing | Food Preparation | Natural Gas | Steamer | E9 | TRC BC Ratio | 0 | 0 | 0 | 0 | 0 | 0 | 0 | 0 | 0 | 0 | 0 | 0 | 0 | 0 | 0 | 0 | 0 | 0 | 0 | 0 | 0 | 0 | 0 | 0 | 0 | 0 | 0 | 0 | 0 | 0 | 0 | 0 | 0
F2_Commercial_Hospital_Existing_Food Preparation_Natural Gas_Steamer_E10 | F2 | Commercial | Hospital | Existing | Food Preparation | Natural Gas | Steamer | E10 | TRC BC Ratio | 0 | 0 | 0 | 0 | 0 | 0 | 0 | 0 | 0 | 0 | 0 | 0 | 0 | 0 | 0 | 0 | 0 | 0 | 0 | 0 | 0 | 0 | 0 | 0 | 0 | 0 | 0 | 0 | 0 | 0 | 0 | 0 | 0
F3_Commercial_Hospital_Existing_Food Preparation_Natural Gas_Steamer_E1 | F3 | Commercial | Hospital | Existing | Food Preparation | Natural Gas | Steamer | E1 | PACT BC Ratio | 1 | 1 | 1 | 0 | 0 | 0 | 0 | 0 | 0 | 0 | 0 | 0 | 0 | 0 | 0 | 0 | 0 | 0 | 0 | 0 | 0 | 0 | 0 | 0 | 0 | 0 | 0 | 0 | 0 | 0 | 0 | 0 | 0
F3_Commercial_Hospital_Existing_Food Preparation_Natural Gas_Steamer_E2 | F3 | Commercial | Hospital | Existing | Food Preparation | Natural Gas | Steamer | E2 | PACT BC Ratio | 19.2403 | 19.2629 | 19.3665 | 1 | 1 | 1 | 1 | 1 | 1 | 1 | 1 | 1 | 1 | 1 | 1 | 1 | 1 | 1 | 1 | 1 | 1 | 1 | 1 | 1 | 1 | 1 | 1 | 1 | 1 | 1 | 1 | 1 | 1
F3_Commercial_Hospital_Existing_Food Preparation_Natural Gas_Steamer_E3 | F3 | Commercial | Hospital | Existing | Food Preparation | Natural Gas | Steamer | E3 | PACT BC Ratio | 0 | 0 | 0 | 0 | 0 | 0 | 0 | 0 | 0 | 0 | 0 | 0 | 0 | 0 | 0 | 0 | 0 | 0 | 0 | 0 | 0 | 0 | 0 | 0 | 0 | 0 | 0 | 0 | 0 | 0 | 0 | 0 | 0
F3_Commercial_Hospital_Existing_Food Preparation_Natural Gas_Steamer_E4 | F3 | Commercial | Hospital | Existing | Food Preparation | Natural Gas | Steamer | E4 | PACT BC Ratio | 0 | 0 | 0 | 0 | 0 | 0 | 0 | 0 | 0 | 0 | 0 | 0 | 0 | 0 | 0 | 0 | 0 | 0 | 0 | 0 | 0 | 0 | 0 | 0 | 0 | 0 | 0 | 0 | 0 | 0 | 0 | 0 | 0
F3_Commercial_Hospital_Existing_Food Preparation_Natural Gas_Steamer_E5 | F3 | Commercial | Hospital | Existing | Food Preparation | Natural Gas | Steamer | E5 | PACT BC Ratio | 0 | 0 | 0 | 0 | 0 | 0 | 0 | 0 | 0 | 0 | 0 | 0 | 0 | 0 | 0 | 0 | 0 | 0 | 0 | 0 | 0 | 0 | 0 | 0 | 0 | 0 | 0 | 0 | 0 | 0 | 0 | 0 | 0
F3_Commercial_Hospital_Existing_Food Preparation_Natural Gas_Steamer_E6 | F3 | Commercial | Hospital | Existing | Food Preparation | Natural Gas | Steamer | E6 | PACT BC Ratio | 0 | 0 | 0 | 0 | 0 | 0 | 0 | 0 | 0 | 0 | 0 | 0 | 0 | 0 | 0 | 0 | 0 | 0 | 0 | 0 | 0 | 0 | 0 | 0 | 0 | 0 | 0 | 0 | 0 | 0 | 0 | 0 | 0
F3_Commercial_Hospital_Existing_Food Preparation_Natural Gas_Steamer_E7 | F3 | Commercial | Hospital | Existing | Food Preparation | Natural Gas | Steamer | E7 | PACT BC Ratio | 0 | 0 | 0 | 0 | 0 | 0 | 0 | 0 | 0 | 0 | 0 | 0 | 0 | 0 | 0 | 0 | 0 | 0 | 0 | 0 | 0 | 0 | 0 | 0 | 0 | 0 | 0 | 0 | 0 | 0 | 0 | 0 | 0
F3_Commercial_Hospital_Existing_Food Preparation_Natural Gas_Steamer_E8 | F3 | Commercial | Hospital | Existing | Food Preparation | Natural Gas | Steamer | E8 | PACT BC Ratio | 0 | 0 | 0 | 0 | 0 | 0 | 0 | 0 | 0 | 0 | 0 | 0 | 0 | 0 | 0 | 0 | 0 | 0 | 0 | 0 | 0 | 0 | 0 | 0 | 0 | 0 | 0 | 0 | 0 | 0 | 0 | 0 | 0
F3_Commercial_Hospital_Existing_Food Preparation_Natural Gas_Steamer_E9 | F3 | Commercial | Hospital | Existing | Food Preparation | Natural Gas | Steamer | E9 | PACT BC Ratio | 0 | 0 | 0 | 0 | 0 | 0 | 0 | 0 | 0 | 0 | 0 | 0 | 0 | 0 | 0 | 0 | 0 | 0 | 0 | 0 | 0 | 0 | 0 | 0 | 0 | 0 | 0 | 0 | 0 | 0 | 0 | 0 | 0
F3_Commercial_Hospital_Existing_Food Preparation_Natural Gas_Steamer_E10 | F3 | Commercial | Hospital | Existing | Food Preparation | Natural Gas | Steamer | E10 | PACT BC Ratio | 0 | 0 | 0 | 0 | 0 | 0 | 0 | 0 | 0 | 0 | 0 | 0 | 0 | 0 | 0 | 0 | 0 | 0 | 0 | 0 | 0 | 0 | 0 | 0 | 0 | 0 | 0 | 0 | 0 | 0 | 0 | 0 | 0
F4_Commercial_Hospital_Existing_Food Preparation_Natural Gas_Steamer_E1 | F4 | Commercial | Hospital | Existing | Food Preparation | Natural Gas | Steamer | E1 | RVT BC Ratio | 1 | 1 | 1 | 0 | 0 | 0 | 0 | 0 | 0 | 0 | 0 | 0 | 0 | 0 | 0 | 0 | 0 | 0 | 0 | 0 | 0 | 0 | 0 | 0 | 0 | 0 | 0 | 0 | 0 | 0 | 0 | 0 | 0
F4_Commercial_Hospital_Existing_Food Preparation_Natural Gas_Steamer_E2 | F4 | Commercial | Hospital | Existing | Food Preparation | Natural Gas | Steamer | E2 | RVT BC Ratio | 21.446 | 21.4704 | 21.5821 | 1 | 1 | 1 | 1 | 1 | 1 | 1 | 1 | 1 | 1 | 1 | 1 | 1 | 1 | 1 | 1 | 1 | 1 | 1 | 1 | 1 | 1 | 1 | 1 | 1 | 1 | 1 | 1 | 1 | 1
F4_Commercial_Hospital_Existing_Food Preparation_Natural Gas_Steamer_E3 | F4 | Commercial | Hospital | Existing | Food Preparation | Natural Gas | Steamer | E3 | RVT BC Ratio | 0 | 0 | 0 | 0 | 0 | 0 | 0 | 0 | 0 | 0 | 0 | 0 | 0 | 0 | 0 | 0 | 0 | 0 | 0 | 0 | 0 | 0 | 0 | 0 | 0 | 0 | 0 | 0 | 0 | 0 | 0 | 0 | 0
F4_Commercial_Hospital_Existing_Food Preparation_Natural Gas_Steamer_E4 | F4 | Commercial | Hospital | Existing | Food Preparation | Natural Gas | Steamer | E4 | RVT BC Ratio | 0 | 0 | 0 | 0 | 0 | 0 | 0 | 0 | 0 | 0 | 0 | 0 | 0 | 0 | 0 | 0 | 0 | 0 | 0 | 0 | 0 | 0 | 0 | 0 | 0 | 0 | 0 | 0 | 0 | 0 | 0 | 0 | 0
F4_Commercial_Hospital_Existing_Food Preparation_Natural Gas_Steamer_E5 | F4 | Commercial | Hospital | Existing | Food Preparation | Natural Gas | Steamer | E5 | RVT BC Ratio | 0 | 0 | 0 | 0 | 0 | 0 | 0 | 0 | 0 | 0 | 0 | 0 | 0 | 0 | 0 | 0 | 0 | 0 | 0 | 0 | 0 | 0 | 0 | 0 | 0 | 0 | 0 | 0 | 0 | 0 | 0 | 0 | 0
F4_Commercial_Hospital_Existing_Food Preparation_Natural Gas_Steamer_E6 | F4 | Commercial | Hospital | Existing | Food Preparation | Natural Gas | Steamer | E6 | RVT BC Ratio | 0 | 0 | 0 | 0 | 0 | 0 | 0 | 0 | 0 | 0 | 0 | 0 | 0 | 0 | 0 | 0 | 0 | 0 | 0 | 0 | 0 | 0 | 0 | 0 | 0 | 0 | 0 | 0 | 0 | 0 | 0 | 0 | 0
F4_Commercial_Hospital_Existing_Food Preparation_Natural Gas_Steamer_E7 | F4 | Commercial | Hospital | Existing | Food Preparation | Natural Gas | Steamer | E7 | RVT BC Ratio | 0 | 0 | 0 | 0 | 0 | 0 | 0 | 0 | 0 | 0 | 0 | 0 | 0 | 0 | 0 | 0 | 0 | 0 | 0 | 0 | 0 | 0 | 0 | 0 | 0 | 0 | 0 | 0 | 0 | 0 | 0 | 0 | 0
F4_Commercial_Hospital_Existing_Food Preparation_Natural Gas_Steamer_E8 | F4 | Commercial | Hospital | Existing | Food Preparation | Natural Gas | Steamer | E8 | RVT BC Ratio | 0 | 0 | 0 | 0 | 0 | 0 | 0 | 0 | 0 | 0 | 0 | 0 | 0 | 0 | 0 | 0 | 0 | 0 | 0 | 0 | 0 | 0 | 0 | 0 | 0 | 0 | 0 | 0 | 0 | 0 | 0 | 0 | 0
F4_Commercial_Hospital_Existing_Food Preparation_Natural Gas_Steamer_E9 | F4 | Commercial | Hospital | Existing | Food Preparation | Natural Gas | Steamer | E9 | RVT BC Ratio | 0 | 0 | 0 | 0 | 0 | 0 | 0 | 0 | 0 | 0 | 0 | 0 | 0 | 0 | 0 | 0 | 0 | 0 | 0 | 0 | 0 | 0 | 0 | 0 | 0 | 0 | 0 | 0 | 0 | 0 | 0 | 0 | 0
F4_Commercial_Hospital_Existing_Food Preparation_Natural Gas_Steamer_E10 | F4 | Commercial | Hospital | Existing | Food Preparation | Natural Gas | Steamer | E10 | RVT BC Ratio | 0 | 0 | 0 | 0 | 0 | 0 | 0 | 0 | 0 | 0 | 0 | 0 | 0 | 0 | 0 | 0 | 0 | 0 | 0 | 0 | 0 | 0 | 0 | 0 | 0 | 0 | 0 | 0 | 0 | 0 | 0 | 0 | 0
F5_Commercial_Hospital_Existing_Food Preparation_Natural Gas_Steamer_E1 | F5 | Commercial | Hospital | Existing | Food Preparation | Natural Gas | Steamer | E1 | RIM BC Ratio | 1 | 1 | 1 | 0 | 0 | 0 | 0 | 0 | 0 | 0 | 0 | 0 | 0 | 0 | 0 | 0 | 0 | 0 | 0 | 0 | 0 | 0 | 0 | 0 | 0 | 0 | 0 | 0 | 0 | 0 | 0 | 0 | 0
F5_Commercial_Hospital_Existing_Food Preparation_Natural Gas_Steamer_E2 | F5 | Commercial | Hospital | Existing | Food Preparation | Natural Gas | Steamer | E2 | RIM BC Ratio | 0.79997 | 0.80001 | 0.80019 | 1 | 1 | 1 | 1 | 1 | 1 | 1 | 1 | 1 | 1 | 1 | 1 | 1 | 1 | 1 | 1 | 1 | 1 | 1 | 1 | 1 | 1 | 1 | 1 | 1 | 1 | 1 | 1 | 1 | 1
F5_Commercial_Hospital_Existing_Food Preparation_Natural Gas_Steamer_E3 | F5 | Commercial | Hospital | Existing | Food Preparation | Natural Gas | Steamer | E3 | RIM BC Ratio | 0 | 0 | 0 | 0 | 0 | 0 | 0 | 0 | 0 | 0 | 0 | 0 | 0 | 0 | 0 | 0 | 0 | 0 | 0 | 0 | 0 | 0 | 0 | 0 | 0 | 0 | 0 | 0 | 0 | 0 | 0 | 0 | 0
F5_Commercial_Hospital_Existing_Food Preparation_Natural Gas_Steamer_E4 | F5 | Commercial | Hospital | Existing | Food Preparation | Natural Gas | Steamer | E4 | RIM BC Ratio | 0 | 0 | 0 | 0 | 0 | 0 | 0 | 0 | 0 | 0 | 0 | 0 | 0 | 0 | 0 | 0 | 0 | 0 | 0 | 0 | 0 | 0 | 0 | 0 | 0 | 0 | 0 | 0 | 0 | 0 | 0 | 0 | 0
F5_Commercial_Hospital_Existing_Food Preparation_Natural Gas_Steamer_E5 | F5 | Commercial | Hospital | Existing | Food Preparation | Natural Gas | Steamer | E5 | RIM BC Ratio | 0 | 0 | 0 | 0 | 0 | 0 | 0 | 0 | 0 | 0 | 0 | 0 | 0 | 0 | 0 | 0 | 0 | 0 | 0 | 0 | 0 | 0 | 0 | 0 | 0 | 0 | 0 | 0 | 0 | 0 | 0 | 0 | 0
F5_Commercial_Hospital_Existing_Food Preparation_Natural Gas_Steamer_E6 | F5 | Commercial | Hospital | Existing | Food Preparation | Natural Gas | Steamer | E6 | RIM BC Ratio | 0 | 0 | 0 | 0 | 0 | 0 | 0 | 0 | 0 | 0 | 0 | 0 | 0 | 0 | 0 | 0 | 0 | 0 | 0 | 0 | 0 | 0 | 0 | 0 | 0 | 0 | 0 | 0 | 0 | 0 | 0 | 0 | 0
F5_Commercial_Hospital_Existing_Food Preparation_Natural Gas_Steamer_E7 | F5 | Commercial | Hospital | Existing | Food Preparation | Natural Gas | Steamer | E7 | RIM BC Ratio | 0 | 0 | 0 | 0 | 0 | 0 | 0 | 0 | 0 | 0 | 0 | 0 | 0 | 0 | 0 | 0 | 0 | 0 | 0 | 0 | 0 | 0 | 0 | 0 | 0 | 0 | 0 | 0 | 0 | 0 | 0 | 0 | 0
F5_Commercial_Hospital_Existing_Food Preparation_Natural Gas_Steamer_E8 | F5 | Commercial | Hospital | Existing | Food Preparation | Natural Gas | Steamer | E8 | RIM BC Ratio | 0 | 0 | 0 | 0 | 0 | 0 | 0 | 0 | 0 | 0 | 0 | 0 | 0 | 0 | 0 | 0 | 0 | 0 | 0 | 0 | 0 | 0 | 0 | 0 | 0 | 0 | 0 | 0 | 0 | 0 | 0 | 0 | 0
F5_Commercial_Hospital_Existing_Food Preparation_Natural Gas_Steamer_E9 | F5 | Commercial | Hospital | Existing | Food Preparation | Natural Gas | Steamer | E9 | RIM BC Ratio | 0 | 0 | 0 | 0 | 0 | 0 | 0 | 0 | 0 | 0 | 0 | 0 | 0 | 0 | 0 | 0 | 0 | 0 | 0 | 0 | 0 | 0 | 0 | 0 | 0 | 0 | 0 | 0 | 0 | 0 | 0 | 0 | 0
F5_Commercial_Hospital_Existing_Food Preparation_Natural Gas_Steamer_E10 | F5 | Commercial | Hospital | Existing | Food Preparation | Natural Gas | Steamer | E10 | RIM BC Ratio | 0 | 0 | 0 | 0 | 0 | 0 | 0 | 0 | 0 | 0 | 0 | 0 | 0 | 0 | 0 | 0 | 0 | 0 | 0 | 0 | 0 | 0 | 0 | 0 | 0 | 0 | 0 | 0 | 0 | 0 | 0 | 0 | 0
F0_Commercial_Hospital_Existing_Food Preparation_Natural Gas_Food Prep Other_E0 | F0 | Commercial | Hospital | Existing | Food Preparation | Natural Gas | Food Prep Other | E0 | Economic Unit | Standard | Standard | Standard | Standard | Standard | Standard | Standard | Standard | Standard | Standard | Standard | Standard | Standard | Standard | Standard | Standard | Standard | Standard | Standard | Standard | Standard | Standard | Standard | Standard | Standard | Standard | Standard | Standard | Standard | Standard | Standard | Standard | Standard
F1_Commercial_Hospital_Existing_Food Preparation_Natural Gas_Food Prep Other_E1 | F1 | Commercial | Hospital | Existing | Food Preparation | Natural Gas | Food Prep Other | E1 | CCE | 0 | 0 | 0 | 0 | 0 | 0 | 0 | 0 | 0 | 0 | 0 | 0 | 0 | 0 | 0 | 0 | 0 | 0 | 0 | 0 | 0 | 0 | 0 | 0 | 0 | 0 | 0 | 0 | 0 | 0 | 0 | 0 | 0
F1_Commercial_Hospital_Existing_Food Preparation_Natural Gas_Food Prep Other_E2 | F1 | Commercial | Hospital | Existing | Food Preparation | Natural Gas | Food Prep Other | E2 | CCE | 16.9852 | 17.5855 | 15.7861 | 16.0821 | 16.0821 | 16.0821 | 16.0821 | 16.0821 | 16.0821 | 16.0821 | 16.0821 | 16.0821 | 16.0821 | 16.0821 | 16.0821 | 16.0821 | 16.0821 | 16.0821 | 16.0821 | 16.0821 | 16.0821 | 16.0821 | 16.0821 | 16.0821 | 16.0821 | 16.0821 | 16.0821 | 16.0821 | 16.0821 | 16.0821 | 16.0821 | 16.0821 | 16.0821
F1_Commercial_Hospital_Existing_Food Preparation_Natural Gas_Food Prep Other_E3 | F1 | Commercial | Hospital | Existing | Food Preparation | Natural Gas | Food Prep Other | E3 | CCE | 0 | 0 | 0 | 0 | 0 | 0 | 0 | 0 | 0 | 0 | 0 | 0 | 0 | 0 | 0 | 0 | 0 | 0 | 0 | 0 | 0 | 0 | 0 | 0 | 0 | 0 | 0 | 0 | 0 | 0 | 0 | 0 | 0
F1_Commercial_Hospital_Existing_Food Preparation_Natural Gas_Food Prep Other_E4 | F1 | Commercial | Hospital | Existing | Food Preparation | Natural Gas | Food Prep Other | E4 | CCE | 0 | 0 | 0 | 0 | 0 | 0 | 0 | 0 | 0 | 0 | 0 | 0 | 0 | 0 | 0 | 0 | 0 | 0 | 0 | 0 | 0 | 0 | 0 | 0 | 0 | 0 | 0 | 0 | 0 | 0 | 0 | 0 | 0
F1_Commercial_Hospital_Existing_Food Preparation_Natural Gas_Food Prep Other_E5 | F1 | Commercial | Hospital | Existing | Food Preparation | Natural Gas | Food Prep Other | E5 | CCE | 0 | 0 | 0 | 0 | 0 | 0 | 0 | 0 | 0 | 0 | 0 | 0 | 0 | 0 | 0 | 0 | 0 | 0 | 0 | 0 | 0 | 0 | 0 | 0 | 0 | 0 | 0 | 0 | 0 | 0 | 0 | 0 | 0
F1_Commercial_Hospital_Existing_Food Preparation_Natural Gas_Food Prep Other_E6 | F1 | Commercial | Hospital | Existing | Food Preparation | Natural Gas | Food Prep Other | E6 | CCE | 0 | 0 | 0 | 0 | 0 | 0 | 0 | 0 | 0 | 0 | 0 | 0 | 0 | 0 | 0 | 0 | 0 | 0 | 0 | 0 | 0 | 0 | 0 | 0 | 0 | 0 | 0 | 0 | 0 | 0 | 0 | 0 | 0
F1_Commercial_Hospital_Existing_Food Preparation_Natural Gas_Food Prep Other_E7 | F1 | Commercial | Hospital | Existing | Food Preparation | Natural Gas | Food Prep Other | E7 | CCE | 0 | 0 | 0 | 0 | 0 | 0 | 0 | 0 | 0 | 0 | 0 | 0 | 0 | 0 | 0 | 0 | 0 | 0 | 0 | 0 | 0 | 0 | 0 | 0 | 0 | 0 | 0 | 0 | 0 | 0 | 0 | 0 | 0
F1_Commercial_Hospital_Existing_Food Preparation_Natural Gas_Food Prep Other_E8 | F1 | Commercial | Hospital | Existing | Food Preparation | Natural Gas | Food Prep Other | E8 | CCE | 0 | 0 | 0 | 0 | 0 | 0 | 0 | 0 | 0 | 0 | 0 | 0 | 0 | 0 | 0 | 0 | 0 | 0 | 0 | 0 | 0 | 0 | 0 | 0 | 0 | 0 | 0 | 0 | 0 | 0 | 0 | 0 | 0
F1_Commercial_Hospital_Existing_Food Preparation_Natural Gas_Food Prep Other_E9 | F1 | Commercial | Hospital | Existing | Food Preparation | Natural Gas | Food Prep Other | E9 | CCE | 0 | 0 | 0 | 0 | 0 | 0 | 0 | 0 | 0 | 0 | 0 | 0 | 0 | 0 | 0 | 0 | 0 | 0 | 0 | 0 | 0 | 0 | 0 | 0 | 0 | 0 | 0 | 0 | 0 | 0 | 0 | 0 | 0
F1_Commercial_Hospital_Existing_Food Preparation_Natural Gas_Food Prep Other_E10 | F1 | Commercial | Hospital | Existing | Food Preparation | Natural Gas | Food Prep Other | E10 | CCE | 0 | 0 | 0 | 0 | 0 | 0 | 0 | 0 | 0 | 0 | 0 | 0 | 0 | 0 | 0 | 0 | 0 | 0 | 0 | 0 | 0 | 0 | 0 | 0 | 0 | 0 | 0 | 0 | 0 | 0 | 0 | 0 | 0
F2_Commercial_Hospital_Existing_Food Preparation_Natural Gas_Food Prep Other_E1 | F2 | Commercial | Hospital | Existing | Food Preparation | Natural Gas | Food Prep Other | E1 | TRC BC Ratio | bar: 2019 to 2051
F2_Commercial_Hospital_Existing_Food Preparation_Natural Gas_Food Prep Other_E2 | F2 | Commercial | Hospital | Existing | Food Preparation | Natural Gas | Food Prep Other | E2 | TRC BC Ratio | 0.096778 | 0.096763 | 0.097228 | 0.096513 | 0.096078 | 0.096394 | 0.097347 | 0.098099 | 0.099032 | 0.099913 | 0.1008 | 0.10161 | 0.10248 | 0.1034 | 0.10427 | 0.10515 | 0.10605 | 0.10703 | 0.10805 | 0.10913 | 0.11019 | 0.1113 | 0.11232 | 0.11337 | 0.11431 | 0.11512 | 0.11585 | 0.11649 | 0.11699 | 0.11739 | 0.11761 | 0.11776 | 0.11776
F2_Commercial_Hospital_Existing_Food Preparation_Natural Gas_Food Prep Other_E3 | F2 | Commercial | Hospital | Existing | Food Preparation | Natural Gas | Food Prep Other | E3 | TRC BC Ratio | 0 | 0 | 0 | 0 | 0 | 0 | 0 | 0 | 0 | 0 | 0 | 0 | 0 | 0 | 0 | 0 | 0 | 0 | 0 | 0 | 0 | 0 | 0 | 0 | 0 | 0 | 0 | 0 | 0 | 0 | 0 | 0 | 0
F2_Commercial_Hospital_Existing_Food Preparation_Natural Gas_Food Prep Other_E4 | F2 | Commercial | Hospital | Existing | Food Preparation | Natural Gas | Food Prep Other | E4 | TRC BC Ratio | 0 | 0 | 0 | 0 | 0 | 0 | 0 | 0 | 0 | 0 | 0 | 0 | 0 | 0 | 0 | 0 | 0 | 0 | 0 | 0 | 0 | 0 | 0 | 0 | 0 | 0 | 0 | 0 | 0 | 0 | 0 | 0 | 0
F2_Commercial_Hospital_Existing_Food Preparation_Natural Gas_Food Prep Other_E5 | F2 | Commercial | Hospital | Existing | Food Preparation | Natural Gas | Food Prep Other | E5 | TRC BC Ratio | 0 | 0 | 0 | 0 | 0 | 0 | 0 | 0 | 0 | 0 | 0 | 0 | 0 | 0 | 0 | 0 | 0 | 0 | 0 | 0 | 0 | 0 | 0 | 0 | 0 | 0 | 0 | 0 | 0 | 0 | 0 | 0 | 0
F2_Commercial_Hospital_Existing_Food Preparation_Natural Gas_Food Prep Other_E6 | F2 | Commercial | Hospital | Existing | Food Preparation | Natural Gas | Food Prep Other | E6 | TRC BC Ratio | 0 | 0 | 0 | 0 | 0 | 0 | 0 | 0 | 0 | 0 | 0 | 0 | 0 | 0 | 0 | 0 | 0 | 0 | 0 | 0 | 0 | 0 | 0 | 0 | 0 | 0 | 0 | 0 | 0 | 0 | 0 | 0 | 0
F2_Commercial_Hospital_Existing_Food Preparation_Natural Gas_Food Prep Other_E7 | F2 | Commercial | Hospital | Existing | Food Preparation | Natural Gas | Food Prep Other | E7 | TRC BC Ratio | 0 | 0 | 0 | 0 | 0 | 0 | 0 | 0 | 0 | 0 | 0 | 0 | 0 | 0 | 0 | 0 | 0 | 0 | 0 | 0 | 0 | 0 | 0 | 0 | 0 | 0 | 0 | 0 | 0 | 0 | 0 | 0 | 0
F2_Commercial_Hospital_Existing_Food Preparation_Natural Gas_Food Prep Other_E8 | F2 | Commercial | Hospital | Existing | Food Preparation | Natural Gas | Food Prep Other | E8 | TRC BC Ratio | 0 | 0 | 0 | 0 | 0 | 0 | 0 | 0 | 0 | 0 | 0 | 0 | 0 | 0 | 0 | 0 | 0 | 0 | 0 | 0 | 0 | 0 | 0 | 0 | 0 | 0 | 0 | 0 | 0 | 0 | 0 | 0 | 0
F2_Commercial_Hospital_Existing_Food Preparation_Natural Gas_Food Prep Other_E9 | F2 | Commercial | Hospital | Existing | Food Preparation | Natural Gas | Food Prep Other | E9 | TRC BC Ratio | 0 | 0 | 0 | 0 | 0 | 0 | 0 | 0 | 0 | 0 | 0 | 0 | 0 | 0 | 0 | 0 | 0 | 0 | 0 | 0 | 0 | 0 | 0 | 0 | 0 | 0 | 0 | 0 | 0 | 0 | 0 | 0 | 0
F2_Commercial_Hospital_Existing_Food Preparation_Natural Gas_Food Prep Other_E10 | F2 | Commercial | Hospital | Existing | Food Preparation | Natural Gas | Food Prep Other | E10 | TRC BC Ratio | 0 | 0 | 0 | 0 | 0 | 0 | 0 | 0 | 0 | 0 | 0 | 0 | 0 | 0 | 0 | 0 | 0 | 0 | 0 | 0 | 0 | 0 | 0 | 0 | 0 | 0 | 0 | 0 | 0 | 0 | 0 | 0 | 0
F3_Commercial_Hospital_Existing_Food Preparation_Natural Gas_Food Prep Other_E1 | F3 | Commercial | Hospital | Existing | Food Preparation | Natural Gas | Food Prep Other | E1 | PACT BC Ratio | bar: 2019 to 2051
F3_Commercial_Hospital_Existing_Food Preparation_Natural Gas_Food Prep Other_E2 | F3 | Commercial | Hospital | Existing | Food Preparation | Natural Gas | Food Prep Other | E2 | PACT BC Ratio | 0.12904 | 0.12902 | 0.12964 | 0.12868 | 0.1281 | 0.12853 | 0.1298 | 0.1308 | 0.13204 | 0.13322 | 0.1344 | 0.13548 | 0.13665 | 0.13786 | 0.13902 | 0.1402 | 0.1414 | 0.14271 | 0.14407 | 0.14551 | 0.14692 | 0.14839 | 0.14976 | 0.15117 | 0.15241 | 0.15349 | 0.15447 | 0.15532 | 0.15598 | 0.15652 | 0.15682 | 0.15702 | 0.15702
F3_Commercial_Hospital_Existing_Food Preparation_Natural Gas_Food Prep Other_E3 | F3 | Commercial | Hospital | Existing | Food Preparation | Natural Gas | Food Prep Other | E3 | PACT BC Ratio | 0 | 0 | 0 | 0 | 0 | 0 | 0 | 0 | 0 | 0 | 0 | 0 | 0 | 0 | 0 | 0 | 0 | 0 | 0 | 0 | 0 | 0 | 0 | 0 | 0 | 0 | 0 | 0 | 0 | 0 | 0 | 0 | 0
F3_Commercial_Hospital_Existing_Food Preparation_Natural Gas_Food Prep Other_E4 | F3 | Commercial | Hospital | Existing | Food Preparation | Natural Gas | Food Prep Other | E4 | PACT BC Ratio | 0 | 0 | 0 | 0 | 0 | 0 | 0 | 0 | 0 | 0 | 0 | 0 | 0 | 0 | 0 | 0 | 0 | 0 | 0 | 0 | 0 | 0 | 0 | 0 | 0 | 0 | 0 | 0 | 0 | 0 | 0 | 0 | 0
F3_Commercial_Hospital_Existing_Food Preparation_Natural Gas_Food Prep Other_E5 | F3 | Commercial | Hospital | Existing | Food Preparation | Natural Gas | Food Prep Other | E5 | PACT BC Ratio | 0 | 0 | 0 | 0 | 0 | 0 | 0 | 0 | 0 | 0 | 0 | 0 | 0 | 0 | 0 | 0 | 0 | 0 | 0 | 0 | 0 | 0 | 0 | 0 | 0 | 0 | 0 | 0 | 0 | 0 | 0 | 0 | 0
F3_Commercial_Hospital_Existing_Food Preparation_Natural Gas_Food Prep Other_E6 | F3 | Commercial | Hospital | Existing | Food Preparation | Natural Gas | Food Prep Other | E6 | PACT BC Ratio | 0 | 0 | 0 | 0 | 0 | 0 | 0 | 0 | 0 | 0 | 0 | 0 | 0 | 0 | 0 | 0 | 0 | 0 | 0 | 0 | 0 | 0 | 0 | 0 | 0 | 0 | 0 | 0 | 0 | 0 | 0 | 0 | 0
F3_Commercial_Hospital_Existing_Food Preparation_Natural Gas_Food Prep Other_E7 | F3 | Commercial | Hospital | Existing | Food Preparation | Natural Gas | Food Prep Other | E7 | PACT BC Ratio | 0 | 0 | 0 | 0 | 0 | 0 | 0 | 0 | 0 | 0 | 0 | 0 | 0 | 0 | 0 | 0 | 0 | 0 | 0 | 0 | 0 | 0 | 0 | 0 | 0 | 0 | 0 | 0 | 0 | 0 | 0 | 0 | 0
F3_Commercial_Hospital_Existing_Food Preparation_Natural Gas_Food Prep Other_E8 | F3 | Commercial | Hospital | Existing | Food Preparation | Natural Gas | Food Prep Other | E8 | PACT BC Ratio | 0 | 0 | 0 | 0 | 0 | 0 | 0 | 0 | 0 | 0 | 0 | 0 | 0 | 0 | 0 | 0 | 0 | 0 | 0 | 0 | 0 | 0 | 0 | 0 | 0 | 0 | 0 | 0 | 0 | 0 | 0 | 0 | 0
F3_Commercial_Hospital_Existing_Food Preparation_Natural Gas_Food Prep Other_E9 | F3 | Commercial | Hospital | Existing | Food Preparation | Natural Gas | Food Prep Other | E9 | PACT BC Ratio | 0 | 0 | 0 | 0 | 0 | 0 | 0 | 0 | 0 | 0 | 0 | 0 | 0 | 0 | 0 | 0 | 0 | 0 | 0 | 0 | 0 | 0 | 0 | 0 | 0 | 0 | 0 | 0 | 0 | 0 | 0 | 0 | 0
F3_Commercial_Hospital_Existing_Food Preparation_Natural Gas_Food Prep Other_E10 | F3 | Commercial | Hospital | Existing | Food Preparation | Natural Gas | Food Prep Other | E10 | PACT BC Ratio | 0 | 0 | 0 | 0 | 0 | 0 | 0 | 0 | 0 | 0 | 0 | 0 | 0 | 0 | 0 | 0 | 0 | 0 | 0 | 0 | 0 | 0 | 0 | 0 | 0 | 0 | 0 | 0 | 0 | 0 | 0 | 0 | 0
F4_Commercial_Hospital_Existing_Food Preparation_Natural Gas_Food Prep Other_E1 | F4 | Commercial | Hospital | Existing | Food Preparation | Natural Gas | Food Prep Other | E1 | RVT BC Ratio | bar: 2019 to 2051
F4_Commercial_Hospital_Existing_Food Preparation_Natural Gas_Food Prep Other_E2 | F4 | Commercial | Hospital | Existing | Food Preparation | Natural Gas | Food Prep Other | E2 | RVT BC Ratio | 0.83914 | 0.83911 | 0.83978 | 0.83875 | 0.83813 | 0.83858 | 0.83995 | 0.84103 | 0.84238 | 0.84364 | 0.84492 | 0.84609 | 0.84734 | 0.84865 | 0.8499 | 0.85118 | 0.85247 | 0.85388 | 0.85535 | 0.85689 | 0.85842 | 0.86001 | 0.86148 | 0.863 | 0.86434 | 0.8655 | 0.86656 | 0.86747 | 0.86819 | 0.86877 | 0.86909 | 0.86931 | 0.86931
F4_Commercial_Hospital_Existing_Food Preparation_Natural Gas_Food Prep Other_E3 | F4 | Commercial | Hospital | Existing | Food Preparation | Natural Gas | Food Prep Other | E3 | RVT BC Ratio | 0 | 0 | 0 | 0 | 0 | 0 | 0 | 0 | 0 | 0 | 0 | 0 | 0 | 0 | 0 | 0 | 0 | 0 | 0 | 0 | 0 | 0 | 0 | 0 | 0 | 0 | 0 | 0 | 0 | 0 | 0 | 0 | 0
F4_Commercial_Hospital_Existing_Food Preparation_Natural Gas_Food Prep Other_E4 | F4 | Commercial | Hospital | Existing | Food Preparation | Natural Gas | Food Prep Other | E4 | RVT BC Ratio | 0 | 0 | 0 | 0 | 0 | 0 | 0 | 0 | 0 | 0 | 0 | 0 | 0 | 0 | 0 | 0 | 0 | 0 | 0 | 0 | 0 | 0 | 0 | 0 | 0 | 0 | 0 | 0 | 0 | 0 | 0 | 0 | 0
F4_Commercial_Hospital_Existing_Food Preparation_Natural Gas_Food Prep Other_E5 | F4 | Commercial | Hospital | Existing | Food Preparation | Natural Gas | Food Prep Other | E5 | RVT BC Ratio | 0 | 0 | 0 | 0 | 0 | 0 | 0 | 0 | 0 | 0 | 0 | 0 | 0 | 0 | 0 | 0 | 0 | 0 | 0 | 0 | 0 | 0 | 0 | 0 | 0 | 0 | 0 | 0 | 0 | 0 | 0 | 0 | 0
F4_Commercial_Hospital_Existing_Food Preparation_Natural Gas_Food Prep Other_E6 | F4 | Commercial | Hospital | Existing | Food Preparation | Natural Gas | Food Prep Other | E6 | RVT BC Ratio | 0 | 0 | 0 | 0 | 0 | 0 | 0 | 0 | 0 | 0 | 0 | 0 | 0 | 0 | 0 | 0 | 0 | 0 | 0 | 0 | 0 | 0 | 0 | 0 | 0 | 0 | 0 | 0 | 0 | 0 | 0 | 0 | 0
F4_Commercial_Hospital_Existing_Food Preparation_Natural Gas_Food Prep Other_E7 | F4 | Commercial | Hospital | Existing | Food Preparation | Natural Gas | Food Prep Other | E7 | RVT BC Ratio | 0 | 0 | 0 | 0 | 0 | 0 | 0 | 0 | 0 | 0 | 0 | 0 | 0 | 0 | 0 | 0 | 0 | 0 | 0 | 0 | 0 | 0 | 0 | 0 | 0 | 0 | 0 | 0 | 0 | 0 | 0 | 0 | 0
F4_Commercial_Hospital_Existing_Food Preparation_Natural Gas_Food Prep Other_E8 | F4 | Commercial | Hospital | Existing | Food Preparation | Natural Gas | Food Prep Other | E8 | RVT BC Ratio | 0 | 0 | 0 | 0 | 0 | 0 | 0 | 0 | 0 | 0 | 0 | 0 | 0 | 0 | 0 | 0 | 0 | 0 | 0 | 0 | 0 | 0 | 0 | 0 | 0 | 0 | 0 | 0 | 0 | 0 | 0 | 0 | 0
F4_Commercial_Hospital_Existing_Food Preparation_Natural Gas_Food Prep Other_E9 | F4 | Commercial | Hospital | Existing | Food Preparation | Natural Gas | Food Prep Other | E9 | RVT BC Ratio | 0 | 0 | 0 | 0 | 0 | 0 | 0 | 0 | 0 | 0 | 0 | 0 | 0 | 0 | 0 | 0 | 0 | 0 | 0 | 0 | 0 | 0 | 0 | 0 | 0 | 0 | 0 | 0 | 0 | 0 | 0 | 0 | 0
F4_Commercial_Hospital_Existing_Food Preparation_Natural Gas_Food Prep Other_E10 | F4 | Commercial | Hospital | Existing | Food Preparation | Natural Gas | Food Prep Other | E10 | RVT BC Ratio | 0 | 0 | 0 | 0 | 0 | 0 | 0 | 0 | 0 | 0 | 0 | 0 | 0 | 0 | 0 | 0 | 0 | 0 | 0 | 0 | 0 | 0 | 0 | 0 | 0 | 0 | 0 | 0 | 0 | 0 | 0 | 0 | 0
F5_Commercial_Hospital_Existing_Food Preparation_Natural Gas_Food Prep Other_E1 | F5 | Commercial | Hospital | Existing | Food Preparation | Natural Gas | Food Prep Other | E1 | RIM BC Ratio | bar: 2019 to 2051
F5_Commercial_Hospital_Existing_Food Preparation_Natural Gas_Food Prep Other_E2 | F5 | Commercial | Hospital | Existing | Food Preparation | Natural Gas | Food Prep Other | E2 | RIM BC Ratio | 0.11176 | 0.11174 | 0.11221 | 0.11149 | 0.11106 | 0.11138 | 0.11233 | 0.11308 | 0.11401 | 0.11488 | 0.11576 | 0.11656 | 0.11742 | 0.11832 | 0.11917 | 0.12004 | 0.12092 | 0.12187 | 0.12286 | 0.12391 | 0.12493 | 0.12599 | 0.12697 | 0.12799 | 0.12888 | 0.12965 | 0.13035 | 0.13095 | 0.13142 | 0.13181 | 0.13202 | 0.13216 | 0.13216
F5_Commercial_Hospital_Existing_Food Preparation_Natural Gas_Food Prep Other_E3 | F5 | Commercial | Hospital | Existing | Food Preparation | Natural Gas | Food Prep Other | E3 | RIM BC Ratio | 0 | 0 | 0 | 0 | 0 | 0 | 0 | 0 | 0 | 0 | 0 | 0 | 0 | 0 | 0 | 0 | 0 | 0 | 0 | 0 | 0 | 0 | 0 | 0 | 0 | 0 | 0 | 0 | 0 | 0 | 0 | 0 | 0
F5_Commercial_Hospital_Existing_Food Preparation_Natural Gas_Food Prep Other_E4 | F5 | Commercial | Hospital | Existing | Food Preparation | Natural Gas | Food Prep Other | E4 | RIM BC Ratio | 0 | 0 | 0 | 0 | 0 | 0 | 0 | 0 | 0 | 0 | 0 | 0 | 0 | 0 | 0 | 0 | 0 | 0 | 0 | 0 | 0 | 0 | 0 | 0 | 0 | 0 | 0 | 0 | 0 | 0 | 0 | 0 | 0
F5_Commercial_Hospital_Existing_Food Preparation_Natural Gas_Food Prep Other_E5 | F5 | Commercial | Hospital | Existing | Food Preparation | Natural Gas | Food Prep Other | E5 | RIM BC Ratio | 0 | 0 | 0 | 0 | 0 | 0 | 0 | 0 | 0 | 0 | 0 | 0 | 0 | 0 | 0 | 0 | 0 | 0 | 0 | 0 | 0 | 0 | 0 | 0 | 0 | 0 | 0 | 0 | 0 | 0 | 0 | 0 | 0
F5_Commercial_Hospital_Existing_Food Preparation_Natural Gas_Food Prep Other_E6 | F5 | Commercial | Hospital | Existing | Food Preparation | Natural Gas | Food Prep Other | E6 | RIM BC Ratio | 0 | 0 | 0 | 0 | 0 | 0 | 0 | 0 | 0 | 0 | 0 | 0 | 0 | 0 | 0 | 0 | 0 | 0 | 0 | 0 | 0 | 0 | 0 | 0 | 0 | 0 | 0 | 0 | 0 | 0 | 0 | 0 | 0
F5_Commercial_Hospital_Existing_Food Preparation_Natural Gas_Food Prep Other_E7 | F5 | Commercial | Hospital | Existing | Food Preparation | Natural Gas | Food Prep Other | E7 | RIM BC Ratio | 0 | 0 | 0 | 0 | 0 | 0 | 0 | 0 | 0 | 0 | 0 | 0 | 0 | 0 | 0 | 0 | 0 | 0 | 0 | 0 | 0 | 0 | 0 | 0 | 0 | 0 | 0 | 0 | 0 | 0 | 0 | 0 | 0
F5_Commercial_Hospital_Existing_Food Preparation_Natural Gas_Food Prep Other_E8 | F5 | Commercial | Hospital | Existing | Food Preparation | Natural Gas | Food Prep Other | E8 | RIM BC Ratio | 0 | 0 | 0 | 0 | 0 | 0 | 0 | 0 | 0 | 0 | 0 | 0 | 0 | 0 | 0 | 0 | 0 | 0 | 0 | 0 | 0 | 0 | 0 | 0 | 0 | 0 | 0 | 0 | 0 | 0 | 0 | 0 | 0
F5_Commercial_Hospital_Existing_Food Preparation_Natural Gas_Food Prep Other_E9 | F5 | Commercial | Hospital | Existing | Food Preparation | Natural Gas | Food Prep Other | E9 | RIM BC Ratio | 0 | 0 | 0 | 0 | 0 | 0 | 0 | 0 | 0 | 0 | 0 | 0 | 0 | 0 | 0 | 0 | 0 | 0 | 0 | 0 | 0 | 0 | 0 | 0 | 0 | 0 | 0 | 0 | 0 | 0 | 0 | 0 | 0
F5_Commercial_Hospital_Existing_Food Preparation_Natural Gas_Food Prep Other_E10 | F5 | Commercial | Hospital | Existing | Food Preparation | Natural Gas | Food Prep Other | E10 | RIM BC Ratio | 0 | 0 | 0 | 0 | 0 | 0 | 0 | 0 | 0 | 0 | 0 | 0 | 0 | 0 | 0 | 0 | 0 | 0 | 0 | 0 | 0 | 0 | 0 | 0 | 0 | 0 | 0 | 0 | 0 | 0 | 0 | 0 | 0
F0_Commercial_Hospital_Existing_Miscellaneous_Natural Gas_Pool Heater_E0 | F0 | Commercial | Hospital | Existing | Miscellaneous | Natural Gas | Pool Heater | E0 | Economic Unit | Standard (EF .78) | Standard (EF .78) | Standard (EF .78) | Standard (EF .78) | Standard (EF .78) | Standard (EF .78) | Standard (EF .78) | Standard (EF .78) | Standard (EF .78) | Standard (EF .78) | Standard (EF .78) | Standard (EF .78) | Standard (EF .78) | Standard (EF .78) | Standard (EF .78) | Standard (EF .78) | Standard (EF .78) | Standard (EF .78) | Standard (EF .78) | Standard (EF .78) | Standard (EF .78) | Standard (EF .78) | Standard (EF .78) | Standard (EF .78) | Standard (EF .78) | Standard (EF .78) | Standard (EF .78) | Standard (EF .78) | Standard (EF .78) | Standard (EF .78) | Standard (EF .78) | Standard (EF .78) | Standard (EF .78)
F1_Commercial_Hospital_Existing_Miscellaneous_Natural Gas_Pool Heater_E1 | F1 | Commercial | Hospital | Existing | Miscellaneous | Natural Gas | Pool Heater | E1 | CCE | 0 | 0 | 0 | 0 | 0 | 0 | 0 | 0 | 0 | 0 | 0 | 0 | 0 | 0 | 0 | 0 | 0 | 0 | 0 | 0 | 0 | 0 | 0 | 0 | 0 | 0 | 0 | 0 | 0 | 0 | 0 | 0 | 0
F1_Commercial_Hospital_Existing_Miscellaneous_Natural Gas_Pool Heater_E2 | F1 | Commercial | Hospital | Existing | Miscellaneous | Natural Gas | Pool Heater | E2 | CCE | 1.2677 | 1.3125 | 1.1782 | 1.2003 | 1.2003 | 1.2003 | 1.2003 | 1.2003 | 1.2003 | 1.2003 | 1.2003 | 1.2003 | 1.2003 | 1.2003 | 1.2003 | 1.2003 | 1.2003 | 1.2003 | 1.2003 | 1.2003 | 1.2003 | 1.2003 | 1.2003 | 1.2003 | 1.2003 | 1.2003 | 1.2003 | 1.2003 | 1.2003 | 1.2003 | 1.2003 | 1.2003 | 1.2003
F1_Commercial_Hospital_Existing_Miscellaneous_Natural Gas_Pool Heater_E3 | F1 | Commercial | Hospital | Existing | Miscellaneous | Natural Gas | Pool Heater | E3 | CCE | 0 | 0 | 0 | 0 | 0 | 0 | 0 | 0 | 0 | 0 | 0 | 0 | 0 | 0 | 0 | 0 | 0 | 0 | 0 | 0 | 0 | 0 | 0 | 0 | 0 | 0 | 0 | 0 | 0 | 0 | 0 | 0 | 0
F1_Commercial_Hospital_Existing_Miscellaneous_Natural Gas_Pool Heater_E4 | F1 | Commercial | Hospital | Existing | Miscellaneous | Natural Gas | Pool Heater | E4 | CCE | 0 | 0 | 0 | 0 | 0 | 0 | 0 | 0 | 0 | 0 | 0 | 0 | 0 | 0 | 0 | 0 | 0 | 0 | 0 | 0 | 0 | 0 | 0 | 0 | 0 | 0 | 0 | 0 | 0 | 0 | 0 | 0 | 0
F1_Commercial_Hospital_Existing_Miscellaneous_Natural Gas_Pool Heater_E5 | F1 | Commercial | Hospital | Existing | Miscellaneous | Natural Gas | Pool Heater | E5 | CCE | 0 | 0 | 0 | 0 | 0 | 0 | 0 | 0 | 0 | 0 | 0 | 0 | 0 | 0 | 0 | 0 | 0 | 0 | 0 | 0 | 0 | 0 | 0 | 0 | 0 | 0 | 0 | 0 | 0 | 0 | 0 | 0 | 0
F1_Commercial_Hospital_Existing_Miscellaneous_Natural Gas_Pool Heater_E6 | F1 | Commercial | Hospital | Existing | Miscellaneous | Natural Gas | Pool Heater | E6 | CCE | 0 | 0 | 0 | 0 | 0 | 0 | 0 | 0 | 0 | 0 | 0 | 0 | 0 | 0 | 0 | 0 | 0 | 0 | 0 | 0 | 0 | 0 | 0 | 0 | 0 | 0 | 0 | 0 | 0 | 0 | 0 | 0 | 0
F1_Commercial_Hospital_Existing_Miscellaneous_Natural Gas_Pool Heater_E7 | F1 | Commercial | Hospital | Existing | Miscellaneous | Natural Gas | Pool Heater | E7 | CCE | 0 | 0 | 0 | 0 | 0 | 0 | 0 | 0 | 0 | 0 | 0 | 0 | 0 | 0 | 0 | 0 | 0 | 0 | 0 | 0 | 0 | 0 | 0 | 0 | 0 | 0 | 0 | 0 | 0 | 0 | 0 | 0 | 0
F1_Commercial_Hospital_Existing_Miscellaneous_Natural Gas_Pool Heater_E8 | F1 | Commercial | Hospital | Existing | Miscellaneous | Natural Gas | Pool Heater | E8 | CCE | 0 | 0 | 0 | 0 | 0 | 0 | 0 | 0 | 0 | 0 | 0 | 0 | 0 | 0 | 0 | 0 | 0 | 0 | 0 | 0 | 0 | 0 | 0 | 0 | 0 | 0 | 0 | 0 | 0 | 0 | 0 | 0 | 0
F1_Commercial_Hospital_Existing_Miscellaneous_Natural Gas_Pool Heater_E9 | F1 | Commercial | Hospital | Existing | Miscellaneous | Natural Gas | Pool Heater | E9 | CCE | 0 | 0 | 0 | 0 | 0 | 0 | 0 | 0 | 0 | 0 | 0 | 0 | 0 | 0 | 0 | 0 | 0 | 0 | 0 | 0 | 0 | 0 | 0 | 0 | 0 | 0 | 0 | 0 | 0 | 0 | 0 | 0 | 0
F1_Commercial_Hospital_Existing_Miscellaneous_Natural Gas_Pool Heater_E10 | F1 | Commercial | Hospital | Existing | Miscellaneous | Natural Gas | Pool Heater | E10 | CCE | 0 | 0 | 0 | 0 | 0 | 0 | 0 | 0 | 0 | 0 | 0 | 0 | 0 | 0 | 0 | 0 | 0 | 0 | 0 | 0 | 0 | 0 | 0 | 0 | 0 | 0 | 0 | 0 | 0 | 0 | 0 | 0 | 0
F2_Commercial_Hospital_Existing_Miscellaneous_Natural Gas_Pool Heater_E1 | F2 | Commercial | Hospital | Existing | Miscellaneous | Natural Gas | Pool Heater | E1 | TRC BC Ratio | bar: 2019 to 2051
F2_Commercial_Hospital_Existing_Miscellaneous_Natural Gas_Pool Heater_E2 | F2 | Commercial | Hospital | Existing | Miscellaneous | Natural Gas | Pool Heater | E2 | TRC BC Ratio | 0 | 0 | 0 | 0 | 0 | 0 | 0 | 0 | 0 | 0 | 0 | 0 | 0 | 0 | 0 | 0 | 0 | 0 | 0 | 0 | 0 | 0 | 0 | 0 | 0 | 0 | 0 | 0 | 0 | 0 | 0 | 0 | 0
F2_Commercial_Hospital_Existing_Miscellaneous_Natural Gas_Pool Heater_E3 | F2 | Commercial | Hospital | Existing | Miscellaneous | Natural Gas | Pool Heater | E3 | TRC BC Ratio | 0 | 0 | 0 | 0 | 0 | 0 | 0 | 0 | 0 | 0 | 0 | 0 | 0 | 0 | 0 | 0 | 0 | 0 | 0 | 0 | 0 | 0 | 0 | 0 | 0 | 0 | 0 | 0 | 0 | 0 | 0 | 0 | 0
F2_Commercial_Hospital_Existing_Miscellaneous_Natural Gas_Pool Heater_E4 | F2 | Commercial | Hospital | Existing | Miscellaneous | Natural Gas | Pool Heater | E4 | TRC BC Ratio | 0 | 0 | 0 | 0 | 0 | 0 | 0 | 0 | 0 | 0 | 0 | 0 | 0 | 0 | 0 | 0 | 0 | 0 | 0 | 0 | 0 | 0 | 0 | 0 | 0 | 0 | 0 | 0 | 0 | 0 | 0 | 0 | 0
F2_Commercial_Hospital_Existing_Miscellaneous_Natural Gas_Pool Heater_E5 | F2 | Commercial | Hospital | Existing | Miscellaneous | Natural Gas | Pool Heater | E5 | TRC BC Ratio | 0 | 0 | 0 | 0 | 0 | 0 | 0 | 0 | 0 | 0 | 0 | 0 | 0 | 0 | 0 | 0 | 0 | 0 | 0 | 0 | 0 | 0 | 0 | 0 | 0 | 0 | 0 | 0 | 0 | 0 | 0 | 0 | 0
F2_Commercial_Hospital_Existing_Miscellaneous_Natural Gas_Pool Heater_E6 | F2 | Commercial | Hospital | Existing | Miscellaneous | Natural Gas | Pool Heater | E6 | TRC BC Ratio | 0 | 0 | 0 | 0 | 0 | 0 | 0 | 0 | 0 | 0 | 0 | 0 | 0 | 0 | 0 | 0 | 0 | 0 | 0 | 0 | 0 | 0 | 0 | 0 | 0 | 0 | 0 | 0 | 0 | 0 | 0 | 0 | 0
F2_Commercial_Hospital_Existing_Miscellaneous_Natural Gas_Pool Heater_E7 | F2 | Commercial | Hospital | Existing | Miscellaneous | Natural Gas | Pool Heater | E7 | TRC BC Ratio | 0 | 0 | 0 | 0 | 0 | 0 | 0 | 0 | 0 | 0 | 0 | 0 | 0 | 0 | 0 | 0 | 0 | 0 | 0 | 0 | 0 | 0 | 0 | 0 | 0 | 0 | 0 | 0 | 0 | 0 | 0 | 0 | 0
F2_Commercial_Hospital_Existing_Miscellaneous_Natural Gas_Pool Heater_E8 | F2 | Commercial | Hospital | Existing | Miscellaneous | Natural Gas | Pool Heater | E8 | TRC BC Ratio | 0 | 0 | 0 | 0 | 0 | 0 | 0 | 0 | 0 | 0 | 0 | 0 | 0 | 0 | 0 | 0 | 0 | 0 | 0 | 0 | 0 | 0 | 0 | 0 | 0 | 0 | 0 | 0 | 0 | 0 | 0 | 0 | 0
F2_Commercial_Hospital_Existing_Miscellaneous_Natural Gas_Pool Heater_E9 | F2 | Commercial | Hospital | Existing | Miscellaneous | Natural Gas | Pool Heater | E9 | TRC BC Ratio | 0 | 0 | 0 | 0 | 0 | 0 | 0 | 0 | 0 | 0 | 0 | 0 | 0 | 0 | 0 | 0 | 0 | 0 | 0 | 0 | 0 | 0 | 0 | 0 | 0 | 0 | 0 | 0 | 0 | 0 | 0 | 0 | 0
F2_Commercial_Hospital_Existing_Miscellaneous_Natural Gas_Pool Heater_E10 | F2 | Commercial | Hospital | Existing | Miscellaneous | Natural Gas | Pool Heater | E10 | TRC BC Ratio | 0 | 0 | 0 | 0 | 0 | 0 | 0 | 0 | 0 | 0 | 0 | 0 | 0 | 0 | 0 | 0 | 0 | 0 | 0 | 0 | 0 | 0 | 0 | 0 | 0 | 0 | 0 | 0 | 0 | 0 | 0 | 0 | 0
F3_Commercial_Hospital_Existing_Miscellaneous_Natural Gas_Pool Heater_E1 | F3 | Commercial | Hospital | Existing | Miscellaneous | Natural Gas | Pool Heater | E1 | PACT BC Ratio | bar: 2019 to 2051
F3_Commercial_Hospital_Existing_Miscellaneous_Natural Gas_Pool Heater_E2 | F3 | Commercial | Hospital | Existing | Miscellaneous | Natural Gas | Pool Heater | E2 | PACT BC Ratio | 0 | 0 | 0 | 0 | 0 | 0 | 0 | 0 | 0 | 0 | 0 | 0 | 0 | 0 | 0 | 0 | 0 | 0 | 0 | 0 | 0 | 0 | 0 | 0 | 0 | 0 | 0 | 0 | 0 | 0 | 0 | 0 | 0
F3_Commercial_Hospital_Existing_Miscellaneous_Natural Gas_Pool Heater_E3 | F3 | Commercial | Hospital | Existing | Miscellaneous | Natural Gas | Pool Heater | E3 | PACT BC Ratio | 0 | 0 | 0 | 0 | 0 | 0 | 0 | 0 | 0 | 0 | 0 | 0 | 0 | 0 | 0 | 0 | 0 | 0 | 0 | 0 | 0 | 0 | 0 | 0 | 0 | 0 | 0 | 0 | 0 | 0 | 0 | 0 | 0
F3_Commercial_Hospital_Existing_Miscellaneous_Natural Gas_Pool Heater_E4 | F3 | Commercial | Hospital | Existing | Miscellaneous | Natural Gas | Pool Heater | E4 | PACT BC Ratio | 0 | 0 | 0 | 0 | 0 | 0 | 0 | 0 | 0 | 0 | 0 | 0 | 0 | 0 | 0 | 0 | 0 | 0 | 0 | 0 | 0 | 0 | 0 | 0 | 0 | 0 | 0 | 0 | 0 | 0 | 0 | 0 | 0
F3_Commercial_Hospital_Existing_Miscellaneous_Natural Gas_Pool Heater_E5 | F3 | Commercial | Hospital | Existing | Miscellaneous | Natural Gas | Pool Heater | E5 | PACT BC Ratio | 0 | 0 | 0 | 0 | 0 | 0 | 0 | 0 | 0 | 0 | 0 | 0 | 0 | 0 | 0 | 0 | 0 | 0 | 0 | 0 | 0 | 0 | 0 | 0 | 0 | 0 | 0 | 0 | 0 | 0 | 0 | 0 | 0
F3_Commercial_Hospital_Existing_Miscellaneous_Natural Gas_Pool Heater_E6 | F3 | Commercial | Hospital | Existing | Miscellaneous | Natural Gas | Pool Heater | E6 | PACT BC Ratio | 0 | 0 | 0 | 0 | 0 | 0 | 0 | 0 | 0 | 0 | 0 | 0 | 0 | 0 | 0 | 0 | 0 | 0 | 0 | 0 | 0 | 0 | 0 | 0 | 0 | 0 | 0 | 0 | 0 | 0 | 0 | 0 | 0
F3_Commercial_Hospital_Existing_Miscellaneous_Natural Gas_Pool Heater_E7 | F3 | Commercial | Hospital | Existing | Miscellaneous | Natural Gas | Pool Heater | E7 | PACT BC Ratio | 0 | 0 | 0 | 0 | 0 | 0 | 0 | 0 | 0 | 0 | 0 | 0 | 0 | 0 | 0 | 0 | 0 | 0 | 0 | 0 | 0 | 0 | 0 | 0 | 0 | 0 | 0 | 0 | 0 | 0 | 0 | 0 | 0
F3_Commercial_Hospital_Existing_Miscellaneous_Natural Gas_Pool Heater_E8 | F3 | Commercial | Hospital | Existing | Miscellaneous | Natural Gas | Pool Heater | E8 | PACT BC Ratio | 0 | 0 | 0 | 0 | 0 | 0 | 0 | 0 | 0 | 0 | 0 | 0 | 0 | 0 | 0 | 0 | 0 | 0 | 0 | 0 | 0 | 0 | 0 | 0 | 0 | 0 | 0 | 0 | 0 | 0 | 0 | 0 | 0
F3_Commercial_Hospital_Existing_Miscellaneous_Natural Gas_Pool Heater_E9 | F3 | Commercial | Hospital | Existing | Miscellaneous | Natural Gas | Pool Heater | E9 | PACT BC Ratio | 0 | 0 | 0 | 0 | 0 | 0 | 0 | 0 | 0 | 0 | 0 | 0 | 0 | 0 | 0 | 0 | 0 | 0 | 0 | 0 | 0 | 0 | 0 | 0 | 0 | 0 | 0 | 0 | 0 | 0 | 0 | 0 | 0
F3_Commercial_Hospital_Existing_Miscellaneous_Natural Gas_Pool Heater_E10 | F3 | Commercial | Hospital | Existing | Miscellaneous | Natural Gas | Pool Heater | E10 | PACT BC Ratio | 0 | 0 | 0 | 0 | 0 | 0 | 0 | 0 | 0 | 0 | 0 | 0 | 0 | 0 | 0 | 0 | 0 | 0 | 0 | 0 | 0 | 0 | 0 | 0 | 0 | 0 | 0 | 0 | 0 | 0 | 0 | 0 | 0
F4_Commercial_Hospital_Existing_Miscellaneous_Natural Gas_Pool Heater_E1 | F4 | Commercial | Hospital | Existing | Miscellaneous | Natural Gas | Pool Heater | E1 | RVT BC Ratio | bar: 2019 to 2051
F4_Commercial_Hospital_Existing_Miscellaneous_Natural Gas_Pool Heater_E2 | F4 | Commercial | Hospital | Existing | Miscellaneous | Natural Gas | Pool Heater | E2 | RVT BC Ratio | 0.7 | 0.7 | 0.7 | 0.7 | 0.7 | 0.7 | 0.7 | 0.7 | 0.7 | 0.7 | 0.7 | 0.7 | 0.7 | 0.7 | 0.7 | 0.7 | 0.7 | 0.7 | 0.7 | 0.7 | 0.7 | 0.7 | 0.7 | 0.7 | 0.7 | 0.7 | 0.7 | 0.7 | 0.7 | 0.7 | 0.7 | 0.7 | 0.7
F4_Commercial_Hospital_Existing_Miscellaneous_Natural Gas_Pool Heater_E3 | F4 | Commercial | Hospital | Existing | Miscellaneous | Natural Gas | Pool Heater | E3 | RVT BC Ratio | 0 | 0 | 0 | 0 | 0 | 0 | 0 | 0 | 0 | 0 | 0 | 0 | 0 | 0 | 0 | 0 | 0 | 0 | 0 | 0 | 0 | 0 | 0 | 0 | 0 | 0 | 0 | 0 | 0 | 0 | 0 | 0 | 0
F4_Commercial_Hospital_Existing_Miscellaneous_Natural Gas_Pool Heater_E4 | F4 | Commercial | Hospital | Existing | Miscellaneous | Natural Gas | Pool Heater | E4 | RVT BC Ratio | 0 | 0 | 0 | 0 | 0 | 0 | 0 | 0 | 0 | 0 | 0 | 0 | 0 | 0 | 0 | 0 | 0 | 0 | 0 | 0 | 0 | 0 | 0 | 0 | 0 | 0 | 0 | 0 | 0 | 0 | 0 | 0 | 0
F4_Commercial_Hospital_Existing_Miscellaneous_Natural Gas_Pool Heater_E5 | F4 | Commercial | Hospital | Existing | Miscellaneous | Natural Gas | Pool Heater | E5 | RVT BC Ratio | 0 | 0 | 0 | 0 | 0 | 0 | 0 | 0 | 0 | 0 | 0 | 0 | 0 | 0 | 0 | 0 | 0 | 0 | 0 | 0 | 0 | 0 | 0 | 0 | 0 | 0 | 0 | 0 | 0 | 0 | 0 | 0 | 0
F4_Commercial_Hospital_Existing_Miscellaneous_Natural Gas_Pool Heater_E6 | F4 | Commercial | Hospital | Existing | Miscellaneous | Natural Gas | Pool Heater | E6 | RVT BC Ratio | 0 | 0 | 0 | 0 | 0 | 0 | 0 | 0 | 0 | 0 | 0 | 0 | 0 | 0 | 0 | 0 | 0 | 0 | 0 | 0 | 0 | 0 | 0 | 0 | 0 | 0 | 0 | 0 | 0 | 0 | 0 | 0 | 0
F4_Commercial_Hospital_Existing_Miscellaneous_Natural Gas_Pool Heater_E7 | F4 | Commercial | Hospital | Existing | Miscellaneous | Natural Gas | Pool Heater | E7 | RVT BC Ratio | 0 | 0 | 0 | 0 | 0 | 0 | 0 | 0 | 0 | 0 | 0 | 0 | 0 | 0 | 0 | 0 | 0 | 0 | 0 | 0 | 0 | 0 | 0 | 0 | 0 | 0 | 0 | 0 | 0 | 0 | 0 | 0 | 0
F4_Commercial_Hospital_Existing_Miscellaneous_Natural Gas_Pool Heater_E8 | F4 | Commercial | Hospital | Existing | Miscellaneous | Natural Gas | Pool Heater | E8 | RVT BC Ratio | 0 | 0 | 0 | 0 | 0 | 0 | 0 | 0 | 0 | 0 | 0 | 0 | 0 | 0 | 0 | 0 | 0 | 0 | 0 | 0 | 0 | 0 | 0 | 0 | 0 | 0 | 0 | 0 | 0 | 0 | 0 | 0 | 0
F4_Commercial_Hospital_Existing_Miscellaneous_Natural Gas_Pool Heater_E9 | F4 | Commercial | Hospital | Existing | Miscellaneous | Natural Gas | Pool Heater | E9 | RVT BC Ratio | 0 | 0 | 0 | 0 | 0 | 0 | 0 | 0 | 0 | 0 | 0 | 0 | 0 | 0 | 0 | 0 | 0 | 0 | 0 | 0 | 0 | 0 | 0 | 0 | 0 | 0 | 0 | 0 | 0 | 0 | 0 | 0 | 0
F4_Commercial_Hospital_Existing_Miscellaneous_Natural Gas_Pool Heater_E10 | F4 | Commercial | Hospital | Existing | Miscellaneous | Natural Gas | Pool Heater | E10 | RVT BC Ratio | 0 | 0 | 0 | 0 | 0 | 0 | 0 | 0 | 0 | 0 | 0 | 0 | 0 | 0 | 0 | 0 | 0 | 0 | 0 | 0 | 0 | 0 | 0 | 0 | 0 | 0 | 0 | 0 | 0 | 0 | 0 | 0 | 0
F5_Commercial_Hospital_Existing_Miscellaneous_Natural Gas_Pool Heater_E1 | F5 | Commercial | Hospital | Existing | Miscellaneous | Natural Gas | Pool Heater | E1 | RIM BC Ratio | bar: 2019 to 2051
F5_Commercial_Hospital_Existing_Miscellaneous_Natural Gas_Pool Heater_E2 | F5 | Commercial | Hospital | Existing | Miscellaneous | Natural Gas | Pool Heater | E2 | RIM BC Ratio | 0 | 0 | 0 | 0 | 0 | 0 | 0 | 0 | 0 | 0 | 0 | 0 | 0 | 0 | 0 | 0 | 0 | 0 | 0 | 0 | 0 | 0 | 0 | 0 | 0 | 0 | 0 | 0 | 0 | 0 | 0 | 0 | 0
F5_Commercial_Hospital_Existing_Miscellaneous_Natural Gas_Pool Heater_E3 | F5 | Commercial | Hospital | Existing | Miscellaneous | Natural Gas | Pool Heater | E3 | RIM BC Ratio | 0 | 0 | 0 | 0 | 0 | 0 | 0 | 0 | 0 | 0 | 0 | 0 | 0 | 0 | 0 | 0 | 0 | 0 | 0 | 0 | 0 | 0 | 0 | 0 | 0 | 0 | 0 | 0 | 0 | 0 | 0 | 0 | 0
F5_Commercial_Hospital_Existing_Miscellaneous_Natural Gas_Pool Heater_E4 | F5 | Commercial | Hospital | Existing | Miscellaneous | Natural Gas | Pool Heater | E4 | RIM BC Ratio | 0 | 0 | 0 | 0 | 0 | 0 | 0 | 0 | 0 | 0 | 0 | 0 | 0 | 0 | 0 | 0 | 0 | 0 | 0 | 0 | 0 | 0 | 0 | 0 | 0 | 0 | 0 | 0 | 0 | 0 | 0 | 0 | 0
F5_Commercial_Hospital_Existing_Miscellaneous_Natural Gas_Pool Heater_E5 | F5 | Commercial | Hospital | Existing | Miscellaneous | Natural Gas | Pool Heater | E5 | RIM BC Ratio | 0 | 0 | 0 | 0 | 0 | 0 | 0 | 0 | 0 | 0 | 0 | 0 | 0 | 0 | 0 | 0 | 0 | 0 | 0 | 0 | 0 | 0 | 0 | 0 | 0 | 0 | 0 | 0 | 0 | 0 | 0 | 0 | 0
F5_Commercial_Hospital_Existing_Miscellaneous_Natural Gas_Pool Heater_E6 | F5 | Commercial | Hospital | Existing | Miscellaneous | Natural Gas | Pool Heater | E6 | RIM BC Ratio | 0 | 0 | 0 | 0 | 0 | 0 | 0 | 0 | 0 | 0 | 0 | 0 | 0 | 0 | 0 | 0 | 0 | 0 | 0 | 0 | 0 | 0 | 0 | 0 | 0 | 0 | 0 | 0 | 0 | 0 | 0 | 0 | 0
F5_Commercial_Hospital_Existing_Miscellaneous_Natural Gas_Pool Heater_E7 | F5 | Commercial | Hospital | Existing | Miscellaneous | Natural Gas | Pool Heater | E7 | RIM BC Ratio | 0 | 0 | 0 | 0 | 0 | 0 | 0 | 0 | 0 | 0 | 0 | 0 | 0 | 0 | 0 | 0 | 0 | 0 | 0 | 0 | 0 | 0 | 0 | 0 | 0 | 0 | 0 | 0 | 0 | 0 | 0 | 0 | 0
F5_Commercial_Hospital_Existing_Miscellaneous_Natural Gas_Pool Heater_E8 | F5 | Commercial | Hospital | Existing | Miscellaneous | Natural Gas | Pool Heater | E8 | RIM BC Ratio | 0 | 0 | 0 | 0 | 0 | 0 | 0 | 0 | 0 | 0 | 0 | 0 | 0 | 0 | 0 | 0 | 0 | 0 | 0 | 0 | 0 | 0 | 0 | 0 | 0 | 0 | 0 | 0 | 0 | 0 | 0 | 0 | 0
F5_Commercial_Hospital_Existing_Miscellaneous_Natural Gas_Pool Heater_E9 | F5 | Commercial | Hospital | Existing | Miscellaneous | Natural Gas | Pool Heater | E9 | RIM BC Ratio | 0 | 0 | 0 | 0 | 0 | 0 | 0 | 0 | 0 | 0 | 0 | 0 | 0 | 0 | 0 | 0 | 0 | 0 | 0 | 0 | 0 | 0 | 0 | 0 | 0 | 0 | 0 | 0 | 0 | 0 | 0 | 0 | 0
F5_Commercial_Hospital_Existing_Miscellaneous_Natural Gas_Pool Heater_E10 | F5 | Commercial | Hospital | Existing | Miscellaneous | Natural Gas | Pool Heater | E10 | RIM BC Ratio | 0 | 0 | 0 | 0 | 0 | 0 | 0 | 0 | 0 | 0 | 0 | 0 | 0 | 0 | 0 | 0 | 0 | 0 | 0 | 0 | 0 | 0 | 0 | 0 | 0 | 0 | 0 | 0 | 0 | 0 | 0 | 0 | 0
F0_Commercial_Hospital_Existing_Miscellaneous_Natural Gas_Miscellaneous_E0 | F0 | Commercial | Hospital | Existing | Miscellaneous | Natural Gas | Miscellaneous | E0 | Economic Unit | Miscellaneous | Miscellaneous | Miscellaneous | Miscellaneous | Miscellaneous | Miscellaneous | Miscellaneous | Miscellaneous | Miscellaneous | Miscellaneous | Miscellaneous | Miscellaneous | Miscellaneous | Miscellaneous | Miscellaneous | Miscellaneous | Miscellaneous | Miscellaneous | Miscellaneous | Miscellaneous | Miscellaneous | Miscellaneous | Miscellaneous | Miscellaneous | Miscellaneous | Miscellaneous | Miscellaneous | Miscellaneous | Miscellaneous | Miscellaneous | Miscellaneous | Miscellaneous | Miscellaneous
F1_Commercial_Hospital_Existing_Miscellaneous_Natural Gas_Miscellaneous_E1 | F1 | Commercial | Hospital | Existing | Miscellaneous | Natural Gas | Miscellaneous | E1 | CCE | 0 | 0 | 0 | 0 | 0 | 0 | 0 | 0 | 0 | 0 | 0 | 0 | 0 | 0 | 0 | 0 | 0 | 0 | 0 | 0 | 0 | 0 | 0 | 0 | 0 | 0 | 0 | 0 | 0 | 0 | 0 | 0 | 0
F1_Commercial_Hospital_Existing_Miscellaneous_Natural Gas_Miscellaneous_E2 | F1 | Commercial | Hospital | Existing | Miscellaneous | Natural Gas | Miscellaneous | E2 | CCE | 0 | 0 | 0 | 0 | 0 | 0 | 0 | 0 | 0 | 0 | 0 | 0 | 0 | 0 | 0 | 0 | 0 | 0 | 0 | 0 | 0 | 0 | 0 | 0 | 0 | 0 | 0 | 0 | 0 | 0 | 0 | 0 | 0
F1_Commercial_Hospital_Existing_Miscellaneous_Natural Gas_Miscellaneous_E3 | F1 | Commercial | Hospital | Existing | Miscellaneous | Natural Gas | Miscellaneous | E3 | CCE | 0 | 0 | 0 | 0 | 0 | 0 | 0 | 0 | 0 | 0 | 0 | 0 | 0 | 0 | 0 | 0 | 0 | 0 | 0 | 0 | 0 | 0 | 0 | 0 | 0 | 0 | 0 | 0 | 0 | 0 | 0 | 0 | 0
F1_Commercial_Hospital_Existing_Miscellaneous_Natural Gas_Miscellaneous_E4 | F1 | Commercial | Hospital | Existing | Miscellaneous | Natural Gas | Miscellaneous | E4 | CCE | 0 | 0 | 0 | 0 | 0 | 0 | 0 | 0 | 0 | 0 | 0 | 0 | 0 | 0 | 0 | 0 | 0 | 0 | 0 | 0 | 0 | 0 | 0 | 0 | 0 | 0 | 0 | 0 | 0 | 0 | 0 | 0 | 0
F1_Commercial_Hospital_Existing_Miscellaneous_Natural Gas_Miscellaneous_E5 | F1 | Commercial | Hospital | Existing | Miscellaneous | Natural Gas | Miscellaneous | E5 | CCE | 0 | 0 | 0 | 0 | 0 | 0 | 0 | 0 | 0 | 0 | 0 | 0 | 0 | 0 | 0 | 0 | 0 | 0 | 0 | 0 | 0 | 0 | 0 | 0 | 0 | 0 | 0 | 0 | 0 | 0 | 0 | 0 | 0
F1_Commercial_Hospital_Existing_Miscellaneous_Natural Gas_Miscellaneous_E6 | F1 | Commercial | Hospital | Existing | Miscellaneous | Natural Gas | Miscellaneous | E6 | CCE | 0 | 0 | 0 | 0 | 0 | 0 | 0 | 0 | 0 | 0 | 0 | 0 | 0 | 0 | 0 | 0 | 0 | 0 | 0 | 0 | 0 | 0 | 0 | 0 | 0 | 0 | 0 | 0 | 0 | 0 | 0 | 0 | 0
F1_Commercial_Hospital_Existing_Miscellaneous_Natural Gas_Miscellaneous_E7 | F1 | Commercial | Hospital | Existing | Miscellaneous | Natural Gas | Miscellaneous | E7 | CCE | 0 | 0 | 0 | 0 | 0 | 0 | 0 | 0 | 0 | 0 | 0 | 0 | 0 | 0 | 0 | 0 | 0 | 0 | 0 | 0 | 0 | 0 | 0 | 0 | 0 | 0 | 0 | 0 | 0 | 0 | 0 | 0 | 0
F1_Commercial_Hospital_Existing_Miscellaneous_Natural Gas_Miscellaneous_E8 | F1 | Commercial | Hospital | Existing | Miscellaneous | Natural Gas | Miscellaneous | E8 | CCE | 0 | 0 | 0 | 0 | 0 | 0 | 0 | 0 | 0 | 0 | 0 | 0 | 0 | 0 | 0 | 0 | 0 | 0 | 0 | 0 | 0 | 0 | 0 | 0 | 0 | 0 | 0 | 0 | 0 | 0 | 0 | 0 | 0
F1_Commercial_Hospital_Existing_Miscellaneous_Natural Gas_Miscellaneous_E9 | F1 | Commercial | Hospital | Existing | Miscellaneous | Natural Gas | Miscellaneous | E9 | CCE | 0 | 0 | 0 | 0 | 0 | 0 | 0 | 0 | 0 | 0 | 0 | 0 | 0 | 0 | 0 | 0 | 0 | 0 | 0 | 0 | 0 | 0 | 0 | 0 | 0 | 0 | 0 | 0 | 0 | 0 | 0 | 0 | 0
F1_Commercial_Hospital_Existing_Miscellaneous_Natural Gas_Miscellaneous_E10 | F1 | Commercial | Hospital | Existing | Miscellaneous | Natural Gas | Miscellaneous | E10 | CCE | 0 | 0 | 0 | 0 | 0 | 0 | 0 | 0 | 0 | 0 | 0 | 0 | 0 | 0 | 0 | 0 | 0 | 0 | 0 | 0 | 0 | 0 | 0 | 0 | 0 | 0 | 0 | 0 | 0 | 0 | 0 | 0 | 0
F2_Commercial_Hospital_Existing_Miscellaneous_Natural Gas_Miscellaneous_E1 | F2 | Commercial | Hospital | Existing | Miscellaneous | Natural Gas | Miscellaneous | E1 | TRC BC Ratio | bar: 2019 to 2051
F2_Commercial_Hospital_Existing_Miscellaneous_Natural Gas_Miscellaneous_E2 | F2 | Commercial | Hospital | Existing | Miscellaneous | Natural Gas | Miscellaneous | E2 | TRC BC Ratio | 0 | 0 | 0 | 0 | 0 | 0 | 0 | 0 | 0 | 0 | 0 | 0 | 0 | 0 | 0 | 0 | 0 | 0 | 0 | 0 | 0 | 0 | 0 | 0 | 0 | 0 | 0 | 0 | 0 | 0 | 0 | 0 | 0
F2_Commercial_Hospital_Existing_Miscellaneous_Natural Gas_Miscellaneous_E3 | F2 | Commercial | Hospital | Existing | Miscellaneous | Natural Gas | Miscellaneous | E3 | TRC BC Ratio | 0 | 0 | 0 | 0 | 0 | 0 | 0 | 0 | 0 | 0 | 0 | 0 | 0 | 0 | 0 | 0 | 0 | 0 | 0 | 0 | 0 | 0 | 0 | 0 | 0 | 0 | 0 | 0 | 0 | 0 | 0 | 0 | 0
F2_Commercial_Hospital_Existing_Miscellaneous_Natural Gas_Miscellaneous_E4 | F2 | Commercial | Hospital | Existing | Miscellaneous | Natural Gas | Miscellaneous | E4 | TRC BC Ratio | 0 | 0 | 0 | 0 | 0 | 0 | 0 | 0 | 0 | 0 | 0 | 0 | 0 | 0 | 0 | 0 | 0 | 0 | 0 | 0 | 0 | 0 | 0 | 0 | 0 | 0 | 0 | 0 | 0 | 0 | 0 | 0 | 0
F2_Commercial_Hospital_Existing_Miscellaneous_Natural Gas_Miscellaneous_E5 | F2 | Commercial | Hospital | Existing | Miscellaneous | Natural Gas | Miscellaneous | E5 | TRC BC Ratio | 0 | 0 | 0 | 0 | 0 | 0 | 0 | 0 | 0 | 0 | 0 | 0 | 0 | 0 | 0 | 0 | 0 | 0 | 0 | 0 | 0 | 0 | 0 | 0 | 0 | 0 | 0 | 0 | 0 | 0 | 0 | 0 | 0
F2_Commercial_Hospital_Existing_Miscellaneous_Natural Gas_Miscellaneous_E6 | F2 | Commercial | Hospital | Existing | Miscellaneous | Natural Gas | Miscellaneous | E6 | TRC BC Ratio | 0 | 0 | 0 | 0 | 0 | 0 | 0 | 0 | 0 | 0 | 0 | 0 | 0 | 0 | 0 | 0 | 0 | 0 | 0 | 0 | 0 | 0 | 0 | 0 | 0 | 0 | 0 | 0 | 0 | 0 | 0 | 0 | 0
F2_Commercial_Hospital_Existing_Miscellaneous_Natural Gas_Miscellaneous_E7 | F2 | Commercial | Hospital | Existing | Miscellaneous | Natural Gas | Miscellaneous | E7 | TRC BC Ratio | 0 | 0 | 0 | 0 | 0 | 0 | 0 | 0 | 0 | 0 | 0 | 0 | 0 | 0 | 0 | 0 | 0 | 0 | 0 | 0 | 0 | 0 | 0 | 0 | 0 | 0 | 0 | 0 | 0 | 0 | 0 | 0 | 0
F2_Commercial_Hospital_Existing_Miscellaneous_Natural Gas_Miscellaneous_E8 | F2 | Commercial | Hospital | Existing | Miscellaneous | Natural Gas | Miscellaneous | E8 | TRC BC Ratio | 0 | 0 | 0 | 0 | 0 | 0 | 0 | 0 | 0 | 0 | 0 | 0 | 0 | 0 | 0 | 0 | 0 | 0 | 0 | 0 | 0 | 0 | 0 | 0 | 0 | 0 | 0 | 0 | 0 | 0 | 0 | 0 | 0
F2_Commercial_Hospital_Existing_Miscellaneous_Natural Gas_Miscellaneous_E9 | F2 | Commercial | Hospital | Existing | Miscellaneous | Natural Gas | Miscellaneous | E9 | TRC BC Ratio | 0 | 0 | 0 | 0 | 0 | 0 | 0 | 0 | 0 | 0 | 0 | 0 | 0 | 0 | 0 | 0 | 0 | 0 | 0 | 0 | 0 | 0 | 0 | 0 | 0 | 0 | 0 | 0 | 0 | 0 | 0 | 0 | 0
F2_Commercial_Hospital_Existing_Miscellaneous_Natural Gas_Miscellaneous_E10 | F2 | Commercial | Hospital | Existing | Miscellaneous | Natural Gas | Miscellaneous | E10 | TRC BC Ratio | 0 | 0 | 0 | 0 | 0 | 0 | 0 | 0 | 0 | 0 | 0 | 0 | 0 | 0 | 0 | 0 | 0 | 0 | 0 | 0 | 0 | 0 | 0 | 0 | 0 | 0 | 0 | 0 | 0 | 0 | 0 | 0 | 0
F3_Commercial_Hospital_Existing_Miscellaneous_Natural Gas_Miscellaneous_E1 | F3 | Commercial | Hospital | Existing | Miscellaneous | Natural Gas | Miscellaneous | E1 | PACT BC Ratio | bar: 2019 to 2051
F3_Commercial_Hospital_Existing_Miscellaneous_Natural Gas_Miscellaneous_E2 | F3 | Commercial | Hospital | Existing | Miscellaneous | Natural Gas | Miscellaneous | E2 | PACT BC Ratio | 0 | 0 | 0 | 0 | 0 | 0 | 0 | 0 | 0 | 0 | 0 | 0 | 0 | 0 | 0 | 0 | 0 | 0 | 0 | 0 | 0 | 0 | 0 | 0 | 0 | 0 | 0 | 0 | 0 | 0 | 0 | 0 | 0
F3_Commercial_Hospital_Existing_Miscellaneous_Natural Gas_Miscellaneous_E3 | F3 | Commercial | Hospital | Existing | Miscellaneous | Natural Gas | Miscellaneous | E3 | PACT BC Ratio | 0 | 0 | 0 | 0 | 0 | 0 | 0 | 0 | 0 | 0 | 0 | 0 | 0 | 0 | 0 | 0 | 0 | 0 | 0 | 0 | 0 | 0 | 0 | 0 | 0 | 0 | 0 | 0 | 0 | 0 | 0 | 0 | 0
F3_Commercial_Hospital_Existing_Miscellaneous_Natural Gas_Miscellaneous_E4 | F3 | Commercial | Hospital | Existing | Miscellaneous | Natural Gas | Miscellaneous | E4 | PACT BC Ratio | 0 | 0 | 0 | 0 | 0 | 0 | 0 | 0 | 0 | 0 | 0 | 0 | 0 | 0 | 0 | 0 | 0 | 0 | 0 | 0 | 0 | 0 | 0 | 0 | 0 | 0 | 0 | 0 | 0 | 0 | 0 | 0 | 0
F3_Commercial_Hospital_Existing_Miscellaneous_Natural Gas_Miscellaneous_E5 | F3 | Commercial | Hospital | Existing | Miscellaneous | Natural Gas | Miscellaneous | E5 | PACT BC Ratio | 0 | 0 | 0 | 0 | 0 | 0 | 0 | 0 | 0 | 0 | 0 | 0 | 0 | 0 | 0 | 0 | 0 | 0 | 0 | 0 | 0 | 0 | 0 | 0 | 0 | 0 | 0 | 0 | 0 | 0 | 0 | 0 | 0
F3_Commercial_Hospital_Existing_Miscellaneous_Natural Gas_Miscellaneous_E6 | F3 | Commercial | Hospital | Existing | Miscellaneous | Natural Gas | Miscellaneous | E6 | PACT BC Ratio | 0 | 0 | 0 | 0 | 0 | 0 | 0 | 0 | 0 | 0 | 0 | 0 | 0 | 0 | 0 | 0 | 0 | 0 | 0 | 0 | 0 | 0 | 0 | 0 | 0 | 0 | 0 | 0 | 0 | 0 | 0 | 0 | 0
F3_Commercial_Hospital_Existing_Miscellaneous_Natural Gas_Miscellaneous_E7 | F3 | Commercial | Hospital | Existing | Miscellaneous | Natural Gas | Miscellaneous | E7 | PACT BC Ratio | 0 | 0 | 0 | 0 | 0 | 0 | 0 | 0 | 0 | 0 | 0 | 0 | 0 | 0 | 0 | 0 | 0 | 0 | 0 | 0 | 0 | 0 | 0 | 0 | 0 | 0 | 0 | 0 | 0 | 0 | 0 | 0 | 0
F3_Commercial_Hospital_Existing_Miscellaneous_Natural Gas_Miscellaneous_E8 | F3 | Commercial | Hospital | Existing | Miscellaneous | Natural Gas | Miscellaneous | E8 | PACT BC Ratio | 0 | 0 | 0 | 0 | 0 | 0 | 0 | 0 | 0 | 0 | 0 | 0 | 0 | 0 | 0 | 0 | 0 | 0 | 0 | 0 | 0 | 0 | 0 | 0 | 0 | 0 | 0 | 0 | 0 | 0 | 0 | 0 | 0
F3_Commercial_Hospital_Existing_Miscellaneous_Natural Gas_Miscellaneous_E9 | F3 | Commercial | Hospital | Existing | Miscellaneous | Natural Gas | Miscellaneous | E9 | PACT BC Ratio | 0 | 0 | 0 | 0 | 0 | 0 | 0 | 0 | 0 | 0 | 0 | 0 | 0 | 0 | 0 | 0 | 0 | 0 | 0 | 0 | 0 | 0 | 0 | 0 | 0 | 0 | 0 | 0 | 0 | 0 | 0 | 0 | 0
F3_Commercial_Hospital_Existing_Miscellaneous_Natural Gas_Miscellaneous_E10 | F3 | Commercial | Hospital | Existing | Miscellaneous | Natural Gas | Miscellaneous | E10 | PACT BC Ratio | 0 | 0 | 0 | 0 | 0 | 0 | 0 | 0 | 0 | 0 | 0 | 0 | 0 | 0 | 0 | 0 | 0 | 0 | 0 | 0 | 0 | 0 | 0 | 0 | 0 | 0 | 0 | 0 | 0 | 0 | 0 | 0 | 0
F4_Commercial_Hospital_Existing_Miscellaneous_Natural Gas_Miscellaneous_E1 | F4 | Commercial | Hospital | Existing | Miscellaneous | Natural Gas | Miscellaneous | E1 | RVT BC Ratio | bar: 2019 to 2051
F4_Commercial_Hospital_Existing_Miscellaneous_Natural Gas_Miscellaneous_E2 | F4 | Commercial | Hospital | Existing | Miscellaneous | Natural Gas | Miscellaneous | E2 | RVT BC Ratio | 0 | 0 | 0 | 0 | 0 | 0 | 0 | 0 | 0 | 0 | 0 | 0 | 0 | 0 | 0 | 0 | 0 | 0 | 0 | 0 | 0 | 0 | 0 | 0 | 0 | 0 | 0 | 0 | 0 | 0 | 0 | 0 | 0
F4_Commercial_Hospital_Existing_Miscellaneous_Natural Gas_Miscellaneous_E3 | F4 | Commercial | Hospital | Existing | Miscellaneous | Natural Gas | Miscellaneous | E3 | RVT BC Ratio | 0 | 0 | 0 | 0 | 0 | 0 | 0 | 0 | 0 | 0 | 0 | 0 | 0 | 0 | 0 | 0 | 0 | 0 | 0 | 0 | 0 | 0 | 0 | 0 | 0 | 0 | 0 | 0 | 0 | 0 | 0 | 0 | 0
F4_Commercial_Hospital_Existing_Miscellaneous_Natural Gas_Miscellaneous_E4 | F4 | Commercial | Hospital | Existing | Miscellaneous | Natural Gas | Miscellaneous | E4 | RVT BC Ratio | 0 | 0 | 0 | 0 | 0 | 0 | 0 | 0 | 0 | 0 | 0 | 0 | 0 | 0 | 0 | 0 | 0 | 0 | 0 | 0 | 0 | 0 | 0 | 0 | 0 | 0 | 0 | 0 | 0 | 0 | 0 | 0 | 0
F4_Commercial_Hospital_Existing_Miscellaneous_Natural Gas_Miscellaneous_E5 | F4 | Commercial | Hospital | Existing | Miscellaneous | Natural Gas | Miscellaneous | E5 | RVT BC Ratio | 0 | 0 | 0 | 0 | 0 | 0 | 0 | 0 | 0 | 0 | 0 | 0 | 0 | 0 | 0 | 0 | 0 | 0 | 0 | 0 | 0 | 0 | 0 | 0 | 0 | 0 | 0 | 0 | 0 | 0 | 0 | 0 | 0
F4_Commercial_Hospital_Existing_Miscellaneous_Natural Gas_Miscellaneous_E6 | F4 | Commercial | Hospital | Existing | Miscellaneous | Natural Gas | Miscellaneous | E6 | RVT BC Ratio | 0 | 0 | 0 | 0 | 0 | 0 | 0 | 0 | 0 | 0 | 0 | 0 | 0 | 0 | 0 | 0 | 0 | 0 | 0 | 0 | 0 | 0 | 0 | 0 | 0 | 0 | 0 | 0 | 0 | 0 | 0 | 0 | 0
F4_Commercial_Hospital_Existing_Miscellaneous_Natural Gas_Miscellaneous_E7 | F4 | Commercial | Hospital | Existing | Miscellaneous | Natural Gas | Miscellaneous | E7 | RVT BC Ratio | 0 | 0 | 0 | 0 | 0 | 0 | 0 | 0 | 0 | 0 | 0 | 0 | 0 | 0 | 0 | 0 | 0 | 0 | 0 | 0 | 0 | 0 | 0 | 0 | 0 | 0 | 0 | 0 | 0 | 0 | 0 | 0 | 0
F4_Commercial_Hospital_Existing_Miscellaneous_Natural Gas_Miscellaneous_E8 | F4 | Commercial | Hospital | Existing | Miscellaneous | Natural Gas | Miscellaneous | E8 | RVT BC Ratio | 0 | 0 | 0 | 0 | 0 | 0 | 0 | 0 | 0 | 0 | 0 | 0 | 0 | 0 | 0 | 0 | 0 | 0 | 0 | 0 | 0 | 0 | 0 | 0 | 0 | 0 | 0 | 0 | 0 | 0 | 0 | 0 | 0
F4_Commercial_Hospital_Existing_Miscellaneous_Natural Gas_Miscellaneous_E9 | F4 | Commercial | Hospital | Existing | Miscellaneous | Natural Gas | Miscellaneous | E9 | RVT BC Ratio | 0 | 0 | 0 | 0 | 0 | 0 | 0 | 0 | 0 | 0 | 0 | 0 | 0 | 0 | 0 | 0 | 0 | 0 | 0 | 0 | 0 | 0 | 0 | 0 | 0 | 0 | 0 | 0 | 0 | 0 | 0 | 0 | 0
F4_Commercial_Hospital_Existing_Miscellaneous_Natural Gas_Miscellaneous_E10 | F4 | Commercial | Hospital | Existing | Miscellaneous | Natural Gas | Miscellaneous | E10 | RVT BC Ratio | 0 | 0 | 0 | 0 | 0 | 0 | 0 | 0 | 0 | 0 | 0 | 0 | 0 | 0 | 0 | 0 | 0 | 0 | 0 | 0 | 0 | 0 | 0 | 0 | 0 | 0 | 0 | 0 | 0 | 0 | 0 | 0 | 0
F5_Commercial_Hospital_Existing_Miscellaneous_Natural Gas_Miscellaneous_E1 | F5 | Commercial | Hospital | Existing | Miscellaneous | Natural Gas | Miscellaneous | E1 | RIM BC Ratio | bar: 2019 to 2051
F5_Commercial_Hospital_Existing_Miscellaneous_Natural Gas_Miscellaneous_E2 | F5 | Commercial | Hospital | Existing | Miscellaneous | Natural Gas | Miscellaneous | E2 | RIM BC Ratio | 0 | 0 | 0 | 0 | 0 | 0 | 0 | 0 | 0 | 0 | 0 | 0 | 0 | 0 | 0 | 0 | 0 | 0 | 0 | 0 | 0 | 0 | 0 | 0 | 0 | 0 | 0 | 0 | 0 | 0 | 0 | 0 | 0
F5_Commercial_Hospital_Existing_Miscellaneous_Natural Gas_Miscellaneous_E3 | F5 | Commercial | Hospital | Existing | Miscellaneous | Natural Gas | Miscellaneous | E3 | RIM BC Ratio | 0 | 0 | 0 | 0 | 0 | 0 | 0 | 0 | 0 | 0 | 0 | 0 | 0 | 0 | 0 | 0 | 0 | 0 | 0 | 0 | 0 | 0 | 0 | 0 | 0 | 0 | 0 | 0 | 0 | 0 | 0 | 0 | 0
F5_Commercial_Hospital_Existing_Miscellaneous_Natural Gas_Miscellaneous_E4 | F5 | Commercial | Hospital | Existing | Miscellaneous | Natural Gas | Miscellaneous | E4 | RIM BC Ratio | 0 | 0 | 0 | 0 | 0 | 0 | 0 | 0 | 0 | 0 | 0 | 0 | 0 | 0 | 0 | 0 | 0 | 0 | 0 | 0 | 0 | 0 | 0 | 0 | 0 | 0 | 0 | 0 | 0 | 0 | 0 | 0 | 0
F5_Commercial_Hospital_Existing_Miscellaneous_Natural Gas_Miscellaneous_E5 | F5 | Commercial | Hospital | Existing | Miscellaneous | Natural Gas | Miscellaneous | E5 | RIM BC Ratio | 0 | 0 | 0 | 0 | 0 | 0 | 0 | 0 | 0 | 0 | 0 | 0 | 0 | 0 | 0 | 0 | 0 | 0 | 0 | 0 | 0 | 0 | 0 | 0 | 0 | 0 | 0 | 0 | 0 | 0 | 0 | 0 | 0
F5_Commercial_Hospital_Existing_Miscellaneous_Natural Gas_Miscellaneous_E6 | F5 | Commercial | Hospital | Existing | Miscellaneous | Natural Gas | Miscellaneous | E6 | RIM BC Ratio | 0 | 0 | 0 | 0 | 0 | 0 | 0 | 0 | 0 | 0 | 0 | 0 | 0 | 0 | 0 | 0 | 0 | 0 | 0 | 0 | 0 | 0 | 0 | 0 | 0 | 0 | 0 | 0 | 0 | 0 | 0 | 0 | 0
F5_Commercial_Hospital_Existing_Miscellaneous_Natural Gas_Miscellaneous_E7 | F5 | Commercial | Hospital | Existing | Miscellaneous | Natural Gas | Miscellaneous | E7 | RIM BC Ratio | 0 | 0 | 0 | 0 | 0 | 0 | 0 | 0 | 0 | 0 | 0 | 0 | 0 | 0 | 0 | 0 | 0 | 0 | 0 | 0 | 0 | 0 | 0 | 0 | 0 | 0 | 0 | 0 | 0 | 0 | 0 | 0 | 0
F5_Commercial_Hospital_Existing_Miscellaneous_Natural Gas_Miscellaneous_E8 | F5 | Commercial | Hospital | Existing | Miscellaneous | Natural Gas | Miscellaneous | E8 | RIM BC Ratio | 0 | 0 | 0 | 0 | 0 | 0 | 0 | 0 | 0 | 0 | 0 | 0 | 0 | 0 | 0 | 0 | 0 | 0 | 0 | 0 | 0 | 0 | 0 | 0 | 0 | 0 | 0 | 0 | 0 | 0 | 0 | 0 | 0
F5_Commercial_Hospital_Existing_Miscellaneous_Natural Gas_Miscellaneous_E9 | F5 | Commercial | Hospital | Existing | Miscellaneous | Natural Gas | Miscellaneous | E9 | RIM BC Ratio | 0 | 0 | 0 | 0 | 0 | 0 | 0 | 0 | 0 | 0 | 0 | 0 | 0 | 0 | 0 | 0 | 0 | 0 | 0 | 0 | 0 | 0 | 0 | 0 | 0 | 0 | 0 | 0 | 0 | 0 | 0 | 0 | 0
F5_Commercial_Hospital_Existing_Miscellaneous_Natural Gas_Miscellaneous_E10 | F5 | Commercial | Hospital | Existing | Miscellaneous | Natural Gas | Miscellaneous | E10 | RIM BC Ratio | 0 | 0 | 0 | 0 | 0 | 0 | 0 | 0 | 0 | 0 | 0 | 0 | 0 | 0 | 0 | 0 | 0 | 0 | 0 | 0 | 0 | 0 | 0 | 0 | 0 | 0 | 0 | 0 | 0 | 0 | 0 | 0 | 0
F0_Commercial_Hospital_New_Space Heating_Natural Gas_Furnace_E0 | F0 | Commercial | Hospital | New | Space Heating | Natural Gas | Furnace | E0 | Economic Unit | AFUE 96% | AFUE 96% | AFUE 96% | AFUE 96% | AFUE 96% | AFUE 96% | AFUE 96% | AFUE 96% | AFUE 96% | AFUE 96% | AFUE 96% | AFUE 96% | AFUE 96% | AFUE 96% | AFUE 96% | AFUE 96% | AFUE 96% | AFUE 96% | AFUE 96% | AFUE 96% | AFUE 96% | AFUE 96% | AFUE 96% | AFUE 96% | AFUE 96% | AFUE 96% | AFUE 96% | AFUE 96% | AFUE 96% | AFUE 96% | AFUE 96% | AFUE 96% | AFUE 96%
F1_Commercial_Hospital_New_Space Heating_Natural Gas_Furnace_E1 | F1 | Commercial | Hospital | New | Space Heating | Natural Gas | Furnace | E1 | CCE | 0 | 0 | 0 | 0 | 0 | 0 | 0 | 0 | 0 | 0 | 0 | 0 | 0 | 0 | 0 | 0 | 0 | 0 | 0 | 0 | 0 | 0 | 0 | 0 | 0 | 0 | 0 | 0 | 0 | 0 | 0 | 0 | 0
F1_Commercial_Hospital_New_Space Heating_Natural Gas_Furnace_E2 | F1 | Commercial | Hospital | New | Space Heating | Natural Gas | Furnace | E2 | CCE | 0.34371 | 0.35585 | 0.32114 | 0.32892 | 0.33068 | 0 | 0 | 0 | 0 | 0 | 0 | 0 | 0 | 0 | 0 | 0 | 0 | 0 | 0 | 0 | 0 | 0 | 0 | 0 | 0 | 0 | 0 | 0 | 0 | 0 | 0 | 0 | 0
F1_Commercial_Hospital_New_Space Heating_Natural Gas_Furnace_E3 | F1 | Commercial | Hospital | New | Space Heating | Natural Gas | Furnace | E3 | CCE | 0.81534 | 0.84415 | 0.76182 | 0.78025 | 0.78445 | 0 | 0 | 0 | 0 | 0 | 0 | 0 | 0 | 0 | 0 | 0 | 0 | 0 | 0 | 0 | 0 | 0 | 0 | 0 | 0 | 0 | 0 | 0 | 0 | 0 | 0 | 0 | 0
F1_Commercial_Hospital_New_Space Heating_Natural Gas_Furnace_E4 | F1 | Commercial | Hospital | New | Space Heating | Natural Gas | Furnace | E4 | CCE | 1.2854 | 1.3308 | 1.201 | 1.2301 | 1.2367 | 1.9449 | 1.9555 | 1.9662 | 1.977 | 1.9879 | 1.999 | 2.0102 | 2.0215 | 2.0329 | 2.0444 | 2.0561 | 2.0679 | 2.0799 | 2.092 | 2.1042 | 2.1166 | 2.1291 | 2.1418 | 2.1546 | 2.1676 | 2.1807 | 2.194 | 2.2074 | 2.2211 | 2.2348 | 2.2488 | 2.263 | 2.263
F1_Commercial_Hospital_New_Space Heating_Natural Gas_Furnace_E5 | F1 | Commercial | Hospital | New | Space Heating | Natural Gas | Furnace | E5 | CCE | 0 | 0 | 0 | 0 | 0 | 0 | 0 | 17.4725 | 17.5686 | 17.6656 | 17.7638 | 17.8631 | 17.9635 | 18.0649 | 18.1677 | 18.2715 | 18.3765 | 18.4826 | 18.5902 | 18.6989 | 18.809 | 18.9199 | 19.0327 | 19.1466 | 19.262 | 19.3784 | 19.4967 | 19.6162 | 19.7372 | 19.8596 | 19.9839 | 20.1095 | 20.1095
F1_Commercial_Hospital_New_Space Heating_Natural Gas_Furnace_E6 | F1 | Commercial | Hospital | New | Space Heating | Natural Gas | Furnace | E6 | CCE | 0 | 0 | 0 | 0 | 0 | 0 | 0 | 0 | 0 | 0 | 0 | 0 | 0 | 0 | 0 | 0 | 0 | 0 | 0 | 0 | 0 | 0 | 0 | 0 | 0 | 0 | 0 | 0 | 0 | 0 | 0 | 0 | 0
F1_Commercial_Hospital_New_Space Heating_Natural Gas_Furnace_E7 | F1 | Commercial | Hospital | New | Space Heating | Natural Gas | Furnace | E7 | CCE | 0 | 0 | 0 | 0 | 0 | 0 | 0 | 0 | 0 | 0 | 0 | 0 | 0 | 0 | 0 | 0 | 0 | 0 | 0 | 0 | 0 | 0 | 0 | 0 | 0 | 0 | 0 | 0 | 0 | 0 | 0 | 0 | 0
F1_Commercial_Hospital_New_Space Heating_Natural Gas_Furnace_E8 | F1 | Commercial | Hospital | New | Space Heating | Natural Gas | Furnace | E8 | CCE | 0 | 0 | 0 | 0 | 0 | 0 | 0 | 0 | 0 | 0 | 0 | 0 | 0 | 0 | 0 | 0 | 0 | 0 | 0 | 0 | 0 | 0 | 0 | 0 | 0 | 0 | 0 | 0 | 0 | 0 | 0 | 0 | 0
F1_Commercial_Hospital_New_Space Heating_Natural Gas_Furnace_E9 | F1 | Commercial | Hospital | New | Space Heating | Natural Gas | Furnace | E9 | CCE | 0 | 0 | 0 | 0 | 0 | 0 | 0 | 0 | 0 | 0 | 0 | 0 | 0 | 0 | 0 | 0 | 0 | 0 | 0 | 0 | 0 | 0 | 0 | 0 | 0 | 0 | 0 | 0 | 0 | 0 | 0 | 0 | 0
F1_Commercial_Hospital_New_Space Heating_Natural Gas_Furnace_E10 | F1 | Commercial | Hospital | New | Space Heating | Natural Gas | Furnace | E10 | CCE | 0 | 0 | 0 | 0 | 0 | 0 | 0 | 0 | 0 | 0 | 0 | 0 | 0 | 0 | 0 | 0 | 0 | 0 | 0 | 0 | 0 | 0 | 0 | 0 | 0 | 0 | 0 | 0 | 0 | 0 | 0 | 0 | 0
F2_Commercial_Hospital_New_Space Heating_Natural Gas_Furnace_E1 | F2 | Commercial | Hospital | New | Space Heating | Natural Gas | Furnace | E1 | TRC BC Ratio | 1 | 1 | 1 | 1 | 1 | 0 | 0 | 0 | 0 | 0 | 0 | 0 | 0 | 0 | 0 | 0 | 0 | 0 | 0 | 0 | 0 | 0 | 0 | 0 | 0 | 0 | 0 | 0 | 0 | 0 | 0 | 0 | 0
F2_Commercial_Hospital_New_Space Heating_Natural Gas_Furnace_E2 | F2 | Commercial | Hospital | New | Space Heating | Natural Gas | Furnace | E2 | TRC BC Ratio | 6.3232 | 6.3207 | 6.3322 | 6.3021 | 6.2816 | 0 | 0 | 0 | 0 | 0 | 0 | 0 | 0 | 0 | 0 | 0 | 0 | 0 | 0 | 0 | 0 | 0 | 0 | 0 | 0 | 0 | 0 | 0 | 0 | 0 | 0 | 0 | 0
F2_Commercial_Hospital_New_Space Heating_Natural Gas_Furnace_E3 | F2 | Commercial | Hospital | New | Space Heating | Natural Gas | Furnace | E3 | TRC BC Ratio | 2.6655 | 2.6645 | 2.6694 | 2.6567 | 2.648 | 1 | 1 | 1 | 1 | 1 | 1 | 1 | 1 | 1 | 1 | 1 | 1 | 1 | 1 | 1 | 1 | 1 | 1 | 1 | 1 | 1 | 1 | 1 | 1 | 1 | 1 | 1 | 1
F2_Commercial_Hospital_New_Space Heating_Natural Gas_Furnace_E4 | F2 | Commercial | Hospital | New | Space Heating | Natural Gas | Furnace | E4 | TRC BC Ratio | 1.6908 | 1.6901 | 1.6932 | 1.6851 | 1.6796 | 1.0727 | 1.0737 | 1.0743 | 1.0755 | 1.0766 | 1.0775 | 1.0781 | 1.079 | 1.08 | 1.0807 | 1.0815 | 1.0823 | 1.0833 | 1.0842 | 1.0854 | 1.0865 | 1.0876 | 1.0885 | 1.0896 | 1.0905 | 1.0912 | 1.092 | 1.0928 | 1.0933 | 1.0939 | 1.0942 | 1.0946 | 1.0946
F2_Commercial_Hospital_New_Space Heating_Natural Gas_Furnace_E5 | F2 | Commercial | Hospital | New | Space Heating | Natural Gas | Furnace | E5 | TRC BC Ratio | 0 | 0 | 0 | 0 | 0 | 0 | 0 | 0.12089 | 0.12103 | 0.12115 | 0.12125 | 0.12132 | 0.12142 | 0.12153 | 0.12161 | 0.1217 | 0.12179 | 0.1219 | 0.12201 | 0.12214 | 0.12226 | 0.12239 | 0.12249 | 0.12262 | 0.12271 | 0.1228 | 0.12288 | 0.12297 | 0.12303 | 0.1231 | 0.12313 | 0.12318 | 0.12318
F2_Commercial_Hospital_New_Space Heating_Natural Gas_Furnace_E6 | F2 | Commercial | Hospital | New | Space Heating | Natural Gas | Furnace | E6 | TRC BC Ratio | 0 | 0 | 0 | 0 | 0 | 0 | 0 | 0 | 0 | 0 | 0 | 0 | 0 | 0 | 0 | 0 | 0 | 0 | 0 | 0 | 0 | 0 | 0 | 0 | 0 | 0 | 0 | 0 | 0 | 0 | 0 | 0 | 0
F2_Commercial_Hospital_New_Space Heating_Natural Gas_Furnace_E7 | F2 | Commercial | Hospital | New | Space Heating | Natural Gas | Furnace | E7 | TRC BC Ratio | 0 | 0 | 0 | 0 | 0 | 0 | 0 | 0 | 0 | 0 | 0 | 0 | 0 | 0 | 0 | 0 | 0 | 0 | 0 | 0 | 0 | 0 | 0 | 0 | 0 | 0 | 0 | 0 | 0 | 0 | 0 | 0 | 0
F2_Commercial_Hospital_New_Space Heating_Natural Gas_Furnace_E8 | F2 | Commercial | Hospital | New | Space Heating | Natural Gas | Furnace | E8 | TRC BC Ratio | 0 | 0 | 0 | 0 | 0 | 0 | 0 | 0 | 0 | 0 | 0 | 0 | 0 | 0 | 0 | 0 | 0 | 0 | 0 | 0 | 0 | 0 | 0 | 0 | 0 | 0 | 0 | 0 | 0 | 0 | 0 | 0 | 0
F2_Commercial_Hospital_New_Space Heating_Natural Gas_Furnace_E9 | F2 | Commercial | Hospital | New | Space Heating | Natural Gas | Furnace | E9 | TRC BC Ratio | 0 | 0 | 0 | 0 | 0 | 0 | 0 | 0 | 0 | 0 | 0 | 0 | 0 | 0 | 0 | 0 | 0 | 0 | 0 | 0 | 0 | 0 | 0 | 0 | 0 | 0 | 0 | 0 | 0 | 0 | 0 | 0 | 0
F2_Commercial_Hospital_New_Space Heating_Natural Gas_Furnace_E10 | F2 | Commercial | Hospital | New | Space Heating | Natural Gas | Furnace | E10 | TRC BC Ratio | 0 | 0 | 0 | 0 | 0 | 0 | 0 | 0 | 0 | 0 | 0 | 0 | 0 | 0 | 0 | 0 | 0 | 0 | 0 | 0 | 0 | 0 | 0 | 0 | 0 | 0 | 0 | 0 | 0 | 0 | 0 | 0 | 0
F3_Commercial_Hospital_New_Space Heating_Natural Gas_Furnace_E1 | F3 | Commercial | Hospital | New | Space Heating | Natural Gas | Furnace | E1 | PACT BC Ratio | 1 | 1 | 1 | 1 | 1 | 0 | 0 | 0 | 0 | 0 | 0 | 0 | 0 | 0 | 0 | 0 | 0 | 0 | 0 | 0 | 0 | 0 | 0 | 0 | 0 | 0 | 0 | 0 | 0 | 0 | 0 | 0 | 0
F3_Commercial_Hospital_New_Space Heating_Natural Gas_Furnace_E2 | F3 | Commercial | Hospital | New | Space Heating | Natural Gas | Furnace | E2 | PACT BC Ratio | 8.4309 | 8.4277 | 8.443 | 8.4029 | 8.3754 | 0 | 0 | 0 | 0 | 0 | 0 | 0 | 0 | 0 | 0 | 0 | 0 | 0 | 0 | 0 | 0 | 0 | 0 | 0 | 0 | 0 | 0 | 0 | 0 | 0 | 0 | 0 | 0
F3_Commercial_Hospital_New_Space Heating_Natural Gas_Furnace_E3 | F3 | Commercial | Hospital | New | Space Heating | Natural Gas | Furnace | E3 | PACT BC Ratio | 3.5541 | 3.5527 | 3.5591 | 3.5422 | 3.5307 | 1 | 1 | 1 | 1 | 1 | 1 | 1 | 1 | 1 | 1 | 1 | 1 | 1 | 1 | 1 | 1 | 1 | 1 | 1 | 1 | 1 | 1 | 1 | 1 | 1 | 1 | 1 | 1
F3_Commercial_Hospital_New_Space Heating_Natural Gas_Furnace_E4 | F3 | Commercial | Hospital | New | Space Heating | Natural Gas | Furnace | E4 | PACT BC Ratio | 2.2543 | 2.2535 | 2.2576 | 2.2468 | 2.2395 | 1.4302 | 1.4316 | 1.4324 | 1.4341 | 1.4354 | 1.4366 | 1.4375 | 1.4387 | 1.44 | 1.4409 | 1.442 | 1.443 | 1.4444 | 1.4456 | 1.4472 | 1.4486 | 1.4501 | 1.4514 | 1.4528 | 1.4539 | 1.455 | 1.456 | 1.457 | 1.4577 | 1.4585 | 1.4589 | 1.4595 | 1.4595
F3_Commercial_Hospital_New_Space Heating_Natural Gas_Furnace_E5 | F3 | Commercial | Hospital | New | Space Heating | Natural Gas | Furnace | E5 | PACT BC Ratio | 0 | 0 | 0 | 0 | 0 | 0 | 0 | 0.16119 | 0.16138 | 0.16153 | 0.16166 | 0.16177 | 0.1619 | 0.16204 | 0.16215 | 0.16227 | 0.16239 | 0.16254 | 0.16268 | 0.16286 | 0.16301 | 0.16318 | 0.16332 | 0.16349 | 0.16362 | 0.16373 | 0.16384 | 0.16396 | 0.16404 | 0.16413 | 0.16418 | 0.16424 | 0.16424
F3_Commercial_Hospital_New_Space Heating_Natural Gas_Furnace_E6 | F3 | Commercial | Hospital | New | Space Heating | Natural Gas | Furnace | E6 | PACT BC Ratio | 0 | 0 | 0 | 0 | 0 | 0 | 0 | 0 | 0 | 0 | 0 | 0 | 0 | 0 | 0 | 0 | 0 | 0 | 0 | 0 | 0 | 0 | 0 | 0 | 0 | 0 | 0 | 0 | 0 | 0 | 0 | 0 | 0
F3_Commercial_Hospital_New_Space Heating_Natural Gas_Furnace_E7 | F3 | Commercial | Hospital | New | Space Heating | Natural Gas | Furnace | E7 | PACT BC Ratio | 0 | 0 | 0 | 0 | 0 | 0 | 0 | 0 | 0 | 0 | 0 | 0 | 0 | 0 | 0 | 0 | 0 | 0 | 0 | 0 | 0 | 0 | 0 | 0 | 0 | 0 | 0 | 0 | 0 | 0 | 0 | 0 | 0
F3_Commercial_Hospital_New_Space Heating_Natural Gas_Furnace_E8 | F3 | Commercial | Hospital | New | Space Heating | Natural Gas | Furnace | E8 | PACT BC Ratio | 0 | 0 | 0 | 0 | 0 | 0 | 0 | 0 | 0 | 0 | 0 | 0 | 0 | 0 | 0 | 0 | 0 | 0 | 0 | 0 | 0 | 0 | 0 | 0 | 0 | 0 | 0 | 0 | 0 | 0 | 0 | 0 | 0
F3_Commercial_Hospital_New_Space Heating_Natural Gas_Furnace_E9 | F3 | Commercial | Hospital | New | Space Heating | Natural Gas | Furnace | E9 | PACT BC Ratio | 0 | 0 | 0 | 0 | 0 | 0 | 0 | 0 | 0 | 0 | 0 | 0 | 0 | 0 | 0 | 0 | 0 | 0 | 0 | 0 | 0 | 0 | 0 | 0 | 0 | 0 | 0 | 0 | 0 | 0 | 0 | 0 | 0
F3_Commercial_Hospital_New_Space Heating_Natural Gas_Furnace_E10 | F3 | Commercial | Hospital | New | Space Heating | Natural Gas | Furnace | E10 | PACT BC Ratio | 0 | 0 | 0 | 0 | 0 | 0 | 0 | 0 | 0 | 0 | 0 | 0 | 0 | 0 | 0 | 0 | 0 | 0 | 0 | 0 | 0 | 0 | 0 | 0 | 0 | 0 | 0 | 0 | 0 | 0 | 0 | 0 | 0
F4_Commercial_Hospital_New_Space Heating_Natural Gas_Furnace_E1 | F4 | Commercial | Hospital | New | Space Heating | Natural Gas | Furnace | E1 | RVT BC Ratio | 1 | 1 | 1 | 1 | 1 | 0 | 0 | 0 | 0 | 0 | 0 | 0 | 0 | 0 | 0 | 0 | 0 | 0 | 0 | 0 | 0 | 0 | 0 | 0 | 0 | 0 | 0 | 0 | 0 | 0 | 0 | 0 | 0
F4_Commercial_Hospital_New_Space Heating_Natural Gas_Furnace_E2 | F4 | Commercial | Hospital | New | Space Heating | Natural Gas | Furnace | E2 | RVT BC Ratio | 9.7907 | 9.7872 | 9.8037 | 9.7605 | 9.7309 | 0 | 0 | 0 | 0 | 0 | 0 | 0 | 0 | 0 | 0 | 0 | 0 | 0 | 0 | 0 | 0 | 0 | 0 | 0 | 0 | 0 | 0 | 0 | 0 | 0 | 0 | 0 | 0
F4_Commercial_Hospital_New_Space Heating_Natural Gas_Furnace_E3 | F4 | Commercial | Hospital | New | Space Heating | Natural Gas | Furnace | E3 | RVT BC Ratio | 4.5322 | 4.5307 | 4.5377 | 4.5194 | 4.507 | 1 | 1 | 1 | 1 | 1 | 1 | 1 | 1 | 1 | 1 | 1 | 1 | 1 | 1 | 1 | 1 | 1 | 1 | 1 | 1 | 1 | 1 | 1 | 1 | 1 | 1 | 1 | 1
F4_Commercial_Hospital_New_Space Heating_Natural Gas_Furnace_E4 | F4 | Commercial | Hospital | New | Space Heating | Natural Gas | Furnace | E4 | RVT BC Ratio | 3.1308 | 3.1298 | 3.1342 | 3.1227 | 3.1148 | 2.2421 | 2.2437 | 2.2445 | 2.2463 | 2.2478 | 2.249 | 2.25 | 2.2513 | 2.2526 | 2.2537 | 2.2548 | 2.256 | 2.2574 | 2.2587 | 2.2605 | 2.262 | 2.2636 | 2.2649 | 2.2665 | 2.2677 | 2.2689 | 2.2699 | 2.2711 | 2.2718 | 2.2726 | 2.2731 | 2.2737 | 2.2737
F4_Commercial_Hospital_New_Space Heating_Natural Gas_Furnace_E5 | F4 | Commercial | Hospital | New | Space Heating | Natural Gas | Furnace | E5 | RVT BC Ratio | 0 | 0 | 0 | 0 | 0 | 0 | 0 | 0.8738 | 0.87401 | 0.87417 | 0.87432 | 0.87442 | 0.87457 | 0.87472 | 0.87484 | 0.87497 | 0.87509 | 0.87526 | 0.87541 | 0.8756 | 0.87577 | 0.87595 | 0.8761 | 0.87628 | 0.87642 | 0.87655 | 0.87666 | 0.87679 | 0.87688 | 0.87697 | 0.87703 | 0.8771 | 0.8771
F4_Commercial_Hospital_New_Space Heating_Natural Gas_Furnace_E6 | F4 | Commercial | Hospital | New | Space Heating | Natural Gas | Furnace | E6 | RVT BC Ratio | 0 | 0 | 0 | 0 | 0 | 0 | 0 | 0 | 0 | 0 | 0 | 0 | 0 | 0 | 0 | 0 | 0 | 0 | 0 | 0 | 0 | 0 | 0 | 0 | 0 | 0 | 0 | 0 | 0 | 0 | 0 | 0 | 0
F4_Commercial_Hospital_New_Space Heating_Natural Gas_Furnace_E7 | F4 | Commercial | Hospital | New | Space Heating | Natural Gas | Furnace | E7 | RVT BC Ratio | 0 | 0 | 0 | 0 | 0 | 0 | 0 | 0 | 0 | 0 | 0 | 0 | 0 | 0 | 0 | 0 | 0 | 0 | 0 | 0 | 0 | 0 | 0 | 0 | 0 | 0 | 0 | 0 | 0 | 0 | 0 | 0 | 0
F4_Commercial_Hospital_New_Space Heating_Natural Gas_Furnace_E8 | F4 | Commercial | Hospital | New | Space Heating | Natural Gas | Furnace | E8 | RVT BC Ratio | 0 | 0 | 0 | 0 | 0 | 0 | 0 | 0 | 0 | 0 | 0 | 0 | 0 | 0 | 0 | 0 | 0 | 0 | 0 | 0 | 0 | 0 | 0 | 0 | 0 | 0 | 0 | 0 | 0 | 0 | 0 | 0 | 0
F4_Commercial_Hospital_New_Space Heating_Natural Gas_Furnace_E9 | F4 | Commercial | Hospital | New | Space Heating | Natural Gas | Furnace | E9 | RVT BC Ratio | 0 | 0 | 0 | 0 | 0 | 0 | 0 | 0 | 0 | 0 | 0 | 0 | 0 | 0 | 0 | 0 | 0 | 0 | 0 | 0 | 0 | 0 | 0 | 0 | 0 | 0 | 0 | 0 | 0 | 0 | 0 | 0 | 0
F4_Commercial_Hospital_New_Space Heating_Natural Gas_Furnace_E10 | F4 | Commercial | Hospital | New | Space Heating | Natural Gas | Furnace | E10 | RVT BC Ratio | 0 | 0 | 0 | 0 | 0 | 0 | 0 | 0 | 0 | 0 | 0 | 0 | 0 | 0 | 0 | 0 | 0 | 0 | 0 | 0 | 0 | 0 | 0 | 0 | 0 | 0 | 0 | 0 | 0 | 0 | 0 | 0 | 0
F5_Commercial_Hospital_New_Space Heating_Natural Gas_Furnace_E1 | F5 | Commercial | Hospital | New | Space Heating | Natural Gas | Furnace | E1 | RIM BC Ratio | 1 | 1 | 1 | 1 | 1 | 0 | 0 | 0 | 0 | 0 | 0 | 0 | 0 | 0 | 0 | 0 | 0 | 0 | 0 | 0 | 0 | 0 | 0 | 0 | 0 | 0 | 0 | 0 | 0 | 0 | 0 | 0 | 0
F5_Commercial_Hospital_New_Space Heating_Natural Gas_Furnace_E2 | F5 | Commercial | Hospital | New | Space Heating | Natural Gas | Furnace | E2 | RIM BC Ratio | 0.75949 | 0.75946 | 0.75959 | 0.75926 | 0.75903 | 0 | 0 | 0 | 0 | 0 | 0 | 0 | 0 | 0 | 0 | 0 | 0 | 0 | 0 | 0 | 0 | 0 | 0 | 0 | 0 | 0 | 0 | 0 | 0 | 0 | 0 | 0 | 0
F5_Commercial_Hospital_New_Space Heating_Natural Gas_Furnace_E3 | F5 | Commercial | Hospital | New | Space Heating | Natural Gas | Furnace | E3 | RIM BC Ratio | 0.67593 | 0.67589 | 0.67612 | 0.67551 | 0.67508 | 1 | 1 | 1 | 1 | 1 | 1 | 1 | 1 | 1 | 1 | 1 | 1 | 1 | 1 | 1 | 1 | 1 | 1 | 1 | 1 | 1 | 1 | 1 | 1 | 1 | 1 | 1 | 1
F5_Commercial_Hospital_New_Space Heating_Natural Gas_Furnace_E4 | F5 | Commercial | Hospital | New | Space Heating | Natural Gas | Furnace | E4 | RIM BC Ratio | 0.60914 | 0.60908 | 0.60938 | 0.60859 | 0.60805 | 0.52708 | 0.52727 | 0.52737 | 0.5276 | 0.52778 | 0.52794 | 0.52806 | 0.52822 | 0.52839 | 0.52853 | 0.52867 | 0.52881 | 0.52898 | 0.52915 | 0.52937 | 0.52955 | 0.52975 | 0.52992 | 0.53012 | 0.53027 | 0.5304 | 0.53053 | 0.53068 | 0.53077 | 0.53087 | 0.53093 | 0.53101 | 0.53101
F5_Commercial_Hospital_New_Space Heating_Natural Gas_Furnace_E5 | F5 | Commercial | Hospital | New | Space Heating | Natural Gas | Furnace | E5 | RIM BC Ratio | 0 | 0 | 0 | 0 | 0 | 0 | 0 | 0.1351 | 0.13523 | 0.13534 | 0.13543 | 0.1355 | 0.1356 | 0.1357 | 0.13578 | 0.13586 | 0.13594 | 0.13604 | 0.13614 | 0.13627 | 0.13638 | 0.1365 | 0.1366 | 0.13671 | 0.1368 | 0.13688 | 0.13696 | 0.13704 | 0.1371 | 0.13716 | 0.13719 | 0.13724 | 0.13724
F5_Commercial_Hospital_New_Space Heating_Natural Gas_Furnace_E6 | F5 | Commercial | Hospital | New | Space Heating | Natural Gas | Furnace | E6 | RIM BC Ratio | 0 | 0 | 0 | 0 | 0 | 0 | 0 | 0 | 0 | 0 | 0 | 0 | 0 | 0 | 0 | 0 | 0 | 0 | 0 | 0 | 0 | 0 | 0 | 0 | 0 | 0 | 0 | 0 | 0 | 0 | 0 | 0 | 0
F5_Commercial_Hospital_New_Space Heating_Natural Gas_Furnace_E7 | F5 | Commercial | Hospital | New | Space Heating | Natural Gas | Furnace | E7 | RIM BC Ratio | 0 | 0 | 0 | 0 | 0 | 0 | 0 | 0 | 0 | 0 | 0 | 0 | 0 | 0 | 0 | 0 | 0 | 0 | 0 | 0 | 0 | 0 | 0 | 0 | 0 | 0 | 0 | 0 | 0 | 0 | 0 | 0 | 0
F5_Commercial_Hospital_New_Space Heating_Natural Gas_Furnace_E8 | F5 | Commercial | Hospital | New | Space Heating | Natural Gas | Furnace | E8 | RIM BC Ratio | 0 | 0 | 0 | 0 | 0 | 0 | 0 | 0 | 0 | 0 | 0 | 0 | 0 | 0 | 0 | 0 | 0 | 0 | 0 | 0 | 0 | 0 | 0 | 0 | 0 | 0 | 0 | 0 | 0 | 0 | 0 | 0 | 0
F5_Commercial_Hospital_New_Space Heating_Natural Gas_Furnace_E9 | F5 | Commercial | Hospital | New | Space Heating | Natural Gas | Furnace | E9 | RIM BC Ratio | 0 | 0 | 0 | 0 | 0 | 0 | 0 | 0 | 0 | 0 | 0 | 0 | 0 | 0 | 0 | 0 | 0 | 0 | 0 | 0 | 0 | 0 | 0 | 0 | 0 | 0 | 0 | 0 | 0 | 0 | 0 | 0 | 0
F5_Commercial_Hospital_New_Space Heating_Natural Gas_Furnace_E10 | F5 | Commercial | Hospital | New | Space Heating | Natural Gas | Furnace | E10 | RIM BC Ratio | 0 | 0 | 0 | 0 | 0 | 0 | 0 | 0 | 0 | 0 | 0 | 0 | 0 | 0 | 0 | 0 | 0 | 0 | 0 | 0 | 0 | 0 | 0 | 0 | 0 | 0 | 0 | 0 | 0 | 0 | 0 | 0 | 0
F0_Commercial_Hospital_New_Space Heating_Natural Gas_Boiler_E0 | F0 | Commercial | Hospital | New | Space Heating | Natural Gas | Boiler | E0 | Economic Unit | TE 98% | TE 98% | TE 98% | TE 98% | TE 98% | TE 98% | TE 98% | TE 98% | TE 98% | TE 98% | TE 98% | TE 98% | TE 98% | TE 98% | TE 98% | TE 98% | TE 98% | TE 98% | TE 98% | TE 98% | TE 98% | TE 98% | TE 98% | TE 98% | TE 98% | TE 98% | TE 98% | TE 98% | TE 98% | TE 98% | TE 98% | TE 98% | TE 98%
F1_Commercial_Hospital_New_Space Heating_Natural Gas_Boiler_E1 | F1 | Commercial | Hospital | New | Space Heating | Natural Gas | Boiler | E1 | CCE | 0 | 0 | 0 | 0 | 0 | 0 | 0 | 0 | 0 | 0 | 0 | 0 | 0 | 0 | 0 | 0 | 0 | 0 | 0 | 0 | 0 | 0 | 0 | 0 | 0 | 0 | 0 | 0 | 0 | 0 | 0 | 0 | 0
F1_Commercial_Hospital_New_Space Heating_Natural Gas_Boiler_E2 | F1 | Commercial | Hospital | New | Space Heating | Natural Gas | Boiler | E2 | CCE | 0.2506 | 0.25945 | 0.23414 | 0.23981 | 0.2411 | 0 | 0 | 0 | 0 | 0 | 0 | 0 | 0 | 0 | 0 | 0 | 0 | 0 | 0 | 0 | 0 | 0 | 0 | 0 | 0 | 0 | 0 | 0 | 0 | 0 | 0 | 0 | 0
F1_Commercial_Hospital_New_Space Heating_Natural Gas_Boiler_E3 | F1 | Commercial | Hospital | New | Space Heating | Natural Gas | Boiler | E3 | CCE | 1.4846 | 1.5371 | 1.3872 | 1.4207 | 1.4284 | 0 | 0 | 0 | 0 | 0 | 0 | 0 | 0 | 0 | 0 | 0 | 0 | 0 | 0 | 0 | 0 | 0 | 0 | 0 | 0 | 0 | 0 | 0 | 0 | 0 | 0 | 0 | 0
F1_Commercial_Hospital_New_Space Heating_Natural Gas_Boiler_E4 | F1 | Commercial | Hospital | New | Space Heating | Natural Gas | Boiler | E4 | CCE | 1.497 | 1.5499 | 1.3987 | 1.4326 | 1.4403 | 1.4994 | 1.5076 | 1.5158 | 1.5241 | 1.5326 | 1.5411 | 1.5497 | 1.5584 | 1.5672 | 1.5761 | 1.5851 | 1.5942 | 1.6034 | 1.6128 | 1.6222 | 1.6317 | 1.6414 | 1.6512 | 1.661 | 1.671 | 1.6811 | 1.6914 | 1.7018 | 1.7123 | 1.7229 | 1.7337 | 1.7446 | 1.7446
F1_Commercial_Hospital_New_Space Heating_Natural Gas_Boiler_E5 | F1 | Commercial | Hospital | New | Space Heating | Natural Gas | Boiler | E5 | CCE | 4.6111 | 4.7741 | 4.3084 | 4.4127 | 4.4364 | 6.3716 | 6.4062 | 6.4413 | 6.4767 | 6.5124 | 6.5487 | 6.5853 | 6.6223 | 6.6596 | 6.6975 | 6.7358 | 6.7745 | 6.8136 | 6.8533 | 6.8934 | 6.9339 | 6.9749 | 7.0164 | 7.0584 | 7.1009 | 7.1439 | 7.1875 | 7.2315 | 7.2762 | 7.3213 | 7.3671 | 7.4134 | 7.4134
F1_Commercial_Hospital_New_Space Heating_Natural Gas_Boiler_E6 | F1 | Commercial | Hospital | New | Space Heating | Natural Gas | Boiler | E6 | CCE | 0 | 0 | 0 | 0 | 0 | 0 | 0 | 0 | 0 | 0 | 0 | 0 | 0 | 0 | 0 | 0 | 0 | 0 | 0 | 0 | 0 | 0 | 0 | 0 | 0 | 0 | 0 | 0 | 0 | 0 | 0 | 0 | 0
F1_Commercial_Hospital_New_Space Heating_Natural Gas_Boiler_E7 | F1 | Commercial | Hospital | New | Space Heating | Natural Gas | Boiler | E7 | CCE | 0 | 0 | 0 | 0 | 0 | 0 | 0 | 0 | 0 | 0 | 0 | 0 | 0 | 0 | 0 | 0 | 0 | 0 | 0 | 0 | 0 | 0 | 0 | 0 | 0 | 0 | 0 | 0 | 0 | 0 | 0 | 0 | 0
F1_Commercial_Hospital_New_Space Heating_Natural Gas_Boiler_E8 | F1 | Commercial | Hospital | New | Space Heating | Natural Gas | Boiler | E8 | CCE | 0 | 0 | 0 | 0 | 0 | 0 | 0 | 0 | 0 | 0 | 0 | 0 | 0 | 0 | 0 | 0 | 0 | 0 | 0 | 0 | 0 | 0 | 0 | 0 | 0 | 0 | 0 | 0 | 0 | 0 | 0 | 0 | 0
F1_Commercial_Hospital_New_Space Heating_Natural Gas_Boiler_E9 | F1 | Commercial | Hospital | New | Space Heating | Natural Gas | Boiler | E9 | CCE | 0 | 0 | 0 | 0 | 0 | 0 | 0 | 0 | 0 | 0 | 0 | 0 | 0 | 0 | 0 | 0 | 0 | 0 | 0 | 0 | 0 | 0 | 0 | 0 | 0 | 0 | 0 | 0 | 0 | 0 | 0 | 0 | 0
F1_Commercial_Hospital_New_Space Heating_Natural Gas_Boiler_E10 | F1 | Commercial | Hospital | New | Space Heating | Natural Gas | Boiler | E10 | CCE | 0 | 0 | 0 | 0 | 0 | 0 | 0 | 0 | 0 | 0 | 0 | 0 | 0 | 0 | 0 | 0 | 0 | 0 | 0 | 0 | 0 | 0 | 0 | 0 | 0 | 0 | 0 | 0 | 0 | 0 | 0 | 0 | 0
F2_Commercial_Hospital_New_Space Heating_Natural Gas_Boiler_E1 | F2 | Commercial | Hospital | New | Space Heating | Natural Gas | Boiler | E1 | TRC BC Ratio | 1 | 1 | 1 | 1 | 1 | 0 | 0 | 0 | 0 | 0 | 0 | 0 | 0 | 0 | 0 | 0 | 0 | 0 | 0 | 0 | 0 | 0 | 0 | 0 | 0 | 0 | 0 | 0 | 0 | 0 | 0 | 0 | 0
F2_Commercial_Hospital_New_Space Heating_Natural Gas_Boiler_E2 | F2 | Commercial | Hospital | New | Space Heating | Natural Gas | Boiler | E2 | TRC BC Ratio | 8.6783 | 8.6757 | 8.6914 | 8.653 | 8.6269 | 0 | 0 | 0 | 0 | 0 | 0 | 0 | 0 | 0 | 0 | 0 | 0 | 0 | 0 | 0 | 0 | 0 | 0 | 0 | 0 | 0 | 0 | 0 | 0 | 0 | 0 | 0 | 0
F2_Commercial_Hospital_New_Space Heating_Natural Gas_Boiler_E3 | F2 | Commercial | Hospital | New | Space Heating | Natural Gas | Boiler | E3 | TRC BC Ratio | 1.4648 | 1.4644 | 1.467 | 1.4606 | 1.4562 | 1 | 1 | 1 | 1 | 1 | 1 | 1 | 1 | 1 | 1 | 1 | 1 | 1 | 1 | 1 | 1 | 1 | 1 | 1 | 1 | 1 | 1 | 1 | 1 | 1 | 1 | 1 | 1
F2_Commercial_Hospital_New_Space Heating_Natural Gas_Boiler_E4 | F2 | Commercial | Hospital | New | Space Heating | Natural Gas | Boiler | E4 | TRC BC Ratio | 1.4527 | 1.4523 | 1.4549 | 1.4485 | 1.4441 | 1.3934 | 1.3948 | 1.3956 | 1.3972 | 1.3986 | 1.3997 | 1.4006 | 1.4017 | 1.403 | 1.4039 | 1.4049 | 1.4058 | 1.407 | 1.4082 | 1.4097 | 1.411 | 1.4123 | 1.4135 | 1.4148 | 1.4159 | 1.4168 | 1.4177 | 1.4187 | 1.4194 | 1.4201 | 1.4205 | 1.421 | 1.421
F2_Commercial_Hospital_New_Space Heating_Natural Gas_Boiler_E5 | F2 | Commercial | Hospital | New | Space Heating | Natural Gas | Boiler | E5 | TRC BC Ratio | 0.47163 | 0.47149 | 0.47234 | 0.47025 | 0.46884 | 0.32791 | 0.32824 | 0.32842 | 0.32881 | 0.32912 | 0.3294 | 0.3296 | 0.32987 | 0.33015 | 0.33037 | 0.3306 | 0.33082 | 0.33111 | 0.33139 | 0.33174 | 0.33204 | 0.33236 | 0.33263 | 0.33295 | 0.33319 | 0.33342 | 0.33363 | 0.33386 | 0.33401 | 0.33418 | 0.33428 | 0.3344 | 0.3344
F2_Commercial_Hospital_New_Space Heating_Natural Gas_Boiler_E6 | F2 | Commercial | Hospital | New | Space Heating | Natural Gas | Boiler | E6 | TRC BC Ratio | 0 | 0 | 0 | 0 | 0 | 0 | 0 | 0 | 0 | 0 | 0 | 0 | 0 | 0 | 0 | 0 | 0 | 0 | 0 | 0 | 0 | 0 | 0 | 0 | 0 | 0 | 0 | 0 | 0 | 0 | 0 | 0 | 0
F2_Commercial_Hospital_New_Space Heating_Natural Gas_Boiler_E7 | F2 | Commercial | Hospital | New | Space Heating | Natural Gas | Boiler | E7 | TRC BC Ratio | 0 | 0 | 0 | 0 | 0 | 0 | 0 | 0 | 0 | 0 | 0 | 0 | 0 | 0 | 0 | 0 | 0 | 0 | 0 | 0 | 0 | 0 | 0 | 0 | 0 | 0 | 0 | 0 | 0 | 0 | 0 | 0 | 0
F2_Commercial_Hospital_New_Space Heating_Natural Gas_Boiler_E8 | F2 | Commercial | Hospital | New | Space Heating | Natural Gas | Boiler | E8 | TRC BC Ratio | 0 | 0 | 0 | 0 | 0 | 0 | 0 | 0 | 0 | 0 | 0 | 0 | 0 | 0 | 0 | 0 | 0 | 0 | 0 | 0 | 0 | 0 | 0 | 0 | 0 | 0 | 0 | 0 | 0 | 0 | 0 | 0 | 0
F2_Commercial_Hospital_New_Space Heating_Natural Gas_Boiler_E9 | F2 | Commercial | Hospital | New | Space Heating | Natural Gas | Boiler | E9 | TRC BC Ratio | 0 | 0 | 0 | 0 | 0 | 0 | 0 | 0 | 0 | 0 | 0 | 0 | 0 | 0 | 0 | 0 | 0 | 0 | 0 | 0 | 0 | 0 | 0 | 0 | 0 | 0 | 0 | 0 | 0 | 0 | 0 | 0 | 0
F2_Commercial_Hospital_New_Space Heating_Natural Gas_Boiler_E10 | F2 | Commercial | Hospital | New | Space Heating | Natural Gas | Boiler | E10 | TRC BC Ratio | 0 | 0 | 0 | 0 | 0 | 0 | 0 | 0 | 0 | 0 | 0 | 0 | 0 | 0 | 0 | 0 | 0 | 0 | 0 | 0 | 0 | 0 | 0 | 0 | 0 | 0 | 0 | 0 | 0 | 0 | 0 | 0 | 0
F3_Commercial_Hospital_New_Space Heating_Natural Gas_Boiler_E1 | F3 | Commercial | Hospital | New | Space Heating | Natural Gas | Boiler | E1 | PACT BC Ratio | 1 | 1 | 1 | 1 | 1 | 0 | 0 | 0 | 0 | 0 | 0 | 0 | 0 | 0 | 0 | 0 | 0 | 0 | 0 | 0 | 0 | 0 | 0 | 0 | 0 | 0 | 0 | 0 | 0 | 0 | 0 | 0 | 0
F3_Commercial_Hospital_New_Space Heating_Natural Gas_Boiler_E2 | F3 | Commercial | Hospital | New | Space Heating | Natural Gas | Boiler | E2 | PACT BC Ratio | 11.571 | 11.5676 | 11.5885 | 11.5373 | 11.5026 | 0 | 0 | 0 | 0 | 0 | 0 | 0 | 0 | 0 | 0 | 0 | 0 | 0 | 0 | 0 | 0 | 0 | 0 | 0 | 0 | 0 | 0 | 0 | 0 | 0 | 0 | 0 | 0
F3_Commercial_Hospital_New_Space Heating_Natural Gas_Boiler_E3 | F3 | Commercial | Hospital | New | Space Heating | Natural Gas | Boiler | E3 | PACT BC Ratio | 1.9531 | 1.9525 | 1.9561 | 1.9474 | 1.9416 | 1 | 1 | 1 | 1 | 1 | 1 | 1 | 1 | 1 | 1 | 1 | 1 | 1 | 1 | 1 | 1 | 1 | 1 | 1 | 1 | 1 | 1 | 1 | 1 | 1 | 1 | 1 | 1
F3_Commercial_Hospital_New_Space Heating_Natural Gas_Boiler_E4 | F3 | Commercial | Hospital | New | Space Heating | Natural Gas | Boiler | E4 | PACT BC Ratio | 1.937 | 1.9364 | 1.9399 | 1.9313 | 1.9255 | 1.8579 | 1.8598 | 1.8608 | 1.863 | 1.8648 | 1.8663 | 1.8675 | 1.869 | 1.8706 | 1.8719 | 1.8731 | 1.8744 | 1.876 | 1.8776 | 1.8796 | 1.8813 | 1.8831 | 1.8846 | 1.8864 | 1.8878 | 1.8891 | 1.8903 | 1.8916 | 1.8925 | 1.8934 | 1.894 | 1.8947 | 1.8947
F3_Commercial_Hospital_New_Space Heating_Natural Gas_Boiler_E5 | F3 | Commercial | Hospital | New | Space Heating | Natural Gas | Boiler | E5 | PACT BC Ratio | 0.62884 | 0.62865 | 0.62979 | 0.62701 | 0.62512 | 0.43721 | 0.43766 | 0.4379 | 0.43841 | 0.43883 | 0.43919 | 0.43947 | 0.43982 | 0.44021 | 0.4405 | 0.4408 | 0.4411 | 0.44148 | 0.44185 | 0.44231 | 0.44272 | 0.44315 | 0.44351 | 0.44393 | 0.44426 | 0.44456 | 0.44484 | 0.44515 | 0.44535 | 0.44557 | 0.4457 | 0.44587 | 0.44587
F3_Commercial_Hospital_New_Space Heating_Natural Gas_Boiler_E6 | F3 | Commercial | Hospital | New | Space Heating | Natural Gas | Boiler | E6 | PACT BC Ratio | 0 | 0 | 0 | 0 | 0 | 0 | 0 | 0 | 0 | 0 | 0 | 0 | 0 | 0 | 0 | 0 | 0 | 0 | 0 | 0 | 0 | 0 | 0 | 0 | 0 | 0 | 0 | 0 | 0 | 0 | 0 | 0 | 0
F3_Commercial_Hospital_New_Space Heating_Natural Gas_Boiler_E7 | F3 | Commercial | Hospital | New | Space Heating | Natural Gas | Boiler | E7 | PACT BC Ratio | 0 | 0 | 0 | 0 | 0 | 0 | 0 | 0 | 0 | 0 | 0 | 0 | 0 | 0 | 0 | 0 | 0 | 0 | 0 | 0 | 0 | 0 | 0 | 0 | 0 | 0 | 0 | 0 | 0 | 0 | 0 | 0 | 0
F3_Commercial_Hospital_New_Space Heating_Natural Gas_Boiler_E8 | F3 | Commercial | Hospital | New | Space Heating | Natural Gas | Boiler | E8 | PACT BC Ratio | 0 | 0 | 0 | 0 | 0 | 0 | 0 | 0 | 0 | 0 | 0 | 0 | 0 | 0 | 0 | 0 | 0 | 0 | 0 | 0 | 0 | 0 | 0 | 0 | 0 | 0 | 0 | 0 | 0 | 0 | 0 | 0 | 0
F3_Commercial_Hospital_New_Space Heating_Natural Gas_Boiler_E9 | F3 | Commercial | Hospital | New | Space Heating | Natural Gas | Boiler | E9 | PACT BC Ratio | 0 | 0 | 0 | 0 | 0 | 0 | 0 | 0 | 0 | 0 | 0 | 0 | 0 | 0 | 0 | 0 | 0 | 0 | 0 | 0 | 0 | 0 | 0 | 0 | 0 | 0 | 0 | 0 | 0 | 0 | 0 | 0 | 0
F3_Commercial_Hospital_New_Space Heating_Natural Gas_Boiler_E10 | F3 | Commercial | Hospital | New | Space Heating | Natural Gas | Boiler | E10 | PACT BC Ratio | 0 | 0 | 0 | 0 | 0 | 0 | 0 | 0 | 0 | 0 | 0 | 0 | 0 | 0 | 0 | 0 | 0 | 0 | 0 | 0 | 0 | 0 | 0 | 0 | 0 | 0 | 0 | 0 | 0 | 0 | 0 | 0 | 0
F4_Commercial_Hospital_New_Space Heating_Natural Gas_Boiler_E1 | F4 | Commercial | Hospital | New | Space Heating | Natural Gas | Boiler | E1 | RVT BC Ratio | 1 | 1 | 1 | 1 | 1 | 0 | 0 | 0 | 0 | 0 | 0 | 0 | 0 | 0 | 0 | 0 | 0 | 0 | 0 | 0 | 0 | 0 | 0 | 0 | 0 | 0 | 0 | 0 | 0 | 0 | 0 | 0 | 0
F4_Commercial_Hospital_New_Space Heating_Natural Gas_Boiler_E2 | F4 | Commercial | Hospital | New | Space Heating | Natural Gas | Boiler | E2 | RVT BC Ratio | 13.1766 | 13.1729 | 13.1954 | 13.1402 | 13.1028 | 0 | 0 | 0 | 0 | 0 | 0 | 0 | 0 | 0 | 0 | 0 | 0 | 0 | 0 | 0 | 0 | 0 | 0 | 0 | 0 | 0 | 0 | 0 | 0 | 0 | 0 | 0 | 0
F4_Commercial_Hospital_New_Space Heating_Natural Gas_Boiler_E3 | F4 | Commercial | Hospital | New | Space Heating | Natural Gas | Boiler | E3 | RVT BC Ratio | 2.806 | 2.8053 | 2.8091 | 2.7998 | 2.7935 | 1 | 1 | 1 | 1 | 1 | 1 | 1 | 1 | 1 | 1 | 1 | 1 | 1 | 1 | 1 | 1 | 1 | 1 | 1 | 1 | 1 | 1 | 1 | 1 | 1 | 1 | 1 | 1
F4_Commercial_Hospital_New_Space Heating_Natural Gas_Boiler_E4 | F4 | Commercial | Hospital | New | Space Heating | Natural Gas | Boiler | E4 | RVT BC Ratio | 2.7886 | 2.7879 | 2.7917 | 2.7825 | 2.7762 | 2.7033 | 2.7053 | 2.7064 | 2.7088 | 2.7107 | 2.7124 | 2.7136 | 2.7152 | 2.717 | 2.7184 | 2.7197 | 2.7211 | 2.7229 | 2.7245 | 2.7267 | 2.7285 | 2.7305 | 2.7321 | 2.7341 | 2.7356 | 2.7369 | 2.7382 | 2.7397 | 2.7406 | 2.7416 | 2.7422 | 2.743 | 2.743
F4_Commercial_Hospital_New_Space Heating_Natural Gas_Boiler_E5 | F4 | Commercial | Hospital | New | Space Heating | Natural Gas | Boiler | E5 | RVT BC Ratio | 1.378 | 1.3778 | 1.3791 | 1.3761 | 1.374 | 1.1714 | 1.1719 | 1.1722 | 1.1727 | 1.1732 | 1.1736 | 1.1739 | 1.1742 | 1.1747 | 1.175 | 1.1753 | 1.1756 | 1.176 | 1.1764 | 1.1769 | 1.1774 | 1.1778 | 1.1782 | 1.1787 | 1.179 | 1.1793 | 1.1797 | 1.18 | 1.1802 | 1.1804 | 1.1806 | 1.1808 | 1.1808
F4_Commercial_Hospital_New_Space Heating_Natural Gas_Boiler_E6 | F4 | Commercial | Hospital | New | Space Heating | Natural Gas | Boiler | E6 | RVT BC Ratio | 0 | 0 | 0 | 0 | 0 | 0 | 0 | 0 | 0 | 0 | 0 | 0 | 0 | 0 | 0 | 0 | 0 | 0 | 0 | 0 | 0 | 0 | 0 | 0 | 0 | 0 | 0 | 0 | 0 | 0 | 0 | 0 | 0
F4_Commercial_Hospital_New_Space Heating_Natural Gas_Boiler_E7 | F4 | Commercial | Hospital | New | Space Heating | Natural Gas | Boiler | E7 | RVT BC Ratio | 0 | 0 | 0 | 0 | 0 | 0 | 0 | 0 | 0 | 0 | 0 | 0 | 0 | 0 | 0 | 0 | 0 | 0 | 0 | 0 | 0 | 0 | 0 | 0 | 0 | 0 | 0 | 0 | 0 | 0 | 0 | 0 | 0
F4_Commercial_Hospital_New_Space Heating_Natural Gas_Boiler_E8 | F4 | Commercial | Hospital | New | Space Heating | Natural Gas | Boiler | E8 | RVT BC Ratio | 0 | 0 | 0 | 0 | 0 | 0 | 0 | 0 | 0 | 0 | 0 | 0 | 0 | 0 | 0 | 0 | 0 | 0 | 0 | 0 | 0 | 0 | 0 | 0 | 0 | 0 | 0 | 0 | 0 | 0 | 0 | 0 | 0
F4_Commercial_Hospital_New_Space Heating_Natural Gas_Boiler_E9 | F4 | Commercial | Hospital | New | Space Heating | Natural Gas | Boiler | E9 | RVT BC Ratio | 0 | 0 | 0 | 0 | 0 | 0 | 0 | 0 | 0 | 0 | 0 | 0 | 0 | 0 | 0 | 0 | 0 | 0 | 0 | 0 | 0 | 0 | 0 | 0 | 0 | 0 | 0 | 0 | 0 | 0 | 0 | 0 | 0
F4_Commercial_Hospital_New_Space Heating_Natural Gas_Boiler_E10 | F4 | Commercial | Hospital | New | Space Heating | Natural Gas | Boiler | E10 | RVT BC Ratio | 0 | 0 | 0 | 0 | 0 | 0 | 0 | 0 | 0 | 0 | 0 | 0 | 0 | 0 | 0 | 0 | 0 | 0 | 0 | 0 | 0 | 0 | 0 | 0 | 0 | 0 | 0 | 0 | 0 | 0 | 0 | 0 | 0
F5_Commercial_Hospital_New_Space Heating_Natural Gas_Boiler_E1 | F5 | Commercial | Hospital | New | Space Heating | Natural Gas | Boiler | E1 | RIM BC Ratio | 1 | 1 | 1 | 1 | 1 | 0 | 0 | 0 | 0 | 0 | 0 | 0 | 0 | 0 | 0 | 0 | 0 | 0 | 0 | 0 | 0 | 0 | 0 | 0 | 0 | 0 | 0 | 0 | 0 | 0 | 0 | 0 | 0
F5_Commercial_Hospital_New_Space Heating_Natural Gas_Boiler_E2 | F5 | Commercial | Hospital | New | Space Heating | Natural Gas | Boiler | E2 | RIM BC Ratio | 0.77852 | 0.77851 | 0.7786 | 0.77837 | 0.77821 | 0 | 0 | 0 | 0 | 0 | 0 | 0 | 0 | 0 | 0 | 0 | 0 | 0 | 0 | 0 | 0 | 0 | 0 | 0 | 0 | 0 | 0 | 0 | 0 | 0 | 0 | 0 | 0
F5_Commercial_Hospital_New_Space Heating_Natural Gas_Boiler_E3 | F5 | Commercial | Hospital | New | Space Heating | Natural Gas | Boiler | E3 | RIM BC Ratio | 0.58477 | 0.58472 | 0.58504 | 0.58426 | 0.58373 | 1 | 1 | 1 | 1 | 1 | 1 | 1 | 1 | 1 | 1 | 1 | 1 | 1 | 1 | 1 | 1 | 1 | 1 | 1 | 1 | 1 | 1 | 1 | 1 | 1 | 1 | 1 | 1
F5_Commercial_Hospital_New_Space Heating_Natural Gas_Boiler_E4 | F5 | Commercial | Hospital | New | Space Heating | Natural Gas | Boiler | E4 | RIM BC Ratio | 0.58332 | 0.58326 | 0.58358 | 0.5828 | 0.58227 | 0.57593 | 0.57612 | 0.57621 | 0.57642 | 0.57659 | 0.57674 | 0.57685 | 0.57699 | 0.57715 | 0.57727 | 0.57739 | 0.57751 | 0.57767 | 0.57781 | 0.578 | 0.57816 | 0.57834 | 0.57848 | 0.57865 | 0.57878 | 0.5789 | 0.57901 | 0.57914 | 0.57922 | 0.5793 | 0.57936 | 0.57942 | 0.57942
F5_Commercial_Hospital_New_Space Heating_Natural Gas_Boiler_E5 | F5 | Commercial | Hospital | New | Space Heating | Natural Gas | Boiler | E5 | RIM BC Ratio | 0.35864 | 0.35858 | 0.35895 | 0.35804 | 0.35743 | 0.28692 | 0.28711 | 0.28722 | 0.28744 | 0.28762 | 0.28777 | 0.28789 | 0.28804 | 0.28821 | 0.28833 | 0.28846 | 0.28859 | 0.28875 | 0.28891 | 0.28911 | 0.28928 | 0.28947 | 0.28962 | 0.2898 | 0.28994 | 0.29007 | 0.29019 | 0.29032 | 0.2904 | 0.2905 | 0.29055 | 0.29062 | 0.29062
F5_Commercial_Hospital_New_Space Heating_Natural Gas_Boiler_E6 | F5 | Commercial | Hospital | New | Space Heating | Natural Gas | Boiler | E6 | RIM BC Ratio | 0 | 0 | 0 | 0 | 0 | 0 | 0 | 0 | 0 | 0 | 0 | 0 | 0 | 0 | 0 | 0 | 0 | 0 | 0 | 0 | 0 | 0 | 0 | 0 | 0 | 0 | 0 | 0 | 0 | 0 | 0 | 0 | 0
F5_Commercial_Hospital_New_Space Heating_Natural Gas_Boiler_E7 | F5 | Commercial | Hospital | New | Space Heating | Natural Gas | Boiler | E7 | RIM BC Ratio | 0 | 0 | 0 | 0 | 0 | 0 | 0 | 0 | 0 | 0 | 0 | 0 | 0 | 0 | 0 | 0 | 0 | 0 | 0 | 0 | 0 | 0 | 0 | 0 | 0 | 0 | 0 | 0 | 0 | 0 | 0 | 0 | 0
F5_Commercial_Hospital_New_Space Heating_Natural Gas_Boiler_E8 | F5 | Commercial | Hospital | New | Space Heating | Natural Gas | Boiler | E8 | RIM BC Ratio | 0 | 0 | 0 | 0 | 0 | 0 | 0 | 0 | 0 | 0 | 0 | 0 | 0 | 0 | 0 | 0 | 0 | 0 | 0 | 0 | 0 | 0 | 0 | 0 | 0 | 0 | 0 | 0 | 0 | 0 | 0 | 0 | 0
F5_Commercial_Hospital_New_Space Heating_Natural Gas_Boiler_E9 | F5 | Commercial | Hospital | New | Space Heating | Natural Gas | Boiler | E9 | RIM BC Ratio | 0 | 0 | 0 | 0 | 0 | 0 | 0 | 0 | 0 | 0 | 0 | 0 | 0 | 0 | 0 | 0 | 0 | 0 | 0 | 0 | 0 | 0 | 0 | 0 | 0 | 0 | 0 | 0 | 0 | 0 | 0 | 0 | 0
F5_Commercial_Hospital_New_Space Heating_Natural Gas_Boiler_E10 | F5 | Commercial | Hospital | New | Space Heating | Natural Gas | Boiler | E10 | RIM BC Ratio | 0 | 0 | 0 | 0 | 0 | 0 | 0 | 0 | 0 | 0 | 0 | 0 | 0 | 0 | 0 | 0 | 0 | 0 | 0 | 0 | 0 | 0 | 0 | 0 | 0 | 0 | 0 | 0 | 0 | 0 | 0 | 0 | 0
F0_Commercial_Hospital_New_Space Heating_Natural Gas_Unit Heater_E0 | F0 | Commercial | Hospital | New | Space Heating | Natural Gas | Unit Heater | E0 | Economic Unit | Infrared Radiant | Infrared Radiant | Infrared Radiant | Infrared Radiant | Infrared Radiant | Infrared Radiant | Infrared Radiant | Infrared Radiant | Infrared Radiant | Infrared Radiant | Infrared Radiant | Infrared Radiant | Infrared Radiant | Infrared Radiant | Infrared Radiant | Infrared Radiant | Infrared Radiant | Infrared Radiant | Infrared Radiant | Infrared Radiant | Infrared Radiant | Infrared Radiant | Infrared Radiant | Infrared Radiant | Infrared Radiant | Infrared Radiant | Infrared Radiant | Infrared Radiant | Infrared Radiant | Infrared Radiant | Infrared Radiant | Infrared Radiant | Infrared Radiant
F1_Commercial_Hospital_New_Space Heating_Natural Gas_Unit Heater_E1 | F1 | Commercial | Hospital | New | Space Heating | Natural Gas | Unit Heater | E1 | CCE | 0 | 0 | 0 | 0 | 0 | 0 | 0 | 0 | 0 | 0 | 0 | 0 | 0 | 0 | 0 | 0 | 0 | 0 | 0 | 0 | 0 | 0 | 0 | 0 | 0 | 0 | 0 | 0 | 0 | 0 | 0 | 0 | 0
F1_Commercial_Hospital_New_Space Heating_Natural Gas_Unit Heater_E2 | F1 | Commercial | Hospital | New | Space Heating | Natural Gas | Unit Heater | E2 | CCE | 2.2519 | 2.3315 | 2.1041 | 2.155 | 2.1666 | 0 | 0 | 0 | 0 | 0 | 0 | 0 | 0 | 0 | 0 | 0 | 0 | 0 | 0 | 0 | 0 | 0 | 0 | 0 | 0 | 0 | 0 | 0 | 0 | 0 | 0 | 0 | 0
F1_Commercial_Hospital_New_Space Heating_Natural Gas_Unit Heater_E3 | F1 | Commercial | Hospital | New | Space Heating | Natural Gas | Unit Heater | E3 | CCE | 0.17557 | 0.18177 | 0.16404 | 0.16801 | 0.16892 | -1.4689 | -1.4769 | -1.4849 | -1.4931 | -1.5013 | -1.5097 | -1.5181 | -1.5267 | -1.5353 | -1.544 | -1.5528 | -1.5618 | -1.5708 | -1.5799 | -1.5892 | -1.5985 | -1.6079 | -1.6175 | -1.6272 | -1.637 | -1.6469 | -1.657 | -1.6671 | -1.6774 | -1.6878 | -1.6984 | -1.709 | -1.709
F1_Commercial_Hospital_New_Space Heating_Natural Gas_Unit Heater_E4 | F1 | Commercial | Hospital | New | Space Heating | Natural Gas | Unit Heater | E4 | CCE | 0 | 0 | 0 | 0 | 0 | 0 | 0 | 0 | 0 | 0 | 0 | 0 | 0 | 0 | 0 | 0 | 0 | 0 | 0 | 0 | 0 | 0 | 0 | 0 | 0 | 0 | 0 | 0 | 0 | 0 | 0 | 0 | 0
F1_Commercial_Hospital_New_Space Heating_Natural Gas_Unit Heater_E5 | F1 | Commercial | Hospital | New | Space Heating | Natural Gas | Unit Heater | E5 | CCE | 0 | 0 | 0 | 0 | 0 | 0 | 0 | 0 | 0 | 0 | 0 | 0 | 0 | 0 | 0 | 0 | 0 | 0 | 0 | 0 | 0 | 0 | 0 | 0 | 0 | 0 | 0 | 0 | 0 | 0 | 0 | 0 | 0
F1_Commercial_Hospital_New_Space Heating_Natural Gas_Unit Heater_E6 | F1 | Commercial | Hospital | New | Space Heating | Natural Gas | Unit Heater | E6 | CCE | 0 | 0 | 0 | 0 | 0 | 0 | 0 | 0 | 0 | 0 | 0 | 0 | 0 | 0 | 0 | 0 | 0 | 0 | 0 | 0 | 0 | 0 | 0 | 0 | 0 | 0 | 0 | 0 | 0 | 0 | 0 | 0 | 0
F1_Commercial_Hospital_New_Space Heating_Natural Gas_Unit Heater_E7 | F1 | Commercial | Hospital | New | Space Heating | Natural Gas | Unit Heater | E7 | CCE | 0 | 0 | 0 | 0 | 0 | 0 | 0 | 0 | 0 | 0 | 0 | 0 | 0 | 0 | 0 | 0 | 0 | 0 | 0 | 0 | 0 | 0 | 0 | 0 | 0 | 0 | 0 | 0 | 0 | 0 | 0 | 0 | 0
F1_Commercial_Hospital_New_Space Heating_Natural Gas_Unit Heater_E8 | F1 | Commercial | Hospital | New | Space Heating | Natural Gas | Unit Heater | E8 | CCE | 0 | 0 | 0 | 0 | 0 | 0 | 0 | 0 | 0 | 0 | 0 | 0 | 0 | 0 | 0 | 0 | 0 | 0 | 0 | 0 | 0 | 0 | 0 | 0 | 0 | 0 | 0 | 0 | 0 | 0 | 0 | 0 | 0
F1_Commercial_Hospital_New_Space Heating_Natural Gas_Unit Heater_E9 | F1 | Commercial | Hospital | New | Space Heating | Natural Gas | Unit Heater | E9 | CCE | 0 | 0 | 0 | 0 | 0 | 0 | 0 | 0 | 0 | 0 | 0 | 0 | 0 | 0 | 0 | 0 | 0 | 0 | 0 | 0 | 0 | 0 | 0 | 0 | 0 | 0 | 0 | 0 | 0 | 0 | 0 | 0 | 0
F1_Commercial_Hospital_New_Space Heating_Natural Gas_Unit Heater_E10 | F1 | Commercial | Hospital | New | Space Heating | Natural Gas | Unit Heater | E10 | CCE | 0 | 0 | 0 | 0 | 0 | 0 | 0 | 0 | 0 | 0 | 0 | 0 | 0 | 0 | 0 | 0 | 0 | 0 | 0 | 0 | 0 | 0 | 0 | 0 | 0 | 0 | 0 | 0 | 0 | 0 | 0 | 0 | 0
F2_Commercial_Hospital_New_Space Heating_Natural Gas_Unit Heater_E1 | F2 | Commercial | Hospital | New | Space Heating | Natural Gas | Unit Heater | E1 | TRC BC Ratio | 1 | 1 | 1 | 1 | 1 | 0 | 0 | 0 | 0 | 0 | 0 | 0 | 0 | 0 | 0 | 0 | 0 | 0 | 0 | 0 | 0 | 0 | 0 | 0 | 0 | 0 | 0 | 0 | 0 | 0 | 0 | 0 | 0
F2_Commercial_Hospital_New_Space Heating_Natural Gas_Unit Heater_E2 | F2 | Commercial | Hospital | New | Space Heating | Natural Gas | Unit Heater | E2 | TRC BC Ratio | 0.97102 | 0.97017 | 0.97275 | 0.96494 | 0.9594 | 1 | 1 | 1 | 1 | 1 | 1 | 1 | 1 | 1 | 1 | 1 | 1 | 1 | 1 | 1 | 1 | 1 | 1 | 1 | 1 | 1 | 1 | 1 | 1 | 1 | 1 | 1 | 1
F2_Commercial_Hospital_New_Space Heating_Natural Gas_Unit Heater_E3 | F2 | Commercial | Hospital | New | Space Heating | Natural Gas | Unit Heater | E3 | TRC BC Ratio | 12.4546 | 12.4437 | 12.4768 | 12.3766 | 12.3055 | 1 | 1 | 1 | 1 | 1 | 1 | 1 | 1 | 1 | 1 | 1 | 1 | 1 | 1 | 1 | 1 | 1 | 1 | 1 | 1 | 1 | 1 | 1 | 1 | 1 | 1 | 1 | 1
F2_Commercial_Hospital_New_Space Heating_Natural Gas_Unit Heater_E4 | F2 | Commercial | Hospital | New | Space Heating | Natural Gas | Unit Heater | E4 | TRC BC Ratio | 0 | 0 | 0 | 0 | 0 | 0 | 0 | 0 | 0 | 0 | 0 | 0 | 0 | 0 | 0 | 0 | 0 | 0 | 0 | 0 | 0 | 0 | 0 | 0 | 0 | 0 | 0 | 0 | 0 | 0 | 0 | 0 | 0
F2_Commercial_Hospital_New_Space Heating_Natural Gas_Unit Heater_E5 | F2 | Commercial | Hospital | New | Space Heating | Natural Gas | Unit Heater | E5 | TRC BC Ratio | 0 | 0 | 0 | 0 | 0 | 0 | 0 | 0 | 0 | 0 | 0 | 0 | 0 | 0 | 0 | 0 | 0 | 0 | 0 | 0 | 0 | 0 | 0 | 0 | 0 | 0 | 0 | 0 | 0 | 0 | 0 | 0 | 0
F2_Commercial_Hospital_New_Space Heating_Natural Gas_Unit Heater_E6 | F2 | Commercial | Hospital | New | Space Heating | Natural Gas | Unit Heater | E6 | TRC BC Ratio | 0 | 0 | 0 | 0 | 0 | 0 | 0 | 0 | 0 | 0 | 0 | 0 | 0 | 0 | 0 | 0 | 0 | 0 | 0 | 0 | 0 | 0 | 0 | 0 | 0 | 0 | 0 | 0 | 0 | 0 | 0 | 0 | 0
F2_Commercial_Hospital_New_Space Heating_Natural Gas_Unit Heater_E7 | F2 | Commercial | Hospital | New | Space Heating | Natural Gas | Unit Heater | E7 | TRC BC Ratio | 0 | 0 | 0 | 0 | 0 | 0 | 0 | 0 | 0 | 0 | 0 | 0 | 0 | 0 | 0 | 0 | 0 | 0 | 0 | 0 | 0 | 0 | 0 | 0 | 0 | 0 | 0 | 0 | 0 | 0 | 0 | 0 | 0
F2_Commercial_Hospital_New_Space Heating_Natural Gas_Unit Heater_E8 | F2 | Commercial | Hospital | New | Space Heating | Natural Gas | Unit Heater | E8 | TRC BC Ratio | 0 | 0 | 0 | 0 | 0 | 0 | 0 | 0 | 0 | 0 | 0 | 0 | 0 | 0 | 0 | 0 | 0 | 0 | 0 | 0 | 0 | 0 | 0 | 0 | 0 | 0 | 0 | 0 | 0 | 0 | 0 | 0 | 0
F2_Commercial_Hospital_New_Space Heating_Natural Gas_Unit Heater_E9 | F2 | Commercial | Hospital | New | Space Heating | Natural Gas | Unit Heater | E9 | TRC BC Ratio | 0 | 0 | 0 | 0 | 0 | 0 | 0 | 0 | 0 | 0 | 0 | 0 | 0 | 0 | 0 | 0 | 0 | 0 | 0 | 0 | 0 | 0 | 0 | 0 | 0 | 0 | 0 | 0 | 0 | 0 | 0 | 0 | 0
F2_Commercial_Hospital_New_Space Heating_Natural Gas_Unit Heater_E10 | F2 | Commercial | Hospital | New | Space Heating | Natural Gas | Unit Heater | E10 | TRC BC Ratio | 0 | 0 | 0 | 0 | 0 | 0 | 0 | 0 | 0 | 0 | 0 | 0 | 0 | 0 | 0 | 0 | 0 | 0 | 0 | 0 | 0 | 0 | 0 | 0 | 0 | 0 | 0 | 0 | 0 | 0 | 0 | 0 | 0
F3_Commercial_Hospital_New_Space Heating_Natural Gas_Unit Heater_E1 | F3 | Commercial | Hospital | New | Space Heating | Natural Gas | Unit Heater | E1 | PACT BC Ratio | 1 | 1 | 1 | 1 | 1 | 0 | 0 | 0 | 0 | 0 | 0 | 0 | 0 | 0 | 0 | 0 | 0 | 0 | 0 | 0 | 0 | 0 | 0 | 0 | 0 | 0 | 0 | 0 | 0 | 0 | 0 | 0 | 0
F3_Commercial_Hospital_New_Space Heating_Natural Gas_Unit Heater_E2 | F3 | Commercial | Hospital | New | Space Heating | Natural Gas | Unit Heater | E2 | PACT BC Ratio | 1.2947 | 1.2936 | 1.297 | 1.2866 | 1.2792 | 1 | 1 | 1 | 1 | 1 | 1 | 1 | 1 | 1 | 1 | 1 | 1 | 1 | 1 | 1 | 1 | 1 | 1 | 1 | 1 | 1 | 1 | 1 | 1 | 1 | 1 | 1 | 1
F3_Commercial_Hospital_New_Space Heating_Natural Gas_Unit Heater_E3 | F3 | Commercial | Hospital | New | Space Heating | Natural Gas | Unit Heater | E3 | PACT BC Ratio | 16.6062 | 16.5916 | 16.6357 | 16.5021 | 16.4073 | 1 | 1 | 1 | 1 | 1 | 1 | 1 | 1 | 1 | 1 | 1 | 1 | 1 | 1 | 1 | 1 | 1 | 1 | 1 | 1 | 1 | 1 | 1 | 1 | 1 | 1 | 1 | 1
F3_Commercial_Hospital_New_Space Heating_Natural Gas_Unit Heater_E4 | F3 | Commercial | Hospital | New | Space Heating | Natural Gas | Unit Heater | E4 | PACT BC Ratio | 0 | 0 | 0 | 0 | 0 | 0 | 0 | 0 | 0 | 0 | 0 | 0 | 0 | 0 | 0 | 0 | 0 | 0 | 0 | 0 | 0 | 0 | 0 | 0 | 0 | 0 | 0 | 0 | 0 | 0 | 0 | 0 | 0
F3_Commercial_Hospital_New_Space Heating_Natural Gas_Unit Heater_E5 | F3 | Commercial | Hospital | New | Space Heating | Natural Gas | Unit Heater | E5 | PACT BC Ratio | 0 | 0 | 0 | 0 | 0 | 0 | 0 | 0 | 0 | 0 | 0 | 0 | 0 | 0 | 0 | 0 | 0 | 0 | 0 | 0 | 0 | 0 | 0 | 0 | 0 | 0 | 0 | 0 | 0 | 0 | 0 | 0 | 0
F3_Commercial_Hospital_New_Space Heating_Natural Gas_Unit Heater_E6 | F3 | Commercial | Hospital | New | Space Heating | Natural Gas | Unit Heater | E6 | PACT BC Ratio | 0 | 0 | 0 | 0 | 0 | 0 | 0 | 0 | 0 | 0 | 0 | 0 | 0 | 0 | 0 | 0 | 0 | 0 | 0 | 0 | 0 | 0 | 0 | 0 | 0 | 0 | 0 | 0 | 0 | 0 | 0 | 0 | 0
F3_Commercial_Hospital_New_Space Heating_Natural Gas_Unit Heater_E7 | F3 | Commercial | Hospital | New | Space Heating | Natural Gas | Unit Heater | E7 | PACT BC Ratio | 0 | 0 | 0 | 0 | 0 | 0 | 0 | 0 | 0 | 0 | 0 | 0 | 0 | 0 | 0 | 0 | 0 | 0 | 0 | 0 | 0 | 0 | 0 | 0 | 0 | 0 | 0 | 0 | 0 | 0 | 0 | 0 | 0
F3_Commercial_Hospital_New_Space Heating_Natural Gas_Unit Heater_E8 | F3 | Commercial | Hospital | New | Space Heating | Natural Gas | Unit Heater | E8 | PACT BC Ratio | 0 | 0 | 0 | 0 | 0 | 0 | 0 | 0 | 0 | 0 | 0 | 0 | 0 | 0 | 0 | 0 | 0 | 0 | 0 | 0 | 0 | 0 | 0 | 0 | 0 | 0 | 0 | 0 | 0 | 0 | 0 | 0 | 0
F3_Commercial_Hospital_New_Space Heating_Natural Gas_Unit Heater_E9 | F3 | Commercial | Hospital | New | Space Heating | Natural Gas | Unit Heater | E9 | PACT BC Ratio | 0 | 0 | 0 | 0 | 0 | 0 | 0 | 0 | 0 | 0 | 0 | 0 | 0 | 0 | 0 | 0 | 0 | 0 | 0 | 0 | 0 | 0 | 0 | 0 | 0 | 0 | 0 | 0 | 0 | 0 | 0 | 0 | 0
F3_Commercial_Hospital_New_Space Heating_Natural Gas_Unit Heater_E10 | F3 | Commercial | Hospital | New | Space Heating | Natural Gas | Unit Heater | E10 | PACT BC Ratio | 0 | 0 | 0 | 0 | 0 | 0 | 0 | 0 | 0 | 0 | 0 | 0 | 0 | 0 | 0 | 0 | 0 | 0 | 0 | 0 | 0 | 0 | 0 | 0 | 0 | 0 | 0 | 0 | 0 | 0 | 0 | 0 | 0
F4_Commercial_Hospital_New_Space Heating_Natural Gas_Unit Heater_E1 | F4 | Commercial | Hospital | New | Space Heating | Natural Gas | Unit Heater | E1 | RVT BC Ratio | 1 | 1 | 1 | 1 | 1 | 0 | 0 | 0 | 0 | 0 | 0 | 0 | 0 | 0 | 0 | 0 | 0 | 0 | 0 | 0 | 0 | 0 | 0 | 0 | 0 | 0 | 0 | 0 | 0 | 0 | 0 | 0 | 0
F4_Commercial_Hospital_New_Space Heating_Natural Gas_Unit Heater_E2 | F4 | Commercial | Hospital | New | Space Heating | Natural Gas | Unit Heater | E2 | RVT BC Ratio | 2.096 | 2.0948 | 2.0985 | 2.0873 | 2.0793 | 1 | 1 | 1 | 1 | 1 | 1 | 1 | 1 | 1 | 1 | 1 | 1 | 1 | 1 | 1 | 1 | 1 | 1 | 1 | 1 | 1 | 1 | 1 | 1 | 1 | 1 | 1 | 1
F4_Commercial_Hospital_New_Space Heating_Natural Gas_Unit Heater_E3 | F4 | Commercial | Hospital | New | Space Heating | Natural Gas | Unit Heater | E3 | RVT BC Ratio | 18.6057 | 18.59 | 18.6376 | 18.4936 | 18.3913 | 1 | 1 | 1 | 1 | 1 | 1 | 1 | 1 | 1 | 1 | 1 | 1 | 1 | 1 | 1 | 1 | 1 | 1 | 1 | 1 | 1 | 1 | 1 | 1 | 1 | 1 | 1 | 1
F4_Commercial_Hospital_New_Space Heating_Natural Gas_Unit Heater_E4 | F4 | Commercial | Hospital | New | Space Heating | Natural Gas | Unit Heater | E4 | RVT BC Ratio | 0 | 0 | 0 | 0 | 0 | 0 | 0 | 0 | 0 | 0 | 0 | 0 | 0 | 0 | 0 | 0 | 0 | 0 | 0 | 0 | 0 | 0 | 0 | 0 | 0 | 0 | 0 | 0 | 0 | 0 | 0 | 0 | 0
F4_Commercial_Hospital_New_Space Heating_Natural Gas_Unit Heater_E5 | F4 | Commercial | Hospital | New | Space Heating | Natural Gas | Unit Heater | E5 | RVT BC Ratio | 0 | 0 | 0 | 0 | 0 | 0 | 0 | 0 | 0 | 0 | 0 | 0 | 0 | 0 | 0 | 0 | 0 | 0 | 0 | 0 | 0 | 0 | 0 | 0 | 0 | 0 | 0 | 0 | 0 | 0 | 0 | 0 | 0
F4_Commercial_Hospital_New_Space Heating_Natural Gas_Unit Heater_E6 | F4 | Commercial | Hospital | New | Space Heating | Natural Gas | Unit Heater | E6 | RVT BC Ratio | 0 | 0 | 0 | 0 | 0 | 0 | 0 | 0 | 0 | 0 | 0 | 0 | 0 | 0 | 0 | 0 | 0 | 0 | 0 | 0 | 0 | 0 | 0 | 0 | 0 | 0 | 0 | 0 | 0 | 0 | 0 | 0 | 0
F4_Commercial_Hospital_New_Space Heating_Natural Gas_Unit Heater_E7 | F4 | Commercial | Hospital | New | Space Heating | Natural Gas | Unit Heater | E7 | RVT BC Ratio | 0 | 0 | 0 | 0 | 0 | 0 | 0 | 0 | 0 | 0 | 0 | 0 | 0 | 0 | 0 | 0 | 0 | 0 | 0 | 0 | 0 | 0 | 0 | 0 | 0 | 0 | 0 | 0 | 0 | 0 | 0 | 0 | 0
F4_Commercial_Hospital_New_Space Heating_Natural Gas_Unit Heater_E8 | F4 | Commercial | Hospital | New | Space Heating | Natural Gas | Unit Heater | E8 | RVT BC Ratio | 0 | 0 | 0 | 0 | 0 | 0 | 0 | 0 | 0 | 0 | 0 | 0 | 0 | 0 | 0 | 0 | 0 | 0 | 0 | 0 | 0 | 0 | 0 | 0 | 0 | 0 | 0 | 0 | 0 | 0 | 0 | 0 | 0
F4_Commercial_Hospital_New_Space Heating_Natural Gas_Unit Heater_E9 | F4 | Commercial | Hospital | New | Space Heating | Natural Gas | Unit Heater | E9 | RVT BC Ratio | 0 | 0 | 0 | 0 | 0 | 0 | 0 | 0 | 0 | 0 | 0 | 0 | 0 | 0 | 0 | 0 | 0 | 0 | 0 | 0 | 0 | 0 | 0 | 0 | 0 | 0 | 0 | 0 | 0 | 0 | 0 | 0 | 0
F4_Commercial_Hospital_New_Space Heating_Natural Gas_Unit Heater_E10 | F4 | Commercial | Hospital | New | Space Heating | Natural Gas | Unit Heater | E10 | RVT BC Ratio | 0 | 0 | 0 | 0 | 0 | 0 | 0 | 0 | 0 | 0 | 0 | 0 | 0 | 0 | 0 | 0 | 0 | 0 | 0 | 0 | 0 | 0 | 0 | 0 | 0 | 0 | 0 | 0 | 0 | 0 | 0 | 0 | 0
F5_Commercial_Hospital_New_Space Heating_Natural Gas_Unit Heater_E1 | F5 | Commercial | Hospital | New | Space Heating | Natural Gas | Unit Heater | E1 | RIM BC Ratio | 1 | 1 | 1 | 1 | 1 | 0 | 0 | 0 | 0 | 0 | 0 | 0 | 0 | 0 | 0 | 0 | 0 | 0 | 0 | 0 | 0 | 0 | 0 | 0 | 0 | 0 | 0 | 0 | 0 | 0 | 0 | 0 | 0
F5_Commercial_Hospital_New_Space Heating_Natural Gas_Unit Heater_E2 | F5 | Commercial | Hospital | New | Space Heating | Natural Gas | Unit Heater | E2 | RIM BC Ratio | 0.5075 | 0.50732 | 0.50785 | 0.50625 | 0.5051 | 1 | 1 | 1 | 1 | 1 | 1 | 1 | 1 | 1 | 1 | 1 | 1 | 1 | 1 | 1 | 1 | 1 | 1 | 1 | 1 | 1 | 1 | 1 | 1 | 1 | 1 | 1 | 1
F5_Commercial_Hospital_New_Space Heating_Natural Gas_Unit Heater_E3 | F5 | Commercial | Hospital | New | Space Heating | Natural Gas | Unit Heater | E3 | RIM BC Ratio | 0.79473 | 0.7947 | 0.7948 | 0.79449 | 0.79427 | 1 | 1 | 1 | 1 | 1 | 1 | 1 | 1 | 1 | 1 | 1 | 1 | 1 | 1 | 1 | 1 | 1 | 1 | 1 | 1 | 1 | 1 | 1 | 1 | 1 | 1 | 1 | 1
F5_Commercial_Hospital_New_Space Heating_Natural Gas_Unit Heater_E4 | F5 | Commercial | Hospital | New | Space Heating | Natural Gas | Unit Heater | E4 | RIM BC Ratio | 0 | 0 | 0 | 0 | 0 | 0 | 0 | 0 | 0 | 0 | 0 | 0 | 0 | 0 | 0 | 0 | 0 | 0 | 0 | 0 | 0 | 0 | 0 | 0 | 0 | 0 | 0 | 0 | 0 | 0 | 0 | 0 | 0
F5_Commercial_Hospital_New_Space Heating_Natural Gas_Unit Heater_E5 | F5 | Commercial | Hospital | New | Space Heating | Natural Gas | Unit Heater | E5 | RIM BC Ratio | 0 | 0 | 0 | 0 | 0 | 0 | 0 | 0 | 0 | 0 | 0 | 0 | 0 | 0 | 0 | 0 | 0 | 0 | 0 | 0 | 0 | 0 | 0 | 0 | 0 | 0 | 0 | 0 | 0 | 0 | 0 | 0 | 0
F5_Commercial_Hospital_New_Space Heating_Natural Gas_Unit Heater_E6 | F5 | Commercial | Hospital | New | Space Heating | Natural Gas | Unit Heater | E6 | RIM BC Ratio | 0 | 0 | 0 | 0 | 0 | 0 | 0 | 0 | 0 | 0 | 0 | 0 | 0 | 0 | 0 | 0 | 0 | 0 | 0 | 0 | 0 | 0 | 0 | 0 | 0 | 0 | 0 | 0 | 0 | 0 | 0 | 0 | 0
F5_Commercial_Hospital_New_Space Heating_Natural Gas_Unit Heater_E7 | F5 | Commercial | Hospital | New | Space Heating | Natural Gas | Unit Heater | E7 | RIM BC Ratio | 0 | 0 | 0 | 0 | 0 | 0 | 0 | 0 | 0 | 0 | 0 | 0 | 0 | 0 | 0 | 0 | 0 | 0 | 0 | 0 | 0 | 0 | 0 | 0 | 0 | 0 | 0 | 0 | 0 | 0 | 0 | 0 | 0
F5_Commercial_Hospital_New_Space Heating_Natural Gas_Unit Heater_E8 | F5 | Commercial | Hospital | New | Space Heating | Natural Gas | Unit Heater | E8 | RIM BC Ratio | 0 | 0 | 0 | 0 | 0 | 0 | 0 | 0 | 0 | 0 | 0 | 0 | 0 | 0 | 0 | 0 | 0 | 0 | 0 | 0 | 0 | 0 | 0 | 0 | 0 | 0 | 0 | 0 | 0 | 0 | 0 | 0 | 0
F5_Commercial_Hospital_New_Space Heating_Natural Gas_Unit Heater_E9 | F5 | Commercial | Hospital | New | Space Heating | Natural Gas | Unit Heater | E9 | RIM BC Ratio | 0 | 0 | 0 | 0 | 0 | 0 | 0 | 0 | 0 | 0 | 0 | 0 | 0 | 0 | 0 | 0 | 0 | 0 | 0 | 0 | 0 | 0 | 0 | 0 | 0 | 0 | 0 | 0 | 0 | 0 | 0 | 0 | 0
F5_Commercial_Hospital_New_Space Heating_Natural Gas_Unit Heater_E10 | F5 | Commercial | Hospital | New | Space Heating | Natural Gas | Unit Heater | E10 | RIM BC Ratio | 0 | 0 | 0 | 0 | 0 | 0 | 0 | 0 | 0 | 0 | 0 | 0 | 0 | 0 | 0 | 0 | 0 | 0 | 0 | 0 | 0 | 0 | 0 | 0 | 0 | 0 | 0 | 0 | 0 | 0 | 0 | 0 | 0
F0_Commercial_Hospital_New_Water Heating_Natural Gas_Water Heater_E0 | F0 | Commercial | Hospital | New | Water Heating | Natural Gas | Water Heater | E0 | Economic Unit | Gas-Fired Absorption HPWH | Gas-Fired Absorption HPWH | Gas-Fired Absorption HPWH | Gas-Fired Absorption HPWH | Gas-Fired Absorption HPWH | Gas-Fired Absorption HPWH | Gas-Fired Absorption HPWH | Gas-Fired Absorption HPWH | Gas-Fired Absorption HPWH | Gas-Fired Absorption HPWH | Gas-Fired Absorption HPWH | Gas-Fired Absorption HPWH | Gas-Fired Absorption HPWH | Gas-Fired Absorption HPWH | Gas-Fired Absorption HPWH | Gas-Fired Absorption HPWH | Gas-Fired Absorption HPWH | Gas-Fired Absorption HPWH | Gas-Fired Absorption HPWH | Gas-Fired Absorption HPWH | Gas-Fired Absorption HPWH | Gas-Fired Absorption HPWH | Gas-Fired Absorption HPWH | Gas-Fired Absorption HPWH | Gas-Fired Absorption HPWH | Gas-Fired Absorption HPWH | Gas-Fired Absorption HPWH | Gas-Fired Absorption HPWH | Gas-Fired Absorption HPWH | Gas-Fired Absorption HPWH | Gas-Fired Absorption HPWH | Gas-Fired Absorption HPWH | Gas-Fired Absorption HPWH
F1_Commercial_Hospital_New_Water Heating_Natural Gas_Water Heater_E1 | F1 | Commercial | Hospital | New | Water Heating | Natural Gas | Water Heater | E1 | CCE | 0 | 0 | 0 | 0 | 0 | 0 | 0 | 0 | 0 | 0 | 0 | 0 | 0 | 0 | 0 | 0 | 0 | 0 | 0 | 0 | 0 | 0 | 0 | 0 | 0 | 0 | 0 | 0 | 0 | 0 | 0 | 0 | 0
F1_Commercial_Hospital_New_Water Heating_Natural Gas_Water Heater_E2 | F1 | Commercial | Hospital | New | Water Heating | Natural Gas | Water Heater | E2 | CCE | -0.0015703 | -0.0016258 | -0.0014594 | -0.0014868 | -0.0014868 | -0.0014868 | -0.0014868 | -0.0014868 | -0.0014868 | -0.0014868 | -0.0014868 | -0.0014868 | -0.0014868 | -0.0014868 | -0.0014868 | -0.0014868 | -0.0014868 | -0.0014868 | -0.0014868 | -0.0014868 | -0.0014868 | -0.0014868 | -0.0014868 | -0.0014868 | -0.0014868 | -0.0014868 | -0.0014868 | -0.0014868 | -0.0014868 | -0.0014868 | -0.0014868 | -0.0014868 | -0.0014868
F1_Commercial_Hospital_New_Water Heating_Natural Gas_Water Heater_E3 | F1 | Commercial | Hospital | New | Water Heating | Natural Gas | Water Heater | E3 | CCE | 0.012281 | 0.012715 | 0.011414 | 0.011628 | 0.011628 | 0.011628 | 0.011628 | 0.011628 | 0.011628 | 0.011628 | 0.011628 | 0.011628 | 0.011628 | 0.011628 | 0.011628 | 0.011628 | 0.011628 | 0.011628 | 0.011628 | 0.011628 | 0.011628 | 0.011628 | 0.011628 | 0.011628 | 0.011628 | 0.011628 | 0.011628 | 0.011628 | 0.011628 | 0.011628 | 0.011628 | 0.011628 | 0.011628
F1_Commercial_Hospital_New_Water Heating_Natural Gas_Water Heater_E4 | F1 | Commercial | Hospital | New | Water Heating | Natural Gas | Water Heater | E4 | CCE | 0.015123 | 0.015657 | 0.014055 | 0.014319 | 0.014319 | 0.014319 | 0.014319 | 0.014319 | 0.014319 | 0.014319 | 0.014319 | 0.014319 | 0.014319 | 0.014319 | 0.014319 | 0.014319 | 0.014319 | 0.014319 | 0.014319 | 0.014319 | 0.014319 | 0.014319 | 0.014319 | 0.014319 | 0.014319 | 0.014319 | 0.014319 | 0.014319 | 0.014319 | 0.014319 | 0.014319 | 0.014319 | 0.014319
F1_Commercial_Hospital_New_Water Heating_Natural Gas_Water Heater_E5 | F1 | Commercial | Hospital | New | Water Heating | Natural Gas | Water Heater | E5 | CCE | 0.023758 | 0.024598 | 0.022081 | 0.022495 | 0.022495 | 0.022495 | 0.022495 | 0.022495 | 0.022495 | 0.022495 | 0.022495 | 0.022495 | 0.022495 | 0.022495 | 0.022495 | 0.022495 | 0.022495 | 0.022495 | 0.022495 | 0.022495 | 0.022495 | 0.022495 | 0.022495 | 0.022495 | 0.022495 | 0.022495 | 0.022495 | 0.022495 | 0.022495 | 0.022495 | 0.022495 | 0.022495 | 0.022495
F1_Commercial_Hospital_New_Water Heating_Natural Gas_Water Heater_E6 | F1 | Commercial | Hospital | New | Water Heating | Natural Gas | Water Heater | E6 | CCE | -0.053203 | -0.055084 | -0.049447 | -0.050374 | -0.050374 | -0.050374 | -0.050374 | -0.050374 | -0.050374 | -0.050374 | -0.050374 | -0.050374 | -0.050374 | -0.050374 | -0.050374 | -0.050374 | -0.050374 | -0.050374 | -0.050374 | -0.050374 | -0.050374 | -0.050374 | -0.050374 | -0.050374 | -0.050374 | -0.050374 | -0.050374 | -0.050374 | -0.050374 | -0.050374 | -0.050374 | -0.050374 | -0.050374
F1_Commercial_Hospital_New_Water Heating_Natural Gas_Water Heater_E7 | F1 | Commercial | Hospital | New | Water Heating | Natural Gas | Water Heater | E7 | CCE | -0.039789 | -0.041195 | -0.03698 | -0.037673 | -0.037673 | -0.037673 | -0.037673 | -0.037673 | -0.037673 | -0.037673 | -0.037673 | -0.037673 | -0.037673 | -0.037673 | -0.037673 | -0.037673 | -0.037673 | -0.037673 | -0.037673 | -0.037673 | -0.037673 | -0.037673 | -0.037673 | -0.037673 | -0.037673 | -0.037673 | -0.037673 | -0.037673 | -0.037673 | -0.037673 | -0.037673 | -0.037673 | -0.037673
F1_Commercial_Hospital_New_Water Heating_Natural Gas_Water Heater_E8 | F1 | Commercial | Hospital | New | Water Heating | Natural Gas | Water Heater | E8 | CCE | 0 | 0 | 0 | 0 | 0 | 0 | 0 | 0 | 0 | 0 | 0 | 0 | 0 | 0 | 0 | 0 | 0 | 0 | 0 | 0 | 0 | 0 | 0 | 0 | 0 | 0 | 0 | 0 | 0 | 0 | 0 | 0 | 0
F1_Commercial_Hospital_New_Water Heating_Natural Gas_Water Heater_E9 | F1 | Commercial | Hospital | New | Water Heating | Natural Gas | Water Heater | E9 | CCE | 0 | 0 | 0 | 0 | 0 | 0 | 0 | 0 | 0 | 0 | 0 | 0 | 0 | 0 | 0 | 0 | 0 | 0 | 0 | 0 | 0 | 0 | 0 | 0 | 0 | 0 | 0 | 0 | 0 | 0 | 0 | 0 | 0
F1_Commercial_Hospital_New_Water Heating_Natural Gas_Water Heater_E10 | F1 | Commercial | Hospital | New | Water Heating | Natural Gas | Water Heater | E10 | CCE | 0 | 0 | 0 | 0 | 0 | 0 | 0 | 0 | 0 | 0 | 0 | 0 | 0 | 0 | 0 | 0 | 0 | 0 | 0 | 0 | 0 | 0 | 0 | 0 | 0 | 0 | 0 | 0 | 0 | 0 | 0 | 0 | 0
F2_Commercial_Hospital_New_Water Heating_Natural Gas_Water Heater_E1 | F2 | Commercial | Hospital | New | Water Heating | Natural Gas | Water Heater | E1 | TRC BC Ratio | bar: 2019 to 2051
F2_Commercial_Hospital_New_Water Heating_Natural Gas_Water Heater_E2 | F2 | Commercial | Hospital | New | Water Heating | Natural Gas | Water Heater | E2 | TRC BC Ratio | bar: 2019 to 2051
F2_Commercial_Hospital_New_Water Heating_Natural Gas_Water Heater_E3 | F2 | Commercial | Hospital | New | Water Heating | Natural Gas | Water Heater | E3 | TRC BC Ratio | 105.2911 | 105.1334 | 105.5227 | 104.6336 | 104.0694 | 104.5031 | 105.815 | 106.8528 | 108.1403 | 109.3562 | 110.5729 | 111.6897 | 112.891 | 114.1443 | 115.3441 | 116.5662 | 117.8069 | 119.1599 | 120.5655 | 122.051 | 123.5163 | 125.0433 | 126.4613 | 127.925 | 129.2215 | 130.3483 | 131.3705 | 132.2571 | 132.949 | 133.5199 | 133.8384 | 134.0517 | 134.0517
F2_Commercial_Hospital_New_Water Heating_Natural Gas_Water Heater_E4 | F2 | Commercial | Hospital | New | Water Heating | Natural Gas | Water Heater | E4 | TRC BC Ratio | 85.5067 | 85.3786 | 85.6948 | 84.9727 | 84.5146 | 84.8668 | 85.9322 | 86.7749 | 87.8205 | 88.808 | 89.796 | 90.703 | 91.6786 | 92.6964 | 93.6707 | 94.6632 | 95.6708 | 96.7696 | 97.9111 | 99.1174 | 100.3074 | 101.5475 | 102.699 | 103.8877 | 104.9405 | 105.8557 | 106.6857 | 107.4057 | 107.9677 | 108.4313 | 108.69 | 108.8632 | 108.8632
F2_Commercial_Hospital_New_Water Heating_Natural Gas_Water Heater_E5 | F2 | Commercial | Hospital | New | Water Heating | Natural Gas | Water Heater | E5 | TRC BC Ratio | 54.4278 | 54.3462 | 54.5475 | 54.0878 | 53.7962 | 54.0204 | 54.6986 | 55.235 | 55.9006 | 56.5291 | 57.158 | 57.7353 | 58.3563 | 59.0042 | 59.6244 | 60.2561 | 60.8975 | 61.5969 | 62.3235 | 63.0914 | 63.8488 | 64.6382 | 65.3712 | 66.1278 | 66.798 | 67.3805 | 67.9089 | 68.3672 | 68.7249 | 69.02 | 69.1846 | 69.2949 | 69.2949
F2_Commercial_Hospital_New_Water Heating_Natural Gas_Water Heater_E6 | F2 | Commercial | Hospital | New | Water Heating | Natural Gas | Water Heater | E6 | TRC BC Ratio | bar: 2019 to 2051
F2_Commercial_Hospital_New_Water Heating_Natural Gas_Water Heater_E7 | F2 | Commercial | Hospital | New | Water Heating | Natural Gas | Water Heater | E7 | TRC BC Ratio | bar: 2019 to 2051
F2_Commercial_Hospital_New_Water Heating_Natural Gas_Water Heater_E8 | F2 | Commercial | Hospital | New | Water Heating | Natural Gas | Water Heater | E8 | TRC BC Ratio | 0 | 0 | 0 | 0 | 0 | 0 | 0 | 0 | 0 | 0 | 0 | 0 | 0 | 0 | 0 | 0 | 0 | 0 | 0 | 0 | 0 | 0 | 0 | 0 | 0 | 0 | 0 | 0 | 0 | 0 | 0 | 0 | 0
F2_Commercial_Hospital_New_Water Heating_Natural Gas_Water Heater_E9 | F2 | Commercial | Hospital | New | Water Heating | Natural Gas | Water Heater | E9 | TRC BC Ratio | 0 | 0 | 0 | 0 | 0 | 0 | 0 | 0 | 0 | 0 | 0 | 0 | 0 | 0 | 0 | 0 | 0 | 0 | 0 | 0 | 0 | 0 | 0 | 0 | 0 | 0 | 0 | 0 | 0 | 0 | 0 | 0 | 0
F2_Commercial_Hospital_New_Water Heating_Natural Gas_Water Heater_E10 | F2 | Commercial | Hospital | New | Water Heating | Natural Gas | Water Heater | E10 | TRC BC Ratio | 0 | 0 | 0 | 0 | 0 | 0 | 0 | 0 | 0 | 0 | 0 | 0 | 0 | 0 | 0 | 0 | 0 | 0 | 0 | 0 | 0 | 0 | 0 | 0 | 0 | 0 | 0 | 0 | 0 | 0 | 0 | 0 | 0
F3_Commercial_Hospital_New_Water Heating_Natural Gas_Water Heater_E1 | F3 | Commercial | Hospital | New | Water Heating | Natural Gas | Water Heater | E1 | PACT BC Ratio | bar: 2019 to 2051
F3_Commercial_Hospital_New_Water Heating_Natural Gas_Water Heater_E2 | F3 | Commercial | Hospital | New | Water Heating | Natural Gas | Water Heater | E2 | PACT BC Ratio | bar: 2019 to 2051
F3_Commercial_Hospital_New_Water Heating_Natural Gas_Water Heater_E3 | F3 | Commercial | Hospital | New | Water Heating | Natural Gas | Water Heater | E3 | PACT BC Ratio | 140.3882 | 140.1778 | 140.697 | 139.5114 | 138.7592 | 139.3375 | 141.0867 | 142.4703 | 144.187 | 145.8083 | 147.4305 | 148.9196 | 150.5213 | 152.1924 | 153.7921 | 155.4216 | 157.0759 | 158.8799 | 160.754 | 162.7346 | 164.6884 | 166.7244 | 168.6151 | 170.5667 | 172.2953 | 173.7978 | 175.1606 | 176.3427 | 177.2654 | 178.0265 | 178.4513 | 178.7357 | 178.7357
F3_Commercial_Hospital_New_Water Heating_Natural Gas_Water Heater_E4 | F3 | Commercial | Hospital | New | Water Heating | Natural Gas | Water Heater | E4 | PACT BC Ratio | 114.009 | 113.8382 | 114.2598 | 113.297 | 112.6861 | 113.1558 | 114.5763 | 115.6999 | 117.0941 | 118.4107 | 119.7281 | 120.9374 | 122.2381 | 123.5952 | 124.8943 | 126.2176 | 127.5611 | 129.0261 | 130.5481 | 132.1565 | 133.7431 | 135.3966 | 136.932 | 138.5169 | 139.9207 | 141.1409 | 142.2477 | 143.2076 | 143.9569 | 144.5751 | 144.92 | 145.1509 | 145.1509
F3_Commercial_Hospital_New_Water Heating_Natural Gas_Water Heater_E5 | F3 | Commercial | Hospital | New | Water Heating | Natural Gas | Water Heater | E5 | PACT BC Ratio | 72.5703 | 72.4616 | 72.73 | 72.1171 | 71.7283 | 72.0272 | 72.9314 | 73.6467 | 74.5341 | 75.3722 | 76.2107 | 76.9805 | 77.8084 | 78.6722 | 79.4992 | 80.3415 | 81.1967 | 82.1292 | 83.098 | 84.1218 | 85.1318 | 86.1842 | 87.1616 | 88.1704 | 89.064 | 89.8406 | 90.5452 | 91.1562 | 91.6332 | 92.0266 | 92.2462 | 92.3932 | 92.3932
F3_Commercial_Hospital_New_Water Heating_Natural Gas_Water Heater_E6 | F3 | Commercial | Hospital | New | Water Heating | Natural Gas | Water Heater | E6 | PACT BC Ratio | bar: 2019 to 2051
F3_Commercial_Hospital_New_Water Heating_Natural Gas_Water Heater_E7 | F3 | Commercial | Hospital | New | Water Heating | Natural Gas | Water Heater | E7 | PACT BC Ratio | bar: 2019 to 2051
F3_Commercial_Hospital_New_Water Heating_Natural Gas_Water Heater_E8 | F3 | Commercial | Hospital | New | Water Heating | Natural Gas | Water Heater | E8 | PACT BC Ratio | 0 | 0 | 0 | 0 | 0 | 0 | 0 | 0 | 0 | 0 | 0 | 0 | 0 | 0 | 0 | 0 | 0 | 0 | 0 | 0 | 0 | 0 | 0 | 0 | 0 | 0 | 0 | 0 | 0 | 0 | 0 | 0 | 0
F3_Commercial_Hospital_New_Water Heating_Natural Gas_Water Heater_E9 | F3 | Commercial | Hospital | New | Water Heating | Natural Gas | Water Heater | E9 | PACT BC Ratio | 0 | 0 | 0 | 0 | 0 | 0 | 0 | 0 | 0 | 0 | 0 | 0 | 0 | 0 | 0 | 0 | 0 | 0 | 0 | 0 | 0 | 0 | 0 | 0 | 0 | 0 | 0 | 0 | 0 | 0 | 0 | 0 | 0
F3_Commercial_Hospital_New_Water Heating_Natural Gas_Water Heater_E10 | F3 | Commercial | Hospital | New | Water Heating | Natural Gas | Water Heater | E10 | PACT BC Ratio | 0 | 0 | 0 | 0 | 0 | 0 | 0 | 0 | 0 | 0 | 0 | 0 | 0 | 0 | 0 | 0 | 0 | 0 | 0 | 0 | 0 | 0 | 0 | 0 | 0 | 0 | 0 | 0 | 0 | 0 | 0 | 0 | 0
F4_Commercial_Hospital_New_Water Heating_Natural Gas_Water Heater_E1 | F4 | Commercial | Hospital | New | Water Heating | Natural Gas | Water Heater | E1 | RVT BC Ratio | bar: 2019 to 2051
F4_Commercial_Hospital_New_Water Heating_Natural Gas_Water Heater_E2 | F4 | Commercial | Hospital | New | Water Heating | Natural Gas | Water Heater | E2 | RVT BC Ratio | bar: 2019 to 2051
F4_Commercial_Hospital_New_Water Heating_Natural Gas_Water Heater_E3 | F4 | Commercial | Hospital | New | Water Heating | Natural Gas | Water Heater | E3 | RVT BC Ratio | 152.0748 | 151.8479 | 152.4077 | 151.1294 | 150.3183 | 150.9419 | 152.8279 | 154.3199 | 156.1709 | 157.9191 | 159.6682 | 161.2738 | 163.0009 | 164.8027 | 166.5277 | 168.2847 | 170.0684 | 172.0136 | 174.0344 | 176.17 | 178.2766 | 180.472 | 182.5107 | 184.615 | 186.4789 | 188.0989 | 189.5685 | 190.8431 | 191.8379 | 192.6587 | 193.1166 | 193.4233 | 193.4233
F4_Commercial_Hospital_New_Water Heating_Natural Gas_Water Heater_E4 | F4 | Commercial | Hospital | New | Water Heating | Natural Gas | Water Heater | E4 | RVT BC Ratio | 123.6312 | 123.447 | 123.9016 | 122.8634 | 122.2048 | 122.7112 | 124.2428 | 125.4544 | 126.9577 | 128.3774 | 129.7978 | 131.1017 | 132.5043 | 133.9676 | 135.3684 | 136.7952 | 138.2438 | 139.8235 | 141.4646 | 143.1989 | 144.9097 | 146.6926 | 148.3481 | 150.0571 | 151.5707 | 152.8864 | 154.0798 | 155.1149 | 155.9228 | 156.5893 | 156.9612 | 157.2102 | 157.2102
F4_Commercial_Hospital_New_Water Heating_Natural Gas_Water Heater_E5 | F4 | Commercial | Hospital | New | Water Heating | Natural Gas | Water Heater | E5 | RVT BC Ratio | 78.9496 | 78.8323 | 79.1217 | 78.4609 | 78.0417 | 78.364 | 79.3389 | 80.1102 | 81.067 | 81.9707 | 82.8748 | 83.7048 | 84.5976 | 85.529 | 86.4207 | 87.3289 | 88.251 | 89.2565 | 90.3011 | 91.4051 | 92.494 | 93.6289 | 94.6827 | 95.7705 | 96.734 | 97.5714 | 98.3311 | 98.99 | 99.5042 | 99.9285 | 100.1652 | 100.3237 | 100.3237
F4_Commercial_Hospital_New_Water Heating_Natural Gas_Water Heater_E6 | F4 | Commercial | Hospital | New | Water Heating | Natural Gas | Water Heater | E6 | RVT BC Ratio | bar: 2019 to 2051
F4_Commercial_Hospital_New_Water Heating_Natural Gas_Water Heater_E7 | F4 | Commercial | Hospital | New | Water Heating | Natural Gas | Water Heater | E7 | RVT BC Ratio | bar: 2019 to 2051
F4_Commercial_Hospital_New_Water Heating_Natural Gas_Water Heater_E8 | F4 | Commercial | Hospital | New | Water Heating | Natural Gas | Water Heater | E8 | RVT BC Ratio | 0 | 0 | 0 | 0 | 0 | 0 | 0 | 0 | 0 | 0 | 0 | 0 | 0 | 0 | 0 | 0 | 0 | 0 | 0 | 0 | 0 | 0 | 0 | 0 | 0 | 0 | 0 | 0 | 0 | 0 | 0 | 0 | 0
F4_Commercial_Hospital_New_Water Heating_Natural Gas_Water Heater_E9 | F4 | Commercial | Hospital | New | Water Heating | Natural Gas | Water Heater | E9 | RVT BC Ratio | 0 | 0 | 0 | 0 | 0 | 0 | 0 | 0 | 0 | 0 | 0 | 0 | 0 | 0 | 0 | 0 | 0 | 0 | 0 | 0 | 0 | 0 | 0 | 0 | 0 | 0 | 0 | 0 | 0 | 0 | 0 | 0 | 0
F4_Commercial_Hospital_New_Water Heating_Natural Gas_Water Heater_E10 | F4 | Commercial | Hospital | New | Water Heating | Natural Gas | Water Heater | E10 | RVT BC Ratio | 0 | 0 | 0 | 0 | 0 | 0 | 0 | 0 | 0 | 0 | 0 | 0 | 0 | 0 | 0 | 0 | 0 | 0 | 0 | 0 | 0 | 0 | 0 | 0 | 0 | 0 | 0 | 0 | 0 | 0 | 0 | 0 | 0
F5_Commercial_Hospital_New_Water Heating_Natural Gas_Water Heater_E1 | F5 | Commercial | Hospital | New | Water Heating | Natural Gas | Water Heater | E1 | RIM BC Ratio | bar: 2019 to 2051
F5_Commercial_Hospital_New_Water Heating_Natural Gas_Water Heater_E2 | F5 | Commercial | Hospital | New | Water Heating | Natural Gas | Water Heater | E2 | RIM BC Ratio | bar: 2019 to 2051
F5_Commercial_Hospital_New_Water Heating_Natural Gas_Water Heater_E3 | F5 | Commercial | Hospital | New | Water Heating | Natural Gas | Water Heater | E3 | RIM BC Ratio | 0.82975 | 0.82974 | 0.82976 | 0.82972 | 0.82969 | 0.82971 | 0.82977 | 0.82982 | 0.82988 | 0.82993 | 0.82998 | 0.83003 | 0.83008 | 0.83013 | 0.83017 | 0.83022 | 0.83027 | 0.83032 | 0.83037 | 0.83042 | 0.83047 | 0.83052 | 0.83057 | 0.83061 | 0.83066 | 0.83069 | 0.83072 | 0.83075 | 0.83077 | 0.83078 | 0.83079 | 0.8308 | 0.8308
F5_Commercial_Hospital_New_Water Heating_Natural Gas_Water Heater_E4 | F5 | Commercial | Hospital | New | Water Heating | Natural Gas | Water Heater | E4 | RIM BC Ratio | 0.82861 | 0.8286 | 0.82863 | 0.82857 | 0.82854 | 0.82857 | 0.82864 | 0.8287 | 0.82877 | 0.82884 | 0.8289 | 0.82896 | 0.82902 | 0.82908 | 0.82914 | 0.8292 | 0.82925 | 0.82931 | 0.82938 | 0.82944 | 0.8295 | 0.82957 | 0.82962 | 0.82968 | 0.82973 | 0.82977 | 0.82981 | 0.82984 | 0.82987 | 0.82989 | 0.8299 | 0.82991 | 0.82991
F5_Commercial_Hospital_New_Water Heating_Natural Gas_Water Heater_E5 | F5 | Commercial | Hospital | New | Water Heating | Natural Gas | Water Heater | E5 | RIM BC Ratio | 0.82519 | 0.82517 | 0.82521 | 0.82513 | 0.82508 | 0.82512 | 0.82523 | 0.82533 | 0.82544 | 0.82554 | 0.82564 | 0.82573 | 0.82582 | 0.82592 | 0.82601 | 0.8261 | 0.82619 | 0.82628 | 0.82638 | 0.82648 | 0.82657 | 0.82667 | 0.82676 | 0.82685 | 0.82693 | 0.827 | 0.82706 | 0.82711 | 0.82714 | 0.82718 | 0.82719 | 0.82721 | 0.82721
F5_Commercial_Hospital_New_Water Heating_Natural Gas_Water Heater_E6 | F5 | Commercial | Hospital | New | Water Heating | Natural Gas | Water Heater | E6 | RIM BC Ratio | bar: 2019 to 2051
F5_Commercial_Hospital_New_Water Heating_Natural Gas_Water Heater_E7 | F5 | Commercial | Hospital | New | Water Heating | Natural Gas | Water Heater | E7 | RIM BC Ratio | bar: 2019 to 2051
F5_Commercial_Hospital_New_Water Heating_Natural Gas_Water Heater_E8 | F5 | Commercial | Hospital | New | Water Heating | Natural Gas | Water Heater | E8 | RIM BC Ratio | 0 | 0 | 0 | 0 | 0 | 0 | 0 | 0 | 0 | 0 | 0 | 0 | 0 | 0 | 0 | 0 | 0 | 0 | 0 | 0 | 0 | 0 | 0 | 0 | 0 | 0 | 0 | 0 | 0 | 0 | 0 | 0 | 0
F5_Commercial_Hospital_New_Water Heating_Natural Gas_Water Heater_E9 | F5 | Commercial | Hospital | New | Water Heating | Natural Gas | Water Heater | E9 | RIM BC Ratio | 0 | 0 | 0 | 0 | 0 | 0 | 0 | 0 | 0 | 0 | 0 | 0 | 0 | 0 | 0 | 0 | 0 | 0 | 0 | 0 | 0 | 0 | 0 | 0 | 0 | 0 | 0 | 0 | 0 | 0 | 0 | 0 | 0
F5_Commercial_Hospital_New_Water Heating_Natural Gas_Water Heater_E10 | F5 | Commercial | Hospital | New | Water Heating | Natural Gas | Water Heater | E10 | RIM BC Ratio | 0 | 0 | 0 | 0 | 0 | 0 | 0 | 0 | 0 | 0 | 0 | 0 | 0 | 0 | 0 | 0 | 0 | 0 | 0 | 0 | 0 | 0 | 0 | 0 | 0 | 0 | 0 | 0 | 0 | 0 | 0 | 0 | 0
F0_Commercial_Hospital_New_Food Preparation_Natural Gas_Oven_E0 | F0 | Commercial | Hospital | New | Food Preparation | Natural Gas | Oven | E0 | Economic Unit | ENERGY STAR (3.0) | ENERGY STAR (3.0) | ENERGY STAR (3.0) | ENERGY STAR (3.0) | ENERGY STAR (3.0) | ENERGY STAR (3.0) | ENERGY STAR (3.0) | ENERGY STAR (3.0) | ENERGY STAR (3.0) | ENERGY STAR (3.0) | ENERGY STAR (3.0) | ENERGY STAR (3.0) | ENERGY STAR (3.0) | ENERGY STAR (3.0) | ENERGY STAR (3.0) | ENERGY STAR (3.0) | ENERGY STAR (3.0) | ENERGY STAR (3.0) | ENERGY STAR (3.0) | ENERGY STAR (3.0) | ENERGY STAR (3.0) | ENERGY STAR (3.0) | ENERGY STAR (3.0) | ENERGY STAR (3.0) | ENERGY STAR (3.0) | ENERGY STAR (3.0) | ENERGY STAR (3.0) | ENERGY STAR (3.0) | ENERGY STAR (3.0) | ENERGY STAR (3.0) | ENERGY STAR (3.0) | ENERGY STAR (3.0) | ENERGY STAR (3.0)
F1_Commercial_Hospital_New_Food Preparation_Natural Gas_Oven_E1 | F1 | Commercial | Hospital | New | Food Preparation | Natural Gas | Oven | E1 | CCE | 0 | 0 | 0 | 0 | 0 | 0 | 0 | 0 | 0 | 0 | 0 | 0 | 0 | 0 | 0 | 0 | 0 | 0 | 0 | 0 | 0 | 0 | 0 | 0 | 0 | 0 | 0 | 0 | 0 | 0 | 0 | 0 | 0
F1_Commercial_Hospital_New_Food Preparation_Natural Gas_Oven_E2 | F1 | Commercial | Hospital | New | Food Preparation | Natural Gas | Oven | E2 | CCE | 0.32507 | 0.33656 | 0.30212 | 0.30779 | 0.30779 | 0.30779 | 0.30779 | 0.30779 | 0.30779 | 0.30779 | 0.30779 | 0.30779 | 0.30779 | 0.30779 | 0.30779 | 0.30779 | 0.30779 | 0.30779 | 0.30779 | 0.30779 | 0.30779 | 0.30779 | 0.30779 | 0.30779 | 0.30779 | 0.30779 | 0.30779 | 0.30779 | 0.30779 | 0.30779 | 0.30779 | 0.30779 | 0.30779
F1_Commercial_Hospital_New_Food Preparation_Natural Gas_Oven_E3 | F1 | Commercial | Hospital | New | Food Preparation | Natural Gas | Oven | E3 | CCE | 0 | 0 | 0 | 0 | 0 | 0 | 0 | 0 | 0 | 0 | 0 | 0 | 0 | 0 | 0 | 0 | 0 | 0 | 0 | 0 | 0 | 0 | 0 | 0 | 0 | 0 | 0 | 0 | 0 | 0 | 0 | 0 | 0
F1_Commercial_Hospital_New_Food Preparation_Natural Gas_Oven_E4 | F1 | Commercial | Hospital | New | Food Preparation | Natural Gas | Oven | E4 | CCE | 0 | 0 | 0 | 0 | 0 | 0 | 0 | 0 | 0 | 0 | 0 | 0 | 0 | 0 | 0 | 0 | 0 | 0 | 0 | 0 | 0 | 0 | 0 | 0 | 0 | 0 | 0 | 0 | 0 | 0 | 0 | 0 | 0
F1_Commercial_Hospital_New_Food Preparation_Natural Gas_Oven_E5 | F1 | Commercial | Hospital | New | Food Preparation | Natural Gas | Oven | E5 | CCE | 0 | 0 | 0 | 0 | 0 | 0 | 0 | 0 | 0 | 0 | 0 | 0 | 0 | 0 | 0 | 0 | 0 | 0 | 0 | 0 | 0 | 0 | 0 | 0 | 0 | 0 | 0 | 0 | 0 | 0 | 0 | 0 | 0
F1_Commercial_Hospital_New_Food Preparation_Natural Gas_Oven_E6 | F1 | Commercial | Hospital | New | Food Preparation | Natural Gas | Oven | E6 | CCE | 0 | 0 | 0 | 0 | 0 | 0 | 0 | 0 | 0 | 0 | 0 | 0 | 0 | 0 | 0 | 0 | 0 | 0 | 0 | 0 | 0 | 0 | 0 | 0 | 0 | 0 | 0 | 0 | 0 | 0 | 0 | 0 | 0
F1_Commercial_Hospital_New_Food Preparation_Natural Gas_Oven_E7 | F1 | Commercial | Hospital | New | Food Preparation | Natural Gas | Oven | E7 | CCE | 0 | 0 | 0 | 0 | 0 | 0 | 0 | 0 | 0 | 0 | 0 | 0 | 0 | 0 | 0 | 0 | 0 | 0 | 0 | 0 | 0 | 0 | 0 | 0 | 0 | 0 | 0 | 0 | 0 | 0 | 0 | 0 | 0
F1_Commercial_Hospital_New_Food Preparation_Natural Gas_Oven_E8 | F1 | Commercial | Hospital | New | Food Preparation | Natural Gas | Oven | E8 | CCE | 0 | 0 | 0 | 0 | 0 | 0 | 0 | 0 | 0 | 0 | 0 | 0 | 0 | 0 | 0 | 0 | 0 | 0 | 0 | 0 | 0 | 0 | 0 | 0 | 0 | 0 | 0 | 0 | 0 | 0 | 0 | 0 | 0
F1_Commercial_Hospital_New_Food Preparation_Natural Gas_Oven_E9 | F1 | Commercial | Hospital | New | Food Preparation | Natural Gas | Oven | E9 | CCE | 0 | 0 | 0 | 0 | 0 | 0 | 0 | 0 | 0 | 0 | 0 | 0 | 0 | 0 | 0 | 0 | 0 | 0 | 0 | 0 | 0 | 0 | 0 | 0 | 0 | 0 | 0 | 0 | 0 | 0 | 0 | 0 | 0
F1_Commercial_Hospital_New_Food Preparation_Natural Gas_Oven_E10 | F1 | Commercial | Hospital | New | Food Preparation | Natural Gas | Oven | E10 | CCE | 0 | 0 | 0 | 0 | 0 | 0 | 0 | 0 | 0 | 0 | 0 | 0 | 0 | 0 | 0 | 0 | 0 | 0 | 0 | 0 | 0 | 0 | 0 | 0 | 0 | 0 | 0 | 0 | 0 | 0 | 0 | 0 | 0
F2_Commercial_Hospital_New_Food Preparation_Natural Gas_Oven_E1 | F2 | Commercial | Hospital | New | Food Preparation | Natural Gas | Oven | E1 | TRC BC Ratio | bar: 2019 to 2051
F2_Commercial_Hospital_New_Food Preparation_Natural Gas_Oven_E2 | F2 | Commercial | Hospital | New | Food Preparation | Natural Gas | Oven | E2 | TRC BC Ratio | 5.0529 | 5.0541 | 5.0794 | 5.0454 | 5.0252 | 5.0427 | 5.0918 | 5.1313 | 5.1797 | 5.226 | 5.2722 | 5.3151 | 5.3612 | 5.4091 | 5.4549 | 5.5017 | 5.5491 | 5.6007 | 5.6542 | 5.7105 | 5.7652 | 5.8217 | 5.8734 | 5.9266 | 5.9735 | 6.014 | 6.0509 | 6.0828 | 6.1077 | 6.1281 | 6.1393 | 6.1467 | 6.1467
F2_Commercial_Hospital_New_Food Preparation_Natural Gas_Oven_E3 | F2 | Commercial | Hospital | New | Food Preparation | Natural Gas | Oven | E3 | TRC BC Ratio | 0 | 0 | 0 | 0 | 0 | 0 | 0 | 0 | 0 | 0 | 0 | 0 | 0 | 0 | 0 | 0 | 0 | 0 | 0 | 0 | 0 | 0 | 0 | 0 | 0 | 0 | 0 | 0 | 0 | 0 | 0 | 0 | 0
F2_Commercial_Hospital_New_Food Preparation_Natural Gas_Oven_E4 | F2 | Commercial | Hospital | New | Food Preparation | Natural Gas | Oven | E4 | TRC BC Ratio | 0 | 0 | 0 | 0 | 0 | 0 | 0 | 0 | 0 | 0 | 0 | 0 | 0 | 0 | 0 | 0 | 0 | 0 | 0 | 0 | 0 | 0 | 0 | 0 | 0 | 0 | 0 | 0 | 0 | 0 | 0 | 0 | 0
F2_Commercial_Hospital_New_Food Preparation_Natural Gas_Oven_E5 | F2 | Commercial | Hospital | New | Food Preparation | Natural Gas | Oven | E5 | TRC BC Ratio | 0 | 0 | 0 | 0 | 0 | 0 | 0 | 0 | 0 | 0 | 0 | 0 | 0 | 0 | 0 | 0 | 0 | 0 | 0 | 0 | 0 | 0 | 0 | 0 | 0 | 0 | 0 | 0 | 0 | 0 | 0 | 0 | 0
F2_Commercial_Hospital_New_Food Preparation_Natural Gas_Oven_E6 | F2 | Commercial | Hospital | New | Food Preparation | Natural Gas | Oven | E6 | TRC BC Ratio | 0 | 0 | 0 | 0 | 0 | 0 | 0 | 0 | 0 | 0 | 0 | 0 | 0 | 0 | 0 | 0 | 0 | 0 | 0 | 0 | 0 | 0 | 0 | 0 | 0 | 0 | 0 | 0 | 0 | 0 | 0 | 0 | 0
F2_Commercial_Hospital_New_Food Preparation_Natural Gas_Oven_E7 | F2 | Commercial | Hospital | New | Food Preparation | Natural Gas | Oven | E7 | TRC BC Ratio | 0 | 0 | 0 | 0 | 0 | 0 | 0 | 0 | 0 | 0 | 0 | 0 | 0 | 0 | 0 | 0 | 0 | 0 | 0 | 0 | 0 | 0 | 0 | 0 | 0 | 0 | 0 | 0 | 0 | 0 | 0 | 0 | 0
F2_Commercial_Hospital_New_Food Preparation_Natural Gas_Oven_E8 | F2 | Commercial | Hospital | New | Food Preparation | Natural Gas | Oven | E8 | TRC BC Ratio | 0 | 0 | 0 | 0 | 0 | 0 | 0 | 0 | 0 | 0 | 0 | 0 | 0 | 0 | 0 | 0 | 0 | 0 | 0 | 0 | 0 | 0 | 0 | 0 | 0 | 0 | 0 | 0 | 0 | 0 | 0 | 0 | 0
F2_Commercial_Hospital_New_Food Preparation_Natural Gas_Oven_E9 | F2 | Commercial | Hospital | New | Food Preparation | Natural Gas | Oven | E9 | TRC BC Ratio | 0 | 0 | 0 | 0 | 0 | 0 | 0 | 0 | 0 | 0 | 0 | 0 | 0 | 0 | 0 | 0 | 0 | 0 | 0 | 0 | 0 | 0 | 0 | 0 | 0 | 0 | 0 | 0 | 0 | 0 | 0 | 0 | 0
F2_Commercial_Hospital_New_Food Preparation_Natural Gas_Oven_E10 | F2 | Commercial | Hospital | New | Food Preparation | Natural Gas | Oven | E10 | TRC BC Ratio | 0 | 0 | 0 | 0 | 0 | 0 | 0 | 0 | 0 | 0 | 0 | 0 | 0 | 0 | 0 | 0 | 0 | 0 | 0 | 0 | 0 | 0 | 0 | 0 | 0 | 0 | 0 | 0 | 0 | 0 | 0 | 0 | 0
F3_Commercial_Hospital_New_Food Preparation_Natural Gas_Oven_E1 | F3 | Commercial | Hospital | New | Food Preparation | Natural Gas | Oven | E1 | PACT BC Ratio | bar: 2019 to 2051
F3_Commercial_Hospital_New_Food Preparation_Natural Gas_Oven_E2 | F3 | Commercial | Hospital | New | Food Preparation | Natural Gas | Oven | E2 | PACT BC Ratio | 6.7372 | 6.7388 | 6.7725 | 6.7272 | 6.7003 | 6.7236 | 6.7891 | 6.8417 | 6.9062 | 6.968 | 7.0296 | 7.0868 | 7.1482 | 7.2121 | 7.2732 | 7.3356 | 7.3988 | 7.4676 | 7.5389 | 7.614 | 7.6869 | 7.7623 | 7.8312 | 7.9021 | 7.9647 | 8.0187 | 8.0679 | 8.1103 | 8.1436 | 8.1708 | 8.1857 | 8.1956 | 8.1956
F3_Commercial_Hospital_New_Food Preparation_Natural Gas_Oven_E3 | F3 | Commercial | Hospital | New | Food Preparation | Natural Gas | Oven | E3 | PACT BC Ratio | 0 | 0 | 0 | 0 | 0 | 0 | 0 | 0 | 0 | 0 | 0 | 0 | 0 | 0 | 0 | 0 | 0 | 0 | 0 | 0 | 0 | 0 | 0 | 0 | 0 | 0 | 0 | 0 | 0 | 0 | 0 | 0 | 0
F3_Commercial_Hospital_New_Food Preparation_Natural Gas_Oven_E4 | F3 | Commercial | Hospital | New | Food Preparation | Natural Gas | Oven | E4 | PACT BC Ratio | 0 | 0 | 0 | 0 | 0 | 0 | 0 | 0 | 0 | 0 | 0 | 0 | 0 | 0 | 0 | 0 | 0 | 0 | 0 | 0 | 0 | 0 | 0 | 0 | 0 | 0 | 0 | 0 | 0 | 0 | 0 | 0 | 0
F3_Commercial_Hospital_New_Food Preparation_Natural Gas_Oven_E5 | F3 | Commercial | Hospital | New | Food Preparation | Natural Gas | Oven | E5 | PACT BC Ratio | 0 | 0 | 0 | 0 | 0 | 0 | 0 | 0 | 0 | 0 | 0 | 0 | 0 | 0 | 0 | 0 | 0 | 0 | 0 | 0 | 0 | 0 | 0 | 0 | 0 | 0 | 0 | 0 | 0 | 0 | 0 | 0 | 0
F3_Commercial_Hospital_New_Food Preparation_Natural Gas_Oven_E6 | F3 | Commercial | Hospital | New | Food Preparation | Natural Gas | Oven | E6 | PACT BC Ratio | 0 | 0 | 0 | 0 | 0 | 0 | 0 | 0 | 0 | 0 | 0 | 0 | 0 | 0 | 0 | 0 | 0 | 0 | 0 | 0 | 0 | 0 | 0 | 0 | 0 | 0 | 0 | 0 | 0 | 0 | 0 | 0 | 0
F3_Commercial_Hospital_New_Food Preparation_Natural Gas_Oven_E7 | F3 | Commercial | Hospital | New | Food Preparation | Natural Gas | Oven | E7 | PACT BC Ratio | 0 | 0 | 0 | 0 | 0 | 0 | 0 | 0 | 0 | 0 | 0 | 0 | 0 | 0 | 0 | 0 | 0 | 0 | 0 | 0 | 0 | 0 | 0 | 0 | 0 | 0 | 0 | 0 | 0 | 0 | 0 | 0 | 0
F3_Commercial_Hospital_New_Food Preparation_Natural Gas_Oven_E8 | F3 | Commercial | Hospital | New | Food Preparation | Natural Gas | Oven | E8 | PACT BC Ratio | 0 | 0 | 0 | 0 | 0 | 0 | 0 | 0 | 0 | 0 | 0 | 0 | 0 | 0 | 0 | 0 | 0 | 0 | 0 | 0 | 0 | 0 | 0 | 0 | 0 | 0 | 0 | 0 | 0 | 0 | 0 | 0 | 0
F3_Commercial_Hospital_New_Food Preparation_Natural Gas_Oven_E9 | F3 | Commercial | Hospital | New | Food Preparation | Natural Gas | Oven | E9 | PACT BC Ratio | 0 | 0 | 0 | 0 | 0 | 0 | 0 | 0 | 0 | 0 | 0 | 0 | 0 | 0 | 0 | 0 | 0 | 0 | 0 | 0 | 0 | 0 | 0 | 0 | 0 | 0 | 0 | 0 | 0 | 0 | 0 | 0 | 0
F3_Commercial_Hospital_New_Food Preparation_Natural Gas_Oven_E10 | F3 | Commercial | Hospital | New | Food Preparation | Natural Gas | Oven | E10 | PACT BC Ratio | 0 | 0 | 0 | 0 | 0 | 0 | 0 | 0 | 0 | 0 | 0 | 0 | 0 | 0 | 0 | 0 | 0 | 0 | 0 | 0 | 0 | 0 | 0 | 0 | 0 | 0 | 0 | 0 | 0 | 0 | 0 | 0 | 0
F4_Commercial_Hospital_New_Food Preparation_Natural Gas_Oven_E1 | F4 | Commercial | Hospital | New | Food Preparation | Natural Gas | Oven | E1 | RVT BC Ratio | bar: 2019 to 2051
F4_Commercial_Hospital_New_Food Preparation_Natural Gas_Oven_E2 | F4 | Commercial | Hospital | New | Food Preparation | Natural Gas | Oven | E2 | RVT BC Ratio | 7.9644 | 7.9662 | 8.0025 | 7.9537 | 7.9247 | 7.9497 | 8.0204 | 8.0771 | 8.1467 | 8.2133 | 8.2797 | 8.3414 | 8.4076 | 8.4765 | 8.5424 | 8.6097 | 8.6778 | 8.752 | 8.8289 | 8.9098 | 8.9885 | 9.0697 | 9.144 | 9.2205 | 9.288 | 9.3462 | 9.3993 | 9.445 | 9.4809 | 9.5103 | 9.5263 | 9.537 | 9.537
F4_Commercial_Hospital_New_Food Preparation_Natural Gas_Oven_E3 | F4 | Commercial | Hospital | New | Food Preparation | Natural Gas | Oven | E3 | RVT BC Ratio | 0 | 0 | 0 | 0 | 0 | 0 | 0 | 0 | 0 | 0 | 0 | 0 | 0 | 0 | 0 | 0 | 0 | 0 | 0 | 0 | 0 | 0 | 0 | 0 | 0 | 0 | 0 | 0 | 0 | 0 | 0 | 0 | 0
F4_Commercial_Hospital_New_Food Preparation_Natural Gas_Oven_E4 | F4 | Commercial | Hospital | New | Food Preparation | Natural Gas | Oven | E4 | RVT BC Ratio | 0 | 0 | 0 | 0 | 0 | 0 | 0 | 0 | 0 | 0 | 0 | 0 | 0 | 0 | 0 | 0 | 0 | 0 | 0 | 0 | 0 | 0 | 0 | 0 | 0 | 0 | 0 | 0 | 0 | 0 | 0 | 0 | 0
F4_Commercial_Hospital_New_Food Preparation_Natural Gas_Oven_E5 | F4 | Commercial | Hospital | New | Food Preparation | Natural Gas | Oven | E5 | RVT BC Ratio | 0 | 0 | 0 | 0 | 0 | 0 | 0 | 0 | 0 | 0 | 0 | 0 | 0 | 0 | 0 | 0 | 0 | 0 | 0 | 0 | 0 | 0 | 0 | 0 | 0 | 0 | 0 | 0 | 0 | 0 | 0 | 0 | 0
F4_Commercial_Hospital_New_Food Preparation_Natural Gas_Oven_E6 | F4 | Commercial | Hospital | New | Food Preparation | Natural Gas | Oven | E6 | RVT BC Ratio | 0 | 0 | 0 | 0 | 0 | 0 | 0 | 0 | 0 | 0 | 0 | 0 | 0 | 0 | 0 | 0 | 0 | 0 | 0 | 0 | 0 | 0 | 0 | 0 | 0 | 0 | 0 | 0 | 0 | 0 | 0 | 0 | 0
F4_Commercial_Hospital_New_Food Preparation_Natural Gas_Oven_E7 | F4 | Commercial | Hospital | New | Food Preparation | Natural Gas | Oven | E7 | RVT BC Ratio | 0 | 0 | 0 | 0 | 0 | 0 | 0 | 0 | 0 | 0 | 0 | 0 | 0 | 0 | 0 | 0 | 0 | 0 | 0 | 0 | 0 | 0 | 0 | 0 | 0 | 0 | 0 | 0 | 0 | 0 | 0 | 0 | 0
F4_Commercial_Hospital_New_Food Preparation_Natural Gas_Oven_E8 | F4 | Commercial | Hospital | New | Food Preparation | Natural Gas | Oven | E8 | RVT BC Ratio | 0 | 0 | 0 | 0 | 0 | 0 | 0 | 0 | 0 | 0 | 0 | 0 | 0 | 0 | 0 | 0 | 0 | 0 | 0 | 0 | 0 | 0 | 0 | 0 | 0 | 0 | 0 | 0 | 0 | 0 | 0 | 0 | 0
F4_Commercial_Hospital_New_Food Preparation_Natural Gas_Oven_E9 | F4 | Commercial | Hospital | New | Food Preparation | Natural Gas | Oven | E9 | RVT BC Ratio | 0 | 0 | 0 | 0 | 0 | 0 | 0 | 0 | 0 | 0 | 0 | 0 | 0 | 0 | 0 | 0 | 0 | 0 | 0 | 0 | 0 | 0 | 0 | 0 | 0 | 0 | 0 | 0 | 0 | 0 | 0 | 0 | 0
F4_Commercial_Hospital_New_Food Preparation_Natural Gas_Oven_E10 | F4 | Commercial | Hospital | New | Food Preparation | Natural Gas | Oven | E10 | RVT BC Ratio | 0 | 0 | 0 | 0 | 0 | 0 | 0 | 0 | 0 | 0 | 0 | 0 | 0 | 0 | 0 | 0 | 0 | 0 | 0 | 0 | 0 | 0 | 0 | 0 | 0 | 0 | 0 | 0 | 0 | 0 | 0 | 0 | 0
F5_Commercial_Hospital_New_Food Preparation_Natural Gas_Oven_E1 | F5 | Commercial | Hospital | New | Food Preparation | Natural Gas | Oven | E1 | RIM BC Ratio | bar: 2019 to 2051
F5_Commercial_Hospital_New_Food Preparation_Natural Gas_Oven_E2 | F5 | Commercial | Hospital | New | Food Preparation | Natural Gas | Oven | E2 | RIM BC Ratio | 0.74267 | 0.74269 | 0.7431 | 0.74255 | 0.74222 | 0.7425 | 0.7433 | 0.74392 | 0.74468 | 0.74539 | 0.74609 | 0.74673 | 0.74741 | 0.7481 | 0.74875 | 0.74941 | 0.75006 | 0.75076 | 0.75148 | 0.75222 | 0.75292 | 0.75364 | 0.75428 | 0.75494 | 0.7555 | 0.75599 | 0.75642 | 0.75679 | 0.75708 | 0.75732 | 0.75744 | 0.75753 | 0.75753
F5_Commercial_Hospital_New_Food Preparation_Natural Gas_Oven_E3 | F5 | Commercial | Hospital | New | Food Preparation | Natural Gas | Oven | E3 | RIM BC Ratio | 0 | 0 | 0 | 0 | 0 | 0 | 0 | 0 | 0 | 0 | 0 | 0 | 0 | 0 | 0 | 0 | 0 | 0 | 0 | 0 | 0 | 0 | 0 | 0 | 0 | 0 | 0 | 0 | 0 | 0 | 0 | 0 | 0
F5_Commercial_Hospital_New_Food Preparation_Natural Gas_Oven_E4 | F5 | Commercial | Hospital | New | Food Preparation | Natural Gas | Oven | E4 | RIM BC Ratio | 0 | 0 | 0 | 0 | 0 | 0 | 0 | 0 | 0 | 0 | 0 | 0 | 0 | 0 | 0 | 0 | 0 | 0 | 0 | 0 | 0 | 0 | 0 | 0 | 0 | 0 | 0 | 0 | 0 | 0 | 0 | 0 | 0
F5_Commercial_Hospital_New_Food Preparation_Natural Gas_Oven_E5 | F5 | Commercial | Hospital | New | Food Preparation | Natural Gas | Oven | E5 | RIM BC Ratio | 0 | 0 | 0 | 0 | 0 | 0 | 0 | 0 | 0 | 0 | 0 | 0 | 0 | 0 | 0 | 0 | 0 | 0 | 0 | 0 | 0 | 0 | 0 | 0 | 0 | 0 | 0 | 0 | 0 | 0 | 0 | 0 | 0
F5_Commercial_Hospital_New_Food Preparation_Natural Gas_Oven_E6 | F5 | Commercial | Hospital | New | Food Preparation | Natural Gas | Oven | E6 | RIM BC Ratio | 0 | 0 | 0 | 0 | 0 | 0 | 0 | 0 | 0 | 0 | 0 | 0 | 0 | 0 | 0 | 0 | 0 | 0 | 0 | 0 | 0 | 0 | 0 | 0 | 0 | 0 | 0 | 0 | 0 | 0 | 0 | 0 | 0
F5_Commercial_Hospital_New_Food Preparation_Natural Gas_Oven_E7 | F5 | Commercial | Hospital | New | Food Preparation | Natural Gas | Oven | E7 | RIM BC Ratio | 0 | 0 | 0 | 0 | 0 | 0 | 0 | 0 | 0 | 0 | 0 | 0 | 0 | 0 | 0 | 0 | 0 | 0 | 0 | 0 | 0 | 0 | 0 | 0 | 0 | 0 | 0 | 0 | 0 | 0 | 0 | 0 | 0
F5_Commercial_Hospital_New_Food Preparation_Natural Gas_Oven_E8 | F5 | Commercial | Hospital | New | Food Preparation | Natural Gas | Oven | E8 | RIM BC Ratio | 0 | 0 | 0 | 0 | 0 | 0 | 0 | 0 | 0 | 0 | 0 | 0 | 0 | 0 | 0 | 0 | 0 | 0 | 0 | 0 | 0 | 0 | 0 | 0 | 0 | 0 | 0 | 0 | 0 | 0 | 0 | 0 | 0
F5_Commercial_Hospital_New_Food Preparation_Natural Gas_Oven_E9 | F5 | Commercial | Hospital | New | Food Preparation | Natural Gas | Oven | E9 | RIM BC Ratio | 0 | 0 | 0 | 0 | 0 | 0 | 0 | 0 | 0 | 0 | 0 | 0 | 0 | 0 | 0 | 0 | 0 | 0 | 0 | 0 | 0 | 0 | 0 | 0 | 0 | 0 | 0 | 0 | 0 | 0 | 0 | 0 | 0
F5_Commercial_Hospital_New_Food Preparation_Natural Gas_Oven_E10 | F5 | Commercial | Hospital | New | Food Preparation | Natural Gas | Oven | E10 | RIM BC Ratio | 0 | 0 | 0 | 0 | 0 | 0 | 0 | 0 | 0 | 0 | 0 | 0 | 0 | 0 | 0 | 0 | 0 | 0 | 0 | 0 | 0 | 0 | 0 | 0 | 0 | 0 | 0 | 0 | 0 | 0 | 0 | 0 | 0
F0_Commercial_Hospital_New_Food Preparation_Natural Gas_Conveyor Oven_E0 | F0 | Commercial | Hospital | New | Food Preparation | Natural Gas | Conveyor Oven | E0 | Economic Unit | Efficient (>44% Baking Efficiency) | Efficient (>44% Baking Efficiency) | Efficient (>44% Baking Efficiency) | Efficient (>44% Baking Efficiency) | Efficient (>44% Baking Efficiency) | Efficient (>44% Baking Efficiency) | Efficient (>44% Baking Efficiency) | Efficient (>44% Baking Efficiency) | Efficient (>44% Baking Efficiency) | Efficient (>44% Baking Efficiency) | Efficient (>44% Baking Efficiency) | Efficient (>44% Baking Efficiency) | Efficient (>44% Baking Efficiency) | Efficient (>44% Baking Efficiency) | Efficient (>44% Baking Efficiency) | Efficient (>44% Baking Efficiency) | Efficient (>44% Baking Efficiency) | Efficient (>44% Baking Efficiency) | Efficient (>44% Baking Efficiency) | Efficient (>44% Baking Efficiency) | Efficient (>44% Baking Efficiency) | Efficient (>44% Baking Efficiency) | Efficient (>44% Baking Efficiency) | Efficient (>44% Baking Efficiency) | Efficient (>44% Baking Efficiency) | Efficient (>44% Baking Efficiency) | Efficient (>44% Baking Efficiency) | Efficient (>44% Baking Efficiency) | Efficient (>44% Baking Efficiency) | Efficient (>44% Baking Efficiency) | Efficient (>44% Baking Efficiency) | Efficient (>44% Baking Efficiency) | Efficient (>44% Baking Efficiency)
F1_Commercial_Hospital_New_Food Preparation_Natural Gas_Conveyor Oven_E1 | F1 | Commercial | Hospital | New | Food Preparation | Natural Gas | Conveyor Oven | E1 | CCE | 0 | 0 | 0 | 0 | 0 | 0 | 0 | 0 | 0 | 0 | 0 | 0 | 0 | 0 | 0 | 0 | 0 | 0 | 0 | 0 | 0 | 0 | 0 | 0 | 0 | 0 | 0 | 0 | 0 | 0 | 0 | 0 | 0
F1_Commercial_Hospital_New_Food Preparation_Natural Gas_Conveyor Oven_E2 | F1 | Commercial | Hospital | New | Food Preparation | Natural Gas | Conveyor Oven | E2 | CCE | 0.32888 | 0.3405 | 0.30566 | 0.31139 | 0.31139 | 0.31139 | 0.31139 | 0.31139 | 0.31139 | 0.31139 | 0.31139 | 0.31139 | 0.31139 | 0.31139 | 0.31139 | 0.31139 | 0.31139 | 0.31139 | 0.31139 | 0.31139 | 0.31139 | 0.31139 | 0.31139 | 0.31139 | 0.31139 | 0.31139 | 0.31139 | 0.31139 | 0.31139 | 0.31139 | 0.31139 | 0.31139 | 0.31139
F1_Commercial_Hospital_New_Food Preparation_Natural Gas_Conveyor Oven_E3 | F1 | Commercial | Hospital | New | Food Preparation | Natural Gas | Conveyor Oven | E3 | CCE | 0 | 0 | 0 | 0 | 0 | 0 | 0 | 0 | 0 | 0 | 0 | 0 | 0 | 0 | 0 | 0 | 0 | 0 | 0 | 0 | 0 | 0 | 0 | 0 | 0 | 0 | 0 | 0 | 0 | 0 | 0 | 0 | 0
F1_Commercial_Hospital_New_Food Preparation_Natural Gas_Conveyor Oven_E4 | F1 | Commercial | Hospital | New | Food Preparation | Natural Gas | Conveyor Oven | E4 | CCE | 0 | 0 | 0 | 0 | 0 | 0 | 0 | 0 | 0 | 0 | 0 | 0 | 0 | 0 | 0 | 0 | 0 | 0 | 0 | 0 | 0 | 0 | 0 | 0 | 0 | 0 | 0 | 0 | 0 | 0 | 0 | 0 | 0
F1_Commercial_Hospital_New_Food Preparation_Natural Gas_Conveyor Oven_E5 | F1 | Commercial | Hospital | New | Food Preparation | Natural Gas | Conveyor Oven | E5 | CCE | 0 | 0 | 0 | 0 | 0 | 0 | 0 | 0 | 0 | 0 | 0 | 0 | 0 | 0 | 0 | 0 | 0 | 0 | 0 | 0 | 0 | 0 | 0 | 0 | 0 | 0 | 0 | 0 | 0 | 0 | 0 | 0 | 0
F1_Commercial_Hospital_New_Food Preparation_Natural Gas_Conveyor Oven_E6 | F1 | Commercial | Hospital | New | Food Preparation | Natural Gas | Conveyor Oven | E6 | CCE | 0 | 0 | 0 | 0 | 0 | 0 | 0 | 0 | 0 | 0 | 0 | 0 | 0 | 0 | 0 | 0 | 0 | 0 | 0 | 0 | 0 | 0 | 0 | 0 | 0 | 0 | 0 | 0 | 0 | 0 | 0 | 0 | 0
F1_Commercial_Hospital_New_Food Preparation_Natural Gas_Conveyor Oven_E7 | F1 | Commercial | Hospital | New | Food Preparation | Natural Gas | Conveyor Oven | E7 | CCE | 0 | 0 | 0 | 0 | 0 | 0 | 0 | 0 | 0 | 0 | 0 | 0 | 0 | 0 | 0 | 0 | 0 | 0 | 0 | 0 | 0 | 0 | 0 | 0 | 0 | 0 | 0 | 0 | 0 | 0 | 0 | 0 | 0
F1_Commercial_Hospital_New_Food Preparation_Natural Gas_Conveyor Oven_E8 | F1 | Commercial | Hospital | New | Food Preparation | Natural Gas | Conveyor Oven | E8 | CCE | 0 | 0 | 0 | 0 | 0 | 0 | 0 | 0 | 0 | 0 | 0 | 0 | 0 | 0 | 0 | 0 | 0 | 0 | 0 | 0 | 0 | 0 | 0 | 0 | 0 | 0 | 0 | 0 | 0 | 0 | 0 | 0 | 0
F1_Commercial_Hospital_New_Food Preparation_Natural Gas_Conveyor Oven_E9 | F1 | Commercial | Hospital | New | Food Preparation | Natural Gas | Conveyor Oven | E9 | CCE | 0 | 0 | 0 | 0 | 0 | 0 | 0 | 0 | 0 | 0 | 0 | 0 | 0 | 0 | 0 | 0 | 0 | 0 | 0 | 0 | 0 | 0 | 0 | 0 | 0 | 0 | 0 | 0 | 0 | 0 | 0 | 0 | 0
F1_Commercial_Hospital_New_Food Preparation_Natural Gas_Conveyor Oven_E10 | F1 | Commercial | Hospital | New | Food Preparation | Natural Gas | Conveyor Oven | E10 | CCE | 0 | 0 | 0 | 0 | 0 | 0 | 0 | 0 | 0 | 0 | 0 | 0 | 0 | 0 | 0 | 0 | 0 | 0 | 0 | 0 | 0 | 0 | 0 | 0 | 0 | 0 | 0 | 0 | 0 | 0 | 0 | 0 | 0
F2_Commercial_Hospital_New_Food Preparation_Natural Gas_Conveyor Oven_E1 | F2 | Commercial | Hospital | New | Food Preparation | Natural Gas | Conveyor Oven | E1 | TRC BC Ratio | bar: 2019 to 2051
F2_Commercial_Hospital_New_Food Preparation_Natural Gas_Conveyor Oven_E2 | F2 | Commercial | Hospital | New | Food Preparation | Natural Gas | Conveyor Oven | E2 | TRC BC Ratio | 5.054 | 5.0691 | 5.0998 | 5.0904 | 5.0904 | 5.1163 | 5.1641 | 5.206 | 5.2546 | 5.3028 | 5.3514 | 5.3984 | 5.4475 | 5.4983 | 5.5473 | 5.5964 | 5.6439 | 5.6922 | 5.7391 | 5.785 | 5.8272 | 5.8686 | 5.9051 | 5.9416 | 5.9733 | 6.0006 | 6.0255 | 6.047 | 6.0638 | 6.0776 | 6.0851 | 6.0902 | 6.0902
F2_Commercial_Hospital_New_Food Preparation_Natural Gas_Conveyor Oven_E3 | F2 | Commercial | Hospital | New | Food Preparation | Natural Gas | Conveyor Oven | E3 | TRC BC Ratio | 0 | 0 | 0 | 0 | 0 | 0 | 0 | 0 | 0 | 0 | 0 | 0 | 0 | 0 | 0 | 0 | 0 | 0 | 0 | 0 | 0 | 0 | 0 | 0 | 0 | 0 | 0 | 0 | 0 | 0 | 0 | 0 | 0
F2_Commercial_Hospital_New_Food Preparation_Natural Gas_Conveyor Oven_E4 | F2 | Commercial | Hospital | New | Food Preparation | Natural Gas | Conveyor Oven | E4 | TRC BC Ratio | 0 | 0 | 0 | 0 | 0 | 0 | 0 | 0 | 0 | 0 | 0 | 0 | 0 | 0 | 0 | 0 | 0 | 0 | 0 | 0 | 0 | 0 | 0 | 0 | 0 | 0 | 0 | 0 | 0 | 0 | 0 | 0 | 0
F2_Commercial_Hospital_New_Food Preparation_Natural Gas_Conveyor Oven_E5 | F2 | Commercial | Hospital | New | Food Preparation | Natural Gas | Conveyor Oven | E5 | TRC BC Ratio | 0 | 0 | 0 | 0 | 0 | 0 | 0 | 0 | 0 | 0 | 0 | 0 | 0 | 0 | 0 | 0 | 0 | 0 | 0 | 0 | 0 | 0 | 0 | 0 | 0 | 0 | 0 | 0 | 0 | 0 | 0 | 0 | 0
F2_Commercial_Hospital_New_Food Preparation_Natural Gas_Conveyor Oven_E6 | F2 | Commercial | Hospital | New | Food Preparation | Natural Gas | Conveyor Oven | E6 | TRC BC Ratio | 0 | 0 | 0 | 0 | 0 | 0 | 0 | 0 | 0 | 0 | 0 | 0 | 0 | 0 | 0 | 0 | 0 | 0 | 0 | 0 | 0 | 0 | 0 | 0 | 0 | 0 | 0 | 0 | 0 | 0 | 0 | 0 | 0
F2_Commercial_Hospital_New_Food Preparation_Natural Gas_Conveyor Oven_E7 | F2 | Commercial | Hospital | New | Food Preparation | Natural Gas | Conveyor Oven | E7 | TRC BC Ratio | 0 | 0 | 0 | 0 | 0 | 0 | 0 | 0 | 0 | 0 | 0 | 0 | 0 | 0 | 0 | 0 | 0 | 0 | 0 | 0 | 0 | 0 | 0 | 0 | 0 | 0 | 0 | 0 | 0 | 0 | 0 | 0 | 0
F2_Commercial_Hospital_New_Food Preparation_Natural Gas_Conveyor Oven_E8 | F2 | Commercial | Hospital | New | Food Preparation | Natural Gas | Conveyor Oven | E8 | TRC BC Ratio | 0 | 0 | 0 | 0 | 0 | 0 | 0 | 0 | 0 | 0 | 0 | 0 | 0 | 0 | 0 | 0 | 0 | 0 | 0 | 0 | 0 | 0 | 0 | 0 | 0 | 0 | 0 | 0 | 0 | 0 | 0 | 0 | 0
F2_Commercial_Hospital_New_Food Preparation_Natural Gas_Conveyor Oven_E9 | F2 | Commercial | Hospital | New | Food Preparation | Natural Gas | Conveyor Oven | E9 | TRC BC Ratio | 0 | 0 | 0 | 0 | 0 | 0 | 0 | 0 | 0 | 0 | 0 | 0 | 0 | 0 | 0 | 0 | 0 | 0 | 0 | 0 | 0 | 0 | 0 | 0 | 0 | 0 | 0 | 0 | 0 | 0 | 0 | 0 | 0
F2_Commercial_Hospital_New_Food Preparation_Natural Gas_Conveyor Oven_E10 | F2 | Commercial | Hospital | New | Food Preparation | Natural Gas | Conveyor Oven | E10 | TRC BC Ratio | 0 | 0 | 0 | 0 | 0 | 0 | 0 | 0 | 0 | 0 | 0 | 0 | 0 | 0 | 0 | 0 | 0 | 0 | 0 | 0 | 0 | 0 | 0 | 0 | 0 | 0 | 0 | 0 | 0 | 0 | 0 | 0 | 0
F3_Commercial_Hospital_New_Food Preparation_Natural Gas_Conveyor Oven_E1 | F3 | Commercial | Hospital | New | Food Preparation | Natural Gas | Conveyor Oven | E1 | PACT BC Ratio | bar: 2019 to 2051
F3_Commercial_Hospital_New_Food Preparation_Natural Gas_Conveyor Oven_E2 | F3 | Commercial | Hospital | New | Food Preparation | Natural Gas | Conveyor Oven | E2 | PACT BC Ratio | 6.7386 | 6.7588 | 6.7997 | 6.7872 | 6.7872 | 6.8218 | 6.8855 | 6.9414 | 7.0062 | 7.0703 | 7.1352 | 7.1978 | 7.2633 | 7.3311 | 7.3964 | 7.4618 | 7.5252 | 7.5896 | 7.6521 | 7.7133 | 7.7696 | 7.8249 | 7.8735 | 7.9222 | 7.9644 | 8.0009 | 8.0341 | 8.0627 | 8.0851 | 8.1035 | 8.1135 | 8.1202 | 8.1202
F3_Commercial_Hospital_New_Food Preparation_Natural Gas_Conveyor Oven_E3 | F3 | Commercial | Hospital | New | Food Preparation | Natural Gas | Conveyor Oven | E3 | PACT BC Ratio | 0 | 0 | 0 | 0 | 0 | 0 | 0 | 0 | 0 | 0 | 0 | 0 | 0 | 0 | 0 | 0 | 0 | 0 | 0 | 0 | 0 | 0 | 0 | 0 | 0 | 0 | 0 | 0 | 0 | 0 | 0 | 0 | 0
F3_Commercial_Hospital_New_Food Preparation_Natural Gas_Conveyor Oven_E4 | F3 | Commercial | Hospital | New | Food Preparation | Natural Gas | Conveyor Oven | E4 | PACT BC Ratio | 0 | 0 | 0 | 0 | 0 | 0 | 0 | 0 | 0 | 0 | 0 | 0 | 0 | 0 | 0 | 0 | 0 | 0 | 0 | 0 | 0 | 0 | 0 | 0 | 0 | 0 | 0 | 0 | 0 | 0 | 0 | 0 | 0
F3_Commercial_Hospital_New_Food Preparation_Natural Gas_Conveyor Oven_E5 | F3 | Commercial | Hospital | New | Food Preparation | Natural Gas | Conveyor Oven | E5 | PACT BC Ratio | 0 | 0 | 0 | 0 | 0 | 0 | 0 | 0 | 0 | 0 | 0 | 0 | 0 | 0 | 0 | 0 | 0 | 0 | 0 | 0 | 0 | 0 | 0 | 0 | 0 | 0 | 0 | 0 | 0 | 0 | 0 | 0 | 0
F3_Commercial_Hospital_New_Food Preparation_Natural Gas_Conveyor Oven_E6 | F3 | Commercial | Hospital | New | Food Preparation | Natural Gas | Conveyor Oven | E6 | PACT BC Ratio | 0 | 0 | 0 | 0 | 0 | 0 | 0 | 0 | 0 | 0 | 0 | 0 | 0 | 0 | 0 | 0 | 0 | 0 | 0 | 0 | 0 | 0 | 0 | 0 | 0 | 0 | 0 | 0 | 0 | 0 | 0 | 0 | 0
F3_Commercial_Hospital_New_Food Preparation_Natural Gas_Conveyor Oven_E7 | F3 | Commercial | Hospital | New | Food Preparation | Natural Gas | Conveyor Oven | E7 | PACT BC Ratio | 0 | 0 | 0 | 0 | 0 | 0 | 0 | 0 | 0 | 0 | 0 | 0 | 0 | 0 | 0 | 0 | 0 | 0 | 0 | 0 | 0 | 0 | 0 | 0 | 0 | 0 | 0 | 0 | 0 | 0 | 0 | 0 | 0
F3_Commercial_Hospital_New_Food Preparation_Natural Gas_Conveyor Oven_E8 | F3 | Commercial | Hospital | New | Food Preparation | Natural Gas | Conveyor Oven | E8 | PACT BC Ratio | 0 | 0 | 0 | 0 | 0 | 0 | 0 | 0 | 0 | 0 | 0 | 0 | 0 | 0 | 0 | 0 | 0 | 0 | 0 | 0 | 0 | 0 | 0 | 0 | 0 | 0 | 0 | 0 | 0 | 0 | 0 | 0 | 0
F3_Commercial_Hospital_New_Food Preparation_Natural Gas_Conveyor Oven_E9 | F3 | Commercial | Hospital | New | Food Preparation | Natural Gas | Conveyor Oven | E9 | PACT BC Ratio | 0 | 0 | 0 | 0 | 0 | 0 | 0 | 0 | 0 | 0 | 0 | 0 | 0 | 0 | 0 | 0 | 0 | 0 | 0 | 0 | 0 | 0 | 0 | 0 | 0 | 0 | 0 | 0 | 0 | 0 | 0 | 0 | 0
F3_Commercial_Hospital_New_Food Preparation_Natural Gas_Conveyor Oven_E10 | F3 | Commercial | Hospital | New | Food Preparation | Natural Gas | Conveyor Oven | E10 | PACT BC Ratio | 0 | 0 | 0 | 0 | 0 | 0 | 0 | 0 | 0 | 0 | 0 | 0 | 0 | 0 | 0 | 0 | 0 | 0 | 0 | 0 | 0 | 0 | 0 | 0 | 0 | 0 | 0 | 0 | 0 | 0 | 0 | 0 | 0
F4_Commercial_Hospital_New_Food Preparation_Natural Gas_Conveyor Oven_E1 | F4 | Commercial | Hospital | New | Food Preparation | Natural Gas | Conveyor Oven | E1 | RVT BC Ratio | bar: 2019 to 2051
F4_Commercial_Hospital_New_Food Preparation_Natural Gas_Conveyor Oven_E2 | F4 | Commercial | Hospital | New | Food Preparation | Natural Gas | Conveyor Oven | E2 | RVT BC Ratio | 7.966 | 7.9877 | 8.0318 | 8.0183 | 8.0184 | 8.0556 | 8.1243 | 8.1846 | 8.2545 | 8.3237 | 8.3936 | 8.4611 | 8.5318 | 8.6048 | 8.6753 | 8.7458 | 8.8142 | 8.8835 | 8.951 | 9.0169 | 9.0777 | 9.1372 | 9.1896 | 9.2422 | 9.2877 | 9.327 | 9.3628 | 9.3937 | 9.4179 | 9.4377 | 9.4485 | 9.4557 | 9.4557
F4_Commercial_Hospital_New_Food Preparation_Natural Gas_Conveyor Oven_E3 | F4 | Commercial | Hospital | New | Food Preparation | Natural Gas | Conveyor Oven | E3 | RVT BC Ratio | 0 | 0 | 0 | 0 | 0 | 0 | 0 | 0 | 0 | 0 | 0 | 0 | 0 | 0 | 0 | 0 | 0 | 0 | 0 | 0 | 0 | 0 | 0 | 0 | 0 | 0 | 0 | 0 | 0 | 0 | 0 | 0 | 0
F4_Commercial_Hospital_New_Food Preparation_Natural Gas_Conveyor Oven_E4 | F4 | Commercial | Hospital | New | Food Preparation | Natural Gas | Conveyor Oven | E4 | RVT BC Ratio | 0 | 0 | 0 | 0 | 0 | 0 | 0 | 0 | 0 | 0 | 0 | 0 | 0 | 0 | 0 | 0 | 0 | 0 | 0 | 0 | 0 | 0 | 0 | 0 | 0 | 0 | 0 | 0 | 0 | 0 | 0 | 0 | 0
F4_Commercial_Hospital_New_Food Preparation_Natural Gas_Conveyor Oven_E5 | F4 | Commercial | Hospital | New | Food Preparation | Natural Gas | Conveyor Oven | E5 | RVT BC Ratio | 0 | 0 | 0 | 0 | 0 | 0 | 0 | 0 | 0 | 0 | 0 | 0 | 0 | 0 | 0 | 0 | 0 | 0 | 0 | 0 | 0 | 0 | 0 | 0 | 0 | 0 | 0 | 0 | 0 | 0 | 0 | 0 | 0
F4_Commercial_Hospital_New_Food Preparation_Natural Gas_Conveyor Oven_E6 | F4 | Commercial | Hospital | New | Food Preparation | Natural Gas | Conveyor Oven | E6 | RVT BC Ratio | 0 | 0 | 0 | 0 | 0 | 0 | 0 | 0 | 0 | 0 | 0 | 0 | 0 | 0 | 0 | 0 | 0 | 0 | 0 | 0 | 0 | 0 | 0 | 0 | 0 | 0 | 0 | 0 | 0 | 0 | 0 | 0 | 0
F4_Commercial_Hospital_New_Food Preparation_Natural Gas_Conveyor Oven_E7 | F4 | Commercial | Hospital | New | Food Preparation | Natural Gas | Conveyor Oven | E7 | RVT BC Ratio | 0 | 0 | 0 | 0 | 0 | 0 | 0 | 0 | 0 | 0 | 0 | 0 | 0 | 0 | 0 | 0 | 0 | 0 | 0 | 0 | 0 | 0 | 0 | 0 | 0 | 0 | 0 | 0 | 0 | 0 | 0 | 0 | 0
F4_Commercial_Hospital_New_Food Preparation_Natural Gas_Conveyor Oven_E8 | F4 | Commercial | Hospital | New | Food Preparation | Natural Gas | Conveyor Oven | E8 | RVT BC Ratio | 0 | 0 | 0 | 0 | 0 | 0 | 0 | 0 | 0 | 0 | 0 | 0 | 0 | 0 | 0 | 0 | 0 | 0 | 0 | 0 | 0 | 0 | 0 | 0 | 0 | 0 | 0 | 0 | 0 | 0 | 0 | 0 | 0
F4_Commercial_Hospital_New_Food Preparation_Natural Gas_Conveyor Oven_E9 | F4 | Commercial | Hospital | New | Food Preparation | Natural Gas | Conveyor Oven | E9 | RVT BC Ratio | 0 | 0 | 0 | 0 | 0 | 0 | 0 | 0 | 0 | 0 | 0 | 0 | 0 | 0 | 0 | 0 | 0 | 0 | 0 | 0 | 0 | 0 | 0 | 0 | 0 | 0 | 0 | 0 | 0 | 0 | 0 | 0 | 0
F4_Commercial_Hospital_New_Food Preparation_Natural Gas_Conveyor Oven_E10 | F4 | Commercial | Hospital | New | Food Preparation | Natural Gas | Conveyor Oven | E10 | RVT BC Ratio | 0 | 0 | 0 | 0 | 0 | 0 | 0 | 0 | 0 | 0 | 0 | 0 | 0 | 0 | 0 | 0 | 0 | 0 | 0 | 0 | 0 | 0 | 0 | 0 | 0 | 0 | 0 | 0 | 0 | 0 | 0 | 0 | 0
F5_Commercial_Hospital_New_Food Preparation_Natural Gas_Conveyor Oven_E1 | F5 | Commercial | Hospital | New | Food Preparation | Natural Gas | Conveyor Oven | E1 | RIM BC Ratio | bar: 2019 to 2051
F5_Commercial_Hospital_New_Food Preparation_Natural Gas_Conveyor Oven_E2 | F5 | Commercial | Hospital | New | Food Preparation | Natural Gas | Conveyor Oven | E2 | RIM BC Ratio | 0.74269 | 0.74293 | 0.74342 | 0.74327 | 0.74327 | 0.74369 | 0.74444 | 0.74509 | 0.74583 | 0.74655 | 0.74726 | 0.74795 | 0.74865 | 0.74936 | 0.75004 | 0.75071 | 0.75134 | 0.75198 | 0.75259 | 0.75318 | 0.75371 | 0.75423 | 0.75467 | 0.75512 | 0.7555 | 0.75583 | 0.75612 | 0.75638 | 0.75657 | 0.75673 | 0.75682 | 0.75688 | 0.75688
F5_Commercial_Hospital_New_Food Preparation_Natural Gas_Conveyor Oven_E3 | F5 | Commercial | Hospital | New | Food Preparation | Natural Gas | Conveyor Oven | E3 | RIM BC Ratio | 0 | 0 | 0 | 0 | 0 | 0 | 0 | 0 | 0 | 0 | 0 | 0 | 0 | 0 | 0 | 0 | 0 | 0 | 0 | 0 | 0 | 0 | 0 | 0 | 0 | 0 | 0 | 0 | 0 | 0 | 0 | 0 | 0
F5_Commercial_Hospital_New_Food Preparation_Natural Gas_Conveyor Oven_E4 | F5 | Commercial | Hospital | New | Food Preparation | Natural Gas | Conveyor Oven | E4 | RIM BC Ratio | 0 | 0 | 0 | 0 | 0 | 0 | 0 | 0 | 0 | 0 | 0 | 0 | 0 | 0 | 0 | 0 | 0 | 0 | 0 | 0 | 0 | 0 | 0 | 0 | 0 | 0 | 0 | 0 | 0 | 0 | 0 | 0 | 0
F5_Commercial_Hospital_New_Food Preparation_Natural Gas_Conveyor Oven_E5 | F5 | Commercial | Hospital | New | Food Preparation | Natural Gas | Conveyor Oven | E5 | RIM BC Ratio | 0 | 0 | 0 | 0 | 0 | 0 | 0 | 0 | 0 | 0 | 0 | 0 | 0 | 0 | 0 | 0 | 0 | 0 | 0 | 0 | 0 | 0 | 0 | 0 | 0 | 0 | 0 | 0 | 0 | 0 | 0 | 0 | 0
F5_Commercial_Hospital_New_Food Preparation_Natural Gas_Conveyor Oven_E6 | F5 | Commercial | Hospital | New | Food Preparation | Natural Gas | Conveyor Oven | E6 | RIM BC Ratio | 0 | 0 | 0 | 0 | 0 | 0 | 0 | 0 | 0 | 0 | 0 | 0 | 0 | 0 | 0 | 0 | 0 | 0 | 0 | 0 | 0 | 0 | 0 | 0 | 0 | 0 | 0 | 0 | 0 | 0 | 0 | 0 | 0
F5_Commercial_Hospital_New_Food Preparation_Natural Gas_Conveyor Oven_E7 | F5 | Commercial | Hospital | New | Food Preparation | Natural Gas | Conveyor Oven | E7 | RIM BC Ratio | 0 | 0 | 0 | 0 | 0 | 0 | 0 | 0 | 0 | 0 | 0 | 0 | 0 | 0 | 0 | 0 | 0 | 0 | 0 | 0 | 0 | 0 | 0 | 0 | 0 | 0 | 0 | 0 | 0 | 0 | 0 | 0 | 0
F5_Commercial_Hospital_New_Food Preparation_Natural Gas_Conveyor Oven_E8 | F5 | Commercial | Hospital | New | Food Preparation | Natural Gas | Conveyor Oven | E8 | RIM BC Ratio | 0 | 0 | 0 | 0 | 0 | 0 | 0 | 0 | 0 | 0 | 0 | 0 | 0 | 0 | 0 | 0 | 0 | 0 | 0 | 0 | 0 | 0 | 0 | 0 | 0 | 0 | 0 | 0 | 0 | 0 | 0 | 0 | 0
F5_Commercial_Hospital_New_Food Preparation_Natural Gas_Conveyor Oven_E9 | F5 | Commercial | Hospital | New | Food Preparation | Natural Gas | Conveyor Oven | E9 | RIM BC Ratio | 0 | 0 | 0 | 0 | 0 | 0 | 0 | 0 | 0 | 0 | 0 | 0 | 0 | 0 | 0 | 0 | 0 | 0 | 0 | 0 | 0 | 0 | 0 | 0 | 0 | 0 | 0 | 0 | 0 | 0 | 0 | 0 | 0
F5_Commercial_Hospital_New_Food Preparation_Natural Gas_Conveyor Oven_E10 | F5 | Commercial | Hospital | New | Food Preparation | Natural Gas | Conveyor Oven | E10 | RIM BC Ratio | 0 | 0 | 0 | 0 | 0 | 0 | 0 | 0 | 0 | 0 | 0 | 0 | 0 | 0 | 0 | 0 | 0 | 0 | 0 | 0 | 0 | 0 | 0 | 0 | 0 | 0 | 0 | 0 | 0 | 0 | 0 | 0 | 0
F0_Commercial_Hospital_New_Food Preparation_Natural Gas_Double Rack Oven_E0 | F0 | Commercial | Hospital | New | Food Preparation | Natural Gas | Double Rack Oven | E0 | Economic Unit | FTSC Qualified (>50% Cooking Efficiency) | FTSC Qualified (>50% Cooking Efficiency) | FTSC Qualified (>50% Cooking Efficiency) | FTSC Qualified (>50% Cooking Efficiency) | FTSC Qualified (>50% Cooking Efficiency) | FTSC Qualified (>50% Cooking Efficiency) | FTSC Qualified (>50% Cooking Efficiency) | FTSC Qualified (>50% Cooking Efficiency) | FTSC Qualified (>50% Cooking Efficiency) | FTSC Qualified (>50% Cooking Efficiency) | FTSC Qualified (>50% Cooking Efficiency) | FTSC Qualified (>50% Cooking Efficiency) | FTSC Qualified (>50% Cooking Efficiency) | FTSC Qualified (>50% Cooking Efficiency) | FTSC Qualified (>50% Cooking Efficiency) | FTSC Qualified (>50% Cooking Efficiency) | FTSC Qualified (>50% Cooking Efficiency) | FTSC Qualified (>50% Cooking Efficiency) | FTSC Qualified (>50% Cooking Efficiency) | FTSC Qualified (>50% Cooking Efficiency) | FTSC Qualified (>50% Cooking Efficiency) | FTSC Qualified (>50% Cooking Efficiency) | FTSC Qualified (>50% Cooking Efficiency) | FTSC Qualified (>50% Cooking Efficiency) | FTSC Qualified (>50% Cooking Efficiency) | FTSC Qualified (>50% Cooking Efficiency) | FTSC Qualified (>50% Cooking Efficiency) | FTSC Qualified (>50% Cooking Efficiency) | FTSC Qualified (>50% Cooking Efficiency) | FTSC Qualified (>50% Cooking Efficiency) | FTSC Qualified (>50% Cooking Efficiency) | FTSC Qualified (>50% Cooking Efficiency) | FTSC Qualified (>50% Cooking Efficiency)
F1_Commercial_Hospital_New_Food Preparation_Natural Gas_Double Rack Oven_E1 | F1 | Commercial | Hospital | New | Food Preparation | Natural Gas | Double Rack Oven | E1 | CCE | 0 | 0 | 0 | 0 | 0 | 0 | 0 | 0 | 0 | 0 | 0 | 0 | 0 | 0 | 0 | 0 | 0 | 0 | 0 | 0 | 0 | 0 | 0 | 0 | 0 | 0 | 0 | 0 | 0 | 0 | 0 | 0 | 0
F1_Commercial_Hospital_New_Food Preparation_Natural Gas_Double Rack Oven_E2 | F1 | Commercial | Hospital | New | Food Preparation | Natural Gas | Double Rack Oven | E2 | CCE | 0.28294 | 0.29294 | 0.26296 | 0.26789 | 0.26789 | 0.26789 | 0.26789 | 0.26789 | 0.26789 | 0.26789 | 0.26789 | 0.26789 | 0.26789 | 0.26789 | 0.26789 | 0.26789 | 0.26789 | 0.26789 | 0.26789 | 0.26789 | 0.26789 | 0.26789 | 0.26789 | 0.26789 | 0.26789 | 0.26789 | 0.26789 | 0.26789 | 0.26789 | 0.26789 | 0.26789 | 0.26789 | 0.26789
F1_Commercial_Hospital_New_Food Preparation_Natural Gas_Double Rack Oven_E3 | F1 | Commercial | Hospital | New | Food Preparation | Natural Gas | Double Rack Oven | E3 | CCE | 0 | 0 | 0 | 0 | 0 | 0 | 0 | 0 | 0 | 0 | 0 | 0 | 0 | 0 | 0 | 0 | 0 | 0 | 0 | 0 | 0 | 0 | 0 | 0 | 0 | 0 | 0 | 0 | 0 | 0 | 0 | 0 | 0
F1_Commercial_Hospital_New_Food Preparation_Natural Gas_Double Rack Oven_E4 | F1 | Commercial | Hospital | New | Food Preparation | Natural Gas | Double Rack Oven | E4 | CCE | 0 | 0 | 0 | 0 | 0 | 0 | 0 | 0 | 0 | 0 | 0 | 0 | 0 | 0 | 0 | 0 | 0 | 0 | 0 | 0 | 0 | 0 | 0 | 0 | 0 | 0 | 0 | 0 | 0 | 0 | 0 | 0 | 0
F1_Commercial_Hospital_New_Food Preparation_Natural Gas_Double Rack Oven_E5 | F1 | Commercial | Hospital | New | Food Preparation | Natural Gas | Double Rack Oven | E5 | CCE | 0 | 0 | 0 | 0 | 0 | 0 | 0 | 0 | 0 | 0 | 0 | 0 | 0 | 0 | 0 | 0 | 0 | 0 | 0 | 0 | 0 | 0 | 0 | 0 | 0 | 0 | 0 | 0 | 0 | 0 | 0 | 0 | 0
F1_Commercial_Hospital_New_Food Preparation_Natural Gas_Double Rack Oven_E6 | F1 | Commercial | Hospital | New | Food Preparation | Natural Gas | Double Rack Oven | E6 | CCE | 0 | 0 | 0 | 0 | 0 | 0 | 0 | 0 | 0 | 0 | 0 | 0 | 0 | 0 | 0 | 0 | 0 | 0 | 0 | 0 | 0 | 0 | 0 | 0 | 0 | 0 | 0 | 0 | 0 | 0 | 0 | 0 | 0
F1_Commercial_Hospital_New_Food Preparation_Natural Gas_Double Rack Oven_E7 | F1 | Commercial | Hospital | New | Food Preparation | Natural Gas | Double Rack Oven | E7 | CCE | 0 | 0 | 0 | 0 | 0 | 0 | 0 | 0 | 0 | 0 | 0 | 0 | 0 | 0 | 0 | 0 | 0 | 0 | 0 | 0 | 0 | 0 | 0 | 0 | 0 | 0 | 0 | 0 | 0 | 0 | 0 | 0 | 0
F1_Commercial_Hospital_New_Food Preparation_Natural Gas_Double Rack Oven_E8 | F1 | Commercial | Hospital | New | Food Preparation | Natural Gas | Double Rack Oven | E8 | CCE | 0 | 0 | 0 | 0 | 0 | 0 | 0 | 0 | 0 | 0 | 0 | 0 | 0 | 0 | 0 | 0 | 0 | 0 | 0 | 0 | 0 | 0 | 0 | 0 | 0 | 0 | 0 | 0 | 0 | 0 | 0 | 0 | 0
F1_Commercial_Hospital_New_Food Preparation_Natural Gas_Double Rack Oven_E9 | F1 | Commercial | Hospital | New | Food Preparation | Natural Gas | Double Rack Oven | E9 | CCE | 0 | 0 | 0 | 0 | 0 | 0 | 0 | 0 | 0 | 0 | 0 | 0 | 0 | 0 | 0 | 0 | 0 | 0 | 0 | 0 | 0 | 0 | 0 | 0 | 0 | 0 | 0 | 0 | 0 | 0 | 0 | 0 | 0
F1_Commercial_Hospital_New_Food Preparation_Natural Gas_Double Rack Oven_E10 | F1 | Commercial | Hospital | New | Food Preparation | Natural Gas | Double Rack Oven | E10 | CCE | 0 | 0 | 0 | 0 | 0 | 0 | 0 | 0 | 0 | 0 | 0 | 0 | 0 | 0 | 0 | 0 | 0 | 0 | 0 | 0 | 0 | 0 | 0 | 0 | 0 | 0 | 0 | 0 | 0 | 0 | 0 | 0 | 0
F2_Commercial_Hospital_New_Food Preparation_Natural Gas_Double Rack Oven_E1 | F2 | Commercial | Hospital | New | Food Preparation | Natural Gas | Double Rack Oven | E1 | TRC BC Ratio | bar: 2019 to 2051
F2_Commercial_Hospital_New_Food Preparation_Natural Gas_Double Rack Oven_E2 | F2 | Commercial | Hospital | New | Food Preparation | Natural Gas | Double Rack Oven | E2 | TRC BC Ratio | 5.8179 | 5.8254 | 5.8572 | 5.8275 | 5.8124 | 5.8356 | 5.8912 | 5.9364 | 5.9916 | 6.0447 | 6.0985 | 6.1492 | 6.2033 | 6.2592 | 6.3135 | 6.369 | 6.4249 | 6.485 | 6.5474 | 6.6117 | 6.6735 | 6.7355 | 6.7911 | 6.8468 | 6.8951 | 6.9368 | 6.9748 | 7.0076 | 7.0332 | 7.0543 | 7.0657 | 7.0734 | 7.0734
F2_Commercial_Hospital_New_Food Preparation_Natural Gas_Double Rack Oven_E3 | F2 | Commercial | Hospital | New | Food Preparation | Natural Gas | Double Rack Oven | E3 | TRC BC Ratio | 0 | 0 | 0 | 0 | 0 | 0 | 0 | 0 | 0 | 0 | 0 | 0 | 0 | 0 | 0 | 0 | 0 | 0 | 0 | 0 | 0 | 0 | 0 | 0 | 0 | 0 | 0 | 0 | 0 | 0 | 0 | 0 | 0
F2_Commercial_Hospital_New_Food Preparation_Natural Gas_Double Rack Oven_E4 | F2 | Commercial | Hospital | New | Food Preparation | Natural Gas | Double Rack Oven | E4 | TRC BC Ratio | 0 | 0 | 0 | 0 | 0 | 0 | 0 | 0 | 0 | 0 | 0 | 0 | 0 | 0 | 0 | 0 | 0 | 0 | 0 | 0 | 0 | 0 | 0 | 0 | 0 | 0 | 0 | 0 | 0 | 0 | 0 | 0 | 0
F2_Commercial_Hospital_New_Food Preparation_Natural Gas_Double Rack Oven_E5 | F2 | Commercial | Hospital | New | Food Preparation | Natural Gas | Double Rack Oven | E5 | TRC BC Ratio | 0 | 0 | 0 | 0 | 0 | 0 | 0 | 0 | 0 | 0 | 0 | 0 | 0 | 0 | 0 | 0 | 0 | 0 | 0 | 0 | 0 | 0 | 0 | 0 | 0 | 0 | 0 | 0 | 0 | 0 | 0 | 0 | 0
F2_Commercial_Hospital_New_Food Preparation_Natural Gas_Double Rack Oven_E6 | F2 | Commercial | Hospital | New | Food Preparation | Natural Gas | Double Rack Oven | E6 | TRC BC Ratio | 0 | 0 | 0 | 0 | 0 | 0 | 0 | 0 | 0 | 0 | 0 | 0 | 0 | 0 | 0 | 0 | 0 | 0 | 0 | 0 | 0 | 0 | 0 | 0 | 0 | 0 | 0 | 0 | 0 | 0 | 0 | 0 | 0
F2_Commercial_Hospital_New_Food Preparation_Natural Gas_Double Rack Oven_E7 | F2 | Commercial | Hospital | New | Food Preparation | Natural Gas | Double Rack Oven | E7 | TRC BC Ratio | 0 | 0 | 0 | 0 | 0 | 0 | 0 | 0 | 0 | 0 | 0 | 0 | 0 | 0 | 0 | 0 | 0 | 0 | 0 | 0 | 0 | 0 | 0 | 0 | 0 | 0 | 0 | 0 | 0 | 0 | 0 | 0 | 0
F2_Commercial_Hospital_New_Food Preparation_Natural Gas_Double Rack Oven_E8 | F2 | Commercial | Hospital | New | Food Preparation | Natural Gas | Double Rack Oven | E8 | TRC BC Ratio | 0 | 0 | 0 | 0 | 0 | 0 | 0 | 0 | 0 | 0 | 0 | 0 | 0 | 0 | 0 | 0 | 0 | 0 | 0 | 0 | 0 | 0 | 0 | 0 | 0 | 0 | 0 | 0 | 0 | 0 | 0 | 0 | 0
F2_Commercial_Hospital_New_Food Preparation_Natural Gas_Double Rack Oven_E9 | F2 | Commercial | Hospital | New | Food Preparation | Natural Gas | Double Rack Oven | E9 | TRC BC Ratio | 0 | 0 | 0 | 0 | 0 | 0 | 0 | 0 | 0 | 0 | 0 | 0 | 0 | 0 | 0 | 0 | 0 | 0 | 0 | 0 | 0 | 0 | 0 | 0 | 0 | 0 | 0 | 0 | 0 | 0 | 0 | 0 | 0
F2_Commercial_Hospital_New_Food Preparation_Natural Gas_Double Rack Oven_E10 | F2 | Commercial | Hospital | New | Food Preparation | Natural Gas | Double Rack Oven | E10 | TRC BC Ratio | 0 | 0 | 0 | 0 | 0 | 0 | 0 | 0 | 0 | 0 | 0 | 0 | 0 | 0 | 0 | 0 | 0 | 0 | 0 | 0 | 0 | 0 | 0 | 0 | 0 | 0 | 0 | 0 | 0 | 0 | 0 | 0 | 0
F3_Commercial_Hospital_New_Food Preparation_Natural Gas_Double Rack Oven_E1 | F3 | Commercial | Hospital | New | Food Preparation | Natural Gas | Double Rack Oven | E1 | PACT BC Ratio | bar: 2019 to 2051
F3_Commercial_Hospital_New_Food Preparation_Natural Gas_Double Rack Oven_E2 | F3 | Commercial | Hospital | New | Food Preparation | Natural Gas | Double Rack Oven | E2 | PACT BC Ratio | 7.7572 | 7.7672 | 7.8096 | 7.77 | 7.7499 | 7.7807 | 7.8549 | 7.9152 | 7.9888 | 8.0596 | 8.1313 | 8.199 | 8.2711 | 8.3456 | 8.418 | 8.4919 | 8.5665 | 8.6466 | 8.7298 | 8.8156 | 8.8979 | 8.9807 | 9.0548 | 9.1291 | 9.1935 | 9.2491 | 9.2998 | 9.3434 | 9.3776 | 9.4057 | 9.421 | 9.4312 | 9.4312
F3_Commercial_Hospital_New_Food Preparation_Natural Gas_Double Rack Oven_E3 | F3 | Commercial | Hospital | New | Food Preparation | Natural Gas | Double Rack Oven | E3 | PACT BC Ratio | 0 | 0 | 0 | 0 | 0 | 0 | 0 | 0 | 0 | 0 | 0 | 0 | 0 | 0 | 0 | 0 | 0 | 0 | 0 | 0 | 0 | 0 | 0 | 0 | 0 | 0 | 0 | 0 | 0 | 0 | 0 | 0 | 0
F3_Commercial_Hospital_New_Food Preparation_Natural Gas_Double Rack Oven_E4 | F3 | Commercial | Hospital | New | Food Preparation | Natural Gas | Double Rack Oven | E4 | PACT BC Ratio | 0 | 0 | 0 | 0 | 0 | 0 | 0 | 0 | 0 | 0 | 0 | 0 | 0 | 0 | 0 | 0 | 0 | 0 | 0 | 0 | 0 | 0 | 0 | 0 | 0 | 0 | 0 | 0 | 0 | 0 | 0 | 0 | 0
F3_Commercial_Hospital_New_Food Preparation_Natural Gas_Double Rack Oven_E5 | F3 | Commercial | Hospital | New | Food Preparation | Natural Gas | Double Rack Oven | E5 | PACT BC Ratio | 0 | 0 | 0 | 0 | 0 | 0 | 0 | 0 | 0 | 0 | 0 | 0 | 0 | 0 | 0 | 0 | 0 | 0 | 0 | 0 | 0 | 0 | 0 | 0 | 0 | 0 | 0 | 0 | 0 | 0 | 0 | 0 | 0
F3_Commercial_Hospital_New_Food Preparation_Natural Gas_Double Rack Oven_E6 | F3 | Commercial | Hospital | New | Food Preparation | Natural Gas | Double Rack Oven | E6 | PACT BC Ratio | 0 | 0 | 0 | 0 | 0 | 0 | 0 | 0 | 0 | 0 | 0 | 0 | 0 | 0 | 0 | 0 | 0 | 0 | 0 | 0 | 0 | 0 | 0 | 0 | 0 | 0 | 0 | 0 | 0 | 0 | 0 | 0 | 0
F3_Commercial_Hospital_New_Food Preparation_Natural Gas_Double Rack Oven_E7 | F3 | Commercial | Hospital | New | Food Preparation | Natural Gas | Double Rack Oven | E7 | PACT BC Ratio | 0 | 0 | 0 | 0 | 0 | 0 | 0 | 0 | 0 | 0 | 0 | 0 | 0 | 0 | 0 | 0 | 0 | 0 | 0 | 0 | 0 | 0 | 0 | 0 | 0 | 0 | 0 | 0 | 0 | 0 | 0 | 0 | 0
F3_Commercial_Hospital_New_Food Preparation_Natural Gas_Double Rack Oven_E8 | F3 | Commercial | Hospital | New | Food Preparation | Natural Gas | Double Rack Oven | E8 | PACT BC Ratio | 0 | 0 | 0 | 0 | 0 | 0 | 0 | 0 | 0 | 0 | 0 | 0 | 0 | 0 | 0 | 0 | 0 | 0 | 0 | 0 | 0 | 0 | 0 | 0 | 0 | 0 | 0 | 0 | 0 | 0 | 0 | 0 | 0
F3_Commercial_Hospital_New_Food Preparation_Natural Gas_Double Rack Oven_E9 | F3 | Commercial | Hospital | New | Food Preparation | Natural Gas | Double Rack Oven | E9 | PACT BC Ratio | 0 | 0 | 0 | 0 | 0 | 0 | 0 | 0 | 0 | 0 | 0 | 0 | 0 | 0 | 0 | 0 | 0 | 0 | 0 | 0 | 0 | 0 | 0 | 0 | 0 | 0 | 0 | 0 | 0 | 0 | 0 | 0 | 0
F3_Commercial_Hospital_New_Food Preparation_Natural Gas_Double Rack Oven_E10 | F3 | Commercial | Hospital | New | Food Preparation | Natural Gas | Double Rack Oven | E10 | PACT BC Ratio | 0 | 0 | 0 | 0 | 0 | 0 | 0 | 0 | 0 | 0 | 0 | 0 | 0 | 0 | 0 | 0 | 0 | 0 | 0 | 0 | 0 | 0 | 0 | 0 | 0 | 0 | 0 | 0 | 0 | 0 | 0 | 0 | 0
F4_Commercial_Hospital_New_Food Preparation_Natural Gas_Double Rack Oven_E1 | F4 | Commercial | Hospital | New | Food Preparation | Natural Gas | Double Rack Oven | E1 | RVT BC Ratio | bar: 2019 to 2051
F4_Commercial_Hospital_New_Food Preparation_Natural Gas_Double Rack Oven_E2 | F4 | Commercial | Hospital | New | Food Preparation | Natural Gas | Double Rack Oven | E2 | RVT BC Ratio | 9.0643 | 9.075 | 9.1207 | 9.0781 | 9.0564 | 9.0896 | 9.1696 | 9.2346 | 9.3139 | 9.3903 | 9.4676 | 9.5406 | 9.6184 | 9.6988 | 9.7768 | 9.8565 | 9.9369 | 10.0233 | 10.113 | 10.2055 | 10.2943 | 10.3835 | 10.4634 | 10.5436 | 10.613 | 10.6729 | 10.7275 | 10.7746 | 10.8115 | 10.8418 | 10.8582 | 10.8693 | 10.8693
F4_Commercial_Hospital_New_Food Preparation_Natural Gas_Double Rack Oven_E3 | F4 | Commercial | Hospital | New | Food Preparation | Natural Gas | Double Rack Oven | E3 | RVT BC Ratio | 0 | 0 | 0 | 0 | 0 | 0 | 0 | 0 | 0 | 0 | 0 | 0 | 0 | 0 | 0 | 0 | 0 | 0 | 0 | 0 | 0 | 0 | 0 | 0 | 0 | 0 | 0 | 0 | 0 | 0 | 0 | 0 | 0
F4_Commercial_Hospital_New_Food Preparation_Natural Gas_Double Rack Oven_E4 | F4 | Commercial | Hospital | New | Food Preparation | Natural Gas | Double Rack Oven | E4 | RVT BC Ratio | 0 | 0 | 0 | 0 | 0 | 0 | 0 | 0 | 0 | 0 | 0 | 0 | 0 | 0 | 0 | 0 | 0 | 0 | 0 | 0 | 0 | 0 | 0 | 0 | 0 | 0 | 0 | 0 | 0 | 0 | 0 | 0 | 0
F4_Commercial_Hospital_New_Food Preparation_Natural Gas_Double Rack Oven_E5 | F4 | Commercial | Hospital | New | Food Preparation | Natural Gas | Double Rack Oven | E5 | RVT BC Ratio | 0 | 0 | 0 | 0 | 0 | 0 | 0 | 0 | 0 | 0 | 0 | 0 | 0 | 0 | 0 | 0 | 0 | 0 | 0 | 0 | 0 | 0 | 0 | 0 | 0 | 0 | 0 | 0 | 0 | 0 | 0 | 0 | 0
F4_Commercial_Hospital_New_Food Preparation_Natural Gas_Double Rack Oven_E6 | F4 | Commercial | Hospital | New | Food Preparation | Natural Gas | Double Rack Oven | E6 | RVT BC Ratio | 0 | 0 | 0 | 0 | 0 | 0 | 0 | 0 | 0 | 0 | 0 | 0 | 0 | 0 | 0 | 0 | 0 | 0 | 0 | 0 | 0 | 0 | 0 | 0 | 0 | 0 | 0 | 0 | 0 | 0 | 0 | 0 | 0
F4_Commercial_Hospital_New_Food Preparation_Natural Gas_Double Rack Oven_E7 | F4 | Commercial | Hospital | New | Food Preparation | Natural Gas | Double Rack Oven | E7 | RVT BC Ratio | 0 | 0 | 0 | 0 | 0 | 0 | 0 | 0 | 0 | 0 | 0 | 0 | 0 | 0 | 0 | 0 | 0 | 0 | 0 | 0 | 0 | 0 | 0 | 0 | 0 | 0 | 0 | 0 | 0 | 0 | 0 | 0 | 0
F4_Commercial_Hospital_New_Food Preparation_Natural Gas_Double Rack Oven_E8 | F4 | Commercial | Hospital | New | Food Preparation | Natural Gas | Double Rack Oven | E8 | RVT BC Ratio | 0 | 0 | 0 | 0 | 0 | 0 | 0 | 0 | 0 | 0 | 0 | 0 | 0 | 0 | 0 | 0 | 0 | 0 | 0 | 0 | 0 | 0 | 0 | 0 | 0 | 0 | 0 | 0 | 0 | 0 | 0 | 0 | 0
F4_Commercial_Hospital_New_Food Preparation_Natural Gas_Double Rack Oven_E9 | F4 | Commercial | Hospital | New | Food Preparation | Natural Gas | Double Rack Oven | E9 | RVT BC Ratio | 0 | 0 | 0 | 0 | 0 | 0 | 0 | 0 | 0 | 0 | 0 | 0 | 0 | 0 | 0 | 0 | 0 | 0 | 0 | 0 | 0 | 0 | 0 | 0 | 0 | 0 | 0 | 0 | 0 | 0 | 0 | 0 | 0
F4_Commercial_Hospital_New_Food Preparation_Natural Gas_Double Rack Oven_E10 | F4 | Commercial | Hospital | New | Food Preparation | Natural Gas | Double Rack Oven | E10 | RVT BC Ratio | 0 | 0 | 0 | 0 | 0 | 0 | 0 | 0 | 0 | 0 | 0 | 0 | 0 | 0 | 0 | 0 | 0 | 0 | 0 | 0 | 0 | 0 | 0 | 0 | 0 | 0 | 0 | 0 | 0 | 0 | 0 | 0 | 0
F5_Commercial_Hospital_New_Food Preparation_Natural Gas_Double Rack Oven_E1 | F5 | Commercial | Hospital | New | Food Preparation | Natural Gas | Double Rack Oven | E1 | RIM BC Ratio | bar: 2019 to 2051
F5_Commercial_Hospital_New_Food Preparation_Natural Gas_Double Rack Oven_E2 | F5 | Commercial | Hospital | New | Food Preparation | Natural Gas | Double Rack Oven | E2 | RIM BC Ratio | 0.75359 | 0.75369 | 0.75408 | 0.75371 | 0.75352 | 0.75381 | 0.7545 | 0.75506 | 0.75572 | 0.75635 | 0.75698 | 0.75756 | 0.75817 | 0.75879 | 0.75938 | 0.75998 | 0.76057 | 0.7612 | 0.76184 | 0.76249 | 0.7631 | 0.7637 | 0.76423 | 0.76476 | 0.76521 | 0.76559 | 0.76593 | 0.76623 | 0.76646 | 0.76665 | 0.76675 | 0.76681 | 0.76681
F5_Commercial_Hospital_New_Food Preparation_Natural Gas_Double Rack Oven_E3 | F5 | Commercial | Hospital | New | Food Preparation | Natural Gas | Double Rack Oven | E3 | RIM BC Ratio | 0 | 0 | 0 | 0 | 0 | 0 | 0 | 0 | 0 | 0 | 0 | 0 | 0 | 0 | 0 | 0 | 0 | 0 | 0 | 0 | 0 | 0 | 0 | 0 | 0 | 0 | 0 | 0 | 0 | 0 | 0 | 0 | 0
F5_Commercial_Hospital_New_Food Preparation_Natural Gas_Double Rack Oven_E4 | F5 | Commercial | Hospital | New | Food Preparation | Natural Gas | Double Rack Oven | E4 | RIM BC Ratio | 0 | 0 | 0 | 0 | 0 | 0 | 0 | 0 | 0 | 0 | 0 | 0 | 0 | 0 | 0 | 0 | 0 | 0 | 0 | 0 | 0 | 0 | 0 | 0 | 0 | 0 | 0 | 0 | 0 | 0 | 0 | 0 | 0
F5_Commercial_Hospital_New_Food Preparation_Natural Gas_Double Rack Oven_E5 | F5 | Commercial | Hospital | New | Food Preparation | Natural Gas | Double Rack Oven | E5 | RIM BC Ratio | 0 | 0 | 0 | 0 | 0 | 0 | 0 | 0 | 0 | 0 | 0 | 0 | 0 | 0 | 0 | 0 | 0 | 0 | 0 | 0 | 0 | 0 | 0 | 0 | 0 | 0 | 0 | 0 | 0 | 0 | 0 | 0 | 0
F5_Commercial_Hospital_New_Food Preparation_Natural Gas_Double Rack Oven_E6 | F5 | Commercial | Hospital | New | Food Preparation | Natural Gas | Double Rack Oven | E6 | RIM BC Ratio | 0 | 0 | 0 | 0 | 0 | 0 | 0 | 0 | 0 | 0 | 0 | 0 | 0 | 0 | 0 | 0 | 0 | 0 | 0 | 0 | 0 | 0 | 0 | 0 | 0 | 0 | 0 | 0 | 0 | 0 | 0 | 0 | 0
F5_Commercial_Hospital_New_Food Preparation_Natural Gas_Double Rack Oven_E7 | F5 | Commercial | Hospital | New | Food Preparation | Natural Gas | Double Rack Oven | E7 | RIM BC Ratio | 0 | 0 | 0 | 0 | 0 | 0 | 0 | 0 | 0 | 0 | 0 | 0 | 0 | 0 | 0 | 0 | 0 | 0 | 0 | 0 | 0 | 0 | 0 | 0 | 0 | 0 | 0 | 0 | 0 | 0 | 0 | 0 | 0
F5_Commercial_Hospital_New_Food Preparation_Natural Gas_Double Rack Oven_E8 | F5 | Commercial | Hospital | New | Food Preparation | Natural Gas | Double Rack Oven | E8 | RIM BC Ratio | 0 | 0 | 0 | 0 | 0 | 0 | 0 | 0 | 0 | 0 | 0 | 0 | 0 | 0 | 0 | 0 | 0 | 0 | 0 | 0 | 0 | 0 | 0 | 0 | 0 | 0 | 0 | 0 | 0 | 0 | 0 | 0 | 0
F5_Commercial_Hospital_New_Food Preparation_Natural Gas_Double Rack Oven_E9 | F5 | Commercial | Hospital | New | Food Preparation | Natural Gas | Double Rack Oven | E9 | RIM BC Ratio | 0 | 0 | 0 | 0 | 0 | 0 | 0 | 0 | 0 | 0 | 0 | 0 | 0 | 0 | 0 | 0 | 0 | 0 | 0 | 0 | 0 | 0 | 0 | 0 | 0 | 0 | 0 | 0 | 0 | 0 | 0 | 0 | 0
F5_Commercial_Hospital_New_Food Preparation_Natural Gas_Double Rack Oven_E10 | F5 | Commercial | Hospital | New | Food Preparation | Natural Gas | Double Rack Oven | E10 | RIM BC Ratio | 0 | 0 | 0 | 0 | 0 | 0 | 0 | 0 | 0 | 0 | 0 | 0 | 0 | 0 | 0 | 0 | 0 | 0 | 0 | 0 | 0 | 0 | 0 | 0 | 0 | 0 | 0 | 0 | 0 | 0 | 0 | 0 | 0
F0_Commercial_Hospital_New_Food Preparation_Natural Gas_Fryer_E0 | F0 | Commercial | Hospital | New | Food Preparation | Natural Gas | Fryer | E0 | Economic Unit | ENERGY STAR (3.0) | ENERGY STAR (3.0) | ENERGY STAR (3.0) | ENERGY STAR (3.0) | ENERGY STAR (3.0) | ENERGY STAR (3.0) | ENERGY STAR (3.0) | ENERGY STAR (3.0) | ENERGY STAR (3.0) | ENERGY STAR (3.0) | ENERGY STAR (3.0) | ENERGY STAR (3.0) | ENERGY STAR (3.0) | ENERGY STAR (3.0) | ENERGY STAR (3.0) | ENERGY STAR (3.0) | ENERGY STAR (3.0) | ENERGY STAR (3.0) | ENERGY STAR (3.0) | ENERGY STAR (3.0) | ENERGY STAR (3.0) | ENERGY STAR (3.0) | ENERGY STAR (3.0) | ENERGY STAR (3.0) | ENERGY STAR (3.0) | ENERGY STAR (3.0) | ENERGY STAR (3.0) | ENERGY STAR (3.0) | ENERGY STAR (3.0) | ENERGY STAR (3.0) | ENERGY STAR (3.0) | ENERGY STAR (3.0) | ENERGY STAR (3.0)
F1_Commercial_Hospital_New_Food Preparation_Natural Gas_Fryer_E1 | F1 | Commercial | Hospital | New | Food Preparation | Natural Gas | Fryer | E1 | CCE | 0 | 0 | 0 | 0 | 0 | 0 | 0 | 0 | 0 | 0 | 0 | 0 | 0 | 0 | 0 | 0 | 0 | 0 | 0 | 0 | 0 | 0 | 0 | 0 | 0 | 0 | 0 | 0 | 0 | 0 | 0 | 0 | 0
F1_Commercial_Hospital_New_Food Preparation_Natural Gas_Fryer_E2 | F1 | Commercial | Hospital | New | Food Preparation | Natural Gas | Fryer | E2 | CCE | 0.36986 | 0.38294 | 0.34375 | 0 | 0 | 0 | 0 | 0 | 0 | 0 | 0 | 0 | 0 | 0 | 0 | 0 | 0 | 0 | 0 | 0 | 0 | 0 | 0 | 0 | 0 | 0 | 0 | 0 | 0 | 0 | 0 | 0 | 0
F1_Commercial_Hospital_New_Food Preparation_Natural Gas_Fryer_E3 | F1 | Commercial | Hospital | New | Food Preparation | Natural Gas | Fryer | E3 | CCE | 0 | 0 | 0 | 0 | 0 | 0 | 0 | 0 | 0 | 0 | 0 | 0 | 0 | 0 | 0 | 0 | 0 | 0 | 0 | 0 | 0 | 0 | 0 | 0 | 0 | 0 | 0 | 0 | 0 | 0 | 0 | 0 | 0
F1_Commercial_Hospital_New_Food Preparation_Natural Gas_Fryer_E4 | F1 | Commercial | Hospital | New | Food Preparation | Natural Gas | Fryer | E4 | CCE | 0 | 0 | 0 | 0 | 0 | 0 | 0 | 0 | 0 | 0 | 0 | 0 | 0 | 0 | 0 | 0 | 0 | 0 | 0 | 0 | 0 | 0 | 0 | 0 | 0 | 0 | 0 | 0 | 0 | 0 | 0 | 0 | 0
F1_Commercial_Hospital_New_Food Preparation_Natural Gas_Fryer_E5 | F1 | Commercial | Hospital | New | Food Preparation | Natural Gas | Fryer | E5 | CCE | 0 | 0 | 0 | 0 | 0 | 0 | 0 | 0 | 0 | 0 | 0 | 0 | 0 | 0 | 0 | 0 | 0 | 0 | 0 | 0 | 0 | 0 | 0 | 0 | 0 | 0 | 0 | 0 | 0 | 0 | 0 | 0 | 0
F1_Commercial_Hospital_New_Food Preparation_Natural Gas_Fryer_E6 | F1 | Commercial | Hospital | New | Food Preparation | Natural Gas | Fryer | E6 | CCE | 0 | 0 | 0 | 0 | 0 | 0 | 0 | 0 | 0 | 0 | 0 | 0 | 0 | 0 | 0 | 0 | 0 | 0 | 0 | 0 | 0 | 0 | 0 | 0 | 0 | 0 | 0 | 0 | 0 | 0 | 0 | 0 | 0
F1_Commercial_Hospital_New_Food Preparation_Natural Gas_Fryer_E7 | F1 | Commercial | Hospital | New | Food Preparation | Natural Gas | Fryer | E7 | CCE | 0 | 0 | 0 | 0 | 0 | 0 | 0 | 0 | 0 | 0 | 0 | 0 | 0 | 0 | 0 | 0 | 0 | 0 | 0 | 0 | 0 | 0 | 0 | 0 | 0 | 0 | 0 | 0 | 0 | 0 | 0 | 0 | 0
F1_Commercial_Hospital_New_Food Preparation_Natural Gas_Fryer_E8 | F1 | Commercial | Hospital | New | Food Preparation | Natural Gas | Fryer | E8 | CCE | 0 | 0 | 0 | 0 | 0 | 0 | 0 | 0 | 0 | 0 | 0 | 0 | 0 | 0 | 0 | 0 | 0 | 0 | 0 | 0 | 0 | 0 | 0 | 0 | 0 | 0 | 0 | 0 | 0 | 0 | 0 | 0 | 0
F1_Commercial_Hospital_New_Food Preparation_Natural Gas_Fryer_E9 | F1 | Commercial | Hospital | New | Food Preparation | Natural Gas | Fryer | E9 | CCE | 0 | 0 | 0 | 0 | 0 | 0 | 0 | 0 | 0 | 0 | 0 | 0 | 0 | 0 | 0 | 0 | 0 | 0 | 0 | 0 | 0 | 0 | 0 | 0 | 0 | 0 | 0 | 0 | 0 | 0 | 0 | 0 | 0
F1_Commercial_Hospital_New_Food Preparation_Natural Gas_Fryer_E10 | F1 | Commercial | Hospital | New | Food Preparation | Natural Gas | Fryer | E10 | CCE | 0 | 0 | 0 | 0 | 0 | 0 | 0 | 0 | 0 | 0 | 0 | 0 | 0 | 0 | 0 | 0 | 0 | 0 | 0 | 0 | 0 | 0 | 0 | 0 | 0 | 0 | 0 | 0 | 0 | 0 | 0 | 0 | 0
F2_Commercial_Hospital_New_Food Preparation_Natural Gas_Fryer_E1 | F2 | Commercial | Hospital | New | Food Preparation | Natural Gas | Fryer | E1 | TRC BC Ratio | 1 | 1 | 1 | 0 | 0 | 0 | 0 | 0 | 0 | 0 | 0 | 0 | 0 | 0 | 0 | 0 | 0 | 0 | 0 | 0 | 0 | 0 | 0 | 0 | 0 | 0 | 0 | 0 | 0 | 0 | 0 | 0 | 0
F2_Commercial_Hospital_New_Food Preparation_Natural Gas_Fryer_E2 | F2 | Commercial | Hospital | New | Food Preparation | Natural Gas | Fryer | E2 | TRC BC Ratio | 4.4463 | 4.4414 | 4.4606 | 1 | 1 | 1 | 1 | 1 | 1 | 1 | 1 | 1 | 1 | 1 | 1 | 1 | 1 | 1 | 1 | 1 | 1 | 1 | 1 | 1 | 1 | 1 | 1 | 1 | 1 | 1 | 1 | 1 | 1
F2_Commercial_Hospital_New_Food Preparation_Natural Gas_Fryer_E3 | F2 | Commercial | Hospital | New | Food Preparation | Natural Gas | Fryer | E3 | TRC BC Ratio | 0 | 0 | 0 | 0 | 0 | 0 | 0 | 0 | 0 | 0 | 0 | 0 | 0 | 0 | 0 | 0 | 0 | 0 | 0 | 0 | 0 | 0 | 0 | 0 | 0 | 0 | 0 | 0 | 0 | 0 | 0 | 0 | 0
F2_Commercial_Hospital_New_Food Preparation_Natural Gas_Fryer_E4 | F2 | Commercial | Hospital | New | Food Preparation | Natural Gas | Fryer | E4 | TRC BC Ratio | 0 | 0 | 0 | 0 | 0 | 0 | 0 | 0 | 0 | 0 | 0 | 0 | 0 | 0 | 0 | 0 | 0 | 0 | 0 | 0 | 0 | 0 | 0 | 0 | 0 | 0 | 0 | 0 | 0 | 0 | 0 | 0 | 0
F2_Commercial_Hospital_New_Food Preparation_Natural Gas_Fryer_E5 | F2 | Commercial | Hospital | New | Food Preparation | Natural Gas | Fryer | E5 | TRC BC Ratio | 0 | 0 | 0 | 0 | 0 | 0 | 0 | 0 | 0 | 0 | 0 | 0 | 0 | 0 | 0 | 0 | 0 | 0 | 0 | 0 | 0 | 0 | 0 | 0 | 0 | 0 | 0 | 0 | 0 | 0 | 0 | 0 | 0
F2_Commercial_Hospital_New_Food Preparation_Natural Gas_Fryer_E6 | F2 | Commercial | Hospital | New | Food Preparation | Natural Gas | Fryer | E6 | TRC BC Ratio | 0 | 0 | 0 | 0 | 0 | 0 | 0 | 0 | 0 | 0 | 0 | 0 | 0 | 0 | 0 | 0 | 0 | 0 | 0 | 0 | 0 | 0 | 0 | 0 | 0 | 0 | 0 | 0 | 0 | 0 | 0 | 0 | 0
F2_Commercial_Hospital_New_Food Preparation_Natural Gas_Fryer_E7 | F2 | Commercial | Hospital | New | Food Preparation | Natural Gas | Fryer | E7 | TRC BC Ratio | 0 | 0 | 0 | 0 | 0 | 0 | 0 | 0 | 0 | 0 | 0 | 0 | 0 | 0 | 0 | 0 | 0 | 0 | 0 | 0 | 0 | 0 | 0 | 0 | 0 | 0 | 0 | 0 | 0 | 0 | 0 | 0 | 0
F2_Commercial_Hospital_New_Food Preparation_Natural Gas_Fryer_E8 | F2 | Commercial | Hospital | New | Food Preparation | Natural Gas | Fryer | E8 | TRC BC Ratio | 0 | 0 | 0 | 0 | 0 | 0 | 0 | 0 | 0 | 0 | 0 | 0 | 0 | 0 | 0 | 0 | 0 | 0 | 0 | 0 | 0 | 0 | 0 | 0 | 0 | 0 | 0 | 0 | 0 | 0 | 0 | 0 | 0
F2_Commercial_Hospital_New_Food Preparation_Natural Gas_Fryer_E9 | F2 | Commercial | Hospital | New | Food Preparation | Natural Gas | Fryer | E9 | TRC BC Ratio | 0 | 0 | 0 | 0 | 0 | 0 | 0 | 0 | 0 | 0 | 0 | 0 | 0 | 0 | 0 | 0 | 0 | 0 | 0 | 0 | 0 | 0 | 0 | 0 | 0 | 0 | 0 | 0 | 0 | 0 | 0 | 0 | 0
F2_Commercial_Hospital_New_Food Preparation_Natural Gas_Fryer_E10 | F2 | Commercial | Hospital | New | Food Preparation | Natural Gas | Fryer | E10 | TRC BC Ratio | 0 | 0 | 0 | 0 | 0 | 0 | 0 | 0 | 0 | 0 | 0 | 0 | 0 | 0 | 0 | 0 | 0 | 0 | 0 | 0 | 0 | 0 | 0 | 0 | 0 | 0 | 0 | 0 | 0 | 0 | 0 | 0 | 0
F3_Commercial_Hospital_New_Food Preparation_Natural Gas_Fryer_E1 | F3 | Commercial | Hospital | New | Food Preparation | Natural Gas | Fryer | E1 | PACT BC Ratio | 1 | 1 | 1 | 0 | 0 | 0 | 0 | 0 | 0 | 0 | 0 | 0 | 0 | 0 | 0 | 0 | 0 | 0 | 0 | 0 | 0 | 0 | 0 | 0 | 0 | 0 | 0 | 0 | 0 | 0 | 0 | 0 | 0
F3_Commercial_Hospital_New_Food Preparation_Natural Gas_Fryer_E2 | F3 | Commercial | Hospital | New | Food Preparation | Natural Gas | Fryer | E2 | PACT BC Ratio | 5.9285 | 5.9219 | 5.9474 | 1 | 1 | 1 | 1 | 1 | 1 | 1 | 1 | 1 | 1 | 1 | 1 | 1 | 1 | 1 | 1 | 1 | 1 | 1 | 1 | 1 | 1 | 1 | 1 | 1 | 1 | 1 | 1 | 1 | 1
F3_Commercial_Hospital_New_Food Preparation_Natural Gas_Fryer_E3 | F3 | Commercial | Hospital | New | Food Preparation | Natural Gas | Fryer | E3 | PACT BC Ratio | 0 | 0 | 0 | 0 | 0 | 0 | 0 | 0 | 0 | 0 | 0 | 0 | 0 | 0 | 0 | 0 | 0 | 0 | 0 | 0 | 0 | 0 | 0 | 0 | 0 | 0 | 0 | 0 | 0 | 0 | 0 | 0 | 0
F3_Commercial_Hospital_New_Food Preparation_Natural Gas_Fryer_E4 | F3 | Commercial | Hospital | New | Food Preparation | Natural Gas | Fryer | E4 | PACT BC Ratio | 0 | 0 | 0 | 0 | 0 | 0 | 0 | 0 | 0 | 0 | 0 | 0 | 0 | 0 | 0 | 0 | 0 | 0 | 0 | 0 | 0 | 0 | 0 | 0 | 0 | 0 | 0 | 0 | 0 | 0 | 0 | 0 | 0
F3_Commercial_Hospital_New_Food Preparation_Natural Gas_Fryer_E5 | F3 | Commercial | Hospital | New | Food Preparation | Natural Gas | Fryer | E5 | PACT BC Ratio | 0 | 0 | 0 | 0 | 0 | 0 | 0 | 0 | 0 | 0 | 0 | 0 | 0 | 0 | 0 | 0 | 0 | 0 | 0 | 0 | 0 | 0 | 0 | 0 | 0 | 0 | 0 | 0 | 0 | 0 | 0 | 0 | 0
F3_Commercial_Hospital_New_Food Preparation_Natural Gas_Fryer_E6 | F3 | Commercial | Hospital | New | Food Preparation | Natural Gas | Fryer | E6 | PACT BC Ratio | 0 | 0 | 0 | 0 | 0 | 0 | 0 | 0 | 0 | 0 | 0 | 0 | 0 | 0 | 0 | 0 | 0 | 0 | 0 | 0 | 0 | 0 | 0 | 0 | 0 | 0 | 0 | 0 | 0 | 0 | 0 | 0 | 0
F3_Commercial_Hospital_New_Food Preparation_Natural Gas_Fryer_E7 | F3 | Commercial | Hospital | New | Food Preparation | Natural Gas | Fryer | E7 | PACT BC Ratio | 0 | 0 | 0 | 0 | 0 | 0 | 0 | 0 | 0 | 0 | 0 | 0 | 0 | 0 | 0 | 0 | 0 | 0 | 0 | 0 | 0 | 0 | 0 | 0 | 0 | 0 | 0 | 0 | 0 | 0 | 0 | 0 | 0
F3_Commercial_Hospital_New_Food Preparation_Natural Gas_Fryer_E8 | F3 | Commercial | Hospital | New | Food Preparation | Natural Gas | Fryer | E8 | PACT BC Ratio | 0 | 0 | 0 | 0 | 0 | 0 | 0 | 0 | 0 | 0 | 0 | 0 | 0 | 0 | 0 | 0 | 0 | 0 | 0 | 0 | 0 | 0 | 0 | 0 | 0 | 0 | 0 | 0 | 0 | 0 | 0 | 0 | 0
F3_Commercial_Hospital_New_Food Preparation_Natural Gas_Fryer_E9 | F3 | Commercial | Hospital | New | Food Preparation | Natural Gas | Fryer | E9 | PACT BC Ratio | 0 | 0 | 0 | 0 | 0 | 0 | 0 | 0 | 0 | 0 | 0 | 0 | 0 | 0 | 0 | 0 | 0 | 0 | 0 | 0 | 0 | 0 | 0 | 0 | 0 | 0 | 0 | 0 | 0 | 0 | 0 | 0 | 0
F3_Commercial_Hospital_New_Food Preparation_Natural Gas_Fryer_E10 | F3 | Commercial | Hospital | New | Food Preparation | Natural Gas | Fryer | E10 | PACT BC Ratio | 0 | 0 | 0 | 0 | 0 | 0 | 0 | 0 | 0 | 0 | 0 | 0 | 0 | 0 | 0 | 0 | 0 | 0 | 0 | 0 | 0 | 0 | 0 | 0 | 0 | 0 | 0 | 0 | 0 | 0 | 0 | 0 | 0
F4_Commercial_Hospital_New_Food Preparation_Natural Gas_Fryer_E1 | F4 | Commercial | Hospital | New | Food Preparation | Natural Gas | Fryer | E1 | RVT BC Ratio | 1 | 1 | 1 | 0 | 0 | 0 | 0 | 0 | 0 | 0 | 0 | 0 | 0 | 0 | 0 | 0 | 0 | 0 | 0 | 0 | 0 | 0 | 0 | 0 | 0 | 0 | 0 | 0 | 0 | 0 | 0 | 0 | 0
F4_Commercial_Hospital_New_Food Preparation_Natural Gas_Fryer_E2 | F4 | Commercial | Hospital | New | Food Preparation | Natural Gas | Fryer | E2 | RVT BC Ratio | 7.0924 | 7.0854 | 7.1129 | 1 | 1 | 1 | 1 | 1 | 1 | 1 | 1 | 1 | 1 | 1 | 1 | 1 | 1 | 1 | 1 | 1 | 1 | 1 | 1 | 1 | 1 | 1 | 1 | 1 | 1 | 1 | 1 | 1 | 1
F4_Commercial_Hospital_New_Food Preparation_Natural Gas_Fryer_E3 | F4 | Commercial | Hospital | New | Food Preparation | Natural Gas | Fryer | E3 | RVT BC Ratio | 0 | 0 | 0 | 0 | 0 | 0 | 0 | 0 | 0 | 0 | 0 | 0 | 0 | 0 | 0 | 0 | 0 | 0 | 0 | 0 | 0 | 0 | 0 | 0 | 0 | 0 | 0 | 0 | 0 | 0 | 0 | 0 | 0
F4_Commercial_Hospital_New_Food Preparation_Natural Gas_Fryer_E4 | F4 | Commercial | Hospital | New | Food Preparation | Natural Gas | Fryer | E4 | RVT BC Ratio | 0 | 0 | 0 | 0 | 0 | 0 | 0 | 0 | 0 | 0 | 0 | 0 | 0 | 0 | 0 | 0 | 0 | 0 | 0 | 0 | 0 | 0 | 0 | 0 | 0 | 0 | 0 | 0 | 0 | 0 | 0 | 0 | 0
F4_Commercial_Hospital_New_Food Preparation_Natural Gas_Fryer_E5 | F4 | Commercial | Hospital | New | Food Preparation | Natural Gas | Fryer | E5 | RVT BC Ratio | 0 | 0 | 0 | 0 | 0 | 0 | 0 | 0 | 0 | 0 | 0 | 0 | 0 | 0 | 0 | 0 | 0 | 0 | 0 | 0 | 0 | 0 | 0 | 0 | 0 | 0 | 0 | 0 | 0 | 0 | 0 | 0 | 0
F4_Commercial_Hospital_New_Food Preparation_Natural Gas_Fryer_E6 | F4 | Commercial | Hospital | New | Food Preparation | Natural Gas | Fryer | E6 | RVT BC Ratio | 0 | 0 | 0 | 0 | 0 | 0 | 0 | 0 | 0 | 0 | 0 | 0 | 0 | 0 | 0 | 0 | 0 | 0 | 0 | 0 | 0 | 0 | 0 | 0 | 0 | 0 | 0 | 0 | 0 | 0 | 0 | 0 | 0
F4_Commercial_Hospital_New_Food Preparation_Natural Gas_Fryer_E7 | F4 | Commercial | Hospital | New | Food Preparation | Natural Gas | Fryer | E7 | RVT BC Ratio | 0 | 0 | 0 | 0 | 0 | 0 | 0 | 0 | 0 | 0 | 0 | 0 | 0 | 0 | 0 | 0 | 0 | 0 | 0 | 0 | 0 | 0 | 0 | 0 | 0 | 0 | 0 | 0 | 0 | 0 | 0 | 0 | 0
F4_Commercial_Hospital_New_Food Preparation_Natural Gas_Fryer_E8 | F4 | Commercial | Hospital | New | Food Preparation | Natural Gas | Fryer | E8 | RVT BC Ratio | 0 | 0 | 0 | 0 | 0 | 0 | 0 | 0 | 0 | 0 | 0 | 0 | 0 | 0 | 0 | 0 | 0 | 0 | 0 | 0 | 0 | 0 | 0 | 0 | 0 | 0 | 0 | 0 | 0 | 0 | 0 | 0 | 0
F4_Commercial_Hospital_New_Food Preparation_Natural Gas_Fryer_E9 | F4 | Commercial | Hospital | New | Food Preparation | Natural Gas | Fryer | E9 | RVT BC Ratio | 0 | 0 | 0 | 0 | 0 | 0 | 0 | 0 | 0 | 0 | 0 | 0 | 0 | 0 | 0 | 0 | 0 | 0 | 0 | 0 | 0 | 0 | 0 | 0 | 0 | 0 | 0 | 0 | 0 | 0 | 0 | 0 | 0
F4_Commercial_Hospital_New_Food Preparation_Natural Gas_Fryer_E10 | F4 | Commercial | Hospital | New | Food Preparation | Natural Gas | Fryer | E10 | RVT BC Ratio | 0 | 0 | 0 | 0 | 0 | 0 | 0 | 0 | 0 | 0 | 0 | 0 | 0 | 0 | 0 | 0 | 0 | 0 | 0 | 0 | 0 | 0 | 0 | 0 | 0 | 0 | 0 | 0 | 0 | 0 | 0 | 0 | 0
F5_Commercial_Hospital_New_Food Preparation_Natural Gas_Fryer_E1 | F5 | Commercial | Hospital | New | Food Preparation | Natural Gas | Fryer | E1 | RIM BC Ratio | 1 | 1 | 1 | 0 | 0 | 0 | 0 | 0 | 0 | 0 | 0 | 0 | 0 | 0 | 0 | 0 | 0 | 0 | 0 | 0 | 0 | 0 | 0 | 0 | 0 | 0 | 0 | 0 | 0 | 0 | 0 | 0 | 0
F5_Commercial_Hospital_New_Food Preparation_Natural Gas_Fryer_E2 | F5 | Commercial | Hospital | New | Food Preparation | Natural Gas | Fryer | E2 | RIM BC Ratio | 0.73167 | 0.73157 | 0.73195 | 1 | 1 | 1 | 1 | 1 | 1 | 1 | 1 | 1 | 1 | 1 | 1 | 1 | 1 | 1 | 1 | 1 | 1 | 1 | 1 | 1 | 1 | 1 | 1 | 1 | 1 | 1 | 1 | 1 | 1
F5_Commercial_Hospital_New_Food Preparation_Natural Gas_Fryer_E3 | F5 | Commercial | Hospital | New | Food Preparation | Natural Gas | Fryer | E3 | RIM BC Ratio | 0 | 0 | 0 | 0 | 0 | 0 | 0 | 0 | 0 | 0 | 0 | 0 | 0 | 0 | 0 | 0 | 0 | 0 | 0 | 0 | 0 | 0 | 0 | 0 | 0 | 0 | 0 | 0 | 0 | 0 | 0 | 0 | 0
F5_Commercial_Hospital_New_Food Preparation_Natural Gas_Fryer_E4 | F5 | Commercial | Hospital | New | Food Preparation | Natural Gas | Fryer | E4 | RIM BC Ratio | 0 | 0 | 0 | 0 | 0 | 0 | 0 | 0 | 0 | 0 | 0 | 0 | 0 | 0 | 0 | 0 | 0 | 0 | 0 | 0 | 0 | 0 | 0 | 0 | 0 | 0 | 0 | 0 | 0 | 0 | 0 | 0 | 0
F5_Commercial_Hospital_New_Food Preparation_Natural Gas_Fryer_E5 | F5 | Commercial | Hospital | New | Food Preparation | Natural Gas | Fryer | E5 | RIM BC Ratio | 0 | 0 | 0 | 0 | 0 | 0 | 0 | 0 | 0 | 0 | 0 | 0 | 0 | 0 | 0 | 0 | 0 | 0 | 0 | 0 | 0 | 0 | 0 | 0 | 0 | 0 | 0 | 0 | 0 | 0 | 0 | 0 | 0
F5_Commercial_Hospital_New_Food Preparation_Natural Gas_Fryer_E6 | F5 | Commercial | Hospital | New | Food Preparation | Natural Gas | Fryer | E6 | RIM BC Ratio | 0 | 0 | 0 | 0 | 0 | 0 | 0 | 0 | 0 | 0 | 0 | 0 | 0 | 0 | 0 | 0 | 0 | 0 | 0 | 0 | 0 | 0 | 0 | 0 | 0 | 0 | 0 | 0 | 0 | 0 | 0 | 0 | 0
F5_Commercial_Hospital_New_Food Preparation_Natural Gas_Fryer_E7 | F5 | Commercial | Hospital | New | Food Preparation | Natural Gas | Fryer | E7 | RIM BC Ratio | 0 | 0 | 0 | 0 | 0 | 0 | 0 | 0 | 0 | 0 | 0 | 0 | 0 | 0 | 0 | 0 | 0 | 0 | 0 | 0 | 0 | 0 | 0 | 0 | 0 | 0 | 0 | 0 | 0 | 0 | 0 | 0 | 0
F5_Commercial_Hospital_New_Food Preparation_Natural Gas_Fryer_E8 | F5 | Commercial | Hospital | New | Food Preparation | Natural Gas | Fryer | E8 | RIM BC Ratio | 0 | 0 | 0 | 0 | 0 | 0 | 0 | 0 | 0 | 0 | 0 | 0 | 0 | 0 | 0 | 0 | 0 | 0 | 0 | 0 | 0 | 0 | 0 | 0 | 0 | 0 | 0 | 0 | 0 | 0 | 0 | 0 | 0
F5_Commercial_Hospital_New_Food Preparation_Natural Gas_Fryer_E9 | F5 | Commercial | Hospital | New | Food Preparation | Natural Gas | Fryer | E9 | RIM BC Ratio | 0 | 0 | 0 | 0 | 0 | 0 | 0 | 0 | 0 | 0 | 0 | 0 | 0 | 0 | 0 | 0 | 0 | 0 | 0 | 0 | 0 | 0 | 0 | 0 | 0 | 0 | 0 | 0 | 0 | 0 | 0 | 0 | 0
F5_Commercial_Hospital_New_Food Preparation_Natural Gas_Fryer_E10 | F5 | Commercial | Hospital | New | Food Preparation | Natural Gas | Fryer | E10 | RIM BC Ratio | 0 | 0 | 0 | 0 | 0 | 0 | 0 | 0 | 0 | 0 | 0 | 0 | 0 | 0 | 0 | 0 | 0 | 0 | 0 | 0 | 0 | 0 | 0 | 0 | 0 | 0 | 0 | 0 | 0 | 0 | 0 | 0 | 0
F0_Commercial_Hospital_New_Food Preparation_Natural Gas_Broiler_E0 | F0 | Commercial | Hospital | New | Food Preparation | Natural Gas | Broiler | E0 | Economic Unit | Infrared Burners | Infrared Burners | Infrared Burners | Infrared Burners | Infrared Burners | Infrared Burners | Infrared Burners | Infrared Burners | Infrared Burners | Infrared Burners | Infrared Burners | Infrared Burners | Infrared Burners | Infrared Burners | Infrared Burners | Infrared Burners | Infrared Burners | Infrared Burners | Infrared Burners | Infrared Burners | Infrared Burners | Infrared Burners | Infrared Burners | Infrared Burners | Infrared Burners | Infrared Burners | Infrared Burners | Infrared Burners | Infrared Burners | Infrared Burners | Infrared Burners | Infrared Burners | Infrared Burners
F1_Commercial_Hospital_New_Food Preparation_Natural Gas_Broiler_E1 | F1 | Commercial | Hospital | New | Food Preparation | Natural Gas | Broiler | E1 | CCE | 0 | 0 | 0 | 0 | 0 | 0 | 0 | 0 | 0 | 0 | 0 | 0 | 0 | 0 | 0 | 0 | 0 | 0 | 0 | 0 | 0 | 0 | 0 | 0 | 0 | 0 | 0 | 0 | 0 | 0 | 0 | 0 | 0
F1_Commercial_Hospital_New_Food Preparation_Natural Gas_Broiler_E2 | F1 | Commercial | Hospital | New | Food Preparation | Natural Gas | Broiler | E2 | CCE | 0.59817 | 0.61931 | 0.55594 | 0.56637 | 0.56637 | 0.56637 | 0.56637 | 0.56637 | 0.56637 | 0.56637 | 0.56637 | 0.56637 | 0.56637 | 0.56637 | 0.56637 | 0.56637 | 0.56637 | 0.56637 | 0.56637 | 0.56637 | 0.56637 | 0.56637 | 0.56637 | 0.56637 | 0.56637 | 0.56637 | 0.56637 | 0.56637 | 0.56637 | 0.56637 | 0.56637 | 0.56637 | 0.56637
F1_Commercial_Hospital_New_Food Preparation_Natural Gas_Broiler_E3 | F1 | Commercial | Hospital | New | Food Preparation | Natural Gas | Broiler | E3 | CCE | 0 | 0 | 0 | 0 | 0 | 0 | 0 | 0 | 0 | 0 | 0 | 0 | 0 | 0 | 0 | 0 | 0 | 0 | 0 | 0 | 0 | 0 | 0 | 0 | 0 | 0 | 0 | 0 | 0 | 0 | 0 | 0 | 0
F1_Commercial_Hospital_New_Food Preparation_Natural Gas_Broiler_E4 | F1 | Commercial | Hospital | New | Food Preparation | Natural Gas | Broiler | E4 | CCE | 0 | 0 | 0 | 0 | 0 | 0 | 0 | 0 | 0 | 0 | 0 | 0 | 0 | 0 | 0 | 0 | 0 | 0 | 0 | 0 | 0 | 0 | 0 | 0 | 0 | 0 | 0 | 0 | 0 | 0 | 0 | 0 | 0
F1_Commercial_Hospital_New_Food Preparation_Natural Gas_Broiler_E5 | F1 | Commercial | Hospital | New | Food Preparation | Natural Gas | Broiler | E5 | CCE | 0 | 0 | 0 | 0 | 0 | 0 | 0 | 0 | 0 | 0 | 0 | 0 | 0 | 0 | 0 | 0 | 0 | 0 | 0 | 0 | 0 | 0 | 0 | 0 | 0 | 0 | 0 | 0 | 0 | 0 | 0 | 0 | 0
F1_Commercial_Hospital_New_Food Preparation_Natural Gas_Broiler_E6 | F1 | Commercial | Hospital | New | Food Preparation | Natural Gas | Broiler | E6 | CCE | 0 | 0 | 0 | 0 | 0 | 0 | 0 | 0 | 0 | 0 | 0 | 0 | 0 | 0 | 0 | 0 | 0 | 0 | 0 | 0 | 0 | 0 | 0 | 0 | 0 | 0 | 0 | 0 | 0 | 0 | 0 | 0 | 0
F1_Commercial_Hospital_New_Food Preparation_Natural Gas_Broiler_E7 | F1 | Commercial | Hospital | New | Food Preparation | Natural Gas | Broiler | E7 | CCE | 0 | 0 | 0 | 0 | 0 | 0 | 0 | 0 | 0 | 0 | 0 | 0 | 0 | 0 | 0 | 0 | 0 | 0 | 0 | 0 | 0 | 0 | 0 | 0 | 0 | 0 | 0 | 0 | 0 | 0 | 0 | 0 | 0
F1_Commercial_Hospital_New_Food Preparation_Natural Gas_Broiler_E8 | F1 | Commercial | Hospital | New | Food Preparation | Natural Gas | Broiler | E8 | CCE | 0 | 0 | 0 | 0 | 0 | 0 | 0 | 0 | 0 | 0 | 0 | 0 | 0 | 0 | 0 | 0 | 0 | 0 | 0 | 0 | 0 | 0 | 0 | 0 | 0 | 0 | 0 | 0 | 0 | 0 | 0 | 0 | 0
F1_Commercial_Hospital_New_Food Preparation_Natural Gas_Broiler_E9 | F1 | Commercial | Hospital | New | Food Preparation | Natural Gas | Broiler | E9 | CCE | 0 | 0 | 0 | 0 | 0 | 0 | 0 | 0 | 0 | 0 | 0 | 0 | 0 | 0 | 0 | 0 | 0 | 0 | 0 | 0 | 0 | 0 | 0 | 0 | 0 | 0 | 0 | 0 | 0 | 0 | 0 | 0 | 0
F1_Commercial_Hospital_New_Food Preparation_Natural Gas_Broiler_E10 | F1 | Commercial | Hospital | New | Food Preparation | Natural Gas | Broiler | E10 | CCE | 0 | 0 | 0 | 0 | 0 | 0 | 0 | 0 | 0 | 0 | 0 | 0 | 0 | 0 | 0 | 0 | 0 | 0 | 0 | 0 | 0 | 0 | 0 | 0 | 0 | 0 | 0 | 0 | 0 | 0 | 0 | 0 | 0
F2_Commercial_Hospital_New_Food Preparation_Natural Gas_Broiler_E1 | F2 | Commercial | Hospital | New | Food Preparation | Natural Gas | Broiler | E1 | TRC BC Ratio | bar: 2019 to 2051
F2_Commercial_Hospital_New_Food Preparation_Natural Gas_Broiler_E2 | F2 | Commercial | Hospital | New | Food Preparation | Natural Gas | Broiler | E2 | TRC BC Ratio | 2.7519 | 2.7554 | 2.7705 | 2.7565 | 2.7493 | 2.7603 | 2.7866 | 2.8079 | 2.834 | 2.8592 | 2.8846 | 2.9086 | 2.9342 | 2.9607 | 2.9863 | 3.0126 | 3.039 | 3.0674 | 3.0969 | 3.1274 | 3.1566 | 3.1859 | 3.2122 | 3.2386 | 3.2614 | 3.2812 | 3.2991 | 3.3146 | 3.3268 | 3.3367 | 3.3421 | 3.3458 | 3.3458
F2_Commercial_Hospital_New_Food Preparation_Natural Gas_Broiler_E3 | F2 | Commercial | Hospital | New | Food Preparation | Natural Gas | Broiler | E3 | TRC BC Ratio | 0 | 0 | 0 | 0 | 0 | 0 | 0 | 0 | 0 | 0 | 0 | 0 | 0 | 0 | 0 | 0 | 0 | 0 | 0 | 0 | 0 | 0 | 0 | 0 | 0 | 0 | 0 | 0 | 0 | 0 | 0 | 0 | 0
F2_Commercial_Hospital_New_Food Preparation_Natural Gas_Broiler_E4 | F2 | Commercial | Hospital | New | Food Preparation | Natural Gas | Broiler | E4 | TRC BC Ratio | 0 | 0 | 0 | 0 | 0 | 0 | 0 | 0 | 0 | 0 | 0 | 0 | 0 | 0 | 0 | 0 | 0 | 0 | 0 | 0 | 0 | 0 | 0 | 0 | 0 | 0 | 0 | 0 | 0 | 0 | 0 | 0 | 0
F2_Commercial_Hospital_New_Food Preparation_Natural Gas_Broiler_E5 | F2 | Commercial | Hospital | New | Food Preparation | Natural Gas | Broiler | E5 | TRC BC Ratio | 0 | 0 | 0 | 0 | 0 | 0 | 0 | 0 | 0 | 0 | 0 | 0 | 0 | 0 | 0 | 0 | 0 | 0 | 0 | 0 | 0 | 0 | 0 | 0 | 0 | 0 | 0 | 0 | 0 | 0 | 0 | 0 | 0
F2_Commercial_Hospital_New_Food Preparation_Natural Gas_Broiler_E6 | F2 | Commercial | Hospital | New | Food Preparation | Natural Gas | Broiler | E6 | TRC BC Ratio | 0 | 0 | 0 | 0 | 0 | 0 | 0 | 0 | 0 | 0 | 0 | 0 | 0 | 0 | 0 | 0 | 0 | 0 | 0 | 0 | 0 | 0 | 0 | 0 | 0 | 0 | 0 | 0 | 0 | 0 | 0 | 0 | 0
F2_Commercial_Hospital_New_Food Preparation_Natural Gas_Broiler_E7 | F2 | Commercial | Hospital | New | Food Preparation | Natural Gas | Broiler | E7 | TRC BC Ratio | 0 | 0 | 0 | 0 | 0 | 0 | 0 | 0 | 0 | 0 | 0 | 0 | 0 | 0 | 0 | 0 | 0 | 0 | 0 | 0 | 0 | 0 | 0 | 0 | 0 | 0 | 0 | 0 | 0 | 0 | 0 | 0 | 0
F2_Commercial_Hospital_New_Food Preparation_Natural Gas_Broiler_E8 | F2 | Commercial | Hospital | New | Food Preparation | Natural Gas | Broiler | E8 | TRC BC Ratio | 0 | 0 | 0 | 0 | 0 | 0 | 0 | 0 | 0 | 0 | 0 | 0 | 0 | 0 | 0 | 0 | 0 | 0 | 0 | 0 | 0 | 0 | 0 | 0 | 0 | 0 | 0 | 0 | 0 | 0 | 0 | 0 | 0
F2_Commercial_Hospital_New_Food Preparation_Natural Gas_Broiler_E9 | F2 | Commercial | Hospital | New | Food Preparation | Natural Gas | Broiler | E9 | TRC BC Ratio | 0 | 0 | 0 | 0 | 0 | 0 | 0 | 0 | 0 | 0 | 0 | 0 | 0 | 0 | 0 | 0 | 0 | 0 | 0 | 0 | 0 | 0 | 0 | 0 | 0 | 0 | 0 | 0 | 0 | 0 | 0 | 0 | 0
F2_Commercial_Hospital_New_Food Preparation_Natural Gas_Broiler_E10 | F2 | Commercial | Hospital | New | Food Preparation | Natural Gas | Broiler | E10 | TRC BC Ratio | 0 | 0 | 0 | 0 | 0 | 0 | 0 | 0 | 0 | 0 | 0 | 0 | 0 | 0 | 0 | 0 | 0 | 0 | 0 | 0 | 0 | 0 | 0 | 0 | 0 | 0 | 0 | 0 | 0 | 0 | 0 | 0 | 0
F3_Commercial_Hospital_New_Food Preparation_Natural Gas_Broiler_E1 | F3 | Commercial | Hospital | New | Food Preparation | Natural Gas | Broiler | E1 | PACT BC Ratio | bar: 2019 to 2051
F3_Commercial_Hospital_New_Food Preparation_Natural Gas_Broiler_E2 | F3 | Commercial | Hospital | New | Food Preparation | Natural Gas | Broiler | E2 | PACT BC Ratio | 3.6692 | 3.6739 | 3.694 | 3.6753 | 3.6658 | 3.6803 | 3.7154 | 3.7439 | 3.7787 | 3.8122 | 3.8462 | 3.8782 | 3.9123 | 3.9475 | 3.9818 | 4.0167 | 4.052 | 4.0899 | 4.1293 | 4.1698 | 4.2088 | 4.2479 | 4.283 | 4.3181 | 4.3486 | 4.3749 | 4.3988 | 4.4195 | 4.4357 | 4.4489 | 4.4562 | 4.461 | 4.461
F3_Commercial_Hospital_New_Food Preparation_Natural Gas_Broiler_E3 | F3 | Commercial | Hospital | New | Food Preparation | Natural Gas | Broiler | E3 | PACT BC Ratio | 0 | 0 | 0 | 0 | 0 | 0 | 0 | 0 | 0 | 0 | 0 | 0 | 0 | 0 | 0 | 0 | 0 | 0 | 0 | 0 | 0 | 0 | 0 | 0 | 0 | 0 | 0 | 0 | 0 | 0 | 0 | 0 | 0
F3_Commercial_Hospital_New_Food Preparation_Natural Gas_Broiler_E4 | F3 | Commercial | Hospital | New | Food Preparation | Natural Gas | Broiler | E4 | PACT BC Ratio | 0 | 0 | 0 | 0 | 0 | 0 | 0 | 0 | 0 | 0 | 0 | 0 | 0 | 0 | 0 | 0 | 0 | 0 | 0 | 0 | 0 | 0 | 0 | 0 | 0 | 0 | 0 | 0 | 0 | 0 | 0 | 0 | 0
F3_Commercial_Hospital_New_Food Preparation_Natural Gas_Broiler_E5 | F3 | Commercial | Hospital | New | Food Preparation | Natural Gas | Broiler | E5 | PACT BC Ratio | 0 | 0 | 0 | 0 | 0 | 0 | 0 | 0 | 0 | 0 | 0 | 0 | 0 | 0 | 0 | 0 | 0 | 0 | 0 | 0 | 0 | 0 | 0 | 0 | 0 | 0 | 0 | 0 | 0 | 0 | 0 | 0 | 0
F3_Commercial_Hospital_New_Food Preparation_Natural Gas_Broiler_E6 | F3 | Commercial | Hospital | New | Food Preparation | Natural Gas | Broiler | E6 | PACT BC Ratio | 0 | 0 | 0 | 0 | 0 | 0 | 0 | 0 | 0 | 0 | 0 | 0 | 0 | 0 | 0 | 0 | 0 | 0 | 0 | 0 | 0 | 0 | 0 | 0 | 0 | 0 | 0 | 0 | 0 | 0 | 0 | 0 | 0
F3_Commercial_Hospital_New_Food Preparation_Natural Gas_Broiler_E7 | F3 | Commercial | Hospital | New | Food Preparation | Natural Gas | Broiler | E7 | PACT BC Ratio | 0 | 0 | 0 | 0 | 0 | 0 | 0 | 0 | 0 | 0 | 0 | 0 | 0 | 0 | 0 | 0 | 0 | 0 | 0 | 0 | 0 | 0 | 0 | 0 | 0 | 0 | 0 | 0 | 0 | 0 | 0 | 0 | 0
F3_Commercial_Hospital_New_Food Preparation_Natural Gas_Broiler_E8 | F3 | Commercial | Hospital | New | Food Preparation | Natural Gas | Broiler | E8 | PACT BC Ratio | 0 | 0 | 0 | 0 | 0 | 0 | 0 | 0 | 0 | 0 | 0 | 0 | 0 | 0 | 0 | 0 | 0 | 0 | 0 | 0 | 0 | 0 | 0 | 0 | 0 | 0 | 0 | 0 | 0 | 0 | 0 | 0 | 0
F3_Commercial_Hospital_New_Food Preparation_Natural Gas_Broiler_E9 | F3 | Commercial | Hospital | New | Food Preparation | Natural Gas | Broiler | E9 | PACT BC Ratio | 0 | 0 | 0 | 0 | 0 | 0 | 0 | 0 | 0 | 0 | 0 | 0 | 0 | 0 | 0 | 0 | 0 | 0 | 0 | 0 | 0 | 0 | 0 | 0 | 0 | 0 | 0 | 0 | 0 | 0 | 0 | 0 | 0
F3_Commercial_Hospital_New_Food Preparation_Natural Gas_Broiler_E10 | F3 | Commercial | Hospital | New | Food Preparation | Natural Gas | Broiler | E10 | PACT BC Ratio | 0 | 0 | 0 | 0 | 0 | 0 | 0 | 0 | 0 | 0 | 0 | 0 | 0 | 0 | 0 | 0 | 0 | 0 | 0 | 0 | 0 | 0 | 0 | 0 | 0 | 0 | 0 | 0 | 0 | 0 | 0 | 0 | 0
F4_Commercial_Hospital_New_Food Preparation_Natural Gas_Broiler_E1 | F4 | Commercial | Hospital | New | Food Preparation | Natural Gas | Broiler | E1 | RVT BC Ratio | bar: 2019 to 2051
F4_Commercial_Hospital_New_Food Preparation_Natural Gas_Broiler_E2 | F4 | Commercial | Hospital | New | Food Preparation | Natural Gas | Broiler | E2 | RVT BC Ratio | 4.6564 | 4.6614 | 4.6831 | 4.6629 | 4.6526 | 4.6684 | 4.7062 | 4.7369 | 4.7744 | 4.8106 | 4.8472 | 4.8817 | 4.9184 | 4.9565 | 4.9934 | 5.0311 | 5.0691 | 5.11 | 5.1524 | 5.1962 | 5.2382 | 5.2804 | 5.3182 | 5.3561 | 5.3889 | 5.4173 | 5.4431 | 5.4654 | 5.4828 | 5.4971 | 5.5049 | 5.5101 | 5.5101
F4_Commercial_Hospital_New_Food Preparation_Natural Gas_Broiler_E3 | F4 | Commercial | Hospital | New | Food Preparation | Natural Gas | Broiler | E3 | RVT BC Ratio | 0 | 0 | 0 | 0 | 0 | 0 | 0 | 0 | 0 | 0 | 0 | 0 | 0 | 0 | 0 | 0 | 0 | 0 | 0 | 0 | 0 | 0 | 0 | 0 | 0 | 0 | 0 | 0 | 0 | 0 | 0 | 0 | 0
F4_Commercial_Hospital_New_Food Preparation_Natural Gas_Broiler_E4 | F4 | Commercial | Hospital | New | Food Preparation | Natural Gas | Broiler | E4 | RVT BC Ratio | 0 | 0 | 0 | 0 | 0 | 0 | 0 | 0 | 0 | 0 | 0 | 0 | 0 | 0 | 0 | 0 | 0 | 0 | 0 | 0 | 0 | 0 | 0 | 0 | 0 | 0 | 0 | 0 | 0 | 0 | 0 | 0 | 0
F4_Commercial_Hospital_New_Food Preparation_Natural Gas_Broiler_E5 | F4 | Commercial | Hospital | New | Food Preparation | Natural Gas | Broiler | E5 | RVT BC Ratio | 0 | 0 | 0 | 0 | 0 | 0 | 0 | 0 | 0 | 0 | 0 | 0 | 0 | 0 | 0 | 0 | 0 | 0 | 0 | 0 | 0 | 0 | 0 | 0 | 0 | 0 | 0 | 0 | 0 | 0 | 0 | 0 | 0
F4_Commercial_Hospital_New_Food Preparation_Natural Gas_Broiler_E6 | F4 | Commercial | Hospital | New | Food Preparation | Natural Gas | Broiler | E6 | RVT BC Ratio | 0 | 0 | 0 | 0 | 0 | 0 | 0 | 0 | 0 | 0 | 0 | 0 | 0 | 0 | 0 | 0 | 0 | 0 | 0 | 0 | 0 | 0 | 0 | 0 | 0 | 0 | 0 | 0 | 0 | 0 | 0 | 0 | 0
F4_Commercial_Hospital_New_Food Preparation_Natural Gas_Broiler_E7 | F4 | Commercial | Hospital | New | Food Preparation | Natural Gas | Broiler | E7 | RVT BC Ratio | 0 | 0 | 0 | 0 | 0 | 0 | 0 | 0 | 0 | 0 | 0 | 0 | 0 | 0 | 0 | 0 | 0 | 0 | 0 | 0 | 0 | 0 | 0 | 0 | 0 | 0 | 0 | 0 | 0 | 0 | 0 | 0 | 0
F4_Commercial_Hospital_New_Food Preparation_Natural Gas_Broiler_E8 | F4 | Commercial | Hospital | New | Food Preparation | Natural Gas | Broiler | E8 | RVT BC Ratio | 0 | 0 | 0 | 0 | 0 | 0 | 0 | 0 | 0 | 0 | 0 | 0 | 0 | 0 | 0 | 0 | 0 | 0 | 0 | 0 | 0 | 0 | 0 | 0 | 0 | 0 | 0 | 0 | 0 | 0 | 0 | 0 | 0
F4_Commercial_Hospital_New_Food Preparation_Natural Gas_Broiler_E9 | F4 | Commercial | Hospital | New | Food Preparation | Natural Gas | Broiler | E9 | RVT BC Ratio | 0 | 0 | 0 | 0 | 0 | 0 | 0 | 0 | 0 | 0 | 0 | 0 | 0 | 0 | 0 | 0 | 0 | 0 | 0 | 0 | 0 | 0 | 0 | 0 | 0 | 0 | 0 | 0 | 0 | 0 | 0 | 0 | 0
F4_Commercial_Hospital_New_Food Preparation_Natural Gas_Broiler_E10 | F4 | Commercial | Hospital | New | Food Preparation | Natural Gas | Broiler | E10 | RVT BC Ratio | 0 | 0 | 0 | 0 | 0 | 0 | 0 | 0 | 0 | 0 | 0 | 0 | 0 | 0 | 0 | 0 | 0 | 0 | 0 | 0 | 0 | 0 | 0 | 0 | 0 | 0 | 0 | 0 | 0 | 0 | 0 | 0 | 0
F5_Commercial_Hospital_New_Food Preparation_Natural Gas_Broiler_E1 | F5 | Commercial | Hospital | New | Food Preparation | Natural Gas | Broiler | E1 | RIM BC Ratio | bar: 2019 to 2051
F5_Commercial_Hospital_New_Food Preparation_Natural Gas_Broiler_E2 | F5 | Commercial | Hospital | New | Food Preparation | Natural Gas | Broiler | E2 | RIM BC Ratio | 0.67999 | 0.68015 | 0.68084 | 0.6802 | 0.67987 | 0.68037 | 0.68156 | 0.68252 | 0.68367 | 0.68475 | 0.68584 | 0.68685 | 0.68791 | 0.689 | 0.69003 | 0.69107 | 0.69211 | 0.69321 | 0.69433 | 0.69547 | 0.69654 | 0.69761 | 0.69854 | 0.69947 | 0.70027 | 0.70095 | 0.70156 | 0.70208 | 0.70249 | 0.70282 | 0.703 | 0.70312 | 0.70312
F5_Commercial_Hospital_New_Food Preparation_Natural Gas_Broiler_E3 | F5 | Commercial | Hospital | New | Food Preparation | Natural Gas | Broiler | E3 | RIM BC Ratio | 0 | 0 | 0 | 0 | 0 | 0 | 0 | 0 | 0 | 0 | 0 | 0 | 0 | 0 | 0 | 0 | 0 | 0 | 0 | 0 | 0 | 0 | 0 | 0 | 0 | 0 | 0 | 0 | 0 | 0 | 0 | 0 | 0
F5_Commercial_Hospital_New_Food Preparation_Natural Gas_Broiler_E4 | F5 | Commercial | Hospital | New | Food Preparation | Natural Gas | Broiler | E4 | RIM BC Ratio | 0 | 0 | 0 | 0 | 0 | 0 | 0 | 0 | 0 | 0 | 0 | 0 | 0 | 0 | 0 | 0 | 0 | 0 | 0 | 0 | 0 | 0 | 0 | 0 | 0 | 0 | 0 | 0 | 0 | 0 | 0 | 0 | 0
F5_Commercial_Hospital_New_Food Preparation_Natural Gas_Broiler_E5 | F5 | Commercial | Hospital | New | Food Preparation | Natural Gas | Broiler | E5 | RIM BC Ratio | 0 | 0 | 0 | 0 | 0 | 0 | 0 | 0 | 0 | 0 | 0 | 0 | 0 | 0 | 0 | 0 | 0 | 0 | 0 | 0 | 0 | 0 | 0 | 0 | 0 | 0 | 0 | 0 | 0 | 0 | 0 | 0 | 0
F5_Commercial_Hospital_New_Food Preparation_Natural Gas_Broiler_E6 | F5 | Commercial | Hospital | New | Food Preparation | Natural Gas | Broiler | E6 | RIM BC Ratio | 0 | 0 | 0 | 0 | 0 | 0 | 0 | 0 | 0 | 0 | 0 | 0 | 0 | 0 | 0 | 0 | 0 | 0 | 0 | 0 | 0 | 0 | 0 | 0 | 0 | 0 | 0 | 0 | 0 | 0 | 0 | 0 | 0
F5_Commercial_Hospital_New_Food Preparation_Natural Gas_Broiler_E7 | F5 | Commercial | Hospital | New | Food Preparation | Natural Gas | Broiler | E7 | RIM BC Ratio | 0 | 0 | 0 | 0 | 0 | 0 | 0 | 0 | 0 | 0 | 0 | 0 | 0 | 0 | 0 | 0 | 0 | 0 | 0 | 0 | 0 | 0 | 0 | 0 | 0 | 0 | 0 | 0 | 0 | 0 | 0 | 0 | 0
F5_Commercial_Hospital_New_Food Preparation_Natural Gas_Broiler_E8 | F5 | Commercial | Hospital | New | Food Preparation | Natural Gas | Broiler | E8 | RIM BC Ratio | 0 | 0 | 0 | 0 | 0 | 0 | 0 | 0 | 0 | 0 | 0 | 0 | 0 | 0 | 0 | 0 | 0 | 0 | 0 | 0 | 0 | 0 | 0 | 0 | 0 | 0 | 0 | 0 | 0 | 0 | 0 | 0 | 0
F5_Commercial_Hospital_New_Food Preparation_Natural Gas_Broiler_E9 | F5 | Commercial | Hospital | New | Food Preparation | Natural Gas | Broiler | E9 | RIM BC Ratio | 0 | 0 | 0 | 0 | 0 | 0 | 0 | 0 | 0 | 0 | 0 | 0 | 0 | 0 | 0 | 0 | 0 | 0 | 0 | 0 | 0 | 0 | 0 | 0 | 0 | 0 | 0 | 0 | 0 | 0 | 0 | 0 | 0
F5_Commercial_Hospital_New_Food Preparation_Natural Gas_Broiler_E10 | F5 | Commercial | Hospital | New | Food Preparation | Natural Gas | Broiler | E10 | RIM BC Ratio | 0 | 0 | 0 | 0 | 0 | 0 | 0 | 0 | 0 | 0 | 0 | 0 | 0 | 0 | 0 | 0 | 0 | 0 | 0 | 0 | 0 | 0 | 0 | 0 | 0 | 0 | 0 | 0 | 0 | 0 | 0 | 0 | 0
F0_Commercial_Hospital_New_Food Preparation_Natural Gas_Griddle_E0 | F0 | Commercial | Hospital | New | Food Preparation | Natural Gas | Griddle | E0 | Economic Unit | ENERGY STAR | ENERGY STAR | ENERGY STAR | ENERGY STAR | ENERGY STAR | ENERGY STAR | ENERGY STAR | ENERGY STAR | ENERGY STAR | ENERGY STAR | ENERGY STAR | ENERGY STAR | ENERGY STAR | ENERGY STAR | ENERGY STAR | ENERGY STAR | ENERGY STAR | ENERGY STAR | ENERGY STAR | ENERGY STAR | ENERGY STAR | ENERGY STAR | ENERGY STAR | ENERGY STAR | ENERGY STAR | ENERGY STAR | ENERGY STAR | ENERGY STAR | ENERGY STAR | ENERGY STAR | ENERGY STAR | ENERGY STAR | ENERGY STAR
F1_Commercial_Hospital_New_Food Preparation_Natural Gas_Griddle_E1 | F1 | Commercial | Hospital | New | Food Preparation | Natural Gas | Griddle | E1 | CCE | 0 | 0 | 0 | 0 | 0 | 0 | 0 | 0 | 0 | 0 | 0 | 0 | 0 | 0 | 0 | 0 | 0 | 0 | 0 | 0 | 0 | 0 | 0 | 0 | 0 | 0 | 0 | 0 | 0 | 0 | 0 | 0 | 0
F1_Commercial_Hospital_New_Food Preparation_Natural Gas_Griddle_E2 | F1 | Commercial | Hospital | New | Food Preparation | Natural Gas | Griddle | E2 | CCE | 0.29693 | 0.30743 | 0.27597 | 0 | 0 | 0 | 0 | 0 | 0 | 0 | 0 | 0 | 0 | 0 | 0 | 0 | 0 | 0 | 0 | 0 | 0 | 0 | 0 | 0 | 0 | 0 | 0 | 0 | 0 | 0 | 0 | 0 | 0
F1_Commercial_Hospital_New_Food Preparation_Natural Gas_Griddle_E3 | F1 | Commercial | Hospital | New | Food Preparation | Natural Gas | Griddle | E3 | CCE | 0 | 0 | 0 | 0 | 0 | 0 | 0 | 0 | 0 | 0 | 0 | 0 | 0 | 0 | 0 | 0 | 0 | 0 | 0 | 0 | 0 | 0 | 0 | 0 | 0 | 0 | 0 | 0 | 0 | 0 | 0 | 0 | 0
F1_Commercial_Hospital_New_Food Preparation_Natural Gas_Griddle_E4 | F1 | Commercial | Hospital | New | Food Preparation | Natural Gas | Griddle | E4 | CCE | 0 | 0 | 0 | 0 | 0 | 0 | 0 | 0 | 0 | 0 | 0 | 0 | 0 | 0 | 0 | 0 | 0 | 0 | 0 | 0 | 0 | 0 | 0 | 0 | 0 | 0 | 0 | 0 | 0 | 0 | 0 | 0 | 0
F1_Commercial_Hospital_New_Food Preparation_Natural Gas_Griddle_E5 | F1 | Commercial | Hospital | New | Food Preparation | Natural Gas | Griddle | E5 | CCE | 0 | 0 | 0 | 0 | 0 | 0 | 0 | 0 | 0 | 0 | 0 | 0 | 0 | 0 | 0 | 0 | 0 | 0 | 0 | 0 | 0 | 0 | 0 | 0 | 0 | 0 | 0 | 0 | 0 | 0 | 0 | 0 | 0
F1_Commercial_Hospital_New_Food Preparation_Natural Gas_Griddle_E6 | F1 | Commercial | Hospital | New | Food Preparation | Natural Gas | Griddle | E6 | CCE | 0 | 0 | 0 | 0 | 0 | 0 | 0 | 0 | 0 | 0 | 0 | 0 | 0 | 0 | 0 | 0 | 0 | 0 | 0 | 0 | 0 | 0 | 0 | 0 | 0 | 0 | 0 | 0 | 0 | 0 | 0 | 0 | 0
F1_Commercial_Hospital_New_Food Preparation_Natural Gas_Griddle_E7 | F1 | Commercial | Hospital | New | Food Preparation | Natural Gas | Griddle | E7 | CCE | 0 | 0 | 0 | 0 | 0 | 0 | 0 | 0 | 0 | 0 | 0 | 0 | 0 | 0 | 0 | 0 | 0 | 0 | 0 | 0 | 0 | 0 | 0 | 0 | 0 | 0 | 0 | 0 | 0 | 0 | 0 | 0 | 0
F1_Commercial_Hospital_New_Food Preparation_Natural Gas_Griddle_E8 | F1 | Commercial | Hospital | New | Food Preparation | Natural Gas | Griddle | E8 | CCE | 0 | 0 | 0 | 0 | 0 | 0 | 0 | 0 | 0 | 0 | 0 | 0 | 0 | 0 | 0 | 0 | 0 | 0 | 0 | 0 | 0 | 0 | 0 | 0 | 0 | 0 | 0 | 0 | 0 | 0 | 0 | 0 | 0
F1_Commercial_Hospital_New_Food Preparation_Natural Gas_Griddle_E9 | F1 | Commercial | Hospital | New | Food Preparation | Natural Gas | Griddle | E9 | CCE | 0 | 0 | 0 | 0 | 0 | 0 | 0 | 0 | 0 | 0 | 0 | 0 | 0 | 0 | 0 | 0 | 0 | 0 | 0 | 0 | 0 | 0 | 0 | 0 | 0 | 0 | 0 | 0 | 0 | 0 | 0 | 0 | 0
F1_Commercial_Hospital_New_Food Preparation_Natural Gas_Griddle_E10 | F1 | Commercial | Hospital | New | Food Preparation | Natural Gas | Griddle | E10 | CCE | 0 | 0 | 0 | 0 | 0 | 0 | 0 | 0 | 0 | 0 | 0 | 0 | 0 | 0 | 0 | 0 | 0 | 0 | 0 | 0 | 0 | 0 | 0 | 0 | 0 | 0 | 0 | 0 | 0 | 0 | 0 | 0 | 0
F2_Commercial_Hospital_New_Food Preparation_Natural Gas_Griddle_E1 | F2 | Commercial | Hospital | New | Food Preparation | Natural Gas | Griddle | E1 | TRC BC Ratio | 1 | 1 | 1 | 0 | 0 | 0 | 0 | 0 | 0 | 0 | 0 | 0 | 0 | 0 | 0 | 0 | 0 | 0 | 0 | 0 | 0 | 0 | 0 | 0 | 0 | 0 | 0 | 0 | 0 | 0 | 0 | 0 | 0
F2_Commercial_Hospital_New_Food Preparation_Natural Gas_Griddle_E2 | F2 | Commercial | Hospital | New | Food Preparation | Natural Gas | Griddle | E2 | TRC BC Ratio | 5.5437 | 5.5508 | 5.5811 | 1 | 1 | 1 | 1 | 1 | 1 | 1 | 1 | 1 | 1 | 1 | 1 | 1 | 1 | 1 | 1 | 1 | 1 | 1 | 1 | 1 | 1 | 1 | 1 | 1 | 1 | 1 | 1 | 1 | 1
F2_Commercial_Hospital_New_Food Preparation_Natural Gas_Griddle_E3 | F2 | Commercial | Hospital | New | Food Preparation | Natural Gas | Griddle | E3 | TRC BC Ratio | 0 | 0 | 0 | 0 | 0 | 0 | 0 | 0 | 0 | 0 | 0 | 0 | 0 | 0 | 0 | 0 | 0 | 0 | 0 | 0 | 0 | 0 | 0 | 0 | 0 | 0 | 0 | 0 | 0 | 0 | 0 | 0 | 0
F2_Commercial_Hospital_New_Food Preparation_Natural Gas_Griddle_E4 | F2 | Commercial | Hospital | New | Food Preparation | Natural Gas | Griddle | E4 | TRC BC Ratio | 0 | 0 | 0 | 0 | 0 | 0 | 0 | 0 | 0 | 0 | 0 | 0 | 0 | 0 | 0 | 0 | 0 | 0 | 0 | 0 | 0 | 0 | 0 | 0 | 0 | 0 | 0 | 0 | 0 | 0 | 0 | 0 | 0
F2_Commercial_Hospital_New_Food Preparation_Natural Gas_Griddle_E5 | F2 | Commercial | Hospital | New | Food Preparation | Natural Gas | Griddle | E5 | TRC BC Ratio | 0 | 0 | 0 | 0 | 0 | 0 | 0 | 0 | 0 | 0 | 0 | 0 | 0 | 0 | 0 | 0 | 0 | 0 | 0 | 0 | 0 | 0 | 0 | 0 | 0 | 0 | 0 | 0 | 0 | 0 | 0 | 0 | 0
F2_Commercial_Hospital_New_Food Preparation_Natural Gas_Griddle_E6 | F2 | Commercial | Hospital | New | Food Preparation | Natural Gas | Griddle | E6 | TRC BC Ratio | 0 | 0 | 0 | 0 | 0 | 0 | 0 | 0 | 0 | 0 | 0 | 0 | 0 | 0 | 0 | 0 | 0 | 0 | 0 | 0 | 0 | 0 | 0 | 0 | 0 | 0 | 0 | 0 | 0 | 0 | 0 | 0 | 0
F2_Commercial_Hospital_New_Food Preparation_Natural Gas_Griddle_E7 | F2 | Commercial | Hospital | New | Food Preparation | Natural Gas | Griddle | E7 | TRC BC Ratio | 0 | 0 | 0 | 0 | 0 | 0 | 0 | 0 | 0 | 0 | 0 | 0 | 0 | 0 | 0 | 0 | 0 | 0 | 0 | 0 | 0 | 0 | 0 | 0 | 0 | 0 | 0 | 0 | 0 | 0 | 0 | 0 | 0
F2_Commercial_Hospital_New_Food Preparation_Natural Gas_Griddle_E8 | F2 | Commercial | Hospital | New | Food Preparation | Natural Gas | Griddle | E8 | TRC BC Ratio | 0 | 0 | 0 | 0 | 0 | 0 | 0 | 0 | 0 | 0 | 0 | 0 | 0 | 0 | 0 | 0 | 0 | 0 | 0 | 0 | 0 | 0 | 0 | 0 | 0 | 0 | 0 | 0 | 0 | 0 | 0 | 0 | 0
F2_Commercial_Hospital_New_Food Preparation_Natural Gas_Griddle_E9 | F2 | Commercial | Hospital | New | Food Preparation | Natural Gas | Griddle | E9 | TRC BC Ratio | 0 | 0 | 0 | 0 | 0 | 0 | 0 | 0 | 0 | 0 | 0 | 0 | 0 | 0 | 0 | 0 | 0 | 0 | 0 | 0 | 0 | 0 | 0 | 0 | 0 | 0 | 0 | 0 | 0 | 0 | 0 | 0 | 0
F2_Commercial_Hospital_New_Food Preparation_Natural Gas_Griddle_E10 | F2 | Commercial | Hospital | New | Food Preparation | Natural Gas | Griddle | E10 | TRC BC Ratio | 0 | 0 | 0 | 0 | 0 | 0 | 0 | 0 | 0 | 0 | 0 | 0 | 0 | 0 | 0 | 0 | 0 | 0 | 0 | 0 | 0 | 0 | 0 | 0 | 0 | 0 | 0 | 0 | 0 | 0 | 0 | 0 | 0
F3_Commercial_Hospital_New_Food Preparation_Natural Gas_Griddle_E1 | F3 | Commercial | Hospital | New | Food Preparation | Natural Gas | Griddle | E1 | PACT BC Ratio | 1 | 1 | 1 | 0 | 0 | 0 | 0 | 0 | 0 | 0 | 0 | 0 | 0 | 0 | 0 | 0 | 0 | 0 | 0 | 0 | 0 | 0 | 0 | 0 | 0 | 0 | 0 | 0 | 0 | 0 | 0 | 0 | 0
F3_Commercial_Hospital_New_Food Preparation_Natural Gas_Griddle_E2 | F3 | Commercial | Hospital | New | Food Preparation | Natural Gas | Griddle | E2 | PACT BC Ratio | 7.3916 | 7.4011 | 7.4415 | 1 | 1 | 1 | 1 | 1 | 1 | 1 | 1 | 1 | 1 | 1 | 1 | 1 | 1 | 1 | 1 | 1 | 1 | 1 | 1 | 1 | 1 | 1 | 1 | 1 | 1 | 1 | 1 | 1 | 1
F3_Commercial_Hospital_New_Food Preparation_Natural Gas_Griddle_E3 | F3 | Commercial | Hospital | New | Food Preparation | Natural Gas | Griddle | E3 | PACT BC Ratio | 0 | 0 | 0 | 0 | 0 | 0 | 0 | 0 | 0 | 0 | 0 | 0 | 0 | 0 | 0 | 0 | 0 | 0 | 0 | 0 | 0 | 0 | 0 | 0 | 0 | 0 | 0 | 0 | 0 | 0 | 0 | 0 | 0
F3_Commercial_Hospital_New_Food Preparation_Natural Gas_Griddle_E4 | F3 | Commercial | Hospital | New | Food Preparation | Natural Gas | Griddle | E4 | PACT BC Ratio | 0 | 0 | 0 | 0 | 0 | 0 | 0 | 0 | 0 | 0 | 0 | 0 | 0 | 0 | 0 | 0 | 0 | 0 | 0 | 0 | 0 | 0 | 0 | 0 | 0 | 0 | 0 | 0 | 0 | 0 | 0 | 0 | 0
F3_Commercial_Hospital_New_Food Preparation_Natural Gas_Griddle_E5 | F3 | Commercial | Hospital | New | Food Preparation | Natural Gas | Griddle | E5 | PACT BC Ratio | 0 | 0 | 0 | 0 | 0 | 0 | 0 | 0 | 0 | 0 | 0 | 0 | 0 | 0 | 0 | 0 | 0 | 0 | 0 | 0 | 0 | 0 | 0 | 0 | 0 | 0 | 0 | 0 | 0 | 0 | 0 | 0 | 0
F3_Commercial_Hospital_New_Food Preparation_Natural Gas_Griddle_E6 | F3 | Commercial | Hospital | New | Food Preparation | Natural Gas | Griddle | E6 | PACT BC Ratio | 0 | 0 | 0 | 0 | 0 | 0 | 0 | 0 | 0 | 0 | 0 | 0 | 0 | 0 | 0 | 0 | 0 | 0 | 0 | 0 | 0 | 0 | 0 | 0 | 0 | 0 | 0 | 0 | 0 | 0 | 0 | 0 | 0
F3_Commercial_Hospital_New_Food Preparation_Natural Gas_Griddle_E7 | F3 | Commercial | Hospital | New | Food Preparation | Natural Gas | Griddle | E7 | PACT BC Ratio | 0 | 0 | 0 | 0 | 0 | 0 | 0 | 0 | 0 | 0 | 0 | 0 | 0 | 0 | 0 | 0 | 0 | 0 | 0 | 0 | 0 | 0 | 0 | 0 | 0 | 0 | 0 | 0 | 0 | 0 | 0 | 0 | 0
F3_Commercial_Hospital_New_Food Preparation_Natural Gas_Griddle_E8 | F3 | Commercial | Hospital | New | Food Preparation | Natural Gas | Griddle | E8 | PACT BC Ratio | 0 | 0 | 0 | 0 | 0 | 0 | 0 | 0 | 0 | 0 | 0 | 0 | 0 | 0 | 0 | 0 | 0 | 0 | 0 | 0 | 0 | 0 | 0 | 0 | 0 | 0 | 0 | 0 | 0 | 0 | 0 | 0 | 0
F3_Commercial_Hospital_New_Food Preparation_Natural Gas_Griddle_E9 | F3 | Commercial | Hospital | New | Food Preparation | Natural Gas | Griddle | E9 | PACT BC Ratio | 0 | 0 | 0 | 0 | 0 | 0 | 0 | 0 | 0 | 0 | 0 | 0 | 0 | 0 | 0 | 0 | 0 | 0 | 0 | 0 | 0 | 0 | 0 | 0 | 0 | 0 | 0 | 0 | 0 | 0 | 0 | 0 | 0
F3_Commercial_Hospital_New_Food Preparation_Natural Gas_Griddle_E10 | F3 | Commercial | Hospital | New | Food Preparation | Natural Gas | Griddle | E10 | PACT BC Ratio | 0 | 0 | 0 | 0 | 0 | 0 | 0 | 0 | 0 | 0 | 0 | 0 | 0 | 0 | 0 | 0 | 0 | 0 | 0 | 0 | 0 | 0 | 0 | 0 | 0 | 0 | 0 | 0 | 0 | 0 | 0 | 0 | 0
F4_Commercial_Hospital_New_Food Preparation_Natural Gas_Griddle_E1 | F4 | Commercial | Hospital | New | Food Preparation | Natural Gas | Griddle | E1 | RVT BC Ratio | 1 | 1 | 1 | 0 | 0 | 0 | 0 | 0 | 0 | 0 | 0 | 0 | 0 | 0 | 0 | 0 | 0 | 0 | 0 | 0 | 0 | 0 | 0 | 0 | 0 | 0 | 0 | 0 | 0 | 0 | 0 | 0 | 0
F4_Commercial_Hospital_New_Food Preparation_Natural Gas_Griddle_E2 | F4 | Commercial | Hospital | New | Food Preparation | Natural Gas | Griddle | E2 | RVT BC Ratio | 8.6701 | 8.6803 | 8.7239 | 1 | 1 | 1 | 1 | 1 | 1 | 1 | 1 | 1 | 1 | 1 | 1 | 1 | 1 | 1 | 1 | 1 | 1 | 1 | 1 | 1 | 1 | 1 | 1 | 1 | 1 | 1 | 1 | 1 | 1
F4_Commercial_Hospital_New_Food Preparation_Natural Gas_Griddle_E3 | F4 | Commercial | Hospital | New | Food Preparation | Natural Gas | Griddle | E3 | RVT BC Ratio | 0 | 0 | 0 | 0 | 0 | 0 | 0 | 0 | 0 | 0 | 0 | 0 | 0 | 0 | 0 | 0 | 0 | 0 | 0 | 0 | 0 | 0 | 0 | 0 | 0 | 0 | 0 | 0 | 0 | 0 | 0 | 0 | 0
F4_Commercial_Hospital_New_Food Preparation_Natural Gas_Griddle_E4 | F4 | Commercial | Hospital | New | Food Preparation | Natural Gas | Griddle | E4 | RVT BC Ratio | 0 | 0 | 0 | 0 | 0 | 0 | 0 | 0 | 0 | 0 | 0 | 0 | 0 | 0 | 0 | 0 | 0 | 0 | 0 | 0 | 0 | 0 | 0 | 0 | 0 | 0 | 0 | 0 | 0 | 0 | 0 | 0 | 0
F4_Commercial_Hospital_New_Food Preparation_Natural Gas_Griddle_E5 | F4 | Commercial | Hospital | New | Food Preparation | Natural Gas | Griddle | E5 | RVT BC Ratio | 0 | 0 | 0 | 0 | 0 | 0 | 0 | 0 | 0 | 0 | 0 | 0 | 0 | 0 | 0 | 0 | 0 | 0 | 0 | 0 | 0 | 0 | 0 | 0 | 0 | 0 | 0 | 0 | 0 | 0 | 0 | 0 | 0
F4_Commercial_Hospital_New_Food Preparation_Natural Gas_Griddle_E6 | F4 | Commercial | Hospital | New | Food Preparation | Natural Gas | Griddle | E6 | RVT BC Ratio | 0 | 0 | 0 | 0 | 0 | 0 | 0 | 0 | 0 | 0 | 0 | 0 | 0 | 0 | 0 | 0 | 0 | 0 | 0 | 0 | 0 | 0 | 0 | 0 | 0 | 0 | 0 | 0 | 0 | 0 | 0 | 0 | 0
F4_Commercial_Hospital_New_Food Preparation_Natural Gas_Griddle_E7 | F4 | Commercial | Hospital | New | Food Preparation | Natural Gas | Griddle | E7 | RVT BC Ratio | 0 | 0 | 0 | 0 | 0 | 0 | 0 | 0 | 0 | 0 | 0 | 0 | 0 | 0 | 0 | 0 | 0 | 0 | 0 | 0 | 0 | 0 | 0 | 0 | 0 | 0 | 0 | 0 | 0 | 0 | 0 | 0 | 0
F4_Commercial_Hospital_New_Food Preparation_Natural Gas_Griddle_E8 | F4 | Commercial | Hospital | New | Food Preparation | Natural Gas | Griddle | E8 | RVT BC Ratio | 0 | 0 | 0 | 0 | 0 | 0 | 0 | 0 | 0 | 0 | 0 | 0 | 0 | 0 | 0 | 0 | 0 | 0 | 0 | 0 | 0 | 0 | 0 | 0 | 0 | 0 | 0 | 0 | 0 | 0 | 0 | 0 | 0
F4_Commercial_Hospital_New_Food Preparation_Natural Gas_Griddle_E9 | F4 | Commercial | Hospital | New | Food Preparation | Natural Gas | Griddle | E9 | RVT BC Ratio | 0 | 0 | 0 | 0 | 0 | 0 | 0 | 0 | 0 | 0 | 0 | 0 | 0 | 0 | 0 | 0 | 0 | 0 | 0 | 0 | 0 | 0 | 0 | 0 | 0 | 0 | 0 | 0 | 0 | 0 | 0 | 0 | 0
F4_Commercial_Hospital_New_Food Preparation_Natural Gas_Griddle_E10 | F4 | Commercial | Hospital | New | Food Preparation | Natural Gas | Griddle | E10 | RVT BC Ratio | 0 | 0 | 0 | 0 | 0 | 0 | 0 | 0 | 0 | 0 | 0 | 0 | 0 | 0 | 0 | 0 | 0 | 0 | 0 | 0 | 0 | 0 | 0 | 0 | 0 | 0 | 0 | 0 | 0 | 0 | 0 | 0 | 0
F5_Commercial_Hospital_New_Food Preparation_Natural Gas_Griddle_E1 | F5 | Commercial | Hospital | New | Food Preparation | Natural Gas | Griddle | E1 | RIM BC Ratio | 1 | 1 | 1 | 0 | 0 | 0 | 0 | 0 | 0 | 0 | 0 | 0 | 0 | 0 | 0 | 0 | 0 | 0 | 0 | 0 | 0 | 0 | 0 | 0 | 0 | 0 | 0 | 0 | 0 | 0 | 0 | 0 | 0
F5_Commercial_Hospital_New_Food Preparation_Natural Gas_Griddle_E2 | F5 | Commercial | Hospital | New | Food Preparation | Natural Gas | Griddle | E2 | RIM BC Ratio | 0.74999 | 0.75009 | 0.7505 | 1 | 1 | 1 | 1 | 1 | 1 | 1 | 1 | 1 | 1 | 1 | 1 | 1 | 1 | 1 | 1 | 1 | 1 | 1 | 1 | 1 | 1 | 1 | 1 | 1 | 1 | 1 | 1 | 1 | 1
F5_Commercial_Hospital_New_Food Preparation_Natural Gas_Griddle_E3 | F5 | Commercial | Hospital | New | Food Preparation | Natural Gas | Griddle | E3 | RIM BC Ratio | 0 | 0 | 0 | 0 | 0 | 0 | 0 | 0 | 0 | 0 | 0 | 0 | 0 | 0 | 0 | 0 | 0 | 0 | 0 | 0 | 0 | 0 | 0 | 0 | 0 | 0 | 0 | 0 | 0 | 0 | 0 | 0 | 0
F5_Commercial_Hospital_New_Food Preparation_Natural Gas_Griddle_E4 | F5 | Commercial | Hospital | New | Food Preparation | Natural Gas | Griddle | E4 | RIM BC Ratio | 0 | 0 | 0 | 0 | 0 | 0 | 0 | 0 | 0 | 0 | 0 | 0 | 0 | 0 | 0 | 0 | 0 | 0 | 0 | 0 | 0 | 0 | 0 | 0 | 0 | 0 | 0 | 0 | 0 | 0 | 0 | 0 | 0
F5_Commercial_Hospital_New_Food Preparation_Natural Gas_Griddle_E5 | F5 | Commercial | Hospital | New | Food Preparation | Natural Gas | Griddle | E5 | RIM BC Ratio | 0 | 0 | 0 | 0 | 0 | 0 | 0 | 0 | 0 | 0 | 0 | 0 | 0 | 0 | 0 | 0 | 0 | 0 | 0 | 0 | 0 | 0 | 0 | 0 | 0 | 0 | 0 | 0 | 0 | 0 | 0 | 0 | 0
F5_Commercial_Hospital_New_Food Preparation_Natural Gas_Griddle_E6 | F5 | Commercial | Hospital | New | Food Preparation | Natural Gas | Griddle | E6 | RIM BC Ratio | 0 | 0 | 0 | 0 | 0 | 0 | 0 | 0 | 0 | 0 | 0 | 0 | 0 | 0 | 0 | 0 | 0 | 0 | 0 | 0 | 0 | 0 | 0 | 0 | 0 | 0 | 0 | 0 | 0 | 0 | 0 | 0 | 0
F5_Commercial_Hospital_New_Food Preparation_Natural Gas_Griddle_E7 | F5 | Commercial | Hospital | New | Food Preparation | Natural Gas | Griddle | E7 | RIM BC Ratio | 0 | 0 | 0 | 0 | 0 | 0 | 0 | 0 | 0 | 0 | 0 | 0 | 0 | 0 | 0 | 0 | 0 | 0 | 0 | 0 | 0 | 0 | 0 | 0 | 0 | 0 | 0 | 0 | 0 | 0 | 0 | 0 | 0
F5_Commercial_Hospital_New_Food Preparation_Natural Gas_Griddle_E8 | F5 | Commercial | Hospital | New | Food Preparation | Natural Gas | Griddle | E8 | RIM BC Ratio | 0 | 0 | 0 | 0 | 0 | 0 | 0 | 0 | 0 | 0 | 0 | 0 | 0 | 0 | 0 | 0 | 0 | 0 | 0 | 0 | 0 | 0 | 0 | 0 | 0 | 0 | 0 | 0 | 0 | 0 | 0 | 0 | 0
F5_Commercial_Hospital_New_Food Preparation_Natural Gas_Griddle_E9 | F5 | Commercial | Hospital | New | Food Preparation | Natural Gas | Griddle | E9 | RIM BC Ratio | 0 | 0 | 0 | 0 | 0 | 0 | 0 | 0 | 0 | 0 | 0 | 0 | 0 | 0 | 0 | 0 | 0 | 0 | 0 | 0 | 0 | 0 | 0 | 0 | 0 | 0 | 0 | 0 | 0 | 0 | 0 | 0 | 0
F5_Commercial_Hospital_New_Food Preparation_Natural Gas_Griddle_E10 | F5 | Commercial | Hospital | New | Food Preparation | Natural Gas | Griddle | E10 | RIM BC Ratio | 0 | 0 | 0 | 0 | 0 | 0 | 0 | 0 | 0 | 0 | 0 | 0 | 0 | 0 | 0 | 0 | 0 | 0 | 0 | 0 | 0 | 0 | 0 | 0 | 0 | 0 | 0 | 0 | 0 | 0 | 0 | 0 | 0
F0_Commercial_Hospital_New_Food Preparation_Natural Gas_Range_E0 | F0 | Commercial | Hospital | New | Food Preparation | Natural Gas | Range | E0 | Economic Unit | High Efficiency | High Efficiency | High Efficiency | High Efficiency | High Efficiency | High Efficiency | High Efficiency | High Efficiency | High Efficiency | High Efficiency | High Efficiency | High Efficiency | High Efficiency | High Efficiency | High Efficiency | High Efficiency | High Efficiency | High Efficiency | High Efficiency | High Efficiency | High Efficiency | High Efficiency | High Efficiency | High Efficiency | High Efficiency | High Efficiency | High Efficiency | High Efficiency | High Efficiency | High Efficiency | High Efficiency | High Efficiency | High Efficiency
F1_Commercial_Hospital_New_Food Preparation_Natural Gas_Range_E1 | F1 | Commercial | Hospital | New | Food Preparation | Natural Gas | Range | E1 | CCE | 0 | 0 | 0 | 0 | 0 | 0 | 0 | 0 | 0 | 0 | 0 | 0 | 0 | 0 | 0 | 0 | 0 | 0 | 0 | 0 | 0 | 0 | 0 | 0 | 0 | 0 | 0 | 0 | 0 | 0 | 0 | 0 | 0
F1_Commercial_Hospital_New_Food Preparation_Natural Gas_Range_E2 | F1 | Commercial | Hospital | New | Food Preparation | Natural Gas | Range | E2 | CCE | 0.00050763 | 0.00052557 | 0.00047179 | 0.00048064 | 0.00048064 | 0.00048064 | 0.00048064 | 0.00048064 | 0.00048064 | 0.00048064 | 0.00048064 | 0.00048064 | 0.00048064 | 0.00048064 | 0.00048064 | 0.00048064 | 0.00048064 | 0.00048064 | 0.00048064 | 0.00048064 | 0.00048064 | 0.00048064 | 0.00048064 | 0.00048064 | 0.00048064 | 0.00048064 | 0.00048064 | 0.00048064 | 0.00048064 | 0.00048064 | 0.00048064 | 0.00048064 | 0.00048064
F1_Commercial_Hospital_New_Food Preparation_Natural Gas_Range_E3 | F1 | Commercial | Hospital | New | Food Preparation | Natural Gas | Range | E3 | CCE | 0 | 0 | 0 | 0 | 0 | 0 | 0 | 0 | 0 | 0 | 0 | 0 | 0 | 0 | 0 | 0 | 0 | 0 | 0 | 0 | 0 | 0 | 0 | 0 | 0 | 0 | 0 | 0 | 0 | 0 | 0 | 0 | 0
F1_Commercial_Hospital_New_Food Preparation_Natural Gas_Range_E4 | F1 | Commercial | Hospital | New | Food Preparation | Natural Gas | Range | E4 | CCE | 0 | 0 | 0 | 0 | 0 | 0 | 0 | 0 | 0 | 0 | 0 | 0 | 0 | 0 | 0 | 0 | 0 | 0 | 0 | 0 | 0 | 0 | 0 | 0 | 0 | 0 | 0 | 0 | 0 | 0 | 0 | 0 | 0
F1_Commercial_Hospital_New_Food Preparation_Natural Gas_Range_E5 | F1 | Commercial | Hospital | New | Food Preparation | Natural Gas | Range | E5 | CCE | 0 | 0 | 0 | 0 | 0 | 0 | 0 | 0 | 0 | 0 | 0 | 0 | 0 | 0 | 0 | 0 | 0 | 0 | 0 | 0 | 0 | 0 | 0 | 0 | 0 | 0 | 0 | 0 | 0 | 0 | 0 | 0 | 0
F1_Commercial_Hospital_New_Food Preparation_Natural Gas_Range_E6 | F1 | Commercial | Hospital | New | Food Preparation | Natural Gas | Range | E6 | CCE | 0 | 0 | 0 | 0 | 0 | 0 | 0 | 0 | 0 | 0 | 0 | 0 | 0 | 0 | 0 | 0 | 0 | 0 | 0 | 0 | 0 | 0 | 0 | 0 | 0 | 0 | 0 | 0 | 0 | 0 | 0 | 0 | 0
F1_Commercial_Hospital_New_Food Preparation_Natural Gas_Range_E7 | F1 | Commercial | Hospital | New | Food Preparation | Natural Gas | Range | E7 | CCE | 0 | 0 | 0 | 0 | 0 | 0 | 0 | 0 | 0 | 0 | 0 | 0 | 0 | 0 | 0 | 0 | 0 | 0 | 0 | 0 | 0 | 0 | 0 | 0 | 0 | 0 | 0 | 0 | 0 | 0 | 0 | 0 | 0
F1_Commercial_Hospital_New_Food Preparation_Natural Gas_Range_E8 | F1 | Commercial | Hospital | New | Food Preparation | Natural Gas | Range | E8 | CCE | 0 | 0 | 0 | 0 | 0 | 0 | 0 | 0 | 0 | 0 | 0 | 0 | 0 | 0 | 0 | 0 | 0 | 0 | 0 | 0 | 0 | 0 | 0 | 0 | 0 | 0 | 0 | 0 | 0 | 0 | 0 | 0 | 0
F1_Commercial_Hospital_New_Food Preparation_Natural Gas_Range_E9 | F1 | Commercial | Hospital | New | Food Preparation | Natural Gas | Range | E9 | CCE | 0 | 0 | 0 | 0 | 0 | 0 | 0 | 0 | 0 | 0 | 0 | 0 | 0 | 0 | 0 | 0 | 0 | 0 | 0 | 0 | 0 | 0 | 0 | 0 | 0 | 0 | 0 | 0 | 0 | 0 | 0 | 0 | 0
F1_Commercial_Hospital_New_Food Preparation_Natural Gas_Range_E10 | F1 | Commercial | Hospital | New | Food Preparation | Natural Gas | Range | E10 | CCE | 0 | 0 | 0 | 0 | 0 | 0 | 0 | 0 | 0 | 0 | 0 | 0 | 0 | 0 | 0 | 0 | 0 | 0 | 0 | 0 | 0 | 0 | 0 | 0 | 0 | 0 | 0 | 0 | 0 | 0 | 0 | 0 | 0
F2_Commercial_Hospital_New_Food Preparation_Natural Gas_Range_E1 | F2 | Commercial | Hospital | New | Food Preparation | Natural Gas | Range | E1 | TRC BC Ratio | bar: 2019 to 2051
F2_Commercial_Hospital_New_Food Preparation_Natural Gas_Range_E2 | F2 | Commercial | Hospital | New | Food Preparation | Natural Gas | Range | E2 | TRC BC Ratio | 3238.1763 | 3237.6638 | 3253.2359 | 3229.2965 | 3214.742 | 3225.333 | 3257.2017 | 3282.3529 | 3313.5879 | 3343.0653 | 3372.7037 | 3399.9187 | 3429.0969 | 3459.5906 | 3488.7267 | 3518.3834 | 3548.5216 | 3581.2716 | 3615.4555 | 3651.453 | 3686.9037 | 3723.9437 | 3758.1113 | 3793.4744 | 3824.7719 | 3851.8132 | 3876.4326 | 3897.6637 | 3914.2981 | 3927.934 | 3935.3605 | 3940.3394 | 3940.3394
F2_Commercial_Hospital_New_Food Preparation_Natural Gas_Range_E3 | F2 | Commercial | Hospital | New | Food Preparation | Natural Gas | Range | E3 | TRC BC Ratio | 0 | 0 | 0 | 0 | 0 | 0 | 0 | 0 | 0 | 0 | 0 | 0 | 0 | 0 | 0 | 0 | 0 | 0 | 0 | 0 | 0 | 0 | 0 | 0 | 0 | 0 | 0 | 0 | 0 | 0 | 0 | 0 | 0
F2_Commercial_Hospital_New_Food Preparation_Natural Gas_Range_E4 | F2 | Commercial | Hospital | New | Food Preparation | Natural Gas | Range | E4 | TRC BC Ratio | 0 | 0 | 0 | 0 | 0 | 0 | 0 | 0 | 0 | 0 | 0 | 0 | 0 | 0 | 0 | 0 | 0 | 0 | 0 | 0 | 0 | 0 | 0 | 0 | 0 | 0 | 0 | 0 | 0 | 0 | 0 | 0 | 0
F2_Commercial_Hospital_New_Food Preparation_Natural Gas_Range_E5 | F2 | Commercial | Hospital | New | Food Preparation | Natural Gas | Range | E5 | TRC BC Ratio | 0 | 0 | 0 | 0 | 0 | 0 | 0 | 0 | 0 | 0 | 0 | 0 | 0 | 0 | 0 | 0 | 0 | 0 | 0 | 0 | 0 | 0 | 0 | 0 | 0 | 0 | 0 | 0 | 0 | 0 | 0 | 0 | 0
F2_Commercial_Hospital_New_Food Preparation_Natural Gas_Range_E6 | F2 | Commercial | Hospital | New | Food Preparation | Natural Gas | Range | E6 | TRC BC Ratio | 0 | 0 | 0 | 0 | 0 | 0 | 0 | 0 | 0 | 0 | 0 | 0 | 0 | 0 | 0 | 0 | 0 | 0 | 0 | 0 | 0 | 0 | 0 | 0 | 0 | 0 | 0 | 0 | 0 | 0 | 0 | 0 | 0
F2_Commercial_Hospital_New_Food Preparation_Natural Gas_Range_E7 | F2 | Commercial | Hospital | New | Food Preparation | Natural Gas | Range | E7 | TRC BC Ratio | 0 | 0 | 0 | 0 | 0 | 0 | 0 | 0 | 0 | 0 | 0 | 0 | 0 | 0 | 0 | 0 | 0 | 0 | 0 | 0 | 0 | 0 | 0 | 0 | 0 | 0 | 0 | 0 | 0 | 0 | 0 | 0 | 0
F2_Commercial_Hospital_New_Food Preparation_Natural Gas_Range_E8 | F2 | Commercial | Hospital | New | Food Preparation | Natural Gas | Range | E8 | TRC BC Ratio | 0 | 0 | 0 | 0 | 0 | 0 | 0 | 0 | 0 | 0 | 0 | 0 | 0 | 0 | 0 | 0 | 0 | 0 | 0 | 0 | 0 | 0 | 0 | 0 | 0 | 0 | 0 | 0 | 0 | 0 | 0 | 0 | 0
F2_Commercial_Hospital_New_Food Preparation_Natural Gas_Range_E9 | F2 | Commercial | Hospital | New | Food Preparation | Natural Gas | Range | E9 | TRC BC Ratio | 0 | 0 | 0 | 0 | 0 | 0 | 0 | 0 | 0 | 0 | 0 | 0 | 0 | 0 | 0 | 0 | 0 | 0 | 0 | 0 | 0 | 0 | 0 | 0 | 0 | 0 | 0 | 0 | 0 | 0 | 0 | 0 | 0
F2_Commercial_Hospital_New_Food Preparation_Natural Gas_Range_E10 | F2 | Commercial | Hospital | New | Food Preparation | Natural Gas | Range | E10 | TRC BC Ratio | 0 | 0 | 0 | 0 | 0 | 0 | 0 | 0 | 0 | 0 | 0 | 0 | 0 | 0 | 0 | 0 | 0 | 0 | 0 | 0 | 0 | 0 | 0 | 0 | 0 | 0 | 0 | 0 | 0 | 0 | 0 | 0 | 0
F3_Commercial_Hospital_New_Food Preparation_Natural Gas_Range_E1 | F3 | Commercial | Hospital | New | Food Preparation | Natural Gas | Range | E1 | PACT BC Ratio | bar: 2019 to 2051
F3_Commercial_Hospital_New_Food Preparation_Natural Gas_Range_E2 | F3 | Commercial | Hospital | New | Food Preparation | Natural Gas | Range | E2 | PACT BC Ratio | 4317.5684 | 4316.8851 | 4337.6479 | 4305.7287 | 4286.3226 | 4300.444 | 4342.9357 | 4376.4705 | 4418.1173 | 4457.4204 | 4496.9383 | 4533.2249 | 4572.1292 | 4612.7875 | 4651.6356 | 4691.1778 | 4731.3622 | 4775.0288 | 4820.6073 | 4868.604 | 4915.8716 | 4965.2582 | 5010.815 | 5057.9659 | 5099.6959 | 5135.7509 | 5168.5769 | 5196.8849 | 5219.0641 | 5237.2453 | 5247.1473 | 5253.7859 | 5253.7859
F3_Commercial_Hospital_New_Food Preparation_Natural Gas_Range_E3 | F3 | Commercial | Hospital | New | Food Preparation | Natural Gas | Range | E3 | PACT BC Ratio | 0 | 0 | 0 | 0 | 0 | 0 | 0 | 0 | 0 | 0 | 0 | 0 | 0 | 0 | 0 | 0 | 0 | 0 | 0 | 0 | 0 | 0 | 0 | 0 | 0 | 0 | 0 | 0 | 0 | 0 | 0 | 0 | 0
F3_Commercial_Hospital_New_Food Preparation_Natural Gas_Range_E4 | F3 | Commercial | Hospital | New | Food Preparation | Natural Gas | Range | E4 | PACT BC Ratio | 0 | 0 | 0 | 0 | 0 | 0 | 0 | 0 | 0 | 0 | 0 | 0 | 0 | 0 | 0 | 0 | 0 | 0 | 0 | 0 | 0 | 0 | 0 | 0 | 0 | 0 | 0 | 0 | 0 | 0 | 0 | 0 | 0
F3_Commercial_Hospital_New_Food Preparation_Natural Gas_Range_E5 | F3 | Commercial | Hospital | New | Food Preparation | Natural Gas | Range | E5 | PACT BC Ratio | 0 | 0 | 0 | 0 | 0 | 0 | 0 | 0 | 0 | 0 | 0 | 0 | 0 | 0 | 0 | 0 | 0 | 0 | 0 | 0 | 0 | 0 | 0 | 0 | 0 | 0 | 0 | 0 | 0 | 0 | 0 | 0 | 0
F3_Commercial_Hospital_New_Food Preparation_Natural Gas_Range_E6 | F3 | Commercial | Hospital | New | Food Preparation | Natural Gas | Range | E6 | PACT BC Ratio | 0 | 0 | 0 | 0 | 0 | 0 | 0 | 0 | 0 | 0 | 0 | 0 | 0 | 0 | 0 | 0 | 0 | 0 | 0 | 0 | 0 | 0 | 0 | 0 | 0 | 0 | 0 | 0 | 0 | 0 | 0 | 0 | 0
F3_Commercial_Hospital_New_Food Preparation_Natural Gas_Range_E7 | F3 | Commercial | Hospital | New | Food Preparation | Natural Gas | Range | E7 | PACT BC Ratio | 0 | 0 | 0 | 0 | 0 | 0 | 0 | 0 | 0 | 0 | 0 | 0 | 0 | 0 | 0 | 0 | 0 | 0 | 0 | 0 | 0 | 0 | 0 | 0 | 0 | 0 | 0 | 0 | 0 | 0 | 0 | 0 | 0
F3_Commercial_Hospital_New_Food Preparation_Natural Gas_Range_E8 | F3 | Commercial | Hospital | New | Food Preparation | Natural Gas | Range | E8 | PACT BC Ratio | 0 | 0 | 0 | 0 | 0 | 0 | 0 | 0 | 0 | 0 | 0 | 0 | 0 | 0 | 0 | 0 | 0 | 0 | 0 | 0 | 0 | 0 | 0 | 0 | 0 | 0 | 0 | 0 | 0 | 0 | 0 | 0 | 0
F3_Commercial_Hospital_New_Food Preparation_Natural Gas_Range_E9 | F3 | Commercial | Hospital | New | Food Preparation | Natural Gas | Range | E9 | PACT BC Ratio | 0 | 0 | 0 | 0 | 0 | 0 | 0 | 0 | 0 | 0 | 0 | 0 | 0 | 0 | 0 | 0 | 0 | 0 | 0 | 0 | 0 | 0 | 0 | 0 | 0 | 0 | 0 | 0 | 0 | 0 | 0 | 0 | 0
F3_Commercial_Hospital_New_Food Preparation_Natural Gas_Range_E10 | F3 | Commercial | Hospital | New | Food Preparation | Natural Gas | Range | E10 | PACT BC Ratio | 0 | 0 | 0 | 0 | 0 | 0 | 0 | 0 | 0 | 0 | 0 | 0 | 0 | 0 | 0 | 0 | 0 | 0 | 0 | 0 | 0 | 0 | 0 | 0 | 0 | 0 | 0 | 0 | 0 | 0 | 0 | 0 | 0
F4_Commercial_Hospital_New_Food Preparation_Natural Gas_Range_E1 | F4 | Commercial | Hospital | New | Food Preparation | Natural Gas | Range | E1 | RVT BC Ratio | bar: 2019 to 2051
F4_Commercial_Hospital_New_Food Preparation_Natural Gas_Range_E2 | F4 | Commercial | Hospital | New | Food Preparation | Natural Gas | Range | E2 | RVT BC Ratio | 4656.1553 | 4655.4185 | 4677.8062 | 4643.389 | 4622.4643 | 4637.6907 | 4683.5078 | 4719.667 | 4764.573 | 4806.9519 | 4849.5624 | 4888.6888 | 4930.6377 | 4974.4778 | 5016.3662 | 5059.0029 | 5102.332 | 5149.4159 | 5198.5613 | 5250.3142 | 5301.2809 | 5354.5324 | 5403.6544 | 5454.4953 | 5499.491 | 5538.3676 | 5573.7625 | 5604.2859 | 5628.2008 | 5647.8049 | 5658.4818 | 5665.6399 | 5665.6399
F4_Commercial_Hospital_New_Food Preparation_Natural Gas_Range_E3 | F4 | Commercial | Hospital | New | Food Preparation | Natural Gas | Range | E3 | RVT BC Ratio | 0 | 0 | 0 | 0 | 0 | 0 | 0 | 0 | 0 | 0 | 0 | 0 | 0 | 0 | 0 | 0 | 0 | 0 | 0 | 0 | 0 | 0 | 0 | 0 | 0 | 0 | 0 | 0 | 0 | 0 | 0 | 0 | 0
F4_Commercial_Hospital_New_Food Preparation_Natural Gas_Range_E4 | F4 | Commercial | Hospital | New | Food Preparation | Natural Gas | Range | E4 | RVT BC Ratio | 0 | 0 | 0 | 0 | 0 | 0 | 0 | 0 | 0 | 0 | 0 | 0 | 0 | 0 | 0 | 0 | 0 | 0 | 0 | 0 | 0 | 0 | 0 | 0 | 0 | 0 | 0 | 0 | 0 | 0 | 0 | 0 | 0
F4_Commercial_Hospital_New_Food Preparation_Natural Gas_Range_E5 | F4 | Commercial | Hospital | New | Food Preparation | Natural Gas | Range | E5 | RVT BC Ratio | 0 | 0 | 0 | 0 | 0 | 0 | 0 | 0 | 0 | 0 | 0 | 0 | 0 | 0 | 0 | 0 | 0 | 0 | 0 | 0 | 0 | 0 | 0 | 0 | 0 | 0 | 0 | 0 | 0 | 0 | 0 | 0 | 0
F4_Commercial_Hospital_New_Food Preparation_Natural Gas_Range_E6 | F4 | Commercial | Hospital | New | Food Preparation | Natural Gas | Range | E6 | RVT BC Ratio | 0 | 0 | 0 | 0 | 0 | 0 | 0 | 0 | 0 | 0 | 0 | 0 | 0 | 0 | 0 | 0 | 0 | 0 | 0 | 0 | 0 | 0 | 0 | 0 | 0 | 0 | 0 | 0 | 0 | 0 | 0 | 0 | 0
F4_Commercial_Hospital_New_Food Preparation_Natural Gas_Range_E7 | F4 | Commercial | Hospital | New | Food Preparation | Natural Gas | Range | E7 | RVT BC Ratio | 0 | 0 | 0 | 0 | 0 | 0 | 0 | 0 | 0 | 0 | 0 | 0 | 0 | 0 | 0 | 0 | 0 | 0 | 0 | 0 | 0 | 0 | 0 | 0 | 0 | 0 | 0 | 0 | 0 | 0 | 0 | 0 | 0
F4_Commercial_Hospital_New_Food Preparation_Natural Gas_Range_E8 | F4 | Commercial | Hospital | New | Food Preparation | Natural Gas | Range | E8 | RVT BC Ratio | 0 | 0 | 0 | 0 | 0 | 0 | 0 | 0 | 0 | 0 | 0 | 0 | 0 | 0 | 0 | 0 | 0 | 0 | 0 | 0 | 0 | 0 | 0 | 0 | 0 | 0 | 0 | 0 | 0 | 0 | 0 | 0 | 0
F4_Commercial_Hospital_New_Food Preparation_Natural Gas_Range_E9 | F4 | Commercial | Hospital | New | Food Preparation | Natural Gas | Range | E9 | RVT BC Ratio | 0 | 0 | 0 | 0 | 0 | 0 | 0 | 0 | 0 | 0 | 0 | 0 | 0 | 0 | 0 | 0 | 0 | 0 | 0 | 0 | 0 | 0 | 0 | 0 | 0 | 0 | 0 | 0 | 0 | 0 | 0 | 0 | 0
F4_Commercial_Hospital_New_Food Preparation_Natural Gas_Range_E10 | F4 | Commercial | Hospital | New | Food Preparation | Natural Gas | Range | E10 | RVT BC Ratio | 0 | 0 | 0 | 0 | 0 | 0 | 0 | 0 | 0 | 0 | 0 | 0 | 0 | 0 | 0 | 0 | 0 | 0 | 0 | 0 | 0 | 0 | 0 | 0 | 0 | 0 | 0 | 0 | 0 | 0 | 0 | 0 | 0
F5_Commercial_Hospital_New_Food Preparation_Natural Gas_Range_E1 | F5 | Commercial | Hospital | New | Food Preparation | Natural Gas | Range | E1 | RIM BC Ratio | bar: 2019 to 2051
F5_Commercial_Hospital_New_Food Preparation_Natural Gas_Range_E2 | F5 | Commercial | Hospital | New | Food Preparation | Natural Gas | Range | E2 | RIM BC Ratio | 0.83452 | 0.83452 | 0.83452 | 0.83452 | 0.83452 | 0.83452 | 0.83452 | 0.83452 | 0.83452 | 0.83452 | 0.83452 | 0.83453 | 0.83453 | 0.83453 | 0.83453 | 0.83453 | 0.83453 | 0.83453 | 0.83453 | 0.83454 | 0.83454 | 0.83454 | 0.83454 | 0.83454 | 0.83454 | 0.83454 | 0.83454 | 0.83455 | 0.83455 | 0.83455 | 0.83455 | 0.83455 | 0.83455
F5_Commercial_Hospital_New_Food Preparation_Natural Gas_Range_E3 | F5 | Commercial | Hospital | New | Food Preparation | Natural Gas | Range | E3 | RIM BC Ratio | 0 | 0 | 0 | 0 | 0 | 0 | 0 | 0 | 0 | 0 | 0 | 0 | 0 | 0 | 0 | 0 | 0 | 0 | 0 | 0 | 0 | 0 | 0 | 0 | 0 | 0 | 0 | 0 | 0 | 0 | 0 | 0 | 0
F5_Commercial_Hospital_New_Food Preparation_Natural Gas_Range_E4 | F5 | Commercial | Hospital | New | Food Preparation | Natural Gas | Range | E4 | RIM BC Ratio | 0 | 0 | 0 | 0 | 0 | 0 | 0 | 0 | 0 | 0 | 0 | 0 | 0 | 0 | 0 | 0 | 0 | 0 | 0 | 0 | 0 | 0 | 0 | 0 | 0 | 0 | 0 | 0 | 0 | 0 | 0 | 0 | 0
F5_Commercial_Hospital_New_Food Preparation_Natural Gas_Range_E5 | F5 | Commercial | Hospital | New | Food Preparation | Natural Gas | Range | E5 | RIM BC Ratio | 0 | 0 | 0 | 0 | 0 | 0 | 0 | 0 | 0 | 0 | 0 | 0 | 0 | 0 | 0 | 0 | 0 | 0 | 0 | 0 | 0 | 0 | 0 | 0 | 0 | 0 | 0 | 0 | 0 | 0 | 0 | 0 | 0
F5_Commercial_Hospital_New_Food Preparation_Natural Gas_Range_E6 | F5 | Commercial | Hospital | New | Food Preparation | Natural Gas | Range | E6 | RIM BC Ratio | 0 | 0 | 0 | 0 | 0 | 0 | 0 | 0 | 0 | 0 | 0 | 0 | 0 | 0 | 0 | 0 | 0 | 0 | 0 | 0 | 0 | 0 | 0 | 0 | 0 | 0 | 0 | 0 | 0 | 0 | 0 | 0 | 0
F5_Commercial_Hospital_New_Food Preparation_Natural Gas_Range_E7 | F5 | Commercial | Hospital | New | Food Preparation | Natural Gas | Range | E7 | RIM BC Ratio | 0 | 0 | 0 | 0 | 0 | 0 | 0 | 0 | 0 | 0 | 0 | 0 | 0 | 0 | 0 | 0 | 0 | 0 | 0 | 0 | 0 | 0 | 0 | 0 | 0 | 0 | 0 | 0 | 0 | 0 | 0 | 0 | 0
F5_Commercial_Hospital_New_Food Preparation_Natural Gas_Range_E8 | F5 | Commercial | Hospital | New | Food Preparation | Natural Gas | Range | E8 | RIM BC Ratio | 0 | 0 | 0 | 0 | 0 | 0 | 0 | 0 | 0 | 0 | 0 | 0 | 0 | 0 | 0 | 0 | 0 | 0 | 0 | 0 | 0 | 0 | 0 | 0 | 0 | 0 | 0 | 0 | 0 | 0 | 0 | 0 | 0
F5_Commercial_Hospital_New_Food Preparation_Natural Gas_Range_E9 | F5 | Commercial | Hospital | New | Food Preparation | Natural Gas | Range | E9 | RIM BC Ratio | 0 | 0 | 0 | 0 | 0 | 0 | 0 | 0 | 0 | 0 | 0 | 0 | 0 | 0 | 0 | 0 | 0 | 0 | 0 | 0 | 0 | 0 | 0 | 0 | 0 | 0 | 0 | 0 | 0 | 0 | 0 | 0 | 0
F5_Commercial_Hospital_New_Food Preparation_Natural Gas_Range_E10 | F5 | Commercial | Hospital | New | Food Preparation | Natural Gas | Range | E10 | RIM BC Ratio | 0 | 0 | 0 | 0 | 0 | 0 | 0 | 0 | 0 | 0 | 0 | 0 | 0 | 0 | 0 | 0 | 0 | 0 | 0 | 0 | 0 | 0 | 0 | 0 | 0 | 0 | 0 | 0 | 0 | 0 | 0 | 0 | 0
F0_Commercial_Hospital_New_Food Preparation_Natural Gas_Steamer_E0 | F0 | Commercial | Hospital | New | Food Preparation | Natural Gas | Steamer | E0 | Economic Unit | ENERGY STAR | ENERGY STAR | ENERGY STAR | ENERGY STAR | ENERGY STAR | ENERGY STAR | ENERGY STAR | ENERGY STAR | ENERGY STAR | ENERGY STAR | ENERGY STAR | ENERGY STAR | ENERGY STAR | ENERGY STAR | ENERGY STAR | ENERGY STAR | ENERGY STAR | ENERGY STAR | ENERGY STAR | ENERGY STAR | ENERGY STAR | ENERGY STAR | ENERGY STAR | ENERGY STAR | ENERGY STAR | ENERGY STAR | ENERGY STAR | ENERGY STAR | ENERGY STAR | ENERGY STAR | ENERGY STAR | ENERGY STAR | ENERGY STAR
F1_Commercial_Hospital_New_Food Preparation_Natural Gas_Steamer_E1 | F1 | Commercial | Hospital | New | Food Preparation | Natural Gas | Steamer | E1 | CCE | 0 | 0 | 0 | 0 | 0 | 0 | 0 | 0 | 0 | 0 | 0 | 0 | 0 | 0 | 0 | 0 | 0 | 0 | 0 | 0 | 0 | 0 | 0 | 0 | 0 | 0 | 0 | 0 | 0 | 0 | 0 | 0 | 0
F1_Commercial_Hospital_New_Food Preparation_Natural Gas_Steamer_E2 | F1 | Commercial | Hospital | New | Food Preparation | Natural Gas | Steamer | E2 | CCE | 0.11364 | 0.11765 | 0.10562 | 0 | 0 | 0 | 0 | 0 | 0 | 0 | 0 | 0 | 0 | 0 | 0 | 0 | 0 | 0 | 0 | 0 | 0 | 0 | 0 | 0 | 0 | 0 | 0 | 0 | 0 | 0 | 0 | 0 | 0
F1_Commercial_Hospital_New_Food Preparation_Natural Gas_Steamer_E3 | F1 | Commercial | Hospital | New | Food Preparation | Natural Gas | Steamer | E3 | CCE | 0 | 0 | 0 | 0 | 0 | 0 | 0 | 0 | 0 | 0 | 0 | 0 | 0 | 0 | 0 | 0 | 0 | 0 | 0 | 0 | 0 | 0 | 0 | 0 | 0 | 0 | 0 | 0 | 0 | 0 | 0 | 0 | 0
F1_Commercial_Hospital_New_Food Preparation_Natural Gas_Steamer_E4 | F1 | Commercial | Hospital | New | Food Preparation | Natural Gas | Steamer | E4 | CCE | 0 | 0 | 0 | 0 | 0 | 0 | 0 | 0 | 0 | 0 | 0 | 0 | 0 | 0 | 0 | 0 | 0 | 0 | 0 | 0 | 0 | 0 | 0 | 0 | 0 | 0 | 0 | 0 | 0 | 0 | 0 | 0 | 0
F1_Commercial_Hospital_New_Food Preparation_Natural Gas_Steamer_E5 | F1 | Commercial | Hospital | New | Food Preparation | Natural Gas | Steamer | E5 | CCE | 0 | 0 | 0 | 0 | 0 | 0 | 0 | 0 | 0 | 0 | 0 | 0 | 0 | 0 | 0 | 0 | 0 | 0 | 0 | 0 | 0 | 0 | 0 | 0 | 0 | 0 | 0 | 0 | 0 | 0 | 0 | 0 | 0
F1_Commercial_Hospital_New_Food Preparation_Natural Gas_Steamer_E6 | F1 | Commercial | Hospital | New | Food Preparation | Natural Gas | Steamer | E6 | CCE | 0 | 0 | 0 | 0 | 0 | 0 | 0 | 0 | 0 | 0 | 0 | 0 | 0 | 0 | 0 | 0 | 0 | 0 | 0 | 0 | 0 | 0 | 0 | 0 | 0 | 0 | 0 | 0 | 0 | 0 | 0 | 0 | 0
F1_Commercial_Hospital_New_Food Preparation_Natural Gas_Steamer_E7 | F1 | Commercial | Hospital | New | Food Preparation | Natural Gas | Steamer | E7 | CCE | 0 | 0 | 0 | 0 | 0 | 0 | 0 | 0 | 0 | 0 | 0 | 0 | 0 | 0 | 0 | 0 | 0 | 0 | 0 | 0 | 0 | 0 | 0 | 0 | 0 | 0 | 0 | 0 | 0 | 0 | 0 | 0 | 0
F1_Commercial_Hospital_New_Food Preparation_Natural Gas_Steamer_E8 | F1 | Commercial | Hospital | New | Food Preparation | Natural Gas | Steamer | E8 | CCE | 0 | 0 | 0 | 0 | 0 | 0 | 0 | 0 | 0 | 0 | 0 | 0 | 0 | 0 | 0 | 0 | 0 | 0 | 0 | 0 | 0 | 0 | 0 | 0 | 0 | 0 | 0 | 0 | 0 | 0 | 0 | 0 | 0
F1_Commercial_Hospital_New_Food Preparation_Natural Gas_Steamer_E9 | F1 | Commercial | Hospital | New | Food Preparation | Natural Gas | Steamer | E9 | CCE | 0 | 0 | 0 | 0 | 0 | 0 | 0 | 0 | 0 | 0 | 0 | 0 | 0 | 0 | 0 | 0 | 0 | 0 | 0 | 0 | 0 | 0 | 0 | 0 | 0 | 0 | 0 | 0 | 0 | 0 | 0 | 0 | 0
F1_Commercial_Hospital_New_Food Preparation_Natural Gas_Steamer_E10 | F1 | Commercial | Hospital | New | Food Preparation | Natural Gas | Steamer | E10 | CCE | 0 | 0 | 0 | 0 | 0 | 0 | 0 | 0 | 0 | 0 | 0 | 0 | 0 | 0 | 0 | 0 | 0 | 0 | 0 | 0 | 0 | 0 | 0 | 0 | 0 | 0 | 0 | 0 | 0 | 0 | 0 | 0 | 0
F2_Commercial_Hospital_New_Food Preparation_Natural Gas_Steamer_E1 | F2 | Commercial | Hospital | New | Food Preparation | Natural Gas | Steamer | E1 | TRC BC Ratio | 1 | 1 | 1 | 0 | 0 | 0 | 0 | 0 | 0 | 0 | 0 | 0 | 0 | 0 | 0 | 0 | 0 | 0 | 0 | 0 | 0 | 0 | 0 | 0 | 0 | 0 | 0 | 0 | 0 | 0 | 0 | 0 | 0
F2_Commercial_Hospital_New_Food Preparation_Natural Gas_Steamer_E2 | F2 | Commercial | Hospital | New | Food Preparation | Natural Gas | Steamer | E2 | TRC BC Ratio | 14.4302 | 14.4472 | 14.5249 | 1 | 1 | 1 | 1 | 1 | 1 | 1 | 1 | 1 | 1 | 1 | 1 | 1 | 1 | 1 | 1 | 1 | 1 | 1 | 1 | 1 | 1 | 1 | 1 | 1 | 1 | 1 | 1 | 1 | 1
F2_Commercial_Hospital_New_Food Preparation_Natural Gas_Steamer_E3 | F2 | Commercial | Hospital | New | Food Preparation | Natural Gas | Steamer | E3 | TRC BC Ratio | 0 | 0 | 0 | 0 | 0 | 0 | 0 | 0 | 0 | 0 | 0 | 0 | 0 | 0 | 0 | 0 | 0 | 0 | 0 | 0 | 0 | 0 | 0 | 0 | 0 | 0 | 0 | 0 | 0 | 0 | 0 | 0 | 0
F2_Commercial_Hospital_New_Food Preparation_Natural Gas_Steamer_E4 | F2 | Commercial | Hospital | New | Food Preparation | Natural Gas | Steamer | E4 | TRC BC Ratio | 0 | 0 | 0 | 0 | 0 | 0 | 0 | 0 | 0 | 0 | 0 | 0 | 0 | 0 | 0 | 0 | 0 | 0 | 0 | 0 | 0 | 0 | 0 | 0 | 0 | 0 | 0 | 0 | 0 | 0 | 0 | 0 | 0
F2_Commercial_Hospital_New_Food Preparation_Natural Gas_Steamer_E5 | F2 | Commercial | Hospital | New | Food Preparation | Natural Gas | Steamer | E5 | TRC BC Ratio | 0 | 0 | 0 | 0 | 0 | 0 | 0 | 0 | 0 | 0 | 0 | 0 | 0 | 0 | 0 | 0 | 0 | 0 | 0 | 0 | 0 | 0 | 0 | 0 | 0 | 0 | 0 | 0 | 0 | 0 | 0 | 0 | 0
F2_Commercial_Hospital_New_Food Preparation_Natural Gas_Steamer_E6 | F2 | Commercial | Hospital | New | Food Preparation | Natural Gas | Steamer | E6 | TRC BC Ratio | 0 | 0 | 0 | 0 | 0 | 0 | 0 | 0 | 0 | 0 | 0 | 0 | 0 | 0 | 0 | 0 | 0 | 0 | 0 | 0 | 0 | 0 | 0 | 0 | 0 | 0 | 0 | 0 | 0 | 0 | 0 | 0 | 0
F2_Commercial_Hospital_New_Food Preparation_Natural Gas_Steamer_E7 | F2 | Commercial | Hospital | New | Food Preparation | Natural Gas | Steamer | E7 | TRC BC Ratio | 0 | 0 | 0 | 0 | 0 | 0 | 0 | 0 | 0 | 0 | 0 | 0 | 0 | 0 | 0 | 0 | 0 | 0 | 0 | 0 | 0 | 0 | 0 | 0 | 0 | 0 | 0 | 0 | 0 | 0 | 0 | 0 | 0
F2_Commercial_Hospital_New_Food Preparation_Natural Gas_Steamer_E8 | F2 | Commercial | Hospital | New | Food Preparation | Natural Gas | Steamer | E8 | TRC BC Ratio | 0 | 0 | 0 | 0 | 0 | 0 | 0 | 0 | 0 | 0 | 0 | 0 | 0 | 0 | 0 | 0 | 0 | 0 | 0 | 0 | 0 | 0 | 0 | 0 | 0 | 0 | 0 | 0 | 0 | 0 | 0 | 0 | 0
F2_Commercial_Hospital_New_Food Preparation_Natural Gas_Steamer_E9 | F2 | Commercial | Hospital | New | Food Preparation | Natural Gas | Steamer | E9 | TRC BC Ratio | 0 | 0 | 0 | 0 | 0 | 0 | 0 | 0 | 0 | 0 | 0 | 0 | 0 | 0 | 0 | 0 | 0 | 0 | 0 | 0 | 0 | 0 | 0 | 0 | 0 | 0 | 0 | 0 | 0 | 0 | 0 | 0 | 0
F2_Commercial_Hospital_New_Food Preparation_Natural Gas_Steamer_E10 | F2 | Commercial | Hospital | New | Food Preparation | Natural Gas | Steamer | E10 | TRC BC Ratio | 0 | 0 | 0 | 0 | 0 | 0 | 0 | 0 | 0 | 0 | 0 | 0 | 0 | 0 | 0 | 0 | 0 | 0 | 0 | 0 | 0 | 0 | 0 | 0 | 0 | 0 | 0 | 0 | 0 | 0 | 0 | 0 | 0
F3_Commercial_Hospital_New_Food Preparation_Natural Gas_Steamer_E1 | F3 | Commercial | Hospital | New | Food Preparation | Natural Gas | Steamer | E1 | PACT BC Ratio | 1 | 1 | 1 | 0 | 0 | 0 | 0 | 0 | 0 | 0 | 0 | 0 | 0 | 0 | 0 | 0 | 0 | 0 | 0 | 0 | 0 | 0 | 0 | 0 | 0 | 0 | 0 | 0 | 0 | 0 | 0 | 0 | 0
F3_Commercial_Hospital_New_Food Preparation_Natural Gas_Steamer_E2 | F3 | Commercial | Hospital | New | Food Preparation | Natural Gas | Steamer | E2 | PACT BC Ratio | 19.2403 | 19.2629 | 19.3665 | 1 | 1 | 1 | 1 | 1 | 1 | 1 | 1 | 1 | 1 | 1 | 1 | 1 | 1 | 1 | 1 | 1 | 1 | 1 | 1 | 1 | 1 | 1 | 1 | 1 | 1 | 1 | 1 | 1 | 1
F3_Commercial_Hospital_New_Food Preparation_Natural Gas_Steamer_E3 | F3 | Commercial | Hospital | New | Food Preparation | Natural Gas | Steamer | E3 | PACT BC Ratio | 0 | 0 | 0 | 0 | 0 | 0 | 0 | 0 | 0 | 0 | 0 | 0 | 0 | 0 | 0 | 0 | 0 | 0 | 0 | 0 | 0 | 0 | 0 | 0 | 0 | 0 | 0 | 0 | 0 | 0 | 0 | 0 | 0
F3_Commercial_Hospital_New_Food Preparation_Natural Gas_Steamer_E4 | F3 | Commercial | Hospital | New | Food Preparation | Natural Gas | Steamer | E4 | PACT BC Ratio | 0 | 0 | 0 | 0 | 0 | 0 | 0 | 0 | 0 | 0 | 0 | 0 | 0 | 0 | 0 | 0 | 0 | 0 | 0 | 0 | 0 | 0 | 0 | 0 | 0 | 0 | 0 | 0 | 0 | 0 | 0 | 0 | 0
F3_Commercial_Hospital_New_Food Preparation_Natural Gas_Steamer_E5 | F3 | Commercial | Hospital | New | Food Preparation | Natural Gas | Steamer | E5 | PACT BC Ratio | 0 | 0 | 0 | 0 | 0 | 0 | 0 | 0 | 0 | 0 | 0 | 0 | 0 | 0 | 0 | 0 | 0 | 0 | 0 | 0 | 0 | 0 | 0 | 0 | 0 | 0 | 0 | 0 | 0 | 0 | 0 | 0 | 0
F3_Commercial_Hospital_New_Food Preparation_Natural Gas_Steamer_E6 | F3 | Commercial | Hospital | New | Food Preparation | Natural Gas | Steamer | E6 | PACT BC Ratio | 0 | 0 | 0 | 0 | 0 | 0 | 0 | 0 | 0 | 0 | 0 | 0 | 0 | 0 | 0 | 0 | 0 | 0 | 0 | 0 | 0 | 0 | 0 | 0 | 0 | 0 | 0 | 0 | 0 | 0 | 0 | 0 | 0
F3_Commercial_Hospital_New_Food Preparation_Natural Gas_Steamer_E7 | F3 | Commercial | Hospital | New | Food Preparation | Natural Gas | Steamer | E7 | PACT BC Ratio | 0 | 0 | 0 | 0 | 0 | 0 | 0 | 0 | 0 | 0 | 0 | 0 | 0 | 0 | 0 | 0 | 0 | 0 | 0 | 0 | 0 | 0 | 0 | 0 | 0 | 0 | 0 | 0 | 0 | 0 | 0 | 0 | 0
F3_Commercial_Hospital_New_Food Preparation_Natural Gas_Steamer_E8 | F3 | Commercial | Hospital | New | Food Preparation | Natural Gas | Steamer | E8 | PACT BC Ratio | 0 | 0 | 0 | 0 | 0 | 0 | 0 | 0 | 0 | 0 | 0 | 0 | 0 | 0 | 0 | 0 | 0 | 0 | 0 | 0 | 0 | 0 | 0 | 0 | 0 | 0 | 0 | 0 | 0 | 0 | 0 | 0 | 0
F3_Commercial_Hospital_New_Food Preparation_Natural Gas_Steamer_E9 | F3 | Commercial | Hospital | New | Food Preparation | Natural Gas | Steamer | E9 | PACT BC Ratio | 0 | 0 | 0 | 0 | 0 | 0 | 0 | 0 | 0 | 0 | 0 | 0 | 0 | 0 | 0 | 0 | 0 | 0 | 0 | 0 | 0 | 0 | 0 | 0 | 0 | 0 | 0 | 0 | 0 | 0 | 0 | 0 | 0
F3_Commercial_Hospital_New_Food Preparation_Natural Gas_Steamer_E10 | F3 | Commercial | Hospital | New | Food Preparation | Natural Gas | Steamer | E10 | PACT BC Ratio | 0 | 0 | 0 | 0 | 0 | 0 | 0 | 0 | 0 | 0 | 0 | 0 | 0 | 0 | 0 | 0 | 0 | 0 | 0 | 0 | 0 | 0 | 0 | 0 | 0 | 0 | 0 | 0 | 0 | 0 | 0 | 0 | 0
F4_Commercial_Hospital_New_Food Preparation_Natural Gas_Steamer_E1 | F4 | Commercial | Hospital | New | Food Preparation | Natural Gas | Steamer | E1 | RVT BC Ratio | 1 | 1 | 1 | 0 | 0 | 0 | 0 | 0 | 0 | 0 | 0 | 0 | 0 | 0 | 0 | 0 | 0 | 0 | 0 | 0 | 0 | 0 | 0 | 0 | 0 | 0 | 0 | 0 | 0 | 0 | 0 | 0 | 0
F4_Commercial_Hospital_New_Food Preparation_Natural Gas_Steamer_E2 | F4 | Commercial | Hospital | New | Food Preparation | Natural Gas | Steamer | E2 | RVT BC Ratio | 21.446 | 21.4704 | 21.5821 | 1 | 1 | 1 | 1 | 1 | 1 | 1 | 1 | 1 | 1 | 1 | 1 | 1 | 1 | 1 | 1 | 1 | 1 | 1 | 1 | 1 | 1 | 1 | 1 | 1 | 1 | 1 | 1 | 1 | 1
F4_Commercial_Hospital_New_Food Preparation_Natural Gas_Steamer_E3 | F4 | Commercial | Hospital | New | Food Preparation | Natural Gas | Steamer | E3 | RVT BC Ratio | 0 | 0 | 0 | 0 | 0 | 0 | 0 | 0 | 0 | 0 | 0 | 0 | 0 | 0 | 0 | 0 | 0 | 0 | 0 | 0 | 0 | 0 | 0 | 0 | 0 | 0 | 0 | 0 | 0 | 0 | 0 | 0 | 0
F4_Commercial_Hospital_New_Food Preparation_Natural Gas_Steamer_E4 | F4 | Commercial | Hospital | New | Food Preparation | Natural Gas | Steamer | E4 | RVT BC Ratio | 0 | 0 | 0 | 0 | 0 | 0 | 0 | 0 | 0 | 0 | 0 | 0 | 0 | 0 | 0 | 0 | 0 | 0 | 0 | 0 | 0 | 0 | 0 | 0 | 0 | 0 | 0 | 0 | 0 | 0 | 0 | 0 | 0
F4_Commercial_Hospital_New_Food Preparation_Natural Gas_Steamer_E5 | F4 | Commercial | Hospital | New | Food Preparation | Natural Gas | Steamer | E5 | RVT BC Ratio | 0 | 0 | 0 | 0 | 0 | 0 | 0 | 0 | 0 | 0 | 0 | 0 | 0 | 0 | 0 | 0 | 0 | 0 | 0 | 0 | 0 | 0 | 0 | 0 | 0 | 0 | 0 | 0 | 0 | 0 | 0 | 0 | 0
F4_Commercial_Hospital_New_Food Preparation_Natural Gas_Steamer_E6 | F4 | Commercial | Hospital | New | Food Preparation | Natural Gas | Steamer | E6 | RVT BC Ratio | 0 | 0 | 0 | 0 | 0 | 0 | 0 | 0 | 0 | 0 | 0 | 0 | 0 | 0 | 0 | 0 | 0 | 0 | 0 | 0 | 0 | 0 | 0 | 0 | 0 | 0 | 0 | 0 | 0 | 0 | 0 | 0 | 0
F4_Commercial_Hospital_New_Food Preparation_Natural Gas_Steamer_E7 | F4 | Commercial | Hospital | New | Food Preparation | Natural Gas | Steamer | E7 | RVT BC Ratio | 0 | 0 | 0 | 0 | 0 | 0 | 0 | 0 | 0 | 0 | 0 | 0 | 0 | 0 | 0 | 0 | 0 | 0 | 0 | 0 | 0 | 0 | 0 | 0 | 0 | 0 | 0 | 0 | 0 | 0 | 0 | 0 | 0
F4_Commercial_Hospital_New_Food Preparation_Natural Gas_Steamer_E8 | F4 | Commercial | Hospital | New | Food Preparation | Natural Gas | Steamer | E8 | RVT BC Ratio | 0 | 0 | 0 | 0 | 0 | 0 | 0 | 0 | 0 | 0 | 0 | 0 | 0 | 0 | 0 | 0 | 0 | 0 | 0 | 0 | 0 | 0 | 0 | 0 | 0 | 0 | 0 | 0 | 0 | 0 | 0 | 0 | 0
F4_Commercial_Hospital_New_Food Preparation_Natural Gas_Steamer_E9 | F4 | Commercial | Hospital | New | Food Preparation | Natural Gas | Steamer | E9 | RVT BC Ratio | 0 | 0 | 0 | 0 | 0 | 0 | 0 | 0 | 0 | 0 | 0 | 0 | 0 | 0 | 0 | 0 | 0 | 0 | 0 | 0 | 0 | 0 | 0 | 0 | 0 | 0 | 0 | 0 | 0 | 0 | 0 | 0 | 0
F4_Commercial_Hospital_New_Food Preparation_Natural Gas_Steamer_E10 | F4 | Commercial | Hospital | New | Food Preparation | Natural Gas | Steamer | E10 | RVT BC Ratio | 0 | 0 | 0 | 0 | 0 | 0 | 0 | 0 | 0 | 0 | 0 | 0 | 0 | 0 | 0 | 0 | 0 | 0 | 0 | 0 | 0 | 0 | 0 | 0 | 0 | 0 | 0 | 0 | 0 | 0 | 0 | 0 | 0
F5_Commercial_Hospital_New_Food Preparation_Natural Gas_Steamer_E1 | F5 | Commercial | Hospital | New | Food Preparation | Natural Gas | Steamer | E1 | RIM BC Ratio | 1 | 1 | 1 | 0 | 0 | 0 | 0 | 0 | 0 | 0 | 0 | 0 | 0 | 0 | 0 | 0 | 0 | 0 | 0 | 0 | 0 | 0 | 0 | 0 | 0 | 0 | 0 | 0 | 0 | 0 | 0 | 0 | 0
F5_Commercial_Hospital_New_Food Preparation_Natural Gas_Steamer_E2 | F5 | Commercial | Hospital | New | Food Preparation | Natural Gas | Steamer | E2 | RIM BC Ratio | 0.79997 | 0.80001 | 0.80019 | 1 | 1 | 1 | 1 | 1 | 1 | 1 | 1 | 1 | 1 | 1 | 1 | 1 | 1 | 1 | 1 | 1 | 1 | 1 | 1 | 1 | 1 | 1 | 1 | 1 | 1 | 1 | 1 | 1 | 1
F5_Commercial_Hospital_New_Food Preparation_Natural Gas_Steamer_E3 | F5 | Commercial | Hospital | New | Food Preparation | Natural Gas | Steamer | E3 | RIM BC Ratio | 0 | 0 | 0 | 0 | 0 | 0 | 0 | 0 | 0 | 0 | 0 | 0 | 0 | 0 | 0 | 0 | 0 | 0 | 0 | 0 | 0 | 0 | 0 | 0 | 0 | 0 | 0 | 0 | 0 | 0 | 0 | 0 | 0
F5_Commercial_Hospital_New_Food Preparation_Natural Gas_Steamer_E4 | F5 | Commercial | Hospital | New | Food Preparation | Natural Gas | Steamer | E4 | RIM BC Ratio | 0 | 0 | 0 | 0 | 0 | 0 | 0 | 0 | 0 | 0 | 0 | 0 | 0 | 0 | 0 | 0 | 0 | 0 | 0 | 0 | 0 | 0 | 0 | 0 | 0 | 0 | 0 | 0 | 0 | 0 | 0 | 0 | 0
F5_Commercial_Hospital_New_Food Preparation_Natural Gas_Steamer_E5 | F5 | Commercial | Hospital | New | Food Preparation | Natural Gas | Steamer | E5 | RIM BC Ratio | 0 | 0 | 0 | 0 | 0 | 0 | 0 | 0 | 0 | 0 | 0 | 0 | 0 | 0 | 0 | 0 | 0 | 0 | 0 | 0 | 0 | 0 | 0 | 0 | 0 | 0 | 0 | 0 | 0 | 0 | 0 | 0 | 0
F5_Commercial_Hospital_New_Food Preparation_Natural Gas_Steamer_E6 | F5 | Commercial | Hospital | New | Food Preparation | Natural Gas | Steamer | E6 | RIM BC Ratio | 0 | 0 | 0 | 0 | 0 | 0 | 0 | 0 | 0 | 0 | 0 | 0 | 0 | 0 | 0 | 0 | 0 | 0 | 0 | 0 | 0 | 0 | 0 | 0 | 0 | 0 | 0 | 0 | 0 | 0 | 0 | 0 | 0
F5_Commercial_Hospital_New_Food Preparation_Natural Gas_Steamer_E7 | F5 | Commercial | Hospital | New | Food Preparation | Natural Gas | Steamer | E7 | RIM BC Ratio | 0 | 0 | 0 | 0 | 0 | 0 | 0 | 0 | 0 | 0 | 0 | 0 | 0 | 0 | 0 | 0 | 0 | 0 | 0 | 0 | 0 | 0 | 0 | 0 | 0 | 0 | 0 | 0 | 0 | 0 | 0 | 0 | 0
F5_Commercial_Hospital_New_Food Preparation_Natural Gas_Steamer_E8 | F5 | Commercial | Hospital | New | Food Preparation | Natural Gas | Steamer | E8 | RIM BC Ratio | 0 | 0 | 0 | 0 | 0 | 0 | 0 | 0 | 0 | 0 | 0 | 0 | 0 | 0 | 0 | 0 | 0 | 0 | 0 | 0 | 0 | 0 | 0 | 0 | 0 | 0 | 0 | 0 | 0 | 0 | 0 | 0 | 0
F5_Commercial_Hospital_New_Food Preparation_Natural Gas_Steamer_E9 | F5 | Commercial | Hospital | New | Food Preparation | Natural Gas | Steamer | E9 | RIM BC Ratio | 0 | 0 | 0 | 0 | 0 | 0 | 0 | 0 | 0 | 0 | 0 | 0 | 0 | 0 | 0 | 0 | 0 | 0 | 0 | 0 | 0 | 0 | 0 | 0 | 0 | 0 | 0 | 0 | 0 | 0 | 0 | 0 | 0
F5_Commercial_Hospital_New_Food Preparation_Natural Gas_Steamer_E10 | F5 | Commercial | Hospital | New | Food Preparation | Natural Gas | Steamer | E10 | RIM BC Ratio | 0 | 0 | 0 | 0 | 0 | 0 | 0 | 0 | 0 | 0 | 0 | 0 | 0 | 0 | 0 | 0 | 0 | 0 | 0 | 0 | 0 | 0 | 0 | 0 | 0 | 0 | 0 | 0 | 0 | 0 | 0 | 0 | 0
F0_Commercial_Hospital_New_Food Preparation_Natural Gas_Food Prep Other_E0 | F0 | Commercial | Hospital | New | Food Preparation | Natural Gas | Food Prep Other | E0 | Economic Unit | Standard | Standard | Standard | Standard | Standard | Standard | Standard | Standard | Standard | Standard | Standard | Standard | Standard | Standard | Standard | Standard | Standard | Standard | Standard | Standard | Standard | Standard | Standard | Standard | Standard | Standard | Standard | Standard | Standard | Standard | Standard | Standard | Standard
F1_Commercial_Hospital_New_Food Preparation_Natural Gas_Food Prep Other_E1 | F1 | Commercial | Hospital | New | Food Preparation | Natural Gas | Food Prep Other | E1 | CCE | 0 | 0 | 0 | 0 | 0 | 0 | 0 | 0 | 0 | 0 | 0 | 0 | 0 | 0 | 0 | 0 | 0 | 0 | 0 | 0 | 0 | 0 | 0 | 0 | 0 | 0 | 0 | 0 | 0 | 0 | 0 | 0 | 0
F1_Commercial_Hospital_New_Food Preparation_Natural Gas_Food Prep Other_E2 | F1 | Commercial | Hospital | New | Food Preparation | Natural Gas | Food Prep Other | E2 | CCE | 16.9852 | 17.5855 | 15.7861 | 16.0821 | 16.0821 | 16.0821 | 16.0821 | 16.0821 | 16.0821 | 16.0821 | 16.0821 | 16.0821 | 16.0821 | 16.0821 | 16.0821 | 16.0821 | 16.0821 | 16.0821 | 16.0821 | 16.0821 | 16.0821 | 16.0821 | 16.0821 | 16.0821 | 16.0821 | 16.0821 | 16.0821 | 16.0821 | 16.0821 | 16.0821 | 16.0821 | 16.0821 | 16.0821
F1_Commercial_Hospital_New_Food Preparation_Natural Gas_Food Prep Other_E3 | F1 | Commercial | Hospital | New | Food Preparation | Natural Gas | Food Prep Other | E3 | CCE | 0 | 0 | 0 | 0 | 0 | 0 | 0 | 0 | 0 | 0 | 0 | 0 | 0 | 0 | 0 | 0 | 0 | 0 | 0 | 0 | 0 | 0 | 0 | 0 | 0 | 0 | 0 | 0 | 0 | 0 | 0 | 0 | 0
F1_Commercial_Hospital_New_Food Preparation_Natural Gas_Food Prep Other_E4 | F1 | Commercial | Hospital | New | Food Preparation | Natural Gas | Food Prep Other | E4 | CCE | 0 | 0 | 0 | 0 | 0 | 0 | 0 | 0 | 0 | 0 | 0 | 0 | 0 | 0 | 0 | 0 | 0 | 0 | 0 | 0 | 0 | 0 | 0 | 0 | 0 | 0 | 0 | 0 | 0 | 0 | 0 | 0 | 0
F1_Commercial_Hospital_New_Food Preparation_Natural Gas_Food Prep Other_E5 | F1 | Commercial | Hospital | New | Food Preparation | Natural Gas | Food Prep Other | E5 | CCE | 0 | 0 | 0 | 0 | 0 | 0 | 0 | 0 | 0 | 0 | 0 | 0 | 0 | 0 | 0 | 0 | 0 | 0 | 0 | 0 | 0 | 0 | 0 | 0 | 0 | 0 | 0 | 0 | 0 | 0 | 0 | 0 | 0
F1_Commercial_Hospital_New_Food Preparation_Natural Gas_Food Prep Other_E6 | F1 | Commercial | Hospital | New | Food Preparation | Natural Gas | Food Prep Other | E6 | CCE | 0 | 0 | 0 | 0 | 0 | 0 | 0 | 0 | 0 | 0 | 0 | 0 | 0 | 0 | 0 | 0 | 0 | 0 | 0 | 0 | 0 | 0 | 0 | 0 | 0 | 0 | 0 | 0 | 0 | 0 | 0 | 0 | 0
F1_Commercial_Hospital_New_Food Preparation_Natural Gas_Food Prep Other_E7 | F1 | Commercial | Hospital | New | Food Preparation | Natural Gas | Food Prep Other | E7 | CCE | 0 | 0 | 0 | 0 | 0 | 0 | 0 | 0 | 0 | 0 | 0 | 0 | 0 | 0 | 0 | 0 | 0 | 0 | 0 | 0 | 0 | 0 | 0 | 0 | 0 | 0 | 0 | 0 | 0 | 0 | 0 | 0 | 0
F1_Commercial_Hospital_New_Food Preparation_Natural Gas_Food Prep Other_E8 | F1 | Commercial | Hospital | New | Food Preparation | Natural Gas | Food Prep Other | E8 | CCE | 0 | 0 | 0 | 0 | 0 | 0 | 0 | 0 | 0 | 0 | 0 | 0 | 0 | 0 | 0 | 0 | 0 | 0 | 0 | 0 | 0 | 0 | 0 | 0 | 0 | 0 | 0 | 0 | 0 | 0 | 0 | 0 | 0
F1_Commercial_Hospital_New_Food Preparation_Natural Gas_Food Prep Other_E9 | F1 | Commercial | Hospital | New | Food Preparation | Natural Gas | Food Prep Other | E9 | CCE | 0 | 0 | 0 | 0 | 0 | 0 | 0 | 0 | 0 | 0 | 0 | 0 | 0 | 0 | 0 | 0 | 0 | 0 | 0 | 0 | 0 | 0 | 0 | 0 | 0 | 0 | 0 | 0 | 0 | 0 | 0 | 0 | 0
F1_Commercial_Hospital_New_Food Preparation_Natural Gas_Food Prep Other_E10 | F1 | Commercial | Hospital | New | Food Preparation | Natural Gas | Food Prep Other | E10 | CCE | 0 | 0 | 0 | 0 | 0 | 0 | 0 | 0 | 0 | 0 | 0 | 0 | 0 | 0 | 0 | 0 | 0 | 0 | 0 | 0 | 0 | 0 | 0 | 0 | 0 | 0 | 0 | 0 | 0 | 0 | 0 | 0 | 0
F2_Commercial_Hospital_New_Food Preparation_Natural Gas_Food Prep Other_E1 | F2 | Commercial | Hospital | New | Food Preparation | Natural Gas | Food Prep Other | E1 | TRC BC Ratio | bar: 2019 to 2051
F2_Commercial_Hospital_New_Food Preparation_Natural Gas_Food Prep Other_E2 | F2 | Commercial | Hospital | New | Food Preparation | Natural Gas | Food Prep Other | E2 | TRC BC Ratio | 0.096778 | 0.096763 | 0.097228 | 0.096513 | 0.096078 | 0.096394 | 0.097347 | 0.098099 | 0.099032 | 0.099913 | 0.1008 | 0.10161 | 0.10248 | 0.1034 | 0.10427 | 0.10515 | 0.10605 | 0.10703 | 0.10805 | 0.10913 | 0.11019 | 0.1113 | 0.11232 | 0.11337 | 0.11431 | 0.11512 | 0.11585 | 0.11649 | 0.11699 | 0.11739 | 0.11761 | 0.11776 | 0.11776
F2_Commercial_Hospital_New_Food Preparation_Natural Gas_Food Prep Other_E3 | F2 | Commercial | Hospital | New | Food Preparation | Natural Gas | Food Prep Other | E3 | TRC BC Ratio | 0 | 0 | 0 | 0 | 0 | 0 | 0 | 0 | 0 | 0 | 0 | 0 | 0 | 0 | 0 | 0 | 0 | 0 | 0 | 0 | 0 | 0 | 0 | 0 | 0 | 0 | 0 | 0 | 0 | 0 | 0 | 0 | 0
F2_Commercial_Hospital_New_Food Preparation_Natural Gas_Food Prep Other_E4 | F2 | Commercial | Hospital | New | Food Preparation | Natural Gas | Food Prep Other | E4 | TRC BC Ratio | 0 | 0 | 0 | 0 | 0 | 0 | 0 | 0 | 0 | 0 | 0 | 0 | 0 | 0 | 0 | 0 | 0 | 0 | 0 | 0 | 0 | 0 | 0 | 0 | 0 | 0 | 0 | 0 | 0 | 0 | 0 | 0 | 0
F2_Commercial_Hospital_New_Food Preparation_Natural Gas_Food Prep Other_E5 | F2 | Commercial | Hospital | New | Food Preparation | Natural Gas | Food Prep Other | E5 | TRC BC Ratio | 0 | 0 | 0 | 0 | 0 | 0 | 0 | 0 | 0 | 0 | 0 | 0 | 0 | 0 | 0 | 0 | 0 | 0 | 0 | 0 | 0 | 0 | 0 | 0 | 0 | 0 | 0 | 0 | 0 | 0 | 0 | 0 | 0
F2_Commercial_Hospital_New_Food Preparation_Natural Gas_Food Prep Other_E6 | F2 | Commercial | Hospital | New | Food Preparation | Natural Gas | Food Prep Other | E6 | TRC BC Ratio | 0 | 0 | 0 | 0 | 0 | 0 | 0 | 0 | 0 | 0 | 0 | 0 | 0 | 0 | 0 | 0 | 0 | 0 | 0 | 0 | 0 | 0 | 0 | 0 | 0 | 0 | 0 | 0 | 0 | 0 | 0 | 0 | 0
F2_Commercial_Hospital_New_Food Preparation_Natural Gas_Food Prep Other_E7 | F2 | Commercial | Hospital | New | Food Preparation | Natural Gas | Food Prep Other | E7 | TRC BC Ratio | 0 | 0 | 0 | 0 | 0 | 0 | 0 | 0 | 0 | 0 | 0 | 0 | 0 | 0 | 0 | 0 | 0 | 0 | 0 | 0 | 0 | 0 | 0 | 0 | 0 | 0 | 0 | 0 | 0 | 0 | 0 | 0 | 0
F2_Commercial_Hospital_New_Food Preparation_Natural Gas_Food Prep Other_E8 | F2 | Commercial | Hospital | New | Food Preparation | Natural Gas | Food Prep Other | E8 | TRC BC Ratio | 0 | 0 | 0 | 0 | 0 | 0 | 0 | 0 | 0 | 0 | 0 | 0 | 0 | 0 | 0 | 0 | 0 | 0 | 0 | 0 | 0 | 0 | 0 | 0 | 0 | 0 | 0 | 0 | 0 | 0 | 0 | 0 | 0
F2_Commercial_Hospital_New_Food Preparation_Natural Gas_Food Prep Other_E9 | F2 | Commercial | Hospital | New | Food Preparation | Natural Gas | Food Prep Other | E9 | TRC BC Ratio | 0 | 0 | 0 | 0 | 0 | 0 | 0 | 0 | 0 | 0 | 0 | 0 | 0 | 0 | 0 | 0 | 0 | 0 | 0 | 0 | 0 | 0 | 0 | 0 | 0 | 0 | 0 | 0 | 0 | 0 | 0 | 0 | 0
F2_Commercial_Hospital_New_Food Preparation_Natural Gas_Food Prep Other_E10 | F2 | Commercial | Hospital | New | Food Preparation | Natural Gas | Food Prep Other | E10 | TRC BC Ratio | 0 | 0 | 0 | 0 | 0 | 0 | 0 | 0 | 0 | 0 | 0 | 0 | 0 | 0 | 0 | 0 | 0 | 0 | 0 | 0 | 0 | 0 | 0 | 0 | 0 | 0 | 0 | 0 | 0 | 0 | 0 | 0 | 0
F3_Commercial_Hospital_New_Food Preparation_Natural Gas_Food Prep Other_E1 | F3 | Commercial | Hospital | New | Food Preparation | Natural Gas | Food Prep Other | E1 | PACT BC Ratio | bar: 2019 to 2051
F3_Commercial_Hospital_New_Food Preparation_Natural Gas_Food Prep Other_E2 | F3 | Commercial | Hospital | New | Food Preparation | Natural Gas | Food Prep Other | E2 | PACT BC Ratio | 0.12904 | 0.12902 | 0.12964 | 0.12868 | 0.1281 | 0.12853 | 0.1298 | 0.1308 | 0.13204 | 0.13322 | 0.1344 | 0.13548 | 0.13665 | 0.13786 | 0.13902 | 0.1402 | 0.1414 | 0.14271 | 0.14407 | 0.14551 | 0.14692 | 0.14839 | 0.14976 | 0.15117 | 0.15241 | 0.15349 | 0.15447 | 0.15532 | 0.15598 | 0.15652 | 0.15682 | 0.15702 | 0.15702
F3_Commercial_Hospital_New_Food Preparation_Natural Gas_Food Prep Other_E3 | F3 | Commercial | Hospital | New | Food Preparation | Natural Gas | Food Prep Other | E3 | PACT BC Ratio | 0 | 0 | 0 | 0 | 0 | 0 | 0 | 0 | 0 | 0 | 0 | 0 | 0 | 0 | 0 | 0 | 0 | 0 | 0 | 0 | 0 | 0 | 0 | 0 | 0 | 0 | 0 | 0 | 0 | 0 | 0 | 0 | 0
F3_Commercial_Hospital_New_Food Preparation_Natural Gas_Food Prep Other_E4 | F3 | Commercial | Hospital | New | Food Preparation | Natural Gas | Food Prep Other | E4 | PACT BC Ratio | 0 | 0 | 0 | 0 | 0 | 0 | 0 | 0 | 0 | 0 | 0 | 0 | 0 | 0 | 0 | 0 | 0 | 0 | 0 | 0 | 0 | 0 | 0 | 0 | 0 | 0 | 0 | 0 | 0 | 0 | 0 | 0 | 0
F3_Commercial_Hospital_New_Food Preparation_Natural Gas_Food Prep Other_E5 | F3 | Commercial | Hospital | New | Food Preparation | Natural Gas | Food Prep Other | E5 | PACT BC Ratio | 0 | 0 | 0 | 0 | 0 | 0 | 0 | 0 | 0 | 0 | 0 | 0 | 0 | 0 | 0 | 0 | 0 | 0 | 0 | 0 | 0 | 0 | 0 | 0 | 0 | 0 | 0 | 0 | 0 | 0 | 0 | 0 | 0
F3_Commercial_Hospital_New_Food Preparation_Natural Gas_Food Prep Other_E6 | F3 | Commercial | Hospital | New | Food Preparation | Natural Gas | Food Prep Other | E6 | PACT BC Ratio | 0 | 0 | 0 | 0 | 0 | 0 | 0 | 0 | 0 | 0 | 0 | 0 | 0 | 0 | 0 | 0 | 0 | 0 | 0 | 0 | 0 | 0 | 0 | 0 | 0 | 0 | 0 | 0 | 0 | 0 | 0 | 0 | 0
F3_Commercial_Hospital_New_Food Preparation_Natural Gas_Food Prep Other_E7 | F3 | Commercial | Hospital | New | Food Preparation | Natural Gas | Food Prep Other | E7 | PACT BC Ratio | 0 | 0 | 0 | 0 | 0 | 0 | 0 | 0 | 0 | 0 | 0 | 0 | 0 | 0 | 0 | 0 | 0 | 0 | 0 | 0 | 0 | 0 | 0 | 0 | 0 | 0 | 0 | 0 | 0 | 0 | 0 | 0 | 0
F3_Commercial_Hospital_New_Food Preparation_Natural Gas_Food Prep Other_E8 | F3 | Commercial | Hospital | New | Food Preparation | Natural Gas | Food Prep Other | E8 | PACT BC Ratio | 0 | 0 | 0 | 0 | 0 | 0 | 0 | 0 | 0 | 0 | 0 | 0 | 0 | 0 | 0 | 0 | 0 | 0 | 0 | 0 | 0 | 0 | 0 | 0 | 0 | 0 | 0 | 0 | 0 | 0 | 0 | 0 | 0
F3_Commercial_Hospital_New_Food Preparation_Natural Gas_Food Prep Other_E9 | F3 | Commercial | Hospital | New | Food Preparation | Natural Gas | Food Prep Other | E9 | PACT BC Ratio | 0 | 0 | 0 | 0 | 0 | 0 | 0 | 0 | 0 | 0 | 0 | 0 | 0 | 0 | 0 | 0 | 0 | 0 | 0 | 0 | 0 | 0 | 0 | 0 | 0 | 0 | 0 | 0 | 0 | 0 | 0 | 0 | 0
F3_Commercial_Hospital_New_Food Preparation_Natural Gas_Food Prep Other_E10 | F3 | Commercial | Hospital | New | Food Preparation | Natural Gas | Food Prep Other | E10 | PACT BC Ratio | 0 | 0 | 0 | 0 | 0 | 0 | 0 | 0 | 0 | 0 | 0 | 0 | 0 | 0 | 0 | 0 | 0 | 0 | 0 | 0 | 0 | 0 | 0 | 0 | 0 | 0 | 0 | 0 | 0 | 0 | 0 | 0 | 0
F4_Commercial_Hospital_New_Food Preparation_Natural Gas_Food Prep Other_E1 | F4 | Commercial | Hospital | New | Food Preparation | Natural Gas | Food Prep Other | E1 | RVT BC Ratio | bar: 2019 to 2051
F4_Commercial_Hospital_New_Food Preparation_Natural Gas_Food Prep Other_E2 | F4 | Commercial | Hospital | New | Food Preparation | Natural Gas | Food Prep Other | E2 | RVT BC Ratio | 0.83914 | 0.83911 | 0.83978 | 0.83875 | 0.83813 | 0.83858 | 0.83995 | 0.84103 | 0.84238 | 0.84364 | 0.84492 | 0.84609 | 0.84734 | 0.84865 | 0.8499 | 0.85118 | 0.85247 | 0.85388 | 0.85535 | 0.85689 | 0.85842 | 0.86001 | 0.86148 | 0.863 | 0.86434 | 0.8655 | 0.86656 | 0.86747 | 0.86819 | 0.86877 | 0.86909 | 0.86931 | 0.86931
F4_Commercial_Hospital_New_Food Preparation_Natural Gas_Food Prep Other_E3 | F4 | Commercial | Hospital | New | Food Preparation | Natural Gas | Food Prep Other | E3 | RVT BC Ratio | 0 | 0 | 0 | 0 | 0 | 0 | 0 | 0 | 0 | 0 | 0 | 0 | 0 | 0 | 0 | 0 | 0 | 0 | 0 | 0 | 0 | 0 | 0 | 0 | 0 | 0 | 0 | 0 | 0 | 0 | 0 | 0 | 0
F4_Commercial_Hospital_New_Food Preparation_Natural Gas_Food Prep Other_E4 | F4 | Commercial | Hospital | New | Food Preparation | Natural Gas | Food Prep Other | E4 | RVT BC Ratio | 0 | 0 | 0 | 0 | 0 | 0 | 0 | 0 | 0 | 0 | 0 | 0 | 0 | 0 | 0 | 0 | 0 | 0 | 0 | 0 | 0 | 0 | 0 | 0 | 0 | 0 | 0 | 0 | 0 | 0 | 0 | 0 | 0
F4_Commercial_Hospital_New_Food Preparation_Natural Gas_Food Prep Other_E5 | F4 | Commercial | Hospital | New | Food Preparation | Natural Gas | Food Prep Other | E5 | RVT BC Ratio | 0 | 0 | 0 | 0 | 0 | 0 | 0 | 0 | 0 | 0 | 0 | 0 | 0 | 0 | 0 | 0 | 0 | 0 | 0 | 0 | 0 | 0 | 0 | 0 | 0 | 0 | 0 | 0 | 0 | 0 | 0 | 0 | 0
F4_Commercial_Hospital_New_Food Preparation_Natural Gas_Food Prep Other_E6 | F4 | Commercial | Hospital | New | Food Preparation | Natural Gas | Food Prep Other | E6 | RVT BC Ratio | 0 | 0 | 0 | 0 | 0 | 0 | 0 | 0 | 0 | 0 | 0 | 0 | 0 | 0 | 0 | 0 | 0 | 0 | 0 | 0 | 0 | 0 | 0 | 0 | 0 | 0 | 0 | 0 | 0 | 0 | 0 | 0 | 0
F4_Commercial_Hospital_New_Food Preparation_Natural Gas_Food Prep Other_E7 | F4 | Commercial | Hospital | New | Food Preparation | Natural Gas | Food Prep Other | E7 | RVT BC Ratio | 0 | 0 | 0 | 0 | 0 | 0 | 0 | 0 | 0 | 0 | 0 | 0 | 0 | 0 | 0 | 0 | 0 | 0 | 0 | 0 | 0 | 0 | 0 | 0 | 0 | 0 | 0 | 0 | 0 | 0 | 0 | 0 | 0
F4_Commercial_Hospital_New_Food Preparation_Natural Gas_Food Prep Other_E8 | F4 | Commercial | Hospital | New | Food Preparation | Natural Gas | Food Prep Other | E8 | RVT BC Ratio | 0 | 0 | 0 | 0 | 0 | 0 | 0 | 0 | 0 | 0 | 0 | 0 | 0 | 0 | 0 | 0 | 0 | 0 | 0 | 0 | 0 | 0 | 0 | 0 | 0 | 0 | 0 | 0 | 0 | 0 | 0 | 0 | 0
F4_Commercial_Hospital_New_Food Preparation_Natural Gas_Food Prep Other_E9 | F4 | Commercial | Hospital | New | Food Preparation | Natural Gas | Food Prep Other | E9 | RVT BC Ratio | 0 | 0 | 0 | 0 | 0 | 0 | 0 | 0 | 0 | 0 | 0 | 0 | 0 | 0 | 0 | 0 | 0 | 0 | 0 | 0 | 0 | 0 | 0 | 0 | 0 | 0 | 0 | 0 | 0 | 0 | 0 | 0 | 0
F4_Commercial_Hospital_New_Food Preparation_Natural Gas_Food Prep Other_E10 | F4 | Commercial | Hospital | New | Food Preparation | Natural Gas | Food Prep Other | E10 | RVT BC Ratio | 0 | 0 | 0 | 0 | 0 | 0 | 0 | 0 | 0 | 0 | 0 | 0 | 0 | 0 | 0 | 0 | 0 | 0 | 0 | 0 | 0 | 0 | 0 | 0 | 0 | 0 | 0 | 0 | 0 | 0 | 0 | 0 | 0
F5_Commercial_Hospital_New_Food Preparation_Natural Gas_Food Prep Other_E1 | F5 | Commercial | Hospital | New | Food Preparation | Natural Gas | Food Prep Other | E1 | RIM BC Ratio | bar: 2019 to 2051
F5_Commercial_Hospital_New_Food Preparation_Natural Gas_Food Prep Other_E2 | F5 | Commercial | Hospital | New | Food Preparation | Natural Gas | Food Prep Other | E2 | RIM BC Ratio | 0.11176 | 0.11174 | 0.11221 | 0.11149 | 0.11106 | 0.11138 | 0.11233 | 0.11308 | 0.11401 | 0.11488 | 0.11576 | 0.11656 | 0.11742 | 0.11832 | 0.11917 | 0.12004 | 0.12092 | 0.12187 | 0.12286 | 0.12391 | 0.12493 | 0.12599 | 0.12697 | 0.12799 | 0.12888 | 0.12965 | 0.13035 | 0.13095 | 0.13142 | 0.13181 | 0.13202 | 0.13216 | 0.13216
F5_Commercial_Hospital_New_Food Preparation_Natural Gas_Food Prep Other_E3 | F5 | Commercial | Hospital | New | Food Preparation | Natural Gas | Food Prep Other | E3 | RIM BC Ratio | 0 | 0 | 0 | 0 | 0 | 0 | 0 | 0 | 0 | 0 | 0 | 0 | 0 | 0 | 0 | 0 | 0 | 0 | 0 | 0 | 0 | 0 | 0 | 0 | 0 | 0 | 0 | 0 | 0 | 0 | 0 | 0 | 0
F5_Commercial_Hospital_New_Food Preparation_Natural Gas_Food Prep Other_E4 | F5 | Commercial | Hospital | New | Food Preparation | Natural Gas | Food Prep Other | E4 | RIM BC Ratio | 0 | 0 | 0 | 0 | 0 | 0 | 0 | 0 | 0 | 0 | 0 | 0 | 0 | 0 | 0 | 0 | 0 | 0 | 0 | 0 | 0 | 0 | 0 | 0 | 0 | 0 | 0 | 0 | 0 | 0 | 0 | 0 | 0
F5_Commercial_Hospital_New_Food Preparation_Natural Gas_Food Prep Other_E5 | F5 | Commercial | Hospital | New | Food Preparation | Natural Gas | Food Prep Other | E5 | RIM BC Ratio | 0 | 0 | 0 | 0 | 0 | 0 | 0 | 0 | 0 | 0 | 0 | 0 | 0 | 0 | 0 | 0 | 0 | 0 | 0 | 0 | 0 | 0 | 0 | 0 | 0 | 0 | 0 | 0 | 0 | 0 | 0 | 0 | 0
F5_Commercial_Hospital_New_Food Preparation_Natural Gas_Food Prep Other_E6 | F5 | Commercial | Hospital | New | Food Preparation | Natural Gas | Food Prep Other | E6 | RIM BC Ratio | 0 | 0 | 0 | 0 | 0 | 0 | 0 | 0 | 0 | 0 | 0 | 0 | 0 | 0 | 0 | 0 | 0 | 0 | 0 | 0 | 0 | 0 | 0 | 0 | 0 | 0 | 0 | 0 | 0 | 0 | 0 | 0 | 0
F5_Commercial_Hospital_New_Food Preparation_Natural Gas_Food Prep Other_E7 | F5 | Commercial | Hospital | New | Food Preparation | Natural Gas | Food Prep Other | E7 | RIM BC Ratio | 0 | 0 | 0 | 0 | 0 | 0 | 0 | 0 | 0 | 0 | 0 | 0 | 0 | 0 | 0 | 0 | 0 | 0 | 0 | 0 | 0 | 0 | 0 | 0 | 0 | 0 | 0 | 0 | 0 | 0 | 0 | 0 | 0
F5_Commercial_Hospital_New_Food Preparation_Natural Gas_Food Prep Other_E8 | F5 | Commercial | Hospital | New | Food Preparation | Natural Gas | Food Prep Other | E8 | RIM BC Ratio | 0 | 0 | 0 | 0 | 0 | 0 | 0 | 0 | 0 | 0 | 0 | 0 | 0 | 0 | 0 | 0 | 0 | 0 | 0 | 0 | 0 | 0 | 0 | 0 | 0 | 0 | 0 | 0 | 0 | 0 | 0 | 0 | 0
F5_Commercial_Hospital_New_Food Preparation_Natural Gas_Food Prep Other_E9 | F5 | Commercial | Hospital | New | Food Preparation | Natural Gas | Food Prep Other | E9 | RIM BC Ratio | 0 | 0 | 0 | 0 | 0 | 0 | 0 | 0 | 0 | 0 | 0 | 0 | 0 | 0 | 0 | 0 | 0 | 0 | 0 | 0 | 0 | 0 | 0 | 0 | 0 | 0 | 0 | 0 | 0 | 0 | 0 | 0 | 0
F5_Commercial_Hospital_New_Food Preparation_Natural Gas_Food Prep Other_E10 | F5 | Commercial | Hospital | New | Food Preparation | Natural Gas | Food Prep Other | E10 | RIM BC Ratio | 0 | 0 | 0 | 0 | 0 | 0 | 0 | 0 | 0 | 0 | 0 | 0 | 0 | 0 | 0 | 0 | 0 | 0 | 0 | 0 | 0 | 0 | 0 | 0 | 0 | 0 | 0 | 0 | 0 | 0 | 0 | 0 | 0
F0_Commercial_Hospital_New_Miscellaneous_Natural Gas_Pool Heater_E0 | F0 | Commercial | Hospital | New | Miscellaneous | Natural Gas | Pool Heater | E0 | Economic Unit | Standard (EF .78) | Standard (EF .78) | Standard (EF .78) | Standard (EF .78) | Standard (EF .78) | Standard (EF .78) | Standard (EF .78) | Standard (EF .78) | Standard (EF .78) | Standard (EF .78) | Standard (EF .78) | Standard (EF .78) | Standard (EF .78) | Standard (EF .78) | Standard (EF .78) | Standard (EF .78) | Standard (EF .78) | Standard (EF .78) | Standard (EF .78) | Standard (EF .78) | Standard (EF .78) | Standard (EF .78) | Standard (EF .78) | Standard (EF .78) | Standard (EF .78) | Standard (EF .78) | Standard (EF .78) | Standard (EF .78) | Standard (EF .78) | Standard (EF .78) | Standard (EF .78) | Standard (EF .78) | Standard (EF .78)
F1_Commercial_Hospital_New_Miscellaneous_Natural Gas_Pool Heater_E1 | F1 | Commercial | Hospital | New | Miscellaneous | Natural Gas | Pool Heater | E1 | CCE | 0 | 0 | 0 | 0 | 0 | 0 | 0 | 0 | 0 | 0 | 0 | 0 | 0 | 0 | 0 | 0 | 0 | 0 | 0 | 0 | 0 | 0 | 0 | 0 | 0 | 0 | 0 | 0 | 0 | 0 | 0 | 0 | 0
F1_Commercial_Hospital_New_Miscellaneous_Natural Gas_Pool Heater_E2 | F1 | Commercial | Hospital | New | Miscellaneous | Natural Gas | Pool Heater | E2 | CCE | 1.2677 | 1.3125 | 1.1782 | 1.2003 | 1.2003 | 1.2003 | 1.2003 | 1.2003 | 1.2003 | 1.2003 | 1.2003 | 1.2003 | 1.2003 | 1.2003 | 1.2003 | 1.2003 | 1.2003 | 1.2003 | 1.2003 | 1.2003 | 1.2003 | 1.2003 | 1.2003 | 1.2003 | 1.2003 | 1.2003 | 1.2003 | 1.2003 | 1.2003 | 1.2003 | 1.2003 | 1.2003 | 1.2003
F1_Commercial_Hospital_New_Miscellaneous_Natural Gas_Pool Heater_E3 | F1 | Commercial | Hospital | New | Miscellaneous | Natural Gas | Pool Heater | E3 | CCE | 0 | 0 | 0 | 0 | 0 | 0 | 0 | 0 | 0 | 0 | 0 | 0 | 0 | 0 | 0 | 0 | 0 | 0 | 0 | 0 | 0 | 0 | 0 | 0 | 0 | 0 | 0 | 0 | 0 | 0 | 0 | 0 | 0
F1_Commercial_Hospital_New_Miscellaneous_Natural Gas_Pool Heater_E4 | F1 | Commercial | Hospital | New | Miscellaneous | Natural Gas | Pool Heater | E4 | CCE | 0 | 0 | 0 | 0 | 0 | 0 | 0 | 0 | 0 | 0 | 0 | 0 | 0 | 0 | 0 | 0 | 0 | 0 | 0 | 0 | 0 | 0 | 0 | 0 | 0 | 0 | 0 | 0 | 0 | 0 | 0 | 0 | 0
F1_Commercial_Hospital_New_Miscellaneous_Natural Gas_Pool Heater_E5 | F1 | Commercial | Hospital | New | Miscellaneous | Natural Gas | Pool Heater | E5 | CCE | 0 | 0 | 0 | 0 | 0 | 0 | 0 | 0 | 0 | 0 | 0 | 0 | 0 | 0 | 0 | 0 | 0 | 0 | 0 | 0 | 0 | 0 | 0 | 0 | 0 | 0 | 0 | 0 | 0 | 0 | 0 | 0 | 0
F1_Commercial_Hospital_New_Miscellaneous_Natural Gas_Pool Heater_E6 | F1 | Commercial | Hospital | New | Miscellaneous | Natural Gas | Pool Heater | E6 | CCE | 0 | 0 | 0 | 0 | 0 | 0 | 0 | 0 | 0 | 0 | 0 | 0 | 0 | 0 | 0 | 0 | 0 | 0 | 0 | 0 | 0 | 0 | 0 | 0 | 0 | 0 | 0 | 0 | 0 | 0 | 0 | 0 | 0
F1_Commercial_Hospital_New_Miscellaneous_Natural Gas_Pool Heater_E7 | F1 | Commercial | Hospital | New | Miscellaneous | Natural Gas | Pool Heater | E7 | CCE | 0 | 0 | 0 | 0 | 0 | 0 | 0 | 0 | 0 | 0 | 0 | 0 | 0 | 0 | 0 | 0 | 0 | 0 | 0 | 0 | 0 | 0 | 0 | 0 | 0 | 0 | 0 | 0 | 0 | 0 | 0 | 0 | 0
F1_Commercial_Hospital_New_Miscellaneous_Natural Gas_Pool Heater_E8 | F1 | Commercial | Hospital | New | Miscellaneous | Natural Gas | Pool Heater | E8 | CCE | 0 | 0 | 0 | 0 | 0 | 0 | 0 | 0 | 0 | 0 | 0 | 0 | 0 | 0 | 0 | 0 | 0 | 0 | 0 | 0 | 0 | 0 | 0 | 0 | 0 | 0 | 0 | 0 | 0 | 0 | 0 | 0 | 0
F1_Commercial_Hospital_New_Miscellaneous_Natural Gas_Pool Heater_E9 | F1 | Commercial | Hospital | New | Miscellaneous | Natural Gas | Pool Heater | E9 | CCE | 0 | 0 | 0 | 0 | 0 | 0 | 0 | 0 | 0 | 0 | 0 | 0 | 0 | 0 | 0 | 0 | 0 | 0 | 0 | 0 | 0 | 0 | 0 | 0 | 0 | 0 | 0 | 0 | 0 | 0 | 0 | 0 | 0
F1_Commercial_Hospital_New_Miscellaneous_Natural Gas_Pool Heater_E10 | F1 | Commercial | Hospital | New | Miscellaneous | Natural Gas | Pool Heater | E10 | CCE | 0 | 0 | 0 | 0 | 0 | 0 | 0 | 0 | 0 | 0 | 0 | 0 | 0 | 0 | 0 | 0 | 0 | 0 | 0 | 0 | 0 | 0 | 0 | 0 | 0 | 0 | 0 | 0 | 0 | 0 | 0 | 0 | 0
F2_Commercial_Hospital_New_Miscellaneous_Natural Gas_Pool Heater_E1 | F2 | Commercial | Hospital | New | Miscellaneous | Natural Gas | Pool Heater | E1 | TRC BC Ratio | bar: 2019 to 2051
F2_Commercial_Hospital_New_Miscellaneous_Natural Gas_Pool Heater_E2 | F2 | Commercial | Hospital | New | Miscellaneous | Natural Gas | Pool Heater | E2 | TRC BC Ratio | 0 | 0 | 0 | 0 | 0 | 0 | 0 | 0 | 0 | 0 | 0 | 0 | 0 | 0 | 0 | 0 | 0 | 0 | 0 | 0 | 0 | 0 | 0 | 0 | 0 | 0 | 0 | 0 | 0 | 0 | 0 | 0 | 0
F2_Commercial_Hospital_New_Miscellaneous_Natural Gas_Pool Heater_E3 | F2 | Commercial | Hospital | New | Miscellaneous | Natural Gas | Pool Heater | E3 | TRC BC Ratio | 0 | 0 | 0 | 0 | 0 | 0 | 0 | 0 | 0 | 0 | 0 | 0 | 0 | 0 | 0 | 0 | 0 | 0 | 0 | 0 | 0 | 0 | 0 | 0 | 0 | 0 | 0 | 0 | 0 | 0 | 0 | 0 | 0
F2_Commercial_Hospital_New_Miscellaneous_Natural Gas_Pool Heater_E4 | F2 | Commercial | Hospital | New | Miscellaneous | Natural Gas | Pool Heater | E4 | TRC BC Ratio | 0 | 0 | 0 | 0 | 0 | 0 | 0 | 0 | 0 | 0 | 0 | 0 | 0 | 0 | 0 | 0 | 0 | 0 | 0 | 0 | 0 | 0 | 0 | 0 | 0 | 0 | 0 | 0 | 0 | 0 | 0 | 0 | 0
F2_Commercial_Hospital_New_Miscellaneous_Natural Gas_Pool Heater_E5 | F2 | Commercial | Hospital | New | Miscellaneous | Natural Gas | Pool Heater | E5 | TRC BC Ratio | 0 | 0 | 0 | 0 | 0 | 0 | 0 | 0 | 0 | 0 | 0 | 0 | 0 | 0 | 0 | 0 | 0 | 0 | 0 | 0 | 0 | 0 | 0 | 0 | 0 | 0 | 0 | 0 | 0 | 0 | 0 | 0 | 0
F2_Commercial_Hospital_New_Miscellaneous_Natural Gas_Pool Heater_E6 | F2 | Commercial | Hospital | New | Miscellaneous | Natural Gas | Pool Heater | E6 | TRC BC Ratio | 0 | 0 | 0 | 0 | 0 | 0 | 0 | 0 | 0 | 0 | 0 | 0 | 0 | 0 | 0 | 0 | 0 | 0 | 0 | 0 | 0 | 0 | 0 | 0 | 0 | 0 | 0 | 0 | 0 | 0 | 0 | 0 | 0
F2_Commercial_Hospital_New_Miscellaneous_Natural Gas_Pool Heater_E7 | F2 | Commercial | Hospital | New | Miscellaneous | Natural Gas | Pool Heater | E7 | TRC BC Ratio | 0 | 0 | 0 | 0 | 0 | 0 | 0 | 0 | 0 | 0 | 0 | 0 | 0 | 0 | 0 | 0 | 0 | 0 | 0 | 0 | 0 | 0 | 0 | 0 | 0 | 0 | 0 | 0 | 0 | 0 | 0 | 0 | 0
F2_Commercial_Hospital_New_Miscellaneous_Natural Gas_Pool Heater_E8 | F2 | Commercial | Hospital | New | Miscellaneous | Natural Gas | Pool Heater | E8 | TRC BC Ratio | 0 | 0 | 0 | 0 | 0 | 0 | 0 | 0 | 0 | 0 | 0 | 0 | 0 | 0 | 0 | 0 | 0 | 0 | 0 | 0 | 0 | 0 | 0 | 0 | 0 | 0 | 0 | 0 | 0 | 0 | 0 | 0 | 0
F2_Commercial_Hospital_New_Miscellaneous_Natural Gas_Pool Heater_E9 | F2 | Commercial | Hospital | New | Miscellaneous | Natural Gas | Pool Heater | E9 | TRC BC Ratio | 0 | 0 | 0 | 0 | 0 | 0 | 0 | 0 | 0 | 0 | 0 | 0 | 0 | 0 | 0 | 0 | 0 | 0 | 0 | 0 | 0 | 0 | 0 | 0 | 0 | 0 | 0 | 0 | 0 | 0 | 0 | 0 | 0
F2_Commercial_Hospital_New_Miscellaneous_Natural Gas_Pool Heater_E10 | F2 | Commercial | Hospital | New | Miscellaneous | Natural Gas | Pool Heater | E10 | TRC BC Ratio | 0 | 0 | 0 | 0 | 0 | 0 | 0 | 0 | 0 | 0 | 0 | 0 | 0 | 0 | 0 | 0 | 0 | 0 | 0 | 0 | 0 | 0 | 0 | 0 | 0 | 0 | 0 | 0 | 0 | 0 | 0 | 0 | 0
F3_Commercial_Hospital_New_Miscellaneous_Natural Gas_Pool Heater_E1 | F3 | Commercial | Hospital | New | Miscellaneous | Natural Gas | Pool Heater | E1 | PACT BC Ratio | bar: 2019 to 2051
F3_Commercial_Hospital_New_Miscellaneous_Natural Gas_Pool Heater_E2 | F3 | Commercial | Hospital | New | Miscellaneous | Natural Gas | Pool Heater | E2 | PACT BC Ratio | 0 | 0 | 0 | 0 | 0 | 0 | 0 | 0 | 0 | 0 | 0 | 0 | 0 | 0 | 0 | 0 | 0 | 0 | 0 | 0 | 0 | 0 | 0 | 0 | 0 | 0 | 0 | 0 | 0 | 0 | 0 | 0 | 0
F3_Commercial_Hospital_New_Miscellaneous_Natural Gas_Pool Heater_E3 | F3 | Commercial | Hospital | New | Miscellaneous | Natural Gas | Pool Heater | E3 | PACT BC Ratio | 0 | 0 | 0 | 0 | 0 | 0 | 0 | 0 | 0 | 0 | 0 | 0 | 0 | 0 | 0 | 0 | 0 | 0 | 0 | 0 | 0 | 0 | 0 | 0 | 0 | 0 | 0 | 0 | 0 | 0 | 0 | 0 | 0
F3_Commercial_Hospital_New_Miscellaneous_Natural Gas_Pool Heater_E4 | F3 | Commercial | Hospital | New | Miscellaneous | Natural Gas | Pool Heater | E4 | PACT BC Ratio | 0 | 0 | 0 | 0 | 0 | 0 | 0 | 0 | 0 | 0 | 0 | 0 | 0 | 0 | 0 | 0 | 0 | 0 | 0 | 0 | 0 | 0 | 0 | 0 | 0 | 0 | 0 | 0 | 0 | 0 | 0 | 0 | 0
F3_Commercial_Hospital_New_Miscellaneous_Natural Gas_Pool Heater_E5 | F3 | Commercial | Hospital | New | Miscellaneous | Natural Gas | Pool Heater | E5 | PACT BC Ratio | 0 | 0 | 0 | 0 | 0 | 0 | 0 | 0 | 0 | 0 | 0 | 0 | 0 | 0 | 0 | 0 | 0 | 0 | 0 | 0 | 0 | 0 | 0 | 0 | 0 | 0 | 0 | 0 | 0 | 0 | 0 | 0 | 0
F3_Commercial_Hospital_New_Miscellaneous_Natural Gas_Pool Heater_E6 | F3 | Commercial | Hospital | New | Miscellaneous | Natural Gas | Pool Heater | E6 | PACT BC Ratio | 0 | 0 | 0 | 0 | 0 | 0 | 0 | 0 | 0 | 0 | 0 | 0 | 0 | 0 | 0 | 0 | 0 | 0 | 0 | 0 | 0 | 0 | 0 | 0 | 0 | 0 | 0 | 0 | 0 | 0 | 0 | 0 | 0
F3_Commercial_Hospital_New_Miscellaneous_Natural Gas_Pool Heater_E7 | F3 | Commercial | Hospital | New | Miscellaneous | Natural Gas | Pool Heater | E7 | PACT BC Ratio | 0 | 0 | 0 | 0 | 0 | 0 | 0 | 0 | 0 | 0 | 0 | 0 | 0 | 0 | 0 | 0 | 0 | 0 | 0 | 0 | 0 | 0 | 0 | 0 | 0 | 0 | 0 | 0 | 0 | 0 | 0 | 0 | 0
F3_Commercial_Hospital_New_Miscellaneous_Natural Gas_Pool Heater_E8 | F3 | Commercial | Hospital | New | Miscellaneous | Natural Gas | Pool Heater | E8 | PACT BC Ratio | 0 | 0 | 0 | 0 | 0 | 0 | 0 | 0 | 0 | 0 | 0 | 0 | 0 | 0 | 0 | 0 | 0 | 0 | 0 | 0 | 0 | 0 | 0 | 0 | 0 | 0 | 0 | 0 | 0 | 0 | 0 | 0 | 0
F3_Commercial_Hospital_New_Miscellaneous_Natural Gas_Pool Heater_E9 | F3 | Commercial | Hospital | New | Miscellaneous | Natural Gas | Pool Heater | E9 | PACT BC Ratio | 0 | 0 | 0 | 0 | 0 | 0 | 0 | 0 | 0 | 0 | 0 | 0 | 0 | 0 | 0 | 0 | 0 | 0 | 0 | 0 | 0 | 0 | 0 | 0 | 0 | 0 | 0 | 0 | 0 | 0 | 0 | 0 | 0
F3_Commercial_Hospital_New_Miscellaneous_Natural Gas_Pool Heater_E10 | F3 | Commercial | Hospital | New | Miscellaneous | Natural Gas | Pool Heater | E10 | PACT BC Ratio | 0 | 0 | 0 | 0 | 0 | 0 | 0 | 0 | 0 | 0 | 0 | 0 | 0 | 0 | 0 | 0 | 0 | 0 | 0 | 0 | 0 | 0 | 0 | 0 | 0 | 0 | 0 | 0 | 0 | 0 | 0 | 0 | 0
F4_Commercial_Hospital_New_Miscellaneous_Natural Gas_Pool Heater_E1 | F4 | Commercial | Hospital | New | Miscellaneous | Natural Gas | Pool Heater | E1 | RVT BC Ratio | bar: 2019 to 2051
F4_Commercial_Hospital_New_Miscellaneous_Natural Gas_Pool Heater_E2 | F4 | Commercial | Hospital | New | Miscellaneous | Natural Gas | Pool Heater | E2 | RVT BC Ratio | 0.7 | 0.7 | 0.7 | 0.7 | 0.7 | 0.7 | 0.7 | 0.7 | 0.7 | 0.7 | 0.7 | 0.7 | 0.7 | 0.7 | 0.7 | 0.7 | 0.7 | 0.7 | 0.7 | 0.7 | 0.7 | 0.7 | 0.7 | 0.7 | 0.7 | 0.7 | 0.7 | 0.7 | 0.7 | 0.7 | 0.7 | 0.7 | 0.7
F4_Commercial_Hospital_New_Miscellaneous_Natural Gas_Pool Heater_E3 | F4 | Commercial | Hospital | New | Miscellaneous | Natural Gas | Pool Heater | E3 | RVT BC Ratio | 0 | 0 | 0 | 0 | 0 | 0 | 0 | 0 | 0 | 0 | 0 | 0 | 0 | 0 | 0 | 0 | 0 | 0 | 0 | 0 | 0 | 0 | 0 | 0 | 0 | 0 | 0 | 0 | 0 | 0 | 0 | 0 | 0
F4_Commercial_Hospital_New_Miscellaneous_Natural Gas_Pool Heater_E4 | F4 | Commercial | Hospital | New | Miscellaneous | Natural Gas | Pool Heater | E4 | RVT BC Ratio | 0 | 0 | 0 | 0 | 0 | 0 | 0 | 0 | 0 | 0 | 0 | 0 | 0 | 0 | 0 | 0 | 0 | 0 | 0 | 0 | 0 | 0 | 0 | 0 | 0 | 0 | 0 | 0 | 0 | 0 | 0 | 0 | 0
F4_Commercial_Hospital_New_Miscellaneous_Natural Gas_Pool Heater_E5 | F4 | Commercial | Hospital | New | Miscellaneous | Natural Gas | Pool Heater | E5 | RVT BC Ratio | 0 | 0 | 0 | 0 | 0 | 0 | 0 | 0 | 0 | 0 | 0 | 0 | 0 | 0 | 0 | 0 | 0 | 0 | 0 | 0 | 0 | 0 | 0 | 0 | 0 | 0 | 0 | 0 | 0 | 0 | 0 | 0 | 0
F4_Commercial_Hospital_New_Miscellaneous_Natural Gas_Pool Heater_E6 | F4 | Commercial | Hospital | New | Miscellaneous | Natural Gas | Pool Heater | E6 | RVT BC Ratio | 0 | 0 | 0 | 0 | 0 | 0 | 0 | 0 | 0 | 0 | 0 | 0 | 0 | 0 | 0 | 0 | 0 | 0 | 0 | 0 | 0 | 0 | 0 | 0 | 0 | 0 | 0 | 0 | 0 | 0 | 0 | 0 | 0
F4_Commercial_Hospital_New_Miscellaneous_Natural Gas_Pool Heater_E7 | F4 | Commercial | Hospital | New | Miscellaneous | Natural Gas | Pool Heater | E7 | RVT BC Ratio | 0 | 0 | 0 | 0 | 0 | 0 | 0 | 0 | 0 | 0 | 0 | 0 | 0 | 0 | 0 | 0 | 0 | 0 | 0 | 0 | 0 | 0 | 0 | 0 | 0 | 0 | 0 | 0 | 0 | 0 | 0 | 0 | 0
F4_Commercial_Hospital_New_Miscellaneous_Natural Gas_Pool Heater_E8 | F4 | Commercial | Hospital | New | Miscellaneous | Natural Gas | Pool Heater | E8 | RVT BC Ratio | 0 | 0 | 0 | 0 | 0 | 0 | 0 | 0 | 0 | 0 | 0 | 0 | 0 | 0 | 0 | 0 | 0 | 0 | 0 | 0 | 0 | 0 | 0 | 0 | 0 | 0 | 0 | 0 | 0 | 0 | 0 | 0 | 0
F4_Commercial_Hospital_New_Miscellaneous_Natural Gas_Pool Heater_E9 | F4 | Commercial | Hospital | New | Miscellaneous | Natural Gas | Pool Heater | E9 | RVT BC Ratio | 0 | 0 | 0 | 0 | 0 | 0 | 0 | 0 | 0 | 0 | 0 | 0 | 0 | 0 | 0 | 0 | 0 | 0 | 0 | 0 | 0 | 0 | 0 | 0 | 0 | 0 | 0 | 0 | 0 | 0 | 0 | 0 | 0
F4_Commercial_Hospital_New_Miscellaneous_Natural Gas_Pool Heater_E10 | F4 | Commercial | Hospital | New | Miscellaneous | Natural Gas | Pool Heater | E10 | RVT BC Ratio | 0 | 0 | 0 | 0 | 0 | 0 | 0 | 0 | 0 | 0 | 0 | 0 | 0 | 0 | 0 | 0 | 0 | 0 | 0 | 0 | 0 | 0 | 0 | 0 | 0 | 0 | 0 | 0 | 0 | 0 | 0 | 0 | 0
F5_Commercial_Hospital_New_Miscellaneous_Natural Gas_Pool Heater_E1 | F5 | Commercial | Hospital | New | Miscellaneous | Natural Gas | Pool Heater | E1 | RIM BC Ratio | bar: 2019 to 2051
F5_Commercial_Hospital_New_Miscellaneous_Natural Gas_Pool Heater_E2 | F5 | Commercial | Hospital | New | Miscellaneous | Natural Gas | Pool Heater | E2 | RIM BC Ratio | 0 | 0 | 0 | 0 | 0 | 0 | 0 | 0 | 0 | 0 | 0 | 0 | 0 | 0 | 0 | 0 | 0 | 0 | 0 | 0 | 0 | 0 | 0 | 0 | 0 | 0 | 0 | 0 | 0 | 0 | 0 | 0 | 0
F5_Commercial_Hospital_New_Miscellaneous_Natural Gas_Pool Heater_E3 | F5 | Commercial | Hospital | New | Miscellaneous | Natural Gas | Pool Heater | E3 | RIM BC Ratio | 0 | 0 | 0 | 0 | 0 | 0 | 0 | 0 | 0 | 0 | 0 | 0 | 0 | 0 | 0 | 0 | 0 | 0 | 0 | 0 | 0 | 0 | 0 | 0 | 0 | 0 | 0 | 0 | 0 | 0 | 0 | 0 | 0
F5_Commercial_Hospital_New_Miscellaneous_Natural Gas_Pool Heater_E4 | F5 | Commercial | Hospital | New | Miscellaneous | Natural Gas | Pool Heater | E4 | RIM BC Ratio | 0 | 0 | 0 | 0 | 0 | 0 | 0 | 0 | 0 | 0 | 0 | 0 | 0 | 0 | 0 | 0 | 0 | 0 | 0 | 0 | 0 | 0 | 0 | 0 | 0 | 0 | 0 | 0 | 0 | 0 | 0 | 0 | 0
F5_Commercial_Hospital_New_Miscellaneous_Natural Gas_Pool Heater_E5 | F5 | Commercial | Hospital | New | Miscellaneous | Natural Gas | Pool Heater | E5 | RIM BC Ratio | 0 | 0 | 0 | 0 | 0 | 0 | 0 | 0 | 0 | 0 | 0 | 0 | 0 | 0 | 0 | 0 | 0 | 0 | 0 | 0 | 0 | 0 | 0 | 0 | 0 | 0 | 0 | 0 | 0 | 0 | 0 | 0 | 0
F5_Commercial_Hospital_New_Miscellaneous_Natural Gas_Pool Heater_E6 | F5 | Commercial | Hospital | New | Miscellaneous | Natural Gas | Pool Heater | E6 | RIM BC Ratio | 0 | 0 | 0 | 0 | 0 | 0 | 0 | 0 | 0 | 0 | 0 | 0 | 0 | 0 | 0 | 0 | 0 | 0 | 0 | 0 | 0 | 0 | 0 | 0 | 0 | 0 | 0 | 0 | 0 | 0 | 0 | 0 | 0
F5_Commercial_Hospital_New_Miscellaneous_Natural Gas_Pool Heater_E7 | F5 | Commercial | Hospital | New | Miscellaneous | Natural Gas | Pool Heater | E7 | RIM BC Ratio | 0 | 0 | 0 | 0 | 0 | 0 | 0 | 0 | 0 | 0 | 0 | 0 | 0 | 0 | 0 | 0 | 0 | 0 | 0 | 0 | 0 | 0 | 0 | 0 | 0 | 0 | 0 | 0 | 0 | 0 | 0 | 0 | 0
F5_Commercial_Hospital_New_Miscellaneous_Natural Gas_Pool Heater_E8 | F5 | Commercial | Hospital | New | Miscellaneous | Natural Gas | Pool Heater | E8 | RIM BC Ratio | 0 | 0 | 0 | 0 | 0 | 0 | 0 | 0 | 0 | 0 | 0 | 0 | 0 | 0 | 0 | 0 | 0 | 0 | 0 | 0 | 0 | 0 | 0 | 0 | 0 | 0 | 0 | 0 | 0 | 0 | 0 | 0 | 0
F5_Commercial_Hospital_New_Miscellaneous_Natural Gas_Pool Heater_E9 | F5 | Commercial | Hospital | New | Miscellaneous | Natural Gas | Pool Heater | E9 | RIM BC Ratio | 0 | 0 | 0 | 0 | 0 | 0 | 0 | 0 | 0 | 0 | 0 | 0 | 0 | 0 | 0 | 0 | 0 | 0 | 0 | 0 | 0 | 0 | 0 | 0 | 0 | 0 | 0 | 0 | 0 | 0 | 0 | 0 | 0
F5_Commercial_Hospital_New_Miscellaneous_Natural Gas_Pool Heater_E10 | F5 | Commercial | Hospital | New | Miscellaneous | Natural Gas | Pool Heater | E10 | RIM BC Ratio | 0 | 0 | 0 | 0 | 0 | 0 | 0 | 0 | 0 | 0 | 0 | 0 | 0 | 0 | 0 | 0 | 0 | 0 | 0 | 0 | 0 | 0 | 0 | 0 | 0 | 0 | 0 | 0 | 0 | 0 | 0 | 0 | 0
F0_Commercial_Hospital_New_Miscellaneous_Natural Gas_Miscellaneous_E0 | F0 | Commercial | Hospital | New | Miscellaneous | Natural Gas | Miscellaneous | E0 | Economic Unit | Miscellaneous | Miscellaneous | Miscellaneous | Miscellaneous | Miscellaneous | Miscellaneous | Miscellaneous | Miscellaneous | Miscellaneous | Miscellaneous | Miscellaneous | Miscellaneous | Miscellaneous | Miscellaneous | Miscellaneous | Miscellaneous | Miscellaneous | Miscellaneous | Miscellaneous | Miscellaneous | Miscellaneous | Miscellaneous | Miscellaneous | Miscellaneous | Miscellaneous | Miscellaneous | Miscellaneous | Miscellaneous | Miscellaneous | Miscellaneous | Miscellaneous | Miscellaneous | Miscellaneous
F1_Commercial_Hospital_New_Miscellaneous_Natural Gas_Miscellaneous_E1 | F1 | Commercial | Hospital | New | Miscellaneous | Natural Gas | Miscellaneous | E1 | CCE | 0 | 0 | 0 | 0 | 0 | 0 | 0 | 0 | 0 | 0 | 0 | 0 | 0 | 0 | 0 | 0 | 0 | 0 | 0 | 0 | 0 | 0 | 0 | 0 | 0 | 0 | 0 | 0 | 0 | 0 | 0 | 0 | 0
F1_Commercial_Hospital_New_Miscellaneous_Natural Gas_Miscellaneous_E2 | F1 | Commercial | Hospital | New | Miscellaneous | Natural Gas | Miscellaneous | E2 | CCE | 0 | 0 | 0 | 0 | 0 | 0 | 0 | 0 | 0 | 0 | 0 | 0 | 0 | 0 | 0 | 0 | 0 | 0 | 0 | 0 | 0 | 0 | 0 | 0 | 0 | 0 | 0 | 0 | 0 | 0 | 0 | 0 | 0
F1_Commercial_Hospital_New_Miscellaneous_Natural Gas_Miscellaneous_E3 | F1 | Commercial | Hospital | New | Miscellaneous | Natural Gas | Miscellaneous | E3 | CCE | 0 | 0 | 0 | 0 | 0 | 0 | 0 | 0 | 0 | 0 | 0 | 0 | 0 | 0 | 0 | 0 | 0 | 0 | 0 | 0 | 0 | 0 | 0 | 0 | 0 | 0 | 0 | 0 | 0 | 0 | 0 | 0 | 0
F1_Commercial_Hospital_New_Miscellaneous_Natural Gas_Miscellaneous_E4 | F1 | Commercial | Hospital | New | Miscellaneous | Natural Gas | Miscellaneous | E4 | CCE | 0 | 0 | 0 | 0 | 0 | 0 | 0 | 0 | 0 | 0 | 0 | 0 | 0 | 0 | 0 | 0 | 0 | 0 | 0 | 0 | 0 | 0 | 0 | 0 | 0 | 0 | 0 | 0 | 0 | 0 | 0 | 0 | 0
F1_Commercial_Hospital_New_Miscellaneous_Natural Gas_Miscellaneous_E5 | F1 | Commercial | Hospital | New | Miscellaneous | Natural Gas | Miscellaneous | E5 | CCE | 0 | 0 | 0 | 0 | 0 | 0 | 0 | 0 | 0 | 0 | 0 | 0 | 0 | 0 | 0 | 0 | 0 | 0 | 0 | 0 | 0 | 0 | 0 | 0 | 0 | 0 | 0 | 0 | 0 | 0 | 0 | 0 | 0
F1_Commercial_Hospital_New_Miscellaneous_Natural Gas_Miscellaneous_E6 | F1 | Commercial | Hospital | New | Miscellaneous | Natural Gas | Miscellaneous | E6 | CCE | 0 | 0 | 0 | 0 | 0 | 0 | 0 | 0 | 0 | 0 | 0 | 0 | 0 | 0 | 0 | 0 | 0 | 0 | 0 | 0 | 0 | 0 | 0 | 0 | 0 | 0 | 0 | 0 | 0 | 0 | 0 | 0 | 0
F1_Commercial_Hospital_New_Miscellaneous_Natural Gas_Miscellaneous_E7 | F1 | Commercial | Hospital | New | Miscellaneous | Natural Gas | Miscellaneous | E7 | CCE | 0 | 0 | 0 | 0 | 0 | 0 | 0 | 0 | 0 | 0 | 0 | 0 | 0 | 0 | 0 | 0 | 0 | 0 | 0 | 0 | 0 | 0 | 0 | 0 | 0 | 0 | 0 | 0 | 0 | 0 | 0 | 0 | 0
F1_Commercial_Hospital_New_Miscellaneous_Natural Gas_Miscellaneous_E8 | F1 | Commercial | Hospital | New | Miscellaneous | Natural Gas | Miscellaneous | E8 | CCE | 0 | 0 | 0 | 0 | 0 | 0 | 0 | 0 | 0 | 0 | 0 | 0 | 0 | 0 | 0 | 0 | 0 | 0 | 0 | 0 | 0 | 0 | 0 | 0 | 0 | 0 | 0 | 0 | 0 | 0 | 0 | 0 | 0
F1_Commercial_Hospital_New_Miscellaneous_Natural Gas_Miscellaneous_E9 | F1 | Commercial | Hospital | New | Miscellaneous | Natural Gas | Miscellaneous | E9 | CCE | 0 | 0 | 0 | 0 | 0 | 0 | 0 | 0 | 0 | 0 | 0 | 0 | 0 | 0 | 0 | 0 | 0 | 0 | 0 | 0 | 0 | 0 | 0 | 0 | 0 | 0 | 0 | 0 | 0 | 0 | 0 | 0 | 0
F1_Commercial_Hospital_New_Miscellaneous_Natural Gas_Miscellaneous_E10 | F1 | Commercial | Hospital | New | Miscellaneous | Natural Gas | Miscellaneous | E10 | CCE | 0 | 0 | 0 | 0 | 0 | 0 | 0 | 0 | 0 | 0 | 0 | 0 | 0 | 0 | 0 | 0 | 0 | 0 | 0 | 0 | 0 | 0 | 0 | 0 | 0 | 0 | 0 | 0 | 0 | 0 | 0 | 0 | 0
F2_Commercial_Hospital_New_Miscellaneous_Natural Gas_Miscellaneous_E1 | F2 | Commercial | Hospital | New | Miscellaneous | Natural Gas | Miscellaneous | E1 | TRC BC Ratio | bar: 2019 to 2051
F2_Commercial_Hospital_New_Miscellaneous_Natural Gas_Miscellaneous_E2 | F2 | Commercial | Hospital | New | Miscellaneous | Natural Gas | Miscellaneous | E2 | TRC BC Ratio | 0 | 0 | 0 | 0 | 0 | 0 | 0 | 0 | 0 | 0 | 0 | 0 | 0 | 0 | 0 | 0 | 0 | 0 | 0 | 0 | 0 | 0 | 0 | 0 | 0 | 0 | 0 | 0 | 0 | 0 | 0 | 0 | 0
F2_Commercial_Hospital_New_Miscellaneous_Natural Gas_Miscellaneous_E3 | F2 | Commercial | Hospital | New | Miscellaneous | Natural Gas | Miscellaneous | E3 | TRC BC Ratio | 0 | 0 | 0 | 0 | 0 | 0 | 0 | 0 | 0 | 0 | 0 | 0 | 0 | 0 | 0 | 0 | 0 | 0 | 0 | 0 | 0 | 0 | 0 | 0 | 0 | 0 | 0 | 0 | 0 | 0 | 0 | 0 | 0
F2_Commercial_Hospital_New_Miscellaneous_Natural Gas_Miscellaneous_E4 | F2 | Commercial | Hospital | New | Miscellaneous | Natural Gas | Miscellaneous | E4 | TRC BC Ratio | 0 | 0 | 0 | 0 | 0 | 0 | 0 | 0 | 0 | 0 | 0 | 0 | 0 | 0 | 0 | 0 | 0 | 0 | 0 | 0 | 0 | 0 | 0 | 0 | 0 | 0 | 0 | 0 | 0 | 0 | 0 | 0 | 0
F2_Commercial_Hospital_New_Miscellaneous_Natural Gas_Miscellaneous_E5 | F2 | Commercial | Hospital | New | Miscellaneous | Natural Gas | Miscellaneous | E5 | TRC BC Ratio | 0 | 0 | 0 | 0 | 0 | 0 | 0 | 0 | 0 | 0 | 0 | 0 | 0 | 0 | 0 | 0 | 0 | 0 | 0 | 0 | 0 | 0 | 0 | 0 | 0 | 0 | 0 | 0 | 0 | 0 | 0 | 0 | 0
F2_Commercial_Hospital_New_Miscellaneous_Natural Gas_Miscellaneous_E6 | F2 | Commercial | Hospital | New | Miscellaneous | Natural Gas | Miscellaneous | E6 | TRC BC Ratio | 0 | 0 | 0 | 0 | 0 | 0 | 0 | 0 | 0 | 0 | 0 | 0 | 0 | 0 | 0 | 0 | 0 | 0 | 0 | 0 | 0 | 0 | 0 | 0 | 0 | 0 | 0 | 0 | 0 | 0 | 0 | 0 | 0
F2_Commercial_Hospital_New_Miscellaneous_Natural Gas_Miscellaneous_E7 | F2 | Commercial | Hospital | New | Miscellaneous | Natural Gas | Miscellaneous | E7 | TRC BC Ratio | 0 | 0 | 0 | 0 | 0 | 0 | 0 | 0 | 0 | 0 | 0 | 0 | 0 | 0 | 0 | 0 | 0 | 0 | 0 | 0 | 0 | 0 | 0 | 0 | 0 | 0 | 0 | 0 | 0 | 0 | 0 | 0 | 0
F2_Commercial_Hospital_New_Miscellaneous_Natural Gas_Miscellaneous_E8 | F2 | Commercial | Hospital | New | Miscellaneous | Natural Gas | Miscellaneous | E8 | TRC BC Ratio | 0 | 0 | 0 | 0 | 0 | 0 | 0 | 0 | 0 | 0 | 0 | 0 | 0 | 0 | 0 | 0 | 0 | 0 | 0 | 0 | 0 | 0 | 0 | 0 | 0 | 0 | 0 | 0 | 0 | 0 | 0 | 0 | 0
F2_Commercial_Hospital_New_Miscellaneous_Natural Gas_Miscellaneous_E9 | F2 | Commercial | Hospital | New | Miscellaneous | Natural Gas | Miscellaneous | E9 | TRC BC Ratio | 0 | 0 | 0 | 0 | 0 | 0 | 0 | 0 | 0 | 0 | 0 | 0 | 0 | 0 | 0 | 0 | 0 | 0 | 0 | 0 | 0 | 0 | 0 | 0 | 0 | 0 | 0 | 0 | 0 | 0 | 0 | 0 | 0
F2_Commercial_Hospital_New_Miscellaneous_Natural Gas_Miscellaneous_E10 | F2 | Commercial | Hospital | New | Miscellaneous | Natural Gas | Miscellaneous | E10 | TRC BC Ratio | 0 | 0 | 0 | 0 | 0 | 0 | 0 | 0 | 0 | 0 | 0 | 0 | 0 | 0 | 0 | 0 | 0 | 0 | 0 | 0 | 0 | 0 | 0 | 0 | 0 | 0 | 0 | 0 | 0 | 0 | 0 | 0 | 0
F3_Commercial_Hospital_New_Miscellaneous_Natural Gas_Miscellaneous_E1 | F3 | Commercial | Hospital | New | Miscellaneous | Natural Gas | Miscellaneous | E1 | PACT BC Ratio | bar: 2019 to 2051
F3_Commercial_Hospital_New_Miscellaneous_Natural Gas_Miscellaneous_E2 | F3 | Commercial | Hospital | New | Miscellaneous | Natural Gas | Miscellaneous | E2 | PACT BC Ratio | 0 | 0 | 0 | 0 | 0 | 0 | 0 | 0 | 0 | 0 | 0 | 0 | 0 | 0 | 0 | 0 | 0 | 0 | 0 | 0 | 0 | 0 | 0 | 0 | 0 | 0 | 0 | 0 | 0 | 0 | 0 | 0 | 0
F3_Commercial_Hospital_New_Miscellaneous_Natural Gas_Miscellaneous_E3 | F3 | Commercial | Hospital | New | Miscellaneous | Natural Gas | Miscellaneous | E3 | PACT BC Ratio | 0 | 0 | 0 | 0 | 0 | 0 | 0 | 0 | 0 | 0 | 0 | 0 | 0 | 0 | 0 | 0 | 0 | 0 | 0 | 0 | 0 | 0 | 0 | 0 | 0 | 0 | 0 | 0 | 0 | 0 | 0 | 0 | 0
F3_Commercial_Hospital_New_Miscellaneous_Natural Gas_Miscellaneous_E4 | F3 | Commercial | Hospital | New | Miscellaneous | Natural Gas | Miscellaneous | E4 | PACT BC Ratio | 0 | 0 | 0 | 0 | 0 | 0 | 0 | 0 | 0 | 0 | 0 | 0 | 0 | 0 | 0 | 0 | 0 | 0 | 0 | 0 | 0 | 0 | 0 | 0 | 0 | 0 | 0 | 0 | 0 | 0 | 0 | 0 | 0
F3_Commercial_Hospital_New_Miscellaneous_Natural Gas_Miscellaneous_E5 | F3 | Commercial | Hospital | New | Miscellaneous | Natural Gas | Miscellaneous | E5 | PACT BC Ratio | 0 | 0 | 0 | 0 | 0 | 0 | 0 | 0 | 0 | 0 | 0 | 0 | 0 | 0 | 0 | 0 | 0 | 0 | 0 | 0 | 0 | 0 | 0 | 0 | 0 | 0 | 0 | 0 | 0 | 0 | 0 | 0 | 0
F3_Commercial_Hospital_New_Miscellaneous_Natural Gas_Miscellaneous_E6 | F3 | Commercial | Hospital | New | Miscellaneous | Natural Gas | Miscellaneous | E6 | PACT BC Ratio | 0 | 0 | 0 | 0 | 0 | 0 | 0 | 0 | 0 | 0 | 0 | 0 | 0 | 0 | 0 | 0 | 0 | 0 | 0 | 0 | 0 | 0 | 0 | 0 | 0 | 0 | 0 | 0 | 0 | 0 | 0 | 0 | 0
F3_Commercial_Hospital_New_Miscellaneous_Natural Gas_Miscellaneous_E7 | F3 | Commercial | Hospital | New | Miscellaneous | Natural Gas | Miscellaneous | E7 | PACT BC Ratio | 0 | 0 | 0 | 0 | 0 | 0 | 0 | 0 | 0 | 0 | 0 | 0 | 0 | 0 | 0 | 0 | 0 | 0 | 0 | 0 | 0 | 0 | 0 | 0 | 0 | 0 | 0 | 0 | 0 | 0 | 0 | 0 | 0
F3_Commercial_Hospital_New_Miscellaneous_Natural Gas_Miscellaneous_E8 | F3 | Commercial | Hospital | New | Miscellaneous | Natural Gas | Miscellaneous | E8 | PACT BC Ratio | 0 | 0 | 0 | 0 | 0 | 0 | 0 | 0 | 0 | 0 | 0 | 0 | 0 | 0 | 0 | 0 | 0 | 0 | 0 | 0 | 0 | 0 | 0 | 0 | 0 | 0 | 0 | 0 | 0 | 0 | 0 | 0 | 0
F3_Commercial_Hospital_New_Miscellaneous_Natural Gas_Miscellaneous_E9 | F3 | Commercial | Hospital | New | Miscellaneous | Natural Gas | Miscellaneous | E9 | PACT BC Ratio | 0 | 0 | 0 | 0 | 0 | 0 | 0 | 0 | 0 | 0 | 0 | 0 | 0 | 0 | 0 | 0 | 0 | 0 | 0 | 0 | 0 | 0 | 0 | 0 | 0 | 0 | 0 | 0 | 0 | 0 | 0 | 0 | 0
F3_Commercial_Hospital_New_Miscellaneous_Natural Gas_Miscellaneous_E10 | F3 | Commercial | Hospital | New | Miscellaneous | Natural Gas | Miscellaneous | E10 | PACT BC Ratio | 0 | 0 | 0 | 0 | 0 | 0 | 0 | 0 | 0 | 0 | 0 | 0 | 0 | 0 | 0 | 0 | 0 | 0 | 0 | 0 | 0 | 0 | 0 | 0 | 0 | 0 | 0 | 0 | 0 | 0 | 0 | 0 | 0
F4_Commercial_Hospital_New_Miscellaneous_Natural Gas_Miscellaneous_E1 | F4 | Commercial | Hospital | New | Miscellaneous | Natural Gas | Miscellaneous | E1 | RVT BC Ratio | bar: 2019 to 2051
F4_Commercial_Hospital_New_Miscellaneous_Natural Gas_Miscellaneous_E2 | F4 | Commercial | Hospital | New | Miscellaneous | Natural Gas | Miscellaneous | E2 | RVT BC Ratio | 0 | 0 | 0 | 0 | 0 | 0 | 0 | 0 | 0 | 0 | 0 | 0 | 0 | 0 | 0 | 0 | 0 | 0 | 0 | 0 | 0 | 0 | 0 | 0 | 0 | 0 | 0 | 0 | 0 | 0 | 0 | 0 | 0
F4_Commercial_Hospital_New_Miscellaneous_Natural Gas_Miscellaneous_E3 | F4 | Commercial | Hospital | New | Miscellaneous | Natural Gas | Miscellaneous | E3 | RVT BC Ratio | 0 | 0 | 0 | 0 | 0 | 0 | 0 | 0 | 0 | 0 | 0 | 0 | 0 | 0 | 0 | 0 | 0 | 0 | 0 | 0 | 0 | 0 | 0 | 0 | 0 | 0 | 0 | 0 | 0 | 0 | 0 | 0 | 0
F4_Commercial_Hospital_New_Miscellaneous_Natural Gas_Miscellaneous_E4 | F4 | Commercial | Hospital | New | Miscellaneous | Natural Gas | Miscellaneous | E4 | RVT BC Ratio | 0 | 0 | 0 | 0 | 0 | 0 | 0 | 0 | 0 | 0 | 0 | 0 | 0 | 0 | 0 | 0 | 0 | 0 | 0 | 0 | 0 | 0 | 0 | 0 | 0 | 0 | 0 | 0 | 0 | 0 | 0 | 0 | 0
F4_Commercial_Hospital_New_Miscellaneous_Natural Gas_Miscellaneous_E5 | F4 | Commercial | Hospital | New | Miscellaneous | Natural Gas | Miscellaneous | E5 | RVT BC Ratio | 0 | 0 | 0 | 0 | 0 | 0 | 0 | 0 | 0 | 0 | 0 | 0 | 0 | 0 | 0 | 0 | 0 | 0 | 0 | 0 | 0 | 0 | 0 | 0 | 0 | 0 | 0 | 0 | 0 | 0 | 0 | 0 | 0
F4_Commercial_Hospital_New_Miscellaneous_Natural Gas_Miscellaneous_E6 | F4 | Commercial | Hospital | New | Miscellaneous | Natural Gas | Miscellaneous | E6 | RVT BC Ratio | 0 | 0 | 0 | 0 | 0 | 0 | 0 | 0 | 0 | 0 | 0 | 0 | 0 | 0 | 0 | 0 | 0 | 0 | 0 | 0 | 0 | 0 | 0 | 0 | 0 | 0 | 0 | 0 | 0 | 0 | 0 | 0 | 0
F4_Commercial_Hospital_New_Miscellaneous_Natural Gas_Miscellaneous_E7 | F4 | Commercial | Hospital | New | Miscellaneous | Natural Gas | Miscellaneous | E7 | RVT BC Ratio | 0 | 0 | 0 | 0 | 0 | 0 | 0 | 0 | 0 | 0 | 0 | 0 | 0 | 0 | 0 | 0 | 0 | 0 | 0 | 0 | 0 | 0 | 0 | 0 | 0 | 0 | 0 | 0 | 0 | 0 | 0 | 0 | 0
F4_Commercial_Hospital_New_Miscellaneous_Natural Gas_Miscellaneous_E8 | F4 | Commercial | Hospital | New | Miscellaneous | Natural Gas | Miscellaneous | E8 | RVT BC Ratio | 0 | 0 | 0 | 0 | 0 | 0 | 0 | 0 | 0 | 0 | 0 | 0 | 0 | 0 | 0 | 0 | 0 | 0 | 0 | 0 | 0 | 0 | 0 | 0 | 0 | 0 | 0 | 0 | 0 | 0 | 0 | 0 | 0
F4_Commercial_Hospital_New_Miscellaneous_Natural Gas_Miscellaneous_E9 | F4 | Commercial | Hospital | New | Miscellaneous | Natural Gas | Miscellaneous | E9 | RVT BC Ratio | 0 | 0 | 0 | 0 | 0 | 0 | 0 | 0 | 0 | 0 | 0 | 0 | 0 | 0 | 0 | 0 | 0 | 0 | 0 | 0 | 0 | 0 | 0 | 0 | 0 | 0 | 0 | 0 | 0 | 0 | 0 | 0 | 0
F4_Commercial_Hospital_New_Miscellaneous_Natural Gas_Miscellaneous_E10 | F4 | Commercial | Hospital | New | Miscellaneous | Natural Gas | Miscellaneous | E10 | RVT BC Ratio | 0 | 0 | 0 | 0 | 0 | 0 | 0 | 0 | 0 | 0 | 0 | 0 | 0 | 0 | 0 | 0 | 0 | 0 | 0 | 0 | 0 | 0 | 0 | 0 | 0 | 0 | 0 | 0 | 0 | 0 | 0 | 0 | 0
F5_Commercial_Hospital_New_Miscellaneous_Natural Gas_Miscellaneous_E1 | F5 | Commercial | Hospital | New | Miscellaneous | Natural Gas | Miscellaneous | E1 | RIM BC Ratio | bar: 2019 to 2051
F5_Commercial_Hospital_New_Miscellaneous_Natural Gas_Miscellaneous_E2 | F5 | Commercial | Hospital | New | Miscellaneous | Natural Gas | Miscellaneous | E2 | RIM BC Ratio | 0 | 0 | 0 | 0 | 0 | 0 | 0 | 0 | 0 | 0 | 0 | 0 | 0 | 0 | 0 | 0 | 0 | 0 | 0 | 0 | 0 | 0 | 0 | 0 | 0 | 0 | 0 | 0 | 0 | 0 | 0 | 0 | 0
F5_Commercial_Hospital_New_Miscellaneous_Natural Gas_Miscellaneous_E3 | F5 | Commercial | Hospital | New | Miscellaneous | Natural Gas | Miscellaneous | E3 | RIM BC Ratio | 0 | 0 | 0 | 0 | 0 | 0 | 0 | 0 | 0 | 0 | 0 | 0 | 0 | 0 | 0 | 0 | 0 | 0 | 0 | 0 | 0 | 0 | 0 | 0 | 0 | 0 | 0 | 0 | 0 | 0 | 0 | 0 | 0
F5_Commercial_Hospital_New_Miscellaneous_Natural Gas_Miscellaneous_E4 | F5 | Commercial | Hospital | New | Miscellaneous | Natural Gas | Miscellaneous | E4 | RIM BC Ratio | 0 | 0 | 0 | 0 | 0 | 0 | 0 | 0 | 0 | 0 | 0 | 0 | 0 | 0 | 0 | 0 | 0 | 0 | 0 | 0 | 0 | 0 | 0 | 0 | 0 | 0 | 0 | 0 | 0 | 0 | 0 | 0 | 0
F5_Commercial_Hospital_New_Miscellaneous_Natural Gas_Miscellaneous_E5 | F5 | Commercial | Hospital | New | Miscellaneous | Natural Gas | Miscellaneous | E5 | RIM BC Ratio | 0 | 0 | 0 | 0 | 0 | 0 | 0 | 0 | 0 | 0 | 0 | 0 | 0 | 0 | 0 | 0 | 0 | 0 | 0 | 0 | 0 | 0 | 0 | 0 | 0 | 0 | 0 | 0 | 0 | 0 | 0 | 0 | 0
F5_Commercial_Hospital_New_Miscellaneous_Natural Gas_Miscellaneous_E6 | F5 | Commercial | Hospital | New | Miscellaneous | Natural Gas | Miscellaneous | E6 | RIM BC Ratio | 0 | 0 | 0 | 0 | 0 | 0 | 0 | 0 | 0 | 0 | 0 | 0 | 0 | 0 | 0 | 0 | 0 | 0 | 0 | 0 | 0 | 0 | 0 | 0 | 0 | 0 | 0 | 0 | 0 | 0 | 0 | 0 | 0
F5_Commercial_Hospital_New_Miscellaneous_Natural Gas_Miscellaneous_E7 | F5 | Commercial | Hospital | New | Miscellaneous | Natural Gas | Miscellaneous | E7 | RIM BC Ratio | 0 | 0 | 0 | 0 | 0 | 0 | 0 | 0 | 0 | 0 | 0 | 0 | 0 | 0 | 0 | 0 | 0 | 0 | 0 | 0 | 0 | 0 | 0 | 0 | 0 | 0 | 0 | 0 | 0 | 0 | 0 | 0 | 0
F5_Commercial_Hospital_New_Miscellaneous_Natural Gas_Miscellaneous_E8 | F5 | Commercial | Hospital | New | Miscellaneous | Natural Gas | Miscellaneous | E8 | RIM BC Ratio | 0 | 0 | 0 | 0 | 0 | 0 | 0 | 0 | 0 | 0 | 0 | 0 | 0 | 0 | 0 | 0 | 0 | 0 | 0 | 0 | 0 | 0 | 0 | 0 | 0 | 0 | 0 | 0 | 0 | 0 | 0 | 0 | 0
F5_Commercial_Hospital_New_Miscellaneous_Natural Gas_Miscellaneous_E9 | F5 | Commercial | Hospital | New | Miscellaneous | Natural Gas | Miscellaneous | E9 | RIM BC Ratio | 0 | 0 | 0 | 0 | 0 | 0 | 0 | 0 | 0 | 0 | 0 | 0 | 0 | 0 | 0 | 0 | 0 | 0 | 0 | 0 | 0 | 0 | 0 | 0 | 0 | 0 | 0 | 0 | 0 | 0 | 0 | 0 | 0
F5_Commercial_Hospital_New_Miscellaneous_Natural Gas_Miscellaneous_E10 | F5 | Commercial | Hospital | New | Miscellaneous | Natural Gas | Miscellaneous | E10 | RIM BC Ratio | 0 | 0 | 0 | 0 | 0 | 0 | 0 | 0 | 0 | 0 | 0 | 0 | 0 | 0 | 0 | 0 | 0 | 0 | 0 | 0 | 0 | 0 | 0 | 0 | 0 | 0 | 0 | 0 | 0 | 0 | 0 | 0 | 0
F0_Commercial_Other Health_Existing_Space Heating_Natural Gas_Furnace_E0 | F0 | Commercial | Other Health | Existing | Space Heating | Natural Gas | Furnace | E0 | Economic Unit | AFUE 96% | AFUE 96% | AFUE 96% | AFUE 96% | AFUE 96% | AFUE 91% (WA State Min 2023) | AFUE 91% (WA State Min 2023) | AFUE 91% (WA State Min 2023) | AFUE 91% (WA State Min 2023) | AFUE 91% (WA State Min 2023) | AFUE 91% (WA State Min 2023) | AFUE 91% (WA State Min 2023) | AFUE 91% (WA State Min 2023) | AFUE 91% (WA State Min 2023) | AFUE 91% (WA State Min 2023) | AFUE 91% (WA State Min 2023) | AFUE 91% (WA State Min 2023) | AFUE 91% (WA State Min 2023) | AFUE 91% (WA State Min 2023) | AFUE 91% (WA State Min 2023) | AFUE 91% (WA State Min 2023) | AFUE 91% (WA State Min 2023) | AFUE 91% (WA State Min 2023) | AFUE 91% (WA State Min 2023) | AFUE 91% (WA State Min 2023) | AFUE 91% (WA State Min 2023) | AFUE 91% (WA State Min 2023) | AFUE 91% (WA State Min 2023) | AFUE 91% (WA State Min 2023) | AFUE 91% (WA State Min 2023) | AFUE 91% (WA State Min 2023) | AFUE 91% (WA State Min 2023) | AFUE 91% (WA State Min 2023)
F1_Commercial_Other Health_Existing_Space Heating_Natural Gas_Furnace_E1 | F1 | Commercial | Other Health | Existing | Space Heating | Natural Gas | Furnace | E1 | CCE | 0 | 0 | 0 | 0 | 0 | 0 | 0 | 0 | 0 | 0 | 0 | 0 | 0 | 0 | 0 | 0 | 0 | 0 | 0 | 0 | 0 | 0 | 0 | 0 | 0 | 0 | 0 | 0 | 0 | 0 | 0 | 0 | 0
F1_Commercial_Other Health_Existing_Space Heating_Natural Gas_Furnace_E2 | F1 | Commercial | Other Health | Existing | Space Heating | Natural Gas | Furnace | E2 | CCE | 0.077562 | 0.080303 | 0.07247 | 0.074224 | 0.074623 | 0 | 0 | 0 | 0 | 0 | 0 | 0 | 0 | 0 | 0 | 0 | 0 | 0 | 0 | 0 | 0 | 0 | 0 | 0 | 0 | 0 | 0 | 0 | 0 | 0 | 0 | 0 | 0
F1_Commercial_Other Health_Existing_Space Heating_Natural Gas_Furnace_E3 | F1 | Commercial | Other Health | Existing | Space Heating | Natural Gas | Furnace | E3 | CCE | 1.3248 | 1.3716 | 1.2379 | 1.2678 | 1.2746 | 0 | 0 | 0 | 0 | 0 | 0 | 0 | 0 | 0 | 0 | 0 | 0 | 0 | 0 | 0 | 0 | 0 | 0 | 0 | 0 | 0 | 0 | 0 | 0 | 0 | 0 | 0 | 0
F1_Commercial_Other Health_Existing_Space Heating_Natural Gas_Furnace_E4 | F1 | Commercial | Other Health | Existing | Space Heating | Natural Gas | Furnace | E4 | CCE | 2.0886 | 2.1625 | 1.9515 | 1.9988 | 2.0095 | 3.1603 | 3.1775 | 3.1949 | 3.2124 | 3.2302 | 3.2481 | 3.2663 | 3.2846 | 3.3032 | 3.322 | 3.341 | 3.3602 | 3.3796 | 3.3992 | 3.4191 | 3.4392 | 3.4595 | 3.4801 | 3.501 | 3.5221 | 3.5433 | 3.565 | 3.5868 | 3.609 | 3.6313 | 3.6541 | 3.677 | 3.677
F1_Commercial_Other Health_Existing_Space Heating_Natural Gas_Furnace_E5 | F1 | Commercial | Other Health | Existing | Space Heating | Natural Gas | Furnace | E5 | CCE | 0 | 0 | 0 | 0 | 0 | 0 | 0 | 28.3908 | 28.5468 | 28.7044 | 28.8641 | 29.0254 | 29.1885 | 29.3533 | 29.5203 | 29.689 | 29.8596 | 30.032 | 30.2069 | 30.3835 | 30.5623 | 30.7427 | 30.9259 | 31.111 | 31.2984 | 31.4875 | 31.6798 | 31.874 | 32.0706 | 32.2695 | 32.4714 | 32.6756 | 32.6756
F1_Commercial_Other Health_Existing_Space Heating_Natural Gas_Furnace_E6 | F1 | Commercial | Other Health | Existing | Space Heating | Natural Gas | Furnace | E6 | CCE | 0 | 0 | 0 | 0 | 0 | 0 | 0 | 0 | 0 | 0 | 0 | 0 | 0 | 0 | 0 | 0 | 0 | 0 | 0 | 0 | 0 | 0 | 0 | 0 | 0 | 0 | 0 | 0 | 0 | 0 | 0 | 0 | 0
F1_Commercial_Other Health_Existing_Space Heating_Natural Gas_Furnace_E7 | F1 | Commercial | Other Health | Existing | Space Heating | Natural Gas | Furnace | E7 | CCE | 0 | 0 | 0 | 0 | 0 | 0 | 0 | 0 | 0 | 0 | 0 | 0 | 0 | 0 | 0 | 0 | 0 | 0 | 0 | 0 | 0 | 0 | 0 | 0 | 0 | 0 | 0 | 0 | 0 | 0 | 0 | 0 | 0
F1_Commercial_Other Health_Existing_Space Heating_Natural Gas_Furnace_E8 | F1 | Commercial | Other Health | Existing | Space Heating | Natural Gas | Furnace | E8 | CCE | 0 | 0 | 0 | 0 | 0 | 0 | 0 | 0 | 0 | 0 | 0 | 0 | 0 | 0 | 0 | 0 | 0 | 0 | 0 | 0 | 0 | 0 | 0 | 0 | 0 | 0 | 0 | 0 | 0 | 0 | 0 | 0 | 0
F1_Commercial_Other Health_Existing_Space Heating_Natural Gas_Furnace_E9 | F1 | Commercial | Other Health | Existing | Space Heating | Natural Gas | Furnace | E9 | CCE | 0 | 0 | 0 | 0 | 0 | 0 | 0 | 0 | 0 | 0 | 0 | 0 | 0 | 0 | 0 | 0 | 0 | 0 | 0 | 0 | 0 | 0 | 0 | 0 | 0 | 0 | 0 | 0 | 0 | 0 | 0 | 0 | 0
F1_Commercial_Other Health_Existing_Space Heating_Natural Gas_Furnace_E10 | F1 | Commercial | Other Health | Existing | Space Heating | Natural Gas | Furnace | E10 | CCE | 0 | 0 | 0 | 0 | 0 | 0 | 0 | 0 | 0 | 0 | 0 | 0 | 0 | 0 | 0 | 0 | 0 | 0 | 0 | 0 | 0 | 0 | 0 | 0 | 0 | 0 | 0 | 0 | 0 | 0 | 0 | 0 | 0
F2_Commercial_Other Health_Existing_Space Heating_Natural Gas_Furnace_E1 | F2 | Commercial | Other Health | Existing | Space Heating | Natural Gas | Furnace | E1 | TRC BC Ratio | 1 | 1 | 1 | 1 | 1 | 0 | 0 | 0 | 0 | 0 | 0 | 0 | 0 | 0 | 0 | 0 | 0 | 0 | 0 | 0 | 0 | 0 | 0 | 0 | 0 | 0 | 0 | 0 | 0 | 0 | 0 | 0 | 0
F2_Commercial_Other Health_Existing_Space Heating_Natural Gas_Furnace_E2 | F2 | Commercial | Other Health | Existing | Space Heating | Natural Gas | Furnace | E2 | TRC BC Ratio | 28.0205 | 28.0097 | 28.0606 | 27.9273 | 27.8361 | 0 | 0 | 0 | 0 | 0 | 0 | 0 | 0 | 0 | 0 | 0 | 0 | 0 | 0 | 0 | 0 | 0 | 0 | 0 | 0 | 0 | 0 | 0 | 0 | 0 | 0 | 0 | 0
F2_Commercial_Other Health_Existing_Space Heating_Natural Gas_Furnace_E3 | F2 | Commercial | Other Health | Existing | Space Heating | Natural Gas | Furnace | E3 | TRC BC Ratio | 1.6405 | 1.6398 | 1.6428 | 1.635 | 1.6297 | 1 | 1 | 1 | 1 | 1 | 1 | 1 | 1 | 1 | 1 | 1 | 1 | 1 | 1 | 1 | 1 | 1 | 1 | 1 | 1 | 1 | 1 | 1 | 1 | 1 | 1 | 1 | 1
F2_Commercial_Other Health_Existing_Space Heating_Natural Gas_Furnace_E4 | F2 | Commercial | Other Health | Existing | Space Heating | Natural Gas | Furnace | E4 | TRC BC Ratio | 1.0405 | 1.0401 | 1.042 | 1.0371 | 1.0337 | 0.66015 | 0.66081 | 0.66115 | 0.66192 | 0.66256 | 0.6631 | 0.66351 | 0.66405 | 0.66464 | 0.6651 | 0.66558 | 0.66606 | 0.66667 | 0.66726 | 0.668 | 0.66864 | 0.66933 | 0.6699 | 0.67058 | 0.6711 | 0.67158 | 0.67203 | 0.67253 | 0.67285 | 0.67321 | 0.67341 | 0.67368 | 0.67368
F2_Commercial_Other Health_Existing_Space Heating_Natural Gas_Furnace_E5 | F2 | Commercial | Other Health | Existing | Space Heating | Natural Gas | Furnace | E5 | TRC BC Ratio | 0 | 0 | 0 | 0 | 0 | 0 | 0 | 0.0744 | 0.074487 | 0.074559 | 0.07462 | 0.074666 | 0.074727 | 0.074794 | 0.074845 | 0.074899 | 0.074953 | 0.075022 | 0.075087 | 0.075171 | 0.075243 | 0.075321 | 0.075385 | 0.075462 | 0.07552 | 0.075574 | 0.075625 | 0.075681 | 0.075717 | 0.075757 | 0.07578 | 0.07581 | 0.07581
F2_Commercial_Other Health_Existing_Space Heating_Natural Gas_Furnace_E6 | F2 | Commercial | Other Health | Existing | Space Heating | Natural Gas | Furnace | E6 | TRC BC Ratio | 0 | 0 | 0 | 0 | 0 | 0 | 0 | 0 | 0 | 0 | 0 | 0 | 0 | 0 | 0 | 0 | 0 | 0 | 0 | 0 | 0 | 0 | 0 | 0 | 0 | 0 | 0 | 0 | 0 | 0 | 0 | 0 | 0
F2_Commercial_Other Health_Existing_Space Heating_Natural Gas_Furnace_E7 | F2 | Commercial | Other Health | Existing | Space Heating | Natural Gas | Furnace | E7 | TRC BC Ratio | 0 | 0 | 0 | 0 | 0 | 0 | 0 | 0 | 0 | 0 | 0 | 0 | 0 | 0 | 0 | 0 | 0 | 0 | 0 | 0 | 0 | 0 | 0 | 0 | 0 | 0 | 0 | 0 | 0 | 0 | 0 | 0 | 0
F2_Commercial_Other Health_Existing_Space Heating_Natural Gas_Furnace_E8 | F2 | Commercial | Other Health | Existing | Space Heating | Natural Gas | Furnace | E8 | TRC BC Ratio | 0 | 0 | 0 | 0 | 0 | 0 | 0 | 0 | 0 | 0 | 0 | 0 | 0 | 0 | 0 | 0 | 0 | 0 | 0 | 0 | 0 | 0 | 0 | 0 | 0 | 0 | 0 | 0 | 0 | 0 | 0 | 0 | 0
F2_Commercial_Other Health_Existing_Space Heating_Natural Gas_Furnace_E9 | F2 | Commercial | Other Health | Existing | Space Heating | Natural Gas | Furnace | E9 | TRC BC Ratio | 0 | 0 | 0 | 0 | 0 | 0 | 0 | 0 | 0 | 0 | 0 | 0 | 0 | 0 | 0 | 0 | 0 | 0 | 0 | 0 | 0 | 0 | 0 | 0 | 0 | 0 | 0 | 0 | 0 | 0 | 0 | 0 | 0
F2_Commercial_Other Health_Existing_Space Heating_Natural Gas_Furnace_E10 | F2 | Commercial | Other Health | Existing | Space Heating | Natural Gas | Furnace | E10 | TRC BC Ratio | 0 | 0 | 0 | 0 | 0 | 0 | 0 | 0 | 0 | 0 | 0 | 0 | 0 | 0 | 0 | 0 | 0 | 0 | 0 | 0 | 0 | 0 | 0 | 0 | 0 | 0 | 0 | 0 | 0 | 0 | 0 | 0 | 0
F3_Commercial_Other Health_Existing_Space Heating_Natural Gas_Furnace_E1 | F3 | Commercial | Other Health | Existing | Space Heating | Natural Gas | Furnace | E1 | PACT BC Ratio | 1 | 1 | 1 | 1 | 1 | 0 | 0 | 0 | 0 | 0 | 0 | 0 | 0 | 0 | 0 | 0 | 0 | 0 | 0 | 0 | 0 | 0 | 0 | 0 | 0 | 0 | 0 | 0 | 0 | 0 | 0 | 0 | 0
F3_Commercial_Other Health_Existing_Space Heating_Natural Gas_Furnace_E2 | F3 | Commercial | Other Health | Existing | Space Heating | Natural Gas | Furnace | E2 | PACT BC Ratio | 37.3607 | 37.3463 | 37.4141 | 37.2364 | 37.1147 | 0 | 0 | 0 | 0 | 0 | 0 | 0 | 0 | 0 | 0 | 0 | 0 | 0 | 0 | 0 | 0 | 0 | 0 | 0 | 0 | 0 | 0 | 0 | 0 | 0 | 0 | 0 | 0
F3_Commercial_Other Health_Existing_Space Heating_Natural Gas_Furnace_E3 | F3 | Commercial | Other Health | Existing | Space Heating | Natural Gas | Furnace | E3 | PACT BC Ratio | 2.1873 | 2.1864 | 2.1904 | 2.18 | 2.1729 | 1 | 1 | 1 | 1 | 1 | 1 | 1 | 1 | 1 | 1 | 1 | 1 | 1 | 1 | 1 | 1 | 1 | 1 | 1 | 1 | 1 | 1 | 1 | 1 | 1 | 1 | 1 | 1
F3_Commercial_Other Health_Existing_Space Heating_Natural Gas_Furnace_E4 | F3 | Commercial | Other Health | Existing | Space Heating | Natural Gas | Furnace | E4 | PACT BC Ratio | 1.3874 | 1.3869 | 1.3894 | 1.3828 | 1.3783 | 0.8802 | 0.88108 | 0.88153 | 0.88257 | 0.88341 | 0.88414 | 0.88469 | 0.8854 | 0.88619 | 0.8868 | 0.88745 | 0.88808 | 0.8889 | 0.88967 | 0.89067 | 0.89152 | 0.89244 | 0.8932 | 0.89411 | 0.8948 | 0.89544 | 0.89605 | 0.8967 | 0.89713 | 0.89761 | 0.89788 | 0.89824 | 0.89824
F3_Commercial_Other Health_Existing_Space Heating_Natural Gas_Furnace_E5 | F3 | Commercial | Other Health | Existing | Space Heating | Natural Gas | Furnace | E5 | PACT BC Ratio | 0 | 0 | 0 | 0 | 0 | 0 | 0 | 0.0992 | 0.099317 | 0.099412 | 0.099493 | 0.099555 | 0.099635 | 0.099725 | 0.099793 | 0.099866 | 0.099937 | 0.10003 | 0.10012 | 0.10023 | 0.10032 | 0.10043 | 0.10051 | 0.10062 | 0.10069 | 0.10077 | 0.10083 | 0.10091 | 0.10096 | 0.10101 | 0.10104 | 0.10108 | 0.10108
F3_Commercial_Other Health_Existing_Space Heating_Natural Gas_Furnace_E6 | F3 | Commercial | Other Health | Existing | Space Heating | Natural Gas | Furnace | E6 | PACT BC Ratio | 0 | 0 | 0 | 0 | 0 | 0 | 0 | 0 | 0 | 0 | 0 | 0 | 0 | 0 | 0 | 0 | 0 | 0 | 0 | 0 | 0 | 0 | 0 | 0 | 0 | 0 | 0 | 0 | 0 | 0 | 0 | 0 | 0
F3_Commercial_Other Health_Existing_Space Heating_Natural Gas_Furnace_E7 | F3 | Commercial | Other Health | Existing | Space Heating | Natural Gas | Furnace | E7 | PACT BC Ratio | 0 | 0 | 0 | 0 | 0 | 0 | 0 | 0 | 0 | 0 | 0 | 0 | 0 | 0 | 0 | 0 | 0 | 0 | 0 | 0 | 0 | 0 | 0 | 0 | 0 | 0 | 0 | 0 | 0 | 0 | 0 | 0 | 0
F3_Commercial_Other Health_Existing_Space Heating_Natural Gas_Furnace_E8 | F3 | Commercial | Other Health | Existing | Space Heating | Natural Gas | Furnace | E8 | PACT BC Ratio | 0 | 0 | 0 | 0 | 0 | 0 | 0 | 0 | 0 | 0 | 0 | 0 | 0 | 0 | 0 | 0 | 0 | 0 | 0 | 0 | 0 | 0 | 0 | 0 | 0 | 0 | 0 | 0 | 0 | 0 | 0 | 0 | 0
F3_Commercial_Other Health_Existing_Space Heating_Natural Gas_Furnace_E9 | F3 | Commercial | Other Health | Existing | Space Heating | Natural Gas | Furnace | E9 | PACT BC Ratio | 0 | 0 | 0 | 0 | 0 | 0 | 0 | 0 | 0 | 0 | 0 | 0 | 0 | 0 | 0 | 0 | 0 | 0 | 0 | 0 | 0 | 0 | 0 | 0 | 0 | 0 | 0 | 0 | 0 | 0 | 0 | 0 | 0
F3_Commercial_Other Health_Existing_Space Heating_Natural Gas_Furnace_E10 | F3 | Commercial | Other Health | Existing | Space Heating | Natural Gas | Furnace | E10 | PACT BC Ratio | 0 | 0 | 0 | 0 | 0 | 0 | 0 | 0 | 0 | 0 | 0 | 0 | 0 | 0 | 0 | 0 | 0 | 0 | 0 | 0 | 0 | 0 | 0 | 0 | 0 | 0 | 0 | 0 | 0 | 0 | 0 | 0 | 0
F4_Commercial_Other Health_Existing_Space Heating_Natural Gas_Furnace_E1 | F4 | Commercial | Other Health | Existing | Space Heating | Natural Gas | Furnace | E1 | RVT BC Ratio | 1 | 1 | 1 | 1 | 1 | 0 | 0 | 0 | 0 | 0 | 0 | 0 | 0 | 0 | 0 | 0 | 0 | 0 | 0 | 0 | 0 | 0 | 0 | 0 | 0 | 0 | 0 | 0 | 0 | 0 | 0 | 0 | 0
F4_Commercial_Other Health_Existing_Space Heating_Natural Gas_Furnace_E2 | F4 | Commercial | Other Health | Existing | Space Heating | Natural Gas | Furnace | E2 | RVT BC Ratio | 40.9845 | 40.969 | 41.0421 | 40.8505 | 40.7193 | 0 | 0 | 0 | 0 | 0 | 0 | 0 | 0 | 0 | 0 | 0 | 0 | 0 | 0 | 0 | 0 | 0 | 0 | 0 | 0 | 0 | 0 | 0 | 0 | 0 | 0 | 0 | 0
F4_Commercial_Other Health_Existing_Space Heating_Natural Gas_Furnace_E3 | F4 | Commercial | Other Health | Existing | Space Heating | Natural Gas | Furnace | E3 | RVT BC Ratio | 3.0585 | 3.0575 | 3.0618 | 3.0506 | 3.0429 | 1 | 1 | 1 | 1 | 1 | 1 | 1 | 1 | 1 | 1 | 1 | 1 | 1 | 1 | 1 | 1 | 1 | 1 | 1 | 1 | 1 | 1 | 1 | 1 | 1 | 1 | 1 | 1
F4_Commercial_Other Health_Existing_Space Heating_Natural Gas_Furnace_E4 | F4 | Commercial | Other Health | Existing | Space Heating | Natural Gas | Furnace | E4 | RVT BC Ratio | 2.196 | 2.1954 | 2.1981 | 2.191 | 2.1861 | 1.6491 | 1.65 | 1.6505 | 1.6516 | 1.6525 | 1.6533 | 1.6539 | 1.6547 | 1.6555 | 1.6562 | 1.6569 | 1.6576 | 1.6585 | 1.6593 | 1.6604 | 1.6613 | 1.6623 | 1.6631 | 1.6641 | 1.6648 | 1.6655 | 1.6662 | 1.6669 | 1.6673 | 1.6679 | 1.6681 | 1.6685 | 1.6685
F4_Commercial_Other Health_Existing_Space Heating_Natural Gas_Furnace_E5 | F4 | Commercial | Other Health | Existing | Space Heating | Natural Gas | Furnace | E5 | RVT BC Ratio | 0 | 0 | 0 | 0 | 0 | 0 | 0 | 0.80696 | 0.80709 | 0.80719 | 0.80728 | 0.80735 | 0.80743 | 0.80753 | 0.8076 | 0.80768 | 0.80776 | 0.80786 | 0.80795 | 0.80807 | 0.80818 | 0.80829 | 0.80838 | 0.80849 | 0.80857 | 0.80865 | 0.80872 | 0.8088 | 0.80886 | 0.80891 | 0.80895 | 0.80899 | 0.80899
F4_Commercial_Other Health_Existing_Space Heating_Natural Gas_Furnace_E6 | F4 | Commercial | Other Health | Existing | Space Heating | Natural Gas | Furnace | E6 | RVT BC Ratio | 0 | 0 | 0 | 0 | 0 | 0 | 0 | 0 | 0 | 0 | 0 | 0 | 0 | 0 | 0 | 0 | 0 | 0 | 0 | 0 | 0 | 0 | 0 | 0 | 0 | 0 | 0 | 0 | 0 | 0 | 0 | 0 | 0
F4_Commercial_Other Health_Existing_Space Heating_Natural Gas_Furnace_E7 | F4 | Commercial | Other Health | Existing | Space Heating | Natural Gas | Furnace | E7 | RVT BC Ratio | 0 | 0 | 0 | 0 | 0 | 0 | 0 | 0 | 0 | 0 | 0 | 0 | 0 | 0 | 0 | 0 | 0 | 0 | 0 | 0 | 0 | 0 | 0 | 0 | 0 | 0 | 0 | 0 | 0 | 0 | 0 | 0 | 0
F4_Commercial_Other Health_Existing_Space Heating_Natural Gas_Furnace_E8 | F4 | Commercial | Other Health | Existing | Space Heating | Natural Gas | Furnace | E8 | RVT BC Ratio | 0 | 0 | 0 | 0 | 0 | 0 | 0 | 0 | 0 | 0 | 0 | 0 | 0 | 0 | 0 | 0 | 0 | 0 | 0 | 0 | 0 | 0 | 0 | 0 | 0 | 0 | 0 | 0 | 0 | 0 | 0 | 0 | 0
F4_Commercial_Other Health_Existing_Space Heating_Natural Gas_Furnace_E9 | F4 | Commercial | Other Health | Existing | Space Heating | Natural Gas | Furnace | E9 | RVT BC Ratio | 0 | 0 | 0 | 0 | 0 | 0 | 0 | 0 | 0 | 0 | 0 | 0 | 0 | 0 | 0 | 0 | 0 | 0 | 0 | 0 | 0 | 0 | 0 | 0 | 0 | 0 | 0 | 0 | 0 | 0 | 0 | 0 | 0
F4_Commercial_Other Health_Existing_Space Heating_Natural Gas_Furnace_E10 | F4 | Commercial | Other Health | Existing | Space Heating | Natural Gas | Furnace | E10 | RVT BC Ratio | 0 | 0 | 0 | 0 | 0 | 0 | 0 | 0 | 0 | 0 | 0 | 0 | 0 | 0 | 0 | 0 | 0 | 0 | 0 | 0 | 0 | 0 | 0 | 0 | 0 | 0 | 0 | 0 | 0 | 0 | 0 | 0 | 0
F5_Commercial_Other Health_Existing_Space Heating_Natural Gas_Furnace_E1 | F5 | Commercial | Other Health | Existing | Space Heating | Natural Gas | Furnace | E1 | RIM BC Ratio | 1 | 1 | 1 | 1 | 1 | 0 | 0 | 0 | 0 | 0 | 0 | 0 | 0 | 0 | 0 | 0 | 0 | 0 | 0 | 0 | 0 | 0 | 0 | 0 | 0 | 0 | 0 | 0 | 0 | 0 | 0 | 0 | 0
F5_Commercial_Other Health_Existing_Space Heating_Natural Gas_Furnace_E2 | F5 | Commercial | Other Health | Existing | Space Heating | Natural Gas | Furnace | E2 | RIM BC Ratio | 0.81644 | 0.81643 | 0.81646 | 0.81638 | 0.81632 | 0 | 0 | 0 | 0 | 0 | 0 | 0 | 0 | 0 | 0 | 0 | 0 | 0 | 0 | 0 | 0 | 0 | 0 | 0 | 0 | 0 | 0 | 0 | 0 | 0 | 0 | 0 | 0
F5_Commercial_Other Health_Existing_Space Heating_Natural Gas_Furnace_E3 | F5 | Commercial | Other Health | Existing | Space Heating | Natural Gas | Furnace | E3 | RIM BC Ratio | 0.60414 | 0.60407 | 0.60438 | 0.60358 | 0.60303 | 1 | 1 | 1 | 1 | 1 | 1 | 1 | 1 | 1 | 1 | 1 | 1 | 1 | 1 | 1 | 1 | 1 | 1 | 1 | 1 | 1 | 1 | 1 | 1 | 1 | 1 | 1 | 1
F5_Commercial_Other Health_Existing_Space Heating_Natural Gas_Furnace_E4 | F5 | Commercial | Other Health | Existing | Space Heating | Natural Gas | Furnace | E4 | RIM BC Ratio | 0.52115 | 0.52107 | 0.52143 | 0.52049 | 0.51985 | 0.42842 | 0.42863 | 0.42873 | 0.42898 | 0.42918 | 0.42935 | 0.42948 | 0.42965 | 0.42983 | 0.42998 | 0.43013 | 0.43028 | 0.43047 | 0.43065 | 0.43088 | 0.43108 | 0.4313 | 0.43148 | 0.43169 | 0.43185 | 0.432 | 0.43214 | 0.43229 | 0.43239 | 0.4325 | 0.43256 | 0.43265 | 0.43265
F5_Commercial_Other Health_Existing_Space Heating_Natural Gas_Furnace_E5 | F5 | Commercial | Other Health | Existing | Space Heating | Natural Gas | Furnace | E5 | RIM BC Ratio | 0 | 0 | 0 | 0 | 0 | 0 | 0 | 0.088663 | 0.088756 | 0.088832 | 0.088897 | 0.088946 | 0.08901 | 0.089082 | 0.089136 | 0.089194 | 0.089251 | 0.089324 | 0.089394 | 0.089483 | 0.08956 | 0.089642 | 0.089711 | 0.089792 | 0.089854 | 0.089911 | 0.089965 | 0.090024 | 0.090063 | 0.090105 | 0.090129 | 0.090161 | 0.090161
F5_Commercial_Other Health_Existing_Space Heating_Natural Gas_Furnace_E6 | F5 | Commercial | Other Health | Existing | Space Heating | Natural Gas | Furnace | E6 | RIM BC Ratio | 0 | 0 | 0 | 0 | 0 | 0 | 0 | 0 | 0 | 0 | 0 | 0 | 0 | 0 | 0 | 0 | 0 | 0 | 0 | 0 | 0 | 0 | 0 | 0 | 0 | 0 | 0 | 0 | 0 | 0 | 0 | 0 | 0
F5_Commercial_Other Health_Existing_Space Heating_Natural Gas_Furnace_E7 | F5 | Commercial | Other Health | Existing | Space Heating | Natural Gas | Furnace | E7 | RIM BC Ratio | 0 | 0 | 0 | 0 | 0 | 0 | 0 | 0 | 0 | 0 | 0 | 0 | 0 | 0 | 0 | 0 | 0 | 0 | 0 | 0 | 0 | 0 | 0 | 0 | 0 | 0 | 0 | 0 | 0 | 0 | 0 | 0 | 0
F5_Commercial_Other Health_Existing_Space Heating_Natural Gas_Furnace_E8 | F5 | Commercial | Other Health | Existing | Space Heating | Natural Gas | Furnace | E8 | RIM BC Ratio | 0 | 0 | 0 | 0 | 0 | 0 | 0 | 0 | 0 | 0 | 0 | 0 | 0 | 0 | 0 | 0 | 0 | 0 | 0 | 0 | 0 | 0 | 0 | 0 | 0 | 0 | 0 | 0 | 0 | 0 | 0 | 0 | 0
F5_Commercial_Other Health_Existing_Space Heating_Natural Gas_Furnace_E9 | F5 | Commercial | Other Health | Existing | Space Heating | Natural Gas | Furnace | E9 | RIM BC Ratio | 0 | 0 | 0 | 0 | 0 | 0 | 0 | 0 | 0 | 0 | 0 | 0 | 0 | 0 | 0 | 0 | 0 | 0 | 0 | 0 | 0 | 0 | 0 | 0 | 0 | 0 | 0 | 0 | 0 | 0 | 0 | 0 | 0
F5_Commercial_Other Health_Existing_Space Heating_Natural Gas_Furnace_E10 | F5 | Commercial | Other Health | Existing | Space Heating | Natural Gas | Furnace | E10 | RIM BC Ratio | 0 | 0 | 0 | 0 | 0 | 0 | 0 | 0 | 0 | 0 | 0 | 0 | 0 | 0 | 0 | 0 | 0 | 0 | 0 | 0 | 0 | 0 | 0 | 0 | 0 | 0 | 0 | 0 | 0 | 0 | 0 | 0 | 0
F0_Commercial_Other Health_Existing_Space Heating_Natural Gas_Boiler_E0 | F0 | Commercial | Other Health | Existing | Space Heating | Natural Gas | Boiler | E0 | Economic Unit | TE 98% | TE 98% | TE 98% | TE 98% | TE 98% | TE 98% | TE 98% | TE 98% | TE 98% | TE 98% | TE 98% | TE 98% | TE 98% | TE 98% | TE 98% | TE 98% | TE 98% | TE 98% | TE 98% | TE 98% | TE 98% | TE 98% | TE 98% | TE 98% | TE 98% | TE 98% | TE 98% | TE 98% | TE 98% | TE 98% | TE 98% | TE 98% | TE 98%
F1_Commercial_Other Health_Existing_Space Heating_Natural Gas_Boiler_E1 | F1 | Commercial | Other Health | Existing | Space Heating | Natural Gas | Boiler | E1 | CCE | 0 | 0 | 0 | 0 | 0 | 0 | 0 | 0 | 0 | 0 | 0 | 0 | 0 | 0 | 0 | 0 | 0 | 0 | 0 | 0 | 0 | 0 | 0 | 0 | 0 | 0 | 0 | 0 | 0 | 0 | 0 | 0 | 0
F1_Commercial_Other Health_Existing_Space Heating_Natural Gas_Boiler_E2 | F1 | Commercial | Other Health | Existing | Space Heating | Natural Gas | Boiler | E2 | CCE | 0.34455 | 0.35673 | 0.32194 | 0.32973 | 0.3315 | 0 | 0 | 0 | 0 | 0 | 0 | 0 | 0 | 0 | 0 | 0 | 0 | 0 | 0 | 0 | 0 | 0 | 0 | 0 | 0 | 0 | 0 | 0 | 0 | 0 | 0 | 0 | 0
F1_Commercial_Other Health_Existing_Space Heating_Natural Gas_Boiler_E3 | F1 | Commercial | Other Health | Existing | Space Heating | Natural Gas | Boiler | E3 | CCE | 2.0413 | 2.1134 | 1.9073 | 1.9534 | 1.9639 | 0 | 0 | 0 | 0 | 0 | 0 | 0 | 0 | 0 | 0 | 0 | 0 | 0 | 0 | 0 | 0 | 0 | 0 | 0 | 0 | 0 | 0 | 0 | 0 | 0 | 0 | 0 | 0
F1_Commercial_Other Health_Existing_Space Heating_Natural Gas_Boiler_E4 | F1 | Commercial | Other Health | Existing | Space Heating | Natural Gas | Boiler | E4 | CCE | 2.0583 | 2.131 | 1.9232 | 1.9697 | 1.9803 | 2.0616 | 2.0728 | 2.0841 | 2.0956 | 2.1072 | 2.1189 | 2.1307 | 2.1427 | 2.1548 | 2.1671 | 2.1794 | 2.192 | 2.2046 | 2.2175 | 2.2304 | 2.2436 | 2.2568 | 2.2702 | 2.2838 | 2.2976 | 2.3115 | 2.3256 | 2.3398 | 2.3543 | 2.3689 | 2.3837 | 2.3987 | 2.3987
F1_Commercial_Other Health_Existing_Space Heating_Natural Gas_Boiler_E5 | F1 | Commercial | Other Health | Existing | Space Heating | Natural Gas | Boiler | E5 | CCE | 6.34 | 6.5641 | 5.9238 | 6.0672 | 6.0998 | 8.7605 | 8.8082 | 8.8564 | 8.905 | 8.9542 | 9.004 | 9.0543 | 9.1052 | 9.1566 | 9.2087 | 9.2613 | 9.3146 | 9.3684 | 9.4229 | 9.478 | 9.5338 | 9.59 | 9.6472 | 9.7049 | 9.7634 | 9.8224 | 9.8824 | 9.9429 | 10.0043 | 10.0663 | 10.1293 | 10.193 | 10.193
F1_Commercial_Other Health_Existing_Space Heating_Natural Gas_Boiler_E6 | F1 | Commercial | Other Health | Existing | Space Heating | Natural Gas | Boiler | E6 | CCE | 0 | 0 | 0 | 0 | 0 | 0 | 0 | 0 | 0 | 0 | 0 | 0 | 0 | 0 | 0 | 0 | 0 | 0 | 0 | 0 | 0 | 0 | 0 | 0 | 0 | 0 | 0 | 0 | 0 | 0 | 0 | 0 | 0
F1_Commercial_Other Health_Existing_Space Heating_Natural Gas_Boiler_E7 | F1 | Commercial | Other Health | Existing | Space Heating | Natural Gas | Boiler | E7 | CCE | 0 | 0 | 0 | 0 | 0 | 0 | 0 | 0 | 0 | 0 | 0 | 0 | 0 | 0 | 0 | 0 | 0 | 0 | 0 | 0 | 0 | 0 | 0 | 0 | 0 | 0 | 0 | 0 | 0 | 0 | 0 | 0 | 0
F1_Commercial_Other Health_Existing_Space Heating_Natural Gas_Boiler_E8 | F1 | Commercial | Other Health | Existing | Space Heating | Natural Gas | Boiler | E8 | CCE | 0 | 0 | 0 | 0 | 0 | 0 | 0 | 0 | 0 | 0 | 0 | 0 | 0 | 0 | 0 | 0 | 0 | 0 | 0 | 0 | 0 | 0 | 0 | 0 | 0 | 0 | 0 | 0 | 0 | 0 | 0 | 0 | 0
F1_Commercial_Other Health_Existing_Space Heating_Natural Gas_Boiler_E9 | F1 | Commercial | Other Health | Existing | Space Heating | Natural Gas | Boiler | E9 | CCE | 0 | 0 | 0 | 0 | 0 | 0 | 0 | 0 | 0 | 0 | 0 | 0 | 0 | 0 | 0 | 0 | 0 | 0 | 0 | 0 | 0 | 0 | 0 | 0 | 0 | 0 | 0 | 0 | 0 | 0 | 0 | 0 | 0
F1_Commercial_Other Health_Existing_Space Heating_Natural Gas_Boiler_E10 | F1 | Commercial | Other Health | Existing | Space Heating | Natural Gas | Boiler | E10 | CCE | 0 | 0 | 0 | 0 | 0 | 0 | 0 | 0 | 0 | 0 | 0 | 0 | 0 | 0 | 0 | 0 | 0 | 0 | 0 | 0 | 0 | 0 | 0 | 0 | 0 | 0 | 0 | 0 | 0 | 0 | 0 | 0 | 0
F2_Commercial_Other Health_Existing_Space Heating_Natural Gas_Boiler_E1 | F2 | Commercial | Other Health | Existing | Space Heating | Natural Gas | Boiler | E1 | TRC BC Ratio | 1 | 1 | 1 | 1 | 1 | 0 | 0 | 0 | 0 | 0 | 0 | 0 | 0 | 0 | 0 | 0 | 0 | 0 | 0 | 0 | 0 | 0 | 0 | 0 | 0 | 0 | 0 | 0 | 0 | 0 | 0 | 0 | 0
F2_Commercial_Other Health_Existing_Space Heating_Natural Gas_Boiler_E2 | F2 | Commercial | Other Health | Existing | Space Heating | Natural Gas | Boiler | E2 | TRC BC Ratio | 6.3117 | 6.3099 | 6.3213 | 6.2934 | 6.2744 | 0 | 0 | 0 | 0 | 0 | 0 | 0 | 0 | 0 | 0 | 0 | 0 | 0 | 0 | 0 | 0 | 0 | 0 | 0 | 0 | 0 | 0 | 0 | 0 | 0 | 0 | 0 | 0
F2_Commercial_Other Health_Existing_Space Heating_Natural Gas_Boiler_E3 | F2 | Commercial | Other Health | Existing | Space Heating | Natural Gas | Boiler | E3 | TRC BC Ratio | 1.0654 | 1.0651 | 1.067 | 1.0623 | 1.0591 | 1 | 1 | 1 | 1 | 1 | 1 | 1 | 1 | 1 | 1 | 1 | 1 | 1 | 1 | 1 | 1 | 1 | 1 | 1 | 1 | 1 | 1 | 1 | 1 | 1 | 1 | 1 | 1
F2_Commercial_Other Health_Existing_Space Heating_Natural Gas_Boiler_E4 | F2 | Commercial | Other Health | Existing | Space Heating | Natural Gas | Boiler | E4 | TRC BC Ratio | 1.0566 | 1.0563 | 1.0582 | 1.0535 | 1.0503 | 1.0134 | 1.0145 | 1.015 | 1.0162 | 1.0172 | 1.018 | 1.0187 | 1.0195 | 1.0204 | 1.0211 | 1.0218 | 1.0224 | 1.0233 | 1.0242 | 1.0253 | 1.0262 | 1.0272 | 1.028 | 1.029 | 1.0298 | 1.0305 | 1.0311 | 1.0318 | 1.0323 | 1.0328 | 1.0331 | 1.0335 | 1.0335
F2_Commercial_Other Health_Existing_Space Heating_Natural Gas_Boiler_E5 | F2 | Commercial | Other Health | Existing | Space Heating | Natural Gas | Boiler | E5 | TRC BC Ratio | 0.34302 | 0.34292 | 0.34353 | 0.34202 | 0.34099 | 0.23849 | 0.23873 | 0.23886 | 0.23914 | 0.23937 | 0.23957 | 0.23972 | 0.23991 | 0.24012 | 0.24028 | 0.24045 | 0.24061 | 0.24082 | 0.24102 | 0.24127 | 0.24149 | 0.24173 | 0.24192 | 0.24215 | 0.24233 | 0.2425 | 0.24265 | 0.24282 | 0.24293 | 0.24305 | 0.24312 | 0.24321 | 0.24321
F2_Commercial_Other Health_Existing_Space Heating_Natural Gas_Boiler_E6 | F2 | Commercial | Other Health | Existing | Space Heating | Natural Gas | Boiler | E6 | TRC BC Ratio | 0 | 0 | 0 | 0 | 0 | 0 | 0 | 0 | 0 | 0 | 0 | 0 | 0 | 0 | 0 | 0 | 0 | 0 | 0 | 0 | 0 | 0 | 0 | 0 | 0 | 0 | 0 | 0 | 0 | 0 | 0 | 0 | 0
F2_Commercial_Other Health_Existing_Space Heating_Natural Gas_Boiler_E7 | F2 | Commercial | Other Health | Existing | Space Heating | Natural Gas | Boiler | E7 | TRC BC Ratio | 0 | 0 | 0 | 0 | 0 | 0 | 0 | 0 | 0 | 0 | 0 | 0 | 0 | 0 | 0 | 0 | 0 | 0 | 0 | 0 | 0 | 0 | 0 | 0 | 0 | 0 | 0 | 0 | 0 | 0 | 0 | 0 | 0
F2_Commercial_Other Health_Existing_Space Heating_Natural Gas_Boiler_E8 | F2 | Commercial | Other Health | Existing | Space Heating | Natural Gas | Boiler | E8 | TRC BC Ratio | 0 | 0 | 0 | 0 | 0 | 0 | 0 | 0 | 0 | 0 | 0 | 0 | 0 | 0 | 0 | 0 | 0 | 0 | 0 | 0 | 0 | 0 | 0 | 0 | 0 | 0 | 0 | 0 | 0 | 0 | 0 | 0 | 0
F2_Commercial_Other Health_Existing_Space Heating_Natural Gas_Boiler_E9 | F2 | Commercial | Other Health | Existing | Space Heating | Natural Gas | Boiler | E9 | TRC BC Ratio | 0 | 0 | 0 | 0 | 0 | 0 | 0 | 0 | 0 | 0 | 0 | 0 | 0 | 0 | 0 | 0 | 0 | 0 | 0 | 0 | 0 | 0 | 0 | 0 | 0 | 0 | 0 | 0 | 0 | 0 | 0 | 0 | 0
F2_Commercial_Other Health_Existing_Space Heating_Natural Gas_Boiler_E10 | F2 | Commercial | Other Health | Existing | Space Heating | Natural Gas | Boiler | E10 | TRC BC Ratio | 0 | 0 | 0 | 0 | 0 | 0 | 0 | 0 | 0 | 0 | 0 | 0 | 0 | 0 | 0 | 0 | 0 | 0 | 0 | 0 | 0 | 0 | 0 | 0 | 0 | 0 | 0 | 0 | 0 | 0 | 0 | 0 | 0
F3_Commercial_Other Health_Existing_Space Heating_Natural Gas_Boiler_E1 | F3 | Commercial | Other Health | Existing | Space Heating | Natural Gas | Boiler | E1 | PACT BC Ratio | 1 | 1 | 1 | 1 | 1 | 0 | 0 | 0 | 0 | 0 | 0 | 0 | 0 | 0 | 0 | 0 | 0 | 0 | 0 | 0 | 0 | 0 | 0 | 0 | 0 | 0 | 0 | 0 | 0 | 0 | 0 | 0 | 0
F3_Commercial_Other Health_Existing_Space Heating_Natural Gas_Boiler_E2 | F3 | Commercial | Other Health | Existing | Space Heating | Natural Gas | Boiler | E2 | PACT BC Ratio | 8.4157 | 8.4132 | 8.4284 | 8.3911 | 8.3659 | 0 | 0 | 0 | 0 | 0 | 0 | 0 | 0 | 0 | 0 | 0 | 0 | 0 | 0 | 0 | 0 | 0 | 0 | 0 | 0 | 0 | 0 | 0 | 0 | 0 | 0 | 0 | 0
F3_Commercial_Other Health_Existing_Space Heating_Natural Gas_Boiler_E3 | F3 | Commercial | Other Health | Existing | Space Heating | Natural Gas | Boiler | E3 | PACT BC Ratio | 1.4205 | 1.4201 | 1.4227 | 1.4164 | 1.4121 | 1 | 1 | 1 | 1 | 1 | 1 | 1 | 1 | 1 | 1 | 1 | 1 | 1 | 1 | 1 | 1 | 1 | 1 | 1 | 1 | 1 | 1 | 1 | 1 | 1 | 1 | 1 | 1
F3_Commercial_Other Health_Existing_Space Heating_Natural Gas_Boiler_E4 | F3 | Commercial | Other Health | Existing | Space Heating | Natural Gas | Boiler | E4 | PACT BC Ratio | 1.4088 | 1.4083 | 1.4109 | 1.4047 | 1.4004 | 1.3512 | 1.3526 | 1.3534 | 1.355 | 1.3563 | 1.3574 | 1.3582 | 1.3593 | 1.3605 | 1.3614 | 1.3623 | 1.3633 | 1.3645 | 1.3656 | 1.367 | 1.3683 | 1.3696 | 1.3707 | 1.372 | 1.373 | 1.374 | 1.3748 | 1.3758 | 1.3764 | 1.3771 | 1.3775 | 1.378 | 1.378
F3_Commercial_Other Health_Existing_Space Heating_Natural Gas_Boiler_E5 | F3 | Commercial | Other Health | Existing | Space Heating | Natural Gas | Boiler | E5 | PACT BC Ratio | 0.45736 | 0.45722 | 0.45804 | 0.45602 | 0.45465 | 0.31799 | 0.31831 | 0.31849 | 0.31886 | 0.31916 | 0.31943 | 0.31963 | 0.31988 | 0.32016 | 0.32038 | 0.3206 | 0.32081 | 0.32109 | 0.32136 | 0.3217 | 0.32199 | 0.3223 | 0.32256 | 0.32287 | 0.32311 | 0.32333 | 0.32353 | 0.32376 | 0.32391 | 0.32407 | 0.32416 | 0.32428 | 0.32428
F3_Commercial_Other Health_Existing_Space Heating_Natural Gas_Boiler_E6 | F3 | Commercial | Other Health | Existing | Space Heating | Natural Gas | Boiler | E6 | PACT BC Ratio | 0 | 0 | 0 | 0 | 0 | 0 | 0 | 0 | 0 | 0 | 0 | 0 | 0 | 0 | 0 | 0 | 0 | 0 | 0 | 0 | 0 | 0 | 0 | 0 | 0 | 0 | 0 | 0 | 0 | 0 | 0 | 0 | 0
F3_Commercial_Other Health_Existing_Space Heating_Natural Gas_Boiler_E7 | F3 | Commercial | Other Health | Existing | Space Heating | Natural Gas | Boiler | E7 | PACT BC Ratio | 0 | 0 | 0 | 0 | 0 | 0 | 0 | 0 | 0 | 0 | 0 | 0 | 0 | 0 | 0 | 0 | 0 | 0 | 0 | 0 | 0 | 0 | 0 | 0 | 0 | 0 | 0 | 0 | 0 | 0 | 0 | 0 | 0
F3_Commercial_Other Health_Existing_Space Heating_Natural Gas_Boiler_E8 | F3 | Commercial | Other Health | Existing | Space Heating | Natural Gas | Boiler | E8 | PACT BC Ratio | 0 | 0 | 0 | 0 | 0 | 0 | 0 | 0 | 0 | 0 | 0 | 0 | 0 | 0 | 0 | 0 | 0 | 0 | 0 | 0 | 0 | 0 | 0 | 0 | 0 | 0 | 0 | 0 | 0 | 0 | 0 | 0 | 0
F3_Commercial_Other Health_Existing_Space Heating_Natural Gas_Boiler_E9 | F3 | Commercial | Other Health | Existing | Space Heating | Natural Gas | Boiler | E9 | PACT BC Ratio | 0 | 0 | 0 | 0 | 0 | 0 | 0 | 0 | 0 | 0 | 0 | 0 | 0 | 0 | 0 | 0 | 0 | 0 | 0 | 0 | 0 | 0 | 0 | 0 | 0 | 0 | 0 | 0 | 0 | 0 | 0 | 0 | 0
F3_Commercial_Other Health_Existing_Space Heating_Natural Gas_Boiler_E10 | F3 | Commercial | Other Health | Existing | Space Heating | Natural Gas | Boiler | E10 | PACT BC Ratio | 0 | 0 | 0 | 0 | 0 | 0 | 0 | 0 | 0 | 0 | 0 | 0 | 0 | 0 | 0 | 0 | 0 | 0 | 0 | 0 | 0 | 0 | 0 | 0 | 0 | 0 | 0 | 0 | 0 | 0 | 0 | 0 | 0
F4_Commercial_Other Health_Existing_Space Heating_Natural Gas_Boiler_E1 | F4 | Commercial | Other Health | Existing | Space Heating | Natural Gas | Boiler | E1 | RVT BC Ratio | 1 | 1 | 1 | 1 | 1 | 0 | 0 | 0 | 0 | 0 | 0 | 0 | 0 | 0 | 0 | 0 | 0 | 0 | 0 | 0 | 0 | 0 | 0 | 0 | 0 | 0 | 0 | 0 | 0 | 0 | 0 | 0 | 0
F4_Commercial_Other Health_Existing_Space Heating_Natural Gas_Boiler_E2 | F4 | Commercial | Other Health | Existing | Space Heating | Natural Gas | Boiler | E2 | RVT BC Ratio | 9.7743 | 9.7716 | 9.7879 | 9.7478 | 9.7206 | 0 | 0 | 0 | 0 | 0 | 0 | 0 | 0 | 0 | 0 | 0 | 0 | 0 | 0 | 0 | 0 | 0 | 0 | 0 | 0 | 0 | 0 | 0 | 0 | 0 | 0 | 0 | 0
F4_Commercial_Other Health_Existing_Space Heating_Natural Gas_Boiler_E3 | F4 | Commercial | Other Health | Existing | Space Heating | Natural Gas | Boiler | E3 | RVT BC Ratio | 2.2317 | 2.2312 | 2.234 | 2.2272 | 2.2226 | 1 | 1 | 1 | 1 | 1 | 1 | 1 | 1 | 1 | 1 | 1 | 1 | 1 | 1 | 1 | 1 | 1 | 1 | 1 | 1 | 1 | 1 | 1 | 1 | 1 | 1 | 1 | 1
F4_Commercial_Other Health_Existing_Space Heating_Natural Gas_Boiler_E4 | F4 | Commercial | Other Health | Existing | Space Heating | Natural Gas | Boiler | E4 | RVT BC Ratio | 2.219 | 2.2186 | 2.2213 | 2.2146 | 2.21 | 2.157 | 2.1585 | 2.1593 | 2.161 | 2.1624 | 2.1636 | 2.1645 | 2.1657 | 2.167 | 2.168 | 2.169 | 2.17 | 2.1712 | 2.1724 | 2.174 | 2.1753 | 2.1768 | 2.178 | 2.1794 | 2.1805 | 2.1815 | 2.1824 | 2.1835 | 2.1841 | 2.1849 | 2.1853 | 2.1858 | 2.1858
F4_Commercial_Other Health_Existing_Space Heating_Natural Gas_Boiler_E5 | F4 | Commercial | Other Health | Existing | Space Heating | Natural Gas | Boiler | E5 | RVT BC Ratio | 1.1931 | 1.193 | 1.1939 | 1.1917 | 1.1902 | 1.0429 | 1.0432 | 1.0434 | 1.0438 | 1.0441 | 1.0444 | 1.0446 | 1.0449 | 1.0452 | 1.0454 | 1.0457 | 1.0459 | 1.0462 | 1.0465 | 1.0469 | 1.0472 | 1.0475 | 1.0478 | 1.0481 | 1.0484 | 1.0486 | 1.0489 | 1.0491 | 1.0493 | 1.0494 | 1.0495 | 1.0497 | 1.0497
F4_Commercial_Other Health_Existing_Space Heating_Natural Gas_Boiler_E6 | F4 | Commercial | Other Health | Existing | Space Heating | Natural Gas | Boiler | E6 | RVT BC Ratio | 0 | 0 | 0 | 0 | 0 | 0 | 0 | 0 | 0 | 0 | 0 | 0 | 0 | 0 | 0 | 0 | 0 | 0 | 0 | 0 | 0 | 0 | 0 | 0 | 0 | 0 | 0 | 0 | 0 | 0 | 0 | 0 | 0
F4_Commercial_Other Health_Existing_Space Heating_Natural Gas_Boiler_E7 | F4 | Commercial | Other Health | Existing | Space Heating | Natural Gas | Boiler | E7 | RVT BC Ratio | 0 | 0 | 0 | 0 | 0 | 0 | 0 | 0 | 0 | 0 | 0 | 0 | 0 | 0 | 0 | 0 | 0 | 0 | 0 | 0 | 0 | 0 | 0 | 0 | 0 | 0 | 0 | 0 | 0 | 0 | 0 | 0 | 0
F4_Commercial_Other Health_Existing_Space Heating_Natural Gas_Boiler_E8 | F4 | Commercial | Other Health | Existing | Space Heating | Natural Gas | Boiler | E8 | RVT BC Ratio | 0 | 0 | 0 | 0 | 0 | 0 | 0 | 0 | 0 | 0 | 0 | 0 | 0 | 0 | 0 | 0 | 0 | 0 | 0 | 0 | 0 | 0 | 0 | 0 | 0 | 0 | 0 | 0 | 0 | 0 | 0 | 0 | 0
F4_Commercial_Other Health_Existing_Space Heating_Natural Gas_Boiler_E9 | F4 | Commercial | Other Health | Existing | Space Heating | Natural Gas | Boiler | E9 | RVT BC Ratio | 0 | 0 | 0 | 0 | 0 | 0 | 0 | 0 | 0 | 0 | 0 | 0 | 0 | 0 | 0 | 0 | 0 | 0 | 0 | 0 | 0 | 0 | 0 | 0 | 0 | 0 | 0 | 0 | 0 | 0 | 0 | 0 | 0
F4_Commercial_Other Health_Existing_Space Heating_Natural Gas_Boiler_E10 | F4 | Commercial | Other Health | Existing | Space Heating | Natural Gas | Boiler | E10 | RVT BC Ratio | 0 | 0 | 0 | 0 | 0 | 0 | 0 | 0 | 0 | 0 | 0 | 0 | 0 | 0 | 0 | 0 | 0 | 0 | 0 | 0 | 0 | 0 | 0 | 0 | 0 | 0 | 0 | 0 | 0 | 0 | 0 | 0 | 0
F5_Commercial_Other Health_Existing_Space Heating_Natural Gas_Boiler_E1 | F5 | Commercial | Other Health | Existing | Space Heating | Natural Gas | Boiler | E1 | RIM BC Ratio | 1 | 1 | 1 | 1 | 1 | 0 | 0 | 0 | 0 | 0 | 0 | 0 | 0 | 0 | 0 | 0 | 0 | 0 | 0 | 0 | 0 | 0 | 0 | 0 | 0 | 0 | 0 | 0 | 0 | 0 | 0 | 0 | 0
F5_Commercial_Other Health_Existing_Space Heating_Natural Gas_Boiler_E2 | F5 | Commercial | Other Health | Existing | Space Heating | Natural Gas | Boiler | E2 | RIM BC Ratio | 0.75936 | 0.75934 | 0.75947 | 0.75916 | 0.75896 | 0 | 0 | 0 | 0 | 0 | 0 | 0 | 0 | 0 | 0 | 0 | 0 | 0 | 0 | 0 | 0 | 0 | 0 | 0 | 0 | 0 | 0 | 0 | 0 | 0 | 0 | 0 | 0
F5_Commercial_Other Health_Existing_Space Heating_Natural Gas_Boiler_E3 | F5 | Commercial | Other Health | Existing | Space Heating | Natural Gas | Boiler | E3 | RIM BC Ratio | 0.52575 | 0.52569 | 0.52605 | 0.52518 | 0.5246 | 1 | 1 | 1 | 1 | 1 | 1 | 1 | 1 | 1 | 1 | 1 | 1 | 1 | 1 | 1 | 1 | 1 | 1 | 1 | 1 | 1 | 1 | 1 | 1 | 1 | 1 | 1 | 1
F5_Commercial_Other Health_Existing_Space Heating_Natural Gas_Boiler_E4 | F5 | Commercial | Other Health | Existing | Space Heating | Natural Gas | Boiler | E4 | RIM BC Ratio | 0.52413 | 0.52408 | 0.52443 | 0.52357 | 0.52298 | 0.51596 | 0.51616 | 0.51627 | 0.5165 | 0.51669 | 0.51685 | 0.51698 | 0.51714 | 0.51731 | 0.51744 | 0.51757 | 0.51771 | 0.51788 | 0.51804 | 0.51825 | 0.51842 | 0.51862 | 0.51878 | 0.51896 | 0.51911 | 0.51924 | 0.51937 | 0.5195 | 0.51959 | 0.51969 | 0.51974 | 0.51982 | 0.51982
F5_Commercial_Other Health_Existing_Space Heating_Natural Gas_Boiler_E5 | F5 | Commercial | Other Health | Existing | Space Heating | Natural Gas | Boiler | E5 | RIM BC Ratio | 0.29546 | 0.2954 | 0.29575 | 0.2949 | 0.29433 | 0.23026 | 0.23043 | 0.23052 | 0.23072 | 0.23088 | 0.23102 | 0.23112 | 0.23126 | 0.2314 | 0.23151 | 0.23163 | 0.23174 | 0.23189 | 0.23203 | 0.2322 | 0.23235 | 0.23252 | 0.23265 | 0.23281 | 0.23294 | 0.23305 | 0.23316 | 0.23328 | 0.23335 | 0.23344 | 0.23348 | 0.23355 | 0.23355
F5_Commercial_Other Health_Existing_Space Heating_Natural Gas_Boiler_E6 | F5 | Commercial | Other Health | Existing | Space Heating | Natural Gas | Boiler | E6 | RIM BC Ratio | 0 | 0 | 0 | 0 | 0 | 0 | 0 | 0 | 0 | 0 | 0 | 0 | 0 | 0 | 0 | 0 | 0 | 0 | 0 | 0 | 0 | 0 | 0 | 0 | 0 | 0 | 0 | 0 | 0 | 0 | 0 | 0 | 0
F5_Commercial_Other Health_Existing_Space Heating_Natural Gas_Boiler_E7 | F5 | Commercial | Other Health | Existing | Space Heating | Natural Gas | Boiler | E7 | RIM BC Ratio | 0 | 0 | 0 | 0 | 0 | 0 | 0 | 0 | 0 | 0 | 0 | 0 | 0 | 0 | 0 | 0 | 0 | 0 | 0 | 0 | 0 | 0 | 0 | 0 | 0 | 0 | 0 | 0 | 0 | 0 | 0 | 0 | 0
F5_Commercial_Other Health_Existing_Space Heating_Natural Gas_Boiler_E8 | F5 | Commercial | Other Health | Existing | Space Heating | Natural Gas | Boiler | E8 | RIM BC Ratio | 0 | 0 | 0 | 0 | 0 | 0 | 0 | 0 | 0 | 0 | 0 | 0 | 0 | 0 | 0 | 0 | 0 | 0 | 0 | 0 | 0 | 0 | 0 | 0 | 0 | 0 | 0 | 0 | 0 | 0 | 0 | 0 | 0
F5_Commercial_Other Health_Existing_Space Heating_Natural Gas_Boiler_E9 | F5 | Commercial | Other Health | Existing | Space Heating | Natural Gas | Boiler | E9 | RIM BC Ratio | 0 | 0 | 0 | 0 | 0 | 0 | 0 | 0 | 0 | 0 | 0 | 0 | 0 | 0 | 0 | 0 | 0 | 0 | 0 | 0 | 0 | 0 | 0 | 0 | 0 | 0 | 0 | 0 | 0 | 0 | 0 | 0 | 0
F5_Commercial_Other Health_Existing_Space Heating_Natural Gas_Boiler_E10 | F5 | Commercial | Other Health | Existing | Space Heating | Natural Gas | Boiler | E10 | RIM BC Ratio | 0 | 0 | 0 | 0 | 0 | 0 | 0 | 0 | 0 | 0 | 0 | 0 | 0 | 0 | 0 | 0 | 0 | 0 | 0 | 0 | 0 | 0 | 0 | 0 | 0 | 0 | 0 | 0 | 0 | 0 | 0 | 0 | 0
F0_Commercial_Other Health_Existing_Space Heating_Natural Gas_Unit Heater_E0 | F0 | Commercial | Other Health | Existing | Space Heating | Natural Gas | Unit Heater | E0 | Economic Unit | Infrared Radiant | Infrared Radiant | Infrared Radiant | Infrared Radiant | Infrared Radiant | Infrared Radiant | Infrared Radiant | Infrared Radiant | Infrared Radiant | Infrared Radiant | Infrared Radiant | Infrared Radiant | Infrared Radiant | Infrared Radiant | Infrared Radiant | Infrared Radiant | Infrared Radiant | Infrared Radiant | Infrared Radiant | Infrared Radiant | Infrared Radiant | Infrared Radiant | Infrared Radiant | Infrared Radiant | Infrared Radiant | Infrared Radiant | Infrared Radiant | Infrared Radiant | Infrared Radiant | Infrared Radiant | Infrared Radiant | Infrared Radiant | Infrared Radiant
F1_Commercial_Other Health_Existing_Space Heating_Natural Gas_Unit Heater_E1 | F1 | Commercial | Other Health | Existing | Space Heating | Natural Gas | Unit Heater | E1 | CCE | 0 | 0 | 0 | 0 | 0 | 0 | 0 | 0 | 0 | 0 | 0 | 0 | 0 | 0 | 0 | 0 | 0 | 0 | 0 | 0 | 0 | 0 | 0 | 0 | 0 | 0 | 0 | 0 | 0 | 0 | 0 | 0 | 0
F1_Commercial_Other Health_Existing_Space Heating_Natural Gas_Unit Heater_E2 | F1 | Commercial | Other Health | Existing | Space Heating | Natural Gas | Unit Heater | E2 | CCE | 2.2519 | 2.3315 | 2.1041 | 2.155 | 2.1666 | 0 | 0 | 0 | 0 | 0 | 0 | 0 | 0 | 0 | 0 | 0 | 0 | 0 | 0 | 0 | 0 | 0 | 0 | 0 | 0 | 0 | 0 | 0 | 0 | 0 | 0 | 0 | 0
F1_Commercial_Other Health_Existing_Space Heating_Natural Gas_Unit Heater_E3 | F1 | Commercial | Other Health | Existing | Space Heating | Natural Gas | Unit Heater | E3 | CCE | 0.17557 | 0.18177 | 0.16404 | 0.16801 | 0.16892 | -1.4689 | -1.4769 | -1.4849 | -1.4931 | -1.5013 | -1.5097 | -1.5181 | -1.5267 | -1.5353 | -1.544 | -1.5528 | -1.5618 | -1.5708 | -1.5799 | -1.5892 | -1.5985 | -1.6079 | -1.6175 | -1.6272 | -1.637 | -1.6469 | -1.657 | -1.6671 | -1.6774 | -1.6878 | -1.6984 | -1.709 | -1.709
F1_Commercial_Other Health_Existing_Space Heating_Natural Gas_Unit Heater_E4 | F1 | Commercial | Other Health | Existing | Space Heating | Natural Gas | Unit Heater | E4 | CCE | 0 | 0 | 0 | 0 | 0 | 0 | 0 | 0 | 0 | 0 | 0 | 0 | 0 | 0 | 0 | 0 | 0 | 0 | 0 | 0 | 0 | 0 | 0 | 0 | 0 | 0 | 0 | 0 | 0 | 0 | 0 | 0 | 0
F1_Commercial_Other Health_Existing_Space Heating_Natural Gas_Unit Heater_E5 | F1 | Commercial | Other Health | Existing | Space Heating | Natural Gas | Unit Heater | E5 | CCE | 0 | 0 | 0 | 0 | 0 | 0 | 0 | 0 | 0 | 0 | 0 | 0 | 0 | 0 | 0 | 0 | 0 | 0 | 0 | 0 | 0 | 0 | 0 | 0 | 0 | 0 | 0 | 0 | 0 | 0 | 0 | 0 | 0
F1_Commercial_Other Health_Existing_Space Heating_Natural Gas_Unit Heater_E6 | F1 | Commercial | Other Health | Existing | Space Heating | Natural Gas | Unit Heater | E6 | CCE | 0 | 0 | 0 | 0 | 0 | 0 | 0 | 0 | 0 | 0 | 0 | 0 | 0 | 0 | 0 | 0 | 0 | 0 | 0 | 0 | 0 | 0 | 0 | 0 | 0 | 0 | 0 | 0 | 0 | 0 | 0 | 0 | 0
F1_Commercial_Other Health_Existing_Space Heating_Natural Gas_Unit Heater_E7 | F1 | Commercial | Other Health | Existing | Space Heating | Natural Gas | Unit Heater | E7 | CCE | 0 | 0 | 0 | 0 | 0 | 0 | 0 | 0 | 0 | 0 | 0 | 0 | 0 | 0 | 0 | 0 | 0 | 0 | 0 | 0 | 0 | 0 | 0 | 0 | 0 | 0 | 0 | 0 | 0 | 0 | 0 | 0 | 0
F1_Commercial_Other Health_Existing_Space Heating_Natural Gas_Unit Heater_E8 | F1 | Commercial | Other Health | Existing | Space Heating | Natural Gas | Unit Heater | E8 | CCE | 0 | 0 | 0 | 0 | 0 | 0 | 0 | 0 | 0 | 0 | 0 | 0 | 0 | 0 | 0 | 0 | 0 | 0 | 0 | 0 | 0 | 0 | 0 | 0 | 0 | 0 | 0 | 0 | 0 | 0 | 0 | 0 | 0
F1_Commercial_Other Health_Existing_Space Heating_Natural Gas_Unit Heater_E9 | F1 | Commercial | Other Health | Existing | Space Heating | Natural Gas | Unit Heater | E9 | CCE | 0 | 0 | 0 | 0 | 0 | 0 | 0 | 0 | 0 | 0 | 0 | 0 | 0 | 0 | 0 | 0 | 0 | 0 | 0 | 0 | 0 | 0 | 0 | 0 | 0 | 0 | 0 | 0 | 0 | 0 | 0 | 0 | 0
F1_Commercial_Other Health_Existing_Space Heating_Natural Gas_Unit Heater_E10 | F1 | Commercial | Other Health | Existing | Space Heating | Natural Gas | Unit Heater | E10 | CCE | 0 | 0 | 0 | 0 | 0 | 0 | 0 | 0 | 0 | 0 | 0 | 0 | 0 | 0 | 0 | 0 | 0 | 0 | 0 | 0 | 0 | 0 | 0 | 0 | 0 | 0 | 0 | 0 | 0 | 0 | 0 | 0 | 0
F2_Commercial_Other Health_Existing_Space Heating_Natural Gas_Unit Heater_E1 | F2 | Commercial | Other Health | Existing | Space Heating | Natural Gas | Unit Heater | E1 | TRC BC Ratio | 1 | 1 | 1 | 1 | 1 | 0 | 0 | 0 | 0 | 0 | 0 | 0 | 0 | 0 | 0 | 0 | 0 | 0 | 0 | 0 | 0 | 0 | 0 | 0 | 0 | 0 | 0 | 0 | 0 | 0 | 0 | 0 | 0
F2_Commercial_Other Health_Existing_Space Heating_Natural Gas_Unit Heater_E2 | F2 | Commercial | Other Health | Existing | Space Heating | Natural Gas | Unit Heater | E2 | TRC BC Ratio | 0.97102 | 0.97017 | 0.97275 | 0.96494 | 0.9594 | 1 | 1 | 1 | 1 | 1 | 1 | 1 | 1 | 1 | 1 | 1 | 1 | 1 | 1 | 1 | 1 | 1 | 1 | 1 | 1 | 1 | 1 | 1 | 1 | 1 | 1 | 1 | 1
F2_Commercial_Other Health_Existing_Space Heating_Natural Gas_Unit Heater_E3 | F2 | Commercial | Other Health | Existing | Space Heating | Natural Gas | Unit Heater | E3 | TRC BC Ratio | 12.4546 | 12.4437 | 12.4768 | 12.3766 | 12.3055 | 1 | 1 | 1 | 1 | 1 | 1 | 1 | 1 | 1 | 1 | 1 | 1 | 1 | 1 | 1 | 1 | 1 | 1 | 1 | 1 | 1 | 1 | 1 | 1 | 1 | 1 | 1 | 1
F2_Commercial_Other Health_Existing_Space Heating_Natural Gas_Unit Heater_E4 | F2 | Commercial | Other Health | Existing | Space Heating | Natural Gas | Unit Heater | E4 | TRC BC Ratio | 0 | 0 | 0 | 0 | 0 | 0 | 0 | 0 | 0 | 0 | 0 | 0 | 0 | 0 | 0 | 0 | 0 | 0 | 0 | 0 | 0 | 0 | 0 | 0 | 0 | 0 | 0 | 0 | 0 | 0 | 0 | 0 | 0
F2_Commercial_Other Health_Existing_Space Heating_Natural Gas_Unit Heater_E5 | F2 | Commercial | Other Health | Existing | Space Heating | Natural Gas | Unit Heater | E5 | TRC BC Ratio | 0 | 0 | 0 | 0 | 0 | 0 | 0 | 0 | 0 | 0 | 0 | 0 | 0 | 0 | 0 | 0 | 0 | 0 | 0 | 0 | 0 | 0 | 0 | 0 | 0 | 0 | 0 | 0 | 0 | 0 | 0 | 0 | 0
F2_Commercial_Other Health_Existing_Space Heating_Natural Gas_Unit Heater_E6 | F2 | Commercial | Other Health | Existing | Space Heating | Natural Gas | Unit Heater | E6 | TRC BC Ratio | 0 | 0 | 0 | 0 | 0 | 0 | 0 | 0 | 0 | 0 | 0 | 0 | 0 | 0 | 0 | 0 | 0 | 0 | 0 | 0 | 0 | 0 | 0 | 0 | 0 | 0 | 0 | 0 | 0 | 0 | 0 | 0 | 0
F2_Commercial_Other Health_Existing_Space Heating_Natural Gas_Unit Heater_E7 | F2 | Commercial | Other Health | Existing | Space Heating | Natural Gas | Unit Heater | E7 | TRC BC Ratio | 0 | 0 | 0 | 0 | 0 | 0 | 0 | 0 | 0 | 0 | 0 | 0 | 0 | 0 | 0 | 0 | 0 | 0 | 0 | 0 | 0 | 0 | 0 | 0 | 0 | 0 | 0 | 0 | 0 | 0 | 0 | 0 | 0
F2_Commercial_Other Health_Existing_Space Heating_Natural Gas_Unit Heater_E8 | F2 | Commercial | Other Health | Existing | Space Heating | Natural Gas | Unit Heater | E8 | TRC BC Ratio | 0 | 0 | 0 | 0 | 0 | 0 | 0 | 0 | 0 | 0 | 0 | 0 | 0 | 0 | 0 | 0 | 0 | 0 | 0 | 0 | 0 | 0 | 0 | 0 | 0 | 0 | 0 | 0 | 0 | 0 | 0 | 0 | 0
F2_Commercial_Other Health_Existing_Space Heating_Natural Gas_Unit Heater_E9 | F2 | Commercial | Other Health | Existing | Space Heating | Natural Gas | Unit Heater | E9 | TRC BC Ratio | 0 | 0 | 0 | 0 | 0 | 0 | 0 | 0 | 0 | 0 | 0 | 0 | 0 | 0 | 0 | 0 | 0 | 0 | 0 | 0 | 0 | 0 | 0 | 0 | 0 | 0 | 0 | 0 | 0 | 0 | 0 | 0 | 0
F2_Commercial_Other Health_Existing_Space Heating_Natural Gas_Unit Heater_E10 | F2 | Commercial | Other Health | Existing | Space Heating | Natural Gas | Unit Heater | E10 | TRC BC Ratio | 0 | 0 | 0 | 0 | 0 | 0 | 0 | 0 | 0 | 0 | 0 | 0 | 0 | 0 | 0 | 0 | 0 | 0 | 0 | 0 | 0 | 0 | 0 | 0 | 0 | 0 | 0 | 0 | 0 | 0 | 0 | 0 | 0
F3_Commercial_Other Health_Existing_Space Heating_Natural Gas_Unit Heater_E1 | F3 | Commercial | Other Health | Existing | Space Heating | Natural Gas | Unit Heater | E1 | PACT BC Ratio | 1 | 1 | 1 | 1 | 1 | 0 | 0 | 0 | 0 | 0 | 0 | 0 | 0 | 0 | 0 | 0 | 0 | 0 | 0 | 0 | 0 | 0 | 0 | 0 | 0 | 0 | 0 | 0 | 0 | 0 | 0 | 0 | 0
F3_Commercial_Other Health_Existing_Space Heating_Natural Gas_Unit Heater_E2 | F3 | Commercial | Other Health | Existing | Space Heating | Natural Gas | Unit Heater | E2 | PACT BC Ratio | 1.2947 | 1.2936 | 1.297 | 1.2866 | 1.2792 | 1 | 1 | 1 | 1 | 1 | 1 | 1 | 1 | 1 | 1 | 1 | 1 | 1 | 1 | 1 | 1 | 1 | 1 | 1 | 1 | 1 | 1 | 1 | 1 | 1 | 1 | 1 | 1
F3_Commercial_Other Health_Existing_Space Heating_Natural Gas_Unit Heater_E3 | F3 | Commercial | Other Health | Existing | Space Heating | Natural Gas | Unit Heater | E3 | PACT BC Ratio | 16.6062 | 16.5916 | 16.6357 | 16.5021 | 16.4073 | 1 | 1 | 1 | 1 | 1 | 1 | 1 | 1 | 1 | 1 | 1 | 1 | 1 | 1 | 1 | 1 | 1 | 1 | 1 | 1 | 1 | 1 | 1 | 1 | 1 | 1 | 1 | 1
F3_Commercial_Other Health_Existing_Space Heating_Natural Gas_Unit Heater_E4 | F3 | Commercial | Other Health | Existing | Space Heating | Natural Gas | Unit Heater | E4 | PACT BC Ratio | 0 | 0 | 0 | 0 | 0 | 0 | 0 | 0 | 0 | 0 | 0 | 0 | 0 | 0 | 0 | 0 | 0 | 0 | 0 | 0 | 0 | 0 | 0 | 0 | 0 | 0 | 0 | 0 | 0 | 0 | 0 | 0 | 0
F3_Commercial_Other Health_Existing_Space Heating_Natural Gas_Unit Heater_E5 | F3 | Commercial | Other Health | Existing | Space Heating | Natural Gas | Unit Heater | E5 | PACT BC Ratio | 0 | 0 | 0 | 0 | 0 | 0 | 0 | 0 | 0 | 0 | 0 | 0 | 0 | 0 | 0 | 0 | 0 | 0 | 0 | 0 | 0 | 0 | 0 | 0 | 0 | 0 | 0 | 0 | 0 | 0 | 0 | 0 | 0
F3_Commercial_Other Health_Existing_Space Heating_Natural Gas_Unit Heater_E6 | F3 | Commercial | Other Health | Existing | Space Heating | Natural Gas | Unit Heater | E6 | PACT BC Ratio | 0 | 0 | 0 | 0 | 0 | 0 | 0 | 0 | 0 | 0 | 0 | 0 | 0 | 0 | 0 | 0 | 0 | 0 | 0 | 0 | 0 | 0 | 0 | 0 | 0 | 0 | 0 | 0 | 0 | 0 | 0 | 0 | 0
F3_Commercial_Other Health_Existing_Space Heating_Natural Gas_Unit Heater_E7 | F3 | Commercial | Other Health | Existing | Space Heating | Natural Gas | Unit Heater | E7 | PACT BC Ratio | 0 | 0 | 0 | 0 | 0 | 0 | 0 | 0 | 0 | 0 | 0 | 0 | 0 | 0 | 0 | 0 | 0 | 0 | 0 | 0 | 0 | 0 | 0 | 0 | 0 | 0 | 0 | 0 | 0 | 0 | 0 | 0 | 0
F3_Commercial_Other Health_Existing_Space Heating_Natural Gas_Unit Heater_E8 | F3 | Commercial | Other Health | Existing | Space Heating | Natural Gas | Unit Heater | E8 | PACT BC Ratio | 0 | 0 | 0 | 0 | 0 | 0 | 0 | 0 | 0 | 0 | 0 | 0 | 0 | 0 | 0 | 0 | 0 | 0 | 0 | 0 | 0 | 0 | 0 | 0 | 0 | 0 | 0 | 0 | 0 | 0 | 0 | 0 | 0
F3_Commercial_Other Health_Existing_Space Heating_Natural Gas_Unit Heater_E9 | F3 | Commercial | Other Health | Existing | Space Heating | Natural Gas | Unit Heater | E9 | PACT BC Ratio | 0 | 0 | 0 | 0 | 0 | 0 | 0 | 0 | 0 | 0 | 0 | 0 | 0 | 0 | 0 | 0 | 0 | 0 | 0 | 0 | 0 | 0 | 0 | 0 | 0 | 0 | 0 | 0 | 0 | 0 | 0 | 0 | 0
F3_Commercial_Other Health_Existing_Space Heating_Natural Gas_Unit Heater_E10 | F3 | Commercial | Other Health | Existing | Space Heating | Natural Gas | Unit Heater | E10 | PACT BC Ratio | 0 | 0 | 0 | 0 | 0 | 0 | 0 | 0 | 0 | 0 | 0 | 0 | 0 | 0 | 0 | 0 | 0 | 0 | 0 | 0 | 0 | 0 | 0 | 0 | 0 | 0 | 0 | 0 | 0 | 0 | 0 | 0 | 0
F4_Commercial_Other Health_Existing_Space Heating_Natural Gas_Unit Heater_E1 | F4 | Commercial | Other Health | Existing | Space Heating | Natural Gas | Unit Heater | E1 | RVT BC Ratio | 1 | 1 | 1 | 1 | 1 | 0 | 0 | 0 | 0 | 0 | 0 | 0 | 0 | 0 | 0 | 0 | 0 | 0 | 0 | 0 | 0 | 0 | 0 | 0 | 0 | 0 | 0 | 0 | 0 | 0 | 0 | 0 | 0
F4_Commercial_Other Health_Existing_Space Heating_Natural Gas_Unit Heater_E2 | F4 | Commercial | Other Health | Existing | Space Heating | Natural Gas | Unit Heater | E2 | RVT BC Ratio | 2.096 | 2.0948 | 2.0985 | 2.0873 | 2.0793 | 1 | 1 | 1 | 1 | 1 | 1 | 1 | 1 | 1 | 1 | 1 | 1 | 1 | 1 | 1 | 1 | 1 | 1 | 1 | 1 | 1 | 1 | 1 | 1 | 1 | 1 | 1 | 1
F4_Commercial_Other Health_Existing_Space Heating_Natural Gas_Unit Heater_E3 | F4 | Commercial | Other Health | Existing | Space Heating | Natural Gas | Unit Heater | E3 | RVT BC Ratio | 18.6057 | 18.59 | 18.6376 | 18.4936 | 18.3913 | 1 | 1 | 1 | 1 | 1 | 1 | 1 | 1 | 1 | 1 | 1 | 1 | 1 | 1 | 1 | 1 | 1 | 1 | 1 | 1 | 1 | 1 | 1 | 1 | 1 | 1 | 1 | 1
F4_Commercial_Other Health_Existing_Space Heating_Natural Gas_Unit Heater_E4 | F4 | Commercial | Other Health | Existing | Space Heating | Natural Gas | Unit Heater | E4 | RVT BC Ratio | 0 | 0 | 0 | 0 | 0 | 0 | 0 | 0 | 0 | 0 | 0 | 0 | 0 | 0 | 0 | 0 | 0 | 0 | 0 | 0 | 0 | 0 | 0 | 0 | 0 | 0 | 0 | 0 | 0 | 0 | 0 | 0 | 0
F4_Commercial_Other Health_Existing_Space Heating_Natural Gas_Unit Heater_E5 | F4 | Commercial | Other Health | Existing | Space Heating | Natural Gas | Unit Heater | E5 | RVT BC Ratio | 0 | 0 | 0 | 0 | 0 | 0 | 0 | 0 | 0 | 0 | 0 | 0 | 0 | 0 | 0 | 0 | 0 | 0 | 0 | 0 | 0 | 0 | 0 | 0 | 0 | 0 | 0 | 0 | 0 | 0 | 0 | 0 | 0
F4_Commercial_Other Health_Existing_Space Heating_Natural Gas_Unit Heater_E6 | F4 | Commercial | Other Health | Existing | Space Heating | Natural Gas | Unit Heater | E6 | RVT BC Ratio | 0 | 0 | 0 | 0 | 0 | 0 | 0 | 0 | 0 | 0 | 0 | 0 | 0 | 0 | 0 | 0 | 0 | 0 | 0 | 0 | 0 | 0 | 0 | 0 | 0 | 0 | 0 | 0 | 0 | 0 | 0 | 0 | 0
F4_Commercial_Other Health_Existing_Space Heating_Natural Gas_Unit Heater_E7 | F4 | Commercial | Other Health | Existing | Space Heating | Natural Gas | Unit Heater | E7 | RVT BC Ratio | 0 | 0 | 0 | 0 | 0 | 0 | 0 | 0 | 0 | 0 | 0 | 0 | 0 | 0 | 0 | 0 | 0 | 0 | 0 | 0 | 0 | 0 | 0 | 0 | 0 | 0 | 0 | 0 | 0 | 0 | 0 | 0 | 0
F4_Commercial_Other Health_Existing_Space Heating_Natural Gas_Unit Heater_E8 | F4 | Commercial | Other Health | Existing | Space Heating | Natural Gas | Unit Heater | E8 | RVT BC Ratio | 0 | 0 | 0 | 0 | 0 | 0 | 0 | 0 | 0 | 0 | 0 | 0 | 0 | 0 | 0 | 0 | 0 | 0 | 0 | 0 | 0 | 0 | 0 | 0 | 0 | 0 | 0 | 0 | 0 | 0 | 0 | 0 | 0
F4_Commercial_Other Health_Existing_Space Heating_Natural Gas_Unit Heater_E9 | F4 | Commercial | Other Health | Existing | Space Heating | Natural Gas | Unit Heater | E9 | RVT BC Ratio | 0 | 0 | 0 | 0 | 0 | 0 | 0 | 0 | 0 | 0 | 0 | 0 | 0 | 0 | 0 | 0 | 0 | 0 | 0 | 0 | 0 | 0 | 0 | 0 | 0 | 0 | 0 | 0 | 0 | 0 | 0 | 0 | 0
F4_Commercial_Other Health_Existing_Space Heating_Natural Gas_Unit Heater_E10 | F4 | Commercial | Other Health | Existing | Space Heating | Natural Gas | Unit Heater | E10 | RVT BC Ratio | 0 | 0 | 0 | 0 | 0 | 0 | 0 | 0 | 0 | 0 | 0 | 0 | 0 | 0 | 0 | 0 | 0 | 0 | 0 | 0 | 0 | 0 | 0 | 0 | 0 | 0 | 0 | 0 | 0 | 0 | 0 | 0 | 0
F5_Commercial_Other Health_Existing_Space Heating_Natural Gas_Unit Heater_E1 | F5 | Commercial | Other Health | Existing | Space Heating | Natural Gas | Unit Heater | E1 | RIM BC Ratio | 1 | 1 | 1 | 1 | 1 | 0 | 0 | 0 | 0 | 0 | 0 | 0 | 0 | 0 | 0 | 0 | 0 | 0 | 0 | 0 | 0 | 0 | 0 | 0 | 0 | 0 | 0 | 0 | 0 | 0 | 0 | 0 | 0
F5_Commercial_Other Health_Existing_Space Heating_Natural Gas_Unit Heater_E2 | F5 | Commercial | Other Health | Existing | Space Heating | Natural Gas | Unit Heater | E2 | RIM BC Ratio | 0.5075 | 0.50732 | 0.50785 | 0.50625 | 0.5051 | 1 | 1 | 1 | 1 | 1 | 1 | 1 | 1 | 1 | 1 | 1 | 1 | 1 | 1 | 1 | 1 | 1 | 1 | 1 | 1 | 1 | 1 | 1 | 1 | 1 | 1 | 1 | 1
F5_Commercial_Other Health_Existing_Space Heating_Natural Gas_Unit Heater_E3 | F5 | Commercial | Other Health | Existing | Space Heating | Natural Gas | Unit Heater | E3 | RIM BC Ratio | 0.79473 | 0.7947 | 0.7948 | 0.79449 | 0.79427 | 1 | 1 | 1 | 1 | 1 | 1 | 1 | 1 | 1 | 1 | 1 | 1 | 1 | 1 | 1 | 1 | 1 | 1 | 1 | 1 | 1 | 1 | 1 | 1 | 1 | 1 | 1 | 1
F5_Commercial_Other Health_Existing_Space Heating_Natural Gas_Unit Heater_E4 | F5 | Commercial | Other Health | Existing | Space Heating | Natural Gas | Unit Heater | E4 | RIM BC Ratio | 0 | 0 | 0 | 0 | 0 | 0 | 0 | 0 | 0 | 0 | 0 | 0 | 0 | 0 | 0 | 0 | 0 | 0 | 0 | 0 | 0 | 0 | 0 | 0 | 0 | 0 | 0 | 0 | 0 | 0 | 0 | 0 | 0
F5_Commercial_Other Health_Existing_Space Heating_Natural Gas_Unit Heater_E5 | F5 | Commercial | Other Health | Existing | Space Heating | Natural Gas | Unit Heater | E5 | RIM BC Ratio | 0 | 0 | 0 | 0 | 0 | 0 | 0 | 0 | 0 | 0 | 0 | 0 | 0 | 0 | 0 | 0 | 0 | 0 | 0 | 0 | 0 | 0 | 0 | 0 | 0 | 0 | 0 | 0 | 0 | 0 | 0 | 0 | 0
F5_Commercial_Other Health_Existing_Space Heating_Natural Gas_Unit Heater_E6 | F5 | Commercial | Other Health | Existing | Space Heating | Natural Gas | Unit Heater | E6 | RIM BC Ratio | 0 | 0 | 0 | 0 | 0 | 0 | 0 | 0 | 0 | 0 | 0 | 0 | 0 | 0 | 0 | 0 | 0 | 0 | 0 | 0 | 0 | 0 | 0 | 0 | 0 | 0 | 0 | 0 | 0 | 0 | 0 | 0 | 0
F5_Commercial_Other Health_Existing_Space Heating_Natural Gas_Unit Heater_E7 | F5 | Commercial | Other Health | Existing | Space Heating | Natural Gas | Unit Heater | E7 | RIM BC Ratio | 0 | 0 | 0 | 0 | 0 | 0 | 0 | 0 | 0 | 0 | 0 | 0 | 0 | 0 | 0 | 0 | 0 | 0 | 0 | 0 | 0 | 0 | 0 | 0 | 0 | 0 | 0 | 0 | 0 | 0 | 0 | 0 | 0
F5_Commercial_Other Health_Existing_Space Heating_Natural Gas_Unit Heater_E8 | F5 | Commercial | Other Health | Existing | Space Heating | Natural Gas | Unit Heater | E8 | RIM BC Ratio | 0 | 0 | 0 | 0 | 0 | 0 | 0 | 0 | 0 | 0 | 0 | 0 | 0 | 0 | 0 | 0 | 0 | 0 | 0 | 0 | 0 | 0 | 0 | 0 | 0 | 0 | 0 | 0 | 0 | 0 | 0 | 0 | 0
F5_Commercial_Other Health_Existing_Space Heating_Natural Gas_Unit Heater_E9 | F5 | Commercial | Other Health | Existing | Space Heating | Natural Gas | Unit Heater | E9 | RIM BC Ratio | 0 | 0 | 0 | 0 | 0 | 0 | 0 | 0 | 0 | 0 | 0 | 0 | 0 | 0 | 0 | 0 | 0 | 0 | 0 | 0 | 0 | 0 | 0 | 0 | 0 | 0 | 0 | 0 | 0 | 0 | 0 | 0 | 0
F5_Commercial_Other Health_Existing_Space Heating_Natural Gas_Unit Heater_E10 | F5 | Commercial | Other Health | Existing | Space Heating | Natural Gas | Unit Heater | E10 | RIM BC Ratio | 0 | 0 | 0 | 0 | 0 | 0 | 0 | 0 | 0 | 0 | 0 | 0 | 0 | 0 | 0 | 0 | 0 | 0 | 0 | 0 | 0 | 0 | 0 | 0 | 0 | 0 | 0 | 0 | 0 | 0 | 0 | 0 | 0
F0_Commercial_Other Health_Existing_Water Heating_Natural Gas_Water Heater_E0 | F0 | Commercial | Other Health | Existing | Water Heating | Natural Gas | Water Heater | E0 | Economic Unit | Gas-Fired Absorption HPWH | Gas-Fired Absorption HPWH | Gas-Fired Absorption HPWH | Gas-Fired Absorption HPWH | Gas-Fired Absorption HPWH | Gas-Fired Absorption HPWH | Gas-Fired Absorption HPWH | Gas-Fired Absorption HPWH | Gas-Fired Absorption HPWH | Gas-Fired Absorption HPWH | Gas-Fired Absorption HPWH | Gas-Fired Absorption HPWH | Gas-Fired Absorption HPWH | Gas-Fired Absorption HPWH | Gas-Fired Absorption HPWH | Gas-Fired Absorption HPWH | Gas-Fired Absorption HPWH | Gas-Fired Absorption HPWH | Gas-Fired Absorption HPWH | Gas-Fired Absorption HPWH | Gas-Fired Absorption HPWH | Gas-Fired Absorption HPWH | Gas-Fired Absorption HPWH | Gas-Fired Absorption HPWH | Gas-Fired Absorption HPWH | Gas-Fired Absorption HPWH | Gas-Fired Absorption HPWH | Gas-Fired Absorption HPWH | Gas-Fired Absorption HPWH | Gas-Fired Absorption HPWH | Gas-Fired Absorption HPWH | Gas-Fired Absorption HPWH | Gas-Fired Absorption HPWH
F1_Commercial_Other Health_Existing_Water Heating_Natural Gas_Water Heater_E1 | F1 | Commercial | Other Health | Existing | Water Heating | Natural Gas | Water Heater | E1 | CCE | 0 | 0 | 0 | 0 | 0 | 0 | 0 | 0 | 0 | 0 | 0 | 0 | 0 | 0 | 0 | 0 | 0 | 0 | 0 | 0 | 0 | 0 | 0 | 0 | 0 | 0 | 0 | 0 | 0 | 0 | 0 | 0 | 0
F1_Commercial_Other Health_Existing_Water Heating_Natural Gas_Water Heater_E2 | F1 | Commercial | Other Health | Existing | Water Heating | Natural Gas | Water Heater | E2 | CCE | -0.0018985 | -0.0019655 | -0.0017644 | -0.0017975 | -0.0017975 | -0.0017975 | -0.0017975 | -0.0017975 | -0.0017975 | -0.0017975 | -0.0017975 | -0.0017975 | -0.0017975 | -0.0017975 | -0.0017975 | -0.0017975 | -0.0017975 | -0.0017975 | -0.0017975 | -0.0017975 | -0.0017975 | -0.0017975 | -0.0017975 | -0.0017975 | -0.0017975 | -0.0017975 | -0.0017975 | -0.0017975 | -0.0017975 | -0.0017975 | -0.0017975 | -0.0017975 | -0.0017975
F1_Commercial_Other Health_Existing_Water Heating_Natural Gas_Water Heater_E3 | F1 | Commercial | Other Health | Existing | Water Heating | Natural Gas | Water Heater | E3 | CCE | 0.014848 | 0.015372 | 0.0138 | 0.014058 | 0.014058 | 0.014058 | 0.014058 | 0.014058 | 0.014058 | 0.014058 | 0.014058 | 0.014058 | 0.014058 | 0.014058 | 0.014058 | 0.014058 | 0.014058 | 0.014058 | 0.014058 | 0.014058 | 0.014058 | 0.014058 | 0.014058 | 0.014058 | 0.014058 | 0.014058 | 0.014058 | 0.014058 | 0.014058 | 0.014058 | 0.014058 | 0.014058 | 0.014058
F1_Commercial_Other Health_Existing_Water Heating_Natural Gas_Water Heater_E4 | F1 | Commercial | Other Health | Existing | Water Heating | Natural Gas | Water Heater | E4 | CCE | 0.018283 | 0.018929 | 0.016992 | 0.017311 | 0.017311 | 0.017311 | 0.017311 | 0.017311 | 0.017311 | 0.017311 | 0.017311 | 0.017311 | 0.017311 | 0.017311 | 0.017311 | 0.017311 | 0.017311 | 0.017311 | 0.017311 | 0.017311 | 0.017311 | 0.017311 | 0.017311 | 0.017311 | 0.017311 | 0.017311 | 0.017311 | 0.017311 | 0.017311 | 0.017311 | 0.017311 | 0.017311 | 0.017311
F1_Commercial_Other Health_Existing_Water Heating_Natural Gas_Water Heater_E5 | F1 | Commercial | Other Health | Existing | Water Heating | Natural Gas | Water Heater | E5 | CCE | 0.028723 | 0.029738 | 0.026695 | 0.027196 | 0.027196 | 0.027196 | 0.027196 | 0.027196 | 0.027196 | 0.027196 | 0.027196 | 0.027196 | 0.027196 | 0.027196 | 0.027196 | 0.027196 | 0.027196 | 0.027196 | 0.027196 | 0.027196 | 0.027196 | 0.027196 | 0.027196 | 0.027196 | 0.027196 | 0.027196 | 0.027196 | 0.027196 | 0.027196 | 0.027196 | 0.027196 | 0.027196 | 0.027196
F1_Commercial_Other Health_Existing_Water Heating_Natural Gas_Water Heater_E6 | F1 | Commercial | Other Health | Existing | Water Heating | Natural Gas | Water Heater | E6 | CCE | -0.064322 | -0.066596 | -0.059781 | -0.060902 | -0.060902 | -0.060902 | -0.060902 | -0.060902 | -0.060902 | -0.060902 | -0.060902 | -0.060902 | -0.060902 | -0.060902 | -0.060902 | -0.060902 | -0.060902 | -0.060902 | -0.060902 | -0.060902 | -0.060902 | -0.060902 | -0.060902 | -0.060902 | -0.060902 | -0.060902 | -0.060902 | -0.060902 | -0.060902 | -0.060902 | -0.060902 | -0.060902 | -0.060902
F1_Commercial_Other Health_Existing_Water Heating_Natural Gas_Water Heater_E7 | F1 | Commercial | Other Health | Existing | Water Heating | Natural Gas | Water Heater | E7 | CCE | -0.048104 | -0.049804 | -0.044708 | -0.045547 | -0.045547 | -0.045547 | -0.045547 | -0.045547 | -0.045547 | -0.045547 | -0.045547 | -0.045547 | -0.045547 | -0.045547 | -0.045547 | -0.045547 | -0.045547 | -0.045547 | -0.045547 | -0.045547 | -0.045547 | -0.045547 | -0.045547 | -0.045547 | -0.045547 | -0.045547 | -0.045547 | -0.045547 | -0.045547 | -0.045547 | -0.045547 | -0.045547 | -0.045547
F1_Commercial_Other Health_Existing_Water Heating_Natural Gas_Water Heater_E8 | F1 | Commercial | Other Health | Existing | Water Heating | Natural Gas | Water Heater | E8 | CCE | 0 | 0 | 0 | 0 | 0 | 0 | 0 | 0 | 0 | 0 | 0 | 0 | 0 | 0 | 0 | 0 | 0 | 0 | 0 | 0 | 0 | 0 | 0 | 0 | 0 | 0 | 0 | 0 | 0 | 0 | 0 | 0 | 0
F1_Commercial_Other Health_Existing_Water Heating_Natural Gas_Water Heater_E9 | F1 | Commercial | Other Health | Existing | Water Heating | Natural Gas | Water Heater | E9 | CCE | 0 | 0 | 0 | 0 | 0 | 0 | 0 | 0 | 0 | 0 | 0 | 0 | 0 | 0 | 0 | 0 | 0 | 0 | 0 | 0 | 0 | 0 | 0 | 0 | 0 | 0 | 0 | 0 | 0 | 0 | 0 | 0 | 0
F1_Commercial_Other Health_Existing_Water Heating_Natural Gas_Water Heater_E10 | F1 | Commercial | Other Health | Existing | Water Heating | Natural Gas | Water Heater | E10 | CCE | 0 | 0 | 0 | 0 | 0 | 0 | 0 | 0 | 0 | 0 | 0 | 0 | 0 | 0 | 0 | 0 | 0 | 0 | 0 | 0 | 0 | 0 | 0 | 0 | 0 | 0 | 0 | 0 | 0 | 0 | 0 | 0 | 0
F2_Commercial_Other Health_Existing_Water Heating_Natural Gas_Water Heater_E1 | F2 | Commercial | Other Health | Existing | Water Heating | Natural Gas | Water Heater | E1 | TRC BC Ratio | bar: 2019 to 2051
F2_Commercial_Other Health_Existing_Water Heating_Natural Gas_Water Heater_E2 | F2 | Commercial | Other Health | Existing | Water Heating | Natural Gas | Water Heater | E2 | TRC BC Ratio | bar: 2019 to 2051
F2_Commercial_Other Health_Existing_Water Heating_Natural Gas_Water Heater_E3 | F2 | Commercial | Other Health | Existing | Water Heating | Natural Gas | Water Heater | E3 | TRC BC Ratio | 87.0901 | 86.9596 | 87.2817 | 86.5462 | 86.0796 | 86.4384 | 87.5235 | 88.3818 | 89.4468 | 90.4525 | 91.4589 | 92.3826 | 93.3763 | 94.4129 | 95.4053 | 96.4162 | 97.4424 | 98.5615 | 99.7242 | 100.9528 | 102.1648 | 103.4279 | 104.6008 | 105.8115 | 106.8838 | 107.8159 | 108.6613 | 109.3946 | 109.967 | 110.4392 | 110.7027 | 110.8791 | 110.8791
F2_Commercial_Other Health_Existing_Water Heating_Natural Gas_Water Heater_E4 | F2 | Commercial | Other Health | Existing | Water Heating | Natural Gas | Water Heater | E4 | TRC BC Ratio | 70.7258 | 70.6198 | 70.8813 | 70.2841 | 69.9051 | 70.1965 | 71.0777 | 71.7747 | 72.6396 | 73.4564 | 74.2736 | 75.0238 | 75.8307 | 76.6726 | 77.4785 | 78.2994 | 79.1328 | 80.0416 | 80.9858 | 81.9836 | 82.9679 | 83.9936 | 84.9461 | 85.9293 | 86.8002 | 87.5571 | 88.2437 | 88.8392 | 89.304 | 89.6875 | 89.9015 | 90.0447 | 90.0447
F2_Commercial_Other Health_Existing_Water Heating_Natural Gas_Water Heater_E5 | F2 | Commercial | Other Health | Existing | Water Heating | Natural Gas | Water Heater | E5 | TRC BC Ratio | 45.0192 | 44.9517 | 45.1182 | 44.738 | 44.4968 | 44.6823 | 45.2432 | 45.6869 | 46.2374 | 46.7573 | 47.2775 | 47.755 | 48.2686 | 48.8045 | 49.3175 | 49.8401 | 50.3706 | 50.949 | 51.55 | 52.1852 | 52.8117 | 53.4646 | 54.0709 | 54.6967 | 55.2511 | 55.7329 | 56.1699 | 56.549 | 56.8448 | 57.0889 | 57.2251 | 57.3163 | 57.3163
F2_Commercial_Other Health_Existing_Water Heating_Natural Gas_Water Heater_E6 | F2 | Commercial | Other Health | Existing | Water Heating | Natural Gas | Water Heater | E6 | TRC BC Ratio | bar: 2019 to 2051
F2_Commercial_Other Health_Existing_Water Heating_Natural Gas_Water Heater_E7 | F2 | Commercial | Other Health | Existing | Water Heating | Natural Gas | Water Heater | E7 | TRC BC Ratio | bar: 2019 to 2051
F2_Commercial_Other Health_Existing_Water Heating_Natural Gas_Water Heater_E8 | F2 | Commercial | Other Health | Existing | Water Heating | Natural Gas | Water Heater | E8 | TRC BC Ratio | 0 | 0 | 0 | 0 | 0 | 0 | 0 | 0 | 0 | 0 | 0 | 0 | 0 | 0 | 0 | 0 | 0 | 0 | 0 | 0 | 0 | 0 | 0 | 0 | 0 | 0 | 0 | 0 | 0 | 0 | 0 | 0 | 0
F2_Commercial_Other Health_Existing_Water Heating_Natural Gas_Water Heater_E9 | F2 | Commercial | Other Health | Existing | Water Heating | Natural Gas | Water Heater | E9 | TRC BC Ratio | 0 | 0 | 0 | 0 | 0 | 0 | 0 | 0 | 0 | 0 | 0 | 0 | 0 | 0 | 0 | 0 | 0 | 0 | 0 | 0 | 0 | 0 | 0 | 0 | 0 | 0 | 0 | 0 | 0 | 0 | 0 | 0 | 0
F2_Commercial_Other Health_Existing_Water Heating_Natural Gas_Water Heater_E10 | F2 | Commercial | Other Health | Existing | Water Heating | Natural Gas | Water Heater | E10 | TRC BC Ratio | 0 | 0 | 0 | 0 | 0 | 0 | 0 | 0 | 0 | 0 | 0 | 0 | 0 | 0 | 0 | 0 | 0 | 0 | 0 | 0 | 0 | 0 | 0 | 0 | 0 | 0 | 0 | 0 | 0 | 0 | 0 | 0 | 0
F3_Commercial_Other Health_Existing_Water Heating_Natural Gas_Water Heater_E1 | F3 | Commercial | Other Health | Existing | Water Heating | Natural Gas | Water Heater | E1 | PACT BC Ratio | bar: 2019 to 2051
F3_Commercial_Other Health_Existing_Water Heating_Natural Gas_Water Heater_E2 | F3 | Commercial | Other Health | Existing | Water Heating | Natural Gas | Water Heater | E2 | PACT BC Ratio | bar: 2019 to 2051
F3_Commercial_Other Health_Existing_Water Heating_Natural Gas_Water Heater_E3 | F3 | Commercial | Other Health | Existing | Water Heating | Natural Gas | Water Heater | E3 | PACT BC Ratio | 116.1202 | 115.9462 | 116.3756 | 115.395 | 114.7728 | 115.2512 | 116.6979 | 117.8424 | 119.2624 | 120.6034 | 121.9451 | 123.1768 | 124.5017 | 125.8839 | 127.2071 | 128.5549 | 129.9232 | 131.4154 | 132.9655 | 134.6038 | 136.2198 | 137.9039 | 139.4677 | 141.082 | 142.5117 | 143.7545 | 144.8818 | 145.8595 | 146.6227 | 147.2523 | 147.6036 | 147.8388 | 147.8388
F3_Commercial_Other Health_Existing_Water Heating_Natural Gas_Water Heater_E4 | F3 | Commercial | Other Health | Existing | Water Heating | Natural Gas | Water Heater | E4 | PACT BC Ratio | 94.301 | 94.1597 | 94.5085 | 93.7121 | 93.2068 | 93.5953 | 94.7702 | 95.6996 | 96.8528 | 97.9418 | 99.0315 | 100.0317 | 101.1076 | 102.2301 | 103.3047 | 104.3992 | 105.5104 | 106.7222 | 107.9811 | 109.3115 | 110.6238 | 111.9915 | 113.2615 | 114.5724 | 115.7335 | 116.7428 | 117.6582 | 118.4523 | 119.072 | 119.5833 | 119.8686 | 120.0596 | 120.0596
F3_Commercial_Other Health_Existing_Water Heating_Natural Gas_Water Heater_E5 | F3 | Commercial | Other Health | Existing | Water Heating | Natural Gas | Water Heater | E5 | PACT BC Ratio | 60.0256 | 59.9356 | 60.1576 | 59.6507 | 59.3291 | 59.5764 | 60.3242 | 60.9159 | 61.6499 | 62.3431 | 63.0367 | 63.6734 | 64.3582 | 65.0727 | 65.7567 | 66.4534 | 67.1607 | 67.9321 | 68.7334 | 69.5802 | 70.4156 | 71.2861 | 72.0945 | 72.929 | 73.6681 | 74.3105 | 74.8932 | 75.3986 | 75.7931 | 76.1186 | 76.3002 | 76.4218 | 76.4218
F3_Commercial_Other Health_Existing_Water Heating_Natural Gas_Water Heater_E6 | F3 | Commercial | Other Health | Existing | Water Heating | Natural Gas | Water Heater | E6 | PACT BC Ratio | bar: 2019 to 2051
F3_Commercial_Other Health_Existing_Water Heating_Natural Gas_Water Heater_E7 | F3 | Commercial | Other Health | Existing | Water Heating | Natural Gas | Water Heater | E7 | PACT BC Ratio | bar: 2019 to 2051
F3_Commercial_Other Health_Existing_Water Heating_Natural Gas_Water Heater_E8 | F3 | Commercial | Other Health | Existing | Water Heating | Natural Gas | Water Heater | E8 | PACT BC Ratio | 0 | 0 | 0 | 0 | 0 | 0 | 0 | 0 | 0 | 0 | 0 | 0 | 0 | 0 | 0 | 0 | 0 | 0 | 0 | 0 | 0 | 0 | 0 | 0 | 0 | 0 | 0 | 0 | 0 | 0 | 0 | 0 | 0
F3_Commercial_Other Health_Existing_Water Heating_Natural Gas_Water Heater_E9 | F3 | Commercial | Other Health | Existing | Water Heating | Natural Gas | Water Heater | E9 | PACT BC Ratio | 0 | 0 | 0 | 0 | 0 | 0 | 0 | 0 | 0 | 0 | 0 | 0 | 0 | 0 | 0 | 0 | 0 | 0 | 0 | 0 | 0 | 0 | 0 | 0 | 0 | 0 | 0 | 0 | 0 | 0 | 0 | 0 | 0
F3_Commercial_Other Health_Existing_Water Heating_Natural Gas_Water Heater_E10 | F3 | Commercial | Other Health | Existing | Water Heating | Natural Gas | Water Heater | E10 | PACT BC Ratio | 0 | 0 | 0 | 0 | 0 | 0 | 0 | 0 | 0 | 0 | 0 | 0 | 0 | 0 | 0 | 0 | 0 | 0 | 0 | 0 | 0 | 0 | 0 | 0 | 0 | 0 | 0 | 0 | 0 | 0 | 0 | 0 | 0
F4_Commercial_Other Health_Existing_Water Heating_Natural Gas_Water Heater_E1 | F4 | Commercial | Other Health | Existing | Water Heating | Natural Gas | Water Heater | E1 | RVT BC Ratio | bar: 2019 to 2051
F4_Commercial_Other Health_Existing_Water Heating_Natural Gas_Water Heater_E2 | F4 | Commercial | Other Health | Existing | Water Heating | Natural Gas | Water Heater | E2 | RVT BC Ratio | bar: 2019 to 2051
F4_Commercial_Other Health_Existing_Water Heating_Natural Gas_Water Heater_E3 | F4 | Commercial | Other Health | Existing | Water Heating | Natural Gas | Water Heater | E3 | RVT BC Ratio | 125.9076 | 125.72 | 126.183 | 125.1256 | 124.4548 | 124.9705 | 126.5306 | 127.7646 | 129.2957 | 130.7417 | 132.1884 | 133.5165 | 134.945 | 136.4354 | 137.8621 | 139.3154 | 140.7908 | 142.3997 | 144.0712 | 145.8377 | 147.5801 | 149.396 | 151.0823 | 152.8228 | 154.3645 | 155.7045 | 156.92 | 157.9743 | 158.7972 | 159.476 | 159.8548 | 160.1085 | 160.1085
F4_Commercial_Other Health_Existing_Water Heating_Natural Gas_Water Heater_E4 | F4 | Commercial | Other Health | Existing | Water Heating | Natural Gas | Water Heater | E4 | RVT BC Ratio | 102.3809 | 102.2285 | 102.6046 | 101.7459 | 101.2011 | 101.6199 | 102.8868 | 103.889 | 105.1323 | 106.3066 | 107.4815 | 108.5601 | 109.7201 | 110.9305 | 112.0891 | 113.2693 | 114.4675 | 115.7741 | 117.1315 | 118.566 | 119.9811 | 121.4558 | 122.8252 | 124.2387 | 125.4907 | 126.5789 | 127.566 | 128.4222 | 129.0905 | 129.6417 | 129.9494 | 130.1554 | 130.1554
F4_Commercial_Other Health_Existing_Water Heating_Natural Gas_Water Heater_E5 | F4 | Commercial | Other Health | Existing | Water Heating | Natural Gas | Water Heater | E5 | RVT BC Ratio | 65.4231 | 65.3261 | 65.5655 | 65.0189 | 64.6721 | 64.9387 | 65.7451 | 66.383 | 67.1745 | 67.922 | 68.6698 | 69.3563 | 70.0948 | 70.8652 | 71.6027 | 72.354 | 73.1166 | 73.9483 | 74.8124 | 75.7255 | 76.6262 | 77.5649 | 78.4365 | 79.3363 | 80.1332 | 80.8259 | 81.4542 | 81.9992 | 82.4246 | 82.7755 | 82.9713 | 83.1024 | 83.1024
F4_Commercial_Other Health_Existing_Water Heating_Natural Gas_Water Heater_E6 | F4 | Commercial | Other Health | Existing | Water Heating | Natural Gas | Water Heater | E6 | RVT BC Ratio | bar: 2019 to 2051
F4_Commercial_Other Health_Existing_Water Heating_Natural Gas_Water Heater_E7 | F4 | Commercial | Other Health | Existing | Water Heating | Natural Gas | Water Heater | E7 | RVT BC Ratio | bar: 2019 to 2051
F4_Commercial_Other Health_Existing_Water Heating_Natural Gas_Water Heater_E8 | F4 | Commercial | Other Health | Existing | Water Heating | Natural Gas | Water Heater | E8 | RVT BC Ratio | 0 | 0 | 0 | 0 | 0 | 0 | 0 | 0 | 0 | 0 | 0 | 0 | 0 | 0 | 0 | 0 | 0 | 0 | 0 | 0 | 0 | 0 | 0 | 0 | 0 | 0 | 0 | 0 | 0 | 0 | 0 | 0 | 0
F4_Commercial_Other Health_Existing_Water Heating_Natural Gas_Water Heater_E9 | F4 | Commercial | Other Health | Existing | Water Heating | Natural Gas | Water Heater | E9 | RVT BC Ratio | 0 | 0 | 0 | 0 | 0 | 0 | 0 | 0 | 0 | 0 | 0 | 0 | 0 | 0 | 0 | 0 | 0 | 0 | 0 | 0 | 0 | 0 | 0 | 0 | 0 | 0 | 0 | 0 | 0 | 0 | 0 | 0 | 0
F4_Commercial_Other Health_Existing_Water Heating_Natural Gas_Water Heater_E10 | F4 | Commercial | Other Health | Existing | Water Heating | Natural Gas | Water Heater | E10 | RVT BC Ratio | 0 | 0 | 0 | 0 | 0 | 0 | 0 | 0 | 0 | 0 | 0 | 0 | 0 | 0 | 0 | 0 | 0 | 0 | 0 | 0 | 0 | 0 | 0 | 0 | 0 | 0 | 0 | 0 | 0 | 0 | 0 | 0 | 0
F5_Commercial_Other Health_Existing_Water Heating_Natural Gas_Water Heater_E1 | F5 | Commercial | Other Health | Existing | Water Heating | Natural Gas | Water Heater | E1 | RIM BC Ratio | bar: 2019 to 2051
F5_Commercial_Other Health_Existing_Water Heating_Natural Gas_Water Heater_E2 | F5 | Commercial | Other Health | Existing | Water Heating | Natural Gas | Water Heater | E2 | RIM BC Ratio | bar: 2019 to 2051
F5_Commercial_Other Health_Existing_Water Heating_Natural Gas_Water Heater_E3 | F5 | Commercial | Other Health | Existing | Water Heating | Natural Gas | Water Heater | E3 | RIM BC Ratio | 0.82872 | 0.82871 | 0.82874 | 0.82869 | 0.82865 | 0.82868 | 0.82875 | 0.82881 | 0.82888 | 0.82894 | 0.829 | 0.82906 | 0.82912 | 0.82918 | 0.82924 | 0.82929 | 0.82935 | 0.82941 | 0.82947 | 0.82954 | 0.8296 | 0.82966 | 0.82971 | 0.82977 | 0.82982 | 0.82986 | 0.8299 | 0.82993 | 0.82995 | 0.82997 | 0.82999 | 0.82999 | 0.82999
F5_Commercial_Other Health_Existing_Water Heating_Natural Gas_Water Heater_E4 | F5 | Commercial | Other Health | Existing | Water Heating | Natural Gas | Water Heater | E4 | RIM BC Ratio | 0.82736 | 0.82735 | 0.82737 | 0.82731 | 0.82727 | 0.8273 | 0.82739 | 0.82746 | 0.82755 | 0.82763 | 0.8277 | 0.82777 | 0.82785 | 0.82792 | 0.82799 | 0.82806 | 0.82813 | 0.8282 | 0.82828 | 0.82835 | 0.82843 | 0.8285 | 0.82857 | 0.82864 | 0.8287 | 0.82875 | 0.8288 | 0.82884 | 0.82887 | 0.82889 | 0.82891 | 0.82892 | 0.82892
F5_Commercial_Other Health_Existing_Water Heating_Natural Gas_Water Heater_E5 | F5 | Commercial | Other Health | Existing | Water Heating | Natural Gas | Water Heater | E5 | RIM BC Ratio | 0.82323 | 0.82321 | 0.82326 | 0.82316 | 0.8231 | 0.82315 | 0.82329 | 0.8234 | 0.82353 | 0.82365 | 0.82377 | 0.82388 | 0.82399 | 0.82411 | 0.82422 | 0.82433 | 0.82443 | 0.82455 | 0.82466 | 0.82479 | 0.8249 | 0.82502 | 0.82513 | 0.82523 | 0.82533 | 0.82541 | 0.82548 | 0.82554 | 0.82559 | 0.82563 | 0.82565 | 0.82566 | 0.82566
F5_Commercial_Other Health_Existing_Water Heating_Natural Gas_Water Heater_E6 | F5 | Commercial | Other Health | Existing | Water Heating | Natural Gas | Water Heater | E6 | RIM BC Ratio | bar: 2019 to 2051
F5_Commercial_Other Health_Existing_Water Heating_Natural Gas_Water Heater_E7 | F5 | Commercial | Other Health | Existing | Water Heating | Natural Gas | Water Heater | E7 | RIM BC Ratio | bar: 2019 to 2051
F5_Commercial_Other Health_Existing_Water Heating_Natural Gas_Water Heater_E8 | F5 | Commercial | Other Health | Existing | Water Heating | Natural Gas | Water Heater | E8 | RIM BC Ratio | 0 | 0 | 0 | 0 | 0 | 0 | 0 | 0 | 0 | 0 | 0 | 0 | 0 | 0 | 0 | 0 | 0 | 0 | 0 | 0 | 0 | 0 | 0 | 0 | 0 | 0 | 0 | 0 | 0 | 0 | 0 | 0 | 0
F5_Commercial_Other Health_Existing_Water Heating_Natural Gas_Water Heater_E9 | F5 | Commercial | Other Health | Existing | Water Heating | Natural Gas | Water Heater | E9 | RIM BC Ratio | 0 | 0 | 0 | 0 | 0 | 0 | 0 | 0 | 0 | 0 | 0 | 0 | 0 | 0 | 0 | 0 | 0 | 0 | 0 | 0 | 0 | 0 | 0 | 0 | 0 | 0 | 0 | 0 | 0 | 0 | 0 | 0 | 0
F5_Commercial_Other Health_Existing_Water Heating_Natural Gas_Water Heater_E10 | F5 | Commercial | Other Health | Existing | Water Heating | Natural Gas | Water Heater | E10 | RIM BC Ratio | 0 | 0 | 0 | 0 | 0 | 0 | 0 | 0 | 0 | 0 | 0 | 0 | 0 | 0 | 0 | 0 | 0 | 0 | 0 | 0 | 0 | 0 | 0 | 0 | 0 | 0 | 0 | 0 | 0 | 0 | 0 | 0 | 0
F0_Commercial_Other Health_Existing_Food Preparation_Natural Gas_Oven_E0 | F0 | Commercial | Other Health | Existing | Food Preparation | Natural Gas | Oven | E0 | Economic Unit | ENERGY STAR (3.0) | ENERGY STAR (3.0) | ENERGY STAR (3.0) | ENERGY STAR (3.0) | ENERGY STAR (3.0) | ENERGY STAR (3.0) | ENERGY STAR (3.0) | ENERGY STAR (3.0) | ENERGY STAR (3.0) | ENERGY STAR (3.0) | ENERGY STAR (3.0) | ENERGY STAR (3.0) | ENERGY STAR (3.0) | ENERGY STAR (3.0) | ENERGY STAR (3.0) | ENERGY STAR (3.0) | ENERGY STAR (3.0) | ENERGY STAR (3.0) | ENERGY STAR (3.0) | ENERGY STAR (3.0) | ENERGY STAR (3.0) | ENERGY STAR (3.0) | ENERGY STAR (3.0) | ENERGY STAR (3.0) | ENERGY STAR (3.0) | ENERGY STAR (3.0) | ENERGY STAR (3.0) | ENERGY STAR (3.0) | ENERGY STAR (3.0) | ENERGY STAR (3.0) | ENERGY STAR (3.0) | ENERGY STAR (3.0) | ENERGY STAR (3.0)
F1_Commercial_Other Health_Existing_Food Preparation_Natural Gas_Oven_E1 | F1 | Commercial | Other Health | Existing | Food Preparation | Natural Gas | Oven | E1 | CCE | 0 | 0 | 0 | 0 | 0 | 0 | 0 | 0 | 0 | 0 | 0 | 0 | 0 | 0 | 0 | 0 | 0 | 0 | 0 | 0 | 0 | 0 | 0 | 0 | 0 | 0 | 0 | 0 | 0 | 0 | 0 | 0 | 0
F1_Commercial_Other Health_Existing_Food Preparation_Natural Gas_Oven_E2 | F1 | Commercial | Other Health | Existing | Food Preparation | Natural Gas | Oven | E2 | CCE | 0.32507 | 0.33656 | 0.30212 | 0.30779 | 0.30779 | 0.30779 | 0.30779 | 0.30779 | 0.30779 | 0.30779 | 0.30779 | 0.30779 | 0.30779 | 0.30779 | 0.30779 | 0.30779 | 0.30779 | 0.30779 | 0.30779 | 0.30779 | 0.30779 | 0.30779 | 0.30779 | 0.30779 | 0.30779 | 0.30779 | 0.30779 | 0.30779 | 0.30779 | 0.30779 | 0.30779 | 0.30779 | 0.30779
F1_Commercial_Other Health_Existing_Food Preparation_Natural Gas_Oven_E3 | F1 | Commercial | Other Health | Existing | Food Preparation | Natural Gas | Oven | E3 | CCE | 0 | 0 | 0 | 0 | 0 | 0 | 0 | 0 | 0 | 0 | 0 | 0 | 0 | 0 | 0 | 0 | 0 | 0 | 0 | 0 | 0 | 0 | 0 | 0 | 0 | 0 | 0 | 0 | 0 | 0 | 0 | 0 | 0
F1_Commercial_Other Health_Existing_Food Preparation_Natural Gas_Oven_E4 | F1 | Commercial | Other Health | Existing | Food Preparation | Natural Gas | Oven | E4 | CCE | 0 | 0 | 0 | 0 | 0 | 0 | 0 | 0 | 0 | 0 | 0 | 0 | 0 | 0 | 0 | 0 | 0 | 0 | 0 | 0 | 0 | 0 | 0 | 0 | 0 | 0 | 0 | 0 | 0 | 0 | 0 | 0 | 0
F1_Commercial_Other Health_Existing_Food Preparation_Natural Gas_Oven_E5 | F1 | Commercial | Other Health | Existing | Food Preparation | Natural Gas | Oven | E5 | CCE | 0 | 0 | 0 | 0 | 0 | 0 | 0 | 0 | 0 | 0 | 0 | 0 | 0 | 0 | 0 | 0 | 0 | 0 | 0 | 0 | 0 | 0 | 0 | 0 | 0 | 0 | 0 | 0 | 0 | 0 | 0 | 0 | 0
F1_Commercial_Other Health_Existing_Food Preparation_Natural Gas_Oven_E6 | F1 | Commercial | Other Health | Existing | Food Preparation | Natural Gas | Oven | E6 | CCE | 0 | 0 | 0 | 0 | 0 | 0 | 0 | 0 | 0 | 0 | 0 | 0 | 0 | 0 | 0 | 0 | 0 | 0 | 0 | 0 | 0 | 0 | 0 | 0 | 0 | 0 | 0 | 0 | 0 | 0 | 0 | 0 | 0
F1_Commercial_Other Health_Existing_Food Preparation_Natural Gas_Oven_E7 | F1 | Commercial | Other Health | Existing | Food Preparation | Natural Gas | Oven | E7 | CCE | 0 | 0 | 0 | 0 | 0 | 0 | 0 | 0 | 0 | 0 | 0 | 0 | 0 | 0 | 0 | 0 | 0 | 0 | 0 | 0 | 0 | 0 | 0 | 0 | 0 | 0 | 0 | 0 | 0 | 0 | 0 | 0 | 0
F1_Commercial_Other Health_Existing_Food Preparation_Natural Gas_Oven_E8 | F1 | Commercial | Other Health | Existing | Food Preparation | Natural Gas | Oven | E8 | CCE | 0 | 0 | 0 | 0 | 0 | 0 | 0 | 0 | 0 | 0 | 0 | 0 | 0 | 0 | 0 | 0 | 0 | 0 | 0 | 0 | 0 | 0 | 0 | 0 | 0 | 0 | 0 | 0 | 0 | 0 | 0 | 0 | 0
F1_Commercial_Other Health_Existing_Food Preparation_Natural Gas_Oven_E9 | F1 | Commercial | Other Health | Existing | Food Preparation | Natural Gas | Oven | E9 | CCE | 0 | 0 | 0 | 0 | 0 | 0 | 0 | 0 | 0 | 0 | 0 | 0 | 0 | 0 | 0 | 0 | 0 | 0 | 0 | 0 | 0 | 0 | 0 | 0 | 0 | 0 | 0 | 0 | 0 | 0 | 0 | 0 | 0
F1_Commercial_Other Health_Existing_Food Preparation_Natural Gas_Oven_E10 | F1 | Commercial | Other Health | Existing | Food Preparation | Natural Gas | Oven | E10 | CCE | 0 | 0 | 0 | 0 | 0 | 0 | 0 | 0 | 0 | 0 | 0 | 0 | 0 | 0 | 0 | 0 | 0 | 0 | 0 | 0 | 0 | 0 | 0 | 0 | 0 | 0 | 0 | 0 | 0 | 0 | 0 | 0 | 0
F2_Commercial_Other Health_Existing_Food Preparation_Natural Gas_Oven_E1 | F2 | Commercial | Other Health | Existing | Food Preparation | Natural Gas | Oven | E1 | TRC BC Ratio | bar: 2019 to 2051
F2_Commercial_Other Health_Existing_Food Preparation_Natural Gas_Oven_E2 | F2 | Commercial | Other Health | Existing | Food Preparation | Natural Gas | Oven | E2 | TRC BC Ratio | 5.0529 | 5.0541 | 5.0794 | 5.0454 | 5.0252 | 5.0427 | 5.0918 | 5.1313 | 5.1797 | 5.226 | 5.2722 | 5.3151 | 5.3612 | 5.4091 | 5.4549 | 5.5017 | 5.5491 | 5.6007 | 5.6542 | 5.7105 | 5.7652 | 5.8217 | 5.8734 | 5.9266 | 5.9735 | 6.014 | 6.0509 | 6.0828 | 6.1077 | 6.1281 | 6.1393 | 6.1467 | 6.1467
F2_Commercial_Other Health_Existing_Food Preparation_Natural Gas_Oven_E3 | F2 | Commercial | Other Health | Existing | Food Preparation | Natural Gas | Oven | E3 | TRC BC Ratio | 0 | 0 | 0 | 0 | 0 | 0 | 0 | 0 | 0 | 0 | 0 | 0 | 0 | 0 | 0 | 0 | 0 | 0 | 0 | 0 | 0 | 0 | 0 | 0 | 0 | 0 | 0 | 0 | 0 | 0 | 0 | 0 | 0
F2_Commercial_Other Health_Existing_Food Preparation_Natural Gas_Oven_E4 | F2 | Commercial | Other Health | Existing | Food Preparation | Natural Gas | Oven | E4 | TRC BC Ratio | 0 | 0 | 0 | 0 | 0 | 0 | 0 | 0 | 0 | 0 | 0 | 0 | 0 | 0 | 0 | 0 | 0 | 0 | 0 | 0 | 0 | 0 | 0 | 0 | 0 | 0 | 0 | 0 | 0 | 0 | 0 | 0 | 0
F2_Commercial_Other Health_Existing_Food Preparation_Natural Gas_Oven_E5 | F2 | Commercial | Other Health | Existing | Food Preparation | Natural Gas | Oven | E5 | TRC BC Ratio | 0 | 0 | 0 | 0 | 0 | 0 | 0 | 0 | 0 | 0 | 0 | 0 | 0 | 0 | 0 | 0 | 0 | 0 | 0 | 0 | 0 | 0 | 0 | 0 | 0 | 0 | 0 | 0 | 0 | 0 | 0 | 0 | 0
F2_Commercial_Other Health_Existing_Food Preparation_Natural Gas_Oven_E6 | F2 | Commercial | Other Health | Existing | Food Preparation | Natural Gas | Oven | E6 | TRC BC Ratio | 0 | 0 | 0 | 0 | 0 | 0 | 0 | 0 | 0 | 0 | 0 | 0 | 0 | 0 | 0 | 0 | 0 | 0 | 0 | 0 | 0 | 0 | 0 | 0 | 0 | 0 | 0 | 0 | 0 | 0 | 0 | 0 | 0
F2_Commercial_Other Health_Existing_Food Preparation_Natural Gas_Oven_E7 | F2 | Commercial | Other Health | Existing | Food Preparation | Natural Gas | Oven | E7 | TRC BC Ratio | 0 | 0 | 0 | 0 | 0 | 0 | 0 | 0 | 0 | 0 | 0 | 0 | 0 | 0 | 0 | 0 | 0 | 0 | 0 | 0 | 0 | 0 | 0 | 0 | 0 | 0 | 0 | 0 | 0 | 0 | 0 | 0 | 0
F2_Commercial_Other Health_Existing_Food Preparation_Natural Gas_Oven_E8 | F2 | Commercial | Other Health | Existing | Food Preparation | Natural Gas | Oven | E8 | TRC BC Ratio | 0 | 0 | 0 | 0 | 0 | 0 | 0 | 0 | 0 | 0 | 0 | 0 | 0 | 0 | 0 | 0 | 0 | 0 | 0 | 0 | 0 | 0 | 0 | 0 | 0 | 0 | 0 | 0 | 0 | 0 | 0 | 0 | 0
F2_Commercial_Other Health_Existing_Food Preparation_Natural Gas_Oven_E9 | F2 | Commercial | Other Health | Existing | Food Preparation | Natural Gas | Oven | E9 | TRC BC Ratio | 0 | 0 | 0 | 0 | 0 | 0 | 0 | 0 | 0 | 0 | 0 | 0 | 0 | 0 | 0 | 0 | 0 | 0 | 0 | 0 | 0 | 0 | 0 | 0 | 0 | 0 | 0 | 0 | 0 | 0 | 0 | 0 | 0
F2_Commercial_Other Health_Existing_Food Preparation_Natural Gas_Oven_E10 | F2 | Commercial | Other Health | Existing | Food Preparation | Natural Gas | Oven | E10 | TRC BC Ratio | 0 | 0 | 0 | 0 | 0 | 0 | 0 | 0 | 0 | 0 | 0 | 0 | 0 | 0 | 0 | 0 | 0 | 0 | 0 | 0 | 0 | 0 | 0 | 0 | 0 | 0 | 0 | 0 | 0 | 0 | 0 | 0 | 0
F3_Commercial_Other Health_Existing_Food Preparation_Natural Gas_Oven_E1 | F3 | Commercial | Other Health | Existing | Food Preparation | Natural Gas | Oven | E1 | PACT BC Ratio | bar: 2019 to 2051
F3_Commercial_Other Health_Existing_Food Preparation_Natural Gas_Oven_E2 | F3 | Commercial | Other Health | Existing | Food Preparation | Natural Gas | Oven | E2 | PACT BC Ratio | 6.7372 | 6.7388 | 6.7725 | 6.7272 | 6.7003 | 6.7236 | 6.7891 | 6.8417 | 6.9062 | 6.968 | 7.0296 | 7.0868 | 7.1482 | 7.2121 | 7.2732 | 7.3356 | 7.3988 | 7.4676 | 7.5389 | 7.614 | 7.6869 | 7.7623 | 7.8312 | 7.9021 | 7.9647 | 8.0187 | 8.0679 | 8.1103 | 8.1436 | 8.1708 | 8.1857 | 8.1956 | 8.1956
F3_Commercial_Other Health_Existing_Food Preparation_Natural Gas_Oven_E3 | F3 | Commercial | Other Health | Existing | Food Preparation | Natural Gas | Oven | E3 | PACT BC Ratio | 0 | 0 | 0 | 0 | 0 | 0 | 0 | 0 | 0 | 0 | 0 | 0 | 0 | 0 | 0 | 0 | 0 | 0 | 0 | 0 | 0 | 0 | 0 | 0 | 0 | 0 | 0 | 0 | 0 | 0 | 0 | 0 | 0
F3_Commercial_Other Health_Existing_Food Preparation_Natural Gas_Oven_E4 | F3 | Commercial | Other Health | Existing | Food Preparation | Natural Gas | Oven | E4 | PACT BC Ratio | 0 | 0 | 0 | 0 | 0 | 0 | 0 | 0 | 0 | 0 | 0 | 0 | 0 | 0 | 0 | 0 | 0 | 0 | 0 | 0 | 0 | 0 | 0 | 0 | 0 | 0 | 0 | 0 | 0 | 0 | 0 | 0 | 0
F3_Commercial_Other Health_Existing_Food Preparation_Natural Gas_Oven_E5 | F3 | Commercial | Other Health | Existing | Food Preparation | Natural Gas | Oven | E5 | PACT BC Ratio | 0 | 0 | 0 | 0 | 0 | 0 | 0 | 0 | 0 | 0 | 0 | 0 | 0 | 0 | 0 | 0 | 0 | 0 | 0 | 0 | 0 | 0 | 0 | 0 | 0 | 0 | 0 | 0 | 0 | 0 | 0 | 0 | 0
F3_Commercial_Other Health_Existing_Food Preparation_Natural Gas_Oven_E6 | F3 | Commercial | Other Health | Existing | Food Preparation | Natural Gas | Oven | E6 | PACT BC Ratio | 0 | 0 | 0 | 0 | 0 | 0 | 0 | 0 | 0 | 0 | 0 | 0 | 0 | 0 | 0 | 0 | 0 | 0 | 0 | 0 | 0 | 0 | 0 | 0 | 0 | 0 | 0 | 0 | 0 | 0 | 0 | 0 | 0
F3_Commercial_Other Health_Existing_Food Preparation_Natural Gas_Oven_E7 | F3 | Commercial | Other Health | Existing | Food Preparation | Natural Gas | Oven | E7 | PACT BC Ratio | 0 | 0 | 0 | 0 | 0 | 0 | 0 | 0 | 0 | 0 | 0 | 0 | 0 | 0 | 0 | 0 | 0 | 0 | 0 | 0 | 0 | 0 | 0 | 0 | 0 | 0 | 0 | 0 | 0 | 0 | 0 | 0 | 0
F3_Commercial_Other Health_Existing_Food Preparation_Natural Gas_Oven_E8 | F3 | Commercial | Other Health | Existing | Food Preparation | Natural Gas | Oven | E8 | PACT BC Ratio | 0 | 0 | 0 | 0 | 0 | 0 | 0 | 0 | 0 | 0 | 0 | 0 | 0 | 0 | 0 | 0 | 0 | 0 | 0 | 0 | 0 | 0 | 0 | 0 | 0 | 0 | 0 | 0 | 0 | 0 | 0 | 0 | 0
F3_Commercial_Other Health_Existing_Food Preparation_Natural Gas_Oven_E9 | F3 | Commercial | Other Health | Existing | Food Preparation | Natural Gas | Oven | E9 | PACT BC Ratio | 0 | 0 | 0 | 0 | 0 | 0 | 0 | 0 | 0 | 0 | 0 | 0 | 0 | 0 | 0 | 0 | 0 | 0 | 0 | 0 | 0 | 0 | 0 | 0 | 0 | 0 | 0 | 0 | 0 | 0 | 0 | 0 | 0
F3_Commercial_Other Health_Existing_Food Preparation_Natural Gas_Oven_E10 | F3 | Commercial | Other Health | Existing | Food Preparation | Natural Gas | Oven | E10 | PACT BC Ratio | 0 | 0 | 0 | 0 | 0 | 0 | 0 | 0 | 0 | 0 | 0 | 0 | 0 | 0 | 0 | 0 | 0 | 0 | 0 | 0 | 0 | 0 | 0 | 0 | 0 | 0 | 0 | 0 | 0 | 0 | 0 | 0 | 0
F4_Commercial_Other Health_Existing_Food Preparation_Natural Gas_Oven_E1 | F4 | Commercial | Other Health | Existing | Food Preparation | Natural Gas | Oven | E1 | RVT BC Ratio | bar: 2019 to 2051
F4_Commercial_Other Health_Existing_Food Preparation_Natural Gas_Oven_E2 | F4 | Commercial | Other Health | Existing | Food Preparation | Natural Gas | Oven | E2 | RVT BC Ratio | 7.9644 | 7.9662 | 8.0025 | 7.9537 | 7.9247 | 7.9497 | 8.0204 | 8.0771 | 8.1467 | 8.2133 | 8.2797 | 8.3414 | 8.4076 | 8.4765 | 8.5424 | 8.6097 | 8.6778 | 8.752 | 8.8289 | 8.9098 | 8.9885 | 9.0697 | 9.144 | 9.2205 | 9.288 | 9.3462 | 9.3993 | 9.445 | 9.4809 | 9.5103 | 9.5263 | 9.537 | 9.537
F4_Commercial_Other Health_Existing_Food Preparation_Natural Gas_Oven_E3 | F4 | Commercial | Other Health | Existing | Food Preparation | Natural Gas | Oven | E3 | RVT BC Ratio | 0 | 0 | 0 | 0 | 0 | 0 | 0 | 0 | 0 | 0 | 0 | 0 | 0 | 0 | 0 | 0 | 0 | 0 | 0 | 0 | 0 | 0 | 0 | 0 | 0 | 0 | 0 | 0 | 0 | 0 | 0 | 0 | 0
F4_Commercial_Other Health_Existing_Food Preparation_Natural Gas_Oven_E4 | F4 | Commercial | Other Health | Existing | Food Preparation | Natural Gas | Oven | E4 | RVT BC Ratio | 0 | 0 | 0 | 0 | 0 | 0 | 0 | 0 | 0 | 0 | 0 | 0 | 0 | 0 | 0 | 0 | 0 | 0 | 0 | 0 | 0 | 0 | 0 | 0 | 0 | 0 | 0 | 0 | 0 | 0 | 0 | 0 | 0
F4_Commercial_Other Health_Existing_Food Preparation_Natural Gas_Oven_E5 | F4 | Commercial | Other Health | Existing | Food Preparation | Natural Gas | Oven | E5 | RVT BC Ratio | 0 | 0 | 0 | 0 | 0 | 0 | 0 | 0 | 0 | 0 | 0 | 0 | 0 | 0 | 0 | 0 | 0 | 0 | 0 | 0 | 0 | 0 | 0 | 0 | 0 | 0 | 0 | 0 | 0 | 0 | 0 | 0 | 0
F4_Commercial_Other Health_Existing_Food Preparation_Natural Gas_Oven_E6 | F4 | Commercial | Other Health | Existing | Food Preparation | Natural Gas | Oven | E6 | RVT BC Ratio | 0 | 0 | 0 | 0 | 0 | 0 | 0 | 0 | 0 | 0 | 0 | 0 | 0 | 0 | 0 | 0 | 0 | 0 | 0 | 0 | 0 | 0 | 0 | 0 | 0 | 0 | 0 | 0 | 0 | 0 | 0 | 0 | 0
F4_Commercial_Other Health_Existing_Food Preparation_Natural Gas_Oven_E7 | F4 | Commercial | Other Health | Existing | Food Preparation | Natural Gas | Oven | E7 | RVT BC Ratio | 0 | 0 | 0 | 0 | 0 | 0 | 0 | 0 | 0 | 0 | 0 | 0 | 0 | 0 | 0 | 0 | 0 | 0 | 0 | 0 | 0 | 0 | 0 | 0 | 0 | 0 | 0 | 0 | 0 | 0 | 0 | 0 | 0
F4_Commercial_Other Health_Existing_Food Preparation_Natural Gas_Oven_E8 | F4 | Commercial | Other Health | Existing | Food Preparation | Natural Gas | Oven | E8 | RVT BC Ratio | 0 | 0 | 0 | 0 | 0 | 0 | 0 | 0 | 0 | 0 | 0 | 0 | 0 | 0 | 0 | 0 | 0 | 0 | 0 | 0 | 0 | 0 | 0 | 0 | 0 | 0 | 0 | 0 | 0 | 0 | 0 | 0 | 0
F4_Commercial_Other Health_Existing_Food Preparation_Natural Gas_Oven_E9 | F4 | Commercial | Other Health | Existing | Food Preparation | Natural Gas | Oven | E9 | RVT BC Ratio | 0 | 0 | 0 | 0 | 0 | 0 | 0 | 0 | 0 | 0 | 0 | 0 | 0 | 0 | 0 | 0 | 0 | 0 | 0 | 0 | 0 | 0 | 0 | 0 | 0 | 0 | 0 | 0 | 0 | 0 | 0 | 0 | 0
F4_Commercial_Other Health_Existing_Food Preparation_Natural Gas_Oven_E10 | F4 | Commercial | Other Health | Existing | Food Preparation | Natural Gas | Oven | E10 | RVT BC Ratio | 0 | 0 | 0 | 0 | 0 | 0 | 0 | 0 | 0 | 0 | 0 | 0 | 0 | 0 | 0 | 0 | 0 | 0 | 0 | 0 | 0 | 0 | 0 | 0 | 0 | 0 | 0 | 0 | 0 | 0 | 0 | 0 | 0
F5_Commercial_Other Health_Existing_Food Preparation_Natural Gas_Oven_E1 | F5 | Commercial | Other Health | Existing | Food Preparation | Natural Gas | Oven | E1 | RIM BC Ratio | bar: 2019 to 2051
F5_Commercial_Other Health_Existing_Food Preparation_Natural Gas_Oven_E2 | F5 | Commercial | Other Health | Existing | Food Preparation | Natural Gas | Oven | E2 | RIM BC Ratio | 0.74267 | 0.74269 | 0.7431 | 0.74255 | 0.74222 | 0.7425 | 0.7433 | 0.74392 | 0.74468 | 0.74539 | 0.74609 | 0.74673 | 0.74741 | 0.7481 | 0.74875 | 0.74941 | 0.75006 | 0.75076 | 0.75148 | 0.75222 | 0.75292 | 0.75364 | 0.75428 | 0.75494 | 0.7555 | 0.75599 | 0.75642 | 0.75679 | 0.75708 | 0.75732 | 0.75744 | 0.75753 | 0.75753
F5_Commercial_Other Health_Existing_Food Preparation_Natural Gas_Oven_E3 | F5 | Commercial | Other Health | Existing | Food Preparation | Natural Gas | Oven | E3 | RIM BC Ratio | 0 | 0 | 0 | 0 | 0 | 0 | 0 | 0 | 0 | 0 | 0 | 0 | 0 | 0 | 0 | 0 | 0 | 0 | 0 | 0 | 0 | 0 | 0 | 0 | 0 | 0 | 0 | 0 | 0 | 0 | 0 | 0 | 0
F5_Commercial_Other Health_Existing_Food Preparation_Natural Gas_Oven_E4 | F5 | Commercial | Other Health | Existing | Food Preparation | Natural Gas | Oven | E4 | RIM BC Ratio | 0 | 0 | 0 | 0 | 0 | 0 | 0 | 0 | 0 | 0 | 0 | 0 | 0 | 0 | 0 | 0 | 0 | 0 | 0 | 0 | 0 | 0 | 0 | 0 | 0 | 0 | 0 | 0 | 0 | 0 | 0 | 0 | 0
F5_Commercial_Other Health_Existing_Food Preparation_Natural Gas_Oven_E5 | F5 | Commercial | Other Health | Existing | Food Preparation | Natural Gas | Oven | E5 | RIM BC Ratio | 0 | 0 | 0 | 0 | 0 | 0 | 0 | 0 | 0 | 0 | 0 | 0 | 0 | 0 | 0 | 0 | 0 | 0 | 0 | 0 | 0 | 0 | 0 | 0 | 0 | 0 | 0 | 0 | 0 | 0 | 0 | 0 | 0
F5_Commercial_Other Health_Existing_Food Preparation_Natural Gas_Oven_E6 | F5 | Commercial | Other Health | Existing | Food Preparation | Natural Gas | Oven | E6 | RIM BC Ratio | 0 | 0 | 0 | 0 | 0 | 0 | 0 | 0 | 0 | 0 | 0 | 0 | 0 | 0 | 0 | 0 | 0 | 0 | 0 | 0 | 0 | 0 | 0 | 0 | 0 | 0 | 0 | 0 | 0 | 0 | 0 | 0 | 0
F5_Commercial_Other Health_Existing_Food Preparation_Natural Gas_Oven_E7 | F5 | Commercial | Other Health | Existing | Food Preparation | Natural Gas | Oven | E7 | RIM BC Ratio | 0 | 0 | 0 | 0 | 0 | 0 | 0 | 0 | 0 | 0 | 0 | 0 | 0 | 0 | 0 | 0 | 0 | 0 | 0 | 0 | 0 | 0 | 0 | 0 | 0 | 0 | 0 | 0 | 0 | 0 | 0 | 0 | 0
F5_Commercial_Other Health_Existing_Food Preparation_Natural Gas_Oven_E8 | F5 | Commercial | Other Health | Existing | Food Preparation | Natural Gas | Oven | E8 | RIM BC Ratio | 0 | 0 | 0 | 0 | 0 | 0 | 0 | 0 | 0 | 0 | 0 | 0 | 0 | 0 | 0 | 0 | 0 | 0 | 0 | 0 | 0 | 0 | 0 | 0 | 0 | 0 | 0 | 0 | 0 | 0 | 0 | 0 | 0
F5_Commercial_Other Health_Existing_Food Preparation_Natural Gas_Oven_E9 | F5 | Commercial | Other Health | Existing | Food Preparation | Natural Gas | Oven | E9 | RIM BC Ratio | 0 | 0 | 0 | 0 | 0 | 0 | 0 | 0 | 0 | 0 | 0 | 0 | 0 | 0 | 0 | 0 | 0 | 0 | 0 | 0 | 0 | 0 | 0 | 0 | 0 | 0 | 0 | 0 | 0 | 0 | 0 | 0 | 0
F5_Commercial_Other Health_Existing_Food Preparation_Natural Gas_Oven_E10 | F5 | Commercial | Other Health | Existing | Food Preparation | Natural Gas | Oven | E10 | RIM BC Ratio | 0 | 0 | 0 | 0 | 0 | 0 | 0 | 0 | 0 | 0 | 0 | 0 | 0 | 0 | 0 | 0 | 0 | 0 | 0 | 0 | 0 | 0 | 0 | 0 | 0 | 0 | 0 | 0 | 0 | 0 | 0 | 0 | 0
F0_Commercial_Other Health_Existing_Food Preparation_Natural Gas_Conveyor Oven_E0 | F0 | Commercial | Other Health | Existing | Food Preparation | Natural Gas | Conveyor Oven | E0 | Economic Unit | Efficient (>44% Baking Efficiency) | Efficient (>44% Baking Efficiency) | Efficient (>44% Baking Efficiency) | Efficient (>44% Baking Efficiency) | Efficient (>44% Baking Efficiency) | Efficient (>44% Baking Efficiency) | Efficient (>44% Baking Efficiency) | Efficient (>44% Baking Efficiency) | Efficient (>44% Baking Efficiency) | Efficient (>44% Baking Efficiency) | Efficient (>44% Baking Efficiency) | Efficient (>44% Baking Efficiency) | Efficient (>44% Baking Efficiency) | Efficient (>44% Baking Efficiency) | Efficient (>44% Baking Efficiency) | Efficient (>44% Baking Efficiency) | Efficient (>44% Baking Efficiency) | Efficient (>44% Baking Efficiency) | Efficient (>44% Baking Efficiency) | Efficient (>44% Baking Efficiency) | Efficient (>44% Baking Efficiency) | Efficient (>44% Baking Efficiency) | Efficient (>44% Baking Efficiency) | Efficient (>44% Baking Efficiency) | Efficient (>44% Baking Efficiency) | Efficient (>44% Baking Efficiency) | Efficient (>44% Baking Efficiency) | Efficient (>44% Baking Efficiency) | Efficient (>44% Baking Efficiency) | Efficient (>44% Baking Efficiency) | Efficient (>44% Baking Efficiency) | Efficient (>44% Baking Efficiency) | Efficient (>44% Baking Efficiency)
F1_Commercial_Other Health_Existing_Food Preparation_Natural Gas_Conveyor Oven_E1 | F1 | Commercial | Other Health | Existing | Food Preparation | Natural Gas | Conveyor Oven | E1 | CCE | 0 | 0 | 0 | 0 | 0 | 0 | 0 | 0 | 0 | 0 | 0 | 0 | 0 | 0 | 0 | 0 | 0 | 0 | 0 | 0 | 0 | 0 | 0 | 0 | 0 | 0 | 0 | 0 | 0 | 0 | 0 | 0 | 0
F1_Commercial_Other Health_Existing_Food Preparation_Natural Gas_Conveyor Oven_E2 | F1 | Commercial | Other Health | Existing | Food Preparation | Natural Gas | Conveyor Oven | E2 | CCE | 0.32888 | 0.3405 | 0.30566 | 0.31139 | 0.31139 | 0.31139 | 0.31139 | 0.31139 | 0.31139 | 0.31139 | 0.31139 | 0.31139 | 0.31139 | 0.31139 | 0.31139 | 0.31139 | 0.31139 | 0.31139 | 0.31139 | 0.31139 | 0.31139 | 0.31139 | 0.31139 | 0.31139 | 0.31139 | 0.31139 | 0.31139 | 0.31139 | 0.31139 | 0.31139 | 0.31139 | 0.31139 | 0.31139
F1_Commercial_Other Health_Existing_Food Preparation_Natural Gas_Conveyor Oven_E3 | F1 | Commercial | Other Health | Existing | Food Preparation | Natural Gas | Conveyor Oven | E3 | CCE | 0 | 0 | 0 | 0 | 0 | 0 | 0 | 0 | 0 | 0 | 0 | 0 | 0 | 0 | 0 | 0 | 0 | 0 | 0 | 0 | 0 | 0 | 0 | 0 | 0 | 0 | 0 | 0 | 0 | 0 | 0 | 0 | 0
F1_Commercial_Other Health_Existing_Food Preparation_Natural Gas_Conveyor Oven_E4 | F1 | Commercial | Other Health | Existing | Food Preparation | Natural Gas | Conveyor Oven | E4 | CCE | 0 | 0 | 0 | 0 | 0 | 0 | 0 | 0 | 0 | 0 | 0 | 0 | 0 | 0 | 0 | 0 | 0 | 0 | 0 | 0 | 0 | 0 | 0 | 0 | 0 | 0 | 0 | 0 | 0 | 0 | 0 | 0 | 0
F1_Commercial_Other Health_Existing_Food Preparation_Natural Gas_Conveyor Oven_E5 | F1 | Commercial | Other Health | Existing | Food Preparation | Natural Gas | Conveyor Oven | E5 | CCE | 0 | 0 | 0 | 0 | 0 | 0 | 0 | 0 | 0 | 0 | 0 | 0 | 0 | 0 | 0 | 0 | 0 | 0 | 0 | 0 | 0 | 0 | 0 | 0 | 0 | 0 | 0 | 0 | 0 | 0 | 0 | 0 | 0
F1_Commercial_Other Health_Existing_Food Preparation_Natural Gas_Conveyor Oven_E6 | F1 | Commercial | Other Health | Existing | Food Preparation | Natural Gas | Conveyor Oven | E6 | CCE | 0 | 0 | 0 | 0 | 0 | 0 | 0 | 0 | 0 | 0 | 0 | 0 | 0 | 0 | 0 | 0 | 0 | 0 | 0 | 0 | 0 | 0 | 0 | 0 | 0 | 0 | 0 | 0 | 0 | 0 | 0 | 0 | 0
F1_Commercial_Other Health_Existing_Food Preparation_Natural Gas_Conveyor Oven_E7 | F1 | Commercial | Other Health | Existing | Food Preparation | Natural Gas | Conveyor Oven | E7 | CCE | 0 | 0 | 0 | 0 | 0 | 0 | 0 | 0 | 0 | 0 | 0 | 0 | 0 | 0 | 0 | 0 | 0 | 0 | 0 | 0 | 0 | 0 | 0 | 0 | 0 | 0 | 0 | 0 | 0 | 0 | 0 | 0 | 0
F1_Commercial_Other Health_Existing_Food Preparation_Natural Gas_Conveyor Oven_E8 | F1 | Commercial | Other Health | Existing | Food Preparation | Natural Gas | Conveyor Oven | E8 | CCE | 0 | 0 | 0 | 0 | 0 | 0 | 0 | 0 | 0 | 0 | 0 | 0 | 0 | 0 | 0 | 0 | 0 | 0 | 0 | 0 | 0 | 0 | 0 | 0 | 0 | 0 | 0 | 0 | 0 | 0 | 0 | 0 | 0
F1_Commercial_Other Health_Existing_Food Preparation_Natural Gas_Conveyor Oven_E9 | F1 | Commercial | Other Health | Existing | Food Preparation | Natural Gas | Conveyor Oven | E9 | CCE | 0 | 0 | 0 | 0 | 0 | 0 | 0 | 0 | 0 | 0 | 0 | 0 | 0 | 0 | 0 | 0 | 0 | 0 | 0 | 0 | 0 | 0 | 0 | 0 | 0 | 0 | 0 | 0 | 0 | 0 | 0 | 0 | 0
F1_Commercial_Other Health_Existing_Food Preparation_Natural Gas_Conveyor Oven_E10 | F1 | Commercial | Other Health | Existing | Food Preparation | Natural Gas | Conveyor Oven | E10 | CCE | 0 | 0 | 0 | 0 | 0 | 0 | 0 | 0 | 0 | 0 | 0 | 0 | 0 | 0 | 0 | 0 | 0 | 0 | 0 | 0 | 0 | 0 | 0 | 0 | 0 | 0 | 0 | 0 | 0 | 0 | 0 | 0 | 0
F2_Commercial_Other Health_Existing_Food Preparation_Natural Gas_Conveyor Oven_E1 | F2 | Commercial | Other Health | Existing | Food Preparation | Natural Gas | Conveyor Oven | E1 | TRC BC Ratio | bar: 2019 to 2051
F2_Commercial_Other Health_Existing_Food Preparation_Natural Gas_Conveyor Oven_E2 | F2 | Commercial | Other Health | Existing | Food Preparation | Natural Gas | Conveyor Oven | E2 | TRC BC Ratio | 5.054 | 5.0691 | 5.0998 | 5.0904 | 5.0904 | 5.1163 | 5.1641 | 5.206 | 5.2546 | 5.3028 | 5.3514 | 5.3984 | 5.4475 | 5.4983 | 5.5473 | 5.5964 | 5.6439 | 5.6922 | 5.7391 | 5.785 | 5.8272 | 5.8686 | 5.9051 | 5.9416 | 5.9733 | 6.0006 | 6.0255 | 6.047 | 6.0638 | 6.0776 | 6.0851 | 6.0902 | 6.0902
F2_Commercial_Other Health_Existing_Food Preparation_Natural Gas_Conveyor Oven_E3 | F2 | Commercial | Other Health | Existing | Food Preparation | Natural Gas | Conveyor Oven | E3 | TRC BC Ratio | 0 | 0 | 0 | 0 | 0 | 0 | 0 | 0 | 0 | 0 | 0 | 0 | 0 | 0 | 0 | 0 | 0 | 0 | 0 | 0 | 0 | 0 | 0 | 0 | 0 | 0 | 0 | 0 | 0 | 0 | 0 | 0 | 0
F2_Commercial_Other Health_Existing_Food Preparation_Natural Gas_Conveyor Oven_E4 | F2 | Commercial | Other Health | Existing | Food Preparation | Natural Gas | Conveyor Oven | E4 | TRC BC Ratio | 0 | 0 | 0 | 0 | 0 | 0 | 0 | 0 | 0 | 0 | 0 | 0 | 0 | 0 | 0 | 0 | 0 | 0 | 0 | 0 | 0 | 0 | 0 | 0 | 0 | 0 | 0 | 0 | 0 | 0 | 0 | 0 | 0
F2_Commercial_Other Health_Existing_Food Preparation_Natural Gas_Conveyor Oven_E5 | F2 | Commercial | Other Health | Existing | Food Preparation | Natural Gas | Conveyor Oven | E5 | TRC BC Ratio | 0 | 0 | 0 | 0 | 0 | 0 | 0 | 0 | 0 | 0 | 0 | 0 | 0 | 0 | 0 | 0 | 0 | 0 | 0 | 0 | 0 | 0 | 0 | 0 | 0 | 0 | 0 | 0 | 0 | 0 | 0 | 0 | 0
F2_Commercial_Other Health_Existing_Food Preparation_Natural Gas_Conveyor Oven_E6 | F2 | Commercial | Other Health | Existing | Food Preparation | Natural Gas | Conveyor Oven | E6 | TRC BC Ratio | 0 | 0 | 0 | 0 | 0 | 0 | 0 | 0 | 0 | 0 | 0 | 0 | 0 | 0 | 0 | 0 | 0 | 0 | 0 | 0 | 0 | 0 | 0 | 0 | 0 | 0 | 0 | 0 | 0 | 0 | 0 | 0 | 0
F2_Commercial_Other Health_Existing_Food Preparation_Natural Gas_Conveyor Oven_E7 | F2 | Commercial | Other Health | Existing | Food Preparation | Natural Gas | Conveyor Oven | E7 | TRC BC Ratio | 0 | 0 | 0 | 0 | 0 | 0 | 0 | 0 | 0 | 0 | 0 | 0 | 0 | 0 | 0 | 0 | 0 | 0 | 0 | 0 | 0 | 0 | 0 | 0 | 0 | 0 | 0 | 0 | 0 | 0 | 0 | 0 | 0
F2_Commercial_Other Health_Existing_Food Preparation_Natural Gas_Conveyor Oven_E8 | F2 | Commercial | Other Health | Existing | Food Preparation | Natural Gas | Conveyor Oven | E8 | TRC BC Ratio | 0 | 0 | 0 | 0 | 0 | 0 | 0 | 0 | 0 | 0 | 0 | 0 | 0 | 0 | 0 | 0 | 0 | 0 | 0 | 0 | 0 | 0 | 0 | 0 | 0 | 0 | 0 | 0 | 0 | 0 | 0 | 0 | 0
F2_Commercial_Other Health_Existing_Food Preparation_Natural Gas_Conveyor Oven_E9 | F2 | Commercial | Other Health | Existing | Food Preparation | Natural Gas | Conveyor Oven | E9 | TRC BC Ratio | 0 | 0 | 0 | 0 | 0 | 0 | 0 | 0 | 0 | 0 | 0 | 0 | 0 | 0 | 0 | 0 | 0 | 0 | 0 | 0 | 0 | 0 | 0 | 0 | 0 | 0 | 0 | 0 | 0 | 0 | 0 | 0 | 0
F2_Commercial_Other Health_Existing_Food Preparation_Natural Gas_Conveyor Oven_E10 | F2 | Commercial | Other Health | Existing | Food Preparation | Natural Gas | Conveyor Oven | E10 | TRC BC Ratio | 0 | 0 | 0 | 0 | 0 | 0 | 0 | 0 | 0 | 0 | 0 | 0 | 0 | 0 | 0 | 0 | 0 | 0 | 0 | 0 | 0 | 0 | 0 | 0 | 0 | 0 | 0 | 0 | 0 | 0 | 0 | 0 | 0
F3_Commercial_Other Health_Existing_Food Preparation_Natural Gas_Conveyor Oven_E1 | F3 | Commercial | Other Health | Existing | Food Preparation | Natural Gas | Conveyor Oven | E1 | PACT BC Ratio | bar: 2019 to 2051
F3_Commercial_Other Health_Existing_Food Preparation_Natural Gas_Conveyor Oven_E2 | F3 | Commercial | Other Health | Existing | Food Preparation | Natural Gas | Conveyor Oven | E2 | PACT BC Ratio | 6.7386 | 6.7588 | 6.7997 | 6.7872 | 6.7872 | 6.8218 | 6.8855 | 6.9414 | 7.0062 | 7.0703 | 7.1352 | 7.1978 | 7.2633 | 7.3311 | 7.3964 | 7.4618 | 7.5252 | 7.5896 | 7.6521 | 7.7133 | 7.7696 | 7.8249 | 7.8735 | 7.9222 | 7.9644 | 8.0009 | 8.0341 | 8.0627 | 8.0851 | 8.1035 | 8.1135 | 8.1202 | 8.1202
F3_Commercial_Other Health_Existing_Food Preparation_Natural Gas_Conveyor Oven_E3 | F3 | Commercial | Other Health | Existing | Food Preparation | Natural Gas | Conveyor Oven | E3 | PACT BC Ratio | 0 | 0 | 0 | 0 | 0 | 0 | 0 | 0 | 0 | 0 | 0 | 0 | 0 | 0 | 0 | 0 | 0 | 0 | 0 | 0 | 0 | 0 | 0 | 0 | 0 | 0 | 0 | 0 | 0 | 0 | 0 | 0 | 0
F3_Commercial_Other Health_Existing_Food Preparation_Natural Gas_Conveyor Oven_E4 | F3 | Commercial | Other Health | Existing | Food Preparation | Natural Gas | Conveyor Oven | E4 | PACT BC Ratio | 0 | 0 | 0 | 0 | 0 | 0 | 0 | 0 | 0 | 0 | 0 | 0 | 0 | 0 | 0 | 0 | 0 | 0 | 0 | 0 | 0 | 0 | 0 | 0 | 0 | 0 | 0 | 0 | 0 | 0 | 0 | 0 | 0
F3_Commercial_Other Health_Existing_Food Preparation_Natural Gas_Conveyor Oven_E5 | F3 | Commercial | Other Health | Existing | Food Preparation | Natural Gas | Conveyor Oven | E5 | PACT BC Ratio | 0 | 0 | 0 | 0 | 0 | 0 | 0 | 0 | 0 | 0 | 0 | 0 | 0 | 0 | 0 | 0 | 0 | 0 | 0 | 0 | 0 | 0 | 0 | 0 | 0 | 0 | 0 | 0 | 0 | 0 | 0 | 0 | 0
F3_Commercial_Other Health_Existing_Food Preparation_Natural Gas_Conveyor Oven_E6 | F3 | Commercial | Other Health | Existing | Food Preparation | Natural Gas | Conveyor Oven | E6 | PACT BC Ratio | 0 | 0 | 0 | 0 | 0 | 0 | 0 | 0 | 0 | 0 | 0 | 0 | 0 | 0 | 0 | 0 | 0 | 0 | 0 | 0 | 0 | 0 | 0 | 0 | 0 | 0 | 0 | 0 | 0 | 0 | 0 | 0 | 0
F3_Commercial_Other Health_Existing_Food Preparation_Natural Gas_Conveyor Oven_E7 | F3 | Commercial | Other Health | Existing | Food Preparation | Natural Gas | Conveyor Oven | E7 | PACT BC Ratio | 0 | 0 | 0 | 0 | 0 | 0 | 0 | 0 | 0 | 0 | 0 | 0 | 0 | 0 | 0 | 0 | 0 | 0 | 0 | 0 | 0 | 0 | 0 | 0 | 0 | 0 | 0 | 0 | 0 | 0 | 0 | 0 | 0
F3_Commercial_Other Health_Existing_Food Preparation_Natural Gas_Conveyor Oven_E8 | F3 | Commercial | Other Health | Existing | Food Preparation | Natural Gas | Conveyor Oven | E8 | PACT BC Ratio | 0 | 0 | 0 | 0 | 0 | 0 | 0 | 0 | 0 | 0 | 0 | 0 | 0 | 0 | 0 | 0 | 0 | 0 | 0 | 0 | 0 | 0 | 0 | 0 | 0 | 0 | 0 | 0 | 0 | 0 | 0 | 0 | 0
F3_Commercial_Other Health_Existing_Food Preparation_Natural Gas_Conveyor Oven_E9 | F3 | Commercial | Other Health | Existing | Food Preparation | Natural Gas | Conveyor Oven | E9 | PACT BC Ratio | 0 | 0 | 0 | 0 | 0 | 0 | 0 | 0 | 0 | 0 | 0 | 0 | 0 | 0 | 0 | 0 | 0 | 0 | 0 | 0 | 0 | 0 | 0 | 0 | 0 | 0 | 0 | 0 | 0 | 0 | 0 | 0 | 0
F3_Commercial_Other Health_Existing_Food Preparation_Natural Gas_Conveyor Oven_E10 | F3 | Commercial | Other Health | Existing | Food Preparation | Natural Gas | Conveyor Oven | E10 | PACT BC Ratio | 0 | 0 | 0 | 0 | 0 | 0 | 0 | 0 | 0 | 0 | 0 | 0 | 0 | 0 | 0 | 0 | 0 | 0 | 0 | 0 | 0 | 0 | 0 | 0 | 0 | 0 | 0 | 0 | 0 | 0 | 0 | 0 | 0
F4_Commercial_Other Health_Existing_Food Preparation_Natural Gas_Conveyor Oven_E1 | F4 | Commercial | Other Health | Existing | Food Preparation | Natural Gas | Conveyor Oven | E1 | RVT BC Ratio | bar: 2019 to 2051
F4_Commercial_Other Health_Existing_Food Preparation_Natural Gas_Conveyor Oven_E2 | F4 | Commercial | Other Health | Existing | Food Preparation | Natural Gas | Conveyor Oven | E2 | RVT BC Ratio | 7.966 | 7.9877 | 8.0318 | 8.0183 | 8.0184 | 8.0556 | 8.1243 | 8.1846 | 8.2545 | 8.3237 | 8.3936 | 8.4611 | 8.5318 | 8.6048 | 8.6753 | 8.7458 | 8.8142 | 8.8835 | 8.951 | 9.0169 | 9.0777 | 9.1372 | 9.1896 | 9.2422 | 9.2877 | 9.327 | 9.3628 | 9.3937 | 9.4179 | 9.4377 | 9.4485 | 9.4557 | 9.4557
F4_Commercial_Other Health_Existing_Food Preparation_Natural Gas_Conveyor Oven_E3 | F4 | Commercial | Other Health | Existing | Food Preparation | Natural Gas | Conveyor Oven | E3 | RVT BC Ratio | 0 | 0 | 0 | 0 | 0 | 0 | 0 | 0 | 0 | 0 | 0 | 0 | 0 | 0 | 0 | 0 | 0 | 0 | 0 | 0 | 0 | 0 | 0 | 0 | 0 | 0 | 0 | 0 | 0 | 0 | 0 | 0 | 0
F4_Commercial_Other Health_Existing_Food Preparation_Natural Gas_Conveyor Oven_E4 | F4 | Commercial | Other Health | Existing | Food Preparation | Natural Gas | Conveyor Oven | E4 | RVT BC Ratio | 0 | 0 | 0 | 0 | 0 | 0 | 0 | 0 | 0 | 0 | 0 | 0 | 0 | 0 | 0 | 0 | 0 | 0 | 0 | 0 | 0 | 0 | 0 | 0 | 0 | 0 | 0 | 0 | 0 | 0 | 0 | 0 | 0
F4_Commercial_Other Health_Existing_Food Preparation_Natural Gas_Conveyor Oven_E5 | F4 | Commercial | Other Health | Existing | Food Preparation | Natural Gas | Conveyor Oven | E5 | RVT BC Ratio | 0 | 0 | 0 | 0 | 0 | 0 | 0 | 0 | 0 | 0 | 0 | 0 | 0 | 0 | 0 | 0 | 0 | 0 | 0 | 0 | 0 | 0 | 0 | 0 | 0 | 0 | 0 | 0 | 0 | 0 | 0 | 0 | 0
F4_Commercial_Other Health_Existing_Food Preparation_Natural Gas_Conveyor Oven_E6 | F4 | Commercial | Other Health | Existing | Food Preparation | Natural Gas | Conveyor Oven | E6 | RVT BC Ratio | 0 | 0 | 0 | 0 | 0 | 0 | 0 | 0 | 0 | 0 | 0 | 0 | 0 | 0 | 0 | 0 | 0 | 0 | 0 | 0 | 0 | 0 | 0 | 0 | 0 | 0 | 0 | 0 | 0 | 0 | 0 | 0 | 0
F4_Commercial_Other Health_Existing_Food Preparation_Natural Gas_Conveyor Oven_E7 | F4 | Commercial | Other Health | Existing | Food Preparation | Natural Gas | Conveyor Oven | E7 | RVT BC Ratio | 0 | 0 | 0 | 0 | 0 | 0 | 0 | 0 | 0 | 0 | 0 | 0 | 0 | 0 | 0 | 0 | 0 | 0 | 0 | 0 | 0 | 0 | 0 | 0 | 0 | 0 | 0 | 0 | 0 | 0 | 0 | 0 | 0
F4_Commercial_Other Health_Existing_Food Preparation_Natural Gas_Conveyor Oven_E8 | F4 | Commercial | Other Health | Existing | Food Preparation | Natural Gas | Conveyor Oven | E8 | RVT BC Ratio | 0 | 0 | 0 | 0 | 0 | 0 | 0 | 0 | 0 | 0 | 0 | 0 | 0 | 0 | 0 | 0 | 0 | 0 | 0 | 0 | 0 | 0 | 0 | 0 | 0 | 0 | 0 | 0 | 0 | 0 | 0 | 0 | 0
F4_Commercial_Other Health_Existing_Food Preparation_Natural Gas_Conveyor Oven_E9 | F4 | Commercial | Other Health | Existing | Food Preparation | Natural Gas | Conveyor Oven | E9 | RVT BC Ratio | 0 | 0 | 0 | 0 | 0 | 0 | 0 | 0 | 0 | 0 | 0 | 0 | 0 | 0 | 0 | 0 | 0 | 0 | 0 | 0 | 0 | 0 | 0 | 0 | 0 | 0 | 0 | 0 | 0 | 0 | 0 | 0 | 0
F4_Commercial_Other Health_Existing_Food Preparation_Natural Gas_Conveyor Oven_E10 | F4 | Commercial | Other Health | Existing | Food Preparation | Natural Gas | Conveyor Oven | E10 | RVT BC Ratio | 0 | 0 | 0 | 0 | 0 | 0 | 0 | 0 | 0 | 0 | 0 | 0 | 0 | 0 | 0 | 0 | 0 | 0 | 0 | 0 | 0 | 0 | 0 | 0 | 0 | 0 | 0 | 0 | 0 | 0 | 0 | 0 | 0
F5_Commercial_Other Health_Existing_Food Preparation_Natural Gas_Conveyor Oven_E1 | F5 | Commercial | Other Health | Existing | Food Preparation | Natural Gas | Conveyor Oven | E1 | RIM BC Ratio | bar: 2019 to 2051
F5_Commercial_Other Health_Existing_Food Preparation_Natural Gas_Conveyor Oven_E2 | F5 | Commercial | Other Health | Existing | Food Preparation | Natural Gas | Conveyor Oven | E2 | RIM BC Ratio | 0.74269 | 0.74293 | 0.74342 | 0.74327 | 0.74327 | 0.74369 | 0.74444 | 0.74509 | 0.74583 | 0.74655 | 0.74726 | 0.74795 | 0.74865 | 0.74936 | 0.75004 | 0.75071 | 0.75134 | 0.75198 | 0.75259 | 0.75318 | 0.75371 | 0.75423 | 0.75467 | 0.75512 | 0.7555 | 0.75583 | 0.75612 | 0.75638 | 0.75657 | 0.75673 | 0.75682 | 0.75688 | 0.75688
F5_Commercial_Other Health_Existing_Food Preparation_Natural Gas_Conveyor Oven_E3 | F5 | Commercial | Other Health | Existing | Food Preparation | Natural Gas | Conveyor Oven | E3 | RIM BC Ratio | 0 | 0 | 0 | 0 | 0 | 0 | 0 | 0 | 0 | 0 | 0 | 0 | 0 | 0 | 0 | 0 | 0 | 0 | 0 | 0 | 0 | 0 | 0 | 0 | 0 | 0 | 0 | 0 | 0 | 0 | 0 | 0 | 0
F5_Commercial_Other Health_Existing_Food Preparation_Natural Gas_Conveyor Oven_E4 | F5 | Commercial | Other Health | Existing | Food Preparation | Natural Gas | Conveyor Oven | E4 | RIM BC Ratio | 0 | 0 | 0 | 0 | 0 | 0 | 0 | 0 | 0 | 0 | 0 | 0 | 0 | 0 | 0 | 0 | 0 | 0 | 0 | 0 | 0 | 0 | 0 | 0 | 0 | 0 | 0 | 0 | 0 | 0 | 0 | 0 | 0
F5_Commercial_Other Health_Existing_Food Preparation_Natural Gas_Conveyor Oven_E5 | F5 | Commercial | Other Health | Existing | Food Preparation | Natural Gas | Conveyor Oven | E5 | RIM BC Ratio | 0 | 0 | 0 | 0 | 0 | 0 | 0 | 0 | 0 | 0 | 0 | 0 | 0 | 0 | 0 | 0 | 0 | 0 | 0 | 0 | 0 | 0 | 0 | 0 | 0 | 0 | 0 | 0 | 0 | 0 | 0 | 0 | 0
F5_Commercial_Other Health_Existing_Food Preparation_Natural Gas_Conveyor Oven_E6 | F5 | Commercial | Other Health | Existing | Food Preparation | Natural Gas | Conveyor Oven | E6 | RIM BC Ratio | 0 | 0 | 0 | 0 | 0 | 0 | 0 | 0 | 0 | 0 | 0 | 0 | 0 | 0 | 0 | 0 | 0 | 0 | 0 | 0 | 0 | 0 | 0 | 0 | 0 | 0 | 0 | 0 | 0 | 0 | 0 | 0 | 0
F5_Commercial_Other Health_Existing_Food Preparation_Natural Gas_Conveyor Oven_E7 | F5 | Commercial | Other Health | Existing | Food Preparation | Natural Gas | Conveyor Oven | E7 | RIM BC Ratio | 0 | 0 | 0 | 0 | 0 | 0 | 0 | 0 | 0 | 0 | 0 | 0 | 0 | 0 | 0 | 0 | 0 | 0 | 0 | 0 | 0 | 0 | 0 | 0 | 0 | 0 | 0 | 0 | 0 | 0 | 0 | 0 | 0
F5_Commercial_Other Health_Existing_Food Preparation_Natural Gas_Conveyor Oven_E8 | F5 | Commercial | Other Health | Existing | Food Preparation | Natural Gas | Conveyor Oven | E8 | RIM BC Ratio | 0 | 0 | 0 | 0 | 0 | 0 | 0 | 0 | 0 | 0 | 0 | 0 | 0 | 0 | 0 | 0 | 0 | 0 | 0 | 0 | 0 | 0 | 0 | 0 | 0 | 0 | 0 | 0 | 0 | 0 | 0 | 0 | 0
F5_Commercial_Other Health_Existing_Food Preparation_Natural Gas_Conveyor Oven_E9 | F5 | Commercial | Other Health | Existing | Food Preparation | Natural Gas | Conveyor Oven | E9 | RIM BC Ratio | 0 | 0 | 0 | 0 | 0 | 0 | 0 | 0 | 0 | 0 | 0 | 0 | 0 | 0 | 0 | 0 | 0 | 0 | 0 | 0 | 0 | 0 | 0 | 0 | 0 | 0 | 0 | 0 | 0 | 0 | 0 | 0 | 0
F5_Commercial_Other Health_Existing_Food Preparation_Natural Gas_Conveyor Oven_E10 | F5 | Commercial | Other Health | Existing | Food Preparation | Natural Gas | Conveyor Oven | E10 | RIM BC Ratio | 0 | 0 | 0 | 0 | 0 | 0 | 0 | 0 | 0 | 0 | 0 | 0 | 0 | 0 | 0 | 0 | 0 | 0 | 0 | 0 | 0 | 0 | 0 | 0 | 0 | 0 | 0 | 0 | 0 | 0 | 0 | 0 | 0
F0_Commercial_Other Health_Existing_Food Preparation_Natural Gas_Double Rack Oven_E0 | F0 | Commercial | Other Health | Existing | Food Preparation | Natural Gas | Double Rack Oven | E0 | Economic Unit | FTSC Qualified (>50% Cooking Efficiency) | FTSC Qualified (>50% Cooking Efficiency) | FTSC Qualified (>50% Cooking Efficiency) | FTSC Qualified (>50% Cooking Efficiency) | FTSC Qualified (>50% Cooking Efficiency) | FTSC Qualified (>50% Cooking Efficiency) | FTSC Qualified (>50% Cooking Efficiency) | FTSC Qualified (>50% Cooking Efficiency) | FTSC Qualified (>50% Cooking Efficiency) | FTSC Qualified (>50% Cooking Efficiency) | FTSC Qualified (>50% Cooking Efficiency) | FTSC Qualified (>50% Cooking Efficiency) | FTSC Qualified (>50% Cooking Efficiency) | FTSC Qualified (>50% Cooking Efficiency) | FTSC Qualified (>50% Cooking Efficiency) | FTSC Qualified (>50% Cooking Efficiency) | FTSC Qualified (>50% Cooking Efficiency) | FTSC Qualified (>50% Cooking Efficiency) | FTSC Qualified (>50% Cooking Efficiency) | FTSC Qualified (>50% Cooking Efficiency) | FTSC Qualified (>50% Cooking Efficiency) | FTSC Qualified (>50% Cooking Efficiency) | FTSC Qualified (>50% Cooking Efficiency) | FTSC Qualified (>50% Cooking Efficiency) | FTSC Qualified (>50% Cooking Efficiency) | FTSC Qualified (>50% Cooking Efficiency) | FTSC Qualified (>50% Cooking Efficiency) | FTSC Qualified (>50% Cooking Efficiency) | FTSC Qualified (>50% Cooking Efficiency) | FTSC Qualified (>50% Cooking Efficiency) | FTSC Qualified (>50% Cooking Efficiency) | FTSC Qualified (>50% Cooking Efficiency) | FTSC Qualified (>50% Cooking Efficiency)
F1_Commercial_Other Health_Existing_Food Preparation_Natural Gas_Double Rack Oven_E1 | F1 | Commercial | Other Health | Existing | Food Preparation | Natural Gas | Double Rack Oven | E1 | CCE | 0 | 0 | 0 | 0 | 0 | 0 | 0 | 0 | 0 | 0 | 0 | 0 | 0 | 0 | 0 | 0 | 0 | 0 | 0 | 0 | 0 | 0 | 0 | 0 | 0 | 0 | 0 | 0 | 0 | 0 | 0 | 0 | 0
F1_Commercial_Other Health_Existing_Food Preparation_Natural Gas_Double Rack Oven_E2 | F1 | Commercial | Other Health | Existing | Food Preparation | Natural Gas | Double Rack Oven | E2 | CCE | 0.28294 | 0.29294 | 0.26296 | 0.26789 | 0.26789 | 0.26789 | 0.26789 | 0.26789 | 0.26789 | 0.26789 | 0.26789 | 0.26789 | 0.26789 | 0.26789 | 0.26789 | 0.26789 | 0.26789 | 0.26789 | 0.26789 | 0.26789 | 0.26789 | 0.26789 | 0.26789 | 0.26789 | 0.26789 | 0.26789 | 0.26789 | 0.26789 | 0.26789 | 0.26789 | 0.26789 | 0.26789 | 0.26789
F1_Commercial_Other Health_Existing_Food Preparation_Natural Gas_Double Rack Oven_E3 | F1 | Commercial | Other Health | Existing | Food Preparation | Natural Gas | Double Rack Oven | E3 | CCE | 0 | 0 | 0 | 0 | 0 | 0 | 0 | 0 | 0 | 0 | 0 | 0 | 0 | 0 | 0 | 0 | 0 | 0 | 0 | 0 | 0 | 0 | 0 | 0 | 0 | 0 | 0 | 0 | 0 | 0 | 0 | 0 | 0
F1_Commercial_Other Health_Existing_Food Preparation_Natural Gas_Double Rack Oven_E4 | F1 | Commercial | Other Health | Existing | Food Preparation | Natural Gas | Double Rack Oven | E4 | CCE | 0 | 0 | 0 | 0 | 0 | 0 | 0 | 0 | 0 | 0 | 0 | 0 | 0 | 0 | 0 | 0 | 0 | 0 | 0 | 0 | 0 | 0 | 0 | 0 | 0 | 0 | 0 | 0 | 0 | 0 | 0 | 0 | 0
F1_Commercial_Other Health_Existing_Food Preparation_Natural Gas_Double Rack Oven_E5 | F1 | Commercial | Other Health | Existing | Food Preparation | Natural Gas | Double Rack Oven | E5 | CCE | 0 | 0 | 0 | 0 | 0 | 0 | 0 | 0 | 0 | 0 | 0 | 0 | 0 | 0 | 0 | 0 | 0 | 0 | 0 | 0 | 0 | 0 | 0 | 0 | 0 | 0 | 0 | 0 | 0 | 0 | 0 | 0 | 0
F1_Commercial_Other Health_Existing_Food Preparation_Natural Gas_Double Rack Oven_E6 | F1 | Commercial | Other Health | Existing | Food Preparation | Natural Gas | Double Rack Oven | E6 | CCE | 0 | 0 | 0 | 0 | 0 | 0 | 0 | 0 | 0 | 0 | 0 | 0 | 0 | 0 | 0 | 0 | 0 | 0 | 0 | 0 | 0 | 0 | 0 | 0 | 0 | 0 | 0 | 0 | 0 | 0 | 0 | 0 | 0
F1_Commercial_Other Health_Existing_Food Preparation_Natural Gas_Double Rack Oven_E7 | F1 | Commercial | Other Health | Existing | Food Preparation | Natural Gas | Double Rack Oven | E7 | CCE | 0 | 0 | 0 | 0 | 0 | 0 | 0 | 0 | 0 | 0 | 0 | 0 | 0 | 0 | 0 | 0 | 0 | 0 | 0 | 0 | 0 | 0 | 0 | 0 | 0 | 0 | 0 | 0 | 0 | 0 | 0 | 0 | 0
F1_Commercial_Other Health_Existing_Food Preparation_Natural Gas_Double Rack Oven_E8 | F1 | Commercial | Other Health | Existing | Food Preparation | Natural Gas | Double Rack Oven | E8 | CCE | 0 | 0 | 0 | 0 | 0 | 0 | 0 | 0 | 0 | 0 | 0 | 0 | 0 | 0 | 0 | 0 | 0 | 0 | 0 | 0 | 0 | 0 | 0 | 0 | 0 | 0 | 0 | 0 | 0 | 0 | 0 | 0 | 0
F1_Commercial_Other Health_Existing_Food Preparation_Natural Gas_Double Rack Oven_E9 | F1 | Commercial | Other Health | Existing | Food Preparation | Natural Gas | Double Rack Oven | E9 | CCE | 0 | 0 | 0 | 0 | 0 | 0 | 0 | 0 | 0 | 0 | 0 | 0 | 0 | 0 | 0 | 0 | 0 | 0 | 0 | 0 | 0 | 0 | 0 | 0 | 0 | 0 | 0 | 0 | 0 | 0 | 0 | 0 | 0
F1_Commercial_Other Health_Existing_Food Preparation_Natural Gas_Double Rack Oven_E10 | F1 | Commercial | Other Health | Existing | Food Preparation | Natural Gas | Double Rack Oven | E10 | CCE | 0 | 0 | 0 | 0 | 0 | 0 | 0 | 0 | 0 | 0 | 0 | 0 | 0 | 0 | 0 | 0 | 0 | 0 | 0 | 0 | 0 | 0 | 0 | 0 | 0 | 0 | 0 | 0 | 0 | 0 | 0 | 0 | 0
F2_Commercial_Other Health_Existing_Food Preparation_Natural Gas_Double Rack Oven_E1 | F2 | Commercial | Other Health | Existing | Food Preparation | Natural Gas | Double Rack Oven | E1 | TRC BC Ratio | bar: 2019 to 2051
F2_Commercial_Other Health_Existing_Food Preparation_Natural Gas_Double Rack Oven_E2 | F2 | Commercial | Other Health | Existing | Food Preparation | Natural Gas | Double Rack Oven | E2 | TRC BC Ratio | 5.8179 | 5.8254 | 5.8572 | 5.8275 | 5.8124 | 5.8356 | 5.8912 | 5.9364 | 5.9916 | 6.0447 | 6.0985 | 6.1492 | 6.2033 | 6.2592 | 6.3135 | 6.369 | 6.4249 | 6.485 | 6.5474 | 6.6117 | 6.6735 | 6.7355 | 6.7911 | 6.8468 | 6.8951 | 6.9368 | 6.9748 | 7.0076 | 7.0332 | 7.0543 | 7.0657 | 7.0734 | 7.0734
F2_Commercial_Other Health_Existing_Food Preparation_Natural Gas_Double Rack Oven_E3 | F2 | Commercial | Other Health | Existing | Food Preparation | Natural Gas | Double Rack Oven | E3 | TRC BC Ratio | 0 | 0 | 0 | 0 | 0 | 0 | 0 | 0 | 0 | 0 | 0 | 0 | 0 | 0 | 0 | 0 | 0 | 0 | 0 | 0 | 0 | 0 | 0 | 0 | 0 | 0 | 0 | 0 | 0 | 0 | 0 | 0 | 0
F2_Commercial_Other Health_Existing_Food Preparation_Natural Gas_Double Rack Oven_E4 | F2 | Commercial | Other Health | Existing | Food Preparation | Natural Gas | Double Rack Oven | E4 | TRC BC Ratio | 0 | 0 | 0 | 0 | 0 | 0 | 0 | 0 | 0 | 0 | 0 | 0 | 0 | 0 | 0 | 0 | 0 | 0 | 0 | 0 | 0 | 0 | 0 | 0 | 0 | 0 | 0 | 0 | 0 | 0 | 0 | 0 | 0
F2_Commercial_Other Health_Existing_Food Preparation_Natural Gas_Double Rack Oven_E5 | F2 | Commercial | Other Health | Existing | Food Preparation | Natural Gas | Double Rack Oven | E5 | TRC BC Ratio | 0 | 0 | 0 | 0 | 0 | 0 | 0 | 0 | 0 | 0 | 0 | 0 | 0 | 0 | 0 | 0 | 0 | 0 | 0 | 0 | 0 | 0 | 0 | 0 | 0 | 0 | 0 | 0 | 0 | 0 | 0 | 0 | 0
F2_Commercial_Other Health_Existing_Food Preparation_Natural Gas_Double Rack Oven_E6 | F2 | Commercial | Other Health | Existing | Food Preparation | Natural Gas | Double Rack Oven | E6 | TRC BC Ratio | 0 | 0 | 0 | 0 | 0 | 0 | 0 | 0 | 0 | 0 | 0 | 0 | 0 | 0 | 0 | 0 | 0 | 0 | 0 | 0 | 0 | 0 | 0 | 0 | 0 | 0 | 0 | 0 | 0 | 0 | 0 | 0 | 0
F2_Commercial_Other Health_Existing_Food Preparation_Natural Gas_Double Rack Oven_E7 | F2 | Commercial | Other Health | Existing | Food Preparation | Natural Gas | Double Rack Oven | E7 | TRC BC Ratio | 0 | 0 | 0 | 0 | 0 | 0 | 0 | 0 | 0 | 0 | 0 | 0 | 0 | 0 | 0 | 0 | 0 | 0 | 0 | 0 | 0 | 0 | 0 | 0 | 0 | 0 | 0 | 0 | 0 | 0 | 0 | 0 | 0
F2_Commercial_Other Health_Existing_Food Preparation_Natural Gas_Double Rack Oven_E8 | F2 | Commercial | Other Health | Existing | Food Preparation | Natural Gas | Double Rack Oven | E8 | TRC BC Ratio | 0 | 0 | 0 | 0 | 0 | 0 | 0 | 0 | 0 | 0 | 0 | 0 | 0 | 0 | 0 | 0 | 0 | 0 | 0 | 0 | 0 | 0 | 0 | 0 | 0 | 0 | 0 | 0 | 0 | 0 | 0 | 0 | 0
F2_Commercial_Other Health_Existing_Food Preparation_Natural Gas_Double Rack Oven_E9 | F2 | Commercial | Other Health | Existing | Food Preparation | Natural Gas | Double Rack Oven | E9 | TRC BC Ratio | 0 | 0 | 0 | 0 | 0 | 0 | 0 | 0 | 0 | 0 | 0 | 0 | 0 | 0 | 0 | 0 | 0 | 0 | 0 | 0 | 0 | 0 | 0 | 0 | 0 | 0 | 0 | 0 | 0 | 0 | 0 | 0 | 0
F2_Commercial_Other Health_Existing_Food Preparation_Natural Gas_Double Rack Oven_E10 | F2 | Commercial | Other Health | Existing | Food Preparation | Natural Gas | Double Rack Oven | E10 | TRC BC Ratio | 0 | 0 | 0 | 0 | 0 | 0 | 0 | 0 | 0 | 0 | 0 | 0 | 0 | 0 | 0 | 0 | 0 | 0 | 0 | 0 | 0 | 0 | 0 | 0 | 0 | 0 | 0 | 0 | 0 | 0 | 0 | 0 | 0
F3_Commercial_Other Health_Existing_Food Preparation_Natural Gas_Double Rack Oven_E1 | F3 | Commercial | Other Health | Existing | Food Preparation | Natural Gas | Double Rack Oven | E1 | PACT BC Ratio | bar: 2019 to 2051
F3_Commercial_Other Health_Existing_Food Preparation_Natural Gas_Double Rack Oven_E2 | F3 | Commercial | Other Health | Existing | Food Preparation | Natural Gas | Double Rack Oven | E2 | PACT BC Ratio | 7.7572 | 7.7672 | 7.8096 | 7.77 | 7.7499 | 7.7807 | 7.8549 | 7.9152 | 7.9888 | 8.0596 | 8.1313 | 8.199 | 8.2711 | 8.3456 | 8.418 | 8.4919 | 8.5665 | 8.6466 | 8.7298 | 8.8156 | 8.8979 | 8.9807 | 9.0548 | 9.1291 | 9.1935 | 9.2491 | 9.2998 | 9.3434 | 9.3776 | 9.4057 | 9.421 | 9.4312 | 9.4312
F3_Commercial_Other Health_Existing_Food Preparation_Natural Gas_Double Rack Oven_E3 | F3 | Commercial | Other Health | Existing | Food Preparation | Natural Gas | Double Rack Oven | E3 | PACT BC Ratio | 0 | 0 | 0 | 0 | 0 | 0 | 0 | 0 | 0 | 0 | 0 | 0 | 0 | 0 | 0 | 0 | 0 | 0 | 0 | 0 | 0 | 0 | 0 | 0 | 0 | 0 | 0 | 0 | 0 | 0 | 0 | 0 | 0
F3_Commercial_Other Health_Existing_Food Preparation_Natural Gas_Double Rack Oven_E4 | F3 | Commercial | Other Health | Existing | Food Preparation | Natural Gas | Double Rack Oven | E4 | PACT BC Ratio | 0 | 0 | 0 | 0 | 0 | 0 | 0 | 0 | 0 | 0 | 0 | 0 | 0 | 0 | 0 | 0 | 0 | 0 | 0 | 0 | 0 | 0 | 0 | 0 | 0 | 0 | 0 | 0 | 0 | 0 | 0 | 0 | 0
F3_Commercial_Other Health_Existing_Food Preparation_Natural Gas_Double Rack Oven_E5 | F3 | Commercial | Other Health | Existing | Food Preparation | Natural Gas | Double Rack Oven | E5 | PACT BC Ratio | 0 | 0 | 0 | 0 | 0 | 0 | 0 | 0 | 0 | 0 | 0 | 0 | 0 | 0 | 0 | 0 | 0 | 0 | 0 | 0 | 0 | 0 | 0 | 0 | 0 | 0 | 0 | 0 | 0 | 0 | 0 | 0 | 0
F3_Commercial_Other Health_Existing_Food Preparation_Natural Gas_Double Rack Oven_E6 | F3 | Commercial | Other Health | Existing | Food Preparation | Natural Gas | Double Rack Oven | E6 | PACT BC Ratio | 0 | 0 | 0 | 0 | 0 | 0 | 0 | 0 | 0 | 0 | 0 | 0 | 0 | 0 | 0 | 0 | 0 | 0 | 0 | 0 | 0 | 0 | 0 | 0 | 0 | 0 | 0 | 0 | 0 | 0 | 0 | 0 | 0
F3_Commercial_Other Health_Existing_Food Preparation_Natural Gas_Double Rack Oven_E7 | F3 | Commercial | Other Health | Existing | Food Preparation | Natural Gas | Double Rack Oven | E7 | PACT BC Ratio | 0 | 0 | 0 | 0 | 0 | 0 | 0 | 0 | 0 | 0 | 0 | 0 | 0 | 0 | 0 | 0 | 0 | 0 | 0 | 0 | 0 | 0 | 0 | 0 | 0 | 0 | 0 | 0 | 0 | 0 | 0 | 0 | 0
F3_Commercial_Other Health_Existing_Food Preparation_Natural Gas_Double Rack Oven_E8 | F3 | Commercial | Other Health | Existing | Food Preparation | Natural Gas | Double Rack Oven | E8 | PACT BC Ratio | 0 | 0 | 0 | 0 | 0 | 0 | 0 | 0 | 0 | 0 | 0 | 0 | 0 | 0 | 0 | 0 | 0 | 0 | 0 | 0 | 0 | 0 | 0 | 0 | 0 | 0 | 0 | 0 | 0 | 0 | 0 | 0 | 0
F3_Commercial_Other Health_Existing_Food Preparation_Natural Gas_Double Rack Oven_E9 | F3 | Commercial | Other Health | Existing | Food Preparation | Natural Gas | Double Rack Oven | E9 | PACT BC Ratio | 0 | 0 | 0 | 0 | 0 | 0 | 0 | 0 | 0 | 0 | 0 | 0 | 0 | 0 | 0 | 0 | 0 | 0 | 0 | 0 | 0 | 0 | 0 | 0 | 0 | 0 | 0 | 0 | 0 | 0 | 0 | 0 | 0
F3_Commercial_Other Health_Existing_Food Preparation_Natural Gas_Double Rack Oven_E10 | F3 | Commercial | Other Health | Existing | Food Preparation | Natural Gas | Double Rack Oven | E10 | PACT BC Ratio | 0 | 0 | 0 | 0 | 0 | 0 | 0 | 0 | 0 | 0 | 0 | 0 | 0 | 0 | 0 | 0 | 0 | 0 | 0 | 0 | 0 | 0 | 0 | 0 | 0 | 0 | 0 | 0 | 0 | 0 | 0 | 0 | 0
F4_Commercial_Other Health_Existing_Food Preparation_Natural Gas_Double Rack Oven_E1 | F4 | Commercial | Other Health | Existing | Food Preparation | Natural Gas | Double Rack Oven | E1 | RVT BC Ratio | bar: 2019 to 2051
F4_Commercial_Other Health_Existing_Food Preparation_Natural Gas_Double Rack Oven_E2 | F4 | Commercial | Other Health | Existing | Food Preparation | Natural Gas | Double Rack Oven | E2 | RVT BC Ratio | 9.0643 | 9.075 | 9.1207 | 9.0781 | 9.0564 | 9.0896 | 9.1696 | 9.2346 | 9.3139 | 9.3903 | 9.4676 | 9.5406 | 9.6184 | 9.6988 | 9.7768 | 9.8565 | 9.9369 | 10.0233 | 10.113 | 10.2055 | 10.2943 | 10.3835 | 10.4634 | 10.5436 | 10.613 | 10.6729 | 10.7275 | 10.7746 | 10.8115 | 10.8418 | 10.8582 | 10.8693 | 10.8693
F4_Commercial_Other Health_Existing_Food Preparation_Natural Gas_Double Rack Oven_E3 | F4 | Commercial | Other Health | Existing | Food Preparation | Natural Gas | Double Rack Oven | E3 | RVT BC Ratio | 0 | 0 | 0 | 0 | 0 | 0 | 0 | 0 | 0 | 0 | 0 | 0 | 0 | 0 | 0 | 0 | 0 | 0 | 0 | 0 | 0 | 0 | 0 | 0 | 0 | 0 | 0 | 0 | 0 | 0 | 0 | 0 | 0
F4_Commercial_Other Health_Existing_Food Preparation_Natural Gas_Double Rack Oven_E4 | F4 | Commercial | Other Health | Existing | Food Preparation | Natural Gas | Double Rack Oven | E4 | RVT BC Ratio | 0 | 0 | 0 | 0 | 0 | 0 | 0 | 0 | 0 | 0 | 0 | 0 | 0 | 0 | 0 | 0 | 0 | 0 | 0 | 0 | 0 | 0 | 0 | 0 | 0 | 0 | 0 | 0 | 0 | 0 | 0 | 0 | 0
F4_Commercial_Other Health_Existing_Food Preparation_Natural Gas_Double Rack Oven_E5 | F4 | Commercial | Other Health | Existing | Food Preparation | Natural Gas | Double Rack Oven | E5 | RVT BC Ratio | 0 | 0 | 0 | 0 | 0 | 0 | 0 | 0 | 0 | 0 | 0 | 0 | 0 | 0 | 0 | 0 | 0 | 0 | 0 | 0 | 0 | 0 | 0 | 0 | 0 | 0 | 0 | 0 | 0 | 0 | 0 | 0 | 0
F4_Commercial_Other Health_Existing_Food Preparation_Natural Gas_Double Rack Oven_E6 | F4 | Commercial | Other Health | Existing | Food Preparation | Natural Gas | Double Rack Oven | E6 | RVT BC Ratio | 0 | 0 | 0 | 0 | 0 | 0 | 0 | 0 | 0 | 0 | 0 | 0 | 0 | 0 | 0 | 0 | 0 | 0 | 0 | 0 | 0 | 0 | 0 | 0 | 0 | 0 | 0 | 0 | 0 | 0 | 0 | 0 | 0
F4_Commercial_Other Health_Existing_Food Preparation_Natural Gas_Double Rack Oven_E7 | F4 | Commercial | Other Health | Existing | Food Preparation | Natural Gas | Double Rack Oven | E7 | RVT BC Ratio | 0 | 0 | 0 | 0 | 0 | 0 | 0 | 0 | 0 | 0 | 0 | 0 | 0 | 0 | 0 | 0 | 0 | 0 | 0 | 0 | 0 | 0 | 0 | 0 | 0 | 0 | 0 | 0 | 0 | 0 | 0 | 0 | 0
F4_Commercial_Other Health_Existing_Food Preparation_Natural Gas_Double Rack Oven_E8 | F4 | Commercial | Other Health | Existing | Food Preparation | Natural Gas | Double Rack Oven | E8 | RVT BC Ratio | 0 | 0 | 0 | 0 | 0 | 0 | 0 | 0 | 0 | 0 | 0 | 0 | 0 | 0 | 0 | 0 | 0 | 0 | 0 | 0 | 0 | 0 | 0 | 0 | 0 | 0 | 0 | 0 | 0 | 0 | 0 | 0 | 0
F4_Commercial_Other Health_Existing_Food Preparation_Natural Gas_Double Rack Oven_E9 | F4 | Commercial | Other Health | Existing | Food Preparation | Natural Gas | Double Rack Oven | E9 | RVT BC Ratio | 0 | 0 | 0 | 0 | 0 | 0 | 0 | 0 | 0 | 0 | 0 | 0 | 0 | 0 | 0 | 0 | 0 | 0 | 0 | 0 | 0 | 0 | 0 | 0 | 0 | 0 | 0 | 0 | 0 | 0 | 0 | 0 | 0
F4_Commercial_Other Health_Existing_Food Preparation_Natural Gas_Double Rack Oven_E10 | F4 | Commercial | Other Health | Existing | Food Preparation | Natural Gas | Double Rack Oven | E10 | RVT BC Ratio | 0 | 0 | 0 | 0 | 0 | 0 | 0 | 0 | 0 | 0 | 0 | 0 | 0 | 0 | 0 | 0 | 0 | 0 | 0 | 0 | 0 | 0 | 0 | 0 | 0 | 0 | 0 | 0 | 0 | 0 | 0 | 0 | 0
F5_Commercial_Other Health_Existing_Food Preparation_Natural Gas_Double Rack Oven_E1 | F5 | Commercial | Other Health | Existing | Food Preparation | Natural Gas | Double Rack Oven | E1 | RIM BC Ratio | bar: 2019 to 2051
F5_Commercial_Other Health_Existing_Food Preparation_Natural Gas_Double Rack Oven_E2 | F5 | Commercial | Other Health | Existing | Food Preparation | Natural Gas | Double Rack Oven | E2 | RIM BC Ratio | 0.75359 | 0.75369 | 0.75408 | 0.75371 | 0.75352 | 0.75381 | 0.7545 | 0.75506 | 0.75572 | 0.75635 | 0.75698 | 0.75756 | 0.75817 | 0.75879 | 0.75938 | 0.75998 | 0.76057 | 0.7612 | 0.76184 | 0.76249 | 0.7631 | 0.7637 | 0.76423 | 0.76476 | 0.76521 | 0.76559 | 0.76593 | 0.76623 | 0.76646 | 0.76665 | 0.76675 | 0.76681 | 0.76681
F5_Commercial_Other Health_Existing_Food Preparation_Natural Gas_Double Rack Oven_E3 | F5 | Commercial | Other Health | Existing | Food Preparation | Natural Gas | Double Rack Oven | E3 | RIM BC Ratio | 0 | 0 | 0 | 0 | 0 | 0 | 0 | 0 | 0 | 0 | 0 | 0 | 0 | 0 | 0 | 0 | 0 | 0 | 0 | 0 | 0 | 0 | 0 | 0 | 0 | 0 | 0 | 0 | 0 | 0 | 0 | 0 | 0
F5_Commercial_Other Health_Existing_Food Preparation_Natural Gas_Double Rack Oven_E4 | F5 | Commercial | Other Health | Existing | Food Preparation | Natural Gas | Double Rack Oven | E4 | RIM BC Ratio | 0 | 0 | 0 | 0 | 0 | 0 | 0 | 0 | 0 | 0 | 0 | 0 | 0 | 0 | 0 | 0 | 0 | 0 | 0 | 0 | 0 | 0 | 0 | 0 | 0 | 0 | 0 | 0 | 0 | 0 | 0 | 0 | 0
F5_Commercial_Other Health_Existing_Food Preparation_Natural Gas_Double Rack Oven_E5 | F5 | Commercial | Other Health | Existing | Food Preparation | Natural Gas | Double Rack Oven | E5 | RIM BC Ratio | 0 | 0 | 0 | 0 | 0 | 0 | 0 | 0 | 0 | 0 | 0 | 0 | 0 | 0 | 0 | 0 | 0 | 0 | 0 | 0 | 0 | 0 | 0 | 0 | 0 | 0 | 0 | 0 | 0 | 0 | 0 | 0 | 0
F5_Commercial_Other Health_Existing_Food Preparation_Natural Gas_Double Rack Oven_E6 | F5 | Commercial | Other Health | Existing | Food Preparation | Natural Gas | Double Rack Oven | E6 | RIM BC Ratio | 0 | 0 | 0 | 0 | 0 | 0 | 0 | 0 | 0 | 0 | 0 | 0 | 0 | 0 | 0 | 0 | 0 | 0 | 0 | 0 | 0 | 0 | 0 | 0 | 0 | 0 | 0 | 0 | 0 | 0 | 0 | 0 | 0
F5_Commercial_Other Health_Existing_Food Preparation_Natural Gas_Double Rack Oven_E7 | F5 | Commercial | Other Health | Existing | Food Preparation | Natural Gas | Double Rack Oven | E7 | RIM BC Ratio | 0 | 0 | 0 | 0 | 0 | 0 | 0 | 0 | 0 | 0 | 0 | 0 | 0 | 0 | 0 | 0 | 0 | 0 | 0 | 0 | 0 | 0 | 0 | 0 | 0 | 0 | 0 | 0 | 0 | 0 | 0 | 0 | 0
F5_Commercial_Other Health_Existing_Food Preparation_Natural Gas_Double Rack Oven_E8 | F5 | Commercial | Other Health | Existing | Food Preparation | Natural Gas | Double Rack Oven | E8 | RIM BC Ratio | 0 | 0 | 0 | 0 | 0 | 0 | 0 | 0 | 0 | 0 | 0 | 0 | 0 | 0 | 0 | 0 | 0 | 0 | 0 | 0 | 0 | 0 | 0 | 0 | 0 | 0 | 0 | 0 | 0 | 0 | 0 | 0 | 0
F5_Commercial_Other Health_Existing_Food Preparation_Natural Gas_Double Rack Oven_E9 | F5 | Commercial | Other Health | Existing | Food Preparation | Natural Gas | Double Rack Oven | E9 | RIM BC Ratio | 0 | 0 | 0 | 0 | 0 | 0 | 0 | 0 | 0 | 0 | 0 | 0 | 0 | 0 | 0 | 0 | 0 | 0 | 0 | 0 | 0 | 0 | 0 | 0 | 0 | 0 | 0 | 0 | 0 | 0 | 0 | 0 | 0
F5_Commercial_Other Health_Existing_Food Preparation_Natural Gas_Double Rack Oven_E10 | F5 | Commercial | Other Health | Existing | Food Preparation | Natural Gas | Double Rack Oven | E10 | RIM BC Ratio | 0 | 0 | 0 | 0 | 0 | 0 | 0 | 0 | 0 | 0 | 0 | 0 | 0 | 0 | 0 | 0 | 0 | 0 | 0 | 0 | 0 | 0 | 0 | 0 | 0 | 0 | 0 | 0 | 0 | 0 | 0 | 0 | 0
F0_Commercial_Other Health_Existing_Food Preparation_Natural Gas_Fryer_E0 | F0 | Commercial | Other Health | Existing | Food Preparation | Natural Gas | Fryer | E0 | Economic Unit | ENERGY STAR (3.0) | ENERGY STAR (3.0) | ENERGY STAR (3.0) | ENERGY STAR (3.0) | ENERGY STAR (3.0) | ENERGY STAR (3.0) | ENERGY STAR (3.0) | ENERGY STAR (3.0) | ENERGY STAR (3.0) | ENERGY STAR (3.0) | ENERGY STAR (3.0) | ENERGY STAR (3.0) | ENERGY STAR (3.0) | ENERGY STAR (3.0) | ENERGY STAR (3.0) | ENERGY STAR (3.0) | ENERGY STAR (3.0) | ENERGY STAR (3.0) | ENERGY STAR (3.0) | ENERGY STAR (3.0) | ENERGY STAR (3.0) | ENERGY STAR (3.0) | ENERGY STAR (3.0) | ENERGY STAR (3.0) | ENERGY STAR (3.0) | ENERGY STAR (3.0) | ENERGY STAR (3.0) | ENERGY STAR (3.0) | ENERGY STAR (3.0) | ENERGY STAR (3.0) | ENERGY STAR (3.0) | ENERGY STAR (3.0) | ENERGY STAR (3.0)
F1_Commercial_Other Health_Existing_Food Preparation_Natural Gas_Fryer_E1 | F1 | Commercial | Other Health | Existing | Food Preparation | Natural Gas | Fryer | E1 | CCE | 0 | 0 | 0 | 0 | 0 | 0 | 0 | 0 | 0 | 0 | 0 | 0 | 0 | 0 | 0 | 0 | 0 | 0 | 0 | 0 | 0 | 0 | 0 | 0 | 0 | 0 | 0 | 0 | 0 | 0 | 0 | 0 | 0
F1_Commercial_Other Health_Existing_Food Preparation_Natural Gas_Fryer_E2 | F1 | Commercial | Other Health | Existing | Food Preparation | Natural Gas | Fryer | E2 | CCE | 0.36986 | 0.38294 | 0.34375 | 0 | 0 | 0 | 0 | 0 | 0 | 0 | 0 | 0 | 0 | 0 | 0 | 0 | 0 | 0 | 0 | 0 | 0 | 0 | 0 | 0 | 0 | 0 | 0 | 0 | 0 | 0 | 0 | 0 | 0
F1_Commercial_Other Health_Existing_Food Preparation_Natural Gas_Fryer_E3 | F1 | Commercial | Other Health | Existing | Food Preparation | Natural Gas | Fryer | E3 | CCE | 0 | 0 | 0 | 0 | 0 | 0 | 0 | 0 | 0 | 0 | 0 | 0 | 0 | 0 | 0 | 0 | 0 | 0 | 0 | 0 | 0 | 0 | 0 | 0 | 0 | 0 | 0 | 0 | 0 | 0 | 0 | 0 | 0
F1_Commercial_Other Health_Existing_Food Preparation_Natural Gas_Fryer_E4 | F1 | Commercial | Other Health | Existing | Food Preparation | Natural Gas | Fryer | E4 | CCE | 0 | 0 | 0 | 0 | 0 | 0 | 0 | 0 | 0 | 0 | 0 | 0 | 0 | 0 | 0 | 0 | 0 | 0 | 0 | 0 | 0 | 0 | 0 | 0 | 0 | 0 | 0 | 0 | 0 | 0 | 0 | 0 | 0
F1_Commercial_Other Health_Existing_Food Preparation_Natural Gas_Fryer_E5 | F1 | Commercial | Other Health | Existing | Food Preparation | Natural Gas | Fryer | E5 | CCE | 0 | 0 | 0 | 0 | 0 | 0 | 0 | 0 | 0 | 0 | 0 | 0 | 0 | 0 | 0 | 0 | 0 | 0 | 0 | 0 | 0 | 0 | 0 | 0 | 0 | 0 | 0 | 0 | 0 | 0 | 0 | 0 | 0
F1_Commercial_Other Health_Existing_Food Preparation_Natural Gas_Fryer_E6 | F1 | Commercial | Other Health | Existing | Food Preparation | Natural Gas | Fryer | E6 | CCE | 0 | 0 | 0 | 0 | 0 | 0 | 0 | 0 | 0 | 0 | 0 | 0 | 0 | 0 | 0 | 0 | 0 | 0 | 0 | 0 | 0 | 0 | 0 | 0 | 0 | 0 | 0 | 0 | 0 | 0 | 0 | 0 | 0
F1_Commercial_Other Health_Existing_Food Preparation_Natural Gas_Fryer_E7 | F1 | Commercial | Other Health | Existing | Food Preparation | Natural Gas | Fryer | E7 | CCE | 0 | 0 | 0 | 0 | 0 | 0 | 0 | 0 | 0 | 0 | 0 | 0 | 0 | 0 | 0 | 0 | 0 | 0 | 0 | 0 | 0 | 0 | 0 | 0 | 0 | 0 | 0 | 0 | 0 | 0 | 0 | 0 | 0
F1_Commercial_Other Health_Existing_Food Preparation_Natural Gas_Fryer_E8 | F1 | Commercial | Other Health | Existing | Food Preparation | Natural Gas | Fryer | E8 | CCE | 0 | 0 | 0 | 0 | 0 | 0 | 0 | 0 | 0 | 0 | 0 | 0 | 0 | 0 | 0 | 0 | 0 | 0 | 0 | 0 | 0 | 0 | 0 | 0 | 0 | 0 | 0 | 0 | 0 | 0 | 0 | 0 | 0
F1_Commercial_Other Health_Existing_Food Preparation_Natural Gas_Fryer_E9 | F1 | Commercial | Other Health | Existing | Food Preparation | Natural Gas | Fryer | E9 | CCE | 0 | 0 | 0 | 0 | 0 | 0 | 0 | 0 | 0 | 0 | 0 | 0 | 0 | 0 | 0 | 0 | 0 | 0 | 0 | 0 | 0 | 0 | 0 | 0 | 0 | 0 | 0 | 0 | 0 | 0 | 0 | 0 | 0
F1_Commercial_Other Health_Existing_Food Preparation_Natural Gas_Fryer_E10 | F1 | Commercial | Other Health | Existing | Food Preparation | Natural Gas | Fryer | E10 | CCE | 0 | 0 | 0 | 0 | 0 | 0 | 0 | 0 | 0 | 0 | 0 | 0 | 0 | 0 | 0 | 0 | 0 | 0 | 0 | 0 | 0 | 0 | 0 | 0 | 0 | 0 | 0 | 0 | 0 | 0 | 0 | 0 | 0
F2_Commercial_Other Health_Existing_Food Preparation_Natural Gas_Fryer_E1 | F2 | Commercial | Other Health | Existing | Food Preparation | Natural Gas | Fryer | E1 | TRC BC Ratio | 1 | 1 | 1 | 0 | 0 | 0 | 0 | 0 | 0 | 0 | 0 | 0 | 0 | 0 | 0 | 0 | 0 | 0 | 0 | 0 | 0 | 0 | 0 | 0 | 0 | 0 | 0 | 0 | 0 | 0 | 0 | 0 | 0
F2_Commercial_Other Health_Existing_Food Preparation_Natural Gas_Fryer_E2 | F2 | Commercial | Other Health | Existing | Food Preparation | Natural Gas | Fryer | E2 | TRC BC Ratio | 4.4463 | 4.4414 | 4.4606 | 1 | 1 | 1 | 1 | 1 | 1 | 1 | 1 | 1 | 1 | 1 | 1 | 1 | 1 | 1 | 1 | 1 | 1 | 1 | 1 | 1 | 1 | 1 | 1 | 1 | 1 | 1 | 1 | 1 | 1
F2_Commercial_Other Health_Existing_Food Preparation_Natural Gas_Fryer_E3 | F2 | Commercial | Other Health | Existing | Food Preparation | Natural Gas | Fryer | E3 | TRC BC Ratio | 0 | 0 | 0 | 0 | 0 | 0 | 0 | 0 | 0 | 0 | 0 | 0 | 0 | 0 | 0 | 0 | 0 | 0 | 0 | 0 | 0 | 0 | 0 | 0 | 0 | 0 | 0 | 0 | 0 | 0 | 0 | 0 | 0
F2_Commercial_Other Health_Existing_Food Preparation_Natural Gas_Fryer_E4 | F2 | Commercial | Other Health | Existing | Food Preparation | Natural Gas | Fryer | E4 | TRC BC Ratio | 0 | 0 | 0 | 0 | 0 | 0 | 0 | 0 | 0 | 0 | 0 | 0 | 0 | 0 | 0 | 0 | 0 | 0 | 0 | 0 | 0 | 0 | 0 | 0 | 0 | 0 | 0 | 0 | 0 | 0 | 0 | 0 | 0
F2_Commercial_Other Health_Existing_Food Preparation_Natural Gas_Fryer_E5 | F2 | Commercial | Other Health | Existing | Food Preparation | Natural Gas | Fryer | E5 | TRC BC Ratio | 0 | 0 | 0 | 0 | 0 | 0 | 0 | 0 | 0 | 0 | 0 | 0 | 0 | 0 | 0 | 0 | 0 | 0 | 0 | 0 | 0 | 0 | 0 | 0 | 0 | 0 | 0 | 0 | 0 | 0 | 0 | 0 | 0
F2_Commercial_Other Health_Existing_Food Preparation_Natural Gas_Fryer_E6 | F2 | Commercial | Other Health | Existing | Food Preparation | Natural Gas | Fryer | E6 | TRC BC Ratio | 0 | 0 | 0 | 0 | 0 | 0 | 0 | 0 | 0 | 0 | 0 | 0 | 0 | 0 | 0 | 0 | 0 | 0 | 0 | 0 | 0 | 0 | 0 | 0 | 0 | 0 | 0 | 0 | 0 | 0 | 0 | 0 | 0
F2_Commercial_Other Health_Existing_Food Preparation_Natural Gas_Fryer_E7 | F2 | Commercial | Other Health | Existing | Food Preparation | Natural Gas | Fryer | E7 | TRC BC Ratio | 0 | 0 | 0 | 0 | 0 | 0 | 0 | 0 | 0 | 0 | 0 | 0 | 0 | 0 | 0 | 0 | 0 | 0 | 0 | 0 | 0 | 0 | 0 | 0 | 0 | 0 | 0 | 0 | 0 | 0 | 0 | 0 | 0
F2_Commercial_Other Health_Existing_Food Preparation_Natural Gas_Fryer_E8 | F2 | Commercial | Other Health | Existing | Food Preparation | Natural Gas | Fryer | E8 | TRC BC Ratio | 0 | 0 | 0 | 0 | 0 | 0 | 0 | 0 | 0 | 0 | 0 | 0 | 0 | 0 | 0 | 0 | 0 | 0 | 0 | 0 | 0 | 0 | 0 | 0 | 0 | 0 | 0 | 0 | 0 | 0 | 0 | 0 | 0
F2_Commercial_Other Health_Existing_Food Preparation_Natural Gas_Fryer_E9 | F2 | Commercial | Other Health | Existing | Food Preparation | Natural Gas | Fryer | E9 | TRC BC Ratio | 0 | 0 | 0 | 0 | 0 | 0 | 0 | 0 | 0 | 0 | 0 | 0 | 0 | 0 | 0 | 0 | 0 | 0 | 0 | 0 | 0 | 0 | 0 | 0 | 0 | 0 | 0 | 0 | 0 | 0 | 0 | 0 | 0
F2_Commercial_Other Health_Existing_Food Preparation_Natural Gas_Fryer_E10 | F2 | Commercial | Other Health | Existing | Food Preparation | Natural Gas | Fryer | E10 | TRC BC Ratio | 0 | 0 | 0 | 0 | 0 | 0 | 0 | 0 | 0 | 0 | 0 | 0 | 0 | 0 | 0 | 0 | 0 | 0 | 0 | 0 | 0 | 0 | 0 | 0 | 0 | 0 | 0 | 0 | 0 | 0 | 0 | 0 | 0
F3_Commercial_Other Health_Existing_Food Preparation_Natural Gas_Fryer_E1 | F3 | Commercial | Other Health | Existing | Food Preparation | Natural Gas | Fryer | E1 | PACT BC Ratio | 1 | 1 | 1 | 0 | 0 | 0 | 0 | 0 | 0 | 0 | 0 | 0 | 0 | 0 | 0 | 0 | 0 | 0 | 0 | 0 | 0 | 0 | 0 | 0 | 0 | 0 | 0 | 0 | 0 | 0 | 0 | 0 | 0
F3_Commercial_Other Health_Existing_Food Preparation_Natural Gas_Fryer_E2 | F3 | Commercial | Other Health | Existing | Food Preparation | Natural Gas | Fryer | E2 | PACT BC Ratio | 5.9285 | 5.9219 | 5.9474 | 1 | 1 | 1 | 1 | 1 | 1 | 1 | 1 | 1 | 1 | 1 | 1 | 1 | 1 | 1 | 1 | 1 | 1 | 1 | 1 | 1 | 1 | 1 | 1 | 1 | 1 | 1 | 1 | 1 | 1
F3_Commercial_Other Health_Existing_Food Preparation_Natural Gas_Fryer_E3 | F3 | Commercial | Other Health | Existing | Food Preparation | Natural Gas | Fryer | E3 | PACT BC Ratio | 0 | 0 | 0 | 0 | 0 | 0 | 0 | 0 | 0 | 0 | 0 | 0 | 0 | 0 | 0 | 0 | 0 | 0 | 0 | 0 | 0 | 0 | 0 | 0 | 0 | 0 | 0 | 0 | 0 | 0 | 0 | 0 | 0
F3_Commercial_Other Health_Existing_Food Preparation_Natural Gas_Fryer_E4 | F3 | Commercial | Other Health | Existing | Food Preparation | Natural Gas | Fryer | E4 | PACT BC Ratio | 0 | 0 | 0 | 0 | 0 | 0 | 0 | 0 | 0 | 0 | 0 | 0 | 0 | 0 | 0 | 0 | 0 | 0 | 0 | 0 | 0 | 0 | 0 | 0 | 0 | 0 | 0 | 0 | 0 | 0 | 0 | 0 | 0
F3_Commercial_Other Health_Existing_Food Preparation_Natural Gas_Fryer_E5 | F3 | Commercial | Other Health | Existing | Food Preparation | Natural Gas | Fryer | E5 | PACT BC Ratio | 0 | 0 | 0 | 0 | 0 | 0 | 0 | 0 | 0 | 0 | 0 | 0 | 0 | 0 | 0 | 0 | 0 | 0 | 0 | 0 | 0 | 0 | 0 | 0 | 0 | 0 | 0 | 0 | 0 | 0 | 0 | 0 | 0
F3_Commercial_Other Health_Existing_Food Preparation_Natural Gas_Fryer_E6 | F3 | Commercial | Other Health | Existing | Food Preparation | Natural Gas | Fryer | E6 | PACT BC Ratio | 0 | 0 | 0 | 0 | 0 | 0 | 0 | 0 | 0 | 0 | 0 | 0 | 0 | 0 | 0 | 0 | 0 | 0 | 0 | 0 | 0 | 0 | 0 | 0 | 0 | 0 | 0 | 0 | 0 | 0 | 0 | 0 | 0
F3_Commercial_Other Health_Existing_Food Preparation_Natural Gas_Fryer_E7 | F3 | Commercial | Other Health | Existing | Food Preparation | Natural Gas | Fryer | E7 | PACT BC Ratio | 0 | 0 | 0 | 0 | 0 | 0 | 0 | 0 | 0 | 0 | 0 | 0 | 0 | 0 | 0 | 0 | 0 | 0 | 0 | 0 | 0 | 0 | 0 | 0 | 0 | 0 | 0 | 0 | 0 | 0 | 0 | 0 | 0
F3_Commercial_Other Health_Existing_Food Preparation_Natural Gas_Fryer_E8 | F3 | Commercial | Other Health | Existing | Food Preparation | Natural Gas | Fryer | E8 | PACT BC Ratio | 0 | 0 | 0 | 0 | 0 | 0 | 0 | 0 | 0 | 0 | 0 | 0 | 0 | 0 | 0 | 0 | 0 | 0 | 0 | 0 | 0 | 0 | 0 | 0 | 0 | 0 | 0 | 0 | 0 | 0 | 0 | 0 | 0
F3_Commercial_Other Health_Existing_Food Preparation_Natural Gas_Fryer_E9 | F3 | Commercial | Other Health | Existing | Food Preparation | Natural Gas | Fryer | E9 | PACT BC Ratio | 0 | 0 | 0 | 0 | 0 | 0 | 0 | 0 | 0 | 0 | 0 | 0 | 0 | 0 | 0 | 0 | 0 | 0 | 0 | 0 | 0 | 0 | 0 | 0 | 0 | 0 | 0 | 0 | 0 | 0 | 0 | 0 | 0
F3_Commercial_Other Health_Existing_Food Preparation_Natural Gas_Fryer_E10 | F3 | Commercial | Other Health | Existing | Food Preparation | Natural Gas | Fryer | E10 | PACT BC Ratio | 0 | 0 | 0 | 0 | 0 | 0 | 0 | 0 | 0 | 0 | 0 | 0 | 0 | 0 | 0 | 0 | 0 | 0 | 0 | 0 | 0 | 0 | 0 | 0 | 0 | 0 | 0 | 0 | 0 | 0 | 0 | 0 | 0
F4_Commercial_Other Health_Existing_Food Preparation_Natural Gas_Fryer_E1 | F4 | Commercial | Other Health | Existing | Food Preparation | Natural Gas | Fryer | E1 | RVT BC Ratio | 1 | 1 | 1 | 0 | 0 | 0 | 0 | 0 | 0 | 0 | 0 | 0 | 0 | 0 | 0 | 0 | 0 | 0 | 0 | 0 | 0 | 0 | 0 | 0 | 0 | 0 | 0 | 0 | 0 | 0 | 0 | 0 | 0
F4_Commercial_Other Health_Existing_Food Preparation_Natural Gas_Fryer_E2 | F4 | Commercial | Other Health | Existing | Food Preparation | Natural Gas | Fryer | E2 | RVT BC Ratio | 7.0924 | 7.0854 | 7.1129 | 1 | 1 | 1 | 1 | 1 | 1 | 1 | 1 | 1 | 1 | 1 | 1 | 1 | 1 | 1 | 1 | 1 | 1 | 1 | 1 | 1 | 1 | 1 | 1 | 1 | 1 | 1 | 1 | 1 | 1
F4_Commercial_Other Health_Existing_Food Preparation_Natural Gas_Fryer_E3 | F4 | Commercial | Other Health | Existing | Food Preparation | Natural Gas | Fryer | E3 | RVT BC Ratio | 0 | 0 | 0 | 0 | 0 | 0 | 0 | 0 | 0 | 0 | 0 | 0 | 0 | 0 | 0 | 0 | 0 | 0 | 0 | 0 | 0 | 0 | 0 | 0 | 0 | 0 | 0 | 0 | 0 | 0 | 0 | 0 | 0
F4_Commercial_Other Health_Existing_Food Preparation_Natural Gas_Fryer_E4 | F4 | Commercial | Other Health | Existing | Food Preparation | Natural Gas | Fryer | E4 | RVT BC Ratio | 0 | 0 | 0 | 0 | 0 | 0 | 0 | 0 | 0 | 0 | 0 | 0 | 0 | 0 | 0 | 0 | 0 | 0 | 0 | 0 | 0 | 0 | 0 | 0 | 0 | 0 | 0 | 0 | 0 | 0 | 0 | 0 | 0
F4_Commercial_Other Health_Existing_Food Preparation_Natural Gas_Fryer_E5 | F4 | Commercial | Other Health | Existing | Food Preparation | Natural Gas | Fryer | E5 | RVT BC Ratio | 0 | 0 | 0 | 0 | 0 | 0 | 0 | 0 | 0 | 0 | 0 | 0 | 0 | 0 | 0 | 0 | 0 | 0 | 0 | 0 | 0 | 0 | 0 | 0 | 0 | 0 | 0 | 0 | 0 | 0 | 0 | 0 | 0
F4_Commercial_Other Health_Existing_Food Preparation_Natural Gas_Fryer_E6 | F4 | Commercial | Other Health | Existing | Food Preparation | Natural Gas | Fryer | E6 | RVT BC Ratio | 0 | 0 | 0 | 0 | 0 | 0 | 0 | 0 | 0 | 0 | 0 | 0 | 0 | 0 | 0 | 0 | 0 | 0 | 0 | 0 | 0 | 0 | 0 | 0 | 0 | 0 | 0 | 0 | 0 | 0 | 0 | 0 | 0
F4_Commercial_Other Health_Existing_Food Preparation_Natural Gas_Fryer_E7 | F4 | Commercial | Other Health | Existing | Food Preparation | Natural Gas | Fryer | E7 | RVT BC Ratio | 0 | 0 | 0 | 0 | 0 | 0 | 0 | 0 | 0 | 0 | 0 | 0 | 0 | 0 | 0 | 0 | 0 | 0 | 0 | 0 | 0 | 0 | 0 | 0 | 0 | 0 | 0 | 0 | 0 | 0 | 0 | 0 | 0
F4_Commercial_Other Health_Existing_Food Preparation_Natural Gas_Fryer_E8 | F4 | Commercial | Other Health | Existing | Food Preparation | Natural Gas | Fryer | E8 | RVT BC Ratio | 0 | 0 | 0 | 0 | 0 | 0 | 0 | 0 | 0 | 0 | 0 | 0 | 0 | 0 | 0 | 0 | 0 | 0 | 0 | 0 | 0 | 0 | 0 | 0 | 0 | 0 | 0 | 0 | 0 | 0 | 0 | 0 | 0
F4_Commercial_Other Health_Existing_Food Preparation_Natural Gas_Fryer_E9 | F4 | Commercial | Other Health | Existing | Food Preparation | Natural Gas | Fryer | E9 | RVT BC Ratio | 0 | 0 | 0 | 0 | 0 | 0 | 0 | 0 | 0 | 0 | 0 | 0 | 0 | 0 | 0 | 0 | 0 | 0 | 0 | 0 | 0 | 0 | 0 | 0 | 0 | 0 | 0 | 0 | 0 | 0 | 0 | 0 | 0
F4_Commercial_Other Health_Existing_Food Preparation_Natural Gas_Fryer_E10 | F4 | Commercial | Other Health | Existing | Food Preparation | Natural Gas | Fryer | E10 | RVT BC Ratio | 0 | 0 | 0 | 0 | 0 | 0 | 0 | 0 | 0 | 0 | 0 | 0 | 0 | 0 | 0 | 0 | 0 | 0 | 0 | 0 | 0 | 0 | 0 | 0 | 0 | 0 | 0 | 0 | 0 | 0 | 0 | 0 | 0
F5_Commercial_Other Health_Existing_Food Preparation_Natural Gas_Fryer_E1 | F5 | Commercial | Other Health | Existing | Food Preparation | Natural Gas | Fryer | E1 | RIM BC Ratio | 1 | 1 | 1 | 0 | 0 | 0 | 0 | 0 | 0 | 0 | 0 | 0 | 0 | 0 | 0 | 0 | 0 | 0 | 0 | 0 | 0 | 0 | 0 | 0 | 0 | 0 | 0 | 0 | 0 | 0 | 0 | 0 | 0
F5_Commercial_Other Health_Existing_Food Preparation_Natural Gas_Fryer_E2 | F5 | Commercial | Other Health | Existing | Food Preparation | Natural Gas | Fryer | E2 | RIM BC Ratio | 0.73167 | 0.73157 | 0.73195 | 1 | 1 | 1 | 1 | 1 | 1 | 1 | 1 | 1 | 1 | 1 | 1 | 1 | 1 | 1 | 1 | 1 | 1 | 1 | 1 | 1 | 1 | 1 | 1 | 1 | 1 | 1 | 1 | 1 | 1
F5_Commercial_Other Health_Existing_Food Preparation_Natural Gas_Fryer_E3 | F5 | Commercial | Other Health | Existing | Food Preparation | Natural Gas | Fryer | E3 | RIM BC Ratio | 0 | 0 | 0 | 0 | 0 | 0 | 0 | 0 | 0 | 0 | 0 | 0 | 0 | 0 | 0 | 0 | 0 | 0 | 0 | 0 | 0 | 0 | 0 | 0 | 0 | 0 | 0 | 0 | 0 | 0 | 0 | 0 | 0
F5_Commercial_Other Health_Existing_Food Preparation_Natural Gas_Fryer_E4 | F5 | Commercial | Other Health | Existing | Food Preparation | Natural Gas | Fryer | E4 | RIM BC Ratio | 0 | 0 | 0 | 0 | 0 | 0 | 0 | 0 | 0 | 0 | 0 | 0 | 0 | 0 | 0 | 0 | 0 | 0 | 0 | 0 | 0 | 0 | 0 | 0 | 0 | 0 | 0 | 0 | 0 | 0 | 0 | 0 | 0
F5_Commercial_Other Health_Existing_Food Preparation_Natural Gas_Fryer_E5 | F5 | Commercial | Other Health | Existing | Food Preparation | Natural Gas | Fryer | E5 | RIM BC Ratio | 0 | 0 | 0 | 0 | 0 | 0 | 0 | 0 | 0 | 0 | 0 | 0 | 0 | 0 | 0 | 0 | 0 | 0 | 0 | 0 | 0 | 0 | 0 | 0 | 0 | 0 | 0 | 0 | 0 | 0 | 0 | 0 | 0
F5_Commercial_Other Health_Existing_Food Preparation_Natural Gas_Fryer_E6 | F5 | Commercial | Other Health | Existing | Food Preparation | Natural Gas | Fryer | E6 | RIM BC Ratio | 0 | 0 | 0 | 0 | 0 | 0 | 0 | 0 | 0 | 0 | 0 | 0 | 0 | 0 | 0 | 0 | 0 | 0 | 0 | 0 | 0 | 0 | 0 | 0 | 0 | 0 | 0 | 0 | 0 | 0 | 0 | 0 | 0
F5_Commercial_Other Health_Existing_Food Preparation_Natural Gas_Fryer_E7 | F5 | Commercial | Other Health | Existing | Food Preparation | Natural Gas | Fryer | E7 | RIM BC Ratio | 0 | 0 | 0 | 0 | 0 | 0 | 0 | 0 | 0 | 0 | 0 | 0 | 0 | 0 | 0 | 0 | 0 | 0 | 0 | 0 | 0 | 0 | 0 | 0 | 0 | 0 | 0 | 0 | 0 | 0 | 0 | 0 | 0
F5_Commercial_Other Health_Existing_Food Preparation_Natural Gas_Fryer_E8 | F5 | Commercial | Other Health | Existing | Food Preparation | Natural Gas | Fryer | E8 | RIM BC Ratio | 0 | 0 | 0 | 0 | 0 | 0 | 0 | 0 | 0 | 0 | 0 | 0 | 0 | 0 | 0 | 0 | 0 | 0 | 0 | 0 | 0 | 0 | 0 | 0 | 0 | 0 | 0 | 0 | 0 | 0 | 0 | 0 | 0
F5_Commercial_Other Health_Existing_Food Preparation_Natural Gas_Fryer_E9 | F5 | Commercial | Other Health | Existing | Food Preparation | Natural Gas | Fryer | E9 | RIM BC Ratio | 0 | 0 | 0 | 0 | 0 | 0 | 0 | 0 | 0 | 0 | 0 | 0 | 0 | 0 | 0 | 0 | 0 | 0 | 0 | 0 | 0 | 0 | 0 | 0 | 0 | 0 | 0 | 0 | 0 | 0 | 0 | 0 | 0
F5_Commercial_Other Health_Existing_Food Preparation_Natural Gas_Fryer_E10 | F5 | Commercial | Other Health | Existing | Food Preparation | Natural Gas | Fryer | E10 | RIM BC Ratio | 0 | 0 | 0 | 0 | 0 | 0 | 0 | 0 | 0 | 0 | 0 | 0 | 0 | 0 | 0 | 0 | 0 | 0 | 0 | 0 | 0 | 0 | 0 | 0 | 0 | 0 | 0 | 0 | 0 | 0 | 0 | 0 | 0
F0_Commercial_Other Health_Existing_Food Preparation_Natural Gas_Broiler_E0 | F0 | Commercial | Other Health | Existing | Food Preparation | Natural Gas | Broiler | E0 | Economic Unit | Infrared Burners | Infrared Burners | Infrared Burners | Infrared Burners | Infrared Burners | Infrared Burners | Infrared Burners | Infrared Burners | Infrared Burners | Infrared Burners | Infrared Burners | Infrared Burners | Infrared Burners | Infrared Burners | Infrared Burners | Infrared Burners | Infrared Burners | Infrared Burners | Infrared Burners | Infrared Burners | Infrared Burners | Infrared Burners | Infrared Burners | Infrared Burners | Infrared Burners | Infrared Burners | Infrared Burners | Infrared Burners | Infrared Burners | Infrared Burners | Infrared Burners | Infrared Burners | Infrared Burners
F1_Commercial_Other Health_Existing_Food Preparation_Natural Gas_Broiler_E1 | F1 | Commercial | Other Health | Existing | Food Preparation | Natural Gas | Broiler | E1 | CCE | 0 | 0 | 0 | 0 | 0 | 0 | 0 | 0 | 0 | 0 | 0 | 0 | 0 | 0 | 0 | 0 | 0 | 0 | 0 | 0 | 0 | 0 | 0 | 0 | 0 | 0 | 0 | 0 | 0 | 0 | 0 | 0 | 0
F1_Commercial_Other Health_Existing_Food Preparation_Natural Gas_Broiler_E2 | F1 | Commercial | Other Health | Existing | Food Preparation | Natural Gas | Broiler | E2 | CCE | 0.59817 | 0.61931 | 0.55594 | 0.56637 | 0.56637 | 0.56637 | 0.56637 | 0.56637 | 0.56637 | 0.56637 | 0.56637 | 0.56637 | 0.56637 | 0.56637 | 0.56637 | 0.56637 | 0.56637 | 0.56637 | 0.56637 | 0.56637 | 0.56637 | 0.56637 | 0.56637 | 0.56637 | 0.56637 | 0.56637 | 0.56637 | 0.56637 | 0.56637 | 0.56637 | 0.56637 | 0.56637 | 0.56637
F1_Commercial_Other Health_Existing_Food Preparation_Natural Gas_Broiler_E3 | F1 | Commercial | Other Health | Existing | Food Preparation | Natural Gas | Broiler | E3 | CCE | 0 | 0 | 0 | 0 | 0 | 0 | 0 | 0 | 0 | 0 | 0 | 0 | 0 | 0 | 0 | 0 | 0 | 0 | 0 | 0 | 0 | 0 | 0 | 0 | 0 | 0 | 0 | 0 | 0 | 0 | 0 | 0 | 0
F1_Commercial_Other Health_Existing_Food Preparation_Natural Gas_Broiler_E4 | F1 | Commercial | Other Health | Existing | Food Preparation | Natural Gas | Broiler | E4 | CCE | 0 | 0 | 0 | 0 | 0 | 0 | 0 | 0 | 0 | 0 | 0 | 0 | 0 | 0 | 0 | 0 | 0 | 0 | 0 | 0 | 0 | 0 | 0 | 0 | 0 | 0 | 0 | 0 | 0 | 0 | 0 | 0 | 0
F1_Commercial_Other Health_Existing_Food Preparation_Natural Gas_Broiler_E5 | F1 | Commercial | Other Health | Existing | Food Preparation | Natural Gas | Broiler | E5 | CCE | 0 | 0 | 0 | 0 | 0 | 0 | 0 | 0 | 0 | 0 | 0 | 0 | 0 | 0 | 0 | 0 | 0 | 0 | 0 | 0 | 0 | 0 | 0 | 0 | 0 | 0 | 0 | 0 | 0 | 0 | 0 | 0 | 0
F1_Commercial_Other Health_Existing_Food Preparation_Natural Gas_Broiler_E6 | F1 | Commercial | Other Health | Existing | Food Preparation | Natural Gas | Broiler | E6 | CCE | 0 | 0 | 0 | 0 | 0 | 0 | 0 | 0 | 0 | 0 | 0 | 0 | 0 | 0 | 0 | 0 | 0 | 0 | 0 | 0 | 0 | 0 | 0 | 0 | 0 | 0 | 0 | 0 | 0 | 0 | 0 | 0 | 0
F1_Commercial_Other Health_Existing_Food Preparation_Natural Gas_Broiler_E7 | F1 | Commercial | Other Health | Existing | Food Preparation | Natural Gas | Broiler | E7 | CCE | 0 | 0 | 0 | 0 | 0 | 0 | 0 | 0 | 0 | 0 | 0 | 0 | 0 | 0 | 0 | 0 | 0 | 0 | 0 | 0 | 0 | 0 | 0 | 0 | 0 | 0 | 0 | 0 | 0 | 0 | 0 | 0 | 0
F1_Commercial_Other Health_Existing_Food Preparation_Natural Gas_Broiler_E8 | F1 | Commercial | Other Health | Existing | Food Preparation | Natural Gas | Broiler | E8 | CCE | 0 | 0 | 0 | 0 | 0 | 0 | 0 | 0 | 0 | 0 | 0 | 0 | 0 | 0 | 0 | 0 | 0 | 0 | 0 | 0 | 0 | 0 | 0 | 0 | 0 | 0 | 0 | 0 | 0 | 0 | 0 | 0 | 0
F1_Commercial_Other Health_Existing_Food Preparation_Natural Gas_Broiler_E9 | F1 | Commercial | Other Health | Existing | Food Preparation | Natural Gas | Broiler | E9 | CCE | 0 | 0 | 0 | 0 | 0 | 0 | 0 | 0 | 0 | 0 | 0 | 0 | 0 | 0 | 0 | 0 | 0 | 0 | 0 | 0 | 0 | 0 | 0 | 0 | 0 | 0 | 0 | 0 | 0 | 0 | 0 | 0 | 0
F1_Commercial_Other Health_Existing_Food Preparation_Natural Gas_Broiler_E10 | F1 | Commercial | Other Health | Existing | Food Preparation | Natural Gas | Broiler | E10 | CCE | 0 | 0 | 0 | 0 | 0 | 0 | 0 | 0 | 0 | 0 | 0 | 0 | 0 | 0 | 0 | 0 | 0 | 0 | 0 | 0 | 0 | 0 | 0 | 0 | 0 | 0 | 0 | 0 | 0 | 0 | 0 | 0 | 0
F2_Commercial_Other Health_Existing_Food Preparation_Natural Gas_Broiler_E1 | F2 | Commercial | Other Health | Existing | Food Preparation | Natural Gas | Broiler | E1 | TRC BC Ratio | bar: 2019 to 2051
F2_Commercial_Other Health_Existing_Food Preparation_Natural Gas_Broiler_E2 | F2 | Commercial | Other Health | Existing | Food Preparation | Natural Gas | Broiler | E2 | TRC BC Ratio | 2.7519 | 2.7554 | 2.7705 | 2.7565 | 2.7493 | 2.7603 | 2.7866 | 2.8079 | 2.834 | 2.8592 | 2.8846 | 2.9086 | 2.9342 | 2.9607 | 2.9863 | 3.0126 | 3.039 | 3.0674 | 3.0969 | 3.1274 | 3.1566 | 3.1859 | 3.2122 | 3.2386 | 3.2614 | 3.2812 | 3.2991 | 3.3146 | 3.3268 | 3.3367 | 3.3421 | 3.3458 | 3.3458
F2_Commercial_Other Health_Existing_Food Preparation_Natural Gas_Broiler_E3 | F2 | Commercial | Other Health | Existing | Food Preparation | Natural Gas | Broiler | E3 | TRC BC Ratio | 0 | 0 | 0 | 0 | 0 | 0 | 0 | 0 | 0 | 0 | 0 | 0 | 0 | 0 | 0 | 0 | 0 | 0 | 0 | 0 | 0 | 0 | 0 | 0 | 0 | 0 | 0 | 0 | 0 | 0 | 0 | 0 | 0
F2_Commercial_Other Health_Existing_Food Preparation_Natural Gas_Broiler_E4 | F2 | Commercial | Other Health | Existing | Food Preparation | Natural Gas | Broiler | E4 | TRC BC Ratio | 0 | 0 | 0 | 0 | 0 | 0 | 0 | 0 | 0 | 0 | 0 | 0 | 0 | 0 | 0 | 0 | 0 | 0 | 0 | 0 | 0 | 0 | 0 | 0 | 0 | 0 | 0 | 0 | 0 | 0 | 0 | 0 | 0
F2_Commercial_Other Health_Existing_Food Preparation_Natural Gas_Broiler_E5 | F2 | Commercial | Other Health | Existing | Food Preparation | Natural Gas | Broiler | E5 | TRC BC Ratio | 0 | 0 | 0 | 0 | 0 | 0 | 0 | 0 | 0 | 0 | 0 | 0 | 0 | 0 | 0 | 0 | 0 | 0 | 0 | 0 | 0 | 0 | 0 | 0 | 0 | 0 | 0 | 0 | 0 | 0 | 0 | 0 | 0
F2_Commercial_Other Health_Existing_Food Preparation_Natural Gas_Broiler_E6 | F2 | Commercial | Other Health | Existing | Food Preparation | Natural Gas | Broiler | E6 | TRC BC Ratio | 0 | 0 | 0 | 0 | 0 | 0 | 0 | 0 | 0 | 0 | 0 | 0 | 0 | 0 | 0 | 0 | 0 | 0 | 0 | 0 | 0 | 0 | 0 | 0 | 0 | 0 | 0 | 0 | 0 | 0 | 0 | 0 | 0
F2_Commercial_Other Health_Existing_Food Preparation_Natural Gas_Broiler_E7 | F2 | Commercial | Other Health | Existing | Food Preparation | Natural Gas | Broiler | E7 | TRC BC Ratio | 0 | 0 | 0 | 0 | 0 | 0 | 0 | 0 | 0 | 0 | 0 | 0 | 0 | 0 | 0 | 0 | 0 | 0 | 0 | 0 | 0 | 0 | 0 | 0 | 0 | 0 | 0 | 0 | 0 | 0 | 0 | 0 | 0
F2_Commercial_Other Health_Existing_Food Preparation_Natural Gas_Broiler_E8 | F2 | Commercial | Other Health | Existing | Food Preparation | Natural Gas | Broiler | E8 | TRC BC Ratio | 0 | 0 | 0 | 0 | 0 | 0 | 0 | 0 | 0 | 0 | 0 | 0 | 0 | 0 | 0 | 0 | 0 | 0 | 0 | 0 | 0 | 0 | 0 | 0 | 0 | 0 | 0 | 0 | 0 | 0 | 0 | 0 | 0
F2_Commercial_Other Health_Existing_Food Preparation_Natural Gas_Broiler_E9 | F2 | Commercial | Other Health | Existing | Food Preparation | Natural Gas | Broiler | E9 | TRC BC Ratio | 0 | 0 | 0 | 0 | 0 | 0 | 0 | 0 | 0 | 0 | 0 | 0 | 0 | 0 | 0 | 0 | 0 | 0 | 0 | 0 | 0 | 0 | 0 | 0 | 0 | 0 | 0 | 0 | 0 | 0 | 0 | 0 | 0
F2_Commercial_Other Health_Existing_Food Preparation_Natural Gas_Broiler_E10 | F2 | Commercial | Other Health | Existing | Food Preparation | Natural Gas | Broiler | E10 | TRC BC Ratio | 0 | 0 | 0 | 0 | 0 | 0 | 0 | 0 | 0 | 0 | 0 | 0 | 0 | 0 | 0 | 0 | 0 | 0 | 0 | 0 | 0 | 0 | 0 | 0 | 0 | 0 | 0 | 0 | 0 | 0 | 0 | 0 | 0
F3_Commercial_Other Health_Existing_Food Preparation_Natural Gas_Broiler_E1 | F3 | Commercial | Other Health | Existing | Food Preparation | Natural Gas | Broiler | E1 | PACT BC Ratio | bar: 2019 to 2051
F3_Commercial_Other Health_Existing_Food Preparation_Natural Gas_Broiler_E2 | F3 | Commercial | Other Health | Existing | Food Preparation | Natural Gas | Broiler | E2 | PACT BC Ratio | 3.6692 | 3.6739 | 3.694 | 3.6753 | 3.6658 | 3.6803 | 3.7154 | 3.7439 | 3.7787 | 3.8122 | 3.8462 | 3.8782 | 3.9123 | 3.9475 | 3.9818 | 4.0167 | 4.052 | 4.0899 | 4.1293 | 4.1698 | 4.2088 | 4.2479 | 4.283 | 4.3181 | 4.3486 | 4.3749 | 4.3988 | 4.4195 | 4.4357 | 4.4489 | 4.4562 | 4.461 | 4.461
F3_Commercial_Other Health_Existing_Food Preparation_Natural Gas_Broiler_E3 | F3 | Commercial | Other Health | Existing | Food Preparation | Natural Gas | Broiler | E3 | PACT BC Ratio | 0 | 0 | 0 | 0 | 0 | 0 | 0 | 0 | 0 | 0 | 0 | 0 | 0 | 0 | 0 | 0 | 0 | 0 | 0 | 0 | 0 | 0 | 0 | 0 | 0 | 0 | 0 | 0 | 0 | 0 | 0 | 0 | 0
F3_Commercial_Other Health_Existing_Food Preparation_Natural Gas_Broiler_E4 | F3 | Commercial | Other Health | Existing | Food Preparation | Natural Gas | Broiler | E4 | PACT BC Ratio | 0 | 0 | 0 | 0 | 0 | 0 | 0 | 0 | 0 | 0 | 0 | 0 | 0 | 0 | 0 | 0 | 0 | 0 | 0 | 0 | 0 | 0 | 0 | 0 | 0 | 0 | 0 | 0 | 0 | 0 | 0 | 0 | 0
F3_Commercial_Other Health_Existing_Food Preparation_Natural Gas_Broiler_E5 | F3 | Commercial | Other Health | Existing | Food Preparation | Natural Gas | Broiler | E5 | PACT BC Ratio | 0 | 0 | 0 | 0 | 0 | 0 | 0 | 0 | 0 | 0 | 0 | 0 | 0 | 0 | 0 | 0 | 0 | 0 | 0 | 0 | 0 | 0 | 0 | 0 | 0 | 0 | 0 | 0 | 0 | 0 | 0 | 0 | 0
F3_Commercial_Other Health_Existing_Food Preparation_Natural Gas_Broiler_E6 | F3 | Commercial | Other Health | Existing | Food Preparation | Natural Gas | Broiler | E6 | PACT BC Ratio | 0 | 0 | 0 | 0 | 0 | 0 | 0 | 0 | 0 | 0 | 0 | 0 | 0 | 0 | 0 | 0 | 0 | 0 | 0 | 0 | 0 | 0 | 0 | 0 | 0 | 0 | 0 | 0 | 0 | 0 | 0 | 0 | 0
F3_Commercial_Other Health_Existing_Food Preparation_Natural Gas_Broiler_E7 | F3 | Commercial | Other Health | Existing | Food Preparation | Natural Gas | Broiler | E7 | PACT BC Ratio | 0 | 0 | 0 | 0 | 0 | 0 | 0 | 0 | 0 | 0 | 0 | 0 | 0 | 0 | 0 | 0 | 0 | 0 | 0 | 0 | 0 | 0 | 0 | 0 | 0 | 0 | 0 | 0 | 0 | 0 | 0 | 0 | 0
F3_Commercial_Other Health_Existing_Food Preparation_Natural Gas_Broiler_E8 | F3 | Commercial | Other Health | Existing | Food Preparation | Natural Gas | Broiler | E8 | PACT BC Ratio | 0 | 0 | 0 | 0 | 0 | 0 | 0 | 0 | 0 | 0 | 0 | 0 | 0 | 0 | 0 | 0 | 0 | 0 | 0 | 0 | 0 | 0 | 0 | 0 | 0 | 0 | 0 | 0 | 0 | 0 | 0 | 0 | 0
F3_Commercial_Other Health_Existing_Food Preparation_Natural Gas_Broiler_E9 | F3 | Commercial | Other Health | Existing | Food Preparation | Natural Gas | Broiler | E9 | PACT BC Ratio | 0 | 0 | 0 | 0 | 0 | 0 | 0 | 0 | 0 | 0 | 0 | 0 | 0 | 0 | 0 | 0 | 0 | 0 | 0 | 0 | 0 | 0 | 0 | 0 | 0 | 0 | 0 | 0 | 0 | 0 | 0 | 0 | 0
F3_Commercial_Other Health_Existing_Food Preparation_Natural Gas_Broiler_E10 | F3 | Commercial | Other Health | Existing | Food Preparation | Natural Gas | Broiler | E10 | PACT BC Ratio | 0 | 0 | 0 | 0 | 0 | 0 | 0 | 0 | 0 | 0 | 0 | 0 | 0 | 0 | 0 | 0 | 0 | 0 | 0 | 0 | 0 | 0 | 0 | 0 | 0 | 0 | 0 | 0 | 0 | 0 | 0 | 0 | 0
F4_Commercial_Other Health_Existing_Food Preparation_Natural Gas_Broiler_E1 | F4 | Commercial | Other Health | Existing | Food Preparation | Natural Gas | Broiler | E1 | RVT BC Ratio | bar: 2019 to 2051
F4_Commercial_Other Health_Existing_Food Preparation_Natural Gas_Broiler_E2 | F4 | Commercial | Other Health | Existing | Food Preparation | Natural Gas | Broiler | E2 | RVT BC Ratio | 4.6564 | 4.6614 | 4.6831 | 4.6629 | 4.6526 | 4.6684 | 4.7062 | 4.7369 | 4.7744 | 4.8106 | 4.8472 | 4.8817 | 4.9184 | 4.9565 | 4.9934 | 5.0311 | 5.0691 | 5.11 | 5.1524 | 5.1962 | 5.2382 | 5.2804 | 5.3182 | 5.3561 | 5.3889 | 5.4173 | 5.4431 | 5.4654 | 5.4828 | 5.4971 | 5.5049 | 5.5101 | 5.5101
F4_Commercial_Other Health_Existing_Food Preparation_Natural Gas_Broiler_E3 | F4 | Commercial | Other Health | Existing | Food Preparation | Natural Gas | Broiler | E3 | RVT BC Ratio | 0 | 0 | 0 | 0 | 0 | 0 | 0 | 0 | 0 | 0 | 0 | 0 | 0 | 0 | 0 | 0 | 0 | 0 | 0 | 0 | 0 | 0 | 0 | 0 | 0 | 0 | 0 | 0 | 0 | 0 | 0 | 0 | 0
F4_Commercial_Other Health_Existing_Food Preparation_Natural Gas_Broiler_E4 | F4 | Commercial | Other Health | Existing | Food Preparation | Natural Gas | Broiler | E4 | RVT BC Ratio | 0 | 0 | 0 | 0 | 0 | 0 | 0 | 0 | 0 | 0 | 0 | 0 | 0 | 0 | 0 | 0 | 0 | 0 | 0 | 0 | 0 | 0 | 0 | 0 | 0 | 0 | 0 | 0 | 0 | 0 | 0 | 0 | 0
F4_Commercial_Other Health_Existing_Food Preparation_Natural Gas_Broiler_E5 | F4 | Commercial | Other Health | Existing | Food Preparation | Natural Gas | Broiler | E5 | RVT BC Ratio | 0 | 0 | 0 | 0 | 0 | 0 | 0 | 0 | 0 | 0 | 0 | 0 | 0 | 0 | 0 | 0 | 0 | 0 | 0 | 0 | 0 | 0 | 0 | 0 | 0 | 0 | 0 | 0 | 0 | 0 | 0 | 0 | 0
F4_Commercial_Other Health_Existing_Food Preparation_Natural Gas_Broiler_E6 | F4 | Commercial | Other Health | Existing | Food Preparation | Natural Gas | Broiler | E6 | RVT BC Ratio | 0 | 0 | 0 | 0 | 0 | 0 | 0 | 0 | 0 | 0 | 0 | 0 | 0 | 0 | 0 | 0 | 0 | 0 | 0 | 0 | 0 | 0 | 0 | 0 | 0 | 0 | 0 | 0 | 0 | 0 | 0 | 0 | 0
F4_Commercial_Other Health_Existing_Food Preparation_Natural Gas_Broiler_E7 | F4 | Commercial | Other Health | Existing | Food Preparation | Natural Gas | Broiler | E7 | RVT BC Ratio | 0 | 0 | 0 | 0 | 0 | 0 | 0 | 0 | 0 | 0 | 0 | 0 | 0 | 0 | 0 | 0 | 0 | 0 | 0 | 0 | 0 | 0 | 0 | 0 | 0 | 0 | 0 | 0 | 0 | 0 | 0 | 0 | 0
F4_Commercial_Other Health_Existing_Food Preparation_Natural Gas_Broiler_E8 | F4 | Commercial | Other Health | Existing | Food Preparation | Natural Gas | Broiler | E8 | RVT BC Ratio | 0 | 0 | 0 | 0 | 0 | 0 | 0 | 0 | 0 | 0 | 0 | 0 | 0 | 0 | 0 | 0 | 0 | 0 | 0 | 0 | 0 | 0 | 0 | 0 | 0 | 0 | 0 | 0 | 0 | 0 | 0 | 0 | 0
F4_Commercial_Other Health_Existing_Food Preparation_Natural Gas_Broiler_E9 | F4 | Commercial | Other Health | Existing | Food Preparation | Natural Gas | Broiler | E9 | RVT BC Ratio | 0 | 0 | 0 | 0 | 0 | 0 | 0 | 0 | 0 | 0 | 0 | 0 | 0 | 0 | 0 | 0 | 0 | 0 | 0 | 0 | 0 | 0 | 0 | 0 | 0 | 0 | 0 | 0 | 0 | 0 | 0 | 0 | 0
F4_Commercial_Other Health_Existing_Food Preparation_Natural Gas_Broiler_E10 | F4 | Commercial | Other Health | Existing | Food Preparation | Natural Gas | Broiler | E10 | RVT BC Ratio | 0 | 0 | 0 | 0 | 0 | 0 | 0 | 0 | 0 | 0 | 0 | 0 | 0 | 0 | 0 | 0 | 0 | 0 | 0 | 0 | 0 | 0 | 0 | 0 | 0 | 0 | 0 | 0 | 0 | 0 | 0 | 0 | 0
F5_Commercial_Other Health_Existing_Food Preparation_Natural Gas_Broiler_E1 | F5 | Commercial | Other Health | Existing | Food Preparation | Natural Gas | Broiler | E1 | RIM BC Ratio | bar: 2019 to 2051
F5_Commercial_Other Health_Existing_Food Preparation_Natural Gas_Broiler_E2 | F5 | Commercial | Other Health | Existing | Food Preparation | Natural Gas | Broiler | E2 | RIM BC Ratio | 0.67999 | 0.68015 | 0.68084 | 0.6802 | 0.67987 | 0.68037 | 0.68156 | 0.68252 | 0.68367 | 0.68475 | 0.68584 | 0.68685 | 0.68791 | 0.689 | 0.69003 | 0.69107 | 0.69211 | 0.69321 | 0.69433 | 0.69547 | 0.69654 | 0.69761 | 0.69854 | 0.69947 | 0.70027 | 0.70095 | 0.70156 | 0.70208 | 0.70249 | 0.70282 | 0.703 | 0.70312 | 0.70312
F5_Commercial_Other Health_Existing_Food Preparation_Natural Gas_Broiler_E3 | F5 | Commercial | Other Health | Existing | Food Preparation | Natural Gas | Broiler | E3 | RIM BC Ratio | 0 | 0 | 0 | 0 | 0 | 0 | 0 | 0 | 0 | 0 | 0 | 0 | 0 | 0 | 0 | 0 | 0 | 0 | 0 | 0 | 0 | 0 | 0 | 0 | 0 | 0 | 0 | 0 | 0 | 0 | 0 | 0 | 0
F5_Commercial_Other Health_Existing_Food Preparation_Natural Gas_Broiler_E4 | F5 | Commercial | Other Health | Existing | Food Preparation | Natural Gas | Broiler | E4 | RIM BC Ratio | 0 | 0 | 0 | 0 | 0 | 0 | 0 | 0 | 0 | 0 | 0 | 0 | 0 | 0 | 0 | 0 | 0 | 0 | 0 | 0 | 0 | 0 | 0 | 0 | 0 | 0 | 0 | 0 | 0 | 0 | 0 | 0 | 0
F5_Commercial_Other Health_Existing_Food Preparation_Natural Gas_Broiler_E5 | F5 | Commercial | Other Health | Existing | Food Preparation | Natural Gas | Broiler | E5 | RIM BC Ratio | 0 | 0 | 0 | 0 | 0 | 0 | 0 | 0 | 0 | 0 | 0 | 0 | 0 | 0 | 0 | 0 | 0 | 0 | 0 | 0 | 0 | 0 | 0 | 0 | 0 | 0 | 0 | 0 | 0 | 0 | 0 | 0 | 0
F5_Commercial_Other Health_Existing_Food Preparation_Natural Gas_Broiler_E6 | F5 | Commercial | Other Health | Existing | Food Preparation | Natural Gas | Broiler | E6 | RIM BC Ratio | 0 | 0 | 0 | 0 | 0 | 0 | 0 | 0 | 0 | 0 | 0 | 0 | 0 | 0 | 0 | 0 | 0 | 0 | 0 | 0 | 0 | 0 | 0 | 0 | 0 | 0 | 0 | 0 | 0 | 0 | 0 | 0 | 0
F5_Commercial_Other Health_Existing_Food Preparation_Natural Gas_Broiler_E7 | F5 | Commercial | Other Health | Existing | Food Preparation | Natural Gas | Broiler | E7 | RIM BC Ratio | 0 | 0 | 0 | 0 | 0 | 0 | 0 | 0 | 0 | 0 | 0 | 0 | 0 | 0 | 0 | 0 | 0 | 0 | 0 | 0 | 0 | 0 | 0 | 0 | 0 | 0 | 0 | 0 | 0 | 0 | 0 | 0 | 0
F5_Commercial_Other Health_Existing_Food Preparation_Natural Gas_Broiler_E8 | F5 | Commercial | Other Health | Existing | Food Preparation | Natural Gas | Broiler | E8 | RIM BC Ratio | 0 | 0 | 0 | 0 | 0 | 0 | 0 | 0 | 0 | 0 | 0 | 0 | 0 | 0 | 0 | 0 | 0 | 0 | 0 | 0 | 0 | 0 | 0 | 0 | 0 | 0 | 0 | 0 | 0 | 0 | 0 | 0 | 0
F5_Commercial_Other Health_Existing_Food Preparation_Natural Gas_Broiler_E9 | F5 | Commercial | Other Health | Existing | Food Preparation | Natural Gas | Broiler | E9 | RIM BC Ratio | 0 | 0 | 0 | 0 | 0 | 0 | 0 | 0 | 0 | 0 | 0 | 0 | 0 | 0 | 0 | 0 | 0 | 0 | 0 | 0 | 0 | 0 | 0 | 0 | 0 | 0 | 0 | 0 | 0 | 0 | 0 | 0 | 0
F5_Commercial_Other Health_Existing_Food Preparation_Natural Gas_Broiler_E10 | F5 | Commercial | Other Health | Existing | Food Preparation | Natural Gas | Broiler | E10 | RIM BC Ratio | 0 | 0 | 0 | 0 | 0 | 0 | 0 | 0 | 0 | 0 | 0 | 0 | 0 | 0 | 0 | 0 | 0 | 0 | 0 | 0 | 0 | 0 | 0 | 0 | 0 | 0 | 0 | 0 | 0 | 0 | 0 | 0 | 0
F0_Commercial_Other Health_Existing_Food Preparation_Natural Gas_Griddle_E0 | F0 | Commercial | Other Health | Existing | Food Preparation | Natural Gas | Griddle | E0 | Economic Unit | ENERGY STAR | ENERGY STAR | ENERGY STAR | ENERGY STAR | ENERGY STAR | ENERGY STAR | ENERGY STAR | ENERGY STAR | ENERGY STAR | ENERGY STAR | ENERGY STAR | ENERGY STAR | ENERGY STAR | ENERGY STAR | ENERGY STAR | ENERGY STAR | ENERGY STAR | ENERGY STAR | ENERGY STAR | ENERGY STAR | ENERGY STAR | ENERGY STAR | ENERGY STAR | ENERGY STAR | ENERGY STAR | ENERGY STAR | ENERGY STAR | ENERGY STAR | ENERGY STAR | ENERGY STAR | ENERGY STAR | ENERGY STAR | ENERGY STAR
F1_Commercial_Other Health_Existing_Food Preparation_Natural Gas_Griddle_E1 | F1 | Commercial | Other Health | Existing | Food Preparation | Natural Gas | Griddle | E1 | CCE | 0 | 0 | 0 | 0 | 0 | 0 | 0 | 0 | 0 | 0 | 0 | 0 | 0 | 0 | 0 | 0 | 0 | 0 | 0 | 0 | 0 | 0 | 0 | 0 | 0 | 0 | 0 | 0 | 0 | 0 | 0 | 0 | 0
F1_Commercial_Other Health_Existing_Food Preparation_Natural Gas_Griddle_E2 | F1 | Commercial | Other Health | Existing | Food Preparation | Natural Gas | Griddle | E2 | CCE | 0.29693 | 0.30743 | 0.27597 | 0 | 0 | 0 | 0 | 0 | 0 | 0 | 0 | 0 | 0 | 0 | 0 | 0 | 0 | 0 | 0 | 0 | 0 | 0 | 0 | 0 | 0 | 0 | 0 | 0 | 0 | 0 | 0 | 0 | 0
F1_Commercial_Other Health_Existing_Food Preparation_Natural Gas_Griddle_E3 | F1 | Commercial | Other Health | Existing | Food Preparation | Natural Gas | Griddle | E3 | CCE | 0 | 0 | 0 | 0 | 0 | 0 | 0 | 0 | 0 | 0 | 0 | 0 | 0 | 0 | 0 | 0 | 0 | 0 | 0 | 0 | 0 | 0 | 0 | 0 | 0 | 0 | 0 | 0 | 0 | 0 | 0 | 0 | 0
F1_Commercial_Other Health_Existing_Food Preparation_Natural Gas_Griddle_E4 | F1 | Commercial | Other Health | Existing | Food Preparation | Natural Gas | Griddle | E4 | CCE | 0 | 0 | 0 | 0 | 0 | 0 | 0 | 0 | 0 | 0 | 0 | 0 | 0 | 0 | 0 | 0 | 0 | 0 | 0 | 0 | 0 | 0 | 0 | 0 | 0 | 0 | 0 | 0 | 0 | 0 | 0 | 0 | 0
F1_Commercial_Other Health_Existing_Food Preparation_Natural Gas_Griddle_E5 | F1 | Commercial | Other Health | Existing | Food Preparation | Natural Gas | Griddle | E5 | CCE | 0 | 0 | 0 | 0 | 0 | 0 | 0 | 0 | 0 | 0 | 0 | 0 | 0 | 0 | 0 | 0 | 0 | 0 | 0 | 0 | 0 | 0 | 0 | 0 | 0 | 0 | 0 | 0 | 0 | 0 | 0 | 0 | 0
F1_Commercial_Other Health_Existing_Food Preparation_Natural Gas_Griddle_E6 | F1 | Commercial | Other Health | Existing | Food Preparation | Natural Gas | Griddle | E6 | CCE | 0 | 0 | 0 | 0 | 0 | 0 | 0 | 0 | 0 | 0 | 0 | 0 | 0 | 0 | 0 | 0 | 0 | 0 | 0 | 0 | 0 | 0 | 0 | 0 | 0 | 0 | 0 | 0 | 0 | 0 | 0 | 0 | 0
F1_Commercial_Other Health_Existing_Food Preparation_Natural Gas_Griddle_E7 | F1 | Commercial | Other Health | Existing | Food Preparation | Natural Gas | Griddle | E7 | CCE | 0 | 0 | 0 | 0 | 0 | 0 | 0 | 0 | 0 | 0 | 0 | 0 | 0 | 0 | 0 | 0 | 0 | 0 | 0 | 0 | 0 | 0 | 0 | 0 | 0 | 0 | 0 | 0 | 0 | 0 | 0 | 0 | 0
F1_Commercial_Other Health_Existing_Food Preparation_Natural Gas_Griddle_E8 | F1 | Commercial | Other Health | Existing | Food Preparation | Natural Gas | Griddle | E8 | CCE | 0 | 0 | 0 | 0 | 0 | 0 | 0 | 0 | 0 | 0 | 0 | 0 | 0 | 0 | 0 | 0 | 0 | 0 | 0 | 0 | 0 | 0 | 0 | 0 | 0 | 0 | 0 | 0 | 0 | 0 | 0 | 0 | 0
F1_Commercial_Other Health_Existing_Food Preparation_Natural Gas_Griddle_E9 | F1 | Commercial | Other Health | Existing | Food Preparation | Natural Gas | Griddle | E9 | CCE | 0 | 0 | 0 | 0 | 0 | 0 | 0 | 0 | 0 | 0 | 0 | 0 | 0 | 0 | 0 | 0 | 0 | 0 | 0 | 0 | 0 | 0 | 0 | 0 | 0 | 0 | 0 | 0 | 0 | 0 | 0 | 0 | 0
F1_Commercial_Other Health_Existing_Food Preparation_Natural Gas_Griddle_E10 | F1 | Commercial | Other Health | Existing | Food Preparation | Natural Gas | Griddle | E10 | CCE | 0 | 0 | 0 | 0 | 0 | 0 | 0 | 0 | 0 | 0 | 0 | 0 | 0 | 0 | 0 | 0 | 0 | 0 | 0 | 0 | 0 | 0 | 0 | 0 | 0 | 0 | 0 | 0 | 0 | 0 | 0 | 0 | 0
F2_Commercial_Other Health_Existing_Food Preparation_Natural Gas_Griddle_E1 | F2 | Commercial | Other Health | Existing | Food Preparation | Natural Gas | Griddle | E1 | TRC BC Ratio | 1 | 1 | 1 | 0 | 0 | 0 | 0 | 0 | 0 | 0 | 0 | 0 | 0 | 0 | 0 | 0 | 0 | 0 | 0 | 0 | 0 | 0 | 0 | 0 | 0 | 0 | 0 | 0 | 0 | 0 | 0 | 0 | 0
F2_Commercial_Other Health_Existing_Food Preparation_Natural Gas_Griddle_E2 | F2 | Commercial | Other Health | Existing | Food Preparation | Natural Gas | Griddle | E2 | TRC BC Ratio | 5.5437 | 5.5508 | 5.5811 | 1 | 1 | 1 | 1 | 1 | 1 | 1 | 1 | 1 | 1 | 1 | 1 | 1 | 1 | 1 | 1 | 1 | 1 | 1 | 1 | 1 | 1 | 1 | 1 | 1 | 1 | 1 | 1 | 1 | 1
F2_Commercial_Other Health_Existing_Food Preparation_Natural Gas_Griddle_E3 | F2 | Commercial | Other Health | Existing | Food Preparation | Natural Gas | Griddle | E3 | TRC BC Ratio | 0 | 0 | 0 | 0 | 0 | 0 | 0 | 0 | 0 | 0 | 0 | 0 | 0 | 0 | 0 | 0 | 0 | 0 | 0 | 0 | 0 | 0 | 0 | 0 | 0 | 0 | 0 | 0 | 0 | 0 | 0 | 0 | 0
F2_Commercial_Other Health_Existing_Food Preparation_Natural Gas_Griddle_E4 | F2 | Commercial | Other Health | Existing | Food Preparation | Natural Gas | Griddle | E4 | TRC BC Ratio | 0 | 0 | 0 | 0 | 0 | 0 | 0 | 0 | 0 | 0 | 0 | 0 | 0 | 0 | 0 | 0 | 0 | 0 | 0 | 0 | 0 | 0 | 0 | 0 | 0 | 0 | 0 | 0 | 0 | 0 | 0 | 0 | 0
F2_Commercial_Other Health_Existing_Food Preparation_Natural Gas_Griddle_E5 | F2 | Commercial | Other Health | Existing | Food Preparation | Natural Gas | Griddle | E5 | TRC BC Ratio | 0 | 0 | 0 | 0 | 0 | 0 | 0 | 0 | 0 | 0 | 0 | 0 | 0 | 0 | 0 | 0 | 0 | 0 | 0 | 0 | 0 | 0 | 0 | 0 | 0 | 0 | 0 | 0 | 0 | 0 | 0 | 0 | 0
F2_Commercial_Other Health_Existing_Food Preparation_Natural Gas_Griddle_E6 | F2 | Commercial | Other Health | Existing | Food Preparation | Natural Gas | Griddle | E6 | TRC BC Ratio | 0 | 0 | 0 | 0 | 0 | 0 | 0 | 0 | 0 | 0 | 0 | 0 | 0 | 0 | 0 | 0 | 0 | 0 | 0 | 0 | 0 | 0 | 0 | 0 | 0 | 0 | 0 | 0 | 0 | 0 | 0 | 0 | 0
F2_Commercial_Other Health_Existing_Food Preparation_Natural Gas_Griddle_E7 | F2 | Commercial | Other Health | Existing | Food Preparation | Natural Gas | Griddle | E7 | TRC BC Ratio | 0 | 0 | 0 | 0 | 0 | 0 | 0 | 0 | 0 | 0 | 0 | 0 | 0 | 0 | 0 | 0 | 0 | 0 | 0 | 0 | 0 | 0 | 0 | 0 | 0 | 0 | 0 | 0 | 0 | 0 | 0 | 0 | 0
F2_Commercial_Other Health_Existing_Food Preparation_Natural Gas_Griddle_E8 | F2 | Commercial | Other Health | Existing | Food Preparation | Natural Gas | Griddle | E8 | TRC BC Ratio | 0 | 0 | 0 | 0 | 0 | 0 | 0 | 0 | 0 | 0 | 0 | 0 | 0 | 0 | 0 | 0 | 0 | 0 | 0 | 0 | 0 | 0 | 0 | 0 | 0 | 0 | 0 | 0 | 0 | 0 | 0 | 0 | 0
F2_Commercial_Other Health_Existing_Food Preparation_Natural Gas_Griddle_E9 | F2 | Commercial | Other Health | Existing | Food Preparation | Natural Gas | Griddle | E9 | TRC BC Ratio | 0 | 0 | 0 | 0 | 0 | 0 | 0 | 0 | 0 | 0 | 0 | 0 | 0 | 0 | 0 | 0 | 0 | 0 | 0 | 0 | 0 | 0 | 0 | 0 | 0 | 0 | 0 | 0 | 0 | 0 | 0 | 0 | 0
F2_Commercial_Other Health_Existing_Food Preparation_Natural Gas_Griddle_E10 | F2 | Commercial | Other Health | Existing | Food Preparation | Natural Gas | Griddle | E10 | TRC BC Ratio | 0 | 0 | 0 | 0 | 0 | 0 | 0 | 0 | 0 | 0 | 0 | 0 | 0 | 0 | 0 | 0 | 0 | 0 | 0 | 0 | 0 | 0 | 0 | 0 | 0 | 0 | 0 | 0 | 0 | 0 | 0 | 0 | 0
F3_Commercial_Other Health_Existing_Food Preparation_Natural Gas_Griddle_E1 | F3 | Commercial | Other Health | Existing | Food Preparation | Natural Gas | Griddle | E1 | PACT BC Ratio | 1 | 1 | 1 | 0 | 0 | 0 | 0 | 0 | 0 | 0 | 0 | 0 | 0 | 0 | 0 | 0 | 0 | 0 | 0 | 0 | 0 | 0 | 0 | 0 | 0 | 0 | 0 | 0 | 0 | 0 | 0 | 0 | 0
F3_Commercial_Other Health_Existing_Food Preparation_Natural Gas_Griddle_E2 | F3 | Commercial | Other Health | Existing | Food Preparation | Natural Gas | Griddle | E2 | PACT BC Ratio | 7.3916 | 7.4011 | 7.4415 | 1 | 1 | 1 | 1 | 1 | 1 | 1 | 1 | 1 | 1 | 1 | 1 | 1 | 1 | 1 | 1 | 1 | 1 | 1 | 1 | 1 | 1 | 1 | 1 | 1 | 1 | 1 | 1 | 1 | 1
F3_Commercial_Other Health_Existing_Food Preparation_Natural Gas_Griddle_E3 | F3 | Commercial | Other Health | Existing | Food Preparation | Natural Gas | Griddle | E3 | PACT BC Ratio | 0 | 0 | 0 | 0 | 0 | 0 | 0 | 0 | 0 | 0 | 0 | 0 | 0 | 0 | 0 | 0 | 0 | 0 | 0 | 0 | 0 | 0 | 0 | 0 | 0 | 0 | 0 | 0 | 0 | 0 | 0 | 0 | 0
F3_Commercial_Other Health_Existing_Food Preparation_Natural Gas_Griddle_E4 | F3 | Commercial | Other Health | Existing | Food Preparation | Natural Gas | Griddle | E4 | PACT BC Ratio | 0 | 0 | 0 | 0 | 0 | 0 | 0 | 0 | 0 | 0 | 0 | 0 | 0 | 0 | 0 | 0 | 0 | 0 | 0 | 0 | 0 | 0 | 0 | 0 | 0 | 0 | 0 | 0 | 0 | 0 | 0 | 0 | 0
F3_Commercial_Other Health_Existing_Food Preparation_Natural Gas_Griddle_E5 | F3 | Commercial | Other Health | Existing | Food Preparation | Natural Gas | Griddle | E5 | PACT BC Ratio | 0 | 0 | 0 | 0 | 0 | 0 | 0 | 0 | 0 | 0 | 0 | 0 | 0 | 0 | 0 | 0 | 0 | 0 | 0 | 0 | 0 | 0 | 0 | 0 | 0 | 0 | 0 | 0 | 0 | 0 | 0 | 0 | 0
F3_Commercial_Other Health_Existing_Food Preparation_Natural Gas_Griddle_E6 | F3 | Commercial | Other Health | Existing | Food Preparation | Natural Gas | Griddle | E6 | PACT BC Ratio | 0 | 0 | 0 | 0 | 0 | 0 | 0 | 0 | 0 | 0 | 0 | 0 | 0 | 0 | 0 | 0 | 0 | 0 | 0 | 0 | 0 | 0 | 0 | 0 | 0 | 0 | 0 | 0 | 0 | 0 | 0 | 0 | 0
F3_Commercial_Other Health_Existing_Food Preparation_Natural Gas_Griddle_E7 | F3 | Commercial | Other Health | Existing | Food Preparation | Natural Gas | Griddle | E7 | PACT BC Ratio | 0 | 0 | 0 | 0 | 0 | 0 | 0 | 0 | 0 | 0 | 0 | 0 | 0 | 0 | 0 | 0 | 0 | 0 | 0 | 0 | 0 | 0 | 0 | 0 | 0 | 0 | 0 | 0 | 0 | 0 | 0 | 0 | 0
F3_Commercial_Other Health_Existing_Food Preparation_Natural Gas_Griddle_E8 | F3 | Commercial | Other Health | Existing | Food Preparation | Natural Gas | Griddle | E8 | PACT BC Ratio | 0 | 0 | 0 | 0 | 0 | 0 | 0 | 0 | 0 | 0 | 0 | 0 | 0 | 0 | 0 | 0 | 0 | 0 | 0 | 0 | 0 | 0 | 0 | 0 | 0 | 0 | 0 | 0 | 0 | 0 | 0 | 0 | 0
F3_Commercial_Other Health_Existing_Food Preparation_Natural Gas_Griddle_E9 | F3 | Commercial | Other Health | Existing | Food Preparation | Natural Gas | Griddle | E9 | PACT BC Ratio | 0 | 0 | 0 | 0 | 0 | 0 | 0 | 0 | 0 | 0 | 0 | 0 | 0 | 0 | 0 | 0 | 0 | 0 | 0 | 0 | 0 | 0 | 0 | 0 | 0 | 0 | 0 | 0 | 0 | 0 | 0 | 0 | 0
F3_Commercial_Other Health_Existing_Food Preparation_Natural Gas_Griddle_E10 | F3 | Commercial | Other Health | Existing | Food Preparation | Natural Gas | Griddle | E10 | PACT BC Ratio | 0 | 0 | 0 | 0 | 0 | 0 | 0 | 0 | 0 | 0 | 0 | 0 | 0 | 0 | 0 | 0 | 0 | 0 | 0 | 0 | 0 | 0 | 0 | 0 | 0 | 0 | 0 | 0 | 0 | 0 | 0 | 0 | 0
F4_Commercial_Other Health_Existing_Food Preparation_Natural Gas_Griddle_E1 | F4 | Commercial | Other Health | Existing | Food Preparation | Natural Gas | Griddle | E1 | RVT BC Ratio | 1 | 1 | 1 | 0 | 0 | 0 | 0 | 0 | 0 | 0 | 0 | 0 | 0 | 0 | 0 | 0 | 0 | 0 | 0 | 0 | 0 | 0 | 0 | 0 | 0 | 0 | 0 | 0 | 0 | 0 | 0 | 0 | 0
F4_Commercial_Other Health_Existing_Food Preparation_Natural Gas_Griddle_E2 | F4 | Commercial | Other Health | Existing | Food Preparation | Natural Gas | Griddle | E2 | RVT BC Ratio | 8.6701 | 8.6803 | 8.7239 | 1 | 1 | 1 | 1 | 1 | 1 | 1 | 1 | 1 | 1 | 1 | 1 | 1 | 1 | 1 | 1 | 1 | 1 | 1 | 1 | 1 | 1 | 1 | 1 | 1 | 1 | 1 | 1 | 1 | 1
F4_Commercial_Other Health_Existing_Food Preparation_Natural Gas_Griddle_E3 | F4 | Commercial | Other Health | Existing | Food Preparation | Natural Gas | Griddle | E3 | RVT BC Ratio | 0 | 0 | 0 | 0 | 0 | 0 | 0 | 0 | 0 | 0 | 0 | 0 | 0 | 0 | 0 | 0 | 0 | 0 | 0 | 0 | 0 | 0 | 0 | 0 | 0 | 0 | 0 | 0 | 0 | 0 | 0 | 0 | 0
F4_Commercial_Other Health_Existing_Food Preparation_Natural Gas_Griddle_E4 | F4 | Commercial | Other Health | Existing | Food Preparation | Natural Gas | Griddle | E4 | RVT BC Ratio | 0 | 0 | 0 | 0 | 0 | 0 | 0 | 0 | 0 | 0 | 0 | 0 | 0 | 0 | 0 | 0 | 0 | 0 | 0 | 0 | 0 | 0 | 0 | 0 | 0 | 0 | 0 | 0 | 0 | 0 | 0 | 0 | 0
F4_Commercial_Other Health_Existing_Food Preparation_Natural Gas_Griddle_E5 | F4 | Commercial | Other Health | Existing | Food Preparation | Natural Gas | Griddle | E5 | RVT BC Ratio | 0 | 0 | 0 | 0 | 0 | 0 | 0 | 0 | 0 | 0 | 0 | 0 | 0 | 0 | 0 | 0 | 0 | 0 | 0 | 0 | 0 | 0 | 0 | 0 | 0 | 0 | 0 | 0 | 0 | 0 | 0 | 0 | 0
F4_Commercial_Other Health_Existing_Food Preparation_Natural Gas_Griddle_E6 | F4 | Commercial | Other Health | Existing | Food Preparation | Natural Gas | Griddle | E6 | RVT BC Ratio | 0 | 0 | 0 | 0 | 0 | 0 | 0 | 0 | 0 | 0 | 0 | 0 | 0 | 0 | 0 | 0 | 0 | 0 | 0 | 0 | 0 | 0 | 0 | 0 | 0 | 0 | 0 | 0 | 0 | 0 | 0 | 0 | 0
F4_Commercial_Other Health_Existing_Food Preparation_Natural Gas_Griddle_E7 | F4 | Commercial | Other Health | Existing | Food Preparation | Natural Gas | Griddle | E7 | RVT BC Ratio | 0 | 0 | 0 | 0 | 0 | 0 | 0 | 0 | 0 | 0 | 0 | 0 | 0 | 0 | 0 | 0 | 0 | 0 | 0 | 0 | 0 | 0 | 0 | 0 | 0 | 0 | 0 | 0 | 0 | 0 | 0 | 0 | 0
F4_Commercial_Other Health_Existing_Food Preparation_Natural Gas_Griddle_E8 | F4 | Commercial | Other Health | Existing | Food Preparation | Natural Gas | Griddle | E8 | RVT BC Ratio | 0 | 0 | 0 | 0 | 0 | 0 | 0 | 0 | 0 | 0 | 0 | 0 | 0 | 0 | 0 | 0 | 0 | 0 | 0 | 0 | 0 | 0 | 0 | 0 | 0 | 0 | 0 | 0 | 0 | 0 | 0 | 0 | 0
F4_Commercial_Other Health_Existing_Food Preparation_Natural Gas_Griddle_E9 | F4 | Commercial | Other Health | Existing | Food Preparation | Natural Gas | Griddle | E9 | RVT BC Ratio | 0 | 0 | 0 | 0 | 0 | 0 | 0 | 0 | 0 | 0 | 0 | 0 | 0 | 0 | 0 | 0 | 0 | 0 | 0 | 0 | 0 | 0 | 0 | 0 | 0 | 0 | 0 | 0 | 0 | 0 | 0 | 0 | 0
F4_Commercial_Other Health_Existing_Food Preparation_Natural Gas_Griddle_E10 | F4 | Commercial | Other Health | Existing | Food Preparation | Natural Gas | Griddle | E10 | RVT BC Ratio | 0 | 0 | 0 | 0 | 0 | 0 | 0 | 0 | 0 | 0 | 0 | 0 | 0 | 0 | 0 | 0 | 0 | 0 | 0 | 0 | 0 | 0 | 0 | 0 | 0 | 0 | 0 | 0 | 0 | 0 | 0 | 0 | 0
F5_Commercial_Other Health_Existing_Food Preparation_Natural Gas_Griddle_E1 | F5 | Commercial | Other Health | Existing | Food Preparation | Natural Gas | Griddle | E1 | RIM BC Ratio | 1 | 1 | 1 | 0 | 0 | 0 | 0 | 0 | 0 | 0 | 0 | 0 | 0 | 0 | 0 | 0 | 0 | 0 | 0 | 0 | 0 | 0 | 0 | 0 | 0 | 0 | 0 | 0 | 0 | 0 | 0 | 0 | 0
F5_Commercial_Other Health_Existing_Food Preparation_Natural Gas_Griddle_E2 | F5 | Commercial | Other Health | Existing | Food Preparation | Natural Gas | Griddle | E2 | RIM BC Ratio | 0.74999 | 0.75009 | 0.7505 | 1 | 1 | 1 | 1 | 1 | 1 | 1 | 1 | 1 | 1 | 1 | 1 | 1 | 1 | 1 | 1 | 1 | 1 | 1 | 1 | 1 | 1 | 1 | 1 | 1 | 1 | 1 | 1 | 1 | 1
F5_Commercial_Other Health_Existing_Food Preparation_Natural Gas_Griddle_E3 | F5 | Commercial | Other Health | Existing | Food Preparation | Natural Gas | Griddle | E3 | RIM BC Ratio | 0 | 0 | 0 | 0 | 0 | 0 | 0 | 0 | 0 | 0 | 0 | 0 | 0 | 0 | 0 | 0 | 0 | 0 | 0 | 0 | 0 | 0 | 0 | 0 | 0 | 0 | 0 | 0 | 0 | 0 | 0 | 0 | 0
F5_Commercial_Other Health_Existing_Food Preparation_Natural Gas_Griddle_E4 | F5 | Commercial | Other Health | Existing | Food Preparation | Natural Gas | Griddle | E4 | RIM BC Ratio | 0 | 0 | 0 | 0 | 0 | 0 | 0 | 0 | 0 | 0 | 0 | 0 | 0 | 0 | 0 | 0 | 0 | 0 | 0 | 0 | 0 | 0 | 0 | 0 | 0 | 0 | 0 | 0 | 0 | 0 | 0 | 0 | 0
F5_Commercial_Other Health_Existing_Food Preparation_Natural Gas_Griddle_E5 | F5 | Commercial | Other Health | Existing | Food Preparation | Natural Gas | Griddle | E5 | RIM BC Ratio | 0 | 0 | 0 | 0 | 0 | 0 | 0 | 0 | 0 | 0 | 0 | 0 | 0 | 0 | 0 | 0 | 0 | 0 | 0 | 0 | 0 | 0 | 0 | 0 | 0 | 0 | 0 | 0 | 0 | 0 | 0 | 0 | 0
F5_Commercial_Other Health_Existing_Food Preparation_Natural Gas_Griddle_E6 | F5 | Commercial | Other Health | Existing | Food Preparation | Natural Gas | Griddle | E6 | RIM BC Ratio | 0 | 0 | 0 | 0 | 0 | 0 | 0 | 0 | 0 | 0 | 0 | 0 | 0 | 0 | 0 | 0 | 0 | 0 | 0 | 0 | 0 | 0 | 0 | 0 | 0 | 0 | 0 | 0 | 0 | 0 | 0 | 0 | 0
F5_Commercial_Other Health_Existing_Food Preparation_Natural Gas_Griddle_E7 | F5 | Commercial | Other Health | Existing | Food Preparation | Natural Gas | Griddle | E7 | RIM BC Ratio | 0 | 0 | 0 | 0 | 0 | 0 | 0 | 0 | 0 | 0 | 0 | 0 | 0 | 0 | 0 | 0 | 0 | 0 | 0 | 0 | 0 | 0 | 0 | 0 | 0 | 0 | 0 | 0 | 0 | 0 | 0 | 0 | 0
F5_Commercial_Other Health_Existing_Food Preparation_Natural Gas_Griddle_E8 | F5 | Commercial | Other Health | Existing | Food Preparation | Natural Gas | Griddle | E8 | RIM BC Ratio | 0 | 0 | 0 | 0 | 0 | 0 | 0 | 0 | 0 | 0 | 0 | 0 | 0 | 0 | 0 | 0 | 0 | 0 | 0 | 0 | 0 | 0 | 0 | 0 | 0 | 0 | 0 | 0 | 0 | 0 | 0 | 0 | 0
F5_Commercial_Other Health_Existing_Food Preparation_Natural Gas_Griddle_E9 | F5 | Commercial | Other Health | Existing | Food Preparation | Natural Gas | Griddle | E9 | RIM BC Ratio | 0 | 0 | 0 | 0 | 0 | 0 | 0 | 0 | 0 | 0 | 0 | 0 | 0 | 0 | 0 | 0 | 0 | 0 | 0 | 0 | 0 | 0 | 0 | 0 | 0 | 0 | 0 | 0 | 0 | 0 | 0 | 0 | 0
F5_Commercial_Other Health_Existing_Food Preparation_Natural Gas_Griddle_E10 | F5 | Commercial | Other Health | Existing | Food Preparation | Natural Gas | Griddle | E10 | RIM BC Ratio | 0 | 0 | 0 | 0 | 0 | 0 | 0 | 0 | 0 | 0 | 0 | 0 | 0 | 0 | 0 | 0 | 0 | 0 | 0 | 0 | 0 | 0 | 0 | 0 | 0 | 0 | 0 | 0 | 0 | 0 | 0 | 0 | 0
F0_Commercial_Other Health_Existing_Food Preparation_Natural Gas_Range_E0 | F0 | Commercial | Other Health | Existing | Food Preparation | Natural Gas | Range | E0 | Economic Unit | High Efficiency | High Efficiency | High Efficiency | High Efficiency | High Efficiency | High Efficiency | High Efficiency | High Efficiency | High Efficiency | High Efficiency | High Efficiency | High Efficiency | High Efficiency | High Efficiency | High Efficiency | High Efficiency | High Efficiency | High Efficiency | High Efficiency | High Efficiency | High Efficiency | High Efficiency | High Efficiency | High Efficiency | High Efficiency | High Efficiency | High Efficiency | High Efficiency | High Efficiency | High Efficiency | High Efficiency | High Efficiency | High Efficiency
F1_Commercial_Other Health_Existing_Food Preparation_Natural Gas_Range_E1 | F1 | Commercial | Other Health | Existing | Food Preparation | Natural Gas | Range | E1 | CCE | 0 | 0 | 0 | 0 | 0 | 0 | 0 | 0 | 0 | 0 | 0 | 0 | 0 | 0 | 0 | 0 | 0 | 0 | 0 | 0 | 0 | 0 | 0 | 0 | 0 | 0 | 0 | 0 | 0 | 0 | 0 | 0 | 0
F1_Commercial_Other Health_Existing_Food Preparation_Natural Gas_Range_E2 | F1 | Commercial | Other Health | Existing | Food Preparation | Natural Gas | Range | E2 | CCE | 0.00050763 | 0.00052557 | 0.00047179 | 0.00048064 | 0.00048064 | 0.00048064 | 0.00048064 | 0.00048064 | 0.00048064 | 0.00048064 | 0.00048064 | 0.00048064 | 0.00048064 | 0.00048064 | 0.00048064 | 0.00048064 | 0.00048064 | 0.00048064 | 0.00048064 | 0.00048064 | 0.00048064 | 0.00048064 | 0.00048064 | 0.00048064 | 0.00048064 | 0.00048064 | 0.00048064 | 0.00048064 | 0.00048064 | 0.00048064 | 0.00048064 | 0.00048064 | 0.00048064
F1_Commercial_Other Health_Existing_Food Preparation_Natural Gas_Range_E3 | F1 | Commercial | Other Health | Existing | Food Preparation | Natural Gas | Range | E3 | CCE | 0 | 0 | 0 | 0 | 0 | 0 | 0 | 0 | 0 | 0 | 0 | 0 | 0 | 0 | 0 | 0 | 0 | 0 | 0 | 0 | 0 | 0 | 0 | 0 | 0 | 0 | 0 | 0 | 0 | 0 | 0 | 0 | 0
F1_Commercial_Other Health_Existing_Food Preparation_Natural Gas_Range_E4 | F1 | Commercial | Other Health | Existing | Food Preparation | Natural Gas | Range | E4 | CCE | 0 | 0 | 0 | 0 | 0 | 0 | 0 | 0 | 0 | 0 | 0 | 0 | 0 | 0 | 0 | 0 | 0 | 0 | 0 | 0 | 0 | 0 | 0 | 0 | 0 | 0 | 0 | 0 | 0 | 0 | 0 | 0 | 0
F1_Commercial_Other Health_Existing_Food Preparation_Natural Gas_Range_E5 | F1 | Commercial | Other Health | Existing | Food Preparation | Natural Gas | Range | E5 | CCE | 0 | 0 | 0 | 0 | 0 | 0 | 0 | 0 | 0 | 0 | 0 | 0 | 0 | 0 | 0 | 0 | 0 | 0 | 0 | 0 | 0 | 0 | 0 | 0 | 0 | 0 | 0 | 0 | 0 | 0 | 0 | 0 | 0
F1_Commercial_Other Health_Existing_Food Preparation_Natural Gas_Range_E6 | F1 | Commercial | Other Health | Existing | Food Preparation | Natural Gas | Range | E6 | CCE | 0 | 0 | 0 | 0 | 0 | 0 | 0 | 0 | 0 | 0 | 0 | 0 | 0 | 0 | 0 | 0 | 0 | 0 | 0 | 0 | 0 | 0 | 0 | 0 | 0 | 0 | 0 | 0 | 0 | 0 | 0 | 0 | 0
F1_Commercial_Other Health_Existing_Food Preparation_Natural Gas_Range_E7 | F1 | Commercial | Other Health | Existing | Food Preparation | Natural Gas | Range | E7 | CCE | 0 | 0 | 0 | 0 | 0 | 0 | 0 | 0 | 0 | 0 | 0 | 0 | 0 | 0 | 0 | 0 | 0 | 0 | 0 | 0 | 0 | 0 | 0 | 0 | 0 | 0 | 0 | 0 | 0 | 0 | 0 | 0 | 0
F1_Commercial_Other Health_Existing_Food Preparation_Natural Gas_Range_E8 | F1 | Commercial | Other Health | Existing | Food Preparation | Natural Gas | Range | E8 | CCE | 0 | 0 | 0 | 0 | 0 | 0 | 0 | 0 | 0 | 0 | 0 | 0 | 0 | 0 | 0 | 0 | 0 | 0 | 0 | 0 | 0 | 0 | 0 | 0 | 0 | 0 | 0 | 0 | 0 | 0 | 0 | 0 | 0
F1_Commercial_Other Health_Existing_Food Preparation_Natural Gas_Range_E9 | F1 | Commercial | Other Health | Existing | Food Preparation | Natural Gas | Range | E9 | CCE | 0 | 0 | 0 | 0 | 0 | 0 | 0 | 0 | 0 | 0 | 0 | 0 | 0 | 0 | 0 | 0 | 0 | 0 | 0 | 0 | 0 | 0 | 0 | 0 | 0 | 0 | 0 | 0 | 0 | 0 | 0 | 0 | 0
F1_Commercial_Other Health_Existing_Food Preparation_Natural Gas_Range_E10 | F1 | Commercial | Other Health | Existing | Food Preparation | Natural Gas | Range | E10 | CCE | 0 | 0 | 0 | 0 | 0 | 0 | 0 | 0 | 0 | 0 | 0 | 0 | 0 | 0 | 0 | 0 | 0 | 0 | 0 | 0 | 0 | 0 | 0 | 0 | 0 | 0 | 0 | 0 | 0 | 0 | 0 | 0 | 0
F2_Commercial_Other Health_Existing_Food Preparation_Natural Gas_Range_E1 | F2 | Commercial | Other Health | Existing | Food Preparation | Natural Gas | Range | E1 | TRC BC Ratio | bar: 2019 to 2051
F2_Commercial_Other Health_Existing_Food Preparation_Natural Gas_Range_E2 | F2 | Commercial | Other Health | Existing | Food Preparation | Natural Gas | Range | E2 | TRC BC Ratio | 3238.1763 | 3237.6638 | 3253.2359 | 3229.2965 | 3214.742 | 3225.333 | 3257.2017 | 3282.3529 | 3313.5879 | 3343.0653 | 3372.7037 | 3399.9187 | 3429.0969 | 3459.5906 | 3488.7267 | 3518.3834 | 3548.5216 | 3581.2716 | 3615.4555 | 3651.453 | 3686.9037 | 3723.9437 | 3758.1113 | 3793.4744 | 3824.7719 | 3851.8132 | 3876.4326 | 3897.6637 | 3914.2981 | 3927.934 | 3935.3605 | 3940.3394 | 3940.3394
F2_Commercial_Other Health_Existing_Food Preparation_Natural Gas_Range_E3 | F2 | Commercial | Other Health | Existing | Food Preparation | Natural Gas | Range | E3 | TRC BC Ratio | 0 | 0 | 0 | 0 | 0 | 0 | 0 | 0 | 0 | 0 | 0 | 0 | 0 | 0 | 0 | 0 | 0 | 0 | 0 | 0 | 0 | 0 | 0 | 0 | 0 | 0 | 0 | 0 | 0 | 0 | 0 | 0 | 0
F2_Commercial_Other Health_Existing_Food Preparation_Natural Gas_Range_E4 | F2 | Commercial | Other Health | Existing | Food Preparation | Natural Gas | Range | E4 | TRC BC Ratio | 0 | 0 | 0 | 0 | 0 | 0 | 0 | 0 | 0 | 0 | 0 | 0 | 0 | 0 | 0 | 0 | 0 | 0 | 0 | 0 | 0 | 0 | 0 | 0 | 0 | 0 | 0 | 0 | 0 | 0 | 0 | 0 | 0
F2_Commercial_Other Health_Existing_Food Preparation_Natural Gas_Range_E5 | F2 | Commercial | Other Health | Existing | Food Preparation | Natural Gas | Range | E5 | TRC BC Ratio | 0 | 0 | 0 | 0 | 0 | 0 | 0 | 0 | 0 | 0 | 0 | 0 | 0 | 0 | 0 | 0 | 0 | 0 | 0 | 0 | 0 | 0 | 0 | 0 | 0 | 0 | 0 | 0 | 0 | 0 | 0 | 0 | 0
F2_Commercial_Other Health_Existing_Food Preparation_Natural Gas_Range_E6 | F2 | Commercial | Other Health | Existing | Food Preparation | Natural Gas | Range | E6 | TRC BC Ratio | 0 | 0 | 0 | 0 | 0 | 0 | 0 | 0 | 0 | 0 | 0 | 0 | 0 | 0 | 0 | 0 | 0 | 0 | 0 | 0 | 0 | 0 | 0 | 0 | 0 | 0 | 0 | 0 | 0 | 0 | 0 | 0 | 0
F2_Commercial_Other Health_Existing_Food Preparation_Natural Gas_Range_E7 | F2 | Commercial | Other Health | Existing | Food Preparation | Natural Gas | Range | E7 | TRC BC Ratio | 0 | 0 | 0 | 0 | 0 | 0 | 0 | 0 | 0 | 0 | 0 | 0 | 0 | 0 | 0 | 0 | 0 | 0 | 0 | 0 | 0 | 0 | 0 | 0 | 0 | 0 | 0 | 0 | 0 | 0 | 0 | 0 | 0
F2_Commercial_Other Health_Existing_Food Preparation_Natural Gas_Range_E8 | F2 | Commercial | Other Health | Existing | Food Preparation | Natural Gas | Range | E8 | TRC BC Ratio | 0 | 0 | 0 | 0 | 0 | 0 | 0 | 0 | 0 | 0 | 0 | 0 | 0 | 0 | 0 | 0 | 0 | 0 | 0 | 0 | 0 | 0 | 0 | 0 | 0 | 0 | 0 | 0 | 0 | 0 | 0 | 0 | 0
F2_Commercial_Other Health_Existing_Food Preparation_Natural Gas_Range_E9 | F2 | Commercial | Other Health | Existing | Food Preparation | Natural Gas | Range | E9 | TRC BC Ratio | 0 | 0 | 0 | 0 | 0 | 0 | 0 | 0 | 0 | 0 | 0 | 0 | 0 | 0 | 0 | 0 | 0 | 0 | 0 | 0 | 0 | 0 | 0 | 0 | 0 | 0 | 0 | 0 | 0 | 0 | 0 | 0 | 0
F2_Commercial_Other Health_Existing_Food Preparation_Natural Gas_Range_E10 | F2 | Commercial | Other Health | Existing | Food Preparation | Natural Gas | Range | E10 | TRC BC Ratio | 0 | 0 | 0 | 0 | 0 | 0 | 0 | 0 | 0 | 0 | 0 | 0 | 0 | 0 | 0 | 0 | 0 | 0 | 0 | 0 | 0 | 0 | 0 | 0 | 0 | 0 | 0 | 0 | 0 | 0 | 0 | 0 | 0
F3_Commercial_Other Health_Existing_Food Preparation_Natural Gas_Range_E1 | F3 | Commercial | Other Health | Existing | Food Preparation | Natural Gas | Range | E1 | PACT BC Ratio | bar: 2019 to 2051
F3_Commercial_Other Health_Existing_Food Preparation_Natural Gas_Range_E2 | F3 | Commercial | Other Health | Existing | Food Preparation | Natural Gas | Range | E2 | PACT BC Ratio | 4317.5684 | 4316.8851 | 4337.6479 | 4305.7287 | 4286.3226 | 4300.444 | 4342.9357 | 4376.4705 | 4418.1173 | 4457.4204 | 4496.9383 | 4533.2249 | 4572.1292 | 4612.7875 | 4651.6356 | 4691.1778 | 4731.3622 | 4775.0288 | 4820.6073 | 4868.604 | 4915.8716 | 4965.2582 | 5010.815 | 5057.9659 | 5099.6959 | 5135.7509 | 5168.5769 | 5196.8849 | 5219.0641 | 5237.2453 | 5247.1473 | 5253.7859 | 5253.7859
F3_Commercial_Other Health_Existing_Food Preparation_Natural Gas_Range_E3 | F3 | Commercial | Other Health | Existing | Food Preparation | Natural Gas | Range | E3 | PACT BC Ratio | 0 | 0 | 0 | 0 | 0 | 0 | 0 | 0 | 0 | 0 | 0 | 0 | 0 | 0 | 0 | 0 | 0 | 0 | 0 | 0 | 0 | 0 | 0 | 0 | 0 | 0 | 0 | 0 | 0 | 0 | 0 | 0 | 0
F3_Commercial_Other Health_Existing_Food Preparation_Natural Gas_Range_E4 | F3 | Commercial | Other Health | Existing | Food Preparation | Natural Gas | Range | E4 | PACT BC Ratio | 0 | 0 | 0 | 0 | 0 | 0 | 0 | 0 | 0 | 0 | 0 | 0 | 0 | 0 | 0 | 0 | 0 | 0 | 0 | 0 | 0 | 0 | 0 | 0 | 0 | 0 | 0 | 0 | 0 | 0 | 0 | 0 | 0
F3_Commercial_Other Health_Existing_Food Preparation_Natural Gas_Range_E5 | F3 | Commercial | Other Health | Existing | Food Preparation | Natural Gas | Range | E5 | PACT BC Ratio | 0 | 0 | 0 | 0 | 0 | 0 | 0 | 0 | 0 | 0 | 0 | 0 | 0 | 0 | 0 | 0 | 0 | 0 | 0 | 0 | 0 | 0 | 0 | 0 | 0 | 0 | 0 | 0 | 0 | 0 | 0 | 0 | 0
F3_Commercial_Other Health_Existing_Food Preparation_Natural Gas_Range_E6 | F3 | Commercial | Other Health | Existing | Food Preparation | Natural Gas | Range | E6 | PACT BC Ratio | 0 | 0 | 0 | 0 | 0 | 0 | 0 | 0 | 0 | 0 | 0 | 0 | 0 | 0 | 0 | 0 | 0 | 0 | 0 | 0 | 0 | 0 | 0 | 0 | 0 | 0 | 0 | 0 | 0 | 0 | 0 | 0 | 0
F3_Commercial_Other Health_Existing_Food Preparation_Natural Gas_Range_E7 | F3 | Commercial | Other Health | Existing | Food Preparation | Natural Gas | Range | E7 | PACT BC Ratio | 0 | 0 | 0 | 0 | 0 | 0 | 0 | 0 | 0 | 0 | 0 | 0 | 0 | 0 | 0 | 0 | 0 | 0 | 0 | 0 | 0 | 0 | 0 | 0 | 0 | 0 | 0 | 0 | 0 | 0 | 0 | 0 | 0
F3_Commercial_Other Health_Existing_Food Preparation_Natural Gas_Range_E8 | F3 | Commercial | Other Health | Existing | Food Preparation | Natural Gas | Range | E8 | PACT BC Ratio | 0 | 0 | 0 | 0 | 0 | 0 | 0 | 0 | 0 | 0 | 0 | 0 | 0 | 0 | 0 | 0 | 0 | 0 | 0 | 0 | 0 | 0 | 0 | 0 | 0 | 0 | 0 | 0 | 0 | 0 | 0 | 0 | 0
F3_Commercial_Other Health_Existing_Food Preparation_Natural Gas_Range_E9 | F3 | Commercial | Other Health | Existing | Food Preparation | Natural Gas | Range | E9 | PACT BC Ratio | 0 | 0 | 0 | 0 | 0 | 0 | 0 | 0 | 0 | 0 | 0 | 0 | 0 | 0 | 0 | 0 | 0 | 0 | 0 | 0 | 0 | 0 | 0 | 0 | 0 | 0 | 0 | 0 | 0 | 0 | 0 | 0 | 0
F3_Commercial_Other Health_Existing_Food Preparation_Natural Gas_Range_E10 | F3 | Commercial | Other Health | Existing | Food Preparation | Natural Gas | Range | E10 | PACT BC Ratio | 0 | 0 | 0 | 0 | 0 | 0 | 0 | 0 | 0 | 0 | 0 | 0 | 0 | 0 | 0 | 0 | 0 | 0 | 0 | 0 | 0 | 0 | 0 | 0 | 0 | 0 | 0 | 0 | 0 | 0 | 0 | 0 | 0
F4_Commercial_Other Health_Existing_Food Preparation_Natural Gas_Range_E1 | F4 | Commercial | Other Health | Existing | Food Preparation | Natural Gas | Range | E1 | RVT BC Ratio | bar: 2019 to 2051
F4_Commercial_Other Health_Existing_Food Preparation_Natural Gas_Range_E2 | F4 | Commercial | Other Health | Existing | Food Preparation | Natural Gas | Range | E2 | RVT BC Ratio | 4656.1553 | 4655.4185 | 4677.8062 | 4643.389 | 4622.4643 | 4637.6907 | 4683.5078 | 4719.667 | 4764.573 | 4806.9519 | 4849.5624 | 4888.6888 | 4930.6377 | 4974.4778 | 5016.3662 | 5059.0029 | 5102.332 | 5149.4159 | 5198.5613 | 5250.3142 | 5301.2809 | 5354.5324 | 5403.6544 | 5454.4953 | 5499.491 | 5538.3676 | 5573.7625 | 5604.2859 | 5628.2008 | 5647.8049 | 5658.4818 | 5665.6399 | 5665.6399
F4_Commercial_Other Health_Existing_Food Preparation_Natural Gas_Range_E3 | F4 | Commercial | Other Health | Existing | Food Preparation | Natural Gas | Range | E3 | RVT BC Ratio | 0 | 0 | 0 | 0 | 0 | 0 | 0 | 0 | 0 | 0 | 0 | 0 | 0 | 0 | 0 | 0 | 0 | 0 | 0 | 0 | 0 | 0 | 0 | 0 | 0 | 0 | 0 | 0 | 0 | 0 | 0 | 0 | 0
F4_Commercial_Other Health_Existing_Food Preparation_Natural Gas_Range_E4 | F4 | Commercial | Other Health | Existing | Food Preparation | Natural Gas | Range | E4 | RVT BC Ratio | 0 | 0 | 0 | 0 | 0 | 0 | 0 | 0 | 0 | 0 | 0 | 0 | 0 | 0 | 0 | 0 | 0 | 0 | 0 | 0 | 0 | 0 | 0 | 0 | 0 | 0 | 0 | 0 | 0 | 0 | 0 | 0 | 0
F4_Commercial_Other Health_Existing_Food Preparation_Natural Gas_Range_E5 | F4 | Commercial | Other Health | Existing | Food Preparation | Natural Gas | Range | E5 | RVT BC Ratio | 0 | 0 | 0 | 0 | 0 | 0 | 0 | 0 | 0 | 0 | 0 | 0 | 0 | 0 | 0 | 0 | 0 | 0 | 0 | 0 | 0 | 0 | 0 | 0 | 0 | 0 | 0 | 0 | 0 | 0 | 0 | 0 | 0
F4_Commercial_Other Health_Existing_Food Preparation_Natural Gas_Range_E6 | F4 | Commercial | Other Health | Existing | Food Preparation | Natural Gas | Range | E6 | RVT BC Ratio | 0 | 0 | 0 | 0 | 0 | 0 | 0 | 0 | 0 | 0 | 0 | 0 | 0 | 0 | 0 | 0 | 0 | 0 | 0 | 0 | 0 | 0 | 0 | 0 | 0 | 0 | 0 | 0 | 0 | 0 | 0 | 0 | 0
F4_Commercial_Other Health_Existing_Food Preparation_Natural Gas_Range_E7 | F4 | Commercial | Other Health | Existing | Food Preparation | Natural Gas | Range | E7 | RVT BC Ratio | 0 | 0 | 0 | 0 | 0 | 0 | 0 | 0 | 0 | 0 | 0 | 0 | 0 | 0 | 0 | 0 | 0 | 0 | 0 | 0 | 0 | 0 | 0 | 0 | 0 | 0 | 0 | 0 | 0 | 0 | 0 | 0 | 0
F4_Commercial_Other Health_Existing_Food Preparation_Natural Gas_Range_E8 | F4 | Commercial | Other Health | Existing | Food Preparation | Natural Gas | Range | E8 | RVT BC Ratio | 0 | 0 | 0 | 0 | 0 | 0 | 0 | 0 | 0 | 0 | 0 | 0 | 0 | 0 | 0 | 0 | 0 | 0 | 0 | 0 | 0 | 0 | 0 | 0 | 0 | 0 | 0 | 0 | 0 | 0 | 0 | 0 | 0
F4_Commercial_Other Health_Existing_Food Preparation_Natural Gas_Range_E9 | F4 | Commercial | Other Health | Existing | Food Preparation | Natural Gas | Range | E9 | RVT BC Ratio | 0 | 0 | 0 | 0 | 0 | 0 | 0 | 0 | 0 | 0 | 0 | 0 | 0 | 0 | 0 | 0 | 0 | 0 | 0 | 0 | 0 | 0 | 0 | 0 | 0 | 0 | 0 | 0 | 0 | 0 | 0 | 0 | 0
F4_Commercial_Other Health_Existing_Food Preparation_Natural Gas_Range_E10 | F4 | Commercial | Other Health | Existing | Food Preparation | Natural Gas | Range | E10 | RVT BC Ratio | 0 | 0 | 0 | 0 | 0 | 0 | 0 | 0 | 0 | 0 | 0 | 0 | 0 | 0 | 0 | 0 | 0 | 0 | 0 | 0 | 0 | 0 | 0 | 0 | 0 | 0 | 0 | 0 | 0 | 0 | 0 | 0 | 0
F5_Commercial_Other Health_Existing_Food Preparation_Natural Gas_Range_E1 | F5 | Commercial | Other Health | Existing | Food Preparation | Natural Gas | Range | E1 | RIM BC Ratio | bar: 2019 to 2051
F5_Commercial_Other Health_Existing_Food Preparation_Natural Gas_Range_E2 | F5 | Commercial | Other Health | Existing | Food Preparation | Natural Gas | Range | E2 | RIM BC Ratio | 0.83452 | 0.83452 | 0.83452 | 0.83452 | 0.83452 | 0.83452 | 0.83452 | 0.83452 | 0.83452 | 0.83452 | 0.83452 | 0.83453 | 0.83453 | 0.83453 | 0.83453 | 0.83453 | 0.83453 | 0.83453 | 0.83453 | 0.83454 | 0.83454 | 0.83454 | 0.83454 | 0.83454 | 0.83454 | 0.83454 | 0.83454 | 0.83455 | 0.83455 | 0.83455 | 0.83455 | 0.83455 | 0.83455
F5_Commercial_Other Health_Existing_Food Preparation_Natural Gas_Range_E3 | F5 | Commercial | Other Health | Existing | Food Preparation | Natural Gas | Range | E3 | RIM BC Ratio | 0 | 0 | 0 | 0 | 0 | 0 | 0 | 0 | 0 | 0 | 0 | 0 | 0 | 0 | 0 | 0 | 0 | 0 | 0 | 0 | 0 | 0 | 0 | 0 | 0 | 0 | 0 | 0 | 0 | 0 | 0 | 0 | 0
F5_Commercial_Other Health_Existing_Food Preparation_Natural Gas_Range_E4 | F5 | Commercial | Other Health | Existing | Food Preparation | Natural Gas | Range | E4 | RIM BC Ratio | 0 | 0 | 0 | 0 | 0 | 0 | 0 | 0 | 0 | 0 | 0 | 0 | 0 | 0 | 0 | 0 | 0 | 0 | 0 | 0 | 0 | 0 | 0 | 0 | 0 | 0 | 0 | 0 | 0 | 0 | 0 | 0 | 0
F5_Commercial_Other Health_Existing_Food Preparation_Natural Gas_Range_E5 | F5 | Commercial | Other Health | Existing | Food Preparation | Natural Gas | Range | E5 | RIM BC Ratio | 0 | 0 | 0 | 0 | 0 | 0 | 0 | 0 | 0 | 0 | 0 | 0 | 0 | 0 | 0 | 0 | 0 | 0 | 0 | 0 | 0 | 0 | 0 | 0 | 0 | 0 | 0 | 0 | 0 | 0 | 0 | 0 | 0
F5_Commercial_Other Health_Existing_Food Preparation_Natural Gas_Range_E6 | F5 | Commercial | Other Health | Existing | Food Preparation | Natural Gas | Range | E6 | RIM BC Ratio | 0 | 0 | 0 | 0 | 0 | 0 | 0 | 0 | 0 | 0 | 0 | 0 | 0 | 0 | 0 | 0 | 0 | 0 | 0 | 0 | 0 | 0 | 0 | 0 | 0 | 0 | 0 | 0 | 0 | 0 | 0 | 0 | 0
F5_Commercial_Other Health_Existing_Food Preparation_Natural Gas_Range_E7 | F5 | Commercial | Other Health | Existing | Food Preparation | Natural Gas | Range | E7 | RIM BC Ratio | 0 | 0 | 0 | 0 | 0 | 0 | 0 | 0 | 0 | 0 | 0 | 0 | 0 | 0 | 0 | 0 | 0 | 0 | 0 | 0 | 0 | 0 | 0 | 0 | 0 | 0 | 0 | 0 | 0 | 0 | 0 | 0 | 0
F5_Commercial_Other Health_Existing_Food Preparation_Natural Gas_Range_E8 | F5 | Commercial | Other Health | Existing | Food Preparation | Natural Gas | Range | E8 | RIM BC Ratio | 0 | 0 | 0 | 0 | 0 | 0 | 0 | 0 | 0 | 0 | 0 | 0 | 0 | 0 | 0 | 0 | 0 | 0 | 0 | 0 | 0 | 0 | 0 | 0 | 0 | 0 | 0 | 0 | 0 | 0 | 0 | 0 | 0
F5_Commercial_Other Health_Existing_Food Preparation_Natural Gas_Range_E9 | F5 | Commercial | Other Health | Existing | Food Preparation | Natural Gas | Range | E9 | RIM BC Ratio | 0 | 0 | 0 | 0 | 0 | 0 | 0 | 0 | 0 | 0 | 0 | 0 | 0 | 0 | 0 | 0 | 0 | 0 | 0 | 0 | 0 | 0 | 0 | 0 | 0 | 0 | 0 | 0 | 0 | 0 | 0 | 0 | 0
F5_Commercial_Other Health_Existing_Food Preparation_Natural Gas_Range_E10 | F5 | Commercial | Other Health | Existing | Food Preparation | Natural Gas | Range | E10 | RIM BC Ratio | 0 | 0 | 0 | 0 | 0 | 0 | 0 | 0 | 0 | 0 | 0 | 0 | 0 | 0 | 0 | 0 | 0 | 0 | 0 | 0 | 0 | 0 | 0 | 0 | 0 | 0 | 0 | 0 | 0 | 0 | 0 | 0 | 0
F0_Commercial_Other Health_Existing_Food Preparation_Natural Gas_Steamer_E0 | F0 | Commercial | Other Health | Existing | Food Preparation | Natural Gas | Steamer | E0 | Economic Unit | ENERGY STAR | ENERGY STAR | ENERGY STAR | ENERGY STAR | ENERGY STAR | ENERGY STAR | ENERGY STAR | ENERGY STAR | ENERGY STAR | ENERGY STAR | ENERGY STAR | ENERGY STAR | ENERGY STAR | ENERGY STAR | ENERGY STAR | ENERGY STAR | ENERGY STAR | ENERGY STAR | ENERGY STAR | ENERGY STAR | ENERGY STAR | ENERGY STAR | ENERGY STAR | ENERGY STAR | ENERGY STAR | ENERGY STAR | ENERGY STAR | ENERGY STAR | ENERGY STAR | ENERGY STAR | ENERGY STAR | ENERGY STAR | ENERGY STAR
F1_Commercial_Other Health_Existing_Food Preparation_Natural Gas_Steamer_E1 | F1 | Commercial | Other Health | Existing | Food Preparation | Natural Gas | Steamer | E1 | CCE | 0 | 0 | 0 | 0 | 0 | 0 | 0 | 0 | 0 | 0 | 0 | 0 | 0 | 0 | 0 | 0 | 0 | 0 | 0 | 0 | 0 | 0 | 0 | 0 | 0 | 0 | 0 | 0 | 0 | 0 | 0 | 0 | 0
F1_Commercial_Other Health_Existing_Food Preparation_Natural Gas_Steamer_E2 | F1 | Commercial | Other Health | Existing | Food Preparation | Natural Gas | Steamer | E2 | CCE | 0.11364 | 0.11765 | 0.10562 | 0 | 0 | 0 | 0 | 0 | 0 | 0 | 0 | 0 | 0 | 0 | 0 | 0 | 0 | 0 | 0 | 0 | 0 | 0 | 0 | 0 | 0 | 0 | 0 | 0 | 0 | 0 | 0 | 0 | 0
F1_Commercial_Other Health_Existing_Food Preparation_Natural Gas_Steamer_E3 | F1 | Commercial | Other Health | Existing | Food Preparation | Natural Gas | Steamer | E3 | CCE | 0 | 0 | 0 | 0 | 0 | 0 | 0 | 0 | 0 | 0 | 0 | 0 | 0 | 0 | 0 | 0 | 0 | 0 | 0 | 0 | 0 | 0 | 0 | 0 | 0 | 0 | 0 | 0 | 0 | 0 | 0 | 0 | 0
F1_Commercial_Other Health_Existing_Food Preparation_Natural Gas_Steamer_E4 | F1 | Commercial | Other Health | Existing | Food Preparation | Natural Gas | Steamer | E4 | CCE | 0 | 0 | 0 | 0 | 0 | 0 | 0 | 0 | 0 | 0 | 0 | 0 | 0 | 0 | 0 | 0 | 0 | 0 | 0 | 0 | 0 | 0 | 0 | 0 | 0 | 0 | 0 | 0 | 0 | 0 | 0 | 0 | 0
F1_Commercial_Other Health_Existing_Food Preparation_Natural Gas_Steamer_E5 | F1 | Commercial | Other Health | Existing | Food Preparation | Natural Gas | Steamer | E5 | CCE | 0 | 0 | 0 | 0 | 0 | 0 | 0 | 0 | 0 | 0 | 0 | 0 | 0 | 0 | 0 | 0 | 0 | 0 | 0 | 0 | 0 | 0 | 0 | 0 | 0 | 0 | 0 | 0 | 0 | 0 | 0 | 0 | 0
F1_Commercial_Other Health_Existing_Food Preparation_Natural Gas_Steamer_E6 | F1 | Commercial | Other Health | Existing | Food Preparation | Natural Gas | Steamer | E6 | CCE | 0 | 0 | 0 | 0 | 0 | 0 | 0 | 0 | 0 | 0 | 0 | 0 | 0 | 0 | 0 | 0 | 0 | 0 | 0 | 0 | 0 | 0 | 0 | 0 | 0 | 0 | 0 | 0 | 0 | 0 | 0 | 0 | 0
F1_Commercial_Other Health_Existing_Food Preparation_Natural Gas_Steamer_E7 | F1 | Commercial | Other Health | Existing | Food Preparation | Natural Gas | Steamer | E7 | CCE | 0 | 0 | 0 | 0 | 0 | 0 | 0 | 0 | 0 | 0 | 0 | 0 | 0 | 0 | 0 | 0 | 0 | 0 | 0 | 0 | 0 | 0 | 0 | 0 | 0 | 0 | 0 | 0 | 0 | 0 | 0 | 0 | 0
F1_Commercial_Other Health_Existing_Food Preparation_Natural Gas_Steamer_E8 | F1 | Commercial | Other Health | Existing | Food Preparation | Natural Gas | Steamer | E8 | CCE | 0 | 0 | 0 | 0 | 0 | 0 | 0 | 0 | 0 | 0 | 0 | 0 | 0 | 0 | 0 | 0 | 0 | 0 | 0 | 0 | 0 | 0 | 0 | 0 | 0 | 0 | 0 | 0 | 0 | 0 | 0 | 0 | 0
F1_Commercial_Other Health_Existing_Food Preparation_Natural Gas_Steamer_E9 | F1 | Commercial | Other Health | Existing | Food Preparation | Natural Gas | Steamer | E9 | CCE | 0 | 0 | 0 | 0 | 0 | 0 | 0 | 0 | 0 | 0 | 0 | 0 | 0 | 0 | 0 | 0 | 0 | 0 | 0 | 0 | 0 | 0 | 0 | 0 | 0 | 0 | 0 | 0 | 0 | 0 | 0 | 0 | 0
F1_Commercial_Other Health_Existing_Food Preparation_Natural Gas_Steamer_E10 | F1 | Commercial | Other Health | Existing | Food Preparation | Natural Gas | Steamer | E10 | CCE | 0 | 0 | 0 | 0 | 0 | 0 | 0 | 0 | 0 | 0 | 0 | 0 | 0 | 0 | 0 | 0 | 0 | 0 | 0 | 0 | 0 | 0 | 0 | 0 | 0 | 0 | 0 | 0 | 0 | 0 | 0 | 0 | 0
F2_Commercial_Other Health_Existing_Food Preparation_Natural Gas_Steamer_E1 | F2 | Commercial | Other Health | Existing | Food Preparation | Natural Gas | Steamer | E1 | TRC BC Ratio | 1 | 1 | 1 | 0 | 0 | 0 | 0 | 0 | 0 | 0 | 0 | 0 | 0 | 0 | 0 | 0 | 0 | 0 | 0 | 0 | 0 | 0 | 0 | 0 | 0 | 0 | 0 | 0 | 0 | 0 | 0 | 0 | 0
F2_Commercial_Other Health_Existing_Food Preparation_Natural Gas_Steamer_E2 | F2 | Commercial | Other Health | Existing | Food Preparation | Natural Gas | Steamer | E2 | TRC BC Ratio | 14.4302 | 14.4472 | 14.5249 | 1 | 1 | 1 | 1 | 1 | 1 | 1 | 1 | 1 | 1 | 1 | 1 | 1 | 1 | 1 | 1 | 1 | 1 | 1 | 1 | 1 | 1 | 1 | 1 | 1 | 1 | 1 | 1 | 1 | 1
F2_Commercial_Other Health_Existing_Food Preparation_Natural Gas_Steamer_E3 | F2 | Commercial | Other Health | Existing | Food Preparation | Natural Gas | Steamer | E3 | TRC BC Ratio | 0 | 0 | 0 | 0 | 0 | 0 | 0 | 0 | 0 | 0 | 0 | 0 | 0 | 0 | 0 | 0 | 0 | 0 | 0 | 0 | 0 | 0 | 0 | 0 | 0 | 0 | 0 | 0 | 0 | 0 | 0 | 0 | 0
F2_Commercial_Other Health_Existing_Food Preparation_Natural Gas_Steamer_E4 | F2 | Commercial | Other Health | Existing | Food Preparation | Natural Gas | Steamer | E4 | TRC BC Ratio | 0 | 0 | 0 | 0 | 0 | 0 | 0 | 0 | 0 | 0 | 0 | 0 | 0 | 0 | 0 | 0 | 0 | 0 | 0 | 0 | 0 | 0 | 0 | 0 | 0 | 0 | 0 | 0 | 0 | 0 | 0 | 0 | 0
F2_Commercial_Other Health_Existing_Food Preparation_Natural Gas_Steamer_E5 | F2 | Commercial | Other Health | Existing | Food Preparation | Natural Gas | Steamer | E5 | TRC BC Ratio | 0 | 0 | 0 | 0 | 0 | 0 | 0 | 0 | 0 | 0 | 0 | 0 | 0 | 0 | 0 | 0 | 0 | 0 | 0 | 0 | 0 | 0 | 0 | 0 | 0 | 0 | 0 | 0 | 0 | 0 | 0 | 0 | 0
F2_Commercial_Other Health_Existing_Food Preparation_Natural Gas_Steamer_E6 | F2 | Commercial | Other Health | Existing | Food Preparation | Natural Gas | Steamer | E6 | TRC BC Ratio | 0 | 0 | 0 | 0 | 0 | 0 | 0 | 0 | 0 | 0 | 0 | 0 | 0 | 0 | 0 | 0 | 0 | 0 | 0 | 0 | 0 | 0 | 0 | 0 | 0 | 0 | 0 | 0 | 0 | 0 | 0 | 0 | 0
F2_Commercial_Other Health_Existing_Food Preparation_Natural Gas_Steamer_E7 | F2 | Commercial | Other Health | Existing | Food Preparation | Natural Gas | Steamer | E7 | TRC BC Ratio | 0 | 0 | 0 | 0 | 0 | 0 | 0 | 0 | 0 | 0 | 0 | 0 | 0 | 0 | 0 | 0 | 0 | 0 | 0 | 0 | 0 | 0 | 0 | 0 | 0 | 0 | 0 | 0 | 0 | 0 | 0 | 0 | 0
F2_Commercial_Other Health_Existing_Food Preparation_Natural Gas_Steamer_E8 | F2 | Commercial | Other Health | Existing | Food Preparation | Natural Gas | Steamer | E8 | TRC BC Ratio | 0 | 0 | 0 | 0 | 0 | 0 | 0 | 0 | 0 | 0 | 0 | 0 | 0 | 0 | 0 | 0 | 0 | 0 | 0 | 0 | 0 | 0 | 0 | 0 | 0 | 0 | 0 | 0 | 0 | 0 | 0 | 0 | 0
F2_Commercial_Other Health_Existing_Food Preparation_Natural Gas_Steamer_E9 | F2 | Commercial | Other Health | Existing | Food Preparation | Natural Gas | Steamer | E9 | TRC BC Ratio | 0 | 0 | 0 | 0 | 0 | 0 | 0 | 0 | 0 | 0 | 0 | 0 | 0 | 0 | 0 | 0 | 0 | 0 | 0 | 0 | 0 | 0 | 0 | 0 | 0 | 0 | 0 | 0 | 0 | 0 | 0 | 0 | 0
F2_Commercial_Other Health_Existing_Food Preparation_Natural Gas_Steamer_E10 | F2 | Commercial | Other Health | Existing | Food Preparation | Natural Gas | Steamer | E10 | TRC BC Ratio | 0 | 0 | 0 | 0 | 0 | 0 | 0 | 0 | 0 | 0 | 0 | 0 | 0 | 0 | 0 | 0 | 0 | 0 | 0 | 0 | 0 | 0 | 0 | 0 | 0 | 0 | 0 | 0 | 0 | 0 | 0 | 0 | 0
F3_Commercial_Other Health_Existing_Food Preparation_Natural Gas_Steamer_E1 | F3 | Commercial | Other Health | Existing | Food Preparation | Natural Gas | Steamer | E1 | PACT BC Ratio | 1 | 1 | 1 | 0 | 0 | 0 | 0 | 0 | 0 | 0 | 0 | 0 | 0 | 0 | 0 | 0 | 0 | 0 | 0 | 0 | 0 | 0 | 0 | 0 | 0 | 0 | 0 | 0 | 0 | 0 | 0 | 0 | 0
F3_Commercial_Other Health_Existing_Food Preparation_Natural Gas_Steamer_E2 | F3 | Commercial | Other Health | Existing | Food Preparation | Natural Gas | Steamer | E2 | PACT BC Ratio | 19.2403 | 19.2629 | 19.3665 | 1 | 1 | 1 | 1 | 1 | 1 | 1 | 1 | 1 | 1 | 1 | 1 | 1 | 1 | 1 | 1 | 1 | 1 | 1 | 1 | 1 | 1 | 1 | 1 | 1 | 1 | 1 | 1 | 1 | 1
F3_Commercial_Other Health_Existing_Food Preparation_Natural Gas_Steamer_E3 | F3 | Commercial | Other Health | Existing | Food Preparation | Natural Gas | Steamer | E3 | PACT BC Ratio | 0 | 0 | 0 | 0 | 0 | 0 | 0 | 0 | 0 | 0 | 0 | 0 | 0 | 0 | 0 | 0 | 0 | 0 | 0 | 0 | 0 | 0 | 0 | 0 | 0 | 0 | 0 | 0 | 0 | 0 | 0 | 0 | 0
F3_Commercial_Other Health_Existing_Food Preparation_Natural Gas_Steamer_E4 | F3 | Commercial | Other Health | Existing | Food Preparation | Natural Gas | Steamer | E4 | PACT BC Ratio | 0 | 0 | 0 | 0 | 0 | 0 | 0 | 0 | 0 | 0 | 0 | 0 | 0 | 0 | 0 | 0 | 0 | 0 | 0 | 0 | 0 | 0 | 0 | 0 | 0 | 0 | 0 | 0 | 0 | 0 | 0 | 0 | 0
F3_Commercial_Other Health_Existing_Food Preparation_Natural Gas_Steamer_E5 | F3 | Commercial | Other Health | Existing | Food Preparation | Natural Gas | Steamer | E5 | PACT BC Ratio | 0 | 0 | 0 | 0 | 0 | 0 | 0 | 0 | 0 | 0 | 0 | 0 | 0 | 0 | 0 | 0 | 0 | 0 | 0 | 0 | 0 | 0 | 0 | 0 | 0 | 0 | 0 | 0 | 0 | 0 | 0 | 0 | 0
F3_Commercial_Other Health_Existing_Food Preparation_Natural Gas_Steamer_E6 | F3 | Commercial | Other Health | Existing | Food Preparation | Natural Gas | Steamer | E6 | PACT BC Ratio | 0 | 0 | 0 | 0 | 0 | 0 | 0 | 0 | 0 | 0 | 0 | 0 | 0 | 0 | 0 | 0 | 0 | 0 | 0 | 0 | 0 | 0 | 0 | 0 | 0 | 0 | 0 | 0 | 0 | 0 | 0 | 0 | 0
F3_Commercial_Other Health_Existing_Food Preparation_Natural Gas_Steamer_E7 | F3 | Commercial | Other Health | Existing | Food Preparation | Natural Gas | Steamer | E7 | PACT BC Ratio | 0 | 0 | 0 | 0 | 0 | 0 | 0 | 0 | 0 | 0 | 0 | 0 | 0 | 0 | 0 | 0 | 0 | 0 | 0 | 0 | 0 | 0 | 0 | 0 | 0 | 0 | 0 | 0 | 0 | 0 | 0 | 0 | 0
F3_Commercial_Other Health_Existing_Food Preparation_Natural Gas_Steamer_E8 | F3 | Commercial | Other Health | Existing | Food Preparation | Natural Gas | Steamer | E8 | PACT BC Ratio | 0 | 0 | 0 | 0 | 0 | 0 | 0 | 0 | 0 | 0 | 0 | 0 | 0 | 0 | 0 | 0 | 0 | 0 | 0 | 0 | 0 | 0 | 0 | 0 | 0 | 0 | 0 | 0 | 0 | 0 | 0 | 0 | 0
F3_Commercial_Other Health_Existing_Food Preparation_Natural Gas_Steamer_E9 | F3 | Commercial | Other Health | Existing | Food Preparation | Natural Gas | Steamer | E9 | PACT BC Ratio | 0 | 0 | 0 | 0 | 0 | 0 | 0 | 0 | 0 | 0 | 0 | 0 | 0 | 0 | 0 | 0 | 0 | 0 | 0 | 0 | 0 | 0 | 0 | 0 | 0 | 0 | 0 | 0 | 0 | 0 | 0 | 0 | 0
F3_Commercial_Other Health_Existing_Food Preparation_Natural Gas_Steamer_E10 | F3 | Commercial | Other Health | Existing | Food Preparation | Natural Gas | Steamer | E10 | PACT BC Ratio | 0 | 0 | 0 | 0 | 0 | 0 | 0 | 0 | 0 | 0 | 0 | 0 | 0 | 0 | 0 | 0 | 0 | 0 | 0 | 0 | 0 | 0 | 0 | 0 | 0 | 0 | 0 | 0 | 0 | 0 | 0 | 0 | 0
F4_Commercial_Other Health_Existing_Food Preparation_Natural Gas_Steamer_E1 | F4 | Commercial | Other Health | Existing | Food Preparation | Natural Gas | Steamer | E1 | RVT BC Ratio | 1 | 1 | 1 | 0 | 0 | 0 | 0 | 0 | 0 | 0 | 0 | 0 | 0 | 0 | 0 | 0 | 0 | 0 | 0 | 0 | 0 | 0 | 0 | 0 | 0 | 0 | 0 | 0 | 0 | 0 | 0 | 0 | 0
F4_Commercial_Other Health_Existing_Food Preparation_Natural Gas_Steamer_E2 | F4 | Commercial | Other Health | Existing | Food Preparation | Natural Gas | Steamer | E2 | RVT BC Ratio | 21.446 | 21.4704 | 21.5821 | 1 | 1 | 1 | 1 | 1 | 1 | 1 | 1 | 1 | 1 | 1 | 1 | 1 | 1 | 1 | 1 | 1 | 1 | 1 | 1 | 1 | 1 | 1 | 1 | 1 | 1 | 1 | 1 | 1 | 1
F4_Commercial_Other Health_Existing_Food Preparation_Natural Gas_Steamer_E3 | F4 | Commercial | Other Health | Existing | Food Preparation | Natural Gas | Steamer | E3 | RVT BC Ratio | 0 | 0 | 0 | 0 | 0 | 0 | 0 | 0 | 0 | 0 | 0 | 0 | 0 | 0 | 0 | 0 | 0 | 0 | 0 | 0 | 0 | 0 | 0 | 0 | 0 | 0 | 0 | 0 | 0 | 0 | 0 | 0 | 0
F4_Commercial_Other Health_Existing_Food Preparation_Natural Gas_Steamer_E4 | F4 | Commercial | Other Health | Existing | Food Preparation | Natural Gas | Steamer | E4 | RVT BC Ratio | 0 | 0 | 0 | 0 | 0 | 0 | 0 | 0 | 0 | 0 | 0 | 0 | 0 | 0 | 0 | 0 | 0 | 0 | 0 | 0 | 0 | 0 | 0 | 0 | 0 | 0 | 0 | 0 | 0 | 0 | 0 | 0 | 0
F4_Commercial_Other Health_Existing_Food Preparation_Natural Gas_Steamer_E5 | F4 | Commercial | Other Health | Existing | Food Preparation | Natural Gas | Steamer | E5 | RVT BC Ratio | 0 | 0 | 0 | 0 | 0 | 0 | 0 | 0 | 0 | 0 | 0 | 0 | 0 | 0 | 0 | 0 | 0 | 0 | 0 | 0 | 0 | 0 | 0 | 0 | 0 | 0 | 0 | 0 | 0 | 0 | 0 | 0 | 0
F4_Commercial_Other Health_Existing_Food Preparation_Natural Gas_Steamer_E6 | F4 | Commercial | Other Health | Existing | Food Preparation | Natural Gas | Steamer | E6 | RVT BC Ratio | 0 | 0 | 0 | 0 | 0 | 0 | 0 | 0 | 0 | 0 | 0 | 0 | 0 | 0 | 0 | 0 | 0 | 0 | 0 | 0 | 0 | 0 | 0 | 0 | 0 | 0 | 0 | 0 | 0 | 0 | 0 | 0 | 0
F4_Commercial_Other Health_Existing_Food Preparation_Natural Gas_Steamer_E7 | F4 | Commercial | Other Health | Existing | Food Preparation | Natural Gas | Steamer | E7 | RVT BC Ratio | 0 | 0 | 0 | 0 | 0 | 0 | 0 | 0 | 0 | 0 | 0 | 0 | 0 | 0 | 0 | 0 | 0 | 0 | 0 | 0 | 0 | 0 | 0 | 0 | 0 | 0 | 0 | 0 | 0 | 0 | 0 | 0 | 0
F4_Commercial_Other Health_Existing_Food Preparation_Natural Gas_Steamer_E8 | F4 | Commercial | Other Health | Existing | Food Preparation | Natural Gas | Steamer | E8 | RVT BC Ratio | 0 | 0 | 0 | 0 | 0 | 0 | 0 | 0 | 0 | 0 | 0 | 0 | 0 | 0 | 0 | 0 | 0 | 0 | 0 | 0 | 0 | 0 | 0 | 0 | 0 | 0 | 0 | 0 | 0 | 0 | 0 | 0 | 0
F4_Commercial_Other Health_Existing_Food Preparation_Natural Gas_Steamer_E9 | F4 | Commercial | Other Health | Existing | Food Preparation | Natural Gas | Steamer | E9 | RVT BC Ratio | 0 | 0 | 0 | 0 | 0 | 0 | 0 | 0 | 0 | 0 | 0 | 0 | 0 | 0 | 0 | 0 | 0 | 0 | 0 | 0 | 0 | 0 | 0 | 0 | 0 | 0 | 0 | 0 | 0 | 0 | 0 | 0 | 0
F4_Commercial_Other Health_Existing_Food Preparation_Natural Gas_Steamer_E10 | F4 | Commercial | Other Health | Existing | Food Preparation | Natural Gas | Steamer | E10 | RVT BC Ratio | 0 | 0 | 0 | 0 | 0 | 0 | 0 | 0 | 0 | 0 | 0 | 0 | 0 | 0 | 0 | 0 | 0 | 0 | 0 | 0 | 0 | 0 | 0 | 0 | 0 | 0 | 0 | 0 | 0 | 0 | 0 | 0 | 0
F5_Commercial_Other Health_Existing_Food Preparation_Natural Gas_Steamer_E1 | F5 | Commercial | Other Health | Existing | Food Preparation | Natural Gas | Steamer | E1 | RIM BC Ratio | 1 | 1 | 1 | 0 | 0 | 0 | 0 | 0 | 0 | 0 | 0 | 0 | 0 | 0 | 0 | 0 | 0 | 0 | 0 | 0 | 0 | 0 | 0 | 0 | 0 | 0 | 0 | 0 | 0 | 0 | 0 | 0 | 0
F5_Commercial_Other Health_Existing_Food Preparation_Natural Gas_Steamer_E2 | F5 | Commercial | Other Health | Existing | Food Preparation | Natural Gas | Steamer | E2 | RIM BC Ratio | 0.79997 | 0.80001 | 0.80019 | 1 | 1 | 1 | 1 | 1 | 1 | 1 | 1 | 1 | 1 | 1 | 1 | 1 | 1 | 1 | 1 | 1 | 1 | 1 | 1 | 1 | 1 | 1 | 1 | 1 | 1 | 1 | 1 | 1 | 1
F5_Commercial_Other Health_Existing_Food Preparation_Natural Gas_Steamer_E3 | F5 | Commercial | Other Health | Existing | Food Preparation | Natural Gas | Steamer | E3 | RIM BC Ratio | 0 | 0 | 0 | 0 | 0 | 0 | 0 | 0 | 0 | 0 | 0 | 0 | 0 | 0 | 0 | 0 | 0 | 0 | 0 | 0 | 0 | 0 | 0 | 0 | 0 | 0 | 0 | 0 | 0 | 0 | 0 | 0 | 0
F5_Commercial_Other Health_Existing_Food Preparation_Natural Gas_Steamer_E4 | F5 | Commercial | Other Health | Existing | Food Preparation | Natural Gas | Steamer | E4 | RIM BC Ratio | 0 | 0 | 0 | 0 | 0 | 0 | 0 | 0 | 0 | 0 | 0 | 0 | 0 | 0 | 0 | 0 | 0 | 0 | 0 | 0 | 0 | 0 | 0 | 0 | 0 | 0 | 0 | 0 | 0 | 0 | 0 | 0 | 0
F5_Commercial_Other Health_Existing_Food Preparation_Natural Gas_Steamer_E5 | F5 | Commercial | Other Health | Existing | Food Preparation | Natural Gas | Steamer | E5 | RIM BC Ratio | 0 | 0 | 0 | 0 | 0 | 0 | 0 | 0 | 0 | 0 | 0 | 0 | 0 | 0 | 0 | 0 | 0 | 0 | 0 | 0 | 0 | 0 | 0 | 0 | 0 | 0 | 0 | 0 | 0 | 0 | 0 | 0 | 0
F5_Commercial_Other Health_Existing_Food Preparation_Natural Gas_Steamer_E6 | F5 | Commercial | Other Health | Existing | Food Preparation | Natural Gas | Steamer | E6 | RIM BC Ratio | 0 | 0 | 0 | 0 | 0 | 0 | 0 | 0 | 0 | 0 | 0 | 0 | 0 | 0 | 0 | 0 | 0 | 0 | 0 | 0 | 0 | 0 | 0 | 0 | 0 | 0 | 0 | 0 | 0 | 0 | 0 | 0 | 0
F5_Commercial_Other Health_Existing_Food Preparation_Natural Gas_Steamer_E7 | F5 | Commercial | Other Health | Existing | Food Preparation | Natural Gas | Steamer | E7 | RIM BC Ratio | 0 | 0 | 0 | 0 | 0 | 0 | 0 | 0 | 0 | 0 | 0 | 0 | 0 | 0 | 0 | 0 | 0 | 0 | 0 | 0 | 0 | 0 | 0 | 0 | 0 | 0 | 0 | 0 | 0 | 0 | 0 | 0 | 0
F5_Commercial_Other Health_Existing_Food Preparation_Natural Gas_Steamer_E8 | F5 | Commercial | Other Health | Existing | Food Preparation | Natural Gas | Steamer | E8 | RIM BC Ratio | 0 | 0 | 0 | 0 | 0 | 0 | 0 | 0 | 0 | 0 | 0 | 0 | 0 | 0 | 0 | 0 | 0 | 0 | 0 | 0 | 0 | 0 | 0 | 0 | 0 | 0 | 0 | 0 | 0 | 0 | 0 | 0 | 0
F5_Commercial_Other Health_Existing_Food Preparation_Natural Gas_Steamer_E9 | F5 | Commercial | Other Health | Existing | Food Preparation | Natural Gas | Steamer | E9 | RIM BC Ratio | 0 | 0 | 0 | 0 | 0 | 0 | 0 | 0 | 0 | 0 | 0 | 0 | 0 | 0 | 0 | 0 | 0 | 0 | 0 | 0 | 0 | 0 | 0 | 0 | 0 | 0 | 0 | 0 | 0 | 0 | 0 | 0 | 0
F5_Commercial_Other Health_Existing_Food Preparation_Natural Gas_Steamer_E10 | F5 | Commercial | Other Health | Existing | Food Preparation | Natural Gas | Steamer | E10 | RIM BC Ratio | 0 | 0 | 0 | 0 | 0 | 0 | 0 | 0 | 0 | 0 | 0 | 0 | 0 | 0 | 0 | 0 | 0 | 0 | 0 | 0 | 0 | 0 | 0 | 0 | 0 | 0 | 0 | 0 | 0 | 0 | 0 | 0 | 0
F0_Commercial_Other Health_Existing_Food Preparation_Natural Gas_Food Prep Other_E0 | F0 | Commercial | Other Health | Existing | Food Preparation | Natural Gas | Food Prep Other | E0 | Economic Unit | Standard | Standard | Standard | Standard | Standard | Standard | Standard | Standard | Standard | Standard | Standard | Standard | Standard | Standard | Standard | Standard | Standard | Standard | Standard | Standard | Standard | Standard | Standard | Standard | Standard | Standard | Standard | Standard | Standard | Standard | Standard | Standard | Standard
F1_Commercial_Other Health_Existing_Food Preparation_Natural Gas_Food Prep Other_E1 | F1 | Commercial | Other Health | Existing | Food Preparation | Natural Gas | Food Prep Other | E1 | CCE | 0 | 0 | 0 | 0 | 0 | 0 | 0 | 0 | 0 | 0 | 0 | 0 | 0 | 0 | 0 | 0 | 0 | 0 | 0 | 0 | 0 | 0 | 0 | 0 | 0 | 0 | 0 | 0 | 0 | 0 | 0 | 0 | 0
F1_Commercial_Other Health_Existing_Food Preparation_Natural Gas_Food Prep Other_E2 | F1 | Commercial | Other Health | Existing | Food Preparation | Natural Gas | Food Prep Other | E2 | CCE | 16.9852 | 17.5855 | 15.7861 | 16.0821 | 16.0821 | 16.0821 | 16.0821 | 16.0821 | 16.0821 | 16.0821 | 16.0821 | 16.0821 | 16.0821 | 16.0821 | 16.0821 | 16.0821 | 16.0821 | 16.0821 | 16.0821 | 16.0821 | 16.0821 | 16.0821 | 16.0821 | 16.0821 | 16.0821 | 16.0821 | 16.0821 | 16.0821 | 16.0821 | 16.0821 | 16.0821 | 16.0821 | 16.0821
F1_Commercial_Other Health_Existing_Food Preparation_Natural Gas_Food Prep Other_E3 | F1 | Commercial | Other Health | Existing | Food Preparation | Natural Gas | Food Prep Other | E3 | CCE | 0 | 0 | 0 | 0 | 0 | 0 | 0 | 0 | 0 | 0 | 0 | 0 | 0 | 0 | 0 | 0 | 0 | 0 | 0 | 0 | 0 | 0 | 0 | 0 | 0 | 0 | 0 | 0 | 0 | 0 | 0 | 0 | 0
F1_Commercial_Other Health_Existing_Food Preparation_Natural Gas_Food Prep Other_E4 | F1 | Commercial | Other Health | Existing | Food Preparation | Natural Gas | Food Prep Other | E4 | CCE | 0 | 0 | 0 | 0 | 0 | 0 | 0 | 0 | 0 | 0 | 0 | 0 | 0 | 0 | 0 | 0 | 0 | 0 | 0 | 0 | 0 | 0 | 0 | 0 | 0 | 0 | 0 | 0 | 0 | 0 | 0 | 0 | 0
F1_Commercial_Other Health_Existing_Food Preparation_Natural Gas_Food Prep Other_E5 | F1 | Commercial | Other Health | Existing | Food Preparation | Natural Gas | Food Prep Other | E5 | CCE | 0 | 0 | 0 | 0 | 0 | 0 | 0 | 0 | 0 | 0 | 0 | 0 | 0 | 0 | 0 | 0 | 0 | 0 | 0 | 0 | 0 | 0 | 0 | 0 | 0 | 0 | 0 | 0 | 0 | 0 | 0 | 0 | 0
F1_Commercial_Other Health_Existing_Food Preparation_Natural Gas_Food Prep Other_E6 | F1 | Commercial | Other Health | Existing | Food Preparation | Natural Gas | Food Prep Other | E6 | CCE | 0 | 0 | 0 | 0 | 0 | 0 | 0 | 0 | 0 | 0 | 0 | 0 | 0 | 0 | 0 | 0 | 0 | 0 | 0 | 0 | 0 | 0 | 0 | 0 | 0 | 0 | 0 | 0 | 0 | 0 | 0 | 0 | 0
F1_Commercial_Other Health_Existing_Food Preparation_Natural Gas_Food Prep Other_E7 | F1 | Commercial | Other Health | Existing | Food Preparation | Natural Gas | Food Prep Other | E7 | CCE | 0 | 0 | 0 | 0 | 0 | 0 | 0 | 0 | 0 | 0 | 0 | 0 | 0 | 0 | 0 | 0 | 0 | 0 | 0 | 0 | 0 | 0 | 0 | 0 | 0 | 0 | 0 | 0 | 0 | 0 | 0 | 0 | 0
F1_Commercial_Other Health_Existing_Food Preparation_Natural Gas_Food Prep Other_E8 | F1 | Commercial | Other Health | Existing | Food Preparation | Natural Gas | Food Prep Other | E8 | CCE | 0 | 0 | 0 | 0 | 0 | 0 | 0 | 0 | 0 | 0 | 0 | 0 | 0 | 0 | 0 | 0 | 0 | 0 | 0 | 0 | 0 | 0 | 0 | 0 | 0 | 0 | 0 | 0 | 0 | 0 | 0 | 0 | 0
F1_Commercial_Other Health_Existing_Food Preparation_Natural Gas_Food Prep Other_E9 | F1 | Commercial | Other Health | Existing | Food Preparation | Natural Gas | Food Prep Other | E9 | CCE | 0 | 0 | 0 | 0 | 0 | 0 | 0 | 0 | 0 | 0 | 0 | 0 | 0 | 0 | 0 | 0 | 0 | 0 | 0 | 0 | 0 | 0 | 0 | 0 | 0 | 0 | 0 | 0 | 0 | 0 | 0 | 0 | 0
F1_Commercial_Other Health_Existing_Food Preparation_Natural Gas_Food Prep Other_E10 | F1 | Commercial | Other Health | Existing | Food Preparation | Natural Gas | Food Prep Other | E10 | CCE | 0 | 0 | 0 | 0 | 0 | 0 | 0 | 0 | 0 | 0 | 0 | 0 | 0 | 0 | 0 | 0 | 0 | 0 | 0 | 0 | 0 | 0 | 0 | 0 | 0 | 0 | 0 | 0 | 0 | 0 | 0 | 0 | 0
F2_Commercial_Other Health_Existing_Food Preparation_Natural Gas_Food Prep Other_E1 | F2 | Commercial | Other Health | Existing | Food Preparation | Natural Gas | Food Prep Other | E1 | TRC BC Ratio | bar: 2019 to 2051
F2_Commercial_Other Health_Existing_Food Preparation_Natural Gas_Food Prep Other_E2 | F2 | Commercial | Other Health | Existing | Food Preparation | Natural Gas | Food Prep Other | E2 | TRC BC Ratio | 0.096778 | 0.096763 | 0.097228 | 0.096513 | 0.096078 | 0.096394 | 0.097347 | 0.098099 | 0.099032 | 0.099913 | 0.1008 | 0.10161 | 0.10248 | 0.1034 | 0.10427 | 0.10515 | 0.10605 | 0.10703 | 0.10805 | 0.10913 | 0.11019 | 0.1113 | 0.11232 | 0.11337 | 0.11431 | 0.11512 | 0.11585 | 0.11649 | 0.11699 | 0.11739 | 0.11761 | 0.11776 | 0.11776
F2_Commercial_Other Health_Existing_Food Preparation_Natural Gas_Food Prep Other_E3 | F2 | Commercial | Other Health | Existing | Food Preparation | Natural Gas | Food Prep Other | E3 | TRC BC Ratio | 0 | 0 | 0 | 0 | 0 | 0 | 0 | 0 | 0 | 0 | 0 | 0 | 0 | 0 | 0 | 0 | 0 | 0 | 0 | 0 | 0 | 0 | 0 | 0 | 0 | 0 | 0 | 0 | 0 | 0 | 0 | 0 | 0
F2_Commercial_Other Health_Existing_Food Preparation_Natural Gas_Food Prep Other_E4 | F2 | Commercial | Other Health | Existing | Food Preparation | Natural Gas | Food Prep Other | E4 | TRC BC Ratio | 0 | 0 | 0 | 0 | 0 | 0 | 0 | 0 | 0 | 0 | 0 | 0 | 0 | 0 | 0 | 0 | 0 | 0 | 0 | 0 | 0 | 0 | 0 | 0 | 0 | 0 | 0 | 0 | 0 | 0 | 0 | 0 | 0
F2_Commercial_Other Health_Existing_Food Preparation_Natural Gas_Food Prep Other_E5 | F2 | Commercial | Other Health | Existing | Food Preparation | Natural Gas | Food Prep Other | E5 | TRC BC Ratio | 0 | 0 | 0 | 0 | 0 | 0 | 0 | 0 | 0 | 0 | 0 | 0 | 0 | 0 | 0 | 0 | 0 | 0 | 0 | 0 | 0 | 0 | 0 | 0 | 0 | 0 | 0 | 0 | 0 | 0 | 0 | 0 | 0
F2_Commercial_Other Health_Existing_Food Preparation_Natural Gas_Food Prep Other_E6 | F2 | Commercial | Other Health | Existing | Food Preparation | Natural Gas | Food Prep Other | E6 | TRC BC Ratio | 0 | 0 | 0 | 0 | 0 | 0 | 0 | 0 | 0 | 0 | 0 | 0 | 0 | 0 | 0 | 0 | 0 | 0 | 0 | 0 | 0 | 0 | 0 | 0 | 0 | 0 | 0 | 0 | 0 | 0 | 0 | 0 | 0
F2_Commercial_Other Health_Existing_Food Preparation_Natural Gas_Food Prep Other_E7 | F2 | Commercial | Other Health | Existing | Food Preparation | Natural Gas | Food Prep Other | E7 | TRC BC Ratio | 0 | 0 | 0 | 0 | 0 | 0 | 0 | 0 | 0 | 0 | 0 | 0 | 0 | 0 | 0 | 0 | 0 | 0 | 0 | 0 | 0 | 0 | 0 | 0 | 0 | 0 | 0 | 0 | 0 | 0 | 0 | 0 | 0
F2_Commercial_Other Health_Existing_Food Preparation_Natural Gas_Food Prep Other_E8 | F2 | Commercial | Other Health | Existing | Food Preparation | Natural Gas | Food Prep Other | E8 | TRC BC Ratio | 0 | 0 | 0 | 0 | 0 | 0 | 0 | 0 | 0 | 0 | 0 | 0 | 0 | 0 | 0 | 0 | 0 | 0 | 0 | 0 | 0 | 0 | 0 | 0 | 0 | 0 | 0 | 0 | 0 | 0 | 0 | 0 | 0
F2_Commercial_Other Health_Existing_Food Preparation_Natural Gas_Food Prep Other_E9 | F2 | Commercial | Other Health | Existing | Food Preparation | Natural Gas | Food Prep Other | E9 | TRC BC Ratio | 0 | 0 | 0 | 0 | 0 | 0 | 0 | 0 | 0 | 0 | 0 | 0 | 0 | 0 | 0 | 0 | 0 | 0 | 0 | 0 | 0 | 0 | 0 | 0 | 0 | 0 | 0 | 0 | 0 | 0 | 0 | 0 | 0
F2_Commercial_Other Health_Existing_Food Preparation_Natural Gas_Food Prep Other_E10 | F2 | Commercial | Other Health | Existing | Food Preparation | Natural Gas | Food Prep Other | E10 | TRC BC Ratio | 0 | 0 | 0 | 0 | 0 | 0 | 0 | 0 | 0 | 0 | 0 | 0 | 0 | 0 | 0 | 0 | 0 | 0 | 0 | 0 | 0 | 0 | 0 | 0 | 0 | 0 | 0 | 0 | 0 | 0 | 0 | 0 | 0
F3_Commercial_Other Health_Existing_Food Preparation_Natural Gas_Food Prep Other_E1 | F3 | Commercial | Other Health | Existing | Food Preparation | Natural Gas | Food Prep Other | E1 | PACT BC Ratio | bar: 2019 to 2051
F3_Commercial_Other Health_Existing_Food Preparation_Natural Gas_Food Prep Other_E2 | F3 | Commercial | Other Health | Existing | Food Preparation | Natural Gas | Food Prep Other | E2 | PACT BC Ratio | 0.12904 | 0.12902 | 0.12964 | 0.12868 | 0.1281 | 0.12853 | 0.1298 | 0.1308 | 0.13204 | 0.13322 | 0.1344 | 0.13548 | 0.13665 | 0.13786 | 0.13902 | 0.1402 | 0.1414 | 0.14271 | 0.14407 | 0.14551 | 0.14692 | 0.14839 | 0.14976 | 0.15117 | 0.15241 | 0.15349 | 0.15447 | 0.15532 | 0.15598 | 0.15652 | 0.15682 | 0.15702 | 0.15702
F3_Commercial_Other Health_Existing_Food Preparation_Natural Gas_Food Prep Other_E3 | F3 | Commercial | Other Health | Existing | Food Preparation | Natural Gas | Food Prep Other | E3 | PACT BC Ratio | 0 | 0 | 0 | 0 | 0 | 0 | 0 | 0 | 0 | 0 | 0 | 0 | 0 | 0 | 0 | 0 | 0 | 0 | 0 | 0 | 0 | 0 | 0 | 0 | 0 | 0 | 0 | 0 | 0 | 0 | 0 | 0 | 0
F3_Commercial_Other Health_Existing_Food Preparation_Natural Gas_Food Prep Other_E4 | F3 | Commercial | Other Health | Existing | Food Preparation | Natural Gas | Food Prep Other | E4 | PACT BC Ratio | 0 | 0 | 0 | 0 | 0 | 0 | 0 | 0 | 0 | 0 | 0 | 0 | 0 | 0 | 0 | 0 | 0 | 0 | 0 | 0 | 0 | 0 | 0 | 0 | 0 | 0 | 0 | 0 | 0 | 0 | 0 | 0 | 0
F3_Commercial_Other Health_Existing_Food Preparation_Natural Gas_Food Prep Other_E5 | F3 | Commercial | Other Health | Existing | Food Preparation | Natural Gas | Food Prep Other | E5 | PACT BC Ratio | 0 | 0 | 0 | 0 | 0 | 0 | 0 | 0 | 0 | 0 | 0 | 0 | 0 | 0 | 0 | 0 | 0 | 0 | 0 | 0 | 0 | 0 | 0 | 0 | 0 | 0 | 0 | 0 | 0 | 0 | 0 | 0 | 0
F3_Commercial_Other Health_Existing_Food Preparation_Natural Gas_Food Prep Other_E6 | F3 | Commercial | Other Health | Existing | Food Preparation | Natural Gas | Food Prep Other | E6 | PACT BC Ratio | 0 | 0 | 0 | 0 | 0 | 0 | 0 | 0 | 0 | 0 | 0 | 0 | 0 | 0 | 0 | 0 | 0 | 0 | 0 | 0 | 0 | 0 | 0 | 0 | 0 | 0 | 0 | 0 | 0 | 0 | 0 | 0 | 0
F3_Commercial_Other Health_Existing_Food Preparation_Natural Gas_Food Prep Other_E7 | F3 | Commercial | Other Health | Existing | Food Preparation | Natural Gas | Food Prep Other | E7 | PACT BC Ratio | 0 | 0 | 0 | 0 | 0 | 0 | 0 | 0 | 0 | 0 | 0 | 0 | 0 | 0 | 0 | 0 | 0 | 0 | 0 | 0 | 0 | 0 | 0 | 0 | 0 | 0 | 0 | 0 | 0 | 0 | 0 | 0 | 0
F3_Commercial_Other Health_Existing_Food Preparation_Natural Gas_Food Prep Other_E8 | F3 | Commercial | Other Health | Existing | Food Preparation | Natural Gas | Food Prep Other | E8 | PACT BC Ratio | 0 | 0 | 0 | 0 | 0 | 0 | 0 | 0 | 0 | 0 | 0 | 0 | 0 | 0 | 0 | 0 | 0 | 0 | 0 | 0 | 0 | 0 | 0 | 0 | 0 | 0 | 0 | 0 | 0 | 0 | 0 | 0 | 0
F3_Commercial_Other Health_Existing_Food Preparation_Natural Gas_Food Prep Other_E9 | F3 | Commercial | Other Health | Existing | Food Preparation | Natural Gas | Food Prep Other | E9 | PACT BC Ratio | 0 | 0 | 0 | 0 | 0 | 0 | 0 | 0 | 0 | 0 | 0 | 0 | 0 | 0 | 0 | 0 | 0 | 0 | 0 | 0 | 0 | 0 | 0 | 0 | 0 | 0 | 0 | 0 | 0 | 0 | 0 | 0 | 0
F3_Commercial_Other Health_Existing_Food Preparation_Natural Gas_Food Prep Other_E10 | F3 | Commercial | Other Health | Existing | Food Preparation | Natural Gas | Food Prep Other | E10 | PACT BC Ratio | 0 | 0 | 0 | 0 | 0 | 0 | 0 | 0 | 0 | 0 | 0 | 0 | 0 | 0 | 0 | 0 | 0 | 0 | 0 | 0 | 0 | 0 | 0 | 0 | 0 | 0 | 0 | 0 | 0 | 0 | 0 | 0 | 0
F4_Commercial_Other Health_Existing_Food Preparation_Natural Gas_Food Prep Other_E1 | F4 | Commercial | Other Health | Existing | Food Preparation | Natural Gas | Food Prep Other | E1 | RVT BC Ratio | bar: 2019 to 2051
F4_Commercial_Other Health_Existing_Food Preparation_Natural Gas_Food Prep Other_E2 | F4 | Commercial | Other Health | Existing | Food Preparation | Natural Gas | Food Prep Other | E2 | RVT BC Ratio | 0.83914 | 0.83911 | 0.83978 | 0.83875 | 0.83813 | 0.83858 | 0.83995 | 0.84103 | 0.84238 | 0.84364 | 0.84492 | 0.84609 | 0.84734 | 0.84865 | 0.8499 | 0.85118 | 0.85247 | 0.85388 | 0.85535 | 0.85689 | 0.85842 | 0.86001 | 0.86148 | 0.863 | 0.86434 | 0.8655 | 0.86656 | 0.86747 | 0.86819 | 0.86877 | 0.86909 | 0.86931 | 0.86931
F4_Commercial_Other Health_Existing_Food Preparation_Natural Gas_Food Prep Other_E3 | F4 | Commercial | Other Health | Existing | Food Preparation | Natural Gas | Food Prep Other | E3 | RVT BC Ratio | 0 | 0 | 0 | 0 | 0 | 0 | 0 | 0 | 0 | 0 | 0 | 0 | 0 | 0 | 0 | 0 | 0 | 0 | 0 | 0 | 0 | 0 | 0 | 0 | 0 | 0 | 0 | 0 | 0 | 0 | 0 | 0 | 0
F4_Commercial_Other Health_Existing_Food Preparation_Natural Gas_Food Prep Other_E4 | F4 | Commercial | Other Health | Existing | Food Preparation | Natural Gas | Food Prep Other | E4 | RVT BC Ratio | 0 | 0 | 0 | 0 | 0 | 0 | 0 | 0 | 0 | 0 | 0 | 0 | 0 | 0 | 0 | 0 | 0 | 0 | 0 | 0 | 0 | 0 | 0 | 0 | 0 | 0 | 0 | 0 | 0 | 0 | 0 | 0 | 0
F4_Commercial_Other Health_Existing_Food Preparation_Natural Gas_Food Prep Other_E5 | F4 | Commercial | Other Health | Existing | Food Preparation | Natural Gas | Food Prep Other | E5 | RVT BC Ratio | 0 | 0 | 0 | 0 | 0 | 0 | 0 | 0 | 0 | 0 | 0 | 0 | 0 | 0 | 0 | 0 | 0 | 0 | 0 | 0 | 0 | 0 | 0 | 0 | 0 | 0 | 0 | 0 | 0 | 0 | 0 | 0 | 0
F4_Commercial_Other Health_Existing_Food Preparation_Natural Gas_Food Prep Other_E6 | F4 | Commercial | Other Health | Existing | Food Preparation | Natural Gas | Food Prep Other | E6 | RVT BC Ratio | 0 | 0 | 0 | 0 | 0 | 0 | 0 | 0 | 0 | 0 | 0 | 0 | 0 | 0 | 0 | 0 | 0 | 0 | 0 | 0 | 0 | 0 | 0 | 0 | 0 | 0 | 0 | 0 | 0 | 0 | 0 | 0 | 0
F4_Commercial_Other Health_Existing_Food Preparation_Natural Gas_Food Prep Other_E7 | F4 | Commercial | Other Health | Existing | Food Preparation | Natural Gas | Food Prep Other | E7 | RVT BC Ratio | 0 | 0 | 0 | 0 | 0 | 0 | 0 | 0 | 0 | 0 | 0 | 0 | 0 | 0 | 0 | 0 | 0 | 0 | 0 | 0 | 0 | 0 | 0 | 0 | 0 | 0 | 0 | 0 | 0 | 0 | 0 | 0 | 0
F4_Commercial_Other Health_Existing_Food Preparation_Natural Gas_Food Prep Other_E8 | F4 | Commercial | Other Health | Existing | Food Preparation | Natural Gas | Food Prep Other | E8 | RVT BC Ratio | 0 | 0 | 0 | 0 | 0 | 0 | 0 | 0 | 0 | 0 | 0 | 0 | 0 | 0 | 0 | 0 | 0 | 0 | 0 | 0 | 0 | 0 | 0 | 0 | 0 | 0 | 0 | 0 | 0 | 0 | 0 | 0 | 0
F4_Commercial_Other Health_Existing_Food Preparation_Natural Gas_Food Prep Other_E9 | F4 | Commercial | Other Health | Existing | Food Preparation | Natural Gas | Food Prep Other | E9 | RVT BC Ratio | 0 | 0 | 0 | 0 | 0 | 0 | 0 | 0 | 0 | 0 | 0 | 0 | 0 | 0 | 0 | 0 | 0 | 0 | 0 | 0 | 0 | 0 | 0 | 0 | 0 | 0 | 0 | 0 | 0 | 0 | 0 | 0 | 0
F4_Commercial_Other Health_Existing_Food Preparation_Natural Gas_Food Prep Other_E10 | F4 | Commercial | Other Health | Existing | Food Preparation | Natural Gas | Food Prep Other | E10 | RVT BC Ratio | 0 | 0 | 0 | 0 | 0 | 0 | 0 | 0 | 0 | 0 | 0 | 0 | 0 | 0 | 0 | 0 | 0 | 0 | 0 | 0 | 0 | 0 | 0 | 0 | 0 | 0 | 0 | 0 | 0 | 0 | 0 | 0 | 0
F5_Commercial_Other Health_Existing_Food Preparation_Natural Gas_Food Prep Other_E1 | F5 | Commercial | Other Health | Existing | Food Preparation | Natural Gas | Food Prep Other | E1 | RIM BC Ratio | bar: 2019 to 2051
F5_Commercial_Other Health_Existing_Food Preparation_Natural Gas_Food Prep Other_E2 | F5 | Commercial | Other Health | Existing | Food Preparation | Natural Gas | Food Prep Other | E2 | RIM BC Ratio | 0.11176 | 0.11174 | 0.11221 | 0.11149 | 0.11106 | 0.11138 | 0.11233 | 0.11308 | 0.11401 | 0.11488 | 0.11576 | 0.11656 | 0.11742 | 0.11832 | 0.11917 | 0.12004 | 0.12092 | 0.12187 | 0.12286 | 0.12391 | 0.12493 | 0.12599 | 0.12697 | 0.12799 | 0.12888 | 0.12965 | 0.13035 | 0.13095 | 0.13142 | 0.13181 | 0.13202 | 0.13216 | 0.13216
F5_Commercial_Other Health_Existing_Food Preparation_Natural Gas_Food Prep Other_E3 | F5 | Commercial | Other Health | Existing | Food Preparation | Natural Gas | Food Prep Other | E3 | RIM BC Ratio | 0 | 0 | 0 | 0 | 0 | 0 | 0 | 0 | 0 | 0 | 0 | 0 | 0 | 0 | 0 | 0 | 0 | 0 | 0 | 0 | 0 | 0 | 0 | 0 | 0 | 0 | 0 | 0 | 0 | 0 | 0 | 0 | 0
F5_Commercial_Other Health_Existing_Food Preparation_Natural Gas_Food Prep Other_E4 | F5 | Commercial | Other Health | Existing | Food Preparation | Natural Gas | Food Prep Other | E4 | RIM BC Ratio | 0 | 0 | 0 | 0 | 0 | 0 | 0 | 0 | 0 | 0 | 0 | 0 | 0 | 0 | 0 | 0 | 0 | 0 | 0 | 0 | 0 | 0 | 0 | 0 | 0 | 0 | 0 | 0 | 0 | 0 | 0 | 0 | 0
F5_Commercial_Other Health_Existing_Food Preparation_Natural Gas_Food Prep Other_E5 | F5 | Commercial | Other Health | Existing | Food Preparation | Natural Gas | Food Prep Other | E5 | RIM BC Ratio | 0 | 0 | 0 | 0 | 0 | 0 | 0 | 0 | 0 | 0 | 0 | 0 | 0 | 0 | 0 | 0 | 0 | 0 | 0 | 0 | 0 | 0 | 0 | 0 | 0 | 0 | 0 | 0 | 0 | 0 | 0 | 0 | 0
F5_Commercial_Other Health_Existing_Food Preparation_Natural Gas_Food Prep Other_E6 | F5 | Commercial | Other Health | Existing | Food Preparation | Natural Gas | Food Prep Other | E6 | RIM BC Ratio | 0 | 0 | 0 | 0 | 0 | 0 | 0 | 0 | 0 | 0 | 0 | 0 | 0 | 0 | 0 | 0 | 0 | 0 | 0 | 0 | 0 | 0 | 0 | 0 | 0 | 0 | 0 | 0 | 0 | 0 | 0 | 0 | 0
F5_Commercial_Other Health_Existing_Food Preparation_Natural Gas_Food Prep Other_E7 | F5 | Commercial | Other Health | Existing | Food Preparation | Natural Gas | Food Prep Other | E7 | RIM BC Ratio | 0 | 0 | 0 | 0 | 0 | 0 | 0 | 0 | 0 | 0 | 0 | 0 | 0 | 0 | 0 | 0 | 0 | 0 | 0 | 0 | 0 | 0 | 0 | 0 | 0 | 0 | 0 | 0 | 0 | 0 | 0 | 0 | 0
F5_Commercial_Other Health_Existing_Food Preparation_Natural Gas_Food Prep Other_E8 | F5 | Commercial | Other Health | Existing | Food Preparation | Natural Gas | Food Prep Other | E8 | RIM BC Ratio | 0 | 0 | 0 | 0 | 0 | 0 | 0 | 0 | 0 | 0 | 0 | 0 | 0 | 0 | 0 | 0 | 0 | 0 | 0 | 0 | 0 | 0 | 0 | 0 | 0 | 0 | 0 | 0 | 0 | 0 | 0 | 0 | 0
F5_Commercial_Other Health_Existing_Food Preparation_Natural Gas_Food Prep Other_E9 | F5 | Commercial | Other Health | Existing | Food Preparation | Natural Gas | Food Prep Other | E9 | RIM BC Ratio | 0 | 0 | 0 | 0 | 0 | 0 | 0 | 0 | 0 | 0 | 0 | 0 | 0 | 0 | 0 | 0 | 0 | 0 | 0 | 0 | 0 | 0 | 0 | 0 | 0 | 0 | 0 | 0 | 0 | 0 | 0 | 0 | 0
F5_Commercial_Other Health_Existing_Food Preparation_Natural Gas_Food Prep Other_E10 | F5 | Commercial | Other Health | Existing | Food Preparation | Natural Gas | Food Prep Other | E10 | RIM BC Ratio | 0 | 0 | 0 | 0 | 0 | 0 | 0 | 0 | 0 | 0 | 0 | 0 | 0 | 0 | 0 | 0 | 0 | 0 | 0 | 0 | 0 | 0 | 0 | 0 | 0 | 0 | 0 | 0 | 0 | 0 | 0 | 0 | 0
F0_Commercial_Other Health_Existing_Miscellaneous_Natural Gas_Pool Heater_E0 | F0 | Commercial | Other Health | Existing | Miscellaneous | Natural Gas | Pool Heater | E0 | Economic Unit | Standard (EF .78) | Standard (EF .78) | Standard (EF .78) | Standard (EF .78) | Standard (EF .78) | Standard (EF .78) | Standard (EF .78) | Standard (EF .78) | Standard (EF .78) | Standard (EF .78) | Standard (EF .78) | Standard (EF .78) | Standard (EF .78) | Standard (EF .78) | Standard (EF .78) | Standard (EF .78) | Standard (EF .78) | Standard (EF .78) | Standard (EF .78) | Standard (EF .78) | Standard (EF .78) | Standard (EF .78) | Standard (EF .78) | Standard (EF .78) | Standard (EF .78) | Standard (EF .78) | Standard (EF .78) | Standard (EF .78) | Standard (EF .78) | Standard (EF .78) | Standard (EF .78) | Standard (EF .78) | Standard (EF .78)
F1_Commercial_Other Health_Existing_Miscellaneous_Natural Gas_Pool Heater_E1 | F1 | Commercial | Other Health | Existing | Miscellaneous | Natural Gas | Pool Heater | E1 | CCE | 0 | 0 | 0 | 0 | 0 | 0 | 0 | 0 | 0 | 0 | 0 | 0 | 0 | 0 | 0 | 0 | 0 | 0 | 0 | 0 | 0 | 0 | 0 | 0 | 0 | 0 | 0 | 0 | 0 | 0 | 0 | 0 | 0
F1_Commercial_Other Health_Existing_Miscellaneous_Natural Gas_Pool Heater_E2 | F1 | Commercial | Other Health | Existing | Miscellaneous | Natural Gas | Pool Heater | E2 | CCE | 1.2677 | 1.3125 | 1.1782 | 1.2003 | 1.2003 | 1.2003 | 1.2003 | 1.2003 | 1.2003 | 1.2003 | 1.2003 | 1.2003 | 1.2003 | 1.2003 | 1.2003 | 1.2003 | 1.2003 | 1.2003 | 1.2003 | 1.2003 | 1.2003 | 1.2003 | 1.2003 | 1.2003 | 1.2003 | 1.2003 | 1.2003 | 1.2003 | 1.2003 | 1.2003 | 1.2003 | 1.2003 | 1.2003
F1_Commercial_Other Health_Existing_Miscellaneous_Natural Gas_Pool Heater_E3 | F1 | Commercial | Other Health | Existing | Miscellaneous | Natural Gas | Pool Heater | E3 | CCE | 0 | 0 | 0 | 0 | 0 | 0 | 0 | 0 | 0 | 0 | 0 | 0 | 0 | 0 | 0 | 0 | 0 | 0 | 0 | 0 | 0 | 0 | 0 | 0 | 0 | 0 | 0 | 0 | 0 | 0 | 0 | 0 | 0
F1_Commercial_Other Health_Existing_Miscellaneous_Natural Gas_Pool Heater_E4 | F1 | Commercial | Other Health | Existing | Miscellaneous | Natural Gas | Pool Heater | E4 | CCE | 0 | 0 | 0 | 0 | 0 | 0 | 0 | 0 | 0 | 0 | 0 | 0 | 0 | 0 | 0 | 0 | 0 | 0 | 0 | 0 | 0 | 0 | 0 | 0 | 0 | 0 | 0 | 0 | 0 | 0 | 0 | 0 | 0
F1_Commercial_Other Health_Existing_Miscellaneous_Natural Gas_Pool Heater_E5 | F1 | Commercial | Other Health | Existing | Miscellaneous | Natural Gas | Pool Heater | E5 | CCE | 0 | 0 | 0 | 0 | 0 | 0 | 0 | 0 | 0 | 0 | 0 | 0 | 0 | 0 | 0 | 0 | 0 | 0 | 0 | 0 | 0 | 0 | 0 | 0 | 0 | 0 | 0 | 0 | 0 | 0 | 0 | 0 | 0
F1_Commercial_Other Health_Existing_Miscellaneous_Natural Gas_Pool Heater_E6 | F1 | Commercial | Other Health | Existing | Miscellaneous | Natural Gas | Pool Heater | E6 | CCE | 0 | 0 | 0 | 0 | 0 | 0 | 0 | 0 | 0 | 0 | 0 | 0 | 0 | 0 | 0 | 0 | 0 | 0 | 0 | 0 | 0 | 0 | 0 | 0 | 0 | 0 | 0 | 0 | 0 | 0 | 0 | 0 | 0
F1_Commercial_Other Health_Existing_Miscellaneous_Natural Gas_Pool Heater_E7 | F1 | Commercial | Other Health | Existing | Miscellaneous | Natural Gas | Pool Heater | E7 | CCE | 0 | 0 | 0 | 0 | 0 | 0 | 0 | 0 | 0 | 0 | 0 | 0 | 0 | 0 | 0 | 0 | 0 | 0 | 0 | 0 | 0 | 0 | 0 | 0 | 0 | 0 | 0 | 0 | 0 | 0 | 0 | 0 | 0
F1_Commercial_Other Health_Existing_Miscellaneous_Natural Gas_Pool Heater_E8 | F1 | Commercial | Other Health | Existing | Miscellaneous | Natural Gas | Pool Heater | E8 | CCE | 0 | 0 | 0 | 0 | 0 | 0 | 0 | 0 | 0 | 0 | 0 | 0 | 0 | 0 | 0 | 0 | 0 | 0 | 0 | 0 | 0 | 0 | 0 | 0 | 0 | 0 | 0 | 0 | 0 | 0 | 0 | 0 | 0
F1_Commercial_Other Health_Existing_Miscellaneous_Natural Gas_Pool Heater_E9 | F1 | Commercial | Other Health | Existing | Miscellaneous | Natural Gas | Pool Heater | E9 | CCE | 0 | 0 | 0 | 0 | 0 | 0 | 0 | 0 | 0 | 0 | 0 | 0 | 0 | 0 | 0 | 0 | 0 | 0 | 0 | 0 | 0 | 0 | 0 | 0 | 0 | 0 | 0 | 0 | 0 | 0 | 0 | 0 | 0
F1_Commercial_Other Health_Existing_Miscellaneous_Natural Gas_Pool Heater_E10 | F1 | Commercial | Other Health | Existing | Miscellaneous | Natural Gas | Pool Heater | E10 | CCE | 0 | 0 | 0 | 0 | 0 | 0 | 0 | 0 | 0 | 0 | 0 | 0 | 0 | 0 | 0 | 0 | 0 | 0 | 0 | 0 | 0 | 0 | 0 | 0 | 0 | 0 | 0 | 0 | 0 | 0 | 0 | 0 | 0
F2_Commercial_Other Health_Existing_Miscellaneous_Natural Gas_Pool Heater_E1 | F2 | Commercial | Other Health | Existing | Miscellaneous | Natural Gas | Pool Heater | E1 | TRC BC Ratio | bar: 2019 to 2051
F2_Commercial_Other Health_Existing_Miscellaneous_Natural Gas_Pool Heater_E2 | F2 | Commercial | Other Health | Existing | Miscellaneous | Natural Gas | Pool Heater | E2 | TRC BC Ratio | 0 | 0 | 0 | 0 | 0 | 0 | 0 | 0 | 0 | 0 | 0 | 0 | 0 | 0 | 0 | 0 | 0 | 0 | 0 | 0 | 0 | 0 | 0 | 0 | 0 | 0 | 0 | 0 | 0 | 0 | 0 | 0 | 0
F2_Commercial_Other Health_Existing_Miscellaneous_Natural Gas_Pool Heater_E3 | F2 | Commercial | Other Health | Existing | Miscellaneous | Natural Gas | Pool Heater | E3 | TRC BC Ratio | 0 | 0 | 0 | 0 | 0 | 0 | 0 | 0 | 0 | 0 | 0 | 0 | 0 | 0 | 0 | 0 | 0 | 0 | 0 | 0 | 0 | 0 | 0 | 0 | 0 | 0 | 0 | 0 | 0 | 0 | 0 | 0 | 0
F2_Commercial_Other Health_Existing_Miscellaneous_Natural Gas_Pool Heater_E4 | F2 | Commercial | Other Health | Existing | Miscellaneous | Natural Gas | Pool Heater | E4 | TRC BC Ratio | 0 | 0 | 0 | 0 | 0 | 0 | 0 | 0 | 0 | 0 | 0 | 0 | 0 | 0 | 0 | 0 | 0 | 0 | 0 | 0 | 0 | 0 | 0 | 0 | 0 | 0 | 0 | 0 | 0 | 0 | 0 | 0 | 0
F2_Commercial_Other Health_Existing_Miscellaneous_Natural Gas_Pool Heater_E5 | F2 | Commercial | Other Health | Existing | Miscellaneous | Natural Gas | Pool Heater | E5 | TRC BC Ratio | 0 | 0 | 0 | 0 | 0 | 0 | 0 | 0 | 0 | 0 | 0 | 0 | 0 | 0 | 0 | 0 | 0 | 0 | 0 | 0 | 0 | 0 | 0 | 0 | 0 | 0 | 0 | 0 | 0 | 0 | 0 | 0 | 0
F2_Commercial_Other Health_Existing_Miscellaneous_Natural Gas_Pool Heater_E6 | F2 | Commercial | Other Health | Existing | Miscellaneous | Natural Gas | Pool Heater | E6 | TRC BC Ratio | 0 | 0 | 0 | 0 | 0 | 0 | 0 | 0 | 0 | 0 | 0 | 0 | 0 | 0 | 0 | 0 | 0 | 0 | 0 | 0 | 0 | 0 | 0 | 0 | 0 | 0 | 0 | 0 | 0 | 0 | 0 | 0 | 0
F2_Commercial_Other Health_Existing_Miscellaneous_Natural Gas_Pool Heater_E7 | F2 | Commercial | Other Health | Existing | Miscellaneous | Natural Gas | Pool Heater | E7 | TRC BC Ratio | 0 | 0 | 0 | 0 | 0 | 0 | 0 | 0 | 0 | 0 | 0 | 0 | 0 | 0 | 0 | 0 | 0 | 0 | 0 | 0 | 0 | 0 | 0 | 0 | 0 | 0 | 0 | 0 | 0 | 0 | 0 | 0 | 0
F2_Commercial_Other Health_Existing_Miscellaneous_Natural Gas_Pool Heater_E8 | F2 | Commercial | Other Health | Existing | Miscellaneous | Natural Gas | Pool Heater | E8 | TRC BC Ratio | 0 | 0 | 0 | 0 | 0 | 0 | 0 | 0 | 0 | 0 | 0 | 0 | 0 | 0 | 0 | 0 | 0 | 0 | 0 | 0 | 0 | 0 | 0 | 0 | 0 | 0 | 0 | 0 | 0 | 0 | 0 | 0 | 0
F2_Commercial_Other Health_Existing_Miscellaneous_Natural Gas_Pool Heater_E9 | F2 | Commercial | Other Health | Existing | Miscellaneous | Natural Gas | Pool Heater | E9 | TRC BC Ratio | 0 | 0 | 0 | 0 | 0 | 0 | 0 | 0 | 0 | 0 | 0 | 0 | 0 | 0 | 0 | 0 | 0 | 0 | 0 | 0 | 0 | 0 | 0 | 0 | 0 | 0 | 0 | 0 | 0 | 0 | 0 | 0 | 0
F2_Commercial_Other Health_Existing_Miscellaneous_Natural Gas_Pool Heater_E10 | F2 | Commercial | Other Health | Existing | Miscellaneous | Natural Gas | Pool Heater | E10 | TRC BC Ratio | 0 | 0 | 0 | 0 | 0 | 0 | 0 | 0 | 0 | 0 | 0 | 0 | 0 | 0 | 0 | 0 | 0 | 0 | 0 | 0 | 0 | 0 | 0 | 0 | 0 | 0 | 0 | 0 | 0 | 0 | 0 | 0 | 0
F3_Commercial_Other Health_Existing_Miscellaneous_Natural Gas_Pool Heater_E1 | F3 | Commercial | Other Health | Existing | Miscellaneous | Natural Gas | Pool Heater | E1 | PACT BC Ratio | bar: 2019 to 2051
F3_Commercial_Other Health_Existing_Miscellaneous_Natural Gas_Pool Heater_E2 | F3 | Commercial | Other Health | Existing | Miscellaneous | Natural Gas | Pool Heater | E2 | PACT BC Ratio | 0 | 0 | 0 | 0 | 0 | 0 | 0 | 0 | 0 | 0 | 0 | 0 | 0 | 0 | 0 | 0 | 0 | 0 | 0 | 0 | 0 | 0 | 0 | 0 | 0 | 0 | 0 | 0 | 0 | 0 | 0 | 0 | 0
F3_Commercial_Other Health_Existing_Miscellaneous_Natural Gas_Pool Heater_E3 | F3 | Commercial | Other Health | Existing | Miscellaneous | Natural Gas | Pool Heater | E3 | PACT BC Ratio | 0 | 0 | 0 | 0 | 0 | 0 | 0 | 0 | 0 | 0 | 0 | 0 | 0 | 0 | 0 | 0 | 0 | 0 | 0 | 0 | 0 | 0 | 0 | 0 | 0 | 0 | 0 | 0 | 0 | 0 | 0 | 0 | 0
F3_Commercial_Other Health_Existing_Miscellaneous_Natural Gas_Pool Heater_E4 | F3 | Commercial | Other Health | Existing | Miscellaneous | Natural Gas | Pool Heater | E4 | PACT BC Ratio | 0 | 0 | 0 | 0 | 0 | 0 | 0 | 0 | 0 | 0 | 0 | 0 | 0 | 0 | 0 | 0 | 0 | 0 | 0 | 0 | 0 | 0 | 0 | 0 | 0 | 0 | 0 | 0 | 0 | 0 | 0 | 0 | 0
F3_Commercial_Other Health_Existing_Miscellaneous_Natural Gas_Pool Heater_E5 | F3 | Commercial | Other Health | Existing | Miscellaneous | Natural Gas | Pool Heater | E5 | PACT BC Ratio | 0 | 0 | 0 | 0 | 0 | 0 | 0 | 0 | 0 | 0 | 0 | 0 | 0 | 0 | 0 | 0 | 0 | 0 | 0 | 0 | 0 | 0 | 0 | 0 | 0 | 0 | 0 | 0 | 0 | 0 | 0 | 0 | 0
F3_Commercial_Other Health_Existing_Miscellaneous_Natural Gas_Pool Heater_E6 | F3 | Commercial | Other Health | Existing | Miscellaneous | Natural Gas | Pool Heater | E6 | PACT BC Ratio | 0 | 0 | 0 | 0 | 0 | 0 | 0 | 0 | 0 | 0 | 0 | 0 | 0 | 0 | 0 | 0 | 0 | 0 | 0 | 0 | 0 | 0 | 0 | 0 | 0 | 0 | 0 | 0 | 0 | 0 | 0 | 0 | 0
F3_Commercial_Other Health_Existing_Miscellaneous_Natural Gas_Pool Heater_E7 | F3 | Commercial | Other Health | Existing | Miscellaneous | Natural Gas | Pool Heater | E7 | PACT BC Ratio | 0 | 0 | 0 | 0 | 0 | 0 | 0 | 0 | 0 | 0 | 0 | 0 | 0 | 0 | 0 | 0 | 0 | 0 | 0 | 0 | 0 | 0 | 0 | 0 | 0 | 0 | 0 | 0 | 0 | 0 | 0 | 0 | 0
F3_Commercial_Other Health_Existing_Miscellaneous_Natural Gas_Pool Heater_E8 | F3 | Commercial | Other Health | Existing | Miscellaneous | Natural Gas | Pool Heater | E8 | PACT BC Ratio | 0 | 0 | 0 | 0 | 0 | 0 | 0 | 0 | 0 | 0 | 0 | 0 | 0 | 0 | 0 | 0 | 0 | 0 | 0 | 0 | 0 | 0 | 0 | 0 | 0 | 0 | 0 | 0 | 0 | 0 | 0 | 0 | 0
F3_Commercial_Other Health_Existing_Miscellaneous_Natural Gas_Pool Heater_E9 | F3 | Commercial | Other Health | Existing | Miscellaneous | Natural Gas | Pool Heater | E9 | PACT BC Ratio | 0 | 0 | 0 | 0 | 0 | 0 | 0 | 0 | 0 | 0 | 0 | 0 | 0 | 0 | 0 | 0 | 0 | 0 | 0 | 0 | 0 | 0 | 0 | 0 | 0 | 0 | 0 | 0 | 0 | 0 | 0 | 0 | 0
F3_Commercial_Other Health_Existing_Miscellaneous_Natural Gas_Pool Heater_E10 | F3 | Commercial | Other Health | Existing | Miscellaneous | Natural Gas | Pool Heater | E10 | PACT BC Ratio | 0 | 0 | 0 | 0 | 0 | 0 | 0 | 0 | 0 | 0 | 0 | 0 | 0 | 0 | 0 | 0 | 0 | 0 | 0 | 0 | 0 | 0 | 0 | 0 | 0 | 0 | 0 | 0 | 0 | 0 | 0 | 0 | 0
F4_Commercial_Other Health_Existing_Miscellaneous_Natural Gas_Pool Heater_E1 | F4 | Commercial | Other Health | Existing | Miscellaneous | Natural Gas | Pool Heater | E1 | RVT BC Ratio | bar: 2019 to 2051
F4_Commercial_Other Health_Existing_Miscellaneous_Natural Gas_Pool Heater_E2 | F4 | Commercial | Other Health | Existing | Miscellaneous | Natural Gas | Pool Heater | E2 | RVT BC Ratio | 0.7 | 0.7 | 0.7 | 0.7 | 0.7 | 0.7 | 0.7 | 0.7 | 0.7 | 0.7 | 0.7 | 0.7 | 0.7 | 0.7 | 0.7 | 0.7 | 0.7 | 0.7 | 0.7 | 0.7 | 0.7 | 0.7 | 0.7 | 0.7 | 0.7 | 0.7 | 0.7 | 0.7 | 0.7 | 0.7 | 0.7 | 0.7 | 0.7
F4_Commercial_Other Health_Existing_Miscellaneous_Natural Gas_Pool Heater_E3 | F4 | Commercial | Other Health | Existing | Miscellaneous | Natural Gas | Pool Heater | E3 | RVT BC Ratio | 0 | 0 | 0 | 0 | 0 | 0 | 0 | 0 | 0 | 0 | 0 | 0 | 0 | 0 | 0 | 0 | 0 | 0 | 0 | 0 | 0 | 0 | 0 | 0 | 0 | 0 | 0 | 0 | 0 | 0 | 0 | 0 | 0
F4_Commercial_Other Health_Existing_Miscellaneous_Natural Gas_Pool Heater_E4 | F4 | Commercial | Other Health | Existing | Miscellaneous | Natural Gas | Pool Heater | E4 | RVT BC Ratio | 0 | 0 | 0 | 0 | 0 | 0 | 0 | 0 | 0 | 0 | 0 | 0 | 0 | 0 | 0 | 0 | 0 | 0 | 0 | 0 | 0 | 0 | 0 | 0 | 0 | 0 | 0 | 0 | 0 | 0 | 0 | 0 | 0
F4_Commercial_Other Health_Existing_Miscellaneous_Natural Gas_Pool Heater_E5 | F4 | Commercial | Other Health | Existing | Miscellaneous | Natural Gas | Pool Heater | E5 | RVT BC Ratio | 0 | 0 | 0 | 0 | 0 | 0 | 0 | 0 | 0 | 0 | 0 | 0 | 0 | 0 | 0 | 0 | 0 | 0 | 0 | 0 | 0 | 0 | 0 | 0 | 0 | 0 | 0 | 0 | 0 | 0 | 0 | 0 | 0
F4_Commercial_Other Health_Existing_Miscellaneous_Natural Gas_Pool Heater_E6 | F4 | Commercial | Other Health | Existing | Miscellaneous | Natural Gas | Pool Heater | E6 | RVT BC Ratio | 0 | 0 | 0 | 0 | 0 | 0 | 0 | 0 | 0 | 0 | 0 | 0 | 0 | 0 | 0 | 0 | 0 | 0 | 0 | 0 | 0 | 0 | 0 | 0 | 0 | 0 | 0 | 0 | 0 | 0 | 0 | 0 | 0
F4_Commercial_Other Health_Existing_Miscellaneous_Natural Gas_Pool Heater_E7 | F4 | Commercial | Other Health | Existing | Miscellaneous | Natural Gas | Pool Heater | E7 | RVT BC Ratio | 0 | 0 | 0 | 0 | 0 | 0 | 0 | 0 | 0 | 0 | 0 | 0 | 0 | 0 | 0 | 0 | 0 | 0 | 0 | 0 | 0 | 0 | 0 | 0 | 0 | 0 | 0 | 0 | 0 | 0 | 0 | 0 | 0
F4_Commercial_Other Health_Existing_Miscellaneous_Natural Gas_Pool Heater_E8 | F4 | Commercial | Other Health | Existing | Miscellaneous | Natural Gas | Pool Heater | E8 | RVT BC Ratio | 0 | 0 | 0 | 0 | 0 | 0 | 0 | 0 | 0 | 0 | 0 | 0 | 0 | 0 | 0 | 0 | 0 | 0 | 0 | 0 | 0 | 0 | 0 | 0 | 0 | 0 | 0 | 0 | 0 | 0 | 0 | 0 | 0
F4_Commercial_Other Health_Existing_Miscellaneous_Natural Gas_Pool Heater_E9 | F4 | Commercial | Other Health | Existing | Miscellaneous | Natural Gas | Pool Heater | E9 | RVT BC Ratio | 0 | 0 | 0 | 0 | 0 | 0 | 0 | 0 | 0 | 0 | 0 | 0 | 0 | 0 | 0 | 0 | 0 | 0 | 0 | 0 | 0 | 0 | 0 | 0 | 0 | 0 | 0 | 0 | 0 | 0 | 0 | 0 | 0
F4_Commercial_Other Health_Existing_Miscellaneous_Natural Gas_Pool Heater_E10 | F4 | Commercial | Other Health | Existing | Miscellaneous | Natural Gas | Pool Heater | E10 | RVT BC Ratio | 0 | 0 | 0 | 0 | 0 | 0 | 0 | 0 | 0 | 0 | 0 | 0 | 0 | 0 | 0 | 0 | 0 | 0 | 0 | 0 | 0 | 0 | 0 | 0 | 0 | 0 | 0 | 0 | 0 | 0 | 0 | 0 | 0
F5_Commercial_Other Health_Existing_Miscellaneous_Natural Gas_Pool Heater_E1 | F5 | Commercial | Other Health | Existing | Miscellaneous | Natural Gas | Pool Heater | E1 | RIM BC Ratio | bar: 2019 to 2051
F5_Commercial_Other Health_Existing_Miscellaneous_Natural Gas_Pool Heater_E2 | F5 | Commercial | Other Health | Existing | Miscellaneous | Natural Gas | Pool Heater | E2 | RIM BC Ratio | 0 | 0 | 0 | 0 | 0 | 0 | 0 | 0 | 0 | 0 | 0 | 0 | 0 | 0 | 0 | 0 | 0 | 0 | 0 | 0 | 0 | 0 | 0 | 0 | 0 | 0 | 0 | 0 | 0 | 0 | 0 | 0 | 0
F5_Commercial_Other Health_Existing_Miscellaneous_Natural Gas_Pool Heater_E3 | F5 | Commercial | Other Health | Existing | Miscellaneous | Natural Gas | Pool Heater | E3 | RIM BC Ratio | 0 | 0 | 0 | 0 | 0 | 0 | 0 | 0 | 0 | 0 | 0 | 0 | 0 | 0 | 0 | 0 | 0 | 0 | 0 | 0 | 0 | 0 | 0 | 0 | 0 | 0 | 0 | 0 | 0 | 0 | 0 | 0 | 0
F5_Commercial_Other Health_Existing_Miscellaneous_Natural Gas_Pool Heater_E4 | F5 | Commercial | Other Health | Existing | Miscellaneous | Natural Gas | Pool Heater | E4 | RIM BC Ratio | 0 | 0 | 0 | 0 | 0 | 0 | 0 | 0 | 0 | 0 | 0 | 0 | 0 | 0 | 0 | 0 | 0 | 0 | 0 | 0 | 0 | 0 | 0 | 0 | 0 | 0 | 0 | 0 | 0 | 0 | 0 | 0 | 0
F5_Commercial_Other Health_Existing_Miscellaneous_Natural Gas_Pool Heater_E5 | F5 | Commercial | Other Health | Existing | Miscellaneous | Natural Gas | Pool Heater | E5 | RIM BC Ratio | 0 | 0 | 0 | 0 | 0 | 0 | 0 | 0 | 0 | 0 | 0 | 0 | 0 | 0 | 0 | 0 | 0 | 0 | 0 | 0 | 0 | 0 | 0 | 0 | 0 | 0 | 0 | 0 | 0 | 0 | 0 | 0 | 0
F5_Commercial_Other Health_Existing_Miscellaneous_Natural Gas_Pool Heater_E6 | F5 | Commercial | Other Health | Existing | Miscellaneous | Natural Gas | Pool Heater | E6 | RIM BC Ratio | 0 | 0 | 0 | 0 | 0 | 0 | 0 | 0 | 0 | 0 | 0 | 0 | 0 | 0 | 0 | 0 | 0 | 0 | 0 | 0 | 0 | 0 | 0 | 0 | 0 | 0 | 0 | 0 | 0 | 0 | 0 | 0 | 0
F5_Commercial_Other Health_Existing_Miscellaneous_Natural Gas_Pool Heater_E7 | F5 | Commercial | Other Health | Existing | Miscellaneous | Natural Gas | Pool Heater | E7 | RIM BC Ratio | 0 | 0 | 0 | 0 | 0 | 0 | 0 | 0 | 0 | 0 | 0 | 0 | 0 | 0 | 0 | 0 | 0 | 0 | 0 | 0 | 0 | 0 | 0 | 0 | 0 | 0 | 0 | 0 | 0 | 0 | 0 | 0 | 0
F5_Commercial_Other Health_Existing_Miscellaneous_Natural Gas_Pool Heater_E8 | F5 | Commercial | Other Health | Existing | Miscellaneous | Natural Gas | Pool Heater | E8 | RIM BC Ratio | 0 | 0 | 0 | 0 | 0 | 0 | 0 | 0 | 0 | 0 | 0 | 0 | 0 | 0 | 0 | 0 | 0 | 0 | 0 | 0 | 0 | 0 | 0 | 0 | 0 | 0 | 0 | 0 | 0 | 0 | 0 | 0 | 0
F5_Commercial_Other Health_Existing_Miscellaneous_Natural Gas_Pool Heater_E9 | F5 | Commercial | Other Health | Existing | Miscellaneous | Natural Gas | Pool Heater | E9 | RIM BC Ratio | 0 | 0 | 0 | 0 | 0 | 0 | 0 | 0 | 0 | 0 | 0 | 0 | 0 | 0 | 0 | 0 | 0 | 0 | 0 | 0 | 0 | 0 | 0 | 0 | 0 | 0 | 0 | 0 | 0 | 0 | 0 | 0 | 0
F5_Commercial_Other Health_Existing_Miscellaneous_Natural Gas_Pool Heater_E10 | F5 | Commercial | Other Health | Existing | Miscellaneous | Natural Gas | Pool Heater | E10 | RIM BC Ratio | 0 | 0 | 0 | 0 | 0 | 0 | 0 | 0 | 0 | 0 | 0 | 0 | 0 | 0 | 0 | 0 | 0 | 0 | 0 | 0 | 0 | 0 | 0 | 0 | 0 | 0 | 0 | 0 | 0 | 0 | 0 | 0 | 0
F0_Commercial_Other Health_Existing_Miscellaneous_Natural Gas_Miscellaneous_E0 | F0 | Commercial | Other Health | Existing | Miscellaneous | Natural Gas | Miscellaneous | E0 | Economic Unit | Miscellaneous | Miscellaneous | Miscellaneous | Miscellaneous | Miscellaneous | Miscellaneous | Miscellaneous | Miscellaneous | Miscellaneous | Miscellaneous | Miscellaneous | Miscellaneous | Miscellaneous | Miscellaneous | Miscellaneous | Miscellaneous | Miscellaneous | Miscellaneous | Miscellaneous | Miscellaneous | Miscellaneous | Miscellaneous | Miscellaneous | Miscellaneous | Miscellaneous | Miscellaneous | Miscellaneous | Miscellaneous | Miscellaneous | Miscellaneous | Miscellaneous | Miscellaneous | Miscellaneous
F1_Commercial_Other Health_Existing_Miscellaneous_Natural Gas_Miscellaneous_E1 | F1 | Commercial | Other Health | Existing | Miscellaneous | Natural Gas | Miscellaneous | E1 | CCE | 0 | 0 | 0 | 0 | 0 | 0 | 0 | 0 | 0 | 0 | 0 | 0 | 0 | 0 | 0 | 0 | 0 | 0 | 0 | 0 | 0 | 0 | 0 | 0 | 0 | 0 | 0 | 0 | 0 | 0 | 0 | 0 | 0
F1_Commercial_Other Health_Existing_Miscellaneous_Natural Gas_Miscellaneous_E2 | F1 | Commercial | Other Health | Existing | Miscellaneous | Natural Gas | Miscellaneous | E2 | CCE | 0 | 0 | 0 | 0 | 0 | 0 | 0 | 0 | 0 | 0 | 0 | 0 | 0 | 0 | 0 | 0 | 0 | 0 | 0 | 0 | 0 | 0 | 0 | 0 | 0 | 0 | 0 | 0 | 0 | 0 | 0 | 0 | 0
F1_Commercial_Other Health_Existing_Miscellaneous_Natural Gas_Miscellaneous_E3 | F1 | Commercial | Other Health | Existing | Miscellaneous | Natural Gas | Miscellaneous | E3 | CCE | 0 | 0 | 0 | 0 | 0 | 0 | 0 | 0 | 0 | 0 | 0 | 0 | 0 | 0 | 0 | 0 | 0 | 0 | 0 | 0 | 0 | 0 | 0 | 0 | 0 | 0 | 0 | 0 | 0 | 0 | 0 | 0 | 0
F1_Commercial_Other Health_Existing_Miscellaneous_Natural Gas_Miscellaneous_E4 | F1 | Commercial | Other Health | Existing | Miscellaneous | Natural Gas | Miscellaneous | E4 | CCE | 0 | 0 | 0 | 0 | 0 | 0 | 0 | 0 | 0 | 0 | 0 | 0 | 0 | 0 | 0 | 0 | 0 | 0 | 0 | 0 | 0 | 0 | 0 | 0 | 0 | 0 | 0 | 0 | 0 | 0 | 0 | 0 | 0
F1_Commercial_Other Health_Existing_Miscellaneous_Natural Gas_Miscellaneous_E5 | F1 | Commercial | Other Health | Existing | Miscellaneous | Natural Gas | Miscellaneous | E5 | CCE | 0 | 0 | 0 | 0 | 0 | 0 | 0 | 0 | 0 | 0 | 0 | 0 | 0 | 0 | 0 | 0 | 0 | 0 | 0 | 0 | 0 | 0 | 0 | 0 | 0 | 0 | 0 | 0 | 0 | 0 | 0 | 0 | 0
F1_Commercial_Other Health_Existing_Miscellaneous_Natural Gas_Miscellaneous_E6 | F1 | Commercial | Other Health | Existing | Miscellaneous | Natural Gas | Miscellaneous | E6 | CCE | 0 | 0 | 0 | 0 | 0 | 0 | 0 | 0 | 0 | 0 | 0 | 0 | 0 | 0 | 0 | 0 | 0 | 0 | 0 | 0 | 0 | 0 | 0 | 0 | 0 | 0 | 0 | 0 | 0 | 0 | 0 | 0 | 0
F1_Commercial_Other Health_Existing_Miscellaneous_Natural Gas_Miscellaneous_E7 | F1 | Commercial | Other Health | Existing | Miscellaneous | Natural Gas | Miscellaneous | E7 | CCE | 0 | 0 | 0 | 0 | 0 | 0 | 0 | 0 | 0 | 0 | 0 | 0 | 0 | 0 | 0 | 0 | 0 | 0 | 0 | 0 | 0 | 0 | 0 | 0 | 0 | 0 | 0 | 0 | 0 | 0 | 0 | 0 | 0
F1_Commercial_Other Health_Existing_Miscellaneous_Natural Gas_Miscellaneous_E8 | F1 | Commercial | Other Health | Existing | Miscellaneous | Natural Gas | Miscellaneous | E8 | CCE | 0 | 0 | 0 | 0 | 0 | 0 | 0 | 0 | 0 | 0 | 0 | 0 | 0 | 0 | 0 | 0 | 0 | 0 | 0 | 0 | 0 | 0 | 0 | 0 | 0 | 0 | 0 | 0 | 0 | 0 | 0 | 0 | 0
F1_Commercial_Other Health_Existing_Miscellaneous_Natural Gas_Miscellaneous_E9 | F1 | Commercial | Other Health | Existing | Miscellaneous | Natural Gas | Miscellaneous | E9 | CCE | 0 | 0 | 0 | 0 | 0 | 0 | 0 | 0 | 0 | 0 | 0 | 0 | 0 | 0 | 0 | 0 | 0 | 0 | 0 | 0 | 0 | 0 | 0 | 0 | 0 | 0 | 0 | 0 | 0 | 0 | 0 | 0 | 0
F1_Commercial_Other Health_Existing_Miscellaneous_Natural Gas_Miscellaneous_E10 | F1 | Commercial | Other Health | Existing | Miscellaneous | Natural Gas | Miscellaneous | E10 | CCE | 0 | 0 | 0 | 0 | 0 | 0 | 0 | 0 | 0 | 0 | 0 | 0 | 0 | 0 | 0 | 0 | 0 | 0 | 0 | 0 | 0 | 0 | 0 | 0 | 0 | 0 | 0 | 0 | 0 | 0 | 0 | 0 | 0
F2_Commercial_Other Health_Existing_Miscellaneous_Natural Gas_Miscellaneous_E1 | F2 | Commercial | Other Health | Existing | Miscellaneous | Natural Gas | Miscellaneous | E1 | TRC BC Ratio | bar: 2019 to 2051
F2_Commercial_Other Health_Existing_Miscellaneous_Natural Gas_Miscellaneous_E2 | F2 | Commercial | Other Health | Existing | Miscellaneous | Natural Gas | Miscellaneous | E2 | TRC BC Ratio | 0 | 0 | 0 | 0 | 0 | 0 | 0 | 0 | 0 | 0 | 0 | 0 | 0 | 0 | 0 | 0 | 0 | 0 | 0 | 0 | 0 | 0 | 0 | 0 | 0 | 0 | 0 | 0 | 0 | 0 | 0 | 0 | 0
F2_Commercial_Other Health_Existing_Miscellaneous_Natural Gas_Miscellaneous_E3 | F2 | Commercial | Other Health | Existing | Miscellaneous | Natural Gas | Miscellaneous | E3 | TRC BC Ratio | 0 | 0 | 0 | 0 | 0 | 0 | 0 | 0 | 0 | 0 | 0 | 0 | 0 | 0 | 0 | 0 | 0 | 0 | 0 | 0 | 0 | 0 | 0 | 0 | 0 | 0 | 0 | 0 | 0 | 0 | 0 | 0 | 0
F2_Commercial_Other Health_Existing_Miscellaneous_Natural Gas_Miscellaneous_E4 | F2 | Commercial | Other Health | Existing | Miscellaneous | Natural Gas | Miscellaneous | E4 | TRC BC Ratio | 0 | 0 | 0 | 0 | 0 | 0 | 0 | 0 | 0 | 0 | 0 | 0 | 0 | 0 | 0 | 0 | 0 | 0 | 0 | 0 | 0 | 0 | 0 | 0 | 0 | 0 | 0 | 0 | 0 | 0 | 0 | 0 | 0
F2_Commercial_Other Health_Existing_Miscellaneous_Natural Gas_Miscellaneous_E5 | F2 | Commercial | Other Health | Existing | Miscellaneous | Natural Gas | Miscellaneous | E5 | TRC BC Ratio | 0 | 0 | 0 | 0 | 0 | 0 | 0 | 0 | 0 | 0 | 0 | 0 | 0 | 0 | 0 | 0 | 0 | 0 | 0 | 0 | 0 | 0 | 0 | 0 | 0 | 0 | 0 | 0 | 0 | 0 | 0 | 0 | 0
F2_Commercial_Other Health_Existing_Miscellaneous_Natural Gas_Miscellaneous_E6 | F2 | Commercial | Other Health | Existing | Miscellaneous | Natural Gas | Miscellaneous | E6 | TRC BC Ratio | 0 | 0 | 0 | 0 | 0 | 0 | 0 | 0 | 0 | 0 | 0 | 0 | 0 | 0 | 0 | 0 | 0 | 0 | 0 | 0 | 0 | 0 | 0 | 0 | 0 | 0 | 0 | 0 | 0 | 0 | 0 | 0 | 0
F2_Commercial_Other Health_Existing_Miscellaneous_Natural Gas_Miscellaneous_E7 | F2 | Commercial | Other Health | Existing | Miscellaneous | Natural Gas | Miscellaneous | E7 | TRC BC Ratio | 0 | 0 | 0 | 0 | 0 | 0 | 0 | 0 | 0 | 0 | 0 | 0 | 0 | 0 | 0 | 0 | 0 | 0 | 0 | 0 | 0 | 0 | 0 | 0 | 0 | 0 | 0 | 0 | 0 | 0 | 0 | 0 | 0
F2_Commercial_Other Health_Existing_Miscellaneous_Natural Gas_Miscellaneous_E8 | F2 | Commercial | Other Health | Existing | Miscellaneous | Natural Gas | Miscellaneous | E8 | TRC BC Ratio | 0 | 0 | 0 | 0 | 0 | 0 | 0 | 0 | 0 | 0 | 0 | 0 | 0 | 0 | 0 | 0 | 0 | 0 | 0 | 0 | 0 | 0 | 0 | 0 | 0 | 0 | 0 | 0 | 0 | 0 | 0 | 0 | 0
F2_Commercial_Other Health_Existing_Miscellaneous_Natural Gas_Miscellaneous_E9 | F2 | Commercial | Other Health | Existing | Miscellaneous | Natural Gas | Miscellaneous | E9 | TRC BC Ratio | 0 | 0 | 0 | 0 | 0 | 0 | 0 | 0 | 0 | 0 | 0 | 0 | 0 | 0 | 0 | 0 | 0 | 0 | 0 | 0 | 0 | 0 | 0 | 0 | 0 | 0 | 0 | 0 | 0 | 0 | 0 | 0 | 0
F2_Commercial_Other Health_Existing_Miscellaneous_Natural Gas_Miscellaneous_E10 | F2 | Commercial | Other Health | Existing | Miscellaneous | Natural Gas | Miscellaneous | E10 | TRC BC Ratio | 0 | 0 | 0 | 0 | 0 | 0 | 0 | 0 | 0 | 0 | 0 | 0 | 0 | 0 | 0 | 0 | 0 | 0 | 0 | 0 | 0 | 0 | 0 | 0 | 0 | 0 | 0 | 0 | 0 | 0 | 0 | 0 | 0
F3_Commercial_Other Health_Existing_Miscellaneous_Natural Gas_Miscellaneous_E1 | F3 | Commercial | Other Health | Existing | Miscellaneous | Natural Gas | Miscellaneous | E1 | PACT BC Ratio | bar: 2019 to 2051
F3_Commercial_Other Health_Existing_Miscellaneous_Natural Gas_Miscellaneous_E2 | F3 | Commercial | Other Health | Existing | Miscellaneous | Natural Gas | Miscellaneous | E2 | PACT BC Ratio | 0 | 0 | 0 | 0 | 0 | 0 | 0 | 0 | 0 | 0 | 0 | 0 | 0 | 0 | 0 | 0 | 0 | 0 | 0 | 0 | 0 | 0 | 0 | 0 | 0 | 0 | 0 | 0 | 0 | 0 | 0 | 0 | 0
F3_Commercial_Other Health_Existing_Miscellaneous_Natural Gas_Miscellaneous_E3 | F3 | Commercial | Other Health | Existing | Miscellaneous | Natural Gas | Miscellaneous | E3 | PACT BC Ratio | 0 | 0 | 0 | 0 | 0 | 0 | 0 | 0 | 0 | 0 | 0 | 0 | 0 | 0 | 0 | 0 | 0 | 0 | 0 | 0 | 0 | 0 | 0 | 0 | 0 | 0 | 0 | 0 | 0 | 0 | 0 | 0 | 0
F3_Commercial_Other Health_Existing_Miscellaneous_Natural Gas_Miscellaneous_E4 | F3 | Commercial | Other Health | Existing | Miscellaneous | Natural Gas | Miscellaneous | E4 | PACT BC Ratio | 0 | 0 | 0 | 0 | 0 | 0 | 0 | 0 | 0 | 0 | 0 | 0 | 0 | 0 | 0 | 0 | 0 | 0 | 0 | 0 | 0 | 0 | 0 | 0 | 0 | 0 | 0 | 0 | 0 | 0 | 0 | 0 | 0
F3_Commercial_Other Health_Existing_Miscellaneous_Natural Gas_Miscellaneous_E5 | F3 | Commercial | Other Health | Existing | Miscellaneous | Natural Gas | Miscellaneous | E5 | PACT BC Ratio | 0 | 0 | 0 | 0 | 0 | 0 | 0 | 0 | 0 | 0 | 0 | 0 | 0 | 0 | 0 | 0 | 0 | 0 | 0 | 0 | 0 | 0 | 0 | 0 | 0 | 0 | 0 | 0 | 0 | 0 | 0 | 0 | 0
F3_Commercial_Other Health_Existing_Miscellaneous_Natural Gas_Miscellaneous_E6 | F3 | Commercial | Other Health | Existing | Miscellaneous | Natural Gas | Miscellaneous | E6 | PACT BC Ratio | 0 | 0 | 0 | 0 | 0 | 0 | 0 | 0 | 0 | 0 | 0 | 0 | 0 | 0 | 0 | 0 | 0 | 0 | 0 | 0 | 0 | 0 | 0 | 0 | 0 | 0 | 0 | 0 | 0 | 0 | 0 | 0 | 0
F3_Commercial_Other Health_Existing_Miscellaneous_Natural Gas_Miscellaneous_E7 | F3 | Commercial | Other Health | Existing | Miscellaneous | Natural Gas | Miscellaneous | E7 | PACT BC Ratio | 0 | 0 | 0 | 0 | 0 | 0 | 0 | 0 | 0 | 0 | 0 | 0 | 0 | 0 | 0 | 0 | 0 | 0 | 0 | 0 | 0 | 0 | 0 | 0 | 0 | 0 | 0 | 0 | 0 | 0 | 0 | 0 | 0
F3_Commercial_Other Health_Existing_Miscellaneous_Natural Gas_Miscellaneous_E8 | F3 | Commercial | Other Health | Existing | Miscellaneous | Natural Gas | Miscellaneous | E8 | PACT BC Ratio | 0 | 0 | 0 | 0 | 0 | 0 | 0 | 0 | 0 | 0 | 0 | 0 | 0 | 0 | 0 | 0 | 0 | 0 | 0 | 0 | 0 | 0 | 0 | 0 | 0 | 0 | 0 | 0 | 0 | 0 | 0 | 0 | 0
F3_Commercial_Other Health_Existing_Miscellaneous_Natural Gas_Miscellaneous_E9 | F3 | Commercial | Other Health | Existing | Miscellaneous | Natural Gas | Miscellaneous | E9 | PACT BC Ratio | 0 | 0 | 0 | 0 | 0 | 0 | 0 | 0 | 0 | 0 | 0 | 0 | 0 | 0 | 0 | 0 | 0 | 0 | 0 | 0 | 0 | 0 | 0 | 0 | 0 | 0 | 0 | 0 | 0 | 0 | 0 | 0 | 0
F3_Commercial_Other Health_Existing_Miscellaneous_Natural Gas_Miscellaneous_E10 | F3 | Commercial | Other Health | Existing | Miscellaneous | Natural Gas | Miscellaneous | E10 | PACT BC Ratio | 0 | 0 | 0 | 0 | 0 | 0 | 0 | 0 | 0 | 0 | 0 | 0 | 0 | 0 | 0 | 0 | 0 | 0 | 0 | 0 | 0 | 0 | 0 | 0 | 0 | 0 | 0 | 0 | 0 | 0 | 0 | 0 | 0
F4_Commercial_Other Health_Existing_Miscellaneous_Natural Gas_Miscellaneous_E1 | F4 | Commercial | Other Health | Existing | Miscellaneous | Natural Gas | Miscellaneous | E1 | RVT BC Ratio | bar: 2019 to 2051
F4_Commercial_Other Health_Existing_Miscellaneous_Natural Gas_Miscellaneous_E2 | F4 | Commercial | Other Health | Existing | Miscellaneous | Natural Gas | Miscellaneous | E2 | RVT BC Ratio | 0 | 0 | 0 | 0 | 0 | 0 | 0 | 0 | 0 | 0 | 0 | 0 | 0 | 0 | 0 | 0 | 0 | 0 | 0 | 0 | 0 | 0 | 0 | 0 | 0 | 0 | 0 | 0 | 0 | 0 | 0 | 0 | 0
F4_Commercial_Other Health_Existing_Miscellaneous_Natural Gas_Miscellaneous_E3 | F4 | Commercial | Other Health | Existing | Miscellaneous | Natural Gas | Miscellaneous | E3 | RVT BC Ratio | 0 | 0 | 0 | 0 | 0 | 0 | 0 | 0 | 0 | 0 | 0 | 0 | 0 | 0 | 0 | 0 | 0 | 0 | 0 | 0 | 0 | 0 | 0 | 0 | 0 | 0 | 0 | 0 | 0 | 0 | 0 | 0 | 0
F4_Commercial_Other Health_Existing_Miscellaneous_Natural Gas_Miscellaneous_E4 | F4 | Commercial | Other Health | Existing | Miscellaneous | Natural Gas | Miscellaneous | E4 | RVT BC Ratio | 0 | 0 | 0 | 0 | 0 | 0 | 0 | 0 | 0 | 0 | 0 | 0 | 0 | 0 | 0 | 0 | 0 | 0 | 0 | 0 | 0 | 0 | 0 | 0 | 0 | 0 | 0 | 0 | 0 | 0 | 0 | 0 | 0
F4_Commercial_Other Health_Existing_Miscellaneous_Natural Gas_Miscellaneous_E5 | F4 | Commercial | Other Health | Existing | Miscellaneous | Natural Gas | Miscellaneous | E5 | RVT BC Ratio | 0 | 0 | 0 | 0 | 0 | 0 | 0 | 0 | 0 | 0 | 0 | 0 | 0 | 0 | 0 | 0 | 0 | 0 | 0 | 0 | 0 | 0 | 0 | 0 | 0 | 0 | 0 | 0 | 0 | 0 | 0 | 0 | 0
F4_Commercial_Other Health_Existing_Miscellaneous_Natural Gas_Miscellaneous_E6 | F4 | Commercial | Other Health | Existing | Miscellaneous | Natural Gas | Miscellaneous | E6 | RVT BC Ratio | 0 | 0 | 0 | 0 | 0 | 0 | 0 | 0 | 0 | 0 | 0 | 0 | 0 | 0 | 0 | 0 | 0 | 0 | 0 | 0 | 0 | 0 | 0 | 0 | 0 | 0 | 0 | 0 | 0 | 0 | 0 | 0 | 0
F4_Commercial_Other Health_Existing_Miscellaneous_Natural Gas_Miscellaneous_E7 | F4 | Commercial | Other Health | Existing | Miscellaneous | Natural Gas | Miscellaneous | E7 | RVT BC Ratio | 0 | 0 | 0 | 0 | 0 | 0 | 0 | 0 | 0 | 0 | 0 | 0 | 0 | 0 | 0 | 0 | 0 | 0 | 0 | 0 | 0 | 0 | 0 | 0 | 0 | 0 | 0 | 0 | 0 | 0 | 0 | 0 | 0
F4_Commercial_Other Health_Existing_Miscellaneous_Natural Gas_Miscellaneous_E8 | F4 | Commercial | Other Health | Existing | Miscellaneous | Natural Gas | Miscellaneous | E8 | RVT BC Ratio | 0 | 0 | 0 | 0 | 0 | 0 | 0 | 0 | 0 | 0 | 0 | 0 | 0 | 0 | 0 | 0 | 0 | 0 | 0 | 0 | 0 | 0 | 0 | 0 | 0 | 0 | 0 | 0 | 0 | 0 | 0 | 0 | 0
F4_Commercial_Other Health_Existing_Miscellaneous_Natural Gas_Miscellaneous_E9 | F4 | Commercial | Other Health | Existing | Miscellaneous | Natural Gas | Miscellaneous | E9 | RVT BC Ratio | 0 | 0 | 0 | 0 | 0 | 0 | 0 | 0 | 0 | 0 | 0 | 0 | 0 | 0 | 0 | 0 | 0 | 0 | 0 | 0 | 0 | 0 | 0 | 0 | 0 | 0 | 0 | 0 | 0 | 0 | 0 | 0 | 0
F4_Commercial_Other Health_Existing_Miscellaneous_Natural Gas_Miscellaneous_E10 | F4 | Commercial | Other Health | Existing | Miscellaneous | Natural Gas | Miscellaneous | E10 | RVT BC Ratio | 0 | 0 | 0 | 0 | 0 | 0 | 0 | 0 | 0 | 0 | 0 | 0 | 0 | 0 | 0 | 0 | 0 | 0 | 0 | 0 | 0 | 0 | 0 | 0 | 0 | 0 | 0 | 0 | 0 | 0 | 0 | 0 | 0
F5_Commercial_Other Health_Existing_Miscellaneous_Natural Gas_Miscellaneous_E1 | F5 | Commercial | Other Health | Existing | Miscellaneous | Natural Gas | Miscellaneous | E1 | RIM BC Ratio | bar: 2019 to 2051
F5_Commercial_Other Health_Existing_Miscellaneous_Natural Gas_Miscellaneous_E2 | F5 | Commercial | Other Health | Existing | Miscellaneous | Natural Gas | Miscellaneous | E2 | RIM BC Ratio | 0 | 0 | 0 | 0 | 0 | 0 | 0 | 0 | 0 | 0 | 0 | 0 | 0 | 0 | 0 | 0 | 0 | 0 | 0 | 0 | 0 | 0 | 0 | 0 | 0 | 0 | 0 | 0 | 0 | 0 | 0 | 0 | 0
F5_Commercial_Other Health_Existing_Miscellaneous_Natural Gas_Miscellaneous_E3 | F5 | Commercial | Other Health | Existing | Miscellaneous | Natural Gas | Miscellaneous | E3 | RIM BC Ratio | 0 | 0 | 0 | 0 | 0 | 0 | 0 | 0 | 0 | 0 | 0 | 0 | 0 | 0 | 0 | 0 | 0 | 0 | 0 | 0 | 0 | 0 | 0 | 0 | 0 | 0 | 0 | 0 | 0 | 0 | 0 | 0 | 0
F5_Commercial_Other Health_Existing_Miscellaneous_Natural Gas_Miscellaneous_E4 | F5 | Commercial | Other Health | Existing | Miscellaneous | Natural Gas | Miscellaneous | E4 | RIM BC Ratio | 0 | 0 | 0 | 0 | 0 | 0 | 0 | 0 | 0 | 0 | 0 | 0 | 0 | 0 | 0 | 0 | 0 | 0 | 0 | 0 | 0 | 0 | 0 | 0 | 0 | 0 | 0 | 0 | 0 | 0 | 0 | 0 | 0
F5_Commercial_Other Health_Existing_Miscellaneous_Natural Gas_Miscellaneous_E5 | F5 | Commercial | Other Health | Existing | Miscellaneous | Natural Gas | Miscellaneous | E5 | RIM BC Ratio | 0 | 0 | 0 | 0 | 0 | 0 | 0 | 0 | 0 | 0 | 0 | 0 | 0 | 0 | 0 | 0 | 0 | 0 | 0 | 0 | 0 | 0 | 0 | 0 | 0 | 0 | 0 | 0 | 0 | 0 | 0 | 0 | 0
F5_Commercial_Other Health_Existing_Miscellaneous_Natural Gas_Miscellaneous_E6 | F5 | Commercial | Other Health | Existing | Miscellaneous | Natural Gas | Miscellaneous | E6 | RIM BC Ratio | 0 | 0 | 0 | 0 | 0 | 0 | 0 | 0 | 0 | 0 | 0 | 0 | 0 | 0 | 0 | 0 | 0 | 0 | 0 | 0 | 0 | 0 | 0 | 0 | 0 | 0 | 0 | 0 | 0 | 0 | 0 | 0 | 0
F5_Commercial_Other Health_Existing_Miscellaneous_Natural Gas_Miscellaneous_E7 | F5 | Commercial | Other Health | Existing | Miscellaneous | Natural Gas | Miscellaneous | E7 | RIM BC Ratio | 0 | 0 | 0 | 0 | 0 | 0 | 0 | 0 | 0 | 0 | 0 | 0 | 0 | 0 | 0 | 0 | 0 | 0 | 0 | 0 | 0 | 0 | 0 | 0 | 0 | 0 | 0 | 0 | 0 | 0 | 0 | 0 | 0
F5_Commercial_Other Health_Existing_Miscellaneous_Natural Gas_Miscellaneous_E8 | F5 | Commercial | Other Health | Existing | Miscellaneous | Natural Gas | Miscellaneous | E8 | RIM BC Ratio | 0 | 0 | 0 | 0 | 0 | 0 | 0 | 0 | 0 | 0 | 0 | 0 | 0 | 0 | 0 | 0 | 0 | 0 | 0 | 0 | 0 | 0 | 0 | 0 | 0 | 0 | 0 | 0 | 0 | 0 | 0 | 0 | 0
F5_Commercial_Other Health_Existing_Miscellaneous_Natural Gas_Miscellaneous_E9 | F5 | Commercial | Other Health | Existing | Miscellaneous | Natural Gas | Miscellaneous | E9 | RIM BC Ratio | 0 | 0 | 0 | 0 | 0 | 0 | 0 | 0 | 0 | 0 | 0 | 0 | 0 | 0 | 0 | 0 | 0 | 0 | 0 | 0 | 0 | 0 | 0 | 0 | 0 | 0 | 0 | 0 | 0 | 0 | 0 | 0 | 0
F5_Commercial_Other Health_Existing_Miscellaneous_Natural Gas_Miscellaneous_E10 | F5 | Commercial | Other Health | Existing | Miscellaneous | Natural Gas | Miscellaneous | E10 | RIM BC Ratio | 0 | 0 | 0 | 0 | 0 | 0 | 0 | 0 | 0 | 0 | 0 | 0 | 0 | 0 | 0 | 0 | 0 | 0 | 0 | 0 | 0 | 0 | 0 | 0 | 0 | 0 | 0 | 0 | 0 | 0 | 0 | 0 | 0
F0_Commercial_Other Health_New_Space Heating_Natural Gas_Furnace_E0 | F0 | Commercial | Other Health | New | Space Heating | Natural Gas | Furnace | E0 | Economic Unit | AFUE 96% | AFUE 96% | AFUE 96% | AFUE 96% | AFUE 96% | AFUE 91% (WA State Min 2023) | AFUE 91% (WA State Min 2023) | AFUE 91% (WA State Min 2023) | AFUE 91% (WA State Min 2023) | AFUE 91% (WA State Min 2023) | AFUE 91% (WA State Min 2023) | AFUE 91% (WA State Min 2023) | AFUE 91% (WA State Min 2023) | AFUE 91% (WA State Min 2023) | AFUE 91% (WA State Min 2023) | AFUE 91% (WA State Min 2023) | AFUE 91% (WA State Min 2023) | AFUE 91% (WA State Min 2023) | AFUE 91% (WA State Min 2023) | AFUE 91% (WA State Min 2023) | AFUE 91% (WA State Min 2023) | AFUE 91% (WA State Min 2023) | AFUE 91% (WA State Min 2023) | AFUE 91% (WA State Min 2023) | AFUE 91% (WA State Min 2023) | AFUE 91% (WA State Min 2023) | AFUE 91% (WA State Min 2023) | AFUE 91% (WA State Min 2023) | AFUE 91% (WA State Min 2023) | AFUE 91% (WA State Min 2023) | AFUE 91% (WA State Min 2023) | AFUE 91% (WA State Min 2023) | AFUE 91% (WA State Min 2023)
F1_Commercial_Other Health_New_Space Heating_Natural Gas_Furnace_E1 | F1 | Commercial | Other Health | New | Space Heating | Natural Gas | Furnace | E1 | CCE | 0 | 0 | 0 | 0 | 0 | 0 | 0 | 0 | 0 | 0 | 0 | 0 | 0 | 0 | 0 | 0 | 0 | 0 | 0 | 0 | 0 | 0 | 0 | 0 | 0 | 0 | 0 | 0 | 0 | 0 | 0 | 0 | 0
F1_Commercial_Other Health_New_Space Heating_Natural Gas_Furnace_E2 | F1 | Commercial | Other Health | New | Space Heating | Natural Gas | Furnace | E2 | CCE | 0.55841 | 0.57815 | 0.52175 | 0.53438 | 0.53725 | 0 | 0 | 0 | 0 | 0 | 0 | 0 | 0 | 0 | 0 | 0 | 0 | 0 | 0 | 0 | 0 | 0 | 0 | 0 | 0 | 0 | 0 | 0 | 0 | 0 | 0 | 0 | 0
F1_Commercial_Other Health_New_Space Heating_Natural Gas_Furnace_E3 | F1 | Commercial | Other Health | New | Space Heating | Natural Gas | Furnace | E3 | CCE | 1.3247 | 1.3715 | 1.2377 | 1.2676 | 1.2745 | 0 | 0 | 0 | 0 | 0 | 0 | 0 | 0 | 0 | 0 | 0 | 0 | 0 | 0 | 0 | 0 | 0 | 0 | 0 | 0 | 0 | 0 | 0 | 0 | 0 | 0 | 0 | 0
F1_Commercial_Other Health_New_Space Heating_Natural Gas_Furnace_E4 | F1 | Commercial | Other Health | New | Space Heating | Natural Gas | Furnace | E4 | CCE | 2.0884 | 2.1622 | 1.9513 | 1.9985 | 2.0092 | 3.1599 | 3.1771 | 3.1944 | 3.212 | 3.2297 | 3.2477 | 3.2659 | 3.2842 | 3.3027 | 3.3215 | 3.3405 | 3.3597 | 3.3791 | 3.3988 | 3.4187 | 3.4388 | 3.4591 | 3.4797 | 3.5005 | 3.5216 | 3.5429 | 3.5645 | 3.5864 | 3.6085 | 3.6309 | 3.6536 | 3.6766 | 3.6766
F1_Commercial_Other Health_New_Space Heating_Natural Gas_Furnace_E5 | F1 | Commercial | Other Health | New | Space Heating | Natural Gas | Furnace | E5 | CCE | 0 | 0 | 0 | 0 | 0 | 0 | 0 | 28.3871 | 28.5431 | 28.7007 | 28.8604 | 29.0216 | 29.1847 | 29.3495 | 29.5164 | 29.6851 | 29.8557 | 30.0281 | 30.2029 | 30.3796 | 30.5583 | 30.7387 | 30.9219 | 31.1069 | 31.2943 | 31.4834 | 31.6757 | 31.8698 | 32.0665 | 32.2653 | 32.4672 | 32.6713 | 32.6713
F1_Commercial_Other Health_New_Space Heating_Natural Gas_Furnace_E6 | F1 | Commercial | Other Health | New | Space Heating | Natural Gas | Furnace | E6 | CCE | 0 | 0 | 0 | 0 | 0 | 0 | 0 | 0 | 0 | 0 | 0 | 0 | 0 | 0 | 0 | 0 | 0 | 0 | 0 | 0 | 0 | 0 | 0 | 0 | 0 | 0 | 0 | 0 | 0 | 0 | 0 | 0 | 0
F1_Commercial_Other Health_New_Space Heating_Natural Gas_Furnace_E7 | F1 | Commercial | Other Health | New | Space Heating | Natural Gas | Furnace | E7 | CCE | 0 | 0 | 0 | 0 | 0 | 0 | 0 | 0 | 0 | 0 | 0 | 0 | 0 | 0 | 0 | 0 | 0 | 0 | 0 | 0 | 0 | 0 | 0 | 0 | 0 | 0 | 0 | 0 | 0 | 0 | 0 | 0 | 0
F1_Commercial_Other Health_New_Space Heating_Natural Gas_Furnace_E8 | F1 | Commercial | Other Health | New | Space Heating | Natural Gas | Furnace | E8 | CCE | 0 | 0 | 0 | 0 | 0 | 0 | 0 | 0 | 0 | 0 | 0 | 0 | 0 | 0 | 0 | 0 | 0 | 0 | 0 | 0 | 0 | 0 | 0 | 0 | 0 | 0 | 0 | 0 | 0 | 0 | 0 | 0 | 0
F1_Commercial_Other Health_New_Space Heating_Natural Gas_Furnace_E9 | F1 | Commercial | Other Health | New | Space Heating | Natural Gas | Furnace | E9 | CCE | 0 | 0 | 0 | 0 | 0 | 0 | 0 | 0 | 0 | 0 | 0 | 0 | 0 | 0 | 0 | 0 | 0 | 0 | 0 | 0 | 0 | 0 | 0 | 0 | 0 | 0 | 0 | 0 | 0 | 0 | 0 | 0 | 0
F1_Commercial_Other Health_New_Space Heating_Natural Gas_Furnace_E10 | F1 | Commercial | Other Health | New | Space Heating | Natural Gas | Furnace | E10 | CCE | 0 | 0 | 0 | 0 | 0 | 0 | 0 | 0 | 0 | 0 | 0 | 0 | 0 | 0 | 0 | 0 | 0 | 0 | 0 | 0 | 0 | 0 | 0 | 0 | 0 | 0 | 0 | 0 | 0 | 0 | 0 | 0 | 0
F2_Commercial_Other Health_New_Space Heating_Natural Gas_Furnace_E1 | F2 | Commercial | Other Health | New | Space Heating | Natural Gas | Furnace | E1 | TRC BC Ratio | 1 | 1 | 1 | 1 | 1 | 0 | 0 | 0 | 0 | 0 | 0 | 0 | 0 | 0 | 0 | 0 | 0 | 0 | 0 | 0 | 0 | 0 | 0 | 0 | 0 | 0 | 0 | 0 | 0 | 0 | 0 | 0 | 0
F2_Commercial_Other Health_New_Space Heating_Natural Gas_Furnace_E2 | F2 | Commercial | Other Health | New | Space Heating | Natural Gas | Furnace | E2 | TRC BC Ratio | 3.892 | 3.8905 | 3.8975 | 3.879 | 3.8664 | 0 | 0 | 0 | 0 | 0 | 0 | 0 | 0 | 0 | 0 | 0 | 0 | 0 | 0 | 0 | 0 | 0 | 0 | 0 | 0 | 0 | 0 | 0 | 0 | 0 | 0 | 0 | 0
F2_Commercial_Other Health_New_Space Heating_Natural Gas_Furnace_E3 | F2 | Commercial | Other Health | New | Space Heating | Natural Gas | Furnace | E3 | TRC BC Ratio | 1.6407 | 1.64 | 1.643 | 1.6352 | 1.6299 | 1 | 1 | 1 | 1 | 1 | 1 | 1 | 1 | 1 | 1 | 1 | 1 | 1 | 1 | 1 | 1 | 1 | 1 | 1 | 1 | 1 | 1 | 1 | 1 | 1 | 1 | 1 | 1
F2_Commercial_Other Health_New_Space Heating_Natural Gas_Furnace_E4 | F2 | Commercial | Other Health | New | Space Heating | Natural Gas | Furnace | E4 | TRC BC Ratio | 1.0407 | 1.0403 | 1.0422 | 1.0372 | 1.0338 | 0.66023 | 0.66089 | 0.66124 | 0.66201 | 0.66264 | 0.66319 | 0.6636 | 0.66414 | 0.66473 | 0.66519 | 0.66567 | 0.66615 | 0.66676 | 0.66734 | 0.66809 | 0.66873 | 0.66942 | 0.66999 | 0.67067 | 0.67119 | 0.67167 | 0.67212 | 0.67262 | 0.67294 | 0.67329 | 0.6735 | 0.67376 | 0.67376
F2_Commercial_Other Health_New_Space Heating_Natural Gas_Furnace_E5 | F2 | Commercial | Other Health | New | Space Heating | Natural Gas | Furnace | E5 | TRC BC Ratio | 0 | 0 | 0 | 0 | 0 | 0 | 0 | 0.07441 | 0.074497 | 0.074568 | 0.07463 | 0.074676 | 0.074736 | 0.074803 | 0.074855 | 0.074909 | 0.074963 | 0.075032 | 0.075097 | 0.075181 | 0.075253 | 0.075331 | 0.075395 | 0.075471 | 0.07553 | 0.075584 | 0.075635 | 0.075691 | 0.075727 | 0.075767 | 0.07579 | 0.07582 | 0.07582
F2_Commercial_Other Health_New_Space Heating_Natural Gas_Furnace_E6 | F2 | Commercial | Other Health | New | Space Heating | Natural Gas | Furnace | E6 | TRC BC Ratio | 0 | 0 | 0 | 0 | 0 | 0 | 0 | 0 | 0 | 0 | 0 | 0 | 0 | 0 | 0 | 0 | 0 | 0 | 0 | 0 | 0 | 0 | 0 | 0 | 0 | 0 | 0 | 0 | 0 | 0 | 0 | 0 | 0
F2_Commercial_Other Health_New_Space Heating_Natural Gas_Furnace_E7 | F2 | Commercial | Other Health | New | Space Heating | Natural Gas | Furnace | E7 | TRC BC Ratio | 0 | 0 | 0 | 0 | 0 | 0 | 0 | 0 | 0 | 0 | 0 | 0 | 0 | 0 | 0 | 0 | 0 | 0 | 0 | 0 | 0 | 0 | 0 | 0 | 0 | 0 | 0 | 0 | 0 | 0 | 0 | 0 | 0
F2_Commercial_Other Health_New_Space Heating_Natural Gas_Furnace_E8 | F2 | Commercial | Other Health | New | Space Heating | Natural Gas | Furnace | E8 | TRC BC Ratio | 0 | 0 | 0 | 0 | 0 | 0 | 0 | 0 | 0 | 0 | 0 | 0 | 0 | 0 | 0 | 0 | 0 | 0 | 0 | 0 | 0 | 0 | 0 | 0 | 0 | 0 | 0 | 0 | 0 | 0 | 0 | 0 | 0
F2_Commercial_Other Health_New_Space Heating_Natural Gas_Furnace_E9 | F2 | Commercial | Other Health | New | Space Heating | Natural Gas | Furnace | E9 | TRC BC Ratio | 0 | 0 | 0 | 0 | 0 | 0 | 0 | 0 | 0 | 0 | 0 | 0 | 0 | 0 | 0 | 0 | 0 | 0 | 0 | 0 | 0 | 0 | 0 | 0 | 0 | 0 | 0 | 0 | 0 | 0 | 0 | 0 | 0
F2_Commercial_Other Health_New_Space Heating_Natural Gas_Furnace_E10 | F2 | Commercial | Other Health | New | Space Heating | Natural Gas | Furnace | E10 | TRC BC Ratio | 0 | 0 | 0 | 0 | 0 | 0 | 0 | 0 | 0 | 0 | 0 | 0 | 0 | 0 | 0 | 0 | 0 | 0 | 0 | 0 | 0 | 0 | 0 | 0 | 0 | 0 | 0 | 0 | 0 | 0 | 0 | 0 | 0
F3_Commercial_Other Health_New_Space Heating_Natural Gas_Furnace_E1 | F3 | Commercial | Other Health | New | Space Heating | Natural Gas | Furnace | E1 | PACT BC Ratio | 1 | 1 | 1 | 1 | 1 | 0 | 0 | 0 | 0 | 0 | 0 | 0 | 0 | 0 | 0 | 0 | 0 | 0 | 0 | 0 | 0 | 0 | 0 | 0 | 0 | 0 | 0 | 0 | 0 | 0 | 0 | 0 | 0
F3_Commercial_Other Health_New_Space Heating_Natural Gas_Furnace_E2 | F3 | Commercial | Other Health | New | Space Heating | Natural Gas | Furnace | E2 | PACT BC Ratio | 5.1893 | 5.1873 | 5.1967 | 5.172 | 5.1551 | 0 | 0 | 0 | 0 | 0 | 0 | 0 | 0 | 0 | 0 | 0 | 0 | 0 | 0 | 0 | 0 | 0 | 0 | 0 | 0 | 0 | 0 | 0 | 0 | 0 | 0 | 0 | 0
F3_Commercial_Other Health_New_Space Heating_Natural Gas_Furnace_E3 | F3 | Commercial | Other Health | New | Space Heating | Natural Gas | Furnace | E3 | PACT BC Ratio | 2.1876 | 2.1867 | 2.1907 | 2.1803 | 2.1732 | 1 | 1 | 1 | 1 | 1 | 1 | 1 | 1 | 1 | 1 | 1 | 1 | 1 | 1 | 1 | 1 | 1 | 1 | 1 | 1 | 1 | 1 | 1 | 1 | 1 | 1 | 1 | 1
F3_Commercial_Other Health_New_Space Heating_Natural Gas_Furnace_E4 | F3 | Commercial | Other Health | New | Space Heating | Natural Gas | Furnace | E4 | PACT BC Ratio | 1.3876 | 1.387 | 1.3896 | 1.383 | 1.3784 | 0.88031 | 0.88119 | 0.88165 | 0.88268 | 0.88352 | 0.88425 | 0.8848 | 0.88551 | 0.88631 | 0.88692 | 0.88756 | 0.88819 | 0.88901 | 0.88979 | 0.89078 | 0.89164 | 0.89256 | 0.89332 | 0.89422 | 0.89492 | 0.89556 | 0.89616 | 0.89682 | 0.89725 | 0.89772 | 0.898 | 0.89835 | 0.89835
F3_Commercial_Other Health_New_Space Heating_Natural Gas_Furnace_E5 | F3 | Commercial | Other Health | New | Space Heating | Natural Gas | Furnace | E5 | PACT BC Ratio | 0 | 0 | 0 | 0 | 0 | 0 | 0 | 0.099213 | 0.09933 | 0.099425 | 0.099506 | 0.099568 | 0.099648 | 0.099738 | 0.099806 | 0.099879 | 0.09995 | 0.10004 | 0.10013 | 0.10024 | 0.10034 | 0.10044 | 0.10053 | 0.10063 | 0.10071 | 0.10078 | 0.10085 | 0.10092 | 0.10097 | 0.10102 | 0.10105 | 0.10109 | 0.10109
F3_Commercial_Other Health_New_Space Heating_Natural Gas_Furnace_E6 | F3 | Commercial | Other Health | New | Space Heating | Natural Gas | Furnace | E6 | PACT BC Ratio | 0 | 0 | 0 | 0 | 0 | 0 | 0 | 0 | 0 | 0 | 0 | 0 | 0 | 0 | 0 | 0 | 0 | 0 | 0 | 0 | 0 | 0 | 0 | 0 | 0 | 0 | 0 | 0 | 0 | 0 | 0 | 0 | 0
F3_Commercial_Other Health_New_Space Heating_Natural Gas_Furnace_E7 | F3 | Commercial | Other Health | New | Space Heating | Natural Gas | Furnace | E7 | PACT BC Ratio | 0 | 0 | 0 | 0 | 0 | 0 | 0 | 0 | 0 | 0 | 0 | 0 | 0 | 0 | 0 | 0 | 0 | 0 | 0 | 0 | 0 | 0 | 0 | 0 | 0 | 0 | 0 | 0 | 0 | 0 | 0 | 0 | 0
F3_Commercial_Other Health_New_Space Heating_Natural Gas_Furnace_E8 | F3 | Commercial | Other Health | New | Space Heating | Natural Gas | Furnace | E8 | PACT BC Ratio | 0 | 0 | 0 | 0 | 0 | 0 | 0 | 0 | 0 | 0 | 0 | 0 | 0 | 0 | 0 | 0 | 0 | 0 | 0 | 0 | 0 | 0 | 0 | 0 | 0 | 0 | 0 | 0 | 0 | 0 | 0 | 0 | 0
F3_Commercial_Other Health_New_Space Heating_Natural Gas_Furnace_E9 | F3 | Commercial | Other Health | New | Space Heating | Natural Gas | Furnace | E9 | PACT BC Ratio | 0 | 0 | 0 | 0 | 0 | 0 | 0 | 0 | 0 | 0 | 0 | 0 | 0 | 0 | 0 | 0 | 0 | 0 | 0 | 0 | 0 | 0 | 0 | 0 | 0 | 0 | 0 | 0 | 0 | 0 | 0 | 0 | 0
F3_Commercial_Other Health_New_Space Heating_Natural Gas_Furnace_E10 | F3 | Commercial | Other Health | New | Space Heating | Natural Gas | Furnace | E10 | PACT BC Ratio | 0 | 0 | 0 | 0 | 0 | 0 | 0 | 0 | 0 | 0 | 0 | 0 | 0 | 0 | 0 | 0 | 0 | 0 | 0 | 0 | 0 | 0 | 0 | 0 | 0 | 0 | 0 | 0 | 0 | 0 | 0 | 0 | 0
F4_Commercial_Other Health_New_Space Heating_Natural Gas_Furnace_E1 | F4 | Commercial | Other Health | New | Space Heating | Natural Gas | Furnace | E1 | RVT BC Ratio | 1 | 1 | 1 | 1 | 1 | 0 | 0 | 0 | 0 | 0 | 0 | 0 | 0 | 0 | 0 | 0 | 0 | 0 | 0 | 0 | 0 | 0 | 0 | 0 | 0 | 0 | 0 | 0 | 0 | 0 | 0 | 0 | 0
F4_Commercial_Other Health_New_Space Heating_Natural Gas_Furnace_E2 | F4 | Commercial | Other Health | New | Space Heating | Natural Gas | Furnace | E2 | RVT BC Ratio | 6.2954 | 6.2933 | 6.3034 | 6.2768 | 6.2586 | 0 | 0 | 0 | 0 | 0 | 0 | 0 | 0 | 0 | 0 | 0 | 0 | 0 | 0 | 0 | 0 | 0 | 0 | 0 | 0 | 0 | 0 | 0 | 0 | 0 | 0 | 0 | 0
F4_Commercial_Other Health_New_Space Heating_Natural Gas_Furnace_E3 | F4 | Commercial | Other Health | New | Space Heating | Natural Gas | Furnace | E3 | RVT BC Ratio | 3.0588 | 3.0578 | 3.0621 | 3.0509 | 3.0432 | 1 | 1 | 1 | 1 | 1 | 1 | 1 | 1 | 1 | 1 | 1 | 1 | 1 | 1 | 1 | 1 | 1 | 1 | 1 | 1 | 1 | 1 | 1 | 1 | 1 | 1 | 1 | 1
F4_Commercial_Other Health_New_Space Heating_Natural Gas_Furnace_E4 | F4 | Commercial | Other Health | New | Space Heating | Natural Gas | Furnace | E4 | RVT BC Ratio | 2.1962 | 2.1956 | 2.1983 | 2.1912 | 2.1863 | 1.6492 | 1.6502 | 1.6506 | 1.6518 | 1.6527 | 1.6535 | 1.654 | 1.6548 | 1.6557 | 1.6563 | 1.657 | 1.6577 | 1.6586 | 1.6594 | 1.6605 | 1.6614 | 1.6624 | 1.6632 | 1.6642 | 1.665 | 1.6656 | 1.6663 | 1.667 | 1.6675 | 1.668 | 1.6683 | 1.6687 | 1.6687
F4_Commercial_Other Health_New_Space Heating_Natural Gas_Furnace_E5 | F4 | Commercial | Other Health | New | Space Heating | Natural Gas | Furnace | E5 | RVT BC Ratio | 0 | 0 | 0 | 0 | 0 | 0 | 0 | 0.80698 | 0.8071 | 0.80721 | 0.80729 | 0.80736 | 0.80745 | 0.80754 | 0.80762 | 0.8077 | 0.80777 | 0.80787 | 0.80797 | 0.80809 | 0.80819 | 0.8083 | 0.80839 | 0.8085 | 0.80859 | 0.80867 | 0.80874 | 0.80882 | 0.80887 | 0.80893 | 0.80896 | 0.809 | 0.809
F4_Commercial_Other Health_New_Space Heating_Natural Gas_Furnace_E6 | F4 | Commercial | Other Health | New | Space Heating | Natural Gas | Furnace | E6 | RVT BC Ratio | 0 | 0 | 0 | 0 | 0 | 0 | 0 | 0 | 0 | 0 | 0 | 0 | 0 | 0 | 0 | 0 | 0 | 0 | 0 | 0 | 0 | 0 | 0 | 0 | 0 | 0 | 0 | 0 | 0 | 0 | 0 | 0 | 0
F4_Commercial_Other Health_New_Space Heating_Natural Gas_Furnace_E7 | F4 | Commercial | Other Health | New | Space Heating | Natural Gas | Furnace | E7 | RVT BC Ratio | 0 | 0 | 0 | 0 | 0 | 0 | 0 | 0 | 0 | 0 | 0 | 0 | 0 | 0 | 0 | 0 | 0 | 0 | 0 | 0 | 0 | 0 | 0 | 0 | 0 | 0 | 0 | 0 | 0 | 0 | 0 | 0 | 0
F4_Commercial_Other Health_New_Space Heating_Natural Gas_Furnace_E8 | F4 | Commercial | Other Health | New | Space Heating | Natural Gas | Furnace | E8 | RVT BC Ratio | 0 | 0 | 0 | 0 | 0 | 0 | 0 | 0 | 0 | 0 | 0 | 0 | 0 | 0 | 0 | 0 | 0 | 0 | 0 | 0 | 0 | 0 | 0 | 0 | 0 | 0 | 0 | 0 | 0 | 0 | 0 | 0 | 0
F4_Commercial_Other Health_New_Space Heating_Natural Gas_Furnace_E9 | F4 | Commercial | Other Health | New | Space Heating | Natural Gas | Furnace | E9 | RVT BC Ratio | 0 | 0 | 0 | 0 | 0 | 0 | 0 | 0 | 0 | 0 | 0 | 0 | 0 | 0 | 0 | 0 | 0 | 0 | 0 | 0 | 0 | 0 | 0 | 0 | 0 | 0 | 0 | 0 | 0 | 0 | 0 | 0 | 0
F4_Commercial_Other Health_New_Space Heating_Natural Gas_Furnace_E10 | F4 | Commercial | Other Health | New | Space Heating | Natural Gas | Furnace | E10 | RVT BC Ratio | 0 | 0 | 0 | 0 | 0 | 0 | 0 | 0 | 0 | 0 | 0 | 0 | 0 | 0 | 0 | 0 | 0 | 0 | 0 | 0 | 0 | 0 | 0 | 0 | 0 | 0 | 0 | 0 | 0 | 0 | 0 | 0 | 0
F5_Commercial_Other Health_New_Space Heating_Natural Gas_Furnace_E1 | F5 | Commercial | Other Health | New | Space Heating | Natural Gas | Furnace | E1 | RIM BC Ratio | 1 | 1 | 1 | 1 | 1 | 0 | 0 | 0 | 0 | 0 | 0 | 0 | 0 | 0 | 0 | 0 | 0 | 0 | 0 | 0 | 0 | 0 | 0 | 0 | 0 | 0 | 0 | 0 | 0 | 0 | 0 | 0 | 0
F5_Commercial_Other Health_New_Space Heating_Natural Gas_Furnace_E2 | F5 | Commercial | Other Health | New | Space Heating | Natural Gas | Furnace | E2 | RIM BC Ratio | 0.71903 | 0.71899 | 0.71917 | 0.71869 | 0.71837 | 0 | 0 | 0 | 0 | 0 | 0 | 0 | 0 | 0 | 0 | 0 | 0 | 0 | 0 | 0 | 0 | 0 | 0 | 0 | 0 | 0 | 0 | 0 | 0 | 0 | 0 | 0 | 0
F5_Commercial_Other Health_New_Space Heating_Natural Gas_Furnace_E3 | F5 | Commercial | Other Health | New | Space Heating | Natural Gas | Furnace | E3 | RIM BC Ratio | 0.60416 | 0.60409 | 0.6044 | 0.6036 | 0.60305 | 1 | 1 | 1 | 1 | 1 | 1 | 1 | 1 | 1 | 1 | 1 | 1 | 1 | 1 | 1 | 1 | 1 | 1 | 1 | 1 | 1 | 1 | 1 | 1 | 1 | 1 | 1 | 1
F5_Commercial_Other Health_New_Space Heating_Natural Gas_Furnace_E4 | F5 | Commercial | Other Health | New | Space Heating | Natural Gas | Furnace | E4 | RIM BC Ratio | 0.52117 | 0.5211 | 0.52145 | 0.52052 | 0.51988 | 0.42844 | 0.42865 | 0.42876 | 0.429 | 0.4292 | 0.42938 | 0.4295 | 0.42967 | 0.42986 | 0.43 | 0.43015 | 0.4303 | 0.4305 | 0.43068 | 0.43091 | 0.43111 | 0.43132 | 0.4315 | 0.43171 | 0.43187 | 0.43202 | 0.43216 | 0.43232 | 0.43242 | 0.43253 | 0.43259 | 0.43267 | 0.43267
F5_Commercial_Other Health_New_Space Heating_Natural Gas_Furnace_E5 | F5 | Commercial | Other Health | New | Space Heating | Natural Gas | Furnace | E5 | RIM BC Ratio | 0 | 0 | 0 | 0 | 0 | 0 | 0 | 0.088673 | 0.088766 | 0.088842 | 0.088907 | 0.088957 | 0.089021 | 0.089092 | 0.089147 | 0.089204 | 0.089261 | 0.089335 | 0.089404 | 0.089493 | 0.08957 | 0.089653 | 0.089721 | 0.089802 | 0.089864 | 0.089922 | 0.089976 | 0.090035 | 0.090073 | 0.090116 | 0.09014 | 0.090172 | 0.090172
F5_Commercial_Other Health_New_Space Heating_Natural Gas_Furnace_E6 | F5 | Commercial | Other Health | New | Space Heating | Natural Gas | Furnace | E6 | RIM BC Ratio | 0 | 0 | 0 | 0 | 0 | 0 | 0 | 0 | 0 | 0 | 0 | 0 | 0 | 0 | 0 | 0 | 0 | 0 | 0 | 0 | 0 | 0 | 0 | 0 | 0 | 0 | 0 | 0 | 0 | 0 | 0 | 0 | 0
F5_Commercial_Other Health_New_Space Heating_Natural Gas_Furnace_E7 | F5 | Commercial | Other Health | New | Space Heating | Natural Gas | Furnace | E7 | RIM BC Ratio | 0 | 0 | 0 | 0 | 0 | 0 | 0 | 0 | 0 | 0 | 0 | 0 | 0 | 0 | 0 | 0 | 0 | 0 | 0 | 0 | 0 | 0 | 0 | 0 | 0 | 0 | 0 | 0 | 0 | 0 | 0 | 0 | 0
F5_Commercial_Other Health_New_Space Heating_Natural Gas_Furnace_E8 | F5 | Commercial | Other Health | New | Space Heating | Natural Gas | Furnace | E8 | RIM BC Ratio | 0 | 0 | 0 | 0 | 0 | 0 | 0 | 0 | 0 | 0 | 0 | 0 | 0 | 0 | 0 | 0 | 0 | 0 | 0 | 0 | 0 | 0 | 0 | 0 | 0 | 0 | 0 | 0 | 0 | 0 | 0 | 0 | 0
F5_Commercial_Other Health_New_Space Heating_Natural Gas_Furnace_E9 | F5 | Commercial | Other Health | New | Space Heating | Natural Gas | Furnace | E9 | RIM BC Ratio | 0 | 0 | 0 | 0 | 0 | 0 | 0 | 0 | 0 | 0 | 0 | 0 | 0 | 0 | 0 | 0 | 0 | 0 | 0 | 0 | 0 | 0 | 0 | 0 | 0 | 0 | 0 | 0 | 0 | 0 | 0 | 0 | 0
F5_Commercial_Other Health_New_Space Heating_Natural Gas_Furnace_E10 | F5 | Commercial | Other Health | New | Space Heating | Natural Gas | Furnace | E10 | RIM BC Ratio | 0 | 0 | 0 | 0 | 0 | 0 | 0 | 0 | 0 | 0 | 0 | 0 | 0 | 0 | 0 | 0 | 0 | 0 | 0 | 0 | 0 | 0 | 0 | 0 | 0 | 0 | 0 | 0 | 0 | 0 | 0 | 0 | 0
F0_Commercial_Other Health_New_Space Heating_Natural Gas_Boiler_E0 | F0 | Commercial | Other Health | New | Space Heating | Natural Gas | Boiler | E0 | Economic Unit | TE 98% | TE 98% | TE 98% | TE 98% | TE 98% | TE 98% | TE 98% | TE 98% | TE 98% | TE 98% | TE 98% | TE 98% | TE 98% | TE 98% | TE 98% | TE 98% | TE 98% | TE 98% | TE 98% | TE 98% | TE 98% | TE 98% | TE 98% | TE 98% | TE 98% | TE 98% | TE 98% | TE 98% | TE 98% | TE 98% | TE 98% | TE 98% | TE 98%
F1_Commercial_Other Health_New_Space Heating_Natural Gas_Boiler_E1 | F1 | Commercial | Other Health | New | Space Heating | Natural Gas | Boiler | E1 | CCE | 0 | 0 | 0 | 0 | 0 | 0 | 0 | 0 | 0 | 0 | 0 | 0 | 0 | 0 | 0 | 0 | 0 | 0 | 0 | 0 | 0 | 0 | 0 | 0 | 0 | 0 | 0 | 0 | 0 | 0 | 0 | 0 | 0
F1_Commercial_Other Health_New_Space Heating_Natural Gas_Boiler_E2 | F1 | Commercial | Other Health | New | Space Heating | Natural Gas | Boiler | E2 | CCE | 0.34456 | 0.35674 | 0.32194 | 0.32973 | 0.33151 | 0 | 0 | 0 | 0 | 0 | 0 | 0 | 0 | 0 | 0 | 0 | 0 | 0 | 0 | 0 | 0 | 0 | 0 | 0 | 0 | 0 | 0 | 0 | 0 | 0 | 0 | 0 | 0
F1_Commercial_Other Health_New_Space Heating_Natural Gas_Boiler_E3 | F1 | Commercial | Other Health | New | Space Heating | Natural Gas | Boiler | E3 | CCE | 2.0413 | 2.1135 | 1.9073 | 1.9535 | 1.964 | 0 | 0 | 0 | 0 | 0 | 0 | 0 | 0 | 0 | 0 | 0 | 0 | 0 | 0 | 0 | 0 | 0 | 0 | 0 | 0 | 0 | 0 | 0 | 0 | 0 | 0 | 0 | 0
F1_Commercial_Other Health_New_Space Heating_Natural Gas_Boiler_E4 | F1 | Commercial | Other Health | New | Space Heating | Natural Gas | Boiler | E4 | CCE | 2.0583 | 2.1311 | 1.9232 | 1.9698 | 1.9804 | 2.0616 | 2.0729 | 2.0842 | 2.0956 | 2.1072 | 2.1189 | 2.1308 | 2.1428 | 2.1549 | 2.1671 | 2.1795 | 2.192 | 2.2047 | 2.2175 | 2.2305 | 2.2436 | 2.2568 | 2.2703 | 2.2839 | 2.2976 | 2.3115 | 2.3256 | 2.3399 | 2.3543 | 2.3689 | 2.3838 | 2.3987 | 2.3987
F1_Commercial_Other Health_New_Space Heating_Natural Gas_Boiler_E5 | F1 | Commercial | Other Health | New | Space Heating | Natural Gas | Boiler | E5 | CCE | 6.3402 | 6.5643 | 5.924 | 6.0673 | 6.1 | 8.7607 | 8.8084 | 8.8566 | 8.9052 | 8.9544 | 9.0042 | 9.0546 | 9.1054 | 9.1568 | 9.2089 | 9.2616 | 9.3148 | 9.3686 | 9.4231 | 9.4782 | 9.534 | 9.5902 | 9.6474 | 9.7052 | 9.7636 | 9.8226 | 9.8826 | 9.9432 | 10.0045 | 10.0666 | 10.1295 | 10.1932 | 10.1932
F1_Commercial_Other Health_New_Space Heating_Natural Gas_Boiler_E6 | F1 | Commercial | Other Health | New | Space Heating | Natural Gas | Boiler | E6 | CCE | 0 | 0 | 0 | 0 | 0 | 0 | 0 | 0 | 0 | 0 | 0 | 0 | 0 | 0 | 0 | 0 | 0 | 0 | 0 | 0 | 0 | 0 | 0 | 0 | 0 | 0 | 0 | 0 | 0 | 0 | 0 | 0 | 0
F1_Commercial_Other Health_New_Space Heating_Natural Gas_Boiler_E7 | F1 | Commercial | Other Health | New | Space Heating | Natural Gas | Boiler | E7 | CCE | 0 | 0 | 0 | 0 | 0 | 0 | 0 | 0 | 0 | 0 | 0 | 0 | 0 | 0 | 0 | 0 | 0 | 0 | 0 | 0 | 0 | 0 | 0 | 0 | 0 | 0 | 0 | 0 | 0 | 0 | 0 | 0 | 0
F1_Commercial_Other Health_New_Space Heating_Natural Gas_Boiler_E8 | F1 | Commercial | Other Health | New | Space Heating | Natural Gas | Boiler | E8 | CCE | 0 | 0 | 0 | 0 | 0 | 0 | 0 | 0 | 0 | 0 | 0 | 0 | 0 | 0 | 0 | 0 | 0 | 0 | 0 | 0 | 0 | 0 | 0 | 0 | 0 | 0 | 0 | 0 | 0 | 0 | 0 | 0 | 0
F1_Commercial_Other Health_New_Space Heating_Natural Gas_Boiler_E9 | F1 | Commercial | Other Health | New | Space Heating | Natural Gas | Boiler | E9 | CCE | 0 | 0 | 0 | 0 | 0 | 0 | 0 | 0 | 0 | 0 | 0 | 0 | 0 | 0 | 0 | 0 | 0 | 0 | 0 | 0 | 0 | 0 | 0 | 0 | 0 | 0 | 0 | 0 | 0 | 0 | 0 | 0 | 0
F1_Commercial_Other Health_New_Space Heating_Natural Gas_Boiler_E10 | F1 | Commercial | Other Health | New | Space Heating | Natural Gas | Boiler | E10 | CCE | 0 | 0 | 0 | 0 | 0 | 0 | 0 | 0 | 0 | 0 | 0 | 0 | 0 | 0 | 0 | 0 | 0 | 0 | 0 | 0 | 0 | 0 | 0 | 0 | 0 | 0 | 0 | 0 | 0 | 0 | 0 | 0 | 0
F2_Commercial_Other Health_New_Space Heating_Natural Gas_Boiler_E1 | F2 | Commercial | Other Health | New | Space Heating | Natural Gas | Boiler | E1 | TRC BC Ratio | 1 | 1 | 1 | 1 | 1 | 0 | 0 | 0 | 0 | 0 | 0 | 0 | 0 | 0 | 0 | 0 | 0 | 0 | 0 | 0 | 0 | 0 | 0 | 0 | 0 | 0 | 0 | 0 | 0 | 0 | 0 | 0 | 0
F2_Commercial_Other Health_New_Space Heating_Natural Gas_Boiler_E2 | F2 | Commercial | Other Health | New | Space Heating | Natural Gas | Boiler | E2 | TRC BC Ratio | 6.3116 | 6.3097 | 6.3211 | 6.2932 | 6.2743 | 0 | 0 | 0 | 0 | 0 | 0 | 0 | 0 | 0 | 0 | 0 | 0 | 0 | 0 | 0 | 0 | 0 | 0 | 0 | 0 | 0 | 0 | 0 | 0 | 0 | 0 | 0 | 0
F2_Commercial_Other Health_New_Space Heating_Natural Gas_Boiler_E3 | F2 | Commercial | Other Health | New | Space Heating | Natural Gas | Boiler | E3 | TRC BC Ratio | 1.0654 | 1.065 | 1.067 | 1.0623 | 1.0591 | 1 | 1 | 1 | 1 | 1 | 1 | 1 | 1 | 1 | 1 | 1 | 1 | 1 | 1 | 1 | 1 | 1 | 1 | 1 | 1 | 1 | 1 | 1 | 1 | 1 | 1 | 1 | 1
F2_Commercial_Other Health_New_Space Heating_Natural Gas_Boiler_E4 | F2 | Commercial | Other Health | New | Space Heating | Natural Gas | Boiler | E4 | TRC BC Ratio | 1.0565 | 1.0562 | 1.0581 | 1.0535 | 1.0503 | 1.0134 | 1.0144 | 1.015 | 1.0162 | 1.0172 | 1.018 | 1.0186 | 1.0195 | 1.0204 | 1.021 | 1.0217 | 1.0224 | 1.0233 | 1.0242 | 1.0252 | 1.0262 | 1.0272 | 1.028 | 1.029 | 1.0297 | 1.0304 | 1.0311 | 1.0318 | 1.0323 | 1.0328 | 1.0331 | 1.0335 | 1.0335
F2_Commercial_Other Health_New_Space Heating_Natural Gas_Boiler_E5 | F2 | Commercial | Other Health | New | Space Heating | Natural Gas | Boiler | E5 | TRC BC Ratio | 0.34301 | 0.34291 | 0.34353 | 0.34201 | 0.34098 | 0.23848 | 0.23873 | 0.23886 | 0.23914 | 0.23937 | 0.23957 | 0.23972 | 0.23991 | 0.24012 | 0.24028 | 0.24044 | 0.2406 | 0.24081 | 0.24101 | 0.24127 | 0.24149 | 0.24172 | 0.24192 | 0.24215 | 0.24233 | 0.24249 | 0.24265 | 0.24281 | 0.24292 | 0.24305 | 0.24311 | 0.24321 | 0.24321
F2_Commercial_Other Health_New_Space Heating_Natural Gas_Boiler_E6 | F2 | Commercial | Other Health | New | Space Heating | Natural Gas | Boiler | E6 | TRC BC Ratio | 0 | 0 | 0 | 0 | 0 | 0 | 0 | 0 | 0 | 0 | 0 | 0 | 0 | 0 | 0 | 0 | 0 | 0 | 0 | 0 | 0 | 0 | 0 | 0 | 0 | 0 | 0 | 0 | 0 | 0 | 0 | 0 | 0
F2_Commercial_Other Health_New_Space Heating_Natural Gas_Boiler_E7 | F2 | Commercial | Other Health | New | Space Heating | Natural Gas | Boiler | E7 | TRC BC Ratio | 0 | 0 | 0 | 0 | 0 | 0 | 0 | 0 | 0 | 0 | 0 | 0 | 0 | 0 | 0 | 0 | 0 | 0 | 0 | 0 | 0 | 0 | 0 | 0 | 0 | 0 | 0 | 0 | 0 | 0 | 0 | 0 | 0
F2_Commercial_Other Health_New_Space Heating_Natural Gas_Boiler_E8 | F2 | Commercial | Other Health | New | Space Heating | Natural Gas | Boiler | E8 | TRC BC Ratio | 0 | 0 | 0 | 0 | 0 | 0 | 0 | 0 | 0 | 0 | 0 | 0 | 0 | 0 | 0 | 0 | 0 | 0 | 0 | 0 | 0 | 0 | 0 | 0 | 0 | 0 | 0 | 0 | 0 | 0 | 0 | 0 | 0
F2_Commercial_Other Health_New_Space Heating_Natural Gas_Boiler_E9 | F2 | Commercial | Other Health | New | Space Heating | Natural Gas | Boiler | E9 | TRC BC Ratio | 0 | 0 | 0 | 0 | 0 | 0 | 0 | 0 | 0 | 0 | 0 | 0 | 0 | 0 | 0 | 0 | 0 | 0 | 0 | 0 | 0 | 0 | 0 | 0 | 0 | 0 | 0 | 0 | 0 | 0 | 0 | 0 | 0
F2_Commercial_Other Health_New_Space Heating_Natural Gas_Boiler_E10 | F2 | Commercial | Other Health | New | Space Heating | Natural Gas | Boiler | E10 | TRC BC Ratio | 0 | 0 | 0 | 0 | 0 | 0 | 0 | 0 | 0 | 0 | 0 | 0 | 0 | 0 | 0 | 0 | 0 | 0 | 0 | 0 | 0 | 0 | 0 | 0 | 0 | 0 | 0 | 0 | 0 | 0 | 0 | 0 | 0
F3_Commercial_Other Health_New_Space Heating_Natural Gas_Boiler_E1 | F3 | Commercial | Other Health | New | Space Heating | Natural Gas | Boiler | E1 | PACT BC Ratio | 1 | 1 | 1 | 1 | 1 | 0 | 0 | 0 | 0 | 0 | 0 | 0 | 0 | 0 | 0 | 0 | 0 | 0 | 0 | 0 | 0 | 0 | 0 | 0 | 0 | 0 | 0 | 0 | 0 | 0 | 0 | 0 | 0
F3_Commercial_Other Health_New_Space Heating_Natural Gas_Boiler_E2 | F3 | Commercial | Other Health | New | Space Heating | Natural Gas | Boiler | E2 | PACT BC Ratio | 8.4155 | 8.413 | 8.4282 | 8.391 | 8.3657 | 0 | 0 | 0 | 0 | 0 | 0 | 0 | 0 | 0 | 0 | 0 | 0 | 0 | 0 | 0 | 0 | 0 | 0 | 0 | 0 | 0 | 0 | 0 | 0 | 0 | 0 | 0 | 0
F3_Commercial_Other Health_New_Space Heating_Natural Gas_Boiler_E3 | F3 | Commercial | Other Health | New | Space Heating | Natural Gas | Boiler | E3 | PACT BC Ratio | 1.4205 | 1.4201 | 1.4226 | 1.4163 | 1.4121 | 1 | 1 | 1 | 1 | 1 | 1 | 1 | 1 | 1 | 1 | 1 | 1 | 1 | 1 | 1 | 1 | 1 | 1 | 1 | 1 | 1 | 1 | 1 | 1 | 1 | 1 | 1 | 1
F3_Commercial_Other Health_New_Space Heating_Natural Gas_Boiler_E4 | F3 | Commercial | Other Health | New | Space Heating | Natural Gas | Boiler | E4 | PACT BC Ratio | 1.4087 | 1.4083 | 1.4109 | 1.4046 | 1.4004 | 1.3512 | 1.3526 | 1.3533 | 1.3549 | 1.3562 | 1.3573 | 1.3582 | 1.3593 | 1.3605 | 1.3614 | 1.3623 | 1.3632 | 1.3644 | 1.3655 | 1.367 | 1.3682 | 1.3696 | 1.3707 | 1.372 | 1.373 | 1.3739 | 1.3748 | 1.3758 | 1.3764 | 1.3771 | 1.3775 | 1.378 | 1.378
F3_Commercial_Other Health_New_Space Heating_Natural Gas_Boiler_E5 | F3 | Commercial | Other Health | New | Space Heating | Natural Gas | Boiler | E5 | PACT BC Ratio | 0.45734 | 0.45721 | 0.45803 | 0.45601 | 0.45464 | 0.31798 | 0.3183 | 0.31848 | 0.31885 | 0.31916 | 0.31942 | 0.31962 | 0.31988 | 0.32016 | 0.32037 | 0.32059 | 0.32081 | 0.32109 | 0.32135 | 0.32169 | 0.32198 | 0.3223 | 0.32256 | 0.32287 | 0.3231 | 0.32332 | 0.32353 | 0.32375 | 0.3239 | 0.32406 | 0.32415 | 0.32427 | 0.32427
F3_Commercial_Other Health_New_Space Heating_Natural Gas_Boiler_E6 | F3 | Commercial | Other Health | New | Space Heating | Natural Gas | Boiler | E6 | PACT BC Ratio | 0 | 0 | 0 | 0 | 0 | 0 | 0 | 0 | 0 | 0 | 0 | 0 | 0 | 0 | 0 | 0 | 0 | 0 | 0 | 0 | 0 | 0 | 0 | 0 | 0 | 0 | 0 | 0 | 0 | 0 | 0 | 0 | 0
F3_Commercial_Other Health_New_Space Heating_Natural Gas_Boiler_E7 | F3 | Commercial | Other Health | New | Space Heating | Natural Gas | Boiler | E7 | PACT BC Ratio | 0 | 0 | 0 | 0 | 0 | 0 | 0 | 0 | 0 | 0 | 0 | 0 | 0 | 0 | 0 | 0 | 0 | 0 | 0 | 0 | 0 | 0 | 0 | 0 | 0 | 0 | 0 | 0 | 0 | 0 | 0 | 0 | 0
F3_Commercial_Other Health_New_Space Heating_Natural Gas_Boiler_E8 | F3 | Commercial | Other Health | New | Space Heating | Natural Gas | Boiler | E8 | PACT BC Ratio | 0 | 0 | 0 | 0 | 0 | 0 | 0 | 0 | 0 | 0 | 0 | 0 | 0 | 0 | 0 | 0 | 0 | 0 | 0 | 0 | 0 | 0 | 0 | 0 | 0 | 0 | 0 | 0 | 0 | 0 | 0 | 0 | 0
F3_Commercial_Other Health_New_Space Heating_Natural Gas_Boiler_E9 | F3 | Commercial | Other Health | New | Space Heating | Natural Gas | Boiler | E9 | PACT BC Ratio | 0 | 0 | 0 | 0 | 0 | 0 | 0 | 0 | 0 | 0 | 0 | 0 | 0 | 0 | 0 | 0 | 0 | 0 | 0 | 0 | 0 | 0 | 0 | 0 | 0 | 0 | 0 | 0 | 0 | 0 | 0 | 0 | 0
F3_Commercial_Other Health_New_Space Heating_Natural Gas_Boiler_E10 | F3 | Commercial | Other Health | New | Space Heating | Natural Gas | Boiler | E10 | PACT BC Ratio | 0 | 0 | 0 | 0 | 0 | 0 | 0 | 0 | 0 | 0 | 0 | 0 | 0 | 0 | 0 | 0 | 0 | 0 | 0 | 0 | 0 | 0 | 0 | 0 | 0 | 0 | 0 | 0 | 0 | 0 | 0 | 0 | 0
F4_Commercial_Other Health_New_Space Heating_Natural Gas_Boiler_E1 | F4 | Commercial | Other Health | New | Space Heating | Natural Gas | Boiler | E1 | RVT BC Ratio | 1 | 1 | 1 | 1 | 1 | 0 | 0 | 0 | 0 | 0 | 0 | 0 | 0 | 0 | 0 | 0 | 0 | 0 | 0 | 0 | 0 | 0 | 0 | 0 | 0 | 0 | 0 | 0 | 0 | 0 | 0 | 0 | 0
F4_Commercial_Other Health_New_Space Heating_Natural Gas_Boiler_E2 | F4 | Commercial | Other Health | New | Space Heating | Natural Gas | Boiler | E2 | RVT BC Ratio | 9.774 | 9.7714 | 9.7877 | 9.7476 | 9.7204 | 0 | 0 | 0 | 0 | 0 | 0 | 0 | 0 | 0 | 0 | 0 | 0 | 0 | 0 | 0 | 0 | 0 | 0 | 0 | 0 | 0 | 0 | 0 | 0 | 0 | 0 | 0 | 0
F4_Commercial_Other Health_New_Space Heating_Natural Gas_Boiler_E3 | F4 | Commercial | Other Health | New | Space Heating | Natural Gas | Boiler | E3 | RVT BC Ratio | 2.2316 | 2.2312 | 2.234 | 2.2272 | 2.2226 | 1 | 1 | 1 | 1 | 1 | 1 | 1 | 1 | 1 | 1 | 1 | 1 | 1 | 1 | 1 | 1 | 1 | 1 | 1 | 1 | 1 | 1 | 1 | 1 | 1 | 1 | 1 | 1
F4_Commercial_Other Health_New_Space Heating_Natural Gas_Boiler_E4 | F4 | Commercial | Other Health | New | Space Heating | Natural Gas | Boiler | E4 | RVT BC Ratio | 2.219 | 2.2185 | 2.2213 | 2.2146 | 2.21 | 2.157 | 2.1584 | 2.1593 | 2.161 | 2.1624 | 2.1636 | 2.1645 | 2.1657 | 2.1669 | 2.1679 | 2.1689 | 2.1699 | 2.1712 | 2.1724 | 2.174 | 2.1753 | 2.1767 | 2.1779 | 2.1794 | 2.1804 | 2.1814 | 2.1824 | 2.1834 | 2.1841 | 2.1848 | 2.1853 | 2.1858 | 2.1858
F4_Commercial_Other Health_New_Space Heating_Natural Gas_Boiler_E5 | F4 | Commercial | Other Health | New | Space Heating | Natural Gas | Boiler | E5 | RVT BC Ratio | 1.1931 | 1.193 | 1.1939 | 1.1917 | 1.1902 | 1.0429 | 1.0432 | 1.0434 | 1.0438 | 1.0441 | 1.0444 | 1.0446 | 1.0449 | 1.0452 | 1.0454 | 1.0457 | 1.0459 | 1.0462 | 1.0465 | 1.0469 | 1.0472 | 1.0475 | 1.0478 | 1.0481 | 1.0484 | 1.0486 | 1.0488 | 1.0491 | 1.0492 | 1.0494 | 1.0495 | 1.0497 | 1.0497
F4_Commercial_Other Health_New_Space Heating_Natural Gas_Boiler_E6 | F4 | Commercial | Other Health | New | Space Heating | Natural Gas | Boiler | E6 | RVT BC Ratio | 0 | 0 | 0 | 0 | 0 | 0 | 0 | 0 | 0 | 0 | 0 | 0 | 0 | 0 | 0 | 0 | 0 | 0 | 0 | 0 | 0 | 0 | 0 | 0 | 0 | 0 | 0 | 0 | 0 | 0 | 0 | 0 | 0
F4_Commercial_Other Health_New_Space Heating_Natural Gas_Boiler_E7 | F4 | Commercial | Other Health | New | Space Heating | Natural Gas | Boiler | E7 | RVT BC Ratio | 0 | 0 | 0 | 0 | 0 | 0 | 0 | 0 | 0 | 0 | 0 | 0 | 0 | 0 | 0 | 0 | 0 | 0 | 0 | 0 | 0 | 0 | 0 | 0 | 0 | 0 | 0 | 0 | 0 | 0 | 0 | 0 | 0
F4_Commercial_Other Health_New_Space Heating_Natural Gas_Boiler_E8 | F4 | Commercial | Other Health | New | Space Heating | Natural Gas | Boiler | E8 | RVT BC Ratio | 0 | 0 | 0 | 0 | 0 | 0 | 0 | 0 | 0 | 0 | 0 | 0 | 0 | 0 | 0 | 0 | 0 | 0 | 0 | 0 | 0 | 0 | 0 | 0 | 0 | 0 | 0 | 0 | 0 | 0 | 0 | 0 | 0
F4_Commercial_Other Health_New_Space Heating_Natural Gas_Boiler_E9 | F4 | Commercial | Other Health | New | Space Heating | Natural Gas | Boiler | E9 | RVT BC Ratio | 0 | 0 | 0 | 0 | 0 | 0 | 0 | 0 | 0 | 0 | 0 | 0 | 0 | 0 | 0 | 0 | 0 | 0 | 0 | 0 | 0 | 0 | 0 | 0 | 0 | 0 | 0 | 0 | 0 | 0 | 0 | 0 | 0
F4_Commercial_Other Health_New_Space Heating_Natural Gas_Boiler_E10 | F4 | Commercial | Other Health | New | Space Heating | Natural Gas | Boiler | E10 | RVT BC Ratio | 0 | 0 | 0 | 0 | 0 | 0 | 0 | 0 | 0 | 0 | 0 | 0 | 0 | 0 | 0 | 0 | 0 | 0 | 0 | 0 | 0 | 0 | 0 | 0 | 0 | 0 | 0 | 0 | 0 | 0 | 0 | 0 | 0
F5_Commercial_Other Health_New_Space Heating_Natural Gas_Boiler_E1 | F5 | Commercial | Other Health | New | Space Heating | Natural Gas | Boiler | E1 | RIM BC Ratio | 1 | 1 | 1 | 1 | 1 | 0 | 0 | 0 | 0 | 0 | 0 | 0 | 0 | 0 | 0 | 0 | 0 | 0 | 0 | 0 | 0 | 0 | 0 | 0 | 0 | 0 | 0 | 0 | 0 | 0 | 0 | 0 | 0
F5_Commercial_Other Health_New_Space Heating_Natural Gas_Boiler_E2 | F5 | Commercial | Other Health | New | Space Heating | Natural Gas | Boiler | E2 | RIM BC Ratio | 0.75936 | 0.75934 | 0.75947 | 0.75916 | 0.75895 | 0 | 0 | 0 | 0 | 0 | 0 | 0 | 0 | 0 | 0 | 0 | 0 | 0 | 0 | 0 | 0 | 0 | 0 | 0 | 0 | 0 | 0 | 0 | 0 | 0 | 0 | 0 | 0
F5_Commercial_Other Health_New_Space Heating_Natural Gas_Boiler_E3 | F5 | Commercial | Other Health | New | Space Heating | Natural Gas | Boiler | E3 | RIM BC Ratio | 0.52575 | 0.52569 | 0.52604 | 0.52518 | 0.52459 | 1 | 1 | 1 | 1 | 1 | 1 | 1 | 1 | 1 | 1 | 1 | 1 | 1 | 1 | 1 | 1 | 1 | 1 | 1 | 1 | 1 | 1 | 1 | 1 | 1 | 1 | 1 | 1
F5_Commercial_Other Health_New_Space Heating_Natural Gas_Boiler_E4 | F5 | Commercial | Other Health | New | Space Heating | Natural Gas | Boiler | E4 | RIM BC Ratio | 0.52413 | 0.52407 | 0.52442 | 0.52356 | 0.52297 | 0.51596 | 0.51616 | 0.51627 | 0.5165 | 0.51669 | 0.51685 | 0.51697 | 0.51713 | 0.5173 | 0.51743 | 0.51757 | 0.5177 | 0.51787 | 0.51804 | 0.51824 | 0.51842 | 0.51861 | 0.51877 | 0.51896 | 0.5191 | 0.51924 | 0.51936 | 0.5195 | 0.51959 | 0.51968 | 0.51974 | 0.51981 | 0.51981
F5_Commercial_Other Health_New_Space Heating_Natural Gas_Boiler_E5 | F5 | Commercial | Other Health | New | Space Heating | Natural Gas | Boiler | E5 | RIM BC Ratio | 0.29546 | 0.2954 | 0.29574 | 0.2949 | 0.29432 | 0.23026 | 0.23043 | 0.23052 | 0.23072 | 0.23088 | 0.23101 | 0.23112 | 0.23125 | 0.2314 | 0.23151 | 0.23163 | 0.23174 | 0.23188 | 0.23202 | 0.2322 | 0.23235 | 0.23252 | 0.23265 | 0.23281 | 0.23293 | 0.23305 | 0.23315 | 0.23327 | 0.23335 | 0.23343 | 0.23348 | 0.23354 | 0.23354
F5_Commercial_Other Health_New_Space Heating_Natural Gas_Boiler_E6 | F5 | Commercial | Other Health | New | Space Heating | Natural Gas | Boiler | E6 | RIM BC Ratio | 0 | 0 | 0 | 0 | 0 | 0 | 0 | 0 | 0 | 0 | 0 | 0 | 0 | 0 | 0 | 0 | 0 | 0 | 0 | 0 | 0 | 0 | 0 | 0 | 0 | 0 | 0 | 0 | 0 | 0 | 0 | 0 | 0
F5_Commercial_Other Health_New_Space Heating_Natural Gas_Boiler_E7 | F5 | Commercial | Other Health | New | Space Heating | Natural Gas | Boiler | E7 | RIM BC Ratio | 0 | 0 | 0 | 0 | 0 | 0 | 0 | 0 | 0 | 0 | 0 | 0 | 0 | 0 | 0 | 0 | 0 | 0 | 0 | 0 | 0 | 0 | 0 | 0 | 0 | 0 | 0 | 0 | 0 | 0 | 0 | 0 | 0
F5_Commercial_Other Health_New_Space Heating_Natural Gas_Boiler_E8 | F5 | Commercial | Other Health | New | Space Heating | Natural Gas | Boiler | E8 | RIM BC Ratio | 0 | 0 | 0 | 0 | 0 | 0 | 0 | 0 | 0 | 0 | 0 | 0 | 0 | 0 | 0 | 0 | 0 | 0 | 0 | 0 | 0 | 0 | 0 | 0 | 0 | 0 | 0 | 0 | 0 | 0 | 0 | 0 | 0
F5_Commercial_Other Health_New_Space Heating_Natural Gas_Boiler_E9 | F5 | Commercial | Other Health | New | Space Heating | Natural Gas | Boiler | E9 | RIM BC Ratio | 0 | 0 | 0 | 0 | 0 | 0 | 0 | 0 | 0 | 0 | 0 | 0 | 0 | 0 | 0 | 0 | 0 | 0 | 0 | 0 | 0 | 0 | 0 | 0 | 0 | 0 | 0 | 0 | 0 | 0 | 0 | 0 | 0
F5_Commercial_Other Health_New_Space Heating_Natural Gas_Boiler_E10 | F5 | Commercial | Other Health | New | Space Heating | Natural Gas | Boiler | E10 | RIM BC Ratio | 0 | 0 | 0 | 0 | 0 | 0 | 0 | 0 | 0 | 0 | 0 | 0 | 0 | 0 | 0 | 0 | 0 | 0 | 0 | 0 | 0 | 0 | 0 | 0 | 0 | 0 | 0 | 0 | 0 | 0 | 0 | 0 | 0
F0_Commercial_Other Health_New_Space Heating_Natural Gas_Unit Heater_E0 | F0 | Commercial | Other Health | New | Space Heating | Natural Gas | Unit Heater | E0 | Economic Unit | Infrared Radiant | Infrared Radiant | Infrared Radiant | Infrared Radiant | Infrared Radiant | Infrared Radiant | Infrared Radiant | Infrared Radiant | Infrared Radiant | Infrared Radiant | Infrared Radiant | Infrared Radiant | Infrared Radiant | Infrared Radiant | Infrared Radiant | Infrared Radiant | Infrared Radiant | Infrared Radiant | Infrared Radiant | Infrared Radiant | Infrared Radiant | Infrared Radiant | Infrared Radiant | Infrared Radiant | Infrared Radiant | Infrared Radiant | Infrared Radiant | Infrared Radiant | Infrared Radiant | Infrared Radiant | Infrared Radiant | Infrared Radiant | Infrared Radiant
F1_Commercial_Other Health_New_Space Heating_Natural Gas_Unit Heater_E1 | F1 | Commercial | Other Health | New | Space Heating | Natural Gas | Unit Heater | E1 | CCE | 0 | 0 | 0 | 0 | 0 | 0 | 0 | 0 | 0 | 0 | 0 | 0 | 0 | 0 | 0 | 0 | 0 | 0 | 0 | 0 | 0 | 0 | 0 | 0 | 0 | 0 | 0 | 0 | 0 | 0 | 0 | 0 | 0
F1_Commercial_Other Health_New_Space Heating_Natural Gas_Unit Heater_E2 | F1 | Commercial | Other Health | New | Space Heating | Natural Gas | Unit Heater | E2 | CCE | 2.2519 | 2.3315 | 2.1041 | 2.155 | 2.1666 | 0 | 0 | 0 | 0 | 0 | 0 | 0 | 0 | 0 | 0 | 0 | 0 | 0 | 0 | 0 | 0 | 0 | 0 | 0 | 0 | 0 | 0 | 0 | 0 | 0 | 0 | 0 | 0
F1_Commercial_Other Health_New_Space Heating_Natural Gas_Unit Heater_E3 | F1 | Commercial | Other Health | New | Space Heating | Natural Gas | Unit Heater | E3 | CCE | 0.17557 | 0.18177 | 0.16404 | 0.16801 | 0.16892 | -1.4689 | -1.4769 | -1.4849 | -1.4931 | -1.5013 | -1.5097 | -1.5181 | -1.5267 | -1.5353 | -1.544 | -1.5528 | -1.5618 | -1.5708 | -1.5799 | -1.5892 | -1.5985 | -1.6079 | -1.6175 | -1.6272 | -1.637 | -1.6469 | -1.657 | -1.6671 | -1.6774 | -1.6878 | -1.6984 | -1.709 | -1.709
F1_Commercial_Other Health_New_Space Heating_Natural Gas_Unit Heater_E4 | F1 | Commercial | Other Health | New | Space Heating | Natural Gas | Unit Heater | E4 | CCE | 0 | 0 | 0 | 0 | 0 | 0 | 0 | 0 | 0 | 0 | 0 | 0 | 0 | 0 | 0 | 0 | 0 | 0 | 0 | 0 | 0 | 0 | 0 | 0 | 0 | 0 | 0 | 0 | 0 | 0 | 0 | 0 | 0
F1_Commercial_Other Health_New_Space Heating_Natural Gas_Unit Heater_E5 | F1 | Commercial | Other Health | New | Space Heating | Natural Gas | Unit Heater | E5 | CCE | 0 | 0 | 0 | 0 | 0 | 0 | 0 | 0 | 0 | 0 | 0 | 0 | 0 | 0 | 0 | 0 | 0 | 0 | 0 | 0 | 0 | 0 | 0 | 0 | 0 | 0 | 0 | 0 | 0 | 0 | 0 | 0 | 0
F1_Commercial_Other Health_New_Space Heating_Natural Gas_Unit Heater_E6 | F1 | Commercial | Other Health | New | Space Heating | Natural Gas | Unit Heater | E6 | CCE | 0 | 0 | 0 | 0 | 0 | 0 | 0 | 0 | 0 | 0 | 0 | 0 | 0 | 0 | 0 | 0 | 0 | 0 | 0 | 0 | 0 | 0 | 0 | 0 | 0 | 0 | 0 | 0 | 0 | 0 | 0 | 0 | 0
F1_Commercial_Other Health_New_Space Heating_Natural Gas_Unit Heater_E7 | F1 | Commercial | Other Health | New | Space Heating | Natural Gas | Unit Heater | E7 | CCE | 0 | 0 | 0 | 0 | 0 | 0 | 0 | 0 | 0 | 0 | 0 | 0 | 0 | 0 | 0 | 0 | 0 | 0 | 0 | 0 | 0 | 0 | 0 | 0 | 0 | 0 | 0 | 0 | 0 | 0 | 0 | 0 | 0
F1_Commercial_Other Health_New_Space Heating_Natural Gas_Unit Heater_E8 | F1 | Commercial | Other Health | New | Space Heating | Natural Gas | Unit Heater | E8 | CCE | 0 | 0 | 0 | 0 | 0 | 0 | 0 | 0 | 0 | 0 | 0 | 0 | 0 | 0 | 0 | 0 | 0 | 0 | 0 | 0 | 0 | 0 | 0 | 0 | 0 | 0 | 0 | 0 | 0 | 0 | 0 | 0 | 0
F1_Commercial_Other Health_New_Space Heating_Natural Gas_Unit Heater_E9 | F1 | Commercial | Other Health | New | Space Heating | Natural Gas | Unit Heater | E9 | CCE | 0 | 0 | 0 | 0 | 0 | 0 | 0 | 0 | 0 | 0 | 0 | 0 | 0 | 0 | 0 | 0 | 0 | 0 | 0 | 0 | 0 | 0 | 0 | 0 | 0 | 0 | 0 | 0 | 0 | 0 | 0 | 0 | 0
F1_Commercial_Other Health_New_Space Heating_Natural Gas_Unit Heater_E10 | F1 | Commercial | Other Health | New | Space Heating | Natural Gas | Unit Heater | E10 | CCE | 0 | 0 | 0 | 0 | 0 | 0 | 0 | 0 | 0 | 0 | 0 | 0 | 0 | 0 | 0 | 0 | 0 | 0 | 0 | 0 | 0 | 0 | 0 | 0 | 0 | 0 | 0 | 0 | 0 | 0 | 0 | 0 | 0
F2_Commercial_Other Health_New_Space Heating_Natural Gas_Unit Heater_E1 | F2 | Commercial | Other Health | New | Space Heating | Natural Gas | Unit Heater | E1 | TRC BC Ratio | 1 | 1 | 1 | 1 | 1 | 0 | 0 | 0 | 0 | 0 | 0 | 0 | 0 | 0 | 0 | 0 | 0 | 0 | 0 | 0 | 0 | 0 | 0 | 0 | 0 | 0 | 0 | 0 | 0 | 0 | 0 | 0 | 0
F2_Commercial_Other Health_New_Space Heating_Natural Gas_Unit Heater_E2 | F2 | Commercial | Other Health | New | Space Heating | Natural Gas | Unit Heater | E2 | TRC BC Ratio | 0.97102 | 0.97017 | 0.97275 | 0.96494 | 0.9594 | 1 | 1 | 1 | 1 | 1 | 1 | 1 | 1 | 1 | 1 | 1 | 1 | 1 | 1 | 1 | 1 | 1 | 1 | 1 | 1 | 1 | 1 | 1 | 1 | 1 | 1 | 1 | 1
F2_Commercial_Other Health_New_Space Heating_Natural Gas_Unit Heater_E3 | F2 | Commercial | Other Health | New | Space Heating | Natural Gas | Unit Heater | E3 | TRC BC Ratio | 12.4546 | 12.4437 | 12.4768 | 12.3766 | 12.3055 | 1 | 1 | 1 | 1 | 1 | 1 | 1 | 1 | 1 | 1 | 1 | 1 | 1 | 1 | 1 | 1 | 1 | 1 | 1 | 1 | 1 | 1 | 1 | 1 | 1 | 1 | 1 | 1
F2_Commercial_Other Health_New_Space Heating_Natural Gas_Unit Heater_E4 | F2 | Commercial | Other Health | New | Space Heating | Natural Gas | Unit Heater | E4 | TRC BC Ratio | 0 | 0 | 0 | 0 | 0 | 0 | 0 | 0 | 0 | 0 | 0 | 0 | 0 | 0 | 0 | 0 | 0 | 0 | 0 | 0 | 0 | 0 | 0 | 0 | 0 | 0 | 0 | 0 | 0 | 0 | 0 | 0 | 0
F2_Commercial_Other Health_New_Space Heating_Natural Gas_Unit Heater_E5 | F2 | Commercial | Other Health | New | Space Heating | Natural Gas | Unit Heater | E5 | TRC BC Ratio | 0 | 0 | 0 | 0 | 0 | 0 | 0 | 0 | 0 | 0 | 0 | 0 | 0 | 0 | 0 | 0 | 0 | 0 | 0 | 0 | 0 | 0 | 0 | 0 | 0 | 0 | 0 | 0 | 0 | 0 | 0 | 0 | 0
F2_Commercial_Other Health_New_Space Heating_Natural Gas_Unit Heater_E6 | F2 | Commercial | Other Health | New | Space Heating | Natural Gas | Unit Heater | E6 | TRC BC Ratio | 0 | 0 | 0 | 0 | 0 | 0 | 0 | 0 | 0 | 0 | 0 | 0 | 0 | 0 | 0 | 0 | 0 | 0 | 0 | 0 | 0 | 0 | 0 | 0 | 0 | 0 | 0 | 0 | 0 | 0 | 0 | 0 | 0
F2_Commercial_Other Health_New_Space Heating_Natural Gas_Unit Heater_E7 | F2 | Commercial | Other Health | New | Space Heating | Natural Gas | Unit Heater | E7 | TRC BC Ratio | 0 | 0 | 0 | 0 | 0 | 0 | 0 | 0 | 0 | 0 | 0 | 0 | 0 | 0 | 0 | 0 | 0 | 0 | 0 | 0 | 0 | 0 | 0 | 0 | 0 | 0 | 0 | 0 | 0 | 0 | 0 | 0 | 0
F2_Commercial_Other Health_New_Space Heating_Natural Gas_Unit Heater_E8 | F2 | Commercial | Other Health | New | Space Heating | Natural Gas | Unit Heater | E8 | TRC BC Ratio | 0 | 0 | 0 | 0 | 0 | 0 | 0 | 0 | 0 | 0 | 0 | 0 | 0 | 0 | 0 | 0 | 0 | 0 | 0 | 0 | 0 | 0 | 0 | 0 | 0 | 0 | 0 | 0 | 0 | 0 | 0 | 0 | 0
F2_Commercial_Other Health_New_Space Heating_Natural Gas_Unit Heater_E9 | F2 | Commercial | Other Health | New | Space Heating | Natural Gas | Unit Heater | E9 | TRC BC Ratio | 0 | 0 | 0 | 0 | 0 | 0 | 0 | 0 | 0 | 0 | 0 | 0 | 0 | 0 | 0 | 0 | 0 | 0 | 0 | 0 | 0 | 0 | 0 | 0 | 0 | 0 | 0 | 0 | 0 | 0 | 0 | 0 | 0
F2_Commercial_Other Health_New_Space Heating_Natural Gas_Unit Heater_E10 | F2 | Commercial | Other Health | New | Space Heating | Natural Gas | Unit Heater | E10 | TRC BC Ratio | 0 | 0 | 0 | 0 | 0 | 0 | 0 | 0 | 0 | 0 | 0 | 0 | 0 | 0 | 0 | 0 | 0 | 0 | 0 | 0 | 0 | 0 | 0 | 0 | 0 | 0 | 0 | 0 | 0 | 0 | 0 | 0 | 0
F3_Commercial_Other Health_New_Space Heating_Natural Gas_Unit Heater_E1 | F3 | Commercial | Other Health | New | Space Heating | Natural Gas | Unit Heater | E1 | PACT BC Ratio | 1 | 1 | 1 | 1 | 1 | 0 | 0 | 0 | 0 | 0 | 0 | 0 | 0 | 0 | 0 | 0 | 0 | 0 | 0 | 0 | 0 | 0 | 0 | 0 | 0 | 0 | 0 | 0 | 0 | 0 | 0 | 0 | 0
F3_Commercial_Other Health_New_Space Heating_Natural Gas_Unit Heater_E2 | F3 | Commercial | Other Health | New | Space Heating | Natural Gas | Unit Heater | E2 | PACT BC Ratio | 1.2947 | 1.2936 | 1.297 | 1.2866 | 1.2792 | 1 | 1 | 1 | 1 | 1 | 1 | 1 | 1 | 1 | 1 | 1 | 1 | 1 | 1 | 1 | 1 | 1 | 1 | 1 | 1 | 1 | 1 | 1 | 1 | 1 | 1 | 1 | 1
F3_Commercial_Other Health_New_Space Heating_Natural Gas_Unit Heater_E3 | F3 | Commercial | Other Health | New | Space Heating | Natural Gas | Unit Heater | E3 | PACT BC Ratio | 16.6062 | 16.5916 | 16.6357 | 16.5021 | 16.4073 | 1 | 1 | 1 | 1 | 1 | 1 | 1 | 1 | 1 | 1 | 1 | 1 | 1 | 1 | 1 | 1 | 1 | 1 | 1 | 1 | 1 | 1 | 1 | 1 | 1 | 1 | 1 | 1
F3_Commercial_Other Health_New_Space Heating_Natural Gas_Unit Heater_E4 | F3 | Commercial | Other Health | New | Space Heating | Natural Gas | Unit Heater | E4 | PACT BC Ratio | 0 | 0 | 0 | 0 | 0 | 0 | 0 | 0 | 0 | 0 | 0 | 0 | 0 | 0 | 0 | 0 | 0 | 0 | 0 | 0 | 0 | 0 | 0 | 0 | 0 | 0 | 0 | 0 | 0 | 0 | 0 | 0 | 0
F3_Commercial_Other Health_New_Space Heating_Natural Gas_Unit Heater_E5 | F3 | Commercial | Other Health | New | Space Heating | Natural Gas | Unit Heater | E5 | PACT BC Ratio | 0 | 0 | 0 | 0 | 0 | 0 | 0 | 0 | 0 | 0 | 0 | 0 | 0 | 0 | 0 | 0 | 0 | 0 | 0 | 0 | 0 | 0 | 0 | 0 | 0 | 0 | 0 | 0 | 0 | 0 | 0 | 0 | 0
F3_Commercial_Other Health_New_Space Heating_Natural Gas_Unit Heater_E6 | F3 | Commercial | Other Health | New | Space Heating | Natural Gas | Unit Heater | E6 | PACT BC Ratio | 0 | 0 | 0 | 0 | 0 | 0 | 0 | 0 | 0 | 0 | 0 | 0 | 0 | 0 | 0 | 0 | 0 | 0 | 0 | 0 | 0 | 0 | 0 | 0 | 0 | 0 | 0 | 0 | 0 | 0 | 0 | 0 | 0
F3_Commercial_Other Health_New_Space Heating_Natural Gas_Unit Heater_E7 | F3 | Commercial | Other Health | New | Space Heating | Natural Gas | Unit Heater | E7 | PACT BC Ratio | 0 | 0 | 0 | 0 | 0 | 0 | 0 | 0 | 0 | 0 | 0 | 0 | 0 | 0 | 0 | 0 | 0 | 0 | 0 | 0 | 0 | 0 | 0 | 0 | 0 | 0 | 0 | 0 | 0 | 0 | 0 | 0 | 0
F3_Commercial_Other Health_New_Space Heating_Natural Gas_Unit Heater_E8 | F3 | Commercial | Other Health | New | Space Heating | Natural Gas | Unit Heater | E8 | PACT BC Ratio | 0 | 0 | 0 | 0 | 0 | 0 | 0 | 0 | 0 | 0 | 0 | 0 | 0 | 0 | 0 | 0 | 0 | 0 | 0 | 0 | 0 | 0 | 0 | 0 | 0 | 0 | 0 | 0 | 0 | 0 | 0 | 0 | 0
F3_Commercial_Other Health_New_Space Heating_Natural Gas_Unit Heater_E9 | F3 | Commercial | Other Health | New | Space Heating | Natural Gas | Unit Heater | E9 | PACT BC Ratio | 0 | 0 | 0 | 0 | 0 | 0 | 0 | 0 | 0 | 0 | 0 | 0 | 0 | 0 | 0 | 0 | 0 | 0 | 0 | 0 | 0 | 0 | 0 | 0 | 0 | 0 | 0 | 0 | 0 | 0 | 0 | 0 | 0
F3_Commercial_Other Health_New_Space Heating_Natural Gas_Unit Heater_E10 | F3 | Commercial | Other Health | New | Space Heating | Natural Gas | Unit Heater | E10 | PACT BC Ratio | 0 | 0 | 0 | 0 | 0 | 0 | 0 | 0 | 0 | 0 | 0 | 0 | 0 | 0 | 0 | 0 | 0 | 0 | 0 | 0 | 0 | 0 | 0 | 0 | 0 | 0 | 0 | 0 | 0 | 0 | 0 | 0 | 0
F4_Commercial_Other Health_New_Space Heating_Natural Gas_Unit Heater_E1 | F4 | Commercial | Other Health | New | Space Heating | Natural Gas | Unit Heater | E1 | RVT BC Ratio | 1 | 1 | 1 | 1 | 1 | 0 | 0 | 0 | 0 | 0 | 0 | 0 | 0 | 0 | 0 | 0 | 0 | 0 | 0 | 0 | 0 | 0 | 0 | 0 | 0 | 0 | 0 | 0 | 0 | 0 | 0 | 0 | 0
F4_Commercial_Other Health_New_Space Heating_Natural Gas_Unit Heater_E2 | F4 | Commercial | Other Health | New | Space Heating | Natural Gas | Unit Heater | E2 | RVT BC Ratio | 2.096 | 2.0948 | 2.0985 | 2.0873 | 2.0793 | 1 | 1 | 1 | 1 | 1 | 1 | 1 | 1 | 1 | 1 | 1 | 1 | 1 | 1 | 1 | 1 | 1 | 1 | 1 | 1 | 1 | 1 | 1 | 1 | 1 | 1 | 1 | 1
F4_Commercial_Other Health_New_Space Heating_Natural Gas_Unit Heater_E3 | F4 | Commercial | Other Health | New | Space Heating | Natural Gas | Unit Heater | E3 | RVT BC Ratio | 18.6057 | 18.59 | 18.6376 | 18.4936 | 18.3913 | 1 | 1 | 1 | 1 | 1 | 1 | 1 | 1 | 1 | 1 | 1 | 1 | 1 | 1 | 1 | 1 | 1 | 1 | 1 | 1 | 1 | 1 | 1 | 1 | 1 | 1 | 1 | 1
F4_Commercial_Other Health_New_Space Heating_Natural Gas_Unit Heater_E4 | F4 | Commercial | Other Health | New | Space Heating | Natural Gas | Unit Heater | E4 | RVT BC Ratio | 0 | 0 | 0 | 0 | 0 | 0 | 0 | 0 | 0 | 0 | 0 | 0 | 0 | 0 | 0 | 0 | 0 | 0 | 0 | 0 | 0 | 0 | 0 | 0 | 0 | 0 | 0 | 0 | 0 | 0 | 0 | 0 | 0
F4_Commercial_Other Health_New_Space Heating_Natural Gas_Unit Heater_E5 | F4 | Commercial | Other Health | New | Space Heating | Natural Gas | Unit Heater | E5 | RVT BC Ratio | 0 | 0 | 0 | 0 | 0 | 0 | 0 | 0 | 0 | 0 | 0 | 0 | 0 | 0 | 0 | 0 | 0 | 0 | 0 | 0 | 0 | 0 | 0 | 0 | 0 | 0 | 0 | 0 | 0 | 0 | 0 | 0 | 0
F4_Commercial_Other Health_New_Space Heating_Natural Gas_Unit Heater_E6 | F4 | Commercial | Other Health | New | Space Heating | Natural Gas | Unit Heater | E6 | RVT BC Ratio | 0 | 0 | 0 | 0 | 0 | 0 | 0 | 0 | 0 | 0 | 0 | 0 | 0 | 0 | 0 | 0 | 0 | 0 | 0 | 0 | 0 | 0 | 0 | 0 | 0 | 0 | 0 | 0 | 0 | 0 | 0 | 0 | 0
F4_Commercial_Other Health_New_Space Heating_Natural Gas_Unit Heater_E7 | F4 | Commercial | Other Health | New | Space Heating | Natural Gas | Unit Heater | E7 | RVT BC Ratio | 0 | 0 | 0 | 0 | 0 | 0 | 0 | 0 | 0 | 0 | 0 | 0 | 0 | 0 | 0 | 0 | 0 | 0 | 0 | 0 | 0 | 0 | 0 | 0 | 0 | 0 | 0 | 0 | 0 | 0 | 0 | 0 | 0
F4_Commercial_Other Health_New_Space Heating_Natural Gas_Unit Heater_E8 | F4 | Commercial | Other Health | New | Space Heating | Natural Gas | Unit Heater | E8 | RVT BC Ratio | 0 | 0 | 0 | 0 | 0 | 0 | 0 | 0 | 0 | 0 | 0 | 0 | 0 | 0 | 0 | 0 | 0 | 0 | 0 | 0 | 0 | 0 | 0 | 0 | 0 | 0 | 0 | 0 | 0 | 0 | 0 | 0 | 0
F4_Commercial_Other Health_New_Space Heating_Natural Gas_Unit Heater_E9 | F4 | Commercial | Other Health | New | Space Heating | Natural Gas | Unit Heater | E9 | RVT BC Ratio | 0 | 0 | 0 | 0 | 0 | 0 | 0 | 0 | 0 | 0 | 0 | 0 | 0 | 0 | 0 | 0 | 0 | 0 | 0 | 0 | 0 | 0 | 0 | 0 | 0 | 0 | 0 | 0 | 0 | 0 | 0 | 0 | 0
F4_Commercial_Other Health_New_Space Heating_Natural Gas_Unit Heater_E10 | F4 | Commercial | Other Health | New | Space Heating | Natural Gas | Unit Heater | E10 | RVT BC Ratio | 0 | 0 | 0 | 0 | 0 | 0 | 0 | 0 | 0 | 0 | 0 | 0 | 0 | 0 | 0 | 0 | 0 | 0 | 0 | 0 | 0 | 0 | 0 | 0 | 0 | 0 | 0 | 0 | 0 | 0 | 0 | 0 | 0
F5_Commercial_Other Health_New_Space Heating_Natural Gas_Unit Heater_E1 | F5 | Commercial | Other Health | New | Space Heating | Natural Gas | Unit Heater | E1 | RIM BC Ratio | 1 | 1 | 1 | 1 | 1 | 0 | 0 | 0 | 0 | 0 | 0 | 0 | 0 | 0 | 0 | 0 | 0 | 0 | 0 | 0 | 0 | 0 | 0 | 0 | 0 | 0 | 0 | 0 | 0 | 0 | 0 | 0 | 0
F5_Commercial_Other Health_New_Space Heating_Natural Gas_Unit Heater_E2 | F5 | Commercial | Other Health | New | Space Heating | Natural Gas | Unit Heater | E2 | RIM BC Ratio | 0.5075 | 0.50732 | 0.50785 | 0.50625 | 0.5051 | 1 | 1 | 1 | 1 | 1 | 1 | 1 | 1 | 1 | 1 | 1 | 1 | 1 | 1 | 1 | 1 | 1 | 1 | 1 | 1 | 1 | 1 | 1 | 1 | 1 | 1 | 1 | 1
F5_Commercial_Other Health_New_Space Heating_Natural Gas_Unit Heater_E3 | F5 | Commercial | Other Health | New | Space Heating | Natural Gas | Unit Heater | E3 | RIM BC Ratio | 0.79473 | 0.7947 | 0.7948 | 0.79449 | 0.79427 | 1 | 1 | 1 | 1 | 1 | 1 | 1 | 1 | 1 | 1 | 1 | 1 | 1 | 1 | 1 | 1 | 1 | 1 | 1 | 1 | 1 | 1 | 1 | 1 | 1 | 1 | 1 | 1
F5_Commercial_Other Health_New_Space Heating_Natural Gas_Unit Heater_E4 | F5 | Commercial | Other Health | New | Space Heating | Natural Gas | Unit Heater | E4 | RIM BC Ratio | 0 | 0 | 0 | 0 | 0 | 0 | 0 | 0 | 0 | 0 | 0 | 0 | 0 | 0 | 0 | 0 | 0 | 0 | 0 | 0 | 0 | 0 | 0 | 0 | 0 | 0 | 0 | 0 | 0 | 0 | 0 | 0 | 0
F5_Commercial_Other Health_New_Space Heating_Natural Gas_Unit Heater_E5 | F5 | Commercial | Other Health | New | Space Heating | Natural Gas | Unit Heater | E5 | RIM BC Ratio | 0 | 0 | 0 | 0 | 0 | 0 | 0 | 0 | 0 | 0 | 0 | 0 | 0 | 0 | 0 | 0 | 0 | 0 | 0 | 0 | 0 | 0 | 0 | 0 | 0 | 0 | 0 | 0 | 0 | 0 | 0 | 0 | 0
F5_Commercial_Other Health_New_Space Heating_Natural Gas_Unit Heater_E6 | F5 | Commercial | Other Health | New | Space Heating | Natural Gas | Unit Heater | E6 | RIM BC Ratio | 0 | 0 | 0 | 0 | 0 | 0 | 0 | 0 | 0 | 0 | 0 | 0 | 0 | 0 | 0 | 0 | 0 | 0 | 0 | 0 | 0 | 0 | 0 | 0 | 0 | 0 | 0 | 0 | 0 | 0 | 0 | 0 | 0
F5_Commercial_Other Health_New_Space Heating_Natural Gas_Unit Heater_E7 | F5 | Commercial | Other Health | New | Space Heating | Natural Gas | Unit Heater | E7 | RIM BC Ratio | 0 | 0 | 0 | 0 | 0 | 0 | 0 | 0 | 0 | 0 | 0 | 0 | 0 | 0 | 0 | 0 | 0 | 0 | 0 | 0 | 0 | 0 | 0 | 0 | 0 | 0 | 0 | 0 | 0 | 0 | 0 | 0 | 0
F5_Commercial_Other Health_New_Space Heating_Natural Gas_Unit Heater_E8 | F5 | Commercial | Other Health | New | Space Heating | Natural Gas | Unit Heater | E8 | RIM BC Ratio | 0 | 0 | 0 | 0 | 0 | 0 | 0 | 0 | 0 | 0 | 0 | 0 | 0 | 0 | 0 | 0 | 0 | 0 | 0 | 0 | 0 | 0 | 0 | 0 | 0 | 0 | 0 | 0 | 0 | 0 | 0 | 0 | 0
F5_Commercial_Other Health_New_Space Heating_Natural Gas_Unit Heater_E9 | F5 | Commercial | Other Health | New | Space Heating | Natural Gas | Unit Heater | E9 | RIM BC Ratio | 0 | 0 | 0 | 0 | 0 | 0 | 0 | 0 | 0 | 0 | 0 | 0 | 0 | 0 | 0 | 0 | 0 | 0 | 0 | 0 | 0 | 0 | 0 | 0 | 0 | 0 | 0 | 0 | 0 | 0 | 0 | 0 | 0
F5_Commercial_Other Health_New_Space Heating_Natural Gas_Unit Heater_E10 | F5 | Commercial | Other Health | New | Space Heating | Natural Gas | Unit Heater | E10 | RIM BC Ratio | 0 | 0 | 0 | 0 | 0 | 0 | 0 | 0 | 0 | 0 | 0 | 0 | 0 | 0 | 0 | 0 | 0 | 0 | 0 | 0 | 0 | 0 | 0 | 0 | 0 | 0 | 0 | 0 | 0 | 0 | 0 | 0 | 0
F0_Commercial_Other Health_New_Water Heating_Natural Gas_Water Heater_E0 | F0 | Commercial | Other Health | New | Water Heating | Natural Gas | Water Heater | E0 | Economic Unit | Gas-Fired Absorption HPWH | Gas-Fired Absorption HPWH | Gas-Fired Absorption HPWH | Gas-Fired Absorption HPWH | Gas-Fired Absorption HPWH | Gas-Fired Absorption HPWH | Gas-Fired Absorption HPWH | Gas-Fired Absorption HPWH | Gas-Fired Absorption HPWH | Gas-Fired Absorption HPWH | Gas-Fired Absorption HPWH | Gas-Fired Absorption HPWH | Gas-Fired Absorption HPWH | Gas-Fired Absorption HPWH | Gas-Fired Absorption HPWH | Gas-Fired Absorption HPWH | Gas-Fired Absorption HPWH | Gas-Fired Absorption HPWH | Gas-Fired Absorption HPWH | Gas-Fired Absorption HPWH | Gas-Fired Absorption HPWH | Gas-Fired Absorption HPWH | Gas-Fired Absorption HPWH | Gas-Fired Absorption HPWH | Gas-Fired Absorption HPWH | Gas-Fired Absorption HPWH | Gas-Fired Absorption HPWH | Gas-Fired Absorption HPWH | Gas-Fired Absorption HPWH | Gas-Fired Absorption HPWH | Gas-Fired Absorption HPWH | Gas-Fired Absorption HPWH | Gas-Fired Absorption HPWH
F1_Commercial_Other Health_New_Water Heating_Natural Gas_Water Heater_E1 | F1 | Commercial | Other Health | New | Water Heating | Natural Gas | Water Heater | E1 | CCE | 0 | 0 | 0 | 0 | 0 | 0 | 0 | 0 | 0 | 0 | 0 | 0 | 0 | 0 | 0 | 0 | 0 | 0 | 0 | 0 | 0 | 0 | 0 | 0 | 0 | 0 | 0 | 0 | 0 | 0 | 0 | 0 | 0
F1_Commercial_Other Health_New_Water Heating_Natural Gas_Water Heater_E2 | F1 | Commercial | Other Health | New | Water Heating | Natural Gas | Water Heater | E2 | CCE | -0.0015703 | -0.0016258 | -0.0014594 | -0.0014868 | -0.0014868 | -0.0014868 | -0.0014868 | -0.0014868 | -0.0014868 | -0.0014868 | -0.0014868 | -0.0014868 | -0.0014868 | -0.0014868 | -0.0014868 | -0.0014868 | -0.0014868 | -0.0014868 | -0.0014868 | -0.0014868 | -0.0014868 | -0.0014868 | -0.0014868 | -0.0014868 | -0.0014868 | -0.0014868 | -0.0014868 | -0.0014868 | -0.0014868 | -0.0014868 | -0.0014868 | -0.0014868 | -0.0014868
F1_Commercial_Other Health_New_Water Heating_Natural Gas_Water Heater_E3 | F1 | Commercial | Other Health | New | Water Heating | Natural Gas | Water Heater | E3 | CCE | 0.012281 | 0.012715 | 0.011414 | 0.011628 | 0.011628 | 0.011628 | 0.011628 | 0.011628 | 0.011628 | 0.011628 | 0.011628 | 0.011628 | 0.011628 | 0.011628 | 0.011628 | 0.011628 | 0.011628 | 0.011628 | 0.011628 | 0.011628 | 0.011628 | 0.011628 | 0.011628 | 0.011628 | 0.011628 | 0.011628 | 0.011628 | 0.011628 | 0.011628 | 0.011628 | 0.011628 | 0.011628 | 0.011628
F1_Commercial_Other Health_New_Water Heating_Natural Gas_Water Heater_E4 | F1 | Commercial | Other Health | New | Water Heating | Natural Gas | Water Heater | E4 | CCE | 0.015123 | 0.015657 | 0.014055 | 0.014319 | 0.014319 | 0.014319 | 0.014319 | 0.014319 | 0.014319 | 0.014319 | 0.014319 | 0.014319 | 0.014319 | 0.014319 | 0.014319 | 0.014319 | 0.014319 | 0.014319 | 0.014319 | 0.014319 | 0.014319 | 0.014319 | 0.014319 | 0.014319 | 0.014319 | 0.014319 | 0.014319 | 0.014319 | 0.014319 | 0.014319 | 0.014319 | 0.014319 | 0.014319
F1_Commercial_Other Health_New_Water Heating_Natural Gas_Water Heater_E5 | F1 | Commercial | Other Health | New | Water Heating | Natural Gas | Water Heater | E5 | CCE | 0.023758 | 0.024598 | 0.022081 | 0.022495 | 0.022495 | 0.022495 | 0.022495 | 0.022495 | 0.022495 | 0.022495 | 0.022495 | 0.022495 | 0.022495 | 0.022495 | 0.022495 | 0.022495 | 0.022495 | 0.022495 | 0.022495 | 0.022495 | 0.022495 | 0.022495 | 0.022495 | 0.022495 | 0.022495 | 0.022495 | 0.022495 | 0.022495 | 0.022495 | 0.022495 | 0.022495 | 0.022495 | 0.022495
F1_Commercial_Other Health_New_Water Heating_Natural Gas_Water Heater_E6 | F1 | Commercial | Other Health | New | Water Heating | Natural Gas | Water Heater | E6 | CCE | -0.053203 | -0.055084 | -0.049447 | -0.050374 | -0.050374 | -0.050374 | -0.050374 | -0.050374 | -0.050374 | -0.050374 | -0.050374 | -0.050374 | -0.050374 | -0.050374 | -0.050374 | -0.050374 | -0.050374 | -0.050374 | -0.050374 | -0.050374 | -0.050374 | -0.050374 | -0.050374 | -0.050374 | -0.050374 | -0.050374 | -0.050374 | -0.050374 | -0.050374 | -0.050374 | -0.050374 | -0.050374 | -0.050374
F1_Commercial_Other Health_New_Water Heating_Natural Gas_Water Heater_E7 | F1 | Commercial | Other Health | New | Water Heating | Natural Gas | Water Heater | E7 | CCE | -0.039789 | -0.041195 | -0.03698 | -0.037673 | -0.037673 | -0.037673 | -0.037673 | -0.037673 | -0.037673 | -0.037673 | -0.037673 | -0.037673 | -0.037673 | -0.037673 | -0.037673 | -0.037673 | -0.037673 | -0.037673 | -0.037673 | -0.037673 | -0.037673 | -0.037673 | -0.037673 | -0.037673 | -0.037673 | -0.037673 | -0.037673 | -0.037673 | -0.037673 | -0.037673 | -0.037673 | -0.037673 | -0.037673
F1_Commercial_Other Health_New_Water Heating_Natural Gas_Water Heater_E8 | F1 | Commercial | Other Health | New | Water Heating | Natural Gas | Water Heater | E8 | CCE | 0 | 0 | 0 | 0 | 0 | 0 | 0 | 0 | 0 | 0 | 0 | 0 | 0 | 0 | 0 | 0 | 0 | 0 | 0 | 0 | 0 | 0 | 0 | 0 | 0 | 0 | 0 | 0 | 0 | 0 | 0 | 0 | 0
F1_Commercial_Other Health_New_Water Heating_Natural Gas_Water Heater_E9 | F1 | Commercial | Other Health | New | Water Heating | Natural Gas | Water Heater | E9 | CCE | 0 | 0 | 0 | 0 | 0 | 0 | 0 | 0 | 0 | 0 | 0 | 0 | 0 | 0 | 0 | 0 | 0 | 0 | 0 | 0 | 0 | 0 | 0 | 0 | 0 | 0 | 0 | 0 | 0 | 0 | 0 | 0 | 0
F1_Commercial_Other Health_New_Water Heating_Natural Gas_Water Heater_E10 | F1 | Commercial | Other Health | New | Water Heating | Natural Gas | Water Heater | E10 | CCE | 0 | 0 | 0 | 0 | 0 | 0 | 0 | 0 | 0 | 0 | 0 | 0 | 0 | 0 | 0 | 0 | 0 | 0 | 0 | 0 | 0 | 0 | 0 | 0 | 0 | 0 | 0 | 0 | 0 | 0 | 0 | 0 | 0
F2_Commercial_Other Health_New_Water Heating_Natural Gas_Water Heater_E1 | F2 | Commercial | Other Health | New | Water Heating | Natural Gas | Water Heater | E1 | TRC BC Ratio | bar: 2019 to 2051
F2_Commercial_Other Health_New_Water Heating_Natural Gas_Water Heater_E2 | F2 | Commercial | Other Health | New | Water Heating | Natural Gas | Water Heater | E2 | TRC BC Ratio | bar: 2019 to 2051
F2_Commercial_Other Health_New_Water Heating_Natural Gas_Water Heater_E3 | F2 | Commercial | Other Health | New | Water Heating | Natural Gas | Water Heater | E3 | TRC BC Ratio | 105.2911 | 105.1334 | 105.5227 | 104.6336 | 104.0694 | 104.5031 | 105.815 | 106.8528 | 108.1403 | 109.3562 | 110.5729 | 111.6897 | 112.891 | 114.1443 | 115.3441 | 116.5662 | 117.8069 | 119.1599 | 120.5655 | 122.051 | 123.5163 | 125.0433 | 126.4613 | 127.925 | 129.2215 | 130.3483 | 131.3705 | 132.2571 | 132.949 | 133.5199 | 133.8384 | 134.0517 | 134.0517
F2_Commercial_Other Health_New_Water Heating_Natural Gas_Water Heater_E4 | F2 | Commercial | Other Health | New | Water Heating | Natural Gas | Water Heater | E4 | TRC BC Ratio | 85.5067 | 85.3786 | 85.6948 | 84.9727 | 84.5146 | 84.8668 | 85.9322 | 86.7749 | 87.8205 | 88.808 | 89.796 | 90.703 | 91.6786 | 92.6964 | 93.6707 | 94.6632 | 95.6708 | 96.7696 | 97.9111 | 99.1174 | 100.3074 | 101.5475 | 102.699 | 103.8877 | 104.9405 | 105.8557 | 106.6857 | 107.4057 | 107.9677 | 108.4313 | 108.69 | 108.8632 | 108.8632
F2_Commercial_Other Health_New_Water Heating_Natural Gas_Water Heater_E5 | F2 | Commercial | Other Health | New | Water Heating | Natural Gas | Water Heater | E5 | TRC BC Ratio | 54.4278 | 54.3462 | 54.5475 | 54.0878 | 53.7962 | 54.0204 | 54.6986 | 55.235 | 55.9006 | 56.5291 | 57.158 | 57.7353 | 58.3563 | 59.0042 | 59.6244 | 60.2561 | 60.8975 | 61.5969 | 62.3235 | 63.0914 | 63.8488 | 64.6382 | 65.3712 | 66.1278 | 66.798 | 67.3805 | 67.9089 | 68.3672 | 68.7249 | 69.02 | 69.1846 | 69.2949 | 69.2949
F2_Commercial_Other Health_New_Water Heating_Natural Gas_Water Heater_E6 | F2 | Commercial | Other Health | New | Water Heating | Natural Gas | Water Heater | E6 | TRC BC Ratio | bar: 2019 to 2051
F2_Commercial_Other Health_New_Water Heating_Natural Gas_Water Heater_E7 | F2 | Commercial | Other Health | New | Water Heating | Natural Gas | Water Heater | E7 | TRC BC Ratio | bar: 2019 to 2051
F2_Commercial_Other Health_New_Water Heating_Natural Gas_Water Heater_E8 | F2 | Commercial | Other Health | New | Water Heating | Natural Gas | Water Heater | E8 | TRC BC Ratio | 0 | 0 | 0 | 0 | 0 | 0 | 0 | 0 | 0 | 0 | 0 | 0 | 0 | 0 | 0 | 0 | 0 | 0 | 0 | 0 | 0 | 0 | 0 | 0 | 0 | 0 | 0 | 0 | 0 | 0 | 0 | 0 | 0
F2_Commercial_Other Health_New_Water Heating_Natural Gas_Water Heater_E9 | F2 | Commercial | Other Health | New | Water Heating | Natural Gas | Water Heater | E9 | TRC BC Ratio | 0 | 0 | 0 | 0 | 0 | 0 | 0 | 0 | 0 | 0 | 0 | 0 | 0 | 0 | 0 | 0 | 0 | 0 | 0 | 0 | 0 | 0 | 0 | 0 | 0 | 0 | 0 | 0 | 0 | 0 | 0 | 0 | 0
F2_Commercial_Other Health_New_Water Heating_Natural Gas_Water Heater_E10 | F2 | Commercial | Other Health | New | Water Heating | Natural Gas | Water Heater | E10 | TRC BC Ratio | 0 | 0 | 0 | 0 | 0 | 0 | 0 | 0 | 0 | 0 | 0 | 0 | 0 | 0 | 0 | 0 | 0 | 0 | 0 | 0 | 0 | 0 | 0 | 0 | 0 | 0 | 0 | 0 | 0 | 0 | 0 | 0 | 0
F3_Commercial_Other Health_New_Water Heating_Natural Gas_Water Heater_E1 | F3 | Commercial | Other Health | New | Water Heating | Natural Gas | Water Heater | E1 | PACT BC Ratio | bar: 2019 to 2051
F3_Commercial_Other Health_New_Water Heating_Natural Gas_Water Heater_E2 | F3 | Commercial | Other Health | New | Water Heating | Natural Gas | Water Heater | E2 | PACT BC Ratio | bar: 2019 to 2051
F3_Commercial_Other Health_New_Water Heating_Natural Gas_Water Heater_E3 | F3 | Commercial | Other Health | New | Water Heating | Natural Gas | Water Heater | E3 | PACT BC Ratio | 140.3882 | 140.1778 | 140.697 | 139.5114 | 138.7592 | 139.3375 | 141.0867 | 142.4703 | 144.187 | 145.8083 | 147.4305 | 148.9196 | 150.5213 | 152.1924 | 153.7921 | 155.4216 | 157.0759 | 158.8799 | 160.754 | 162.7346 | 164.6884 | 166.7244 | 168.6151 | 170.5667 | 172.2953 | 173.7978 | 175.1606 | 176.3427 | 177.2654 | 178.0265 | 178.4513 | 178.7357 | 178.7357
F3_Commercial_Other Health_New_Water Heating_Natural Gas_Water Heater_E4 | F3 | Commercial | Other Health | New | Water Heating | Natural Gas | Water Heater | E4 | PACT BC Ratio | 114.009 | 113.8382 | 114.2598 | 113.297 | 112.6861 | 113.1558 | 114.5763 | 115.6999 | 117.0941 | 118.4107 | 119.7281 | 120.9374 | 122.2381 | 123.5952 | 124.8943 | 126.2176 | 127.5611 | 129.0261 | 130.5481 | 132.1565 | 133.7431 | 135.3966 | 136.932 | 138.5169 | 139.9207 | 141.1409 | 142.2477 | 143.2076 | 143.9569 | 144.5751 | 144.92 | 145.1509 | 145.1509
F3_Commercial_Other Health_New_Water Heating_Natural Gas_Water Heater_E5 | F3 | Commercial | Other Health | New | Water Heating | Natural Gas | Water Heater | E5 | PACT BC Ratio | 72.5703 | 72.4616 | 72.73 | 72.1171 | 71.7283 | 72.0272 | 72.9314 | 73.6467 | 74.5341 | 75.3722 | 76.2107 | 76.9805 | 77.8084 | 78.6722 | 79.4992 | 80.3415 | 81.1967 | 82.1292 | 83.098 | 84.1218 | 85.1318 | 86.1842 | 87.1616 | 88.1704 | 89.064 | 89.8406 | 90.5452 | 91.1562 | 91.6332 | 92.0266 | 92.2462 | 92.3932 | 92.3932
F3_Commercial_Other Health_New_Water Heating_Natural Gas_Water Heater_E6 | F3 | Commercial | Other Health | New | Water Heating | Natural Gas | Water Heater | E6 | PACT BC Ratio | bar: 2019 to 2051
F3_Commercial_Other Health_New_Water Heating_Natural Gas_Water Heater_E7 | F3 | Commercial | Other Health | New | Water Heating | Natural Gas | Water Heater | E7 | PACT BC Ratio | bar: 2019 to 2051
F3_Commercial_Other Health_New_Water Heating_Natural Gas_Water Heater_E8 | F3 | Commercial | Other Health | New | Water Heating | Natural Gas | Water Heater | E8 | PACT BC Ratio | 0 | 0 | 0 | 0 | 0 | 0 | 0 | 0 | 0 | 0 | 0 | 0 | 0 | 0 | 0 | 0 | 0 | 0 | 0 | 0 | 0 | 0 | 0 | 0 | 0 | 0 | 0 | 0 | 0 | 0 | 0 | 0 | 0
F3_Commercial_Other Health_New_Water Heating_Natural Gas_Water Heater_E9 | F3 | Commercial | Other Health | New | Water Heating | Natural Gas | Water Heater | E9 | PACT BC Ratio | 0 | 0 | 0 | 0 | 0 | 0 | 0 | 0 | 0 | 0 | 0 | 0 | 0 | 0 | 0 | 0 | 0 | 0 | 0 | 0 | 0 | 0 | 0 | 0 | 0 | 0 | 0 | 0 | 0 | 0 | 0 | 0 | 0
F3_Commercial_Other Health_New_Water Heating_Natural Gas_Water Heater_E10 | F3 | Commercial | Other Health | New | Water Heating | Natural Gas | Water Heater | E10 | PACT BC Ratio | 0 | 0 | 0 | 0 | 0 | 0 | 0 | 0 | 0 | 0 | 0 | 0 | 0 | 0 | 0 | 0 | 0 | 0 | 0 | 0 | 0 | 0 | 0 | 0 | 0 | 0 | 0 | 0 | 0 | 0 | 0 | 0 | 0
F4_Commercial_Other Health_New_Water Heating_Natural Gas_Water Heater_E1 | F4 | Commercial | Other Health | New | Water Heating | Natural Gas | Water Heater | E1 | RVT BC Ratio | bar: 2019 to 2051
F4_Commercial_Other Health_New_Water Heating_Natural Gas_Water Heater_E2 | F4 | Commercial | Other Health | New | Water Heating | Natural Gas | Water Heater | E2 | RVT BC Ratio | bar: 2019 to 2051
F4_Commercial_Other Health_New_Water Heating_Natural Gas_Water Heater_E3 | F4 | Commercial | Other Health | New | Water Heating | Natural Gas | Water Heater | E3 | RVT BC Ratio | 152.0748 | 151.8479 | 152.4077 | 151.1294 | 150.3183 | 150.9419 | 152.8279 | 154.3199 | 156.1709 | 157.9191 | 159.6682 | 161.2738 | 163.0009 | 164.8027 | 166.5277 | 168.2847 | 170.0684 | 172.0136 | 174.0344 | 176.17 | 178.2766 | 180.472 | 182.5107 | 184.615 | 186.4789 | 188.0989 | 189.5685 | 190.8431 | 191.8379 | 192.6587 | 193.1166 | 193.4233 | 193.4233
F4_Commercial_Other Health_New_Water Heating_Natural Gas_Water Heater_E4 | F4 | Commercial | Other Health | New | Water Heating | Natural Gas | Water Heater | E4 | RVT BC Ratio | 123.6312 | 123.447 | 123.9016 | 122.8634 | 122.2048 | 122.7112 | 124.2428 | 125.4544 | 126.9577 | 128.3774 | 129.7978 | 131.1017 | 132.5043 | 133.9676 | 135.3684 | 136.7952 | 138.2438 | 139.8235 | 141.4646 | 143.1989 | 144.9097 | 146.6926 | 148.3481 | 150.0571 | 151.5707 | 152.8864 | 154.0798 | 155.1149 | 155.9228 | 156.5893 | 156.9612 | 157.2102 | 157.2102
F4_Commercial_Other Health_New_Water Heating_Natural Gas_Water Heater_E5 | F4 | Commercial | Other Health | New | Water Heating | Natural Gas | Water Heater | E5 | RVT BC Ratio | 78.9496 | 78.8323 | 79.1217 | 78.4609 | 78.0417 | 78.364 | 79.3389 | 80.1102 | 81.067 | 81.9707 | 82.8748 | 83.7048 | 84.5976 | 85.529 | 86.4207 | 87.3289 | 88.251 | 89.2565 | 90.3011 | 91.4051 | 92.494 | 93.6289 | 94.6827 | 95.7705 | 96.734 | 97.5714 | 98.3311 | 98.99 | 99.5042 | 99.9285 | 100.1652 | 100.3237 | 100.3237
F4_Commercial_Other Health_New_Water Heating_Natural Gas_Water Heater_E6 | F4 | Commercial | Other Health | New | Water Heating | Natural Gas | Water Heater | E6 | RVT BC Ratio | bar: 2019 to 2051
F4_Commercial_Other Health_New_Water Heating_Natural Gas_Water Heater_E7 | F4 | Commercial | Other Health | New | Water Heating | Natural Gas | Water Heater | E7 | RVT BC Ratio | bar: 2019 to 2051
F4_Commercial_Other Health_New_Water Heating_Natural Gas_Water Heater_E8 | F4 | Commercial | Other Health | New | Water Heating | Natural Gas | Water Heater | E8 | RVT BC Ratio | 0 | 0 | 0 | 0 | 0 | 0 | 0 | 0 | 0 | 0 | 0 | 0 | 0 | 0 | 0 | 0 | 0 | 0 | 0 | 0 | 0 | 0 | 0 | 0 | 0 | 0 | 0 | 0 | 0 | 0 | 0 | 0 | 0
F4_Commercial_Other Health_New_Water Heating_Natural Gas_Water Heater_E9 | F4 | Commercial | Other Health | New | Water Heating | Natural Gas | Water Heater | E9 | RVT BC Ratio | 0 | 0 | 0 | 0 | 0 | 0 | 0 | 0 | 0 | 0 | 0 | 0 | 0 | 0 | 0 | 0 | 0 | 0 | 0 | 0 | 0 | 0 | 0 | 0 | 0 | 0 | 0 | 0 | 0 | 0 | 0 | 0 | 0
F4_Commercial_Other Health_New_Water Heating_Natural Gas_Water Heater_E10 | F4 | Commercial | Other Health | New | Water Heating | Natural Gas | Water Heater | E10 | RVT BC Ratio | 0 | 0 | 0 | 0 | 0 | 0 | 0 | 0 | 0 | 0 | 0 | 0 | 0 | 0 | 0 | 0 | 0 | 0 | 0 | 0 | 0 | 0 | 0 | 0 | 0 | 0 | 0 | 0 | 0 | 0 | 0 | 0 | 0
F5_Commercial_Other Health_New_Water Heating_Natural Gas_Water Heater_E1 | F5 | Commercial | Other Health | New | Water Heating | Natural Gas | Water Heater | E1 | RIM BC Ratio | bar: 2019 to 2051
F5_Commercial_Other Health_New_Water Heating_Natural Gas_Water Heater_E2 | F5 | Commercial | Other Health | New | Water Heating | Natural Gas | Water Heater | E2 | RIM BC Ratio | bar: 2019 to 2051
F5_Commercial_Other Health_New_Water Heating_Natural Gas_Water Heater_E3 | F5 | Commercial | Other Health | New | Water Heating | Natural Gas | Water Heater | E3 | RIM BC Ratio | 0.82975 | 0.82974 | 0.82976 | 0.82972 | 0.82969 | 0.82971 | 0.82977 | 0.82982 | 0.82988 | 0.82993 | 0.82998 | 0.83003 | 0.83008 | 0.83013 | 0.83017 | 0.83022 | 0.83027 | 0.83032 | 0.83037 | 0.83042 | 0.83047 | 0.83052 | 0.83057 | 0.83061 | 0.83066 | 0.83069 | 0.83072 | 0.83075 | 0.83077 | 0.83078 | 0.83079 | 0.8308 | 0.8308
F5_Commercial_Other Health_New_Water Heating_Natural Gas_Water Heater_E4 | F5 | Commercial | Other Health | New | Water Heating | Natural Gas | Water Heater | E4 | RIM BC Ratio | 0.82861 | 0.8286 | 0.82863 | 0.82857 | 0.82854 | 0.82857 | 0.82864 | 0.8287 | 0.82877 | 0.82884 | 0.8289 | 0.82896 | 0.82902 | 0.82908 | 0.82914 | 0.8292 | 0.82925 | 0.82931 | 0.82938 | 0.82944 | 0.8295 | 0.82957 | 0.82962 | 0.82968 | 0.82973 | 0.82977 | 0.82981 | 0.82984 | 0.82987 | 0.82989 | 0.8299 | 0.82991 | 0.82991
F5_Commercial_Other Health_New_Water Heating_Natural Gas_Water Heater_E5 | F5 | Commercial | Other Health | New | Water Heating | Natural Gas | Water Heater | E5 | RIM BC Ratio | 0.82519 | 0.82517 | 0.82521 | 0.82513 | 0.82508 | 0.82512 | 0.82523 | 0.82533 | 0.82544 | 0.82554 | 0.82564 | 0.82573 | 0.82582 | 0.82592 | 0.82601 | 0.8261 | 0.82619 | 0.82628 | 0.82638 | 0.82648 | 0.82657 | 0.82667 | 0.82676 | 0.82685 | 0.82693 | 0.827 | 0.82706 | 0.82711 | 0.82714 | 0.82718 | 0.82719 | 0.82721 | 0.82721
F5_Commercial_Other Health_New_Water Heating_Natural Gas_Water Heater_E6 | F5 | Commercial | Other Health | New | Water Heating | Natural Gas | Water Heater | E6 | RIM BC Ratio | bar: 2019 to 2051
F5_Commercial_Other Health_New_Water Heating_Natural Gas_Water Heater_E7 | F5 | Commercial | Other Health | New | Water Heating | Natural Gas | Water Heater | E7 | RIM BC Ratio | bar: 2019 to 2051
F5_Commercial_Other Health_New_Water Heating_Natural Gas_Water Heater_E8 | F5 | Commercial | Other Health | New | Water Heating | Natural Gas | Water Heater | E8 | RIM BC Ratio | 0 | 0 | 0 | 0 | 0 | 0 | 0 | 0 | 0 | 0 | 0 | 0 | 0 | 0 | 0 | 0 | 0 | 0 | 0 | 0 | 0 | 0 | 0 | 0 | 0 | 0 | 0 | 0 | 0 | 0 | 0 | 0 | 0
F5_Commercial_Other Health_New_Water Heating_Natural Gas_Water Heater_E9 | F5 | Commercial | Other Health | New | Water Heating | Natural Gas | Water Heater | E9 | RIM BC Ratio | 0 | 0 | 0 | 0 | 0 | 0 | 0 | 0 | 0 | 0 | 0 | 0 | 0 | 0 | 0 | 0 | 0 | 0 | 0 | 0 | 0 | 0 | 0 | 0 | 0 | 0 | 0 | 0 | 0 | 0 | 0 | 0 | 0
F5_Commercial_Other Health_New_Water Heating_Natural Gas_Water Heater_E10 | F5 | Commercial | Other Health | New | Water Heating | Natural Gas | Water Heater | E10 | RIM BC Ratio | 0 | 0 | 0 | 0 | 0 | 0 | 0 | 0 | 0 | 0 | 0 | 0 | 0 | 0 | 0 | 0 | 0 | 0 | 0 | 0 | 0 | 0 | 0 | 0 | 0 | 0 | 0 | 0 | 0 | 0 | 0 | 0 | 0
F0_Commercial_Other Health_New_Food Preparation_Natural Gas_Oven_E0 | F0 | Commercial | Other Health | New | Food Preparation | Natural Gas | Oven | E0 | Economic Unit | ENERGY STAR (3.0) | ENERGY STAR (3.0) | ENERGY STAR (3.0) | ENERGY STAR (3.0) | ENERGY STAR (3.0) | ENERGY STAR (3.0) | ENERGY STAR (3.0) | ENERGY STAR (3.0) | ENERGY STAR (3.0) | ENERGY STAR (3.0) | ENERGY STAR (3.0) | ENERGY STAR (3.0) | ENERGY STAR (3.0) | ENERGY STAR (3.0) | ENERGY STAR (3.0) | ENERGY STAR (3.0) | ENERGY STAR (3.0) | ENERGY STAR (3.0) | ENERGY STAR (3.0) | ENERGY STAR (3.0) | ENERGY STAR (3.0) | ENERGY STAR (3.0) | ENERGY STAR (3.0) | ENERGY STAR (3.0) | ENERGY STAR (3.0) | ENERGY STAR (3.0) | ENERGY STAR (3.0) | ENERGY STAR (3.0) | ENERGY STAR (3.0) | ENERGY STAR (3.0) | ENERGY STAR (3.0) | ENERGY STAR (3.0) | ENERGY STAR (3.0)
F1_Commercial_Other Health_New_Food Preparation_Natural Gas_Oven_E1 | F1 | Commercial | Other Health | New | Food Preparation | Natural Gas | Oven | E1 | CCE | 0 | 0 | 0 | 0 | 0 | 0 | 0 | 0 | 0 | 0 | 0 | 0 | 0 | 0 | 0 | 0 | 0 | 0 | 0 | 0 | 0 | 0 | 0 | 0 | 0 | 0 | 0 | 0 | 0 | 0 | 0 | 0 | 0
F1_Commercial_Other Health_New_Food Preparation_Natural Gas_Oven_E2 | F1 | Commercial | Other Health | New | Food Preparation | Natural Gas | Oven | E2 | CCE | 0.32507 | 0.33656 | 0.30212 | 0.30779 | 0.30779 | 0.30779 | 0.30779 | 0.30779 | 0.30779 | 0.30779 | 0.30779 | 0.30779 | 0.30779 | 0.30779 | 0.30779 | 0.30779 | 0.30779 | 0.30779 | 0.30779 | 0.30779 | 0.30779 | 0.30779 | 0.30779 | 0.30779 | 0.30779 | 0.30779 | 0.30779 | 0.30779 | 0.30779 | 0.30779 | 0.30779 | 0.30779 | 0.30779
F1_Commercial_Other Health_New_Food Preparation_Natural Gas_Oven_E3 | F1 | Commercial | Other Health | New | Food Preparation | Natural Gas | Oven | E3 | CCE | 0 | 0 | 0 | 0 | 0 | 0 | 0 | 0 | 0 | 0 | 0 | 0 | 0 | 0 | 0 | 0 | 0 | 0 | 0 | 0 | 0 | 0 | 0 | 0 | 0 | 0 | 0 | 0 | 0 | 0 | 0 | 0 | 0
F1_Commercial_Other Health_New_Food Preparation_Natural Gas_Oven_E4 | F1 | Commercial | Other Health | New | Food Preparation | Natural Gas | Oven | E4 | CCE | 0 | 0 | 0 | 0 | 0 | 0 | 0 | 0 | 0 | 0 | 0 | 0 | 0 | 0 | 0 | 0 | 0 | 0 | 0 | 0 | 0 | 0 | 0 | 0 | 0 | 0 | 0 | 0 | 0 | 0 | 0 | 0 | 0
F1_Commercial_Other Health_New_Food Preparation_Natural Gas_Oven_E5 | F1 | Commercial | Other Health | New | Food Preparation | Natural Gas | Oven | E5 | CCE | 0 | 0 | 0 | 0 | 0 | 0 | 0 | 0 | 0 | 0 | 0 | 0 | 0 | 0 | 0 | 0 | 0 | 0 | 0 | 0 | 0 | 0 | 0 | 0 | 0 | 0 | 0 | 0 | 0 | 0 | 0 | 0 | 0
F1_Commercial_Other Health_New_Food Preparation_Natural Gas_Oven_E6 | F1 | Commercial | Other Health | New | Food Preparation | Natural Gas | Oven | E6 | CCE | 0 | 0 | 0 | 0 | 0 | 0 | 0 | 0 | 0 | 0 | 0 | 0 | 0 | 0 | 0 | 0 | 0 | 0 | 0 | 0 | 0 | 0 | 0 | 0 | 0 | 0 | 0 | 0 | 0 | 0 | 0 | 0 | 0
F1_Commercial_Other Health_New_Food Preparation_Natural Gas_Oven_E7 | F1 | Commercial | Other Health | New | Food Preparation | Natural Gas | Oven | E7 | CCE | 0 | 0 | 0 | 0 | 0 | 0 | 0 | 0 | 0 | 0 | 0 | 0 | 0 | 0 | 0 | 0 | 0 | 0 | 0 | 0 | 0 | 0 | 0 | 0 | 0 | 0 | 0 | 0 | 0 | 0 | 0 | 0 | 0
F1_Commercial_Other Health_New_Food Preparation_Natural Gas_Oven_E8 | F1 | Commercial | Other Health | New | Food Preparation | Natural Gas | Oven | E8 | CCE | 0 | 0 | 0 | 0 | 0 | 0 | 0 | 0 | 0 | 0 | 0 | 0 | 0 | 0 | 0 | 0 | 0 | 0 | 0 | 0 | 0 | 0 | 0 | 0 | 0 | 0 | 0 | 0 | 0 | 0 | 0 | 0 | 0
F1_Commercial_Other Health_New_Food Preparation_Natural Gas_Oven_E9 | F1 | Commercial | Other Health | New | Food Preparation | Natural Gas | Oven | E9 | CCE | 0 | 0 | 0 | 0 | 0 | 0 | 0 | 0 | 0 | 0 | 0 | 0 | 0 | 0 | 0 | 0 | 0 | 0 | 0 | 0 | 0 | 0 | 0 | 0 | 0 | 0 | 0 | 0 | 0 | 0 | 0 | 0 | 0
F1_Commercial_Other Health_New_Food Preparation_Natural Gas_Oven_E10 | F1 | Commercial | Other Health | New | Food Preparation | Natural Gas | Oven | E10 | CCE | 0 | 0 | 0 | 0 | 0 | 0 | 0 | 0 | 0 | 0 | 0 | 0 | 0 | 0 | 0 | 0 | 0 | 0 | 0 | 0 | 0 | 0 | 0 | 0 | 0 | 0 | 0 | 0 | 0 | 0 | 0 | 0 | 0
F2_Commercial_Other Health_New_Food Preparation_Natural Gas_Oven_E1 | F2 | Commercial | Other Health | New | Food Preparation | Natural Gas | Oven | E1 | TRC BC Ratio | bar: 2019 to 2051
F2_Commercial_Other Health_New_Food Preparation_Natural Gas_Oven_E2 | F2 | Commercial | Other Health | New | Food Preparation | Natural Gas | Oven | E2 | TRC BC Ratio | 5.0529 | 5.0541 | 5.0794 | 5.0454 | 5.0252 | 5.0427 | 5.0918 | 5.1313 | 5.1797 | 5.226 | 5.2722 | 5.3151 | 5.3612 | 5.4091 | 5.4549 | 5.5017 | 5.5491 | 5.6007 | 5.6542 | 5.7105 | 5.7652 | 5.8217 | 5.8734 | 5.9266 | 5.9735 | 6.014 | 6.0509 | 6.0828 | 6.1077 | 6.1281 | 6.1393 | 6.1467 | 6.1467
F2_Commercial_Other Health_New_Food Preparation_Natural Gas_Oven_E3 | F2 | Commercial | Other Health | New | Food Preparation | Natural Gas | Oven | E3 | TRC BC Ratio | 0 | 0 | 0 | 0 | 0 | 0 | 0 | 0 | 0 | 0 | 0 | 0 | 0 | 0 | 0 | 0 | 0 | 0 | 0 | 0 | 0 | 0 | 0 | 0 | 0 | 0 | 0 | 0 | 0 | 0 | 0 | 0 | 0
F2_Commercial_Other Health_New_Food Preparation_Natural Gas_Oven_E4 | F2 | Commercial | Other Health | New | Food Preparation | Natural Gas | Oven | E4 | TRC BC Ratio | 0 | 0 | 0 | 0 | 0 | 0 | 0 | 0 | 0 | 0 | 0 | 0 | 0 | 0 | 0 | 0 | 0 | 0 | 0 | 0 | 0 | 0 | 0 | 0 | 0 | 0 | 0 | 0 | 0 | 0 | 0 | 0 | 0
F2_Commercial_Other Health_New_Food Preparation_Natural Gas_Oven_E5 | F2 | Commercial | Other Health | New | Food Preparation | Natural Gas | Oven | E5 | TRC BC Ratio | 0 | 0 | 0 | 0 | 0 | 0 | 0 | 0 | 0 | 0 | 0 | 0 | 0 | 0 | 0 | 0 | 0 | 0 | 0 | 0 | 0 | 0 | 0 | 0 | 0 | 0 | 0 | 0 | 0 | 0 | 0 | 0 | 0
F2_Commercial_Other Health_New_Food Preparation_Natural Gas_Oven_E6 | F2 | Commercial | Other Health | New | Food Preparation | Natural Gas | Oven | E6 | TRC BC Ratio | 0 | 0 | 0 | 0 | 0 | 0 | 0 | 0 | 0 | 0 | 0 | 0 | 0 | 0 | 0 | 0 | 0 | 0 | 0 | 0 | 0 | 0 | 0 | 0 | 0 | 0 | 0 | 0 | 0 | 0 | 0 | 0 | 0
F2_Commercial_Other Health_New_Food Preparation_Natural Gas_Oven_E7 | F2 | Commercial | Other Health | New | Food Preparation | Natural Gas | Oven | E7 | TRC BC Ratio | 0 | 0 | 0 | 0 | 0 | 0 | 0 | 0 | 0 | 0 | 0 | 0 | 0 | 0 | 0 | 0 | 0 | 0 | 0 | 0 | 0 | 0 | 0 | 0 | 0 | 0 | 0 | 0 | 0 | 0 | 0 | 0 | 0
F2_Commercial_Other Health_New_Food Preparation_Natural Gas_Oven_E8 | F2 | Commercial | Other Health | New | Food Preparation | Natural Gas | Oven | E8 | TRC BC Ratio | 0 | 0 | 0 | 0 | 0 | 0 | 0 | 0 | 0 | 0 | 0 | 0 | 0 | 0 | 0 | 0 | 0 | 0 | 0 | 0 | 0 | 0 | 0 | 0 | 0 | 0 | 0 | 0 | 0 | 0 | 0 | 0 | 0
F2_Commercial_Other Health_New_Food Preparation_Natural Gas_Oven_E9 | F2 | Commercial | Other Health | New | Food Preparation | Natural Gas | Oven | E9 | TRC BC Ratio | 0 | 0 | 0 | 0 | 0 | 0 | 0 | 0 | 0 | 0 | 0 | 0 | 0 | 0 | 0 | 0 | 0 | 0 | 0 | 0 | 0 | 0 | 0 | 0 | 0 | 0 | 0 | 0 | 0 | 0 | 0 | 0 | 0
F2_Commercial_Other Health_New_Food Preparation_Natural Gas_Oven_E10 | F2 | Commercial | Other Health | New | Food Preparation | Natural Gas | Oven | E10 | TRC BC Ratio | 0 | 0 | 0 | 0 | 0 | 0 | 0 | 0 | 0 | 0 | 0 | 0 | 0 | 0 | 0 | 0 | 0 | 0 | 0 | 0 | 0 | 0 | 0 | 0 | 0 | 0 | 0 | 0 | 0 | 0 | 0 | 0 | 0
F3_Commercial_Other Health_New_Food Preparation_Natural Gas_Oven_E1 | F3 | Commercial | Other Health | New | Food Preparation | Natural Gas | Oven | E1 | PACT BC Ratio | bar: 2019 to 2051
F3_Commercial_Other Health_New_Food Preparation_Natural Gas_Oven_E2 | F3 | Commercial | Other Health | New | Food Preparation | Natural Gas | Oven | E2 | PACT BC Ratio | 6.7372 | 6.7388 | 6.7725 | 6.7272 | 6.7003 | 6.7236 | 6.7891 | 6.8417 | 6.9062 | 6.968 | 7.0296 | 7.0868 | 7.1482 | 7.2121 | 7.2732 | 7.3356 | 7.3988 | 7.4676 | 7.5389 | 7.614 | 7.6869 | 7.7623 | 7.8312 | 7.9021 | 7.9647 | 8.0187 | 8.0679 | 8.1103 | 8.1436 | 8.1708 | 8.1857 | 8.1956 | 8.1956
F3_Commercial_Other Health_New_Food Preparation_Natural Gas_Oven_E3 | F3 | Commercial | Other Health | New | Food Preparation | Natural Gas | Oven | E3 | PACT BC Ratio | 0 | 0 | 0 | 0 | 0 | 0 | 0 | 0 | 0 | 0 | 0 | 0 | 0 | 0 | 0 | 0 | 0 | 0 | 0 | 0 | 0 | 0 | 0 | 0 | 0 | 0 | 0 | 0 | 0 | 0 | 0 | 0 | 0
F3_Commercial_Other Health_New_Food Preparation_Natural Gas_Oven_E4 | F3 | Commercial | Other Health | New | Food Preparation | Natural Gas | Oven | E4 | PACT BC Ratio | 0 | 0 | 0 | 0 | 0 | 0 | 0 | 0 | 0 | 0 | 0 | 0 | 0 | 0 | 0 | 0 | 0 | 0 | 0 | 0 | 0 | 0 | 0 | 0 | 0 | 0 | 0 | 0 | 0 | 0 | 0 | 0 | 0
F3_Commercial_Other Health_New_Food Preparation_Natural Gas_Oven_E5 | F3 | Commercial | Other Health | New | Food Preparation | Natural Gas | Oven | E5 | PACT BC Ratio | 0 | 0 | 0 | 0 | 0 | 0 | 0 | 0 | 0 | 0 | 0 | 0 | 0 | 0 | 0 | 0 | 0 | 0 | 0 | 0 | 0 | 0 | 0 | 0 | 0 | 0 | 0 | 0 | 0 | 0 | 0 | 0 | 0
F3_Commercial_Other Health_New_Food Preparation_Natural Gas_Oven_E6 | F3 | Commercial | Other Health | New | Food Preparation | Natural Gas | Oven | E6 | PACT BC Ratio | 0 | 0 | 0 | 0 | 0 | 0 | 0 | 0 | 0 | 0 | 0 | 0 | 0 | 0 | 0 | 0 | 0 | 0 | 0 | 0 | 0 | 0 | 0 | 0 | 0 | 0 | 0 | 0 | 0 | 0 | 0 | 0 | 0
F3_Commercial_Other Health_New_Food Preparation_Natural Gas_Oven_E7 | F3 | Commercial | Other Health | New | Food Preparation | Natural Gas | Oven | E7 | PACT BC Ratio | 0 | 0 | 0 | 0 | 0 | 0 | 0 | 0 | 0 | 0 | 0 | 0 | 0 | 0 | 0 | 0 | 0 | 0 | 0 | 0 | 0 | 0 | 0 | 0 | 0 | 0 | 0 | 0 | 0 | 0 | 0 | 0 | 0
F3_Commercial_Other Health_New_Food Preparation_Natural Gas_Oven_E8 | F3 | Commercial | Other Health | New | Food Preparation | Natural Gas | Oven | E8 | PACT BC Ratio | 0 | 0 | 0 | 0 | 0 | 0 | 0 | 0 | 0 | 0 | 0 | 0 | 0 | 0 | 0 | 0 | 0 | 0 | 0 | 0 | 0 | 0 | 0 | 0 | 0 | 0 | 0 | 0 | 0 | 0 | 0 | 0 | 0
F3_Commercial_Other Health_New_Food Preparation_Natural Gas_Oven_E9 | F3 | Commercial | Other Health | New | Food Preparation | Natural Gas | Oven | E9 | PACT BC Ratio | 0 | 0 | 0 | 0 | 0 | 0 | 0 | 0 | 0 | 0 | 0 | 0 | 0 | 0 | 0 | 0 | 0 | 0 | 0 | 0 | 0 | 0 | 0 | 0 | 0 | 0 | 0 | 0 | 0 | 0 | 0 | 0 | 0
F3_Commercial_Other Health_New_Food Preparation_Natural Gas_Oven_E10 | F3 | Commercial | Other Health | New | Food Preparation | Natural Gas | Oven | E10 | PACT BC Ratio | 0 | 0 | 0 | 0 | 0 | 0 | 0 | 0 | 0 | 0 | 0 | 0 | 0 | 0 | 0 | 0 | 0 | 0 | 0 | 0 | 0 | 0 | 0 | 0 | 0 | 0 | 0 | 0 | 0 | 0 | 0 | 0 | 0
F4_Commercial_Other Health_New_Food Preparation_Natural Gas_Oven_E1 | F4 | Commercial | Other Health | New | Food Preparation | Natural Gas | Oven | E1 | RVT BC Ratio | bar: 2019 to 2051
F4_Commercial_Other Health_New_Food Preparation_Natural Gas_Oven_E2 | F4 | Commercial | Other Health | New | Food Preparation | Natural Gas | Oven | E2 | RVT BC Ratio | 7.9644 | 7.9662 | 8.0025 | 7.9537 | 7.9247 | 7.9497 | 8.0204 | 8.0771 | 8.1467 | 8.2133 | 8.2797 | 8.3414 | 8.4076 | 8.4765 | 8.5424 | 8.6097 | 8.6778 | 8.752 | 8.8289 | 8.9098 | 8.9885 | 9.0697 | 9.144 | 9.2205 | 9.288 | 9.3462 | 9.3993 | 9.445 | 9.4809 | 9.5103 | 9.5263 | 9.537 | 9.537
F4_Commercial_Other Health_New_Food Preparation_Natural Gas_Oven_E3 | F4 | Commercial | Other Health | New | Food Preparation | Natural Gas | Oven | E3 | RVT BC Ratio | 0 | 0 | 0 | 0 | 0 | 0 | 0 | 0 | 0 | 0 | 0 | 0 | 0 | 0 | 0 | 0 | 0 | 0 | 0 | 0 | 0 | 0 | 0 | 0 | 0 | 0 | 0 | 0 | 0 | 0 | 0 | 0 | 0
F4_Commercial_Other Health_New_Food Preparation_Natural Gas_Oven_E4 | F4 | Commercial | Other Health | New | Food Preparation | Natural Gas | Oven | E4 | RVT BC Ratio | 0 | 0 | 0 | 0 | 0 | 0 | 0 | 0 | 0 | 0 | 0 | 0 | 0 | 0 | 0 | 0 | 0 | 0 | 0 | 0 | 0 | 0 | 0 | 0 | 0 | 0 | 0 | 0 | 0 | 0 | 0 | 0 | 0
F4_Commercial_Other Health_New_Food Preparation_Natural Gas_Oven_E5 | F4 | Commercial | Other Health | New | Food Preparation | Natural Gas | Oven | E5 | RVT BC Ratio | 0 | 0 | 0 | 0 | 0 | 0 | 0 | 0 | 0 | 0 | 0 | 0 | 0 | 0 | 0 | 0 | 0 | 0 | 0 | 0 | 0 | 0 | 0 | 0 | 0 | 0 | 0 | 0 | 0 | 0 | 0 | 0 | 0
F4_Commercial_Other Health_New_Food Preparation_Natural Gas_Oven_E6 | F4 | Commercial | Other Health | New | Food Preparation | Natural Gas | Oven | E6 | RVT BC Ratio | 0 | 0 | 0 | 0 | 0 | 0 | 0 | 0 | 0 | 0 | 0 | 0 | 0 | 0 | 0 | 0 | 0 | 0 | 0 | 0 | 0 | 0 | 0 | 0 | 0 | 0 | 0 | 0 | 0 | 0 | 0 | 0 | 0
F4_Commercial_Other Health_New_Food Preparation_Natural Gas_Oven_E7 | F4 | Commercial | Other Health | New | Food Preparation | Natural Gas | Oven | E7 | RVT BC Ratio | 0 | 0 | 0 | 0 | 0 | 0 | 0 | 0 | 0 | 0 | 0 | 0 | 0 | 0 | 0 | 0 | 0 | 0 | 0 | 0 | 0 | 0 | 0 | 0 | 0 | 0 | 0 | 0 | 0 | 0 | 0 | 0 | 0
F4_Commercial_Other Health_New_Food Preparation_Natural Gas_Oven_E8 | F4 | Commercial | Other Health | New | Food Preparation | Natural Gas | Oven | E8 | RVT BC Ratio | 0 | 0 | 0 | 0 | 0 | 0 | 0 | 0 | 0 | 0 | 0 | 0 | 0 | 0 | 0 | 0 | 0 | 0 | 0 | 0 | 0 | 0 | 0 | 0 | 0 | 0 | 0 | 0 | 0 | 0 | 0 | 0 | 0
F4_Commercial_Other Health_New_Food Preparation_Natural Gas_Oven_E9 | F4 | Commercial | Other Health | New | Food Preparation | Natural Gas | Oven | E9 | RVT BC Ratio | 0 | 0 | 0 | 0 | 0 | 0 | 0 | 0 | 0 | 0 | 0 | 0 | 0 | 0 | 0 | 0 | 0 | 0 | 0 | 0 | 0 | 0 | 0 | 0 | 0 | 0 | 0 | 0 | 0 | 0 | 0 | 0 | 0
F4_Commercial_Other Health_New_Food Preparation_Natural Gas_Oven_E10 | F4 | Commercial | Other Health | New | Food Preparation | Natural Gas | Oven | E10 | RVT BC Ratio | 0 | 0 | 0 | 0 | 0 | 0 | 0 | 0 | 0 | 0 | 0 | 0 | 0 | 0 | 0 | 0 | 0 | 0 | 0 | 0 | 0 | 0 | 0 | 0 | 0 | 0 | 0 | 0 | 0 | 0 | 0 | 0 | 0
F5_Commercial_Other Health_New_Food Preparation_Natural Gas_Oven_E1 | F5 | Commercial | Other Health | New | Food Preparation | Natural Gas | Oven | E1 | RIM BC Ratio | bar: 2019 to 2051
F5_Commercial_Other Health_New_Food Preparation_Natural Gas_Oven_E2 | F5 | Commercial | Other Health | New | Food Preparation | Natural Gas | Oven | E2 | RIM BC Ratio | 0.74267 | 0.74269 | 0.7431 | 0.74255 | 0.74222 | 0.7425 | 0.7433 | 0.74392 | 0.74468 | 0.74539 | 0.74609 | 0.74673 | 0.74741 | 0.7481 | 0.74875 | 0.74941 | 0.75006 | 0.75076 | 0.75148 | 0.75222 | 0.75292 | 0.75364 | 0.75428 | 0.75494 | 0.7555 | 0.75599 | 0.75642 | 0.75679 | 0.75708 | 0.75732 | 0.75744 | 0.75753 | 0.75753
F5_Commercial_Other Health_New_Food Preparation_Natural Gas_Oven_E3 | F5 | Commercial | Other Health | New | Food Preparation | Natural Gas | Oven | E3 | RIM BC Ratio | 0 | 0 | 0 | 0 | 0 | 0 | 0 | 0 | 0 | 0 | 0 | 0 | 0 | 0 | 0 | 0 | 0 | 0 | 0 | 0 | 0 | 0 | 0 | 0 | 0 | 0 | 0 | 0 | 0 | 0 | 0 | 0 | 0
F5_Commercial_Other Health_New_Food Preparation_Natural Gas_Oven_E4 | F5 | Commercial | Other Health | New | Food Preparation | Natural Gas | Oven | E4 | RIM BC Ratio | 0 | 0 | 0 | 0 | 0 | 0 | 0 | 0 | 0 | 0 | 0 | 0 | 0 | 0 | 0 | 0 | 0 | 0 | 0 | 0 | 0 | 0 | 0 | 0 | 0 | 0 | 0 | 0 | 0 | 0 | 0 | 0 | 0
F5_Commercial_Other Health_New_Food Preparation_Natural Gas_Oven_E5 | F5 | Commercial | Other Health | New | Food Preparation | Natural Gas | Oven | E5 | RIM BC Ratio | 0 | 0 | 0 | 0 | 0 | 0 | 0 | 0 | 0 | 0 | 0 | 0 | 0 | 0 | 0 | 0 | 0 | 0 | 0 | 0 | 0 | 0 | 0 | 0 | 0 | 0 | 0 | 0 | 0 | 0 | 0 | 0 | 0
F5_Commercial_Other Health_New_Food Preparation_Natural Gas_Oven_E6 | F5 | Commercial | Other Health | New | Food Preparation | Natural Gas | Oven | E6 | RIM BC Ratio | 0 | 0 | 0 | 0 | 0 | 0 | 0 | 0 | 0 | 0 | 0 | 0 | 0 | 0 | 0 | 0 | 0 | 0 | 0 | 0 | 0 | 0 | 0 | 0 | 0 | 0 | 0 | 0 | 0 | 0 | 0 | 0 | 0
F5_Commercial_Other Health_New_Food Preparation_Natural Gas_Oven_E7 | F5 | Commercial | Other Health | New | Food Preparation | Natural Gas | Oven | E7 | RIM BC Ratio | 0 | 0 | 0 | 0 | 0 | 0 | 0 | 0 | 0 | 0 | 0 | 0 | 0 | 0 | 0 | 0 | 0 | 0 | 0 | 0 | 0 | 0 | 0 | 0 | 0 | 0 | 0 | 0 | 0 | 0 | 0 | 0 | 0
F5_Commercial_Other Health_New_Food Preparation_Natural Gas_Oven_E8 | F5 | Commercial | Other Health | New | Food Preparation | Natural Gas | Oven | E8 | RIM BC Ratio | 0 | 0 | 0 | 0 | 0 | 0 | 0 | 0 | 0 | 0 | 0 | 0 | 0 | 0 | 0 | 0 | 0 | 0 | 0 | 0 | 0 | 0 | 0 | 0 | 0 | 0 | 0 | 0 | 0 | 0 | 0 | 0 | 0
F5_Commercial_Other Health_New_Food Preparation_Natural Gas_Oven_E9 | F5 | Commercial | Other Health | New | Food Preparation | Natural Gas | Oven | E9 | RIM BC Ratio | 0 | 0 | 0 | 0 | 0 | 0 | 0 | 0 | 0 | 0 | 0 | 0 | 0 | 0 | 0 | 0 | 0 | 0 | 0 | 0 | 0 | 0 | 0 | 0 | 0 | 0 | 0 | 0 | 0 | 0 | 0 | 0 | 0
F5_Commercial_Other Health_New_Food Preparation_Natural Gas_Oven_E10 | F5 | Commercial | Other Health | New | Food Preparation | Natural Gas | Oven | E10 | RIM BC Ratio | 0 | 0 | 0 | 0 | 0 | 0 | 0 | 0 | 0 | 0 | 0 | 0 | 0 | 0 | 0 | 0 | 0 | 0 | 0 | 0 | 0 | 0 | 0 | 0 | 0 | 0 | 0 | 0 | 0 | 0 | 0 | 0 | 0
F0_Commercial_Other Health_New_Food Preparation_Natural Gas_Conveyor Oven_E0 | F0 | Commercial | Other Health | New | Food Preparation | Natural Gas | Conveyor Oven | E0 | Economic Unit | Efficient (>44% Baking Efficiency) | Efficient (>44% Baking Efficiency) | Efficient (>44% Baking Efficiency) | Efficient (>44% Baking Efficiency) | Efficient (>44% Baking Efficiency) | Efficient (>44% Baking Efficiency) | Efficient (>44% Baking Efficiency) | Efficient (>44% Baking Efficiency) | Efficient (>44% Baking Efficiency) | Efficient (>44% Baking Efficiency) | Efficient (>44% Baking Efficiency) | Efficient (>44% Baking Efficiency) | Efficient (>44% Baking Efficiency) | Efficient (>44% Baking Efficiency) | Efficient (>44% Baking Efficiency) | Efficient (>44% Baking Efficiency) | Efficient (>44% Baking Efficiency) | Efficient (>44% Baking Efficiency) | Efficient (>44% Baking Efficiency) | Efficient (>44% Baking Efficiency) | Efficient (>44% Baking Efficiency) | Efficient (>44% Baking Efficiency) | Efficient (>44% Baking Efficiency) | Efficient (>44% Baking Efficiency) | Efficient (>44% Baking Efficiency) | Efficient (>44% Baking Efficiency) | Efficient (>44% Baking Efficiency) | Efficient (>44% Baking Efficiency) | Efficient (>44% Baking Efficiency) | Efficient (>44% Baking Efficiency) | Efficient (>44% Baking Efficiency) | Efficient (>44% Baking Efficiency) | Efficient (>44% Baking Efficiency)
F1_Commercial_Other Health_New_Food Preparation_Natural Gas_Conveyor Oven_E1 | F1 | Commercial | Other Health | New | Food Preparation | Natural Gas | Conveyor Oven | E1 | CCE | 0 | 0 | 0 | 0 | 0 | 0 | 0 | 0 | 0 | 0 | 0 | 0 | 0 | 0 | 0 | 0 | 0 | 0 | 0 | 0 | 0 | 0 | 0 | 0 | 0 | 0 | 0 | 0 | 0 | 0 | 0 | 0 | 0
F1_Commercial_Other Health_New_Food Preparation_Natural Gas_Conveyor Oven_E2 | F1 | Commercial | Other Health | New | Food Preparation | Natural Gas | Conveyor Oven | E2 | CCE | 0.32888 | 0.3405 | 0.30566 | 0.31139 | 0.31139 | 0.31139 | 0.31139 | 0.31139 | 0.31139 | 0.31139 | 0.31139 | 0.31139 | 0.31139 | 0.31139 | 0.31139 | 0.31139 | 0.31139 | 0.31139 | 0.31139 | 0.31139 | 0.31139 | 0.31139 | 0.31139 | 0.31139 | 0.31139 | 0.31139 | 0.31139 | 0.31139 | 0.31139 | 0.31139 | 0.31139 | 0.31139 | 0.31139
F1_Commercial_Other Health_New_Food Preparation_Natural Gas_Conveyor Oven_E3 | F1 | Commercial | Other Health | New | Food Preparation | Natural Gas | Conveyor Oven | E3 | CCE | 0 | 0 | 0 | 0 | 0 | 0 | 0 | 0 | 0 | 0 | 0 | 0 | 0 | 0 | 0 | 0 | 0 | 0 | 0 | 0 | 0 | 0 | 0 | 0 | 0 | 0 | 0 | 0 | 0 | 0 | 0 | 0 | 0
F1_Commercial_Other Health_New_Food Preparation_Natural Gas_Conveyor Oven_E4 | F1 | Commercial | Other Health | New | Food Preparation | Natural Gas | Conveyor Oven | E4 | CCE | 0 | 0 | 0 | 0 | 0 | 0 | 0 | 0 | 0 | 0 | 0 | 0 | 0 | 0 | 0 | 0 | 0 | 0 | 0 | 0 | 0 | 0 | 0 | 0 | 0 | 0 | 0 | 0 | 0 | 0 | 0 | 0 | 0
F1_Commercial_Other Health_New_Food Preparation_Natural Gas_Conveyor Oven_E5 | F1 | Commercial | Other Health | New | Food Preparation | Natural Gas | Conveyor Oven | E5 | CCE | 0 | 0 | 0 | 0 | 0 | 0 | 0 | 0 | 0 | 0 | 0 | 0 | 0 | 0 | 0 | 0 | 0 | 0 | 0 | 0 | 0 | 0 | 0 | 0 | 0 | 0 | 0 | 0 | 0 | 0 | 0 | 0 | 0
F1_Commercial_Other Health_New_Food Preparation_Natural Gas_Conveyor Oven_E6 | F1 | Commercial | Other Health | New | Food Preparation | Natural Gas | Conveyor Oven | E6 | CCE | 0 | 0 | 0 | 0 | 0 | 0 | 0 | 0 | 0 | 0 | 0 | 0 | 0 | 0 | 0 | 0 | 0 | 0 | 0 | 0 | 0 | 0 | 0 | 0 | 0 | 0 | 0 | 0 | 0 | 0 | 0 | 0 | 0
F1_Commercial_Other Health_New_Food Preparation_Natural Gas_Conveyor Oven_E7 | F1 | Commercial | Other Health | New | Food Preparation | Natural Gas | Conveyor Oven | E7 | CCE | 0 | 0 | 0 | 0 | 0 | 0 | 0 | 0 | 0 | 0 | 0 | 0 | 0 | 0 | 0 | 0 | 0 | 0 | 0 | 0 | 0 | 0 | 0 | 0 | 0 | 0 | 0 | 0 | 0 | 0 | 0 | 0 | 0
F1_Commercial_Other Health_New_Food Preparation_Natural Gas_Conveyor Oven_E8 | F1 | Commercial | Other Health | New | Food Preparation | Natural Gas | Conveyor Oven | E8 | CCE | 0 | 0 | 0 | 0 | 0 | 0 | 0 | 0 | 0 | 0 | 0 | 0 | 0 | 0 | 0 | 0 | 0 | 0 | 0 | 0 | 0 | 0 | 0 | 0 | 0 | 0 | 0 | 0 | 0 | 0 | 0 | 0 | 0
F1_Commercial_Other Health_New_Food Preparation_Natural Gas_Conveyor Oven_E9 | F1 | Commercial | Other Health | New | Food Preparation | Natural Gas | Conveyor Oven | E9 | CCE | 0 | 0 | 0 | 0 | 0 | 0 | 0 | 0 | 0 | 0 | 0 | 0 | 0 | 0 | 0 | 0 | 0 | 0 | 0 | 0 | 0 | 0 | 0 | 0 | 0 | 0 | 0 | 0 | 0 | 0 | 0 | 0 | 0
F1_Commercial_Other Health_New_Food Preparation_Natural Gas_Conveyor Oven_E10 | F1 | Commercial | Other Health | New | Food Preparation | Natural Gas | Conveyor Oven | E10 | CCE | 0 | 0 | 0 | 0 | 0 | 0 | 0 | 0 | 0 | 0 | 0 | 0 | 0 | 0 | 0 | 0 | 0 | 0 | 0 | 0 | 0 | 0 | 0 | 0 | 0 | 0 | 0 | 0 | 0 | 0 | 0 | 0 | 0
F2_Commercial_Other Health_New_Food Preparation_Natural Gas_Conveyor Oven_E1 | F2 | Commercial | Other Health | New | Food Preparation | Natural Gas | Conveyor Oven | E1 | TRC BC Ratio | bar: 2019 to 2051
F2_Commercial_Other Health_New_Food Preparation_Natural Gas_Conveyor Oven_E2 | F2 | Commercial | Other Health | New | Food Preparation | Natural Gas | Conveyor Oven | E2 | TRC BC Ratio | 5.054 | 5.0691 | 5.0998 | 5.0904 | 5.0904 | 5.1163 | 5.1641 | 5.206 | 5.2546 | 5.3028 | 5.3514 | 5.3984 | 5.4475 | 5.4983 | 5.5473 | 5.5964 | 5.6439 | 5.6922 | 5.7391 | 5.785 | 5.8272 | 5.8686 | 5.9051 | 5.9416 | 5.9733 | 6.0006 | 6.0255 | 6.047 | 6.0638 | 6.0776 | 6.0851 | 6.0902 | 6.0902
F2_Commercial_Other Health_New_Food Preparation_Natural Gas_Conveyor Oven_E3 | F2 | Commercial | Other Health | New | Food Preparation | Natural Gas | Conveyor Oven | E3 | TRC BC Ratio | 0 | 0 | 0 | 0 | 0 | 0 | 0 | 0 | 0 | 0 | 0 | 0 | 0 | 0 | 0 | 0 | 0 | 0 | 0 | 0 | 0 | 0 | 0 | 0 | 0 | 0 | 0 | 0 | 0 | 0 | 0 | 0 | 0
F2_Commercial_Other Health_New_Food Preparation_Natural Gas_Conveyor Oven_E4 | F2 | Commercial | Other Health | New | Food Preparation | Natural Gas | Conveyor Oven | E4 | TRC BC Ratio | 0 | 0 | 0 | 0 | 0 | 0 | 0 | 0 | 0 | 0 | 0 | 0 | 0 | 0 | 0 | 0 | 0 | 0 | 0 | 0 | 0 | 0 | 0 | 0 | 0 | 0 | 0 | 0 | 0 | 0 | 0 | 0 | 0
F2_Commercial_Other Health_New_Food Preparation_Natural Gas_Conveyor Oven_E5 | F2 | Commercial | Other Health | New | Food Preparation | Natural Gas | Conveyor Oven | E5 | TRC BC Ratio | 0 | 0 | 0 | 0 | 0 | 0 | 0 | 0 | 0 | 0 | 0 | 0 | 0 | 0 | 0 | 0 | 0 | 0 | 0 | 0 | 0 | 0 | 0 | 0 | 0 | 0 | 0 | 0 | 0 | 0 | 0 | 0 | 0
F2_Commercial_Other Health_New_Food Preparation_Natural Gas_Conveyor Oven_E6 | F2 | Commercial | Other Health | New | Food Preparation | Natural Gas | Conveyor Oven | E6 | TRC BC Ratio | 0 | 0 | 0 | 0 | 0 | 0 | 0 | 0 | 0 | 0 | 0 | 0 | 0 | 0 | 0 | 0 | 0 | 0 | 0 | 0 | 0 | 0 | 0 | 0 | 0 | 0 | 0 | 0 | 0 | 0 | 0 | 0 | 0
F2_Commercial_Other Health_New_Food Preparation_Natural Gas_Conveyor Oven_E7 | F2 | Commercial | Other Health | New | Food Preparation | Natural Gas | Conveyor Oven | E7 | TRC BC Ratio | 0 | 0 | 0 | 0 | 0 | 0 | 0 | 0 | 0 | 0 | 0 | 0 | 0 | 0 | 0 | 0 | 0 | 0 | 0 | 0 | 0 | 0 | 0 | 0 | 0 | 0 | 0 | 0 | 0 | 0 | 0 | 0 | 0
F2_Commercial_Other Health_New_Food Preparation_Natural Gas_Conveyor Oven_E8 | F2 | Commercial | Other Health | New | Food Preparation | Natural Gas | Conveyor Oven | E8 | TRC BC Ratio | 0 | 0 | 0 | 0 | 0 | 0 | 0 | 0 | 0 | 0 | 0 | 0 | 0 | 0 | 0 | 0 | 0 | 0 | 0 | 0 | 0 | 0 | 0 | 0 | 0 | 0 | 0 | 0 | 0 | 0 | 0 | 0 | 0
F2_Commercial_Other Health_New_Food Preparation_Natural Gas_Conveyor Oven_E9 | F2 | Commercial | Other Health | New | Food Preparation | Natural Gas | Conveyor Oven | E9 | TRC BC Ratio | 0 | 0 | 0 | 0 | 0 | 0 | 0 | 0 | 0 | 0 | 0 | 0 | 0 | 0 | 0 | 0 | 0 | 0 | 0 | 0 | 0 | 0 | 0 | 0 | 0 | 0 | 0 | 0 | 0 | 0 | 0 | 0 | 0
F2_Commercial_Other Health_New_Food Preparation_Natural Gas_Conveyor Oven_E10 | F2 | Commercial | Other Health | New | Food Preparation | Natural Gas | Conveyor Oven | E10 | TRC BC Ratio | 0 | 0 | 0 | 0 | 0 | 0 | 0 | 0 | 0 | 0 | 0 | 0 | 0 | 0 | 0 | 0 | 0 | 0 | 0 | 0 | 0 | 0 | 0 | 0 | 0 | 0 | 0 | 0 | 0 | 0 | 0 | 0 | 0
F3_Commercial_Other Health_New_Food Preparation_Natural Gas_Conveyor Oven_E1 | F3 | Commercial | Other Health | New | Food Preparation | Natural Gas | Conveyor Oven | E1 | PACT BC Ratio | bar: 2019 to 2051
F3_Commercial_Other Health_New_Food Preparation_Natural Gas_Conveyor Oven_E2 | F3 | Commercial | Other Health | New | Food Preparation | Natural Gas | Conveyor Oven | E2 | PACT BC Ratio | 6.7386 | 6.7588 | 6.7997 | 6.7872 | 6.7872 | 6.8218 | 6.8855 | 6.9414 | 7.0062 | 7.0703 | 7.1352 | 7.1978 | 7.2633 | 7.3311 | 7.3964 | 7.4618 | 7.5252 | 7.5896 | 7.6521 | 7.7133 | 7.7696 | 7.8249 | 7.8735 | 7.9222 | 7.9644 | 8.0009 | 8.0341 | 8.0627 | 8.0851 | 8.1035 | 8.1135 | 8.1202 | 8.1202
F3_Commercial_Other Health_New_Food Preparation_Natural Gas_Conveyor Oven_E3 | F3 | Commercial | Other Health | New | Food Preparation | Natural Gas | Conveyor Oven | E3 | PACT BC Ratio | 0 | 0 | 0 | 0 | 0 | 0 | 0 | 0 | 0 | 0 | 0 | 0 | 0 | 0 | 0 | 0 | 0 | 0 | 0 | 0 | 0 | 0 | 0 | 0 | 0 | 0 | 0 | 0 | 0 | 0 | 0 | 0 | 0
F3_Commercial_Other Health_New_Food Preparation_Natural Gas_Conveyor Oven_E4 | F3 | Commercial | Other Health | New | Food Preparation | Natural Gas | Conveyor Oven | E4 | PACT BC Ratio | 0 | 0 | 0 | 0 | 0 | 0 | 0 | 0 | 0 | 0 | 0 | 0 | 0 | 0 | 0 | 0 | 0 | 0 | 0 | 0 | 0 | 0 | 0 | 0 | 0 | 0 | 0 | 0 | 0 | 0 | 0 | 0 | 0
F3_Commercial_Other Health_New_Food Preparation_Natural Gas_Conveyor Oven_E5 | F3 | Commercial | Other Health | New | Food Preparation | Natural Gas | Conveyor Oven | E5 | PACT BC Ratio | 0 | 0 | 0 | 0 | 0 | 0 | 0 | 0 | 0 | 0 | 0 | 0 | 0 | 0 | 0 | 0 | 0 | 0 | 0 | 0 | 0 | 0 | 0 | 0 | 0 | 0 | 0 | 0 | 0 | 0 | 0 | 0 | 0
F3_Commercial_Other Health_New_Food Preparation_Natural Gas_Conveyor Oven_E6 | F3 | Commercial | Other Health | New | Food Preparation | Natural Gas | Conveyor Oven | E6 | PACT BC Ratio | 0 | 0 | 0 | 0 | 0 | 0 | 0 | 0 | 0 | 0 | 0 | 0 | 0 | 0 | 0 | 0 | 0 | 0 | 0 | 0 | 0 | 0 | 0 | 0 | 0 | 0 | 0 | 0 | 0 | 0 | 0 | 0 | 0
F3_Commercial_Other Health_New_Food Preparation_Natural Gas_Conveyor Oven_E7 | F3 | Commercial | Other Health | New | Food Preparation | Natural Gas | Conveyor Oven | E7 | PACT BC Ratio | 0 | 0 | 0 | 0 | 0 | 0 | 0 | 0 | 0 | 0 | 0 | 0 | 0 | 0 | 0 | 0 | 0 | 0 | 0 | 0 | 0 | 0 | 0 | 0 | 0 | 0 | 0 | 0 | 0 | 0 | 0 | 0 | 0
F3_Commercial_Other Health_New_Food Preparation_Natural Gas_Conveyor Oven_E8 | F3 | Commercial | Other Health | New | Food Preparation | Natural Gas | Conveyor Oven | E8 | PACT BC Ratio | 0 | 0 | 0 | 0 | 0 | 0 | 0 | 0 | 0 | 0 | 0 | 0 | 0 | 0 | 0 | 0 | 0 | 0 | 0 | 0 | 0 | 0 | 0 | 0 | 0 | 0 | 0 | 0 | 0 | 0 | 0 | 0 | 0
F3_Commercial_Other Health_New_Food Preparation_Natural Gas_Conveyor Oven_E9 | F3 | Commercial | Other Health | New | Food Preparation | Natural Gas | Conveyor Oven | E9 | PACT BC Ratio | 0 | 0 | 0 | 0 | 0 | 0 | 0 | 0 | 0 | 0 | 0 | 0 | 0 | 0 | 0 | 0 | 0 | 0 | 0 | 0 | 0 | 0 | 0 | 0 | 0 | 0 | 0 | 0 | 0 | 0 | 0 | 0 | 0
F3_Commercial_Other Health_New_Food Preparation_Natural Gas_Conveyor Oven_E10 | F3 | Commercial | Other Health | New | Food Preparation | Natural Gas | Conveyor Oven | E10 | PACT BC Ratio | 0 | 0 | 0 | 0 | 0 | 0 | 0 | 0 | 0 | 0 | 0 | 0 | 0 | 0 | 0 | 0 | 0 | 0 | 0 | 0 | 0 | 0 | 0 | 0 | 0 | 0 | 0 | 0 | 0 | 0 | 0 | 0 | 0
F4_Commercial_Other Health_New_Food Preparation_Natural Gas_Conveyor Oven_E1 | F4 | Commercial | Other Health | New | Food Preparation | Natural Gas | Conveyor Oven | E1 | RVT BC Ratio | bar: 2019 to 2051
F4_Commercial_Other Health_New_Food Preparation_Natural Gas_Conveyor Oven_E2 | F4 | Commercial | Other Health | New | Food Preparation | Natural Gas | Conveyor Oven | E2 | RVT BC Ratio | 7.966 | 7.9877 | 8.0318 | 8.0183 | 8.0184 | 8.0556 | 8.1243 | 8.1846 | 8.2545 | 8.3237 | 8.3936 | 8.4611 | 8.5318 | 8.6048 | 8.6753 | 8.7458 | 8.8142 | 8.8835 | 8.951 | 9.0169 | 9.0777 | 9.1372 | 9.1896 | 9.2422 | 9.2877 | 9.327 | 9.3628 | 9.3937 | 9.4179 | 9.4377 | 9.4485 | 9.4557 | 9.4557
F4_Commercial_Other Health_New_Food Preparation_Natural Gas_Conveyor Oven_E3 | F4 | Commercial | Other Health | New | Food Preparation | Natural Gas | Conveyor Oven | E3 | RVT BC Ratio | 0 | 0 | 0 | 0 | 0 | 0 | 0 | 0 | 0 | 0 | 0 | 0 | 0 | 0 | 0 | 0 | 0 | 0 | 0 | 0 | 0 | 0 | 0 | 0 | 0 | 0 | 0 | 0 | 0 | 0 | 0 | 0 | 0
F4_Commercial_Other Health_New_Food Preparation_Natural Gas_Conveyor Oven_E4 | F4 | Commercial | Other Health | New | Food Preparation | Natural Gas | Conveyor Oven | E4 | RVT BC Ratio | 0 | 0 | 0 | 0 | 0 | 0 | 0 | 0 | 0 | 0 | 0 | 0 | 0 | 0 | 0 | 0 | 0 | 0 | 0 | 0 | 0 | 0 | 0 | 0 | 0 | 0 | 0 | 0 | 0 | 0 | 0 | 0 | 0
F4_Commercial_Other Health_New_Food Preparation_Natural Gas_Conveyor Oven_E5 | F4 | Commercial | Other Health | New | Food Preparation | Natural Gas | Conveyor Oven | E5 | RVT BC Ratio | 0 | 0 | 0 | 0 | 0 | 0 | 0 | 0 | 0 | 0 | 0 | 0 | 0 | 0 | 0 | 0 | 0 | 0 | 0 | 0 | 0 | 0 | 0 | 0 | 0 | 0 | 0 | 0 | 0 | 0 | 0 | 0 | 0
F4_Commercial_Other Health_New_Food Preparation_Natural Gas_Conveyor Oven_E6 | F4 | Commercial | Other Health | New | Food Preparation | Natural Gas | Conveyor Oven | E6 | RVT BC Ratio | 0 | 0 | 0 | 0 | 0 | 0 | 0 | 0 | 0 | 0 | 0 | 0 | 0 | 0 | 0 | 0 | 0 | 0 | 0 | 0 | 0 | 0 | 0 | 0 | 0 | 0 | 0 | 0 | 0 | 0 | 0 | 0 | 0
F4_Commercial_Other Health_New_Food Preparation_Natural Gas_Conveyor Oven_E7 | F4 | Commercial | Other Health | New | Food Preparation | Natural Gas | Conveyor Oven | E7 | RVT BC Ratio | 0 | 0 | 0 | 0 | 0 | 0 | 0 | 0 | 0 | 0 | 0 | 0 | 0 | 0 | 0 | 0 | 0 | 0 | 0 | 0 | 0 | 0 | 0 | 0 | 0 | 0 | 0 | 0 | 0 | 0 | 0 | 0 | 0
F4_Commercial_Other Health_New_Food Preparation_Natural Gas_Conveyor Oven_E8 | F4 | Commercial | Other Health | New | Food Preparation | Natural Gas | Conveyor Oven | E8 | RVT BC Ratio | 0 | 0 | 0 | 0 | 0 | 0 | 0 | 0 | 0 | 0 | 0 | 0 | 0 | 0 | 0 | 0 | 0 | 0 | 0 | 0 | 0 | 0 | 0 | 0 | 0 | 0 | 0 | 0 | 0 | 0 | 0 | 0 | 0
F4_Commercial_Other Health_New_Food Preparation_Natural Gas_Conveyor Oven_E9 | F4 | Commercial | Other Health | New | Food Preparation | Natural Gas | Conveyor Oven | E9 | RVT BC Ratio | 0 | 0 | 0 | 0 | 0 | 0 | 0 | 0 | 0 | 0 | 0 | 0 | 0 | 0 | 0 | 0 | 0 | 0 | 0 | 0 | 0 | 0 | 0 | 0 | 0 | 0 | 0 | 0 | 0 | 0 | 0 | 0 | 0
F4_Commercial_Other Health_New_Food Preparation_Natural Gas_Conveyor Oven_E10 | F4 | Commercial | Other Health | New | Food Preparation | Natural Gas | Conveyor Oven | E10 | RVT BC Ratio | 0 | 0 | 0 | 0 | 0 | 0 | 0 | 0 | 0 | 0 | 0 | 0 | 0 | 0 | 0 | 0 | 0 | 0 | 0 | 0 | 0 | 0 | 0 | 0 | 0 | 0 | 0 | 0 | 0 | 0 | 0 | 0 | 0
F5_Commercial_Other Health_New_Food Preparation_Natural Gas_Conveyor Oven_E1 | F5 | Commercial | Other Health | New | Food Preparation | Natural Gas | Conveyor Oven | E1 | RIM BC Ratio | bar: 2019 to 2051
F5_Commercial_Other Health_New_Food Preparation_Natural Gas_Conveyor Oven_E2 | F5 | Commercial | Other Health | New | Food Preparation | Natural Gas | Conveyor Oven | E2 | RIM BC Ratio | 0.74269 | 0.74293 | 0.74342 | 0.74327 | 0.74327 | 0.74369 | 0.74444 | 0.74509 | 0.74583 | 0.74655 | 0.74726 | 0.74795 | 0.74865 | 0.74936 | 0.75004 | 0.75071 | 0.75134 | 0.75198 | 0.75259 | 0.75318 | 0.75371 | 0.75423 | 0.75467 | 0.75512 | 0.7555 | 0.75583 | 0.75612 | 0.75638 | 0.75657 | 0.75673 | 0.75682 | 0.75688 | 0.75688
F5_Commercial_Other Health_New_Food Preparation_Natural Gas_Conveyor Oven_E3 | F5 | Commercial | Other Health | New | Food Preparation | Natural Gas | Conveyor Oven | E3 | RIM BC Ratio | 0 | 0 | 0 | 0 | 0 | 0 | 0 | 0 | 0 | 0 | 0 | 0 | 0 | 0 | 0 | 0 | 0 | 0 | 0 | 0 | 0 | 0 | 0 | 0 | 0 | 0 | 0 | 0 | 0 | 0 | 0 | 0 | 0
F5_Commercial_Other Health_New_Food Preparation_Natural Gas_Conveyor Oven_E4 | F5 | Commercial | Other Health | New | Food Preparation | Natural Gas | Conveyor Oven | E4 | RIM BC Ratio | 0 | 0 | 0 | 0 | 0 | 0 | 0 | 0 | 0 | 0 | 0 | 0 | 0 | 0 | 0 | 0 | 0 | 0 | 0 | 0 | 0 | 0 | 0 | 0 | 0 | 0 | 0 | 0 | 0 | 0 | 0 | 0 | 0
F5_Commercial_Other Health_New_Food Preparation_Natural Gas_Conveyor Oven_E5 | F5 | Commercial | Other Health | New | Food Preparation | Natural Gas | Conveyor Oven | E5 | RIM BC Ratio | 0 | 0 | 0 | 0 | 0 | 0 | 0 | 0 | 0 | 0 | 0 | 0 | 0 | 0 | 0 | 0 | 0 | 0 | 0 | 0 | 0 | 0 | 0 | 0 | 0 | 0 | 0 | 0 | 0 | 0 | 0 | 0 | 0
F5_Commercial_Other Health_New_Food Preparation_Natural Gas_Conveyor Oven_E6 | F5 | Commercial | Other Health | New | Food Preparation | Natural Gas | Conveyor Oven | E6 | RIM BC Ratio | 0 | 0 | 0 | 0 | 0 | 0 | 0 | 0 | 0 | 0 | 0 | 0 | 0 | 0 | 0 | 0 | 0 | 0 | 0 | 0 | 0 | 0 | 0 | 0 | 0 | 0 | 0 | 0 | 0 | 0 | 0 | 0 | 0
F5_Commercial_Other Health_New_Food Preparation_Natural Gas_Conveyor Oven_E7 | F5 | Commercial | Other Health | New | Food Preparation | Natural Gas | Conveyor Oven | E7 | RIM BC Ratio | 0 | 0 | 0 | 0 | 0 | 0 | 0 | 0 | 0 | 0 | 0 | 0 | 0 | 0 | 0 | 0 | 0 | 0 | 0 | 0 | 0 | 0 | 0 | 0 | 0 | 0 | 0 | 0 | 0 | 0 | 0 | 0 | 0
F5_Commercial_Other Health_New_Food Preparation_Natural Gas_Conveyor Oven_E8 | F5 | Commercial | Other Health | New | Food Preparation | Natural Gas | Conveyor Oven | E8 | RIM BC Ratio | 0 | 0 | 0 | 0 | 0 | 0 | 0 | 0 | 0 | 0 | 0 | 0 | 0 | 0 | 0 | 0 | 0 | 0 | 0 | 0 | 0 | 0 | 0 | 0 | 0 | 0 | 0 | 0 | 0 | 0 | 0 | 0 | 0
F5_Commercial_Other Health_New_Food Preparation_Natural Gas_Conveyor Oven_E9 | F5 | Commercial | Other Health | New | Food Preparation | Natural Gas | Conveyor Oven | E9 | RIM BC Ratio | 0 | 0 | 0 | 0 | 0 | 0 | 0 | 0 | 0 | 0 | 0 | 0 | 0 | 0 | 0 | 0 | 0 | 0 | 0 | 0 | 0 | 0 | 0 | 0 | 0 | 0 | 0 | 0 | 0 | 0 | 0 | 0 | 0
F5_Commercial_Other Health_New_Food Preparation_Natural Gas_Conveyor Oven_E10 | F5 | Commercial | Other Health | New | Food Preparation | Natural Gas | Conveyor Oven | E10 | RIM BC Ratio | 0 | 0 | 0 | 0 | 0 | 0 | 0 | 0 | 0 | 0 | 0 | 0 | 0 | 0 | 0 | 0 | 0 | 0 | 0 | 0 | 0 | 0 | 0 | 0 | 0 | 0 | 0 | 0 | 0 | 0 | 0 | 0 | 0
F0_Commercial_Other Health_New_Food Preparation_Natural Gas_Double Rack Oven_E0 | F0 | Commercial | Other Health | New | Food Preparation | Natural Gas | Double Rack Oven | E0 | Economic Unit | FTSC Qualified (>50% Cooking Efficiency) | FTSC Qualified (>50% Cooking Efficiency) | FTSC Qualified (>50% Cooking Efficiency) | FTSC Qualified (>50% Cooking Efficiency) | FTSC Qualified (>50% Cooking Efficiency) | FTSC Qualified (>50% Cooking Efficiency) | FTSC Qualified (>50% Cooking Efficiency) | FTSC Qualified (>50% Cooking Efficiency) | FTSC Qualified (>50% Cooking Efficiency) | FTSC Qualified (>50% Cooking Efficiency) | FTSC Qualified (>50% Cooking Efficiency) | FTSC Qualified (>50% Cooking Efficiency) | FTSC Qualified (>50% Cooking Efficiency) | FTSC Qualified (>50% Cooking Efficiency) | FTSC Qualified (>50% Cooking Efficiency) | FTSC Qualified (>50% Cooking Efficiency) | FTSC Qualified (>50% Cooking Efficiency) | FTSC Qualified (>50% Cooking Efficiency) | FTSC Qualified (>50% Cooking Efficiency) | FTSC Qualified (>50% Cooking Efficiency) | FTSC Qualified (>50% Cooking Efficiency) | FTSC Qualified (>50% Cooking Efficiency) | FTSC Qualified (>50% Cooking Efficiency) | FTSC Qualified (>50% Cooking Efficiency) | FTSC Qualified (>50% Cooking Efficiency) | FTSC Qualified (>50% Cooking Efficiency) | FTSC Qualified (>50% Cooking Efficiency) | FTSC Qualified (>50% Cooking Efficiency) | FTSC Qualified (>50% Cooking Efficiency) | FTSC Qualified (>50% Cooking Efficiency) | FTSC Qualified (>50% Cooking Efficiency) | FTSC Qualified (>50% Cooking Efficiency) | FTSC Qualified (>50% Cooking Efficiency)
F1_Commercial_Other Health_New_Food Preparation_Natural Gas_Double Rack Oven_E1 | F1 | Commercial | Other Health | New | Food Preparation | Natural Gas | Double Rack Oven | E1 | CCE | 0 | 0 | 0 | 0 | 0 | 0 | 0 | 0 | 0 | 0 | 0 | 0 | 0 | 0 | 0 | 0 | 0 | 0 | 0 | 0 | 0 | 0 | 0 | 0 | 0 | 0 | 0 | 0 | 0 | 0 | 0 | 0 | 0
F1_Commercial_Other Health_New_Food Preparation_Natural Gas_Double Rack Oven_E2 | F1 | Commercial | Other Health | New | Food Preparation | Natural Gas | Double Rack Oven | E2 | CCE | 0.28294 | 0.29294 | 0.26296 | 0.26789 | 0.26789 | 0.26789 | 0.26789 | 0.26789 | 0.26789 | 0.26789 | 0.26789 | 0.26789 | 0.26789 | 0.26789 | 0.26789 | 0.26789 | 0.26789 | 0.26789 | 0.26789 | 0.26789 | 0.26789 | 0.26789 | 0.26789 | 0.26789 | 0.26789 | 0.26789 | 0.26789 | 0.26789 | 0.26789 | 0.26789 | 0.26789 | 0.26789 | 0.26789
F1_Commercial_Other Health_New_Food Preparation_Natural Gas_Double Rack Oven_E3 | F1 | Commercial | Other Health | New | Food Preparation | Natural Gas | Double Rack Oven | E3 | CCE | 0 | 0 | 0 | 0 | 0 | 0 | 0 | 0 | 0 | 0 | 0 | 0 | 0 | 0 | 0 | 0 | 0 | 0 | 0 | 0 | 0 | 0 | 0 | 0 | 0 | 0 | 0 | 0 | 0 | 0 | 0 | 0 | 0
F1_Commercial_Other Health_New_Food Preparation_Natural Gas_Double Rack Oven_E4 | F1 | Commercial | Other Health | New | Food Preparation | Natural Gas | Double Rack Oven | E4 | CCE | 0 | 0 | 0 | 0 | 0 | 0 | 0 | 0 | 0 | 0 | 0 | 0 | 0 | 0 | 0 | 0 | 0 | 0 | 0 | 0 | 0 | 0 | 0 | 0 | 0 | 0 | 0 | 0 | 0 | 0 | 0 | 0 | 0
F1_Commercial_Other Health_New_Food Preparation_Natural Gas_Double Rack Oven_E5 | F1 | Commercial | Other Health | New | Food Preparation | Natural Gas | Double Rack Oven | E5 | CCE | 0 | 0 | 0 | 0 | 0 | 0 | 0 | 0 | 0 | 0 | 0 | 0 | 0 | 0 | 0 | 0 | 0 | 0 | 0 | 0 | 0 | 0 | 0 | 0 | 0 | 0 | 0 | 0 | 0 | 0 | 0 | 0 | 0
F1_Commercial_Other Health_New_Food Preparation_Natural Gas_Double Rack Oven_E6 | F1 | Commercial | Other Health | New | Food Preparation | Natural Gas | Double Rack Oven | E6 | CCE | 0 | 0 | 0 | 0 | 0 | 0 | 0 | 0 | 0 | 0 | 0 | 0 | 0 | 0 | 0 | 0 | 0 | 0 | 0 | 0 | 0 | 0 | 0 | 0 | 0 | 0 | 0 | 0 | 0 | 0 | 0 | 0 | 0
F1_Commercial_Other Health_New_Food Preparation_Natural Gas_Double Rack Oven_E7 | F1 | Commercial | Other Health | New | Food Preparation | Natural Gas | Double Rack Oven | E7 | CCE | 0 | 0 | 0 | 0 | 0 | 0 | 0 | 0 | 0 | 0 | 0 | 0 | 0 | 0 | 0 | 0 | 0 | 0 | 0 | 0 | 0 | 0 | 0 | 0 | 0 | 0 | 0 | 0 | 0 | 0 | 0 | 0 | 0
F1_Commercial_Other Health_New_Food Preparation_Natural Gas_Double Rack Oven_E8 | F1 | Commercial | Other Health | New | Food Preparation | Natural Gas | Double Rack Oven | E8 | CCE | 0 | 0 | 0 | 0 | 0 | 0 | 0 | 0 | 0 | 0 | 0 | 0 | 0 | 0 | 0 | 0 | 0 | 0 | 0 | 0 | 0 | 0 | 0 | 0 | 0 | 0 | 0 | 0 | 0 | 0 | 0 | 0 | 0
F1_Commercial_Other Health_New_Food Preparation_Natural Gas_Double Rack Oven_E9 | F1 | Commercial | Other Health | New | Food Preparation | Natural Gas | Double Rack Oven | E9 | CCE | 0 | 0 | 0 | 0 | 0 | 0 | 0 | 0 | 0 | 0 | 0 | 0 | 0 | 0 | 0 | 0 | 0 | 0 | 0 | 0 | 0 | 0 | 0 | 0 | 0 | 0 | 0 | 0 | 0 | 0 | 0 | 0 | 0
F1_Commercial_Other Health_New_Food Preparation_Natural Gas_Double Rack Oven_E10 | F1 | Commercial | Other Health | New | Food Preparation | Natural Gas | Double Rack Oven | E10 | CCE | 0 | 0 | 0 | 0 | 0 | 0 | 0 | 0 | 0 | 0 | 0 | 0 | 0 | 0 | 0 | 0 | 0 | 0 | 0 | 0 | 0 | 0 | 0 | 0 | 0 | 0 | 0 | 0 | 0 | 0 | 0 | 0 | 0
F2_Commercial_Other Health_New_Food Preparation_Natural Gas_Double Rack Oven_E1 | F2 | Commercial | Other Health | New | Food Preparation | Natural Gas | Double Rack Oven | E1 | TRC BC Ratio | bar: 2019 to 2051
F2_Commercial_Other Health_New_Food Preparation_Natural Gas_Double Rack Oven_E2 | F2 | Commercial | Other Health | New | Food Preparation | Natural Gas | Double Rack Oven | E2 | TRC BC Ratio | 5.8179 | 5.8254 | 5.8572 | 5.8275 | 5.8124 | 5.8356 | 5.8912 | 5.9364 | 5.9916 | 6.0447 | 6.0985 | 6.1492 | 6.2033 | 6.2592 | 6.3135 | 6.369 | 6.4249 | 6.485 | 6.5474 | 6.6117 | 6.6735 | 6.7355 | 6.7911 | 6.8468 | 6.8951 | 6.9368 | 6.9748 | 7.0076 | 7.0332 | 7.0543 | 7.0657 | 7.0734 | 7.0734
F2_Commercial_Other Health_New_Food Preparation_Natural Gas_Double Rack Oven_E3 | F2 | Commercial | Other Health | New | Food Preparation | Natural Gas | Double Rack Oven | E3 | TRC BC Ratio | 0 | 0 | 0 | 0 | 0 | 0 | 0 | 0 | 0 | 0 | 0 | 0 | 0 | 0 | 0 | 0 | 0 | 0 | 0 | 0 | 0 | 0 | 0 | 0 | 0 | 0 | 0 | 0 | 0 | 0 | 0 | 0 | 0
F2_Commercial_Other Health_New_Food Preparation_Natural Gas_Double Rack Oven_E4 | F2 | Commercial | Other Health | New | Food Preparation | Natural Gas | Double Rack Oven | E4 | TRC BC Ratio | 0 | 0 | 0 | 0 | 0 | 0 | 0 | 0 | 0 | 0 | 0 | 0 | 0 | 0 | 0 | 0 | 0 | 0 | 0 | 0 | 0 | 0 | 0 | 0 | 0 | 0 | 0 | 0 | 0 | 0 | 0 | 0 | 0
F2_Commercial_Other Health_New_Food Preparation_Natural Gas_Double Rack Oven_E5 | F2 | Commercial | Other Health | New | Food Preparation | Natural Gas | Double Rack Oven | E5 | TRC BC Ratio | 0 | 0 | 0 | 0 | 0 | 0 | 0 | 0 | 0 | 0 | 0 | 0 | 0 | 0 | 0 | 0 | 0 | 0 | 0 | 0 | 0 | 0 | 0 | 0 | 0 | 0 | 0 | 0 | 0 | 0 | 0 | 0 | 0
F2_Commercial_Other Health_New_Food Preparation_Natural Gas_Double Rack Oven_E6 | F2 | Commercial | Other Health | New | Food Preparation | Natural Gas | Double Rack Oven | E6 | TRC BC Ratio | 0 | 0 | 0 | 0 | 0 | 0 | 0 | 0 | 0 | 0 | 0 | 0 | 0 | 0 | 0 | 0 | 0 | 0 | 0 | 0 | 0 | 0 | 0 | 0 | 0 | 0 | 0 | 0 | 0 | 0 | 0 | 0 | 0
F2_Commercial_Other Health_New_Food Preparation_Natural Gas_Double Rack Oven_E7 | F2 | Commercial | Other Health | New | Food Preparation | Natural Gas | Double Rack Oven | E7 | TRC BC Ratio | 0 | 0 | 0 | 0 | 0 | 0 | 0 | 0 | 0 | 0 | 0 | 0 | 0 | 0 | 0 | 0 | 0 | 0 | 0 | 0 | 0 | 0 | 0 | 0 | 0 | 0 | 0 | 0 | 0 | 0 | 0 | 0 | 0
F2_Commercial_Other Health_New_Food Preparation_Natural Gas_Double Rack Oven_E8 | F2 | Commercial | Other Health | New | Food Preparation | Natural Gas | Double Rack Oven | E8 | TRC BC Ratio | 0 | 0 | 0 | 0 | 0 | 0 | 0 | 0 | 0 | 0 | 0 | 0 | 0 | 0 | 0 | 0 | 0 | 0 | 0 | 0 | 0 | 0 | 0 | 0 | 0 | 0 | 0 | 0 | 0 | 0 | 0 | 0 | 0
F2_Commercial_Other Health_New_Food Preparation_Natural Gas_Double Rack Oven_E9 | F2 | Commercial | Other Health | New | Food Preparation | Natural Gas | Double Rack Oven | E9 | TRC BC Ratio | 0 | 0 | 0 | 0 | 0 | 0 | 0 | 0 | 0 | 0 | 0 | 0 | 0 | 0 | 0 | 0 | 0 | 0 | 0 | 0 | 0 | 0 | 0 | 0 | 0 | 0 | 0 | 0 | 0 | 0 | 0 | 0 | 0
F2_Commercial_Other Health_New_Food Preparation_Natural Gas_Double Rack Oven_E10 | F2 | Commercial | Other Health | New | Food Preparation | Natural Gas | Double Rack Oven | E10 | TRC BC Ratio | 0 | 0 | 0 | 0 | 0 | 0 | 0 | 0 | 0 | 0 | 0 | 0 | 0 | 0 | 0 | 0 | 0 | 0 | 0 | 0 | 0 | 0 | 0 | 0 | 0 | 0 | 0 | 0 | 0 | 0 | 0 | 0 | 0
F3_Commercial_Other Health_New_Food Preparation_Natural Gas_Double Rack Oven_E1 | F3 | Commercial | Other Health | New | Food Preparation | Natural Gas | Double Rack Oven | E1 | PACT BC Ratio | bar: 2019 to 2051
F3_Commercial_Other Health_New_Food Preparation_Natural Gas_Double Rack Oven_E2 | F3 | Commercial | Other Health | New | Food Preparation | Natural Gas | Double Rack Oven | E2 | PACT BC Ratio | 7.7572 | 7.7672 | 7.8096 | 7.77 | 7.7499 | 7.7807 | 7.8549 | 7.9152 | 7.9888 | 8.0596 | 8.1313 | 8.199 | 8.2711 | 8.3456 | 8.418 | 8.4919 | 8.5665 | 8.6466 | 8.7298 | 8.8156 | 8.8979 | 8.9807 | 9.0548 | 9.1291 | 9.1935 | 9.2491 | 9.2998 | 9.3434 | 9.3776 | 9.4057 | 9.421 | 9.4312 | 9.4312
F3_Commercial_Other Health_New_Food Preparation_Natural Gas_Double Rack Oven_E3 | F3 | Commercial | Other Health | New | Food Preparation | Natural Gas | Double Rack Oven | E3 | PACT BC Ratio | 0 | 0 | 0 | 0 | 0 | 0 | 0 | 0 | 0 | 0 | 0 | 0 | 0 | 0 | 0 | 0 | 0 | 0 | 0 | 0 | 0 | 0 | 0 | 0 | 0 | 0 | 0 | 0 | 0 | 0 | 0 | 0 | 0
F3_Commercial_Other Health_New_Food Preparation_Natural Gas_Double Rack Oven_E4 | F3 | Commercial | Other Health | New | Food Preparation | Natural Gas | Double Rack Oven | E4 | PACT BC Ratio | 0 | 0 | 0 | 0 | 0 | 0 | 0 | 0 | 0 | 0 | 0 | 0 | 0 | 0 | 0 | 0 | 0 | 0 | 0 | 0 | 0 | 0 | 0 | 0 | 0 | 0 | 0 | 0 | 0 | 0 | 0 | 0 | 0
F3_Commercial_Other Health_New_Food Preparation_Natural Gas_Double Rack Oven_E5 | F3 | Commercial | Other Health | New | Food Preparation | Natural Gas | Double Rack Oven | E5 | PACT BC Ratio | 0 | 0 | 0 | 0 | 0 | 0 | 0 | 0 | 0 | 0 | 0 | 0 | 0 | 0 | 0 | 0 | 0 | 0 | 0 | 0 | 0 | 0 | 0 | 0 | 0 | 0 | 0 | 0 | 0 | 0 | 0 | 0 | 0
F3_Commercial_Other Health_New_Food Preparation_Natural Gas_Double Rack Oven_E6 | F3 | Commercial | Other Health | New | Food Preparation | Natural Gas | Double Rack Oven | E6 | PACT BC Ratio | 0 | 0 | 0 | 0 | 0 | 0 | 0 | 0 | 0 | 0 | 0 | 0 | 0 | 0 | 0 | 0 | 0 | 0 | 0 | 0 | 0 | 0 | 0 | 0 | 0 | 0 | 0 | 0 | 0 | 0 | 0 | 0 | 0
F3_Commercial_Other Health_New_Food Preparation_Natural Gas_Double Rack Oven_E7 | F3 | Commercial | Other Health | New | Food Preparation | Natural Gas | Double Rack Oven | E7 | PACT BC Ratio | 0 | 0 | 0 | 0 | 0 | 0 | 0 | 0 | 0 | 0 | 0 | 0 | 0 | 0 | 0 | 0 | 0 | 0 | 0 | 0 | 0 | 0 | 0 | 0 | 0 | 0 | 0 | 0 | 0 | 0 | 0 | 0 | 0
F3_Commercial_Other Health_New_Food Preparation_Natural Gas_Double Rack Oven_E8 | F3 | Commercial | Other Health | New | Food Preparation | Natural Gas | Double Rack Oven | E8 | PACT BC Ratio | 0 | 0 | 0 | 0 | 0 | 0 | 0 | 0 | 0 | 0 | 0 | 0 | 0 | 0 | 0 | 0 | 0 | 0 | 0 | 0 | 0 | 0 | 0 | 0 | 0 | 0 | 0 | 0 | 0 | 0 | 0 | 0 | 0
F3_Commercial_Other Health_New_Food Preparation_Natural Gas_Double Rack Oven_E9 | F3 | Commercial | Other Health | New | Food Preparation | Natural Gas | Double Rack Oven | E9 | PACT BC Ratio | 0 | 0 | 0 | 0 | 0 | 0 | 0 | 0 | 0 | 0 | 0 | 0 | 0 | 0 | 0 | 0 | 0 | 0 | 0 | 0 | 0 | 0 | 0 | 0 | 0 | 0 | 0 | 0 | 0 | 0 | 0 | 0 | 0
F3_Commercial_Other Health_New_Food Preparation_Natural Gas_Double Rack Oven_E10 | F3 | Commercial | Other Health | New | Food Preparation | Natural Gas | Double Rack Oven | E10 | PACT BC Ratio | 0 | 0 | 0 | 0 | 0 | 0 | 0 | 0 | 0 | 0 | 0 | 0 | 0 | 0 | 0 | 0 | 0 | 0 | 0 | 0 | 0 | 0 | 0 | 0 | 0 | 0 | 0 | 0 | 0 | 0 | 0 | 0 | 0
F4_Commercial_Other Health_New_Food Preparation_Natural Gas_Double Rack Oven_E1 | F4 | Commercial | Other Health | New | Food Preparation | Natural Gas | Double Rack Oven | E1 | RVT BC Ratio | bar: 2019 to 2051
F4_Commercial_Other Health_New_Food Preparation_Natural Gas_Double Rack Oven_E2 | F4 | Commercial | Other Health | New | Food Preparation | Natural Gas | Double Rack Oven | E2 | RVT BC Ratio | 9.0643 | 9.075 | 9.1207 | 9.0781 | 9.0564 | 9.0896 | 9.1696 | 9.2346 | 9.3139 | 9.3903 | 9.4676 | 9.5406 | 9.6184 | 9.6988 | 9.7768 | 9.8565 | 9.9369 | 10.0233 | 10.113 | 10.2055 | 10.2943 | 10.3835 | 10.4634 | 10.5436 | 10.613 | 10.6729 | 10.7275 | 10.7746 | 10.8115 | 10.8418 | 10.8582 | 10.8693 | 10.8693
F4_Commercial_Other Health_New_Food Preparation_Natural Gas_Double Rack Oven_E3 | F4 | Commercial | Other Health | New | Food Preparation | Natural Gas | Double Rack Oven | E3 | RVT BC Ratio | 0 | 0 | 0 | 0 | 0 | 0 | 0 | 0 | 0 | 0 | 0 | 0 | 0 | 0 | 0 | 0 | 0 | 0 | 0 | 0 | 0 | 0 | 0 | 0 | 0 | 0 | 0 | 0 | 0 | 0 | 0 | 0 | 0
F4_Commercial_Other Health_New_Food Preparation_Natural Gas_Double Rack Oven_E4 | F4 | Commercial | Other Health | New | Food Preparation | Natural Gas | Double Rack Oven | E4 | RVT BC Ratio | 0 | 0 | 0 | 0 | 0 | 0 | 0 | 0 | 0 | 0 | 0 | 0 | 0 | 0 | 0 | 0 | 0 | 0 | 0 | 0 | 0 | 0 | 0 | 0 | 0 | 0 | 0 | 0 | 0 | 0 | 0 | 0 | 0
F4_Commercial_Other Health_New_Food Preparation_Natural Gas_Double Rack Oven_E5 | F4 | Commercial | Other Health | New | Food Preparation | Natural Gas | Double Rack Oven | E5 | RVT BC Ratio | 0 | 0 | 0 | 0 | 0 | 0 | 0 | 0 | 0 | 0 | 0 | 0 | 0 | 0 | 0 | 0 | 0 | 0 | 0 | 0 | 0 | 0 | 0 | 0 | 0 | 0 | 0 | 0 | 0 | 0 | 0 | 0 | 0
F4_Commercial_Other Health_New_Food Preparation_Natural Gas_Double Rack Oven_E6 | F4 | Commercial | Other Health | New | Food Preparation | Natural Gas | Double Rack Oven | E6 | RVT BC Ratio | 0 | 0 | 0 | 0 | 0 | 0 | 0 | 0 | 0 | 0 | 0 | 0 | 0 | 0 | 0 | 0 | 0 | 0 | 0 | 0 | 0 | 0 | 0 | 0 | 0 | 0 | 0 | 0 | 0 | 0 | 0 | 0 | 0
F4_Commercial_Other Health_New_Food Preparation_Natural Gas_Double Rack Oven_E7 | F4 | Commercial | Other Health | New | Food Preparation | Natural Gas | Double Rack Oven | E7 | RVT BC Ratio | 0 | 0 | 0 | 0 | 0 | 0 | 0 | 0 | 0 | 0 | 0 | 0 | 0 | 0 | 0 | 0 | 0 | 0 | 0 | 0 | 0 | 0 | 0 | 0 | 0 | 0 | 0 | 0 | 0 | 0 | 0 | 0 | 0
F4_Commercial_Other Health_New_Food Preparation_Natural Gas_Double Rack Oven_E8 | F4 | Commercial | Other Health | New | Food Preparation | Natural Gas | Double Rack Oven | E8 | RVT BC Ratio | 0 | 0 | 0 | 0 | 0 | 0 | 0 | 0 | 0 | 0 | 0 | 0 | 0 | 0 | 0 | 0 | 0 | 0 | 0 | 0 | 0 | 0 | 0 | 0 | 0 | 0 | 0 | 0 | 0 | 0 | 0 | 0 | 0
F4_Commercial_Other Health_New_Food Preparation_Natural Gas_Double Rack Oven_E9 | F4 | Commercial | Other Health | New | Food Preparation | Natural Gas | Double Rack Oven | E9 | RVT BC Ratio | 0 | 0 | 0 | 0 | 0 | 0 | 0 | 0 | 0 | 0 | 0 | 0 | 0 | 0 | 0 | 0 | 0 | 0 | 0 | 0 | 0 | 0 | 0 | 0 | 0 | 0 | 0 | 0 | 0 | 0 | 0 | 0 | 0
F4_Commercial_Other Health_New_Food Preparation_Natural Gas_Double Rack Oven_E10 | F4 | Commercial | Other Health | New | Food Preparation | Natural Gas | Double Rack Oven | E10 | RVT BC Ratio | 0 | 0 | 0 | 0 | 0 | 0 | 0 | 0 | 0 | 0 | 0 | 0 | 0 | 0 | 0 | 0 | 0 | 0 | 0 | 0 | 0 | 0 | 0 | 0 | 0 | 0 | 0 | 0 | 0 | 0 | 0 | 0 | 0
F5_Commercial_Other Health_New_Food Preparation_Natural Gas_Double Rack Oven_E1 | F5 | Commercial | Other Health | New | Food Preparation | Natural Gas | Double Rack Oven | E1 | RIM BC Ratio | bar: 2019 to 2051
F5_Commercial_Other Health_New_Food Preparation_Natural Gas_Double Rack Oven_E2 | F5 | Commercial | Other Health | New | Food Preparation | Natural Gas | Double Rack Oven | E2 | RIM BC Ratio | 0.75359 | 0.75369 | 0.75408 | 0.75371 | 0.75352 | 0.75381 | 0.7545 | 0.75506 | 0.75572 | 0.75635 | 0.75698 | 0.75756 | 0.75817 | 0.75879 | 0.75938 | 0.75998 | 0.76057 | 0.7612 | 0.76184 | 0.76249 | 0.7631 | 0.7637 | 0.76423 | 0.76476 | 0.76521 | 0.76559 | 0.76593 | 0.76623 | 0.76646 | 0.76665 | 0.76675 | 0.76681 | 0.76681
F5_Commercial_Other Health_New_Food Preparation_Natural Gas_Double Rack Oven_E3 | F5 | Commercial | Other Health | New | Food Preparation | Natural Gas | Double Rack Oven | E3 | RIM BC Ratio | 0 | 0 | 0 | 0 | 0 | 0 | 0 | 0 | 0 | 0 | 0 | 0 | 0 | 0 | 0 | 0 | 0 | 0 | 0 | 0 | 0 | 0 | 0 | 0 | 0 | 0 | 0 | 0 | 0 | 0 | 0 | 0 | 0
F5_Commercial_Other Health_New_Food Preparation_Natural Gas_Double Rack Oven_E4 | F5 | Commercial | Other Health | New | Food Preparation | Natural Gas | Double Rack Oven | E4 | RIM BC Ratio | 0 | 0 | 0 | 0 | 0 | 0 | 0 | 0 | 0 | 0 | 0 | 0 | 0 | 0 | 0 | 0 | 0 | 0 | 0 | 0 | 0 | 0 | 0 | 0 | 0 | 0 | 0 | 0 | 0 | 0 | 0 | 0 | 0
F5_Commercial_Other Health_New_Food Preparation_Natural Gas_Double Rack Oven_E5 | F5 | Commercial | Other Health | New | Food Preparation | Natural Gas | Double Rack Oven | E5 | RIM BC Ratio | 0 | 0 | 0 | 0 | 0 | 0 | 0 | 0 | 0 | 0 | 0 | 0 | 0 | 0 | 0 | 0 | 0 | 0 | 0 | 0 | 0 | 0 | 0 | 0 | 0 | 0 | 0 | 0 | 0 | 0 | 0 | 0 | 0
F5_Commercial_Other Health_New_Food Preparation_Natural Gas_Double Rack Oven_E6 | F5 | Commercial | Other Health | New | Food Preparation | Natural Gas | Double Rack Oven | E6 | RIM BC Ratio | 0 | 0 | 0 | 0 | 0 | 0 | 0 | 0 | 0 | 0 | 0 | 0 | 0 | 0 | 0 | 0 | 0 | 0 | 0 | 0 | 0 | 0 | 0 | 0 | 0 | 0 | 0 | 0 | 0 | 0 | 0 | 0 | 0
F5_Commercial_Other Health_New_Food Preparation_Natural Gas_Double Rack Oven_E7 | F5 | Commercial | Other Health | New | Food Preparation | Natural Gas | Double Rack Oven | E7 | RIM BC Ratio | 0 | 0 | 0 | 0 | 0 | 0 | 0 | 0 | 0 | 0 | 0 | 0 | 0 | 0 | 0 | 0 | 0 | 0 | 0 | 0 | 0 | 0 | 0 | 0 | 0 | 0 | 0 | 0 | 0 | 0 | 0 | 0 | 0
F5_Commercial_Other Health_New_Food Preparation_Natural Gas_Double Rack Oven_E8 | F5 | Commercial | Other Health | New | Food Preparation | Natural Gas | Double Rack Oven | E8 | RIM BC Ratio | 0 | 0 | 0 | 0 | 0 | 0 | 0 | 0 | 0 | 0 | 0 | 0 | 0 | 0 | 0 | 0 | 0 | 0 | 0 | 0 | 0 | 0 | 0 | 0 | 0 | 0 | 0 | 0 | 0 | 0 | 0 | 0 | 0
F5_Commercial_Other Health_New_Food Preparation_Natural Gas_Double Rack Oven_E9 | F5 | Commercial | Other Health | New | Food Preparation | Natural Gas | Double Rack Oven | E9 | RIM BC Ratio | 0 | 0 | 0 | 0 | 0 | 0 | 0 | 0 | 0 | 0 | 0 | 0 | 0 | 0 | 0 | 0 | 0 | 0 | 0 | 0 | 0 | 0 | 0 | 0 | 0 | 0 | 0 | 0 | 0 | 0 | 0 | 0 | 0
F5_Commercial_Other Health_New_Food Preparation_Natural Gas_Double Rack Oven_E10 | F5 | Commercial | Other Health | New | Food Preparation | Natural Gas | Double Rack Oven | E10 | RIM BC Ratio | 0 | 0 | 0 | 0 | 0 | 0 | 0 | 0 | 0 | 0 | 0 | 0 | 0 | 0 | 0 | 0 | 0 | 0 | 0 | 0 | 0 | 0 | 0 | 0 | 0 | 0 | 0 | 0 | 0 | 0 | 0 | 0 | 0
F0_Commercial_Other Health_New_Food Preparation_Natural Gas_Fryer_E0 | F0 | Commercial | Other Health | New | Food Preparation | Natural Gas | Fryer | E0 | Economic Unit | ENERGY STAR (3.0) | ENERGY STAR (3.0) | ENERGY STAR (3.0) | ENERGY STAR (3.0) | ENERGY STAR (3.0) | ENERGY STAR (3.0) | ENERGY STAR (3.0) | ENERGY STAR (3.0) | ENERGY STAR (3.0) | ENERGY STAR (3.0) | ENERGY STAR (3.0) | ENERGY STAR (3.0) | ENERGY STAR (3.0) | ENERGY STAR (3.0) | ENERGY STAR (3.0) | ENERGY STAR (3.0) | ENERGY STAR (3.0) | ENERGY STAR (3.0) | ENERGY STAR (3.0) | ENERGY STAR (3.0) | ENERGY STAR (3.0) | ENERGY STAR (3.0) | ENERGY STAR (3.0) | ENERGY STAR (3.0) | ENERGY STAR (3.0) | ENERGY STAR (3.0) | ENERGY STAR (3.0) | ENERGY STAR (3.0) | ENERGY STAR (3.0) | ENERGY STAR (3.0) | ENERGY STAR (3.0) | ENERGY STAR (3.0) | ENERGY STAR (3.0)
F1_Commercial_Other Health_New_Food Preparation_Natural Gas_Fryer_E1 | F1 | Commercial | Other Health | New | Food Preparation | Natural Gas | Fryer | E1 | CCE | 0 | 0 | 0 | 0 | 0 | 0 | 0 | 0 | 0 | 0 | 0 | 0 | 0 | 0 | 0 | 0 | 0 | 0 | 0 | 0 | 0 | 0 | 0 | 0 | 0 | 0 | 0 | 0 | 0 | 0 | 0 | 0 | 0
F1_Commercial_Other Health_New_Food Preparation_Natural Gas_Fryer_E2 | F1 | Commercial | Other Health | New | Food Preparation | Natural Gas | Fryer | E2 | CCE | 0.36986 | 0.38294 | 0.34375 | 0 | 0 | 0 | 0 | 0 | 0 | 0 | 0 | 0 | 0 | 0 | 0 | 0 | 0 | 0 | 0 | 0 | 0 | 0 | 0 | 0 | 0 | 0 | 0 | 0 | 0 | 0 | 0 | 0 | 0
F1_Commercial_Other Health_New_Food Preparation_Natural Gas_Fryer_E3 | F1 | Commercial | Other Health | New | Food Preparation | Natural Gas | Fryer | E3 | CCE | 0 | 0 | 0 | 0 | 0 | 0 | 0 | 0 | 0 | 0 | 0 | 0 | 0 | 0 | 0 | 0 | 0 | 0 | 0 | 0 | 0 | 0 | 0 | 0 | 0 | 0 | 0 | 0 | 0 | 0 | 0 | 0 | 0
F1_Commercial_Other Health_New_Food Preparation_Natural Gas_Fryer_E4 | F1 | Commercial | Other Health | New | Food Preparation | Natural Gas | Fryer | E4 | CCE | 0 | 0 | 0 | 0 | 0 | 0 | 0 | 0 | 0 | 0 | 0 | 0 | 0 | 0 | 0 | 0 | 0 | 0 | 0 | 0 | 0 | 0 | 0 | 0 | 0 | 0 | 0 | 0 | 0 | 0 | 0 | 0 | 0
F1_Commercial_Other Health_New_Food Preparation_Natural Gas_Fryer_E5 | F1 | Commercial | Other Health | New | Food Preparation | Natural Gas | Fryer | E5 | CCE | 0 | 0 | 0 | 0 | 0 | 0 | 0 | 0 | 0 | 0 | 0 | 0 | 0 | 0 | 0 | 0 | 0 | 0 | 0 | 0 | 0 | 0 | 0 | 0 | 0 | 0 | 0 | 0 | 0 | 0 | 0 | 0 | 0
F1_Commercial_Other Health_New_Food Preparation_Natural Gas_Fryer_E6 | F1 | Commercial | Other Health | New | Food Preparation | Natural Gas | Fryer | E6 | CCE | 0 | 0 | 0 | 0 | 0 | 0 | 0 | 0 | 0 | 0 | 0 | 0 | 0 | 0 | 0 | 0 | 0 | 0 | 0 | 0 | 0 | 0 | 0 | 0 | 0 | 0 | 0 | 0 | 0 | 0 | 0 | 0 | 0
F1_Commercial_Other Health_New_Food Preparation_Natural Gas_Fryer_E7 | F1 | Commercial | Other Health | New | Food Preparation | Natural Gas | Fryer | E7 | CCE | 0 | 0 | 0 | 0 | 0 | 0 | 0 | 0 | 0 | 0 | 0 | 0 | 0 | 0 | 0 | 0 | 0 | 0 | 0 | 0 | 0 | 0 | 0 | 0 | 0 | 0 | 0 | 0 | 0 | 0 | 0 | 0 | 0
F1_Commercial_Other Health_New_Food Preparation_Natural Gas_Fryer_E8 | F1 | Commercial | Other Health | New | Food Preparation | Natural Gas | Fryer | E8 | CCE | 0 | 0 | 0 | 0 | 0 | 0 | 0 | 0 | 0 | 0 | 0 | 0 | 0 | 0 | 0 | 0 | 0 | 0 | 0 | 0 | 0 | 0 | 0 | 0 | 0 | 0 | 0 | 0 | 0 | 0 | 0 | 0 | 0
F1_Commercial_Other Health_New_Food Preparation_Natural Gas_Fryer_E9 | F1 | Commercial | Other Health | New | Food Preparation | Natural Gas | Fryer | E9 | CCE | 0 | 0 | 0 | 0 | 0 | 0 | 0 | 0 | 0 | 0 | 0 | 0 | 0 | 0 | 0 | 0 | 0 | 0 | 0 | 0 | 0 | 0 | 0 | 0 | 0 | 0 | 0 | 0 | 0 | 0 | 0 | 0 | 0
F1_Commercial_Other Health_New_Food Preparation_Natural Gas_Fryer_E10 | F1 | Commercial | Other Health | New | Food Preparation | Natural Gas | Fryer | E10 | CCE | 0 | 0 | 0 | 0 | 0 | 0 | 0 | 0 | 0 | 0 | 0 | 0 | 0 | 0 | 0 | 0 | 0 | 0 | 0 | 0 | 0 | 0 | 0 | 0 | 0 | 0 | 0 | 0 | 0 | 0 | 0 | 0 | 0
F2_Commercial_Other Health_New_Food Preparation_Natural Gas_Fryer_E1 | F2 | Commercial | Other Health | New | Food Preparation | Natural Gas | Fryer | E1 | TRC BC Ratio | 1 | 1 | 1 | 0 | 0 | 0 | 0 | 0 | 0 | 0 | 0 | 0 | 0 | 0 | 0 | 0 | 0 | 0 | 0 | 0 | 0 | 0 | 0 | 0 | 0 | 0 | 0 | 0 | 0 | 0 | 0 | 0 | 0
F2_Commercial_Other Health_New_Food Preparation_Natural Gas_Fryer_E2 | F2 | Commercial | Other Health | New | Food Preparation | Natural Gas | Fryer | E2 | TRC BC Ratio | 4.4463 | 4.4414 | 4.4606 | 1 | 1 | 1 | 1 | 1 | 1 | 1 | 1 | 1 | 1 | 1 | 1 | 1 | 1 | 1 | 1 | 1 | 1 | 1 | 1 | 1 | 1 | 1 | 1 | 1 | 1 | 1 | 1 | 1 | 1
F2_Commercial_Other Health_New_Food Preparation_Natural Gas_Fryer_E3 | F2 | Commercial | Other Health | New | Food Preparation | Natural Gas | Fryer | E3 | TRC BC Ratio | 0 | 0 | 0 | 0 | 0 | 0 | 0 | 0 | 0 | 0 | 0 | 0 | 0 | 0 | 0 | 0 | 0 | 0 | 0 | 0 | 0 | 0 | 0 | 0 | 0 | 0 | 0 | 0 | 0 | 0 | 0 | 0 | 0
F2_Commercial_Other Health_New_Food Preparation_Natural Gas_Fryer_E4 | F2 | Commercial | Other Health | New | Food Preparation | Natural Gas | Fryer | E4 | TRC BC Ratio | 0 | 0 | 0 | 0 | 0 | 0 | 0 | 0 | 0 | 0 | 0 | 0 | 0 | 0 | 0 | 0 | 0 | 0 | 0 | 0 | 0 | 0 | 0 | 0 | 0 | 0 | 0 | 0 | 0 | 0 | 0 | 0 | 0
F2_Commercial_Other Health_New_Food Preparation_Natural Gas_Fryer_E5 | F2 | Commercial | Other Health | New | Food Preparation | Natural Gas | Fryer | E5 | TRC BC Ratio | 0 | 0 | 0 | 0 | 0 | 0 | 0 | 0 | 0 | 0 | 0 | 0 | 0 | 0 | 0 | 0 | 0 | 0 | 0 | 0 | 0 | 0 | 0 | 0 | 0 | 0 | 0 | 0 | 0 | 0 | 0 | 0 | 0
F2_Commercial_Other Health_New_Food Preparation_Natural Gas_Fryer_E6 | F2 | Commercial | Other Health | New | Food Preparation | Natural Gas | Fryer | E6 | TRC BC Ratio | 0 | 0 | 0 | 0 | 0 | 0 | 0 | 0 | 0 | 0 | 0 | 0 | 0 | 0 | 0 | 0 | 0 | 0 | 0 | 0 | 0 | 0 | 0 | 0 | 0 | 0 | 0 | 0 | 0 | 0 | 0 | 0 | 0
F2_Commercial_Other Health_New_Food Preparation_Natural Gas_Fryer_E7 | F2 | Commercial | Other Health | New | Food Preparation | Natural Gas | Fryer | E7 | TRC BC Ratio | 0 | 0 | 0 | 0 | 0 | 0 | 0 | 0 | 0 | 0 | 0 | 0 | 0 | 0 | 0 | 0 | 0 | 0 | 0 | 0 | 0 | 0 | 0 | 0 | 0 | 0 | 0 | 0 | 0 | 0 | 0 | 0 | 0
F2_Commercial_Other Health_New_Food Preparation_Natural Gas_Fryer_E8 | F2 | Commercial | Other Health | New | Food Preparation | Natural Gas | Fryer | E8 | TRC BC Ratio | 0 | 0 | 0 | 0 | 0 | 0 | 0 | 0 | 0 | 0 | 0 | 0 | 0 | 0 | 0 | 0 | 0 | 0 | 0 | 0 | 0 | 0 | 0 | 0 | 0 | 0 | 0 | 0 | 0 | 0 | 0 | 0 | 0
F2_Commercial_Other Health_New_Food Preparation_Natural Gas_Fryer_E9 | F2 | Commercial | Other Health | New | Food Preparation | Natural Gas | Fryer | E9 | TRC BC Ratio | 0 | 0 | 0 | 0 | 0 | 0 | 0 | 0 | 0 | 0 | 0 | 0 | 0 | 0 | 0 | 0 | 0 | 0 | 0 | 0 | 0 | 0 | 0 | 0 | 0 | 0 | 0 | 0 | 0 | 0 | 0 | 0 | 0
F2_Commercial_Other Health_New_Food Preparation_Natural Gas_Fryer_E10 | F2 | Commercial | Other Health | New | Food Preparation | Natural Gas | Fryer | E10 | TRC BC Ratio | 0 | 0 | 0 | 0 | 0 | 0 | 0 | 0 | 0 | 0 | 0 | 0 | 0 | 0 | 0 | 0 | 0 | 0 | 0 | 0 | 0 | 0 | 0 | 0 | 0 | 0 | 0 | 0 | 0 | 0 | 0 | 0 | 0
F3_Commercial_Other Health_New_Food Preparation_Natural Gas_Fryer_E1 | F3 | Commercial | Other Health | New | Food Preparation | Natural Gas | Fryer | E1 | PACT BC Ratio | 1 | 1 | 1 | 0 | 0 | 0 | 0 | 0 | 0 | 0 | 0 | 0 | 0 | 0 | 0 | 0 | 0 | 0 | 0 | 0 | 0 | 0 | 0 | 0 | 0 | 0 | 0 | 0 | 0 | 0 | 0 | 0 | 0
F3_Commercial_Other Health_New_Food Preparation_Natural Gas_Fryer_E2 | F3 | Commercial | Other Health | New | Food Preparation | Natural Gas | Fryer | E2 | PACT BC Ratio | 5.9285 | 5.9219 | 5.9474 | 1 | 1 | 1 | 1 | 1 | 1 | 1 | 1 | 1 | 1 | 1 | 1 | 1 | 1 | 1 | 1 | 1 | 1 | 1 | 1 | 1 | 1 | 1 | 1 | 1 | 1 | 1 | 1 | 1 | 1
F3_Commercial_Other Health_New_Food Preparation_Natural Gas_Fryer_E3 | F3 | Commercial | Other Health | New | Food Preparation | Natural Gas | Fryer | E3 | PACT BC Ratio | 0 | 0 | 0 | 0 | 0 | 0 | 0 | 0 | 0 | 0 | 0 | 0 | 0 | 0 | 0 | 0 | 0 | 0 | 0 | 0 | 0 | 0 | 0 | 0 | 0 | 0 | 0 | 0 | 0 | 0 | 0 | 0 | 0
F3_Commercial_Other Health_New_Food Preparation_Natural Gas_Fryer_E4 | F3 | Commercial | Other Health | New | Food Preparation | Natural Gas | Fryer | E4 | PACT BC Ratio | 0 | 0 | 0 | 0 | 0 | 0 | 0 | 0 | 0 | 0 | 0 | 0 | 0 | 0 | 0 | 0 | 0 | 0 | 0 | 0 | 0 | 0 | 0 | 0 | 0 | 0 | 0 | 0 | 0 | 0 | 0 | 0 | 0
F3_Commercial_Other Health_New_Food Preparation_Natural Gas_Fryer_E5 | F3 | Commercial | Other Health | New | Food Preparation | Natural Gas | Fryer | E5 | PACT BC Ratio | 0 | 0 | 0 | 0 | 0 | 0 | 0 | 0 | 0 | 0 | 0 | 0 | 0 | 0 | 0 | 0 | 0 | 0 | 0 | 0 | 0 | 0 | 0 | 0 | 0 | 0 | 0 | 0 | 0 | 0 | 0 | 0 | 0
F3_Commercial_Other Health_New_Food Preparation_Natural Gas_Fryer_E6 | F3 | Commercial | Other Health | New | Food Preparation | Natural Gas | Fryer | E6 | PACT BC Ratio | 0 | 0 | 0 | 0 | 0 | 0 | 0 | 0 | 0 | 0 | 0 | 0 | 0 | 0 | 0 | 0 | 0 | 0 | 0 | 0 | 0 | 0 | 0 | 0 | 0 | 0 | 0 | 0 | 0 | 0 | 0 | 0 | 0
F3_Commercial_Other Health_New_Food Preparation_Natural Gas_Fryer_E7 | F3 | Commercial | Other Health | New | Food Preparation | Natural Gas | Fryer | E7 | PACT BC Ratio | 0 | 0 | 0 | 0 | 0 | 0 | 0 | 0 | 0 | 0 | 0 | 0 | 0 | 0 | 0 | 0 | 0 | 0 | 0 | 0 | 0 | 0 | 0 | 0 | 0 | 0 | 0 | 0 | 0 | 0 | 0 | 0 | 0
F3_Commercial_Other Health_New_Food Preparation_Natural Gas_Fryer_E8 | F3 | Commercial | Other Health | New | Food Preparation | Natural Gas | Fryer | E8 | PACT BC Ratio | 0 | 0 | 0 | 0 | 0 | 0 | 0 | 0 | 0 | 0 | 0 | 0 | 0 | 0 | 0 | 0 | 0 | 0 | 0 | 0 | 0 | 0 | 0 | 0 | 0 | 0 | 0 | 0 | 0 | 0 | 0 | 0 | 0
F3_Commercial_Other Health_New_Food Preparation_Natural Gas_Fryer_E9 | F3 | Commercial | Other Health | New | Food Preparation | Natural Gas | Fryer | E9 | PACT BC Ratio | 0 | 0 | 0 | 0 | 0 | 0 | 0 | 0 | 0 | 0 | 0 | 0 | 0 | 0 | 0 | 0 | 0 | 0 | 0 | 0 | 0 | 0 | 0 | 0 | 0 | 0 | 0 | 0 | 0 | 0 | 0 | 0 | 0
F3_Commercial_Other Health_New_Food Preparation_Natural Gas_Fryer_E10 | F3 | Commercial | Other Health | New | Food Preparation | Natural Gas | Fryer | E10 | PACT BC Ratio | 0 | 0 | 0 | 0 | 0 | 0 | 0 | 0 | 0 | 0 | 0 | 0 | 0 | 0 | 0 | 0 | 0 | 0 | 0 | 0 | 0 | 0 | 0 | 0 | 0 | 0 | 0 | 0 | 0 | 0 | 0 | 0 | 0
F4_Commercial_Other Health_New_Food Preparation_Natural Gas_Fryer_E1 | F4 | Commercial | Other Health | New | Food Preparation | Natural Gas | Fryer | E1 | RVT BC Ratio | 1 | 1 | 1 | 0 | 0 | 0 | 0 | 0 | 0 | 0 | 0 | 0 | 0 | 0 | 0 | 0 | 0 | 0 | 0 | 0 | 0 | 0 | 0 | 0 | 0 | 0 | 0 | 0 | 0 | 0 | 0 | 0 | 0
F4_Commercial_Other Health_New_Food Preparation_Natural Gas_Fryer_E2 | F4 | Commercial | Other Health | New | Food Preparation | Natural Gas | Fryer | E2 | RVT BC Ratio | 7.0924 | 7.0854 | 7.1129 | 1 | 1 | 1 | 1 | 1 | 1 | 1 | 1 | 1 | 1 | 1 | 1 | 1 | 1 | 1 | 1 | 1 | 1 | 1 | 1 | 1 | 1 | 1 | 1 | 1 | 1 | 1 | 1 | 1 | 1
F4_Commercial_Other Health_New_Food Preparation_Natural Gas_Fryer_E3 | F4 | Commercial | Other Health | New | Food Preparation | Natural Gas | Fryer | E3 | RVT BC Ratio | 0 | 0 | 0 | 0 | 0 | 0 | 0 | 0 | 0 | 0 | 0 | 0 | 0 | 0 | 0 | 0 | 0 | 0 | 0 | 0 | 0 | 0 | 0 | 0 | 0 | 0 | 0 | 0 | 0 | 0 | 0 | 0 | 0
F4_Commercial_Other Health_New_Food Preparation_Natural Gas_Fryer_E4 | F4 | Commercial | Other Health | New | Food Preparation | Natural Gas | Fryer | E4 | RVT BC Ratio | 0 | 0 | 0 | 0 | 0 | 0 | 0 | 0 | 0 | 0 | 0 | 0 | 0 | 0 | 0 | 0 | 0 | 0 | 0 | 0 | 0 | 0 | 0 | 0 | 0 | 0 | 0 | 0 | 0 | 0 | 0 | 0 | 0
F4_Commercial_Other Health_New_Food Preparation_Natural Gas_Fryer_E5 | F4 | Commercial | Other Health | New | Food Preparation | Natural Gas | Fryer | E5 | RVT BC Ratio | 0 | 0 | 0 | 0 | 0 | 0 | 0 | 0 | 0 | 0 | 0 | 0 | 0 | 0 | 0 | 0 | 0 | 0 | 0 | 0 | 0 | 0 | 0 | 0 | 0 | 0 | 0 | 0 | 0 | 0 | 0 | 0 | 0
F4_Commercial_Other Health_New_Food Preparation_Natural Gas_Fryer_E6 | F4 | Commercial | Other Health | New | Food Preparation | Natural Gas | Fryer | E6 | RVT BC Ratio | 0 | 0 | 0 | 0 | 0 | 0 | 0 | 0 | 0 | 0 | 0 | 0 | 0 | 0 | 0 | 0 | 0 | 0 | 0 | 0 | 0 | 0 | 0 | 0 | 0 | 0 | 0 | 0 | 0 | 0 | 0 | 0 | 0
F4_Commercial_Other Health_New_Food Preparation_Natural Gas_Fryer_E7 | F4 | Commercial | Other Health | New | Food Preparation | Natural Gas | Fryer | E7 | RVT BC Ratio | 0 | 0 | 0 | 0 | 0 | 0 | 0 | 0 | 0 | 0 | 0 | 0 | 0 | 0 | 0 | 0 | 0 | 0 | 0 | 0 | 0 | 0 | 0 | 0 | 0 | 0 | 0 | 0 | 0 | 0 | 0 | 0 | 0
F4_Commercial_Other Health_New_Food Preparation_Natural Gas_Fryer_E8 | F4 | Commercial | Other Health | New | Food Preparation | Natural Gas | Fryer | E8 | RVT BC Ratio | 0 | 0 | 0 | 0 | 0 | 0 | 0 | 0 | 0 | 0 | 0 | 0 | 0 | 0 | 0 | 0 | 0 | 0 | 0 | 0 | 0 | 0 | 0 | 0 | 0 | 0 | 0 | 0 | 0 | 0 | 0 | 0 | 0
F4_Commercial_Other Health_New_Food Preparation_Natural Gas_Fryer_E9 | F4 | Commercial | Other Health | New | Food Preparation | Natural Gas | Fryer | E9 | RVT BC Ratio | 0 | 0 | 0 | 0 | 0 | 0 | 0 | 0 | 0 | 0 | 0 | 0 | 0 | 0 | 0 | 0 | 0 | 0 | 0 | 0 | 0 | 0 | 0 | 0 | 0 | 0 | 0 | 0 | 0 | 0 | 0 | 0 | 0
F4_Commercial_Other Health_New_Food Preparation_Natural Gas_Fryer_E10 | F4 | Commercial | Other Health | New | Food Preparation | Natural Gas | Fryer | E10 | RVT BC Ratio | 0 | 0 | 0 | 0 | 0 | 0 | 0 | 0 | 0 | 0 | 0 | 0 | 0 | 0 | 0 | 0 | 0 | 0 | 0 | 0 | 0 | 0 | 0 | 0 | 0 | 0 | 0 | 0 | 0 | 0 | 0 | 0 | 0
F5_Commercial_Other Health_New_Food Preparation_Natural Gas_Fryer_E1 | F5 | Commercial | Other Health | New | Food Preparation | Natural Gas | Fryer | E1 | RIM BC Ratio | 1 | 1 | 1 | 0 | 0 | 0 | 0 | 0 | 0 | 0 | 0 | 0 | 0 | 0 | 0 | 0 | 0 | 0 | 0 | 0 | 0 | 0 | 0 | 0 | 0 | 0 | 0 | 0 | 0 | 0 | 0 | 0 | 0
F5_Commercial_Other Health_New_Food Preparation_Natural Gas_Fryer_E2 | F5 | Commercial | Other Health | New | Food Preparation | Natural Gas | Fryer | E2 | RIM BC Ratio | 0.73167 | 0.73157 | 0.73195 | 1 | 1 | 1 | 1 | 1 | 1 | 1 | 1 | 1 | 1 | 1 | 1 | 1 | 1 | 1 | 1 | 1 | 1 | 1 | 1 | 1 | 1 | 1 | 1 | 1 | 1 | 1 | 1 | 1 | 1
F5_Commercial_Other Health_New_Food Preparation_Natural Gas_Fryer_E3 | F5 | Commercial | Other Health | New | Food Preparation | Natural Gas | Fryer | E3 | RIM BC Ratio | 0 | 0 | 0 | 0 | 0 | 0 | 0 | 0 | 0 | 0 | 0 | 0 | 0 | 0 | 0 | 0 | 0 | 0 | 0 | 0 | 0 | 0 | 0 | 0 | 0 | 0 | 0 | 0 | 0 | 0 | 0 | 0 | 0
F5_Commercial_Other Health_New_Food Preparation_Natural Gas_Fryer_E4 | F5 | Commercial | Other Health | New | Food Preparation | Natural Gas | Fryer | E4 | RIM BC Ratio | 0 | 0 | 0 | 0 | 0 | 0 | 0 | 0 | 0 | 0 | 0 | 0 | 0 | 0 | 0 | 0 | 0 | 0 | 0 | 0 | 0 | 0 | 0 | 0 | 0 | 0 | 0 | 0 | 0 | 0 | 0 | 0 | 0
F5_Commercial_Other Health_New_Food Preparation_Natural Gas_Fryer_E5 | F5 | Commercial | Other Health | New | Food Preparation | Natural Gas | Fryer | E5 | RIM BC Ratio | 0 | 0 | 0 | 0 | 0 | 0 | 0 | 0 | 0 | 0 | 0 | 0 | 0 | 0 | 0 | 0 | 0 | 0 | 0 | 0 | 0 | 0 | 0 | 0 | 0 | 0 | 0 | 0 | 0 | 0 | 0 | 0 | 0
F5_Commercial_Other Health_New_Food Preparation_Natural Gas_Fryer_E6 | F5 | Commercial | Other Health | New | Food Preparation | Natural Gas | Fryer | E6 | RIM BC Ratio | 0 | 0 | 0 | 0 | 0 | 0 | 0 | 0 | 0 | 0 | 0 | 0 | 0 | 0 | 0 | 0 | 0 | 0 | 0 | 0 | 0 | 0 | 0 | 0 | 0 | 0 | 0 | 0 | 0 | 0 | 0 | 0 | 0
F5_Commercial_Other Health_New_Food Preparation_Natural Gas_Fryer_E7 | F5 | Commercial | Other Health | New | Food Preparation | Natural Gas | Fryer | E7 | RIM BC Ratio | 0 | 0 | 0 | 0 | 0 | 0 | 0 | 0 | 0 | 0 | 0 | 0 | 0 | 0 | 0 | 0 | 0 | 0 | 0 | 0 | 0 | 0 | 0 | 0 | 0 | 0 | 0 | 0 | 0 | 0 | 0 | 0 | 0
F5_Commercial_Other Health_New_Food Preparation_Natural Gas_Fryer_E8 | F5 | Commercial | Other Health | New | Food Preparation | Natural Gas | Fryer | E8 | RIM BC Ratio | 0 | 0 | 0 | 0 | 0 | 0 | 0 | 0 | 0 | 0 | 0 | 0 | 0 | 0 | 0 | 0 | 0 | 0 | 0 | 0 | 0 | 0 | 0 | 0 | 0 | 0 | 0 | 0 | 0 | 0 | 0 | 0 | 0
F5_Commercial_Other Health_New_Food Preparation_Natural Gas_Fryer_E9 | F5 | Commercial | Other Health | New | Food Preparation | Natural Gas | Fryer | E9 | RIM BC Ratio | 0 | 0 | 0 | 0 | 0 | 0 | 0 | 0 | 0 | 0 | 0 | 0 | 0 | 0 | 0 | 0 | 0 | 0 | 0 | 0 | 0 | 0 | 0 | 0 | 0 | 0 | 0 | 0 | 0 | 0 | 0 | 0 | 0
F5_Commercial_Other Health_New_Food Preparation_Natural Gas_Fryer_E10 | F5 | Commercial | Other Health | New | Food Preparation | Natural Gas | Fryer | E10 | RIM BC Ratio | 0 | 0 | 0 | 0 | 0 | 0 | 0 | 0 | 0 | 0 | 0 | 0 | 0 | 0 | 0 | 0 | 0 | 0 | 0 | 0 | 0 | 0 | 0 | 0 | 0 | 0 | 0 | 0 | 0 | 0 | 0 | 0 | 0
F0_Commercial_Other Health_New_Food Preparation_Natural Gas_Broiler_E0 | F0 | Commercial | Other Health | New | Food Preparation | Natural Gas | Broiler | E0 | Economic Unit | Infrared Burners | Infrared Burners | Infrared Burners | Infrared Burners | Infrared Burners | Infrared Burners | Infrared Burners | Infrared Burners | Infrared Burners | Infrared Burners | Infrared Burners | Infrared Burners | Infrared Burners | Infrared Burners | Infrared Burners | Infrared Burners | Infrared Burners | Infrared Burners | Infrared Burners | Infrared Burners | Infrared Burners | Infrared Burners | Infrared Burners | Infrared Burners | Infrared Burners | Infrared Burners | Infrared Burners | Infrared Burners | Infrared Burners | Infrared Burners | Infrared Burners | Infrared Burners | Infrared Burners
F1_Commercial_Other Health_New_Food Preparation_Natural Gas_Broiler_E1 | F1 | Commercial | Other Health | New | Food Preparation | Natural Gas | Broiler | E1 | CCE | 0 | 0 | 0 | 0 | 0 | 0 | 0 | 0 | 0 | 0 | 0 | 0 | 0 | 0 | 0 | 0 | 0 | 0 | 0 | 0 | 0 | 0 | 0 | 0 | 0 | 0 | 0 | 0 | 0 | 0 | 0 | 0 | 0
F1_Commercial_Other Health_New_Food Preparation_Natural Gas_Broiler_E2 | F1 | Commercial | Other Health | New | Food Preparation | Natural Gas | Broiler | E2 | CCE | 0.59817 | 0.61931 | 0.55594 | 0.56637 | 0.56637 | 0.56637 | 0.56637 | 0.56637 | 0.56637 | 0.56637 | 0.56637 | 0.56637 | 0.56637 | 0.56637 | 0.56637 | 0.56637 | 0.56637 | 0.56637 | 0.56637 | 0.56637 | 0.56637 | 0.56637 | 0.56637 | 0.56637 | 0.56637 | 0.56637 | 0.56637 | 0.56637 | 0.56637 | 0.56637 | 0.56637 | 0.56637 | 0.56637
F1_Commercial_Other Health_New_Food Preparation_Natural Gas_Broiler_E3 | F1 | Commercial | Other Health | New | Food Preparation | Natural Gas | Broiler | E3 | CCE | 0 | 0 | 0 | 0 | 0 | 0 | 0 | 0 | 0 | 0 | 0 | 0 | 0 | 0 | 0 | 0 | 0 | 0 | 0 | 0 | 0 | 0 | 0 | 0 | 0 | 0 | 0 | 0 | 0 | 0 | 0 | 0 | 0
F1_Commercial_Other Health_New_Food Preparation_Natural Gas_Broiler_E4 | F1 | Commercial | Other Health | New | Food Preparation | Natural Gas | Broiler | E4 | CCE | 0 | 0 | 0 | 0 | 0 | 0 | 0 | 0 | 0 | 0 | 0 | 0 | 0 | 0 | 0 | 0 | 0 | 0 | 0 | 0 | 0 | 0 | 0 | 0 | 0 | 0 | 0 | 0 | 0 | 0 | 0 | 0 | 0
F1_Commercial_Other Health_New_Food Preparation_Natural Gas_Broiler_E5 | F1 | Commercial | Other Health | New | Food Preparation | Natural Gas | Broiler | E5 | CCE | 0 | 0 | 0 | 0 | 0 | 0 | 0 | 0 | 0 | 0 | 0 | 0 | 0 | 0 | 0 | 0 | 0 | 0 | 0 | 0 | 0 | 0 | 0 | 0 | 0 | 0 | 0 | 0 | 0 | 0 | 0 | 0 | 0
F1_Commercial_Other Health_New_Food Preparation_Natural Gas_Broiler_E6 | F1 | Commercial | Other Health | New | Food Preparation | Natural Gas | Broiler | E6 | CCE | 0 | 0 | 0 | 0 | 0 | 0 | 0 | 0 | 0 | 0 | 0 | 0 | 0 | 0 | 0 | 0 | 0 | 0 | 0 | 0 | 0 | 0 | 0 | 0 | 0 | 0 | 0 | 0 | 0 | 0 | 0 | 0 | 0
F1_Commercial_Other Health_New_Food Preparation_Natural Gas_Broiler_E7 | F1 | Commercial | Other Health | New | Food Preparation | Natural Gas | Broiler | E7 | CCE | 0 | 0 | 0 | 0 | 0 | 0 | 0 | 0 | 0 | 0 | 0 | 0 | 0 | 0 | 0 | 0 | 0 | 0 | 0 | 0 | 0 | 0 | 0 | 0 | 0 | 0 | 0 | 0 | 0 | 0 | 0 | 0 | 0
F1_Commercial_Other Health_New_Food Preparation_Natural Gas_Broiler_E8 | F1 | Commercial | Other Health | New | Food Preparation | Natural Gas | Broiler | E8 | CCE | 0 | 0 | 0 | 0 | 0 | 0 | 0 | 0 | 0 | 0 | 0 | 0 | 0 | 0 | 0 | 0 | 0 | 0 | 0 | 0 | 0 | 0 | 0 | 0 | 0 | 0 | 0 | 0 | 0 | 0 | 0 | 0 | 0
F1_Commercial_Other Health_New_Food Preparation_Natural Gas_Broiler_E9 | F1 | Commercial | Other Health | New | Food Preparation | Natural Gas | Broiler | E9 | CCE | 0 | 0 | 0 | 0 | 0 | 0 | 0 | 0 | 0 | 0 | 0 | 0 | 0 | 0 | 0 | 0 | 0 | 0 | 0 | 0 | 0 | 0 | 0 | 0 | 0 | 0 | 0 | 0 | 0 | 0 | 0 | 0 | 0
F1_Commercial_Other Health_New_Food Preparation_Natural Gas_Broiler_E10 | F1 | Commercial | Other Health | New | Food Preparation | Natural Gas | Broiler | E10 | CCE | 0 | 0 | 0 | 0 | 0 | 0 | 0 | 0 | 0 | 0 | 0 | 0 | 0 | 0 | 0 | 0 | 0 | 0 | 0 | 0 | 0 | 0 | 0 | 0 | 0 | 0 | 0 | 0 | 0 | 0 | 0 | 0 | 0
F2_Commercial_Other Health_New_Food Preparation_Natural Gas_Broiler_E1 | F2 | Commercial | Other Health | New | Food Preparation | Natural Gas | Broiler | E1 | TRC BC Ratio | bar: 2019 to 2051
F2_Commercial_Other Health_New_Food Preparation_Natural Gas_Broiler_E2 | F2 | Commercial | Other Health | New | Food Preparation | Natural Gas | Broiler | E2 | TRC BC Ratio | 2.7519 | 2.7554 | 2.7705 | 2.7565 | 2.7493 | 2.7603 | 2.7866 | 2.8079 | 2.834 | 2.8592 | 2.8846 | 2.9086 | 2.9342 | 2.9607 | 2.9863 | 3.0126 | 3.039 | 3.0674 | 3.0969 | 3.1274 | 3.1566 | 3.1859 | 3.2122 | 3.2386 | 3.2614 | 3.2812 | 3.2991 | 3.3146 | 3.3268 | 3.3367 | 3.3421 | 3.3458 | 3.3458
F2_Commercial_Other Health_New_Food Preparation_Natural Gas_Broiler_E3 | F2 | Commercial | Other Health | New | Food Preparation | Natural Gas | Broiler | E3 | TRC BC Ratio | 0 | 0 | 0 | 0 | 0 | 0 | 0 | 0 | 0 | 0 | 0 | 0 | 0 | 0 | 0 | 0 | 0 | 0 | 0 | 0 | 0 | 0 | 0 | 0 | 0 | 0 | 0 | 0 | 0 | 0 | 0 | 0 | 0
F2_Commercial_Other Health_New_Food Preparation_Natural Gas_Broiler_E4 | F2 | Commercial | Other Health | New | Food Preparation | Natural Gas | Broiler | E4 | TRC BC Ratio | 0 | 0 | 0 | 0 | 0 | 0 | 0 | 0 | 0 | 0 | 0 | 0 | 0 | 0 | 0 | 0 | 0 | 0 | 0 | 0 | 0 | 0 | 0 | 0 | 0 | 0 | 0 | 0 | 0 | 0 | 0 | 0 | 0
F2_Commercial_Other Health_New_Food Preparation_Natural Gas_Broiler_E5 | F2 | Commercial | Other Health | New | Food Preparation | Natural Gas | Broiler | E5 | TRC BC Ratio | 0 | 0 | 0 | 0 | 0 | 0 | 0 | 0 | 0 | 0 | 0 | 0 | 0 | 0 | 0 | 0 | 0 | 0 | 0 | 0 | 0 | 0 | 0 | 0 | 0 | 0 | 0 | 0 | 0 | 0 | 0 | 0 | 0
F2_Commercial_Other Health_New_Food Preparation_Natural Gas_Broiler_E6 | F2 | Commercial | Other Health | New | Food Preparation | Natural Gas | Broiler | E6 | TRC BC Ratio | 0 | 0 | 0 | 0 | 0 | 0 | 0 | 0 | 0 | 0 | 0 | 0 | 0 | 0 | 0 | 0 | 0 | 0 | 0 | 0 | 0 | 0 | 0 | 0 | 0 | 0 | 0 | 0 | 0 | 0 | 0 | 0 | 0
F2_Commercial_Other Health_New_Food Preparation_Natural Gas_Broiler_E7 | F2 | Commercial | Other Health | New | Food Preparation | Natural Gas | Broiler | E7 | TRC BC Ratio | 0 | 0 | 0 | 0 | 0 | 0 | 0 | 0 | 0 | 0 | 0 | 0 | 0 | 0 | 0 | 0 | 0 | 0 | 0 | 0 | 0 | 0 | 0 | 0 | 0 | 0 | 0 | 0 | 0 | 0 | 0 | 0 | 0
F2_Commercial_Other Health_New_Food Preparation_Natural Gas_Broiler_E8 | F2 | Commercial | Other Health | New | Food Preparation | Natural Gas | Broiler | E8 | TRC BC Ratio | 0 | 0 | 0 | 0 | 0 | 0 | 0 | 0 | 0 | 0 | 0 | 0 | 0 | 0 | 0 | 0 | 0 | 0 | 0 | 0 | 0 | 0 | 0 | 0 | 0 | 0 | 0 | 0 | 0 | 0 | 0 | 0 | 0
F2_Commercial_Other Health_New_Food Preparation_Natural Gas_Broiler_E9 | F2 | Commercial | Other Health | New | Food Preparation | Natural Gas | Broiler | E9 | TRC BC Ratio | 0 | 0 | 0 | 0 | 0 | 0 | 0 | 0 | 0 | 0 | 0 | 0 | 0 | 0 | 0 | 0 | 0 | 0 | 0 | 0 | 0 | 0 | 0 | 0 | 0 | 0 | 0 | 0 | 0 | 0 | 0 | 0 | 0
F2_Commercial_Other Health_New_Food Preparation_Natural Gas_Broiler_E10 | F2 | Commercial | Other Health | New | Food Preparation | Natural Gas | Broiler | E10 | TRC BC Ratio | 0 | 0 | 0 | 0 | 0 | 0 | 0 | 0 | 0 | 0 | 0 | 0 | 0 | 0 | 0 | 0 | 0 | 0 | 0 | 0 | 0 | 0 | 0 | 0 | 0 | 0 | 0 | 0 | 0 | 0 | 0 | 0 | 0
F3_Commercial_Other Health_New_Food Preparation_Natural Gas_Broiler_E1 | F3 | Commercial | Other Health | New | Food Preparation | Natural Gas | Broiler | E1 | PACT BC Ratio | bar: 2019 to 2051
F3_Commercial_Other Health_New_Food Preparation_Natural Gas_Broiler_E2 | F3 | Commercial | Other Health | New | Food Preparation | Natural Gas | Broiler | E2 | PACT BC Ratio | 3.6692 | 3.6739 | 3.694 | 3.6753 | 3.6658 | 3.6803 | 3.7154 | 3.7439 | 3.7787 | 3.8122 | 3.8462 | 3.8782 | 3.9123 | 3.9475 | 3.9818 | 4.0167 | 4.052 | 4.0899 | 4.1293 | 4.1698 | 4.2088 | 4.2479 | 4.283 | 4.3181 | 4.3486 | 4.3749 | 4.3988 | 4.4195 | 4.4357 | 4.4489 | 4.4562 | 4.461 | 4.461
F3_Commercial_Other Health_New_Food Preparation_Natural Gas_Broiler_E3 | F3 | Commercial | Other Health | New | Food Preparation | Natural Gas | Broiler | E3 | PACT BC Ratio | 0 | 0 | 0 | 0 | 0 | 0 | 0 | 0 | 0 | 0 | 0 | 0 | 0 | 0 | 0 | 0 | 0 | 0 | 0 | 0 | 0 | 0 | 0 | 0 | 0 | 0 | 0 | 0 | 0 | 0 | 0 | 0 | 0
F3_Commercial_Other Health_New_Food Preparation_Natural Gas_Broiler_E4 | F3 | Commercial | Other Health | New | Food Preparation | Natural Gas | Broiler | E4 | PACT BC Ratio | 0 | 0 | 0 | 0 | 0 | 0 | 0 | 0 | 0 | 0 | 0 | 0 | 0 | 0 | 0 | 0 | 0 | 0 | 0 | 0 | 0 | 0 | 0 | 0 | 0 | 0 | 0 | 0 | 0 | 0 | 0 | 0 | 0
F3_Commercial_Other Health_New_Food Preparation_Natural Gas_Broiler_E5 | F3 | Commercial | Other Health | New | Food Preparation | Natural Gas | Broiler | E5 | PACT BC Ratio | 0 | 0 | 0 | 0 | 0 | 0 | 0 | 0 | 0 | 0 | 0 | 0 | 0 | 0 | 0 | 0 | 0 | 0 | 0 | 0 | 0 | 0 | 0 | 0 | 0 | 0 | 0 | 0 | 0 | 0 | 0 | 0 | 0
F3_Commercial_Other Health_New_Food Preparation_Natural Gas_Broiler_E6 | F3 | Commercial | Other Health | New | Food Preparation | Natural Gas | Broiler | E6 | PACT BC Ratio | 0 | 0 | 0 | 0 | 0 | 0 | 0 | 0 | 0 | 0 | 0 | 0 | 0 | 0 | 0 | 0 | 0 | 0 | 0 | 0 | 0 | 0 | 0 | 0 | 0 | 0 | 0 | 0 | 0 | 0 | 0 | 0 | 0
F3_Commercial_Other Health_New_Food Preparation_Natural Gas_Broiler_E7 | F3 | Commercial | Other Health | New | Food Preparation | Natural Gas | Broiler | E7 | PACT BC Ratio | 0 | 0 | 0 | 0 | 0 | 0 | 0 | 0 | 0 | 0 | 0 | 0 | 0 | 0 | 0 | 0 | 0 | 0 | 0 | 0 | 0 | 0 | 0 | 0 | 0 | 0 | 0 | 0 | 0 | 0 | 0 | 0 | 0
F3_Commercial_Other Health_New_Food Preparation_Natural Gas_Broiler_E8 | F3 | Commercial | Other Health | New | Food Preparation | Natural Gas | Broiler | E8 | PACT BC Ratio | 0 | 0 | 0 | 0 | 0 | 0 | 0 | 0 | 0 | 0 | 0 | 0 | 0 | 0 | 0 | 0 | 0 | 0 | 0 | 0 | 0 | 0 | 0 | 0 | 0 | 0 | 0 | 0 | 0 | 0 | 0 | 0 | 0
F3_Commercial_Other Health_New_Food Preparation_Natural Gas_Broiler_E9 | F3 | Commercial | Other Health | New | Food Preparation | Natural Gas | Broiler | E9 | PACT BC Ratio | 0 | 0 | 0 | 0 | 0 | 0 | 0 | 0 | 0 | 0 | 0 | 0 | 0 | 0 | 0 | 0 | 0 | 0 | 0 | 0 | 0 | 0 | 0 | 0 | 0 | 0 | 0 | 0 | 0 | 0 | 0 | 0 | 0
F3_Commercial_Other Health_New_Food Preparation_Natural Gas_Broiler_E10 | F3 | Commercial | Other Health | New | Food Preparation | Natural Gas | Broiler | E10 | PACT BC Ratio | 0 | 0 | 0 | 0 | 0 | 0 | 0 | 0 | 0 | 0 | 0 | 0 | 0 | 0 | 0 | 0 | 0 | 0 | 0 | 0 | 0 | 0 | 0 | 0 | 0 | 0 | 0 | 0 | 0 | 0 | 0 | 0 | 0
F4_Commercial_Other Health_New_Food Preparation_Natural Gas_Broiler_E1 | F4 | Commercial | Other Health | New | Food Preparation | Natural Gas | Broiler | E1 | RVT BC Ratio | bar: 2019 to 2051
F4_Commercial_Other Health_New_Food Preparation_Natural Gas_Broiler_E2 | F4 | Commercial | Other Health | New | Food Preparation | Natural Gas | Broiler | E2 | RVT BC Ratio | 4.6564 | 4.6614 | 4.6831 | 4.6629 | 4.6526 | 4.6684 | 4.7062 | 4.7369 | 4.7744 | 4.8106 | 4.8472 | 4.8817 | 4.9184 | 4.9565 | 4.9934 | 5.0311 | 5.0691 | 5.11 | 5.1524 | 5.1962 | 5.2382 | 5.2804 | 5.3182 | 5.3561 | 5.3889 | 5.4173 | 5.4431 | 5.4654 | 5.4828 | 5.4971 | 5.5049 | 5.5101 | 5.5101
F4_Commercial_Other Health_New_Food Preparation_Natural Gas_Broiler_E3 | F4 | Commercial | Other Health | New | Food Preparation | Natural Gas | Broiler | E3 | RVT BC Ratio | 0 | 0 | 0 | 0 | 0 | 0 | 0 | 0 | 0 | 0 | 0 | 0 | 0 | 0 | 0 | 0 | 0 | 0 | 0 | 0 | 0 | 0 | 0 | 0 | 0 | 0 | 0 | 0 | 0 | 0 | 0 | 0 | 0
F4_Commercial_Other Health_New_Food Preparation_Natural Gas_Broiler_E4 | F4 | Commercial | Other Health | New | Food Preparation | Natural Gas | Broiler | E4 | RVT BC Ratio | 0 | 0 | 0 | 0 | 0 | 0 | 0 | 0 | 0 | 0 | 0 | 0 | 0 | 0 | 0 | 0 | 0 | 0 | 0 | 0 | 0 | 0 | 0 | 0 | 0 | 0 | 0 | 0 | 0 | 0 | 0 | 0 | 0
F4_Commercial_Other Health_New_Food Preparation_Natural Gas_Broiler_E5 | F4 | Commercial | Other Health | New | Food Preparation | Natural Gas | Broiler | E5 | RVT BC Ratio | 0 | 0 | 0 | 0 | 0 | 0 | 0 | 0 | 0 | 0 | 0 | 0 | 0 | 0 | 0 | 0 | 0 | 0 | 0 | 0 | 0 | 0 | 0 | 0 | 0 | 0 | 0 | 0 | 0 | 0 | 0 | 0 | 0
F4_Commercial_Other Health_New_Food Preparation_Natural Gas_Broiler_E6 | F4 | Commercial | Other Health | New | Food Preparation | Natural Gas | Broiler | E6 | RVT BC Ratio | 0 | 0 | 0 | 0 | 0 | 0 | 0 | 0 | 0 | 0 | 0 | 0 | 0 | 0 | 0 | 0 | 0 | 0 | 0 | 0 | 0 | 0 | 0 | 0 | 0 | 0 | 0 | 0 | 0 | 0 | 0 | 0 | 0
F4_Commercial_Other Health_New_Food Preparation_Natural Gas_Broiler_E7 | F4 | Commercial | Other Health | New | Food Preparation | Natural Gas | Broiler | E7 | RVT BC Ratio | 0 | 0 | 0 | 0 | 0 | 0 | 0 | 0 | 0 | 0 | 0 | 0 | 0 | 0 | 0 | 0 | 0 | 0 | 0 | 0 | 0 | 0 | 0 | 0 | 0 | 0 | 0 | 0 | 0 | 0 | 0 | 0 | 0
F4_Commercial_Other Health_New_Food Preparation_Natural Gas_Broiler_E8 | F4 | Commercial | Other Health | New | Food Preparation | Natural Gas | Broiler | E8 | RVT BC Ratio | 0 | 0 | 0 | 0 | 0 | 0 | 0 | 0 | 0 | 0 | 0 | 0 | 0 | 0 | 0 | 0 | 0 | 0 | 0 | 0 | 0 | 0 | 0 | 0 | 0 | 0 | 0 | 0 | 0 | 0 | 0 | 0 | 0
F4_Commercial_Other Health_New_Food Preparation_Natural Gas_Broiler_E9 | F4 | Commercial | Other Health | New | Food Preparation | Natural Gas | Broiler | E9 | RVT BC Ratio | 0 | 0 | 0 | 0 | 0 | 0 | 0 | 0 | 0 | 0 | 0 | 0 | 0 | 0 | 0 | 0 | 0 | 0 | 0 | 0 | 0 | 0 | 0 | 0 | 0 | 0 | 0 | 0 | 0 | 0 | 0 | 0 | 0
F4_Commercial_Other Health_New_Food Preparation_Natural Gas_Broiler_E10 | F4 | Commercial | Other Health | New | Food Preparation | Natural Gas | Broiler | E10 | RVT BC Ratio | 0 | 0 | 0 | 0 | 0 | 0 | 0 | 0 | 0 | 0 | 0 | 0 | 0 | 0 | 0 | 0 | 0 | 0 | 0 | 0 | 0 | 0 | 0 | 0 | 0 | 0 | 0 | 0 | 0 | 0 | 0 | 0 | 0
F5_Commercial_Other Health_New_Food Preparation_Natural Gas_Broiler_E1 | F5 | Commercial | Other Health | New | Food Preparation | Natural Gas | Broiler | E1 | RIM BC Ratio | bar: 2019 to 2051
F5_Commercial_Other Health_New_Food Preparation_Natural Gas_Broiler_E2 | F5 | Commercial | Other Health | New | Food Preparation | Natural Gas | Broiler | E2 | RIM BC Ratio | 0.67999 | 0.68015 | 0.68084 | 0.6802 | 0.67987 | 0.68037 | 0.68156 | 0.68252 | 0.68367 | 0.68475 | 0.68584 | 0.68685 | 0.68791 | 0.689 | 0.69003 | 0.69107 | 0.69211 | 0.69321 | 0.69433 | 0.69547 | 0.69654 | 0.69761 | 0.69854 | 0.69947 | 0.70027 | 0.70095 | 0.70156 | 0.70208 | 0.70249 | 0.70282 | 0.703 | 0.70312 | 0.70312
F5_Commercial_Other Health_New_Food Preparation_Natural Gas_Broiler_E3 | F5 | Commercial | Other Health | New | Food Preparation | Natural Gas | Broiler | E3 | RIM BC Ratio | 0 | 0 | 0 | 0 | 0 | 0 | 0 | 0 | 0 | 0 | 0 | 0 | 0 | 0 | 0 | 0 | 0 | 0 | 0 | 0 | 0 | 0 | 0 | 0 | 0 | 0 | 0 | 0 | 0 | 0 | 0 | 0 | 0
F5_Commercial_Other Health_New_Food Preparation_Natural Gas_Broiler_E4 | F5 | Commercial | Other Health | New | Food Preparation | Natural Gas | Broiler | E4 | RIM BC Ratio | 0 | 0 | 0 | 0 | 0 | 0 | 0 | 0 | 0 | 0 | 0 | 0 | 0 | 0 | 0 | 0 | 0 | 0 | 0 | 0 | 0 | 0 | 0 | 0 | 0 | 0 | 0 | 0 | 0 | 0 | 0 | 0 | 0
F5_Commercial_Other Health_New_Food Preparation_Natural Gas_Broiler_E5 | F5 | Commercial | Other Health | New | Food Preparation | Natural Gas | Broiler | E5 | RIM BC Ratio | 0 | 0 | 0 | 0 | 0 | 0 | 0 | 0 | 0 | 0 | 0 | 0 | 0 | 0 | 0 | 0 | 0 | 0 | 0 | 0 | 0 | 0 | 0 | 0 | 0 | 0 | 0 | 0 | 0 | 0 | 0 | 0 | 0
F5_Commercial_Other Health_New_Food Preparation_Natural Gas_Broiler_E6 | F5 | Commercial | Other Health | New | Food Preparation | Natural Gas | Broiler | E6 | RIM BC Ratio | 0 | 0 | 0 | 0 | 0 | 0 | 0 | 0 | 0 | 0 | 0 | 0 | 0 | 0 | 0 | 0 | 0 | 0 | 0 | 0 | 0 | 0 | 0 | 0 | 0 | 0 | 0 | 0 | 0 | 0 | 0 | 0 | 0
F5_Commercial_Other Health_New_Food Preparation_Natural Gas_Broiler_E7 | F5 | Commercial | Other Health | New | Food Preparation | Natural Gas | Broiler | E7 | RIM BC Ratio | 0 | 0 | 0 | 0 | 0 | 0 | 0 | 0 | 0 | 0 | 0 | 0 | 0 | 0 | 0 | 0 | 0 | 0 | 0 | 0 | 0 | 0 | 0 | 0 | 0 | 0 | 0 | 0 | 0 | 0 | 0 | 0 | 0
F5_Commercial_Other Health_New_Food Preparation_Natural Gas_Broiler_E8 | F5 | Commercial | Other Health | New | Food Preparation | Natural Gas | Broiler | E8 | RIM BC Ratio | 0 | 0 | 0 | 0 | 0 | 0 | 0 | 0 | 0 | 0 | 0 | 0 | 0 | 0 | 0 | 0 | 0 | 0 | 0 | 0 | 0 | 0 | 0 | 0 | 0 | 0 | 0 | 0 | 0 | 0 | 0 | 0 | 0
F5_Commercial_Other Health_New_Food Preparation_Natural Gas_Broiler_E9 | F5 | Commercial | Other Health | New | Food Preparation | Natural Gas | Broiler | E9 | RIM BC Ratio | 0 | 0 | 0 | 0 | 0 | 0 | 0 | 0 | 0 | 0 | 0 | 0 | 0 | 0 | 0 | 0 | 0 | 0 | 0 | 0 | 0 | 0 | 0 | 0 | 0 | 0 | 0 | 0 | 0 | 0 | 0 | 0 | 0
F5_Commercial_Other Health_New_Food Preparation_Natural Gas_Broiler_E10 | F5 | Commercial | Other Health | New | Food Preparation | Natural Gas | Broiler | E10 | RIM BC Ratio | 0 | 0 | 0 | 0 | 0 | 0 | 0 | 0 | 0 | 0 | 0 | 0 | 0 | 0 | 0 | 0 | 0 | 0 | 0 | 0 | 0 | 0 | 0 | 0 | 0 | 0 | 0 | 0 | 0 | 0 | 0 | 0 | 0
F0_Commercial_Other Health_New_Food Preparation_Natural Gas_Griddle_E0 | F0 | Commercial | Other Health | New | Food Preparation | Natural Gas | Griddle | E0 | Economic Unit | ENERGY STAR | ENERGY STAR | ENERGY STAR | ENERGY STAR | ENERGY STAR | ENERGY STAR | ENERGY STAR | ENERGY STAR | ENERGY STAR | ENERGY STAR | ENERGY STAR | ENERGY STAR | ENERGY STAR | ENERGY STAR | ENERGY STAR | ENERGY STAR | ENERGY STAR | ENERGY STAR | ENERGY STAR | ENERGY STAR | ENERGY STAR | ENERGY STAR | ENERGY STAR | ENERGY STAR | ENERGY STAR | ENERGY STAR | ENERGY STAR | ENERGY STAR | ENERGY STAR | ENERGY STAR | ENERGY STAR | ENERGY STAR | ENERGY STAR
F1_Commercial_Other Health_New_Food Preparation_Natural Gas_Griddle_E1 | F1 | Commercial | Other Health | New | Food Preparation | Natural Gas | Griddle | E1 | CCE | 0 | 0 | 0 | 0 | 0 | 0 | 0 | 0 | 0 | 0 | 0 | 0 | 0 | 0 | 0 | 0 | 0 | 0 | 0 | 0 | 0 | 0 | 0 | 0 | 0 | 0 | 0 | 0 | 0 | 0 | 0 | 0 | 0
F1_Commercial_Other Health_New_Food Preparation_Natural Gas_Griddle_E2 | F1 | Commercial | Other Health | New | Food Preparation | Natural Gas | Griddle | E2 | CCE | 0.29693 | 0.30743 | 0.27597 | 0 | 0 | 0 | 0 | 0 | 0 | 0 | 0 | 0 | 0 | 0 | 0 | 0 | 0 | 0 | 0 | 0 | 0 | 0 | 0 | 0 | 0 | 0 | 0 | 0 | 0 | 0 | 0 | 0 | 0
F1_Commercial_Other Health_New_Food Preparation_Natural Gas_Griddle_E3 | F1 | Commercial | Other Health | New | Food Preparation | Natural Gas | Griddle | E3 | CCE | 0 | 0 | 0 | 0 | 0 | 0 | 0 | 0 | 0 | 0 | 0 | 0 | 0 | 0 | 0 | 0 | 0 | 0 | 0 | 0 | 0 | 0 | 0 | 0 | 0 | 0 | 0 | 0 | 0 | 0 | 0 | 0 | 0
F1_Commercial_Other Health_New_Food Preparation_Natural Gas_Griddle_E4 | F1 | Commercial | Other Health | New | Food Preparation | Natural Gas | Griddle | E4 | CCE | 0 | 0 | 0 | 0 | 0 | 0 | 0 | 0 | 0 | 0 | 0 | 0 | 0 | 0 | 0 | 0 | 0 | 0 | 0 | 0 | 0 | 0 | 0 | 0 | 0 | 0 | 0 | 0 | 0 | 0 | 0 | 0 | 0
F1_Commercial_Other Health_New_Food Preparation_Natural Gas_Griddle_E5 | F1 | Commercial | Other Health | New | Food Preparation | Natural Gas | Griddle | E5 | CCE | 0 | 0 | 0 | 0 | 0 | 0 | 0 | 0 | 0 | 0 | 0 | 0 | 0 | 0 | 0 | 0 | 0 | 0 | 0 | 0 | 0 | 0 | 0 | 0 | 0 | 0 | 0 | 0 | 0 | 0 | 0 | 0 | 0
F1_Commercial_Other Health_New_Food Preparation_Natural Gas_Griddle_E6 | F1 | Commercial | Other Health | New | Food Preparation | Natural Gas | Griddle | E6 | CCE | 0 | 0 | 0 | 0 | 0 | 0 | 0 | 0 | 0 | 0 | 0 | 0 | 0 | 0 | 0 | 0 | 0 | 0 | 0 | 0 | 0 | 0 | 0 | 0 | 0 | 0 | 0 | 0 | 0 | 0 | 0 | 0 | 0
F1_Commercial_Other Health_New_Food Preparation_Natural Gas_Griddle_E7 | F1 | Commercial | Other Health | New | Food Preparation | Natural Gas | Griddle | E7 | CCE | 0 | 0 | 0 | 0 | 0 | 0 | 0 | 0 | 0 | 0 | 0 | 0 | 0 | 0 | 0 | 0 | 0 | 0 | 0 | 0 | 0 | 0 | 0 | 0 | 0 | 0 | 0 | 0 | 0 | 0 | 0 | 0 | 0
F1_Commercial_Other Health_New_Food Preparation_Natural Gas_Griddle_E8 | F1 | Commercial | Other Health | New | Food Preparation | Natural Gas | Griddle | E8 | CCE | 0 | 0 | 0 | 0 | 0 | 0 | 0 | 0 | 0 | 0 | 0 | 0 | 0 | 0 | 0 | 0 | 0 | 0 | 0 | 0 | 0 | 0 | 0 | 0 | 0 | 0 | 0 | 0 | 0 | 0 | 0 | 0 | 0
F1_Commercial_Other Health_New_Food Preparation_Natural Gas_Griddle_E9 | F1 | Commercial | Other Health | New | Food Preparation | Natural Gas | Griddle | E9 | CCE | 0 | 0 | 0 | 0 | 0 | 0 | 0 | 0 | 0 | 0 | 0 | 0 | 0 | 0 | 0 | 0 | 0 | 0 | 0 | 0 | 0 | 0 | 0 | 0 | 0 | 0 | 0 | 0 | 0 | 0 | 0 | 0 | 0
F1_Commercial_Other Health_New_Food Preparation_Natural Gas_Griddle_E10 | F1 | Commercial | Other Health | New | Food Preparation | Natural Gas | Griddle | E10 | CCE | 0 | 0 | 0 | 0 | 0 | 0 | 0 | 0 | 0 | 0 | 0 | 0 | 0 | 0 | 0 | 0 | 0 | 0 | 0 | 0 | 0 | 0 | 0 | 0 | 0 | 0 | 0 | 0 | 0 | 0 | 0 | 0 | 0
F2_Commercial_Other Health_New_Food Preparation_Natural Gas_Griddle_E1 | F2 | Commercial | Other Health | New | Food Preparation | Natural Gas | Griddle | E1 | TRC BC Ratio | 1 | 1 | 1 | 0 | 0 | 0 | 0 | 0 | 0 | 0 | 0 | 0 | 0 | 0 | 0 | 0 | 0 | 0 | 0 | 0 | 0 | 0 | 0 | 0 | 0 | 0 | 0 | 0 | 0 | 0 | 0 | 0 | 0
F2_Commercial_Other Health_New_Food Preparation_Natural Gas_Griddle_E2 | F2 | Commercial | Other Health | New | Food Preparation | Natural Gas | Griddle | E2 | TRC BC Ratio | 5.5437 | 5.5508 | 5.5811 | 1 | 1 | 1 | 1 | 1 | 1 | 1 | 1 | 1 | 1 | 1 | 1 | 1 | 1 | 1 | 1 | 1 | 1 | 1 | 1 | 1 | 1 | 1 | 1 | 1 | 1 | 1 | 1 | 1 | 1
F2_Commercial_Other Health_New_Food Preparation_Natural Gas_Griddle_E3 | F2 | Commercial | Other Health | New | Food Preparation | Natural Gas | Griddle | E3 | TRC BC Ratio | 0 | 0 | 0 | 0 | 0 | 0 | 0 | 0 | 0 | 0 | 0 | 0 | 0 | 0 | 0 | 0 | 0 | 0 | 0 | 0 | 0 | 0 | 0 | 0 | 0 | 0 | 0 | 0 | 0 | 0 | 0 | 0 | 0
F2_Commercial_Other Health_New_Food Preparation_Natural Gas_Griddle_E4 | F2 | Commercial | Other Health | New | Food Preparation | Natural Gas | Griddle | E4 | TRC BC Ratio | 0 | 0 | 0 | 0 | 0 | 0 | 0 | 0 | 0 | 0 | 0 | 0 | 0 | 0 | 0 | 0 | 0 | 0 | 0 | 0 | 0 | 0 | 0 | 0 | 0 | 0 | 0 | 0 | 0 | 0 | 0 | 0 | 0
F2_Commercial_Other Health_New_Food Preparation_Natural Gas_Griddle_E5 | F2 | Commercial | Other Health | New | Food Preparation | Natural Gas | Griddle | E5 | TRC BC Ratio | 0 | 0 | 0 | 0 | 0 | 0 | 0 | 0 | 0 | 0 | 0 | 0 | 0 | 0 | 0 | 0 | 0 | 0 | 0 | 0 | 0 | 0 | 0 | 0 | 0 | 0 | 0 | 0 | 0 | 0 | 0 | 0 | 0
F2_Commercial_Other Health_New_Food Preparation_Natural Gas_Griddle_E6 | F2 | Commercial | Other Health | New | Food Preparation | Natural Gas | Griddle | E6 | TRC BC Ratio | 0 | 0 | 0 | 0 | 0 | 0 | 0 | 0 | 0 | 0 | 0 | 0 | 0 | 0 | 0 | 0 | 0 | 0 | 0 | 0 | 0 | 0 | 0 | 0 | 0 | 0 | 0 | 0 | 0 | 0 | 0 | 0 | 0
F2_Commercial_Other Health_New_Food Preparation_Natural Gas_Griddle_E7 | F2 | Commercial | Other Health | New | Food Preparation | Natural Gas | Griddle | E7 | TRC BC Ratio | 0 | 0 | 0 | 0 | 0 | 0 | 0 | 0 | 0 | 0 | 0 | 0 | 0 | 0 | 0 | 0 | 0 | 0 | 0 | 0 | 0 | 0 | 0 | 0 | 0 | 0 | 0 | 0 | 0 | 0 | 0 | 0 | 0
F2_Commercial_Other Health_New_Food Preparation_Natural Gas_Griddle_E8 | F2 | Commercial | Other Health | New | Food Preparation | Natural Gas | Griddle | E8 | TRC BC Ratio | 0 | 0 | 0 | 0 | 0 | 0 | 0 | 0 | 0 | 0 | 0 | 0 | 0 | 0 | 0 | 0 | 0 | 0 | 0 | 0 | 0 | 0 | 0 | 0 | 0 | 0 | 0 | 0 | 0 | 0 | 0 | 0 | 0
F2_Commercial_Other Health_New_Food Preparation_Natural Gas_Griddle_E9 | F2 | Commercial | Other Health | New | Food Preparation | Natural Gas | Griddle | E9 | TRC BC Ratio | 0 | 0 | 0 | 0 | 0 | 0 | 0 | 0 | 0 | 0 | 0 | 0 | 0 | 0 | 0 | 0 | 0 | 0 | 0 | 0 | 0 | 0 | 0 | 0 | 0 | 0 | 0 | 0 | 0 | 0 | 0 | 0 | 0
F2_Commercial_Other Health_New_Food Preparation_Natural Gas_Griddle_E10 | F2 | Commercial | Other Health | New | Food Preparation | Natural Gas | Griddle | E10 | TRC BC Ratio | 0 | 0 | 0 | 0 | 0 | 0 | 0 | 0 | 0 | 0 | 0 | 0 | 0 | 0 | 0 | 0 | 0 | 0 | 0 | 0 | 0 | 0 | 0 | 0 | 0 | 0 | 0 | 0 | 0 | 0 | 0 | 0 | 0
F3_Commercial_Other Health_New_Food Preparation_Natural Gas_Griddle_E1 | F3 | Commercial | Other Health | New | Food Preparation | Natural Gas | Griddle | E1 | PACT BC Ratio | 1 | 1 | 1 | 0 | 0 | 0 | 0 | 0 | 0 | 0 | 0 | 0 | 0 | 0 | 0 | 0 | 0 | 0 | 0 | 0 | 0 | 0 | 0 | 0 | 0 | 0 | 0 | 0 | 0 | 0 | 0 | 0 | 0
F3_Commercial_Other Health_New_Food Preparation_Natural Gas_Griddle_E2 | F3 | Commercial | Other Health | New | Food Preparation | Natural Gas | Griddle | E2 | PACT BC Ratio | 7.3916 | 7.4011 | 7.4415 | 1 | 1 | 1 | 1 | 1 | 1 | 1 | 1 | 1 | 1 | 1 | 1 | 1 | 1 | 1 | 1 | 1 | 1 | 1 | 1 | 1 | 1 | 1 | 1 | 1 | 1 | 1 | 1 | 1 | 1
F3_Commercial_Other Health_New_Food Preparation_Natural Gas_Griddle_E3 | F3 | Commercial | Other Health | New | Food Preparation | Natural Gas | Griddle | E3 | PACT BC Ratio | 0 | 0 | 0 | 0 | 0 | 0 | 0 | 0 | 0 | 0 | 0 | 0 | 0 | 0 | 0 | 0 | 0 | 0 | 0 | 0 | 0 | 0 | 0 | 0 | 0 | 0 | 0 | 0 | 0 | 0 | 0 | 0 | 0
F3_Commercial_Other Health_New_Food Preparation_Natural Gas_Griddle_E4 | F3 | Commercial | Other Health | New | Food Preparation | Natural Gas | Griddle | E4 | PACT BC Ratio | 0 | 0 | 0 | 0 | 0 | 0 | 0 | 0 | 0 | 0 | 0 | 0 | 0 | 0 | 0 | 0 | 0 | 0 | 0 | 0 | 0 | 0 | 0 | 0 | 0 | 0 | 0 | 0 | 0 | 0 | 0 | 0 | 0
F3_Commercial_Other Health_New_Food Preparation_Natural Gas_Griddle_E5 | F3 | Commercial | Other Health | New | Food Preparation | Natural Gas | Griddle | E5 | PACT BC Ratio | 0 | 0 | 0 | 0 | 0 | 0 | 0 | 0 | 0 | 0 | 0 | 0 | 0 | 0 | 0 | 0 | 0 | 0 | 0 | 0 | 0 | 0 | 0 | 0 | 0 | 0 | 0 | 0 | 0 | 0 | 0 | 0 | 0
F3_Commercial_Other Health_New_Food Preparation_Natural Gas_Griddle_E6 | F3 | Commercial | Other Health | New | Food Preparation | Natural Gas | Griddle | E6 | PACT BC Ratio | 0 | 0 | 0 | 0 | 0 | 0 | 0 | 0 | 0 | 0 | 0 | 0 | 0 | 0 | 0 | 0 | 0 | 0 | 0 | 0 | 0 | 0 | 0 | 0 | 0 | 0 | 0 | 0 | 0 | 0 | 0 | 0 | 0
F3_Commercial_Other Health_New_Food Preparation_Natural Gas_Griddle_E7 | F3 | Commercial | Other Health | New | Food Preparation | Natural Gas | Griddle | E7 | PACT BC Ratio | 0 | 0 | 0 | 0 | 0 | 0 | 0 | 0 | 0 | 0 | 0 | 0 | 0 | 0 | 0 | 0 | 0 | 0 | 0 | 0 | 0 | 0 | 0 | 0 | 0 | 0 | 0 | 0 | 0 | 0 | 0 | 0 | 0
F3_Commercial_Other Health_New_Food Preparation_Natural Gas_Griddle_E8 | F3 | Commercial | Other Health | New | Food Preparation | Natural Gas | Griddle | E8 | PACT BC Ratio | 0 | 0 | 0 | 0 | 0 | 0 | 0 | 0 | 0 | 0 | 0 | 0 | 0 | 0 | 0 | 0 | 0 | 0 | 0 | 0 | 0 | 0 | 0 | 0 | 0 | 0 | 0 | 0 | 0 | 0 | 0 | 0 | 0
F3_Commercial_Other Health_New_Food Preparation_Natural Gas_Griddle_E9 | F3 | Commercial | Other Health | New | Food Preparation | Natural Gas | Griddle | E9 | PACT BC Ratio | 0 | 0 | 0 | 0 | 0 | 0 | 0 | 0 | 0 | 0 | 0 | 0 | 0 | 0 | 0 | 0 | 0 | 0 | 0 | 0 | 0 | 0 | 0 | 0 | 0 | 0 | 0 | 0 | 0 | 0 | 0 | 0 | 0
F3_Commercial_Other Health_New_Food Preparation_Natural Gas_Griddle_E10 | F3 | Commercial | Other Health | New | Food Preparation | Natural Gas | Griddle | E10 | PACT BC Ratio | 0 | 0 | 0 | 0 | 0 | 0 | 0 | 0 | 0 | 0 | 0 | 0 | 0 | 0 | 0 | 0 | 0 | 0 | 0 | 0 | 0 | 0 | 0 | 0 | 0 | 0 | 0 | 0 | 0 | 0 | 0 | 0 | 0
F4_Commercial_Other Health_New_Food Preparation_Natural Gas_Griddle_E1 | F4 | Commercial | Other Health | New | Food Preparation | Natural Gas | Griddle | E1 | RVT BC Ratio | 1 | 1 | 1 | 0 | 0 | 0 | 0 | 0 | 0 | 0 | 0 | 0 | 0 | 0 | 0 | 0 | 0 | 0 | 0 | 0 | 0 | 0 | 0 | 0 | 0 | 0 | 0 | 0 | 0 | 0 | 0 | 0 | 0
F4_Commercial_Other Health_New_Food Preparation_Natural Gas_Griddle_E2 | F4 | Commercial | Other Health | New | Food Preparation | Natural Gas | Griddle | E2 | RVT BC Ratio | 8.6701 | 8.6803 | 8.7239 | 1 | 1 | 1 | 1 | 1 | 1 | 1 | 1 | 1 | 1 | 1 | 1 | 1 | 1 | 1 | 1 | 1 | 1 | 1 | 1 | 1 | 1 | 1 | 1 | 1 | 1 | 1 | 1 | 1 | 1
F4_Commercial_Other Health_New_Food Preparation_Natural Gas_Griddle_E3 | F4 | Commercial | Other Health | New | Food Preparation | Natural Gas | Griddle | E3 | RVT BC Ratio | 0 | 0 | 0 | 0 | 0 | 0 | 0 | 0 | 0 | 0 | 0 | 0 | 0 | 0 | 0 | 0 | 0 | 0 | 0 | 0 | 0 | 0 | 0 | 0 | 0 | 0 | 0 | 0 | 0 | 0 | 0 | 0 | 0
F4_Commercial_Other Health_New_Food Preparation_Natural Gas_Griddle_E4 | F4 | Commercial | Other Health | New | Food Preparation | Natural Gas | Griddle | E4 | RVT BC Ratio | 0 | 0 | 0 | 0 | 0 | 0 | 0 | 0 | 0 | 0 | 0 | 0 | 0 | 0 | 0 | 0 | 0 | 0 | 0 | 0 | 0 | 0 | 0 | 0 | 0 | 0 | 0 | 0 | 0 | 0 | 0 | 0 | 0
F4_Commercial_Other Health_New_Food Preparation_Natural Gas_Griddle_E5 | F4 | Commercial | Other Health | New | Food Preparation | Natural Gas | Griddle | E5 | RVT BC Ratio | 0 | 0 | 0 | 0 | 0 | 0 | 0 | 0 | 0 | 0 | 0 | 0 | 0 | 0 | 0 | 0 | 0 | 0 | 0 | 0 | 0 | 0 | 0 | 0 | 0 | 0 | 0 | 0 | 0 | 0 | 0 | 0 | 0
F4_Commercial_Other Health_New_Food Preparation_Natural Gas_Griddle_E6 | F4 | Commercial | Other Health | New | Food Preparation | Natural Gas | Griddle | E6 | RVT BC Ratio | 0 | 0 | 0 | 0 | 0 | 0 | 0 | 0 | 0 | 0 | 0 | 0 | 0 | 0 | 0 | 0 | 0 | 0 | 0 | 0 | 0 | 0 | 0 | 0 | 0 | 0 | 0 | 0 | 0 | 0 | 0 | 0 | 0
F4_Commercial_Other Health_New_Food Preparation_Natural Gas_Griddle_E7 | F4 | Commercial | Other Health | New | Food Preparation | Natural Gas | Griddle | E7 | RVT BC Ratio | 0 | 0 | 0 | 0 | 0 | 0 | 0 | 0 | 0 | 0 | 0 | 0 | 0 | 0 | 0 | 0 | 0 | 0 | 0 | 0 | 0 | 0 | 0 | 0 | 0 | 0 | 0 | 0 | 0 | 0 | 0 | 0 | 0
F4_Commercial_Other Health_New_Food Preparation_Natural Gas_Griddle_E8 | F4 | Commercial | Other Health | New | Food Preparation | Natural Gas | Griddle | E8 | RVT BC Ratio | 0 | 0 | 0 | 0 | 0 | 0 | 0 | 0 | 0 | 0 | 0 | 0 | 0 | 0 | 0 | 0 | 0 | 0 | 0 | 0 | 0 | 0 | 0 | 0 | 0 | 0 | 0 | 0 | 0 | 0 | 0 | 0 | 0
F4_Commercial_Other Health_New_Food Preparation_Natural Gas_Griddle_E9 | F4 | Commercial | Other Health | New | Food Preparation | Natural Gas | Griddle | E9 | RVT BC Ratio | 0 | 0 | 0 | 0 | 0 | 0 | 0 | 0 | 0 | 0 | 0 | 0 | 0 | 0 | 0 | 0 | 0 | 0 | 0 | 0 | 0 | 0 | 0 | 0 | 0 | 0 | 0 | 0 | 0 | 0 | 0 | 0 | 0
F4_Commercial_Other Health_New_Food Preparation_Natural Gas_Griddle_E10 | F4 | Commercial | Other Health | New | Food Preparation | Natural Gas | Griddle | E10 | RVT BC Ratio | 0 | 0 | 0 | 0 | 0 | 0 | 0 | 0 | 0 | 0 | 0 | 0 | 0 | 0 | 0 | 0 | 0 | 0 | 0 | 0 | 0 | 0 | 0 | 0 | 0 | 0 | 0 | 0 | 0 | 0 | 0 | 0 | 0
F5_Commercial_Other Health_New_Food Preparation_Natural Gas_Griddle_E1 | F5 | Commercial | Other Health | New | Food Preparation | Natural Gas | Griddle | E1 | RIM BC Ratio | 1 | 1 | 1 | 0 | 0 | 0 | 0 | 0 | 0 | 0 | 0 | 0 | 0 | 0 | 0 | 0 | 0 | 0 | 0 | 0 | 0 | 0 | 0 | 0 | 0 | 0 | 0 | 0 | 0 | 0 | 0 | 0 | 0
F5_Commercial_Other Health_New_Food Preparation_Natural Gas_Griddle_E2 | F5 | Commercial | Other Health | New | Food Preparation | Natural Gas | Griddle | E2 | RIM BC Ratio | 0.74999 | 0.75009 | 0.7505 | 1 | 1 | 1 | 1 | 1 | 1 | 1 | 1 | 1 | 1 | 1 | 1 | 1 | 1 | 1 | 1 | 1 | 1 | 1 | 1 | 1 | 1 | 1 | 1 | 1 | 1 | 1 | 1 | 1 | 1
F5_Commercial_Other Health_New_Food Preparation_Natural Gas_Griddle_E3 | F5 | Commercial | Other Health | New | Food Preparation | Natural Gas | Griddle | E3 | RIM BC Ratio | 0 | 0 | 0 | 0 | 0 | 0 | 0 | 0 | 0 | 0 | 0 | 0 | 0 | 0 | 0 | 0 | 0 | 0 | 0 | 0 | 0 | 0 | 0 | 0 | 0 | 0 | 0 | 0 | 0 | 0 | 0 | 0 | 0
F5_Commercial_Other Health_New_Food Preparation_Natural Gas_Griddle_E4 | F5 | Commercial | Other Health | New | Food Preparation | Natural Gas | Griddle | E4 | RIM BC Ratio | 0 | 0 | 0 | 0 | 0 | 0 | 0 | 0 | 0 | 0 | 0 | 0 | 0 | 0 | 0 | 0 | 0 | 0 | 0 | 0 | 0 | 0 | 0 | 0 | 0 | 0 | 0 | 0 | 0 | 0 | 0 | 0 | 0
F5_Commercial_Other Health_New_Food Preparation_Natural Gas_Griddle_E5 | F5 | Commercial | Other Health | New | Food Preparation | Natural Gas | Griddle | E5 | RIM BC Ratio | 0 | 0 | 0 | 0 | 0 | 0 | 0 | 0 | 0 | 0 | 0 | 0 | 0 | 0 | 0 | 0 | 0 | 0 | 0 | 0 | 0 | 0 | 0 | 0 | 0 | 0 | 0 | 0 | 0 | 0 | 0 | 0 | 0
F5_Commercial_Other Health_New_Food Preparation_Natural Gas_Griddle_E6 | F5 | Commercial | Other Health | New | Food Preparation | Natural Gas | Griddle | E6 | RIM BC Ratio | 0 | 0 | 0 | 0 | 0 | 0 | 0 | 0 | 0 | 0 | 0 | 0 | 0 | 0 | 0 | 0 | 0 | 0 | 0 | 0 | 0 | 0 | 0 | 0 | 0 | 0 | 0 | 0 | 0 | 0 | 0 | 0 | 0
F5_Commercial_Other Health_New_Food Preparation_Natural Gas_Griddle_E7 | F5 | Commercial | Other Health | New | Food Preparation | Natural Gas | Griddle | E7 | RIM BC Ratio | 0 | 0 | 0 | 0 | 0 | 0 | 0 | 0 | 0 | 0 | 0 | 0 | 0 | 0 | 0 | 0 | 0 | 0 | 0 | 0 | 0 | 0 | 0 | 0 | 0 | 0 | 0 | 0 | 0 | 0 | 0 | 0 | 0
F5_Commercial_Other Health_New_Food Preparation_Natural Gas_Griddle_E8 | F5 | Commercial | Other Health | New | Food Preparation | Natural Gas | Griddle | E8 | RIM BC Ratio | 0 | 0 | 0 | 0 | 0 | 0 | 0 | 0 | 0 | 0 | 0 | 0 | 0 | 0 | 0 | 0 | 0 | 0 | 0 | 0 | 0 | 0 | 0 | 0 | 0 | 0 | 0 | 0 | 0 | 0 | 0 | 0 | 0
F5_Commercial_Other Health_New_Food Preparation_Natural Gas_Griddle_E9 | F5 | Commercial | Other Health | New | Food Preparation | Natural Gas | Griddle | E9 | RIM BC Ratio | 0 | 0 | 0 | 0 | 0 | 0 | 0 | 0 | 0 | 0 | 0 | 0 | 0 | 0 | 0 | 0 | 0 | 0 | 0 | 0 | 0 | 0 | 0 | 0 | 0 | 0 | 0 | 0 | 0 | 0 | 0 | 0 | 0
F5_Commercial_Other Health_New_Food Preparation_Natural Gas_Griddle_E10 | F5 | Commercial | Other Health | New | Food Preparation | Natural Gas | Griddle | E10 | RIM BC Ratio | 0 | 0 | 0 | 0 | 0 | 0 | 0 | 0 | 0 | 0 | 0 | 0 | 0 | 0 | 0 | 0 | 0 | 0 | 0 | 0 | 0 | 0 | 0 | 0 | 0 | 0 | 0 | 0 | 0 | 0 | 0 | 0 | 0
F0_Commercial_Other Health_New_Food Preparation_Natural Gas_Range_E0 | F0 | Commercial | Other Health | New | Food Preparation | Natural Gas | Range | E0 | Economic Unit | High Efficiency | High Efficiency | High Efficiency | High Efficiency | High Efficiency | High Efficiency | High Efficiency | High Efficiency | High Efficiency | High Efficiency | High Efficiency | High Efficiency | High Efficiency | High Efficiency | High Efficiency | High Efficiency | High Efficiency | High Efficiency | High Efficiency | High Efficiency | High Efficiency | High Efficiency | High Efficiency | High Efficiency | High Efficiency | High Efficiency | High Efficiency | High Efficiency | High Efficiency | High Efficiency | High Efficiency | High Efficiency | High Efficiency
F1_Commercial_Other Health_New_Food Preparation_Natural Gas_Range_E1 | F1 | Commercial | Other Health | New | Food Preparation | Natural Gas | Range | E1 | CCE | 0 | 0 | 0 | 0 | 0 | 0 | 0 | 0 | 0 | 0 | 0 | 0 | 0 | 0 | 0 | 0 | 0 | 0 | 0 | 0 | 0 | 0 | 0 | 0 | 0 | 0 | 0 | 0 | 0 | 0 | 0 | 0 | 0
F1_Commercial_Other Health_New_Food Preparation_Natural Gas_Range_E2 | F1 | Commercial | Other Health | New | Food Preparation | Natural Gas | Range | E2 | CCE | 0.00050763 | 0.00052557 | 0.00047179 | 0.00048064 | 0.00048064 | 0.00048064 | 0.00048064 | 0.00048064 | 0.00048064 | 0.00048064 | 0.00048064 | 0.00048064 | 0.00048064 | 0.00048064 | 0.00048064 | 0.00048064 | 0.00048064 | 0.00048064 | 0.00048064 | 0.00048064 | 0.00048064 | 0.00048064 | 0.00048064 | 0.00048064 | 0.00048064 | 0.00048064 | 0.00048064 | 0.00048064 | 0.00048064 | 0.00048064 | 0.00048064 | 0.00048064 | 0.00048064
F1_Commercial_Other Health_New_Food Preparation_Natural Gas_Range_E3 | F1 | Commercial | Other Health | New | Food Preparation | Natural Gas | Range | E3 | CCE | 0 | 0 | 0 | 0 | 0 | 0 | 0 | 0 | 0 | 0 | 0 | 0 | 0 | 0 | 0 | 0 | 0 | 0 | 0 | 0 | 0 | 0 | 0 | 0 | 0 | 0 | 0 | 0 | 0 | 0 | 0 | 0 | 0
F1_Commercial_Other Health_New_Food Preparation_Natural Gas_Range_E4 | F1 | Commercial | Other Health | New | Food Preparation | Natural Gas | Range | E4 | CCE | 0 | 0 | 0 | 0 | 0 | 0 | 0 | 0 | 0 | 0 | 0 | 0 | 0 | 0 | 0 | 0 | 0 | 0 | 0 | 0 | 0 | 0 | 0 | 0 | 0 | 0 | 0 | 0 | 0 | 0 | 0 | 0 | 0
F1_Commercial_Other Health_New_Food Preparation_Natural Gas_Range_E5 | F1 | Commercial | Other Health | New | Food Preparation | Natural Gas | Range | E5 | CCE | 0 | 0 | 0 | 0 | 0 | 0 | 0 | 0 | 0 | 0 | 0 | 0 | 0 | 0 | 0 | 0 | 0 | 0 | 0 | 0 | 0 | 0 | 0 | 0 | 0 | 0 | 0 | 0 | 0 | 0 | 0 | 0 | 0
F1_Commercial_Other Health_New_Food Preparation_Natural Gas_Range_E6 | F1 | Commercial | Other Health | New | Food Preparation | Natural Gas | Range | E6 | CCE | 0 | 0 | 0 | 0 | 0 | 0 | 0 | 0 | 0 | 0 | 0 | 0 | 0 | 0 | 0 | 0 | 0 | 0 | 0 | 0 | 0 | 0 | 0 | 0 | 0 | 0 | 0 | 0 | 0 | 0 | 0 | 0 | 0
F1_Commercial_Other Health_New_Food Preparation_Natural Gas_Range_E7 | F1 | Commercial | Other Health | New | Food Preparation | Natural Gas | Range | E7 | CCE | 0 | 0 | 0 | 0 | 0 | 0 | 0 | 0 | 0 | 0 | 0 | 0 | 0 | 0 | 0 | 0 | 0 | 0 | 0 | 0 | 0 | 0 | 0 | 0 | 0 | 0 | 0 | 0 | 0 | 0 | 0 | 0 | 0
F1_Commercial_Other Health_New_Food Preparation_Natural Gas_Range_E8 | F1 | Commercial | Other Health | New | Food Preparation | Natural Gas | Range | E8 | CCE | 0 | 0 | 0 | 0 | 0 | 0 | 0 | 0 | 0 | 0 | 0 | 0 | 0 | 0 | 0 | 0 | 0 | 0 | 0 | 0 | 0 | 0 | 0 | 0 | 0 | 0 | 0 | 0 | 0 | 0 | 0 | 0 | 0
F1_Commercial_Other Health_New_Food Preparation_Natural Gas_Range_E9 | F1 | Commercial | Other Health | New | Food Preparation | Natural Gas | Range | E9 | CCE | 0 | 0 | 0 | 0 | 0 | 0 | 0 | 0 | 0 | 0 | 0 | 0 | 0 | 0 | 0 | 0 | 0 | 0 | 0 | 0 | 0 | 0 | 0 | 0 | 0 | 0 | 0 | 0 | 0 | 0 | 0 | 0 | 0
F1_Commercial_Other Health_New_Food Preparation_Natural Gas_Range_E10 | F1 | Commercial | Other Health | New | Food Preparation | Natural Gas | Range | E10 | CCE | 0 | 0 | 0 | 0 | 0 | 0 | 0 | 0 | 0 | 0 | 0 | 0 | 0 | 0 | 0 | 0 | 0 | 0 | 0 | 0 | 0 | 0 | 0 | 0 | 0 | 0 | 0 | 0 | 0 | 0 | 0 | 0 | 0
F2_Commercial_Other Health_New_Food Preparation_Natural Gas_Range_E1 | F2 | Commercial | Other Health | New | Food Preparation | Natural Gas | Range | E1 | TRC BC Ratio | bar: 2019 to 2051
F2_Commercial_Other Health_New_Food Preparation_Natural Gas_Range_E2 | F2 | Commercial | Other Health | New | Food Preparation | Natural Gas | Range | E2 | TRC BC Ratio | 3238.1763 | 3237.6638 | 3253.2359 | 3229.2965 | 3214.742 | 3225.333 | 3257.2017 | 3282.3529 | 3313.5879 | 3343.0653 | 3372.7037 | 3399.9187 | 3429.0969 | 3459.5906 | 3488.7267 | 3518.3834 | 3548.5216 | 3581.2716 | 3615.4555 | 3651.453 | 3686.9037 | 3723.9437 | 3758.1113 | 3793.4744 | 3824.7719 | 3851.8132 | 3876.4326 | 3897.6637 | 3914.2981 | 3927.934 | 3935.3605 | 3940.3394 | 3940.3394
F2_Commercial_Other Health_New_Food Preparation_Natural Gas_Range_E3 | F2 | Commercial | Other Health | New | Food Preparation | Natural Gas | Range | E3 | TRC BC Ratio | 0 | 0 | 0 | 0 | 0 | 0 | 0 | 0 | 0 | 0 | 0 | 0 | 0 | 0 | 0 | 0 | 0 | 0 | 0 | 0 | 0 | 0 | 0 | 0 | 0 | 0 | 0 | 0 | 0 | 0 | 0 | 0 | 0
F2_Commercial_Other Health_New_Food Preparation_Natural Gas_Range_E4 | F2 | Commercial | Other Health | New | Food Preparation | Natural Gas | Range | E4 | TRC BC Ratio | 0 | 0 | 0 | 0 | 0 | 0 | 0 | 0 | 0 | 0 | 0 | 0 | 0 | 0 | 0 | 0 | 0 | 0 | 0 | 0 | 0 | 0 | 0 | 0 | 0 | 0 | 0 | 0 | 0 | 0 | 0 | 0 | 0
F2_Commercial_Other Health_New_Food Preparation_Natural Gas_Range_E5 | F2 | Commercial | Other Health | New | Food Preparation | Natural Gas | Range | E5 | TRC BC Ratio | 0 | 0 | 0 | 0 | 0 | 0 | 0 | 0 | 0 | 0 | 0 | 0 | 0 | 0 | 0 | 0 | 0 | 0 | 0 | 0 | 0 | 0 | 0 | 0 | 0 | 0 | 0 | 0 | 0 | 0 | 0 | 0 | 0
F2_Commercial_Other Health_New_Food Preparation_Natural Gas_Range_E6 | F2 | Commercial | Other Health | New | Food Preparation | Natural Gas | Range | E6 | TRC BC Ratio | 0 | 0 | 0 | 0 | 0 | 0 | 0 | 0 | 0 | 0 | 0 | 0 | 0 | 0 | 0 | 0 | 0 | 0 | 0 | 0 | 0 | 0 | 0 | 0 | 0 | 0 | 0 | 0 | 0 | 0 | 0 | 0 | 0
F2_Commercial_Other Health_New_Food Preparation_Natural Gas_Range_E7 | F2 | Commercial | Other Health | New | Food Preparation | Natural Gas | Range | E7 | TRC BC Ratio | 0 | 0 | 0 | 0 | 0 | 0 | 0 | 0 | 0 | 0 | 0 | 0 | 0 | 0 | 0 | 0 | 0 | 0 | 0 | 0 | 0 | 0 | 0 | 0 | 0 | 0 | 0 | 0 | 0 | 0 | 0 | 0 | 0
F2_Commercial_Other Health_New_Food Preparation_Natural Gas_Range_E8 | F2 | Commercial | Other Health | New | Food Preparation | Natural Gas | Range | E8 | TRC BC Ratio | 0 | 0 | 0 | 0 | 0 | 0 | 0 | 0 | 0 | 0 | 0 | 0 | 0 | 0 | 0 | 0 | 0 | 0 | 0 | 0 | 0 | 0 | 0 | 0 | 0 | 0 | 0 | 0 | 0 | 0 | 0 | 0 | 0
F2_Commercial_Other Health_New_Food Preparation_Natural Gas_Range_E9 | F2 | Commercial | Other Health | New | Food Preparation | Natural Gas | Range | E9 | TRC BC Ratio | 0 | 0 | 0 | 0 | 0 | 0 | 0 | 0 | 0 | 0 | 0 | 0 | 0 | 0 | 0 | 0 | 0 | 0 | 0 | 0 | 0 | 0 | 0 | 0 | 0 | 0 | 0 | 0 | 0 | 0 | 0 | 0 | 0
F2_Commercial_Other Health_New_Food Preparation_Natural Gas_Range_E10 | F2 | Commercial | Other Health | New | Food Preparation | Natural Gas | Range | E10 | TRC BC Ratio | 0 | 0 | 0 | 0 | 0 | 0 | 0 | 0 | 0 | 0 | 0 | 0 | 0 | 0 | 0 | 0 | 0 | 0 | 0 | 0 | 0 | 0 | 0 | 0 | 0 | 0 | 0 | 0 | 0 | 0 | 0 | 0 | 0
F3_Commercial_Other Health_New_Food Preparation_Natural Gas_Range_E1 | F3 | Commercial | Other Health | New | Food Preparation | Natural Gas | Range | E1 | PACT BC Ratio | bar: 2019 to 2051
F3_Commercial_Other Health_New_Food Preparation_Natural Gas_Range_E2 | F3 | Commercial | Other Health | New | Food Preparation | Natural Gas | Range | E2 | PACT BC Ratio | 4317.5684 | 4316.8851 | 4337.6479 | 4305.7287 | 4286.3226 | 4300.444 | 4342.9357 | 4376.4705 | 4418.1173 | 4457.4204 | 4496.9383 | 4533.2249 | 4572.1292 | 4612.7875 | 4651.6356 | 4691.1778 | 4731.3622 | 4775.0288 | 4820.6073 | 4868.604 | 4915.8716 | 4965.2582 | 5010.815 | 5057.9659 | 5099.6959 | 5135.7509 | 5168.5769 | 5196.8849 | 5219.0641 | 5237.2453 | 5247.1473 | 5253.7859 | 5253.7859
F3_Commercial_Other Health_New_Food Preparation_Natural Gas_Range_E3 | F3 | Commercial | Other Health | New | Food Preparation | Natural Gas | Range | E3 | PACT BC Ratio | 0 | 0 | 0 | 0 | 0 | 0 | 0 | 0 | 0 | 0 | 0 | 0 | 0 | 0 | 0 | 0 | 0 | 0 | 0 | 0 | 0 | 0 | 0 | 0 | 0 | 0 | 0 | 0 | 0 | 0 | 0 | 0 | 0
F3_Commercial_Other Health_New_Food Preparation_Natural Gas_Range_E4 | F3 | Commercial | Other Health | New | Food Preparation | Natural Gas | Range | E4 | PACT BC Ratio | 0 | 0 | 0 | 0 | 0 | 0 | 0 | 0 | 0 | 0 | 0 | 0 | 0 | 0 | 0 | 0 | 0 | 0 | 0 | 0 | 0 | 0 | 0 | 0 | 0 | 0 | 0 | 0 | 0 | 0 | 0 | 0 | 0
F3_Commercial_Other Health_New_Food Preparation_Natural Gas_Range_E5 | F3 | Commercial | Other Health | New | Food Preparation | Natural Gas | Range | E5 | PACT BC Ratio | 0 | 0 | 0 | 0 | 0 | 0 | 0 | 0 | 0 | 0 | 0 | 0 | 0 | 0 | 0 | 0 | 0 | 0 | 0 | 0 | 0 | 0 | 0 | 0 | 0 | 0 | 0 | 0 | 0 | 0 | 0 | 0 | 0
F3_Commercial_Other Health_New_Food Preparation_Natural Gas_Range_E6 | F3 | Commercial | Other Health | New | Food Preparation | Natural Gas | Range | E6 | PACT BC Ratio | 0 | 0 | 0 | 0 | 0 | 0 | 0 | 0 | 0 | 0 | 0 | 0 | 0 | 0 | 0 | 0 | 0 | 0 | 0 | 0 | 0 | 0 | 0 | 0 | 0 | 0 | 0 | 0 | 0 | 0 | 0 | 0 | 0
F3_Commercial_Other Health_New_Food Preparation_Natural Gas_Range_E7 | F3 | Commercial | Other Health | New | Food Preparation | Natural Gas | Range | E7 | PACT BC Ratio | 0 | 0 | 0 | 0 | 0 | 0 | 0 | 0 | 0 | 0 | 0 | 0 | 0 | 0 | 0 | 0 | 0 | 0 | 0 | 0 | 0 | 0 | 0 | 0 | 0 | 0 | 0 | 0 | 0 | 0 | 0 | 0 | 0
F3_Commercial_Other Health_New_Food Preparation_Natural Gas_Range_E8 | F3 | Commercial | Other Health | New | Food Preparation | Natural Gas | Range | E8 | PACT BC Ratio | 0 | 0 | 0 | 0 | 0 | 0 | 0 | 0 | 0 | 0 | 0 | 0 | 0 | 0 | 0 | 0 | 0 | 0 | 0 | 0 | 0 | 0 | 0 | 0 | 0 | 0 | 0 | 0 | 0 | 0 | 0 | 0 | 0
F3_Commercial_Other Health_New_Food Preparation_Natural Gas_Range_E9 | F3 | Commercial | Other Health | New | Food Preparation | Natural Gas | Range | E9 | PACT BC Ratio | 0 | 0 | 0 | 0 | 0 | 0 | 0 | 0 | 0 | 0 | 0 | 0 | 0 | 0 | 0 | 0 | 0 | 0 | 0 | 0 | 0 | 0 | 0 | 0 | 0 | 0 | 0 | 0 | 0 | 0 | 0 | 0 | 0
F3_Commercial_Other Health_New_Food Preparation_Natural Gas_Range_E10 | F3 | Commercial | Other Health | New | Food Preparation | Natural Gas | Range | E10 | PACT BC Ratio | 0 | 0 | 0 | 0 | 0 | 0 | 0 | 0 | 0 | 0 | 0 | 0 | 0 | 0 | 0 | 0 | 0 | 0 | 0 | 0 | 0 | 0 | 0 | 0 | 0 | 0 | 0 | 0 | 0 | 0 | 0 | 0 | 0
F4_Commercial_Other Health_New_Food Preparation_Natural Gas_Range_E1 | F4 | Commercial | Other Health | New | Food Preparation | Natural Gas | Range | E1 | RVT BC Ratio | bar: 2019 to 2051
F4_Commercial_Other Health_New_Food Preparation_Natural Gas_Range_E2 | F4 | Commercial | Other Health | New | Food Preparation | Natural Gas | Range | E2 | RVT BC Ratio | 4656.1553 | 4655.4185 | 4677.8062 | 4643.389 | 4622.4643 | 4637.6907 | 4683.5078 | 4719.667 | 4764.573 | 4806.9519 | 4849.5624 | 4888.6888 | 4930.6377 | 4974.4778 | 5016.3662 | 5059.0029 | 5102.332 | 5149.4159 | 5198.5613 | 5250.3142 | 5301.2809 | 5354.5324 | 5403.6544 | 5454.4953 | 5499.491 | 5538.3676 | 5573.7625 | 5604.2859 | 5628.2008 | 5647.8049 | 5658.4818 | 5665.6399 | 5665.6399
F4_Commercial_Other Health_New_Food Preparation_Natural Gas_Range_E3 | F4 | Commercial | Other Health | New | Food Preparation | Natural Gas | Range | E3 | RVT BC Ratio | 0 | 0 | 0 | 0 | 0 | 0 | 0 | 0 | 0 | 0 | 0 | 0 | 0 | 0 | 0 | 0 | 0 | 0 | 0 | 0 | 0 | 0 | 0 | 0 | 0 | 0 | 0 | 0 | 0 | 0 | 0 | 0 | 0
F4_Commercial_Other Health_New_Food Preparation_Natural Gas_Range_E4 | F4 | Commercial | Other Health | New | Food Preparation | Natural Gas | Range | E4 | RVT BC Ratio | 0 | 0 | 0 | 0 | 0 | 0 | 0 | 0 | 0 | 0 | 0 | 0 | 0 | 0 | 0 | 0 | 0 | 0 | 0 | 0 | 0 | 0 | 0 | 0 | 0 | 0 | 0 | 0 | 0 | 0 | 0 | 0 | 0
F4_Commercial_Other Health_New_Food Preparation_Natural Gas_Range_E5 | F4 | Commercial | Other Health | New | Food Preparation | Natural Gas | Range | E5 | RVT BC Ratio | 0 | 0 | 0 | 0 | 0 | 0 | 0 | 0 | 0 | 0 | 0 | 0 | 0 | 0 | 0 | 0 | 0 | 0 | 0 | 0 | 0 | 0 | 0 | 0 | 0 | 0 | 0 | 0 | 0 | 0 | 0 | 0 | 0
F4_Commercial_Other Health_New_Food Preparation_Natural Gas_Range_E6 | F4 | Commercial | Other Health | New | Food Preparation | Natural Gas | Range | E6 | RVT BC Ratio | 0 | 0 | 0 | 0 | 0 | 0 | 0 | 0 | 0 | 0 | 0 | 0 | 0 | 0 | 0 | 0 | 0 | 0 | 0 | 0 | 0 | 0 | 0 | 0 | 0 | 0 | 0 | 0 | 0 | 0 | 0 | 0 | 0
F4_Commercial_Other Health_New_Food Preparation_Natural Gas_Range_E7 | F4 | Commercial | Other Health | New | Food Preparation | Natural Gas | Range | E7 | RVT BC Ratio | 0 | 0 | 0 | 0 | 0 | 0 | 0 | 0 | 0 | 0 | 0 | 0 | 0 | 0 | 0 | 0 | 0 | 0 | 0 | 0 | 0 | 0 | 0 | 0 | 0 | 0 | 0 | 0 | 0 | 0 | 0 | 0 | 0
F4_Commercial_Other Health_New_Food Preparation_Natural Gas_Range_E8 | F4 | Commercial | Other Health | New | Food Preparation | Natural Gas | Range | E8 | RVT BC Ratio | 0 | 0 | 0 | 0 | 0 | 0 | 0 | 0 | 0 | 0 | 0 | 0 | 0 | 0 | 0 | 0 | 0 | 0 | 0 | 0 | 0 | 0 | 0 | 0 | 0 | 0 | 0 | 0 | 0 | 0 | 0 | 0 | 0
F4_Commercial_Other Health_New_Food Preparation_Natural Gas_Range_E9 | F4 | Commercial | Other Health | New | Food Preparation | Natural Gas | Range | E9 | RVT BC Ratio | 0 | 0 | 0 | 0 | 0 | 0 | 0 | 0 | 0 | 0 | 0 | 0 | 0 | 0 | 0 | 0 | 0 | 0 | 0 | 0 | 0 | 0 | 0 | 0 | 0 | 0 | 0 | 0 | 0 | 0 | 0 | 0 | 0
F4_Commercial_Other Health_New_Food Preparation_Natural Gas_Range_E10 | F4 | Commercial | Other Health | New | Food Preparation | Natural Gas | Range | E10 | RVT BC Ratio | 0 | 0 | 0 | 0 | 0 | 0 | 0 | 0 | 0 | 0 | 0 | 0 | 0 | 0 | 0 | 0 | 0 | 0 | 0 | 0 | 0 | 0 | 0 | 0 | 0 | 0 | 0 | 0 | 0 | 0 | 0 | 0 | 0
F5_Commercial_Other Health_New_Food Preparation_Natural Gas_Range_E1 | F5 | Commercial | Other Health | New | Food Preparation | Natural Gas | Range | E1 | RIM BC Ratio | bar: 2019 to 2051
F5_Commercial_Other Health_New_Food Preparation_Natural Gas_Range_E2 | F5 | Commercial | Other Health | New | Food Preparation | Natural Gas | Range | E2 | RIM BC Ratio | 0.83452 | 0.83452 | 0.83452 | 0.83452 | 0.83452 | 0.83452 | 0.83452 | 0.83452 | 0.83452 | 0.83452 | 0.83452 | 0.83453 | 0.83453 | 0.83453 | 0.83453 | 0.83453 | 0.83453 | 0.83453 | 0.83453 | 0.83454 | 0.83454 | 0.83454 | 0.83454 | 0.83454 | 0.83454 | 0.83454 | 0.83454 | 0.83455 | 0.83455 | 0.83455 | 0.83455 | 0.83455 | 0.83455
F5_Commercial_Other Health_New_Food Preparation_Natural Gas_Range_E3 | F5 | Commercial | Other Health | New | Food Preparation | Natural Gas | Range | E3 | RIM BC Ratio | 0 | 0 | 0 | 0 | 0 | 0 | 0 | 0 | 0 | 0 | 0 | 0 | 0 | 0 | 0 | 0 | 0 | 0 | 0 | 0 | 0 | 0 | 0 | 0 | 0 | 0 | 0 | 0 | 0 | 0 | 0 | 0 | 0
F5_Commercial_Other Health_New_Food Preparation_Natural Gas_Range_E4 | F5 | Commercial | Other Health | New | Food Preparation | Natural Gas | Range | E4 | RIM BC Ratio | 0 | 0 | 0 | 0 | 0 | 0 | 0 | 0 | 0 | 0 | 0 | 0 | 0 | 0 | 0 | 0 | 0 | 0 | 0 | 0 | 0 | 0 | 0 | 0 | 0 | 0 | 0 | 0 | 0 | 0 | 0 | 0 | 0
F5_Commercial_Other Health_New_Food Preparation_Natural Gas_Range_E5 | F5 | Commercial | Other Health | New | Food Preparation | Natural Gas | Range | E5 | RIM BC Ratio | 0 | 0 | 0 | 0 | 0 | 0 | 0 | 0 | 0 | 0 | 0 | 0 | 0 | 0 | 0 | 0 | 0 | 0 | 0 | 0 | 0 | 0 | 0 | 0 | 0 | 0 | 0 | 0 | 0 | 0 | 0 | 0 | 0
F5_Commercial_Other Health_New_Food Preparation_Natural Gas_Range_E6 | F5 | Commercial | Other Health | New | Food Preparation | Natural Gas | Range | E6 | RIM BC Ratio | 0 | 0 | 0 | 0 | 0 | 0 | 0 | 0 | 0 | 0 | 0 | 0 | 0 | 0 | 0 | 0 | 0 | 0 | 0 | 0 | 0 | 0 | 0 | 0 | 0 | 0 | 0 | 0 | 0 | 0 | 0 | 0 | 0
F5_Commercial_Other Health_New_Food Preparation_Natural Gas_Range_E7 | F5 | Commercial | Other Health | New | Food Preparation | Natural Gas | Range | E7 | RIM BC Ratio | 0 | 0 | 0 | 0 | 0 | 0 | 0 | 0 | 0 | 0 | 0 | 0 | 0 | 0 | 0 | 0 | 0 | 0 | 0 | 0 | 0 | 0 | 0 | 0 | 0 | 0 | 0 | 0 | 0 | 0 | 0 | 0 | 0
F5_Commercial_Other Health_New_Food Preparation_Natural Gas_Range_E8 | F5 | Commercial | Other Health | New | Food Preparation | Natural Gas | Range | E8 | RIM BC Ratio | 0 | 0 | 0 | 0 | 0 | 0 | 0 | 0 | 0 | 0 | 0 | 0 | 0 | 0 | 0 | 0 | 0 | 0 | 0 | 0 | 0 | 0 | 0 | 0 | 0 | 0 | 0 | 0 | 0 | 0 | 0 | 0 | 0
F5_Commercial_Other Health_New_Food Preparation_Natural Gas_Range_E9 | F5 | Commercial | Other Health | New | Food Preparation | Natural Gas | Range | E9 | RIM BC Ratio | 0 | 0 | 0 | 0 | 0 | 0 | 0 | 0 | 0 | 0 | 0 | 0 | 0 | 0 | 0 | 0 | 0 | 0 | 0 | 0 | 0 | 0 | 0 | 0 | 0 | 0 | 0 | 0 | 0 | 0 | 0 | 0 | 0
F5_Commercial_Other Health_New_Food Preparation_Natural Gas_Range_E10 | F5 | Commercial | Other Health | New | Food Preparation | Natural Gas | Range | E10 | RIM BC Ratio | 0 | 0 | 0 | 0 | 0 | 0 | 0 | 0 | 0 | 0 | 0 | 0 | 0 | 0 | 0 | 0 | 0 | 0 | 0 | 0 | 0 | 0 | 0 | 0 | 0 | 0 | 0 | 0 | 0 | 0 | 0 | 0 | 0
F0_Commercial_Other Health_New_Food Preparation_Natural Gas_Steamer_E0 | F0 | Commercial | Other Health | New | Food Preparation | Natural Gas | Steamer | E0 | Economic Unit | ENERGY STAR | ENERGY STAR | ENERGY STAR | ENERGY STAR | ENERGY STAR | ENERGY STAR | ENERGY STAR | ENERGY STAR | ENERGY STAR | ENERGY STAR | ENERGY STAR | ENERGY STAR | ENERGY STAR | ENERGY STAR | ENERGY STAR | ENERGY STAR | ENERGY STAR | ENERGY STAR | ENERGY STAR | ENERGY STAR | ENERGY STAR | ENERGY STAR | ENERGY STAR | ENERGY STAR | ENERGY STAR | ENERGY STAR | ENERGY STAR | ENERGY STAR | ENERGY STAR | ENERGY STAR | ENERGY STAR | ENERGY STAR | ENERGY STAR
F1_Commercial_Other Health_New_Food Preparation_Natural Gas_Steamer_E1 | F1 | Commercial | Other Health | New | Food Preparation | Natural Gas | Steamer | E1 | CCE | 0 | 0 | 0 | 0 | 0 | 0 | 0 | 0 | 0 | 0 | 0 | 0 | 0 | 0 | 0 | 0 | 0 | 0 | 0 | 0 | 0 | 0 | 0 | 0 | 0 | 0 | 0 | 0 | 0 | 0 | 0 | 0 | 0
F1_Commercial_Other Health_New_Food Preparation_Natural Gas_Steamer_E2 | F1 | Commercial | Other Health | New | Food Preparation | Natural Gas | Steamer | E2 | CCE | 0.11364 | 0.11765 | 0.10562 | 0 | 0 | 0 | 0 | 0 | 0 | 0 | 0 | 0 | 0 | 0 | 0 | 0 | 0 | 0 | 0 | 0 | 0 | 0 | 0 | 0 | 0 | 0 | 0 | 0 | 0 | 0 | 0 | 0 | 0
F1_Commercial_Other Health_New_Food Preparation_Natural Gas_Steamer_E3 | F1 | Commercial | Other Health | New | Food Preparation | Natural Gas | Steamer | E3 | CCE | 0 | 0 | 0 | 0 | 0 | 0 | 0 | 0 | 0 | 0 | 0 | 0 | 0 | 0 | 0 | 0 | 0 | 0 | 0 | 0 | 0 | 0 | 0 | 0 | 0 | 0 | 0 | 0 | 0 | 0 | 0 | 0 | 0
F1_Commercial_Other Health_New_Food Preparation_Natural Gas_Steamer_E4 | F1 | Commercial | Other Health | New | Food Preparation | Natural Gas | Steamer | E4 | CCE | 0 | 0 | 0 | 0 | 0 | 0 | 0 | 0 | 0 | 0 | 0 | 0 | 0 | 0 | 0 | 0 | 0 | 0 | 0 | 0 | 0 | 0 | 0 | 0 | 0 | 0 | 0 | 0 | 0 | 0 | 0 | 0 | 0
F1_Commercial_Other Health_New_Food Preparation_Natural Gas_Steamer_E5 | F1 | Commercial | Other Health | New | Food Preparation | Natural Gas | Steamer | E5 | CCE | 0 | 0 | 0 | 0 | 0 | 0 | 0 | 0 | 0 | 0 | 0 | 0 | 0 | 0 | 0 | 0 | 0 | 0 | 0 | 0 | 0 | 0 | 0 | 0 | 0 | 0 | 0 | 0 | 0 | 0 | 0 | 0 | 0
F1_Commercial_Other Health_New_Food Preparation_Natural Gas_Steamer_E6 | F1 | Commercial | Other Health | New | Food Preparation | Natural Gas | Steamer | E6 | CCE | 0 | 0 | 0 | 0 | 0 | 0 | 0 | 0 | 0 | 0 | 0 | 0 | 0 | 0 | 0 | 0 | 0 | 0 | 0 | 0 | 0 | 0 | 0 | 0 | 0 | 0 | 0 | 0 | 0 | 0 | 0 | 0 | 0
F1_Commercial_Other Health_New_Food Preparation_Natural Gas_Steamer_E7 | F1 | Commercial | Other Health | New | Food Preparation | Natural Gas | Steamer | E7 | CCE | 0 | 0 | 0 | 0 | 0 | 0 | 0 | 0 | 0 | 0 | 0 | 0 | 0 | 0 | 0 | 0 | 0 | 0 | 0 | 0 | 0 | 0 | 0 | 0 | 0 | 0 | 0 | 0 | 0 | 0 | 0 | 0 | 0
F1_Commercial_Other Health_New_Food Preparation_Natural Gas_Steamer_E8 | F1 | Commercial | Other Health | New | Food Preparation | Natural Gas | Steamer | E8 | CCE | 0 | 0 | 0 | 0 | 0 | 0 | 0 | 0 | 0 | 0 | 0 | 0 | 0 | 0 | 0 | 0 | 0 | 0 | 0 | 0 | 0 | 0 | 0 | 0 | 0 | 0 | 0 | 0 | 0 | 0 | 0 | 0 | 0
F1_Commercial_Other Health_New_Food Preparation_Natural Gas_Steamer_E9 | F1 | Commercial | Other Health | New | Food Preparation | Natural Gas | Steamer | E9 | CCE | 0 | 0 | 0 | 0 | 0 | 0 | 0 | 0 | 0 | 0 | 0 | 0 | 0 | 0 | 0 | 0 | 0 | 0 | 0 | 0 | 0 | 0 | 0 | 0 | 0 | 0 | 0 | 0 | 0 | 0 | 0 | 0 | 0
F1_Commercial_Other Health_New_Food Preparation_Natural Gas_Steamer_E10 | F1 | Commercial | Other Health | New | Food Preparation | Natural Gas | Steamer | E10 | CCE | 0 | 0 | 0 | 0 | 0 | 0 | 0 | 0 | 0 | 0 | 0 | 0 | 0 | 0 | 0 | 0 | 0 | 0 | 0 | 0 | 0 | 0 | 0 | 0 | 0 | 0 | 0 | 0 | 0 | 0 | 0 | 0 | 0
F2_Commercial_Other Health_New_Food Preparation_Natural Gas_Steamer_E1 | F2 | Commercial | Other Health | New | Food Preparation | Natural Gas | Steamer | E1 | TRC BC Ratio | 1 | 1 | 1 | 0 | 0 | 0 | 0 | 0 | 0 | 0 | 0 | 0 | 0 | 0 | 0 | 0 | 0 | 0 | 0 | 0 | 0 | 0 | 0 | 0 | 0 | 0 | 0 | 0 | 0 | 0 | 0 | 0 | 0
F2_Commercial_Other Health_New_Food Preparation_Natural Gas_Steamer_E2 | F2 | Commercial | Other Health | New | Food Preparation | Natural Gas | Steamer | E2 | TRC BC Ratio | 14.4302 | 14.4472 | 14.5249 | 1 | 1 | 1 | 1 | 1 | 1 | 1 | 1 | 1 | 1 | 1 | 1 | 1 | 1 | 1 | 1 | 1 | 1 | 1 | 1 | 1 | 1 | 1 | 1 | 1 | 1 | 1 | 1 | 1 | 1
F2_Commercial_Other Health_New_Food Preparation_Natural Gas_Steamer_E3 | F2 | Commercial | Other Health | New | Food Preparation | Natural Gas | Steamer | E3 | TRC BC Ratio | 0 | 0 | 0 | 0 | 0 | 0 | 0 | 0 | 0 | 0 | 0 | 0 | 0 | 0 | 0 | 0 | 0 | 0 | 0 | 0 | 0 | 0 | 0 | 0 | 0 | 0 | 0 | 0 | 0 | 0 | 0 | 0 | 0
F2_Commercial_Other Health_New_Food Preparation_Natural Gas_Steamer_E4 | F2 | Commercial | Other Health | New | Food Preparation | Natural Gas | Steamer | E4 | TRC BC Ratio | 0 | 0 | 0 | 0 | 0 | 0 | 0 | 0 | 0 | 0 | 0 | 0 | 0 | 0 | 0 | 0 | 0 | 0 | 0 | 0 | 0 | 0 | 0 | 0 | 0 | 0 | 0 | 0 | 0 | 0 | 0 | 0 | 0
F2_Commercial_Other Health_New_Food Preparation_Natural Gas_Steamer_E5 | F2 | Commercial | Other Health | New | Food Preparation | Natural Gas | Steamer | E5 | TRC BC Ratio | 0 | 0 | 0 | 0 | 0 | 0 | 0 | 0 | 0 | 0 | 0 | 0 | 0 | 0 | 0 | 0 | 0 | 0 | 0 | 0 | 0 | 0 | 0 | 0 | 0 | 0 | 0 | 0 | 0 | 0 | 0 | 0 | 0
F2_Commercial_Other Health_New_Food Preparation_Natural Gas_Steamer_E6 | F2 | Commercial | Other Health | New | Food Preparation | Natural Gas | Steamer | E6 | TRC BC Ratio | 0 | 0 | 0 | 0 | 0 | 0 | 0 | 0 | 0 | 0 | 0 | 0 | 0 | 0 | 0 | 0 | 0 | 0 | 0 | 0 | 0 | 0 | 0 | 0 | 0 | 0 | 0 | 0 | 0 | 0 | 0 | 0 | 0
F2_Commercial_Other Health_New_Food Preparation_Natural Gas_Steamer_E7 | F2 | Commercial | Other Health | New | Food Preparation | Natural Gas | Steamer | E7 | TRC BC Ratio | 0 | 0 | 0 | 0 | 0 | 0 | 0 | 0 | 0 | 0 | 0 | 0 | 0 | 0 | 0 | 0 | 0 | 0 | 0 | 0 | 0 | 0 | 0 | 0 | 0 | 0 | 0 | 0 | 0 | 0 | 0 | 0 | 0
F2_Commercial_Other Health_New_Food Preparation_Natural Gas_Steamer_E8 | F2 | Commercial | Other Health | New | Food Preparation | Natural Gas | Steamer | E8 | TRC BC Ratio | 0 | 0 | 0 | 0 | 0 | 0 | 0 | 0 | 0 | 0 | 0 | 0 | 0 | 0 | 0 | 0 | 0 | 0 | 0 | 0 | 0 | 0 | 0 | 0 | 0 | 0 | 0 | 0 | 0 | 0 | 0 | 0 | 0
F2_Commercial_Other Health_New_Food Preparation_Natural Gas_Steamer_E9 | F2 | Commercial | Other Health | New | Food Preparation | Natural Gas | Steamer | E9 | TRC BC Ratio | 0 | 0 | 0 | 0 | 0 | 0 | 0 | 0 | 0 | 0 | 0 | 0 | 0 | 0 | 0 | 0 | 0 | 0 | 0 | 0 | 0 | 0 | 0 | 0 | 0 | 0 | 0 | 0 | 0 | 0 | 0 | 0 | 0
F2_Commercial_Other Health_New_Food Preparation_Natural Gas_Steamer_E10 | F2 | Commercial | Other Health | New | Food Preparation | Natural Gas | Steamer | E10 | TRC BC Ratio | 0 | 0 | 0 | 0 | 0 | 0 | 0 | 0 | 0 | 0 | 0 | 0 | 0 | 0 | 0 | 0 | 0 | 0 | 0 | 0 | 0 | 0 | 0 | 0 | 0 | 0 | 0 | 0 | 0 | 0 | 0 | 0 | 0
F3_Commercial_Other Health_New_Food Preparation_Natural Gas_Steamer_E1 | F3 | Commercial | Other Health | New | Food Preparation | Natural Gas | Steamer | E1 | PACT BC Ratio | 1 | 1 | 1 | 0 | 0 | 0 | 0 | 0 | 0 | 0 | 0 | 0 | 0 | 0 | 0 | 0 | 0 | 0 | 0 | 0 | 0 | 0 | 0 | 0 | 0 | 0 | 0 | 0 | 0 | 0 | 0 | 0 | 0
F3_Commercial_Other Health_New_Food Preparation_Natural Gas_Steamer_E2 | F3 | Commercial | Other Health | New | Food Preparation | Natural Gas | Steamer | E2 | PACT BC Ratio | 19.2403 | 19.2629 | 19.3665 | 1 | 1 | 1 | 1 | 1 | 1 | 1 | 1 | 1 | 1 | 1 | 1 | 1 | 1 | 1 | 1 | 1 | 1 | 1 | 1 | 1 | 1 | 1 | 1 | 1 | 1 | 1 | 1 | 1 | 1
F3_Commercial_Other Health_New_Food Preparation_Natural Gas_Steamer_E3 | F3 | Commercial | Other Health | New | Food Preparation | Natural Gas | Steamer | E3 | PACT BC Ratio | 0 | 0 | 0 | 0 | 0 | 0 | 0 | 0 | 0 | 0 | 0 | 0 | 0 | 0 | 0 | 0 | 0 | 0 | 0 | 0 | 0 | 0 | 0 | 0 | 0 | 0 | 0 | 0 | 0 | 0 | 0 | 0 | 0
F3_Commercial_Other Health_New_Food Preparation_Natural Gas_Steamer_E4 | F3 | Commercial | Other Health | New | Food Preparation | Natural Gas | Steamer | E4 | PACT BC Ratio | 0 | 0 | 0 | 0 | 0 | 0 | 0 | 0 | 0 | 0 | 0 | 0 | 0 | 0 | 0 | 0 | 0 | 0 | 0 | 0 | 0 | 0 | 0 | 0 | 0 | 0 | 0 | 0 | 0 | 0 | 0 | 0 | 0
F3_Commercial_Other Health_New_Food Preparation_Natural Gas_Steamer_E5 | F3 | Commercial | Other Health | New | Food Preparation | Natural Gas | Steamer | E5 | PACT BC Ratio | 0 | 0 | 0 | 0 | 0 | 0 | 0 | 0 | 0 | 0 | 0 | 0 | 0 | 0 | 0 | 0 | 0 | 0 | 0 | 0 | 0 | 0 | 0 | 0 | 0 | 0 | 0 | 0 | 0 | 0 | 0 | 0 | 0
F3_Commercial_Other Health_New_Food Preparation_Natural Gas_Steamer_E6 | F3 | Commercial | Other Health | New | Food Preparation | Natural Gas | Steamer | E6 | PACT BC Ratio | 0 | 0 | 0 | 0 | 0 | 0 | 0 | 0 | 0 | 0 | 0 | 0 | 0 | 0 | 0 | 0 | 0 | 0 | 0 | 0 | 0 | 0 | 0 | 0 | 0 | 0 | 0 | 0 | 0 | 0 | 0 | 0 | 0
F3_Commercial_Other Health_New_Food Preparation_Natural Gas_Steamer_E7 | F3 | Commercial | Other Health | New | Food Preparation | Natural Gas | Steamer | E7 | PACT BC Ratio | 0 | 0 | 0 | 0 | 0 | 0 | 0 | 0 | 0 | 0 | 0 | 0 | 0 | 0 | 0 | 0 | 0 | 0 | 0 | 0 | 0 | 0 | 0 | 0 | 0 | 0 | 0 | 0 | 0 | 0 | 0 | 0 | 0
F3_Commercial_Other Health_New_Food Preparation_Natural Gas_Steamer_E8 | F3 | Commercial | Other Health | New | Food Preparation | Natural Gas | Steamer | E8 | PACT BC Ratio | 0 | 0 | 0 | 0 | 0 | 0 | 0 | 0 | 0 | 0 | 0 | 0 | 0 | 0 | 0 | 0 | 0 | 0 | 0 | 0 | 0 | 0 | 0 | 0 | 0 | 0 | 0 | 0 | 0 | 0 | 0 | 0 | 0
F3_Commercial_Other Health_New_Food Preparation_Natural Gas_Steamer_E9 | F3 | Commercial | Other Health | New | Food Preparation | Natural Gas | Steamer | E9 | PACT BC Ratio | 0 | 0 | 0 | 0 | 0 | 0 | 0 | 0 | 0 | 0 | 0 | 0 | 0 | 0 | 0 | 0 | 0 | 0 | 0 | 0 | 0 | 0 | 0 | 0 | 0 | 0 | 0 | 0 | 0 | 0 | 0 | 0 | 0
F3_Commercial_Other Health_New_Food Preparation_Natural Gas_Steamer_E10 | F3 | Commercial | Other Health | New | Food Preparation | Natural Gas | Steamer | E10 | PACT BC Ratio | 0 | 0 | 0 | 0 | 0 | 0 | 0 | 0 | 0 | 0 | 0 | 0 | 0 | 0 | 0 | 0 | 0 | 0 | 0 | 0 | 0 | 0 | 0 | 0 | 0 | 0 | 0 | 0 | 0 | 0 | 0 | 0 | 0
F4_Commercial_Other Health_New_Food Preparation_Natural Gas_Steamer_E1 | F4 | Commercial | Other Health | New | Food Preparation | Natural Gas | Steamer | E1 | RVT BC Ratio | 1 | 1 | 1 | 0 | 0 | 0 | 0 | 0 | 0 | 0 | 0 | 0 | 0 | 0 | 0 | 0 | 0 | 0 | 0 | 0 | 0 | 0 | 0 | 0 | 0 | 0 | 0 | 0 | 0 | 0 | 0 | 0 | 0
F4_Commercial_Other Health_New_Food Preparation_Natural Gas_Steamer_E2 | F4 | Commercial | Other Health | New | Food Preparation | Natural Gas | Steamer | E2 | RVT BC Ratio | 21.446 | 21.4704 | 21.5821 | 1 | 1 | 1 | 1 | 1 | 1 | 1 | 1 | 1 | 1 | 1 | 1 | 1 | 1 | 1 | 1 | 1 | 1 | 1 | 1 | 1 | 1 | 1 | 1 | 1 | 1 | 1 | 1 | 1 | 1
F4_Commercial_Other Health_New_Food Preparation_Natural Gas_Steamer_E3 | F4 | Commercial | Other Health | New | Food Preparation | Natural Gas | Steamer | E3 | RVT BC Ratio | 0 | 0 | 0 | 0 | 0 | 0 | 0 | 0 | 0 | 0 | 0 | 0 | 0 | 0 | 0 | 0 | 0 | 0 | 0 | 0 | 0 | 0 | 0 | 0 | 0 | 0 | 0 | 0 | 0 | 0 | 0 | 0 | 0
F4_Commercial_Other Health_New_Food Preparation_Natural Gas_Steamer_E4 | F4 | Commercial | Other Health | New | Food Preparation | Natural Gas | Steamer | E4 | RVT BC Ratio | 0 | 0 | 0 | 0 | 0 | 0 | 0 | 0 | 0 | 0 | 0 | 0 | 0 | 0 | 0 | 0 | 0 | 0 | 0 | 0 | 0 | 0 | 0 | 0 | 0 | 0 | 0 | 0 | 0 | 0 | 0 | 0 | 0
F4_Commercial_Other Health_New_Food Preparation_Natural Gas_Steamer_E5 | F4 | Commercial | Other Health | New | Food Preparation | Natural Gas | Steamer | E5 | RVT BC Ratio | 0 | 0 | 0 | 0 | 0 | 0 | 0 | 0 | 0 | 0 | 0 | 0 | 0 | 0 | 0 | 0 | 0 | 0 | 0 | 0 | 0 | 0 | 0 | 0 | 0 | 0 | 0 | 0 | 0 | 0 | 0 | 0 | 0
F4_Commercial_Other Health_New_Food Preparation_Natural Gas_Steamer_E6 | F4 | Commercial | Other Health | New | Food Preparation | Natural Gas | Steamer | E6 | RVT BC Ratio | 0 | 0 | 0 | 0 | 0 | 0 | 0 | 0 | 0 | 0 | 0 | 0 | 0 | 0 | 0 | 0 | 0 | 0 | 0 | 0 | 0 | 0 | 0 | 0 | 0 | 0 | 0 | 0 | 0 | 0 | 0 | 0 | 0
F4_Commercial_Other Health_New_Food Preparation_Natural Gas_Steamer_E7 | F4 | Commercial | Other Health | New | Food Preparation | Natural Gas | Steamer | E7 | RVT BC Ratio | 0 | 0 | 0 | 0 | 0 | 0 | 0 | 0 | 0 | 0 | 0 | 0 | 0 | 0 | 0 | 0 | 0 | 0 | 0 | 0 | 0 | 0 | 0 | 0 | 0 | 0 | 0 | 0 | 0 | 0 | 0 | 0 | 0
F4_Commercial_Other Health_New_Food Preparation_Natural Gas_Steamer_E8 | F4 | Commercial | Other Health | New | Food Preparation | Natural Gas | Steamer | E8 | RVT BC Ratio | 0 | 0 | 0 | 0 | 0 | 0 | 0 | 0 | 0 | 0 | 0 | 0 | 0 | 0 | 0 | 0 | 0 | 0 | 0 | 0 | 0 | 0 | 0 | 0 | 0 | 0 | 0 | 0 | 0 | 0 | 0 | 0 | 0
F4_Commercial_Other Health_New_Food Preparation_Natural Gas_Steamer_E9 | F4 | Commercial | Other Health | New | Food Preparation | Natural Gas | Steamer | E9 | RVT BC Ratio | 0 | 0 | 0 | 0 | 0 | 0 | 0 | 0 | 0 | 0 | 0 | 0 | 0 | 0 | 0 | 0 | 0 | 0 | 0 | 0 | 0 | 0 | 0 | 0 | 0 | 0 | 0 | 0 | 0 | 0 | 0 | 0 | 0
F4_Commercial_Other Health_New_Food Preparation_Natural Gas_Steamer_E10 | F4 | Commercial | Other Health | New | Food Preparation | Natural Gas | Steamer | E10 | RVT BC Ratio | 0 | 0 | 0 | 0 | 0 | 0 | 0 | 0 | 0 | 0 | 0 | 0 | 0 | 0 | 0 | 0 | 0 | 0 | 0 | 0 | 0 | 0 | 0 | 0 | 0 | 0 | 0 | 0 | 0 | 0 | 0 | 0 | 0
F5_Commercial_Other Health_New_Food Preparation_Natural Gas_Steamer_E1 | F5 | Commercial | Other Health | New | Food Preparation | Natural Gas | Steamer | E1 | RIM BC Ratio | 1 | 1 | 1 | 0 | 0 | 0 | 0 | 0 | 0 | 0 | 0 | 0 | 0 | 0 | 0 | 0 | 0 | 0 | 0 | 0 | 0 | 0 | 0 | 0 | 0 | 0 | 0 | 0 | 0 | 0 | 0 | 0 | 0
F5_Commercial_Other Health_New_Food Preparation_Natural Gas_Steamer_E2 | F5 | Commercial | Other Health | New | Food Preparation | Natural Gas | Steamer | E2 | RIM BC Ratio | 0.79997 | 0.80001 | 0.80019 | 1 | 1 | 1 | 1 | 1 | 1 | 1 | 1 | 1 | 1 | 1 | 1 | 1 | 1 | 1 | 1 | 1 | 1 | 1 | 1 | 1 | 1 | 1 | 1 | 1 | 1 | 1 | 1 | 1 | 1
F5_Commercial_Other Health_New_Food Preparation_Natural Gas_Steamer_E3 | F5 | Commercial | Other Health | New | Food Preparation | Natural Gas | Steamer | E3 | RIM BC Ratio | 0 | 0 | 0 | 0 | 0 | 0 | 0 | 0 | 0 | 0 | 0 | 0 | 0 | 0 | 0 | 0 | 0 | 0 | 0 | 0 | 0 | 0 | 0 | 0 | 0 | 0 | 0 | 0 | 0 | 0 | 0 | 0 | 0
F5_Commercial_Other Health_New_Food Preparation_Natural Gas_Steamer_E4 | F5 | Commercial | Other Health | New | Food Preparation | Natural Gas | Steamer | E4 | RIM BC Ratio | 0 | 0 | 0 | 0 | 0 | 0 | 0 | 0 | 0 | 0 | 0 | 0 | 0 | 0 | 0 | 0 | 0 | 0 | 0 | 0 | 0 | 0 | 0 | 0 | 0 | 0 | 0 | 0 | 0 | 0 | 0 | 0 | 0
F5_Commercial_Other Health_New_Food Preparation_Natural Gas_Steamer_E5 | F5 | Commercial | Other Health | New | Food Preparation | Natural Gas | Steamer | E5 | RIM BC Ratio | 0 | 0 | 0 | 0 | 0 | 0 | 0 | 0 | 0 | 0 | 0 | 0 | 0 | 0 | 0 | 0 | 0 | 0 | 0 | 0 | 0 | 0 | 0 | 0 | 0 | 0 | 0 | 0 | 0 | 0 | 0 | 0 | 0
F5_Commercial_Other Health_New_Food Preparation_Natural Gas_Steamer_E6 | F5 | Commercial | Other Health | New | Food Preparation | Natural Gas | Steamer | E6 | RIM BC Ratio | 0 | 0 | 0 | 0 | 0 | 0 | 0 | 0 | 0 | 0 | 0 | 0 | 0 | 0 | 0 | 0 | 0 | 0 | 0 | 0 | 0 | 0 | 0 | 0 | 0 | 0 | 0 | 0 | 0 | 0 | 0 | 0 | 0
F5_Commercial_Other Health_New_Food Preparation_Natural Gas_Steamer_E7 | F5 | Commercial | Other Health | New | Food Preparation | Natural Gas | Steamer | E7 | RIM BC Ratio | 0 | 0 | 0 | 0 | 0 | 0 | 0 | 0 | 0 | 0 | 0 | 0 | 0 | 0 | 0 | 0 | 0 | 0 | 0 | 0 | 0 | 0 | 0 | 0 | 0 | 0 | 0 | 0 | 0 | 0 | 0 | 0 | 0
F5_Commercial_Other Health_New_Food Preparation_Natural Gas_Steamer_E8 | F5 | Commercial | Other Health | New | Food Preparation | Natural Gas | Steamer | E8 | RIM BC Ratio | 0 | 0 | 0 | 0 | 0 | 0 | 0 | 0 | 0 | 0 | 0 | 0 | 0 | 0 | 0 | 0 | 0 | 0 | 0 | 0 | 0 | 0 | 0 | 0 | 0 | 0 | 0 | 0 | 0 | 0 | 0 | 0 | 0
F5_Commercial_Other Health_New_Food Preparation_Natural Gas_Steamer_E9 | F5 | Commercial | Other Health | New | Food Preparation | Natural Gas | Steamer | E9 | RIM BC Ratio | 0 | 0 | 0 | 0 | 0 | 0 | 0 | 0 | 0 | 0 | 0 | 0 | 0 | 0 | 0 | 0 | 0 | 0 | 0 | 0 | 0 | 0 | 0 | 0 | 0 | 0 | 0 | 0 | 0 | 0 | 0 | 0 | 0
F5_Commercial_Other Health_New_Food Preparation_Natural Gas_Steamer_E10 | F5 | Commercial | Other Health | New | Food Preparation | Natural Gas | Steamer | E10 | RIM BC Ratio | 0 | 0 | 0 | 0 | 0 | 0 | 0 | 0 | 0 | 0 | 0 | 0 | 0 | 0 | 0 | 0 | 0 | 0 | 0 | 0 | 0 | 0 | 0 | 0 | 0 | 0 | 0 | 0 | 0 | 0 | 0 | 0 | 0
F0_Commercial_Other Health_New_Food Preparation_Natural Gas_Food Prep Other_E0 | F0 | Commercial | Other Health | New | Food Preparation | Natural Gas | Food Prep Other | E0 | Economic Unit | Standard | Standard | Standard | Standard | Standard | Standard | Standard | Standard | Standard | Standard | Standard | Standard | Standard | Standard | Standard | Standard | Standard | Standard | Standard | Standard | Standard | Standard | Standard | Standard | Standard | Standard | Standard | Standard | Standard | Standard | Standard | Standard | Standard
F1_Commercial_Other Health_New_Food Preparation_Natural Gas_Food Prep Other_E1 | F1 | Commercial | Other Health | New | Food Preparation | Natural Gas | Food Prep Other | E1 | CCE | 0 | 0 | 0 | 0 | 0 | 0 | 0 | 0 | 0 | 0 | 0 | 0 | 0 | 0 | 0 | 0 | 0 | 0 | 0 | 0 | 0 | 0 | 0 | 0 | 0 | 0 | 0 | 0 | 0 | 0 | 0 | 0 | 0
F1_Commercial_Other Health_New_Food Preparation_Natural Gas_Food Prep Other_E2 | F1 | Commercial | Other Health | New | Food Preparation | Natural Gas | Food Prep Other | E2 | CCE | 16.9852 | 17.5855 | 15.7861 | 16.0821 | 16.0821 | 16.0821 | 16.0821 | 16.0821 | 16.0821 | 16.0821 | 16.0821 | 16.0821 | 16.0821 | 16.0821 | 16.0821 | 16.0821 | 16.0821 | 16.0821 | 16.0821 | 16.0821 | 16.0821 | 16.0821 | 16.0821 | 16.0821 | 16.0821 | 16.0821 | 16.0821 | 16.0821 | 16.0821 | 16.0821 | 16.0821 | 16.0821 | 16.0821
F1_Commercial_Other Health_New_Food Preparation_Natural Gas_Food Prep Other_E3 | F1 | Commercial | Other Health | New | Food Preparation | Natural Gas | Food Prep Other | E3 | CCE | 0 | 0 | 0 | 0 | 0 | 0 | 0 | 0 | 0 | 0 | 0 | 0 | 0 | 0 | 0 | 0 | 0 | 0 | 0 | 0 | 0 | 0 | 0 | 0 | 0 | 0 | 0 | 0 | 0 | 0 | 0 | 0 | 0
F1_Commercial_Other Health_New_Food Preparation_Natural Gas_Food Prep Other_E4 | F1 | Commercial | Other Health | New | Food Preparation | Natural Gas | Food Prep Other | E4 | CCE | 0 | 0 | 0 | 0 | 0 | 0 | 0 | 0 | 0 | 0 | 0 | 0 | 0 | 0 | 0 | 0 | 0 | 0 | 0 | 0 | 0 | 0 | 0 | 0 | 0 | 0 | 0 | 0 | 0 | 0 | 0 | 0 | 0
F1_Commercial_Other Health_New_Food Preparation_Natural Gas_Food Prep Other_E5 | F1 | Commercial | Other Health | New | Food Preparation | Natural Gas | Food Prep Other | E5 | CCE | 0 | 0 | 0 | 0 | 0 | 0 | 0 | 0 | 0 | 0 | 0 | 0 | 0 | 0 | 0 | 0 | 0 | 0 | 0 | 0 | 0 | 0 | 0 | 0 | 0 | 0 | 0 | 0 | 0 | 0 | 0 | 0 | 0
F1_Commercial_Other Health_New_Food Preparation_Natural Gas_Food Prep Other_E6 | F1 | Commercial | Other Health | New | Food Preparation | Natural Gas | Food Prep Other | E6 | CCE | 0 | 0 | 0 | 0 | 0 | 0 | 0 | 0 | 0 | 0 | 0 | 0 | 0 | 0 | 0 | 0 | 0 | 0 | 0 | 0 | 0 | 0 | 0 | 0 | 0 | 0 | 0 | 0 | 0 | 0 | 0 | 0 | 0
F1_Commercial_Other Health_New_Food Preparation_Natural Gas_Food Prep Other_E7 | F1 | Commercial | Other Health | New | Food Preparation | Natural Gas | Food Prep Other | E7 | CCE | 0 | 0 | 0 | 0 | 0 | 0 | 0 | 0 | 0 | 0 | 0 | 0 | 0 | 0 | 0 | 0 | 0 | 0 | 0 | 0 | 0 | 0 | 0 | 0 | 0 | 0 | 0 | 0 | 0 | 0 | 0 | 0 | 0
F1_Commercial_Other Health_New_Food Preparation_Natural Gas_Food Prep Other_E8 | F1 | Commercial | Other Health | New | Food Preparation | Natural Gas | Food Prep Other | E8 | CCE | 0 | 0 | 0 | 0 | 0 | 0 | 0 | 0 | 0 | 0 | 0 | 0 | 0 | 0 | 0 | 0 | 0 | 0 | 0 | 0 | 0 | 0 | 0 | 0 | 0 | 0 | 0 | 0 | 0 | 0 | 0 | 0 | 0
F1_Commercial_Other Health_New_Food Preparation_Natural Gas_Food Prep Other_E9 | F1 | Commercial | Other Health | New | Food Preparation | Natural Gas | Food Prep Other | E9 | CCE | 0 | 0 | 0 | 0 | 0 | 0 | 0 | 0 | 0 | 0 | 0 | 0 | 0 | 0 | 0 | 0 | 0 | 0 | 0 | 0 | 0 | 0 | 0 | 0 | 0 | 0 | 0 | 0 | 0 | 0 | 0 | 0 | 0
F1_Commercial_Other Health_New_Food Preparation_Natural Gas_Food Prep Other_E10 | F1 | Commercial | Other Health | New | Food Preparation | Natural Gas | Food Prep Other | E10 | CCE | 0 | 0 | 0 | 0 | 0 | 0 | 0 | 0 | 0 | 0 | 0 | 0 | 0 | 0 | 0 | 0 | 0 | 0 | 0 | 0 | 0 | 0 | 0 | 0 | 0 | 0 | 0 | 0 | 0 | 0 | 0 | 0 | 0
F2_Commercial_Other Health_New_Food Preparation_Natural Gas_Food Prep Other_E1 | F2 | Commercial | Other Health | New | Food Preparation | Natural Gas | Food Prep Other | E1 | TRC BC Ratio | bar: 2019 to 2051
F2_Commercial_Other Health_New_Food Preparation_Natural Gas_Food Prep Other_E2 | F2 | Commercial | Other Health | New | Food Preparation | Natural Gas | Food Prep Other | E2 | TRC BC Ratio | 0.096778 | 0.096763 | 0.097228 | 0.096513 | 0.096078 | 0.096394 | 0.097347 | 0.098099 | 0.099032 | 0.099913 | 0.1008 | 0.10161 | 0.10248 | 0.1034 | 0.10427 | 0.10515 | 0.10605 | 0.10703 | 0.10805 | 0.10913 | 0.11019 | 0.1113 | 0.11232 | 0.11337 | 0.11431 | 0.11512 | 0.11585 | 0.11649 | 0.11699 | 0.11739 | 0.11761 | 0.11776 | 0.11776
F2_Commercial_Other Health_New_Food Preparation_Natural Gas_Food Prep Other_E3 | F2 | Commercial | Other Health | New | Food Preparation | Natural Gas | Food Prep Other | E3 | TRC BC Ratio | 0 | 0 | 0 | 0 | 0 | 0 | 0 | 0 | 0 | 0 | 0 | 0 | 0 | 0 | 0 | 0 | 0 | 0 | 0 | 0 | 0 | 0 | 0 | 0 | 0 | 0 | 0 | 0 | 0 | 0 | 0 | 0 | 0
F2_Commercial_Other Health_New_Food Preparation_Natural Gas_Food Prep Other_E4 | F2 | Commercial | Other Health | New | Food Preparation | Natural Gas | Food Prep Other | E4 | TRC BC Ratio | 0 | 0 | 0 | 0 | 0 | 0 | 0 | 0 | 0 | 0 | 0 | 0 | 0 | 0 | 0 | 0 | 0 | 0 | 0 | 0 | 0 | 0 | 0 | 0 | 0 | 0 | 0 | 0 | 0 | 0 | 0 | 0 | 0
F2_Commercial_Other Health_New_Food Preparation_Natural Gas_Food Prep Other_E5 | F2 | Commercial | Other Health | New | Food Preparation | Natural Gas | Food Prep Other | E5 | TRC BC Ratio | 0 | 0 | 0 | 0 | 0 | 0 | 0 | 0 | 0 | 0 | 0 | 0 | 0 | 0 | 0 | 0 | 0 | 0 | 0 | 0 | 0 | 0 | 0 | 0 | 0 | 0 | 0 | 0 | 0 | 0 | 0 | 0 | 0
F2_Commercial_Other Health_New_Food Preparation_Natural Gas_Food Prep Other_E6 | F2 | Commercial | Other Health | New | Food Preparation | Natural Gas | Food Prep Other | E6 | TRC BC Ratio | 0 | 0 | 0 | 0 | 0 | 0 | 0 | 0 | 0 | 0 | 0 | 0 | 0 | 0 | 0 | 0 | 0 | 0 | 0 | 0 | 0 | 0 | 0 | 0 | 0 | 0 | 0 | 0 | 0 | 0 | 0 | 0 | 0
F2_Commercial_Other Health_New_Food Preparation_Natural Gas_Food Prep Other_E7 | F2 | Commercial | Other Health | New | Food Preparation | Natural Gas | Food Prep Other | E7 | TRC BC Ratio | 0 | 0 | 0 | 0 | 0 | 0 | 0 | 0 | 0 | 0 | 0 | 0 | 0 | 0 | 0 | 0 | 0 | 0 | 0 | 0 | 0 | 0 | 0 | 0 | 0 | 0 | 0 | 0 | 0 | 0 | 0 | 0 | 0
F2_Commercial_Other Health_New_Food Preparation_Natural Gas_Food Prep Other_E8 | F2 | Commercial | Other Health | New | Food Preparation | Natural Gas | Food Prep Other | E8 | TRC BC Ratio | 0 | 0 | 0 | 0 | 0 | 0 | 0 | 0 | 0 | 0 | 0 | 0 | 0 | 0 | 0 | 0 | 0 | 0 | 0 | 0 | 0 | 0 | 0 | 0 | 0 | 0 | 0 | 0 | 0 | 0 | 0 | 0 | 0
F2_Commercial_Other Health_New_Food Preparation_Natural Gas_Food Prep Other_E9 | F2 | Commercial | Other Health | New | Food Preparation | Natural Gas | Food Prep Other | E9 | TRC BC Ratio | 0 | 0 | 0 | 0 | 0 | 0 | 0 | 0 | 0 | 0 | 0 | 0 | 0 | 0 | 0 | 0 | 0 | 0 | 0 | 0 | 0 | 0 | 0 | 0 | 0 | 0 | 0 | 0 | 0 | 0 | 0 | 0 | 0
F2_Commercial_Other Health_New_Food Preparation_Natural Gas_Food Prep Other_E10 | F2 | Commercial | Other Health | New | Food Preparation | Natural Gas | Food Prep Other | E10 | TRC BC Ratio | 0 | 0 | 0 | 0 | 0 | 0 | 0 | 0 | 0 | 0 | 0 | 0 | 0 | 0 | 0 | 0 | 0 | 0 | 0 | 0 | 0 | 0 | 0 | 0 | 0 | 0 | 0 | 0 | 0 | 0 | 0 | 0 | 0
F3_Commercial_Other Health_New_Food Preparation_Natural Gas_Food Prep Other_E1 | F3 | Commercial | Other Health | New | Food Preparation | Natural Gas | Food Prep Other | E1 | PACT BC Ratio | bar: 2019 to 2051
F3_Commercial_Other Health_New_Food Preparation_Natural Gas_Food Prep Other_E2 | F3 | Commercial | Other Health | New | Food Preparation | Natural Gas | Food Prep Other | E2 | PACT BC Ratio | 0.12904 | 0.12902 | 0.12964 | 0.12868 | 0.1281 | 0.12853 | 0.1298 | 0.1308 | 0.13204 | 0.13322 | 0.1344 | 0.13548 | 0.13665 | 0.13786 | 0.13902 | 0.1402 | 0.1414 | 0.14271 | 0.14407 | 0.14551 | 0.14692 | 0.14839 | 0.14976 | 0.15117 | 0.15241 | 0.15349 | 0.15447 | 0.15532 | 0.15598 | 0.15652 | 0.15682 | 0.15702 | 0.15702
F3_Commercial_Other Health_New_Food Preparation_Natural Gas_Food Prep Other_E3 | F3 | Commercial | Other Health | New | Food Preparation | Natural Gas | Food Prep Other | E3 | PACT BC Ratio | 0 | 0 | 0 | 0 | 0 | 0 | 0 | 0 | 0 | 0 | 0 | 0 | 0 | 0 | 0 | 0 | 0 | 0 | 0 | 0 | 0 | 0 | 0 | 0 | 0 | 0 | 0 | 0 | 0 | 0 | 0 | 0 | 0
F3_Commercial_Other Health_New_Food Preparation_Natural Gas_Food Prep Other_E4 | F3 | Commercial | Other Health | New | Food Preparation | Natural Gas | Food Prep Other | E4 | PACT BC Ratio | 0 | 0 | 0 | 0 | 0 | 0 | 0 | 0 | 0 | 0 | 0 | 0 | 0 | 0 | 0 | 0 | 0 | 0 | 0 | 0 | 0 | 0 | 0 | 0 | 0 | 0 | 0 | 0 | 0 | 0 | 0 | 0 | 0
F3_Commercial_Other Health_New_Food Preparation_Natural Gas_Food Prep Other_E5 | F3 | Commercial | Other Health | New | Food Preparation | Natural Gas | Food Prep Other | E5 | PACT BC Ratio | 0 | 0 | 0 | 0 | 0 | 0 | 0 | 0 | 0 | 0 | 0 | 0 | 0 | 0 | 0 | 0 | 0 | 0 | 0 | 0 | 0 | 0 | 0 | 0 | 0 | 0 | 0 | 0 | 0 | 0 | 0 | 0 | 0
F3_Commercial_Other Health_New_Food Preparation_Natural Gas_Food Prep Other_E6 | F3 | Commercial | Other Health | New | Food Preparation | Natural Gas | Food Prep Other | E6 | PACT BC Ratio | 0 | 0 | 0 | 0 | 0 | 0 | 0 | 0 | 0 | 0 | 0 | 0 | 0 | 0 | 0 | 0 | 0 | 0 | 0 | 0 | 0 | 0 | 0 | 0 | 0 | 0 | 0 | 0 | 0 | 0 | 0 | 0 | 0
F3_Commercial_Other Health_New_Food Preparation_Natural Gas_Food Prep Other_E7 | F3 | Commercial | Other Health | New | Food Preparation | Natural Gas | Food Prep Other | E7 | PACT BC Ratio | 0 | 0 | 0 | 0 | 0 | 0 | 0 | 0 | 0 | 0 | 0 | 0 | 0 | 0 | 0 | 0 | 0 | 0 | 0 | 0 | 0 | 0 | 0 | 0 | 0 | 0 | 0 | 0 | 0 | 0 | 0 | 0 | 0
F3_Commercial_Other Health_New_Food Preparation_Natural Gas_Food Prep Other_E8 | F3 | Commercial | Other Health | New | Food Preparation | Natural Gas | Food Prep Other | E8 | PACT BC Ratio | 0 | 0 | 0 | 0 | 0 | 0 | 0 | 0 | 0 | 0 | 0 | 0 | 0 | 0 | 0 | 0 | 0 | 0 | 0 | 0 | 0 | 0 | 0 | 0 | 0 | 0 | 0 | 0 | 0 | 0 | 0 | 0 | 0
F3_Commercial_Other Health_New_Food Preparation_Natural Gas_Food Prep Other_E9 | F3 | Commercial | Other Health | New | Food Preparation | Natural Gas | Food Prep Other | E9 | PACT BC Ratio | 0 | 0 | 0 | 0 | 0 | 0 | 0 | 0 | 0 | 0 | 0 | 0 | 0 | 0 | 0 | 0 | 0 | 0 | 0 | 0 | 0 | 0 | 0 | 0 | 0 | 0 | 0 | 0 | 0 | 0 | 0 | 0 | 0
F3_Commercial_Other Health_New_Food Preparation_Natural Gas_Food Prep Other_E10 | F3 | Commercial | Other Health | New | Food Preparation | Natural Gas | Food Prep Other | E10 | PACT BC Ratio | 0 | 0 | 0 | 0 | 0 | 0 | 0 | 0 | 0 | 0 | 0 | 0 | 0 | 0 | 0 | 0 | 0 | 0 | 0 | 0 | 0 | 0 | 0 | 0 | 0 | 0 | 0 | 0 | 0 | 0 | 0 | 0 | 0
F4_Commercial_Other Health_New_Food Preparation_Natural Gas_Food Prep Other_E1 | F4 | Commercial | Other Health | New | Food Preparation | Natural Gas | Food Prep Other | E1 | RVT BC Ratio | bar: 2019 to 2051
F4_Commercial_Other Health_New_Food Preparation_Natural Gas_Food Prep Other_E2 | F4 | Commercial | Other Health | New | Food Preparation | Natural Gas | Food Prep Other | E2 | RVT BC Ratio | 0.83914 | 0.83911 | 0.83978 | 0.83875 | 0.83813 | 0.83858 | 0.83995 | 0.84103 | 0.84238 | 0.84364 | 0.84492 | 0.84609 | 0.84734 | 0.84865 | 0.8499 | 0.85118 | 0.85247 | 0.85388 | 0.85535 | 0.85689 | 0.85842 | 0.86001 | 0.86148 | 0.863 | 0.86434 | 0.8655 | 0.86656 | 0.86747 | 0.86819 | 0.86877 | 0.86909 | 0.86931 | 0.86931
F4_Commercial_Other Health_New_Food Preparation_Natural Gas_Food Prep Other_E3 | F4 | Commercial | Other Health | New | Food Preparation | Natural Gas | Food Prep Other | E3 | RVT BC Ratio | 0 | 0 | 0 | 0 | 0 | 0 | 0 | 0 | 0 | 0 | 0 | 0 | 0 | 0 | 0 | 0 | 0 | 0 | 0 | 0 | 0 | 0 | 0 | 0 | 0 | 0 | 0 | 0 | 0 | 0 | 0 | 0 | 0
F4_Commercial_Other Health_New_Food Preparation_Natural Gas_Food Prep Other_E4 | F4 | Commercial | Other Health | New | Food Preparation | Natural Gas | Food Prep Other | E4 | RVT BC Ratio | 0 | 0 | 0 | 0 | 0 | 0 | 0 | 0 | 0 | 0 | 0 | 0 | 0 | 0 | 0 | 0 | 0 | 0 | 0 | 0 | 0 | 0 | 0 | 0 | 0 | 0 | 0 | 0 | 0 | 0 | 0 | 0 | 0
F4_Commercial_Other Health_New_Food Preparation_Natural Gas_Food Prep Other_E5 | F4 | Commercial | Other Health | New | Food Preparation | Natural Gas | Food Prep Other | E5 | RVT BC Ratio | 0 | 0 | 0 | 0 | 0 | 0 | 0 | 0 | 0 | 0 | 0 | 0 | 0 | 0 | 0 | 0 | 0 | 0 | 0 | 0 | 0 | 0 | 0 | 0 | 0 | 0 | 0 | 0 | 0 | 0 | 0 | 0 | 0
F4_Commercial_Other Health_New_Food Preparation_Natural Gas_Food Prep Other_E6 | F4 | Commercial | Other Health | New | Food Preparation | Natural Gas | Food Prep Other | E6 | RVT BC Ratio | 0 | 0 | 0 | 0 | 0 | 0 | 0 | 0 | 0 | 0 | 0 | 0 | 0 | 0 | 0 | 0 | 0 | 0 | 0 | 0 | 0 | 0 | 0 | 0 | 0 | 0 | 0 | 0 | 0 | 0 | 0 | 0 | 0
F4_Commercial_Other Health_New_Food Preparation_Natural Gas_Food Prep Other_E7 | F4 | Commercial | Other Health | New | Food Preparation | Natural Gas | Food Prep Other | E7 | RVT BC Ratio | 0 | 0 | 0 | 0 | 0 | 0 | 0 | 0 | 0 | 0 | 0 | 0 | 0 | 0 | 0 | 0 | 0 | 0 | 0 | 0 | 0 | 0 | 0 | 0 | 0 | 0 | 0 | 0 | 0 | 0 | 0 | 0 | 0
F4_Commercial_Other Health_New_Food Preparation_Natural Gas_Food Prep Other_E8 | F4 | Commercial | Other Health | New | Food Preparation | Natural Gas | Food Prep Other | E8 | RVT BC Ratio | 0 | 0 | 0 | 0 | 0 | 0 | 0 | 0 | 0 | 0 | 0 | 0 | 0 | 0 | 0 | 0 | 0 | 0 | 0 | 0 | 0 | 0 | 0 | 0 | 0 | 0 | 0 | 0 | 0 | 0 | 0 | 0 | 0
F4_Commercial_Other Health_New_Food Preparation_Natural Gas_Food Prep Other_E9 | F4 | Commercial | Other Health | New | Food Preparation | Natural Gas | Food Prep Other | E9 | RVT BC Ratio | 0 | 0 | 0 | 0 | 0 | 0 | 0 | 0 | 0 | 0 | 0 | 0 | 0 | 0 | 0 | 0 | 0 | 0 | 0 | 0 | 0 | 0 | 0 | 0 | 0 | 0 | 0 | 0 | 0 | 0 | 0 | 0 | 0
F4_Commercial_Other Health_New_Food Preparation_Natural Gas_Food Prep Other_E10 | F4 | Commercial | Other Health | New | Food Preparation | Natural Gas | Food Prep Other | E10 | RVT BC Ratio | 0 | 0 | 0 | 0 | 0 | 0 | 0 | 0 | 0 | 0 | 0 | 0 | 0 | 0 | 0 | 0 | 0 | 0 | 0 | 0 | 0 | 0 | 0 | 0 | 0 | 0 | 0 | 0 | 0 | 0 | 0 | 0 | 0
F5_Commercial_Other Health_New_Food Preparation_Natural Gas_Food Prep Other_E1 | F5 | Commercial | Other Health | New | Food Preparation | Natural Gas | Food Prep Other | E1 | RIM BC Ratio | bar: 2019 to 2051
F5_Commercial_Other Health_New_Food Preparation_Natural Gas_Food Prep Other_E2 | F5 | Commercial | Other Health | New | Food Preparation | Natural Gas | Food Prep Other | E2 | RIM BC Ratio | 0.11176 | 0.11174 | 0.11221 | 0.11149 | 0.11106 | 0.11138 | 0.11233 | 0.11308 | 0.11401 | 0.11488 | 0.11576 | 0.11656 | 0.11742 | 0.11832 | 0.11917 | 0.12004 | 0.12092 | 0.12187 | 0.12286 | 0.12391 | 0.12493 | 0.12599 | 0.12697 | 0.12799 | 0.12888 | 0.12965 | 0.13035 | 0.13095 | 0.13142 | 0.13181 | 0.13202 | 0.13216 | 0.13216
F5_Commercial_Other Health_New_Food Preparation_Natural Gas_Food Prep Other_E3 | F5 | Commercial | Other Health | New | Food Preparation | Natural Gas | Food Prep Other | E3 | RIM BC Ratio | 0 | 0 | 0 | 0 | 0 | 0 | 0 | 0 | 0 | 0 | 0 | 0 | 0 | 0 | 0 | 0 | 0 | 0 | 0 | 0 | 0 | 0 | 0 | 0 | 0 | 0 | 0 | 0 | 0 | 0 | 0 | 0 | 0
F5_Commercial_Other Health_New_Food Preparation_Natural Gas_Food Prep Other_E4 | F5 | Commercial | Other Health | New | Food Preparation | Natural Gas | Food Prep Other | E4 | RIM BC Ratio | 0 | 0 | 0 | 0 | 0 | 0 | 0 | 0 | 0 | 0 | 0 | 0 | 0 | 0 | 0 | 0 | 0 | 0 | 0 | 0 | 0 | 0 | 0 | 0 | 0 | 0 | 0 | 0 | 0 | 0 | 0 | 0 | 0
F5_Commercial_Other Health_New_Food Preparation_Natural Gas_Food Prep Other_E5 | F5 | Commercial | Other Health | New | Food Preparation | Natural Gas | Food Prep Other | E5 | RIM BC Ratio | 0 | 0 | 0 | 0 | 0 | 0 | 0 | 0 | 0 | 0 | 0 | 0 | 0 | 0 | 0 | 0 | 0 | 0 | 0 | 0 | 0 | 0 | 0 | 0 | 0 | 0 | 0 | 0 | 0 | 0 | 0 | 0 | 0
F5_Commercial_Other Health_New_Food Preparation_Natural Gas_Food Prep Other_E6 | F5 | Commercial | Other Health | New | Food Preparation | Natural Gas | Food Prep Other | E6 | RIM BC Ratio | 0 | 0 | 0 | 0 | 0 | 0 | 0 | 0 | 0 | 0 | 0 | 0 | 0 | 0 | 0 | 0 | 0 | 0 | 0 | 0 | 0 | 0 | 0 | 0 | 0 | 0 | 0 | 0 | 0 | 0 | 0 | 0 | 0
F5_Commercial_Other Health_New_Food Preparation_Natural Gas_Food Prep Other_E7 | F5 | Commercial | Other Health | New | Food Preparation | Natural Gas | Food Prep Other | E7 | RIM BC Ratio | 0 | 0 | 0 | 0 | 0 | 0 | 0 | 0 | 0 | 0 | 0 | 0 | 0 | 0 | 0 | 0 | 0 | 0 | 0 | 0 | 0 | 0 | 0 | 0 | 0 | 0 | 0 | 0 | 0 | 0 | 0 | 0 | 0
F5_Commercial_Other Health_New_Food Preparation_Natural Gas_Food Prep Other_E8 | F5 | Commercial | Other Health | New | Food Preparation | Natural Gas | Food Prep Other | E8 | RIM BC Ratio | 0 | 0 | 0 | 0 | 0 | 0 | 0 | 0 | 0 | 0 | 0 | 0 | 0 | 0 | 0 | 0 | 0 | 0 | 0 | 0 | 0 | 0 | 0 | 0 | 0 | 0 | 0 | 0 | 0 | 0 | 0 | 0 | 0
F5_Commercial_Other Health_New_Food Preparation_Natural Gas_Food Prep Other_E9 | F5 | Commercial | Other Health | New | Food Preparation | Natural Gas | Food Prep Other | E9 | RIM BC Ratio | 0 | 0 | 0 | 0 | 0 | 0 | 0 | 0 | 0 | 0 | 0 | 0 | 0 | 0 | 0 | 0 | 0 | 0 | 0 | 0 | 0 | 0 | 0 | 0 | 0 | 0 | 0 | 0 | 0 | 0 | 0 | 0 | 0
F5_Commercial_Other Health_New_Food Preparation_Natural Gas_Food Prep Other_E10 | F5 | Commercial | Other Health | New | Food Preparation | Natural Gas | Food Prep Other | E10 | RIM BC Ratio | 0 | 0 | 0 | 0 | 0 | 0 | 0 | 0 | 0 | 0 | 0 | 0 | 0 | 0 | 0 | 0 | 0 | 0 | 0 | 0 | 0 | 0 | 0 | 0 | 0 | 0 | 0 | 0 | 0 | 0 | 0 | 0 | 0
F0_Commercial_Other Health_New_Miscellaneous_Natural Gas_Pool Heater_E0 | F0 | Commercial | Other Health | New | Miscellaneous | Natural Gas | Pool Heater | E0 | Economic Unit | Standard (EF .78) | Standard (EF .78) | Standard (EF .78) | Standard (EF .78) | Standard (EF .78) | Standard (EF .78) | Standard (EF .78) | Standard (EF .78) | Standard (EF .78) | Standard (EF .78) | Standard (EF .78) | Standard (EF .78) | Standard (EF .78) | Standard (EF .78) | Standard (EF .78) | Standard (EF .78) | Standard (EF .78) | Standard (EF .78) | Standard (EF .78) | Standard (EF .78) | Standard (EF .78) | Standard (EF .78) | Standard (EF .78) | Standard (EF .78) | Standard (EF .78) | Standard (EF .78) | Standard (EF .78) | Standard (EF .78) | Standard (EF .78) | Standard (EF .78) | Standard (EF .78) | Standard (EF .78) | Standard (EF .78)
F1_Commercial_Other Health_New_Miscellaneous_Natural Gas_Pool Heater_E1 | F1 | Commercial | Other Health | New | Miscellaneous | Natural Gas | Pool Heater | E1 | CCE | 0 | 0 | 0 | 0 | 0 | 0 | 0 | 0 | 0 | 0 | 0 | 0 | 0 | 0 | 0 | 0 | 0 | 0 | 0 | 0 | 0 | 0 | 0 | 0 | 0 | 0 | 0 | 0 | 0 | 0 | 0 | 0 | 0
F1_Commercial_Other Health_New_Miscellaneous_Natural Gas_Pool Heater_E2 | F1 | Commercial | Other Health | New | Miscellaneous | Natural Gas | Pool Heater | E2 | CCE | 1.2677 | 1.3125 | 1.1782 | 1.2003 | 1.2003 | 1.2003 | 1.2003 | 1.2003 | 1.2003 | 1.2003 | 1.2003 | 1.2003 | 1.2003 | 1.2003 | 1.2003 | 1.2003 | 1.2003 | 1.2003 | 1.2003 | 1.2003 | 1.2003 | 1.2003 | 1.2003 | 1.2003 | 1.2003 | 1.2003 | 1.2003 | 1.2003 | 1.2003 | 1.2003 | 1.2003 | 1.2003 | 1.2003
F1_Commercial_Other Health_New_Miscellaneous_Natural Gas_Pool Heater_E3 | F1 | Commercial | Other Health | New | Miscellaneous | Natural Gas | Pool Heater | E3 | CCE | 0 | 0 | 0 | 0 | 0 | 0 | 0 | 0 | 0 | 0 | 0 | 0 | 0 | 0 | 0 | 0 | 0 | 0 | 0 | 0 | 0 | 0 | 0 | 0 | 0 | 0 | 0 | 0 | 0 | 0 | 0 | 0 | 0
F1_Commercial_Other Health_New_Miscellaneous_Natural Gas_Pool Heater_E4 | F1 | Commercial | Other Health | New | Miscellaneous | Natural Gas | Pool Heater | E4 | CCE | 0 | 0 | 0 | 0 | 0 | 0 | 0 | 0 | 0 | 0 | 0 | 0 | 0 | 0 | 0 | 0 | 0 | 0 | 0 | 0 | 0 | 0 | 0 | 0 | 0 | 0 | 0 | 0 | 0 | 0 | 0 | 0 | 0
F1_Commercial_Other Health_New_Miscellaneous_Natural Gas_Pool Heater_E5 | F1 | Commercial | Other Health | New | Miscellaneous | Natural Gas | Pool Heater | E5 | CCE | 0 | 0 | 0 | 0 | 0 | 0 | 0 | 0 | 0 | 0 | 0 | 0 | 0 | 0 | 0 | 0 | 0 | 0 | 0 | 0 | 0 | 0 | 0 | 0 | 0 | 0 | 0 | 0 | 0 | 0 | 0 | 0 | 0
F1_Commercial_Other Health_New_Miscellaneous_Natural Gas_Pool Heater_E6 | F1 | Commercial | Other Health | New | Miscellaneous | Natural Gas | Pool Heater | E6 | CCE | 0 | 0 | 0 | 0 | 0 | 0 | 0 | 0 | 0 | 0 | 0 | 0 | 0 | 0 | 0 | 0 | 0 | 0 | 0 | 0 | 0 | 0 | 0 | 0 | 0 | 0 | 0 | 0 | 0 | 0 | 0 | 0 | 0
F1_Commercial_Other Health_New_Miscellaneous_Natural Gas_Pool Heater_E7 | F1 | Commercial | Other Health | New | Miscellaneous | Natural Gas | Pool Heater | E7 | CCE | 0 | 0 | 0 | 0 | 0 | 0 | 0 | 0 | 0 | 0 | 0 | 0 | 0 | 0 | 0 | 0 | 0 | 0 | 0 | 0 | 0 | 0 | 0 | 0 | 0 | 0 | 0 | 0 | 0 | 0 | 0 | 0 | 0
F1_Commercial_Other Health_New_Miscellaneous_Natural Gas_Pool Heater_E8 | F1 | Commercial | Other Health | New | Miscellaneous | Natural Gas | Pool Heater | E8 | CCE | 0 | 0 | 0 | 0 | 0 | 0 | 0 | 0 | 0 | 0 | 0 | 0 | 0 | 0 | 0 | 0 | 0 | 0 | 0 | 0 | 0 | 0 | 0 | 0 | 0 | 0 | 0 | 0 | 0 | 0 | 0 | 0 | 0
F1_Commercial_Other Health_New_Miscellaneous_Natural Gas_Pool Heater_E9 | F1 | Commercial | Other Health | New | Miscellaneous | Natural Gas | Pool Heater | E9 | CCE | 0 | 0 | 0 | 0 | 0 | 0 | 0 | 0 | 0 | 0 | 0 | 0 | 0 | 0 | 0 | 0 | 0 | 0 | 0 | 0 | 0 | 0 | 0 | 0 | 0 | 0 | 0 | 0 | 0 | 0 | 0 | 0 | 0
F1_Commercial_Other Health_New_Miscellaneous_Natural Gas_Pool Heater_E10 | F1 | Commercial | Other Health | New | Miscellaneous | Natural Gas | Pool Heater | E10 | CCE | 0 | 0 | 0 | 0 | 0 | 0 | 0 | 0 | 0 | 0 | 0 | 0 | 0 | 0 | 0 | 0 | 0 | 0 | 0 | 0 | 0 | 0 | 0 | 0 | 0 | 0 | 0 | 0 | 0 | 0 | 0 | 0 | 0
F2_Commercial_Other Health_New_Miscellaneous_Natural Gas_Pool Heater_E1 | F2 | Commercial | Other Health | New | Miscellaneous | Natural Gas | Pool Heater | E1 | TRC BC Ratio | bar: 2019 to 2051
F2_Commercial_Other Health_New_Miscellaneous_Natural Gas_Pool Heater_E2 | F2 | Commercial | Other Health | New | Miscellaneous | Natural Gas | Pool Heater | E2 | TRC BC Ratio | 0 | 0 | 0 | 0 | 0 | 0 | 0 | 0 | 0 | 0 | 0 | 0 | 0 | 0 | 0 | 0 | 0 | 0 | 0 | 0 | 0 | 0 | 0 | 0 | 0 | 0 | 0 | 0 | 0 | 0 | 0 | 0 | 0
F2_Commercial_Other Health_New_Miscellaneous_Natural Gas_Pool Heater_E3 | F2 | Commercial | Other Health | New | Miscellaneous | Natural Gas | Pool Heater | E3 | TRC BC Ratio | 0 | 0 | 0 | 0 | 0 | 0 | 0 | 0 | 0 | 0 | 0 | 0 | 0 | 0 | 0 | 0 | 0 | 0 | 0 | 0 | 0 | 0 | 0 | 0 | 0 | 0 | 0 | 0 | 0 | 0 | 0 | 0 | 0
F2_Commercial_Other Health_New_Miscellaneous_Natural Gas_Pool Heater_E4 | F2 | Commercial | Other Health | New | Miscellaneous | Natural Gas | Pool Heater | E4 | TRC BC Ratio | 0 | 0 | 0 | 0 | 0 | 0 | 0 | 0 | 0 | 0 | 0 | 0 | 0 | 0 | 0 | 0 | 0 | 0 | 0 | 0 | 0 | 0 | 0 | 0 | 0 | 0 | 0 | 0 | 0 | 0 | 0 | 0 | 0
F2_Commercial_Other Health_New_Miscellaneous_Natural Gas_Pool Heater_E5 | F2 | Commercial | Other Health | New | Miscellaneous | Natural Gas | Pool Heater | E5 | TRC BC Ratio | 0 | 0 | 0 | 0 | 0 | 0 | 0 | 0 | 0 | 0 | 0 | 0 | 0 | 0 | 0 | 0 | 0 | 0 | 0 | 0 | 0 | 0 | 0 | 0 | 0 | 0 | 0 | 0 | 0 | 0 | 0 | 0 | 0
F2_Commercial_Other Health_New_Miscellaneous_Natural Gas_Pool Heater_E6 | F2 | Commercial | Other Health | New | Miscellaneous | Natural Gas | Pool Heater | E6 | TRC BC Ratio | 0 | 0 | 0 | 0 | 0 | 0 | 0 | 0 | 0 | 0 | 0 | 0 | 0 | 0 | 0 | 0 | 0 | 0 | 0 | 0 | 0 | 0 | 0 | 0 | 0 | 0 | 0 | 0 | 0 | 0 | 0 | 0 | 0
F2_Commercial_Other Health_New_Miscellaneous_Natural Gas_Pool Heater_E7 | F2 | Commercial | Other Health | New | Miscellaneous | Natural Gas | Pool Heater | E7 | TRC BC Ratio | 0 | 0 | 0 | 0 | 0 | 0 | 0 | 0 | 0 | 0 | 0 | 0 | 0 | 0 | 0 | 0 | 0 | 0 | 0 | 0 | 0 | 0 | 0 | 0 | 0 | 0 | 0 | 0 | 0 | 0 | 0 | 0 | 0
F2_Commercial_Other Health_New_Miscellaneous_Natural Gas_Pool Heater_E8 | F2 | Commercial | Other Health | New | Miscellaneous | Natural Gas | Pool Heater | E8 | TRC BC Ratio | 0 | 0 | 0 | 0 | 0 | 0 | 0 | 0 | 0 | 0 | 0 | 0 | 0 | 0 | 0 | 0 | 0 | 0 | 0 | 0 | 0 | 0 | 0 | 0 | 0 | 0 | 0 | 0 | 0 | 0 | 0 | 0 | 0
F2_Commercial_Other Health_New_Miscellaneous_Natural Gas_Pool Heater_E9 | F2 | Commercial | Other Health | New | Miscellaneous | Natural Gas | Pool Heater | E9 | TRC BC Ratio | 0 | 0 | 0 | 0 | 0 | 0 | 0 | 0 | 0 | 0 | 0 | 0 | 0 | 0 | 0 | 0 | 0 | 0 | 0 | 0 | 0 | 0 | 0 | 0 | 0 | 0 | 0 | 0 | 0 | 0 | 0 | 0 | 0
F2_Commercial_Other Health_New_Miscellaneous_Natural Gas_Pool Heater_E10 | F2 | Commercial | Other Health | New | Miscellaneous | Natural Gas | Pool Heater | E10 | TRC BC Ratio | 0 | 0 | 0 | 0 | 0 | 0 | 0 | 0 | 0 | 0 | 0 | 0 | 0 | 0 | 0 | 0 | 0 | 0 | 0 | 0 | 0 | 0 | 0 | 0 | 0 | 0 | 0 | 0 | 0 | 0 | 0 | 0 | 0
F3_Commercial_Other Health_New_Miscellaneous_Natural Gas_Pool Heater_E1 | F3 | Commercial | Other Health | New | Miscellaneous | Natural Gas | Pool Heater | E1 | PACT BC Ratio | bar: 2019 to 2051
F3_Commercial_Other Health_New_Miscellaneous_Natural Gas_Pool Heater_E2 | F3 | Commercial | Other Health | New | Miscellaneous | Natural Gas | Pool Heater | E2 | PACT BC Ratio | 0 | 0 | 0 | 0 | 0 | 0 | 0 | 0 | 0 | 0 | 0 | 0 | 0 | 0 | 0 | 0 | 0 | 0 | 0 | 0 | 0 | 0 | 0 | 0 | 0 | 0 | 0 | 0 | 0 | 0 | 0 | 0 | 0
F3_Commercial_Other Health_New_Miscellaneous_Natural Gas_Pool Heater_E3 | F3 | Commercial | Other Health | New | Miscellaneous | Natural Gas | Pool Heater | E3 | PACT BC Ratio | 0 | 0 | 0 | 0 | 0 | 0 | 0 | 0 | 0 | 0 | 0 | 0 | 0 | 0 | 0 | 0 | 0 | 0 | 0 | 0 | 0 | 0 | 0 | 0 | 0 | 0 | 0 | 0 | 0 | 0 | 0 | 0 | 0
F3_Commercial_Other Health_New_Miscellaneous_Natural Gas_Pool Heater_E4 | F3 | Commercial | Other Health | New | Miscellaneous | Natural Gas | Pool Heater | E4 | PACT BC Ratio | 0 | 0 | 0 | 0 | 0 | 0 | 0 | 0 | 0 | 0 | 0 | 0 | 0 | 0 | 0 | 0 | 0 | 0 | 0 | 0 | 0 | 0 | 0 | 0 | 0 | 0 | 0 | 0 | 0 | 0 | 0 | 0 | 0
F3_Commercial_Other Health_New_Miscellaneous_Natural Gas_Pool Heater_E5 | F3 | Commercial | Other Health | New | Miscellaneous | Natural Gas | Pool Heater | E5 | PACT BC Ratio | 0 | 0 | 0 | 0 | 0 | 0 | 0 | 0 | 0 | 0 | 0 | 0 | 0 | 0 | 0 | 0 | 0 | 0 | 0 | 0 | 0 | 0 | 0 | 0 | 0 | 0 | 0 | 0 | 0 | 0 | 0 | 0 | 0
F3_Commercial_Other Health_New_Miscellaneous_Natural Gas_Pool Heater_E6 | F3 | Commercial | Other Health | New | Miscellaneous | Natural Gas | Pool Heater | E6 | PACT BC Ratio | 0 | 0 | 0 | 0 | 0 | 0 | 0 | 0 | 0 | 0 | 0 | 0 | 0 | 0 | 0 | 0 | 0 | 0 | 0 | 0 | 0 | 0 | 0 | 0 | 0 | 0 | 0 | 0 | 0 | 0 | 0 | 0 | 0
F3_Commercial_Other Health_New_Miscellaneous_Natural Gas_Pool Heater_E7 | F3 | Commercial | Other Health | New | Miscellaneous | Natural Gas | Pool Heater | E7 | PACT BC Ratio | 0 | 0 | 0 | 0 | 0 | 0 | 0 | 0 | 0 | 0 | 0 | 0 | 0 | 0 | 0 | 0 | 0 | 0 | 0 | 0 | 0 | 0 | 0 | 0 | 0 | 0 | 0 | 0 | 0 | 0 | 0 | 0 | 0
F3_Commercial_Other Health_New_Miscellaneous_Natural Gas_Pool Heater_E8 | F3 | Commercial | Other Health | New | Miscellaneous | Natural Gas | Pool Heater | E8 | PACT BC Ratio | 0 | 0 | 0 | 0 | 0 | 0 | 0 | 0 | 0 | 0 | 0 | 0 | 0 | 0 | 0 | 0 | 0 | 0 | 0 | 0 | 0 | 0 | 0 | 0 | 0 | 0 | 0 | 0 | 0 | 0 | 0 | 0 | 0
F3_Commercial_Other Health_New_Miscellaneous_Natural Gas_Pool Heater_E9 | F3 | Commercial | Other Health | New | Miscellaneous | Natural Gas | Pool Heater | E9 | PACT BC Ratio | 0 | 0 | 0 | 0 | 0 | 0 | 0 | 0 | 0 | 0 | 0 | 0 | 0 | 0 | 0 | 0 | 0 | 0 | 0 | 0 | 0 | 0 | 0 | 0 | 0 | 0 | 0 | 0 | 0 | 0 | 0 | 0 | 0
F3_Commercial_Other Health_New_Miscellaneous_Natural Gas_Pool Heater_E10 | F3 | Commercial | Other Health | New | Miscellaneous | Natural Gas | Pool Heater | E10 | PACT BC Ratio | 0 | 0 | 0 | 0 | 0 | 0 | 0 | 0 | 0 | 0 | 0 | 0 | 0 | 0 | 0 | 0 | 0 | 0 | 0 | 0 | 0 | 0 | 0 | 0 | 0 | 0 | 0 | 0 | 0 | 0 | 0 | 0 | 0
F4_Commercial_Other Health_New_Miscellaneous_Natural Gas_Pool Heater_E1 | F4 | Commercial | Other Health | New | Miscellaneous | Natural Gas | Pool Heater | E1 | RVT BC Ratio | bar: 2019 to 2051
F4_Commercial_Other Health_New_Miscellaneous_Natural Gas_Pool Heater_E2 | F4 | Commercial | Other Health | New | Miscellaneous | Natural Gas | Pool Heater | E2 | RVT BC Ratio | 0.7 | 0.7 | 0.7 | 0.7 | 0.7 | 0.7 | 0.7 | 0.7 | 0.7 | 0.7 | 0.7 | 0.7 | 0.7 | 0.7 | 0.7 | 0.7 | 0.7 | 0.7 | 0.7 | 0.7 | 0.7 | 0.7 | 0.7 | 0.7 | 0.7 | 0.7 | 0.7 | 0.7 | 0.7 | 0.7 | 0.7 | 0.7 | 0.7
F4_Commercial_Other Health_New_Miscellaneous_Natural Gas_Pool Heater_E3 | F4 | Commercial | Other Health | New | Miscellaneous | Natural Gas | Pool Heater | E3 | RVT BC Ratio | 0 | 0 | 0 | 0 | 0 | 0 | 0 | 0 | 0 | 0 | 0 | 0 | 0 | 0 | 0 | 0 | 0 | 0 | 0 | 0 | 0 | 0 | 0 | 0 | 0 | 0 | 0 | 0 | 0 | 0 | 0 | 0 | 0
F4_Commercial_Other Health_New_Miscellaneous_Natural Gas_Pool Heater_E4 | F4 | Commercial | Other Health | New | Miscellaneous | Natural Gas | Pool Heater | E4 | RVT BC Ratio | 0 | 0 | 0 | 0 | 0 | 0 | 0 | 0 | 0 | 0 | 0 | 0 | 0 | 0 | 0 | 0 | 0 | 0 | 0 | 0 | 0 | 0 | 0 | 0 | 0 | 0 | 0 | 0 | 0 | 0 | 0 | 0 | 0
F4_Commercial_Other Health_New_Miscellaneous_Natural Gas_Pool Heater_E5 | F4 | Commercial | Other Health | New | Miscellaneous | Natural Gas | Pool Heater | E5 | RVT BC Ratio | 0 | 0 | 0 | 0 | 0 | 0 | 0 | 0 | 0 | 0 | 0 | 0 | 0 | 0 | 0 | 0 | 0 | 0 | 0 | 0 | 0 | 0 | 0 | 0 | 0 | 0 | 0 | 0 | 0 | 0 | 0 | 0 | 0
F4_Commercial_Other Health_New_Miscellaneous_Natural Gas_Pool Heater_E6 | F4 | Commercial | Other Health | New | Miscellaneous | Natural Gas | Pool Heater | E6 | RVT BC Ratio | 0 | 0 | 0 | 0 | 0 | 0 | 0 | 0 | 0 | 0 | 0 | 0 | 0 | 0 | 0 | 0 | 0 | 0 | 0 | 0 | 0 | 0 | 0 | 0 | 0 | 0 | 0 | 0 | 0 | 0 | 0 | 0 | 0
F4_Commercial_Other Health_New_Miscellaneous_Natural Gas_Pool Heater_E7 | F4 | Commercial | Other Health | New | Miscellaneous | Natural Gas | Pool Heater | E7 | RVT BC Ratio | 0 | 0 | 0 | 0 | 0 | 0 | 0 | 0 | 0 | 0 | 0 | 0 | 0 | 0 | 0 | 0 | 0 | 0 | 0 | 0 | 0 | 0 | 0 | 0 | 0 | 0 | 0 | 0 | 0 | 0 | 0 | 0 | 0
F4_Commercial_Other Health_New_Miscellaneous_Natural Gas_Pool Heater_E8 | F4 | Commercial | Other Health | New | Miscellaneous | Natural Gas | Pool Heater | E8 | RVT BC Ratio | 0 | 0 | 0 | 0 | 0 | 0 | 0 | 0 | 0 | 0 | 0 | 0 | 0 | 0 | 0 | 0 | 0 | 0 | 0 | 0 | 0 | 0 | 0 | 0 | 0 | 0 | 0 | 0 | 0 | 0 | 0 | 0 | 0
F4_Commercial_Other Health_New_Miscellaneous_Natural Gas_Pool Heater_E9 | F4 | Commercial | Other Health | New | Miscellaneous | Natural Gas | Pool Heater | E9 | RVT BC Ratio | 0 | 0 | 0 | 0 | 0 | 0 | 0 | 0 | 0 | 0 | 0 | 0 | 0 | 0 | 0 | 0 | 0 | 0 | 0 | 0 | 0 | 0 | 0 | 0 | 0 | 0 | 0 | 0 | 0 | 0 | 0 | 0 | 0
F4_Commercial_Other Health_New_Miscellaneous_Natural Gas_Pool Heater_E10 | F4 | Commercial | Other Health | New | Miscellaneous | Natural Gas | Pool Heater | E10 | RVT BC Ratio | 0 | 0 | 0 | 0 | 0 | 0 | 0 | 0 | 0 | 0 | 0 | 0 | 0 | 0 | 0 | 0 | 0 | 0 | 0 | 0 | 0 | 0 | 0 | 0 | 0 | 0 | 0 | 0 | 0 | 0 | 0 | 0 | 0
F5_Commercial_Other Health_New_Miscellaneous_Natural Gas_Pool Heater_E1 | F5 | Commercial | Other Health | New | Miscellaneous | Natural Gas | Pool Heater | E1 | RIM BC Ratio | bar: 2019 to 2051
F5_Commercial_Other Health_New_Miscellaneous_Natural Gas_Pool Heater_E2 | F5 | Commercial | Other Health | New | Miscellaneous | Natural Gas | Pool Heater | E2 | RIM BC Ratio | 0 | 0 | 0 | 0 | 0 | 0 | 0 | 0 | 0 | 0 | 0 | 0 | 0 | 0 | 0 | 0 | 0 | 0 | 0 | 0 | 0 | 0 | 0 | 0 | 0 | 0 | 0 | 0 | 0 | 0 | 0 | 0 | 0
F5_Commercial_Other Health_New_Miscellaneous_Natural Gas_Pool Heater_E3 | F5 | Commercial | Other Health | New | Miscellaneous | Natural Gas | Pool Heater | E3 | RIM BC Ratio | 0 | 0 | 0 | 0 | 0 | 0 | 0 | 0 | 0 | 0 | 0 | 0 | 0 | 0 | 0 | 0 | 0 | 0 | 0 | 0 | 0 | 0 | 0 | 0 | 0 | 0 | 0 | 0 | 0 | 0 | 0 | 0 | 0
F5_Commercial_Other Health_New_Miscellaneous_Natural Gas_Pool Heater_E4 | F5 | Commercial | Other Health | New | Miscellaneous | Natural Gas | Pool Heater | E4 | RIM BC Ratio | 0 | 0 | 0 | 0 | 0 | 0 | 0 | 0 | 0 | 0 | 0 | 0 | 0 | 0 | 0 | 0 | 0 | 0 | 0 | 0 | 0 | 0 | 0 | 0 | 0 | 0 | 0 | 0 | 0 | 0 | 0 | 0 | 0
F5_Commercial_Other Health_New_Miscellaneous_Natural Gas_Pool Heater_E5 | F5 | Commercial | Other Health | New | Miscellaneous | Natural Gas | Pool Heater | E5 | RIM BC Ratio | 0 | 0 | 0 | 0 | 0 | 0 | 0 | 0 | 0 | 0 | 0 | 0 | 0 | 0 | 0 | 0 | 0 | 0 | 0 | 0 | 0 | 0 | 0 | 0 | 0 | 0 | 0 | 0 | 0 | 0 | 0 | 0 | 0
F5_Commercial_Other Health_New_Miscellaneous_Natural Gas_Pool Heater_E6 | F5 | Commercial | Other Health | New | Miscellaneous | Natural Gas | Pool Heater | E6 | RIM BC Ratio | 0 | 0 | 0 | 0 | 0 | 0 | 0 | 0 | 0 | 0 | 0 | 0 | 0 | 0 | 0 | 0 | 0 | 0 | 0 | 0 | 0 | 0 | 0 | 0 | 0 | 0 | 0 | 0 | 0 | 0 | 0 | 0 | 0
F5_Commercial_Other Health_New_Miscellaneous_Natural Gas_Pool Heater_E7 | F5 | Commercial | Other Health | New | Miscellaneous | Natural Gas | Pool Heater | E7 | RIM BC Ratio | 0 | 0 | 0 | 0 | 0 | 0 | 0 | 0 | 0 | 0 | 0 | 0 | 0 | 0 | 0 | 0 | 0 | 0 | 0 | 0 | 0 | 0 | 0 | 0 | 0 | 0 | 0 | 0 | 0 | 0 | 0 | 0 | 0
F5_Commercial_Other Health_New_Miscellaneous_Natural Gas_Pool Heater_E8 | F5 | Commercial | Other Health | New | Miscellaneous | Natural Gas | Pool Heater | E8 | RIM BC Ratio | 0 | 0 | 0 | 0 | 0 | 0 | 0 | 0 | 0 | 0 | 0 | 0 | 0 | 0 | 0 | 0 | 0 | 0 | 0 | 0 | 0 | 0 | 0 | 0 | 0 | 0 | 0 | 0 | 0 | 0 | 0 | 0 | 0
F5_Commercial_Other Health_New_Miscellaneous_Natural Gas_Pool Heater_E9 | F5 | Commercial | Other Health | New | Miscellaneous | Natural Gas | Pool Heater | E9 | RIM BC Ratio | 0 | 0 | 0 | 0 | 0 | 0 | 0 | 0 | 0 | 0 | 0 | 0 | 0 | 0 | 0 | 0 | 0 | 0 | 0 | 0 | 0 | 0 | 0 | 0 | 0 | 0 | 0 | 0 | 0 | 0 | 0 | 0 | 0
F5_Commercial_Other Health_New_Miscellaneous_Natural Gas_Pool Heater_E10 | F5 | Commercial | Other Health | New | Miscellaneous | Natural Gas | Pool Heater | E10 | RIM BC Ratio | 0 | 0 | 0 | 0 | 0 | 0 | 0 | 0 | 0 | 0 | 0 | 0 | 0 | 0 | 0 | 0 | 0 | 0 | 0 | 0 | 0 | 0 | 0 | 0 | 0 | 0 | 0 | 0 | 0 | 0 | 0 | 0 | 0
F0_Commercial_Other Health_New_Miscellaneous_Natural Gas_Miscellaneous_E0 | F0 | Commercial | Other Health | New | Miscellaneous | Natural Gas | Miscellaneous | E0 | Economic Unit | Miscellaneous | Miscellaneous | Miscellaneous | Miscellaneous | Miscellaneous | Miscellaneous | Miscellaneous | Miscellaneous | Miscellaneous | Miscellaneous | Miscellaneous | Miscellaneous | Miscellaneous | Miscellaneous | Miscellaneous | Miscellaneous | Miscellaneous | Miscellaneous | Miscellaneous | Miscellaneous | Miscellaneous | Miscellaneous | Miscellaneous | Miscellaneous | Miscellaneous | Miscellaneous | Miscellaneous | Miscellaneous | Miscellaneous | Miscellaneous | Miscellaneous | Miscellaneous | Miscellaneous
F1_Commercial_Other Health_New_Miscellaneous_Natural Gas_Miscellaneous_E1 | F1 | Commercial | Other Health | New | Miscellaneous | Natural Gas | Miscellaneous | E1 | CCE | 0 | 0 | 0 | 0 | 0 | 0 | 0 | 0 | 0 | 0 | 0 | 0 | 0 | 0 | 0 | 0 | 0 | 0 | 0 | 0 | 0 | 0 | 0 | 0 | 0 | 0 | 0 | 0 | 0 | 0 | 0 | 0 | 0
F1_Commercial_Other Health_New_Miscellaneous_Natural Gas_Miscellaneous_E2 | F1 | Commercial | Other Health | New | Miscellaneous | Natural Gas | Miscellaneous | E2 | CCE | 0 | 0 | 0 | 0 | 0 | 0 | 0 | 0 | 0 | 0 | 0 | 0 | 0 | 0 | 0 | 0 | 0 | 0 | 0 | 0 | 0 | 0 | 0 | 0 | 0 | 0 | 0 | 0 | 0 | 0 | 0 | 0 | 0
F1_Commercial_Other Health_New_Miscellaneous_Natural Gas_Miscellaneous_E3 | F1 | Commercial | Other Health | New | Miscellaneous | Natural Gas | Miscellaneous | E3 | CCE | 0 | 0 | 0 | 0 | 0 | 0 | 0 | 0 | 0 | 0 | 0 | 0 | 0 | 0 | 0 | 0 | 0 | 0 | 0 | 0 | 0 | 0 | 0 | 0 | 0 | 0 | 0 | 0 | 0 | 0 | 0 | 0 | 0
F1_Commercial_Other Health_New_Miscellaneous_Natural Gas_Miscellaneous_E4 | F1 | Commercial | Other Health | New | Miscellaneous | Natural Gas | Miscellaneous | E4 | CCE | 0 | 0 | 0 | 0 | 0 | 0 | 0 | 0 | 0 | 0 | 0 | 0 | 0 | 0 | 0 | 0 | 0 | 0 | 0 | 0 | 0 | 0 | 0 | 0 | 0 | 0 | 0 | 0 | 0 | 0 | 0 | 0 | 0
F1_Commercial_Other Health_New_Miscellaneous_Natural Gas_Miscellaneous_E5 | F1 | Commercial | Other Health | New | Miscellaneous | Natural Gas | Miscellaneous | E5 | CCE | 0 | 0 | 0 | 0 | 0 | 0 | 0 | 0 | 0 | 0 | 0 | 0 | 0 | 0 | 0 | 0 | 0 | 0 | 0 | 0 | 0 | 0 | 0 | 0 | 0 | 0 | 0 | 0 | 0 | 0 | 0 | 0 | 0
F1_Commercial_Other Health_New_Miscellaneous_Natural Gas_Miscellaneous_E6 | F1 | Commercial | Other Health | New | Miscellaneous | Natural Gas | Miscellaneous | E6 | CCE | 0 | 0 | 0 | 0 | 0 | 0 | 0 | 0 | 0 | 0 | 0 | 0 | 0 | 0 | 0 | 0 | 0 | 0 | 0 | 0 | 0 | 0 | 0 | 0 | 0 | 0 | 0 | 0 | 0 | 0 | 0 | 0 | 0
F1_Commercial_Other Health_New_Miscellaneous_Natural Gas_Miscellaneous_E7 | F1 | Commercial | Other Health | New | Miscellaneous | Natural Gas | Miscellaneous | E7 | CCE | 0 | 0 | 0 | 0 | 0 | 0 | 0 | 0 | 0 | 0 | 0 | 0 | 0 | 0 | 0 | 0 | 0 | 0 | 0 | 0 | 0 | 0 | 0 | 0 | 0 | 0 | 0 | 0 | 0 | 0 | 0 | 0 | 0
F1_Commercial_Other Health_New_Miscellaneous_Natural Gas_Miscellaneous_E8 | F1 | Commercial | Other Health | New | Miscellaneous | Natural Gas | Miscellaneous | E8 | CCE | 0 | 0 | 0 | 0 | 0 | 0 | 0 | 0 | 0 | 0 | 0 | 0 | 0 | 0 | 0 | 0 | 0 | 0 | 0 | 0 | 0 | 0 | 0 | 0 | 0 | 0 | 0 | 0 | 0 | 0 | 0 | 0 | 0
F1_Commercial_Other Health_New_Miscellaneous_Natural Gas_Miscellaneous_E9 | F1 | Commercial | Other Health | New | Miscellaneous | Natural Gas | Miscellaneous | E9 | CCE | 0 | 0 | 0 | 0 | 0 | 0 | 0 | 0 | 0 | 0 | 0 | 0 | 0 | 0 | 0 | 0 | 0 | 0 | 0 | 0 | 0 | 0 | 0 | 0 | 0 | 0 | 0 | 0 | 0 | 0 | 0 | 0 | 0
F1_Commercial_Other Health_New_Miscellaneous_Natural Gas_Miscellaneous_E10 | F1 | Commercial | Other Health | New | Miscellaneous | Natural Gas | Miscellaneous | E10 | CCE | 0 | 0 | 0 | 0 | 0 | 0 | 0 | 0 | 0 | 0 | 0 | 0 | 0 | 0 | 0 | 0 | 0 | 0 | 0 | 0 | 0 | 0 | 0 | 0 | 0 | 0 | 0 | 0 | 0 | 0 | 0 | 0 | 0
F2_Commercial_Other Health_New_Miscellaneous_Natural Gas_Miscellaneous_E1 | F2 | Commercial | Other Health | New | Miscellaneous | Natural Gas | Miscellaneous | E1 | TRC BC Ratio | bar: 2019 to 2051
F2_Commercial_Other Health_New_Miscellaneous_Natural Gas_Miscellaneous_E2 | F2 | Commercial | Other Health | New | Miscellaneous | Natural Gas | Miscellaneous | E2 | TRC BC Ratio | 0 | 0 | 0 | 0 | 0 | 0 | 0 | 0 | 0 | 0 | 0 | 0 | 0 | 0 | 0 | 0 | 0 | 0 | 0 | 0 | 0 | 0 | 0 | 0 | 0 | 0 | 0 | 0 | 0 | 0 | 0 | 0 | 0
F2_Commercial_Other Health_New_Miscellaneous_Natural Gas_Miscellaneous_E3 | F2 | Commercial | Other Health | New | Miscellaneous | Natural Gas | Miscellaneous | E3 | TRC BC Ratio | 0 | 0 | 0 | 0 | 0 | 0 | 0 | 0 | 0 | 0 | 0 | 0 | 0 | 0 | 0 | 0 | 0 | 0 | 0 | 0 | 0 | 0 | 0 | 0 | 0 | 0 | 0 | 0 | 0 | 0 | 0 | 0 | 0
F2_Commercial_Other Health_New_Miscellaneous_Natural Gas_Miscellaneous_E4 | F2 | Commercial | Other Health | New | Miscellaneous | Natural Gas | Miscellaneous | E4 | TRC BC Ratio | 0 | 0 | 0 | 0 | 0 | 0 | 0 | 0 | 0 | 0 | 0 | 0 | 0 | 0 | 0 | 0 | 0 | 0 | 0 | 0 | 0 | 0 | 0 | 0 | 0 | 0 | 0 | 0 | 0 | 0 | 0 | 0 | 0
F2_Commercial_Other Health_New_Miscellaneous_Natural Gas_Miscellaneous_E5 | F2 | Commercial | Other Health | New | Miscellaneous | Natural Gas | Miscellaneous | E5 | TRC BC Ratio | 0 | 0 | 0 | 0 | 0 | 0 | 0 | 0 | 0 | 0 | 0 | 0 | 0 | 0 | 0 | 0 | 0 | 0 | 0 | 0 | 0 | 0 | 0 | 0 | 0 | 0 | 0 | 0 | 0 | 0 | 0 | 0 | 0
F2_Commercial_Other Health_New_Miscellaneous_Natural Gas_Miscellaneous_E6 | F2 | Commercial | Other Health | New | Miscellaneous | Natural Gas | Miscellaneous | E6 | TRC BC Ratio | 0 | 0 | 0 | 0 | 0 | 0 | 0 | 0 | 0 | 0 | 0 | 0 | 0 | 0 | 0 | 0 | 0 | 0 | 0 | 0 | 0 | 0 | 0 | 0 | 0 | 0 | 0 | 0 | 0 | 0 | 0 | 0 | 0
F2_Commercial_Other Health_New_Miscellaneous_Natural Gas_Miscellaneous_E7 | F2 | Commercial | Other Health | New | Miscellaneous | Natural Gas | Miscellaneous | E7 | TRC BC Ratio | 0 | 0 | 0 | 0 | 0 | 0 | 0 | 0 | 0 | 0 | 0 | 0 | 0 | 0 | 0 | 0 | 0 | 0 | 0 | 0 | 0 | 0 | 0 | 0 | 0 | 0 | 0 | 0 | 0 | 0 | 0 | 0 | 0
F2_Commercial_Other Health_New_Miscellaneous_Natural Gas_Miscellaneous_E8 | F2 | Commercial | Other Health | New | Miscellaneous | Natural Gas | Miscellaneous | E8 | TRC BC Ratio | 0 | 0 | 0 | 0 | 0 | 0 | 0 | 0 | 0 | 0 | 0 | 0 | 0 | 0 | 0 | 0 | 0 | 0 | 0 | 0 | 0 | 0 | 0 | 0 | 0 | 0 | 0 | 0 | 0 | 0 | 0 | 0 | 0
F2_Commercial_Other Health_New_Miscellaneous_Natural Gas_Miscellaneous_E9 | F2 | Commercial | Other Health | New | Miscellaneous | Natural Gas | Miscellaneous | E9 | TRC BC Ratio | 0 | 0 | 0 | 0 | 0 | 0 | 0 | 0 | 0 | 0 | 0 | 0 | 0 | 0 | 0 | 0 | 0 | 0 | 0 | 0 | 0 | 0 | 0 | 0 | 0 | 0 | 0 | 0 | 0 | 0 | 0 | 0 | 0
F2_Commercial_Other Health_New_Miscellaneous_Natural Gas_Miscellaneous_E10 | F2 | Commercial | Other Health | New | Miscellaneous | Natural Gas | Miscellaneous | E10 | TRC BC Ratio | 0 | 0 | 0 | 0 | 0 | 0 | 0 | 0 | 0 | 0 | 0 | 0 | 0 | 0 | 0 | 0 | 0 | 0 | 0 | 0 | 0 | 0 | 0 | 0 | 0 | 0 | 0 | 0 | 0 | 0 | 0 | 0 | 0
F3_Commercial_Other Health_New_Miscellaneous_Natural Gas_Miscellaneous_E1 | F3 | Commercial | Other Health | New | Miscellaneous | Natural Gas | Miscellaneous | E1 | PACT BC Ratio | bar: 2019 to 2051
F3_Commercial_Other Health_New_Miscellaneous_Natural Gas_Miscellaneous_E2 | F3 | Commercial | Other Health | New | Miscellaneous | Natural Gas | Miscellaneous | E2 | PACT BC Ratio | 0 | 0 | 0 | 0 | 0 | 0 | 0 | 0 | 0 | 0 | 0 | 0 | 0 | 0 | 0 | 0 | 0 | 0 | 0 | 0 | 0 | 0 | 0 | 0 | 0 | 0 | 0 | 0 | 0 | 0 | 0 | 0 | 0
F3_Commercial_Other Health_New_Miscellaneous_Natural Gas_Miscellaneous_E3 | F3 | Commercial | Other Health | New | Miscellaneous | Natural Gas | Miscellaneous | E3 | PACT BC Ratio | 0 | 0 | 0 | 0 | 0 | 0 | 0 | 0 | 0 | 0 | 0 | 0 | 0 | 0 | 0 | 0 | 0 | 0 | 0 | 0 | 0 | 0 | 0 | 0 | 0 | 0 | 0 | 0 | 0 | 0 | 0 | 0 | 0
F3_Commercial_Other Health_New_Miscellaneous_Natural Gas_Miscellaneous_E4 | F3 | Commercial | Other Health | New | Miscellaneous | Natural Gas | Miscellaneous | E4 | PACT BC Ratio | 0 | 0 | 0 | 0 | 0 | 0 | 0 | 0 | 0 | 0 | 0 | 0 | 0 | 0 | 0 | 0 | 0 | 0 | 0 | 0 | 0 | 0 | 0 | 0 | 0 | 0 | 0 | 0 | 0 | 0 | 0 | 0 | 0
F3_Commercial_Other Health_New_Miscellaneous_Natural Gas_Miscellaneous_E5 | F3 | Commercial | Other Health | New | Miscellaneous | Natural Gas | Miscellaneous | E5 | PACT BC Ratio | 0 | 0 | 0 | 0 | 0 | 0 | 0 | 0 | 0 | 0 | 0 | 0 | 0 | 0 | 0 | 0 | 0 | 0 | 0 | 0 | 0 | 0 | 0 | 0 | 0 | 0 | 0 | 0 | 0 | 0 | 0 | 0 | 0
F3_Commercial_Other Health_New_Miscellaneous_Natural Gas_Miscellaneous_E6 | F3 | Commercial | Other Health | New | Miscellaneous | Natural Gas | Miscellaneous | E6 | PACT BC Ratio | 0 | 0 | 0 | 0 | 0 | 0 | 0 | 0 | 0 | 0 | 0 | 0 | 0 | 0 | 0 | 0 | 0 | 0 | 0 | 0 | 0 | 0 | 0 | 0 | 0 | 0 | 0 | 0 | 0 | 0 | 0 | 0 | 0
F3_Commercial_Other Health_New_Miscellaneous_Natural Gas_Miscellaneous_E7 | F3 | Commercial | Other Health | New | Miscellaneous | Natural Gas | Miscellaneous | E7 | PACT BC Ratio | 0 | 0 | 0 | 0 | 0 | 0 | 0 | 0 | 0 | 0 | 0 | 0 | 0 | 0 | 0 | 0 | 0 | 0 | 0 | 0 | 0 | 0 | 0 | 0 | 0 | 0 | 0 | 0 | 0 | 0 | 0 | 0 | 0
F3_Commercial_Other Health_New_Miscellaneous_Natural Gas_Miscellaneous_E8 | F3 | Commercial | Other Health | New | Miscellaneous | Natural Gas | Miscellaneous | E8 | PACT BC Ratio | 0 | 0 | 0 | 0 | 0 | 0 | 0 | 0 | 0 | 0 | 0 | 0 | 0 | 0 | 0 | 0 | 0 | 0 | 0 | 0 | 0 | 0 | 0 | 0 | 0 | 0 | 0 | 0 | 0 | 0 | 0 | 0 | 0
F3_Commercial_Other Health_New_Miscellaneous_Natural Gas_Miscellaneous_E9 | F3 | Commercial | Other Health | New | Miscellaneous | Natural Gas | Miscellaneous | E9 | PACT BC Ratio | 0 | 0 | 0 | 0 | 0 | 0 | 0 | 0 | 0 | 0 | 0 | 0 | 0 | 0 | 0 | 0 | 0 | 0 | 0 | 0 | 0 | 0 | 0 | 0 | 0 | 0 | 0 | 0 | 0 | 0 | 0 | 0 | 0
F3_Commercial_Other Health_New_Miscellaneous_Natural Gas_Miscellaneous_E10 | F3 | Commercial | Other Health | New | Miscellaneous | Natural Gas | Miscellaneous | E10 | PACT BC Ratio | 0 | 0 | 0 | 0 | 0 | 0 | 0 | 0 | 0 | 0 | 0 | 0 | 0 | 0 | 0 | 0 | 0 | 0 | 0 | 0 | 0 | 0 | 0 | 0 | 0 | 0 | 0 | 0 | 0 | 0 | 0 | 0 | 0
F4_Commercial_Other Health_New_Miscellaneous_Natural Gas_Miscellaneous_E1 | F4 | Commercial | Other Health | New | Miscellaneous | Natural Gas | Miscellaneous | E1 | RVT BC Ratio | bar: 2019 to 2051
F4_Commercial_Other Health_New_Miscellaneous_Natural Gas_Miscellaneous_E2 | F4 | Commercial | Other Health | New | Miscellaneous | Natural Gas | Miscellaneous | E2 | RVT BC Ratio | 0 | 0 | 0 | 0 | 0 | 0 | 0 | 0 | 0 | 0 | 0 | 0 | 0 | 0 | 0 | 0 | 0 | 0 | 0 | 0 | 0 | 0 | 0 | 0 | 0 | 0 | 0 | 0 | 0 | 0 | 0 | 0 | 0
F4_Commercial_Other Health_New_Miscellaneous_Natural Gas_Miscellaneous_E3 | F4 | Commercial | Other Health | New | Miscellaneous | Natural Gas | Miscellaneous | E3 | RVT BC Ratio | 0 | 0 | 0 | 0 | 0 | 0 | 0 | 0 | 0 | 0 | 0 | 0 | 0 | 0 | 0 | 0 | 0 | 0 | 0 | 0 | 0 | 0 | 0 | 0 | 0 | 0 | 0 | 0 | 0 | 0 | 0 | 0 | 0
F4_Commercial_Other Health_New_Miscellaneous_Natural Gas_Miscellaneous_E4 | F4 | Commercial | Other Health | New | Miscellaneous | Natural Gas | Miscellaneous | E4 | RVT BC Ratio | 0 | 0 | 0 | 0 | 0 | 0 | 0 | 0 | 0 | 0 | 0 | 0 | 0 | 0 | 0 | 0 | 0 | 0 | 0 | 0 | 0 | 0 | 0 | 0 | 0 | 0 | 0 | 0 | 0 | 0 | 0 | 0 | 0
F4_Commercial_Other Health_New_Miscellaneous_Natural Gas_Miscellaneous_E5 | F4 | Commercial | Other Health | New | Miscellaneous | Natural Gas | Miscellaneous | E5 | RVT BC Ratio | 0 | 0 | 0 | 0 | 0 | 0 | 0 | 0 | 0 | 0 | 0 | 0 | 0 | 0 | 0 | 0 | 0 | 0 | 0 | 0 | 0 | 0 | 0 | 0 | 0 | 0 | 0 | 0 | 0 | 0 | 0 | 0 | 0
F4_Commercial_Other Health_New_Miscellaneous_Natural Gas_Miscellaneous_E6 | F4 | Commercial | Other Health | New | Miscellaneous | Natural Gas | Miscellaneous | E6 | RVT BC Ratio | 0 | 0 | 0 | 0 | 0 | 0 | 0 | 0 | 0 | 0 | 0 | 0 | 0 | 0 | 0 | 0 | 0 | 0 | 0 | 0 | 0 | 0 | 0 | 0 | 0 | 0 | 0 | 0 | 0 | 0 | 0 | 0 | 0
F4_Commercial_Other Health_New_Miscellaneous_Natural Gas_Miscellaneous_E7 | F4 | Commercial | Other Health | New | Miscellaneous | Natural Gas | Miscellaneous | E7 | RVT BC Ratio | 0 | 0 | 0 | 0 | 0 | 0 | 0 | 0 | 0 | 0 | 0 | 0 | 0 | 0 | 0 | 0 | 0 | 0 | 0 | 0 | 0 | 0 | 0 | 0 | 0 | 0 | 0 | 0 | 0 | 0 | 0 | 0 | 0
F4_Commercial_Other Health_New_Miscellaneous_Natural Gas_Miscellaneous_E8 | F4 | Commercial | Other Health | New | Miscellaneous | Natural Gas | Miscellaneous | E8 | RVT BC Ratio | 0 | 0 | 0 | 0 | 0 | 0 | 0 | 0 | 0 | 0 | 0 | 0 | 0 | 0 | 0 | 0 | 0 | 0 | 0 | 0 | 0 | 0 | 0 | 0 | 0 | 0 | 0 | 0 | 0 | 0 | 0 | 0 | 0
F4_Commercial_Other Health_New_Miscellaneous_Natural Gas_Miscellaneous_E9 | F4 | Commercial | Other Health | New | Miscellaneous | Natural Gas | Miscellaneous | E9 | RVT BC Ratio | 0 | 0 | 0 | 0 | 0 | 0 | 0 | 0 | 0 | 0 | 0 | 0 | 0 | 0 | 0 | 0 | 0 | 0 | 0 | 0 | 0 | 0 | 0 | 0 | 0 | 0 | 0 | 0 | 0 | 0 | 0 | 0 | 0
F4_Commercial_Other Health_New_Miscellaneous_Natural Gas_Miscellaneous_E10 | F4 | Commercial | Other Health | New | Miscellaneous | Natural Gas | Miscellaneous | E10 | RVT BC Ratio | 0 | 0 | 0 | 0 | 0 | 0 | 0 | 0 | 0 | 0 | 0 | 0 | 0 | 0 | 0 | 0 | 0 | 0 | 0 | 0 | 0 | 0 | 0 | 0 | 0 | 0 | 0 | 0 | 0 | 0 | 0 | 0 | 0
F5_Commercial_Other Health_New_Miscellaneous_Natural Gas_Miscellaneous_E1 | F5 | Commercial | Other Health | New | Miscellaneous | Natural Gas | Miscellaneous | E1 | RIM BC Ratio | bar: 2019 to 2051
F5_Commercial_Other Health_New_Miscellaneous_Natural Gas_Miscellaneous_E2 | F5 | Commercial | Other Health | New | Miscellaneous | Natural Gas | Miscellaneous | E2 | RIM BC Ratio | 0 | 0 | 0 | 0 | 0 | 0 | 0 | 0 | 0 | 0 | 0 | 0 | 0 | 0 | 0 | 0 | 0 | 0 | 0 | 0 | 0 | 0 | 0 | 0 | 0 | 0 | 0 | 0 | 0 | 0 | 0 | 0 | 0
F5_Commercial_Other Health_New_Miscellaneous_Natural Gas_Miscellaneous_E3 | F5 | Commercial | Other Health | New | Miscellaneous | Natural Gas | Miscellaneous | E3 | RIM BC Ratio | 0 | 0 | 0 | 0 | 0 | 0 | 0 | 0 | 0 | 0 | 0 | 0 | 0 | 0 | 0 | 0 | 0 | 0 | 0 | 0 | 0 | 0 | 0 | 0 | 0 | 0 | 0 | 0 | 0 | 0 | 0 | 0 | 0
F5_Commercial_Other Health_New_Miscellaneous_Natural Gas_Miscellaneous_E4 | F5 | Commercial | Other Health | New | Miscellaneous | Natural Gas | Miscellaneous | E4 | RIM BC Ratio | 0 | 0 | 0 | 0 | 0 | 0 | 0 | 0 | 0 | 0 | 0 | 0 | 0 | 0 | 0 | 0 | 0 | 0 | 0 | 0 | 0 | 0 | 0 | 0 | 0 | 0 | 0 | 0 | 0 | 0 | 0 | 0 | 0
F5_Commercial_Other Health_New_Miscellaneous_Natural Gas_Miscellaneous_E5 | F5 | Commercial | Other Health | New | Miscellaneous | Natural Gas | Miscellaneous | E5 | RIM BC Ratio | 0 | 0 | 0 | 0 | 0 | 0 | 0 | 0 | 0 | 0 | 0 | 0 | 0 | 0 | 0 | 0 | 0 | 0 | 0 | 0 | 0 | 0 | 0 | 0 | 0 | 0 | 0 | 0 | 0 | 0 | 0 | 0 | 0
F5_Commercial_Other Health_New_Miscellaneous_Natural Gas_Miscellaneous_E6 | F5 | Commercial | Other Health | New | Miscellaneous | Natural Gas | Miscellaneous | E6 | RIM BC Ratio | 0 | 0 | 0 | 0 | 0 | 0 | 0 | 0 | 0 | 0 | 0 | 0 | 0 | 0 | 0 | 0 | 0 | 0 | 0 | 0 | 0 | 0 | 0 | 0 | 0 | 0 | 0 | 0 | 0 | 0 | 0 | 0 | 0
F5_Commercial_Other Health_New_Miscellaneous_Natural Gas_Miscellaneous_E7 | F5 | Commercial | Other Health | New | Miscellaneous | Natural Gas | Miscellaneous | E7 | RIM BC Ratio | 0 | 0 | 0 | 0 | 0 | 0 | 0 | 0 | 0 | 0 | 0 | 0 | 0 | 0 | 0 | 0 | 0 | 0 | 0 | 0 | 0 | 0 | 0 | 0 | 0 | 0 | 0 | 0 | 0 | 0 | 0 | 0 | 0
F5_Commercial_Other Health_New_Miscellaneous_Natural Gas_Miscellaneous_E8 | F5 | Commercial | Other Health | New | Miscellaneous | Natural Gas | Miscellaneous | E8 | RIM BC Ratio | 0 | 0 | 0 | 0 | 0 | 0 | 0 | 0 | 0 | 0 | 0 | 0 | 0 | 0 | 0 | 0 | 0 | 0 | 0 | 0 | 0 | 0 | 0 | 0 | 0 | 0 | 0 | 0 | 0 | 0 | 0 | 0 | 0
F5_Commercial_Other Health_New_Miscellaneous_Natural Gas_Miscellaneous_E9 | F5 | Commercial | Other Health | New | Miscellaneous | Natural Gas | Miscellaneous | E9 | RIM BC Ratio | 0 | 0 | 0 | 0 | 0 | 0 | 0 | 0 | 0 | 0 | 0 | 0 | 0 | 0 | 0 | 0 | 0 | 0 | 0 | 0 | 0 | 0 | 0 | 0 | 0 | 0 | 0 | 0 | 0 | 0 | 0 | 0 | 0
F5_Commercial_Other Health_New_Miscellaneous_Natural Gas_Miscellaneous_E10 | F5 | Commercial | Other Health | New | Miscellaneous | Natural Gas | Miscellaneous | E10 | RIM BC Ratio | 0 | 0 | 0 | 0 | 0 | 0 | 0 | 0 | 0 | 0 | 0 | 0 | 0 | 0 | 0 | 0 | 0 | 0 | 0 | 0 | 0 | 0 | 0 | 0 | 0 | 0 | 0 | 0 | 0 | 0 | 0 | 0 | 0
F0_Commercial_Lodging_Existing_Space Heating_Natural Gas_Furnace_E0 | F0 | Commercial | Lodging | Existing | Space Heating | Natural Gas | Furnace | E0 | Economic Unit | AFUE 96% | AFUE 96% | AFUE 96% | AFUE 96% | AFUE 96% | AFUE 96% | AFUE 96% | AFUE 96% | AFUE 96% | AFUE 96% | AFUE 96% | AFUE 96% | AFUE 96% | AFUE 96% | AFUE 96% | AFUE 96% | AFUE 96% | AFUE 96% | AFUE 96% | AFUE 96% | AFUE 96% | AFUE 96% | AFUE 96% | AFUE 96% | AFUE 96% | AFUE 96% | AFUE 96% | AFUE 96% | AFUE 96% | AFUE 96% | AFUE 96% | AFUE 96% | AFUE 96%
F1_Commercial_Lodging_Existing_Space Heating_Natural Gas_Furnace_E1 | F1 | Commercial | Lodging | Existing | Space Heating | Natural Gas | Furnace | E1 | CCE | 0 | 0 | 0 | 0 | 0 | 0 | 0 | 0 | 0 | 0 | 0 | 0 | 0 | 0 | 0 | 0 | 0 | 0 | 0 | 0 | 0 | 0 | 0 | 0 | 0 | 0 | 0 | 0 | 0 | 0 | 0 | 0 | 0
F1_Commercial_Lodging_Existing_Space Heating_Natural Gas_Furnace_E2 | F1 | Commercial | Lodging | Existing | Space Heating | Natural Gas | Furnace | E2 | CCE | 0.010062 | 0.010417 | 0.0094012 | 0.0096287 | 0.0096805 | 0 | 0 | 0 | 0 | 0 | 0 | 0 | 0 | 0 | 0 | 0 | 0 | 0 | 0 | 0 | 0 | 0 | 0 | 0 | 0 | 0 | 0 | 0 | 0 | 0 | 0 | 0 | 0
F1_Commercial_Lodging_Existing_Space Heating_Natural Gas_Furnace_E3 | F1 | Commercial | Lodging | Existing | Space Heating | Natural Gas | Furnace | E3 | CCE | 0.17175 | 0.17782 | 0.16047 | 0.16435 | 0.16524 | 0 | 0 | 0 | 0 | 0 | 0 | 0 | 0 | 0 | 0 | 0 | 0 | 0 | 0 | 0 | 0 | 0 | 0 | 0 | 0 | 0 | 0 | 0 | 0 | 0 | 0 | 0 | 0
F1_Commercial_Lodging_Existing_Space Heating_Natural Gas_Furnace_E4 | F1 | Commercial | Lodging | Existing | Space Heating | Natural Gas | Furnace | E4 | CCE | 0.27076 | 0.28033 | 0.25299 | 0.25911 | 0.26051 | 0.40969 | 0.41192 | 0.41417 | 0.41645 | 0.41875 | 0.42108 | 0.42343 | 0.42581 | 0.42821 | 0.43065 | 0.43311 | 0.4356 | 0.43811 | 0.44066 | 0.44324 | 0.44585 | 0.44848 | 0.45115 | 0.45385 | 0.45659 | 0.45935 | 0.46215 | 0.46498 | 0.46785 | 0.47075 | 0.4737 | 0.47668 | 0.47668
F1_Commercial_Lodging_Existing_Space Heating_Natural Gas_Furnace_E5 | F1 | Commercial | Lodging | Existing | Space Heating | Natural Gas | Furnace | E5 | CCE | 0 | 0 | 0 | 0 | 0 | 0 | 0 | 3.6805 | 3.7007 | 3.7211 | 3.7418 | 3.7628 | 3.7839 | 3.8053 | 3.8269 | 3.8488 | 3.8709 | 3.8932 | 3.9159 | 3.9388 | 3.962 | 3.9854 | 4.0091 | 4.0331 | 4.0574 | 4.0819 | 4.1069 | 4.132 | 4.1575 | 4.1833 | 4.2095 | 4.2359 | 4.2359
F1_Commercial_Lodging_Existing_Space Heating_Natural Gas_Furnace_E6 | F1 | Commercial | Lodging | Existing | Space Heating | Natural Gas | Furnace | E6 | CCE | 0 | 0 | 0 | 0 | 0 | 0 | 0 | 0 | 0 | 0 | 0 | 0 | 0 | 0 | 0 | 0 | 0 | 0 | 0 | 0 | 0 | 0 | 0 | 0 | 0 | 0 | 0 | 0 | 0 | 0 | 0 | 0 | 0
F1_Commercial_Lodging_Existing_Space Heating_Natural Gas_Furnace_E7 | F1 | Commercial | Lodging | Existing | Space Heating | Natural Gas | Furnace | E7 | CCE | 0 | 0 | 0 | 0 | 0 | 0 | 0 | 0 | 0 | 0 | 0 | 0 | 0 | 0 | 0 | 0 | 0 | 0 | 0 | 0 | 0 | 0 | 0 | 0 | 0 | 0 | 0 | 0 | 0 | 0 | 0 | 0 | 0
F1_Commercial_Lodging_Existing_Space Heating_Natural Gas_Furnace_E8 | F1 | Commercial | Lodging | Existing | Space Heating | Natural Gas | Furnace | E8 | CCE | 0 | 0 | 0 | 0 | 0 | 0 | 0 | 0 | 0 | 0 | 0 | 0 | 0 | 0 | 0 | 0 | 0 | 0 | 0 | 0 | 0 | 0 | 0 | 0 | 0 | 0 | 0 | 0 | 0 | 0 | 0 | 0 | 0
F1_Commercial_Lodging_Existing_Space Heating_Natural Gas_Furnace_E9 | F1 | Commercial | Lodging | Existing | Space Heating | Natural Gas | Furnace | E9 | CCE | 0 | 0 | 0 | 0 | 0 | 0 | 0 | 0 | 0 | 0 | 0 | 0 | 0 | 0 | 0 | 0 | 0 | 0 | 0 | 0 | 0 | 0 | 0 | 0 | 0 | 0 | 0 | 0 | 0 | 0 | 0 | 0 | 0
F1_Commercial_Lodging_Existing_Space Heating_Natural Gas_Furnace_E10 | F1 | Commercial | Lodging | Existing | Space Heating | Natural Gas | Furnace | E10 | CCE | 0 | 0 | 0 | 0 | 0 | 0 | 0 | 0 | 0 | 0 | 0 | 0 | 0 | 0 | 0 | 0 | 0 | 0 | 0 | 0 | 0 | 0 | 0 | 0 | 0 | 0 | 0 | 0 | 0 | 0 | 0 | 0 | 0
F2_Commercial_Lodging_Existing_Space Heating_Natural Gas_Furnace_E1 | F2 | Commercial | Lodging | Existing | Space Heating | Natural Gas | Furnace | E1 | TRC BC Ratio | 1 | 1 | 1 | 1 | 1 | 0 | 0 | 0 | 0 | 0 | 0 | 0 | 0 | 0 | 0 | 0 | 0 | 0 | 0 | 0 | 0 | 0 | 0 | 0 | 0 | 0 | 0 | 0 | 0 | 0 | 0 | 0 | 0
F2_Commercial_Lodging_Existing_Space Heating_Natural Gas_Furnace_E2 | F2 | Commercial | Lodging | Existing | Space Heating | Natural Gas | Furnace | E2 | TRC BC Ratio | 215.9996 | 215.9164 | 216.3084 | 215.2809 | 214.5776 | 0 | 0 | 0 | 0 | 0 | 0 | 0 | 0 | 0 | 0 | 0 | 0 | 0 | 0 | 0 | 0 | 0 | 0 | 0 | 0 | 0 | 0 | 0 | 0 | 0 | 0 | 0 | 0
F2_Commercial_Lodging_Existing_Space Heating_Natural Gas_Furnace_E3 | F2 | Commercial | Lodging | Existing | Space Heating | Natural Gas | Furnace | E3 | TRC BC Ratio | 12.6543 | 12.6494 | 12.6724 | 12.6122 | 12.571 | 1 | 1 | 1 | 1 | 1 | 1 | 1 | 1 | 1 | 1 | 1 | 1 | 1 | 1 | 1 | 1 | 1 | 1 | 1 | 1 | 1 | 1 | 1 | 1 | 1 | 1 | 1 | 1
F2_Commercial_Lodging_Existing_Space Heating_Natural Gas_Furnace_E4 | F2 | Commercial | Lodging | Existing | Space Heating | Natural Gas | Furnace | E4 | TRC BC Ratio | 8.0266 | 8.0235 | 8.0381 | 7.9999 | 7.9738 | 5.0923 | 5.0974 | 5.1 | 5.106 | 5.1109 | 5.1151 | 5.1183 | 5.1224 | 5.127 | 5.1305 | 5.1342 | 5.1379 | 5.1426 | 5.1471 | 5.1529 | 5.1578 | 5.1631 | 5.1676 | 5.1728 | 5.1768 | 5.1805 | 5.184 | 5.1878 | 5.1903 | 5.193 | 5.1946 | 5.1967 | 5.1967
F2_Commercial_Lodging_Existing_Space Heating_Natural Gas_Furnace_E5 | F2 | Commercial | Lodging | Existing | Space Heating | Natural Gas | Furnace | E5 | TRC BC Ratio | 0 | 0 | 0 | 0 | 0 | 0 | 0 | 0.57391 | 0.57459 | 0.57514 | 0.57561 | 0.57597 | 0.57643 | 0.57695 | 0.57735 | 0.57776 | 0.57818 | 0.57871 | 0.57922 | 0.57986 | 0.58042 | 0.58102 | 0.58151 | 0.5821 | 0.58255 | 0.58297 | 0.58336 | 0.58379 | 0.58407 | 0.58438 | 0.58456 | 0.58479 | 0.58479
F2_Commercial_Lodging_Existing_Space Heating_Natural Gas_Furnace_E6 | F2 | Commercial | Lodging | Existing | Space Heating | Natural Gas | Furnace | E6 | TRC BC Ratio | 0 | 0 | 0 | 0 | 0 | 0 | 0 | 0 | 0 | 0 | 0 | 0 | 0 | 0 | 0 | 0 | 0 | 0 | 0 | 0 | 0 | 0 | 0 | 0 | 0 | 0 | 0 | 0 | 0 | 0 | 0 | 0 | 0
F2_Commercial_Lodging_Existing_Space Heating_Natural Gas_Furnace_E7 | F2 | Commercial | Lodging | Existing | Space Heating | Natural Gas | Furnace | E7 | TRC BC Ratio | 0 | 0 | 0 | 0 | 0 | 0 | 0 | 0 | 0 | 0 | 0 | 0 | 0 | 0 | 0 | 0 | 0 | 0 | 0 | 0 | 0 | 0 | 0 | 0 | 0 | 0 | 0 | 0 | 0 | 0 | 0 | 0 | 0
F2_Commercial_Lodging_Existing_Space Heating_Natural Gas_Furnace_E8 | F2 | Commercial | Lodging | Existing | Space Heating | Natural Gas | Furnace | E8 | TRC BC Ratio | 0 | 0 | 0 | 0 | 0 | 0 | 0 | 0 | 0 | 0 | 0 | 0 | 0 | 0 | 0 | 0 | 0 | 0 | 0 | 0 | 0 | 0 | 0 | 0 | 0 | 0 | 0 | 0 | 0 | 0 | 0 | 0 | 0
F2_Commercial_Lodging_Existing_Space Heating_Natural Gas_Furnace_E9 | F2 | Commercial | Lodging | Existing | Space Heating | Natural Gas | Furnace | E9 | TRC BC Ratio | 0 | 0 | 0 | 0 | 0 | 0 | 0 | 0 | 0 | 0 | 0 | 0 | 0 | 0 | 0 | 0 | 0 | 0 | 0 | 0 | 0 | 0 | 0 | 0 | 0 | 0 | 0 | 0 | 0 | 0 | 0 | 0 | 0
F2_Commercial_Lodging_Existing_Space Heating_Natural Gas_Furnace_E10 | F2 | Commercial | Lodging | Existing | Space Heating | Natural Gas | Furnace | E10 | TRC BC Ratio | 0 | 0 | 0 | 0 | 0 | 0 | 0 | 0 | 0 | 0 | 0 | 0 | 0 | 0 | 0 | 0 | 0 | 0 | 0 | 0 | 0 | 0 | 0 | 0 | 0 | 0 | 0 | 0 | 0 | 0 | 0 | 0 | 0
F3_Commercial_Lodging_Existing_Space Heating_Natural Gas_Furnace_E1 | F3 | Commercial | Lodging | Existing | Space Heating | Natural Gas | Furnace | E1 | PACT BC Ratio | 1 | 1 | 1 | 1 | 1 | 0 | 0 | 0 | 0 | 0 | 0 | 0 | 0 | 0 | 0 | 0 | 0 | 0 | 0 | 0 | 0 | 0 | 0 | 0 | 0 | 0 | 0 | 0 | 0 | 0 | 0 | 0 | 0
F3_Commercial_Lodging_Existing_Space Heating_Natural Gas_Furnace_E2 | F3 | Commercial | Lodging | Existing | Space Heating | Natural Gas | Furnace | E2 | PACT BC Ratio | 287.9994 | 287.8885 | 288.4112 | 287.0412 | 286.1035 | 0 | 0 | 0 | 0 | 0 | 0 | 0 | 0 | 0 | 0 | 0 | 0 | 0 | 0 | 0 | 0 | 0 | 0 | 0 | 0 | 0 | 0 | 0 | 0 | 0 | 0 | 0 | 0
F3_Commercial_Lodging_Existing_Space Heating_Natural Gas_Furnace_E3 | F3 | Commercial | Lodging | Existing | Space Heating | Natural Gas | Furnace | E3 | PACT BC Ratio | 16.8724 | 16.8659 | 16.8965 | 16.8162 | 16.7613 | 1 | 1 | 1 | 1 | 1 | 1 | 1 | 1 | 1 | 1 | 1 | 1 | 1 | 1 | 1 | 1 | 1 | 1 | 1 | 1 | 1 | 1 | 1 | 1 | 1 | 1 | 1 | 1
F3_Commercial_Lodging_Existing_Space Heating_Natural Gas_Furnace_E4 | F3 | Commercial | Lodging | Existing | Space Heating | Natural Gas | Furnace | E4 | PACT BC Ratio | 10.7022 | 10.698 | 10.7175 | 10.6666 | 10.6317 | 6.7897 | 6.7965 | 6.8 | 6.808 | 6.8145 | 6.8201 | 6.8244 | 6.8299 | 6.836 | 6.8407 | 6.8456 | 6.8505 | 6.8569 | 6.8628 | 6.8705 | 6.8771 | 6.8842 | 6.8901 | 6.897 | 6.9024 | 6.9073 | 6.912 | 6.9171 | 6.9204 | 6.924 | 6.9261 | 6.9289 | 6.9289
F3_Commercial_Lodging_Existing_Space Heating_Natural Gas_Furnace_E5 | F3 | Commercial | Lodging | Existing | Space Heating | Natural Gas | Furnace | E5 | PACT BC Ratio | 0 | 0 | 0 | 0 | 0 | 0 | 0 | 0.76522 | 0.76612 | 0.76685 | 0.76748 | 0.76796 | 0.76858 | 0.76926 | 0.76979 | 0.77035 | 0.7709 | 0.77161 | 0.77229 | 0.77315 | 0.77389 | 0.77469 | 0.77535 | 0.77614 | 0.77674 | 0.77729 | 0.77782 | 0.77839 | 0.77876 | 0.77917 | 0.77941 | 0.77972 | 0.77972
F3_Commercial_Lodging_Existing_Space Heating_Natural Gas_Furnace_E6 | F3 | Commercial | Lodging | Existing | Space Heating | Natural Gas | Furnace | E6 | PACT BC Ratio | 0 | 0 | 0 | 0 | 0 | 0 | 0 | 0 | 0 | 0 | 0 | 0 | 0 | 0 | 0 | 0 | 0 | 0 | 0 | 0 | 0 | 0 | 0 | 0 | 0 | 0 | 0 | 0 | 0 | 0 | 0 | 0 | 0
F3_Commercial_Lodging_Existing_Space Heating_Natural Gas_Furnace_E7 | F3 | Commercial | Lodging | Existing | Space Heating | Natural Gas | Furnace | E7 | PACT BC Ratio | 0 | 0 | 0 | 0 | 0 | 0 | 0 | 0 | 0 | 0 | 0 | 0 | 0 | 0 | 0 | 0 | 0 | 0 | 0 | 0 | 0 | 0 | 0 | 0 | 0 | 0 | 0 | 0 | 0 | 0 | 0 | 0 | 0
F3_Commercial_Lodging_Existing_Space Heating_Natural Gas_Furnace_E8 | F3 | Commercial | Lodging | Existing | Space Heating | Natural Gas | Furnace | E8 | PACT BC Ratio | 0 | 0 | 0 | 0 | 0 | 0 | 0 | 0 | 0 | 0 | 0 | 0 | 0 | 0 | 0 | 0 | 0 | 0 | 0 | 0 | 0 | 0 | 0 | 0 | 0 | 0 | 0 | 0 | 0 | 0 | 0 | 0 | 0
F3_Commercial_Lodging_Existing_Space Heating_Natural Gas_Furnace_E9 | F3 | Commercial | Lodging | Existing | Space Heating | Natural Gas | Furnace | E9 | PACT BC Ratio | 0 | 0 | 0 | 0 | 0 | 0 | 0 | 0 | 0 | 0 | 0 | 0 | 0 | 0 | 0 | 0 | 0 | 0 | 0 | 0 | 0 | 0 | 0 | 0 | 0 | 0 | 0 | 0 | 0 | 0 | 0 | 0 | 0
F3_Commercial_Lodging_Existing_Space Heating_Natural Gas_Furnace_E10 | F3 | Commercial | Lodging | Existing | Space Heating | Natural Gas | Furnace | E10 | PACT BC Ratio | 0 | 0 | 0 | 0 | 0 | 0 | 0 | 0 | 0 | 0 | 0 | 0 | 0 | 0 | 0 | 0 | 0 | 0 | 0 | 0 | 0 | 0 | 0 | 0 | 0 | 0 | 0 | 0 | 0 | 0 | 0 | 0 | 0
F4_Commercial_Lodging_Existing_Space Heating_Natural Gas_Furnace_E1 | F4 | Commercial | Lodging | Existing | Space Heating | Natural Gas | Furnace | E1 | RVT BC Ratio | 1 | 1 | 1 | 1 | 1 | 0 | 0 | 0 | 0 | 0 | 0 | 0 | 0 | 0 | 0 | 0 | 0 | 0 | 0 | 0 | 0 | 0 | 0 | 0 | 0 | 0 | 0 | 0 | 0 | 0 | 0 | 0 | 0
F4_Commercial_Lodging_Existing_Space Heating_Natural Gas_Furnace_E2 | F4 | Commercial | Lodging | Existing | Space Heating | Natural Gas | Furnace | E2 | RVT BC Ratio | 311.2379 | 311.1182 | 311.6819 | 310.2046 | 309.1936 | 0 | 0 | 0 | 0 | 0 | 0 | 0 | 0 | 0 | 0 | 0 | 0 | 0 | 0 | 0 | 0 | 0 | 0 | 0 | 0 | 0 | 0 | 0 | 0 | 0 | 0 | 0 | 0
F4_Commercial_Lodging_Existing_Space Heating_Natural Gas_Furnace_E3 | F4 | Commercial | Lodging | Existing | Space Heating | Natural Gas | Furnace | E3 | RVT BC Ratio | 18.8928 | 18.8858 | 18.9188 | 18.8323 | 18.773 | 1 | 1 | 1 | 1 | 1 | 1 | 1 | 1 | 1 | 1 | 1 | 1 | 1 | 1 | 1 | 1 | 1 | 1 | 1 | 1 | 1 | 1 | 1 | 1 | 1 | 1 | 1 | 1
F4_Commercial_Lodging_Existing_Space Heating_Natural Gas_Furnace_E4 | F4 | Commercial | Lodging | Existing | Space Heating | Natural Gas | Furnace | E4 | RVT BC Ratio | 12.2397 | 12.2353 | 12.2562 | 12.2013 | 12.1637 | 8.0211 | 8.0284 | 8.0322 | 8.0408 | 8.0478 | 8.0539 | 8.0584 | 8.0644 | 8.071 | 8.076 | 8.0814 | 8.0866 | 8.0935 | 8.0999 | 8.1082 | 8.1153 | 8.1229 | 8.1293 | 8.1368 | 8.1426 | 8.1479 | 8.1529 | 8.1584 | 8.162 | 8.1659 | 8.1682 | 8.1711 | 8.1711
F4_Commercial_Lodging_Existing_Space Heating_Natural Gas_Furnace_E5 | F4 | Commercial | Lodging | Existing | Space Heating | Natural Gas | Furnace | E5 | RVT BC Ratio | 0 | 0 | 0 | 0 | 0 | 0 | 0 | 1.5251 | 1.5261 | 1.5269 | 1.5275 | 1.5281 | 1.5287 | 1.5295 | 1.53 | 1.5306 | 1.5312 | 1.532 | 1.5327 | 1.5337 | 1.5345 | 1.5353 | 1.536 | 1.5369 | 1.5375 | 1.5381 | 1.5387 | 1.5393 | 1.5397 | 1.5401 | 1.5404 | 1.5407 | 1.5407
F4_Commercial_Lodging_Existing_Space Heating_Natural Gas_Furnace_E6 | F4 | Commercial | Lodging | Existing | Space Heating | Natural Gas | Furnace | E6 | RVT BC Ratio | 0 | 0 | 0 | 0 | 0 | 0 | 0 | 0 | 0 | 0 | 0 | 0 | 0 | 0 | 0 | 0 | 0 | 0 | 0 | 0 | 0 | 0 | 0 | 0 | 0 | 0 | 0 | 0 | 0 | 0 | 0 | 0 | 0
F4_Commercial_Lodging_Existing_Space Heating_Natural Gas_Furnace_E7 | F4 | Commercial | Lodging | Existing | Space Heating | Natural Gas | Furnace | E7 | RVT BC Ratio | 0 | 0 | 0 | 0 | 0 | 0 | 0 | 0 | 0 | 0 | 0 | 0 | 0 | 0 | 0 | 0 | 0 | 0 | 0 | 0 | 0 | 0 | 0 | 0 | 0 | 0 | 0 | 0 | 0 | 0 | 0 | 0 | 0
F4_Commercial_Lodging_Existing_Space Heating_Natural Gas_Furnace_E8 | F4 | Commercial | Lodging | Existing | Space Heating | Natural Gas | Furnace | E8 | RVT BC Ratio | 0 | 0 | 0 | 0 | 0 | 0 | 0 | 0 | 0 | 0 | 0 | 0 | 0 | 0 | 0 | 0 | 0 | 0 | 0 | 0 | 0 | 0 | 0 | 0 | 0 | 0 | 0 | 0 | 0 | 0 | 0 | 0 | 0
F4_Commercial_Lodging_Existing_Space Heating_Natural Gas_Furnace_E9 | F4 | Commercial | Lodging | Existing | Space Heating | Natural Gas | Furnace | E9 | RVT BC Ratio | 0 | 0 | 0 | 0 | 0 | 0 | 0 | 0 | 0 | 0 | 0 | 0 | 0 | 0 | 0 | 0 | 0 | 0 | 0 | 0 | 0 | 0 | 0 | 0 | 0 | 0 | 0 | 0 | 0 | 0 | 0 | 0 | 0
F4_Commercial_Lodging_Existing_Space Heating_Natural Gas_Furnace_E10 | F4 | Commercial | Lodging | Existing | Space Heating | Natural Gas | Furnace | E10 | RVT BC Ratio | 0 | 0 | 0 | 0 | 0 | 0 | 0 | 0 | 0 | 0 | 0 | 0 | 0 | 0 | 0 | 0 | 0 | 0 | 0 | 0 | 0 | 0 | 0 | 0 | 0 | 0 | 0 | 0 | 0 | 0 | 0 | 0 | 0
F5_Commercial_Lodging_Existing_Space Heating_Natural Gas_Furnace_E1 | F5 | Commercial | Lodging | Existing | Space Heating | Natural Gas | Furnace | E1 | RIM BC Ratio | 1 | 1 | 1 | 1 | 1 | 0 | 0 | 0 | 0 | 0 | 0 | 0 | 0 | 0 | 0 | 0 | 0 | 0 | 0 | 0 | 0 | 0 | 0 | 0 | 0 | 0 | 0 | 0 | 0 | 0 | 0 | 0 | 0
F5_Commercial_Lodging_Existing_Space Heating_Natural Gas_Furnace_E2 | F5 | Commercial | Lodging | Existing | Space Heating | Natural Gas | Furnace | E2 | RIM BC Ratio | 0.83227 | 0.83227 | 0.83227 | 0.83226 | 0.83225 | 0 | 0 | 0 | 0 | 0 | 0 | 0 | 0 | 0 | 0 | 0 | 0 | 0 | 0 | 0 | 0 | 0 | 0 | 0 | 0 | 0 | 0 | 0 | 0 | 0 | 0 | 0 | 0
F5_Commercial_Lodging_Existing_Space Heating_Natural Gas_Furnace_E3 | F5 | Commercial | Lodging | Existing | Space Heating | Natural Gas | Furnace | E3 | RIM BC Ratio | 0.79533 | 0.79532 | 0.79539 | 0.79521 | 0.79509 | 1 | 1 | 1 | 1 | 1 | 1 | 1 | 1 | 1 | 1 | 1 | 1 | 1 | 1 | 1 | 1 | 1 | 1 | 1 | 1 | 1 | 1 | 1 | 1 | 1 | 1 | 1 | 1
F5_Commercial_Lodging_Existing_Space Heating_Natural Gas_Furnace_E4 | F5 | Commercial | Lodging | Existing | Space Heating | Natural Gas | Furnace | E4 | RIM BC Ratio | 0.77429 | 0.77427 | 0.77437 | 0.7741 | 0.77392 | 0.7433 | 0.74338 | 0.74343 | 0.74352 | 0.7436 | 0.74367 | 0.74372 | 0.74378 | 0.74385 | 0.74391 | 0.74397 | 0.74403 | 0.7441 | 0.74417 | 0.74426 | 0.74434 | 0.74442 | 0.74449 | 0.74457 | 0.74463 | 0.74469 | 0.74475 | 0.7448 | 0.74484 | 0.74488 | 0.74491 | 0.74494 | 0.74494
F5_Commercial_Lodging_Existing_Space Heating_Natural Gas_Furnace_E5 | F5 | Commercial | Lodging | Existing | Space Heating | Natural Gas | Furnace | E5 | RIM BC Ratio | 0 | 0 | 0 | 0 | 0 | 0 | 0 | 0.39922 | 0.39946 | 0.39966 | 0.39984 | 0.39996 | 0.40013 | 0.40032 | 0.40046 | 0.40061 | 0.40076 | 0.40095 | 0.40114 | 0.40137 | 0.40157 | 0.40178 | 0.40196 | 0.40217 | 0.40233 | 0.40248 | 0.40262 | 0.40278 | 0.40288 | 0.40299 | 0.40305 | 0.40313 | 0.40313
F5_Commercial_Lodging_Existing_Space Heating_Natural Gas_Furnace_E6 | F5 | Commercial | Lodging | Existing | Space Heating | Natural Gas | Furnace | E6 | RIM BC Ratio | 0 | 0 | 0 | 0 | 0 | 0 | 0 | 0 | 0 | 0 | 0 | 0 | 0 | 0 | 0 | 0 | 0 | 0 | 0 | 0 | 0 | 0 | 0 | 0 | 0 | 0 | 0 | 0 | 0 | 0 | 0 | 0 | 0
F5_Commercial_Lodging_Existing_Space Heating_Natural Gas_Furnace_E7 | F5 | Commercial | Lodging | Existing | Space Heating | Natural Gas | Furnace | E7 | RIM BC Ratio | 0 | 0 | 0 | 0 | 0 | 0 | 0 | 0 | 0 | 0 | 0 | 0 | 0 | 0 | 0 | 0 | 0 | 0 | 0 | 0 | 0 | 0 | 0 | 0 | 0 | 0 | 0 | 0 | 0 | 0 | 0 | 0 | 0
F5_Commercial_Lodging_Existing_Space Heating_Natural Gas_Furnace_E8 | F5 | Commercial | Lodging | Existing | Space Heating | Natural Gas | Furnace | E8 | RIM BC Ratio | 0 | 0 | 0 | 0 | 0 | 0 | 0 | 0 | 0 | 0 | 0 | 0 | 0 | 0 | 0 | 0 | 0 | 0 | 0 | 0 | 0 | 0 | 0 | 0 | 0 | 0 | 0 | 0 | 0 | 0 | 0 | 0 | 0
F5_Commercial_Lodging_Existing_Space Heating_Natural Gas_Furnace_E9 | F5 | Commercial | Lodging | Existing | Space Heating | Natural Gas | Furnace | E9 | RIM BC Ratio | 0 | 0 | 0 | 0 | 0 | 0 | 0 | 0 | 0 | 0 | 0 | 0 | 0 | 0 | 0 | 0 | 0 | 0 | 0 | 0 | 0 | 0 | 0 | 0 | 0 | 0 | 0 | 0 | 0 | 0 | 0 | 0 | 0
F5_Commercial_Lodging_Existing_Space Heating_Natural Gas_Furnace_E10 | F5 | Commercial | Lodging | Existing | Space Heating | Natural Gas | Furnace | E10 | RIM BC Ratio | 0 | 0 | 0 | 0 | 0 | 0 | 0 | 0 | 0 | 0 | 0 | 0 | 0 | 0 | 0 | 0 | 0 | 0 | 0 | 0 | 0 | 0 | 0 | 0 | 0 | 0 | 0 | 0 | 0 | 0 | 0 | 0 | 0
F0_Commercial_Lodging_Existing_Space Heating_Natural Gas_Boiler_E0 | F0 | Commercial | Lodging | Existing | Space Heating | Natural Gas | Boiler | E0 | Economic Unit | Convert to Gas-Fired ASHP | Convert to Gas-Fired ASHP | Convert to Gas-Fired ASHP | Convert to Gas-Fired ASHP | Convert to Gas-Fired ASHP | Convert to Gas-Fired ASHP | Convert to Gas-Fired ASHP | Convert to Gas-Fired ASHP | Convert to Gas-Fired ASHP | Convert to Gas-Fired ASHP | Convert to Gas-Fired ASHP | Convert to Gas-Fired ASHP | Convert to Gas-Fired ASHP | Convert to Gas-Fired ASHP | Convert to Gas-Fired ASHP | Convert to Gas-Fired ASHP | Convert to Gas-Fired ASHP | Convert to Gas-Fired ASHP | Convert to Gas-Fired ASHP | Convert to Gas-Fired ASHP | Convert to Gas-Fired ASHP | Convert to Gas-Fired ASHP | Convert to Gas-Fired ASHP | Convert to Gas-Fired ASHP | Convert to Gas-Fired ASHP | Convert to Gas-Fired ASHP | Convert to Gas-Fired ASHP | Convert to Gas-Fired ASHP | Convert to Gas-Fired ASHP | Convert to Gas-Fired ASHP | Convert to Gas-Fired ASHP | Convert to Gas-Fired ASHP | Convert to Gas-Fired ASHP
F1_Commercial_Lodging_Existing_Space Heating_Natural Gas_Boiler_E1 | F1 | Commercial | Lodging | Existing | Space Heating | Natural Gas | Boiler | E1 | CCE | 0 | 0 | 0 | 0 | 0 | 0 | 0 | 0 | 0 | 0 | 0 | 0 | 0 | 0 | 0 | 0 | 0 | 0 | 0 | 0 | 0 | 0 | 0 | 0 | 0 | 0 | 0 | 0 | 0 | 0 | 0 | 0 | 0
F1_Commercial_Lodging_Existing_Space Heating_Natural Gas_Boiler_E2 | F1 | Commercial | Lodging | Existing | Space Heating | Natural Gas | Boiler | E2 | CCE | 0.05437 | 0.056292 | 0.050801 | 0.05203 | 0.05231 | 0 | 0 | 0 | 0 | 0 | 0 | 0 | 0 | 0 | 0 | 0 | 0 | 0 | 0 | 0 | 0 | 0 | 0 | 0 | 0 | 0 | 0 | 0 | 0 | 0 | 0 | 0 | 0
F1_Commercial_Lodging_Existing_Space Heating_Natural Gas_Boiler_E3 | F1 | Commercial | Lodging | Existing | Space Heating | Natural Gas | Boiler | E3 | CCE | 0.32211 | 0.3335 | 0.30097 | 0.30825 | 0.30991 | 0 | 0 | 0 | 0 | 0 | 0 | 0 | 0 | 0 | 0 | 0 | 0 | 0 | 0 | 0 | 0 | 0 | 0 | 0 | 0 | 0 | 0 | 0 | 0 | 0 | 0 | 0 | 0
F1_Commercial_Lodging_Existing_Space Heating_Natural Gas_Boiler_E4 | F1 | Commercial | Lodging | Existing | Space Heating | Natural Gas | Boiler | E4 | CCE | 0.3248 | 0.33628 | 0.30348 | 0.31082 | 0.31249 | 0.32532 | 0.32709 | 0.32888 | 0.33068 | 0.33251 | 0.33436 | 0.33623 | 0.33812 | 0.34003 | 0.34196 | 0.34391 | 0.34589 | 0.34789 | 0.34991 | 0.35196 | 0.35403 | 0.35612 | 0.35824 | 0.36039 | 0.36256 | 0.36475 | 0.36698 | 0.36923 | 0.3715 | 0.37381 | 0.37615 | 0.37851 | 0.37851
F1_Commercial_Lodging_Existing_Space Heating_Natural Gas_Boiler_E5 | F1 | Commercial | Lodging | Existing | Space Heating | Natural Gas | Boiler | E5 | CCE | 1.0005 | 1.0358 | 0.93478 | 0.9574 | 0.96255 | 1.3824 | 1.3899 | 1.3975 | 1.4052 | 1.413 | 1.4208 | 1.4288 | 1.4368 | 1.4449 | 1.4531 | 1.4614 | 1.4698 | 1.4783 | 1.4869 | 1.4956 | 1.5044 | 1.5133 | 1.5223 | 1.5314 | 1.5407 | 1.55 | 1.5594 | 1.569 | 1.5787 | 1.5885 | 1.5984 | 1.6084 | 1.6084
F1_Commercial_Lodging_Existing_Space Heating_Natural Gas_Boiler_E6 | F1 | Commercial | Lodging | Existing | Space Heating | Natural Gas | Boiler | E6 | CCE | 0 | 0 | 0 | 0 | 0 | 0 | 0 | 0 | 0 | 0 | 0 | 0 | 0 | 0 | 0 | 0 | 0 | 0 | 0 | 0 | 0 | 0 | 0 | 0 | 0 | 0 | 0 | 0 | 0 | 0 | 0 | 0 | 0
F1_Commercial_Lodging_Existing_Space Heating_Natural Gas_Boiler_E7 | F1 | Commercial | Lodging | Existing | Space Heating | Natural Gas | Boiler | E7 | CCE | 0 | 0 | 0 | 0 | 0 | 0 | 0 | 0 | 0 | 0 | 0 | 0 | 0 | 0 | 0 | 0 | 0 | 0 | 0 | 0 | 0 | 0 | 0 | 0 | 0 | 0 | 0 | 0 | 0 | 0 | 0 | 0 | 0
F1_Commercial_Lodging_Existing_Space Heating_Natural Gas_Boiler_E8 | F1 | Commercial | Lodging | Existing | Space Heating | Natural Gas | Boiler | E8 | CCE | 0 | 0 | 0 | 0 | 0 | 0 | 0 | 0 | 0 | 0 | 0 | 0 | 0 | 0 | 0 | 0 | 0 | 0 | 0 | 0 | 0 | 0 | 0 | 0 | 0 | 0 | 0 | 0 | 0 | 0 | 0 | 0 | 0
F1_Commercial_Lodging_Existing_Space Heating_Natural Gas_Boiler_E9 | F1 | Commercial | Lodging | Existing | Space Heating | Natural Gas | Boiler | E9 | CCE | 0 | 0 | 0 | 0 | 0 | 0 | 0 | 0 | 0 | 0 | 0 | 0 | 0 | 0 | 0 | 0 | 0 | 0 | 0 | 0 | 0 | 0 | 0 | 0 | 0 | 0 | 0 | 0 | 0 | 0 | 0 | 0 | 0
F1_Commercial_Lodging_Existing_Space Heating_Natural Gas_Boiler_E10 | F1 | Commercial | Lodging | Existing | Space Heating | Natural Gas | Boiler | E10 | CCE | 0 | 0 | 0 | 0 | 0 | 0 | 0 | 0 | 0 | 0 | 0 | 0 | 0 | 0 | 0 | 0 | 0 | 0 | 0 | 0 | 0 | 0 | 0 | 0 | 0 | 0 | 0 | 0 | 0 | 0 | 0 | 0 | 0
F2_Commercial_Lodging_Existing_Space Heating_Natural Gas_Boiler_E1 | F2 | Commercial | Lodging | Existing | Space Heating | Natural Gas | Boiler | E1 | TRC BC Ratio | 1 | 1 | 1 | 1 | 1 | 0 | 0 | 0 | 0 | 0 | 0 | 0 | 0 | 0 | 0 | 0 | 0 | 0 | 0 | 0 | 0 | 0 | 0 | 0 | 0 | 0 | 0 | 0 | 0 | 0 | 0 | 0 | 0
F2_Commercial_Lodging_Existing_Space Heating_Natural Gas_Boiler_E2 | F2 | Commercial | Lodging | Existing | Space Heating | Natural Gas | Boiler | E2 | TRC BC Ratio | 39.9985 | 39.9868 | 40.0589 | 39.882 | 39.7619 | 0 | 0 | 0 | 0 | 0 | 0 | 0 | 0 | 0 | 0 | 0 | 0 | 0 | 0 | 0 | 0 | 0 | 0 | 0 | 0 | 0 | 0 | 0 | 0 | 0 | 0 | 0 | 0
F2_Commercial_Lodging_Existing_Space Heating_Natural Gas_Boiler_E3 | F2 | Commercial | Lodging | Existing | Space Heating | Natural Gas | Boiler | E3 | TRC BC Ratio | 6.7515 | 6.7495 | 6.7617 | 6.7318 | 6.7116 | 1 | 1 | 1 | 1 | 1 | 1 | 1 | 1 | 1 | 1 | 1 | 1 | 1 | 1 | 1 | 1 | 1 | 1 | 1 | 1 | 1 | 1 | 1 | 1 | 1 | 1 | 1 | 1
F2_Commercial_Lodging_Existing_Space Heating_Natural Gas_Boiler_E4 | F2 | Commercial | Lodging | Existing | Space Heating | Natural Gas | Boiler | E4 | TRC BC Ratio | 6.6957 | 6.6937 | 6.7058 | 6.6762 | 6.6561 | 6.4223 | 6.4289 | 6.4324 | 6.4399 | 6.4461 | 6.4514 | 6.4555 | 6.4606 | 6.4663 | 6.4706 | 6.475 | 6.4794 | 6.4851 | 6.4904 | 6.4973 | 6.5032 | 6.5095 | 6.5148 | 6.521 | 6.5258 | 6.5302 | 6.5344 | 6.5389 | 6.5419 | 6.5452 | 6.547 | 6.5495 | 6.5495
F2_Commercial_Lodging_Existing_Space Heating_Natural Gas_Boiler_E5 | F2 | Commercial | Lodging | Existing | Space Heating | Natural Gas | Boiler | E5 | TRC BC Ratio | 2.1737 | 2.1731 | 2.177 | 2.1674 | 2.1609 | 1.5113 | 1.5129 | 1.5137 | 1.5155 | 1.5169 | 1.5182 | 1.5192 | 1.5204 | 1.5217 | 1.5227 | 1.5238 | 1.5248 | 1.5261 | 1.5274 | 1.529 | 1.5304 | 1.5319 | 1.5331 | 1.5346 | 1.5357 | 1.5367 | 1.5377 | 1.5388 | 1.5395 | 1.5403 | 1.5407 | 1.5413 | 1.5413
F2_Commercial_Lodging_Existing_Space Heating_Natural Gas_Boiler_E6 | F2 | Commercial | Lodging | Existing | Space Heating | Natural Gas | Boiler | E6 | TRC BC Ratio | 0 | 0 | 0 | 0 | 0 | 0 | 0 | 0 | 0 | 0 | 0 | 0 | 0 | 0 | 0 | 0 | 0 | 0 | 0 | 0 | 0 | 0 | 0 | 0 | 0 | 0 | 0 | 0 | 0 | 0 | 0 | 0 | 0
F2_Commercial_Lodging_Existing_Space Heating_Natural Gas_Boiler_E7 | F2 | Commercial | Lodging | Existing | Space Heating | Natural Gas | Boiler | E7 | TRC BC Ratio | 0 | 0 | 0 | 0 | 0 | 0 | 0 | 0 | 0 | 0 | 0 | 0 | 0 | 0 | 0 | 0 | 0 | 0 | 0 | 0 | 0 | 0 | 0 | 0 | 0 | 0 | 0 | 0 | 0 | 0 | 0 | 0 | 0
F2_Commercial_Lodging_Existing_Space Heating_Natural Gas_Boiler_E8 | F2 | Commercial | Lodging | Existing | Space Heating | Natural Gas | Boiler | E8 | TRC BC Ratio | 0 | 0 | 0 | 0 | 0 | 0 | 0 | 0 | 0 | 0 | 0 | 0 | 0 | 0 | 0 | 0 | 0 | 0 | 0 | 0 | 0 | 0 | 0 | 0 | 0 | 0 | 0 | 0 | 0 | 0 | 0 | 0 | 0
F2_Commercial_Lodging_Existing_Space Heating_Natural Gas_Boiler_E9 | F2 | Commercial | Lodging | Existing | Space Heating | Natural Gas | Boiler | E9 | TRC BC Ratio | 0 | 0 | 0 | 0 | 0 | 0 | 0 | 0 | 0 | 0 | 0 | 0 | 0 | 0 | 0 | 0 | 0 | 0 | 0 | 0 | 0 | 0 | 0 | 0 | 0 | 0 | 0 | 0 | 0 | 0 | 0 | 0 | 0
F2_Commercial_Lodging_Existing_Space Heating_Natural Gas_Boiler_E10 | F2 | Commercial | Lodging | Existing | Space Heating | Natural Gas | Boiler | E10 | TRC BC Ratio | 0 | 0 | 0 | 0 | 0 | 0 | 0 | 0 | 0 | 0 | 0 | 0 | 0 | 0 | 0 | 0 | 0 | 0 | 0 | 0 | 0 | 0 | 0 | 0 | 0 | 0 | 0 | 0 | 0 | 0 | 0 | 0 | 0
F3_Commercial_Lodging_Existing_Space Heating_Natural Gas_Boiler_E1 | F3 | Commercial | Lodging | Existing | Space Heating | Natural Gas | Boiler | E1 | PACT BC Ratio | 1 | 1 | 1 | 1 | 1 | 0 | 0 | 0 | 0 | 0 | 0 | 0 | 0 | 0 | 0 | 0 | 0 | 0 | 0 | 0 | 0 | 0 | 0 | 0 | 0 | 0 | 0 | 0 | 0 | 0 | 0 | 0 | 0
F3_Commercial_Lodging_Existing_Space Heating_Natural Gas_Boiler_E2 | F3 | Commercial | Lodging | Existing | Space Heating | Natural Gas | Boiler | E2 | PACT BC Ratio | 53.3314 | 53.3157 | 53.4118 | 53.1761 | 53.0158 | 0 | 0 | 0 | 0 | 0 | 0 | 0 | 0 | 0 | 0 | 0 | 0 | 0 | 0 | 0 | 0 | 0 | 0 | 0 | 0 | 0 | 0 | 0 | 0 | 0 | 0 | 0 | 0
F3_Commercial_Lodging_Existing_Space Heating_Natural Gas_Boiler_E3 | F3 | Commercial | Lodging | Existing | Space Heating | Natural Gas | Boiler | E3 | PACT BC Ratio | 9.002 | 8.9993 | 9.0156 | 8.9758 | 8.9487 | 1 | 1 | 1 | 1 | 1 | 1 | 1 | 1 | 1 | 1 | 1 | 1 | 1 | 1 | 1 | 1 | 1 | 1 | 1 | 1 | 1 | 1 | 1 | 1 | 1 | 1 | 1 | 1
F3_Commercial_Lodging_Existing_Space Heating_Natural Gas_Boiler_E4 | F3 | Commercial | Lodging | Existing | Space Heating | Natural Gas | Boiler | E4 | PACT BC Ratio | 8.9276 | 8.9249 | 8.941 | 8.9016 | 8.8747 | 8.5631 | 8.5718 | 8.5765 | 8.5865 | 8.5948 | 8.6019 | 8.6073 | 8.6142 | 8.6217 | 8.6275 | 8.6334 | 8.6392 | 8.6468 | 8.6539 | 8.663 | 8.6709 | 8.6794 | 8.6864 | 8.6947 | 8.7011 | 8.707 | 8.7125 | 8.7186 | 8.7225 | 8.7269 | 8.7294 | 8.7327 | 8.7327
F3_Commercial_Lodging_Existing_Space Heating_Natural Gas_Boiler_E5 | F3 | Commercial | Lodging | Existing | Space Heating | Natural Gas | Boiler | E5 | PACT BC Ratio | 2.8983 | 2.8975 | 2.9027 | 2.8899 | 2.8812 | 2.0151 | 2.0172 | 2.0183 | 2.0206 | 2.0226 | 2.0243 | 2.0255 | 2.0272 | 2.0289 | 2.0303 | 2.0317 | 2.033 | 2.0348 | 2.0365 | 2.0386 | 2.0405 | 2.0425 | 2.0441 | 2.0461 | 2.0476 | 2.049 | 2.0503 | 2.0517 | 2.0526 | 2.0537 | 2.0543 | 2.055 | 2.055
F3_Commercial_Lodging_Existing_Space Heating_Natural Gas_Boiler_E6 | F3 | Commercial | Lodging | Existing | Space Heating | Natural Gas | Boiler | E6 | PACT BC Ratio | 0 | 0 | 0 | 0 | 0 | 0 | 0 | 0 | 0 | 0 | 0 | 0 | 0 | 0 | 0 | 0 | 0 | 0 | 0 | 0 | 0 | 0 | 0 | 0 | 0 | 0 | 0 | 0 | 0 | 0 | 0 | 0 | 0
F3_Commercial_Lodging_Existing_Space Heating_Natural Gas_Boiler_E7 | F3 | Commercial | Lodging | Existing | Space Heating | Natural Gas | Boiler | E7 | PACT BC Ratio | 0 | 0 | 0 | 0 | 0 | 0 | 0 | 0 | 0 | 0 | 0 | 0 | 0 | 0 | 0 | 0 | 0 | 0 | 0 | 0 | 0 | 0 | 0 | 0 | 0 | 0 | 0 | 0 | 0 | 0 | 0 | 0 | 0
F3_Commercial_Lodging_Existing_Space Heating_Natural Gas_Boiler_E8 | F3 | Commercial | Lodging | Existing | Space Heating | Natural Gas | Boiler | E8 | PACT BC Ratio | 0 | 0 | 0 | 0 | 0 | 0 | 0 | 0 | 0 | 0 | 0 | 0 | 0 | 0 | 0 | 0 | 0 | 0 | 0 | 0 | 0 | 0 | 0 | 0 | 0 | 0 | 0 | 0 | 0 | 0 | 0 | 0 | 0
F3_Commercial_Lodging_Existing_Space Heating_Natural Gas_Boiler_E9 | F3 | Commercial | Lodging | Existing | Space Heating | Natural Gas | Boiler | E9 | PACT BC Ratio | 0 | 0 | 0 | 0 | 0 | 0 | 0 | 0 | 0 | 0 | 0 | 0 | 0 | 0 | 0 | 0 | 0 | 0 | 0 | 0 | 0 | 0 | 0 | 0 | 0 | 0 | 0 | 0 | 0 | 0 | 0 | 0 | 0
F3_Commercial_Lodging_Existing_Space Heating_Natural Gas_Boiler_E10 | F3 | Commercial | Lodging | Existing | Space Heating | Natural Gas | Boiler | E10 | PACT BC Ratio | 0 | 0 | 0 | 0 | 0 | 0 | 0 | 0 | 0 | 0 | 0 | 0 | 0 | 0 | 0 | 0 | 0 | 0 | 0 | 0 | 0 | 0 | 0 | 0 | 0 | 0 | 0 | 0 | 0 | 0 | 0 | 0 | 0
F4_Commercial_Lodging_Existing_Space Heating_Natural Gas_Boiler_E1 | F4 | Commercial | Lodging | Existing | Space Heating | Natural Gas | Boiler | E1 | RVT BC Ratio | 1 | 1 | 1 | 1 | 1 | 0 | 0 | 0 | 0 | 0 | 0 | 0 | 0 | 0 | 0 | 0 | 0 | 0 | 0 | 0 | 0 | 0 | 0 | 0 | 0 | 0 | 0 | 0 | 0 | 0 | 0 | 0 | 0
F4_Commercial_Lodging_Existing_Space Heating_Natural Gas_Boiler_E2 | F4 | Commercial | Lodging | Existing | Space Heating | Natural Gas | Boiler | E2 | RVT BC Ratio | 58.205 | 58.1881 | 58.2917 | 58.0375 | 57.8648 | 0 | 0 | 0 | 0 | 0 | 0 | 0 | 0 | 0 | 0 | 0 | 0 | 0 | 0 | 0 | 0 | 0 | 0 | 0 | 0 | 0 | 0 | 0 | 0 | 0 | 0 | 0 | 0
F4_Commercial_Lodging_Existing_Space Heating_Natural Gas_Boiler_E3 | F4 | Commercial | Lodging | Existing | Space Heating | Natural Gas | Boiler | E3 | RVT BC Ratio | 10.4065 | 10.4036 | 10.4211 | 10.3782 | 10.3491 | 1 | 1 | 1 | 1 | 1 | 1 | 1 | 1 | 1 | 1 | 1 | 1 | 1 | 1 | 1 | 1 | 1 | 1 | 1 | 1 | 1 | 1 | 1 | 1 | 1 | 1 | 1 | 1
F4_Commercial_Lodging_Existing_Space Heating_Natural Gas_Boiler_E4 | F4 | Commercial | Lodging | Existing | Space Heating | Natural Gas | Boiler | E4 | RVT BC Ratio | 10.3262 | 10.3234 | 10.3407 | 10.2982 | 10.2693 | 9.9332 | 9.9426 | 9.9477 | 9.9585 | 9.9674 | 9.9751 | 9.9809 | 9.9883 | 9.9965 | 10.0027 | 10.009 | 10.0153 | 10.0234 | 10.0311 | 10.041 | 10.0495 | 10.0586 | 10.0662 | 10.0751 | 10.082 | 10.0884 | 10.0943 | 10.1009 | 10.1051 | 10.1098 | 10.1125 | 10.1161 | 10.1161
F4_Commercial_Lodging_Existing_Space Heating_Natural Gas_Boiler_E5 | F4 | Commercial | Lodging | Existing | Space Heating | Natural Gas | Boiler | E5 | RVT BC Ratio | 3.8252 | 3.8242 | 3.8299 | 3.816 | 3.8067 | 2.8728 | 2.875 | 2.8762 | 2.8788 | 2.8809 | 2.8827 | 2.8841 | 2.8858 | 2.8877 | 2.8892 | 2.8907 | 2.8921 | 2.8941 | 2.8959 | 2.8982 | 2.9002 | 2.9023 | 2.9041 | 2.9062 | 2.9078 | 2.9093 | 2.9107 | 2.9123 | 2.9133 | 2.9144 | 2.915 | 2.9159 | 2.9159
F4_Commercial_Lodging_Existing_Space Heating_Natural Gas_Boiler_E6 | F4 | Commercial | Lodging | Existing | Space Heating | Natural Gas | Boiler | E6 | RVT BC Ratio | 0 | 0 | 0 | 0 | 0 | 0 | 0 | 0 | 0 | 0 | 0 | 0 | 0 | 0 | 0 | 0 | 0 | 0 | 0 | 0 | 0 | 0 | 0 | 0 | 0 | 0 | 0 | 0 | 0 | 0 | 0 | 0 | 0
F4_Commercial_Lodging_Existing_Space Heating_Natural Gas_Boiler_E7 | F4 | Commercial | Lodging | Existing | Space Heating | Natural Gas | Boiler | E7 | RVT BC Ratio | 0 | 0 | 0 | 0 | 0 | 0 | 0 | 0 | 0 | 0 | 0 | 0 | 0 | 0 | 0 | 0 | 0 | 0 | 0 | 0 | 0 | 0 | 0 | 0 | 0 | 0 | 0 | 0 | 0 | 0 | 0 | 0 | 0
F4_Commercial_Lodging_Existing_Space Heating_Natural Gas_Boiler_E8 | F4 | Commercial | Lodging | Existing | Space Heating | Natural Gas | Boiler | E8 | RVT BC Ratio | 0 | 0 | 0 | 0 | 0 | 0 | 0 | 0 | 0 | 0 | 0 | 0 | 0 | 0 | 0 | 0 | 0 | 0 | 0 | 0 | 0 | 0 | 0 | 0 | 0 | 0 | 0 | 0 | 0 | 0 | 0 | 0 | 0
F4_Commercial_Lodging_Existing_Space Heating_Natural Gas_Boiler_E9 | F4 | Commercial | Lodging | Existing | Space Heating | Natural Gas | Boiler | E9 | RVT BC Ratio | 0 | 0 | 0 | 0 | 0 | 0 | 0 | 0 | 0 | 0 | 0 | 0 | 0 | 0 | 0 | 0 | 0 | 0 | 0 | 0 | 0 | 0 | 0 | 0 | 0 | 0 | 0 | 0 | 0 | 0 | 0 | 0 | 0
F4_Commercial_Lodging_Existing_Space Heating_Natural Gas_Boiler_E10 | F4 | Commercial | Lodging | Existing | Space Heating | Natural Gas | Boiler | E10 | RVT BC Ratio | 0 | 0 | 0 | 0 | 0 | 0 | 0 | 0 | 0 | 0 | 0 | 0 | 0 | 0 | 0 | 0 | 0 | 0 | 0 | 0 | 0 | 0 | 0 | 0 | 0 | 0 | 0 | 0 | 0 | 0 | 0 | 0 | 0
F5_Commercial_Lodging_Existing_Space Heating_Natural Gas_Boiler_E1 | F5 | Commercial | Lodging | Existing | Space Heating | Natural Gas | Boiler | E1 | RIM BC Ratio | 1 | 1 | 1 | 1 | 1 | 0 | 0 | 0 | 0 | 0 | 0 | 0 | 0 | 0 | 0 | 0 | 0 | 0 | 0 | 0 | 0 | 0 | 0 | 0 | 0 | 0 | 0 | 0 | 0 | 0 | 0 | 0 | 0
F5_Commercial_Lodging_Existing_Space Heating_Natural Gas_Boiler_E2 | F5 | Commercial | Lodging | Existing | Space Heating | Natural Gas | Boiler | E2 | RIM BC Ratio | 0.82182 | 0.82181 | 0.82184 | 0.82178 | 0.82174 | 0 | 0 | 0 | 0 | 0 | 0 | 0 | 0 | 0 | 0 | 0 | 0 | 0 | 0 | 0 | 0 | 0 | 0 | 0 | 0 | 0 | 0 | 0 | 0 | 0 | 0 | 0 | 0
F5_Commercial_Lodging_Existing_Space Heating_Natural Gas_Boiler_E3 | F5 | Commercial | Lodging | Existing | Space Heating | Natural Gas | Boiler | E3 | RIM BC Ratio | 0.76385 | 0.76383 | 0.76395 | 0.76366 | 0.76347 | 1 | 1 | 1 | 1 | 1 | 1 | 1 | 1 | 1 | 1 | 1 | 1 | 1 | 1 | 1 | 1 | 1 | 1 | 1 | 1 | 1 | 1 | 1 | 1 | 1 | 1 | 1 | 1
F5_Commercial_Lodging_Existing_Space Heating_Natural Gas_Boiler_E4 | F5 | Commercial | Lodging | Existing | Space Heating | Natural Gas | Boiler | E4 | RIM BC Ratio | 0.76331 | 0.76329 | 0.76341 | 0.76312 | 0.76293 | 0.76055 | 0.76061 | 0.76065 | 0.76073 | 0.76079 | 0.76085 | 0.76089 | 0.76095 | 0.76101 | 0.76105 | 0.7611 | 0.76114 | 0.7612 | 0.76126 | 0.76133 | 0.76139 | 0.76145 | 0.76151 | 0.76157 | 0.76162 | 0.76166 | 0.76171 | 0.76175 | 0.76178 | 0.76182 | 0.76183 | 0.76186 | 0.76186
F5_Commercial_Lodging_Existing_Space Heating_Natural Gas_Boiler_E5 | F5 | Commercial | Lodging | Existing | Space Heating | Natural Gas | Boiler | E5 | RIM BC Ratio | 0.64805 | 0.64801 | 0.64827 | 0.64763 | 0.64719 | 0.59021 | 0.59039 | 0.59048 | 0.59068 | 0.59085 | 0.59099 | 0.5911 | 0.59124 | 0.59139 | 0.5915 | 0.59162 | 0.59174 | 0.59189 | 0.59203 | 0.59221 | 0.59237 | 0.59254 | 0.59267 | 0.59284 | 0.59296 | 0.59308 | 0.59319 | 0.59331 | 0.59339 | 0.59347 | 0.59352 | 0.59359 | 0.59359
F5_Commercial_Lodging_Existing_Space Heating_Natural Gas_Boiler_E6 | F5 | Commercial | Lodging | Existing | Space Heating | Natural Gas | Boiler | E6 | RIM BC Ratio | 0 | 0 | 0 | 0 | 0 | 0 | 0 | 0 | 0 | 0 | 0 | 0 | 0 | 0 | 0 | 0 | 0 | 0 | 0 | 0 | 0 | 0 | 0 | 0 | 0 | 0 | 0 | 0 | 0 | 0 | 0 | 0 | 0
F5_Commercial_Lodging_Existing_Space Heating_Natural Gas_Boiler_E7 | F5 | Commercial | Lodging | Existing | Space Heating | Natural Gas | Boiler | E7 | RIM BC Ratio | 0 | 0 | 0 | 0 | 0 | 0 | 0 | 0 | 0 | 0 | 0 | 0 | 0 | 0 | 0 | 0 | 0 | 0 | 0 | 0 | 0 | 0 | 0 | 0 | 0 | 0 | 0 | 0 | 0 | 0 | 0 | 0 | 0
F5_Commercial_Lodging_Existing_Space Heating_Natural Gas_Boiler_E8 | F5 | Commercial | Lodging | Existing | Space Heating | Natural Gas | Boiler | E8 | RIM BC Ratio | 0 | 0 | 0 | 0 | 0 | 0 | 0 | 0 | 0 | 0 | 0 | 0 | 0 | 0 | 0 | 0 | 0 | 0 | 0 | 0 | 0 | 0 | 0 | 0 | 0 | 0 | 0 | 0 | 0 | 0 | 0 | 0 | 0
F5_Commercial_Lodging_Existing_Space Heating_Natural Gas_Boiler_E9 | F5 | Commercial | Lodging | Existing | Space Heating | Natural Gas | Boiler | E9 | RIM BC Ratio | 0 | 0 | 0 | 0 | 0 | 0 | 0 | 0 | 0 | 0 | 0 | 0 | 0 | 0 | 0 | 0 | 0 | 0 | 0 | 0 | 0 | 0 | 0 | 0 | 0 | 0 | 0 | 0 | 0 | 0 | 0 | 0 | 0
F5_Commercial_Lodging_Existing_Space Heating_Natural Gas_Boiler_E10 | F5 | Commercial | Lodging | Existing | Space Heating | Natural Gas | Boiler | E10 | RIM BC Ratio | 0 | 0 | 0 | 0 | 0 | 0 | 0 | 0 | 0 | 0 | 0 | 0 | 0 | 0 | 0 | 0 | 0 | 0 | 0 | 0 | 0 | 0 | 0 | 0 | 0 | 0 | 0 | 0 | 0 | 0 | 0 | 0 | 0
F0_Commercial_Lodging_Existing_Space Heating_Natural Gas_Unit Heater_E0 | F0 | Commercial | Lodging | Existing | Space Heating | Natural Gas | Unit Heater | E0 | Economic Unit | Infrared Radiant | Infrared Radiant | Infrared Radiant | Infrared Radiant | Infrared Radiant | Infrared Radiant | Infrared Radiant | Infrared Radiant | Infrared Radiant | Infrared Radiant | Infrared Radiant | Infrared Radiant | Infrared Radiant | Infrared Radiant | Infrared Radiant | Infrared Radiant | Infrared Radiant | Infrared Radiant | Infrared Radiant | Infrared Radiant | Infrared Radiant | Infrared Radiant | Infrared Radiant | Infrared Radiant | Infrared Radiant | Infrared Radiant | Infrared Radiant | Infrared Radiant | Infrared Radiant | Infrared Radiant | Infrared Radiant | Infrared Radiant | Infrared Radiant
F1_Commercial_Lodging_Existing_Space Heating_Natural Gas_Unit Heater_E1 | F1 | Commercial | Lodging | Existing | Space Heating | Natural Gas | Unit Heater | E1 | CCE | 0 | 0 | 0 | 0 | 0 | 0 | 0 | 0 | 0 | 0 | 0 | 0 | 0 | 0 | 0 | 0 | 0 | 0 | 0 | 0 | 0 | 0 | 0 | 0 | 0 | 0 | 0 | 0 | 0 | 0 | 0 | 0 | 0
F1_Commercial_Lodging_Existing_Space Heating_Natural Gas_Unit Heater_E2 | F1 | Commercial | Lodging | Existing | Space Heating | Natural Gas | Unit Heater | E2 | CCE | 2.2519 | 2.3315 | 2.1041 | 2.155 | 2.1666 | 0 | 0 | 0 | 0 | 0 | 0 | 0 | 0 | 0 | 0 | 0 | 0 | 0 | 0 | 0 | 0 | 0 | 0 | 0 | 0 | 0 | 0 | 0 | 0 | 0 | 0 | 0 | 0
F1_Commercial_Lodging_Existing_Space Heating_Natural Gas_Unit Heater_E3 | F1 | Commercial | Lodging | Existing | Space Heating | Natural Gas | Unit Heater | E3 | CCE | 0.17557 | 0.18177 | 0.16404 | 0.16801 | 0.16892 | -1.4689 | -1.4769 | -1.4849 | -1.4931 | -1.5013 | -1.5097 | -1.5181 | -1.5267 | -1.5353 | -1.544 | -1.5528 | -1.5618 | -1.5708 | -1.5799 | -1.5892 | -1.5985 | -1.6079 | -1.6175 | -1.6272 | -1.637 | -1.6469 | -1.657 | -1.6671 | -1.6774 | -1.6878 | -1.6984 | -1.709 | -1.709
F1_Commercial_Lodging_Existing_Space Heating_Natural Gas_Unit Heater_E4 | F1 | Commercial | Lodging | Existing | Space Heating | Natural Gas | Unit Heater | E4 | CCE | 0 | 0 | 0 | 0 | 0 | 0 | 0 | 0 | 0 | 0 | 0 | 0 | 0 | 0 | 0 | 0 | 0 | 0 | 0 | 0 | 0 | 0 | 0 | 0 | 0 | 0 | 0 | 0 | 0 | 0 | 0 | 0 | 0
F1_Commercial_Lodging_Existing_Space Heating_Natural Gas_Unit Heater_E5 | F1 | Commercial | Lodging | Existing | Space Heating | Natural Gas | Unit Heater | E5 | CCE | 0 | 0 | 0 | 0 | 0 | 0 | 0 | 0 | 0 | 0 | 0 | 0 | 0 | 0 | 0 | 0 | 0 | 0 | 0 | 0 | 0 | 0 | 0 | 0 | 0 | 0 | 0 | 0 | 0 | 0 | 0 | 0 | 0
F1_Commercial_Lodging_Existing_Space Heating_Natural Gas_Unit Heater_E6 | F1 | Commercial | Lodging | Existing | Space Heating | Natural Gas | Unit Heater | E6 | CCE | 0 | 0 | 0 | 0 | 0 | 0 | 0 | 0 | 0 | 0 | 0 | 0 | 0 | 0 | 0 | 0 | 0 | 0 | 0 | 0 | 0 | 0 | 0 | 0 | 0 | 0 | 0 | 0 | 0 | 0 | 0 | 0 | 0
F1_Commercial_Lodging_Existing_Space Heating_Natural Gas_Unit Heater_E7 | F1 | Commercial | Lodging | Existing | Space Heating | Natural Gas | Unit Heater | E7 | CCE | 0 | 0 | 0 | 0 | 0 | 0 | 0 | 0 | 0 | 0 | 0 | 0 | 0 | 0 | 0 | 0 | 0 | 0 | 0 | 0 | 0 | 0 | 0 | 0 | 0 | 0 | 0 | 0 | 0 | 0 | 0 | 0 | 0
F1_Commercial_Lodging_Existing_Space Heating_Natural Gas_Unit Heater_E8 | F1 | Commercial | Lodging | Existing | Space Heating | Natural Gas | Unit Heater | E8 | CCE | 0 | 0 | 0 | 0 | 0 | 0 | 0 | 0 | 0 | 0 | 0 | 0 | 0 | 0 | 0 | 0 | 0 | 0 | 0 | 0 | 0 | 0 | 0 | 0 | 0 | 0 | 0 | 0 | 0 | 0 | 0 | 0 | 0
F1_Commercial_Lodging_Existing_Space Heating_Natural Gas_Unit Heater_E9 | F1 | Commercial | Lodging | Existing | Space Heating | Natural Gas | Unit Heater | E9 | CCE | 0 | 0 | 0 | 0 | 0 | 0 | 0 | 0 | 0 | 0 | 0 | 0 | 0 | 0 | 0 | 0 | 0 | 0 | 0 | 0 | 0 | 0 | 0 | 0 | 0 | 0 | 0 | 0 | 0 | 0 | 0 | 0 | 0
F1_Commercial_Lodging_Existing_Space Heating_Natural Gas_Unit Heater_E10 | F1 | Commercial | Lodging | Existing | Space Heating | Natural Gas | Unit Heater | E10 | CCE | 0 | 0 | 0 | 0 | 0 | 0 | 0 | 0 | 0 | 0 | 0 | 0 | 0 | 0 | 0 | 0 | 0 | 0 | 0 | 0 | 0 | 0 | 0 | 0 | 0 | 0 | 0 | 0 | 0 | 0 | 0 | 0 | 0
F2_Commercial_Lodging_Existing_Space Heating_Natural Gas_Unit Heater_E1 | F2 | Commercial | Lodging | Existing | Space Heating | Natural Gas | Unit Heater | E1 | TRC BC Ratio | 1 | 1 | 1 | 1 | 1 | 0 | 0 | 0 | 0 | 0 | 0 | 0 | 0 | 0 | 0 | 0 | 0 | 0 | 0 | 0 | 0 | 0 | 0 | 0 | 0 | 0 | 0 | 0 | 0 | 0 | 0 | 0 | 0
F2_Commercial_Lodging_Existing_Space Heating_Natural Gas_Unit Heater_E2 | F2 | Commercial | Lodging | Existing | Space Heating | Natural Gas | Unit Heater | E2 | TRC BC Ratio | 0.97102 | 0.97017 | 0.97275 | 0.96494 | 0.9594 | 1 | 1 | 1 | 1 | 1 | 1 | 1 | 1 | 1 | 1 | 1 | 1 | 1 | 1 | 1 | 1 | 1 | 1 | 1 | 1 | 1 | 1 | 1 | 1 | 1 | 1 | 1 | 1
F2_Commercial_Lodging_Existing_Space Heating_Natural Gas_Unit Heater_E3 | F2 | Commercial | Lodging | Existing | Space Heating | Natural Gas | Unit Heater | E3 | TRC BC Ratio | 12.4546 | 12.4437 | 12.4768 | 12.3766 | 12.3055 | 1 | 1 | 1 | 1 | 1 | 1 | 1 | 1 | 1 | 1 | 1 | 1 | 1 | 1 | 1 | 1 | 1 | 1 | 1 | 1 | 1 | 1 | 1 | 1 | 1 | 1 | 1 | 1
F2_Commercial_Lodging_Existing_Space Heating_Natural Gas_Unit Heater_E4 | F2 | Commercial | Lodging | Existing | Space Heating | Natural Gas | Unit Heater | E4 | TRC BC Ratio | 0 | 0 | 0 | 0 | 0 | 0 | 0 | 0 | 0 | 0 | 0 | 0 | 0 | 0 | 0 | 0 | 0 | 0 | 0 | 0 | 0 | 0 | 0 | 0 | 0 | 0 | 0 | 0 | 0 | 0 | 0 | 0 | 0
F2_Commercial_Lodging_Existing_Space Heating_Natural Gas_Unit Heater_E5 | F2 | Commercial | Lodging | Existing | Space Heating | Natural Gas | Unit Heater | E5 | TRC BC Ratio | 0 | 0 | 0 | 0 | 0 | 0 | 0 | 0 | 0 | 0 | 0 | 0 | 0 | 0 | 0 | 0 | 0 | 0 | 0 | 0 | 0 | 0 | 0 | 0 | 0 | 0 | 0 | 0 | 0 | 0 | 0 | 0 | 0
F2_Commercial_Lodging_Existing_Space Heating_Natural Gas_Unit Heater_E6 | F2 | Commercial | Lodging | Existing | Space Heating | Natural Gas | Unit Heater | E6 | TRC BC Ratio | 0 | 0 | 0 | 0 | 0 | 0 | 0 | 0 | 0 | 0 | 0 | 0 | 0 | 0 | 0 | 0 | 0 | 0 | 0 | 0 | 0 | 0 | 0 | 0 | 0 | 0 | 0 | 0 | 0 | 0 | 0 | 0 | 0
F2_Commercial_Lodging_Existing_Space Heating_Natural Gas_Unit Heater_E7 | F2 | Commercial | Lodging | Existing | Space Heating | Natural Gas | Unit Heater | E7 | TRC BC Ratio | 0 | 0 | 0 | 0 | 0 | 0 | 0 | 0 | 0 | 0 | 0 | 0 | 0 | 0 | 0 | 0 | 0 | 0 | 0 | 0 | 0 | 0 | 0 | 0 | 0 | 0 | 0 | 0 | 0 | 0 | 0 | 0 | 0
F2_Commercial_Lodging_Existing_Space Heating_Natural Gas_Unit Heater_E8 | F2 | Commercial | Lodging | Existing | Space Heating | Natural Gas | Unit Heater | E8 | TRC BC Ratio | 0 | 0 | 0 | 0 | 0 | 0 | 0 | 0 | 0 | 0 | 0 | 0 | 0 | 0 | 0 | 0 | 0 | 0 | 0 | 0 | 0 | 0 | 0 | 0 | 0 | 0 | 0 | 0 | 0 | 0 | 0 | 0 | 0
F2_Commercial_Lodging_Existing_Space Heating_Natural Gas_Unit Heater_E9 | F2 | Commercial | Lodging | Existing | Space Heating | Natural Gas | Unit Heater | E9 | TRC BC Ratio | 0 | 0 | 0 | 0 | 0 | 0 | 0 | 0 | 0 | 0 | 0 | 0 | 0 | 0 | 0 | 0 | 0 | 0 | 0 | 0 | 0 | 0 | 0 | 0 | 0 | 0 | 0 | 0 | 0 | 0 | 0 | 0 | 0
F2_Commercial_Lodging_Existing_Space Heating_Natural Gas_Unit Heater_E10 | F2 | Commercial | Lodging | Existing | Space Heating | Natural Gas | Unit Heater | E10 | TRC BC Ratio | 0 | 0 | 0 | 0 | 0 | 0 | 0 | 0 | 0 | 0 | 0 | 0 | 0 | 0 | 0 | 0 | 0 | 0 | 0 | 0 | 0 | 0 | 0 | 0 | 0 | 0 | 0 | 0 | 0 | 0 | 0 | 0 | 0
F3_Commercial_Lodging_Existing_Space Heating_Natural Gas_Unit Heater_E1 | F3 | Commercial | Lodging | Existing | Space Heating | Natural Gas | Unit Heater | E1 | PACT BC Ratio | 1 | 1 | 1 | 1 | 1 | 0 | 0 | 0 | 0 | 0 | 0 | 0 | 0 | 0 | 0 | 0 | 0 | 0 | 0 | 0 | 0 | 0 | 0 | 0 | 0 | 0 | 0 | 0 | 0 | 0 | 0 | 0 | 0
F3_Commercial_Lodging_Existing_Space Heating_Natural Gas_Unit Heater_E2 | F3 | Commercial | Lodging | Existing | Space Heating | Natural Gas | Unit Heater | E2 | PACT BC Ratio | 1.2947 | 1.2936 | 1.297 | 1.2866 | 1.2792 | 1 | 1 | 1 | 1 | 1 | 1 | 1 | 1 | 1 | 1 | 1 | 1 | 1 | 1 | 1 | 1 | 1 | 1 | 1 | 1 | 1 | 1 | 1 | 1 | 1 | 1 | 1 | 1
F3_Commercial_Lodging_Existing_Space Heating_Natural Gas_Unit Heater_E3 | F3 | Commercial | Lodging | Existing | Space Heating | Natural Gas | Unit Heater | E3 | PACT BC Ratio | 16.6062 | 16.5916 | 16.6357 | 16.5021 | 16.4073 | 1 | 1 | 1 | 1 | 1 | 1 | 1 | 1 | 1 | 1 | 1 | 1 | 1 | 1 | 1 | 1 | 1 | 1 | 1 | 1 | 1 | 1 | 1 | 1 | 1 | 1 | 1 | 1
F3_Commercial_Lodging_Existing_Space Heating_Natural Gas_Unit Heater_E4 | F3 | Commercial | Lodging | Existing | Space Heating | Natural Gas | Unit Heater | E4 | PACT BC Ratio | 0 | 0 | 0 | 0 | 0 | 0 | 0 | 0 | 0 | 0 | 0 | 0 | 0 | 0 | 0 | 0 | 0 | 0 | 0 | 0 | 0 | 0 | 0 | 0 | 0 | 0 | 0 | 0 | 0 | 0 | 0 | 0 | 0
F3_Commercial_Lodging_Existing_Space Heating_Natural Gas_Unit Heater_E5 | F3 | Commercial | Lodging | Existing | Space Heating | Natural Gas | Unit Heater | E5 | PACT BC Ratio | 0 | 0 | 0 | 0 | 0 | 0 | 0 | 0 | 0 | 0 | 0 | 0 | 0 | 0 | 0 | 0 | 0 | 0 | 0 | 0 | 0 | 0 | 0 | 0 | 0 | 0 | 0 | 0 | 0 | 0 | 0 | 0 | 0
F3_Commercial_Lodging_Existing_Space Heating_Natural Gas_Unit Heater_E6 | F3 | Commercial | Lodging | Existing | Space Heating | Natural Gas | Unit Heater | E6 | PACT BC Ratio | 0 | 0 | 0 | 0 | 0 | 0 | 0 | 0 | 0 | 0 | 0 | 0 | 0 | 0 | 0 | 0 | 0 | 0 | 0 | 0 | 0 | 0 | 0 | 0 | 0 | 0 | 0 | 0 | 0 | 0 | 0 | 0 | 0
F3_Commercial_Lodging_Existing_Space Heating_Natural Gas_Unit Heater_E7 | F3 | Commercial | Lodging | Existing | Space Heating | Natural Gas | Unit Heater | E7 | PACT BC Ratio | 0 | 0 | 0 | 0 | 0 | 0 | 0 | 0 | 0 | 0 | 0 | 0 | 0 | 0 | 0 | 0 | 0 | 0 | 0 | 0 | 0 | 0 | 0 | 0 | 0 | 0 | 0 | 0 | 0 | 0 | 0 | 0 | 0
F3_Commercial_Lodging_Existing_Space Heating_Natural Gas_Unit Heater_E8 | F3 | Commercial | Lodging | Existing | Space Heating | Natural Gas | Unit Heater | E8 | PACT BC Ratio | 0 | 0 | 0 | 0 | 0 | 0 | 0 | 0 | 0 | 0 | 0 | 0 | 0 | 0 | 0 | 0 | 0 | 0 | 0 | 0 | 0 | 0 | 0 | 0 | 0 | 0 | 0 | 0 | 0 | 0 | 0 | 0 | 0
F3_Commercial_Lodging_Existing_Space Heating_Natural Gas_Unit Heater_E9 | F3 | Commercial | Lodging | Existing | Space Heating | Natural Gas | Unit Heater | E9 | PACT BC Ratio | 0 | 0 | 0 | 0 | 0 | 0 | 0 | 0 | 0 | 0 | 0 | 0 | 0 | 0 | 0 | 0 | 0 | 0 | 0 | 0 | 0 | 0 | 0 | 0 | 0 | 0 | 0 | 0 | 0 | 0 | 0 | 0 | 0
F3_Commercial_Lodging_Existing_Space Heating_Natural Gas_Unit Heater_E10 | F3 | Commercial | Lodging | Existing | Space Heating | Natural Gas | Unit Heater | E10 | PACT BC Ratio | 0 | 0 | 0 | 0 | 0 | 0 | 0 | 0 | 0 | 0 | 0 | 0 | 0 | 0 | 0 | 0 | 0 | 0 | 0 | 0 | 0 | 0 | 0 | 0 | 0 | 0 | 0 | 0 | 0 | 0 | 0 | 0 | 0
F4_Commercial_Lodging_Existing_Space Heating_Natural Gas_Unit Heater_E1 | F4 | Commercial | Lodging | Existing | Space Heating | Natural Gas | Unit Heater | E1 | RVT BC Ratio | 1 | 1 | 1 | 1 | 1 | 0 | 0 | 0 | 0 | 0 | 0 | 0 | 0 | 0 | 0 | 0 | 0 | 0 | 0 | 0 | 0 | 0 | 0 | 0 | 0 | 0 | 0 | 0 | 0 | 0 | 0 | 0 | 0
F4_Commercial_Lodging_Existing_Space Heating_Natural Gas_Unit Heater_E2 | F4 | Commercial | Lodging | Existing | Space Heating | Natural Gas | Unit Heater | E2 | RVT BC Ratio | 2.096 | 2.0948 | 2.0985 | 2.0873 | 2.0793 | 1 | 1 | 1 | 1 | 1 | 1 | 1 | 1 | 1 | 1 | 1 | 1 | 1 | 1 | 1 | 1 | 1 | 1 | 1 | 1 | 1 | 1 | 1 | 1 | 1 | 1 | 1 | 1
F4_Commercial_Lodging_Existing_Space Heating_Natural Gas_Unit Heater_E3 | F4 | Commercial | Lodging | Existing | Space Heating | Natural Gas | Unit Heater | E3 | RVT BC Ratio | 18.6057 | 18.59 | 18.6376 | 18.4936 | 18.3913 | 1 | 1 | 1 | 1 | 1 | 1 | 1 | 1 | 1 | 1 | 1 | 1 | 1 | 1 | 1 | 1 | 1 | 1 | 1 | 1 | 1 | 1 | 1 | 1 | 1 | 1 | 1 | 1
F4_Commercial_Lodging_Existing_Space Heating_Natural Gas_Unit Heater_E4 | F4 | Commercial | Lodging | Existing | Space Heating | Natural Gas | Unit Heater | E4 | RVT BC Ratio | 0 | 0 | 0 | 0 | 0 | 0 | 0 | 0 | 0 | 0 | 0 | 0 | 0 | 0 | 0 | 0 | 0 | 0 | 0 | 0 | 0 | 0 | 0 | 0 | 0 | 0 | 0 | 0 | 0 | 0 | 0 | 0 | 0
F4_Commercial_Lodging_Existing_Space Heating_Natural Gas_Unit Heater_E5 | F4 | Commercial | Lodging | Existing | Space Heating | Natural Gas | Unit Heater | E5 | RVT BC Ratio | 0 | 0 | 0 | 0 | 0 | 0 | 0 | 0 | 0 | 0 | 0 | 0 | 0 | 0 | 0 | 0 | 0 | 0 | 0 | 0 | 0 | 0 | 0 | 0 | 0 | 0 | 0 | 0 | 0 | 0 | 0 | 0 | 0
F4_Commercial_Lodging_Existing_Space Heating_Natural Gas_Unit Heater_E6 | F4 | Commercial | Lodging | Existing | Space Heating | Natural Gas | Unit Heater | E6 | RVT BC Ratio | 0 | 0 | 0 | 0 | 0 | 0 | 0 | 0 | 0 | 0 | 0 | 0 | 0 | 0 | 0 | 0 | 0 | 0 | 0 | 0 | 0 | 0 | 0 | 0 | 0 | 0 | 0 | 0 | 0 | 0 | 0 | 0 | 0
F4_Commercial_Lodging_Existing_Space Heating_Natural Gas_Unit Heater_E7 | F4 | Commercial | Lodging | Existing | Space Heating | Natural Gas | Unit Heater | E7 | RVT BC Ratio | 0 | 0 | 0 | 0 | 0 | 0 | 0 | 0 | 0 | 0 | 0 | 0 | 0 | 0 | 0 | 0 | 0 | 0 | 0 | 0 | 0 | 0 | 0 | 0 | 0 | 0 | 0 | 0 | 0 | 0 | 0 | 0 | 0
F4_Commercial_Lodging_Existing_Space Heating_Natural Gas_Unit Heater_E8 | F4 | Commercial | Lodging | Existing | Space Heating | Natural Gas | Unit Heater | E8 | RVT BC Ratio | 0 | 0 | 0 | 0 | 0 | 0 | 0 | 0 | 0 | 0 | 0 | 0 | 0 | 0 | 0 | 0 | 0 | 0 | 0 | 0 | 0 | 0 | 0 | 0 | 0 | 0 | 0 | 0 | 0 | 0 | 0 | 0 | 0
F4_Commercial_Lodging_Existing_Space Heating_Natural Gas_Unit Heater_E9 | F4 | Commercial | Lodging | Existing | Space Heating | Natural Gas | Unit Heater | E9 | RVT BC Ratio | 0 | 0 | 0 | 0 | 0 | 0 | 0 | 0 | 0 | 0 | 0 | 0 | 0 | 0 | 0 | 0 | 0 | 0 | 0 | 0 | 0 | 0 | 0 | 0 | 0 | 0 | 0 | 0 | 0 | 0 | 0 | 0 | 0
F4_Commercial_Lodging_Existing_Space Heating_Natural Gas_Unit Heater_E10 | F4 | Commercial | Lodging | Existing | Space Heating | Natural Gas | Unit Heater | E10 | RVT BC Ratio | 0 | 0 | 0 | 0 | 0 | 0 | 0 | 0 | 0 | 0 | 0 | 0 | 0 | 0 | 0 | 0 | 0 | 0 | 0 | 0 | 0 | 0 | 0 | 0 | 0 | 0 | 0 | 0 | 0 | 0 | 0 | 0 | 0
F5_Commercial_Lodging_Existing_Space Heating_Natural Gas_Unit Heater_E1 | F5 | Commercial | Lodging | Existing | Space Heating | Natural Gas | Unit Heater | E1 | RIM BC Ratio | 1 | 1 | 1 | 1 | 1 | 0 | 0 | 0 | 0 | 0 | 0 | 0 | 0 | 0 | 0 | 0 | 0 | 0 | 0 | 0 | 0 | 0 | 0 | 0 | 0 | 0 | 0 | 0 | 0 | 0 | 0 | 0 | 0
F5_Commercial_Lodging_Existing_Space Heating_Natural Gas_Unit Heater_E2 | F5 | Commercial | Lodging | Existing | Space Heating | Natural Gas | Unit Heater | E2 | RIM BC Ratio | 0.5075 | 0.50732 | 0.50785 | 0.50625 | 0.5051 | 1 | 1 | 1 | 1 | 1 | 1 | 1 | 1 | 1 | 1 | 1 | 1 | 1 | 1 | 1 | 1 | 1 | 1 | 1 | 1 | 1 | 1 | 1 | 1 | 1 | 1 | 1 | 1
F5_Commercial_Lodging_Existing_Space Heating_Natural Gas_Unit Heater_E3 | F5 | Commercial | Lodging | Existing | Space Heating | Natural Gas | Unit Heater | E3 | RIM BC Ratio | 0.79473 | 0.7947 | 0.7948 | 0.79449 | 0.79427 | 1 | 1 | 1 | 1 | 1 | 1 | 1 | 1 | 1 | 1 | 1 | 1 | 1 | 1 | 1 | 1 | 1 | 1 | 1 | 1 | 1 | 1 | 1 | 1 | 1 | 1 | 1 | 1
F5_Commercial_Lodging_Existing_Space Heating_Natural Gas_Unit Heater_E4 | F5 | Commercial | Lodging | Existing | Space Heating | Natural Gas | Unit Heater | E4 | RIM BC Ratio | 0 | 0 | 0 | 0 | 0 | 0 | 0 | 0 | 0 | 0 | 0 | 0 | 0 | 0 | 0 | 0 | 0 | 0 | 0 | 0 | 0 | 0 | 0 | 0 | 0 | 0 | 0 | 0 | 0 | 0 | 0 | 0 | 0
F5_Commercial_Lodging_Existing_Space Heating_Natural Gas_Unit Heater_E5 | F5 | Commercial | Lodging | Existing | Space Heating | Natural Gas | Unit Heater | E5 | RIM BC Ratio | 0 | 0 | 0 | 0 | 0 | 0 | 0 | 0 | 0 | 0 | 0 | 0 | 0 | 0 | 0 | 0 | 0 | 0 | 0 | 0 | 0 | 0 | 0 | 0 | 0 | 0 | 0 | 0 | 0 | 0 | 0 | 0 | 0
F5_Commercial_Lodging_Existing_Space Heating_Natural Gas_Unit Heater_E6 | F5 | Commercial | Lodging | Existing | Space Heating | Natural Gas | Unit Heater | E6 | RIM BC Ratio | 0 | 0 | 0 | 0 | 0 | 0 | 0 | 0 | 0 | 0 | 0 | 0 | 0 | 0 | 0 | 0 | 0 | 0 | 0 | 0 | 0 | 0 | 0 | 0 | 0 | 0 | 0 | 0 | 0 | 0 | 0 | 0 | 0
F5_Commercial_Lodging_Existing_Space Heating_Natural Gas_Unit Heater_E7 | F5 | Commercial | Lodging | Existing | Space Heating | Natural Gas | Unit Heater | E7 | RIM BC Ratio | 0 | 0 | 0 | 0 | 0 | 0 | 0 | 0 | 0 | 0 | 0 | 0 | 0 | 0 | 0 | 0 | 0 | 0 | 0 | 0 | 0 | 0 | 0 | 0 | 0 | 0 | 0 | 0 | 0 | 0 | 0 | 0 | 0
F5_Commercial_Lodging_Existing_Space Heating_Natural Gas_Unit Heater_E8 | F5 | Commercial | Lodging | Existing | Space Heating | Natural Gas | Unit Heater | E8 | RIM BC Ratio | 0 | 0 | 0 | 0 | 0 | 0 | 0 | 0 | 0 | 0 | 0 | 0 | 0 | 0 | 0 | 0 | 0 | 0 | 0 | 0 | 0 | 0 | 0 | 0 | 0 | 0 | 0 | 0 | 0 | 0 | 0 | 0 | 0
F5_Commercial_Lodging_Existing_Space Heating_Natural Gas_Unit Heater_E9 | F5 | Commercial | Lodging | Existing | Space Heating | Natural Gas | Unit Heater | E9 | RIM BC Ratio | 0 | 0 | 0 | 0 | 0 | 0 | 0 | 0 | 0 | 0 | 0 | 0 | 0 | 0 | 0 | 0 | 0 | 0 | 0 | 0 | 0 | 0 | 0 | 0 | 0 | 0 | 0 | 0 | 0 | 0 | 0 | 0 | 0
F5_Commercial_Lodging_Existing_Space Heating_Natural Gas_Unit Heater_E10 | F5 | Commercial | Lodging | Existing | Space Heating | Natural Gas | Unit Heater | E10 | RIM BC Ratio | 0 | 0 | 0 | 0 | 0 | 0 | 0 | 0 | 0 | 0 | 0 | 0 | 0 | 0 | 0 | 0 | 0 | 0 | 0 | 0 | 0 | 0 | 0 | 0 | 0 | 0 | 0 | 0 | 0 | 0 | 0 | 0 | 0
F0_Commercial_Lodging_Existing_Water Heating_Natural Gas_Water Heater_E0 | F0 | Commercial | Lodging | Existing | Water Heating | Natural Gas | Water Heater | E0 | Economic Unit | Gas-Fired Absorption HPWH | Gas-Fired Absorption HPWH | Gas-Fired Absorption HPWH | Gas-Fired Absorption HPWH | Gas-Fired Absorption HPWH | Gas-Fired Absorption HPWH | Gas-Fired Absorption HPWH | Gas-Fired Absorption HPWH | Gas-Fired Absorption HPWH | Gas-Fired Absorption HPWH | Gas-Fired Absorption HPWH | Gas-Fired Absorption HPWH | Gas-Fired Absorption HPWH | Gas-Fired Absorption HPWH | Gas-Fired Absorption HPWH | Gas-Fired Absorption HPWH | Gas-Fired Absorption HPWH | Gas-Fired Absorption HPWH | Gas-Fired Absorption HPWH | Gas-Fired Absorption HPWH | Gas-Fired Absorption HPWH | Gas-Fired Absorption HPWH | Gas-Fired Absorption HPWH | Gas-Fired Absorption HPWH | Gas-Fired Absorption HPWH | Gas-Fired Absorption HPWH | Gas-Fired Absorption HPWH | Gas-Fired Absorption HPWH | Gas-Fired Absorption HPWH | Gas-Fired Absorption HPWH | Gas-Fired Absorption HPWH | Gas-Fired Absorption HPWH | Gas-Fired Absorption HPWH
F1_Commercial_Lodging_Existing_Water Heating_Natural Gas_Water Heater_E1 | F1 | Commercial | Lodging | Existing | Water Heating | Natural Gas | Water Heater | E1 | CCE | 0 | 0 | 0 | 0 | 0 | 0 | 0 | 0 | 0 | 0 | 0 | 0 | 0 | 0 | 0 | 0 | 0 | 0 | 0 | 0 | 0 | 0 | 0 | 0 | 0 | 0 | 0 | 0 | 0 | 0 | 0 | 0 | 0
F1_Commercial_Lodging_Existing_Water Heating_Natural Gas_Water Heater_E2 | F1 | Commercial | Lodging | Existing | Water Heating | Natural Gas | Water Heater | E2 | CCE | -0.0056651 | -0.0058653 | -0.0052652 | -0.0053639 | -0.0053639 | -0.0053639 | -0.0053639 | -0.0053639 | -0.0053639 | -0.0053639 | -0.0053639 | -0.0053639 | -0.0053639 | -0.0053639 | -0.0053639 | -0.0053639 | -0.0053639 | -0.0053639 | -0.0053639 | -0.0053639 | -0.0053639 | -0.0053639 | -0.0053639 | -0.0053639 | -0.0053639 | -0.0053639 | -0.0053639 | -0.0053639 | -0.0053639 | -0.0053639 | -0.0053639 | -0.0053639 | -0.0053639
F1_Commercial_Lodging_Existing_Water Heating_Natural Gas_Water Heater_E3 | F1 | Commercial | Lodging | Existing | Water Heating | Natural Gas | Water Heater | E3 | CCE | 0.044307 | 0.045872 | 0.041179 | 0.041951 | 0.041951 | 0.041951 | 0.041951 | 0.041951 | 0.041951 | 0.041951 | 0.041951 | 0.041951 | 0.041951 | 0.041951 | 0.041951 | 0.041951 | 0.041951 | 0.041951 | 0.041951 | 0.041951 | 0.041951 | 0.041951 | 0.041951 | 0.041951 | 0.041951 | 0.041951 | 0.041951 | 0.041951 | 0.041951 | 0.041951 | 0.041951 | 0.041951 | 0.041951
F1_Commercial_Lodging_Existing_Water Heating_Natural Gas_Water Heater_E4 | F1 | Commercial | Lodging | Existing | Water Heating | Natural Gas | Water Heater | E4 | CCE | 0.054558 | 0.056486 | 0.050707 | 0.051657 | 0.051657 | 0.051657 | 0.051657 | 0.051657 | 0.051657 | 0.051657 | 0.051657 | 0.051657 | 0.051657 | 0.051657 | 0.051657 | 0.051657 | 0.051657 | 0.051657 | 0.051657 | 0.051657 | 0.051657 | 0.051657 | 0.051657 | 0.051657 | 0.051657 | 0.051657 | 0.051657 | 0.051657 | 0.051657 | 0.051657 | 0.051657 | 0.051657 | 0.051657
F1_Commercial_Lodging_Existing_Water Heating_Natural Gas_Water Heater_E5 | F1 | Commercial | Lodging | Existing | Water Heating | Natural Gas | Water Heater | E5 | CCE | 0.085711 | 0.088741 | 0.079661 | 0.081154 | 0.081154 | 0.081154 | 0.081154 | 0.081154 | 0.081154 | 0.081154 | 0.081154 | 0.081154 | 0.081154 | 0.081154 | 0.081154 | 0.081154 | 0.081154 | 0.081154 | 0.081154 | 0.081154 | 0.081154 | 0.081154 | 0.081154 | 0.081154 | 0.081154 | 0.081154 | 0.081154 | 0.081154 | 0.081154 | 0.081154 | 0.081154 | 0.081154 | 0.081154
F1_Commercial_Lodging_Existing_Water Heating_Natural Gas_Water Heater_E6 | F1 | Commercial | Lodging | Existing | Water Heating | Natural Gas | Water Heater | E6 | CCE | -0.19194 | -0.19872 | -0.17839 | -0.18174 | -0.18174 | -0.18174 | -0.18174 | -0.18174 | -0.18174 | -0.18174 | -0.18174 | -0.18174 | -0.18174 | -0.18174 | -0.18174 | -0.18174 | -0.18174 | -0.18174 | -0.18174 | -0.18174 | -0.18174 | -0.18174 | -0.18174 | -0.18174 | -0.18174 | -0.18174 | -0.18174 | -0.18174 | -0.18174 | -0.18174 | -0.18174 | -0.18174 | -0.18174
F1_Commercial_Lodging_Existing_Water Heating_Natural Gas_Water Heater_E7 | F1 | Commercial | Lodging | Existing | Water Heating | Natural Gas | Water Heater | E7 | CCE | -0.14355 | -0.14862 | -0.13341 | -0.13591 | -0.13591 | -0.13591 | -0.13591 | -0.13591 | -0.13591 | -0.13591 | -0.13591 | -0.13591 | -0.13591 | -0.13591 | -0.13591 | -0.13591 | -0.13591 | -0.13591 | -0.13591 | -0.13591 | -0.13591 | -0.13591 | -0.13591 | -0.13591 | -0.13591 | -0.13591 | -0.13591 | -0.13591 | -0.13591 | -0.13591 | -0.13591 | -0.13591 | -0.13591
F1_Commercial_Lodging_Existing_Water Heating_Natural Gas_Water Heater_E8 | F1 | Commercial | Lodging | Existing | Water Heating | Natural Gas | Water Heater | E8 | CCE | 0 | 0 | 0 | 0 | 0 | 0 | 0 | 0 | 0 | 0 | 0 | 0 | 0 | 0 | 0 | 0 | 0 | 0 | 0 | 0 | 0 | 0 | 0 | 0 | 0 | 0 | 0 | 0 | 0 | 0 | 0 | 0 | 0
F1_Commercial_Lodging_Existing_Water Heating_Natural Gas_Water Heater_E9 | F1 | Commercial | Lodging | Existing | Water Heating | Natural Gas | Water Heater | E9 | CCE | 0 | 0 | 0 | 0 | 0 | 0 | 0 | 0 | 0 | 0 | 0 | 0 | 0 | 0 | 0 | 0 | 0 | 0 | 0 | 0 | 0 | 0 | 0 | 0 | 0 | 0 | 0 | 0 | 0 | 0 | 0 | 0 | 0
F1_Commercial_Lodging_Existing_Water Heating_Natural Gas_Water Heater_E10 | F1 | Commercial | Lodging | Existing | Water Heating | Natural Gas | Water Heater | E10 | CCE | 0 | 0 | 0 | 0 | 0 | 0 | 0 | 0 | 0 | 0 | 0 | 0 | 0 | 0 | 0 | 0 | 0 | 0 | 0 | 0 | 0 | 0 | 0 | 0 | 0 | 0 | 0 | 0 | 0 | 0 | 0 | 0 | 0
F2_Commercial_Lodging_Existing_Water Heating_Natural Gas_Water Heater_E1 | F2 | Commercial | Lodging | Existing | Water Heating | Natural Gas | Water Heater | E1 | TRC BC Ratio | bar: 2019 to 2051
F2_Commercial_Lodging_Existing_Water Heating_Natural Gas_Water Heater_E2 | F2 | Commercial | Lodging | Existing | Water Heating | Natural Gas | Water Heater | E2 | TRC BC Ratio | bar: 2019 to 2051
F2_Commercial_Lodging_Existing_Water Heating_Natural Gas_Water Heater_E3 | F2 | Commercial | Lodging | Existing | Water Heating | Natural Gas | Water Heater | E3 | TRC BC Ratio | 29.1852 | 29.1414 | 29.2494 | 29.0029 | 28.8465 | 28.9668 | 29.3304 | 29.618 | 29.9749 | 30.312 | 30.6492 | 30.9588 | 31.2917 | 31.6391 | 31.9717 | 32.3105 | 32.6544 | 33.0294 | 33.419 | 33.8308 | 34.2369 | 34.6602 | 35.0532 | 35.459 | 35.8183 | 36.1307 | 36.414 | 36.6597 | 36.8516 | 37.0098 | 37.0981 | 37.1572 | 37.1572
F2_Commercial_Lodging_Existing_Water Heating_Natural Gas_Water Heater_E4 | F2 | Commercial | Lodging | Existing | Water Heating | Natural Gas | Water Heater | E4 | TRC BC Ratio | 23.7012 | 23.6657 | 23.7534 | 23.5532 | 23.4262 | 23.5239 | 23.8192 | 24.0528 | 24.3426 | 24.6163 | 24.8902 | 25.1416 | 25.412 | 25.6941 | 25.9642 | 26.2393 | 26.5186 | 26.8231 | 27.1395 | 27.4739 | 27.8037 | 28.1475 | 28.4667 | 28.7962 | 29.088 | 29.3417 | 29.5717 | 29.7713 | 29.9271 | 30.0556 | 30.1273 | 30.1753 | 30.1753
F2_Commercial_Lodging_Existing_Water Heating_Natural Gas_Water Heater_E5 | F2 | Commercial | Lodging | Existing | Water Heating | Natural Gas | Water Heater | E5 | TRC BC Ratio | 15.0866 | 15.064 | 15.1198 | 14.9924 | 14.9115 | 14.9737 | 15.1617 | 15.3103 | 15.4948 | 15.6691 | 15.8434 | 16.0034 | 16.1755 | 16.3551 | 16.527 | 16.7021 | 16.8799 | 17.0738 | 17.2752 | 17.488 | 17.698 | 17.9168 | 18.1199 | 18.3297 | 18.5154 | 18.6769 | 18.8234 | 18.9504 | 19.0495 | 19.1313 | 19.177 | 19.2075 | 19.2075
F2_Commercial_Lodging_Existing_Water Heating_Natural Gas_Water Heater_E6 | F2 | Commercial | Lodging | Existing | Water Heating | Natural Gas | Water Heater | E6 | TRC BC Ratio | bar: 2019 to 2051
F2_Commercial_Lodging_Existing_Water Heating_Natural Gas_Water Heater_E7 | F2 | Commercial | Lodging | Existing | Water Heating | Natural Gas | Water Heater | E7 | TRC BC Ratio | bar: 2019 to 2051
F2_Commercial_Lodging_Existing_Water Heating_Natural Gas_Water Heater_E8 | F2 | Commercial | Lodging | Existing | Water Heating | Natural Gas | Water Heater | E8 | TRC BC Ratio | 0 | 0 | 0 | 0 | 0 | 0 | 0 | 0 | 0 | 0 | 0 | 0 | 0 | 0 | 0 | 0 | 0 | 0 | 0 | 0 | 0 | 0 | 0 | 0 | 0 | 0 | 0 | 0 | 0 | 0 | 0 | 0 | 0
F2_Commercial_Lodging_Existing_Water Heating_Natural Gas_Water Heater_E9 | F2 | Commercial | Lodging | Existing | Water Heating | Natural Gas | Water Heater | E9 | TRC BC Ratio | 0 | 0 | 0 | 0 | 0 | 0 | 0 | 0 | 0 | 0 | 0 | 0 | 0 | 0 | 0 | 0 | 0 | 0 | 0 | 0 | 0 | 0 | 0 | 0 | 0 | 0 | 0 | 0 | 0 | 0 | 0 | 0 | 0
F2_Commercial_Lodging_Existing_Water Heating_Natural Gas_Water Heater_E10 | F2 | Commercial | Lodging | Existing | Water Heating | Natural Gas | Water Heater | E10 | TRC BC Ratio | 0 | 0 | 0 | 0 | 0 | 0 | 0 | 0 | 0 | 0 | 0 | 0 | 0 | 0 | 0 | 0 | 0 | 0 | 0 | 0 | 0 | 0 | 0 | 0 | 0 | 0 | 0 | 0 | 0 | 0 | 0 | 0 | 0
F3_Commercial_Lodging_Existing_Water Heating_Natural Gas_Water Heater_E1 | F3 | Commercial | Lodging | Existing | Water Heating | Natural Gas | Water Heater | E1 | PACT BC Ratio | bar: 2019 to 2051
F3_Commercial_Lodging_Existing_Water Heating_Natural Gas_Water Heater_E2 | F3 | Commercial | Lodging | Existing | Water Heating | Natural Gas | Water Heater | E2 | PACT BC Ratio | bar: 2019 to 2051
F3_Commercial_Lodging_Existing_Water Heating_Natural Gas_Water Heater_E3 | F3 | Commercial | Lodging | Existing | Water Heating | Natural Gas | Water Heater | E3 | PACT BC Ratio | 38.9136 | 38.8553 | 38.9992 | 38.6705 | 38.462 | 38.6223 | 39.1072 | 39.4907 | 39.9666 | 40.416 | 40.8656 | 41.2784 | 41.7223 | 42.1855 | 42.629 | 43.0806 | 43.5392 | 44.0392 | 44.5587 | 45.1077 | 45.6492 | 46.2136 | 46.7377 | 47.2786 | 47.7578 | 48.1742 | 48.552 | 48.8797 | 49.1354 | 49.3464 | 49.4641 | 49.5429 | 49.5429
F3_Commercial_Lodging_Existing_Water Heating_Natural Gas_Water Heater_E4 | F3 | Commercial | Lodging | Existing | Water Heating | Natural Gas | Water Heater | E4 | PACT BC Ratio | 31.6016 | 31.5543 | 31.6712 | 31.4043 | 31.235 | 31.3651 | 31.7589 | 32.0703 | 32.4568 | 32.8217 | 33.1869 | 33.5221 | 33.8826 | 34.2588 | 34.6189 | 34.9857 | 35.3581 | 35.7642 | 36.186 | 36.6319 | 37.0717 | 37.53 | 37.9556 | 38.3949 | 38.784 | 39.1222 | 39.429 | 39.6951 | 39.9028 | 40.0741 | 40.1697 | 40.2337 | 40.2337
F3_Commercial_Lodging_Existing_Water Heating_Natural Gas_Water Heater_E5 | F3 | Commercial | Lodging | Existing | Water Heating | Natural Gas | Water Heater | E5 | PACT BC Ratio | 20.1154 | 20.0853 | 20.1597 | 19.9898 | 19.882 | 19.9649 | 20.2155 | 20.4138 | 20.6598 | 20.8921 | 21.1245 | 21.3379 | 21.5674 | 21.8068 | 22.036 | 22.2695 | 22.5065 | 22.765 | 23.0336 | 23.3173 | 23.5973 | 23.889 | 24.1599 | 24.4396 | 24.6872 | 24.9025 | 25.0978 | 25.2672 | 25.3994 | 25.5084 | 25.5693 | 25.6101 | 25.6101
F3_Commercial_Lodging_Existing_Water Heating_Natural Gas_Water Heater_E6 | F3 | Commercial | Lodging | Existing | Water Heating | Natural Gas | Water Heater | E6 | PACT BC Ratio | bar: 2019 to 2051
F3_Commercial_Lodging_Existing_Water Heating_Natural Gas_Water Heater_E7 | F3 | Commercial | Lodging | Existing | Water Heating | Natural Gas | Water Heater | E7 | PACT BC Ratio | bar: 2019 to 2051
F3_Commercial_Lodging_Existing_Water Heating_Natural Gas_Water Heater_E8 | F3 | Commercial | Lodging | Existing | Water Heating | Natural Gas | Water Heater | E8 | PACT BC Ratio | 0 | 0 | 0 | 0 | 0 | 0 | 0 | 0 | 0 | 0 | 0 | 0 | 0 | 0 | 0 | 0 | 0 | 0 | 0 | 0 | 0 | 0 | 0 | 0 | 0 | 0 | 0 | 0 | 0 | 0 | 0 | 0 | 0
F3_Commercial_Lodging_Existing_Water Heating_Natural Gas_Water Heater_E9 | F3 | Commercial | Lodging | Existing | Water Heating | Natural Gas | Water Heater | E9 | PACT BC Ratio | 0 | 0 | 0 | 0 | 0 | 0 | 0 | 0 | 0 | 0 | 0 | 0 | 0 | 0 | 0 | 0 | 0 | 0 | 0 | 0 | 0 | 0 | 0 | 0 | 0 | 0 | 0 | 0 | 0 | 0 | 0 | 0 | 0
F3_Commercial_Lodging_Existing_Water Heating_Natural Gas_Water Heater_E10 | F3 | Commercial | Lodging | Existing | Water Heating | Natural Gas | Water Heater | E10 | PACT BC Ratio | 0 | 0 | 0 | 0 | 0 | 0 | 0 | 0 | 0 | 0 | 0 | 0 | 0 | 0 | 0 | 0 | 0 | 0 | 0 | 0 | 0 | 0 | 0 | 0 | 0 | 0 | 0 | 0 | 0 | 0 | 0 | 0 | 0
F4_Commercial_Lodging_Existing_Water Heating_Natural Gas_Water Heater_E1 | F4 | Commercial | Lodging | Existing | Water Heating | Natural Gas | Water Heater | E1 | RVT BC Ratio | bar: 2019 to 2051
F4_Commercial_Lodging_Existing_Water Heating_Natural Gas_Water Heater_E2 | F4 | Commercial | Lodging | Existing | Water Heating | Natural Gas | Water Heater | E2 | RVT BC Ratio | bar: 2019 to 2051
F4_Commercial_Lodging_Existing_Water Heating_Natural Gas_Water Heater_E3 | F4 | Commercial | Lodging | Existing | Water Heating | Natural Gas | Water Heater | E3 | RVT BC Ratio | 42.6589 | 42.596 | 42.7512 | 42.3968 | 42.172 | 42.3449 | 42.8677 | 43.2812 | 43.7943 | 44.2789 | 44.7637 | 45.2087 | 45.6875 | 46.1869 | 46.665 | 47.152 | 47.6465 | 48.1857 | 48.7458 | 49.3377 | 49.9217 | 50.5302 | 51.0953 | 51.6786 | 52.1952 | 52.6443 | 53.0516 | 53.4049 | 53.6807 | 53.9082 | 54.0351 | 54.1201 | 54.1201
F4_Commercial_Lodging_Existing_Water Heating_Natural Gas_Water Heater_E4 | F4 | Commercial | Lodging | Existing | Water Heating | Natural Gas | Water Heater | E4 | RVT BC Ratio | 34.7747 | 34.7237 | 34.8497 | 34.5619 | 34.3794 | 34.5197 | 34.9443 | 35.2801 | 35.6968 | 36.0903 | 36.484 | 36.8455 | 37.2342 | 37.6398 | 38.0281 | 38.4236 | 38.8252 | 39.263 | 39.7179 | 40.1986 | 40.6728 | 41.167 | 41.6259 | 42.0996 | 42.5192 | 42.8839 | 43.2147 | 43.5016 | 43.7255 | 43.9103 | 44.0133 | 44.0824 | 44.0824
F4_Commercial_Lodging_Existing_Water Heating_Natural Gas_Water Heater_E5 | F4 | Commercial | Lodging | Existing | Water Heating | Natural Gas | Water Heater | E5 | RVT BC Ratio | 22.3897 | 22.3572 | 22.4374 | 22.2542 | 22.138 | 22.2273 | 22.4976 | 22.7113 | 22.9766 | 23.2271 | 23.4777 | 23.7077 | 23.9552 | 24.2134 | 24.4605 | 24.7123 | 24.9679 | 25.2466 | 25.5361 | 25.8421 | 26.144 | 26.4585 | 26.7507 | 27.0522 | 27.3192 | 27.5514 | 27.7619 | 27.9446 | 28.0871 | 28.2047 | 28.2703 | 28.3143 | 28.3143
F4_Commercial_Lodging_Existing_Water Heating_Natural Gas_Water Heater_E6 | F4 | Commercial | Lodging | Existing | Water Heating | Natural Gas | Water Heater | E6 | RVT BC Ratio | bar: 2019 to 2051
F4_Commercial_Lodging_Existing_Water Heating_Natural Gas_Water Heater_E7 | F4 | Commercial | Lodging | Existing | Water Heating | Natural Gas | Water Heater | E7 | RVT BC Ratio | bar: 2019 to 2051
F4_Commercial_Lodging_Existing_Water Heating_Natural Gas_Water Heater_E8 | F4 | Commercial | Lodging | Existing | Water Heating | Natural Gas | Water Heater | E8 | RVT BC Ratio | 0 | 0 | 0 | 0 | 0 | 0 | 0 | 0 | 0 | 0 | 0 | 0 | 0 | 0 | 0 | 0 | 0 | 0 | 0 | 0 | 0 | 0 | 0 | 0 | 0 | 0 | 0 | 0 | 0 | 0 | 0 | 0 | 0
F4_Commercial_Lodging_Existing_Water Heating_Natural Gas_Water Heater_E9 | F4 | Commercial | Lodging | Existing | Water Heating | Natural Gas | Water Heater | E9 | RVT BC Ratio | 0 | 0 | 0 | 0 | 0 | 0 | 0 | 0 | 0 | 0 | 0 | 0 | 0 | 0 | 0 | 0 | 0 | 0 | 0 | 0 | 0 | 0 | 0 | 0 | 0 | 0 | 0 | 0 | 0 | 0 | 0 | 0 | 0
F4_Commercial_Lodging_Existing_Water Heating_Natural Gas_Water Heater_E10 | F4 | Commercial | Lodging | Existing | Water Heating | Natural Gas | Water Heater | E10 | RVT BC Ratio | 0 | 0 | 0 | 0 | 0 | 0 | 0 | 0 | 0 | 0 | 0 | 0 | 0 | 0 | 0 | 0 | 0 | 0 | 0 | 0 | 0 | 0 | 0 | 0 | 0 | 0 | 0 | 0 | 0 | 0 | 0 | 0 | 0
F5_Commercial_Lodging_Existing_Water Heating_Natural Gas_Water Heater_E1 | F5 | Commercial | Lodging | Existing | Water Heating | Natural Gas | Water Heater | E1 | RIM BC Ratio | bar: 2019 to 2051
F5_Commercial_Lodging_Existing_Water Heating_Natural Gas_Water Heater_E2 | F5 | Commercial | Lodging | Existing | Water Heating | Natural Gas | Water Heater | E2 | RIM BC Ratio | bar: 2019 to 2051
F5_Commercial_Lodging_Existing_Water Heating_Natural Gas_Water Heater_E3 | F5 | Commercial | Lodging | Existing | Water Heating | Natural Gas | Water Heater | E3 | RIM BC Ratio | 0.81715 | 0.81713 | 0.81719 | 0.81704 | 0.81695 | 0.81702 | 0.81724 | 0.8174 | 0.8176 | 0.81779 | 0.81797 | 0.81814 | 0.81831 | 0.81848 | 0.81865 | 0.81881 | 0.81898 | 0.81915 | 0.81933 | 0.81951 | 0.81969 | 0.81987 | 0.82003 | 0.8202 | 0.82034 | 0.82046 | 0.82057 | 0.82067 | 0.82074 | 0.8208 | 0.82083 | 0.82085 | 0.82085
F5_Commercial_Lodging_Existing_Water Heating_Natural Gas_Water Heater_E4 | F5 | Commercial | Lodging | Existing | Water Heating | Natural Gas | Water Heater | E4 | RIM BC Ratio | 0.8132 | 0.81317 | 0.81325 | 0.81307 | 0.81295 | 0.81304 | 0.8133 | 0.81351 | 0.81375 | 0.81398 | 0.8142 | 0.8144 | 0.81461 | 0.81483 | 0.81503 | 0.81523 | 0.81543 | 0.81564 | 0.81586 | 0.81608 | 0.8163 | 0.81652 | 0.81672 | 0.81692 | 0.81709 | 0.81724 | 0.81738 | 0.81749 | 0.81758 | 0.81765 | 0.81769 | 0.81772 | 0.81772
F5_Commercial_Lodging_Existing_Water Heating_Natural Gas_Water Heater_E5 | F5 | Commercial | Lodging | Existing | Water Heating | Natural Gas | Water Heater | E5 | RIM BC Ratio | 0.80142 | 0.80138 | 0.80149 | 0.80122 | 0.80105 | 0.80118 | 0.80158 | 0.80189 | 0.80227 | 0.80261 | 0.80295 | 0.80326 | 0.80358 | 0.80391 | 0.80422 | 0.80452 | 0.80483 | 0.80516 | 0.80549 | 0.80583 | 0.80616 | 0.8065 | 0.80681 | 0.80711 | 0.80738 | 0.80761 | 0.80781 | 0.80799 | 0.80812 | 0.80823 | 0.80829 | 0.80833 | 0.80833
F5_Commercial_Lodging_Existing_Water Heating_Natural Gas_Water Heater_E6 | F5 | Commercial | Lodging | Existing | Water Heating | Natural Gas | Water Heater | E6 | RIM BC Ratio | bar: 2019 to 2051
F5_Commercial_Lodging_Existing_Water Heating_Natural Gas_Water Heater_E7 | F5 | Commercial | Lodging | Existing | Water Heating | Natural Gas | Water Heater | E7 | RIM BC Ratio | bar: 2019 to 2051
F5_Commercial_Lodging_Existing_Water Heating_Natural Gas_Water Heater_E8 | F5 | Commercial | Lodging | Existing | Water Heating | Natural Gas | Water Heater | E8 | RIM BC Ratio | 0 | 0 | 0 | 0 | 0 | 0 | 0 | 0 | 0 | 0 | 0 | 0 | 0 | 0 | 0 | 0 | 0 | 0 | 0 | 0 | 0 | 0 | 0 | 0 | 0 | 0 | 0 | 0 | 0 | 0 | 0 | 0 | 0
F5_Commercial_Lodging_Existing_Water Heating_Natural Gas_Water Heater_E9 | F5 | Commercial | Lodging | Existing | Water Heating | Natural Gas | Water Heater | E9 | RIM BC Ratio | 0 | 0 | 0 | 0 | 0 | 0 | 0 | 0 | 0 | 0 | 0 | 0 | 0 | 0 | 0 | 0 | 0 | 0 | 0 | 0 | 0 | 0 | 0 | 0 | 0 | 0 | 0 | 0 | 0 | 0 | 0 | 0 | 0
F5_Commercial_Lodging_Existing_Water Heating_Natural Gas_Water Heater_E10 | F5 | Commercial | Lodging | Existing | Water Heating | Natural Gas | Water Heater | E10 | RIM BC Ratio | 0 | 0 | 0 | 0 | 0 | 0 | 0 | 0 | 0 | 0 | 0 | 0 | 0 | 0 | 0 | 0 | 0 | 0 | 0 | 0 | 0 | 0 | 0 | 0 | 0 | 0 | 0 | 0 | 0 | 0 | 0 | 0 | 0
F0_Commercial_Lodging_Existing_Food Preparation_Natural Gas_Oven_E0 | F0 | Commercial | Lodging | Existing | Food Preparation | Natural Gas | Oven | E0 | Economic Unit | ENERGY STAR (3.0) | ENERGY STAR (3.0) | ENERGY STAR (3.0) | ENERGY STAR (3.0) | ENERGY STAR (3.0) | ENERGY STAR (3.0) | ENERGY STAR (3.0) | ENERGY STAR (3.0) | ENERGY STAR (3.0) | ENERGY STAR (3.0) | ENERGY STAR (3.0) | ENERGY STAR (3.0) | ENERGY STAR (3.0) | ENERGY STAR (3.0) | ENERGY STAR (3.0) | ENERGY STAR (3.0) | ENERGY STAR (3.0) | ENERGY STAR (3.0) | ENERGY STAR (3.0) | ENERGY STAR (3.0) | ENERGY STAR (3.0) | ENERGY STAR (3.0) | ENERGY STAR (3.0) | ENERGY STAR (3.0) | ENERGY STAR (3.0) | ENERGY STAR (3.0) | ENERGY STAR (3.0) | ENERGY STAR (3.0) | ENERGY STAR (3.0) | ENERGY STAR (3.0) | ENERGY STAR (3.0) | ENERGY STAR (3.0) | ENERGY STAR (3.0)
F1_Commercial_Lodging_Existing_Food Preparation_Natural Gas_Oven_E1 | F1 | Commercial | Lodging | Existing | Food Preparation | Natural Gas | Oven | E1 | CCE | 0 | 0 | 0 | 0 | 0 | 0 | 0 | 0 | 0 | 0 | 0 | 0 | 0 | 0 | 0 | 0 | 0 | 0 | 0 | 0 | 0 | 0 | 0 | 0 | 0 | 0 | 0 | 0 | 0 | 0 | 0 | 0 | 0
F1_Commercial_Lodging_Existing_Food Preparation_Natural Gas_Oven_E2 | F1 | Commercial | Lodging | Existing | Food Preparation | Natural Gas | Oven | E2 | CCE | 0.32507 | 0.33656 | 0.30212 | 0.30779 | 0.30779 | 0.30779 | 0.30779 | 0.30779 | 0.30779 | 0.30779 | 0.30779 | 0.30779 | 0.30779 | 0.30779 | 0.30779 | 0.30779 | 0.30779 | 0.30779 | 0.30779 | 0.30779 | 0.30779 | 0.30779 | 0.30779 | 0.30779 | 0.30779 | 0.30779 | 0.30779 | 0.30779 | 0.30779 | 0.30779 | 0.30779 | 0.30779 | 0.30779
F1_Commercial_Lodging_Existing_Food Preparation_Natural Gas_Oven_E3 | F1 | Commercial | Lodging | Existing | Food Preparation | Natural Gas | Oven | E3 | CCE | 0 | 0 | 0 | 0 | 0 | 0 | 0 | 0 | 0 | 0 | 0 | 0 | 0 | 0 | 0 | 0 | 0 | 0 | 0 | 0 | 0 | 0 | 0 | 0 | 0 | 0 | 0 | 0 | 0 | 0 | 0 | 0 | 0
F1_Commercial_Lodging_Existing_Food Preparation_Natural Gas_Oven_E4 | F1 | Commercial | Lodging | Existing | Food Preparation | Natural Gas | Oven | E4 | CCE | 0 | 0 | 0 | 0 | 0 | 0 | 0 | 0 | 0 | 0 | 0 | 0 | 0 | 0 | 0 | 0 | 0 | 0 | 0 | 0 | 0 | 0 | 0 | 0 | 0 | 0 | 0 | 0 | 0 | 0 | 0 | 0 | 0
F1_Commercial_Lodging_Existing_Food Preparation_Natural Gas_Oven_E5 | F1 | Commercial | Lodging | Existing | Food Preparation | Natural Gas | Oven | E5 | CCE | 0 | 0 | 0 | 0 | 0 | 0 | 0 | 0 | 0 | 0 | 0 | 0 | 0 | 0 | 0 | 0 | 0 | 0 | 0 | 0 | 0 | 0 | 0 | 0 | 0 | 0 | 0 | 0 | 0 | 0 | 0 | 0 | 0
F1_Commercial_Lodging_Existing_Food Preparation_Natural Gas_Oven_E6 | F1 | Commercial | Lodging | Existing | Food Preparation | Natural Gas | Oven | E6 | CCE | 0 | 0 | 0 | 0 | 0 | 0 | 0 | 0 | 0 | 0 | 0 | 0 | 0 | 0 | 0 | 0 | 0 | 0 | 0 | 0 | 0 | 0 | 0 | 0 | 0 | 0 | 0 | 0 | 0 | 0 | 0 | 0 | 0
F1_Commercial_Lodging_Existing_Food Preparation_Natural Gas_Oven_E7 | F1 | Commercial | Lodging | Existing | Food Preparation | Natural Gas | Oven | E7 | CCE | 0 | 0 | 0 | 0 | 0 | 0 | 0 | 0 | 0 | 0 | 0 | 0 | 0 | 0 | 0 | 0 | 0 | 0 | 0 | 0 | 0 | 0 | 0 | 0 | 0 | 0 | 0 | 0 | 0 | 0 | 0 | 0 | 0
F1_Commercial_Lodging_Existing_Food Preparation_Natural Gas_Oven_E8 | F1 | Commercial | Lodging | Existing | Food Preparation | Natural Gas | Oven | E8 | CCE | 0 | 0 | 0 | 0 | 0 | 0 | 0 | 0 | 0 | 0 | 0 | 0 | 0 | 0 | 0 | 0 | 0 | 0 | 0 | 0 | 0 | 0 | 0 | 0 | 0 | 0 | 0 | 0 | 0 | 0 | 0 | 0 | 0
F1_Commercial_Lodging_Existing_Food Preparation_Natural Gas_Oven_E9 | F1 | Commercial | Lodging | Existing | Food Preparation | Natural Gas | Oven | E9 | CCE | 0 | 0 | 0 | 0 | 0 | 0 | 0 | 0 | 0 | 0 | 0 | 0 | 0 | 0 | 0 | 0 | 0 | 0 | 0 | 0 | 0 | 0 | 0 | 0 | 0 | 0 | 0 | 0 | 0 | 0 | 0 | 0 | 0
F1_Commercial_Lodging_Existing_Food Preparation_Natural Gas_Oven_E10 | F1 | Commercial | Lodging | Existing | Food Preparation | Natural Gas | Oven | E10 | CCE | 0 | 0 | 0 | 0 | 0 | 0 | 0 | 0 | 0 | 0 | 0 | 0 | 0 | 0 | 0 | 0 | 0 | 0 | 0 | 0 | 0 | 0 | 0 | 0 | 0 | 0 | 0 | 0 | 0 | 0 | 0 | 0 | 0
F2_Commercial_Lodging_Existing_Food Preparation_Natural Gas_Oven_E1 | F2 | Commercial | Lodging | Existing | Food Preparation | Natural Gas | Oven | E1 | TRC BC Ratio | bar: 2019 to 2051
F2_Commercial_Lodging_Existing_Food Preparation_Natural Gas_Oven_E2 | F2 | Commercial | Lodging | Existing | Food Preparation | Natural Gas | Oven | E2 | TRC BC Ratio | 5.0529 | 5.0541 | 5.0794 | 5.0454 | 5.0252 | 5.0427 | 5.0918 | 5.1313 | 5.1797 | 5.226 | 5.2722 | 5.3151 | 5.3612 | 5.4091 | 5.4549 | 5.5017 | 5.5491 | 5.6007 | 5.6542 | 5.7105 | 5.7652 | 5.8217 | 5.8734 | 5.9266 | 5.9735 | 6.014 | 6.0509 | 6.0828 | 6.1077 | 6.1281 | 6.1393 | 6.1467 | 6.1467
F2_Commercial_Lodging_Existing_Food Preparation_Natural Gas_Oven_E3 | F2 | Commercial | Lodging | Existing | Food Preparation | Natural Gas | Oven | E3 | TRC BC Ratio | 0 | 0 | 0 | 0 | 0 | 0 | 0 | 0 | 0 | 0 | 0 | 0 | 0 | 0 | 0 | 0 | 0 | 0 | 0 | 0 | 0 | 0 | 0 | 0 | 0 | 0 | 0 | 0 | 0 | 0 | 0 | 0 | 0
F2_Commercial_Lodging_Existing_Food Preparation_Natural Gas_Oven_E4 | F2 | Commercial | Lodging | Existing | Food Preparation | Natural Gas | Oven | E4 | TRC BC Ratio | 0 | 0 | 0 | 0 | 0 | 0 | 0 | 0 | 0 | 0 | 0 | 0 | 0 | 0 | 0 | 0 | 0 | 0 | 0 | 0 | 0 | 0 | 0 | 0 | 0 | 0 | 0 | 0 | 0 | 0 | 0 | 0 | 0
F2_Commercial_Lodging_Existing_Food Preparation_Natural Gas_Oven_E5 | F2 | Commercial | Lodging | Existing | Food Preparation | Natural Gas | Oven | E5 | TRC BC Ratio | 0 | 0 | 0 | 0 | 0 | 0 | 0 | 0 | 0 | 0 | 0 | 0 | 0 | 0 | 0 | 0 | 0 | 0 | 0 | 0 | 0 | 0 | 0 | 0 | 0 | 0 | 0 | 0 | 0 | 0 | 0 | 0 | 0
F2_Commercial_Lodging_Existing_Food Preparation_Natural Gas_Oven_E6 | F2 | Commercial | Lodging | Existing | Food Preparation | Natural Gas | Oven | E6 | TRC BC Ratio | 0 | 0 | 0 | 0 | 0 | 0 | 0 | 0 | 0 | 0 | 0 | 0 | 0 | 0 | 0 | 0 | 0 | 0 | 0 | 0 | 0 | 0 | 0 | 0 | 0 | 0 | 0 | 0 | 0 | 0 | 0 | 0 | 0
F2_Commercial_Lodging_Existing_Food Preparation_Natural Gas_Oven_E7 | F2 | Commercial | Lodging | Existing | Food Preparation | Natural Gas | Oven | E7 | TRC BC Ratio | 0 | 0 | 0 | 0 | 0 | 0 | 0 | 0 | 0 | 0 | 0 | 0 | 0 | 0 | 0 | 0 | 0 | 0 | 0 | 0 | 0 | 0 | 0 | 0 | 0 | 0 | 0 | 0 | 0 | 0 | 0 | 0 | 0
F2_Commercial_Lodging_Existing_Food Preparation_Natural Gas_Oven_E8 | F2 | Commercial | Lodging | Existing | Food Preparation | Natural Gas | Oven | E8 | TRC BC Ratio | 0 | 0 | 0 | 0 | 0 | 0 | 0 | 0 | 0 | 0 | 0 | 0 | 0 | 0 | 0 | 0 | 0 | 0 | 0 | 0 | 0 | 0 | 0 | 0 | 0 | 0 | 0 | 0 | 0 | 0 | 0 | 0 | 0
F2_Commercial_Lodging_Existing_Food Preparation_Natural Gas_Oven_E9 | F2 | Commercial | Lodging | Existing | Food Preparation | Natural Gas | Oven | E9 | TRC BC Ratio | 0 | 0 | 0 | 0 | 0 | 0 | 0 | 0 | 0 | 0 | 0 | 0 | 0 | 0 | 0 | 0 | 0 | 0 | 0 | 0 | 0 | 0 | 0 | 0 | 0 | 0 | 0 | 0 | 0 | 0 | 0 | 0 | 0
F2_Commercial_Lodging_Existing_Food Preparation_Natural Gas_Oven_E10 | F2 | Commercial | Lodging | Existing | Food Preparation | Natural Gas | Oven | E10 | TRC BC Ratio | 0 | 0 | 0 | 0 | 0 | 0 | 0 | 0 | 0 | 0 | 0 | 0 | 0 | 0 | 0 | 0 | 0 | 0 | 0 | 0 | 0 | 0 | 0 | 0 | 0 | 0 | 0 | 0 | 0 | 0 | 0 | 0 | 0
F3_Commercial_Lodging_Existing_Food Preparation_Natural Gas_Oven_E1 | F3 | Commercial | Lodging | Existing | Food Preparation | Natural Gas | Oven | E1 | PACT BC Ratio | bar: 2019 to 2051
F3_Commercial_Lodging_Existing_Food Preparation_Natural Gas_Oven_E2 | F3 | Commercial | Lodging | Existing | Food Preparation | Natural Gas | Oven | E2 | PACT BC Ratio | 6.7372 | 6.7388 | 6.7725 | 6.7272 | 6.7003 | 6.7236 | 6.7891 | 6.8417 | 6.9062 | 6.968 | 7.0296 | 7.0868 | 7.1482 | 7.2121 | 7.2732 | 7.3356 | 7.3988 | 7.4676 | 7.5389 | 7.614 | 7.6869 | 7.7623 | 7.8312 | 7.9021 | 7.9647 | 8.0187 | 8.0679 | 8.1103 | 8.1436 | 8.1708 | 8.1857 | 8.1956 | 8.1956
F3_Commercial_Lodging_Existing_Food Preparation_Natural Gas_Oven_E3 | F3 | Commercial | Lodging | Existing | Food Preparation | Natural Gas | Oven | E3 | PACT BC Ratio | 0 | 0 | 0 | 0 | 0 | 0 | 0 | 0 | 0 | 0 | 0 | 0 | 0 | 0 | 0 | 0 | 0 | 0 | 0 | 0 | 0 | 0 | 0 | 0 | 0 | 0 | 0 | 0 | 0 | 0 | 0 | 0 | 0
F3_Commercial_Lodging_Existing_Food Preparation_Natural Gas_Oven_E4 | F3 | Commercial | Lodging | Existing | Food Preparation | Natural Gas | Oven | E4 | PACT BC Ratio | 0 | 0 | 0 | 0 | 0 | 0 | 0 | 0 | 0 | 0 | 0 | 0 | 0 | 0 | 0 | 0 | 0 | 0 | 0 | 0 | 0 | 0 | 0 | 0 | 0 | 0 | 0 | 0 | 0 | 0 | 0 | 0 | 0
F3_Commercial_Lodging_Existing_Food Preparation_Natural Gas_Oven_E5 | F3 | Commercial | Lodging | Existing | Food Preparation | Natural Gas | Oven | E5 | PACT BC Ratio | 0 | 0 | 0 | 0 | 0 | 0 | 0 | 0 | 0 | 0 | 0 | 0 | 0 | 0 | 0 | 0 | 0 | 0 | 0 | 0 | 0 | 0 | 0 | 0 | 0 | 0 | 0 | 0 | 0 | 0 | 0 | 0 | 0
F3_Commercial_Lodging_Existing_Food Preparation_Natural Gas_Oven_E6 | F3 | Commercial | Lodging | Existing | Food Preparation | Natural Gas | Oven | E6 | PACT BC Ratio | 0 | 0 | 0 | 0 | 0 | 0 | 0 | 0 | 0 | 0 | 0 | 0 | 0 | 0 | 0 | 0 | 0 | 0 | 0 | 0 | 0 | 0 | 0 | 0 | 0 | 0 | 0 | 0 | 0 | 0 | 0 | 0 | 0
F3_Commercial_Lodging_Existing_Food Preparation_Natural Gas_Oven_E7 | F3 | Commercial | Lodging | Existing | Food Preparation | Natural Gas | Oven | E7 | PACT BC Ratio | 0 | 0 | 0 | 0 | 0 | 0 | 0 | 0 | 0 | 0 | 0 | 0 | 0 | 0 | 0 | 0 | 0 | 0 | 0 | 0 | 0 | 0 | 0 | 0 | 0 | 0 | 0 | 0 | 0 | 0 | 0 | 0 | 0
F3_Commercial_Lodging_Existing_Food Preparation_Natural Gas_Oven_E8 | F3 | Commercial | Lodging | Existing | Food Preparation | Natural Gas | Oven | E8 | PACT BC Ratio | 0 | 0 | 0 | 0 | 0 | 0 | 0 | 0 | 0 | 0 | 0 | 0 | 0 | 0 | 0 | 0 | 0 | 0 | 0 | 0 | 0 | 0 | 0 | 0 | 0 | 0 | 0 | 0 | 0 | 0 | 0 | 0 | 0
F3_Commercial_Lodging_Existing_Food Preparation_Natural Gas_Oven_E9 | F3 | Commercial | Lodging | Existing | Food Preparation | Natural Gas | Oven | E9 | PACT BC Ratio | 0 | 0 | 0 | 0 | 0 | 0 | 0 | 0 | 0 | 0 | 0 | 0 | 0 | 0 | 0 | 0 | 0 | 0 | 0 | 0 | 0 | 0 | 0 | 0 | 0 | 0 | 0 | 0 | 0 | 0 | 0 | 0 | 0
F3_Commercial_Lodging_Existing_Food Preparation_Natural Gas_Oven_E10 | F3 | Commercial | Lodging | Existing | Food Preparation | Natural Gas | Oven | E10 | PACT BC Ratio | 0 | 0 | 0 | 0 | 0 | 0 | 0 | 0 | 0 | 0 | 0 | 0 | 0 | 0 | 0 | 0 | 0 | 0 | 0 | 0 | 0 | 0 | 0 | 0 | 0 | 0 | 0 | 0 | 0 | 0 | 0 | 0 | 0
F4_Commercial_Lodging_Existing_Food Preparation_Natural Gas_Oven_E1 | F4 | Commercial | Lodging | Existing | Food Preparation | Natural Gas | Oven | E1 | RVT BC Ratio | bar: 2019 to 2051
F4_Commercial_Lodging_Existing_Food Preparation_Natural Gas_Oven_E2 | F4 | Commercial | Lodging | Existing | Food Preparation | Natural Gas | Oven | E2 | RVT BC Ratio | 7.9644 | 7.9662 | 8.0025 | 7.9537 | 7.9247 | 7.9497 | 8.0204 | 8.0771 | 8.1467 | 8.2133 | 8.2797 | 8.3414 | 8.4076 | 8.4765 | 8.5424 | 8.6097 | 8.6778 | 8.752 | 8.8289 | 8.9098 | 8.9885 | 9.0697 | 9.144 | 9.2205 | 9.288 | 9.3462 | 9.3993 | 9.445 | 9.4809 | 9.5103 | 9.5263 | 9.537 | 9.537
F4_Commercial_Lodging_Existing_Food Preparation_Natural Gas_Oven_E3 | F4 | Commercial | Lodging | Existing | Food Preparation | Natural Gas | Oven | E3 | RVT BC Ratio | 0 | 0 | 0 | 0 | 0 | 0 | 0 | 0 | 0 | 0 | 0 | 0 | 0 | 0 | 0 | 0 | 0 | 0 | 0 | 0 | 0 | 0 | 0 | 0 | 0 | 0 | 0 | 0 | 0 | 0 | 0 | 0 | 0
F4_Commercial_Lodging_Existing_Food Preparation_Natural Gas_Oven_E4 | F4 | Commercial | Lodging | Existing | Food Preparation | Natural Gas | Oven | E4 | RVT BC Ratio | 0 | 0 | 0 | 0 | 0 | 0 | 0 | 0 | 0 | 0 | 0 | 0 | 0 | 0 | 0 | 0 | 0 | 0 | 0 | 0 | 0 | 0 | 0 | 0 | 0 | 0 | 0 | 0 | 0 | 0 | 0 | 0 | 0
F4_Commercial_Lodging_Existing_Food Preparation_Natural Gas_Oven_E5 | F4 | Commercial | Lodging | Existing | Food Preparation | Natural Gas | Oven | E5 | RVT BC Ratio | 0 | 0 | 0 | 0 | 0 | 0 | 0 | 0 | 0 | 0 | 0 | 0 | 0 | 0 | 0 | 0 | 0 | 0 | 0 | 0 | 0 | 0 | 0 | 0 | 0 | 0 | 0 | 0 | 0 | 0 | 0 | 0 | 0
F4_Commercial_Lodging_Existing_Food Preparation_Natural Gas_Oven_E6 | F4 | Commercial | Lodging | Existing | Food Preparation | Natural Gas | Oven | E6 | RVT BC Ratio | 0 | 0 | 0 | 0 | 0 | 0 | 0 | 0 | 0 | 0 | 0 | 0 | 0 | 0 | 0 | 0 | 0 | 0 | 0 | 0 | 0 | 0 | 0 | 0 | 0 | 0 | 0 | 0 | 0 | 0 | 0 | 0 | 0
F4_Commercial_Lodging_Existing_Food Preparation_Natural Gas_Oven_E7 | F4 | Commercial | Lodging | Existing | Food Preparation | Natural Gas | Oven | E7 | RVT BC Ratio | 0 | 0 | 0 | 0 | 0 | 0 | 0 | 0 | 0 | 0 | 0 | 0 | 0 | 0 | 0 | 0 | 0 | 0 | 0 | 0 | 0 | 0 | 0 | 0 | 0 | 0 | 0 | 0 | 0 | 0 | 0 | 0 | 0
F4_Commercial_Lodging_Existing_Food Preparation_Natural Gas_Oven_E8 | F4 | Commercial | Lodging | Existing | Food Preparation | Natural Gas | Oven | E8 | RVT BC Ratio | 0 | 0 | 0 | 0 | 0 | 0 | 0 | 0 | 0 | 0 | 0 | 0 | 0 | 0 | 0 | 0 | 0 | 0 | 0 | 0 | 0 | 0 | 0 | 0 | 0 | 0 | 0 | 0 | 0 | 0 | 0 | 0 | 0
F4_Commercial_Lodging_Existing_Food Preparation_Natural Gas_Oven_E9 | F4 | Commercial | Lodging | Existing | Food Preparation | Natural Gas | Oven | E9 | RVT BC Ratio | 0 | 0 | 0 | 0 | 0 | 0 | 0 | 0 | 0 | 0 | 0 | 0 | 0 | 0 | 0 | 0 | 0 | 0 | 0 | 0 | 0 | 0 | 0 | 0 | 0 | 0 | 0 | 0 | 0 | 0 | 0 | 0 | 0
F4_Commercial_Lodging_Existing_Food Preparation_Natural Gas_Oven_E10 | F4 | Commercial | Lodging | Existing | Food Preparation | Natural Gas | Oven | E10 | RVT BC Ratio | 0 | 0 | 0 | 0 | 0 | 0 | 0 | 0 | 0 | 0 | 0 | 0 | 0 | 0 | 0 | 0 | 0 | 0 | 0 | 0 | 0 | 0 | 0 | 0 | 0 | 0 | 0 | 0 | 0 | 0 | 0 | 0 | 0
F5_Commercial_Lodging_Existing_Food Preparation_Natural Gas_Oven_E1 | F5 | Commercial | Lodging | Existing | Food Preparation | Natural Gas | Oven | E1 | RIM BC Ratio | bar: 2019 to 2051
F5_Commercial_Lodging_Existing_Food Preparation_Natural Gas_Oven_E2 | F5 | Commercial | Lodging | Existing | Food Preparation | Natural Gas | Oven | E2 | RIM BC Ratio | 0.74267 | 0.74269 | 0.7431 | 0.74255 | 0.74222 | 0.7425 | 0.7433 | 0.74392 | 0.74468 | 0.74539 | 0.74609 | 0.74673 | 0.74741 | 0.7481 | 0.74875 | 0.74941 | 0.75006 | 0.75076 | 0.75148 | 0.75222 | 0.75292 | 0.75364 | 0.75428 | 0.75494 | 0.7555 | 0.75599 | 0.75642 | 0.75679 | 0.75708 | 0.75732 | 0.75744 | 0.75753 | 0.75753
F5_Commercial_Lodging_Existing_Food Preparation_Natural Gas_Oven_E3 | F5 | Commercial | Lodging | Existing | Food Preparation | Natural Gas | Oven | E3 | RIM BC Ratio | 0 | 0 | 0 | 0 | 0 | 0 | 0 | 0 | 0 | 0 | 0 | 0 | 0 | 0 | 0 | 0 | 0 | 0 | 0 | 0 | 0 | 0 | 0 | 0 | 0 | 0 | 0 | 0 | 0 | 0 | 0 | 0 | 0
F5_Commercial_Lodging_Existing_Food Preparation_Natural Gas_Oven_E4 | F5 | Commercial | Lodging | Existing | Food Preparation | Natural Gas | Oven | E4 | RIM BC Ratio | 0 | 0 | 0 | 0 | 0 | 0 | 0 | 0 | 0 | 0 | 0 | 0 | 0 | 0 | 0 | 0 | 0 | 0 | 0 | 0 | 0 | 0 | 0 | 0 | 0 | 0 | 0 | 0 | 0 | 0 | 0 | 0 | 0
F5_Commercial_Lodging_Existing_Food Preparation_Natural Gas_Oven_E5 | F5 | Commercial | Lodging | Existing | Food Preparation | Natural Gas | Oven | E5 | RIM BC Ratio | 0 | 0 | 0 | 0 | 0 | 0 | 0 | 0 | 0 | 0 | 0 | 0 | 0 | 0 | 0 | 0 | 0 | 0 | 0 | 0 | 0 | 0 | 0 | 0 | 0 | 0 | 0 | 0 | 0 | 0 | 0 | 0 | 0
F5_Commercial_Lodging_Existing_Food Preparation_Natural Gas_Oven_E6 | F5 | Commercial | Lodging | Existing | Food Preparation | Natural Gas | Oven | E6 | RIM BC Ratio | 0 | 0 | 0 | 0 | 0 | 0 | 0 | 0 | 0 | 0 | 0 | 0 | 0 | 0 | 0 | 0 | 0 | 0 | 0 | 0 | 0 | 0 | 0 | 0 | 0 | 0 | 0 | 0 | 0 | 0 | 0 | 0 | 0
F5_Commercial_Lodging_Existing_Food Preparation_Natural Gas_Oven_E7 | F5 | Commercial | Lodging | Existing | Food Preparation | Natural Gas | Oven | E7 | RIM BC Ratio | 0 | 0 | 0 | 0 | 0 | 0 | 0 | 0 | 0 | 0 | 0 | 0 | 0 | 0 | 0 | 0 | 0 | 0 | 0 | 0 | 0 | 0 | 0 | 0 | 0 | 0 | 0 | 0 | 0 | 0 | 0 | 0 | 0
F5_Commercial_Lodging_Existing_Food Preparation_Natural Gas_Oven_E8 | F5 | Commercial | Lodging | Existing | Food Preparation | Natural Gas | Oven | E8 | RIM BC Ratio | 0 | 0 | 0 | 0 | 0 | 0 | 0 | 0 | 0 | 0 | 0 | 0 | 0 | 0 | 0 | 0 | 0 | 0 | 0 | 0 | 0 | 0 | 0 | 0 | 0 | 0 | 0 | 0 | 0 | 0 | 0 | 0 | 0
F5_Commercial_Lodging_Existing_Food Preparation_Natural Gas_Oven_E9 | F5 | Commercial | Lodging | Existing | Food Preparation | Natural Gas | Oven | E9 | RIM BC Ratio | 0 | 0 | 0 | 0 | 0 | 0 | 0 | 0 | 0 | 0 | 0 | 0 | 0 | 0 | 0 | 0 | 0 | 0 | 0 | 0 | 0 | 0 | 0 | 0 | 0 | 0 | 0 | 0 | 0 | 0 | 0 | 0 | 0
F5_Commercial_Lodging_Existing_Food Preparation_Natural Gas_Oven_E10 | F5 | Commercial | Lodging | Existing | Food Preparation | Natural Gas | Oven | E10 | RIM BC Ratio | 0 | 0 | 0 | 0 | 0 | 0 | 0 | 0 | 0 | 0 | 0 | 0 | 0 | 0 | 0 | 0 | 0 | 0 | 0 | 0 | 0 | 0 | 0 | 0 | 0 | 0 | 0 | 0 | 0 | 0 | 0 | 0 | 0
F0_Commercial_Lodging_Existing_Food Preparation_Natural Gas_Conveyor Oven_E0 | F0 | Commercial | Lodging | Existing | Food Preparation | Natural Gas | Conveyor Oven | E0 | Economic Unit | Efficient (>44% Baking Efficiency) | Efficient (>44% Baking Efficiency) | Efficient (>44% Baking Efficiency) | Efficient (>44% Baking Efficiency) | Efficient (>44% Baking Efficiency) | Efficient (>44% Baking Efficiency) | Efficient (>44% Baking Efficiency) | Efficient (>44% Baking Efficiency) | Efficient (>44% Baking Efficiency) | Efficient (>44% Baking Efficiency) | Efficient (>44% Baking Efficiency) | Efficient (>44% Baking Efficiency) | Efficient (>44% Baking Efficiency) | Efficient (>44% Baking Efficiency) | Efficient (>44% Baking Efficiency) | Efficient (>44% Baking Efficiency) | Efficient (>44% Baking Efficiency) | Efficient (>44% Baking Efficiency) | Efficient (>44% Baking Efficiency) | Efficient (>44% Baking Efficiency) | Efficient (>44% Baking Efficiency) | Efficient (>44% Baking Efficiency) | Efficient (>44% Baking Efficiency) | Efficient (>44% Baking Efficiency) | Efficient (>44% Baking Efficiency) | Efficient (>44% Baking Efficiency) | Efficient (>44% Baking Efficiency) | Efficient (>44% Baking Efficiency) | Efficient (>44% Baking Efficiency) | Efficient (>44% Baking Efficiency) | Efficient (>44% Baking Efficiency) | Efficient (>44% Baking Efficiency) | Efficient (>44% Baking Efficiency)
F1_Commercial_Lodging_Existing_Food Preparation_Natural Gas_Conveyor Oven_E1 | F1 | Commercial | Lodging | Existing | Food Preparation | Natural Gas | Conveyor Oven | E1 | CCE | 0 | 0 | 0 | 0 | 0 | 0 | 0 | 0 | 0 | 0 | 0 | 0 | 0 | 0 | 0 | 0 | 0 | 0 | 0 | 0 | 0 | 0 | 0 | 0 | 0 | 0 | 0 | 0 | 0 | 0 | 0 | 0 | 0
F1_Commercial_Lodging_Existing_Food Preparation_Natural Gas_Conveyor Oven_E2 | F1 | Commercial | Lodging | Existing | Food Preparation | Natural Gas | Conveyor Oven | E2 | CCE | 0.32888 | 0.3405 | 0.30566 | 0.31139 | 0.31139 | 0.31139 | 0.31139 | 0.31139 | 0.31139 | 0.31139 | 0.31139 | 0.31139 | 0.31139 | 0.31139 | 0.31139 | 0.31139 | 0.31139 | 0.31139 | 0.31139 | 0.31139 | 0.31139 | 0.31139 | 0.31139 | 0.31139 | 0.31139 | 0.31139 | 0.31139 | 0.31139 | 0.31139 | 0.31139 | 0.31139 | 0.31139 | 0.31139
F1_Commercial_Lodging_Existing_Food Preparation_Natural Gas_Conveyor Oven_E3 | F1 | Commercial | Lodging | Existing | Food Preparation | Natural Gas | Conveyor Oven | E3 | CCE | 0 | 0 | 0 | 0 | 0 | 0 | 0 | 0 | 0 | 0 | 0 | 0 | 0 | 0 | 0 | 0 | 0 | 0 | 0 | 0 | 0 | 0 | 0 | 0 | 0 | 0 | 0 | 0 | 0 | 0 | 0 | 0 | 0
F1_Commercial_Lodging_Existing_Food Preparation_Natural Gas_Conveyor Oven_E4 | F1 | Commercial | Lodging | Existing | Food Preparation | Natural Gas | Conveyor Oven | E4 | CCE | 0 | 0 | 0 | 0 | 0 | 0 | 0 | 0 | 0 | 0 | 0 | 0 | 0 | 0 | 0 | 0 | 0 | 0 | 0 | 0 | 0 | 0 | 0 | 0 | 0 | 0 | 0 | 0 | 0 | 0 | 0 | 0 | 0
F1_Commercial_Lodging_Existing_Food Preparation_Natural Gas_Conveyor Oven_E5 | F1 | Commercial | Lodging | Existing | Food Preparation | Natural Gas | Conveyor Oven | E5 | CCE | 0 | 0 | 0 | 0 | 0 | 0 | 0 | 0 | 0 | 0 | 0 | 0 | 0 | 0 | 0 | 0 | 0 | 0 | 0 | 0 | 0 | 0 | 0 | 0 | 0 | 0 | 0 | 0 | 0 | 0 | 0 | 0 | 0
F1_Commercial_Lodging_Existing_Food Preparation_Natural Gas_Conveyor Oven_E6 | F1 | Commercial | Lodging | Existing | Food Preparation | Natural Gas | Conveyor Oven | E6 | CCE | 0 | 0 | 0 | 0 | 0 | 0 | 0 | 0 | 0 | 0 | 0 | 0 | 0 | 0 | 0 | 0 | 0 | 0 | 0 | 0 | 0 | 0 | 0 | 0 | 0 | 0 | 0 | 0 | 0 | 0 | 0 | 0 | 0
F1_Commercial_Lodging_Existing_Food Preparation_Natural Gas_Conveyor Oven_E7 | F1 | Commercial | Lodging | Existing | Food Preparation | Natural Gas | Conveyor Oven | E7 | CCE | 0 | 0 | 0 | 0 | 0 | 0 | 0 | 0 | 0 | 0 | 0 | 0 | 0 | 0 | 0 | 0 | 0 | 0 | 0 | 0 | 0 | 0 | 0 | 0 | 0 | 0 | 0 | 0 | 0 | 0 | 0 | 0 | 0
F1_Commercial_Lodging_Existing_Food Preparation_Natural Gas_Conveyor Oven_E8 | F1 | Commercial | Lodging | Existing | Food Preparation | Natural Gas | Conveyor Oven | E8 | CCE | 0 | 0 | 0 | 0 | 0 | 0 | 0 | 0 | 0 | 0 | 0 | 0 | 0 | 0 | 0 | 0 | 0 | 0 | 0 | 0 | 0 | 0 | 0 | 0 | 0 | 0 | 0 | 0 | 0 | 0 | 0 | 0 | 0
F1_Commercial_Lodging_Existing_Food Preparation_Natural Gas_Conveyor Oven_E9 | F1 | Commercial | Lodging | Existing | Food Preparation | Natural Gas | Conveyor Oven | E9 | CCE | 0 | 0 | 0 | 0 | 0 | 0 | 0 | 0 | 0 | 0 | 0 | 0 | 0 | 0 | 0 | 0 | 0 | 0 | 0 | 0 | 0 | 0 | 0 | 0 | 0 | 0 | 0 | 0 | 0 | 0 | 0 | 0 | 0
F1_Commercial_Lodging_Existing_Food Preparation_Natural Gas_Conveyor Oven_E10 | F1 | Commercial | Lodging | Existing | Food Preparation | Natural Gas | Conveyor Oven | E10 | CCE | 0 | 0 | 0 | 0 | 0 | 0 | 0 | 0 | 0 | 0 | 0 | 0 | 0 | 0 | 0 | 0 | 0 | 0 | 0 | 0 | 0 | 0 | 0 | 0 | 0 | 0 | 0 | 0 | 0 | 0 | 0 | 0 | 0
F2_Commercial_Lodging_Existing_Food Preparation_Natural Gas_Conveyor Oven_E1 | F2 | Commercial | Lodging | Existing | Food Preparation | Natural Gas | Conveyor Oven | E1 | TRC BC Ratio | bar: 2019 to 2051
F2_Commercial_Lodging_Existing_Food Preparation_Natural Gas_Conveyor Oven_E2 | F2 | Commercial | Lodging | Existing | Food Preparation | Natural Gas | Conveyor Oven | E2 | TRC BC Ratio | 5.054 | 5.0691 | 5.0998 | 5.0904 | 5.0904 | 5.1163 | 5.1641 | 5.206 | 5.2546 | 5.3028 | 5.3514 | 5.3984 | 5.4475 | 5.4983 | 5.5473 | 5.5964 | 5.6439 | 5.6922 | 5.7391 | 5.785 | 5.8272 | 5.8686 | 5.9051 | 5.9416 | 5.9733 | 6.0006 | 6.0255 | 6.047 | 6.0638 | 6.0776 | 6.0851 | 6.0902 | 6.0902
F2_Commercial_Lodging_Existing_Food Preparation_Natural Gas_Conveyor Oven_E3 | F2 | Commercial | Lodging | Existing | Food Preparation | Natural Gas | Conveyor Oven | E3 | TRC BC Ratio | 0 | 0 | 0 | 0 | 0 | 0 | 0 | 0 | 0 | 0 | 0 | 0 | 0 | 0 | 0 | 0 | 0 | 0 | 0 | 0 | 0 | 0 | 0 | 0 | 0 | 0 | 0 | 0 | 0 | 0 | 0 | 0 | 0
F2_Commercial_Lodging_Existing_Food Preparation_Natural Gas_Conveyor Oven_E4 | F2 | Commercial | Lodging | Existing | Food Preparation | Natural Gas | Conveyor Oven | E4 | TRC BC Ratio | 0 | 0 | 0 | 0 | 0 | 0 | 0 | 0 | 0 | 0 | 0 | 0 | 0 | 0 | 0 | 0 | 0 | 0 | 0 | 0 | 0 | 0 | 0 | 0 | 0 | 0 | 0 | 0 | 0 | 0 | 0 | 0 | 0
F2_Commercial_Lodging_Existing_Food Preparation_Natural Gas_Conveyor Oven_E5 | F2 | Commercial | Lodging | Existing | Food Preparation | Natural Gas | Conveyor Oven | E5 | TRC BC Ratio | 0 | 0 | 0 | 0 | 0 | 0 | 0 | 0 | 0 | 0 | 0 | 0 | 0 | 0 | 0 | 0 | 0 | 0 | 0 | 0 | 0 | 0 | 0 | 0 | 0 | 0 | 0 | 0 | 0 | 0 | 0 | 0 | 0
F2_Commercial_Lodging_Existing_Food Preparation_Natural Gas_Conveyor Oven_E6 | F2 | Commercial | Lodging | Existing | Food Preparation | Natural Gas | Conveyor Oven | E6 | TRC BC Ratio | 0 | 0 | 0 | 0 | 0 | 0 | 0 | 0 | 0 | 0 | 0 | 0 | 0 | 0 | 0 | 0 | 0 | 0 | 0 | 0 | 0 | 0 | 0 | 0 | 0 | 0 | 0 | 0 | 0 | 0 | 0 | 0 | 0
F2_Commercial_Lodging_Existing_Food Preparation_Natural Gas_Conveyor Oven_E7 | F2 | Commercial | Lodging | Existing | Food Preparation | Natural Gas | Conveyor Oven | E7 | TRC BC Ratio | 0 | 0 | 0 | 0 | 0 | 0 | 0 | 0 | 0 | 0 | 0 | 0 | 0 | 0 | 0 | 0 | 0 | 0 | 0 | 0 | 0 | 0 | 0 | 0 | 0 | 0 | 0 | 0 | 0 | 0 | 0 | 0 | 0
F2_Commercial_Lodging_Existing_Food Preparation_Natural Gas_Conveyor Oven_E8 | F2 | Commercial | Lodging | Existing | Food Preparation | Natural Gas | Conveyor Oven | E8 | TRC BC Ratio | 0 | 0 | 0 | 0 | 0 | 0 | 0 | 0 | 0 | 0 | 0 | 0 | 0 | 0 | 0 | 0 | 0 | 0 | 0 | 0 | 0 | 0 | 0 | 0 | 0 | 0 | 0 | 0 | 0 | 0 | 0 | 0 | 0
F2_Commercial_Lodging_Existing_Food Preparation_Natural Gas_Conveyor Oven_E9 | F2 | Commercial | Lodging | Existing | Food Preparation | Natural Gas | Conveyor Oven | E9 | TRC BC Ratio | 0 | 0 | 0 | 0 | 0 | 0 | 0 | 0 | 0 | 0 | 0 | 0 | 0 | 0 | 0 | 0 | 0 | 0 | 0 | 0 | 0 | 0 | 0 | 0 | 0 | 0 | 0 | 0 | 0 | 0 | 0 | 0 | 0
F2_Commercial_Lodging_Existing_Food Preparation_Natural Gas_Conveyor Oven_E10 | F2 | Commercial | Lodging | Existing | Food Preparation | Natural Gas | Conveyor Oven | E10 | TRC BC Ratio | 0 | 0 | 0 | 0 | 0 | 0 | 0 | 0 | 0 | 0 | 0 | 0 | 0 | 0 | 0 | 0 | 0 | 0 | 0 | 0 | 0 | 0 | 0 | 0 | 0 | 0 | 0 | 0 | 0 | 0 | 0 | 0 | 0
F3_Commercial_Lodging_Existing_Food Preparation_Natural Gas_Conveyor Oven_E1 | F3 | Commercial | Lodging | Existing | Food Preparation | Natural Gas | Conveyor Oven | E1 | PACT BC Ratio | bar: 2019 to 2051
F3_Commercial_Lodging_Existing_Food Preparation_Natural Gas_Conveyor Oven_E2 | F3 | Commercial | Lodging | Existing | Food Preparation | Natural Gas | Conveyor Oven | E2 | PACT BC Ratio | 6.7386 | 6.7588 | 6.7997 | 6.7872 | 6.7872 | 6.8218 | 6.8855 | 6.9414 | 7.0062 | 7.0703 | 7.1352 | 7.1978 | 7.2633 | 7.3311 | 7.3964 | 7.4618 | 7.5252 | 7.5896 | 7.6521 | 7.7133 | 7.7696 | 7.8249 | 7.8735 | 7.9222 | 7.9644 | 8.0009 | 8.0341 | 8.0627 | 8.0851 | 8.1035 | 8.1135 | 8.1202 | 8.1202
F3_Commercial_Lodging_Existing_Food Preparation_Natural Gas_Conveyor Oven_E3 | F3 | Commercial | Lodging | Existing | Food Preparation | Natural Gas | Conveyor Oven | E3 | PACT BC Ratio | 0 | 0 | 0 | 0 | 0 | 0 | 0 | 0 | 0 | 0 | 0 | 0 | 0 | 0 | 0 | 0 | 0 | 0 | 0 | 0 | 0 | 0 | 0 | 0 | 0 | 0 | 0 | 0 | 0 | 0 | 0 | 0 | 0
F3_Commercial_Lodging_Existing_Food Preparation_Natural Gas_Conveyor Oven_E4 | F3 | Commercial | Lodging | Existing | Food Preparation | Natural Gas | Conveyor Oven | E4 | PACT BC Ratio | 0 | 0 | 0 | 0 | 0 | 0 | 0 | 0 | 0 | 0 | 0 | 0 | 0 | 0 | 0 | 0 | 0 | 0 | 0 | 0 | 0 | 0 | 0 | 0 | 0 | 0 | 0 | 0 | 0 | 0 | 0 | 0 | 0
F3_Commercial_Lodging_Existing_Food Preparation_Natural Gas_Conveyor Oven_E5 | F3 | Commercial | Lodging | Existing | Food Preparation | Natural Gas | Conveyor Oven | E5 | PACT BC Ratio | 0 | 0 | 0 | 0 | 0 | 0 | 0 | 0 | 0 | 0 | 0 | 0 | 0 | 0 | 0 | 0 | 0 | 0 | 0 | 0 | 0 | 0 | 0 | 0 | 0 | 0 | 0 | 0 | 0 | 0 | 0 | 0 | 0
F3_Commercial_Lodging_Existing_Food Preparation_Natural Gas_Conveyor Oven_E6 | F3 | Commercial | Lodging | Existing | Food Preparation | Natural Gas | Conveyor Oven | E6 | PACT BC Ratio | 0 | 0 | 0 | 0 | 0 | 0 | 0 | 0 | 0 | 0 | 0 | 0 | 0 | 0 | 0 | 0 | 0 | 0 | 0 | 0 | 0 | 0 | 0 | 0 | 0 | 0 | 0 | 0 | 0 | 0 | 0 | 0 | 0
F3_Commercial_Lodging_Existing_Food Preparation_Natural Gas_Conveyor Oven_E7 | F3 | Commercial | Lodging | Existing | Food Preparation | Natural Gas | Conveyor Oven | E7 | PACT BC Ratio | 0 | 0 | 0 | 0 | 0 | 0 | 0 | 0 | 0 | 0 | 0 | 0 | 0 | 0 | 0 | 0 | 0 | 0 | 0 | 0 | 0 | 0 | 0 | 0 | 0 | 0 | 0 | 0 | 0 | 0 | 0 | 0 | 0
F3_Commercial_Lodging_Existing_Food Preparation_Natural Gas_Conveyor Oven_E8 | F3 | Commercial | Lodging | Existing | Food Preparation | Natural Gas | Conveyor Oven | E8 | PACT BC Ratio | 0 | 0 | 0 | 0 | 0 | 0 | 0 | 0 | 0 | 0 | 0 | 0 | 0 | 0 | 0 | 0 | 0 | 0 | 0 | 0 | 0 | 0 | 0 | 0 | 0 | 0 | 0 | 0 | 0 | 0 | 0 | 0 | 0
F3_Commercial_Lodging_Existing_Food Preparation_Natural Gas_Conveyor Oven_E9 | F3 | Commercial | Lodging | Existing | Food Preparation | Natural Gas | Conveyor Oven | E9 | PACT BC Ratio | 0 | 0 | 0 | 0 | 0 | 0 | 0 | 0 | 0 | 0 | 0 | 0 | 0 | 0 | 0 | 0 | 0 | 0 | 0 | 0 | 0 | 0 | 0 | 0 | 0 | 0 | 0 | 0 | 0 | 0 | 0 | 0 | 0
F3_Commercial_Lodging_Existing_Food Preparation_Natural Gas_Conveyor Oven_E10 | F3 | Commercial | Lodging | Existing | Food Preparation | Natural Gas | Conveyor Oven | E10 | PACT BC Ratio | 0 | 0 | 0 | 0 | 0 | 0 | 0 | 0 | 0 | 0 | 0 | 0 | 0 | 0 | 0 | 0 | 0 | 0 | 0 | 0 | 0 | 0 | 0 | 0 | 0 | 0 | 0 | 0 | 0 | 0 | 0 | 0 | 0
F4_Commercial_Lodging_Existing_Food Preparation_Natural Gas_Conveyor Oven_E1 | F4 | Commercial | Lodging | Existing | Food Preparation | Natural Gas | Conveyor Oven | E1 | RVT BC Ratio | bar: 2019 to 2051
F4_Commercial_Lodging_Existing_Food Preparation_Natural Gas_Conveyor Oven_E2 | F4 | Commercial | Lodging | Existing | Food Preparation | Natural Gas | Conveyor Oven | E2 | RVT BC Ratio | 7.966 | 7.9877 | 8.0318 | 8.0183 | 8.0184 | 8.0556 | 8.1243 | 8.1846 | 8.2545 | 8.3237 | 8.3936 | 8.4611 | 8.5318 | 8.6048 | 8.6753 | 8.7458 | 8.8142 | 8.8835 | 8.951 | 9.0169 | 9.0777 | 9.1372 | 9.1896 | 9.2422 | 9.2877 | 9.327 | 9.3628 | 9.3937 | 9.4179 | 9.4377 | 9.4485 | 9.4557 | 9.4557
F4_Commercial_Lodging_Existing_Food Preparation_Natural Gas_Conveyor Oven_E3 | F4 | Commercial | Lodging | Existing | Food Preparation | Natural Gas | Conveyor Oven | E3 | RVT BC Ratio | 0 | 0 | 0 | 0 | 0 | 0 | 0 | 0 | 0 | 0 | 0 | 0 | 0 | 0 | 0 | 0 | 0 | 0 | 0 | 0 | 0 | 0 | 0 | 0 | 0 | 0 | 0 | 0 | 0 | 0 | 0 | 0 | 0
F4_Commercial_Lodging_Existing_Food Preparation_Natural Gas_Conveyor Oven_E4 | F4 | Commercial | Lodging | Existing | Food Preparation | Natural Gas | Conveyor Oven | E4 | RVT BC Ratio | 0 | 0 | 0 | 0 | 0 | 0 | 0 | 0 | 0 | 0 | 0 | 0 | 0 | 0 | 0 | 0 | 0 | 0 | 0 | 0 | 0 | 0 | 0 | 0 | 0 | 0 | 0 | 0 | 0 | 0 | 0 | 0 | 0
F4_Commercial_Lodging_Existing_Food Preparation_Natural Gas_Conveyor Oven_E5 | F4 | Commercial | Lodging | Existing | Food Preparation | Natural Gas | Conveyor Oven | E5 | RVT BC Ratio | 0 | 0 | 0 | 0 | 0 | 0 | 0 | 0 | 0 | 0 | 0 | 0 | 0 | 0 | 0 | 0 | 0 | 0 | 0 | 0 | 0 | 0 | 0 | 0 | 0 | 0 | 0 | 0 | 0 | 0 | 0 | 0 | 0
F4_Commercial_Lodging_Existing_Food Preparation_Natural Gas_Conveyor Oven_E6 | F4 | Commercial | Lodging | Existing | Food Preparation | Natural Gas | Conveyor Oven | E6 | RVT BC Ratio | 0 | 0 | 0 | 0 | 0 | 0 | 0 | 0 | 0 | 0 | 0 | 0 | 0 | 0 | 0 | 0 | 0 | 0 | 0 | 0 | 0 | 0 | 0 | 0 | 0 | 0 | 0 | 0 | 0 | 0 | 0 | 0 | 0
F4_Commercial_Lodging_Existing_Food Preparation_Natural Gas_Conveyor Oven_E7 | F4 | Commercial | Lodging | Existing | Food Preparation | Natural Gas | Conveyor Oven | E7 | RVT BC Ratio | 0 | 0 | 0 | 0 | 0 | 0 | 0 | 0 | 0 | 0 | 0 | 0 | 0 | 0 | 0 | 0 | 0 | 0 | 0 | 0 | 0 | 0 | 0 | 0 | 0 | 0 | 0 | 0 | 0 | 0 | 0 | 0 | 0
F4_Commercial_Lodging_Existing_Food Preparation_Natural Gas_Conveyor Oven_E8 | F4 | Commercial | Lodging | Existing | Food Preparation | Natural Gas | Conveyor Oven | E8 | RVT BC Ratio | 0 | 0 | 0 | 0 | 0 | 0 | 0 | 0 | 0 | 0 | 0 | 0 | 0 | 0 | 0 | 0 | 0 | 0 | 0 | 0 | 0 | 0 | 0 | 0 | 0 | 0 | 0 | 0 | 0 | 0 | 0 | 0 | 0
F4_Commercial_Lodging_Existing_Food Preparation_Natural Gas_Conveyor Oven_E9 | F4 | Commercial | Lodging | Existing | Food Preparation | Natural Gas | Conveyor Oven | E9 | RVT BC Ratio | 0 | 0 | 0 | 0 | 0 | 0 | 0 | 0 | 0 | 0 | 0 | 0 | 0 | 0 | 0 | 0 | 0 | 0 | 0 | 0 | 0 | 0 | 0 | 0 | 0 | 0 | 0 | 0 | 0 | 0 | 0 | 0 | 0
F4_Commercial_Lodging_Existing_Food Preparation_Natural Gas_Conveyor Oven_E10 | F4 | Commercial | Lodging | Existing | Food Preparation | Natural Gas | Conveyor Oven | E10 | RVT BC Ratio | 0 | 0 | 0 | 0 | 0 | 0 | 0 | 0 | 0 | 0 | 0 | 0 | 0 | 0 | 0 | 0 | 0 | 0 | 0 | 0 | 0 | 0 | 0 | 0 | 0 | 0 | 0 | 0 | 0 | 0 | 0 | 0 | 0
F5_Commercial_Lodging_Existing_Food Preparation_Natural Gas_Conveyor Oven_E1 | F5 | Commercial | Lodging | Existing | Food Preparation | Natural Gas | Conveyor Oven | E1 | RIM BC Ratio | bar: 2019 to 2051
F5_Commercial_Lodging_Existing_Food Preparation_Natural Gas_Conveyor Oven_E2 | F5 | Commercial | Lodging | Existing | Food Preparation | Natural Gas | Conveyor Oven | E2 | RIM BC Ratio | 0.74269 | 0.74293 | 0.74342 | 0.74327 | 0.74327 | 0.74369 | 0.74444 | 0.74509 | 0.74583 | 0.74655 | 0.74726 | 0.74795 | 0.74865 | 0.74936 | 0.75004 | 0.75071 | 0.75134 | 0.75198 | 0.75259 | 0.75318 | 0.75371 | 0.75423 | 0.75467 | 0.75512 | 0.7555 | 0.75583 | 0.75612 | 0.75638 | 0.75657 | 0.75673 | 0.75682 | 0.75688 | 0.75688
F5_Commercial_Lodging_Existing_Food Preparation_Natural Gas_Conveyor Oven_E3 | F5 | Commercial | Lodging | Existing | Food Preparation | Natural Gas | Conveyor Oven | E3 | RIM BC Ratio | 0 | 0 | 0 | 0 | 0 | 0 | 0 | 0 | 0 | 0 | 0 | 0 | 0 | 0 | 0 | 0 | 0 | 0 | 0 | 0 | 0 | 0 | 0 | 0 | 0 | 0 | 0 | 0 | 0 | 0 | 0 | 0 | 0
F5_Commercial_Lodging_Existing_Food Preparation_Natural Gas_Conveyor Oven_E4 | F5 | Commercial | Lodging | Existing | Food Preparation | Natural Gas | Conveyor Oven | E4 | RIM BC Ratio | 0 | 0 | 0 | 0 | 0 | 0 | 0 | 0 | 0 | 0 | 0 | 0 | 0 | 0 | 0 | 0 | 0 | 0 | 0 | 0 | 0 | 0 | 0 | 0 | 0 | 0 | 0 | 0 | 0 | 0 | 0 | 0 | 0
F5_Commercial_Lodging_Existing_Food Preparation_Natural Gas_Conveyor Oven_E5 | F5 | Commercial | Lodging | Existing | Food Preparation | Natural Gas | Conveyor Oven | E5 | RIM BC Ratio | 0 | 0 | 0 | 0 | 0 | 0 | 0 | 0 | 0 | 0 | 0 | 0 | 0 | 0 | 0 | 0 | 0 | 0 | 0 | 0 | 0 | 0 | 0 | 0 | 0 | 0 | 0 | 0 | 0 | 0 | 0 | 0 | 0
F5_Commercial_Lodging_Existing_Food Preparation_Natural Gas_Conveyor Oven_E6 | F5 | Commercial | Lodging | Existing | Food Preparation | Natural Gas | Conveyor Oven | E6 | RIM BC Ratio | 0 | 0 | 0 | 0 | 0 | 0 | 0 | 0 | 0 | 0 | 0 | 0 | 0 | 0 | 0 | 0 | 0 | 0 | 0 | 0 | 0 | 0 | 0 | 0 | 0 | 0 | 0 | 0 | 0 | 0 | 0 | 0 | 0
F5_Commercial_Lodging_Existing_Food Preparation_Natural Gas_Conveyor Oven_E7 | F5 | Commercial | Lodging | Existing | Food Preparation | Natural Gas | Conveyor Oven | E7 | RIM BC Ratio | 0 | 0 | 0 | 0 | 0 | 0 | 0 | 0 | 0 | 0 | 0 | 0 | 0 | 0 | 0 | 0 | 0 | 0 | 0 | 0 | 0 | 0 | 0 | 0 | 0 | 0 | 0 | 0 | 0 | 0 | 0 | 0 | 0
F5_Commercial_Lodging_Existing_Food Preparation_Natural Gas_Conveyor Oven_E8 | F5 | Commercial | Lodging | Existing | Food Preparation | Natural Gas | Conveyor Oven | E8 | RIM BC Ratio | 0 | 0 | 0 | 0 | 0 | 0 | 0 | 0 | 0 | 0 | 0 | 0 | 0 | 0 | 0 | 0 | 0 | 0 | 0 | 0 | 0 | 0 | 0 | 0 | 0 | 0 | 0 | 0 | 0 | 0 | 0 | 0 | 0
F5_Commercial_Lodging_Existing_Food Preparation_Natural Gas_Conveyor Oven_E9 | F5 | Commercial | Lodging | Existing | Food Preparation | Natural Gas | Conveyor Oven | E9 | RIM BC Ratio | 0 | 0 | 0 | 0 | 0 | 0 | 0 | 0 | 0 | 0 | 0 | 0 | 0 | 0 | 0 | 0 | 0 | 0 | 0 | 0 | 0 | 0 | 0 | 0 | 0 | 0 | 0 | 0 | 0 | 0 | 0 | 0 | 0
F5_Commercial_Lodging_Existing_Food Preparation_Natural Gas_Conveyor Oven_E10 | F5 | Commercial | Lodging | Existing | Food Preparation | Natural Gas | Conveyor Oven | E10 | RIM BC Ratio | 0 | 0 | 0 | 0 | 0 | 0 | 0 | 0 | 0 | 0 | 0 | 0 | 0 | 0 | 0 | 0 | 0 | 0 | 0 | 0 | 0 | 0 | 0 | 0 | 0 | 0 | 0 | 0 | 0 | 0 | 0 | 0 | 0
F0_Commercial_Lodging_Existing_Food Preparation_Natural Gas_Double Rack Oven_E0 | F0 | Commercial | Lodging | Existing | Food Preparation | Natural Gas | Double Rack Oven | E0 | Economic Unit | FTSC Qualified (>50% Cooking Efficiency) | FTSC Qualified (>50% Cooking Efficiency) | FTSC Qualified (>50% Cooking Efficiency) | FTSC Qualified (>50% Cooking Efficiency) | FTSC Qualified (>50% Cooking Efficiency) | FTSC Qualified (>50% Cooking Efficiency) | FTSC Qualified (>50% Cooking Efficiency) | FTSC Qualified (>50% Cooking Efficiency) | FTSC Qualified (>50% Cooking Efficiency) | FTSC Qualified (>50% Cooking Efficiency) | FTSC Qualified (>50% Cooking Efficiency) | FTSC Qualified (>50% Cooking Efficiency) | FTSC Qualified (>50% Cooking Efficiency) | FTSC Qualified (>50% Cooking Efficiency) | FTSC Qualified (>50% Cooking Efficiency) | FTSC Qualified (>50% Cooking Efficiency) | FTSC Qualified (>50% Cooking Efficiency) | FTSC Qualified (>50% Cooking Efficiency) | FTSC Qualified (>50% Cooking Efficiency) | FTSC Qualified (>50% Cooking Efficiency) | FTSC Qualified (>50% Cooking Efficiency) | FTSC Qualified (>50% Cooking Efficiency) | FTSC Qualified (>50% Cooking Efficiency) | FTSC Qualified (>50% Cooking Efficiency) | FTSC Qualified (>50% Cooking Efficiency) | FTSC Qualified (>50% Cooking Efficiency) | FTSC Qualified (>50% Cooking Efficiency) | FTSC Qualified (>50% Cooking Efficiency) | FTSC Qualified (>50% Cooking Efficiency) | FTSC Qualified (>50% Cooking Efficiency) | FTSC Qualified (>50% Cooking Efficiency) | FTSC Qualified (>50% Cooking Efficiency) | FTSC Qualified (>50% Cooking Efficiency)
F1_Commercial_Lodging_Existing_Food Preparation_Natural Gas_Double Rack Oven_E1 | F1 | Commercial | Lodging | Existing | Food Preparation | Natural Gas | Double Rack Oven | E1 | CCE | 0 | 0 | 0 | 0 | 0 | 0 | 0 | 0 | 0 | 0 | 0 | 0 | 0 | 0 | 0 | 0 | 0 | 0 | 0 | 0 | 0 | 0 | 0 | 0 | 0 | 0 | 0 | 0 | 0 | 0 | 0 | 0 | 0
F1_Commercial_Lodging_Existing_Food Preparation_Natural Gas_Double Rack Oven_E2 | F1 | Commercial | Lodging | Existing | Food Preparation | Natural Gas | Double Rack Oven | E2 | CCE | 0.28294 | 0.29294 | 0.26296 | 0.26789 | 0.26789 | 0.26789 | 0.26789 | 0.26789 | 0.26789 | 0.26789 | 0.26789 | 0.26789 | 0.26789 | 0.26789 | 0.26789 | 0.26789 | 0.26789 | 0.26789 | 0.26789 | 0.26789 | 0.26789 | 0.26789 | 0.26789 | 0.26789 | 0.26789 | 0.26789 | 0.26789 | 0.26789 | 0.26789 | 0.26789 | 0.26789 | 0.26789 | 0.26789
F1_Commercial_Lodging_Existing_Food Preparation_Natural Gas_Double Rack Oven_E3 | F1 | Commercial | Lodging | Existing | Food Preparation | Natural Gas | Double Rack Oven | E3 | CCE | 0 | 0 | 0 | 0 | 0 | 0 | 0 | 0 | 0 | 0 | 0 | 0 | 0 | 0 | 0 | 0 | 0 | 0 | 0 | 0 | 0 | 0 | 0 | 0 | 0 | 0 | 0 | 0 | 0 | 0 | 0 | 0 | 0
F1_Commercial_Lodging_Existing_Food Preparation_Natural Gas_Double Rack Oven_E4 | F1 | Commercial | Lodging | Existing | Food Preparation | Natural Gas | Double Rack Oven | E4 | CCE | 0 | 0 | 0 | 0 | 0 | 0 | 0 | 0 | 0 | 0 | 0 | 0 | 0 | 0 | 0 | 0 | 0 | 0 | 0 | 0 | 0 | 0 | 0 | 0 | 0 | 0 | 0 | 0 | 0 | 0 | 0 | 0 | 0
F1_Commercial_Lodging_Existing_Food Preparation_Natural Gas_Double Rack Oven_E5 | F1 | Commercial | Lodging | Existing | Food Preparation | Natural Gas | Double Rack Oven | E5 | CCE | 0 | 0 | 0 | 0 | 0 | 0 | 0 | 0 | 0 | 0 | 0 | 0 | 0 | 0 | 0 | 0 | 0 | 0 | 0 | 0 | 0 | 0 | 0 | 0 | 0 | 0 | 0 | 0 | 0 | 0 | 0 | 0 | 0
F1_Commercial_Lodging_Existing_Food Preparation_Natural Gas_Double Rack Oven_E6 | F1 | Commercial | Lodging | Existing | Food Preparation | Natural Gas | Double Rack Oven | E6 | CCE | 0 | 0 | 0 | 0 | 0 | 0 | 0 | 0 | 0 | 0 | 0 | 0 | 0 | 0 | 0 | 0 | 0 | 0 | 0 | 0 | 0 | 0 | 0 | 0 | 0 | 0 | 0 | 0 | 0 | 0 | 0 | 0 | 0
F1_Commercial_Lodging_Existing_Food Preparation_Natural Gas_Double Rack Oven_E7 | F1 | Commercial | Lodging | Existing | Food Preparation | Natural Gas | Double Rack Oven | E7 | CCE | 0 | 0 | 0 | 0 | 0 | 0 | 0 | 0 | 0 | 0 | 0 | 0 | 0 | 0 | 0 | 0 | 0 | 0 | 0 | 0 | 0 | 0 | 0 | 0 | 0 | 0 | 0 | 0 | 0 | 0 | 0 | 0 | 0
F1_Commercial_Lodging_Existing_Food Preparation_Natural Gas_Double Rack Oven_E8 | F1 | Commercial | Lodging | Existing | Food Preparation | Natural Gas | Double Rack Oven | E8 | CCE | 0 | 0 | 0 | 0 | 0 | 0 | 0 | 0 | 0 | 0 | 0 | 0 | 0 | 0 | 0 | 0 | 0 | 0 | 0 | 0 | 0 | 0 | 0 | 0 | 0 | 0 | 0 | 0 | 0 | 0 | 0 | 0 | 0
F1_Commercial_Lodging_Existing_Food Preparation_Natural Gas_Double Rack Oven_E9 | F1 | Commercial | Lodging | Existing | Food Preparation | Natural Gas | Double Rack Oven | E9 | CCE | 0 | 0 | 0 | 0 | 0 | 0 | 0 | 0 | 0 | 0 | 0 | 0 | 0 | 0 | 0 | 0 | 0 | 0 | 0 | 0 | 0 | 0 | 0 | 0 | 0 | 0 | 0 | 0 | 0 | 0 | 0 | 0 | 0
F1_Commercial_Lodging_Existing_Food Preparation_Natural Gas_Double Rack Oven_E10 | F1 | Commercial | Lodging | Existing | Food Preparation | Natural Gas | Double Rack Oven | E10 | CCE | 0 | 0 | 0 | 0 | 0 | 0 | 0 | 0 | 0 | 0 | 0 | 0 | 0 | 0 | 0 | 0 | 0 | 0 | 0 | 0 | 0 | 0 | 0 | 0 | 0 | 0 | 0 | 0 | 0 | 0 | 0 | 0 | 0
F2_Commercial_Lodging_Existing_Food Preparation_Natural Gas_Double Rack Oven_E1 | F2 | Commercial | Lodging | Existing | Food Preparation | Natural Gas | Double Rack Oven | E1 | TRC BC Ratio | bar: 2019 to 2051
F2_Commercial_Lodging_Existing_Food Preparation_Natural Gas_Double Rack Oven_E2 | F2 | Commercial | Lodging | Existing | Food Preparation | Natural Gas | Double Rack Oven | E2 | TRC BC Ratio | 5.8179 | 5.8254 | 5.8572 | 5.8275 | 5.8124 | 5.8356 | 5.8912 | 5.9364 | 5.9916 | 6.0447 | 6.0985 | 6.1492 | 6.2033 | 6.2592 | 6.3135 | 6.369 | 6.4249 | 6.485 | 6.5474 | 6.6117 | 6.6735 | 6.7355 | 6.7911 | 6.8468 | 6.8951 | 6.9368 | 6.9748 | 7.0076 | 7.0332 | 7.0543 | 7.0657 | 7.0734 | 7.0734
F2_Commercial_Lodging_Existing_Food Preparation_Natural Gas_Double Rack Oven_E3 | F2 | Commercial | Lodging | Existing | Food Preparation | Natural Gas | Double Rack Oven | E3 | TRC BC Ratio | 0 | 0 | 0 | 0 | 0 | 0 | 0 | 0 | 0 | 0 | 0 | 0 | 0 | 0 | 0 | 0 | 0 | 0 | 0 | 0 | 0 | 0 | 0 | 0 | 0 | 0 | 0 | 0 | 0 | 0 | 0 | 0 | 0
F2_Commercial_Lodging_Existing_Food Preparation_Natural Gas_Double Rack Oven_E4 | F2 | Commercial | Lodging | Existing | Food Preparation | Natural Gas | Double Rack Oven | E4 | TRC BC Ratio | 0 | 0 | 0 | 0 | 0 | 0 | 0 | 0 | 0 | 0 | 0 | 0 | 0 | 0 | 0 | 0 | 0 | 0 | 0 | 0 | 0 | 0 | 0 | 0 | 0 | 0 | 0 | 0 | 0 | 0 | 0 | 0 | 0
F2_Commercial_Lodging_Existing_Food Preparation_Natural Gas_Double Rack Oven_E5 | F2 | Commercial | Lodging | Existing | Food Preparation | Natural Gas | Double Rack Oven | E5 | TRC BC Ratio | 0 | 0 | 0 | 0 | 0 | 0 | 0 | 0 | 0 | 0 | 0 | 0 | 0 | 0 | 0 | 0 | 0 | 0 | 0 | 0 | 0 | 0 | 0 | 0 | 0 | 0 | 0 | 0 | 0 | 0 | 0 | 0 | 0
F2_Commercial_Lodging_Existing_Food Preparation_Natural Gas_Double Rack Oven_E6 | F2 | Commercial | Lodging | Existing | Food Preparation | Natural Gas | Double Rack Oven | E6 | TRC BC Ratio | 0 | 0 | 0 | 0 | 0 | 0 | 0 | 0 | 0 | 0 | 0 | 0 | 0 | 0 | 0 | 0 | 0 | 0 | 0 | 0 | 0 | 0 | 0 | 0 | 0 | 0 | 0 | 0 | 0 | 0 | 0 | 0 | 0
F2_Commercial_Lodging_Existing_Food Preparation_Natural Gas_Double Rack Oven_E7 | F2 | Commercial | Lodging | Existing | Food Preparation | Natural Gas | Double Rack Oven | E7 | TRC BC Ratio | 0 | 0 | 0 | 0 | 0 | 0 | 0 | 0 | 0 | 0 | 0 | 0 | 0 | 0 | 0 | 0 | 0 | 0 | 0 | 0 | 0 | 0 | 0 | 0 | 0 | 0 | 0 | 0 | 0 | 0 | 0 | 0 | 0
F2_Commercial_Lodging_Existing_Food Preparation_Natural Gas_Double Rack Oven_E8 | F2 | Commercial | Lodging | Existing | Food Preparation | Natural Gas | Double Rack Oven | E8 | TRC BC Ratio | 0 | 0 | 0 | 0 | 0 | 0 | 0 | 0 | 0 | 0 | 0 | 0 | 0 | 0 | 0 | 0 | 0 | 0 | 0 | 0 | 0 | 0 | 0 | 0 | 0 | 0 | 0 | 0 | 0 | 0 | 0 | 0 | 0
F2_Commercial_Lodging_Existing_Food Preparation_Natural Gas_Double Rack Oven_E9 | F2 | Commercial | Lodging | Existing | Food Preparation | Natural Gas | Double Rack Oven | E9 | TRC BC Ratio | 0 | 0 | 0 | 0 | 0 | 0 | 0 | 0 | 0 | 0 | 0 | 0 | 0 | 0 | 0 | 0 | 0 | 0 | 0 | 0 | 0 | 0 | 0 | 0 | 0 | 0 | 0 | 0 | 0 | 0 | 0 | 0 | 0
F2_Commercial_Lodging_Existing_Food Preparation_Natural Gas_Double Rack Oven_E10 | F2 | Commercial | Lodging | Existing | Food Preparation | Natural Gas | Double Rack Oven | E10 | TRC BC Ratio | 0 | 0 | 0 | 0 | 0 | 0 | 0 | 0 | 0 | 0 | 0 | 0 | 0 | 0 | 0 | 0 | 0 | 0 | 0 | 0 | 0 | 0 | 0 | 0 | 0 | 0 | 0 | 0 | 0 | 0 | 0 | 0 | 0
F3_Commercial_Lodging_Existing_Food Preparation_Natural Gas_Double Rack Oven_E1 | F3 | Commercial | Lodging | Existing | Food Preparation | Natural Gas | Double Rack Oven | E1 | PACT BC Ratio | bar: 2019 to 2051
F3_Commercial_Lodging_Existing_Food Preparation_Natural Gas_Double Rack Oven_E2 | F3 | Commercial | Lodging | Existing | Food Preparation | Natural Gas | Double Rack Oven | E2 | PACT BC Ratio | 7.7572 | 7.7672 | 7.8096 | 7.77 | 7.7499 | 7.7807 | 7.8549 | 7.9152 | 7.9888 | 8.0596 | 8.1313 | 8.199 | 8.2711 | 8.3456 | 8.418 | 8.4919 | 8.5665 | 8.6466 | 8.7298 | 8.8156 | 8.8979 | 8.9807 | 9.0548 | 9.1291 | 9.1935 | 9.2491 | 9.2998 | 9.3434 | 9.3776 | 9.4057 | 9.421 | 9.4312 | 9.4312
F3_Commercial_Lodging_Existing_Food Preparation_Natural Gas_Double Rack Oven_E3 | F3 | Commercial | Lodging | Existing | Food Preparation | Natural Gas | Double Rack Oven | E3 | PACT BC Ratio | 0 | 0 | 0 | 0 | 0 | 0 | 0 | 0 | 0 | 0 | 0 | 0 | 0 | 0 | 0 | 0 | 0 | 0 | 0 | 0 | 0 | 0 | 0 | 0 | 0 | 0 | 0 | 0 | 0 | 0 | 0 | 0 | 0
F3_Commercial_Lodging_Existing_Food Preparation_Natural Gas_Double Rack Oven_E4 | F3 | Commercial | Lodging | Existing | Food Preparation | Natural Gas | Double Rack Oven | E4 | PACT BC Ratio | 0 | 0 | 0 | 0 | 0 | 0 | 0 | 0 | 0 | 0 | 0 | 0 | 0 | 0 | 0 | 0 | 0 | 0 | 0 | 0 | 0 | 0 | 0 | 0 | 0 | 0 | 0 | 0 | 0 | 0 | 0 | 0 | 0
F3_Commercial_Lodging_Existing_Food Preparation_Natural Gas_Double Rack Oven_E5 | F3 | Commercial | Lodging | Existing | Food Preparation | Natural Gas | Double Rack Oven | E5 | PACT BC Ratio | 0 | 0 | 0 | 0 | 0 | 0 | 0 | 0 | 0 | 0 | 0 | 0 | 0 | 0 | 0 | 0 | 0 | 0 | 0 | 0 | 0 | 0 | 0 | 0 | 0 | 0 | 0 | 0 | 0 | 0 | 0 | 0 | 0
F3_Commercial_Lodging_Existing_Food Preparation_Natural Gas_Double Rack Oven_E6 | F3 | Commercial | Lodging | Existing | Food Preparation | Natural Gas | Double Rack Oven | E6 | PACT BC Ratio | 0 | 0 | 0 | 0 | 0 | 0 | 0 | 0 | 0 | 0 | 0 | 0 | 0 | 0 | 0 | 0 | 0 | 0 | 0 | 0 | 0 | 0 | 0 | 0 | 0 | 0 | 0 | 0 | 0 | 0 | 0 | 0 | 0
F3_Commercial_Lodging_Existing_Food Preparation_Natural Gas_Double Rack Oven_E7 | F3 | Commercial | Lodging | Existing | Food Preparation | Natural Gas | Double Rack Oven | E7 | PACT BC Ratio | 0 | 0 | 0 | 0 | 0 | 0 | 0 | 0 | 0 | 0 | 0 | 0 | 0 | 0 | 0 | 0 | 0 | 0 | 0 | 0 | 0 | 0 | 0 | 0 | 0 | 0 | 0 | 0 | 0 | 0 | 0 | 0 | 0
F3_Commercial_Lodging_Existing_Food Preparation_Natural Gas_Double Rack Oven_E8 | F3 | Commercial | Lodging | Existing | Food Preparation | Natural Gas | Double Rack Oven | E8 | PACT BC Ratio | 0 | 0 | 0 | 0 | 0 | 0 | 0 | 0 | 0 | 0 | 0 | 0 | 0 | 0 | 0 | 0 | 0 | 0 | 0 | 0 | 0 | 0 | 0 | 0 | 0 | 0 | 0 | 0 | 0 | 0 | 0 | 0 | 0
F3_Commercial_Lodging_Existing_Food Preparation_Natural Gas_Double Rack Oven_E9 | F3 | Commercial | Lodging | Existing | Food Preparation | Natural Gas | Double Rack Oven | E9 | PACT BC Ratio | 0 | 0 | 0 | 0 | 0 | 0 | 0 | 0 | 0 | 0 | 0 | 0 | 0 | 0 | 0 | 0 | 0 | 0 | 0 | 0 | 0 | 0 | 0 | 0 | 0 | 0 | 0 | 0 | 0 | 0 | 0 | 0 | 0
F3_Commercial_Lodging_Existing_Food Preparation_Natural Gas_Double Rack Oven_E10 | F3 | Commercial | Lodging | Existing | Food Preparation | Natural Gas | Double Rack Oven | E10 | PACT BC Ratio | 0 | 0 | 0 | 0 | 0 | 0 | 0 | 0 | 0 | 0 | 0 | 0 | 0 | 0 | 0 | 0 | 0 | 0 | 0 | 0 | 0 | 0 | 0 | 0 | 0 | 0 | 0 | 0 | 0 | 0 | 0 | 0 | 0
F4_Commercial_Lodging_Existing_Food Preparation_Natural Gas_Double Rack Oven_E1 | F4 | Commercial | Lodging | Existing | Food Preparation | Natural Gas | Double Rack Oven | E1 | RVT BC Ratio | bar: 2019 to 2051
F4_Commercial_Lodging_Existing_Food Preparation_Natural Gas_Double Rack Oven_E2 | F4 | Commercial | Lodging | Existing | Food Preparation | Natural Gas | Double Rack Oven | E2 | RVT BC Ratio | 9.0643 | 9.075 | 9.1207 | 9.0781 | 9.0564 | 9.0896 | 9.1696 | 9.2346 | 9.3139 | 9.3903 | 9.4676 | 9.5406 | 9.6184 | 9.6988 | 9.7768 | 9.8565 | 9.9369 | 10.0233 | 10.113 | 10.2055 | 10.2943 | 10.3835 | 10.4634 | 10.5436 | 10.613 | 10.6729 | 10.7275 | 10.7746 | 10.8115 | 10.8418 | 10.8582 | 10.8693 | 10.8693
F4_Commercial_Lodging_Existing_Food Preparation_Natural Gas_Double Rack Oven_E3 | F4 | Commercial | Lodging | Existing | Food Preparation | Natural Gas | Double Rack Oven | E3 | RVT BC Ratio | 0 | 0 | 0 | 0 | 0 | 0 | 0 | 0 | 0 | 0 | 0 | 0 | 0 | 0 | 0 | 0 | 0 | 0 | 0 | 0 | 0 | 0 | 0 | 0 | 0 | 0 | 0 | 0 | 0 | 0 | 0 | 0 | 0
F4_Commercial_Lodging_Existing_Food Preparation_Natural Gas_Double Rack Oven_E4 | F4 | Commercial | Lodging | Existing | Food Preparation | Natural Gas | Double Rack Oven | E4 | RVT BC Ratio | 0 | 0 | 0 | 0 | 0 | 0 | 0 | 0 | 0 | 0 | 0 | 0 | 0 | 0 | 0 | 0 | 0 | 0 | 0 | 0 | 0 | 0 | 0 | 0 | 0 | 0 | 0 | 0 | 0 | 0 | 0 | 0 | 0
F4_Commercial_Lodging_Existing_Food Preparation_Natural Gas_Double Rack Oven_E5 | F4 | Commercial | Lodging | Existing | Food Preparation | Natural Gas | Double Rack Oven | E5 | RVT BC Ratio | 0 | 0 | 0 | 0 | 0 | 0 | 0 | 0 | 0 | 0 | 0 | 0 | 0 | 0 | 0 | 0 | 0 | 0 | 0 | 0 | 0 | 0 | 0 | 0 | 0 | 0 | 0 | 0 | 0 | 0 | 0 | 0 | 0
F4_Commercial_Lodging_Existing_Food Preparation_Natural Gas_Double Rack Oven_E6 | F4 | Commercial | Lodging | Existing | Food Preparation | Natural Gas | Double Rack Oven | E6 | RVT BC Ratio | 0 | 0 | 0 | 0 | 0 | 0 | 0 | 0 | 0 | 0 | 0 | 0 | 0 | 0 | 0 | 0 | 0 | 0 | 0 | 0 | 0 | 0 | 0 | 0 | 0 | 0 | 0 | 0 | 0 | 0 | 0 | 0 | 0
F4_Commercial_Lodging_Existing_Food Preparation_Natural Gas_Double Rack Oven_E7 | F4 | Commercial | Lodging | Existing | Food Preparation | Natural Gas | Double Rack Oven | E7 | RVT BC Ratio | 0 | 0 | 0 | 0 | 0 | 0 | 0 | 0 | 0 | 0 | 0 | 0 | 0 | 0 | 0 | 0 | 0 | 0 | 0 | 0 | 0 | 0 | 0 | 0 | 0 | 0 | 0 | 0 | 0 | 0 | 0 | 0 | 0
F4_Commercial_Lodging_Existing_Food Preparation_Natural Gas_Double Rack Oven_E8 | F4 | Commercial | Lodging | Existing | Food Preparation | Natural Gas | Double Rack Oven | E8 | RVT BC Ratio | 0 | 0 | 0 | 0 | 0 | 0 | 0 | 0 | 0 | 0 | 0 | 0 | 0 | 0 | 0 | 0 | 0 | 0 | 0 | 0 | 0 | 0 | 0 | 0 | 0 | 0 | 0 | 0 | 0 | 0 | 0 | 0 | 0
F4_Commercial_Lodging_Existing_Food Preparation_Natural Gas_Double Rack Oven_E9 | F4 | Commercial | Lodging | Existing | Food Preparation | Natural Gas | Double Rack Oven | E9 | RVT BC Ratio | 0 | 0 | 0 | 0 | 0 | 0 | 0 | 0 | 0 | 0 | 0 | 0 | 0 | 0 | 0 | 0 | 0 | 0 | 0 | 0 | 0 | 0 | 0 | 0 | 0 | 0 | 0 | 0 | 0 | 0 | 0 | 0 | 0
F4_Commercial_Lodging_Existing_Food Preparation_Natural Gas_Double Rack Oven_E10 | F4 | Commercial | Lodging | Existing | Food Preparation | Natural Gas | Double Rack Oven | E10 | RVT BC Ratio | 0 | 0 | 0 | 0 | 0 | 0 | 0 | 0 | 0 | 0 | 0 | 0 | 0 | 0 | 0 | 0 | 0 | 0 | 0 | 0 | 0 | 0 | 0 | 0 | 0 | 0 | 0 | 0 | 0 | 0 | 0 | 0 | 0
F5_Commercial_Lodging_Existing_Food Preparation_Natural Gas_Double Rack Oven_E1 | F5 | Commercial | Lodging | Existing | Food Preparation | Natural Gas | Double Rack Oven | E1 | RIM BC Ratio | bar: 2019 to 2051
F5_Commercial_Lodging_Existing_Food Preparation_Natural Gas_Double Rack Oven_E2 | F5 | Commercial | Lodging | Existing | Food Preparation | Natural Gas | Double Rack Oven | E2 | RIM BC Ratio | 0.75359 | 0.75369 | 0.75408 | 0.75371 | 0.75352 | 0.75381 | 0.7545 | 0.75506 | 0.75572 | 0.75635 | 0.75698 | 0.75756 | 0.75817 | 0.75879 | 0.75938 | 0.75998 | 0.76057 | 0.7612 | 0.76184 | 0.76249 | 0.7631 | 0.7637 | 0.76423 | 0.76476 | 0.76521 | 0.76559 | 0.76593 | 0.76623 | 0.76646 | 0.76665 | 0.76675 | 0.76681 | 0.76681
F5_Commercial_Lodging_Existing_Food Preparation_Natural Gas_Double Rack Oven_E3 | F5 | Commercial | Lodging | Existing | Food Preparation | Natural Gas | Double Rack Oven | E3 | RIM BC Ratio | 0 | 0 | 0 | 0 | 0 | 0 | 0 | 0 | 0 | 0 | 0 | 0 | 0 | 0 | 0 | 0 | 0 | 0 | 0 | 0 | 0 | 0 | 0 | 0 | 0 | 0 | 0 | 0 | 0 | 0 | 0 | 0 | 0
F5_Commercial_Lodging_Existing_Food Preparation_Natural Gas_Double Rack Oven_E4 | F5 | Commercial | Lodging | Existing | Food Preparation | Natural Gas | Double Rack Oven | E4 | RIM BC Ratio | 0 | 0 | 0 | 0 | 0 | 0 | 0 | 0 | 0 | 0 | 0 | 0 | 0 | 0 | 0 | 0 | 0 | 0 | 0 | 0 | 0 | 0 | 0 | 0 | 0 | 0 | 0 | 0 | 0 | 0 | 0 | 0 | 0
F5_Commercial_Lodging_Existing_Food Preparation_Natural Gas_Double Rack Oven_E5 | F5 | Commercial | Lodging | Existing | Food Preparation | Natural Gas | Double Rack Oven | E5 | RIM BC Ratio | 0 | 0 | 0 | 0 | 0 | 0 | 0 | 0 | 0 | 0 | 0 | 0 | 0 | 0 | 0 | 0 | 0 | 0 | 0 | 0 | 0 | 0 | 0 | 0 | 0 | 0 | 0 | 0 | 0 | 0 | 0 | 0 | 0
F5_Commercial_Lodging_Existing_Food Preparation_Natural Gas_Double Rack Oven_E6 | F5 | Commercial | Lodging | Existing | Food Preparation | Natural Gas | Double Rack Oven | E6 | RIM BC Ratio | 0 | 0 | 0 | 0 | 0 | 0 | 0 | 0 | 0 | 0 | 0 | 0 | 0 | 0 | 0 | 0 | 0 | 0 | 0 | 0 | 0 | 0 | 0 | 0 | 0 | 0 | 0 | 0 | 0 | 0 | 0 | 0 | 0
F5_Commercial_Lodging_Existing_Food Preparation_Natural Gas_Double Rack Oven_E7 | F5 | Commercial | Lodging | Existing | Food Preparation | Natural Gas | Double Rack Oven | E7 | RIM BC Ratio | 0 | 0 | 0 | 0 | 0 | 0 | 0 | 0 | 0 | 0 | 0 | 0 | 0 | 0 | 0 | 0 | 0 | 0 | 0 | 0 | 0 | 0 | 0 | 0 | 0 | 0 | 0 | 0 | 0 | 0 | 0 | 0 | 0
F5_Commercial_Lodging_Existing_Food Preparation_Natural Gas_Double Rack Oven_E8 | F5 | Commercial | Lodging | Existing | Food Preparation | Natural Gas | Double Rack Oven | E8 | RIM BC Ratio | 0 | 0 | 0 | 0 | 0 | 0 | 0 | 0 | 0 | 0 | 0 | 0 | 0 | 0 | 0 | 0 | 0 | 0 | 0 | 0 | 0 | 0 | 0 | 0 | 0 | 0 | 0 | 0 | 0 | 0 | 0 | 0 | 0
F5_Commercial_Lodging_Existing_Food Preparation_Natural Gas_Double Rack Oven_E9 | F5 | Commercial | Lodging | Existing | Food Preparation | Natural Gas | Double Rack Oven | E9 | RIM BC Ratio | 0 | 0 | 0 | 0 | 0 | 0 | 0 | 0 | 0 | 0 | 0 | 0 | 0 | 0 | 0 | 0 | 0 | 0 | 0 | 0 | 0 | 0 | 0 | 0 | 0 | 0 | 0 | 0 | 0 | 0 | 0 | 0 | 0
F5_Commercial_Lodging_Existing_Food Preparation_Natural Gas_Double Rack Oven_E10 | F5 | Commercial | Lodging | Existing | Food Preparation | Natural Gas | Double Rack Oven | E10 | RIM BC Ratio | 0 | 0 | 0 | 0 | 0 | 0 | 0 | 0 | 0 | 0 | 0 | 0 | 0 | 0 | 0 | 0 | 0 | 0 | 0 | 0 | 0 | 0 | 0 | 0 | 0 | 0 | 0 | 0 | 0 | 0 | 0 | 0 | 0
F0_Commercial_Lodging_Existing_Food Preparation_Natural Gas_Fryer_E0 | F0 | Commercial | Lodging | Existing | Food Preparation | Natural Gas | Fryer | E0 | Economic Unit | ENERGY STAR (3.0) | ENERGY STAR (3.0) | ENERGY STAR (3.0) | ENERGY STAR (3.0) | ENERGY STAR (3.0) | ENERGY STAR (3.0) | ENERGY STAR (3.0) | ENERGY STAR (3.0) | ENERGY STAR (3.0) | ENERGY STAR (3.0) | ENERGY STAR (3.0) | ENERGY STAR (3.0) | ENERGY STAR (3.0) | ENERGY STAR (3.0) | ENERGY STAR (3.0) | ENERGY STAR (3.0) | ENERGY STAR (3.0) | ENERGY STAR (3.0) | ENERGY STAR (3.0) | ENERGY STAR (3.0) | ENERGY STAR (3.0) | ENERGY STAR (3.0) | ENERGY STAR (3.0) | ENERGY STAR (3.0) | ENERGY STAR (3.0) | ENERGY STAR (3.0) | ENERGY STAR (3.0) | ENERGY STAR (3.0) | ENERGY STAR (3.0) | ENERGY STAR (3.0) | ENERGY STAR (3.0) | ENERGY STAR (3.0) | ENERGY STAR (3.0)
F1_Commercial_Lodging_Existing_Food Preparation_Natural Gas_Fryer_E1 | F1 | Commercial | Lodging | Existing | Food Preparation | Natural Gas | Fryer | E1 | CCE | 0 | 0 | 0 | 0 | 0 | 0 | 0 | 0 | 0 | 0 | 0 | 0 | 0 | 0 | 0 | 0 | 0 | 0 | 0 | 0 | 0 | 0 | 0 | 0 | 0 | 0 | 0 | 0 | 0 | 0 | 0 | 0 | 0
F1_Commercial_Lodging_Existing_Food Preparation_Natural Gas_Fryer_E2 | F1 | Commercial | Lodging | Existing | Food Preparation | Natural Gas | Fryer | E2 | CCE | 0.36986 | 0.38294 | 0.34375 | 0 | 0 | 0 | 0 | 0 | 0 | 0 | 0 | 0 | 0 | 0 | 0 | 0 | 0 | 0 | 0 | 0 | 0 | 0 | 0 | 0 | 0 | 0 | 0 | 0 | 0 | 0 | 0 | 0 | 0
F1_Commercial_Lodging_Existing_Food Preparation_Natural Gas_Fryer_E3 | F1 | Commercial | Lodging | Existing | Food Preparation | Natural Gas | Fryer | E3 | CCE | 0 | 0 | 0 | 0 | 0 | 0 | 0 | 0 | 0 | 0 | 0 | 0 | 0 | 0 | 0 | 0 | 0 | 0 | 0 | 0 | 0 | 0 | 0 | 0 | 0 | 0 | 0 | 0 | 0 | 0 | 0 | 0 | 0
F1_Commercial_Lodging_Existing_Food Preparation_Natural Gas_Fryer_E4 | F1 | Commercial | Lodging | Existing | Food Preparation | Natural Gas | Fryer | E4 | CCE | 0 | 0 | 0 | 0 | 0 | 0 | 0 | 0 | 0 | 0 | 0 | 0 | 0 | 0 | 0 | 0 | 0 | 0 | 0 | 0 | 0 | 0 | 0 | 0 | 0 | 0 | 0 | 0 | 0 | 0 | 0 | 0 | 0
F1_Commercial_Lodging_Existing_Food Preparation_Natural Gas_Fryer_E5 | F1 | Commercial | Lodging | Existing | Food Preparation | Natural Gas | Fryer | E5 | CCE | 0 | 0 | 0 | 0 | 0 | 0 | 0 | 0 | 0 | 0 | 0 | 0 | 0 | 0 | 0 | 0 | 0 | 0 | 0 | 0 | 0 | 0 | 0 | 0 | 0 | 0 | 0 | 0 | 0 | 0 | 0 | 0 | 0
F1_Commercial_Lodging_Existing_Food Preparation_Natural Gas_Fryer_E6 | F1 | Commercial | Lodging | Existing | Food Preparation | Natural Gas | Fryer | E6 | CCE | 0 | 0 | 0 | 0 | 0 | 0 | 0 | 0 | 0 | 0 | 0 | 0 | 0 | 0 | 0 | 0 | 0 | 0 | 0 | 0 | 0 | 0 | 0 | 0 | 0 | 0 | 0 | 0 | 0 | 0 | 0 | 0 | 0
F1_Commercial_Lodging_Existing_Food Preparation_Natural Gas_Fryer_E7 | F1 | Commercial | Lodging | Existing | Food Preparation | Natural Gas | Fryer | E7 | CCE | 0 | 0 | 0 | 0 | 0 | 0 | 0 | 0 | 0 | 0 | 0 | 0 | 0 | 0 | 0 | 0 | 0 | 0 | 0 | 0 | 0 | 0 | 0 | 0 | 0 | 0 | 0 | 0 | 0 | 0 | 0 | 0 | 0
F1_Commercial_Lodging_Existing_Food Preparation_Natural Gas_Fryer_E8 | F1 | Commercial | Lodging | Existing | Food Preparation | Natural Gas | Fryer | E8 | CCE | 0 | 0 | 0 | 0 | 0 | 0 | 0 | 0 | 0 | 0 | 0 | 0 | 0 | 0 | 0 | 0 | 0 | 0 | 0 | 0 | 0 | 0 | 0 | 0 | 0 | 0 | 0 | 0 | 0 | 0 | 0 | 0 | 0
F1_Commercial_Lodging_Existing_Food Preparation_Natural Gas_Fryer_E9 | F1 | Commercial | Lodging | Existing | Food Preparation | Natural Gas | Fryer | E9 | CCE | 0 | 0 | 0 | 0 | 0 | 0 | 0 | 0 | 0 | 0 | 0 | 0 | 0 | 0 | 0 | 0 | 0 | 0 | 0 | 0 | 0 | 0 | 0 | 0 | 0 | 0 | 0 | 0 | 0 | 0 | 0 | 0 | 0
F1_Commercial_Lodging_Existing_Food Preparation_Natural Gas_Fryer_E10 | F1 | Commercial | Lodging | Existing | Food Preparation | Natural Gas | Fryer | E10 | CCE | 0 | 0 | 0 | 0 | 0 | 0 | 0 | 0 | 0 | 0 | 0 | 0 | 0 | 0 | 0 | 0 | 0 | 0 | 0 | 0 | 0 | 0 | 0 | 0 | 0 | 0 | 0 | 0 | 0 | 0 | 0 | 0 | 0
F2_Commercial_Lodging_Existing_Food Preparation_Natural Gas_Fryer_E1 | F2 | Commercial | Lodging | Existing | Food Preparation | Natural Gas | Fryer | E1 | TRC BC Ratio | 1 | 1 | 1 | 0 | 0 | 0 | 0 | 0 | 0 | 0 | 0 | 0 | 0 | 0 | 0 | 0 | 0 | 0 | 0 | 0 | 0 | 0 | 0 | 0 | 0 | 0 | 0 | 0 | 0 | 0 | 0 | 0 | 0
F2_Commercial_Lodging_Existing_Food Preparation_Natural Gas_Fryer_E2 | F2 | Commercial | Lodging | Existing | Food Preparation | Natural Gas | Fryer | E2 | TRC BC Ratio | 4.4463 | 4.4414 | 4.4606 | 1 | 1 | 1 | 1 | 1 | 1 | 1 | 1 | 1 | 1 | 1 | 1 | 1 | 1 | 1 | 1 | 1 | 1 | 1 | 1 | 1 | 1 | 1 | 1 | 1 | 1 | 1 | 1 | 1 | 1
F2_Commercial_Lodging_Existing_Food Preparation_Natural Gas_Fryer_E3 | F2 | Commercial | Lodging | Existing | Food Preparation | Natural Gas | Fryer | E3 | TRC BC Ratio | 0 | 0 | 0 | 0 | 0 | 0 | 0 | 0 | 0 | 0 | 0 | 0 | 0 | 0 | 0 | 0 | 0 | 0 | 0 | 0 | 0 | 0 | 0 | 0 | 0 | 0 | 0 | 0 | 0 | 0 | 0 | 0 | 0
F2_Commercial_Lodging_Existing_Food Preparation_Natural Gas_Fryer_E4 | F2 | Commercial | Lodging | Existing | Food Preparation | Natural Gas | Fryer | E4 | TRC BC Ratio | 0 | 0 | 0 | 0 | 0 | 0 | 0 | 0 | 0 | 0 | 0 | 0 | 0 | 0 | 0 | 0 | 0 | 0 | 0 | 0 | 0 | 0 | 0 | 0 | 0 | 0 | 0 | 0 | 0 | 0 | 0 | 0 | 0
F2_Commercial_Lodging_Existing_Food Preparation_Natural Gas_Fryer_E5 | F2 | Commercial | Lodging | Existing | Food Preparation | Natural Gas | Fryer | E5 | TRC BC Ratio | 0 | 0 | 0 | 0 | 0 | 0 | 0 | 0 | 0 | 0 | 0 | 0 | 0 | 0 | 0 | 0 | 0 | 0 | 0 | 0 | 0 | 0 | 0 | 0 | 0 | 0 | 0 | 0 | 0 | 0 | 0 | 0 | 0
F2_Commercial_Lodging_Existing_Food Preparation_Natural Gas_Fryer_E6 | F2 | Commercial | Lodging | Existing | Food Preparation | Natural Gas | Fryer | E6 | TRC BC Ratio | 0 | 0 | 0 | 0 | 0 | 0 | 0 | 0 | 0 | 0 | 0 | 0 | 0 | 0 | 0 | 0 | 0 | 0 | 0 | 0 | 0 | 0 | 0 | 0 | 0 | 0 | 0 | 0 | 0 | 0 | 0 | 0 | 0
F2_Commercial_Lodging_Existing_Food Preparation_Natural Gas_Fryer_E7 | F2 | Commercial | Lodging | Existing | Food Preparation | Natural Gas | Fryer | E7 | TRC BC Ratio | 0 | 0 | 0 | 0 | 0 | 0 | 0 | 0 | 0 | 0 | 0 | 0 | 0 | 0 | 0 | 0 | 0 | 0 | 0 | 0 | 0 | 0 | 0 | 0 | 0 | 0 | 0 | 0 | 0 | 0 | 0 | 0 | 0
F2_Commercial_Lodging_Existing_Food Preparation_Natural Gas_Fryer_E8 | F2 | Commercial | Lodging | Existing | Food Preparation | Natural Gas | Fryer | E8 | TRC BC Ratio | 0 | 0 | 0 | 0 | 0 | 0 | 0 | 0 | 0 | 0 | 0 | 0 | 0 | 0 | 0 | 0 | 0 | 0 | 0 | 0 | 0 | 0 | 0 | 0 | 0 | 0 | 0 | 0 | 0 | 0 | 0 | 0 | 0
F2_Commercial_Lodging_Existing_Food Preparation_Natural Gas_Fryer_E9 | F2 | Commercial | Lodging | Existing | Food Preparation | Natural Gas | Fryer | E9 | TRC BC Ratio | 0 | 0 | 0 | 0 | 0 | 0 | 0 | 0 | 0 | 0 | 0 | 0 | 0 | 0 | 0 | 0 | 0 | 0 | 0 | 0 | 0 | 0 | 0 | 0 | 0 | 0 | 0 | 0 | 0 | 0 | 0 | 0 | 0
F2_Commercial_Lodging_Existing_Food Preparation_Natural Gas_Fryer_E10 | F2 | Commercial | Lodging | Existing | Food Preparation | Natural Gas | Fryer | E10 | TRC BC Ratio | 0 | 0 | 0 | 0 | 0 | 0 | 0 | 0 | 0 | 0 | 0 | 0 | 0 | 0 | 0 | 0 | 0 | 0 | 0 | 0 | 0 | 0 | 0 | 0 | 0 | 0 | 0 | 0 | 0 | 0 | 0 | 0 | 0
F3_Commercial_Lodging_Existing_Food Preparation_Natural Gas_Fryer_E1 | F3 | Commercial | Lodging | Existing | Food Preparation | Natural Gas | Fryer | E1 | PACT BC Ratio | 1 | 1 | 1 | 0 | 0 | 0 | 0 | 0 | 0 | 0 | 0 | 0 | 0 | 0 | 0 | 0 | 0 | 0 | 0 | 0 | 0 | 0 | 0 | 0 | 0 | 0 | 0 | 0 | 0 | 0 | 0 | 0 | 0
F3_Commercial_Lodging_Existing_Food Preparation_Natural Gas_Fryer_E2 | F3 | Commercial | Lodging | Existing | Food Preparation | Natural Gas | Fryer | E2 | PACT BC Ratio | 5.9285 | 5.9219 | 5.9474 | 1 | 1 | 1 | 1 | 1 | 1 | 1 | 1 | 1 | 1 | 1 | 1 | 1 | 1 | 1 | 1 | 1 | 1 | 1 | 1 | 1 | 1 | 1 | 1 | 1 | 1 | 1 | 1 | 1 | 1
F3_Commercial_Lodging_Existing_Food Preparation_Natural Gas_Fryer_E3 | F3 | Commercial | Lodging | Existing | Food Preparation | Natural Gas | Fryer | E3 | PACT BC Ratio | 0 | 0 | 0 | 0 | 0 | 0 | 0 | 0 | 0 | 0 | 0 | 0 | 0 | 0 | 0 | 0 | 0 | 0 | 0 | 0 | 0 | 0 | 0 | 0 | 0 | 0 | 0 | 0 | 0 | 0 | 0 | 0 | 0
F3_Commercial_Lodging_Existing_Food Preparation_Natural Gas_Fryer_E4 | F3 | Commercial | Lodging | Existing | Food Preparation | Natural Gas | Fryer | E4 | PACT BC Ratio | 0 | 0 | 0 | 0 | 0 | 0 | 0 | 0 | 0 | 0 | 0 | 0 | 0 | 0 | 0 | 0 | 0 | 0 | 0 | 0 | 0 | 0 | 0 | 0 | 0 | 0 | 0 | 0 | 0 | 0 | 0 | 0 | 0
F3_Commercial_Lodging_Existing_Food Preparation_Natural Gas_Fryer_E5 | F3 | Commercial | Lodging | Existing | Food Preparation | Natural Gas | Fryer | E5 | PACT BC Ratio | 0 | 0 | 0 | 0 | 0 | 0 | 0 | 0 | 0 | 0 | 0 | 0 | 0 | 0 | 0 | 0 | 0 | 0 | 0 | 0 | 0 | 0 | 0 | 0 | 0 | 0 | 0 | 0 | 0 | 0 | 0 | 0 | 0
F3_Commercial_Lodging_Existing_Food Preparation_Natural Gas_Fryer_E6 | F3 | Commercial | Lodging | Existing | Food Preparation | Natural Gas | Fryer | E6 | PACT BC Ratio | 0 | 0 | 0 | 0 | 0 | 0 | 0 | 0 | 0 | 0 | 0 | 0 | 0 | 0 | 0 | 0 | 0 | 0 | 0 | 0 | 0 | 0 | 0 | 0 | 0 | 0 | 0 | 0 | 0 | 0 | 0 | 0 | 0
F3_Commercial_Lodging_Existing_Food Preparation_Natural Gas_Fryer_E7 | F3 | Commercial | Lodging | Existing | Food Preparation | Natural Gas | Fryer | E7 | PACT BC Ratio | 0 | 0 | 0 | 0 | 0 | 0 | 0 | 0 | 0 | 0 | 0 | 0 | 0 | 0 | 0 | 0 | 0 | 0 | 0 | 0 | 0 | 0 | 0 | 0 | 0 | 0 | 0 | 0 | 0 | 0 | 0 | 0 | 0
F3_Commercial_Lodging_Existing_Food Preparation_Natural Gas_Fryer_E8 | F3 | Commercial | Lodging | Existing | Food Preparation | Natural Gas | Fryer | E8 | PACT BC Ratio | 0 | 0 | 0 | 0 | 0 | 0 | 0 | 0 | 0 | 0 | 0 | 0 | 0 | 0 | 0 | 0 | 0 | 0 | 0 | 0 | 0 | 0 | 0 | 0 | 0 | 0 | 0 | 0 | 0 | 0 | 0 | 0 | 0
F3_Commercial_Lodging_Existing_Food Preparation_Natural Gas_Fryer_E9 | F3 | Commercial | Lodging | Existing | Food Preparation | Natural Gas | Fryer | E9 | PACT BC Ratio | 0 | 0 | 0 | 0 | 0 | 0 | 0 | 0 | 0 | 0 | 0 | 0 | 0 | 0 | 0 | 0 | 0 | 0 | 0 | 0 | 0 | 0 | 0 | 0 | 0 | 0 | 0 | 0 | 0 | 0 | 0 | 0 | 0
F3_Commercial_Lodging_Existing_Food Preparation_Natural Gas_Fryer_E10 | F3 | Commercial | Lodging | Existing | Food Preparation | Natural Gas | Fryer | E10 | PACT BC Ratio | 0 | 0 | 0 | 0 | 0 | 0 | 0 | 0 | 0 | 0 | 0 | 0 | 0 | 0 | 0 | 0 | 0 | 0 | 0 | 0 | 0 | 0 | 0 | 0 | 0 | 0 | 0 | 0 | 0 | 0 | 0 | 0 | 0
F4_Commercial_Lodging_Existing_Food Preparation_Natural Gas_Fryer_E1 | F4 | Commercial | Lodging | Existing | Food Preparation | Natural Gas | Fryer | E1 | RVT BC Ratio | 1 | 1 | 1 | 0 | 0 | 0 | 0 | 0 | 0 | 0 | 0 | 0 | 0 | 0 | 0 | 0 | 0 | 0 | 0 | 0 | 0 | 0 | 0 | 0 | 0 | 0 | 0 | 0 | 0 | 0 | 0 | 0 | 0
F4_Commercial_Lodging_Existing_Food Preparation_Natural Gas_Fryer_E2 | F4 | Commercial | Lodging | Existing | Food Preparation | Natural Gas | Fryer | E2 | RVT BC Ratio | 7.0924 | 7.0854 | 7.1129 | 1 | 1 | 1 | 1 | 1 | 1 | 1 | 1 | 1 | 1 | 1 | 1 | 1 | 1 | 1 | 1 | 1 | 1 | 1 | 1 | 1 | 1 | 1 | 1 | 1 | 1 | 1 | 1 | 1 | 1
F4_Commercial_Lodging_Existing_Food Preparation_Natural Gas_Fryer_E3 | F4 | Commercial | Lodging | Existing | Food Preparation | Natural Gas | Fryer | E3 | RVT BC Ratio | 0 | 0 | 0 | 0 | 0 | 0 | 0 | 0 | 0 | 0 | 0 | 0 | 0 | 0 | 0 | 0 | 0 | 0 | 0 | 0 | 0 | 0 | 0 | 0 | 0 | 0 | 0 | 0 | 0 | 0 | 0 | 0 | 0
F4_Commercial_Lodging_Existing_Food Preparation_Natural Gas_Fryer_E4 | F4 | Commercial | Lodging | Existing | Food Preparation | Natural Gas | Fryer | E4 | RVT BC Ratio | 0 | 0 | 0 | 0 | 0 | 0 | 0 | 0 | 0 | 0 | 0 | 0 | 0 | 0 | 0 | 0 | 0 | 0 | 0 | 0 | 0 | 0 | 0 | 0 | 0 | 0 | 0 | 0 | 0 | 0 | 0 | 0 | 0
F4_Commercial_Lodging_Existing_Food Preparation_Natural Gas_Fryer_E5 | F4 | Commercial | Lodging | Existing | Food Preparation | Natural Gas | Fryer | E5 | RVT BC Ratio | 0 | 0 | 0 | 0 | 0 | 0 | 0 | 0 | 0 | 0 | 0 | 0 | 0 | 0 | 0 | 0 | 0 | 0 | 0 | 0 | 0 | 0 | 0 | 0 | 0 | 0 | 0 | 0 | 0 | 0 | 0 | 0 | 0
F4_Commercial_Lodging_Existing_Food Preparation_Natural Gas_Fryer_E6 | F4 | Commercial | Lodging | Existing | Food Preparation | Natural Gas | Fryer | E6 | RVT BC Ratio | 0 | 0 | 0 | 0 | 0 | 0 | 0 | 0 | 0 | 0 | 0 | 0 | 0 | 0 | 0 | 0 | 0 | 0 | 0 | 0 | 0 | 0 | 0 | 0 | 0 | 0 | 0 | 0 | 0 | 0 | 0 | 0 | 0
F4_Commercial_Lodging_Existing_Food Preparation_Natural Gas_Fryer_E7 | F4 | Commercial | Lodging | Existing | Food Preparation | Natural Gas | Fryer | E7 | RVT BC Ratio | 0 | 0 | 0 | 0 | 0 | 0 | 0 | 0 | 0 | 0 | 0 | 0 | 0 | 0 | 0 | 0 | 0 | 0 | 0 | 0 | 0 | 0 | 0 | 0 | 0 | 0 | 0 | 0 | 0 | 0 | 0 | 0 | 0
F4_Commercial_Lodging_Existing_Food Preparation_Natural Gas_Fryer_E8 | F4 | Commercial | Lodging | Existing | Food Preparation | Natural Gas | Fryer | E8 | RVT BC Ratio | 0 | 0 | 0 | 0 | 0 | 0 | 0 | 0 | 0 | 0 | 0 | 0 | 0 | 0 | 0 | 0 | 0 | 0 | 0 | 0 | 0 | 0 | 0 | 0 | 0 | 0 | 0 | 0 | 0 | 0 | 0 | 0 | 0
F4_Commercial_Lodging_Existing_Food Preparation_Natural Gas_Fryer_E9 | F4 | Commercial | Lodging | Existing | Food Preparation | Natural Gas | Fryer | E9 | RVT BC Ratio | 0 | 0 | 0 | 0 | 0 | 0 | 0 | 0 | 0 | 0 | 0 | 0 | 0 | 0 | 0 | 0 | 0 | 0 | 0 | 0 | 0 | 0 | 0 | 0 | 0 | 0 | 0 | 0 | 0 | 0 | 0 | 0 | 0
F4_Commercial_Lodging_Existing_Food Preparation_Natural Gas_Fryer_E10 | F4 | Commercial | Lodging | Existing | Food Preparation | Natural Gas | Fryer | E10 | RVT BC Ratio | 0 | 0 | 0 | 0 | 0 | 0 | 0 | 0 | 0 | 0 | 0 | 0 | 0 | 0 | 0 | 0 | 0 | 0 | 0 | 0 | 0 | 0 | 0 | 0 | 0 | 0 | 0 | 0 | 0 | 0 | 0 | 0 | 0
F5_Commercial_Lodging_Existing_Food Preparation_Natural Gas_Fryer_E1 | F5 | Commercial | Lodging | Existing | Food Preparation | Natural Gas | Fryer | E1 | RIM BC Ratio | 1 | 1 | 1 | 0 | 0 | 0 | 0 | 0 | 0 | 0 | 0 | 0 | 0 | 0 | 0 | 0 | 0 | 0 | 0 | 0 | 0 | 0 | 0 | 0 | 0 | 0 | 0 | 0 | 0 | 0 | 0 | 0 | 0
F5_Commercial_Lodging_Existing_Food Preparation_Natural Gas_Fryer_E2 | F5 | Commercial | Lodging | Existing | Food Preparation | Natural Gas | Fryer | E2 | RIM BC Ratio | 0.73167 | 0.73157 | 0.73195 | 1 | 1 | 1 | 1 | 1 | 1 | 1 | 1 | 1 | 1 | 1 | 1 | 1 | 1 | 1 | 1 | 1 | 1 | 1 | 1 | 1 | 1 | 1 | 1 | 1 | 1 | 1 | 1 | 1 | 1
F5_Commercial_Lodging_Existing_Food Preparation_Natural Gas_Fryer_E3 | F5 | Commercial | Lodging | Existing | Food Preparation | Natural Gas | Fryer | E3 | RIM BC Ratio | 0 | 0 | 0 | 0 | 0 | 0 | 0 | 0 | 0 | 0 | 0 | 0 | 0 | 0 | 0 | 0 | 0 | 0 | 0 | 0 | 0 | 0 | 0 | 0 | 0 | 0 | 0 | 0 | 0 | 0 | 0 | 0 | 0
F5_Commercial_Lodging_Existing_Food Preparation_Natural Gas_Fryer_E4 | F5 | Commercial | Lodging | Existing | Food Preparation | Natural Gas | Fryer | E4 | RIM BC Ratio | 0 | 0 | 0 | 0 | 0 | 0 | 0 | 0 | 0 | 0 | 0 | 0 | 0 | 0 | 0 | 0 | 0 | 0 | 0 | 0 | 0 | 0 | 0 | 0 | 0 | 0 | 0 | 0 | 0 | 0 | 0 | 0 | 0
F5_Commercial_Lodging_Existing_Food Preparation_Natural Gas_Fryer_E5 | F5 | Commercial | Lodging | Existing | Food Preparation | Natural Gas | Fryer | E5 | RIM BC Ratio | 0 | 0 | 0 | 0 | 0 | 0 | 0 | 0 | 0 | 0 | 0 | 0 | 0 | 0 | 0 | 0 | 0 | 0 | 0 | 0 | 0 | 0 | 0 | 0 | 0 | 0 | 0 | 0 | 0 | 0 | 0 | 0 | 0
F5_Commercial_Lodging_Existing_Food Preparation_Natural Gas_Fryer_E6 | F5 | Commercial | Lodging | Existing | Food Preparation | Natural Gas | Fryer | E6 | RIM BC Ratio | 0 | 0 | 0 | 0 | 0 | 0 | 0 | 0 | 0 | 0 | 0 | 0 | 0 | 0 | 0 | 0 | 0 | 0 | 0 | 0 | 0 | 0 | 0 | 0 | 0 | 0 | 0 | 0 | 0 | 0 | 0 | 0 | 0
F5_Commercial_Lodging_Existing_Food Preparation_Natural Gas_Fryer_E7 | F5 | Commercial | Lodging | Existing | Food Preparation | Natural Gas | Fryer | E7 | RIM BC Ratio | 0 | 0 | 0 | 0 | 0 | 0 | 0 | 0 | 0 | 0 | 0 | 0 | 0 | 0 | 0 | 0 | 0 | 0 | 0 | 0 | 0 | 0 | 0 | 0 | 0 | 0 | 0 | 0 | 0 | 0 | 0 | 0 | 0
F5_Commercial_Lodging_Existing_Food Preparation_Natural Gas_Fryer_E8 | F5 | Commercial | Lodging | Existing | Food Preparation | Natural Gas | Fryer | E8 | RIM BC Ratio | 0 | 0 | 0 | 0 | 0 | 0 | 0 | 0 | 0 | 0 | 0 | 0 | 0 | 0 | 0 | 0 | 0 | 0 | 0 | 0 | 0 | 0 | 0 | 0 | 0 | 0 | 0 | 0 | 0 | 0 | 0 | 0 | 0
F5_Commercial_Lodging_Existing_Food Preparation_Natural Gas_Fryer_E9 | F5 | Commercial | Lodging | Existing | Food Preparation | Natural Gas | Fryer | E9 | RIM BC Ratio | 0 | 0 | 0 | 0 | 0 | 0 | 0 | 0 | 0 | 0 | 0 | 0 | 0 | 0 | 0 | 0 | 0 | 0 | 0 | 0 | 0 | 0 | 0 | 0 | 0 | 0 | 0 | 0 | 0 | 0 | 0 | 0 | 0
F5_Commercial_Lodging_Existing_Food Preparation_Natural Gas_Fryer_E10 | F5 | Commercial | Lodging | Existing | Food Preparation | Natural Gas | Fryer | E10 | RIM BC Ratio | 0 | 0 | 0 | 0 | 0 | 0 | 0 | 0 | 0 | 0 | 0 | 0 | 0 | 0 | 0 | 0 | 0 | 0 | 0 | 0 | 0 | 0 | 0 | 0 | 0 | 0 | 0 | 0 | 0 | 0 | 0 | 0 | 0
F0_Commercial_Lodging_Existing_Food Preparation_Natural Gas_Broiler_E0 | F0 | Commercial | Lodging | Existing | Food Preparation | Natural Gas | Broiler | E0 | Economic Unit | Infrared Burners | Infrared Burners | Infrared Burners | Infrared Burners | Infrared Burners | Infrared Burners | Infrared Burners | Infrared Burners | Infrared Burners | Infrared Burners | Infrared Burners | Infrared Burners | Infrared Burners | Infrared Burners | Infrared Burners | Infrared Burners | Infrared Burners | Infrared Burners | Infrared Burners | Infrared Burners | Infrared Burners | Infrared Burners | Infrared Burners | Infrared Burners | Infrared Burners | Infrared Burners | Infrared Burners | Infrared Burners | Infrared Burners | Infrared Burners | Infrared Burners | Infrared Burners | Infrared Burners
F1_Commercial_Lodging_Existing_Food Preparation_Natural Gas_Broiler_E1 | F1 | Commercial | Lodging | Existing | Food Preparation | Natural Gas | Broiler | E1 | CCE | 0 | 0 | 0 | 0 | 0 | 0 | 0 | 0 | 0 | 0 | 0 | 0 | 0 | 0 | 0 | 0 | 0 | 0 | 0 | 0 | 0 | 0 | 0 | 0 | 0 | 0 | 0 | 0 | 0 | 0 | 0 | 0 | 0
F1_Commercial_Lodging_Existing_Food Preparation_Natural Gas_Broiler_E2 | F1 | Commercial | Lodging | Existing | Food Preparation | Natural Gas | Broiler | E2 | CCE | 0.59817 | 0.61931 | 0.55594 | 0.56637 | 0.56637 | 0.56637 | 0.56637 | 0.56637 | 0.56637 | 0.56637 | 0.56637 | 0.56637 | 0.56637 | 0.56637 | 0.56637 | 0.56637 | 0.56637 | 0.56637 | 0.56637 | 0.56637 | 0.56637 | 0.56637 | 0.56637 | 0.56637 | 0.56637 | 0.56637 | 0.56637 | 0.56637 | 0.56637 | 0.56637 | 0.56637 | 0.56637 | 0.56637
F1_Commercial_Lodging_Existing_Food Preparation_Natural Gas_Broiler_E3 | F1 | Commercial | Lodging | Existing | Food Preparation | Natural Gas | Broiler | E3 | CCE | 0 | 0 | 0 | 0 | 0 | 0 | 0 | 0 | 0 | 0 | 0 | 0 | 0 | 0 | 0 | 0 | 0 | 0 | 0 | 0 | 0 | 0 | 0 | 0 | 0 | 0 | 0 | 0 | 0 | 0 | 0 | 0 | 0
F1_Commercial_Lodging_Existing_Food Preparation_Natural Gas_Broiler_E4 | F1 | Commercial | Lodging | Existing | Food Preparation | Natural Gas | Broiler | E4 | CCE | 0 | 0 | 0 | 0 | 0 | 0 | 0 | 0 | 0 | 0 | 0 | 0 | 0 | 0 | 0 | 0 | 0 | 0 | 0 | 0 | 0 | 0 | 0 | 0 | 0 | 0 | 0 | 0 | 0 | 0 | 0 | 0 | 0
F1_Commercial_Lodging_Existing_Food Preparation_Natural Gas_Broiler_E5 | F1 | Commercial | Lodging | Existing | Food Preparation | Natural Gas | Broiler | E5 | CCE | 0 | 0 | 0 | 0 | 0 | 0 | 0 | 0 | 0 | 0 | 0 | 0 | 0 | 0 | 0 | 0 | 0 | 0 | 0 | 0 | 0 | 0 | 0 | 0 | 0 | 0 | 0 | 0 | 0 | 0 | 0 | 0 | 0
F1_Commercial_Lodging_Existing_Food Preparation_Natural Gas_Broiler_E6 | F1 | Commercial | Lodging | Existing | Food Preparation | Natural Gas | Broiler | E6 | CCE | 0 | 0 | 0 | 0 | 0 | 0 | 0 | 0 | 0 | 0 | 0 | 0 | 0 | 0 | 0 | 0 | 0 | 0 | 0 | 0 | 0 | 0 | 0 | 0 | 0 | 0 | 0 | 0 | 0 | 0 | 0 | 0 | 0
F1_Commercial_Lodging_Existing_Food Preparation_Natural Gas_Broiler_E7 | F1 | Commercial | Lodging | Existing | Food Preparation | Natural Gas | Broiler | E7 | CCE | 0 | 0 | 0 | 0 | 0 | 0 | 0 | 0 | 0 | 0 | 0 | 0 | 0 | 0 | 0 | 0 | 0 | 0 | 0 | 0 | 0 | 0 | 0 | 0 | 0 | 0 | 0 | 0 | 0 | 0 | 0 | 0 | 0
F1_Commercial_Lodging_Existing_Food Preparation_Natural Gas_Broiler_E8 | F1 | Commercial | Lodging | Existing | Food Preparation | Natural Gas | Broiler | E8 | CCE | 0 | 0 | 0 | 0 | 0 | 0 | 0 | 0 | 0 | 0 | 0 | 0 | 0 | 0 | 0 | 0 | 0 | 0 | 0 | 0 | 0 | 0 | 0 | 0 | 0 | 0 | 0 | 0 | 0 | 0 | 0 | 0 | 0
F1_Commercial_Lodging_Existing_Food Preparation_Natural Gas_Broiler_E9 | F1 | Commercial | Lodging | Existing | Food Preparation | Natural Gas | Broiler | E9 | CCE | 0 | 0 | 0 | 0 | 0 | 0 | 0 | 0 | 0 | 0 | 0 | 0 | 0 | 0 | 0 | 0 | 0 | 0 | 0 | 0 | 0 | 0 | 0 | 0 | 0 | 0 | 0 | 0 | 0 | 0 | 0 | 0 | 0
F1_Commercial_Lodging_Existing_Food Preparation_Natural Gas_Broiler_E10 | F1 | Commercial | Lodging | Existing | Food Preparation | Natural Gas | Broiler | E10 | CCE | 0 | 0 | 0 | 0 | 0 | 0 | 0 | 0 | 0 | 0 | 0 | 0 | 0 | 0 | 0 | 0 | 0 | 0 | 0 | 0 | 0 | 0 | 0 | 0 | 0 | 0 | 0 | 0 | 0 | 0 | 0 | 0 | 0
F2_Commercial_Lodging_Existing_Food Preparation_Natural Gas_Broiler_E1 | F2 | Commercial | Lodging | Existing | Food Preparation | Natural Gas | Broiler | E1 | TRC BC Ratio | bar: 2019 to 2051
F2_Commercial_Lodging_Existing_Food Preparation_Natural Gas_Broiler_E2 | F2 | Commercial | Lodging | Existing | Food Preparation | Natural Gas | Broiler | E2 | TRC BC Ratio | 2.7519 | 2.7554 | 2.7705 | 2.7565 | 2.7493 | 2.7603 | 2.7866 | 2.8079 | 2.834 | 2.8592 | 2.8846 | 2.9086 | 2.9342 | 2.9607 | 2.9863 | 3.0126 | 3.039 | 3.0674 | 3.0969 | 3.1274 | 3.1566 | 3.1859 | 3.2122 | 3.2386 | 3.2614 | 3.2812 | 3.2991 | 3.3146 | 3.3268 | 3.3367 | 3.3421 | 3.3458 | 3.3458
F2_Commercial_Lodging_Existing_Food Preparation_Natural Gas_Broiler_E3 | F2 | Commercial | Lodging | Existing | Food Preparation | Natural Gas | Broiler | E3 | TRC BC Ratio | 0 | 0 | 0 | 0 | 0 | 0 | 0 | 0 | 0 | 0 | 0 | 0 | 0 | 0 | 0 | 0 | 0 | 0 | 0 | 0 | 0 | 0 | 0 | 0 | 0 | 0 | 0 | 0 | 0 | 0 | 0 | 0 | 0
F2_Commercial_Lodging_Existing_Food Preparation_Natural Gas_Broiler_E4 | F2 | Commercial | Lodging | Existing | Food Preparation | Natural Gas | Broiler | E4 | TRC BC Ratio | 0 | 0 | 0 | 0 | 0 | 0 | 0 | 0 | 0 | 0 | 0 | 0 | 0 | 0 | 0 | 0 | 0 | 0 | 0 | 0 | 0 | 0 | 0 | 0 | 0 | 0 | 0 | 0 | 0 | 0 | 0 | 0 | 0
F2_Commercial_Lodging_Existing_Food Preparation_Natural Gas_Broiler_E5 | F2 | Commercial | Lodging | Existing | Food Preparation | Natural Gas | Broiler | E5 | TRC BC Ratio | 0 | 0 | 0 | 0 | 0 | 0 | 0 | 0 | 0 | 0 | 0 | 0 | 0 | 0 | 0 | 0 | 0 | 0 | 0 | 0 | 0 | 0 | 0 | 0 | 0 | 0 | 0 | 0 | 0 | 0 | 0 | 0 | 0
F2_Commercial_Lodging_Existing_Food Preparation_Natural Gas_Broiler_E6 | F2 | Commercial | Lodging | Existing | Food Preparation | Natural Gas | Broiler | E6 | TRC BC Ratio | 0 | 0 | 0 | 0 | 0 | 0 | 0 | 0 | 0 | 0 | 0 | 0 | 0 | 0 | 0 | 0 | 0 | 0 | 0 | 0 | 0 | 0 | 0 | 0 | 0 | 0 | 0 | 0 | 0 | 0 | 0 | 0 | 0
F2_Commercial_Lodging_Existing_Food Preparation_Natural Gas_Broiler_E7 | F2 | Commercial | Lodging | Existing | Food Preparation | Natural Gas | Broiler | E7 | TRC BC Ratio | 0 | 0 | 0 | 0 | 0 | 0 | 0 | 0 | 0 | 0 | 0 | 0 | 0 | 0 | 0 | 0 | 0 | 0 | 0 | 0 | 0 | 0 | 0 | 0 | 0 | 0 | 0 | 0 | 0 | 0 | 0 | 0 | 0
F2_Commercial_Lodging_Existing_Food Preparation_Natural Gas_Broiler_E8 | F2 | Commercial | Lodging | Existing | Food Preparation | Natural Gas | Broiler | E8 | TRC BC Ratio | 0 | 0 | 0 | 0 | 0 | 0 | 0 | 0 | 0 | 0 | 0 | 0 | 0 | 0 | 0 | 0 | 0 | 0 | 0 | 0 | 0 | 0 | 0 | 0 | 0 | 0 | 0 | 0 | 0 | 0 | 0 | 0 | 0
F2_Commercial_Lodging_Existing_Food Preparation_Natural Gas_Broiler_E9 | F2 | Commercial | Lodging | Existing | Food Preparation | Natural Gas | Broiler | E9 | TRC BC Ratio | 0 | 0 | 0 | 0 | 0 | 0 | 0 | 0 | 0 | 0 | 0 | 0 | 0 | 0 | 0 | 0 | 0 | 0 | 0 | 0 | 0 | 0 | 0 | 0 | 0 | 0 | 0 | 0 | 0 | 0 | 0 | 0 | 0
F2_Commercial_Lodging_Existing_Food Preparation_Natural Gas_Broiler_E10 | F2 | Commercial | Lodging | Existing | Food Preparation | Natural Gas | Broiler | E10 | TRC BC Ratio | 0 | 0 | 0 | 0 | 0 | 0 | 0 | 0 | 0 | 0 | 0 | 0 | 0 | 0 | 0 | 0 | 0 | 0 | 0 | 0 | 0 | 0 | 0 | 0 | 0 | 0 | 0 | 0 | 0 | 0 | 0 | 0 | 0
F3_Commercial_Lodging_Existing_Food Preparation_Natural Gas_Broiler_E1 | F3 | Commercial | Lodging | Existing | Food Preparation | Natural Gas | Broiler | E1 | PACT BC Ratio | bar: 2019 to 2051
F3_Commercial_Lodging_Existing_Food Preparation_Natural Gas_Broiler_E2 | F3 | Commercial | Lodging | Existing | Food Preparation | Natural Gas | Broiler | E2 | PACT BC Ratio | 3.6692 | 3.6739 | 3.694 | 3.6753 | 3.6658 | 3.6803 | 3.7154 | 3.7439 | 3.7787 | 3.8122 | 3.8462 | 3.8782 | 3.9123 | 3.9475 | 3.9818 | 4.0167 | 4.052 | 4.0899 | 4.1293 | 4.1698 | 4.2088 | 4.2479 | 4.283 | 4.3181 | 4.3486 | 4.3749 | 4.3988 | 4.4195 | 4.4357 | 4.4489 | 4.4562 | 4.461 | 4.461
F3_Commercial_Lodging_Existing_Food Preparation_Natural Gas_Broiler_E3 | F3 | Commercial | Lodging | Existing | Food Preparation | Natural Gas | Broiler | E3 | PACT BC Ratio | 0 | 0 | 0 | 0 | 0 | 0 | 0 | 0 | 0 | 0 | 0 | 0 | 0 | 0 | 0 | 0 | 0 | 0 | 0 | 0 | 0 | 0 | 0 | 0 | 0 | 0 | 0 | 0 | 0 | 0 | 0 | 0 | 0
F3_Commercial_Lodging_Existing_Food Preparation_Natural Gas_Broiler_E4 | F3 | Commercial | Lodging | Existing | Food Preparation | Natural Gas | Broiler | E4 | PACT BC Ratio | 0 | 0 | 0 | 0 | 0 | 0 | 0 | 0 | 0 | 0 | 0 | 0 | 0 | 0 | 0 | 0 | 0 | 0 | 0 | 0 | 0 | 0 | 0 | 0 | 0 | 0 | 0 | 0 | 0 | 0 | 0 | 0 | 0
F3_Commercial_Lodging_Existing_Food Preparation_Natural Gas_Broiler_E5 | F3 | Commercial | Lodging | Existing | Food Preparation | Natural Gas | Broiler | E5 | PACT BC Ratio | 0 | 0 | 0 | 0 | 0 | 0 | 0 | 0 | 0 | 0 | 0 | 0 | 0 | 0 | 0 | 0 | 0 | 0 | 0 | 0 | 0 | 0 | 0 | 0 | 0 | 0 | 0 | 0 | 0 | 0 | 0 | 0 | 0
F3_Commercial_Lodging_Existing_Food Preparation_Natural Gas_Broiler_E6 | F3 | Commercial | Lodging | Existing | Food Preparation | Natural Gas | Broiler | E6 | PACT BC Ratio | 0 | 0 | 0 | 0 | 0 | 0 | 0 | 0 | 0 | 0 | 0 | 0 | 0 | 0 | 0 | 0 | 0 | 0 | 0 | 0 | 0 | 0 | 0 | 0 | 0 | 0 | 0 | 0 | 0 | 0 | 0 | 0 | 0
F3_Commercial_Lodging_Existing_Food Preparation_Natural Gas_Broiler_E7 | F3 | Commercial | Lodging | Existing | Food Preparation | Natural Gas | Broiler | E7 | PACT BC Ratio | 0 | 0 | 0 | 0 | 0 | 0 | 0 | 0 | 0 | 0 | 0 | 0 | 0 | 0 | 0 | 0 | 0 | 0 | 0 | 0 | 0 | 0 | 0 | 0 | 0 | 0 | 0 | 0 | 0 | 0 | 0 | 0 | 0
F3_Commercial_Lodging_Existing_Food Preparation_Natural Gas_Broiler_E8 | F3 | Commercial | Lodging | Existing | Food Preparation | Natural Gas | Broiler | E8 | PACT BC Ratio | 0 | 0 | 0 | 0 | 0 | 0 | 0 | 0 | 0 | 0 | 0 | 0 | 0 | 0 | 0 | 0 | 0 | 0 | 0 | 0 | 0 | 0 | 0 | 0 | 0 | 0 | 0 | 0 | 0 | 0 | 0 | 0 | 0
F3_Commercial_Lodging_Existing_Food Preparation_Natural Gas_Broiler_E9 | F3 | Commercial | Lodging | Existing | Food Preparation | Natural Gas | Broiler | E9 | PACT BC Ratio | 0 | 0 | 0 | 0 | 0 | 0 | 0 | 0 | 0 | 0 | 0 | 0 | 0 | 0 | 0 | 0 | 0 | 0 | 0 | 0 | 0 | 0 | 0 | 0 | 0 | 0 | 0 | 0 | 0 | 0 | 0 | 0 | 0
F3_Commercial_Lodging_Existing_Food Preparation_Natural Gas_Broiler_E10 | F3 | Commercial | Lodging | Existing | Food Preparation | Natural Gas | Broiler | E10 | PACT BC Ratio | 0 | 0 | 0 | 0 | 0 | 0 | 0 | 0 | 0 | 0 | 0 | 0 | 0 | 0 | 0 | 0 | 0 | 0 | 0 | 0 | 0 | 0 | 0 | 0 | 0 | 0 | 0 | 0 | 0 | 0 | 0 | 0 | 0
F4_Commercial_Lodging_Existing_Food Preparation_Natural Gas_Broiler_E1 | F4 | Commercial | Lodging | Existing | Food Preparation | Natural Gas | Broiler | E1 | RVT BC Ratio | bar: 2019 to 2051
F4_Commercial_Lodging_Existing_Food Preparation_Natural Gas_Broiler_E2 | F4 | Commercial | Lodging | Existing | Food Preparation | Natural Gas | Broiler | E2 | RVT BC Ratio | 4.6564 | 4.6614 | 4.6831 | 4.6629 | 4.6526 | 4.6684 | 4.7062 | 4.7369 | 4.7744 | 4.8106 | 4.8472 | 4.8817 | 4.9184 | 4.9565 | 4.9934 | 5.0311 | 5.0691 | 5.11 | 5.1524 | 5.1962 | 5.2382 | 5.2804 | 5.3182 | 5.3561 | 5.3889 | 5.4173 | 5.4431 | 5.4654 | 5.4828 | 5.4971 | 5.5049 | 5.5101 | 5.5101
F4_Commercial_Lodging_Existing_Food Preparation_Natural Gas_Broiler_E3 | F4 | Commercial | Lodging | Existing | Food Preparation | Natural Gas | Broiler | E3 | RVT BC Ratio | 0 | 0 | 0 | 0 | 0 | 0 | 0 | 0 | 0 | 0 | 0 | 0 | 0 | 0 | 0 | 0 | 0 | 0 | 0 | 0 | 0 | 0 | 0 | 0 | 0 | 0 | 0 | 0 | 0 | 0 | 0 | 0 | 0
F4_Commercial_Lodging_Existing_Food Preparation_Natural Gas_Broiler_E4 | F4 | Commercial | Lodging | Existing | Food Preparation | Natural Gas | Broiler | E4 | RVT BC Ratio | 0 | 0 | 0 | 0 | 0 | 0 | 0 | 0 | 0 | 0 | 0 | 0 | 0 | 0 | 0 | 0 | 0 | 0 | 0 | 0 | 0 | 0 | 0 | 0 | 0 | 0 | 0 | 0 | 0 | 0 | 0 | 0 | 0
F4_Commercial_Lodging_Existing_Food Preparation_Natural Gas_Broiler_E5 | F4 | Commercial | Lodging | Existing | Food Preparation | Natural Gas | Broiler | E5 | RVT BC Ratio | 0 | 0 | 0 | 0 | 0 | 0 | 0 | 0 | 0 | 0 | 0 | 0 | 0 | 0 | 0 | 0 | 0 | 0 | 0 | 0 | 0 | 0 | 0 | 0 | 0 | 0 | 0 | 0 | 0 | 0 | 0 | 0 | 0
F4_Commercial_Lodging_Existing_Food Preparation_Natural Gas_Broiler_E6 | F4 | Commercial | Lodging | Existing | Food Preparation | Natural Gas | Broiler | E6 | RVT BC Ratio | 0 | 0 | 0 | 0 | 0 | 0 | 0 | 0 | 0 | 0 | 0 | 0 | 0 | 0 | 0 | 0 | 0 | 0 | 0 | 0 | 0 | 0 | 0 | 0 | 0 | 0 | 0 | 0 | 0 | 0 | 0 | 0 | 0
F4_Commercial_Lodging_Existing_Food Preparation_Natural Gas_Broiler_E7 | F4 | Commercial | Lodging | Existing | Food Preparation | Natural Gas | Broiler | E7 | RVT BC Ratio | 0 | 0 | 0 | 0 | 0 | 0 | 0 | 0 | 0 | 0 | 0 | 0 | 0 | 0 | 0 | 0 | 0 | 0 | 0 | 0 | 0 | 0 | 0 | 0 | 0 | 0 | 0 | 0 | 0 | 0 | 0 | 0 | 0
F4_Commercial_Lodging_Existing_Food Preparation_Natural Gas_Broiler_E8 | F4 | Commercial | Lodging | Existing | Food Preparation | Natural Gas | Broiler | E8 | RVT BC Ratio | 0 | 0 | 0 | 0 | 0 | 0 | 0 | 0 | 0 | 0 | 0 | 0 | 0 | 0 | 0 | 0 | 0 | 0 | 0 | 0 | 0 | 0 | 0 | 0 | 0 | 0 | 0 | 0 | 0 | 0 | 0 | 0 | 0
F4_Commercial_Lodging_Existing_Food Preparation_Natural Gas_Broiler_E9 | F4 | Commercial | Lodging | Existing | Food Preparation | Natural Gas | Broiler | E9 | RVT BC Ratio | 0 | 0 | 0 | 0 | 0 | 0 | 0 | 0 | 0 | 0 | 0 | 0 | 0 | 0 | 0 | 0 | 0 | 0 | 0 | 0 | 0 | 0 | 0 | 0 | 0 | 0 | 0 | 0 | 0 | 0 | 0 | 0 | 0
F4_Commercial_Lodging_Existing_Food Preparation_Natural Gas_Broiler_E10 | F4 | Commercial | Lodging | Existing | Food Preparation | Natural Gas | Broiler | E10 | RVT BC Ratio | 0 | 0 | 0 | 0 | 0 | 0 | 0 | 0 | 0 | 0 | 0 | 0 | 0 | 0 | 0 | 0 | 0 | 0 | 0 | 0 | 0 | 0 | 0 | 0 | 0 | 0 | 0 | 0 | 0 | 0 | 0 | 0 | 0
F5_Commercial_Lodging_Existing_Food Preparation_Natural Gas_Broiler_E1 | F5 | Commercial | Lodging | Existing | Food Preparation | Natural Gas | Broiler | E1 | RIM BC Ratio | bar: 2019 to 2051
F5_Commercial_Lodging_Existing_Food Preparation_Natural Gas_Broiler_E2 | F5 | Commercial | Lodging | Existing | Food Preparation | Natural Gas | Broiler | E2 | RIM BC Ratio | 0.67999 | 0.68015 | 0.68084 | 0.6802 | 0.67987 | 0.68037 | 0.68156 | 0.68252 | 0.68367 | 0.68475 | 0.68584 | 0.68685 | 0.68791 | 0.689 | 0.69003 | 0.69107 | 0.69211 | 0.69321 | 0.69433 | 0.69547 | 0.69654 | 0.69761 | 0.69854 | 0.69947 | 0.70027 | 0.70095 | 0.70156 | 0.70208 | 0.70249 | 0.70282 | 0.703 | 0.70312 | 0.70312
F5_Commercial_Lodging_Existing_Food Preparation_Natural Gas_Broiler_E3 | F5 | Commercial | Lodging | Existing | Food Preparation | Natural Gas | Broiler | E3 | RIM BC Ratio | 0 | 0 | 0 | 0 | 0 | 0 | 0 | 0 | 0 | 0 | 0 | 0 | 0 | 0 | 0 | 0 | 0 | 0 | 0 | 0 | 0 | 0 | 0 | 0 | 0 | 0 | 0 | 0 | 0 | 0 | 0 | 0 | 0
F5_Commercial_Lodging_Existing_Food Preparation_Natural Gas_Broiler_E4 | F5 | Commercial | Lodging | Existing | Food Preparation | Natural Gas | Broiler | E4 | RIM BC Ratio | 0 | 0 | 0 | 0 | 0 | 0 | 0 | 0 | 0 | 0 | 0 | 0 | 0 | 0 | 0 | 0 | 0 | 0 | 0 | 0 | 0 | 0 | 0 | 0 | 0 | 0 | 0 | 0 | 0 | 0 | 0 | 0 | 0
F5_Commercial_Lodging_Existing_Food Preparation_Natural Gas_Broiler_E5 | F5 | Commercial | Lodging | Existing | Food Preparation | Natural Gas | Broiler | E5 | RIM BC Ratio | 0 | 0 | 0 | 0 | 0 | 0 | 0 | 0 | 0 | 0 | 0 | 0 | 0 | 0 | 0 | 0 | 0 | 0 | 0 | 0 | 0 | 0 | 0 | 0 | 0 | 0 | 0 | 0 | 0 | 0 | 0 | 0 | 0
F5_Commercial_Lodging_Existing_Food Preparation_Natural Gas_Broiler_E6 | F5 | Commercial | Lodging | Existing | Food Preparation | Natural Gas | Broiler | E6 | RIM BC Ratio | 0 | 0 | 0 | 0 | 0 | 0 | 0 | 0 | 0 | 0 | 0 | 0 | 0 | 0 | 0 | 0 | 0 | 0 | 0 | 0 | 0 | 0 | 0 | 0 | 0 | 0 | 0 | 0 | 0 | 0 | 0 | 0 | 0
F5_Commercial_Lodging_Existing_Food Preparation_Natural Gas_Broiler_E7 | F5 | Commercial | Lodging | Existing | Food Preparation | Natural Gas | Broiler | E7 | RIM BC Ratio | 0 | 0 | 0 | 0 | 0 | 0 | 0 | 0 | 0 | 0 | 0 | 0 | 0 | 0 | 0 | 0 | 0 | 0 | 0 | 0 | 0 | 0 | 0 | 0 | 0 | 0 | 0 | 0 | 0 | 0 | 0 | 0 | 0
F5_Commercial_Lodging_Existing_Food Preparation_Natural Gas_Broiler_E8 | F5 | Commercial | Lodging | Existing | Food Preparation | Natural Gas | Broiler | E8 | RIM BC Ratio | 0 | 0 | 0 | 0 | 0 | 0 | 0 | 0 | 0 | 0 | 0 | 0 | 0 | 0 | 0 | 0 | 0 | 0 | 0 | 0 | 0 | 0 | 0 | 0 | 0 | 0 | 0 | 0 | 0 | 0 | 0 | 0 | 0
F5_Commercial_Lodging_Existing_Food Preparation_Natural Gas_Broiler_E9 | F5 | Commercial | Lodging | Existing | Food Preparation | Natural Gas | Broiler | E9 | RIM BC Ratio | 0 | 0 | 0 | 0 | 0 | 0 | 0 | 0 | 0 | 0 | 0 | 0 | 0 | 0 | 0 | 0 | 0 | 0 | 0 | 0 | 0 | 0 | 0 | 0 | 0 | 0 | 0 | 0 | 0 | 0 | 0 | 0 | 0
F5_Commercial_Lodging_Existing_Food Preparation_Natural Gas_Broiler_E10 | F5 | Commercial | Lodging | Existing | Food Preparation | Natural Gas | Broiler | E10 | RIM BC Ratio | 0 | 0 | 0 | 0 | 0 | 0 | 0 | 0 | 0 | 0 | 0 | 0 | 0 | 0 | 0 | 0 | 0 | 0 | 0 | 0 | 0 | 0 | 0 | 0 | 0 | 0 | 0 | 0 | 0 | 0 | 0 | 0 | 0
F0_Commercial_Lodging_Existing_Food Preparation_Natural Gas_Griddle_E0 | F0 | Commercial | Lodging | Existing | Food Preparation | Natural Gas | Griddle | E0 | Economic Unit | ENERGY STAR | ENERGY STAR | ENERGY STAR | ENERGY STAR | ENERGY STAR | ENERGY STAR | ENERGY STAR | ENERGY STAR | ENERGY STAR | ENERGY STAR | ENERGY STAR | ENERGY STAR | ENERGY STAR | ENERGY STAR | ENERGY STAR | ENERGY STAR | ENERGY STAR | ENERGY STAR | ENERGY STAR | ENERGY STAR | ENERGY STAR | ENERGY STAR | ENERGY STAR | ENERGY STAR | ENERGY STAR | ENERGY STAR | ENERGY STAR | ENERGY STAR | ENERGY STAR | ENERGY STAR | ENERGY STAR | ENERGY STAR | ENERGY STAR
F1_Commercial_Lodging_Existing_Food Preparation_Natural Gas_Griddle_E1 | F1 | Commercial | Lodging | Existing | Food Preparation | Natural Gas | Griddle | E1 | CCE | 0 | 0 | 0 | 0 | 0 | 0 | 0 | 0 | 0 | 0 | 0 | 0 | 0 | 0 | 0 | 0 | 0 | 0 | 0 | 0 | 0 | 0 | 0 | 0 | 0 | 0 | 0 | 0 | 0 | 0 | 0 | 0 | 0
F1_Commercial_Lodging_Existing_Food Preparation_Natural Gas_Griddle_E2 | F1 | Commercial | Lodging | Existing | Food Preparation | Natural Gas | Griddle | E2 | CCE | 0.29693 | 0.30743 | 0.27597 | 0 | 0 | 0 | 0 | 0 | 0 | 0 | 0 | 0 | 0 | 0 | 0 | 0 | 0 | 0 | 0 | 0 | 0 | 0 | 0 | 0 | 0 | 0 | 0 | 0 | 0 | 0 | 0 | 0 | 0
F1_Commercial_Lodging_Existing_Food Preparation_Natural Gas_Griddle_E3 | F1 | Commercial | Lodging | Existing | Food Preparation | Natural Gas | Griddle | E3 | CCE | 0 | 0 | 0 | 0 | 0 | 0 | 0 | 0 | 0 | 0 | 0 | 0 | 0 | 0 | 0 | 0 | 0 | 0 | 0 | 0 | 0 | 0 | 0 | 0 | 0 | 0 | 0 | 0 | 0 | 0 | 0 | 0 | 0
F1_Commercial_Lodging_Existing_Food Preparation_Natural Gas_Griddle_E4 | F1 | Commercial | Lodging | Existing | Food Preparation | Natural Gas | Griddle | E4 | CCE | 0 | 0 | 0 | 0 | 0 | 0 | 0 | 0 | 0 | 0 | 0 | 0 | 0 | 0 | 0 | 0 | 0 | 0 | 0 | 0 | 0 | 0 | 0 | 0 | 0 | 0 | 0 | 0 | 0 | 0 | 0 | 0 | 0
F1_Commercial_Lodging_Existing_Food Preparation_Natural Gas_Griddle_E5 | F1 | Commercial | Lodging | Existing | Food Preparation | Natural Gas | Griddle | E5 | CCE | 0 | 0 | 0 | 0 | 0 | 0 | 0 | 0 | 0 | 0 | 0 | 0 | 0 | 0 | 0 | 0 | 0 | 0 | 0 | 0 | 0 | 0 | 0 | 0 | 0 | 0 | 0 | 0 | 0 | 0 | 0 | 0 | 0
F1_Commercial_Lodging_Existing_Food Preparation_Natural Gas_Griddle_E6 | F1 | Commercial | Lodging | Existing | Food Preparation | Natural Gas | Griddle | E6 | CCE | 0 | 0 | 0 | 0 | 0 | 0 | 0 | 0 | 0 | 0 | 0 | 0 | 0 | 0 | 0 | 0 | 0 | 0 | 0 | 0 | 0 | 0 | 0 | 0 | 0 | 0 | 0 | 0 | 0 | 0 | 0 | 0 | 0
F1_Commercial_Lodging_Existing_Food Preparation_Natural Gas_Griddle_E7 | F1 | Commercial | Lodging | Existing | Food Preparation | Natural Gas | Griddle | E7 | CCE | 0 | 0 | 0 | 0 | 0 | 0 | 0 | 0 | 0 | 0 | 0 | 0 | 0 | 0 | 0 | 0 | 0 | 0 | 0 | 0 | 0 | 0 | 0 | 0 | 0 | 0 | 0 | 0 | 0 | 0 | 0 | 0 | 0
F1_Commercial_Lodging_Existing_Food Preparation_Natural Gas_Griddle_E8 | F1 | Commercial | Lodging | Existing | Food Preparation | Natural Gas | Griddle | E8 | CCE | 0 | 0 | 0 | 0 | 0 | 0 | 0 | 0 | 0 | 0 | 0 | 0 | 0 | 0 | 0 | 0 | 0 | 0 | 0 | 0 | 0 | 0 | 0 | 0 | 0 | 0 | 0 | 0 | 0 | 0 | 0 | 0 | 0
F1_Commercial_Lodging_Existing_Food Preparation_Natural Gas_Griddle_E9 | F1 | Commercial | Lodging | Existing | Food Preparation | Natural Gas | Griddle | E9 | CCE | 0 | 0 | 0 | 0 | 0 | 0 | 0 | 0 | 0 | 0 | 0 | 0 | 0 | 0 | 0 | 0 | 0 | 0 | 0 | 0 | 0 | 0 | 0 | 0 | 0 | 0 | 0 | 0 | 0 | 0 | 0 | 0 | 0
F1_Commercial_Lodging_Existing_Food Preparation_Natural Gas_Griddle_E10 | F1 | Commercial | Lodging | Existing | Food Preparation | Natural Gas | Griddle | E10 | CCE | 0 | 0 | 0 | 0 | 0 | 0 | 0 | 0 | 0 | 0 | 0 | 0 | 0 | 0 | 0 | 0 | 0 | 0 | 0 | 0 | 0 | 0 | 0 | 0 | 0 | 0 | 0 | 0 | 0 | 0 | 0 | 0 | 0
F2_Commercial_Lodging_Existing_Food Preparation_Natural Gas_Griddle_E1 | F2 | Commercial | Lodging | Existing | Food Preparation | Natural Gas | Griddle | E1 | TRC BC Ratio | 1 | 1 | 1 | 0 | 0 | 0 | 0 | 0 | 0 | 0 | 0 | 0 | 0 | 0 | 0 | 0 | 0 | 0 | 0 | 0 | 0 | 0 | 0 | 0 | 0 | 0 | 0 | 0 | 0 | 0 | 0 | 0 | 0
F2_Commercial_Lodging_Existing_Food Preparation_Natural Gas_Griddle_E2 | F2 | Commercial | Lodging | Existing | Food Preparation | Natural Gas | Griddle | E2 | TRC BC Ratio | 5.5437 | 5.5508 | 5.5811 | 1 | 1 | 1 | 1 | 1 | 1 | 1 | 1 | 1 | 1 | 1 | 1 | 1 | 1 | 1 | 1 | 1 | 1 | 1 | 1 | 1 | 1 | 1 | 1 | 1 | 1 | 1 | 1 | 1 | 1
F2_Commercial_Lodging_Existing_Food Preparation_Natural Gas_Griddle_E3 | F2 | Commercial | Lodging | Existing | Food Preparation | Natural Gas | Griddle | E3 | TRC BC Ratio | 0 | 0 | 0 | 0 | 0 | 0 | 0 | 0 | 0 | 0 | 0 | 0 | 0 | 0 | 0 | 0 | 0 | 0 | 0 | 0 | 0 | 0 | 0 | 0 | 0 | 0 | 0 | 0 | 0 | 0 | 0 | 0 | 0
F2_Commercial_Lodging_Existing_Food Preparation_Natural Gas_Griddle_E4 | F2 | Commercial | Lodging | Existing | Food Preparation | Natural Gas | Griddle | E4 | TRC BC Ratio | 0 | 0 | 0 | 0 | 0 | 0 | 0 | 0 | 0 | 0 | 0 | 0 | 0 | 0 | 0 | 0 | 0 | 0 | 0 | 0 | 0 | 0 | 0 | 0 | 0 | 0 | 0 | 0 | 0 | 0 | 0 | 0 | 0
F2_Commercial_Lodging_Existing_Food Preparation_Natural Gas_Griddle_E5 | F2 | Commercial | Lodging | Existing | Food Preparation | Natural Gas | Griddle | E5 | TRC BC Ratio | 0 | 0 | 0 | 0 | 0 | 0 | 0 | 0 | 0 | 0 | 0 | 0 | 0 | 0 | 0 | 0 | 0 | 0 | 0 | 0 | 0 | 0 | 0 | 0 | 0 | 0 | 0 | 0 | 0 | 0 | 0 | 0 | 0
F2_Commercial_Lodging_Existing_Food Preparation_Natural Gas_Griddle_E6 | F2 | Commercial | Lodging | Existing | Food Preparation | Natural Gas | Griddle | E6 | TRC BC Ratio | 0 | 0 | 0 | 0 | 0 | 0 | 0 | 0 | 0 | 0 | 0 | 0 | 0 | 0 | 0 | 0 | 0 | 0 | 0 | 0 | 0 | 0 | 0 | 0 | 0 | 0 | 0 | 0 | 0 | 0 | 0 | 0 | 0
F2_Commercial_Lodging_Existing_Food Preparation_Natural Gas_Griddle_E7 | F2 | Commercial | Lodging | Existing | Food Preparation | Natural Gas | Griddle | E7 | TRC BC Ratio | 0 | 0 | 0 | 0 | 0 | 0 | 0 | 0 | 0 | 0 | 0 | 0 | 0 | 0 | 0 | 0 | 0 | 0 | 0 | 0 | 0 | 0 | 0 | 0 | 0 | 0 | 0 | 0 | 0 | 0 | 0 | 0 | 0
F2_Commercial_Lodging_Existing_Food Preparation_Natural Gas_Griddle_E8 | F2 | Commercial | Lodging | Existing | Food Preparation | Natural Gas | Griddle | E8 | TRC BC Ratio | 0 | 0 | 0 | 0 | 0 | 0 | 0 | 0 | 0 | 0 | 0 | 0 | 0 | 0 | 0 | 0 | 0 | 0 | 0 | 0 | 0 | 0 | 0 | 0 | 0 | 0 | 0 | 0 | 0 | 0 | 0 | 0 | 0
F2_Commercial_Lodging_Existing_Food Preparation_Natural Gas_Griddle_E9 | F2 | Commercial | Lodging | Existing | Food Preparation | Natural Gas | Griddle | E9 | TRC BC Ratio | 0 | 0 | 0 | 0 | 0 | 0 | 0 | 0 | 0 | 0 | 0 | 0 | 0 | 0 | 0 | 0 | 0 | 0 | 0 | 0 | 0 | 0 | 0 | 0 | 0 | 0 | 0 | 0 | 0 | 0 | 0 | 0 | 0
F2_Commercial_Lodging_Existing_Food Preparation_Natural Gas_Griddle_E10 | F2 | Commercial | Lodging | Existing | Food Preparation | Natural Gas | Griddle | E10 | TRC BC Ratio | 0 | 0 | 0 | 0 | 0 | 0 | 0 | 0 | 0 | 0 | 0 | 0 | 0 | 0 | 0 | 0 | 0 | 0 | 0 | 0 | 0 | 0 | 0 | 0 | 0 | 0 | 0 | 0 | 0 | 0 | 0 | 0 | 0
F3_Commercial_Lodging_Existing_Food Preparation_Natural Gas_Griddle_E1 | F3 | Commercial | Lodging | Existing | Food Preparation | Natural Gas | Griddle | E1 | PACT BC Ratio | 1 | 1 | 1 | 0 | 0 | 0 | 0 | 0 | 0 | 0 | 0 | 0 | 0 | 0 | 0 | 0 | 0 | 0 | 0 | 0 | 0 | 0 | 0 | 0 | 0 | 0 | 0 | 0 | 0 | 0 | 0 | 0 | 0
F3_Commercial_Lodging_Existing_Food Preparation_Natural Gas_Griddle_E2 | F3 | Commercial | Lodging | Existing | Food Preparation | Natural Gas | Griddle | E2 | PACT BC Ratio | 7.3916 | 7.4011 | 7.4415 | 1 | 1 | 1 | 1 | 1 | 1 | 1 | 1 | 1 | 1 | 1 | 1 | 1 | 1 | 1 | 1 | 1 | 1 | 1 | 1 | 1 | 1 | 1 | 1 | 1 | 1 | 1 | 1 | 1 | 1
F3_Commercial_Lodging_Existing_Food Preparation_Natural Gas_Griddle_E3 | F3 | Commercial | Lodging | Existing | Food Preparation | Natural Gas | Griddle | E3 | PACT BC Ratio | 0 | 0 | 0 | 0 | 0 | 0 | 0 | 0 | 0 | 0 | 0 | 0 | 0 | 0 | 0 | 0 | 0 | 0 | 0 | 0 | 0 | 0 | 0 | 0 | 0 | 0 | 0 | 0 | 0 | 0 | 0 | 0 | 0
F3_Commercial_Lodging_Existing_Food Preparation_Natural Gas_Griddle_E4 | F3 | Commercial | Lodging | Existing | Food Preparation | Natural Gas | Griddle | E4 | PACT BC Ratio | 0 | 0 | 0 | 0 | 0 | 0 | 0 | 0 | 0 | 0 | 0 | 0 | 0 | 0 | 0 | 0 | 0 | 0 | 0 | 0 | 0 | 0 | 0 | 0 | 0 | 0 | 0 | 0 | 0 | 0 | 0 | 0 | 0
F3_Commercial_Lodging_Existing_Food Preparation_Natural Gas_Griddle_E5 | F3 | Commercial | Lodging | Existing | Food Preparation | Natural Gas | Griddle | E5 | PACT BC Ratio | 0 | 0 | 0 | 0 | 0 | 0 | 0 | 0 | 0 | 0 | 0 | 0 | 0 | 0 | 0 | 0 | 0 | 0 | 0 | 0 | 0 | 0 | 0 | 0 | 0 | 0 | 0 | 0 | 0 | 0 | 0 | 0 | 0
F3_Commercial_Lodging_Existing_Food Preparation_Natural Gas_Griddle_E6 | F3 | Commercial | Lodging | Existing | Food Preparation | Natural Gas | Griddle | E6 | PACT BC Ratio | 0 | 0 | 0 | 0 | 0 | 0 | 0 | 0 | 0 | 0 | 0 | 0 | 0 | 0 | 0 | 0 | 0 | 0 | 0 | 0 | 0 | 0 | 0 | 0 | 0 | 0 | 0 | 0 | 0 | 0 | 0 | 0 | 0
F3_Commercial_Lodging_Existing_Food Preparation_Natural Gas_Griddle_E7 | F3 | Commercial | Lodging | Existing | Food Preparation | Natural Gas | Griddle | E7 | PACT BC Ratio | 0 | 0 | 0 | 0 | 0 | 0 | 0 | 0 | 0 | 0 | 0 | 0 | 0 | 0 | 0 | 0 | 0 | 0 | 0 | 0 | 0 | 0 | 0 | 0 | 0 | 0 | 0 | 0 | 0 | 0 | 0 | 0 | 0
F3_Commercial_Lodging_Existing_Food Preparation_Natural Gas_Griddle_E8 | F3 | Commercial | Lodging | Existing | Food Preparation | Natural Gas | Griddle | E8 | PACT BC Ratio | 0 | 0 | 0 | 0 | 0 | 0 | 0 | 0 | 0 | 0 | 0 | 0 | 0 | 0 | 0 | 0 | 0 | 0 | 0 | 0 | 0 | 0 | 0 | 0 | 0 | 0 | 0 | 0 | 0 | 0 | 0 | 0 | 0
F3_Commercial_Lodging_Existing_Food Preparation_Natural Gas_Griddle_E9 | F3 | Commercial | Lodging | Existing | Food Preparation | Natural Gas | Griddle | E9 | PACT BC Ratio | 0 | 0 | 0 | 0 | 0 | 0 | 0 | 0 | 0 | 0 | 0 | 0 | 0 | 0 | 0 | 0 | 0 | 0 | 0 | 0 | 0 | 0 | 0 | 0 | 0 | 0 | 0 | 0 | 0 | 0 | 0 | 0 | 0
F3_Commercial_Lodging_Existing_Food Preparation_Natural Gas_Griddle_E10 | F3 | Commercial | Lodging | Existing | Food Preparation | Natural Gas | Griddle | E10 | PACT BC Ratio | 0 | 0 | 0 | 0 | 0 | 0 | 0 | 0 | 0 | 0 | 0 | 0 | 0 | 0 | 0 | 0 | 0 | 0 | 0 | 0 | 0 | 0 | 0 | 0 | 0 | 0 | 0 | 0 | 0 | 0 | 0 | 0 | 0
F4_Commercial_Lodging_Existing_Food Preparation_Natural Gas_Griddle_E1 | F4 | Commercial | Lodging | Existing | Food Preparation | Natural Gas | Griddle | E1 | RVT BC Ratio | 1 | 1 | 1 | 0 | 0 | 0 | 0 | 0 | 0 | 0 | 0 | 0 | 0 | 0 | 0 | 0 | 0 | 0 | 0 | 0 | 0 | 0 | 0 | 0 | 0 | 0 | 0 | 0 | 0 | 0 | 0 | 0 | 0
F4_Commercial_Lodging_Existing_Food Preparation_Natural Gas_Griddle_E2 | F4 | Commercial | Lodging | Existing | Food Preparation | Natural Gas | Griddle | E2 | RVT BC Ratio | 8.6701 | 8.6803 | 8.7239 | 1 | 1 | 1 | 1 | 1 | 1 | 1 | 1 | 1 | 1 | 1 | 1 | 1 | 1 | 1 | 1 | 1 | 1 | 1 | 1 | 1 | 1 | 1 | 1 | 1 | 1 | 1 | 1 | 1 | 1
F4_Commercial_Lodging_Existing_Food Preparation_Natural Gas_Griddle_E3 | F4 | Commercial | Lodging | Existing | Food Preparation | Natural Gas | Griddle | E3 | RVT BC Ratio | 0 | 0 | 0 | 0 | 0 | 0 | 0 | 0 | 0 | 0 | 0 | 0 | 0 | 0 | 0 | 0 | 0 | 0 | 0 | 0 | 0 | 0 | 0 | 0 | 0 | 0 | 0 | 0 | 0 | 0 | 0 | 0 | 0
F4_Commercial_Lodging_Existing_Food Preparation_Natural Gas_Griddle_E4 | F4 | Commercial | Lodging | Existing | Food Preparation | Natural Gas | Griddle | E4 | RVT BC Ratio | 0 | 0 | 0 | 0 | 0 | 0 | 0 | 0 | 0 | 0 | 0 | 0 | 0 | 0 | 0 | 0 | 0 | 0 | 0 | 0 | 0 | 0 | 0 | 0 | 0 | 0 | 0 | 0 | 0 | 0 | 0 | 0 | 0
F4_Commercial_Lodging_Existing_Food Preparation_Natural Gas_Griddle_E5 | F4 | Commercial | Lodging | Existing | Food Preparation | Natural Gas | Griddle | E5 | RVT BC Ratio | 0 | 0 | 0 | 0 | 0 | 0 | 0 | 0 | 0 | 0 | 0 | 0 | 0 | 0 | 0 | 0 | 0 | 0 | 0 | 0 | 0 | 0 | 0 | 0 | 0 | 0 | 0 | 0 | 0 | 0 | 0 | 0 | 0
F4_Commercial_Lodging_Existing_Food Preparation_Natural Gas_Griddle_E6 | F4 | Commercial | Lodging | Existing | Food Preparation | Natural Gas | Griddle | E6 | RVT BC Ratio | 0 | 0 | 0 | 0 | 0 | 0 | 0 | 0 | 0 | 0 | 0 | 0 | 0 | 0 | 0 | 0 | 0 | 0 | 0 | 0 | 0 | 0 | 0 | 0 | 0 | 0 | 0 | 0 | 0 | 0 | 0 | 0 | 0
F4_Commercial_Lodging_Existing_Food Preparation_Natural Gas_Griddle_E7 | F4 | Commercial | Lodging | Existing | Food Preparation | Natural Gas | Griddle | E7 | RVT BC Ratio | 0 | 0 | 0 | 0 | 0 | 0 | 0 | 0 | 0 | 0 | 0 | 0 | 0 | 0 | 0 | 0 | 0 | 0 | 0 | 0 | 0 | 0 | 0 | 0 | 0 | 0 | 0 | 0 | 0 | 0 | 0 | 0 | 0
F4_Commercial_Lodging_Existing_Food Preparation_Natural Gas_Griddle_E8 | F4 | Commercial | Lodging | Existing | Food Preparation | Natural Gas | Griddle | E8 | RVT BC Ratio | 0 | 0 | 0 | 0 | 0 | 0 | 0 | 0 | 0 | 0 | 0 | 0 | 0 | 0 | 0 | 0 | 0 | 0 | 0 | 0 | 0 | 0 | 0 | 0 | 0 | 0 | 0 | 0 | 0 | 0 | 0 | 0 | 0
F4_Commercial_Lodging_Existing_Food Preparation_Natural Gas_Griddle_E9 | F4 | Commercial | Lodging | Existing | Food Preparation | Natural Gas | Griddle | E9 | RVT BC Ratio | 0 | 0 | 0 | 0 | 0 | 0 | 0 | 0 | 0 | 0 | 0 | 0 | 0 | 0 | 0 | 0 | 0 | 0 | 0 | 0 | 0 | 0 | 0 | 0 | 0 | 0 | 0 | 0 | 0 | 0 | 0 | 0 | 0
F4_Commercial_Lodging_Existing_Food Preparation_Natural Gas_Griddle_E10 | F4 | Commercial | Lodging | Existing | Food Preparation | Natural Gas | Griddle | E10 | RVT BC Ratio | 0 | 0 | 0 | 0 | 0 | 0 | 0 | 0 | 0 | 0 | 0 | 0 | 0 | 0 | 0 | 0 | 0 | 0 | 0 | 0 | 0 | 0 | 0 | 0 | 0 | 0 | 0 | 0 | 0 | 0 | 0 | 0 | 0
F5_Commercial_Lodging_Existing_Food Preparation_Natural Gas_Griddle_E1 | F5 | Commercial | Lodging | Existing | Food Preparation | Natural Gas | Griddle | E1 | RIM BC Ratio | 1 | 1 | 1 | 0 | 0 | 0 | 0 | 0 | 0 | 0 | 0 | 0 | 0 | 0 | 0 | 0 | 0 | 0 | 0 | 0 | 0 | 0 | 0 | 0 | 0 | 0 | 0 | 0 | 0 | 0 | 0 | 0 | 0
F5_Commercial_Lodging_Existing_Food Preparation_Natural Gas_Griddle_E2 | F5 | Commercial | Lodging | Existing | Food Preparation | Natural Gas | Griddle | E2 | RIM BC Ratio | 0.74999 | 0.75009 | 0.7505 | 1 | 1 | 1 | 1 | 1 | 1 | 1 | 1 | 1 | 1 | 1 | 1 | 1 | 1 | 1 | 1 | 1 | 1 | 1 | 1 | 1 | 1 | 1 | 1 | 1 | 1 | 1 | 1 | 1 | 1
F5_Commercial_Lodging_Existing_Food Preparation_Natural Gas_Griddle_E3 | F5 | Commercial | Lodging | Existing | Food Preparation | Natural Gas | Griddle | E3 | RIM BC Ratio | 0 | 0 | 0 | 0 | 0 | 0 | 0 | 0 | 0 | 0 | 0 | 0 | 0 | 0 | 0 | 0 | 0 | 0 | 0 | 0 | 0 | 0 | 0 | 0 | 0 | 0 | 0 | 0 | 0 | 0 | 0 | 0 | 0
F5_Commercial_Lodging_Existing_Food Preparation_Natural Gas_Griddle_E4 | F5 | Commercial | Lodging | Existing | Food Preparation | Natural Gas | Griddle | E4 | RIM BC Ratio | 0 | 0 | 0 | 0 | 0 | 0 | 0 | 0 | 0 | 0 | 0 | 0 | 0 | 0 | 0 | 0 | 0 | 0 | 0 | 0 | 0 | 0 | 0 | 0 | 0 | 0 | 0 | 0 | 0 | 0 | 0 | 0 | 0
F5_Commercial_Lodging_Existing_Food Preparation_Natural Gas_Griddle_E5 | F5 | Commercial | Lodging | Existing | Food Preparation | Natural Gas | Griddle | E5 | RIM BC Ratio | 0 | 0 | 0 | 0 | 0 | 0 | 0 | 0 | 0 | 0 | 0 | 0 | 0 | 0 | 0 | 0 | 0 | 0 | 0 | 0 | 0 | 0 | 0 | 0 | 0 | 0 | 0 | 0 | 0 | 0 | 0 | 0 | 0
F5_Commercial_Lodging_Existing_Food Preparation_Natural Gas_Griddle_E6 | F5 | Commercial | Lodging | Existing | Food Preparation | Natural Gas | Griddle | E6 | RIM BC Ratio | 0 | 0 | 0 | 0 | 0 | 0 | 0 | 0 | 0 | 0 | 0 | 0 | 0 | 0 | 0 | 0 | 0 | 0 | 0 | 0 | 0 | 0 | 0 | 0 | 0 | 0 | 0 | 0 | 0 | 0 | 0 | 0 | 0
F5_Commercial_Lodging_Existing_Food Preparation_Natural Gas_Griddle_E7 | F5 | Commercial | Lodging | Existing | Food Preparation | Natural Gas | Griddle | E7 | RIM BC Ratio | 0 | 0 | 0 | 0 | 0 | 0 | 0 | 0 | 0 | 0 | 0 | 0 | 0 | 0 | 0 | 0 | 0 | 0 | 0 | 0 | 0 | 0 | 0 | 0 | 0 | 0 | 0 | 0 | 0 | 0 | 0 | 0 | 0
F5_Commercial_Lodging_Existing_Food Preparation_Natural Gas_Griddle_E8 | F5 | Commercial | Lodging | Existing | Food Preparation | Natural Gas | Griddle | E8 | RIM BC Ratio | 0 | 0 | 0 | 0 | 0 | 0 | 0 | 0 | 0 | 0 | 0 | 0 | 0 | 0 | 0 | 0 | 0 | 0 | 0 | 0 | 0 | 0 | 0 | 0 | 0 | 0 | 0 | 0 | 0 | 0 | 0 | 0 | 0
F5_Commercial_Lodging_Existing_Food Preparation_Natural Gas_Griddle_E9 | F5 | Commercial | Lodging | Existing | Food Preparation | Natural Gas | Griddle | E9 | RIM BC Ratio | 0 | 0 | 0 | 0 | 0 | 0 | 0 | 0 | 0 | 0 | 0 | 0 | 0 | 0 | 0 | 0 | 0 | 0 | 0 | 0 | 0 | 0 | 0 | 0 | 0 | 0 | 0 | 0 | 0 | 0 | 0 | 0 | 0
F5_Commercial_Lodging_Existing_Food Preparation_Natural Gas_Griddle_E10 | F5 | Commercial | Lodging | Existing | Food Preparation | Natural Gas | Griddle | E10 | RIM BC Ratio | 0 | 0 | 0 | 0 | 0 | 0 | 0 | 0 | 0 | 0 | 0 | 0 | 0 | 0 | 0 | 0 | 0 | 0 | 0 | 0 | 0 | 0 | 0 | 0 | 0 | 0 | 0 | 0 | 0 | 0 | 0 | 0 | 0
F0_Commercial_Lodging_Existing_Food Preparation_Natural Gas_Range_E0 | F0 | Commercial | Lodging | Existing | Food Preparation | Natural Gas | Range | E0 | Economic Unit | High Efficiency | High Efficiency | High Efficiency | High Efficiency | High Efficiency | High Efficiency | High Efficiency | High Efficiency | High Efficiency | High Efficiency | High Efficiency | High Efficiency | High Efficiency | High Efficiency | High Efficiency | High Efficiency | High Efficiency | High Efficiency | High Efficiency | High Efficiency | High Efficiency | High Efficiency | High Efficiency | High Efficiency | High Efficiency | High Efficiency | High Efficiency | High Efficiency | High Efficiency | High Efficiency | High Efficiency | High Efficiency | High Efficiency
F1_Commercial_Lodging_Existing_Food Preparation_Natural Gas_Range_E1 | F1 | Commercial | Lodging | Existing | Food Preparation | Natural Gas | Range | E1 | CCE | 0 | 0 | 0 | 0 | 0 | 0 | 0 | 0 | 0 | 0 | 0 | 0 | 0 | 0 | 0 | 0 | 0 | 0 | 0 | 0 | 0 | 0 | 0 | 0 | 0 | 0 | 0 | 0 | 0 | 0 | 0 | 0 | 0
F1_Commercial_Lodging_Existing_Food Preparation_Natural Gas_Range_E2 | F1 | Commercial | Lodging | Existing | Food Preparation | Natural Gas | Range | E2 | CCE | 0.00050763 | 0.00052557 | 0.00047179 | 0.00048064 | 0.00048064 | 0.00048064 | 0.00048064 | 0.00048064 | 0.00048064 | 0.00048064 | 0.00048064 | 0.00048064 | 0.00048064 | 0.00048064 | 0.00048064 | 0.00048064 | 0.00048064 | 0.00048064 | 0.00048064 | 0.00048064 | 0.00048064 | 0.00048064 | 0.00048064 | 0.00048064 | 0.00048064 | 0.00048064 | 0.00048064 | 0.00048064 | 0.00048064 | 0.00048064 | 0.00048064 | 0.00048064 | 0.00048064
F1_Commercial_Lodging_Existing_Food Preparation_Natural Gas_Range_E3 | F1 | Commercial | Lodging | Existing | Food Preparation | Natural Gas | Range | E3 | CCE | 0 | 0 | 0 | 0 | 0 | 0 | 0 | 0 | 0 | 0 | 0 | 0 | 0 | 0 | 0 | 0 | 0 | 0 | 0 | 0 | 0 | 0 | 0 | 0 | 0 | 0 | 0 | 0 | 0 | 0 | 0 | 0 | 0
F1_Commercial_Lodging_Existing_Food Preparation_Natural Gas_Range_E4 | F1 | Commercial | Lodging | Existing | Food Preparation | Natural Gas | Range | E4 | CCE | 0 | 0 | 0 | 0 | 0 | 0 | 0 | 0 | 0 | 0 | 0 | 0 | 0 | 0 | 0 | 0 | 0 | 0 | 0 | 0 | 0 | 0 | 0 | 0 | 0 | 0 | 0 | 0 | 0 | 0 | 0 | 0 | 0
F1_Commercial_Lodging_Existing_Food Preparation_Natural Gas_Range_E5 | F1 | Commercial | Lodging | Existing | Food Preparation | Natural Gas | Range | E5 | CCE | 0 | 0 | 0 | 0 | 0 | 0 | 0 | 0 | 0 | 0 | 0 | 0 | 0 | 0 | 0 | 0 | 0 | 0 | 0 | 0 | 0 | 0 | 0 | 0 | 0 | 0 | 0 | 0 | 0 | 0 | 0 | 0 | 0
F1_Commercial_Lodging_Existing_Food Preparation_Natural Gas_Range_E6 | F1 | Commercial | Lodging | Existing | Food Preparation | Natural Gas | Range | E6 | CCE | 0 | 0 | 0 | 0 | 0 | 0 | 0 | 0 | 0 | 0 | 0 | 0 | 0 | 0 | 0 | 0 | 0 | 0 | 0 | 0 | 0 | 0 | 0 | 0 | 0 | 0 | 0 | 0 | 0 | 0 | 0 | 0 | 0
F1_Commercial_Lodging_Existing_Food Preparation_Natural Gas_Range_E7 | F1 | Commercial | Lodging | Existing | Food Preparation | Natural Gas | Range | E7 | CCE | 0 | 0 | 0 | 0 | 0 | 0 | 0 | 0 | 0 | 0 | 0 | 0 | 0 | 0 | 0 | 0 | 0 | 0 | 0 | 0 | 0 | 0 | 0 | 0 | 0 | 0 | 0 | 0 | 0 | 0 | 0 | 0 | 0
F1_Commercial_Lodging_Existing_Food Preparation_Natural Gas_Range_E8 | F1 | Commercial | Lodging | Existing | Food Preparation | Natural Gas | Range | E8 | CCE | 0 | 0 | 0 | 0 | 0 | 0 | 0 | 0 | 0 | 0 | 0 | 0 | 0 | 0 | 0 | 0 | 0 | 0 | 0 | 0 | 0 | 0 | 0 | 0 | 0 | 0 | 0 | 0 | 0 | 0 | 0 | 0 | 0
F1_Commercial_Lodging_Existing_Food Preparation_Natural Gas_Range_E9 | F1 | Commercial | Lodging | Existing | Food Preparation | Natural Gas | Range | E9 | CCE | 0 | 0 | 0 | 0 | 0 | 0 | 0 | 0 | 0 | 0 | 0 | 0 | 0 | 0 | 0 | 0 | 0 | 0 | 0 | 0 | 0 | 0 | 0 | 0 | 0 | 0 | 0 | 0 | 0 | 0 | 0 | 0 | 0
F1_Commercial_Lodging_Existing_Food Preparation_Natural Gas_Range_E10 | F1 | Commercial | Lodging | Existing | Food Preparation | Natural Gas | Range | E10 | CCE | 0 | 0 | 0 | 0 | 0 | 0 | 0 | 0 | 0 | 0 | 0 | 0 | 0 | 0 | 0 | 0 | 0 | 0 | 0 | 0 | 0 | 0 | 0 | 0 | 0 | 0 | 0 | 0 | 0 | 0 | 0 | 0 | 0
F2_Commercial_Lodging_Existing_Food Preparation_Natural Gas_Range_E1 | F2 | Commercial | Lodging | Existing | Food Preparation | Natural Gas | Range | E1 | TRC BC Ratio | bar: 2019 to 2051
F2_Commercial_Lodging_Existing_Food Preparation_Natural Gas_Range_E2 | F2 | Commercial | Lodging | Existing | Food Preparation | Natural Gas | Range | E2 | TRC BC Ratio | 3238.1763 | 3237.6638 | 3253.2359 | 3229.2965 | 3214.742 | 3225.333 | 3257.2017 | 3282.3529 | 3313.5879 | 3343.0653 | 3372.7037 | 3399.9187 | 3429.0969 | 3459.5906 | 3488.7267 | 3518.3834 | 3548.5216 | 3581.2716 | 3615.4555 | 3651.453 | 3686.9037 | 3723.9437 | 3758.1113 | 3793.4744 | 3824.7719 | 3851.8132 | 3876.4326 | 3897.6637 | 3914.2981 | 3927.934 | 3935.3605 | 3940.3394 | 3940.3394
F2_Commercial_Lodging_Existing_Food Preparation_Natural Gas_Range_E3 | F2 | Commercial | Lodging | Existing | Food Preparation | Natural Gas | Range | E3 | TRC BC Ratio | 0 | 0 | 0 | 0 | 0 | 0 | 0 | 0 | 0 | 0 | 0 | 0 | 0 | 0 | 0 | 0 | 0 | 0 | 0 | 0 | 0 | 0 | 0 | 0 | 0 | 0 | 0 | 0 | 0 | 0 | 0 | 0 | 0
F2_Commercial_Lodging_Existing_Food Preparation_Natural Gas_Range_E4 | F2 | Commercial | Lodging | Existing | Food Preparation | Natural Gas | Range | E4 | TRC BC Ratio | 0 | 0 | 0 | 0 | 0 | 0 | 0 | 0 | 0 | 0 | 0 | 0 | 0 | 0 | 0 | 0 | 0 | 0 | 0 | 0 | 0 | 0 | 0 | 0 | 0 | 0 | 0 | 0 | 0 | 0 | 0 | 0 | 0
F2_Commercial_Lodging_Existing_Food Preparation_Natural Gas_Range_E5 | F2 | Commercial | Lodging | Existing | Food Preparation | Natural Gas | Range | E5 | TRC BC Ratio | 0 | 0 | 0 | 0 | 0 | 0 | 0 | 0 | 0 | 0 | 0 | 0 | 0 | 0 | 0 | 0 | 0 | 0 | 0 | 0 | 0 | 0 | 0 | 0 | 0 | 0 | 0 | 0 | 0 | 0 | 0 | 0 | 0
F2_Commercial_Lodging_Existing_Food Preparation_Natural Gas_Range_E6 | F2 | Commercial | Lodging | Existing | Food Preparation | Natural Gas | Range | E6 | TRC BC Ratio | 0 | 0 | 0 | 0 | 0 | 0 | 0 | 0 | 0 | 0 | 0 | 0 | 0 | 0 | 0 | 0 | 0 | 0 | 0 | 0 | 0 | 0 | 0 | 0 | 0 | 0 | 0 | 0 | 0 | 0 | 0 | 0 | 0
F2_Commercial_Lodging_Existing_Food Preparation_Natural Gas_Range_E7 | F2 | Commercial | Lodging | Existing | Food Preparation | Natural Gas | Range | E7 | TRC BC Ratio | 0 | 0 | 0 | 0 | 0 | 0 | 0 | 0 | 0 | 0 | 0 | 0 | 0 | 0 | 0 | 0 | 0 | 0 | 0 | 0 | 0 | 0 | 0 | 0 | 0 | 0 | 0 | 0 | 0 | 0 | 0 | 0 | 0
F2_Commercial_Lodging_Existing_Food Preparation_Natural Gas_Range_E8 | F2 | Commercial | Lodging | Existing | Food Preparation | Natural Gas | Range | E8 | TRC BC Ratio | 0 | 0 | 0 | 0 | 0 | 0 | 0 | 0 | 0 | 0 | 0 | 0 | 0 | 0 | 0 | 0 | 0 | 0 | 0 | 0 | 0 | 0 | 0 | 0 | 0 | 0 | 0 | 0 | 0 | 0 | 0 | 0 | 0
F2_Commercial_Lodging_Existing_Food Preparation_Natural Gas_Range_E9 | F2 | Commercial | Lodging | Existing | Food Preparation | Natural Gas | Range | E9 | TRC BC Ratio | 0 | 0 | 0 | 0 | 0 | 0 | 0 | 0 | 0 | 0 | 0 | 0 | 0 | 0 | 0 | 0 | 0 | 0 | 0 | 0 | 0 | 0 | 0 | 0 | 0 | 0 | 0 | 0 | 0 | 0 | 0 | 0 | 0
F2_Commercial_Lodging_Existing_Food Preparation_Natural Gas_Range_E10 | F2 | Commercial | Lodging | Existing | Food Preparation | Natural Gas | Range | E10 | TRC BC Ratio | 0 | 0 | 0 | 0 | 0 | 0 | 0 | 0 | 0 | 0 | 0 | 0 | 0 | 0 | 0 | 0 | 0 | 0 | 0 | 0 | 0 | 0 | 0 | 0 | 0 | 0 | 0 | 0 | 0 | 0 | 0 | 0 | 0
F3_Commercial_Lodging_Existing_Food Preparation_Natural Gas_Range_E1 | F3 | Commercial | Lodging | Existing | Food Preparation | Natural Gas | Range | E1 | PACT BC Ratio | bar: 2019 to 2051
F3_Commercial_Lodging_Existing_Food Preparation_Natural Gas_Range_E2 | F3 | Commercial | Lodging | Existing | Food Preparation | Natural Gas | Range | E2 | PACT BC Ratio | 4317.5684 | 4316.8851 | 4337.6479 | 4305.7287 | 4286.3226 | 4300.444 | 4342.9357 | 4376.4705 | 4418.1173 | 4457.4204 | 4496.9383 | 4533.2249 | 4572.1292 | 4612.7875 | 4651.6356 | 4691.1778 | 4731.3622 | 4775.0288 | 4820.6073 | 4868.604 | 4915.8716 | 4965.2582 | 5010.815 | 5057.9659 | 5099.6959 | 5135.7509 | 5168.5769 | 5196.8849 | 5219.0641 | 5237.2453 | 5247.1473 | 5253.7859 | 5253.7859
F3_Commercial_Lodging_Existing_Food Preparation_Natural Gas_Range_E3 | F3 | Commercial | Lodging | Existing | Food Preparation | Natural Gas | Range | E3 | PACT BC Ratio | 0 | 0 | 0 | 0 | 0 | 0 | 0 | 0 | 0 | 0 | 0 | 0 | 0 | 0 | 0 | 0 | 0 | 0 | 0 | 0 | 0 | 0 | 0 | 0 | 0 | 0 | 0 | 0 | 0 | 0 | 0 | 0 | 0
F3_Commercial_Lodging_Existing_Food Preparation_Natural Gas_Range_E4 | F3 | Commercial | Lodging | Existing | Food Preparation | Natural Gas | Range | E4 | PACT BC Ratio | 0 | 0 | 0 | 0 | 0 | 0 | 0 | 0 | 0 | 0 | 0 | 0 | 0 | 0 | 0 | 0 | 0 | 0 | 0 | 0 | 0 | 0 | 0 | 0 | 0 | 0 | 0 | 0 | 0 | 0 | 0 | 0 | 0
F3_Commercial_Lodging_Existing_Food Preparation_Natural Gas_Range_E5 | F3 | Commercial | Lodging | Existing | Food Preparation | Natural Gas | Range | E5 | PACT BC Ratio | 0 | 0 | 0 | 0 | 0 | 0 | 0 | 0 | 0 | 0 | 0 | 0 | 0 | 0 | 0 | 0 | 0 | 0 | 0 | 0 | 0 | 0 | 0 | 0 | 0 | 0 | 0 | 0 | 0 | 0 | 0 | 0 | 0
F3_Commercial_Lodging_Existing_Food Preparation_Natural Gas_Range_E6 | F3 | Commercial | Lodging | Existing | Food Preparation | Natural Gas | Range | E6 | PACT BC Ratio | 0 | 0 | 0 | 0 | 0 | 0 | 0 | 0 | 0 | 0 | 0 | 0 | 0 | 0 | 0 | 0 | 0 | 0 | 0 | 0 | 0 | 0 | 0 | 0 | 0 | 0 | 0 | 0 | 0 | 0 | 0 | 0 | 0
F3_Commercial_Lodging_Existing_Food Preparation_Natural Gas_Range_E7 | F3 | Commercial | Lodging | Existing | Food Preparation | Natural Gas | Range | E7 | PACT BC Ratio | 0 | 0 | 0 | 0 | 0 | 0 | 0 | 0 | 0 | 0 | 0 | 0 | 0 | 0 | 0 | 0 | 0 | 0 | 0 | 0 | 0 | 0 | 0 | 0 | 0 | 0 | 0 | 0 | 0 | 0 | 0 | 0 | 0
F3_Commercial_Lodging_Existing_Food Preparation_Natural Gas_Range_E8 | F3 | Commercial | Lodging | Existing | Food Preparation | Natural Gas | Range | E8 | PACT BC Ratio | 0 | 0 | 0 | 0 | 0 | 0 | 0 | 0 | 0 | 0 | 0 | 0 | 0 | 0 | 0 | 0 | 0 | 0 | 0 | 0 | 0 | 0 | 0 | 0 | 0 | 0 | 0 | 0 | 0 | 0 | 0 | 0 | 0
F3_Commercial_Lodging_Existing_Food Preparation_Natural Gas_Range_E9 | F3 | Commercial | Lodging | Existing | Food Preparation | Natural Gas | Range | E9 | PACT BC Ratio | 0 | 0 | 0 | 0 | 0 | 0 | 0 | 0 | 0 | 0 | 0 | 0 | 0 | 0 | 0 | 0 | 0 | 0 | 0 | 0 | 0 | 0 | 0 | 0 | 0 | 0 | 0 | 0 | 0 | 0 | 0 | 0 | 0
F3_Commercial_Lodging_Existing_Food Preparation_Natural Gas_Range_E10 | F3 | Commercial | Lodging | Existing | Food Preparation | Natural Gas | Range | E10 | PACT BC Ratio | 0 | 0 | 0 | 0 | 0 | 0 | 0 | 0 | 0 | 0 | 0 | 0 | 0 | 0 | 0 | 0 | 0 | 0 | 0 | 0 | 0 | 0 | 0 | 0 | 0 | 0 | 0 | 0 | 0 | 0 | 0 | 0 | 0
F4_Commercial_Lodging_Existing_Food Preparation_Natural Gas_Range_E1 | F4 | Commercial | Lodging | Existing | Food Preparation | Natural Gas | Range | E1 | RVT BC Ratio | bar: 2019 to 2051
F4_Commercial_Lodging_Existing_Food Preparation_Natural Gas_Range_E2 | F4 | Commercial | Lodging | Existing | Food Preparation | Natural Gas | Range | E2 | RVT BC Ratio | 4656.1553 | 4655.4185 | 4677.8062 | 4643.389 | 4622.4643 | 4637.6907 | 4683.5078 | 4719.667 | 4764.573 | 4806.9519 | 4849.5624 | 4888.6888 | 4930.6377 | 4974.4778 | 5016.3662 | 5059.0029 | 5102.332 | 5149.4159 | 5198.5613 | 5250.3142 | 5301.2809 | 5354.5324 | 5403.6544 | 5454.4953 | 5499.491 | 5538.3676 | 5573.7625 | 5604.2859 | 5628.2008 | 5647.8049 | 5658.4818 | 5665.6399 | 5665.6399
F4_Commercial_Lodging_Existing_Food Preparation_Natural Gas_Range_E3 | F4 | Commercial | Lodging | Existing | Food Preparation | Natural Gas | Range | E3 | RVT BC Ratio | 0 | 0 | 0 | 0 | 0 | 0 | 0 | 0 | 0 | 0 | 0 | 0 | 0 | 0 | 0 | 0 | 0 | 0 | 0 | 0 | 0 | 0 | 0 | 0 | 0 | 0 | 0 | 0 | 0 | 0 | 0 | 0 | 0
F4_Commercial_Lodging_Existing_Food Preparation_Natural Gas_Range_E4 | F4 | Commercial | Lodging | Existing | Food Preparation | Natural Gas | Range | E4 | RVT BC Ratio | 0 | 0 | 0 | 0 | 0 | 0 | 0 | 0 | 0 | 0 | 0 | 0 | 0 | 0 | 0 | 0 | 0 | 0 | 0 | 0 | 0 | 0 | 0 | 0 | 0 | 0 | 0 | 0 | 0 | 0 | 0 | 0 | 0
F4_Commercial_Lodging_Existing_Food Preparation_Natural Gas_Range_E5 | F4 | Commercial | Lodging | Existing | Food Preparation | Natural Gas | Range | E5 | RVT BC Ratio | 0 | 0 | 0 | 0 | 0 | 0 | 0 | 0 | 0 | 0 | 0 | 0 | 0 | 0 | 0 | 0 | 0 | 0 | 0 | 0 | 0 | 0 | 0 | 0 | 0 | 0 | 0 | 0 | 0 | 0 | 0 | 0 | 0
F4_Commercial_Lodging_Existing_Food Preparation_Natural Gas_Range_E6 | F4 | Commercial | Lodging | Existing | Food Preparation | Natural Gas | Range | E6 | RVT BC Ratio | 0 | 0 | 0 | 0 | 0 | 0 | 0 | 0 | 0 | 0 | 0 | 0 | 0 | 0 | 0 | 0 | 0 | 0 | 0 | 0 | 0 | 0 | 0 | 0 | 0 | 0 | 0 | 0 | 0 | 0 | 0 | 0 | 0
F4_Commercial_Lodging_Existing_Food Preparation_Natural Gas_Range_E7 | F4 | Commercial | Lodging | Existing | Food Preparation | Natural Gas | Range | E7 | RVT BC Ratio | 0 | 0 | 0 | 0 | 0 | 0 | 0 | 0 | 0 | 0 | 0 | 0 | 0 | 0 | 0 | 0 | 0 | 0 | 0 | 0 | 0 | 0 | 0 | 0 | 0 | 0 | 0 | 0 | 0 | 0 | 0 | 0 | 0
F4_Commercial_Lodging_Existing_Food Preparation_Natural Gas_Range_E8 | F4 | Commercial | Lodging | Existing | Food Preparation | Natural Gas | Range | E8 | RVT BC Ratio | 0 | 0 | 0 | 0 | 0 | 0 | 0 | 0 | 0 | 0 | 0 | 0 | 0 | 0 | 0 | 0 | 0 | 0 | 0 | 0 | 0 | 0 | 0 | 0 | 0 | 0 | 0 | 0 | 0 | 0 | 0 | 0 | 0
F4_Commercial_Lodging_Existing_Food Preparation_Natural Gas_Range_E9 | F4 | Commercial | Lodging | Existing | Food Preparation | Natural Gas | Range | E9 | RVT BC Ratio | 0 | 0 | 0 | 0 | 0 | 0 | 0 | 0 | 0 | 0 | 0 | 0 | 0 | 0 | 0 | 0 | 0 | 0 | 0 | 0 | 0 | 0 | 0 | 0 | 0 | 0 | 0 | 0 | 0 | 0 | 0 | 0 | 0
F4_Commercial_Lodging_Existing_Food Preparation_Natural Gas_Range_E10 | F4 | Commercial | Lodging | Existing | Food Preparation | Natural Gas | Range | E10 | RVT BC Ratio | 0 | 0 | 0 | 0 | 0 | 0 | 0 | 0 | 0 | 0 | 0 | 0 | 0 | 0 | 0 | 0 | 0 | 0 | 0 | 0 | 0 | 0 | 0 | 0 | 0 | 0 | 0 | 0 | 0 | 0 | 0 | 0 | 0
F5_Commercial_Lodging_Existing_Food Preparation_Natural Gas_Range_E1 | F5 | Commercial | Lodging | Existing | Food Preparation | Natural Gas | Range | E1 | RIM BC Ratio | bar: 2019 to 2051
F5_Commercial_Lodging_Existing_Food Preparation_Natural Gas_Range_E2 | F5 | Commercial | Lodging | Existing | Food Preparation | Natural Gas | Range | E2 | RIM BC Ratio | 0.83452 | 0.83452 | 0.83452 | 0.83452 | 0.83452 | 0.83452 | 0.83452 | 0.83452 | 0.83452 | 0.83452 | 0.83452 | 0.83453 | 0.83453 | 0.83453 | 0.83453 | 0.83453 | 0.83453 | 0.83453 | 0.83453 | 0.83454 | 0.83454 | 0.83454 | 0.83454 | 0.83454 | 0.83454 | 0.83454 | 0.83454 | 0.83455 | 0.83455 | 0.83455 | 0.83455 | 0.83455 | 0.83455
F5_Commercial_Lodging_Existing_Food Preparation_Natural Gas_Range_E3 | F5 | Commercial | Lodging | Existing | Food Preparation | Natural Gas | Range | E3 | RIM BC Ratio | 0 | 0 | 0 | 0 | 0 | 0 | 0 | 0 | 0 | 0 | 0 | 0 | 0 | 0 | 0 | 0 | 0 | 0 | 0 | 0 | 0 | 0 | 0 | 0 | 0 | 0 | 0 | 0 | 0 | 0 | 0 | 0 | 0
F5_Commercial_Lodging_Existing_Food Preparation_Natural Gas_Range_E4 | F5 | Commercial | Lodging | Existing | Food Preparation | Natural Gas | Range | E4 | RIM BC Ratio | 0 | 0 | 0 | 0 | 0 | 0 | 0 | 0 | 0 | 0 | 0 | 0 | 0 | 0 | 0 | 0 | 0 | 0 | 0 | 0 | 0 | 0 | 0 | 0 | 0 | 0 | 0 | 0 | 0 | 0 | 0 | 0 | 0
F5_Commercial_Lodging_Existing_Food Preparation_Natural Gas_Range_E5 | F5 | Commercial | Lodging | Existing | Food Preparation | Natural Gas | Range | E5 | RIM BC Ratio | 0 | 0 | 0 | 0 | 0 | 0 | 0 | 0 | 0 | 0 | 0 | 0 | 0 | 0 | 0 | 0 | 0 | 0 | 0 | 0 | 0 | 0 | 0 | 0 | 0 | 0 | 0 | 0 | 0 | 0 | 0 | 0 | 0
F5_Commercial_Lodging_Existing_Food Preparation_Natural Gas_Range_E6 | F5 | Commercial | Lodging | Existing | Food Preparation | Natural Gas | Range | E6 | RIM BC Ratio | 0 | 0 | 0 | 0 | 0 | 0 | 0 | 0 | 0 | 0 | 0 | 0 | 0 | 0 | 0 | 0 | 0 | 0 | 0 | 0 | 0 | 0 | 0 | 0 | 0 | 0 | 0 | 0 | 0 | 0 | 0 | 0 | 0
F5_Commercial_Lodging_Existing_Food Preparation_Natural Gas_Range_E7 | F5 | Commercial | Lodging | Existing | Food Preparation | Natural Gas | Range | E7 | RIM BC Ratio | 0 | 0 | 0 | 0 | 0 | 0 | 0 | 0 | 0 | 0 | 0 | 0 | 0 | 0 | 0 | 0 | 0 | 0 | 0 | 0 | 0 | 0 | 0 | 0 | 0 | 0 | 0 | 0 | 0 | 0 | 0 | 0 | 0
F5_Commercial_Lodging_Existing_Food Preparation_Natural Gas_Range_E8 | F5 | Commercial | Lodging | Existing | Food Preparation | Natural Gas | Range | E8 | RIM BC Ratio | 0 | 0 | 0 | 0 | 0 | 0 | 0 | 0 | 0 | 0 | 0 | 0 | 0 | 0 | 0 | 0 | 0 | 0 | 0 | 0 | 0 | 0 | 0 | 0 | 0 | 0 | 0 | 0 | 0 | 0 | 0 | 0 | 0
F5_Commercial_Lodging_Existing_Food Preparation_Natural Gas_Range_E9 | F5 | Commercial | Lodging | Existing | Food Preparation | Natural Gas | Range | E9 | RIM BC Ratio | 0 | 0 | 0 | 0 | 0 | 0 | 0 | 0 | 0 | 0 | 0 | 0 | 0 | 0 | 0 | 0 | 0 | 0 | 0 | 0 | 0 | 0 | 0 | 0 | 0 | 0 | 0 | 0 | 0 | 0 | 0 | 0 | 0
F5_Commercial_Lodging_Existing_Food Preparation_Natural Gas_Range_E10 | F5 | Commercial | Lodging | Existing | Food Preparation | Natural Gas | Range | E10 | RIM BC Ratio | 0 | 0 | 0 | 0 | 0 | 0 | 0 | 0 | 0 | 0 | 0 | 0 | 0 | 0 | 0 | 0 | 0 | 0 | 0 | 0 | 0 | 0 | 0 | 0 | 0 | 0 | 0 | 0 | 0 | 0 | 0 | 0 | 0
F0_Commercial_Lodging_Existing_Food Preparation_Natural Gas_Steamer_E0 | F0 | Commercial | Lodging | Existing | Food Preparation | Natural Gas | Steamer | E0 | Economic Unit | ENERGY STAR | ENERGY STAR | ENERGY STAR | ENERGY STAR | ENERGY STAR | ENERGY STAR | ENERGY STAR | ENERGY STAR | ENERGY STAR | ENERGY STAR | ENERGY STAR | ENERGY STAR | ENERGY STAR | ENERGY STAR | ENERGY STAR | ENERGY STAR | ENERGY STAR | ENERGY STAR | ENERGY STAR | ENERGY STAR | ENERGY STAR | ENERGY STAR | ENERGY STAR | ENERGY STAR | ENERGY STAR | ENERGY STAR | ENERGY STAR | ENERGY STAR | ENERGY STAR | ENERGY STAR | ENERGY STAR | ENERGY STAR | ENERGY STAR
F1_Commercial_Lodging_Existing_Food Preparation_Natural Gas_Steamer_E1 | F1 | Commercial | Lodging | Existing | Food Preparation | Natural Gas | Steamer | E1 | CCE | 0 | 0 | 0 | 0 | 0 | 0 | 0 | 0 | 0 | 0 | 0 | 0 | 0 | 0 | 0 | 0 | 0 | 0 | 0 | 0 | 0 | 0 | 0 | 0 | 0 | 0 | 0 | 0 | 0 | 0 | 0 | 0 | 0
F1_Commercial_Lodging_Existing_Food Preparation_Natural Gas_Steamer_E2 | F1 | Commercial | Lodging | Existing | Food Preparation | Natural Gas | Steamer | E2 | CCE | 0.11364 | 0.11765 | 0.10562 | 0 | 0 | 0 | 0 | 0 | 0 | 0 | 0 | 0 | 0 | 0 | 0 | 0 | 0 | 0 | 0 | 0 | 0 | 0 | 0 | 0 | 0 | 0 | 0 | 0 | 0 | 0 | 0 | 0 | 0
F1_Commercial_Lodging_Existing_Food Preparation_Natural Gas_Steamer_E3 | F1 | Commercial | Lodging | Existing | Food Preparation | Natural Gas | Steamer | E3 | CCE | 0 | 0 | 0 | 0 | 0 | 0 | 0 | 0 | 0 | 0 | 0 | 0 | 0 | 0 | 0 | 0 | 0 | 0 | 0 | 0 | 0 | 0 | 0 | 0 | 0 | 0 | 0 | 0 | 0 | 0 | 0 | 0 | 0
F1_Commercial_Lodging_Existing_Food Preparation_Natural Gas_Steamer_E4 | F1 | Commercial | Lodging | Existing | Food Preparation | Natural Gas | Steamer | E4 | CCE | 0 | 0 | 0 | 0 | 0 | 0 | 0 | 0 | 0 | 0 | 0 | 0 | 0 | 0 | 0 | 0 | 0 | 0 | 0 | 0 | 0 | 0 | 0 | 0 | 0 | 0 | 0 | 0 | 0 | 0 | 0 | 0 | 0
F1_Commercial_Lodging_Existing_Food Preparation_Natural Gas_Steamer_E5 | F1 | Commercial | Lodging | Existing | Food Preparation | Natural Gas | Steamer | E5 | CCE | 0 | 0 | 0 | 0 | 0 | 0 | 0 | 0 | 0 | 0 | 0 | 0 | 0 | 0 | 0 | 0 | 0 | 0 | 0 | 0 | 0 | 0 | 0 | 0 | 0 | 0 | 0 | 0 | 0 | 0 | 0 | 0 | 0
F1_Commercial_Lodging_Existing_Food Preparation_Natural Gas_Steamer_E6 | F1 | Commercial | Lodging | Existing | Food Preparation | Natural Gas | Steamer | E6 | CCE | 0 | 0 | 0 | 0 | 0 | 0 | 0 | 0 | 0 | 0 | 0 | 0 | 0 | 0 | 0 | 0 | 0 | 0 | 0 | 0 | 0 | 0 | 0 | 0 | 0 | 0 | 0 | 0 | 0 | 0 | 0 | 0 | 0
F1_Commercial_Lodging_Existing_Food Preparation_Natural Gas_Steamer_E7 | F1 | Commercial | Lodging | Existing | Food Preparation | Natural Gas | Steamer | E7 | CCE | 0 | 0 | 0 | 0 | 0 | 0 | 0 | 0 | 0 | 0 | 0 | 0 | 0 | 0 | 0 | 0 | 0 | 0 | 0 | 0 | 0 | 0 | 0 | 0 | 0 | 0 | 0 | 0 | 0 | 0 | 0 | 0 | 0
F1_Commercial_Lodging_Existing_Food Preparation_Natural Gas_Steamer_E8 | F1 | Commercial | Lodging | Existing | Food Preparation | Natural Gas | Steamer | E8 | CCE | 0 | 0 | 0 | 0 | 0 | 0 | 0 | 0 | 0 | 0 | 0 | 0 | 0 | 0 | 0 | 0 | 0 | 0 | 0 | 0 | 0 | 0 | 0 | 0 | 0 | 0 | 0 | 0 | 0 | 0 | 0 | 0 | 0
F1_Commercial_Lodging_Existing_Food Preparation_Natural Gas_Steamer_E9 | F1 | Commercial | Lodging | Existing | Food Preparation | Natural Gas | Steamer | E9 | CCE | 0 | 0 | 0 | 0 | 0 | 0 | 0 | 0 | 0 | 0 | 0 | 0 | 0 | 0 | 0 | 0 | 0 | 0 | 0 | 0 | 0 | 0 | 0 | 0 | 0 | 0 | 0 | 0 | 0 | 0 | 0 | 0 | 0
F1_Commercial_Lodging_Existing_Food Preparation_Natural Gas_Steamer_E10 | F1 | Commercial | Lodging | Existing | Food Preparation | Natural Gas | Steamer | E10 | CCE | 0 | 0 | 0 | 0 | 0 | 0 | 0 | 0 | 0 | 0 | 0 | 0 | 0 | 0 | 0 | 0 | 0 | 0 | 0 | 0 | 0 | 0 | 0 | 0 | 0 | 0 | 0 | 0 | 0 | 0 | 0 | 0 | 0
F2_Commercial_Lodging_Existing_Food Preparation_Natural Gas_Steamer_E1 | F2 | Commercial | Lodging | Existing | Food Preparation | Natural Gas | Steamer | E1 | TRC BC Ratio | 1 | 1 | 1 | 0 | 0 | 0 | 0 | 0 | 0 | 0 | 0 | 0 | 0 | 0 | 0 | 0 | 0 | 0 | 0 | 0 | 0 | 0 | 0 | 0 | 0 | 0 | 0 | 0 | 0 | 0 | 0 | 0 | 0
F2_Commercial_Lodging_Existing_Food Preparation_Natural Gas_Steamer_E2 | F2 | Commercial | Lodging | Existing | Food Preparation | Natural Gas | Steamer | E2 | TRC BC Ratio | 14.4302 | 14.4472 | 14.5249 | 1 | 1 | 1 | 1 | 1 | 1 | 1 | 1 | 1 | 1 | 1 | 1 | 1 | 1 | 1 | 1 | 1 | 1 | 1 | 1 | 1 | 1 | 1 | 1 | 1 | 1 | 1 | 1 | 1 | 1
F2_Commercial_Lodging_Existing_Food Preparation_Natural Gas_Steamer_E3 | F2 | Commercial | Lodging | Existing | Food Preparation | Natural Gas | Steamer | E3 | TRC BC Ratio | 0 | 0 | 0 | 0 | 0 | 0 | 0 | 0 | 0 | 0 | 0 | 0 | 0 | 0 | 0 | 0 | 0 | 0 | 0 | 0 | 0 | 0 | 0 | 0 | 0 | 0 | 0 | 0 | 0 | 0 | 0 | 0 | 0
F2_Commercial_Lodging_Existing_Food Preparation_Natural Gas_Steamer_E4 | F2 | Commercial | Lodging | Existing | Food Preparation | Natural Gas | Steamer | E4 | TRC BC Ratio | 0 | 0 | 0 | 0 | 0 | 0 | 0 | 0 | 0 | 0 | 0 | 0 | 0 | 0 | 0 | 0 | 0 | 0 | 0 | 0 | 0 | 0 | 0 | 0 | 0 | 0 | 0 | 0 | 0 | 0 | 0 | 0 | 0
F2_Commercial_Lodging_Existing_Food Preparation_Natural Gas_Steamer_E5 | F2 | Commercial | Lodging | Existing | Food Preparation | Natural Gas | Steamer | E5 | TRC BC Ratio | 0 | 0 | 0 | 0 | 0 | 0 | 0 | 0 | 0 | 0 | 0 | 0 | 0 | 0 | 0 | 0 | 0 | 0 | 0 | 0 | 0 | 0 | 0 | 0 | 0 | 0 | 0 | 0 | 0 | 0 | 0 | 0 | 0
F2_Commercial_Lodging_Existing_Food Preparation_Natural Gas_Steamer_E6 | F2 | Commercial | Lodging | Existing | Food Preparation | Natural Gas | Steamer | E6 | TRC BC Ratio | 0 | 0 | 0 | 0 | 0 | 0 | 0 | 0 | 0 | 0 | 0 | 0 | 0 | 0 | 0 | 0 | 0 | 0 | 0 | 0 | 0 | 0 | 0 | 0 | 0 | 0 | 0 | 0 | 0 | 0 | 0 | 0 | 0
F2_Commercial_Lodging_Existing_Food Preparation_Natural Gas_Steamer_E7 | F2 | Commercial | Lodging | Existing | Food Preparation | Natural Gas | Steamer | E7 | TRC BC Ratio | 0 | 0 | 0 | 0 | 0 | 0 | 0 | 0 | 0 | 0 | 0 | 0 | 0 | 0 | 0 | 0 | 0 | 0 | 0 | 0 | 0 | 0 | 0 | 0 | 0 | 0 | 0 | 0 | 0 | 0 | 0 | 0 | 0
F2_Commercial_Lodging_Existing_Food Preparation_Natural Gas_Steamer_E8 | F2 | Commercial | Lodging | Existing | Food Preparation | Natural Gas | Steamer | E8 | TRC BC Ratio | 0 | 0 | 0 | 0 | 0 | 0 | 0 | 0 | 0 | 0 | 0 | 0 | 0 | 0 | 0 | 0 | 0 | 0 | 0 | 0 | 0 | 0 | 0 | 0 | 0 | 0 | 0 | 0 | 0 | 0 | 0 | 0 | 0
F2_Commercial_Lodging_Existing_Food Preparation_Natural Gas_Steamer_E9 | F2 | Commercial | Lodging | Existing | Food Preparation | Natural Gas | Steamer | E9 | TRC BC Ratio | 0 | 0 | 0 | 0 | 0 | 0 | 0 | 0 | 0 | 0 | 0 | 0 | 0 | 0 | 0 | 0 | 0 | 0 | 0 | 0 | 0 | 0 | 0 | 0 | 0 | 0 | 0 | 0 | 0 | 0 | 0 | 0 | 0
F2_Commercial_Lodging_Existing_Food Preparation_Natural Gas_Steamer_E10 | F2 | Commercial | Lodging | Existing | Food Preparation | Natural Gas | Steamer | E10 | TRC BC Ratio | 0 | 0 | 0 | 0 | 0 | 0 | 0 | 0 | 0 | 0 | 0 | 0 | 0 | 0 | 0 | 0 | 0 | 0 | 0 | 0 | 0 | 0 | 0 | 0 | 0 | 0 | 0 | 0 | 0 | 0 | 0 | 0 | 0
F3_Commercial_Lodging_Existing_Food Preparation_Natural Gas_Steamer_E1 | F3 | Commercial | Lodging | Existing | Food Preparation | Natural Gas | Steamer | E1 | PACT BC Ratio | 1 | 1 | 1 | 0 | 0 | 0 | 0 | 0 | 0 | 0 | 0 | 0 | 0 | 0 | 0 | 0 | 0 | 0 | 0 | 0 | 0 | 0 | 0 | 0 | 0 | 0 | 0 | 0 | 0 | 0 | 0 | 0 | 0
F3_Commercial_Lodging_Existing_Food Preparation_Natural Gas_Steamer_E2 | F3 | Commercial | Lodging | Existing | Food Preparation | Natural Gas | Steamer | E2 | PACT BC Ratio | 19.2403 | 19.2629 | 19.3665 | 1 | 1 | 1 | 1 | 1 | 1 | 1 | 1 | 1 | 1 | 1 | 1 | 1 | 1 | 1 | 1 | 1 | 1 | 1 | 1 | 1 | 1 | 1 | 1 | 1 | 1 | 1 | 1 | 1 | 1
F3_Commercial_Lodging_Existing_Food Preparation_Natural Gas_Steamer_E3 | F3 | Commercial | Lodging | Existing | Food Preparation | Natural Gas | Steamer | E3 | PACT BC Ratio | 0 | 0 | 0 | 0 | 0 | 0 | 0 | 0 | 0 | 0 | 0 | 0 | 0 | 0 | 0 | 0 | 0 | 0 | 0 | 0 | 0 | 0 | 0 | 0 | 0 | 0 | 0 | 0 | 0 | 0 | 0 | 0 | 0
F3_Commercial_Lodging_Existing_Food Preparation_Natural Gas_Steamer_E4 | F3 | Commercial | Lodging | Existing | Food Preparation | Natural Gas | Steamer | E4 | PACT BC Ratio | 0 | 0 | 0 | 0 | 0 | 0 | 0 | 0 | 0 | 0 | 0 | 0 | 0 | 0 | 0 | 0 | 0 | 0 | 0 | 0 | 0 | 0 | 0 | 0 | 0 | 0 | 0 | 0 | 0 | 0 | 0 | 0 | 0
F3_Commercial_Lodging_Existing_Food Preparation_Natural Gas_Steamer_E5 | F3 | Commercial | Lodging | Existing | Food Preparation | Natural Gas | Steamer | E5 | PACT BC Ratio | 0 | 0 | 0 | 0 | 0 | 0 | 0 | 0 | 0 | 0 | 0 | 0 | 0 | 0 | 0 | 0 | 0 | 0 | 0 | 0 | 0 | 0 | 0 | 0 | 0 | 0 | 0 | 0 | 0 | 0 | 0 | 0 | 0
F3_Commercial_Lodging_Existing_Food Preparation_Natural Gas_Steamer_E6 | F3 | Commercial | Lodging | Existing | Food Preparation | Natural Gas | Steamer | E6 | PACT BC Ratio | 0 | 0 | 0 | 0 | 0 | 0 | 0 | 0 | 0 | 0 | 0 | 0 | 0 | 0 | 0 | 0 | 0 | 0 | 0 | 0 | 0 | 0 | 0 | 0 | 0 | 0 | 0 | 0 | 0 | 0 | 0 | 0 | 0
F3_Commercial_Lodging_Existing_Food Preparation_Natural Gas_Steamer_E7 | F3 | Commercial | Lodging | Existing | Food Preparation | Natural Gas | Steamer | E7 | PACT BC Ratio | 0 | 0 | 0 | 0 | 0 | 0 | 0 | 0 | 0 | 0 | 0 | 0 | 0 | 0 | 0 | 0 | 0 | 0 | 0 | 0 | 0 | 0 | 0 | 0 | 0 | 0 | 0 | 0 | 0 | 0 | 0 | 0 | 0
F3_Commercial_Lodging_Existing_Food Preparation_Natural Gas_Steamer_E8 | F3 | Commercial | Lodging | Existing | Food Preparation | Natural Gas | Steamer | E8 | PACT BC Ratio | 0 | 0 | 0 | 0 | 0 | 0 | 0 | 0 | 0 | 0 | 0 | 0 | 0 | 0 | 0 | 0 | 0 | 0 | 0 | 0 | 0 | 0 | 0 | 0 | 0 | 0 | 0 | 0 | 0 | 0 | 0 | 0 | 0
F3_Commercial_Lodging_Existing_Food Preparation_Natural Gas_Steamer_E9 | F3 | Commercial | Lodging | Existing | Food Preparation | Natural Gas | Steamer | E9 | PACT BC Ratio | 0 | 0 | 0 | 0 | 0 | 0 | 0 | 0 | 0 | 0 | 0 | 0 | 0 | 0 | 0 | 0 | 0 | 0 | 0 | 0 | 0 | 0 | 0 | 0 | 0 | 0 | 0 | 0 | 0 | 0 | 0 | 0 | 0
F3_Commercial_Lodging_Existing_Food Preparation_Natural Gas_Steamer_E10 | F3 | Commercial | Lodging | Existing | Food Preparation | Natural Gas | Steamer | E10 | PACT BC Ratio | 0 | 0 | 0 | 0 | 0 | 0 | 0 | 0 | 0 | 0 | 0 | 0 | 0 | 0 | 0 | 0 | 0 | 0 | 0 | 0 | 0 | 0 | 0 | 0 | 0 | 0 | 0 | 0 | 0 | 0 | 0 | 0 | 0
F4_Commercial_Lodging_Existing_Food Preparation_Natural Gas_Steamer_E1 | F4 | Commercial | Lodging | Existing | Food Preparation | Natural Gas | Steamer | E1 | RVT BC Ratio | 1 | 1 | 1 | 0 | 0 | 0 | 0 | 0 | 0 | 0 | 0 | 0 | 0 | 0 | 0 | 0 | 0 | 0 | 0 | 0 | 0 | 0 | 0 | 0 | 0 | 0 | 0 | 0 | 0 | 0 | 0 | 0 | 0
F4_Commercial_Lodging_Existing_Food Preparation_Natural Gas_Steamer_E2 | F4 | Commercial | Lodging | Existing | Food Preparation | Natural Gas | Steamer | E2 | RVT BC Ratio | 21.446 | 21.4704 | 21.5821 | 1 | 1 | 1 | 1 | 1 | 1 | 1 | 1 | 1 | 1 | 1 | 1 | 1 | 1 | 1 | 1 | 1 | 1 | 1 | 1 | 1 | 1 | 1 | 1 | 1 | 1 | 1 | 1 | 1 | 1
F4_Commercial_Lodging_Existing_Food Preparation_Natural Gas_Steamer_E3 | F4 | Commercial | Lodging | Existing | Food Preparation | Natural Gas | Steamer | E3 | RVT BC Ratio | 0 | 0 | 0 | 0 | 0 | 0 | 0 | 0 | 0 | 0 | 0 | 0 | 0 | 0 | 0 | 0 | 0 | 0 | 0 | 0 | 0 | 0 | 0 | 0 | 0 | 0 | 0 | 0 | 0 | 0 | 0 | 0 | 0
F4_Commercial_Lodging_Existing_Food Preparation_Natural Gas_Steamer_E4 | F4 | Commercial | Lodging | Existing | Food Preparation | Natural Gas | Steamer | E4 | RVT BC Ratio | 0 | 0 | 0 | 0 | 0 | 0 | 0 | 0 | 0 | 0 | 0 | 0 | 0 | 0 | 0 | 0 | 0 | 0 | 0 | 0 | 0 | 0 | 0 | 0 | 0 | 0 | 0 | 0 | 0 | 0 | 0 | 0 | 0
F4_Commercial_Lodging_Existing_Food Preparation_Natural Gas_Steamer_E5 | F4 | Commercial | Lodging | Existing | Food Preparation | Natural Gas | Steamer | E5 | RVT BC Ratio | 0 | 0 | 0 | 0 | 0 | 0 | 0 | 0 | 0 | 0 | 0 | 0 | 0 | 0 | 0 | 0 | 0 | 0 | 0 | 0 | 0 | 0 | 0 | 0 | 0 | 0 | 0 | 0 | 0 | 0 | 0 | 0 | 0
F4_Commercial_Lodging_Existing_Food Preparation_Natural Gas_Steamer_E6 | F4 | Commercial | Lodging | Existing | Food Preparation | Natural Gas | Steamer | E6 | RVT BC Ratio | 0 | 0 | 0 | 0 | 0 | 0 | 0 | 0 | 0 | 0 | 0 | 0 | 0 | 0 | 0 | 0 | 0 | 0 | 0 | 0 | 0 | 0 | 0 | 0 | 0 | 0 | 0 | 0 | 0 | 0 | 0 | 0 | 0
F4_Commercial_Lodging_Existing_Food Preparation_Natural Gas_Steamer_E7 | F4 | Commercial | Lodging | Existing | Food Preparation | Natural Gas | Steamer | E7 | RVT BC Ratio | 0 | 0 | 0 | 0 | 0 | 0 | 0 | 0 | 0 | 0 | 0 | 0 | 0 | 0 | 0 | 0 | 0 | 0 | 0 | 0 | 0 | 0 | 0 | 0 | 0 | 0 | 0 | 0 | 0 | 0 | 0 | 0 | 0
F4_Commercial_Lodging_Existing_Food Preparation_Natural Gas_Steamer_E8 | F4 | Commercial | Lodging | Existing | Food Preparation | Natural Gas | Steamer | E8 | RVT BC Ratio | 0 | 0 | 0 | 0 | 0 | 0 | 0 | 0 | 0 | 0 | 0 | 0 | 0 | 0 | 0 | 0 | 0 | 0 | 0 | 0 | 0 | 0 | 0 | 0 | 0 | 0 | 0 | 0 | 0 | 0 | 0 | 0 | 0
F4_Commercial_Lodging_Existing_Food Preparation_Natural Gas_Steamer_E9 | F4 | Commercial | Lodging | Existing | Food Preparation | Natural Gas | Steamer | E9 | RVT BC Ratio | 0 | 0 | 0 | 0 | 0 | 0 | 0 | 0 | 0 | 0 | 0 | 0 | 0 | 0 | 0 | 0 | 0 | 0 | 0 | 0 | 0 | 0 | 0 | 0 | 0 | 0 | 0 | 0 | 0 | 0 | 0 | 0 | 0
F4_Commercial_Lodging_Existing_Food Preparation_Natural Gas_Steamer_E10 | F4 | Commercial | Lodging | Existing | Food Preparation | Natural Gas | Steamer | E10 | RVT BC Ratio | 0 | 0 | 0 | 0 | 0 | 0 | 0 | 0 | 0 | 0 | 0 | 0 | 0 | 0 | 0 | 0 | 0 | 0 | 0 | 0 | 0 | 0 | 0 | 0 | 0 | 0 | 0 | 0 | 0 | 0 | 0 | 0 | 0
F5_Commercial_Lodging_Existing_Food Preparation_Natural Gas_Steamer_E1 | F5 | Commercial | Lodging | Existing | Food Preparation | Natural Gas | Steamer | E1 | RIM BC Ratio | 1 | 1 | 1 | 0 | 0 | 0 | 0 | 0 | 0 | 0 | 0 | 0 | 0 | 0 | 0 | 0 | 0 | 0 | 0 | 0 | 0 | 0 | 0 | 0 | 0 | 0 | 0 | 0 | 0 | 0 | 0 | 0 | 0
F5_Commercial_Lodging_Existing_Food Preparation_Natural Gas_Steamer_E2 | F5 | Commercial | Lodging | Existing | Food Preparation | Natural Gas | Steamer | E2 | RIM BC Ratio | 0.79997 | 0.80001 | 0.80019 | 1 | 1 | 1 | 1 | 1 | 1 | 1 | 1 | 1 | 1 | 1 | 1 | 1 | 1 | 1 | 1 | 1 | 1 | 1 | 1 | 1 | 1 | 1 | 1 | 1 | 1 | 1 | 1 | 1 | 1
F5_Commercial_Lodging_Existing_Food Preparation_Natural Gas_Steamer_E3 | F5 | Commercial | Lodging | Existing | Food Preparation | Natural Gas | Steamer | E3 | RIM BC Ratio | 0 | 0 | 0 | 0 | 0 | 0 | 0 | 0 | 0 | 0 | 0 | 0 | 0 | 0 | 0 | 0 | 0 | 0 | 0 | 0 | 0 | 0 | 0 | 0 | 0 | 0 | 0 | 0 | 0 | 0 | 0 | 0 | 0
F5_Commercial_Lodging_Existing_Food Preparation_Natural Gas_Steamer_E4 | F5 | Commercial | Lodging | Existing | Food Preparation | Natural Gas | Steamer | E4 | RIM BC Ratio | 0 | 0 | 0 | 0 | 0 | 0 | 0 | 0 | 0 | 0 | 0 | 0 | 0 | 0 | 0 | 0 | 0 | 0 | 0 | 0 | 0 | 0 | 0 | 0 | 0 | 0 | 0 | 0 | 0 | 0 | 0 | 0 | 0
F5_Commercial_Lodging_Existing_Food Preparation_Natural Gas_Steamer_E5 | F5 | Commercial | Lodging | Existing | Food Preparation | Natural Gas | Steamer | E5 | RIM BC Ratio | 0 | 0 | 0 | 0 | 0 | 0 | 0 | 0 | 0 | 0 | 0 | 0 | 0 | 0 | 0 | 0 | 0 | 0 | 0 | 0 | 0 | 0 | 0 | 0 | 0 | 0 | 0 | 0 | 0 | 0 | 0 | 0 | 0
F5_Commercial_Lodging_Existing_Food Preparation_Natural Gas_Steamer_E6 | F5 | Commercial | Lodging | Existing | Food Preparation | Natural Gas | Steamer | E6 | RIM BC Ratio | 0 | 0 | 0 | 0 | 0 | 0 | 0 | 0 | 0 | 0 | 0 | 0 | 0 | 0 | 0 | 0 | 0 | 0 | 0 | 0 | 0 | 0 | 0 | 0 | 0 | 0 | 0 | 0 | 0 | 0 | 0 | 0 | 0
F5_Commercial_Lodging_Existing_Food Preparation_Natural Gas_Steamer_E7 | F5 | Commercial | Lodging | Existing | Food Preparation | Natural Gas | Steamer | E7 | RIM BC Ratio | 0 | 0 | 0 | 0 | 0 | 0 | 0 | 0 | 0 | 0 | 0 | 0 | 0 | 0 | 0 | 0 | 0 | 0 | 0 | 0 | 0 | 0 | 0 | 0 | 0 | 0 | 0 | 0 | 0 | 0 | 0 | 0 | 0
F5_Commercial_Lodging_Existing_Food Preparation_Natural Gas_Steamer_E8 | F5 | Commercial | Lodging | Existing | Food Preparation | Natural Gas | Steamer | E8 | RIM BC Ratio | 0 | 0 | 0 | 0 | 0 | 0 | 0 | 0 | 0 | 0 | 0 | 0 | 0 | 0 | 0 | 0 | 0 | 0 | 0 | 0 | 0 | 0 | 0 | 0 | 0 | 0 | 0 | 0 | 0 | 0 | 0 | 0 | 0
F5_Commercial_Lodging_Existing_Food Preparation_Natural Gas_Steamer_E9 | F5 | Commercial | Lodging | Existing | Food Preparation | Natural Gas | Steamer | E9 | RIM BC Ratio | 0 | 0 | 0 | 0 | 0 | 0 | 0 | 0 | 0 | 0 | 0 | 0 | 0 | 0 | 0 | 0 | 0 | 0 | 0 | 0 | 0 | 0 | 0 | 0 | 0 | 0 | 0 | 0 | 0 | 0 | 0 | 0 | 0
F5_Commercial_Lodging_Existing_Food Preparation_Natural Gas_Steamer_E10 | F5 | Commercial | Lodging | Existing | Food Preparation | Natural Gas | Steamer | E10 | RIM BC Ratio | 0 | 0 | 0 | 0 | 0 | 0 | 0 | 0 | 0 | 0 | 0 | 0 | 0 | 0 | 0 | 0 | 0 | 0 | 0 | 0 | 0 | 0 | 0 | 0 | 0 | 0 | 0 | 0 | 0 | 0 | 0 | 0 | 0
F0_Commercial_Lodging_Existing_Food Preparation_Natural Gas_Food Prep Other_E0 | F0 | Commercial | Lodging | Existing | Food Preparation | Natural Gas | Food Prep Other | E0 | Economic Unit | Standard | Standard | Standard | Standard | Standard | Standard | Standard | Standard | Standard | Standard | Standard | Standard | Standard | Standard | Standard | Standard | Standard | Standard | Standard | Standard | Standard | Standard | Standard | Standard | Standard | Standard | Standard | Standard | Standard | Standard | Standard | Standard | Standard
F1_Commercial_Lodging_Existing_Food Preparation_Natural Gas_Food Prep Other_E1 | F1 | Commercial | Lodging | Existing | Food Preparation | Natural Gas | Food Prep Other | E1 | CCE | 0 | 0 | 0 | 0 | 0 | 0 | 0 | 0 | 0 | 0 | 0 | 0 | 0 | 0 | 0 | 0 | 0 | 0 | 0 | 0 | 0 | 0 | 0 | 0 | 0 | 0 | 0 | 0 | 0 | 0 | 0 | 0 | 0
F1_Commercial_Lodging_Existing_Food Preparation_Natural Gas_Food Prep Other_E2 | F1 | Commercial | Lodging | Existing | Food Preparation | Natural Gas | Food Prep Other | E2 | CCE | 16.9852 | 17.5855 | 15.7861 | 16.0821 | 16.0821 | 16.0821 | 16.0821 | 16.0821 | 16.0821 | 16.0821 | 16.0821 | 16.0821 | 16.0821 | 16.0821 | 16.0821 | 16.0821 | 16.0821 | 16.0821 | 16.0821 | 16.0821 | 16.0821 | 16.0821 | 16.0821 | 16.0821 | 16.0821 | 16.0821 | 16.0821 | 16.0821 | 16.0821 | 16.0821 | 16.0821 | 16.0821 | 16.0821
F1_Commercial_Lodging_Existing_Food Preparation_Natural Gas_Food Prep Other_E3 | F1 | Commercial | Lodging | Existing | Food Preparation | Natural Gas | Food Prep Other | E3 | CCE | 0 | 0 | 0 | 0 | 0 | 0 | 0 | 0 | 0 | 0 | 0 | 0 | 0 | 0 | 0 | 0 | 0 | 0 | 0 | 0 | 0 | 0 | 0 | 0 | 0 | 0 | 0 | 0 | 0 | 0 | 0 | 0 | 0
F1_Commercial_Lodging_Existing_Food Preparation_Natural Gas_Food Prep Other_E4 | F1 | Commercial | Lodging | Existing | Food Preparation | Natural Gas | Food Prep Other | E4 | CCE | 0 | 0 | 0 | 0 | 0 | 0 | 0 | 0 | 0 | 0 | 0 | 0 | 0 | 0 | 0 | 0 | 0 | 0 | 0 | 0 | 0 | 0 | 0 | 0 | 0 | 0 | 0 | 0 | 0 | 0 | 0 | 0 | 0
F1_Commercial_Lodging_Existing_Food Preparation_Natural Gas_Food Prep Other_E5 | F1 | Commercial | Lodging | Existing | Food Preparation | Natural Gas | Food Prep Other | E5 | CCE | 0 | 0 | 0 | 0 | 0 | 0 | 0 | 0 | 0 | 0 | 0 | 0 | 0 | 0 | 0 | 0 | 0 | 0 | 0 | 0 | 0 | 0 | 0 | 0 | 0 | 0 | 0 | 0 | 0 | 0 | 0 | 0 | 0
F1_Commercial_Lodging_Existing_Food Preparation_Natural Gas_Food Prep Other_E6 | F1 | Commercial | Lodging | Existing | Food Preparation | Natural Gas | Food Prep Other | E6 | CCE | 0 | 0 | 0 | 0 | 0 | 0 | 0 | 0 | 0 | 0 | 0 | 0 | 0 | 0 | 0 | 0 | 0 | 0 | 0 | 0 | 0 | 0 | 0 | 0 | 0 | 0 | 0 | 0 | 0 | 0 | 0 | 0 | 0
F1_Commercial_Lodging_Existing_Food Preparation_Natural Gas_Food Prep Other_E7 | F1 | Commercial | Lodging | Existing | Food Preparation | Natural Gas | Food Prep Other | E7 | CCE | 0 | 0 | 0 | 0 | 0 | 0 | 0 | 0 | 0 | 0 | 0 | 0 | 0 | 0 | 0 | 0 | 0 | 0 | 0 | 0 | 0 | 0 | 0 | 0 | 0 | 0 | 0 | 0 | 0 | 0 | 0 | 0 | 0
F1_Commercial_Lodging_Existing_Food Preparation_Natural Gas_Food Prep Other_E8 | F1 | Commercial | Lodging | Existing | Food Preparation | Natural Gas | Food Prep Other | E8 | CCE | 0 | 0 | 0 | 0 | 0 | 0 | 0 | 0 | 0 | 0 | 0 | 0 | 0 | 0 | 0 | 0 | 0 | 0 | 0 | 0 | 0 | 0 | 0 | 0 | 0 | 0 | 0 | 0 | 0 | 0 | 0 | 0 | 0
F1_Commercial_Lodging_Existing_Food Preparation_Natural Gas_Food Prep Other_E9 | F1 | Commercial | Lodging | Existing | Food Preparation | Natural Gas | Food Prep Other | E9 | CCE | 0 | 0 | 0 | 0 | 0 | 0 | 0 | 0 | 0 | 0 | 0 | 0 | 0 | 0 | 0 | 0 | 0 | 0 | 0 | 0 | 0 | 0 | 0 | 0 | 0 | 0 | 0 | 0 | 0 | 0 | 0 | 0 | 0
F1_Commercial_Lodging_Existing_Food Preparation_Natural Gas_Food Prep Other_E10 | F1 | Commercial | Lodging | Existing | Food Preparation | Natural Gas | Food Prep Other | E10 | CCE | 0 | 0 | 0 | 0 | 0 | 0 | 0 | 0 | 0 | 0 | 0 | 0 | 0 | 0 | 0 | 0 | 0 | 0 | 0 | 0 | 0 | 0 | 0 | 0 | 0 | 0 | 0 | 0 | 0 | 0 | 0 | 0 | 0
F2_Commercial_Lodging_Existing_Food Preparation_Natural Gas_Food Prep Other_E1 | F2 | Commercial | Lodging | Existing | Food Preparation | Natural Gas | Food Prep Other | E1 | TRC BC Ratio | bar: 2019 to 2051
F2_Commercial_Lodging_Existing_Food Preparation_Natural Gas_Food Prep Other_E2 | F2 | Commercial | Lodging | Existing | Food Preparation | Natural Gas | Food Prep Other | E2 | TRC BC Ratio | 0.096778 | 0.096763 | 0.097228 | 0.096513 | 0.096078 | 0.096394 | 0.097347 | 0.098099 | 0.099032 | 0.099913 | 0.1008 | 0.10161 | 0.10248 | 0.1034 | 0.10427 | 0.10515 | 0.10605 | 0.10703 | 0.10805 | 0.10913 | 0.11019 | 0.1113 | 0.11232 | 0.11337 | 0.11431 | 0.11512 | 0.11585 | 0.11649 | 0.11699 | 0.11739 | 0.11761 | 0.11776 | 0.11776
F2_Commercial_Lodging_Existing_Food Preparation_Natural Gas_Food Prep Other_E3 | F2 | Commercial | Lodging | Existing | Food Preparation | Natural Gas | Food Prep Other | E3 | TRC BC Ratio | 0 | 0 | 0 | 0 | 0 | 0 | 0 | 0 | 0 | 0 | 0 | 0 | 0 | 0 | 0 | 0 | 0 | 0 | 0 | 0 | 0 | 0 | 0 | 0 | 0 | 0 | 0 | 0 | 0 | 0 | 0 | 0 | 0
F2_Commercial_Lodging_Existing_Food Preparation_Natural Gas_Food Prep Other_E4 | F2 | Commercial | Lodging | Existing | Food Preparation | Natural Gas | Food Prep Other | E4 | TRC BC Ratio | 0 | 0 | 0 | 0 | 0 | 0 | 0 | 0 | 0 | 0 | 0 | 0 | 0 | 0 | 0 | 0 | 0 | 0 | 0 | 0 | 0 | 0 | 0 | 0 | 0 | 0 | 0 | 0 | 0 | 0 | 0 | 0 | 0
F2_Commercial_Lodging_Existing_Food Preparation_Natural Gas_Food Prep Other_E5 | F2 | Commercial | Lodging | Existing | Food Preparation | Natural Gas | Food Prep Other | E5 | TRC BC Ratio | 0 | 0 | 0 | 0 | 0 | 0 | 0 | 0 | 0 | 0 | 0 | 0 | 0 | 0 | 0 | 0 | 0 | 0 | 0 | 0 | 0 | 0 | 0 | 0 | 0 | 0 | 0 | 0 | 0 | 0 | 0 | 0 | 0
F2_Commercial_Lodging_Existing_Food Preparation_Natural Gas_Food Prep Other_E6 | F2 | Commercial | Lodging | Existing | Food Preparation | Natural Gas | Food Prep Other | E6 | TRC BC Ratio | 0 | 0 | 0 | 0 | 0 | 0 | 0 | 0 | 0 | 0 | 0 | 0 | 0 | 0 | 0 | 0 | 0 | 0 | 0 | 0 | 0 | 0 | 0 | 0 | 0 | 0 | 0 | 0 | 0 | 0 | 0 | 0 | 0
F2_Commercial_Lodging_Existing_Food Preparation_Natural Gas_Food Prep Other_E7 | F2 | Commercial | Lodging | Existing | Food Preparation | Natural Gas | Food Prep Other | E7 | TRC BC Ratio | 0 | 0 | 0 | 0 | 0 | 0 | 0 | 0 | 0 | 0 | 0 | 0 | 0 | 0 | 0 | 0 | 0 | 0 | 0 | 0 | 0 | 0 | 0 | 0 | 0 | 0 | 0 | 0 | 0 | 0 | 0 | 0 | 0
F2_Commercial_Lodging_Existing_Food Preparation_Natural Gas_Food Prep Other_E8 | F2 | Commercial | Lodging | Existing | Food Preparation | Natural Gas | Food Prep Other | E8 | TRC BC Ratio | 0 | 0 | 0 | 0 | 0 | 0 | 0 | 0 | 0 | 0 | 0 | 0 | 0 | 0 | 0 | 0 | 0 | 0 | 0 | 0 | 0 | 0 | 0 | 0 | 0 | 0 | 0 | 0 | 0 | 0 | 0 | 0 | 0
F2_Commercial_Lodging_Existing_Food Preparation_Natural Gas_Food Prep Other_E9 | F2 | Commercial | Lodging | Existing | Food Preparation | Natural Gas | Food Prep Other | E9 | TRC BC Ratio | 0 | 0 | 0 | 0 | 0 | 0 | 0 | 0 | 0 | 0 | 0 | 0 | 0 | 0 | 0 | 0 | 0 | 0 | 0 | 0 | 0 | 0 | 0 | 0 | 0 | 0 | 0 | 0 | 0 | 0 | 0 | 0 | 0
F2_Commercial_Lodging_Existing_Food Preparation_Natural Gas_Food Prep Other_E10 | F2 | Commercial | Lodging | Existing | Food Preparation | Natural Gas | Food Prep Other | E10 | TRC BC Ratio | 0 | 0 | 0 | 0 | 0 | 0 | 0 | 0 | 0 | 0 | 0 | 0 | 0 | 0 | 0 | 0 | 0 | 0 | 0 | 0 | 0 | 0 | 0 | 0 | 0 | 0 | 0 | 0 | 0 | 0 | 0 | 0 | 0
F3_Commercial_Lodging_Existing_Food Preparation_Natural Gas_Food Prep Other_E1 | F3 | Commercial | Lodging | Existing | Food Preparation | Natural Gas | Food Prep Other | E1 | PACT BC Ratio | bar: 2019 to 2051
F3_Commercial_Lodging_Existing_Food Preparation_Natural Gas_Food Prep Other_E2 | F3 | Commercial | Lodging | Existing | Food Preparation | Natural Gas | Food Prep Other | E2 | PACT BC Ratio | 0.12904 | 0.12902 | 0.12964 | 0.12868 | 0.1281 | 0.12853 | 0.1298 | 0.1308 | 0.13204 | 0.13322 | 0.1344 | 0.13548 | 0.13665 | 0.13786 | 0.13902 | 0.1402 | 0.1414 | 0.14271 | 0.14407 | 0.14551 | 0.14692 | 0.14839 | 0.14976 | 0.15117 | 0.15241 | 0.15349 | 0.15447 | 0.15532 | 0.15598 | 0.15652 | 0.15682 | 0.15702 | 0.15702
F3_Commercial_Lodging_Existing_Food Preparation_Natural Gas_Food Prep Other_E3 | F3 | Commercial | Lodging | Existing | Food Preparation | Natural Gas | Food Prep Other | E3 | PACT BC Ratio | 0 | 0 | 0 | 0 | 0 | 0 | 0 | 0 | 0 | 0 | 0 | 0 | 0 | 0 | 0 | 0 | 0 | 0 | 0 | 0 | 0 | 0 | 0 | 0 | 0 | 0 | 0 | 0 | 0 | 0 | 0 | 0 | 0
F3_Commercial_Lodging_Existing_Food Preparation_Natural Gas_Food Prep Other_E4 | F3 | Commercial | Lodging | Existing | Food Preparation | Natural Gas | Food Prep Other | E4 | PACT BC Ratio | 0 | 0 | 0 | 0 | 0 | 0 | 0 | 0 | 0 | 0 | 0 | 0 | 0 | 0 | 0 | 0 | 0 | 0 | 0 | 0 | 0 | 0 | 0 | 0 | 0 | 0 | 0 | 0 | 0 | 0 | 0 | 0 | 0
F3_Commercial_Lodging_Existing_Food Preparation_Natural Gas_Food Prep Other_E5 | F3 | Commercial | Lodging | Existing | Food Preparation | Natural Gas | Food Prep Other | E5 | PACT BC Ratio | 0 | 0 | 0 | 0 | 0 | 0 | 0 | 0 | 0 | 0 | 0 | 0 | 0 | 0 | 0 | 0 | 0 | 0 | 0 | 0 | 0 | 0 | 0 | 0 | 0 | 0 | 0 | 0 | 0 | 0 | 0 | 0 | 0
F3_Commercial_Lodging_Existing_Food Preparation_Natural Gas_Food Prep Other_E6 | F3 | Commercial | Lodging | Existing | Food Preparation | Natural Gas | Food Prep Other | E6 | PACT BC Ratio | 0 | 0 | 0 | 0 | 0 | 0 | 0 | 0 | 0 | 0 | 0 | 0 | 0 | 0 | 0 | 0 | 0 | 0 | 0 | 0 | 0 | 0 | 0 | 0 | 0 | 0 | 0 | 0 | 0 | 0 | 0 | 0 | 0
F3_Commercial_Lodging_Existing_Food Preparation_Natural Gas_Food Prep Other_E7 | F3 | Commercial | Lodging | Existing | Food Preparation | Natural Gas | Food Prep Other | E7 | PACT BC Ratio | 0 | 0 | 0 | 0 | 0 | 0 | 0 | 0 | 0 | 0 | 0 | 0 | 0 | 0 | 0 | 0 | 0 | 0 | 0 | 0 | 0 | 0 | 0 | 0 | 0 | 0 | 0 | 0 | 0 | 0 | 0 | 0 | 0
F3_Commercial_Lodging_Existing_Food Preparation_Natural Gas_Food Prep Other_E8 | F3 | Commercial | Lodging | Existing | Food Preparation | Natural Gas | Food Prep Other | E8 | PACT BC Ratio | 0 | 0 | 0 | 0 | 0 | 0 | 0 | 0 | 0 | 0 | 0 | 0 | 0 | 0 | 0 | 0 | 0 | 0 | 0 | 0 | 0 | 0 | 0 | 0 | 0 | 0 | 0 | 0 | 0 | 0 | 0 | 0 | 0
F3_Commercial_Lodging_Existing_Food Preparation_Natural Gas_Food Prep Other_E9 | F3 | Commercial | Lodging | Existing | Food Preparation | Natural Gas | Food Prep Other | E9 | PACT BC Ratio | 0 | 0 | 0 | 0 | 0 | 0 | 0 | 0 | 0 | 0 | 0 | 0 | 0 | 0 | 0 | 0 | 0 | 0 | 0 | 0 | 0 | 0 | 0 | 0 | 0 | 0 | 0 | 0 | 0 | 0 | 0 | 0 | 0
F3_Commercial_Lodging_Existing_Food Preparation_Natural Gas_Food Prep Other_E10 | F3 | Commercial | Lodging | Existing | Food Preparation | Natural Gas | Food Prep Other | E10 | PACT BC Ratio | 0 | 0 | 0 | 0 | 0 | 0 | 0 | 0 | 0 | 0 | 0 | 0 | 0 | 0 | 0 | 0 | 0 | 0 | 0 | 0 | 0 | 0 | 0 | 0 | 0 | 0 | 0 | 0 | 0 | 0 | 0 | 0 | 0
F4_Commercial_Lodging_Existing_Food Preparation_Natural Gas_Food Prep Other_E1 | F4 | Commercial | Lodging | Existing | Food Preparation | Natural Gas | Food Prep Other | E1 | RVT BC Ratio | bar: 2019 to 2051
F4_Commercial_Lodging_Existing_Food Preparation_Natural Gas_Food Prep Other_E2 | F4 | Commercial | Lodging | Existing | Food Preparation | Natural Gas | Food Prep Other | E2 | RVT BC Ratio | 0.83914 | 0.83911 | 0.83978 | 0.83875 | 0.83813 | 0.83858 | 0.83995 | 0.84103 | 0.84238 | 0.84364 | 0.84492 | 0.84609 | 0.84734 | 0.84865 | 0.8499 | 0.85118 | 0.85247 | 0.85388 | 0.85535 | 0.85689 | 0.85842 | 0.86001 | 0.86148 | 0.863 | 0.86434 | 0.8655 | 0.86656 | 0.86747 | 0.86819 | 0.86877 | 0.86909 | 0.86931 | 0.86931
F4_Commercial_Lodging_Existing_Food Preparation_Natural Gas_Food Prep Other_E3 | F4 | Commercial | Lodging | Existing | Food Preparation | Natural Gas | Food Prep Other | E3 | RVT BC Ratio | 0 | 0 | 0 | 0 | 0 | 0 | 0 | 0 | 0 | 0 | 0 | 0 | 0 | 0 | 0 | 0 | 0 | 0 | 0 | 0 | 0 | 0 | 0 | 0 | 0 | 0 | 0 | 0 | 0 | 0 | 0 | 0 | 0
F4_Commercial_Lodging_Existing_Food Preparation_Natural Gas_Food Prep Other_E4 | F4 | Commercial | Lodging | Existing | Food Preparation | Natural Gas | Food Prep Other | E4 | RVT BC Ratio | 0 | 0 | 0 | 0 | 0 | 0 | 0 | 0 | 0 | 0 | 0 | 0 | 0 | 0 | 0 | 0 | 0 | 0 | 0 | 0 | 0 | 0 | 0 | 0 | 0 | 0 | 0 | 0 | 0 | 0 | 0 | 0 | 0
F4_Commercial_Lodging_Existing_Food Preparation_Natural Gas_Food Prep Other_E5 | F4 | Commercial | Lodging | Existing | Food Preparation | Natural Gas | Food Prep Other | E5 | RVT BC Ratio | 0 | 0 | 0 | 0 | 0 | 0 | 0 | 0 | 0 | 0 | 0 | 0 | 0 | 0 | 0 | 0 | 0 | 0 | 0 | 0 | 0 | 0 | 0 | 0 | 0 | 0 | 0 | 0 | 0 | 0 | 0 | 0 | 0
F4_Commercial_Lodging_Existing_Food Preparation_Natural Gas_Food Prep Other_E6 | F4 | Commercial | Lodging | Existing | Food Preparation | Natural Gas | Food Prep Other | E6 | RVT BC Ratio | 0 | 0 | 0 | 0 | 0 | 0 | 0 | 0 | 0 | 0 | 0 | 0 | 0 | 0 | 0 | 0 | 0 | 0 | 0 | 0 | 0 | 0 | 0 | 0 | 0 | 0 | 0 | 0 | 0 | 0 | 0 | 0 | 0
F4_Commercial_Lodging_Existing_Food Preparation_Natural Gas_Food Prep Other_E7 | F4 | Commercial | Lodging | Existing | Food Preparation | Natural Gas | Food Prep Other | E7 | RVT BC Ratio | 0 | 0 | 0 | 0 | 0 | 0 | 0 | 0 | 0 | 0 | 0 | 0 | 0 | 0 | 0 | 0 | 0 | 0 | 0 | 0 | 0 | 0 | 0 | 0 | 0 | 0 | 0 | 0 | 0 | 0 | 0 | 0 | 0
F4_Commercial_Lodging_Existing_Food Preparation_Natural Gas_Food Prep Other_E8 | F4 | Commercial | Lodging | Existing | Food Preparation | Natural Gas | Food Prep Other | E8 | RVT BC Ratio | 0 | 0 | 0 | 0 | 0 | 0 | 0 | 0 | 0 | 0 | 0 | 0 | 0 | 0 | 0 | 0 | 0 | 0 | 0 | 0 | 0 | 0 | 0 | 0 | 0 | 0 | 0 | 0 | 0 | 0 | 0 | 0 | 0
F4_Commercial_Lodging_Existing_Food Preparation_Natural Gas_Food Prep Other_E9 | F4 | Commercial | Lodging | Existing | Food Preparation | Natural Gas | Food Prep Other | E9 | RVT BC Ratio | 0 | 0 | 0 | 0 | 0 | 0 | 0 | 0 | 0 | 0 | 0 | 0 | 0 | 0 | 0 | 0 | 0 | 0 | 0 | 0 | 0 | 0 | 0 | 0 | 0 | 0 | 0 | 0 | 0 | 0 | 0 | 0 | 0
F4_Commercial_Lodging_Existing_Food Preparation_Natural Gas_Food Prep Other_E10 | F4 | Commercial | Lodging | Existing | Food Preparation | Natural Gas | Food Prep Other | E10 | RVT BC Ratio | 0 | 0 | 0 | 0 | 0 | 0 | 0 | 0 | 0 | 0 | 0 | 0 | 0 | 0 | 0 | 0 | 0 | 0 | 0 | 0 | 0 | 0 | 0 | 0 | 0 | 0 | 0 | 0 | 0 | 0 | 0 | 0 | 0
F5_Commercial_Lodging_Existing_Food Preparation_Natural Gas_Food Prep Other_E1 | F5 | Commercial | Lodging | Existing | Food Preparation | Natural Gas | Food Prep Other | E1 | RIM BC Ratio | bar: 2019 to 2051
F5_Commercial_Lodging_Existing_Food Preparation_Natural Gas_Food Prep Other_E2 | F5 | Commercial | Lodging | Existing | Food Preparation | Natural Gas | Food Prep Other | E2 | RIM BC Ratio | 0.11176 | 0.11174 | 0.11221 | 0.11149 | 0.11106 | 0.11138 | 0.11233 | 0.11308 | 0.11401 | 0.11488 | 0.11576 | 0.11656 | 0.11742 | 0.11832 | 0.11917 | 0.12004 | 0.12092 | 0.12187 | 0.12286 | 0.12391 | 0.12493 | 0.12599 | 0.12697 | 0.12799 | 0.12888 | 0.12965 | 0.13035 | 0.13095 | 0.13142 | 0.13181 | 0.13202 | 0.13216 | 0.13216
F5_Commercial_Lodging_Existing_Food Preparation_Natural Gas_Food Prep Other_E3 | F5 | Commercial | Lodging | Existing | Food Preparation | Natural Gas | Food Prep Other | E3 | RIM BC Ratio | 0 | 0 | 0 | 0 | 0 | 0 | 0 | 0 | 0 | 0 | 0 | 0 | 0 | 0 | 0 | 0 | 0 | 0 | 0 | 0 | 0 | 0 | 0 | 0 | 0 | 0 | 0 | 0 | 0 | 0 | 0 | 0 | 0
F5_Commercial_Lodging_Existing_Food Preparation_Natural Gas_Food Prep Other_E4 | F5 | Commercial | Lodging | Existing | Food Preparation | Natural Gas | Food Prep Other | E4 | RIM BC Ratio | 0 | 0 | 0 | 0 | 0 | 0 | 0 | 0 | 0 | 0 | 0 | 0 | 0 | 0 | 0 | 0 | 0 | 0 | 0 | 0 | 0 | 0 | 0 | 0 | 0 | 0 | 0 | 0 | 0 | 0 | 0 | 0 | 0
F5_Commercial_Lodging_Existing_Food Preparation_Natural Gas_Food Prep Other_E5 | F5 | Commercial | Lodging | Existing | Food Preparation | Natural Gas | Food Prep Other | E5 | RIM BC Ratio | 0 | 0 | 0 | 0 | 0 | 0 | 0 | 0 | 0 | 0 | 0 | 0 | 0 | 0 | 0 | 0 | 0 | 0 | 0 | 0 | 0 | 0 | 0 | 0 | 0 | 0 | 0 | 0 | 0 | 0 | 0 | 0 | 0
F5_Commercial_Lodging_Existing_Food Preparation_Natural Gas_Food Prep Other_E6 | F5 | Commercial | Lodging | Existing | Food Preparation | Natural Gas | Food Prep Other | E6 | RIM BC Ratio | 0 | 0 | 0 | 0 | 0 | 0 | 0 | 0 | 0 | 0 | 0 | 0 | 0 | 0 | 0 | 0 | 0 | 0 | 0 | 0 | 0 | 0 | 0 | 0 | 0 | 0 | 0 | 0 | 0 | 0 | 0 | 0 | 0
F5_Commercial_Lodging_Existing_Food Preparation_Natural Gas_Food Prep Other_E7 | F5 | Commercial | Lodging | Existing | Food Preparation | Natural Gas | Food Prep Other | E7 | RIM BC Ratio | 0 | 0 | 0 | 0 | 0 | 0 | 0 | 0 | 0 | 0 | 0 | 0 | 0 | 0 | 0 | 0 | 0 | 0 | 0 | 0 | 0 | 0 | 0 | 0 | 0 | 0 | 0 | 0 | 0 | 0 | 0 | 0 | 0
F5_Commercial_Lodging_Existing_Food Preparation_Natural Gas_Food Prep Other_E8 | F5 | Commercial | Lodging | Existing | Food Preparation | Natural Gas | Food Prep Other | E8 | RIM BC Ratio | 0 | 0 | 0 | 0 | 0 | 0 | 0 | 0 | 0 | 0 | 0 | 0 | 0 | 0 | 0 | 0 | 0 | 0 | 0 | 0 | 0 | 0 | 0 | 0 | 0 | 0 | 0 | 0 | 0 | 0 | 0 | 0 | 0
F5_Commercial_Lodging_Existing_Food Preparation_Natural Gas_Food Prep Other_E9 | F5 | Commercial | Lodging | Existing | Food Preparation | Natural Gas | Food Prep Other | E9 | RIM BC Ratio | 0 | 0 | 0 | 0 | 0 | 0 | 0 | 0 | 0 | 0 | 0 | 0 | 0 | 0 | 0 | 0 | 0 | 0 | 0 | 0 | 0 | 0 | 0 | 0 | 0 | 0 | 0 | 0 | 0 | 0 | 0 | 0 | 0
F5_Commercial_Lodging_Existing_Food Preparation_Natural Gas_Food Prep Other_E10 | F5 | Commercial | Lodging | Existing | Food Preparation | Natural Gas | Food Prep Other | E10 | RIM BC Ratio | 0 | 0 | 0 | 0 | 0 | 0 | 0 | 0 | 0 | 0 | 0 | 0 | 0 | 0 | 0 | 0 | 0 | 0 | 0 | 0 | 0 | 0 | 0 | 0 | 0 | 0 | 0 | 0 | 0 | 0 | 0 | 0 | 0
F0_Commercial_Lodging_Existing_Miscellaneous_Natural Gas_Pool Heater_E0 | F0 | Commercial | Lodging | Existing | Miscellaneous | Natural Gas | Pool Heater | E0 | Economic Unit | Standard (EF .78) | Standard (EF .78) | Standard (EF .78) | Standard (EF .78) | Standard (EF .78) | Standard (EF .78) | Standard (EF .78) | Standard (EF .78) | Standard (EF .78) | Standard (EF .78) | Standard (EF .78) | Standard (EF .78) | Standard (EF .78) | Standard (EF .78) | Standard (EF .78) | Standard (EF .78) | Standard (EF .78) | Standard (EF .78) | Standard (EF .78) | Standard (EF .78) | Standard (EF .78) | Standard (EF .78) | Standard (EF .78) | Standard (EF .78) | Standard (EF .78) | Standard (EF .78) | Standard (EF .78) | Standard (EF .78) | Standard (EF .78) | Standard (EF .78) | Standard (EF .78) | Standard (EF .78) | Standard (EF .78)
F1_Commercial_Lodging_Existing_Miscellaneous_Natural Gas_Pool Heater_E1 | F1 | Commercial | Lodging | Existing | Miscellaneous | Natural Gas | Pool Heater | E1 | CCE | 0 | 0 | 0 | 0 | 0 | 0 | 0 | 0 | 0 | 0 | 0 | 0 | 0 | 0 | 0 | 0 | 0 | 0 | 0 | 0 | 0 | 0 | 0 | 0 | 0 | 0 | 0 | 0 | 0 | 0 | 0 | 0 | 0
F1_Commercial_Lodging_Existing_Miscellaneous_Natural Gas_Pool Heater_E2 | F1 | Commercial | Lodging | Existing | Miscellaneous | Natural Gas | Pool Heater | E2 | CCE | 1.2677 | 1.3125 | 1.1782 | 1.2003 | 1.2003 | 1.2003 | 1.2003 | 1.2003 | 1.2003 | 1.2003 | 1.2003 | 1.2003 | 1.2003 | 1.2003 | 1.2003 | 1.2003 | 1.2003 | 1.2003 | 1.2003 | 1.2003 | 1.2003 | 1.2003 | 1.2003 | 1.2003 | 1.2003 | 1.2003 | 1.2003 | 1.2003 | 1.2003 | 1.2003 | 1.2003 | 1.2003 | 1.2003
F1_Commercial_Lodging_Existing_Miscellaneous_Natural Gas_Pool Heater_E3 | F1 | Commercial | Lodging | Existing | Miscellaneous | Natural Gas | Pool Heater | E3 | CCE | 0 | 0 | 0 | 0 | 0 | 0 | 0 | 0 | 0 | 0 | 0 | 0 | 0 | 0 | 0 | 0 | 0 | 0 | 0 | 0 | 0 | 0 | 0 | 0 | 0 | 0 | 0 | 0 | 0 | 0 | 0 | 0 | 0
F1_Commercial_Lodging_Existing_Miscellaneous_Natural Gas_Pool Heater_E4 | F1 | Commercial | Lodging | Existing | Miscellaneous | Natural Gas | Pool Heater | E4 | CCE | 0 | 0 | 0 | 0 | 0 | 0 | 0 | 0 | 0 | 0 | 0 | 0 | 0 | 0 | 0 | 0 | 0 | 0 | 0 | 0 | 0 | 0 | 0 | 0 | 0 | 0 | 0 | 0 | 0 | 0 | 0 | 0 | 0
F1_Commercial_Lodging_Existing_Miscellaneous_Natural Gas_Pool Heater_E5 | F1 | Commercial | Lodging | Existing | Miscellaneous | Natural Gas | Pool Heater | E5 | CCE | 0 | 0 | 0 | 0 | 0 | 0 | 0 | 0 | 0 | 0 | 0 | 0 | 0 | 0 | 0 | 0 | 0 | 0 | 0 | 0 | 0 | 0 | 0 | 0 | 0 | 0 | 0 | 0 | 0 | 0 | 0 | 0 | 0
F1_Commercial_Lodging_Existing_Miscellaneous_Natural Gas_Pool Heater_E6 | F1 | Commercial | Lodging | Existing | Miscellaneous | Natural Gas | Pool Heater | E6 | CCE | 0 | 0 | 0 | 0 | 0 | 0 | 0 | 0 | 0 | 0 | 0 | 0 | 0 | 0 | 0 | 0 | 0 | 0 | 0 | 0 | 0 | 0 | 0 | 0 | 0 | 0 | 0 | 0 | 0 | 0 | 0 | 0 | 0
F1_Commercial_Lodging_Existing_Miscellaneous_Natural Gas_Pool Heater_E7 | F1 | Commercial | Lodging | Existing | Miscellaneous | Natural Gas | Pool Heater | E7 | CCE | 0 | 0 | 0 | 0 | 0 | 0 | 0 | 0 | 0 | 0 | 0 | 0 | 0 | 0 | 0 | 0 | 0 | 0 | 0 | 0 | 0 | 0 | 0 | 0 | 0 | 0 | 0 | 0 | 0 | 0 | 0 | 0 | 0
F1_Commercial_Lodging_Existing_Miscellaneous_Natural Gas_Pool Heater_E8 | F1 | Commercial | Lodging | Existing | Miscellaneous | Natural Gas | Pool Heater | E8 | CCE | 0 | 0 | 0 | 0 | 0 | 0 | 0 | 0 | 0 | 0 | 0 | 0 | 0 | 0 | 0 | 0 | 0 | 0 | 0 | 0 | 0 | 0 | 0 | 0 | 0 | 0 | 0 | 0 | 0 | 0 | 0 | 0 | 0
F1_Commercial_Lodging_Existing_Miscellaneous_Natural Gas_Pool Heater_E9 | F1 | Commercial | Lodging | Existing | Miscellaneous | Natural Gas | Pool Heater | E9 | CCE | 0 | 0 | 0 | 0 | 0 | 0 | 0 | 0 | 0 | 0 | 0 | 0 | 0 | 0 | 0 | 0 | 0 | 0 | 0 | 0 | 0 | 0 | 0 | 0 | 0 | 0 | 0 | 0 | 0 | 0 | 0 | 0 | 0
F1_Commercial_Lodging_Existing_Miscellaneous_Natural Gas_Pool Heater_E10 | F1 | Commercial | Lodging | Existing | Miscellaneous | Natural Gas | Pool Heater | E10 | CCE | 0 | 0 | 0 | 0 | 0 | 0 | 0 | 0 | 0 | 0 | 0 | 0 | 0 | 0 | 0 | 0 | 0 | 0 | 0 | 0 | 0 | 0 | 0 | 0 | 0 | 0 | 0 | 0 | 0 | 0 | 0 | 0 | 0
F2_Commercial_Lodging_Existing_Miscellaneous_Natural Gas_Pool Heater_E1 | F2 | Commercial | Lodging | Existing | Miscellaneous | Natural Gas | Pool Heater | E1 | TRC BC Ratio | bar: 2019 to 2051
F2_Commercial_Lodging_Existing_Miscellaneous_Natural Gas_Pool Heater_E2 | F2 | Commercial | Lodging | Existing | Miscellaneous | Natural Gas | Pool Heater | E2 | TRC BC Ratio | 0 | 0 | 0 | 0 | 0 | 0 | 0 | 0 | 0 | 0 | 0 | 0 | 0 | 0 | 0 | 0 | 0 | 0 | 0 | 0 | 0 | 0 | 0 | 0 | 0 | 0 | 0 | 0 | 0 | 0 | 0 | 0 | 0
F2_Commercial_Lodging_Existing_Miscellaneous_Natural Gas_Pool Heater_E3 | F2 | Commercial | Lodging | Existing | Miscellaneous | Natural Gas | Pool Heater | E3 | TRC BC Ratio | 0 | 0 | 0 | 0 | 0 | 0 | 0 | 0 | 0 | 0 | 0 | 0 | 0 | 0 | 0 | 0 | 0 | 0 | 0 | 0 | 0 | 0 | 0 | 0 | 0 | 0 | 0 | 0 | 0 | 0 | 0 | 0 | 0
F2_Commercial_Lodging_Existing_Miscellaneous_Natural Gas_Pool Heater_E4 | F2 | Commercial | Lodging | Existing | Miscellaneous | Natural Gas | Pool Heater | E4 | TRC BC Ratio | 0 | 0 | 0 | 0 | 0 | 0 | 0 | 0 | 0 | 0 | 0 | 0 | 0 | 0 | 0 | 0 | 0 | 0 | 0 | 0 | 0 | 0 | 0 | 0 | 0 | 0 | 0 | 0 | 0 | 0 | 0 | 0 | 0
F2_Commercial_Lodging_Existing_Miscellaneous_Natural Gas_Pool Heater_E5 | F2 | Commercial | Lodging | Existing | Miscellaneous | Natural Gas | Pool Heater | E5 | TRC BC Ratio | 0 | 0 | 0 | 0 | 0 | 0 | 0 | 0 | 0 | 0 | 0 | 0 | 0 | 0 | 0 | 0 | 0 | 0 | 0 | 0 | 0 | 0 | 0 | 0 | 0 | 0 | 0 | 0 | 0 | 0 | 0 | 0 | 0
F2_Commercial_Lodging_Existing_Miscellaneous_Natural Gas_Pool Heater_E6 | F2 | Commercial | Lodging | Existing | Miscellaneous | Natural Gas | Pool Heater | E6 | TRC BC Ratio | 0 | 0 | 0 | 0 | 0 | 0 | 0 | 0 | 0 | 0 | 0 | 0 | 0 | 0 | 0 | 0 | 0 | 0 | 0 | 0 | 0 | 0 | 0 | 0 | 0 | 0 | 0 | 0 | 0 | 0 | 0 | 0 | 0
F2_Commercial_Lodging_Existing_Miscellaneous_Natural Gas_Pool Heater_E7 | F2 | Commercial | Lodging | Existing | Miscellaneous | Natural Gas | Pool Heater | E7 | TRC BC Ratio | 0 | 0 | 0 | 0 | 0 | 0 | 0 | 0 | 0 | 0 | 0 | 0 | 0 | 0 | 0 | 0 | 0 | 0 | 0 | 0 | 0 | 0 | 0 | 0 | 0 | 0 | 0 | 0 | 0 | 0 | 0 | 0 | 0
F2_Commercial_Lodging_Existing_Miscellaneous_Natural Gas_Pool Heater_E8 | F2 | Commercial | Lodging | Existing | Miscellaneous | Natural Gas | Pool Heater | E8 | TRC BC Ratio | 0 | 0 | 0 | 0 | 0 | 0 | 0 | 0 | 0 | 0 | 0 | 0 | 0 | 0 | 0 | 0 | 0 | 0 | 0 | 0 | 0 | 0 | 0 | 0 | 0 | 0 | 0 | 0 | 0 | 0 | 0 | 0 | 0
F2_Commercial_Lodging_Existing_Miscellaneous_Natural Gas_Pool Heater_E9 | F2 | Commercial | Lodging | Existing | Miscellaneous | Natural Gas | Pool Heater | E9 | TRC BC Ratio | 0 | 0 | 0 | 0 | 0 | 0 | 0 | 0 | 0 | 0 | 0 | 0 | 0 | 0 | 0 | 0 | 0 | 0 | 0 | 0 | 0 | 0 | 0 | 0 | 0 | 0 | 0 | 0 | 0 | 0 | 0 | 0 | 0
F2_Commercial_Lodging_Existing_Miscellaneous_Natural Gas_Pool Heater_E10 | F2 | Commercial | Lodging | Existing | Miscellaneous | Natural Gas | Pool Heater | E10 | TRC BC Ratio | 0 | 0 | 0 | 0 | 0 | 0 | 0 | 0 | 0 | 0 | 0 | 0 | 0 | 0 | 0 | 0 | 0 | 0 | 0 | 0 | 0 | 0 | 0 | 0 | 0 | 0 | 0 | 0 | 0 | 0 | 0 | 0 | 0
F3_Commercial_Lodging_Existing_Miscellaneous_Natural Gas_Pool Heater_E1 | F3 | Commercial | Lodging | Existing | Miscellaneous | Natural Gas | Pool Heater | E1 | PACT BC Ratio | bar: 2019 to 2051
F3_Commercial_Lodging_Existing_Miscellaneous_Natural Gas_Pool Heater_E2 | F3 | Commercial | Lodging | Existing | Miscellaneous | Natural Gas | Pool Heater | E2 | PACT BC Ratio | 0 | 0 | 0 | 0 | 0 | 0 | 0 | 0 | 0 | 0 | 0 | 0 | 0 | 0 | 0 | 0 | 0 | 0 | 0 | 0 | 0 | 0 | 0 | 0 | 0 | 0 | 0 | 0 | 0 | 0 | 0 | 0 | 0
F3_Commercial_Lodging_Existing_Miscellaneous_Natural Gas_Pool Heater_E3 | F3 | Commercial | Lodging | Existing | Miscellaneous | Natural Gas | Pool Heater | E3 | PACT BC Ratio | 0 | 0 | 0 | 0 | 0 | 0 | 0 | 0 | 0 | 0 | 0 | 0 | 0 | 0 | 0 | 0 | 0 | 0 | 0 | 0 | 0 | 0 | 0 | 0 | 0 | 0 | 0 | 0 | 0 | 0 | 0 | 0 | 0
F3_Commercial_Lodging_Existing_Miscellaneous_Natural Gas_Pool Heater_E4 | F3 | Commercial | Lodging | Existing | Miscellaneous | Natural Gas | Pool Heater | E4 | PACT BC Ratio | 0 | 0 | 0 | 0 | 0 | 0 | 0 | 0 | 0 | 0 | 0 | 0 | 0 | 0 | 0 | 0 | 0 | 0 | 0 | 0 | 0 | 0 | 0 | 0 | 0 | 0 | 0 | 0 | 0 | 0 | 0 | 0 | 0
F3_Commercial_Lodging_Existing_Miscellaneous_Natural Gas_Pool Heater_E5 | F3 | Commercial | Lodging | Existing | Miscellaneous | Natural Gas | Pool Heater | E5 | PACT BC Ratio | 0 | 0 | 0 | 0 | 0 | 0 | 0 | 0 | 0 | 0 | 0 | 0 | 0 | 0 | 0 | 0 | 0 | 0 | 0 | 0 | 0 | 0 | 0 | 0 | 0 | 0 | 0 | 0 | 0 | 0 | 0 | 0 | 0
F3_Commercial_Lodging_Existing_Miscellaneous_Natural Gas_Pool Heater_E6 | F3 | Commercial | Lodging | Existing | Miscellaneous | Natural Gas | Pool Heater | E6 | PACT BC Ratio | 0 | 0 | 0 | 0 | 0 | 0 | 0 | 0 | 0 | 0 | 0 | 0 | 0 | 0 | 0 | 0 | 0 | 0 | 0 | 0 | 0 | 0 | 0 | 0 | 0 | 0 | 0 | 0 | 0 | 0 | 0 | 0 | 0
F3_Commercial_Lodging_Existing_Miscellaneous_Natural Gas_Pool Heater_E7 | F3 | Commercial | Lodging | Existing | Miscellaneous | Natural Gas | Pool Heater | E7 | PACT BC Ratio | 0 | 0 | 0 | 0 | 0 | 0 | 0 | 0 | 0 | 0 | 0 | 0 | 0 | 0 | 0 | 0 | 0 | 0 | 0 | 0 | 0 | 0 | 0 | 0 | 0 | 0 | 0 | 0 | 0 | 0 | 0 | 0 | 0
F3_Commercial_Lodging_Existing_Miscellaneous_Natural Gas_Pool Heater_E8 | F3 | Commercial | Lodging | Existing | Miscellaneous | Natural Gas | Pool Heater | E8 | PACT BC Ratio | 0 | 0 | 0 | 0 | 0 | 0 | 0 | 0 | 0 | 0 | 0 | 0 | 0 | 0 | 0 | 0 | 0 | 0 | 0 | 0 | 0 | 0 | 0 | 0 | 0 | 0 | 0 | 0 | 0 | 0 | 0 | 0 | 0
F3_Commercial_Lodging_Existing_Miscellaneous_Natural Gas_Pool Heater_E9 | F3 | Commercial | Lodging | Existing | Miscellaneous | Natural Gas | Pool Heater | E9 | PACT BC Ratio | 0 | 0 | 0 | 0 | 0 | 0 | 0 | 0 | 0 | 0 | 0 | 0 | 0 | 0 | 0 | 0 | 0 | 0 | 0 | 0 | 0 | 0 | 0 | 0 | 0 | 0 | 0 | 0 | 0 | 0 | 0 | 0 | 0
F3_Commercial_Lodging_Existing_Miscellaneous_Natural Gas_Pool Heater_E10 | F3 | Commercial | Lodging | Existing | Miscellaneous | Natural Gas | Pool Heater | E10 | PACT BC Ratio | 0 | 0 | 0 | 0 | 0 | 0 | 0 | 0 | 0 | 0 | 0 | 0 | 0 | 0 | 0 | 0 | 0 | 0 | 0 | 0 | 0 | 0 | 0 | 0 | 0 | 0 | 0 | 0 | 0 | 0 | 0 | 0 | 0
F4_Commercial_Lodging_Existing_Miscellaneous_Natural Gas_Pool Heater_E1 | F4 | Commercial | Lodging | Existing | Miscellaneous | Natural Gas | Pool Heater | E1 | RVT BC Ratio | bar: 2019 to 2051
F4_Commercial_Lodging_Existing_Miscellaneous_Natural Gas_Pool Heater_E2 | F4 | Commercial | Lodging | Existing | Miscellaneous | Natural Gas | Pool Heater | E2 | RVT BC Ratio | 0.7 | 0.7 | 0.7 | 0.7 | 0.7 | 0.7 | 0.7 | 0.7 | 0.7 | 0.7 | 0.7 | 0.7 | 0.7 | 0.7 | 0.7 | 0.7 | 0.7 | 0.7 | 0.7 | 0.7 | 0.7 | 0.7 | 0.7 | 0.7 | 0.7 | 0.7 | 0.7 | 0.7 | 0.7 | 0.7 | 0.7 | 0.7 | 0.7
F4_Commercial_Lodging_Existing_Miscellaneous_Natural Gas_Pool Heater_E3 | F4 | Commercial | Lodging | Existing | Miscellaneous | Natural Gas | Pool Heater | E3 | RVT BC Ratio | 0 | 0 | 0 | 0 | 0 | 0 | 0 | 0 | 0 | 0 | 0 | 0 | 0 | 0 | 0 | 0 | 0 | 0 | 0 | 0 | 0 | 0 | 0 | 0 | 0 | 0 | 0 | 0 | 0 | 0 | 0 | 0 | 0
F4_Commercial_Lodging_Existing_Miscellaneous_Natural Gas_Pool Heater_E4 | F4 | Commercial | Lodging | Existing | Miscellaneous | Natural Gas | Pool Heater | E4 | RVT BC Ratio | 0 | 0 | 0 | 0 | 0 | 0 | 0 | 0 | 0 | 0 | 0 | 0 | 0 | 0 | 0 | 0 | 0 | 0 | 0 | 0 | 0 | 0 | 0 | 0 | 0 | 0 | 0 | 0 | 0 | 0 | 0 | 0 | 0
F4_Commercial_Lodging_Existing_Miscellaneous_Natural Gas_Pool Heater_E5 | F4 | Commercial | Lodging | Existing | Miscellaneous | Natural Gas | Pool Heater | E5 | RVT BC Ratio | 0 | 0 | 0 | 0 | 0 | 0 | 0 | 0 | 0 | 0 | 0 | 0 | 0 | 0 | 0 | 0 | 0 | 0 | 0 | 0 | 0 | 0 | 0 | 0 | 0 | 0 | 0 | 0 | 0 | 0 | 0 | 0 | 0
F4_Commercial_Lodging_Existing_Miscellaneous_Natural Gas_Pool Heater_E6 | F4 | Commercial | Lodging | Existing | Miscellaneous | Natural Gas | Pool Heater | E6 | RVT BC Ratio | 0 | 0 | 0 | 0 | 0 | 0 | 0 | 0 | 0 | 0 | 0 | 0 | 0 | 0 | 0 | 0 | 0 | 0 | 0 | 0 | 0 | 0 | 0 | 0 | 0 | 0 | 0 | 0 | 0 | 0 | 0 | 0 | 0
F4_Commercial_Lodging_Existing_Miscellaneous_Natural Gas_Pool Heater_E7 | F4 | Commercial | Lodging | Existing | Miscellaneous | Natural Gas | Pool Heater | E7 | RVT BC Ratio | 0 | 0 | 0 | 0 | 0 | 0 | 0 | 0 | 0 | 0 | 0 | 0 | 0 | 0 | 0 | 0 | 0 | 0 | 0 | 0 | 0 | 0 | 0 | 0 | 0 | 0 | 0 | 0 | 0 | 0 | 0 | 0 | 0
F4_Commercial_Lodging_Existing_Miscellaneous_Natural Gas_Pool Heater_E8 | F4 | Commercial | Lodging | Existing | Miscellaneous | Natural Gas | Pool Heater | E8 | RVT BC Ratio | 0 | 0 | 0 | 0 | 0 | 0 | 0 | 0 | 0 | 0 | 0 | 0 | 0 | 0 | 0 | 0 | 0 | 0 | 0 | 0 | 0 | 0 | 0 | 0 | 0 | 0 | 0 | 0 | 0 | 0 | 0 | 0 | 0
F4_Commercial_Lodging_Existing_Miscellaneous_Natural Gas_Pool Heater_E9 | F4 | Commercial | Lodging | Existing | Miscellaneous | Natural Gas | Pool Heater | E9 | RVT BC Ratio | 0 | 0 | 0 | 0 | 0 | 0 | 0 | 0 | 0 | 0 | 0 | 0 | 0 | 0 | 0 | 0 | 0 | 0 | 0 | 0 | 0 | 0 | 0 | 0 | 0 | 0 | 0 | 0 | 0 | 0 | 0 | 0 | 0
F4_Commercial_Lodging_Existing_Miscellaneous_Natural Gas_Pool Heater_E10 | F4 | Commercial | Lodging | Existing | Miscellaneous | Natural Gas | Pool Heater | E10 | RVT BC Ratio | 0 | 0 | 0 | 0 | 0 | 0 | 0 | 0 | 0 | 0 | 0 | 0 | 0 | 0 | 0 | 0 | 0 | 0 | 0 | 0 | 0 | 0 | 0 | 0 | 0 | 0 | 0 | 0 | 0 | 0 | 0 | 0 | 0
F5_Commercial_Lodging_Existing_Miscellaneous_Natural Gas_Pool Heater_E1 | F5 | Commercial | Lodging | Existing | Miscellaneous | Natural Gas | Pool Heater | E1 | RIM BC Ratio | bar: 2019 to 2051
F5_Commercial_Lodging_Existing_Miscellaneous_Natural Gas_Pool Heater_E2 | F5 | Commercial | Lodging | Existing | Miscellaneous | Natural Gas | Pool Heater | E2 | RIM BC Ratio | 0 | 0 | 0 | 0 | 0 | 0 | 0 | 0 | 0 | 0 | 0 | 0 | 0 | 0 | 0 | 0 | 0 | 0 | 0 | 0 | 0 | 0 | 0 | 0 | 0 | 0 | 0 | 0 | 0 | 0 | 0 | 0 | 0
F5_Commercial_Lodging_Existing_Miscellaneous_Natural Gas_Pool Heater_E3 | F5 | Commercial | Lodging | Existing | Miscellaneous | Natural Gas | Pool Heater | E3 | RIM BC Ratio | 0 | 0 | 0 | 0 | 0 | 0 | 0 | 0 | 0 | 0 | 0 | 0 | 0 | 0 | 0 | 0 | 0 | 0 | 0 | 0 | 0 | 0 | 0 | 0 | 0 | 0 | 0 | 0 | 0 | 0 | 0 | 0 | 0
F5_Commercial_Lodging_Existing_Miscellaneous_Natural Gas_Pool Heater_E4 | F5 | Commercial | Lodging | Existing | Miscellaneous | Natural Gas | Pool Heater | E4 | RIM BC Ratio | 0 | 0 | 0 | 0 | 0 | 0 | 0 | 0 | 0 | 0 | 0 | 0 | 0 | 0 | 0 | 0 | 0 | 0 | 0 | 0 | 0 | 0 | 0 | 0 | 0 | 0 | 0 | 0 | 0 | 0 | 0 | 0 | 0
F5_Commercial_Lodging_Existing_Miscellaneous_Natural Gas_Pool Heater_E5 | F5 | Commercial | Lodging | Existing | Miscellaneous | Natural Gas | Pool Heater | E5 | RIM BC Ratio | 0 | 0 | 0 | 0 | 0 | 0 | 0 | 0 | 0 | 0 | 0 | 0 | 0 | 0 | 0 | 0 | 0 | 0 | 0 | 0 | 0 | 0 | 0 | 0 | 0 | 0 | 0 | 0 | 0 | 0 | 0 | 0 | 0
F5_Commercial_Lodging_Existing_Miscellaneous_Natural Gas_Pool Heater_E6 | F5 | Commercial | Lodging | Existing | Miscellaneous | Natural Gas | Pool Heater | E6 | RIM BC Ratio | 0 | 0 | 0 | 0 | 0 | 0 | 0 | 0 | 0 | 0 | 0 | 0 | 0 | 0 | 0 | 0 | 0 | 0 | 0 | 0 | 0 | 0 | 0 | 0 | 0 | 0 | 0 | 0 | 0 | 0 | 0 | 0 | 0
F5_Commercial_Lodging_Existing_Miscellaneous_Natural Gas_Pool Heater_E7 | F5 | Commercial | Lodging | Existing | Miscellaneous | Natural Gas | Pool Heater | E7 | RIM BC Ratio | 0 | 0 | 0 | 0 | 0 | 0 | 0 | 0 | 0 | 0 | 0 | 0 | 0 | 0 | 0 | 0 | 0 | 0 | 0 | 0 | 0 | 0 | 0 | 0 | 0 | 0 | 0 | 0 | 0 | 0 | 0 | 0 | 0
F5_Commercial_Lodging_Existing_Miscellaneous_Natural Gas_Pool Heater_E8 | F5 | Commercial | Lodging | Existing | Miscellaneous | Natural Gas | Pool Heater | E8 | RIM BC Ratio | 0 | 0 | 0 | 0 | 0 | 0 | 0 | 0 | 0 | 0 | 0 | 0 | 0 | 0 | 0 | 0 | 0 | 0 | 0 | 0 | 0 | 0 | 0 | 0 | 0 | 0 | 0 | 0 | 0 | 0 | 0 | 0 | 0
F5_Commercial_Lodging_Existing_Miscellaneous_Natural Gas_Pool Heater_E9 | F5 | Commercial | Lodging | Existing | Miscellaneous | Natural Gas | Pool Heater | E9 | RIM BC Ratio | 0 | 0 | 0 | 0 | 0 | 0 | 0 | 0 | 0 | 0 | 0 | 0 | 0 | 0 | 0 | 0 | 0 | 0 | 0 | 0 | 0 | 0 | 0 | 0 | 0 | 0 | 0 | 0 | 0 | 0 | 0 | 0 | 0
F5_Commercial_Lodging_Existing_Miscellaneous_Natural Gas_Pool Heater_E10 | F5 | Commercial | Lodging | Existing | Miscellaneous | Natural Gas | Pool Heater | E10 | RIM BC Ratio | 0 | 0 | 0 | 0 | 0 | 0 | 0 | 0 | 0 | 0 | 0 | 0 | 0 | 0 | 0 | 0 | 0 | 0 | 0 | 0 | 0 | 0 | 0 | 0 | 0 | 0 | 0 | 0 | 0 | 0 | 0 | 0 | 0
F0_Commercial_Lodging_Existing_Miscellaneous_Natural Gas_Miscellaneous_E0 | F0 | Commercial | Lodging | Existing | Miscellaneous | Natural Gas | Miscellaneous | E0 | Economic Unit | Miscellaneous | Miscellaneous | Miscellaneous | Miscellaneous | Miscellaneous | Miscellaneous | Miscellaneous | Miscellaneous | Miscellaneous | Miscellaneous | Miscellaneous | Miscellaneous | Miscellaneous | Miscellaneous | Miscellaneous | Miscellaneous | Miscellaneous | Miscellaneous | Miscellaneous | Miscellaneous | Miscellaneous | Miscellaneous | Miscellaneous | Miscellaneous | Miscellaneous | Miscellaneous | Miscellaneous | Miscellaneous | Miscellaneous | Miscellaneous | Miscellaneous | Miscellaneous | Miscellaneous
F1_Commercial_Lodging_Existing_Miscellaneous_Natural Gas_Miscellaneous_E1 | F1 | Commercial | Lodging | Existing | Miscellaneous | Natural Gas | Miscellaneous | E1 | CCE | 0 | 0 | 0 | 0 | 0 | 0 | 0 | 0 | 0 | 0 | 0 | 0 | 0 | 0 | 0 | 0 | 0 | 0 | 0 | 0 | 0 | 0 | 0 | 0 | 0 | 0 | 0 | 0 | 0 | 0 | 0 | 0 | 0
F1_Commercial_Lodging_Existing_Miscellaneous_Natural Gas_Miscellaneous_E2 | F1 | Commercial | Lodging | Existing | Miscellaneous | Natural Gas | Miscellaneous | E2 | CCE | 0 | 0 | 0 | 0 | 0 | 0 | 0 | 0 | 0 | 0 | 0 | 0 | 0 | 0 | 0 | 0 | 0 | 0 | 0 | 0 | 0 | 0 | 0 | 0 | 0 | 0 | 0 | 0 | 0 | 0 | 0 | 0 | 0
F1_Commercial_Lodging_Existing_Miscellaneous_Natural Gas_Miscellaneous_E3 | F1 | Commercial | Lodging | Existing | Miscellaneous | Natural Gas | Miscellaneous | E3 | CCE | 0 | 0 | 0 | 0 | 0 | 0 | 0 | 0 | 0 | 0 | 0 | 0 | 0 | 0 | 0 | 0 | 0 | 0 | 0 | 0 | 0 | 0 | 0 | 0 | 0 | 0 | 0 | 0 | 0 | 0 | 0 | 0 | 0
F1_Commercial_Lodging_Existing_Miscellaneous_Natural Gas_Miscellaneous_E4 | F1 | Commercial | Lodging | Existing | Miscellaneous | Natural Gas | Miscellaneous | E4 | CCE | 0 | 0 | 0 | 0 | 0 | 0 | 0 | 0 | 0 | 0 | 0 | 0 | 0 | 0 | 0 | 0 | 0 | 0 | 0 | 0 | 0 | 0 | 0 | 0 | 0 | 0 | 0 | 0 | 0 | 0 | 0 | 0 | 0
F1_Commercial_Lodging_Existing_Miscellaneous_Natural Gas_Miscellaneous_E5 | F1 | Commercial | Lodging | Existing | Miscellaneous | Natural Gas | Miscellaneous | E5 | CCE | 0 | 0 | 0 | 0 | 0 | 0 | 0 | 0 | 0 | 0 | 0 | 0 | 0 | 0 | 0 | 0 | 0 | 0 | 0 | 0 | 0 | 0 | 0 | 0 | 0 | 0 | 0 | 0 | 0 | 0 | 0 | 0 | 0
F1_Commercial_Lodging_Existing_Miscellaneous_Natural Gas_Miscellaneous_E6 | F1 | Commercial | Lodging | Existing | Miscellaneous | Natural Gas | Miscellaneous | E6 | CCE | 0 | 0 | 0 | 0 | 0 | 0 | 0 | 0 | 0 | 0 | 0 | 0 | 0 | 0 | 0 | 0 | 0 | 0 | 0 | 0 | 0 | 0 | 0 | 0 | 0 | 0 | 0 | 0 | 0 | 0 | 0 | 0 | 0
F1_Commercial_Lodging_Existing_Miscellaneous_Natural Gas_Miscellaneous_E7 | F1 | Commercial | Lodging | Existing | Miscellaneous | Natural Gas | Miscellaneous | E7 | CCE | 0 | 0 | 0 | 0 | 0 | 0 | 0 | 0 | 0 | 0 | 0 | 0 | 0 | 0 | 0 | 0 | 0 | 0 | 0 | 0 | 0 | 0 | 0 | 0 | 0 | 0 | 0 | 0 | 0 | 0 | 0 | 0 | 0
F1_Commercial_Lodging_Existing_Miscellaneous_Natural Gas_Miscellaneous_E8 | F1 | Commercial | Lodging | Existing | Miscellaneous | Natural Gas | Miscellaneous | E8 | CCE | 0 | 0 | 0 | 0 | 0 | 0 | 0 | 0 | 0 | 0 | 0 | 0 | 0 | 0 | 0 | 0 | 0 | 0 | 0 | 0 | 0 | 0 | 0 | 0 | 0 | 0 | 0 | 0 | 0 | 0 | 0 | 0 | 0
F1_Commercial_Lodging_Existing_Miscellaneous_Natural Gas_Miscellaneous_E9 | F1 | Commercial | Lodging | Existing | Miscellaneous | Natural Gas | Miscellaneous | E9 | CCE | 0 | 0 | 0 | 0 | 0 | 0 | 0 | 0 | 0 | 0 | 0 | 0 | 0 | 0 | 0 | 0 | 0 | 0 | 0 | 0 | 0 | 0 | 0 | 0 | 0 | 0 | 0 | 0 | 0 | 0 | 0 | 0 | 0
F1_Commercial_Lodging_Existing_Miscellaneous_Natural Gas_Miscellaneous_E10 | F1 | Commercial | Lodging | Existing | Miscellaneous | Natural Gas | Miscellaneous | E10 | CCE | 0 | 0 | 0 | 0 | 0 | 0 | 0 | 0 | 0 | 0 | 0 | 0 | 0 | 0 | 0 | 0 | 0 | 0 | 0 | 0 | 0 | 0 | 0 | 0 | 0 | 0 | 0 | 0 | 0 | 0 | 0 | 0 | 0
F2_Commercial_Lodging_Existing_Miscellaneous_Natural Gas_Miscellaneous_E1 | F2 | Commercial | Lodging | Existing | Miscellaneous | Natural Gas | Miscellaneous | E1 | TRC BC Ratio | bar: 2019 to 2051
F2_Commercial_Lodging_Existing_Miscellaneous_Natural Gas_Miscellaneous_E2 | F2 | Commercial | Lodging | Existing | Miscellaneous | Natural Gas | Miscellaneous | E2 | TRC BC Ratio | 0 | 0 | 0 | 0 | 0 | 0 | 0 | 0 | 0 | 0 | 0 | 0 | 0 | 0 | 0 | 0 | 0 | 0 | 0 | 0 | 0 | 0 | 0 | 0 | 0 | 0 | 0 | 0 | 0 | 0 | 0 | 0 | 0
F2_Commercial_Lodging_Existing_Miscellaneous_Natural Gas_Miscellaneous_E3 | F2 | Commercial | Lodging | Existing | Miscellaneous | Natural Gas | Miscellaneous | E3 | TRC BC Ratio | 0 | 0 | 0 | 0 | 0 | 0 | 0 | 0 | 0 | 0 | 0 | 0 | 0 | 0 | 0 | 0 | 0 | 0 | 0 | 0 | 0 | 0 | 0 | 0 | 0 | 0 | 0 | 0 | 0 | 0 | 0 | 0 | 0
F2_Commercial_Lodging_Existing_Miscellaneous_Natural Gas_Miscellaneous_E4 | F2 | Commercial | Lodging | Existing | Miscellaneous | Natural Gas | Miscellaneous | E4 | TRC BC Ratio | 0 | 0 | 0 | 0 | 0 | 0 | 0 | 0 | 0 | 0 | 0 | 0 | 0 | 0 | 0 | 0 | 0 | 0 | 0 | 0 | 0 | 0 | 0 | 0 | 0 | 0 | 0 | 0 | 0 | 0 | 0 | 0 | 0
F2_Commercial_Lodging_Existing_Miscellaneous_Natural Gas_Miscellaneous_E5 | F2 | Commercial | Lodging | Existing | Miscellaneous | Natural Gas | Miscellaneous | E5 | TRC BC Ratio | 0 | 0 | 0 | 0 | 0 | 0 | 0 | 0 | 0 | 0 | 0 | 0 | 0 | 0 | 0 | 0 | 0 | 0 | 0 | 0 | 0 | 0 | 0 | 0 | 0 | 0 | 0 | 0 | 0 | 0 | 0 | 0 | 0
F2_Commercial_Lodging_Existing_Miscellaneous_Natural Gas_Miscellaneous_E6 | F2 | Commercial | Lodging | Existing | Miscellaneous | Natural Gas | Miscellaneous | E6 | TRC BC Ratio | 0 | 0 | 0 | 0 | 0 | 0 | 0 | 0 | 0 | 0 | 0 | 0 | 0 | 0 | 0 | 0 | 0 | 0 | 0 | 0 | 0 | 0 | 0 | 0 | 0 | 0 | 0 | 0 | 0 | 0 | 0 | 0 | 0
F2_Commercial_Lodging_Existing_Miscellaneous_Natural Gas_Miscellaneous_E7 | F2 | Commercial | Lodging | Existing | Miscellaneous | Natural Gas | Miscellaneous | E7 | TRC BC Ratio | 0 | 0 | 0 | 0 | 0 | 0 | 0 | 0 | 0 | 0 | 0 | 0 | 0 | 0 | 0 | 0 | 0 | 0 | 0 | 0 | 0 | 0 | 0 | 0 | 0 | 0 | 0 | 0 | 0 | 0 | 0 | 0 | 0
F2_Commercial_Lodging_Existing_Miscellaneous_Natural Gas_Miscellaneous_E8 | F2 | Commercial | Lodging | Existing | Miscellaneous | Natural Gas | Miscellaneous | E8 | TRC BC Ratio | 0 | 0 | 0 | 0 | 0 | 0 | 0 | 0 | 0 | 0 | 0 | 0 | 0 | 0 | 0 | 0 | 0 | 0 | 0 | 0 | 0 | 0 | 0 | 0 | 0 | 0 | 0 | 0 | 0 | 0 | 0 | 0 | 0
F2_Commercial_Lodging_Existing_Miscellaneous_Natural Gas_Miscellaneous_E9 | F2 | Commercial | Lodging | Existing | Miscellaneous | Natural Gas | Miscellaneous | E9 | TRC BC Ratio | 0 | 0 | 0 | 0 | 0 | 0 | 0 | 0 | 0 | 0 | 0 | 0 | 0 | 0 | 0 | 0 | 0 | 0 | 0 | 0 | 0 | 0 | 0 | 0 | 0 | 0 | 0 | 0 | 0 | 0 | 0 | 0 | 0
F2_Commercial_Lodging_Existing_Miscellaneous_Natural Gas_Miscellaneous_E10 | F2 | Commercial | Lodging | Existing | Miscellaneous | Natural Gas | Miscellaneous | E10 | TRC BC Ratio | 0 | 0 | 0 | 0 | 0 | 0 | 0 | 0 | 0 | 0 | 0 | 0 | 0 | 0 | 0 | 0 | 0 | 0 | 0 | 0 | 0 | 0 | 0 | 0 | 0 | 0 | 0 | 0 | 0 | 0 | 0 | 0 | 0
F3_Commercial_Lodging_Existing_Miscellaneous_Natural Gas_Miscellaneous_E1 | F3 | Commercial | Lodging | Existing | Miscellaneous | Natural Gas | Miscellaneous | E1 | PACT BC Ratio | bar: 2019 to 2051
F3_Commercial_Lodging_Existing_Miscellaneous_Natural Gas_Miscellaneous_E2 | F3 | Commercial | Lodging | Existing | Miscellaneous | Natural Gas | Miscellaneous | E2 | PACT BC Ratio | 0 | 0 | 0 | 0 | 0 | 0 | 0 | 0 | 0 | 0 | 0 | 0 | 0 | 0 | 0 | 0 | 0 | 0 | 0 | 0 | 0 | 0 | 0 | 0 | 0 | 0 | 0 | 0 | 0 | 0 | 0 | 0 | 0
F3_Commercial_Lodging_Existing_Miscellaneous_Natural Gas_Miscellaneous_E3 | F3 | Commercial | Lodging | Existing | Miscellaneous | Natural Gas | Miscellaneous | E3 | PACT BC Ratio | 0 | 0 | 0 | 0 | 0 | 0 | 0 | 0 | 0 | 0 | 0 | 0 | 0 | 0 | 0 | 0 | 0 | 0 | 0 | 0 | 0 | 0 | 0 | 0 | 0 | 0 | 0 | 0 | 0 | 0 | 0 | 0 | 0
F3_Commercial_Lodging_Existing_Miscellaneous_Natural Gas_Miscellaneous_E4 | F3 | Commercial | Lodging | Existing | Miscellaneous | Natural Gas | Miscellaneous | E4 | PACT BC Ratio | 0 | 0 | 0 | 0 | 0 | 0 | 0 | 0 | 0 | 0 | 0 | 0 | 0 | 0 | 0 | 0 | 0 | 0 | 0 | 0 | 0 | 0 | 0 | 0 | 0 | 0 | 0 | 0 | 0 | 0 | 0 | 0 | 0
F3_Commercial_Lodging_Existing_Miscellaneous_Natural Gas_Miscellaneous_E5 | F3 | Commercial | Lodging | Existing | Miscellaneous | Natural Gas | Miscellaneous | E5 | PACT BC Ratio | 0 | 0 | 0 | 0 | 0 | 0 | 0 | 0 | 0 | 0 | 0 | 0 | 0 | 0 | 0 | 0 | 0 | 0 | 0 | 0 | 0 | 0 | 0 | 0 | 0 | 0 | 0 | 0 | 0 | 0 | 0 | 0 | 0
F3_Commercial_Lodging_Existing_Miscellaneous_Natural Gas_Miscellaneous_E6 | F3 | Commercial | Lodging | Existing | Miscellaneous | Natural Gas | Miscellaneous | E6 | PACT BC Ratio | 0 | 0 | 0 | 0 | 0 | 0 | 0 | 0 | 0 | 0 | 0 | 0 | 0 | 0 | 0 | 0 | 0 | 0 | 0 | 0 | 0 | 0 | 0 | 0 | 0 | 0 | 0 | 0 | 0 | 0 | 0 | 0 | 0
F3_Commercial_Lodging_Existing_Miscellaneous_Natural Gas_Miscellaneous_E7 | F3 | Commercial | Lodging | Existing | Miscellaneous | Natural Gas | Miscellaneous | E7 | PACT BC Ratio | 0 | 0 | 0 | 0 | 0 | 0 | 0 | 0 | 0 | 0 | 0 | 0 | 0 | 0 | 0 | 0 | 0 | 0 | 0 | 0 | 0 | 0 | 0 | 0 | 0 | 0 | 0 | 0 | 0 | 0 | 0 | 0 | 0
F3_Commercial_Lodging_Existing_Miscellaneous_Natural Gas_Miscellaneous_E8 | F3 | Commercial | Lodging | Existing | Miscellaneous | Natural Gas | Miscellaneous | E8 | PACT BC Ratio | 0 | 0 | 0 | 0 | 0 | 0 | 0 | 0 | 0 | 0 | 0 | 0 | 0 | 0 | 0 | 0 | 0 | 0 | 0 | 0 | 0 | 0 | 0 | 0 | 0 | 0 | 0 | 0 | 0 | 0 | 0 | 0 | 0
F3_Commercial_Lodging_Existing_Miscellaneous_Natural Gas_Miscellaneous_E9 | F3 | Commercial | Lodging | Existing | Miscellaneous | Natural Gas | Miscellaneous | E9 | PACT BC Ratio | 0 | 0 | 0 | 0 | 0 | 0 | 0 | 0 | 0 | 0 | 0 | 0 | 0 | 0 | 0 | 0 | 0 | 0 | 0 | 0 | 0 | 0 | 0 | 0 | 0 | 0 | 0 | 0 | 0 | 0 | 0 | 0 | 0
F3_Commercial_Lodging_Existing_Miscellaneous_Natural Gas_Miscellaneous_E10 | F3 | Commercial | Lodging | Existing | Miscellaneous | Natural Gas | Miscellaneous | E10 | PACT BC Ratio | 0 | 0 | 0 | 0 | 0 | 0 | 0 | 0 | 0 | 0 | 0 | 0 | 0 | 0 | 0 | 0 | 0 | 0 | 0 | 0 | 0 | 0 | 0 | 0 | 0 | 0 | 0 | 0 | 0 | 0 | 0 | 0 | 0
F4_Commercial_Lodging_Existing_Miscellaneous_Natural Gas_Miscellaneous_E1 | F4 | Commercial | Lodging | Existing | Miscellaneous | Natural Gas | Miscellaneous | E1 | RVT BC Ratio | bar: 2019 to 2051
F4_Commercial_Lodging_Existing_Miscellaneous_Natural Gas_Miscellaneous_E2 | F4 | Commercial | Lodging | Existing | Miscellaneous | Natural Gas | Miscellaneous | E2 | RVT BC Ratio | 0 | 0 | 0 | 0 | 0 | 0 | 0 | 0 | 0 | 0 | 0 | 0 | 0 | 0 | 0 | 0 | 0 | 0 | 0 | 0 | 0 | 0 | 0 | 0 | 0 | 0 | 0 | 0 | 0 | 0 | 0 | 0 | 0
F4_Commercial_Lodging_Existing_Miscellaneous_Natural Gas_Miscellaneous_E3 | F4 | Commercial | Lodging | Existing | Miscellaneous | Natural Gas | Miscellaneous | E3 | RVT BC Ratio | 0 | 0 | 0 | 0 | 0 | 0 | 0 | 0 | 0 | 0 | 0 | 0 | 0 | 0 | 0 | 0 | 0 | 0 | 0 | 0 | 0 | 0 | 0 | 0 | 0 | 0 | 0 | 0 | 0 | 0 | 0 | 0 | 0
F4_Commercial_Lodging_Existing_Miscellaneous_Natural Gas_Miscellaneous_E4 | F4 | Commercial | Lodging | Existing | Miscellaneous | Natural Gas | Miscellaneous | E4 | RVT BC Ratio | 0 | 0 | 0 | 0 | 0 | 0 | 0 | 0 | 0 | 0 | 0 | 0 | 0 | 0 | 0 | 0 | 0 | 0 | 0 | 0 | 0 | 0 | 0 | 0 | 0 | 0 | 0 | 0 | 0 | 0 | 0 | 0 | 0
F4_Commercial_Lodging_Existing_Miscellaneous_Natural Gas_Miscellaneous_E5 | F4 | Commercial | Lodging | Existing | Miscellaneous | Natural Gas | Miscellaneous | E5 | RVT BC Ratio | 0 | 0 | 0 | 0 | 0 | 0 | 0 | 0 | 0 | 0 | 0 | 0 | 0 | 0 | 0 | 0 | 0 | 0 | 0 | 0 | 0 | 0 | 0 | 0 | 0 | 0 | 0 | 0 | 0 | 0 | 0 | 0 | 0
F4_Commercial_Lodging_Existing_Miscellaneous_Natural Gas_Miscellaneous_E6 | F4 | Commercial | Lodging | Existing | Miscellaneous | Natural Gas | Miscellaneous | E6 | RVT BC Ratio | 0 | 0 | 0 | 0 | 0 | 0 | 0 | 0 | 0 | 0 | 0 | 0 | 0 | 0 | 0 | 0 | 0 | 0 | 0 | 0 | 0 | 0 | 0 | 0 | 0 | 0 | 0 | 0 | 0 | 0 | 0 | 0 | 0
F4_Commercial_Lodging_Existing_Miscellaneous_Natural Gas_Miscellaneous_E7 | F4 | Commercial | Lodging | Existing | Miscellaneous | Natural Gas | Miscellaneous | E7 | RVT BC Ratio | 0 | 0 | 0 | 0 | 0 | 0 | 0 | 0 | 0 | 0 | 0 | 0 | 0 | 0 | 0 | 0 | 0 | 0 | 0 | 0 | 0 | 0 | 0 | 0 | 0 | 0 | 0 | 0 | 0 | 0 | 0 | 0 | 0
F4_Commercial_Lodging_Existing_Miscellaneous_Natural Gas_Miscellaneous_E8 | F4 | Commercial | Lodging | Existing | Miscellaneous | Natural Gas | Miscellaneous | E8 | RVT BC Ratio | 0 | 0 | 0 | 0 | 0 | 0 | 0 | 0 | 0 | 0 | 0 | 0 | 0 | 0 | 0 | 0 | 0 | 0 | 0 | 0 | 0 | 0 | 0 | 0 | 0 | 0 | 0 | 0 | 0 | 0 | 0 | 0 | 0
F4_Commercial_Lodging_Existing_Miscellaneous_Natural Gas_Miscellaneous_E9 | F4 | Commercial | Lodging | Existing | Miscellaneous | Natural Gas | Miscellaneous | E9 | RVT BC Ratio | 0 | 0 | 0 | 0 | 0 | 0 | 0 | 0 | 0 | 0 | 0 | 0 | 0 | 0 | 0 | 0 | 0 | 0 | 0 | 0 | 0 | 0 | 0 | 0 | 0 | 0 | 0 | 0 | 0 | 0 | 0 | 0 | 0
F4_Commercial_Lodging_Existing_Miscellaneous_Natural Gas_Miscellaneous_E10 | F4 | Commercial | Lodging | Existing | Miscellaneous | Natural Gas | Miscellaneous | E10 | RVT BC Ratio | 0 | 0 | 0 | 0 | 0 | 0 | 0 | 0 | 0 | 0 | 0 | 0 | 0 | 0 | 0 | 0 | 0 | 0 | 0 | 0 | 0 | 0 | 0 | 0 | 0 | 0 | 0 | 0 | 0 | 0 | 0 | 0 | 0
F5_Commercial_Lodging_Existing_Miscellaneous_Natural Gas_Miscellaneous_E1 | F5 | Commercial | Lodging | Existing | Miscellaneous | Natural Gas | Miscellaneous | E1 | RIM BC Ratio | bar: 2019 to 2051
F5_Commercial_Lodging_Existing_Miscellaneous_Natural Gas_Miscellaneous_E2 | F5 | Commercial | Lodging | Existing | Miscellaneous | Natural Gas | Miscellaneous | E2 | RIM BC Ratio | 0 | 0 | 0 | 0 | 0 | 0 | 0 | 0 | 0 | 0 | 0 | 0 | 0 | 0 | 0 | 0 | 0 | 0 | 0 | 0 | 0 | 0 | 0 | 0 | 0 | 0 | 0 | 0 | 0 | 0 | 0 | 0 | 0
F5_Commercial_Lodging_Existing_Miscellaneous_Natural Gas_Miscellaneous_E3 | F5 | Commercial | Lodging | Existing | Miscellaneous | Natural Gas | Miscellaneous | E3 | RIM BC Ratio | 0 | 0 | 0 | 0 | 0 | 0 | 0 | 0 | 0 | 0 | 0 | 0 | 0 | 0 | 0 | 0 | 0 | 0 | 0 | 0 | 0 | 0 | 0 | 0 | 0 | 0 | 0 | 0 | 0 | 0 | 0 | 0 | 0
F5_Commercial_Lodging_Existing_Miscellaneous_Natural Gas_Miscellaneous_E4 | F5 | Commercial | Lodging | Existing | Miscellaneous | Natural Gas | Miscellaneous | E4 | RIM BC Ratio | 0 | 0 | 0 | 0 | 0 | 0 | 0 | 0 | 0 | 0 | 0 | 0 | 0 | 0 | 0 | 0 | 0 | 0 | 0 | 0 | 0 | 0 | 0 | 0 | 0 | 0 | 0 | 0 | 0 | 0 | 0 | 0 | 0
F5_Commercial_Lodging_Existing_Miscellaneous_Natural Gas_Miscellaneous_E5 | F5 | Commercial | Lodging | Existing | Miscellaneous | Natural Gas | Miscellaneous | E5 | RIM BC Ratio | 0 | 0 | 0 | 0 | 0 | 0 | 0 | 0 | 0 | 0 | 0 | 0 | 0 | 0 | 0 | 0 | 0 | 0 | 0 | 0 | 0 | 0 | 0 | 0 | 0 | 0 | 0 | 0 | 0 | 0 | 0 | 0 | 0
F5_Commercial_Lodging_Existing_Miscellaneous_Natural Gas_Miscellaneous_E6 | F5 | Commercial | Lodging | Existing | Miscellaneous | Natural Gas | Miscellaneous | E6 | RIM BC Ratio | 0 | 0 | 0 | 0 | 0 | 0 | 0 | 0 | 0 | 0 | 0 | 0 | 0 | 0 | 0 | 0 | 0 | 0 | 0 | 0 | 0 | 0 | 0 | 0 | 0 | 0 | 0 | 0 | 0 | 0 | 0 | 0 | 0
F5_Commercial_Lodging_Existing_Miscellaneous_Natural Gas_Miscellaneous_E7 | F5 | Commercial | Lodging | Existing | Miscellaneous | Natural Gas | Miscellaneous | E7 | RIM BC Ratio | 0 | 0 | 0 | 0 | 0 | 0 | 0 | 0 | 0 | 0 | 0 | 0 | 0 | 0 | 0 | 0 | 0 | 0 | 0 | 0 | 0 | 0 | 0 | 0 | 0 | 0 | 0 | 0 | 0 | 0 | 0 | 0 | 0
F5_Commercial_Lodging_Existing_Miscellaneous_Natural Gas_Miscellaneous_E8 | F5 | Commercial | Lodging | Existing | Miscellaneous | Natural Gas | Miscellaneous | E8 | RIM BC Ratio | 0 | 0 | 0 | 0 | 0 | 0 | 0 | 0 | 0 | 0 | 0 | 0 | 0 | 0 | 0 | 0 | 0 | 0 | 0 | 0 | 0 | 0 | 0 | 0 | 0 | 0 | 0 | 0 | 0 | 0 | 0 | 0 | 0
F5_Commercial_Lodging_Existing_Miscellaneous_Natural Gas_Miscellaneous_E9 | F5 | Commercial | Lodging | Existing | Miscellaneous | Natural Gas | Miscellaneous | E9 | RIM BC Ratio | 0 | 0 | 0 | 0 | 0 | 0 | 0 | 0 | 0 | 0 | 0 | 0 | 0 | 0 | 0 | 0 | 0 | 0 | 0 | 0 | 0 | 0 | 0 | 0 | 0 | 0 | 0 | 0 | 0 | 0 | 0 | 0 | 0
F5_Commercial_Lodging_Existing_Miscellaneous_Natural Gas_Miscellaneous_E10 | F5 | Commercial | Lodging | Existing | Miscellaneous | Natural Gas | Miscellaneous | E10 | RIM BC Ratio | 0 | 0 | 0 | 0 | 0 | 0 | 0 | 0 | 0 | 0 | 0 | 0 | 0 | 0 | 0 | 0 | 0 | 0 | 0 | 0 | 0 | 0 | 0 | 0 | 0 | 0 | 0 | 0 | 0 | 0 | 0 | 0 | 0
F0_Commercial_Lodging_New_Space Heating_Natural Gas_Furnace_E0 | F0 | Commercial | Lodging | New | Space Heating | Natural Gas | Furnace | E0 | Economic Unit | AFUE 96% | AFUE 96% | AFUE 96% | AFUE 96% | AFUE 96% | AFUE 96% | AFUE 96% | AFUE 96% | AFUE 96% | AFUE 96% | AFUE 96% | AFUE 96% | AFUE 96% | AFUE 96% | AFUE 96% | AFUE 96% | AFUE 96% | AFUE 96% | AFUE 96% | AFUE 96% | AFUE 96% | AFUE 96% | AFUE 96% | AFUE 96% | AFUE 96% | AFUE 96% | AFUE 96% | AFUE 96% | AFUE 96% | AFUE 96% | AFUE 96% | AFUE 96% | AFUE 96%
F1_Commercial_Lodging_New_Space Heating_Natural Gas_Furnace_E1 | F1 | Commercial | Lodging | New | Space Heating | Natural Gas | Furnace | E1 | CCE | 0 | 0 | 0 | 0 | 0 | 0 | 0 | 0 | 0 | 0 | 0 | 0 | 0 | 0 | 0 | 0 | 0 | 0 | 0 | 0 | 0 | 0 | 0 | 0 | 0 | 0 | 0 | 0 | 0 | 0 | 0 | 0 | 0
F1_Commercial_Lodging_New_Space Heating_Natural Gas_Furnace_E2 | F1 | Commercial | Lodging | New | Space Heating | Natural Gas | Furnace | E2 | CCE | 0.07239 | 0.074949 | 0.067638 | 0.069275 | 0.069647 | 0 | 0 | 0 | 0 | 0 | 0 | 0 | 0 | 0 | 0 | 0 | 0 | 0 | 0 | 0 | 0 | 0 | 0 | 0 | 0 | 0 | 0 | 0 | 0 | 0 | 0 | 0 | 0
F1_Commercial_Lodging_New_Space Heating_Natural Gas_Furnace_E3 | F1 | Commercial | Lodging | New | Space Heating | Natural Gas | Furnace | E3 | CCE | 0.17172 | 0.17779 | 0.16045 | 0.16433 | 0.16522 | 0 | 0 | 0 | 0 | 0 | 0 | 0 | 0 | 0 | 0 | 0 | 0 | 0 | 0 | 0 | 0 | 0 | 0 | 0 | 0 | 0 | 0 | 0 | 0 | 0 | 0 | 0 | 0
F1_Commercial_Lodging_New_Space Heating_Natural Gas_Furnace_E4 | F1 | Commercial | Lodging | New | Space Heating | Natural Gas | Furnace | E4 | CCE | 0.27073 | 0.2803 | 0.25296 | 0.25908 | 0.26047 | 0.40964 | 0.41187 | 0.41412 | 0.41639 | 0.41869 | 0.42102 | 0.42337 | 0.42575 | 0.42816 | 0.43059 | 0.43305 | 0.43554 | 0.43806 | 0.44061 | 0.44318 | 0.44579 | 0.44842 | 0.45109 | 0.45379 | 0.45653 | 0.45929 | 0.46209 | 0.46492 | 0.46779 | 0.47069 | 0.47364 | 0.47662 | 0.47662
F1_Commercial_Lodging_New_Space Heating_Natural Gas_Furnace_E5 | F1 | Commercial | Lodging | New | Space Heating | Natural Gas | Furnace | E5 | CCE | 0 | 0 | 0 | 0 | 0 | 0 | 0 | 3.68 | 3.7002 | 3.7207 | 3.7414 | 3.7623 | 3.7834 | 3.8048 | 3.8264 | 3.8483 | 3.8704 | 3.8927 | 3.9154 | 3.9383 | 3.9615 | 3.9848 | 4.0086 | 4.0326 | 4.0569 | 4.0814 | 4.1063 | 4.1315 | 4.157 | 4.1828 | 4.2089 | 4.2354 | 4.2354
F1_Commercial_Lodging_New_Space Heating_Natural Gas_Furnace_E6 | F1 | Commercial | Lodging | New | Space Heating | Natural Gas | Furnace | E6 | CCE | 0 | 0 | 0 | 0 | 0 | 0 | 0 | 0 | 0 | 0 | 0 | 0 | 0 | 0 | 0 | 0 | 0 | 0 | 0 | 0 | 0 | 0 | 0 | 0 | 0 | 0 | 0 | 0 | 0 | 0 | 0 | 0 | 0
F1_Commercial_Lodging_New_Space Heating_Natural Gas_Furnace_E7 | F1 | Commercial | Lodging | New | Space Heating | Natural Gas | Furnace | E7 | CCE | 0 | 0 | 0 | 0 | 0 | 0 | 0 | 0 | 0 | 0 | 0 | 0 | 0 | 0 | 0 | 0 | 0 | 0 | 0 | 0 | 0 | 0 | 0 | 0 | 0 | 0 | 0 | 0 | 0 | 0 | 0 | 0 | 0
F1_Commercial_Lodging_New_Space Heating_Natural Gas_Furnace_E8 | F1 | Commercial | Lodging | New | Space Heating | Natural Gas | Furnace | E8 | CCE | 0 | 0 | 0 | 0 | 0 | 0 | 0 | 0 | 0 | 0 | 0 | 0 | 0 | 0 | 0 | 0 | 0 | 0 | 0 | 0 | 0 | 0 | 0 | 0 | 0 | 0 | 0 | 0 | 0 | 0 | 0 | 0 | 0
F1_Commercial_Lodging_New_Space Heating_Natural Gas_Furnace_E9 | F1 | Commercial | Lodging | New | Space Heating | Natural Gas | Furnace | E9 | CCE | 0 | 0 | 0 | 0 | 0 | 0 | 0 | 0 | 0 | 0 | 0 | 0 | 0 | 0 | 0 | 0 | 0 | 0 | 0 | 0 | 0 | 0 | 0 | 0 | 0 | 0 | 0 | 0 | 0 | 0 | 0 | 0 | 0
F1_Commercial_Lodging_New_Space Heating_Natural Gas_Furnace_E10 | F1 | Commercial | Lodging | New | Space Heating | Natural Gas | Furnace | E10 | CCE | 0 | 0 | 0 | 0 | 0 | 0 | 0 | 0 | 0 | 0 | 0 | 0 | 0 | 0 | 0 | 0 | 0 | 0 | 0 | 0 | 0 | 0 | 0 | 0 | 0 | 0 | 0 | 0 | 0 | 0 | 0 | 0 | 0
F2_Commercial_Lodging_New_Space Heating_Natural Gas_Furnace_E1 | F2 | Commercial | Lodging | New | Space Heating | Natural Gas | Furnace | E1 | TRC BC Ratio | 1 | 1 | 1 | 1 | 1 | 0 | 0 | 0 | 0 | 0 | 0 | 0 | 0 | 0 | 0 | 0 | 0 | 0 | 0 | 0 | 0 | 0 | 0 | 0 | 0 | 0 | 0 | 0 | 0 | 0 | 0 | 0 | 0
F2_Commercial_Lodging_New_Space Heating_Natural Gas_Furnace_E2 | F2 | Commercial | Lodging | New | Space Heating | Natural Gas | Furnace | E2 | TRC BC Ratio | 30.0223 | 30.0107 | 30.0652 | 29.9224 | 29.8246 | 0 | 0 | 0 | 0 | 0 | 0 | 0 | 0 | 0 | 0 | 0 | 0 | 0 | 0 | 0 | 0 | 0 | 0 | 0 | 0 | 0 | 0 | 0 | 0 | 0 | 0 | 0 | 0
F2_Commercial_Lodging_New_Space Heating_Natural Gas_Furnace_E3 | F2 | Commercial | Lodging | New | Space Heating | Natural Gas | Furnace | E3 | TRC BC Ratio | 12.6559 | 12.6511 | 12.674 | 12.6138 | 12.5726 | 1 | 1 | 1 | 1 | 1 | 1 | 1 | 1 | 1 | 1 | 1 | 1 | 1 | 1 | 1 | 1 | 1 | 1 | 1 | 1 | 1 | 1 | 1 | 1 | 1 | 1 | 1 | 1
F2_Commercial_Lodging_New_Space Heating_Natural Gas_Furnace_E4 | F2 | Commercial | Lodging | New | Space Heating | Natural Gas | Furnace | E4 | TRC BC Ratio | 8.0277 | 8.0246 | 8.0392 | 8.001 | 7.9748 | 5.093 | 5.0981 | 5.1007 | 5.1067 | 5.1116 | 5.1158 | 5.1189 | 5.1231 | 5.1277 | 5.1312 | 5.1349 | 5.1386 | 5.1433 | 5.1478 | 5.1535 | 5.1585 | 5.1638 | 5.1682 | 5.1735 | 5.1775 | 5.1812 | 5.1847 | 5.1885 | 5.191 | 5.1937 | 5.1953 | 5.1973 | 5.1973
F2_Commercial_Lodging_New_Space Heating_Natural Gas_Furnace_E5 | F2 | Commercial | Lodging | New | Space Heating | Natural Gas | Furnace | E5 | TRC BC Ratio | 0 | 0 | 0 | 0 | 0 | 0 | 0 | 0.57399 | 0.57466 | 0.57521 | 0.57569 | 0.57604 | 0.57651 | 0.57702 | 0.57742 | 0.57784 | 0.57825 | 0.57879 | 0.57929 | 0.57994 | 0.58049 | 0.58109 | 0.58159 | 0.58218 | 0.58263 | 0.58305 | 0.58344 | 0.58387 | 0.58415 | 0.58446 | 0.58463 | 0.58486 | 0.58486
F2_Commercial_Lodging_New_Space Heating_Natural Gas_Furnace_E6 | F2 | Commercial | Lodging | New | Space Heating | Natural Gas | Furnace | E6 | TRC BC Ratio | 0 | 0 | 0 | 0 | 0 | 0 | 0 | 0 | 0 | 0 | 0 | 0 | 0 | 0 | 0 | 0 | 0 | 0 | 0 | 0 | 0 | 0 | 0 | 0 | 0 | 0 | 0 | 0 | 0 | 0 | 0 | 0 | 0
F2_Commercial_Lodging_New_Space Heating_Natural Gas_Furnace_E7 | F2 | Commercial | Lodging | New | Space Heating | Natural Gas | Furnace | E7 | TRC BC Ratio | 0 | 0 | 0 | 0 | 0 | 0 | 0 | 0 | 0 | 0 | 0 | 0 | 0 | 0 | 0 | 0 | 0 | 0 | 0 | 0 | 0 | 0 | 0 | 0 | 0 | 0 | 0 | 0 | 0 | 0 | 0 | 0 | 0
F2_Commercial_Lodging_New_Space Heating_Natural Gas_Furnace_E8 | F2 | Commercial | Lodging | New | Space Heating | Natural Gas | Furnace | E8 | TRC BC Ratio | 0 | 0 | 0 | 0 | 0 | 0 | 0 | 0 | 0 | 0 | 0 | 0 | 0 | 0 | 0 | 0 | 0 | 0 | 0 | 0 | 0 | 0 | 0 | 0 | 0 | 0 | 0 | 0 | 0 | 0 | 0 | 0 | 0
F2_Commercial_Lodging_New_Space Heating_Natural Gas_Furnace_E9 | F2 | Commercial | Lodging | New | Space Heating | Natural Gas | Furnace | E9 | TRC BC Ratio | 0 | 0 | 0 | 0 | 0 | 0 | 0 | 0 | 0 | 0 | 0 | 0 | 0 | 0 | 0 | 0 | 0 | 0 | 0 | 0 | 0 | 0 | 0 | 0 | 0 | 0 | 0 | 0 | 0 | 0 | 0 | 0 | 0
F2_Commercial_Lodging_New_Space Heating_Natural Gas_Furnace_E10 | F2 | Commercial | Lodging | New | Space Heating | Natural Gas | Furnace | E10 | TRC BC Ratio | 0 | 0 | 0 | 0 | 0 | 0 | 0 | 0 | 0 | 0 | 0 | 0 | 0 | 0 | 0 | 0 | 0 | 0 | 0 | 0 | 0 | 0 | 0 | 0 | 0 | 0 | 0 | 0 | 0 | 0 | 0 | 0 | 0
F3_Commercial_Lodging_New_Space Heating_Natural Gas_Furnace_E1 | F3 | Commercial | Lodging | New | Space Heating | Natural Gas | Furnace | E1 | PACT BC Ratio | 1 | 1 | 1 | 1 | 1 | 0 | 0 | 0 | 0 | 0 | 0 | 0 | 0 | 0 | 0 | 0 | 0 | 0 | 0 | 0 | 0 | 0 | 0 | 0 | 0 | 0 | 0 | 0 | 0 | 0 | 0 | 0 | 0
F3_Commercial_Lodging_New_Space Heating_Natural Gas_Furnace_E2 | F3 | Commercial | Lodging | New | Space Heating | Natural Gas | Furnace | E2 | PACT BC Ratio | 40.0297 | 40.0143 | 40.087 | 39.8965 | 39.7662 | 0 | 0 | 0 | 0 | 0 | 0 | 0 | 0 | 0 | 0 | 0 | 0 | 0 | 0 | 0 | 0 | 0 | 0 | 0 | 0 | 0 | 0 | 0 | 0 | 0 | 0 | 0 | 0
F3_Commercial_Lodging_New_Space Heating_Natural Gas_Furnace_E3 | F3 | Commercial | Lodging | New | Space Heating | Natural Gas | Furnace | E3 | PACT BC Ratio | 16.8746 | 16.8681 | 16.8987 | 16.8185 | 16.7635 | 1 | 1 | 1 | 1 | 1 | 1 | 1 | 1 | 1 | 1 | 1 | 1 | 1 | 1 | 1 | 1 | 1 | 1 | 1 | 1 | 1 | 1 | 1 | 1 | 1 | 1 | 1 | 1
F3_Commercial_Lodging_New_Space Heating_Natural Gas_Furnace_E4 | F3 | Commercial | Lodging | New | Space Heating | Natural Gas | Furnace | E4 | PACT BC Ratio | 10.7036 | 10.6994 | 10.7189 | 10.668 | 10.6331 | 6.7906 | 6.7974 | 6.8009 | 6.8089 | 6.8154 | 6.821 | 6.8253 | 6.8308 | 6.8369 | 6.8416 | 6.8465 | 6.8514 | 6.8578 | 6.8637 | 6.8714 | 6.878 | 6.8851 | 6.891 | 6.8979 | 6.9033 | 6.9082 | 6.9129 | 6.918 | 6.9213 | 6.9249 | 6.927 | 6.9298 | 6.9298
F3_Commercial_Lodging_New_Space Heating_Natural Gas_Furnace_E5 | F3 | Commercial | Lodging | New | Space Heating | Natural Gas | Furnace | E5 | PACT BC Ratio | 0 | 0 | 0 | 0 | 0 | 0 | 0 | 0.76532 | 0.76622 | 0.76695 | 0.76758 | 0.76806 | 0.76868 | 0.76937 | 0.76989 | 0.77045 | 0.771 | 0.77171 | 0.77239 | 0.77325 | 0.77399 | 0.77479 | 0.77545 | 0.77624 | 0.77684 | 0.7774 | 0.77792 | 0.77849 | 0.77886 | 0.77927 | 0.77951 | 0.77982 | 0.77982
F3_Commercial_Lodging_New_Space Heating_Natural Gas_Furnace_E6 | F3 | Commercial | Lodging | New | Space Heating | Natural Gas | Furnace | E6 | PACT BC Ratio | 0 | 0 | 0 | 0 | 0 | 0 | 0 | 0 | 0 | 0 | 0 | 0 | 0 | 0 | 0 | 0 | 0 | 0 | 0 | 0 | 0 | 0 | 0 | 0 | 0 | 0 | 0 | 0 | 0 | 0 | 0 | 0 | 0
F3_Commercial_Lodging_New_Space Heating_Natural Gas_Furnace_E7 | F3 | Commercial | Lodging | New | Space Heating | Natural Gas | Furnace | E7 | PACT BC Ratio | 0 | 0 | 0 | 0 | 0 | 0 | 0 | 0 | 0 | 0 | 0 | 0 | 0 | 0 | 0 | 0 | 0 | 0 | 0 | 0 | 0 | 0 | 0 | 0 | 0 | 0 | 0 | 0 | 0 | 0 | 0 | 0 | 0
F3_Commercial_Lodging_New_Space Heating_Natural Gas_Furnace_E8 | F3 | Commercial | Lodging | New | Space Heating | Natural Gas | Furnace | E8 | PACT BC Ratio | 0 | 0 | 0 | 0 | 0 | 0 | 0 | 0 | 0 | 0 | 0 | 0 | 0 | 0 | 0 | 0 | 0 | 0 | 0 | 0 | 0 | 0 | 0 | 0 | 0 | 0 | 0 | 0 | 0 | 0 | 0 | 0 | 0
F3_Commercial_Lodging_New_Space Heating_Natural Gas_Furnace_E9 | F3 | Commercial | Lodging | New | Space Heating | Natural Gas | Furnace | E9 | PACT BC Ratio | 0 | 0 | 0 | 0 | 0 | 0 | 0 | 0 | 0 | 0 | 0 | 0 | 0 | 0 | 0 | 0 | 0 | 0 | 0 | 0 | 0 | 0 | 0 | 0 | 0 | 0 | 0 | 0 | 0 | 0 | 0 | 0 | 0
F3_Commercial_Lodging_New_Space Heating_Natural Gas_Furnace_E10 | F3 | Commercial | Lodging | New | Space Heating | Natural Gas | Furnace | E10 | PACT BC Ratio | 0 | 0 | 0 | 0 | 0 | 0 | 0 | 0 | 0 | 0 | 0 | 0 | 0 | 0 | 0 | 0 | 0 | 0 | 0 | 0 | 0 | 0 | 0 | 0 | 0 | 0 | 0 | 0 | 0 | 0 | 0 | 0 | 0
F4_Commercial_Lodging_New_Space Heating_Natural Gas_Furnace_E1 | F4 | Commercial | Lodging | New | Space Heating | Natural Gas | Furnace | E1 | RVT BC Ratio | 1 | 1 | 1 | 1 | 1 | 0 | 0 | 0 | 0 | 0 | 0 | 0 | 0 | 0 | 0 | 0 | 0 | 0 | 0 | 0 | 0 | 0 | 0 | 0 | 0 | 0 | 0 | 0 | 0 | 0 | 0 | 0 | 0
F4_Commercial_Lodging_New_Space Heating_Natural Gas_Furnace_E2 | F4 | Commercial | Lodging | New | Space Heating | Natural Gas | Furnace | E2 | RVT BC Ratio | 43.8624 | 43.8458 | 43.9241 | 43.7188 | 43.5782 | 0 | 0 | 0 | 0 | 0 | 0 | 0 | 0 | 0 | 0 | 0 | 0 | 0 | 0 | 0 | 0 | 0 | 0 | 0 | 0 | 0 | 0 | 0 | 0 | 0 | 0 | 0 | 0
F4_Commercial_Lodging_New_Space Heating_Natural Gas_Furnace_E3 | F4 | Commercial | Lodging | New | Space Heating | Natural Gas | Furnace | E3 | RVT BC Ratio | 18.8952 | 18.8882 | 18.9212 | 18.8346 | 18.7754 | 1 | 1 | 1 | 1 | 1 | 1 | 1 | 1 | 1 | 1 | 1 | 1 | 1 | 1 | 1 | 1 | 1 | 1 | 1 | 1 | 1 | 1 | 1 | 1 | 1 | 1 | 1 | 1
F4_Commercial_Lodging_New_Space Heating_Natural Gas_Furnace_E4 | F4 | Commercial | Lodging | New | Space Heating | Natural Gas | Furnace | E4 | RVT BC Ratio | 12.2412 | 12.2368 | 12.2577 | 12.2028 | 12.1652 | 8.022 | 8.0294 | 8.0332 | 8.0418 | 8.0488 | 8.0548 | 8.0594 | 8.0653 | 8.0719 | 8.077 | 8.0823 | 8.0876 | 8.0944 | 8.1009 | 8.1091 | 8.1162 | 8.1239 | 8.1302 | 8.1378 | 8.1435 | 8.1489 | 8.1539 | 8.1594 | 8.1629 | 8.1669 | 8.1691 | 8.1721 | 8.1721
F4_Commercial_Lodging_New_Space Heating_Natural Gas_Furnace_E5 | F4 | Commercial | Lodging | New | Space Heating | Natural Gas | Furnace | E5 | RVT BC Ratio | 0 | 0 | 0 | 0 | 0 | 0 | 0 | 1.5252 | 1.5262 | 1.527 | 1.5277 | 1.5282 | 1.5288 | 1.5296 | 1.5301 | 1.5307 | 1.5313 | 1.5321 | 1.5328 | 1.5338 | 1.5346 | 1.5354 | 1.5361 | 1.537 | 1.5376 | 1.5382 | 1.5388 | 1.5394 | 1.5398 | 1.5403 | 1.5405 | 1.5408 | 1.5408
F4_Commercial_Lodging_New_Space Heating_Natural Gas_Furnace_E6 | F4 | Commercial | Lodging | New | Space Heating | Natural Gas | Furnace | E6 | RVT BC Ratio | 0 | 0 | 0 | 0 | 0 | 0 | 0 | 0 | 0 | 0 | 0 | 0 | 0 | 0 | 0 | 0 | 0 | 0 | 0 | 0 | 0 | 0 | 0 | 0 | 0 | 0 | 0 | 0 | 0 | 0 | 0 | 0 | 0
F4_Commercial_Lodging_New_Space Heating_Natural Gas_Furnace_E7 | F4 | Commercial | Lodging | New | Space Heating | Natural Gas | Furnace | E7 | RVT BC Ratio | 0 | 0 | 0 | 0 | 0 | 0 | 0 | 0 | 0 | 0 | 0 | 0 | 0 | 0 | 0 | 0 | 0 | 0 | 0 | 0 | 0 | 0 | 0 | 0 | 0 | 0 | 0 | 0 | 0 | 0 | 0 | 0 | 0
F4_Commercial_Lodging_New_Space Heating_Natural Gas_Furnace_E8 | F4 | Commercial | Lodging | New | Space Heating | Natural Gas | Furnace | E8 | RVT BC Ratio | 0 | 0 | 0 | 0 | 0 | 0 | 0 | 0 | 0 | 0 | 0 | 0 | 0 | 0 | 0 | 0 | 0 | 0 | 0 | 0 | 0 | 0 | 0 | 0 | 0 | 0 | 0 | 0 | 0 | 0 | 0 | 0 | 0
F4_Commercial_Lodging_New_Space Heating_Natural Gas_Furnace_E9 | F4 | Commercial | Lodging | New | Space Heating | Natural Gas | Furnace | E9 | RVT BC Ratio | 0 | 0 | 0 | 0 | 0 | 0 | 0 | 0 | 0 | 0 | 0 | 0 | 0 | 0 | 0 | 0 | 0 | 0 | 0 | 0 | 0 | 0 | 0 | 0 | 0 | 0 | 0 | 0 | 0 | 0 | 0 | 0 | 0
F4_Commercial_Lodging_New_Space Heating_Natural Gas_Furnace_E10 | F4 | Commercial | Lodging | New | Space Heating | Natural Gas | Furnace | E10 | RVT BC Ratio | 0 | 0 | 0 | 0 | 0 | 0 | 0 | 0 | 0 | 0 | 0 | 0 | 0 | 0 | 0 | 0 | 0 | 0 | 0 | 0 | 0 | 0 | 0 | 0 | 0 | 0 | 0 | 0 | 0 | 0 | 0 | 0 | 0
F5_Commercial_Lodging_New_Space Heating_Natural Gas_Furnace_E1 | F5 | Commercial | Lodging | New | Space Heating | Natural Gas | Furnace | E1 | RIM BC Ratio | 1 | 1 | 1 | 1 | 1 | 0 | 0 | 0 | 0 | 0 | 0 | 0 | 0 | 0 | 0 | 0 | 0 | 0 | 0 | 0 | 0 | 0 | 0 | 0 | 0 | 0 | 0 | 0 | 0 | 0 | 0 | 0 | 0
F5_Commercial_Lodging_New_Space Heating_Natural Gas_Furnace_E2 | F5 | Commercial | Lodging | New | Space Heating | Natural Gas | Furnace | E2 | RIM BC Ratio | 0.81763 | 0.81762 | 0.81765 | 0.81757 | 0.81752 | 0 | 0 | 0 | 0 | 0 | 0 | 0 | 0 | 0 | 0 | 0 | 0 | 0 | 0 | 0 | 0 | 0 | 0 | 0 | 0 | 0 | 0 | 0 | 0 | 0 | 0 | 0 | 0
F5_Commercial_Lodging_New_Space Heating_Natural Gas_Furnace_E3 | F5 | Commercial | Lodging | New | Space Heating | Natural Gas | Furnace | E3 | RIM BC Ratio | 0.79534 | 0.79532 | 0.79539 | 0.79521 | 0.79509 | 1 | 1 | 1 | 1 | 1 | 1 | 1 | 1 | 1 | 1 | 1 | 1 | 1 | 1 | 1 | 1 | 1 | 1 | 1 | 1 | 1 | 1 | 1 | 1 | 1 | 1 | 1 | 1
F5_Commercial_Lodging_New_Space Heating_Natural Gas_Furnace_E4 | F5 | Commercial | Lodging | New | Space Heating | Natural Gas | Furnace | E4 | RIM BC Ratio | 0.7743 | 0.77428 | 0.77438 | 0.77411 | 0.77393 | 0.74331 | 0.74339 | 0.74344 | 0.74353 | 0.74361 | 0.74368 | 0.74373 | 0.74379 | 0.74386 | 0.74392 | 0.74398 | 0.74404 | 0.74411 | 0.74418 | 0.74427 | 0.74435 | 0.74443 | 0.7445 | 0.74458 | 0.74464 | 0.7447 | 0.74476 | 0.74481 | 0.74485 | 0.7449 | 0.74492 | 0.74495 | 0.74495
F5_Commercial_Lodging_New_Space Heating_Natural Gas_Furnace_E5 | F5 | Commercial | Lodging | New | Space Heating | Natural Gas | Furnace | E5 | RIM BC Ratio | 0 | 0 | 0 | 0 | 0 | 0 | 0 | 0.39925 | 0.39949 | 0.39969 | 0.39986 | 0.39999 | 0.40016 | 0.40035 | 0.40049 | 0.40064 | 0.40079 | 0.40098 | 0.40116 | 0.4014 | 0.4016 | 0.40181 | 0.40199 | 0.4022 | 0.40236 | 0.40251 | 0.40265 | 0.4028 | 0.4029 | 0.40301 | 0.40308 | 0.40316 | 0.40316
F5_Commercial_Lodging_New_Space Heating_Natural Gas_Furnace_E6 | F5 | Commercial | Lodging | New | Space Heating | Natural Gas | Furnace | E6 | RIM BC Ratio | 0 | 0 | 0 | 0 | 0 | 0 | 0 | 0 | 0 | 0 | 0 | 0 | 0 | 0 | 0 | 0 | 0 | 0 | 0 | 0 | 0 | 0 | 0 | 0 | 0 | 0 | 0 | 0 | 0 | 0 | 0 | 0 | 0
F5_Commercial_Lodging_New_Space Heating_Natural Gas_Furnace_E7 | F5 | Commercial | Lodging | New | Space Heating | Natural Gas | Furnace | E7 | RIM BC Ratio | 0 | 0 | 0 | 0 | 0 | 0 | 0 | 0 | 0 | 0 | 0 | 0 | 0 | 0 | 0 | 0 | 0 | 0 | 0 | 0 | 0 | 0 | 0 | 0 | 0 | 0 | 0 | 0 | 0 | 0 | 0 | 0 | 0
F5_Commercial_Lodging_New_Space Heating_Natural Gas_Furnace_E8 | F5 | Commercial | Lodging | New | Space Heating | Natural Gas | Furnace | E8 | RIM BC Ratio | 0 | 0 | 0 | 0 | 0 | 0 | 0 | 0 | 0 | 0 | 0 | 0 | 0 | 0 | 0 | 0 | 0 | 0 | 0 | 0 | 0 | 0 | 0 | 0 | 0 | 0 | 0 | 0 | 0 | 0 | 0 | 0 | 0
F5_Commercial_Lodging_New_Space Heating_Natural Gas_Furnace_E9 | F5 | Commercial | Lodging | New | Space Heating | Natural Gas | Furnace | E9 | RIM BC Ratio | 0 | 0 | 0 | 0 | 0 | 0 | 0 | 0 | 0 | 0 | 0 | 0 | 0 | 0 | 0 | 0 | 0 | 0 | 0 | 0 | 0 | 0 | 0 | 0 | 0 | 0 | 0 | 0 | 0 | 0 | 0 | 0 | 0
F5_Commercial_Lodging_New_Space Heating_Natural Gas_Furnace_E10 | F5 | Commercial | Lodging | New | Space Heating | Natural Gas | Furnace | E10 | RIM BC Ratio | 0 | 0 | 0 | 0 | 0 | 0 | 0 | 0 | 0 | 0 | 0 | 0 | 0 | 0 | 0 | 0 | 0 | 0 | 0 | 0 | 0 | 0 | 0 | 0 | 0 | 0 | 0 | 0 | 0 | 0 | 0 | 0 | 0
F0_Commercial_Lodging_New_Space Heating_Natural Gas_Boiler_E0 | F0 | Commercial | Lodging | New | Space Heating | Natural Gas | Boiler | E0 | Economic Unit | Convert to Gas-Fired ASHP | Convert to Gas-Fired ASHP | Convert to Gas-Fired ASHP | Convert to Gas-Fired ASHP | Convert to Gas-Fired ASHP | Convert to Gas-Fired ASHP | Convert to Gas-Fired ASHP | Convert to Gas-Fired ASHP | Convert to Gas-Fired ASHP | Convert to Gas-Fired ASHP | Convert to Gas-Fired ASHP | Convert to Gas-Fired ASHP | Convert to Gas-Fired ASHP | Convert to Gas-Fired ASHP | Convert to Gas-Fired ASHP | Convert to Gas-Fired ASHP | Convert to Gas-Fired ASHP | Convert to Gas-Fired ASHP | Convert to Gas-Fired ASHP | Convert to Gas-Fired ASHP | Convert to Gas-Fired ASHP | Convert to Gas-Fired ASHP | Convert to Gas-Fired ASHP | Convert to Gas-Fired ASHP | Convert to Gas-Fired ASHP | Convert to Gas-Fired ASHP | Convert to Gas-Fired ASHP | Convert to Gas-Fired ASHP | Convert to Gas-Fired ASHP | Convert to Gas-Fired ASHP | Convert to Gas-Fired ASHP | Convert to Gas-Fired ASHP | Convert to Gas-Fired ASHP
F1_Commercial_Lodging_New_Space Heating_Natural Gas_Boiler_E1 | F1 | Commercial | Lodging | New | Space Heating | Natural Gas | Boiler | E1 | CCE | 0 | 0 | 0 | 0 | 0 | 0 | 0 | 0 | 0 | 0 | 0 | 0 | 0 | 0 | 0 | 0 | 0 | 0 | 0 | 0 | 0 | 0 | 0 | 0 | 0 | 0 | 0 | 0 | 0 | 0 | 0 | 0 | 0
F1_Commercial_Lodging_New_Space Heating_Natural Gas_Boiler_E2 | F1 | Commercial | Lodging | New | Space Heating | Natural Gas | Boiler | E2 | CCE | 0.054368 | 0.056289 | 0.050799 | 0.052028 | 0.052308 | 0 | 0 | 0 | 0 | 0 | 0 | 0 | 0 | 0 | 0 | 0 | 0 | 0 | 0 | 0 | 0 | 0 | 0 | 0 | 0 | 0 | 0 | 0 | 0 | 0 | 0 | 0 | 0
F1_Commercial_Lodging_New_Space Heating_Natural Gas_Boiler_E3 | F1 | Commercial | Lodging | New | Space Heating | Natural Gas | Boiler | E3 | CCE | 0.3221 | 0.33348 | 0.30095 | 0.30823 | 0.30989 | 0 | 0 | 0 | 0 | 0 | 0 | 0 | 0 | 0 | 0 | 0 | 0 | 0 | 0 | 0 | 0 | 0 | 0 | 0 | 0 | 0 | 0 | 0 | 0 | 0 | 0 | 0 | 0
F1_Commercial_Lodging_New_Space Heating_Natural Gas_Boiler_E4 | F1 | Commercial | Lodging | New | Space Heating | Natural Gas | Boiler | E4 | CCE | 0.32478 | 0.33626 | 0.30346 | 0.3108 | 0.31248 | 0.3253 | 0.32707 | 0.32886 | 0.33067 | 0.33249 | 0.33434 | 0.33621 | 0.3381 | 0.34001 | 0.34194 | 0.3439 | 0.34587 | 0.34787 | 0.3499 | 0.35194 | 0.35401 | 0.3561 | 0.35823 | 0.36037 | 0.36254 | 0.36473 | 0.36696 | 0.36921 | 0.37149 | 0.37379 | 0.37613 | 0.37849 | 0.37849
F1_Commercial_Lodging_New_Space Heating_Natural Gas_Boiler_E5 | F1 | Commercial | Lodging | New | Space Heating | Natural Gas | Boiler | E5 | CCE | 1.0004 | 1.0358 | 0.93473 | 0.95735 | 0.9625 | 1.3823 | 1.3899 | 1.3975 | 1.4051 | 1.4129 | 1.4208 | 1.4287 | 1.4367 | 1.4448 | 1.4531 | 1.4614 | 1.4698 | 1.4782 | 1.4869 | 1.4955 | 1.5043 | 1.5132 | 1.5222 | 1.5314 | 1.5406 | 1.5499 | 1.5594 | 1.5689 | 1.5786 | 1.5884 | 1.5983 | 1.6084 | 1.6084
F1_Commercial_Lodging_New_Space Heating_Natural Gas_Boiler_E6 | F1 | Commercial | Lodging | New | Space Heating | Natural Gas | Boiler | E6 | CCE | 0 | 0 | 0 | 0 | 0 | 0 | 0 | 0 | 0 | 0 | 0 | 0 | 0 | 0 | 0 | 0 | 0 | 0 | 0 | 0 | 0 | 0 | 0 | 0 | 0 | 0 | 0 | 0 | 0 | 0 | 0 | 0 | 0
F1_Commercial_Lodging_New_Space Heating_Natural Gas_Boiler_E7 | F1 | Commercial | Lodging | New | Space Heating | Natural Gas | Boiler | E7 | CCE | 0 | 0 | 0 | 0 | 0 | 0 | 0 | 0 | 0 | 0 | 0 | 0 | 0 | 0 | 0 | 0 | 0 | 0 | 0 | 0 | 0 | 0 | 0 | 0 | 0 | 0 | 0 | 0 | 0 | 0 | 0 | 0 | 0
F1_Commercial_Lodging_New_Space Heating_Natural Gas_Boiler_E8 | F1 | Commercial | Lodging | New | Space Heating | Natural Gas | Boiler | E8 | CCE | 0 | 0 | 0 | 0 | 0 | 0 | 0 | 0 | 0 | 0 | 0 | 0 | 0 | 0 | 0 | 0 | 0 | 0 | 0 | 0 | 0 | 0 | 0 | 0 | 0 | 0 | 0 | 0 | 0 | 0 | 0 | 0 | 0
F1_Commercial_Lodging_New_Space Heating_Natural Gas_Boiler_E9 | F1 | Commercial | Lodging | New | Space Heating | Natural Gas | Boiler | E9 | CCE | 0 | 0 | 0 | 0 | 0 | 0 | 0 | 0 | 0 | 0 | 0 | 0 | 0 | 0 | 0 | 0 | 0 | 0 | 0 | 0 | 0 | 0 | 0 | 0 | 0 | 0 | 0 | 0 | 0 | 0 | 0 | 0 | 0
F1_Commercial_Lodging_New_Space Heating_Natural Gas_Boiler_E10 | F1 | Commercial | Lodging | New | Space Heating | Natural Gas | Boiler | E10 | CCE | 0 | 0 | 0 | 0 | 0 | 0 | 0 | 0 | 0 | 0 | 0 | 0 | 0 | 0 | 0 | 0 | 0 | 0 | 0 | 0 | 0 | 0 | 0 | 0 | 0 | 0 | 0 | 0 | 0 | 0 | 0 | 0 | 0
F2_Commercial_Lodging_New_Space Heating_Natural Gas_Boiler_E1 | F2 | Commercial | Lodging | New | Space Heating | Natural Gas | Boiler | E1 | TRC BC Ratio | 1 | 1 | 1 | 1 | 1 | 0 | 0 | 0 | 0 | 0 | 0 | 0 | 0 | 0 | 0 | 0 | 0 | 0 | 0 | 0 | 0 | 0 | 0 | 0 | 0 | 0 | 0 | 0 | 0 | 0 | 0 | 0 | 0
F2_Commercial_Lodging_New_Space Heating_Natural Gas_Boiler_E2 | F2 | Commercial | Lodging | New | Space Heating | Natural Gas | Boiler | E2 | TRC BC Ratio | 40.0006 | 39.9888 | 40.0609 | 39.884 | 39.7639 | 0 | 0 | 0 | 0 | 0 | 0 | 0 | 0 | 0 | 0 | 0 | 0 | 0 | 0 | 0 | 0 | 0 | 0 | 0 | 0 | 0 | 0 | 0 | 0 | 0 | 0 | 0 | 0
F2_Commercial_Lodging_New_Space Heating_Natural Gas_Boiler_E3 | F2 | Commercial | Lodging | New | Space Heating | Natural Gas | Boiler | E3 | TRC BC Ratio | 6.7518 | 6.7499 | 6.762 | 6.7322 | 6.7119 | 1 | 1 | 1 | 1 | 1 | 1 | 1 | 1 | 1 | 1 | 1 | 1 | 1 | 1 | 1 | 1 | 1 | 1 | 1 | 1 | 1 | 1 | 1 | 1 | 1 | 1 | 1 | 1
F2_Commercial_Lodging_New_Space Heating_Natural Gas_Boiler_E4 | F2 | Commercial | Lodging | New | Space Heating | Natural Gas | Boiler | E4 | TRC BC Ratio | 6.696 | 6.694 | 6.7061 | 6.6765 | 6.6564 | 6.4226 | 6.4292 | 6.4327 | 6.4402 | 6.4464 | 6.4518 | 6.4558 | 6.461 | 6.4666 | 6.4709 | 6.4754 | 6.4797 | 6.4854 | 6.4908 | 6.4976 | 6.5035 | 6.5099 | 6.5151 | 6.5213 | 6.5261 | 6.5306 | 6.5347 | 6.5393 | 6.5422 | 6.5455 | 6.5474 | 6.5498 | 6.5498
F2_Commercial_Lodging_New_Space Heating_Natural Gas_Boiler_E5 | F2 | Commercial | Lodging | New | Space Heating | Natural Gas | Boiler | E5 | TRC BC Ratio | 2.1739 | 2.1732 | 2.1771 | 2.1675 | 2.161 | 1.5114 | 1.513 | 1.5138 | 1.5156 | 1.517 | 1.5183 | 1.5192 | 1.5204 | 1.5218 | 1.5228 | 1.5238 | 1.5249 | 1.5262 | 1.5275 | 1.5291 | 1.5304 | 1.5319 | 1.5332 | 1.5346 | 1.5358 | 1.5368 | 1.5378 | 1.5389 | 1.5396 | 1.5403 | 1.5408 | 1.5414 | 1.5414
F2_Commercial_Lodging_New_Space Heating_Natural Gas_Boiler_E6 | F2 | Commercial | Lodging | New | Space Heating | Natural Gas | Boiler | E6 | TRC BC Ratio | 0 | 0 | 0 | 0 | 0 | 0 | 0 | 0 | 0 | 0 | 0 | 0 | 0 | 0 | 0 | 0 | 0 | 0 | 0 | 0 | 0 | 0 | 0 | 0 | 0 | 0 | 0 | 0 | 0 | 0 | 0 | 0 | 0
F2_Commercial_Lodging_New_Space Heating_Natural Gas_Boiler_E7 | F2 | Commercial | Lodging | New | Space Heating | Natural Gas | Boiler | E7 | TRC BC Ratio | 0 | 0 | 0 | 0 | 0 | 0 | 0 | 0 | 0 | 0 | 0 | 0 | 0 | 0 | 0 | 0 | 0 | 0 | 0 | 0 | 0 | 0 | 0 | 0 | 0 | 0 | 0 | 0 | 0 | 0 | 0 | 0 | 0
F2_Commercial_Lodging_New_Space Heating_Natural Gas_Boiler_E8 | F2 | Commercial | Lodging | New | Space Heating | Natural Gas | Boiler | E8 | TRC BC Ratio | 0 | 0 | 0 | 0 | 0 | 0 | 0 | 0 | 0 | 0 | 0 | 0 | 0 | 0 | 0 | 0 | 0 | 0 | 0 | 0 | 0 | 0 | 0 | 0 | 0 | 0 | 0 | 0 | 0 | 0 | 0 | 0 | 0
F2_Commercial_Lodging_New_Space Heating_Natural Gas_Boiler_E9 | F2 | Commercial | Lodging | New | Space Heating | Natural Gas | Boiler | E9 | TRC BC Ratio | 0 | 0 | 0 | 0 | 0 | 0 | 0 | 0 | 0 | 0 | 0 | 0 | 0 | 0 | 0 | 0 | 0 | 0 | 0 | 0 | 0 | 0 | 0 | 0 | 0 | 0 | 0 | 0 | 0 | 0 | 0 | 0 | 0
F2_Commercial_Lodging_New_Space Heating_Natural Gas_Boiler_E10 | F2 | Commercial | Lodging | New | Space Heating | Natural Gas | Boiler | E10 | TRC BC Ratio | 0 | 0 | 0 | 0 | 0 | 0 | 0 | 0 | 0 | 0 | 0 | 0 | 0 | 0 | 0 | 0 | 0 | 0 | 0 | 0 | 0 | 0 | 0 | 0 | 0 | 0 | 0 | 0 | 0 | 0 | 0 | 0 | 0
F3_Commercial_Lodging_New_Space Heating_Natural Gas_Boiler_E1 | F3 | Commercial | Lodging | New | Space Heating | Natural Gas | Boiler | E1 | PACT BC Ratio | 1 | 1 | 1 | 1 | 1 | 0 | 0 | 0 | 0 | 0 | 0 | 0 | 0 | 0 | 0 | 0 | 0 | 0 | 0 | 0 | 0 | 0 | 0 | 0 | 0 | 0 | 0 | 0 | 0 | 0 | 0 | 0 | 0
F3_Commercial_Lodging_New_Space Heating_Natural Gas_Boiler_E2 | F3 | Commercial | Lodging | New | Space Heating | Natural Gas | Boiler | E2 | PACT BC Ratio | 53.3341 | 53.3184 | 53.4145 | 53.1787 | 53.0185 | 0 | 0 | 0 | 0 | 0 | 0 | 0 | 0 | 0 | 0 | 0 | 0 | 0 | 0 | 0 | 0 | 0 | 0 | 0 | 0 | 0 | 0 | 0 | 0 | 0 | 0 | 0 | 0
F3_Commercial_Lodging_New_Space Heating_Natural Gas_Boiler_E3 | F3 | Commercial | Lodging | New | Space Heating | Natural Gas | Boiler | E3 | PACT BC Ratio | 9.0025 | 8.9998 | 9.016 | 8.9762 | 8.9492 | 1 | 1 | 1 | 1 | 1 | 1 | 1 | 1 | 1 | 1 | 1 | 1 | 1 | 1 | 1 | 1 | 1 | 1 | 1 | 1 | 1 | 1 | 1 | 1 | 1 | 1 | 1 | 1
F3_Commercial_Lodging_New_Space Heating_Natural Gas_Boiler_E4 | F3 | Commercial | Lodging | New | Space Heating | Natural Gas | Boiler | E4 | PACT BC Ratio | 8.928 | 8.9254 | 8.9415 | 8.902 | 8.8752 | 8.5635 | 8.5722 | 8.577 | 8.587 | 8.5952 | 8.6023 | 8.6078 | 8.6146 | 8.6222 | 8.6279 | 8.6338 | 8.6397 | 8.6472 | 8.6543 | 8.6635 | 8.6713 | 8.6798 | 8.6868 | 8.6951 | 8.7015 | 8.7074 | 8.713 | 8.719 | 8.723 | 8.7273 | 8.7298 | 8.7331 | 8.7331
F3_Commercial_Lodging_New_Space Heating_Natural Gas_Boiler_E5 | F3 | Commercial | Lodging | New | Space Heating | Natural Gas | Boiler | E5 | PACT BC Ratio | 2.8985 | 2.8976 | 2.9028 | 2.89 | 2.8813 | 2.0152 | 2.0173 | 2.0184 | 2.0207 | 2.0227 | 2.0244 | 2.0256 | 2.0273 | 2.029 | 2.0304 | 2.0318 | 2.0331 | 2.0349 | 2.0366 | 2.0387 | 2.0406 | 2.0426 | 2.0442 | 2.0462 | 2.0477 | 2.0491 | 2.0504 | 2.0518 | 2.0527 | 2.0538 | 2.0544 | 2.0551 | 2.0551
F3_Commercial_Lodging_New_Space Heating_Natural Gas_Boiler_E6 | F3 | Commercial | Lodging | New | Space Heating | Natural Gas | Boiler | E6 | PACT BC Ratio | 0 | 0 | 0 | 0 | 0 | 0 | 0 | 0 | 0 | 0 | 0 | 0 | 0 | 0 | 0 | 0 | 0 | 0 | 0 | 0 | 0 | 0 | 0 | 0 | 0 | 0 | 0 | 0 | 0 | 0 | 0 | 0 | 0
F3_Commercial_Lodging_New_Space Heating_Natural Gas_Boiler_E7 | F3 | Commercial | Lodging | New | Space Heating | Natural Gas | Boiler | E7 | PACT BC Ratio | 0 | 0 | 0 | 0 | 0 | 0 | 0 | 0 | 0 | 0 | 0 | 0 | 0 | 0 | 0 | 0 | 0 | 0 | 0 | 0 | 0 | 0 | 0 | 0 | 0 | 0 | 0 | 0 | 0 | 0 | 0 | 0 | 0
F3_Commercial_Lodging_New_Space Heating_Natural Gas_Boiler_E8 | F3 | Commercial | Lodging | New | Space Heating | Natural Gas | Boiler | E8 | PACT BC Ratio | 0 | 0 | 0 | 0 | 0 | 0 | 0 | 0 | 0 | 0 | 0 | 0 | 0 | 0 | 0 | 0 | 0 | 0 | 0 | 0 | 0 | 0 | 0 | 0 | 0 | 0 | 0 | 0 | 0 | 0 | 0 | 0 | 0
F3_Commercial_Lodging_New_Space Heating_Natural Gas_Boiler_E9 | F3 | Commercial | Lodging | New | Space Heating | Natural Gas | Boiler | E9 | PACT BC Ratio | 0 | 0 | 0 | 0 | 0 | 0 | 0 | 0 | 0 | 0 | 0 | 0 | 0 | 0 | 0 | 0 | 0 | 0 | 0 | 0 | 0 | 0 | 0 | 0 | 0 | 0 | 0 | 0 | 0 | 0 | 0 | 0 | 0
F3_Commercial_Lodging_New_Space Heating_Natural Gas_Boiler_E10 | F3 | Commercial | Lodging | New | Space Heating | Natural Gas | Boiler | E10 | PACT BC Ratio | 0 | 0 | 0 | 0 | 0 | 0 | 0 | 0 | 0 | 0 | 0 | 0 | 0 | 0 | 0 | 0 | 0 | 0 | 0 | 0 | 0 | 0 | 0 | 0 | 0 | 0 | 0 | 0 | 0 | 0 | 0 | 0 | 0
F4_Commercial_Lodging_New_Space Heating_Natural Gas_Boiler_E1 | F4 | Commercial | Lodging | New | Space Heating | Natural Gas | Boiler | E1 | RVT BC Ratio | 1 | 1 | 1 | 1 | 1 | 0 | 0 | 0 | 0 | 0 | 0 | 0 | 0 | 0 | 0 | 0 | 0 | 0 | 0 | 0 | 0 | 0 | 0 | 0 | 0 | 0 | 0 | 0 | 0 | 0 | 0 | 0 | 0
F4_Commercial_Lodging_New_Space Heating_Natural Gas_Boiler_E2 | F4 | Commercial | Lodging | New | Space Heating | Natural Gas | Boiler | E2 | RVT BC Ratio | 58.2079 | 58.191 | 58.2946 | 58.0404 | 57.8677 | 0 | 0 | 0 | 0 | 0 | 0 | 0 | 0 | 0 | 0 | 0 | 0 | 0 | 0 | 0 | 0 | 0 | 0 | 0 | 0 | 0 | 0 | 0 | 0 | 0 | 0 | 0 | 0
F4_Commercial_Lodging_New_Space Heating_Natural Gas_Boiler_E3 | F4 | Commercial | Lodging | New | Space Heating | Natural Gas | Boiler | E3 | RVT BC Ratio | 10.407 | 10.4041 | 10.4216 | 10.3787 | 10.3495 | 1 | 1 | 1 | 1 | 1 | 1 | 1 | 1 | 1 | 1 | 1 | 1 | 1 | 1 | 1 | 1 | 1 | 1 | 1 | 1 | 1 | 1 | 1 | 1 | 1 | 1 | 1 | 1
F4_Commercial_Lodging_New_Space Heating_Natural Gas_Boiler_E4 | F4 | Commercial | Lodging | New | Space Heating | Natural Gas | Boiler | E4 | RVT BC Ratio | 10.3267 | 10.3239 | 10.3412 | 10.2987 | 10.2697 | 9.9337 | 9.9431 | 9.9482 | 9.959 | 9.9679 | 9.9756 | 9.9814 | 9.9888 | 9.9969 | 10.0031 | 10.0095 | 10.0158 | 10.0239 | 10.0316 | 10.0414 | 10.0499 | 10.0591 | 10.0666 | 10.0756 | 10.0825 | 10.0888 | 10.0948 | 10.1013 | 10.1056 | 10.1103 | 10.113 | 10.1165 | 10.1165
F4_Commercial_Lodging_New_Space Heating_Natural Gas_Boiler_E5 | F4 | Commercial | Lodging | New | Space Heating | Natural Gas | Boiler | E5 | RVT BC Ratio | 3.8253 | 3.8244 | 3.83 | 3.8162 | 3.8068 | 2.8729 | 2.8751 | 2.8764 | 2.8789 | 2.881 | 2.8828 | 2.8842 | 2.8859 | 2.8878 | 2.8893 | 2.8908 | 2.8923 | 2.8942 | 2.896 | 2.8983 | 2.9003 | 2.9024 | 2.9042 | 2.9063 | 2.908 | 2.9094 | 2.9109 | 2.9124 | 2.9134 | 2.9145 | 2.9151 | 2.916 | 2.916
F4_Commercial_Lodging_New_Space Heating_Natural Gas_Boiler_E6 | F4 | Commercial | Lodging | New | Space Heating | Natural Gas | Boiler | E6 | RVT BC Ratio | 0 | 0 | 0 | 0 | 0 | 0 | 0 | 0 | 0 | 0 | 0 | 0 | 0 | 0 | 0 | 0 | 0 | 0 | 0 | 0 | 0 | 0 | 0 | 0 | 0 | 0 | 0 | 0 | 0 | 0 | 0 | 0 | 0
F4_Commercial_Lodging_New_Space Heating_Natural Gas_Boiler_E7 | F4 | Commercial | Lodging | New | Space Heating | Natural Gas | Boiler | E7 | RVT BC Ratio | 0 | 0 | 0 | 0 | 0 | 0 | 0 | 0 | 0 | 0 | 0 | 0 | 0 | 0 | 0 | 0 | 0 | 0 | 0 | 0 | 0 | 0 | 0 | 0 | 0 | 0 | 0 | 0 | 0 | 0 | 0 | 0 | 0
F4_Commercial_Lodging_New_Space Heating_Natural Gas_Boiler_E8 | F4 | Commercial | Lodging | New | Space Heating | Natural Gas | Boiler | E8 | RVT BC Ratio | 0 | 0 | 0 | 0 | 0 | 0 | 0 | 0 | 0 | 0 | 0 | 0 | 0 | 0 | 0 | 0 | 0 | 0 | 0 | 0 | 0 | 0 | 0 | 0 | 0 | 0 | 0 | 0 | 0 | 0 | 0 | 0 | 0
F4_Commercial_Lodging_New_Space Heating_Natural Gas_Boiler_E9 | F4 | Commercial | Lodging | New | Space Heating | Natural Gas | Boiler | E9 | RVT BC Ratio | 0 | 0 | 0 | 0 | 0 | 0 | 0 | 0 | 0 | 0 | 0 | 0 | 0 | 0 | 0 | 0 | 0 | 0 | 0 | 0 | 0 | 0 | 0 | 0 | 0 | 0 | 0 | 0 | 0 | 0 | 0 | 0 | 0
F4_Commercial_Lodging_New_Space Heating_Natural Gas_Boiler_E10 | F4 | Commercial | Lodging | New | Space Heating | Natural Gas | Boiler | E10 | RVT BC Ratio | 0 | 0 | 0 | 0 | 0 | 0 | 0 | 0 | 0 | 0 | 0 | 0 | 0 | 0 | 0 | 0 | 0 | 0 | 0 | 0 | 0 | 0 | 0 | 0 | 0 | 0 | 0 | 0 | 0 | 0 | 0 | 0 | 0
F5_Commercial_Lodging_New_Space Heating_Natural Gas_Boiler_E1 | F5 | Commercial | Lodging | New | Space Heating | Natural Gas | Boiler | E1 | RIM BC Ratio | 1 | 1 | 1 | 1 | 1 | 0 | 0 | 0 | 0 | 0 | 0 | 0 | 0 | 0 | 0 | 0 | 0 | 0 | 0 | 0 | 0 | 0 | 0 | 0 | 0 | 0 | 0 | 0 | 0 | 0 | 0 | 0 | 0
F5_Commercial_Lodging_New_Space Heating_Natural Gas_Boiler_E2 | F5 | Commercial | Lodging | New | Space Heating | Natural Gas | Boiler | E2 | RIM BC Ratio | 0.82182 | 0.82181 | 0.82184 | 0.82178 | 0.82174 | 0 | 0 | 0 | 0 | 0 | 0 | 0 | 0 | 0 | 0 | 0 | 0 | 0 | 0 | 0 | 0 | 0 | 0 | 0 | 0 | 0 | 0 | 0 | 0 | 0 | 0 | 0 | 0
F5_Commercial_Lodging_New_Space Heating_Natural Gas_Boiler_E3 | F5 | Commercial | Lodging | New | Space Heating | Natural Gas | Boiler | E3 | RIM BC Ratio | 0.76386 | 0.76384 | 0.76395 | 0.76367 | 0.76347 | 1 | 1 | 1 | 1 | 1 | 1 | 1 | 1 | 1 | 1 | 1 | 1 | 1 | 1 | 1 | 1 | 1 | 1 | 1 | 1 | 1 | 1 | 1 | 1 | 1 | 1 | 1 | 1
F5_Commercial_Lodging_New_Space Heating_Natural Gas_Boiler_E4 | F5 | Commercial | Lodging | New | Space Heating | Natural Gas | Boiler | E4 | RIM BC Ratio | 0.76332 | 0.7633 | 0.76341 | 0.76313 | 0.76293 | 0.76055 | 0.76062 | 0.76066 | 0.76073 | 0.7608 | 0.76085 | 0.7609 | 0.76095 | 0.76101 | 0.76105 | 0.7611 | 0.76114 | 0.7612 | 0.76126 | 0.76133 | 0.76139 | 0.76146 | 0.76151 | 0.76157 | 0.76162 | 0.76167 | 0.76171 | 0.76176 | 0.76179 | 0.76182 | 0.76184 | 0.76186 | 0.76186
F5_Commercial_Lodging_New_Space Heating_Natural Gas_Boiler_E5 | F5 | Commercial | Lodging | New | Space Heating | Natural Gas | Boiler | E5 | RIM BC Ratio | 0.64806 | 0.64801 | 0.64828 | 0.64763 | 0.6472 | 0.59022 | 0.59039 | 0.59049 | 0.59069 | 0.59086 | 0.591 | 0.59111 | 0.59125 | 0.5914 | 0.59151 | 0.59163 | 0.59175 | 0.5919 | 0.59204 | 0.59222 | 0.59238 | 0.59254 | 0.59268 | 0.59285 | 0.59297 | 0.59309 | 0.5932 | 0.59332 | 0.5934 | 0.59348 | 0.59353 | 0.59359 | 0.59359
F5_Commercial_Lodging_New_Space Heating_Natural Gas_Boiler_E6 | F5 | Commercial | Lodging | New | Space Heating | Natural Gas | Boiler | E6 | RIM BC Ratio | 0 | 0 | 0 | 0 | 0 | 0 | 0 | 0 | 0 | 0 | 0 | 0 | 0 | 0 | 0 | 0 | 0 | 0 | 0 | 0 | 0 | 0 | 0 | 0 | 0 | 0 | 0 | 0 | 0 | 0 | 0 | 0 | 0
F5_Commercial_Lodging_New_Space Heating_Natural Gas_Boiler_E7 | F5 | Commercial | Lodging | New | Space Heating | Natural Gas | Boiler | E7 | RIM BC Ratio | 0 | 0 | 0 | 0 | 0 | 0 | 0 | 0 | 0 | 0 | 0 | 0 | 0 | 0 | 0 | 0 | 0 | 0 | 0 | 0 | 0 | 0 | 0 | 0 | 0 | 0 | 0 | 0 | 0 | 0 | 0 | 0 | 0
F5_Commercial_Lodging_New_Space Heating_Natural Gas_Boiler_E8 | F5 | Commercial | Lodging | New | Space Heating | Natural Gas | Boiler | E8 | RIM BC Ratio | 0 | 0 | 0 | 0 | 0 | 0 | 0 | 0 | 0 | 0 | 0 | 0 | 0 | 0 | 0 | 0 | 0 | 0 | 0 | 0 | 0 | 0 | 0 | 0 | 0 | 0 | 0 | 0 | 0 | 0 | 0 | 0 | 0
F5_Commercial_Lodging_New_Space Heating_Natural Gas_Boiler_E9 | F5 | Commercial | Lodging | New | Space Heating | Natural Gas | Boiler | E9 | RIM BC Ratio | 0 | 0 | 0 | 0 | 0 | 0 | 0 | 0 | 0 | 0 | 0 | 0 | 0 | 0 | 0 | 0 | 0 | 0 | 0 | 0 | 0 | 0 | 0 | 0 | 0 | 0 | 0 | 0 | 0 | 0 | 0 | 0 | 0
F5_Commercial_Lodging_New_Space Heating_Natural Gas_Boiler_E10 | F5 | Commercial | Lodging | New | Space Heating | Natural Gas | Boiler | E10 | RIM BC Ratio | 0 | 0 | 0 | 0 | 0 | 0 | 0 | 0 | 0 | 0 | 0 | 0 | 0 | 0 | 0 | 0 | 0 | 0 | 0 | 0 | 0 | 0 | 0 | 0 | 0 | 0 | 0 | 0 | 0 | 0 | 0 | 0 | 0
F0_Commercial_Lodging_New_Space Heating_Natural Gas_Unit Heater_E0 | F0 | Commercial | Lodging | New | Space Heating | Natural Gas | Unit Heater | E0 | Economic Unit | Infrared Radiant | Infrared Radiant | Infrared Radiant | Infrared Radiant | Infrared Radiant | Infrared Radiant | Infrared Radiant | Infrared Radiant | Infrared Radiant | Infrared Radiant | Infrared Radiant | Infrared Radiant | Infrared Radiant | Infrared Radiant | Infrared Radiant | Infrared Radiant | Infrared Radiant | Infrared Radiant | Infrared Radiant | Infrared Radiant | Infrared Radiant | Infrared Radiant | Infrared Radiant | Infrared Radiant | Infrared Radiant | Infrared Radiant | Infrared Radiant | Infrared Radiant | Infrared Radiant | Infrared Radiant | Infrared Radiant | Infrared Radiant | Infrared Radiant
F1_Commercial_Lodging_New_Space Heating_Natural Gas_Unit Heater_E1 | F1 | Commercial | Lodging | New | Space Heating | Natural Gas | Unit Heater | E1 | CCE | 0 | 0 | 0 | 0 | 0 | 0 | 0 | 0 | 0 | 0 | 0 | 0 | 0 | 0 | 0 | 0 | 0 | 0 | 0 | 0 | 0 | 0 | 0 | 0 | 0 | 0 | 0 | 0 | 0 | 0 | 0 | 0 | 0
F1_Commercial_Lodging_New_Space Heating_Natural Gas_Unit Heater_E2 | F1 | Commercial | Lodging | New | Space Heating | Natural Gas | Unit Heater | E2 | CCE | 2.2519 | 2.3315 | 2.1041 | 2.155 | 2.1666 | 0 | 0 | 0 | 0 | 0 | 0 | 0 | 0 | 0 | 0 | 0 | 0 | 0 | 0 | 0 | 0 | 0 | 0 | 0 | 0 | 0 | 0 | 0 | 0 | 0 | 0 | 0 | 0
F1_Commercial_Lodging_New_Space Heating_Natural Gas_Unit Heater_E3 | F1 | Commercial | Lodging | New | Space Heating | Natural Gas | Unit Heater | E3 | CCE | 0.17557 | 0.18177 | 0.16404 | 0.16801 | 0.16892 | -1.4689 | -1.4769 | -1.4849 | -1.4931 | -1.5013 | -1.5097 | -1.5181 | -1.5267 | -1.5353 | -1.544 | -1.5528 | -1.5618 | -1.5708 | -1.5799 | -1.5892 | -1.5985 | -1.6079 | -1.6175 | -1.6272 | -1.637 | -1.6469 | -1.657 | -1.6671 | -1.6774 | -1.6878 | -1.6984 | -1.709 | -1.709
F1_Commercial_Lodging_New_Space Heating_Natural Gas_Unit Heater_E4 | F1 | Commercial | Lodging | New | Space Heating | Natural Gas | Unit Heater | E4 | CCE | 0 | 0 | 0 | 0 | 0 | 0 | 0 | 0 | 0 | 0 | 0 | 0 | 0 | 0 | 0 | 0 | 0 | 0 | 0 | 0 | 0 | 0 | 0 | 0 | 0 | 0 | 0 | 0 | 0 | 0 | 0 | 0 | 0
F1_Commercial_Lodging_New_Space Heating_Natural Gas_Unit Heater_E5 | F1 | Commercial | Lodging | New | Space Heating | Natural Gas | Unit Heater | E5 | CCE | 0 | 0 | 0 | 0 | 0 | 0 | 0 | 0 | 0 | 0 | 0 | 0 | 0 | 0 | 0 | 0 | 0 | 0 | 0 | 0 | 0 | 0 | 0 | 0 | 0 | 0 | 0 | 0 | 0 | 0 | 0 | 0 | 0
F1_Commercial_Lodging_New_Space Heating_Natural Gas_Unit Heater_E6 | F1 | Commercial | Lodging | New | Space Heating | Natural Gas | Unit Heater | E6 | CCE | 0 | 0 | 0 | 0 | 0 | 0 | 0 | 0 | 0 | 0 | 0 | 0 | 0 | 0 | 0 | 0 | 0 | 0 | 0 | 0 | 0 | 0 | 0 | 0 | 0 | 0 | 0 | 0 | 0 | 0 | 0 | 0 | 0
F1_Commercial_Lodging_New_Space Heating_Natural Gas_Unit Heater_E7 | F1 | Commercial | Lodging | New | Space Heating | Natural Gas | Unit Heater | E7 | CCE | 0 | 0 | 0 | 0 | 0 | 0 | 0 | 0 | 0 | 0 | 0 | 0 | 0 | 0 | 0 | 0 | 0 | 0 | 0 | 0 | 0 | 0 | 0 | 0 | 0 | 0 | 0 | 0 | 0 | 0 | 0 | 0 | 0
F1_Commercial_Lodging_New_Space Heating_Natural Gas_Unit Heater_E8 | F1 | Commercial | Lodging | New | Space Heating | Natural Gas | Unit Heater | E8 | CCE | 0 | 0 | 0 | 0 | 0 | 0 | 0 | 0 | 0 | 0 | 0 | 0 | 0 | 0 | 0 | 0 | 0 | 0 | 0 | 0 | 0 | 0 | 0 | 0 | 0 | 0 | 0 | 0 | 0 | 0 | 0 | 0 | 0
F1_Commercial_Lodging_New_Space Heating_Natural Gas_Unit Heater_E9 | F1 | Commercial | Lodging | New | Space Heating | Natural Gas | Unit Heater | E9 | CCE | 0 | 0 | 0 | 0 | 0 | 0 | 0 | 0 | 0 | 0 | 0 | 0 | 0 | 0 | 0 | 0 | 0 | 0 | 0 | 0 | 0 | 0 | 0 | 0 | 0 | 0 | 0 | 0 | 0 | 0 | 0 | 0 | 0
F1_Commercial_Lodging_New_Space Heating_Natural Gas_Unit Heater_E10 | F1 | Commercial | Lodging | New | Space Heating | Natural Gas | Unit Heater | E10 | CCE | 0 | 0 | 0 | 0 | 0 | 0 | 0 | 0 | 0 | 0 | 0 | 0 | 0 | 0 | 0 | 0 | 0 | 0 | 0 | 0 | 0 | 0 | 0 | 0 | 0 | 0 | 0 | 0 | 0 | 0 | 0 | 0 | 0
F2_Commercial_Lodging_New_Space Heating_Natural Gas_Unit Heater_E1 | F2 | Commercial | Lodging | New | Space Heating | Natural Gas | Unit Heater | E1 | TRC BC Ratio | 1 | 1 | 1 | 1 | 1 | 0 | 0 | 0 | 0 | 0 | 0 | 0 | 0 | 0 | 0 | 0 | 0 | 0 | 0 | 0 | 0 | 0 | 0 | 0 | 0 | 0 | 0 | 0 | 0 | 0 | 0 | 0 | 0
F2_Commercial_Lodging_New_Space Heating_Natural Gas_Unit Heater_E2 | F2 | Commercial | Lodging | New | Space Heating | Natural Gas | Unit Heater | E2 | TRC BC Ratio | 0.97102 | 0.97017 | 0.97275 | 0.96494 | 0.9594 | 1 | 1 | 1 | 1 | 1 | 1 | 1 | 1 | 1 | 1 | 1 | 1 | 1 | 1 | 1 | 1 | 1 | 1 | 1 | 1 | 1 | 1 | 1 | 1 | 1 | 1 | 1 | 1
F2_Commercial_Lodging_New_Space Heating_Natural Gas_Unit Heater_E3 | F2 | Commercial | Lodging | New | Space Heating | Natural Gas | Unit Heater | E3 | TRC BC Ratio | 12.4546 | 12.4437 | 12.4768 | 12.3766 | 12.3055 | 1 | 1 | 1 | 1 | 1 | 1 | 1 | 1 | 1 | 1 | 1 | 1 | 1 | 1 | 1 | 1 | 1 | 1 | 1 | 1 | 1 | 1 | 1 | 1 | 1 | 1 | 1 | 1
F2_Commercial_Lodging_New_Space Heating_Natural Gas_Unit Heater_E4 | F2 | Commercial | Lodging | New | Space Heating | Natural Gas | Unit Heater | E4 | TRC BC Ratio | 0 | 0 | 0 | 0 | 0 | 0 | 0 | 0 | 0 | 0 | 0 | 0 | 0 | 0 | 0 | 0 | 0 | 0 | 0 | 0 | 0 | 0 | 0 | 0 | 0 | 0 | 0 | 0 | 0 | 0 | 0 | 0 | 0
F2_Commercial_Lodging_New_Space Heating_Natural Gas_Unit Heater_E5 | F2 | Commercial | Lodging | New | Space Heating | Natural Gas | Unit Heater | E5 | TRC BC Ratio | 0 | 0 | 0 | 0 | 0 | 0 | 0 | 0 | 0 | 0 | 0 | 0 | 0 | 0 | 0 | 0 | 0 | 0 | 0 | 0 | 0 | 0 | 0 | 0 | 0 | 0 | 0 | 0 | 0 | 0 | 0 | 0 | 0
F2_Commercial_Lodging_New_Space Heating_Natural Gas_Unit Heater_E6 | F2 | Commercial | Lodging | New | Space Heating | Natural Gas | Unit Heater | E6 | TRC BC Ratio | 0 | 0 | 0 | 0 | 0 | 0 | 0 | 0 | 0 | 0 | 0 | 0 | 0 | 0 | 0 | 0 | 0 | 0 | 0 | 0 | 0 | 0 | 0 | 0 | 0 | 0 | 0 | 0 | 0 | 0 | 0 | 0 | 0
F2_Commercial_Lodging_New_Space Heating_Natural Gas_Unit Heater_E7 | F2 | Commercial | Lodging | New | Space Heating | Natural Gas | Unit Heater | E7 | TRC BC Ratio | 0 | 0 | 0 | 0 | 0 | 0 | 0 | 0 | 0 | 0 | 0 | 0 | 0 | 0 | 0 | 0 | 0 | 0 | 0 | 0 | 0 | 0 | 0 | 0 | 0 | 0 | 0 | 0 | 0 | 0 | 0 | 0 | 0
F2_Commercial_Lodging_New_Space Heating_Natural Gas_Unit Heater_E8 | F2 | Commercial | Lodging | New | Space Heating | Natural Gas | Unit Heater | E8 | TRC BC Ratio | 0 | 0 | 0 | 0 | 0 | 0 | 0 | 0 | 0 | 0 | 0 | 0 | 0 | 0 | 0 | 0 | 0 | 0 | 0 | 0 | 0 | 0 | 0 | 0 | 0 | 0 | 0 | 0 | 0 | 0 | 0 | 0 | 0
F2_Commercial_Lodging_New_Space Heating_Natural Gas_Unit Heater_E9 | F2 | Commercial | Lodging | New | Space Heating | Natural Gas | Unit Heater | E9 | TRC BC Ratio | 0 | 0 | 0 | 0 | 0 | 0 | 0 | 0 | 0 | 0 | 0 | 0 | 0 | 0 | 0 | 0 | 0 | 0 | 0 | 0 | 0 | 0 | 0 | 0 | 0 | 0 | 0 | 0 | 0 | 0 | 0 | 0 | 0
F2_Commercial_Lodging_New_Space Heating_Natural Gas_Unit Heater_E10 | F2 | Commercial | Lodging | New | Space Heating | Natural Gas | Unit Heater | E10 | TRC BC Ratio | 0 | 0 | 0 | 0 | 0 | 0 | 0 | 0 | 0 | 0 | 0 | 0 | 0 | 0 | 0 | 0 | 0 | 0 | 0 | 0 | 0 | 0 | 0 | 0 | 0 | 0 | 0 | 0 | 0 | 0 | 0 | 0 | 0
F3_Commercial_Lodging_New_Space Heating_Natural Gas_Unit Heater_E1 | F3 | Commercial | Lodging | New | Space Heating | Natural Gas | Unit Heater | E1 | PACT BC Ratio | 1 | 1 | 1 | 1 | 1 | 0 | 0 | 0 | 0 | 0 | 0 | 0 | 0 | 0 | 0 | 0 | 0 | 0 | 0 | 0 | 0 | 0 | 0 | 0 | 0 | 0 | 0 | 0 | 0 | 0 | 0 | 0 | 0
F3_Commercial_Lodging_New_Space Heating_Natural Gas_Unit Heater_E2 | F3 | Commercial | Lodging | New | Space Heating | Natural Gas | Unit Heater | E2 | PACT BC Ratio | 1.2947 | 1.2936 | 1.297 | 1.2866 | 1.2792 | 1 | 1 | 1 | 1 | 1 | 1 | 1 | 1 | 1 | 1 | 1 | 1 | 1 | 1 | 1 | 1 | 1 | 1 | 1 | 1 | 1 | 1 | 1 | 1 | 1 | 1 | 1 | 1
F3_Commercial_Lodging_New_Space Heating_Natural Gas_Unit Heater_E3 | F3 | Commercial | Lodging | New | Space Heating | Natural Gas | Unit Heater | E3 | PACT BC Ratio | 16.6062 | 16.5916 | 16.6357 | 16.5021 | 16.4073 | 1 | 1 | 1 | 1 | 1 | 1 | 1 | 1 | 1 | 1 | 1 | 1 | 1 | 1 | 1 | 1 | 1 | 1 | 1 | 1 | 1 | 1 | 1 | 1 | 1 | 1 | 1 | 1
F3_Commercial_Lodging_New_Space Heating_Natural Gas_Unit Heater_E4 | F3 | Commercial | Lodging | New | Space Heating | Natural Gas | Unit Heater | E4 | PACT BC Ratio | 0 | 0 | 0 | 0 | 0 | 0 | 0 | 0 | 0 | 0 | 0 | 0 | 0 | 0 | 0 | 0 | 0 | 0 | 0 | 0 | 0 | 0 | 0 | 0 | 0 | 0 | 0 | 0 | 0 | 0 | 0 | 0 | 0
F3_Commercial_Lodging_New_Space Heating_Natural Gas_Unit Heater_E5 | F3 | Commercial | Lodging | New | Space Heating | Natural Gas | Unit Heater | E5 | PACT BC Ratio | 0 | 0 | 0 | 0 | 0 | 0 | 0 | 0 | 0 | 0 | 0 | 0 | 0 | 0 | 0 | 0 | 0 | 0 | 0 | 0 | 0 | 0 | 0 | 0 | 0 | 0 | 0 | 0 | 0 | 0 | 0 | 0 | 0
F3_Commercial_Lodging_New_Space Heating_Natural Gas_Unit Heater_E6 | F3 | Commercial | Lodging | New | Space Heating | Natural Gas | Unit Heater | E6 | PACT BC Ratio | 0 | 0 | 0 | 0 | 0 | 0 | 0 | 0 | 0 | 0 | 0 | 0 | 0 | 0 | 0 | 0 | 0 | 0 | 0 | 0 | 0 | 0 | 0 | 0 | 0 | 0 | 0 | 0 | 0 | 0 | 0 | 0 | 0
F3_Commercial_Lodging_New_Space Heating_Natural Gas_Unit Heater_E7 | F3 | Commercial | Lodging | New | Space Heating | Natural Gas | Unit Heater | E7 | PACT BC Ratio | 0 | 0 | 0 | 0 | 0 | 0 | 0 | 0 | 0 | 0 | 0 | 0 | 0 | 0 | 0 | 0 | 0 | 0 | 0 | 0 | 0 | 0 | 0 | 0 | 0 | 0 | 0 | 0 | 0 | 0 | 0 | 0 | 0
F3_Commercial_Lodging_New_Space Heating_Natural Gas_Unit Heater_E8 | F3 | Commercial | Lodging | New | Space Heating | Natural Gas | Unit Heater | E8 | PACT BC Ratio | 0 | 0 | 0 | 0 | 0 | 0 | 0 | 0 | 0 | 0 | 0 | 0 | 0 | 0 | 0 | 0 | 0 | 0 | 0 | 0 | 0 | 0 | 0 | 0 | 0 | 0 | 0 | 0 | 0 | 0 | 0 | 0 | 0
F3_Commercial_Lodging_New_Space Heating_Natural Gas_Unit Heater_E9 | F3 | Commercial | Lodging | New | Space Heating | Natural Gas | Unit Heater | E9 | PACT BC Ratio | 0 | 0 | 0 | 0 | 0 | 0 | 0 | 0 | 0 | 0 | 0 | 0 | 0 | 0 | 0 | 0 | 0 | 0 | 0 | 0 | 0 | 0 | 0 | 0 | 0 | 0 | 0 | 0 | 0 | 0 | 0 | 0 | 0
F3_Commercial_Lodging_New_Space Heating_Natural Gas_Unit Heater_E10 | F3 | Commercial | Lodging | New | Space Heating | Natural Gas | Unit Heater | E10 | PACT BC Ratio | 0 | 0 | 0 | 0 | 0 | 0 | 0 | 0 | 0 | 0 | 0 | 0 | 0 | 0 | 0 | 0 | 0 | 0 | 0 | 0 | 0 | 0 | 0 | 0 | 0 | 0 | 0 | 0 | 0 | 0 | 0 | 0 | 0
F4_Commercial_Lodging_New_Space Heating_Natural Gas_Unit Heater_E1 | F4 | Commercial | Lodging | New | Space Heating | Natural Gas | Unit Heater | E1 | RVT BC Ratio | 1 | 1 | 1 | 1 | 1 | 0 | 0 | 0 | 0 | 0 | 0 | 0 | 0 | 0 | 0 | 0 | 0 | 0 | 0 | 0 | 0 | 0 | 0 | 0 | 0 | 0 | 0 | 0 | 0 | 0 | 0 | 0 | 0
F4_Commercial_Lodging_New_Space Heating_Natural Gas_Unit Heater_E2 | F4 | Commercial | Lodging | New | Space Heating | Natural Gas | Unit Heater | E2 | RVT BC Ratio | 2.096 | 2.0948 | 2.0985 | 2.0873 | 2.0793 | 1 | 1 | 1 | 1 | 1 | 1 | 1 | 1 | 1 | 1 | 1 | 1 | 1 | 1 | 1 | 1 | 1 | 1 | 1 | 1 | 1 | 1 | 1 | 1 | 1 | 1 | 1 | 1
F4_Commercial_Lodging_New_Space Heating_Natural Gas_Unit Heater_E3 | F4 | Commercial | Lodging | New | Space Heating | Natural Gas | Unit Heater | E3 | RVT BC Ratio | 18.6057 | 18.59 | 18.6376 | 18.4936 | 18.3913 | 1 | 1 | 1 | 1 | 1 | 1 | 1 | 1 | 1 | 1 | 1 | 1 | 1 | 1 | 1 | 1 | 1 | 1 | 1 | 1 | 1 | 1 | 1 | 1 | 1 | 1 | 1 | 1
F4_Commercial_Lodging_New_Space Heating_Natural Gas_Unit Heater_E4 | F4 | Commercial | Lodging | New | Space Heating | Natural Gas | Unit Heater | E4 | RVT BC Ratio | 0 | 0 | 0 | 0 | 0 | 0 | 0 | 0 | 0 | 0 | 0 | 0 | 0 | 0 | 0 | 0 | 0 | 0 | 0 | 0 | 0 | 0 | 0 | 0 | 0 | 0 | 0 | 0 | 0 | 0 | 0 | 0 | 0
F4_Commercial_Lodging_New_Space Heating_Natural Gas_Unit Heater_E5 | F4 | Commercial | Lodging | New | Space Heating | Natural Gas | Unit Heater | E5 | RVT BC Ratio | 0 | 0 | 0 | 0 | 0 | 0 | 0 | 0 | 0 | 0 | 0 | 0 | 0 | 0 | 0 | 0 | 0 | 0 | 0 | 0 | 0 | 0 | 0 | 0 | 0 | 0 | 0 | 0 | 0 | 0 | 0 | 0 | 0
F4_Commercial_Lodging_New_Space Heating_Natural Gas_Unit Heater_E6 | F4 | Commercial | Lodging | New | Space Heating | Natural Gas | Unit Heater | E6 | RVT BC Ratio | 0 | 0 | 0 | 0 | 0 | 0 | 0 | 0 | 0 | 0 | 0 | 0 | 0 | 0 | 0 | 0 | 0 | 0 | 0 | 0 | 0 | 0 | 0 | 0 | 0 | 0 | 0 | 0 | 0 | 0 | 0 | 0 | 0
F4_Commercial_Lodging_New_Space Heating_Natural Gas_Unit Heater_E7 | F4 | Commercial | Lodging | New | Space Heating | Natural Gas | Unit Heater | E7 | RVT BC Ratio | 0 | 0 | 0 | 0 | 0 | 0 | 0 | 0 | 0 | 0 | 0 | 0 | 0 | 0 | 0 | 0 | 0 | 0 | 0 | 0 | 0 | 0 | 0 | 0 | 0 | 0 | 0 | 0 | 0 | 0 | 0 | 0 | 0
F4_Commercial_Lodging_New_Space Heating_Natural Gas_Unit Heater_E8 | F4 | Commercial | Lodging | New | Space Heating | Natural Gas | Unit Heater | E8 | RVT BC Ratio | 0 | 0 | 0 | 0 | 0 | 0 | 0 | 0 | 0 | 0 | 0 | 0 | 0 | 0 | 0 | 0 | 0 | 0 | 0 | 0 | 0 | 0 | 0 | 0 | 0 | 0 | 0 | 0 | 0 | 0 | 0 | 0 | 0
F4_Commercial_Lodging_New_Space Heating_Natural Gas_Unit Heater_E9 | F4 | Commercial | Lodging | New | Space Heating | Natural Gas | Unit Heater | E9 | RVT BC Ratio | 0 | 0 | 0 | 0 | 0 | 0 | 0 | 0 | 0 | 0 | 0 | 0 | 0 | 0 | 0 | 0 | 0 | 0 | 0 | 0 | 0 | 0 | 0 | 0 | 0 | 0 | 0 | 0 | 0 | 0 | 0 | 0 | 0
F4_Commercial_Lodging_New_Space Heating_Natural Gas_Unit Heater_E10 | F4 | Commercial | Lodging | New | Space Heating | Natural Gas | Unit Heater | E10 | RVT BC Ratio | 0 | 0 | 0 | 0 | 0 | 0 | 0 | 0 | 0 | 0 | 0 | 0 | 0 | 0 | 0 | 0 | 0 | 0 | 0 | 0 | 0 | 0 | 0 | 0 | 0 | 0 | 0 | 0 | 0 | 0 | 0 | 0 | 0
F5_Commercial_Lodging_New_Space Heating_Natural Gas_Unit Heater_E1 | F5 | Commercial | Lodging | New | Space Heating | Natural Gas | Unit Heater | E1 | RIM BC Ratio | 1 | 1 | 1 | 1 | 1 | 0 | 0 | 0 | 0 | 0 | 0 | 0 | 0 | 0 | 0 | 0 | 0 | 0 | 0 | 0 | 0 | 0 | 0 | 0 | 0 | 0 | 0 | 0 | 0 | 0 | 0 | 0 | 0
F5_Commercial_Lodging_New_Space Heating_Natural Gas_Unit Heater_E2 | F5 | Commercial | Lodging | New | Space Heating | Natural Gas | Unit Heater | E2 | RIM BC Ratio | 0.5075 | 0.50732 | 0.50785 | 0.50625 | 0.5051 | 1 | 1 | 1 | 1 | 1 | 1 | 1 | 1 | 1 | 1 | 1 | 1 | 1 | 1 | 1 | 1 | 1 | 1 | 1 | 1 | 1 | 1 | 1 | 1 | 1 | 1 | 1 | 1
F5_Commercial_Lodging_New_Space Heating_Natural Gas_Unit Heater_E3 | F5 | Commercial | Lodging | New | Space Heating | Natural Gas | Unit Heater | E3 | RIM BC Ratio | 0.79473 | 0.7947 | 0.7948 | 0.79449 | 0.79427 | 1 | 1 | 1 | 1 | 1 | 1 | 1 | 1 | 1 | 1 | 1 | 1 | 1 | 1 | 1 | 1 | 1 | 1 | 1 | 1 | 1 | 1 | 1 | 1 | 1 | 1 | 1 | 1
F5_Commercial_Lodging_New_Space Heating_Natural Gas_Unit Heater_E4 | F5 | Commercial | Lodging | New | Space Heating | Natural Gas | Unit Heater | E4 | RIM BC Ratio | 0 | 0 | 0 | 0 | 0 | 0 | 0 | 0 | 0 | 0 | 0 | 0 | 0 | 0 | 0 | 0 | 0 | 0 | 0 | 0 | 0 | 0 | 0 | 0 | 0 | 0 | 0 | 0 | 0 | 0 | 0 | 0 | 0
F5_Commercial_Lodging_New_Space Heating_Natural Gas_Unit Heater_E5 | F5 | Commercial | Lodging | New | Space Heating | Natural Gas | Unit Heater | E5 | RIM BC Ratio | 0 | 0 | 0 | 0 | 0 | 0 | 0 | 0 | 0 | 0 | 0 | 0 | 0 | 0 | 0 | 0 | 0 | 0 | 0 | 0 | 0 | 0 | 0 | 0 | 0 | 0 | 0 | 0 | 0 | 0 | 0 | 0 | 0
F5_Commercial_Lodging_New_Space Heating_Natural Gas_Unit Heater_E6 | F5 | Commercial | Lodging | New | Space Heating | Natural Gas | Unit Heater | E6 | RIM BC Ratio | 0 | 0 | 0 | 0 | 0 | 0 | 0 | 0 | 0 | 0 | 0 | 0 | 0 | 0 | 0 | 0 | 0 | 0 | 0 | 0 | 0 | 0 | 0 | 0 | 0 | 0 | 0 | 0 | 0 | 0 | 0 | 0 | 0
F5_Commercial_Lodging_New_Space Heating_Natural Gas_Unit Heater_E7 | F5 | Commercial | Lodging | New | Space Heating | Natural Gas | Unit Heater | E7 | RIM BC Ratio | 0 | 0 | 0 | 0 | 0 | 0 | 0 | 0 | 0 | 0 | 0 | 0 | 0 | 0 | 0 | 0 | 0 | 0 | 0 | 0 | 0 | 0 | 0 | 0 | 0 | 0 | 0 | 0 | 0 | 0 | 0 | 0 | 0
F5_Commercial_Lodging_New_Space Heating_Natural Gas_Unit Heater_E8 | F5 | Commercial | Lodging | New | Space Heating | Natural Gas | Unit Heater | E8 | RIM BC Ratio | 0 | 0 | 0 | 0 | 0 | 0 | 0 | 0 | 0 | 0 | 0 | 0 | 0 | 0 | 0 | 0 | 0 | 0 | 0 | 0 | 0 | 0 | 0 | 0 | 0 | 0 | 0 | 0 | 0 | 0 | 0 | 0 | 0
F5_Commercial_Lodging_New_Space Heating_Natural Gas_Unit Heater_E9 | F5 | Commercial | Lodging | New | Space Heating | Natural Gas | Unit Heater | E9 | RIM BC Ratio | 0 | 0 | 0 | 0 | 0 | 0 | 0 | 0 | 0 | 0 | 0 | 0 | 0 | 0 | 0 | 0 | 0 | 0 | 0 | 0 | 0 | 0 | 0 | 0 | 0 | 0 | 0 | 0 | 0 | 0 | 0 | 0 | 0
F5_Commercial_Lodging_New_Space Heating_Natural Gas_Unit Heater_E10 | F5 | Commercial | Lodging | New | Space Heating | Natural Gas | Unit Heater | E10 | RIM BC Ratio | 0 | 0 | 0 | 0 | 0 | 0 | 0 | 0 | 0 | 0 | 0 | 0 | 0 | 0 | 0 | 0 | 0 | 0 | 0 | 0 | 0 | 0 | 0 | 0 | 0 | 0 | 0 | 0 | 0 | 0 | 0 | 0 | 0
F0_Commercial_Lodging_New_Water Heating_Natural Gas_Water Heater_E0 | F0 | Commercial | Lodging | New | Water Heating | Natural Gas | Water Heater | E0 | Economic Unit | Gas-Fired Absorption HPWH | Gas-Fired Absorption HPWH | Gas-Fired Absorption HPWH | Gas-Fired Absorption HPWH | Gas-Fired Absorption HPWH | Gas-Fired Absorption HPWH | Gas-Fired Absorption HPWH | Gas-Fired Absorption HPWH | Gas-Fired Absorption HPWH | Gas-Fired Absorption HPWH | Gas-Fired Absorption HPWH | Gas-Fired Absorption HPWH | Gas-Fired Absorption HPWH | Gas-Fired Absorption HPWH | Gas-Fired Absorption HPWH | Gas-Fired Absorption HPWH | Gas-Fired Absorption HPWH | Gas-Fired Absorption HPWH | Gas-Fired Absorption HPWH | Gas-Fired Absorption HPWH | Gas-Fired Absorption HPWH | Gas-Fired Absorption HPWH | Gas-Fired Absorption HPWH | Gas-Fired Absorption HPWH | Gas-Fired Absorption HPWH | Gas-Fired Absorption HPWH | Gas-Fired Absorption HPWH | Gas-Fired Absorption HPWH | Gas-Fired Absorption HPWH | Gas-Fired Absorption HPWH | Gas-Fired Absorption HPWH | Gas-Fired Absorption HPWH | Gas-Fired Absorption HPWH
F1_Commercial_Lodging_New_Water Heating_Natural Gas_Water Heater_E1 | F1 | Commercial | Lodging | New | Water Heating | Natural Gas | Water Heater | E1 | CCE | 0 | 0 | 0 | 0 | 0 | 0 | 0 | 0 | 0 | 0 | 0 | 0 | 0 | 0 | 0 | 0 | 0 | 0 | 0 | 0 | 0 | 0 | 0 | 0 | 0 | 0 | 0 | 0 | 0 | 0 | 0 | 0 | 0
F1_Commercial_Lodging_New_Water Heating_Natural Gas_Water Heater_E2 | F1 | Commercial | Lodging | New | Water Heating | Natural Gas | Water Heater | E2 | CCE | -0.0046863 | -0.0048519 | -0.0043555 | -0.0044371 | -0.0044371 | -0.0044371 | -0.0044371 | -0.0044371 | -0.0044371 | -0.0044371 | -0.0044371 | -0.0044371 | -0.0044371 | -0.0044371 | -0.0044371 | -0.0044371 | -0.0044371 | -0.0044371 | -0.0044371 | -0.0044371 | -0.0044371 | -0.0044371 | -0.0044371 | -0.0044371 | -0.0044371 | -0.0044371 | -0.0044371 | -0.0044371 | -0.0044371 | -0.0044371 | -0.0044371 | -0.0044371 | -0.0044371
F1_Commercial_Lodging_New_Water Heating_Natural Gas_Water Heater_E3 | F1 | Commercial | Lodging | New | Water Heating | Natural Gas | Water Heater | E3 | CCE | 0.036651 | 0.037947 | 0.034064 | 0.034703 | 0.034703 | 0.034703 | 0.034703 | 0.034703 | 0.034703 | 0.034703 | 0.034703 | 0.034703 | 0.034703 | 0.034703 | 0.034703 | 0.034703 | 0.034703 | 0.034703 | 0.034703 | 0.034703 | 0.034703 | 0.034703 | 0.034703 | 0.034703 | 0.034703 | 0.034703 | 0.034703 | 0.034703 | 0.034703 | 0.034703 | 0.034703 | 0.034703 | 0.034703
F1_Commercial_Lodging_New_Water Heating_Natural Gas_Water Heater_E4 | F1 | Commercial | Lodging | New | Water Heating | Natural Gas | Water Heater | E4 | CCE | 0.045132 | 0.046727 | 0.041946 | 0.042732 | 0.042732 | 0.042732 | 0.042732 | 0.042732 | 0.042732 | 0.042732 | 0.042732 | 0.042732 | 0.042732 | 0.042732 | 0.042732 | 0.042732 | 0.042732 | 0.042732 | 0.042732 | 0.042732 | 0.042732 | 0.042732 | 0.042732 | 0.042732 | 0.042732 | 0.042732 | 0.042732 | 0.042732 | 0.042732 | 0.042732 | 0.042732 | 0.042732 | 0.042732
F1_Commercial_Lodging_New_Water Heating_Natural Gas_Water Heater_E5 | F1 | Commercial | Lodging | New | Water Heating | Natural Gas | Water Heater | E5 | CCE | 0.070903 | 0.073408 | 0.065897 | 0.067133 | 0.067133 | 0.067133 | 0.067133 | 0.067133 | 0.067133 | 0.067133 | 0.067133 | 0.067133 | 0.067133 | 0.067133 | 0.067133 | 0.067133 | 0.067133 | 0.067133 | 0.067133 | 0.067133 | 0.067133 | 0.067133 | 0.067133 | 0.067133 | 0.067133 | 0.067133 | 0.067133 | 0.067133 | 0.067133 | 0.067133 | 0.067133 | 0.067133 | 0.067133
F1_Commercial_Lodging_New_Water Heating_Natural Gas_Water Heater_E6 | F1 | Commercial | Lodging | New | Water Heating | Natural Gas | Water Heater | E6 | CCE | -0.15878 | -0.16439 | -0.14757 | -0.15034 | -0.15034 | -0.15034 | -0.15034 | -0.15034 | -0.15034 | -0.15034 | -0.15034 | -0.15034 | -0.15034 | -0.15034 | -0.15034 | -0.15034 | -0.15034 | -0.15034 | -0.15034 | -0.15034 | -0.15034 | -0.15034 | -0.15034 | -0.15034 | -0.15034 | -0.15034 | -0.15034 | -0.15034 | -0.15034 | -0.15034 | -0.15034 | -0.15034 | -0.15034
F1_Commercial_Lodging_New_Water Heating_Natural Gas_Water Heater_E7 | F1 | Commercial | Lodging | New | Water Heating | Natural Gas | Water Heater | E7 | CCE | -0.11874 | -0.12294 | -0.11036 | -0.11243 | -0.11243 | -0.11243 | -0.11243 | -0.11243 | -0.11243 | -0.11243 | -0.11243 | -0.11243 | -0.11243 | -0.11243 | -0.11243 | -0.11243 | -0.11243 | -0.11243 | -0.11243 | -0.11243 | -0.11243 | -0.11243 | -0.11243 | -0.11243 | -0.11243 | -0.11243 | -0.11243 | -0.11243 | -0.11243 | -0.11243 | -0.11243 | -0.11243 | -0.11243
F1_Commercial_Lodging_New_Water Heating_Natural Gas_Water Heater_E8 | F1 | Commercial | Lodging | New | Water Heating | Natural Gas | Water Heater | E8 | CCE | 0 | 0 | 0 | 0 | 0 | 0 | 0 | 0 | 0 | 0 | 0 | 0 | 0 | 0 | 0 | 0 | 0 | 0 | 0 | 0 | 0 | 0 | 0 | 0 | 0 | 0 | 0 | 0 | 0 | 0 | 0 | 0 | 0
F1_Commercial_Lodging_New_Water Heating_Natural Gas_Water Heater_E9 | F1 | Commercial | Lodging | New | Water Heating | Natural Gas | Water Heater | E9 | CCE | 0 | 0 | 0 | 0 | 0 | 0 | 0 | 0 | 0 | 0 | 0 | 0 | 0 | 0 | 0 | 0 | 0 | 0 | 0 | 0 | 0 | 0 | 0 | 0 | 0 | 0 | 0 | 0 | 0 | 0 | 0 | 0 | 0
F1_Commercial_Lodging_New_Water Heating_Natural Gas_Water Heater_E10 | F1 | Commercial | Lodging | New | Water Heating | Natural Gas | Water Heater | E10 | CCE | 0 | 0 | 0 | 0 | 0 | 0 | 0 | 0 | 0 | 0 | 0 | 0 | 0 | 0 | 0 | 0 | 0 | 0 | 0 | 0 | 0 | 0 | 0 | 0 | 0 | 0 | 0 | 0 | 0 | 0 | 0 | 0 | 0
F2_Commercial_Lodging_New_Water Heating_Natural Gas_Water Heater_E1 | F2 | Commercial | Lodging | New | Water Heating | Natural Gas | Water Heater | E1 | TRC BC Ratio | bar: 2019 to 2051
F2_Commercial_Lodging_New_Water Heating_Natural Gas_Water Heater_E2 | F2 | Commercial | Lodging | New | Water Heating | Natural Gas | Water Heater | E2 | TRC BC Ratio | bar: 2019 to 2051
F2_Commercial_Lodging_New_Water Heating_Natural Gas_Water Heater_E3 | F2 | Commercial | Lodging | New | Water Heating | Natural Gas | Water Heater | E3 | TRC BC Ratio | 35.2808 | 35.2279 | 35.3584 | 35.0604 | 34.8714 | 35.0167 | 35.4563 | 35.8041 | 36.2355 | 36.6429 | 37.0506 | 37.4248 | 37.8273 | 38.2473 | 38.6493 | 39.0588 | 39.4746 | 39.9279 | 40.3989 | 40.8966 | 41.3876 | 41.8993 | 42.3745 | 42.8649 | 43.2993 | 43.6769 | 44.0194 | 44.3165 | 44.5484 | 44.7396 | 44.8464 | 44.9179 | 44.9179
F2_Commercial_Lodging_New_Water Heating_Natural Gas_Water Heater_E4 | F2 | Commercial | Lodging | New | Water Heating | Natural Gas | Water Heater | E4 | TRC BC Ratio | 28.6515 | 28.6085 | 28.7145 | 28.4725 | 28.319 | 28.437 | 28.794 | 29.0764 | 29.4268 | 29.7577 | 30.0887 | 30.3926 | 30.7195 | 31.0606 | 31.387 | 31.7196 | 32.0572 | 32.4254 | 32.8079 | 33.2121 | 33.6108 | 34.0264 | 34.4122 | 34.8105 | 35.1633 | 35.4699 | 35.7481 | 35.9893 | 36.1776 | 36.333 | 36.4197 | 36.4777 | 36.4777
F2_Commercial_Lodging_New_Water Heating_Natural Gas_Water Heater_E5 | F2 | Commercial | Lodging | New | Water Heating | Natural Gas | Water Heater | E5 | TRC BC Ratio | 18.2376 | 18.2102 | 18.2777 | 18.1237 | 18.026 | 18.1011 | 18.3283 | 18.5081 | 18.7311 | 18.9417 | 19.1524 | 19.3459 | 19.5539 | 19.771 | 19.9788 | 20.1905 | 20.4054 | 20.6398 | 20.8833 | 21.1406 | 21.3944 | 21.6589 | 21.9045 | 22.158 | 22.3826 | 22.5777 | 22.7548 | 22.9084 | 23.0282 | 23.1271 | 23.1823 | 23.2192 | 23.2192
F2_Commercial_Lodging_New_Water Heating_Natural Gas_Water Heater_E6 | F2 | Commercial | Lodging | New | Water Heating | Natural Gas | Water Heater | E6 | TRC BC Ratio | bar: 2019 to 2051
F2_Commercial_Lodging_New_Water Heating_Natural Gas_Water Heater_E7 | F2 | Commercial | Lodging | New | Water Heating | Natural Gas | Water Heater | E7 | TRC BC Ratio | bar: 2019 to 2051
F2_Commercial_Lodging_New_Water Heating_Natural Gas_Water Heater_E8 | F2 | Commercial | Lodging | New | Water Heating | Natural Gas | Water Heater | E8 | TRC BC Ratio | 0 | 0 | 0 | 0 | 0 | 0 | 0 | 0 | 0 | 0 | 0 | 0 | 0 | 0 | 0 | 0 | 0 | 0 | 0 | 0 | 0 | 0 | 0 | 0 | 0 | 0 | 0 | 0 | 0 | 0 | 0 | 0 | 0
F2_Commercial_Lodging_New_Water Heating_Natural Gas_Water Heater_E9 | F2 | Commercial | Lodging | New | Water Heating | Natural Gas | Water Heater | E9 | TRC BC Ratio | 0 | 0 | 0 | 0 | 0 | 0 | 0 | 0 | 0 | 0 | 0 | 0 | 0 | 0 | 0 | 0 | 0 | 0 | 0 | 0 | 0 | 0 | 0 | 0 | 0 | 0 | 0 | 0 | 0 | 0 | 0 | 0 | 0
F2_Commercial_Lodging_New_Water Heating_Natural Gas_Water Heater_E10 | F2 | Commercial | Lodging | New | Water Heating | Natural Gas | Water Heater | E10 | TRC BC Ratio | 0 | 0 | 0 | 0 | 0 | 0 | 0 | 0 | 0 | 0 | 0 | 0 | 0 | 0 | 0 | 0 | 0 | 0 | 0 | 0 | 0 | 0 | 0 | 0 | 0 | 0 | 0 | 0 | 0 | 0 | 0 | 0 | 0
F3_Commercial_Lodging_New_Water Heating_Natural Gas_Water Heater_E1 | F3 | Commercial | Lodging | New | Water Heating | Natural Gas | Water Heater | E1 | PACT BC Ratio | bar: 2019 to 2051
F3_Commercial_Lodging_New_Water Heating_Natural Gas_Water Heater_E2 | F3 | Commercial | Lodging | New | Water Heating | Natural Gas | Water Heater | E2 | PACT BC Ratio | bar: 2019 to 2051
F3_Commercial_Lodging_New_Water Heating_Natural Gas_Water Heater_E3 | F3 | Commercial | Lodging | New | Water Heating | Natural Gas | Water Heater | E3 | PACT BC Ratio | 47.041 | 46.9706 | 47.1445 | 46.7473 | 46.4952 | 46.689 | 47.2751 | 47.7387 | 48.314 | 48.8572 | 49.4008 | 49.8997 | 50.4364 | 50.9964 | 51.5324 | 52.0784 | 52.6327 | 53.2372 | 53.8652 | 54.5289 | 55.1835 | 55.8658 | 56.4993 | 57.1532 | 57.7324 | 58.2359 | 58.6926 | 59.0886 | 59.3978 | 59.6529 | 59.7952 | 59.8905 | 59.8905
F3_Commercial_Lodging_New_Water Heating_Natural Gas_Water Heater_E4 | F3 | Commercial | Lodging | New | Water Heating | Natural Gas | Water Heater | E4 | PACT BC Ratio | 38.202 | 38.1447 | 38.286 | 37.9634 | 37.7587 | 37.9161 | 38.392 | 38.7686 | 39.2357 | 39.6769 | 40.1183 | 40.5235 | 40.9594 | 41.4141 | 41.8494 | 42.2928 | 42.743 | 43.2339 | 43.7438 | 44.2828 | 44.8144 | 45.3685 | 45.883 | 46.414 | 46.8844 | 47.2933 | 47.6641 | 47.9858 | 48.2369 | 48.444 | 48.5596 | 48.6369 | 48.6369
F3_Commercial_Lodging_New_Water Heating_Natural Gas_Water Heater_E5 | F3 | Commercial | Lodging | New | Water Heating | Natural Gas | Water Heater | E5 | PACT BC Ratio | 24.3168 | 24.2803 | 24.3702 | 24.1649 | 24.0346 | 24.1348 | 24.4377 | 24.6774 | 24.9748 | 25.2556 | 25.5366 | 25.7945 | 26.0719 | 26.3614 | 26.6385 | 26.9207 | 27.2073 | 27.5197 | 27.8443 | 28.1874 | 28.5258 | 28.8785 | 29.206 | 29.544 | 29.8434 | 30.1037 | 30.3397 | 30.5445 | 30.7043 | 30.8361 | 30.9097 | 30.959 | 30.959
F3_Commercial_Lodging_New_Water Heating_Natural Gas_Water Heater_E6 | F3 | Commercial | Lodging | New | Water Heating | Natural Gas | Water Heater | E6 | PACT BC Ratio | bar: 2019 to 2051
F3_Commercial_Lodging_New_Water Heating_Natural Gas_Water Heater_E7 | F3 | Commercial | Lodging | New | Water Heating | Natural Gas | Water Heater | E7 | PACT BC Ratio | bar: 2019 to 2051
F3_Commercial_Lodging_New_Water Heating_Natural Gas_Water Heater_E8 | F3 | Commercial | Lodging | New | Water Heating | Natural Gas | Water Heater | E8 | PACT BC Ratio | 0 | 0 | 0 | 0 | 0 | 0 | 0 | 0 | 0 | 0 | 0 | 0 | 0 | 0 | 0 | 0 | 0 | 0 | 0 | 0 | 0 | 0 | 0 | 0 | 0 | 0 | 0 | 0 | 0 | 0 | 0 | 0 | 0
F3_Commercial_Lodging_New_Water Heating_Natural Gas_Water Heater_E9 | F3 | Commercial | Lodging | New | Water Heating | Natural Gas | Water Heater | E9 | PACT BC Ratio | 0 | 0 | 0 | 0 | 0 | 0 | 0 | 0 | 0 | 0 | 0 | 0 | 0 | 0 | 0 | 0 | 0 | 0 | 0 | 0 | 0 | 0 | 0 | 0 | 0 | 0 | 0 | 0 | 0 | 0 | 0 | 0 | 0
F3_Commercial_Lodging_New_Water Heating_Natural Gas_Water Heater_E10 | F3 | Commercial | Lodging | New | Water Heating | Natural Gas | Water Heater | E10 | PACT BC Ratio | 0 | 0 | 0 | 0 | 0 | 0 | 0 | 0 | 0 | 0 | 0 | 0 | 0 | 0 | 0 | 0 | 0 | 0 | 0 | 0 | 0 | 0 | 0 | 0 | 0 | 0 | 0 | 0 | 0 | 0 | 0 | 0 | 0
F4_Commercial_Lodging_New_Water Heating_Natural Gas_Water Heater_E1 | F4 | Commercial | Lodging | New | Water Heating | Natural Gas | Water Heater | E1 | RVT BC Ratio | bar: 2019 to 2051
F4_Commercial_Lodging_New_Water Heating_Natural Gas_Water Heater_E2 | F4 | Commercial | Lodging | New | Water Heating | Natural Gas | Water Heater | E2 | RVT BC Ratio | bar: 2019 to 2051
F4_Commercial_Lodging_New_Water Heating_Natural Gas_Water Heater_E3 | F4 | Commercial | Lodging | New | Water Heating | Natural Gas | Water Heater | E3 | RVT BC Ratio | 51.4224 | 51.3464 | 51.534 | 51.1056 | 50.8339 | 51.0428 | 51.6748 | 52.1747 | 52.7949 | 53.3807 | 53.9668 | 54.5048 | 55.0835 | 55.6873 | 56.2653 | 56.854 | 57.4517 | 58.1035 | 58.7806 | 59.4962 | 60.2021 | 60.9377 | 61.6208 | 62.326 | 62.9505 | 63.4933 | 63.9858 | 64.4128 | 64.7462 | 65.0212 | 65.1747 | 65.2774 | 65.2774
F4_Commercial_Lodging_New_Water Heating_Natural Gas_Water Heater_E4 | F4 | Commercial | Lodging | New | Water Heating | Natural Gas | Water Heater | E4 | RVT BC Ratio | 41.8916 | 41.8299 | 41.9822 | 41.6343 | 41.4136 | 41.5833 | 42.0965 | 42.5025 | 43.0062 | 43.4819 | 43.9579 | 44.3948 | 44.8648 | 45.3551 | 45.8245 | 46.3026 | 46.788 | 47.3173 | 47.8672 | 48.4483 | 49.0216 | 49.619 | 50.1737 | 50.7463 | 51.2535 | 51.6944 | 52.0943 | 52.4411 | 52.7118 | 52.9351 | 53.0598 | 53.1432 | 53.1432
F4_Commercial_Lodging_New_Water Heating_Natural Gas_Water Heater_E5 | F4 | Commercial | Lodging | New | Water Heating | Natural Gas | Water Heater | E5 | RVT BC Ratio | 26.9198 | 26.8805 | 26.9774 | 26.756 | 26.6155 | 26.7235 | 27.0502 | 27.3086 | 27.6293 | 27.9321 | 28.235 | 28.5131 | 28.8123 | 29.1244 | 29.4232 | 29.7275 | 30.0365 | 30.3734 | 30.7234 | 31.0933 | 31.4582 | 31.8385 | 32.1916 | 32.5561 | 32.8789 | 33.1595 | 33.4141 | 33.6348 | 33.8072 | 33.9493 | 34.0286 | 34.0818 | 34.0818
F4_Commercial_Lodging_New_Water Heating_Natural Gas_Water Heater_E6 | F4 | Commercial | Lodging | New | Water Heating | Natural Gas | Water Heater | E6 | RVT BC Ratio | bar: 2019 to 2051
F4_Commercial_Lodging_New_Water Heating_Natural Gas_Water Heater_E7 | F4 | Commercial | Lodging | New | Water Heating | Natural Gas | Water Heater | E7 | RVT BC Ratio | bar: 2019 to 2051
F4_Commercial_Lodging_New_Water Heating_Natural Gas_Water Heater_E8 | F4 | Commercial | Lodging | New | Water Heating | Natural Gas | Water Heater | E8 | RVT BC Ratio | 0 | 0 | 0 | 0 | 0 | 0 | 0 | 0 | 0 | 0 | 0 | 0 | 0 | 0 | 0 | 0 | 0 | 0 | 0 | 0 | 0 | 0 | 0 | 0 | 0 | 0 | 0 | 0 | 0 | 0 | 0 | 0 | 0
F4_Commercial_Lodging_New_Water Heating_Natural Gas_Water Heater_E9 | F4 | Commercial | Lodging | New | Water Heating | Natural Gas | Water Heater | E9 | RVT BC Ratio | 0 | 0 | 0 | 0 | 0 | 0 | 0 | 0 | 0 | 0 | 0 | 0 | 0 | 0 | 0 | 0 | 0 | 0 | 0 | 0 | 0 | 0 | 0 | 0 | 0 | 0 | 0 | 0 | 0 | 0 | 0 | 0 | 0
F4_Commercial_Lodging_New_Water Heating_Natural Gas_Water Heater_E10 | F4 | Commercial | Lodging | New | Water Heating | Natural Gas | Water Heater | E10 | RVT BC Ratio | 0 | 0 | 0 | 0 | 0 | 0 | 0 | 0 | 0 | 0 | 0 | 0 | 0 | 0 | 0 | 0 | 0 | 0 | 0 | 0 | 0 | 0 | 0 | 0 | 0 | 0 | 0 | 0 | 0 | 0 | 0 | 0 | 0
F5_Commercial_Lodging_New_Water Heating_Natural Gas_Water Heater_E1 | F5 | Commercial | Lodging | New | Water Heating | Natural Gas | Water Heater | E1 | RIM BC Ratio | bar: 2019 to 2051
F5_Commercial_Lodging_New_Water Heating_Natural Gas_Water Heater_E2 | F5 | Commercial | Lodging | New | Water Heating | Natural Gas | Water Heater | E2 | RIM BC Ratio | bar: 2019 to 2051
F5_Commercial_Lodging_New_Water Heating_Natural Gas_Water Heater_E3 | F5 | Commercial | Lodging | New | Water Heating | Natural Gas | Water Heater | E3 | RIM BC Ratio | 0.82013 | 0.82011 | 0.82016 | 0.82004 | 0.81996 | 0.82002 | 0.8202 | 0.82034 | 0.8205 | 0.82066 | 0.82081 | 0.82095 | 0.82109 | 0.82124 | 0.82138 | 0.82151 | 0.82165 | 0.82179 | 0.82194 | 0.8221 | 0.82224 | 0.82239 | 0.82253 | 0.82266 | 0.82278 | 0.82288 | 0.82298 | 0.82305 | 0.82311 | 0.82316 | 0.82319 | 0.82321 | 0.82321
F5_Commercial_Lodging_New_Water Heating_Natural Gas_Water Heater_E4 | F5 | Commercial | Lodging | New | Water Heating | Natural Gas | Water Heater | E4 | RIM BC Ratio | 0.81683 | 0.81681 | 0.81687 | 0.81672 | 0.81663 | 0.8167 | 0.81692 | 0.81709 | 0.81729 | 0.81748 | 0.81767 | 0.81783 | 0.81801 | 0.81819 | 0.81836 | 0.81852 | 0.81869 | 0.81887 | 0.81905 | 0.81924 | 0.81942 | 0.8196 | 0.81977 | 0.81993 | 0.82008 | 0.8202 | 0.82031 | 0.82041 | 0.82048 | 0.82054 | 0.82057 | 0.8206 | 0.8206
F5_Commercial_Lodging_New_Water Heating_Natural Gas_Water Heater_E5 | F5 | Commercial | Lodging | New | Water Heating | Natural Gas | Water Heater | E5 | RIM BC Ratio | 0.80698 | 0.80694 | 0.80704 | 0.80681 | 0.80667 | 0.80678 | 0.80711 | 0.80737 | 0.80769 | 0.80798 | 0.80826 | 0.80852 | 0.80879 | 0.80906 | 0.80932 | 0.80958 | 0.80983 | 0.81011 | 0.81039 | 0.81067 | 0.81095 | 0.81123 | 0.81149 | 0.81175 | 0.81197 | 0.81216 | 0.81233 | 0.81248 | 0.81259 | 0.81268 | 0.81273 | 0.81277 | 0.81277
F5_Commercial_Lodging_New_Water Heating_Natural Gas_Water Heater_E6 | F5 | Commercial | Lodging | New | Water Heating | Natural Gas | Water Heater | E6 | RIM BC Ratio | bar: 2019 to 2051
F5_Commercial_Lodging_New_Water Heating_Natural Gas_Water Heater_E7 | F5 | Commercial | Lodging | New | Water Heating | Natural Gas | Water Heater | E7 | RIM BC Ratio | bar: 2019 to 2051
F5_Commercial_Lodging_New_Water Heating_Natural Gas_Water Heater_E8 | F5 | Commercial | Lodging | New | Water Heating | Natural Gas | Water Heater | E8 | RIM BC Ratio | 0 | 0 | 0 | 0 | 0 | 0 | 0 | 0 | 0 | 0 | 0 | 0 | 0 | 0 | 0 | 0 | 0 | 0 | 0 | 0 | 0 | 0 | 0 | 0 | 0 | 0 | 0 | 0 | 0 | 0 | 0 | 0 | 0
F5_Commercial_Lodging_New_Water Heating_Natural Gas_Water Heater_E9 | F5 | Commercial | Lodging | New | Water Heating | Natural Gas | Water Heater | E9 | RIM BC Ratio | 0 | 0 | 0 | 0 | 0 | 0 | 0 | 0 | 0 | 0 | 0 | 0 | 0 | 0 | 0 | 0 | 0 | 0 | 0 | 0 | 0 | 0 | 0 | 0 | 0 | 0 | 0 | 0 | 0 | 0 | 0 | 0 | 0
F5_Commercial_Lodging_New_Water Heating_Natural Gas_Water Heater_E10 | F5 | Commercial | Lodging | New | Water Heating | Natural Gas | Water Heater | E10 | RIM BC Ratio | 0 | 0 | 0 | 0 | 0 | 0 | 0 | 0 | 0 | 0 | 0 | 0 | 0 | 0 | 0 | 0 | 0 | 0 | 0 | 0 | 0 | 0 | 0 | 0 | 0 | 0 | 0 | 0 | 0 | 0 | 0 | 0 | 0
F0_Commercial_Lodging_New_Food Preparation_Natural Gas_Oven_E0 | F0 | Commercial | Lodging | New | Food Preparation | Natural Gas | Oven | E0 | Economic Unit | ENERGY STAR (3.0) | ENERGY STAR (3.0) | ENERGY STAR (3.0) | ENERGY STAR (3.0) | ENERGY STAR (3.0) | ENERGY STAR (3.0) | ENERGY STAR (3.0) | ENERGY STAR (3.0) | ENERGY STAR (3.0) | ENERGY STAR (3.0) | ENERGY STAR (3.0) | ENERGY STAR (3.0) | ENERGY STAR (3.0) | ENERGY STAR (3.0) | ENERGY STAR (3.0) | ENERGY STAR (3.0) | ENERGY STAR (3.0) | ENERGY STAR (3.0) | ENERGY STAR (3.0) | ENERGY STAR (3.0) | ENERGY STAR (3.0) | ENERGY STAR (3.0) | ENERGY STAR (3.0) | ENERGY STAR (3.0) | ENERGY STAR (3.0) | ENERGY STAR (3.0) | ENERGY STAR (3.0) | ENERGY STAR (3.0) | ENERGY STAR (3.0) | ENERGY STAR (3.0) | ENERGY STAR (3.0) | ENERGY STAR (3.0) | ENERGY STAR (3.0)
F1_Commercial_Lodging_New_Food Preparation_Natural Gas_Oven_E1 | F1 | Commercial | Lodging | New | Food Preparation | Natural Gas | Oven | E1 | CCE | 0 | 0 | 0 | 0 | 0 | 0 | 0 | 0 | 0 | 0 | 0 | 0 | 0 | 0 | 0 | 0 | 0 | 0 | 0 | 0 | 0 | 0 | 0 | 0 | 0 | 0 | 0 | 0 | 0 | 0 | 0 | 0 | 0
F1_Commercial_Lodging_New_Food Preparation_Natural Gas_Oven_E2 | F1 | Commercial | Lodging | New | Food Preparation | Natural Gas | Oven | E2 | CCE | 0.32507 | 0.33656 | 0.30212 | 0.30779 | 0.30779 | 0.30779 | 0.30779 | 0.30779 | 0.30779 | 0.30779 | 0.30779 | 0.30779 | 0.30779 | 0.30779 | 0.30779 | 0.30779 | 0.30779 | 0.30779 | 0.30779 | 0.30779 | 0.30779 | 0.30779 | 0.30779 | 0.30779 | 0.30779 | 0.30779 | 0.30779 | 0.30779 | 0.30779 | 0.30779 | 0.30779 | 0.30779 | 0.30779
F1_Commercial_Lodging_New_Food Preparation_Natural Gas_Oven_E3 | F1 | Commercial | Lodging | New | Food Preparation | Natural Gas | Oven | E3 | CCE | 0 | 0 | 0 | 0 | 0 | 0 | 0 | 0 | 0 | 0 | 0 | 0 | 0 | 0 | 0 | 0 | 0 | 0 | 0 | 0 | 0 | 0 | 0 | 0 | 0 | 0 | 0 | 0 | 0 | 0 | 0 | 0 | 0
F1_Commercial_Lodging_New_Food Preparation_Natural Gas_Oven_E4 | F1 | Commercial | Lodging | New | Food Preparation | Natural Gas | Oven | E4 | CCE | 0 | 0 | 0 | 0 | 0 | 0 | 0 | 0 | 0 | 0 | 0 | 0 | 0 | 0 | 0 | 0 | 0 | 0 | 0 | 0 | 0 | 0 | 0 | 0 | 0 | 0 | 0 | 0 | 0 | 0 | 0 | 0 | 0
F1_Commercial_Lodging_New_Food Preparation_Natural Gas_Oven_E5 | F1 | Commercial | Lodging | New | Food Preparation | Natural Gas | Oven | E5 | CCE | 0 | 0 | 0 | 0 | 0 | 0 | 0 | 0 | 0 | 0 | 0 | 0 | 0 | 0 | 0 | 0 | 0 | 0 | 0 | 0 | 0 | 0 | 0 | 0 | 0 | 0 | 0 | 0 | 0 | 0 | 0 | 0 | 0
F1_Commercial_Lodging_New_Food Preparation_Natural Gas_Oven_E6 | F1 | Commercial | Lodging | New | Food Preparation | Natural Gas | Oven | E6 | CCE | 0 | 0 | 0 | 0 | 0 | 0 | 0 | 0 | 0 | 0 | 0 | 0 | 0 | 0 | 0 | 0 | 0 | 0 | 0 | 0 | 0 | 0 | 0 | 0 | 0 | 0 | 0 | 0 | 0 | 0 | 0 | 0 | 0
F1_Commercial_Lodging_New_Food Preparation_Natural Gas_Oven_E7 | F1 | Commercial | Lodging | New | Food Preparation | Natural Gas | Oven | E7 | CCE | 0 | 0 | 0 | 0 | 0 | 0 | 0 | 0 | 0 | 0 | 0 | 0 | 0 | 0 | 0 | 0 | 0 | 0 | 0 | 0 | 0 | 0 | 0 | 0 | 0 | 0 | 0 | 0 | 0 | 0 | 0 | 0 | 0
F1_Commercial_Lodging_New_Food Preparation_Natural Gas_Oven_E8 | F1 | Commercial | Lodging | New | Food Preparation | Natural Gas | Oven | E8 | CCE | 0 | 0 | 0 | 0 | 0 | 0 | 0 | 0 | 0 | 0 | 0 | 0 | 0 | 0 | 0 | 0 | 0 | 0 | 0 | 0 | 0 | 0 | 0 | 0 | 0 | 0 | 0 | 0 | 0 | 0 | 0 | 0 | 0
F1_Commercial_Lodging_New_Food Preparation_Natural Gas_Oven_E9 | F1 | Commercial | Lodging | New | Food Preparation | Natural Gas | Oven | E9 | CCE | 0 | 0 | 0 | 0 | 0 | 0 | 0 | 0 | 0 | 0 | 0 | 0 | 0 | 0 | 0 | 0 | 0 | 0 | 0 | 0 | 0 | 0 | 0 | 0 | 0 | 0 | 0 | 0 | 0 | 0 | 0 | 0 | 0
F1_Commercial_Lodging_New_Food Preparation_Natural Gas_Oven_E10 | F1 | Commercial | Lodging | New | Food Preparation | Natural Gas | Oven | E10 | CCE | 0 | 0 | 0 | 0 | 0 | 0 | 0 | 0 | 0 | 0 | 0 | 0 | 0 | 0 | 0 | 0 | 0 | 0 | 0 | 0 | 0 | 0 | 0 | 0 | 0 | 0 | 0 | 0 | 0 | 0 | 0 | 0 | 0
F2_Commercial_Lodging_New_Food Preparation_Natural Gas_Oven_E1 | F2 | Commercial | Lodging | New | Food Preparation | Natural Gas | Oven | E1 | TRC BC Ratio | bar: 2019 to 2051
F2_Commercial_Lodging_New_Food Preparation_Natural Gas_Oven_E2 | F2 | Commercial | Lodging | New | Food Preparation | Natural Gas | Oven | E2 | TRC BC Ratio | 5.0529 | 5.0541 | 5.0794 | 5.0454 | 5.0252 | 5.0427 | 5.0918 | 5.1313 | 5.1797 | 5.226 | 5.2722 | 5.3151 | 5.3612 | 5.4091 | 5.4549 | 5.5017 | 5.5491 | 5.6007 | 5.6542 | 5.7105 | 5.7652 | 5.8217 | 5.8734 | 5.9266 | 5.9735 | 6.014 | 6.0509 | 6.0828 | 6.1077 | 6.1281 | 6.1393 | 6.1467 | 6.1467
F2_Commercial_Lodging_New_Food Preparation_Natural Gas_Oven_E3 | F2 | Commercial | Lodging | New | Food Preparation | Natural Gas | Oven | E3 | TRC BC Ratio | 0 | 0 | 0 | 0 | 0 | 0 | 0 | 0 | 0 | 0 | 0 | 0 | 0 | 0 | 0 | 0 | 0 | 0 | 0 | 0 | 0 | 0 | 0 | 0 | 0 | 0 | 0 | 0 | 0 | 0 | 0 | 0 | 0
F2_Commercial_Lodging_New_Food Preparation_Natural Gas_Oven_E4 | F2 | Commercial | Lodging | New | Food Preparation | Natural Gas | Oven | E4 | TRC BC Ratio | 0 | 0 | 0 | 0 | 0 | 0 | 0 | 0 | 0 | 0 | 0 | 0 | 0 | 0 | 0 | 0 | 0 | 0 | 0 | 0 | 0 | 0 | 0 | 0 | 0 | 0 | 0 | 0 | 0 | 0 | 0 | 0 | 0
F2_Commercial_Lodging_New_Food Preparation_Natural Gas_Oven_E5 | F2 | Commercial | Lodging | New | Food Preparation | Natural Gas | Oven | E5 | TRC BC Ratio | 0 | 0 | 0 | 0 | 0 | 0 | 0 | 0 | 0 | 0 | 0 | 0 | 0 | 0 | 0 | 0 | 0 | 0 | 0 | 0 | 0 | 0 | 0 | 0 | 0 | 0 | 0 | 0 | 0 | 0 | 0 | 0 | 0
F2_Commercial_Lodging_New_Food Preparation_Natural Gas_Oven_E6 | F2 | Commercial | Lodging | New | Food Preparation | Natural Gas | Oven | E6 | TRC BC Ratio | 0 | 0 | 0 | 0 | 0 | 0 | 0 | 0 | 0 | 0 | 0 | 0 | 0 | 0 | 0 | 0 | 0 | 0 | 0 | 0 | 0 | 0 | 0 | 0 | 0 | 0 | 0 | 0 | 0 | 0 | 0 | 0 | 0
F2_Commercial_Lodging_New_Food Preparation_Natural Gas_Oven_E7 | F2 | Commercial | Lodging | New | Food Preparation | Natural Gas | Oven | E7 | TRC BC Ratio | 0 | 0 | 0 | 0 | 0 | 0 | 0 | 0 | 0 | 0 | 0 | 0 | 0 | 0 | 0 | 0 | 0 | 0 | 0 | 0 | 0 | 0 | 0 | 0 | 0 | 0 | 0 | 0 | 0 | 0 | 0 | 0 | 0
F2_Commercial_Lodging_New_Food Preparation_Natural Gas_Oven_E8 | F2 | Commercial | Lodging | New | Food Preparation | Natural Gas | Oven | E8 | TRC BC Ratio | 0 | 0 | 0 | 0 | 0 | 0 | 0 | 0 | 0 | 0 | 0 | 0 | 0 | 0 | 0 | 0 | 0 | 0 | 0 | 0 | 0 | 0 | 0 | 0 | 0 | 0 | 0 | 0 | 0 | 0 | 0 | 0 | 0
F2_Commercial_Lodging_New_Food Preparation_Natural Gas_Oven_E9 | F2 | Commercial | Lodging | New | Food Preparation | Natural Gas | Oven | E9 | TRC BC Ratio | 0 | 0 | 0 | 0 | 0 | 0 | 0 | 0 | 0 | 0 | 0 | 0 | 0 | 0 | 0 | 0 | 0 | 0 | 0 | 0 | 0 | 0 | 0 | 0 | 0 | 0 | 0 | 0 | 0 | 0 | 0 | 0 | 0
F2_Commercial_Lodging_New_Food Preparation_Natural Gas_Oven_E10 | F2 | Commercial | Lodging | New | Food Preparation | Natural Gas | Oven | E10 | TRC BC Ratio | 0 | 0 | 0 | 0 | 0 | 0 | 0 | 0 | 0 | 0 | 0 | 0 | 0 | 0 | 0 | 0 | 0 | 0 | 0 | 0 | 0 | 0 | 0 | 0 | 0 | 0 | 0 | 0 | 0 | 0 | 0 | 0 | 0
F3_Commercial_Lodging_New_Food Preparation_Natural Gas_Oven_E1 | F3 | Commercial | Lodging | New | Food Preparation | Natural Gas | Oven | E1 | PACT BC Ratio | bar: 2019 to 2051
F3_Commercial_Lodging_New_Food Preparation_Natural Gas_Oven_E2 | F3 | Commercial | Lodging | New | Food Preparation | Natural Gas | Oven | E2 | PACT BC Ratio | 6.7372 | 6.7388 | 6.7725 | 6.7272 | 6.7003 | 6.7236 | 6.7891 | 6.8417 | 6.9062 | 6.968 | 7.0296 | 7.0868 | 7.1482 | 7.2121 | 7.2732 | 7.3356 | 7.3988 | 7.4676 | 7.5389 | 7.614 | 7.6869 | 7.7623 | 7.8312 | 7.9021 | 7.9647 | 8.0187 | 8.0679 | 8.1103 | 8.1436 | 8.1708 | 8.1857 | 8.1956 | 8.1956
F3_Commercial_Lodging_New_Food Preparation_Natural Gas_Oven_E3 | F3 | Commercial | Lodging | New | Food Preparation | Natural Gas | Oven | E3 | PACT BC Ratio | 0 | 0 | 0 | 0 | 0 | 0 | 0 | 0 | 0 | 0 | 0 | 0 | 0 | 0 | 0 | 0 | 0 | 0 | 0 | 0 | 0 | 0 | 0 | 0 | 0 | 0 | 0 | 0 | 0 | 0 | 0 | 0 | 0
F3_Commercial_Lodging_New_Food Preparation_Natural Gas_Oven_E4 | F3 | Commercial | Lodging | New | Food Preparation | Natural Gas | Oven | E4 | PACT BC Ratio | 0 | 0 | 0 | 0 | 0 | 0 | 0 | 0 | 0 | 0 | 0 | 0 | 0 | 0 | 0 | 0 | 0 | 0 | 0 | 0 | 0 | 0 | 0 | 0 | 0 | 0 | 0 | 0 | 0 | 0 | 0 | 0 | 0
F3_Commercial_Lodging_New_Food Preparation_Natural Gas_Oven_E5 | F3 | Commercial | Lodging | New | Food Preparation | Natural Gas | Oven | E5 | PACT BC Ratio | 0 | 0 | 0 | 0 | 0 | 0 | 0 | 0 | 0 | 0 | 0 | 0 | 0 | 0 | 0 | 0 | 0 | 0 | 0 | 0 | 0 | 0 | 0 | 0 | 0 | 0 | 0 | 0 | 0 | 0 | 0 | 0 | 0
F3_Commercial_Lodging_New_Food Preparation_Natural Gas_Oven_E6 | F3 | Commercial | Lodging | New | Food Preparation | Natural Gas | Oven | E6 | PACT BC Ratio | 0 | 0 | 0 | 0 | 0 | 0 | 0 | 0 | 0 | 0 | 0 | 0 | 0 | 0 | 0 | 0 | 0 | 0 | 0 | 0 | 0 | 0 | 0 | 0 | 0 | 0 | 0 | 0 | 0 | 0 | 0 | 0 | 0
F3_Commercial_Lodging_New_Food Preparation_Natural Gas_Oven_E7 | F3 | Commercial | Lodging | New | Food Preparation | Natural Gas | Oven | E7 | PACT BC Ratio | 0 | 0 | 0 | 0 | 0 | 0 | 0 | 0 | 0 | 0 | 0 | 0 | 0 | 0 | 0 | 0 | 0 | 0 | 0 | 0 | 0 | 0 | 0 | 0 | 0 | 0 | 0 | 0 | 0 | 0 | 0 | 0 | 0
F3_Commercial_Lodging_New_Food Preparation_Natural Gas_Oven_E8 | F3 | Commercial | Lodging | New | Food Preparation | Natural Gas | Oven | E8 | PACT BC Ratio | 0 | 0 | 0 | 0 | 0 | 0 | 0 | 0 | 0 | 0 | 0 | 0 | 0 | 0 | 0 | 0 | 0 | 0 | 0 | 0 | 0 | 0 | 0 | 0 | 0 | 0 | 0 | 0 | 0 | 0 | 0 | 0 | 0
F3_Commercial_Lodging_New_Food Preparation_Natural Gas_Oven_E9 | F3 | Commercial | Lodging | New | Food Preparation | Natural Gas | Oven | E9 | PACT BC Ratio | 0 | 0 | 0 | 0 | 0 | 0 | 0 | 0 | 0 | 0 | 0 | 0 | 0 | 0 | 0 | 0 | 0 | 0 | 0 | 0 | 0 | 0 | 0 | 0 | 0 | 0 | 0 | 0 | 0 | 0 | 0 | 0 | 0
F3_Commercial_Lodging_New_Food Preparation_Natural Gas_Oven_E10 | F3 | Commercial | Lodging | New | Food Preparation | Natural Gas | Oven | E10 | PACT BC Ratio | 0 | 0 | 0 | 0 | 0 | 0 | 0 | 0 | 0 | 0 | 0 | 0 | 0 | 0 | 0 | 0 | 0 | 0 | 0 | 0 | 0 | 0 | 0 | 0 | 0 | 0 | 0 | 0 | 0 | 0 | 0 | 0 | 0
F4_Commercial_Lodging_New_Food Preparation_Natural Gas_Oven_E1 | F4 | Commercial | Lodging | New | Food Preparation | Natural Gas | Oven | E1 | RVT BC Ratio | bar: 2019 to 2051
F4_Commercial_Lodging_New_Food Preparation_Natural Gas_Oven_E2 | F4 | Commercial | Lodging | New | Food Preparation | Natural Gas | Oven | E2 | RVT BC Ratio | 7.9644 | 7.9662 | 8.0025 | 7.9537 | 7.9247 | 7.9497 | 8.0204 | 8.0771 | 8.1467 | 8.2133 | 8.2797 | 8.3414 | 8.4076 | 8.4765 | 8.5424 | 8.6097 | 8.6778 | 8.752 | 8.8289 | 8.9098 | 8.9885 | 9.0697 | 9.144 | 9.2205 | 9.288 | 9.3462 | 9.3993 | 9.445 | 9.4809 | 9.5103 | 9.5263 | 9.537 | 9.537
F4_Commercial_Lodging_New_Food Preparation_Natural Gas_Oven_E3 | F4 | Commercial | Lodging | New | Food Preparation | Natural Gas | Oven | E3 | RVT BC Ratio | 0 | 0 | 0 | 0 | 0 | 0 | 0 | 0 | 0 | 0 | 0 | 0 | 0 | 0 | 0 | 0 | 0 | 0 | 0 | 0 | 0 | 0 | 0 | 0 | 0 | 0 | 0 | 0 | 0 | 0 | 0 | 0 | 0
F4_Commercial_Lodging_New_Food Preparation_Natural Gas_Oven_E4 | F4 | Commercial | Lodging | New | Food Preparation | Natural Gas | Oven | E4 | RVT BC Ratio | 0 | 0 | 0 | 0 | 0 | 0 | 0 | 0 | 0 | 0 | 0 | 0 | 0 | 0 | 0 | 0 | 0 | 0 | 0 | 0 | 0 | 0 | 0 | 0 | 0 | 0 | 0 | 0 | 0 | 0 | 0 | 0 | 0
F4_Commercial_Lodging_New_Food Preparation_Natural Gas_Oven_E5 | F4 | Commercial | Lodging | New | Food Preparation | Natural Gas | Oven | E5 | RVT BC Ratio | 0 | 0 | 0 | 0 | 0 | 0 | 0 | 0 | 0 | 0 | 0 | 0 | 0 | 0 | 0 | 0 | 0 | 0 | 0 | 0 | 0 | 0 | 0 | 0 | 0 | 0 | 0 | 0 | 0 | 0 | 0 | 0 | 0
F4_Commercial_Lodging_New_Food Preparation_Natural Gas_Oven_E6 | F4 | Commercial | Lodging | New | Food Preparation | Natural Gas | Oven | E6 | RVT BC Ratio | 0 | 0 | 0 | 0 | 0 | 0 | 0 | 0 | 0 | 0 | 0 | 0 | 0 | 0 | 0 | 0 | 0 | 0 | 0 | 0 | 0 | 0 | 0 | 0 | 0 | 0 | 0 | 0 | 0 | 0 | 0 | 0 | 0
F4_Commercial_Lodging_New_Food Preparation_Natural Gas_Oven_E7 | F4 | Commercial | Lodging | New | Food Preparation | Natural Gas | Oven | E7 | RVT BC Ratio | 0 | 0 | 0 | 0 | 0 | 0 | 0 | 0 | 0 | 0 | 0 | 0 | 0 | 0 | 0 | 0 | 0 | 0 | 0 | 0 | 0 | 0 | 0 | 0 | 0 | 0 | 0 | 0 | 0 | 0 | 0 | 0 | 0
F4_Commercial_Lodging_New_Food Preparation_Natural Gas_Oven_E8 | F4 | Commercial | Lodging | New | Food Preparation | Natural Gas | Oven | E8 | RVT BC Ratio | 0 | 0 | 0 | 0 | 0 | 0 | 0 | 0 | 0 | 0 | 0 | 0 | 0 | 0 | 0 | 0 | 0 | 0 | 0 | 0 | 0 | 0 | 0 | 0 | 0 | 0 | 0 | 0 | 0 | 0 | 0 | 0 | 0
F4_Commercial_Lodging_New_Food Preparation_Natural Gas_Oven_E9 | F4 | Commercial | Lodging | New | Food Preparation | Natural Gas | Oven | E9 | RVT BC Ratio | 0 | 0 | 0 | 0 | 0 | 0 | 0 | 0 | 0 | 0 | 0 | 0 | 0 | 0 | 0 | 0 | 0 | 0 | 0 | 0 | 0 | 0 | 0 | 0 | 0 | 0 | 0 | 0 | 0 | 0 | 0 | 0 | 0
F4_Commercial_Lodging_New_Food Preparation_Natural Gas_Oven_E10 | F4 | Commercial | Lodging | New | Food Preparation | Natural Gas | Oven | E10 | RVT BC Ratio | 0 | 0 | 0 | 0 | 0 | 0 | 0 | 0 | 0 | 0 | 0 | 0 | 0 | 0 | 0 | 0 | 0 | 0 | 0 | 0 | 0 | 0 | 0 | 0 | 0 | 0 | 0 | 0 | 0 | 0 | 0 | 0 | 0
F5_Commercial_Lodging_New_Food Preparation_Natural Gas_Oven_E1 | F5 | Commercial | Lodging | New | Food Preparation | Natural Gas | Oven | E1 | RIM BC Ratio | bar: 2019 to 2051
F5_Commercial_Lodging_New_Food Preparation_Natural Gas_Oven_E2 | F5 | Commercial | Lodging | New | Food Preparation | Natural Gas | Oven | E2 | RIM BC Ratio | 0.74267 | 0.74269 | 0.7431 | 0.74255 | 0.74222 | 0.7425 | 0.7433 | 0.74392 | 0.74468 | 0.74539 | 0.74609 | 0.74673 | 0.74741 | 0.7481 | 0.74875 | 0.74941 | 0.75006 | 0.75076 | 0.75148 | 0.75222 | 0.75292 | 0.75364 | 0.75428 | 0.75494 | 0.7555 | 0.75599 | 0.75642 | 0.75679 | 0.75708 | 0.75732 | 0.75744 | 0.75753 | 0.75753
F5_Commercial_Lodging_New_Food Preparation_Natural Gas_Oven_E3 | F5 | Commercial | Lodging | New | Food Preparation | Natural Gas | Oven | E3 | RIM BC Ratio | 0 | 0 | 0 | 0 | 0 | 0 | 0 | 0 | 0 | 0 | 0 | 0 | 0 | 0 | 0 | 0 | 0 | 0 | 0 | 0 | 0 | 0 | 0 | 0 | 0 | 0 | 0 | 0 | 0 | 0 | 0 | 0 | 0
F5_Commercial_Lodging_New_Food Preparation_Natural Gas_Oven_E4 | F5 | Commercial | Lodging | New | Food Preparation | Natural Gas | Oven | E4 | RIM BC Ratio | 0 | 0 | 0 | 0 | 0 | 0 | 0 | 0 | 0 | 0 | 0 | 0 | 0 | 0 | 0 | 0 | 0 | 0 | 0 | 0 | 0 | 0 | 0 | 0 | 0 | 0 | 0 | 0 | 0 | 0 | 0 | 0 | 0
F5_Commercial_Lodging_New_Food Preparation_Natural Gas_Oven_E5 | F5 | Commercial | Lodging | New | Food Preparation | Natural Gas | Oven | E5 | RIM BC Ratio | 0 | 0 | 0 | 0 | 0 | 0 | 0 | 0 | 0 | 0 | 0 | 0 | 0 | 0 | 0 | 0 | 0 | 0 | 0 | 0 | 0 | 0 | 0 | 0 | 0 | 0 | 0 | 0 | 0 | 0 | 0 | 0 | 0
F5_Commercial_Lodging_New_Food Preparation_Natural Gas_Oven_E6 | F5 | Commercial | Lodging | New | Food Preparation | Natural Gas | Oven | E6 | RIM BC Ratio | 0 | 0 | 0 | 0 | 0 | 0 | 0 | 0 | 0 | 0 | 0 | 0 | 0 | 0 | 0 | 0 | 0 | 0 | 0 | 0 | 0 | 0 | 0 | 0 | 0 | 0 | 0 | 0 | 0 | 0 | 0 | 0 | 0
F5_Commercial_Lodging_New_Food Preparation_Natural Gas_Oven_E7 | F5 | Commercial | Lodging | New | Food Preparation | Natural Gas | Oven | E7 | RIM BC Ratio | 0 | 0 | 0 | 0 | 0 | 0 | 0 | 0 | 0 | 0 | 0 | 0 | 0 | 0 | 0 | 0 | 0 | 0 | 0 | 0 | 0 | 0 | 0 | 0 | 0 | 0 | 0 | 0 | 0 | 0 | 0 | 0 | 0
F5_Commercial_Lodging_New_Food Preparation_Natural Gas_Oven_E8 | F5 | Commercial | Lodging | New | Food Preparation | Natural Gas | Oven | E8 | RIM BC Ratio | 0 | 0 | 0 | 0 | 0 | 0 | 0 | 0 | 0 | 0 | 0 | 0 | 0 | 0 | 0 | 0 | 0 | 0 | 0 | 0 | 0 | 0 | 0 | 0 | 0 | 0 | 0 | 0 | 0 | 0 | 0 | 0 | 0
F5_Commercial_Lodging_New_Food Preparation_Natural Gas_Oven_E9 | F5 | Commercial | Lodging | New | Food Preparation | Natural Gas | Oven | E9 | RIM BC Ratio | 0 | 0 | 0 | 0 | 0 | 0 | 0 | 0 | 0 | 0 | 0 | 0 | 0 | 0 | 0 | 0 | 0 | 0 | 0 | 0 | 0 | 0 | 0 | 0 | 0 | 0 | 0 | 0 | 0 | 0 | 0 | 0 | 0
F5_Commercial_Lodging_New_Food Preparation_Natural Gas_Oven_E10 | F5 | Commercial | Lodging | New | Food Preparation | Natural Gas | Oven | E10 | RIM BC Ratio | 0 | 0 | 0 | 0 | 0 | 0 | 0 | 0 | 0 | 0 | 0 | 0 | 0 | 0 | 0 | 0 | 0 | 0 | 0 | 0 | 0 | 0 | 0 | 0 | 0 | 0 | 0 | 0 | 0 | 0 | 0 | 0 | 0
F0_Commercial_Lodging_New_Food Preparation_Natural Gas_Conveyor Oven_E0 | F0 | Commercial | Lodging | New | Food Preparation | Natural Gas | Conveyor Oven | E0 | Economic Unit | Efficient (>44% Baking Efficiency) | Efficient (>44% Baking Efficiency) | Efficient (>44% Baking Efficiency) | Efficient (>44% Baking Efficiency) | Efficient (>44% Baking Efficiency) | Efficient (>44% Baking Efficiency) | Efficient (>44% Baking Efficiency) | Efficient (>44% Baking Efficiency) | Efficient (>44% Baking Efficiency) | Efficient (>44% Baking Efficiency) | Efficient (>44% Baking Efficiency) | Efficient (>44% Baking Efficiency) | Efficient (>44% Baking Efficiency) | Efficient (>44% Baking Efficiency) | Efficient (>44% Baking Efficiency) | Efficient (>44% Baking Efficiency) | Efficient (>44% Baking Efficiency) | Efficient (>44% Baking Efficiency) | Efficient (>44% Baking Efficiency) | Efficient (>44% Baking Efficiency) | Efficient (>44% Baking Efficiency) | Efficient (>44% Baking Efficiency) | Efficient (>44% Baking Efficiency) | Efficient (>44% Baking Efficiency) | Efficient (>44% Baking Efficiency) | Efficient (>44% Baking Efficiency) | Efficient (>44% Baking Efficiency) | Efficient (>44% Baking Efficiency) | Efficient (>44% Baking Efficiency) | Efficient (>44% Baking Efficiency) | Efficient (>44% Baking Efficiency) | Efficient (>44% Baking Efficiency) | Efficient (>44% Baking Efficiency)
F1_Commercial_Lodging_New_Food Preparation_Natural Gas_Conveyor Oven_E1 | F1 | Commercial | Lodging | New | Food Preparation | Natural Gas | Conveyor Oven | E1 | CCE | 0 | 0 | 0 | 0 | 0 | 0 | 0 | 0 | 0 | 0 | 0 | 0 | 0 | 0 | 0 | 0 | 0 | 0 | 0 | 0 | 0 | 0 | 0 | 0 | 0 | 0 | 0 | 0 | 0 | 0 | 0 | 0 | 0
F1_Commercial_Lodging_New_Food Preparation_Natural Gas_Conveyor Oven_E2 | F1 | Commercial | Lodging | New | Food Preparation | Natural Gas | Conveyor Oven | E2 | CCE | 0.32888 | 0.3405 | 0.30566 | 0.31139 | 0.31139 | 0.31139 | 0.31139 | 0.31139 | 0.31139 | 0.31139 | 0.31139 | 0.31139 | 0.31139 | 0.31139 | 0.31139 | 0.31139 | 0.31139 | 0.31139 | 0.31139 | 0.31139 | 0.31139 | 0.31139 | 0.31139 | 0.31139 | 0.31139 | 0.31139 | 0.31139 | 0.31139 | 0.31139 | 0.31139 | 0.31139 | 0.31139 | 0.31139
F1_Commercial_Lodging_New_Food Preparation_Natural Gas_Conveyor Oven_E3 | F1 | Commercial | Lodging | New | Food Preparation | Natural Gas | Conveyor Oven | E3 | CCE | 0 | 0 | 0 | 0 | 0 | 0 | 0 | 0 | 0 | 0 | 0 | 0 | 0 | 0 | 0 | 0 | 0 | 0 | 0 | 0 | 0 | 0 | 0 | 0 | 0 | 0 | 0 | 0 | 0 | 0 | 0 | 0 | 0
F1_Commercial_Lodging_New_Food Preparation_Natural Gas_Conveyor Oven_E4 | F1 | Commercial | Lodging | New | Food Preparation | Natural Gas | Conveyor Oven | E4 | CCE | 0 | 0 | 0 | 0 | 0 | 0 | 0 | 0 | 0 | 0 | 0 | 0 | 0 | 0 | 0 | 0 | 0 | 0 | 0 | 0 | 0 | 0 | 0 | 0 | 0 | 0 | 0 | 0 | 0 | 0 | 0 | 0 | 0
F1_Commercial_Lodging_New_Food Preparation_Natural Gas_Conveyor Oven_E5 | F1 | Commercial | Lodging | New | Food Preparation | Natural Gas | Conveyor Oven | E5 | CCE | 0 | 0 | 0 | 0 | 0 | 0 | 0 | 0 | 0 | 0 | 0 | 0 | 0 | 0 | 0 | 0 | 0 | 0 | 0 | 0 | 0 | 0 | 0 | 0 | 0 | 0 | 0 | 0 | 0 | 0 | 0 | 0 | 0
F1_Commercial_Lodging_New_Food Preparation_Natural Gas_Conveyor Oven_E6 | F1 | Commercial | Lodging | New | Food Preparation | Natural Gas | Conveyor Oven | E6 | CCE | 0 | 0 | 0 | 0 | 0 | 0 | 0 | 0 | 0 | 0 | 0 | 0 | 0 | 0 | 0 | 0 | 0 | 0 | 0 | 0 | 0 | 0 | 0 | 0 | 0 | 0 | 0 | 0 | 0 | 0 | 0 | 0 | 0
F1_Commercial_Lodging_New_Food Preparation_Natural Gas_Conveyor Oven_E7 | F1 | Commercial | Lodging | New | Food Preparation | Natural Gas | Conveyor Oven | E7 | CCE | 0 | 0 | 0 | 0 | 0 | 0 | 0 | 0 | 0 | 0 | 0 | 0 | 0 | 0 | 0 | 0 | 0 | 0 | 0 | 0 | 0 | 0 | 0 | 0 | 0 | 0 | 0 | 0 | 0 | 0 | 0 | 0 | 0
F1_Commercial_Lodging_New_Food Preparation_Natural Gas_Conveyor Oven_E8 | F1 | Commercial | Lodging | New | Food Preparation | Natural Gas | Conveyor Oven | E8 | CCE | 0 | 0 | 0 | 0 | 0 | 0 | 0 | 0 | 0 | 0 | 0 | 0 | 0 | 0 | 0 | 0 | 0 | 0 | 0 | 0 | 0 | 0 | 0 | 0 | 0 | 0 | 0 | 0 | 0 | 0 | 0 | 0 | 0
F1_Commercial_Lodging_New_Food Preparation_Natural Gas_Conveyor Oven_E9 | F1 | Commercial | Lodging | New | Food Preparation | Natural Gas | Conveyor Oven | E9 | CCE | 0 | 0 | 0 | 0 | 0 | 0 | 0 | 0 | 0 | 0 | 0 | 0 | 0 | 0 | 0 | 0 | 0 | 0 | 0 | 0 | 0 | 0 | 0 | 0 | 0 | 0 | 0 | 0 | 0 | 0 | 0 | 0 | 0
F1_Commercial_Lodging_New_Food Preparation_Natural Gas_Conveyor Oven_E10 | F1 | Commercial | Lodging | New | Food Preparation | Natural Gas | Conveyor Oven | E10 | CCE | 0 | 0 | 0 | 0 | 0 | 0 | 0 | 0 | 0 | 0 | 0 | 0 | 0 | 0 | 0 | 0 | 0 | 0 | 0 | 0 | 0 | 0 | 0 | 0 | 0 | 0 | 0 | 0 | 0 | 0 | 0 | 0 | 0
F2_Commercial_Lodging_New_Food Preparation_Natural Gas_Conveyor Oven_E1 | F2 | Commercial | Lodging | New | Food Preparation | Natural Gas | Conveyor Oven | E1 | TRC BC Ratio | bar: 2019 to 2051
F2_Commercial_Lodging_New_Food Preparation_Natural Gas_Conveyor Oven_E2 | F2 | Commercial | Lodging | New | Food Preparation | Natural Gas | Conveyor Oven | E2 | TRC BC Ratio | 5.054 | 5.0691 | 5.0998 | 5.0904 | 5.0904 | 5.1163 | 5.1641 | 5.206 | 5.2546 | 5.3028 | 5.3514 | 5.3984 | 5.4475 | 5.4983 | 5.5473 | 5.5964 | 5.6439 | 5.6922 | 5.7391 | 5.785 | 5.8272 | 5.8686 | 5.9051 | 5.9416 | 5.9733 | 6.0006 | 6.0255 | 6.047 | 6.0638 | 6.0776 | 6.0851 | 6.0902 | 6.0902
F2_Commercial_Lodging_New_Food Preparation_Natural Gas_Conveyor Oven_E3 | F2 | Commercial | Lodging | New | Food Preparation | Natural Gas | Conveyor Oven | E3 | TRC BC Ratio | 0 | 0 | 0 | 0 | 0 | 0 | 0 | 0 | 0 | 0 | 0 | 0 | 0 | 0 | 0 | 0 | 0 | 0 | 0 | 0 | 0 | 0 | 0 | 0 | 0 | 0 | 0 | 0 | 0 | 0 | 0 | 0 | 0
F2_Commercial_Lodging_New_Food Preparation_Natural Gas_Conveyor Oven_E4 | F2 | Commercial | Lodging | New | Food Preparation | Natural Gas | Conveyor Oven | E4 | TRC BC Ratio | 0 | 0 | 0 | 0 | 0 | 0 | 0 | 0 | 0 | 0 | 0 | 0 | 0 | 0 | 0 | 0 | 0 | 0 | 0 | 0 | 0 | 0 | 0 | 0 | 0 | 0 | 0 | 0 | 0 | 0 | 0 | 0 | 0
F2_Commercial_Lodging_New_Food Preparation_Natural Gas_Conveyor Oven_E5 | F2 | Commercial | Lodging | New | Food Preparation | Natural Gas | Conveyor Oven | E5 | TRC BC Ratio | 0 | 0 | 0 | 0 | 0 | 0 | 0 | 0 | 0 | 0 | 0 | 0 | 0 | 0 | 0 | 0 | 0 | 0 | 0 | 0 | 0 | 0 | 0 | 0 | 0 | 0 | 0 | 0 | 0 | 0 | 0 | 0 | 0
F2_Commercial_Lodging_New_Food Preparation_Natural Gas_Conveyor Oven_E6 | F2 | Commercial | Lodging | New | Food Preparation | Natural Gas | Conveyor Oven | E6 | TRC BC Ratio | 0 | 0 | 0 | 0 | 0 | 0 | 0 | 0 | 0 | 0 | 0 | 0 | 0 | 0 | 0 | 0 | 0 | 0 | 0 | 0 | 0 | 0 | 0 | 0 | 0 | 0 | 0 | 0 | 0 | 0 | 0 | 0 | 0
F2_Commercial_Lodging_New_Food Preparation_Natural Gas_Conveyor Oven_E7 | F2 | Commercial | Lodging | New | Food Preparation | Natural Gas | Conveyor Oven | E7 | TRC BC Ratio | 0 | 0 | 0 | 0 | 0 | 0 | 0 | 0 | 0 | 0 | 0 | 0 | 0 | 0 | 0 | 0 | 0 | 0 | 0 | 0 | 0 | 0 | 0 | 0 | 0 | 0 | 0 | 0 | 0 | 0 | 0 | 0 | 0
F2_Commercial_Lodging_New_Food Preparation_Natural Gas_Conveyor Oven_E8 | F2 | Commercial | Lodging | New | Food Preparation | Natural Gas | Conveyor Oven | E8 | TRC BC Ratio | 0 | 0 | 0 | 0 | 0 | 0 | 0 | 0 | 0 | 0 | 0 | 0 | 0 | 0 | 0 | 0 | 0 | 0 | 0 | 0 | 0 | 0 | 0 | 0 | 0 | 0 | 0 | 0 | 0 | 0 | 0 | 0 | 0
F2_Commercial_Lodging_New_Food Preparation_Natural Gas_Conveyor Oven_E9 | F2 | Commercial | Lodging | New | Food Preparation | Natural Gas | Conveyor Oven | E9 | TRC BC Ratio | 0 | 0 | 0 | 0 | 0 | 0 | 0 | 0 | 0 | 0 | 0 | 0 | 0 | 0 | 0 | 0 | 0 | 0 | 0 | 0 | 0 | 0 | 0 | 0 | 0 | 0 | 0 | 0 | 0 | 0 | 0 | 0 | 0
F2_Commercial_Lodging_New_Food Preparation_Natural Gas_Conveyor Oven_E10 | F2 | Commercial | Lodging | New | Food Preparation | Natural Gas | Conveyor Oven | E10 | TRC BC Ratio | 0 | 0 | 0 | 0 | 0 | 0 | 0 | 0 | 0 | 0 | 0 | 0 | 0 | 0 | 0 | 0 | 0 | 0 | 0 | 0 | 0 | 0 | 0 | 0 | 0 | 0 | 0 | 0 | 0 | 0 | 0 | 0 | 0
F3_Commercial_Lodging_New_Food Preparation_Natural Gas_Conveyor Oven_E1 | F3 | Commercial | Lodging | New | Food Preparation | Natural Gas | Conveyor Oven | E1 | PACT BC Ratio | bar: 2019 to 2051
F3_Commercial_Lodging_New_Food Preparation_Natural Gas_Conveyor Oven_E2 | F3 | Commercial | Lodging | New | Food Preparation | Natural Gas | Conveyor Oven | E2 | PACT BC Ratio | 6.7386 | 6.7588 | 6.7997 | 6.7872 | 6.7872 | 6.8218 | 6.8855 | 6.9414 | 7.0062 | 7.0703 | 7.1352 | 7.1978 | 7.2633 | 7.3311 | 7.3964 | 7.4618 | 7.5252 | 7.5896 | 7.6521 | 7.7133 | 7.7696 | 7.8249 | 7.8735 | 7.9222 | 7.9644 | 8.0009 | 8.0341 | 8.0627 | 8.0851 | 8.1035 | 8.1135 | 8.1202 | 8.1202
F3_Commercial_Lodging_New_Food Preparation_Natural Gas_Conveyor Oven_E3 | F3 | Commercial | Lodging | New | Food Preparation | Natural Gas | Conveyor Oven | E3 | PACT BC Ratio | 0 | 0 | 0 | 0 | 0 | 0 | 0 | 0 | 0 | 0 | 0 | 0 | 0 | 0 | 0 | 0 | 0 | 0 | 0 | 0 | 0 | 0 | 0 | 0 | 0 | 0 | 0 | 0 | 0 | 0 | 0 | 0 | 0
F3_Commercial_Lodging_New_Food Preparation_Natural Gas_Conveyor Oven_E4 | F3 | Commercial | Lodging | New | Food Preparation | Natural Gas | Conveyor Oven | E4 | PACT BC Ratio | 0 | 0 | 0 | 0 | 0 | 0 | 0 | 0 | 0 | 0 | 0 | 0 | 0 | 0 | 0 | 0 | 0 | 0 | 0 | 0 | 0 | 0 | 0 | 0 | 0 | 0 | 0 | 0 | 0 | 0 | 0 | 0 | 0
F3_Commercial_Lodging_New_Food Preparation_Natural Gas_Conveyor Oven_E5 | F3 | Commercial | Lodging | New | Food Preparation | Natural Gas | Conveyor Oven | E5 | PACT BC Ratio | 0 | 0 | 0 | 0 | 0 | 0 | 0 | 0 | 0 | 0 | 0 | 0 | 0 | 0 | 0 | 0 | 0 | 0 | 0 | 0 | 0 | 0 | 0 | 0 | 0 | 0 | 0 | 0 | 0 | 0 | 0 | 0 | 0
F3_Commercial_Lodging_New_Food Preparation_Natural Gas_Conveyor Oven_E6 | F3 | Commercial | Lodging | New | Food Preparation | Natural Gas | Conveyor Oven | E6 | PACT BC Ratio | 0 | 0 | 0 | 0 | 0 | 0 | 0 | 0 | 0 | 0 | 0 | 0 | 0 | 0 | 0 | 0 | 0 | 0 | 0 | 0 | 0 | 0 | 0 | 0 | 0 | 0 | 0 | 0 | 0 | 0 | 0 | 0 | 0
F3_Commercial_Lodging_New_Food Preparation_Natural Gas_Conveyor Oven_E7 | F3 | Commercial | Lodging | New | Food Preparation | Natural Gas | Conveyor Oven | E7 | PACT BC Ratio | 0 | 0 | 0 | 0 | 0 | 0 | 0 | 0 | 0 | 0 | 0 | 0 | 0 | 0 | 0 | 0 | 0 | 0 | 0 | 0 | 0 | 0 | 0 | 0 | 0 | 0 | 0 | 0 | 0 | 0 | 0 | 0 | 0
F3_Commercial_Lodging_New_Food Preparation_Natural Gas_Conveyor Oven_E8 | F3 | Commercial | Lodging | New | Food Preparation | Natural Gas | Conveyor Oven | E8 | PACT BC Ratio | 0 | 0 | 0 | 0 | 0 | 0 | 0 | 0 | 0 | 0 | 0 | 0 | 0 | 0 | 0 | 0 | 0 | 0 | 0 | 0 | 0 | 0 | 0 | 0 | 0 | 0 | 0 | 0 | 0 | 0 | 0 | 0 | 0
F3_Commercial_Lodging_New_Food Preparation_Natural Gas_Conveyor Oven_E9 | F3 | Commercial | Lodging | New | Food Preparation | Natural Gas | Conveyor Oven | E9 | PACT BC Ratio | 0 | 0 | 0 | 0 | 0 | 0 | 0 | 0 | 0 | 0 | 0 | 0 | 0 | 0 | 0 | 0 | 0 | 0 | 0 | 0 | 0 | 0 | 0 | 0 | 0 | 0 | 0 | 0 | 0 | 0 | 0 | 0 | 0
F3_Commercial_Lodging_New_Food Preparation_Natural Gas_Conveyor Oven_E10 | F3 | Commercial | Lodging | New | Food Preparation | Natural Gas | Conveyor Oven | E10 | PACT BC Ratio | 0 | 0 | 0 | 0 | 0 | 0 | 0 | 0 | 0 | 0 | 0 | 0 | 0 | 0 | 0 | 0 | 0 | 0 | 0 | 0 | 0 | 0 | 0 | 0 | 0 | 0 | 0 | 0 | 0 | 0 | 0 | 0 | 0
F4_Commercial_Lodging_New_Food Preparation_Natural Gas_Conveyor Oven_E1 | F4 | Commercial | Lodging | New | Food Preparation | Natural Gas | Conveyor Oven | E1 | RVT BC Ratio | bar: 2019 to 2051
F4_Commercial_Lodging_New_Food Preparation_Natural Gas_Conveyor Oven_E2 | F4 | Commercial | Lodging | New | Food Preparation | Natural Gas | Conveyor Oven | E2 | RVT BC Ratio | 7.966 | 7.9877 | 8.0318 | 8.0183 | 8.0184 | 8.0556 | 8.1243 | 8.1846 | 8.2545 | 8.3237 | 8.3936 | 8.4611 | 8.5318 | 8.6048 | 8.6753 | 8.7458 | 8.8142 | 8.8835 | 8.951 | 9.0169 | 9.0777 | 9.1372 | 9.1896 | 9.2422 | 9.2877 | 9.327 | 9.3628 | 9.3937 | 9.4179 | 9.4377 | 9.4485 | 9.4557 | 9.4557
F4_Commercial_Lodging_New_Food Preparation_Natural Gas_Conveyor Oven_E3 | F4 | Commercial | Lodging | New | Food Preparation | Natural Gas | Conveyor Oven | E3 | RVT BC Ratio | 0 | 0 | 0 | 0 | 0 | 0 | 0 | 0 | 0 | 0 | 0 | 0 | 0 | 0 | 0 | 0 | 0 | 0 | 0 | 0 | 0 | 0 | 0 | 0 | 0 | 0 | 0 | 0 | 0 | 0 | 0 | 0 | 0
F4_Commercial_Lodging_New_Food Preparation_Natural Gas_Conveyor Oven_E4 | F4 | Commercial | Lodging | New | Food Preparation | Natural Gas | Conveyor Oven | E4 | RVT BC Ratio | 0 | 0 | 0 | 0 | 0 | 0 | 0 | 0 | 0 | 0 | 0 | 0 | 0 | 0 | 0 | 0 | 0 | 0 | 0 | 0 | 0 | 0 | 0 | 0 | 0 | 0 | 0 | 0 | 0 | 0 | 0 | 0 | 0
F4_Commercial_Lodging_New_Food Preparation_Natural Gas_Conveyor Oven_E5 | F4 | Commercial | Lodging | New | Food Preparation | Natural Gas | Conveyor Oven | E5 | RVT BC Ratio | 0 | 0 | 0 | 0 | 0 | 0 | 0 | 0 | 0 | 0 | 0 | 0 | 0 | 0 | 0 | 0 | 0 | 0 | 0 | 0 | 0 | 0 | 0 | 0 | 0 | 0 | 0 | 0 | 0 | 0 | 0 | 0 | 0
F4_Commercial_Lodging_New_Food Preparation_Natural Gas_Conveyor Oven_E6 | F4 | Commercial | Lodging | New | Food Preparation | Natural Gas | Conveyor Oven | E6 | RVT BC Ratio | 0 | 0 | 0 | 0 | 0 | 0 | 0 | 0 | 0 | 0 | 0 | 0 | 0 | 0 | 0 | 0 | 0 | 0 | 0 | 0 | 0 | 0 | 0 | 0 | 0 | 0 | 0 | 0 | 0 | 0 | 0 | 0 | 0
F4_Commercial_Lodging_New_Food Preparation_Natural Gas_Conveyor Oven_E7 | F4 | Commercial | Lodging | New | Food Preparation | Natural Gas | Conveyor Oven | E7 | RVT BC Ratio | 0 | 0 | 0 | 0 | 0 | 0 | 0 | 0 | 0 | 0 | 0 | 0 | 0 | 0 | 0 | 0 | 0 | 0 | 0 | 0 | 0 | 0 | 0 | 0 | 0 | 0 | 0 | 0 | 0 | 0 | 0 | 0 | 0
F4_Commercial_Lodging_New_Food Preparation_Natural Gas_Conveyor Oven_E8 | F4 | Commercial | Lodging | New | Food Preparation | Natural Gas | Conveyor Oven | E8 | RVT BC Ratio | 0 | 0 | 0 | 0 | 0 | 0 | 0 | 0 | 0 | 0 | 0 | 0 | 0 | 0 | 0 | 0 | 0 | 0 | 0 | 0 | 0 | 0 | 0 | 0 | 0 | 0 | 0 | 0 | 0 | 0 | 0 | 0 | 0
F4_Commercial_Lodging_New_Food Preparation_Natural Gas_Conveyor Oven_E9 | F4 | Commercial | Lodging | New | Food Preparation | Natural Gas | Conveyor Oven | E9 | RVT BC Ratio | 0 | 0 | 0 | 0 | 0 | 0 | 0 | 0 | 0 | 0 | 0 | 0 | 0 | 0 | 0 | 0 | 0 | 0 | 0 | 0 | 0 | 0 | 0 | 0 | 0 | 0 | 0 | 0 | 0 | 0 | 0 | 0 | 0
F4_Commercial_Lodging_New_Food Preparation_Natural Gas_Conveyor Oven_E10 | F4 | Commercial | Lodging | New | Food Preparation | Natural Gas | Conveyor Oven | E10 | RVT BC Ratio | 0 | 0 | 0 | 0 | 0 | 0 | 0 | 0 | 0 | 0 | 0 | 0 | 0 | 0 | 0 | 0 | 0 | 0 | 0 | 0 | 0 | 0 | 0 | 0 | 0 | 0 | 0 | 0 | 0 | 0 | 0 | 0 | 0
F5_Commercial_Lodging_New_Food Preparation_Natural Gas_Conveyor Oven_E1 | F5 | Commercial | Lodging | New | Food Preparation | Natural Gas | Conveyor Oven | E1 | RIM BC Ratio | bar: 2019 to 2051
F5_Commercial_Lodging_New_Food Preparation_Natural Gas_Conveyor Oven_E2 | F5 | Commercial | Lodging | New | Food Preparation | Natural Gas | Conveyor Oven | E2 | RIM BC Ratio | 0.74269 | 0.74293 | 0.74342 | 0.74327 | 0.74327 | 0.74369 | 0.74444 | 0.74509 | 0.74583 | 0.74655 | 0.74726 | 0.74795 | 0.74865 | 0.74936 | 0.75004 | 0.75071 | 0.75134 | 0.75198 | 0.75259 | 0.75318 | 0.75371 | 0.75423 | 0.75467 | 0.75512 | 0.7555 | 0.75583 | 0.75612 | 0.75638 | 0.75657 | 0.75673 | 0.75682 | 0.75688 | 0.75688
F5_Commercial_Lodging_New_Food Preparation_Natural Gas_Conveyor Oven_E3 | F5 | Commercial | Lodging | New | Food Preparation | Natural Gas | Conveyor Oven | E3 | RIM BC Ratio | 0 | 0 | 0 | 0 | 0 | 0 | 0 | 0 | 0 | 0 | 0 | 0 | 0 | 0 | 0 | 0 | 0 | 0 | 0 | 0 | 0 | 0 | 0 | 0 | 0 | 0 | 0 | 0 | 0 | 0 | 0 | 0 | 0
F5_Commercial_Lodging_New_Food Preparation_Natural Gas_Conveyor Oven_E4 | F5 | Commercial | Lodging | New | Food Preparation | Natural Gas | Conveyor Oven | E4 | RIM BC Ratio | 0 | 0 | 0 | 0 | 0 | 0 | 0 | 0 | 0 | 0 | 0 | 0 | 0 | 0 | 0 | 0 | 0 | 0 | 0 | 0 | 0 | 0 | 0 | 0 | 0 | 0 | 0 | 0 | 0 | 0 | 0 | 0 | 0
F5_Commercial_Lodging_New_Food Preparation_Natural Gas_Conveyor Oven_E5 | F5 | Commercial | Lodging | New | Food Preparation | Natural Gas | Conveyor Oven | E5 | RIM BC Ratio | 0 | 0 | 0 | 0 | 0 | 0 | 0 | 0 | 0 | 0 | 0 | 0 | 0 | 0 | 0 | 0 | 0 | 0 | 0 | 0 | 0 | 0 | 0 | 0 | 0 | 0 | 0 | 0 | 0 | 0 | 0 | 0 | 0
F5_Commercial_Lodging_New_Food Preparation_Natural Gas_Conveyor Oven_E6 | F5 | Commercial | Lodging | New | Food Preparation | Natural Gas | Conveyor Oven | E6 | RIM BC Ratio | 0 | 0 | 0 | 0 | 0 | 0 | 0 | 0 | 0 | 0 | 0 | 0 | 0 | 0 | 0 | 0 | 0 | 0 | 0 | 0 | 0 | 0 | 0 | 0 | 0 | 0 | 0 | 0 | 0 | 0 | 0 | 0 | 0
F5_Commercial_Lodging_New_Food Preparation_Natural Gas_Conveyor Oven_E7 | F5 | Commercial | Lodging | New | Food Preparation | Natural Gas | Conveyor Oven | E7 | RIM BC Ratio | 0 | 0 | 0 | 0 | 0 | 0 | 0 | 0 | 0 | 0 | 0 | 0 | 0 | 0 | 0 | 0 | 0 | 0 | 0 | 0 | 0 | 0 | 0 | 0 | 0 | 0 | 0 | 0 | 0 | 0 | 0 | 0 | 0
F5_Commercial_Lodging_New_Food Preparation_Natural Gas_Conveyor Oven_E8 | F5 | Commercial | Lodging | New | Food Preparation | Natural Gas | Conveyor Oven | E8 | RIM BC Ratio | 0 | 0 | 0 | 0 | 0 | 0 | 0 | 0 | 0 | 0 | 0 | 0 | 0 | 0 | 0 | 0 | 0 | 0 | 0 | 0 | 0 | 0 | 0 | 0 | 0 | 0 | 0 | 0 | 0 | 0 | 0 | 0 | 0
F5_Commercial_Lodging_New_Food Preparation_Natural Gas_Conveyor Oven_E9 | F5 | Commercial | Lodging | New | Food Preparation | Natural Gas | Conveyor Oven | E9 | RIM BC Ratio | 0 | 0 | 0 | 0 | 0 | 0 | 0 | 0 | 0 | 0 | 0 | 0 | 0 | 0 | 0 | 0 | 0 | 0 | 0 | 0 | 0 | 0 | 0 | 0 | 0 | 0 | 0 | 0 | 0 | 0 | 0 | 0 | 0
F5_Commercial_Lodging_New_Food Preparation_Natural Gas_Conveyor Oven_E10 | F5 | Commercial | Lodging | New | Food Preparation | Natural Gas | Conveyor Oven | E10 | RIM BC Ratio | 0 | 0 | 0 | 0 | 0 | 0 | 0 | 0 | 0 | 0 | 0 | 0 | 0 | 0 | 0 | 0 | 0 | 0 | 0 | 0 | 0 | 0 | 0 | 0 | 0 | 0 | 0 | 0 | 0 | 0 | 0 | 0 | 0
F0_Commercial_Lodging_New_Food Preparation_Natural Gas_Double Rack Oven_E0 | F0 | Commercial | Lodging | New | Food Preparation | Natural Gas | Double Rack Oven | E0 | Economic Unit | FTSC Qualified (>50% Cooking Efficiency) | FTSC Qualified (>50% Cooking Efficiency) | FTSC Qualified (>50% Cooking Efficiency) | FTSC Qualified (>50% Cooking Efficiency) | FTSC Qualified (>50% Cooking Efficiency) | FTSC Qualified (>50% Cooking Efficiency) | FTSC Qualified (>50% Cooking Efficiency) | FTSC Qualified (>50% Cooking Efficiency) | FTSC Qualified (>50% Cooking Efficiency) | FTSC Qualified (>50% Cooking Efficiency) | FTSC Qualified (>50% Cooking Efficiency) | FTSC Qualified (>50% Cooking Efficiency) | FTSC Qualified (>50% Cooking Efficiency) | FTSC Qualified (>50% Cooking Efficiency) | FTSC Qualified (>50% Cooking Efficiency) | FTSC Qualified (>50% Cooking Efficiency) | FTSC Qualified (>50% Cooking Efficiency) | FTSC Qualified (>50% Cooking Efficiency) | FTSC Qualified (>50% Cooking Efficiency) | FTSC Qualified (>50% Cooking Efficiency) | FTSC Qualified (>50% Cooking Efficiency) | FTSC Qualified (>50% Cooking Efficiency) | FTSC Qualified (>50% Cooking Efficiency) | FTSC Qualified (>50% Cooking Efficiency) | FTSC Qualified (>50% Cooking Efficiency) | FTSC Qualified (>50% Cooking Efficiency) | FTSC Qualified (>50% Cooking Efficiency) | FTSC Qualified (>50% Cooking Efficiency) | FTSC Qualified (>50% Cooking Efficiency) | FTSC Qualified (>50% Cooking Efficiency) | FTSC Qualified (>50% Cooking Efficiency) | FTSC Qualified (>50% Cooking Efficiency) | FTSC Qualified (>50% Cooking Efficiency)
F1_Commercial_Lodging_New_Food Preparation_Natural Gas_Double Rack Oven_E1 | F1 | Commercial | Lodging | New | Food Preparation | Natural Gas | Double Rack Oven | E1 | CCE | 0 | 0 | 0 | 0 | 0 | 0 | 0 | 0 | 0 | 0 | 0 | 0 | 0 | 0 | 0 | 0 | 0 | 0 | 0 | 0 | 0 | 0 | 0 | 0 | 0 | 0 | 0 | 0 | 0 | 0 | 0 | 0 | 0
F1_Commercial_Lodging_New_Food Preparation_Natural Gas_Double Rack Oven_E2 | F1 | Commercial | Lodging | New | Food Preparation | Natural Gas | Double Rack Oven | E2 | CCE | 0.28294 | 0.29294 | 0.26296 | 0.26789 | 0.26789 | 0.26789 | 0.26789 | 0.26789 | 0.26789 | 0.26789 | 0.26789 | 0.26789 | 0.26789 | 0.26789 | 0.26789 | 0.26789 | 0.26789 | 0.26789 | 0.26789 | 0.26789 | 0.26789 | 0.26789 | 0.26789 | 0.26789 | 0.26789 | 0.26789 | 0.26789 | 0.26789 | 0.26789 | 0.26789 | 0.26789 | 0.26789 | 0.26789
F1_Commercial_Lodging_New_Food Preparation_Natural Gas_Double Rack Oven_E3 | F1 | Commercial | Lodging | New | Food Preparation | Natural Gas | Double Rack Oven | E3 | CCE | 0 | 0 | 0 | 0 | 0 | 0 | 0 | 0 | 0 | 0 | 0 | 0 | 0 | 0 | 0 | 0 | 0 | 0 | 0 | 0 | 0 | 0 | 0 | 0 | 0 | 0 | 0 | 0 | 0 | 0 | 0 | 0 | 0
F1_Commercial_Lodging_New_Food Preparation_Natural Gas_Double Rack Oven_E4 | F1 | Commercial | Lodging | New | Food Preparation | Natural Gas | Double Rack Oven | E4 | CCE | 0 | 0 | 0 | 0 | 0 | 0 | 0 | 0 | 0 | 0 | 0 | 0 | 0 | 0 | 0 | 0 | 0 | 0 | 0 | 0 | 0 | 0 | 0 | 0 | 0 | 0 | 0 | 0 | 0 | 0 | 0 | 0 | 0
F1_Commercial_Lodging_New_Food Preparation_Natural Gas_Double Rack Oven_E5 | F1 | Commercial | Lodging | New | Food Preparation | Natural Gas | Double Rack Oven | E5 | CCE | 0 | 0 | 0 | 0 | 0 | 0 | 0 | 0 | 0 | 0 | 0 | 0 | 0 | 0 | 0 | 0 | 0 | 0 | 0 | 0 | 0 | 0 | 0 | 0 | 0 | 0 | 0 | 0 | 0 | 0 | 0 | 0 | 0
F1_Commercial_Lodging_New_Food Preparation_Natural Gas_Double Rack Oven_E6 | F1 | Commercial | Lodging | New | Food Preparation | Natural Gas | Double Rack Oven | E6 | CCE | 0 | 0 | 0 | 0 | 0 | 0 | 0 | 0 | 0 | 0 | 0 | 0 | 0 | 0 | 0 | 0 | 0 | 0 | 0 | 0 | 0 | 0 | 0 | 0 | 0 | 0 | 0 | 0 | 0 | 0 | 0 | 0 | 0
F1_Commercial_Lodging_New_Food Preparation_Natural Gas_Double Rack Oven_E7 | F1 | Commercial | Lodging | New | Food Preparation | Natural Gas | Double Rack Oven | E7 | CCE | 0 | 0 | 0 | 0 | 0 | 0 | 0 | 0 | 0 | 0 | 0 | 0 | 0 | 0 | 0 | 0 | 0 | 0 | 0 | 0 | 0 | 0 | 0 | 0 | 0 | 0 | 0 | 0 | 0 | 0 | 0 | 0 | 0
F1_Commercial_Lodging_New_Food Preparation_Natural Gas_Double Rack Oven_E8 | F1 | Commercial | Lodging | New | Food Preparation | Natural Gas | Double Rack Oven | E8 | CCE | 0 | 0 | 0 | 0 | 0 | 0 | 0 | 0 | 0 | 0 | 0 | 0 | 0 | 0 | 0 | 0 | 0 | 0 | 0 | 0 | 0 | 0 | 0 | 0 | 0 | 0 | 0 | 0 | 0 | 0 | 0 | 0 | 0
F1_Commercial_Lodging_New_Food Preparation_Natural Gas_Double Rack Oven_E9 | F1 | Commercial | Lodging | New | Food Preparation | Natural Gas | Double Rack Oven | E9 | CCE | 0 | 0 | 0 | 0 | 0 | 0 | 0 | 0 | 0 | 0 | 0 | 0 | 0 | 0 | 0 | 0 | 0 | 0 | 0 | 0 | 0 | 0 | 0 | 0 | 0 | 0 | 0 | 0 | 0 | 0 | 0 | 0 | 0
F1_Commercial_Lodging_New_Food Preparation_Natural Gas_Double Rack Oven_E10 | F1 | Commercial | Lodging | New | Food Preparation | Natural Gas | Double Rack Oven | E10 | CCE | 0 | 0 | 0 | 0 | 0 | 0 | 0 | 0 | 0 | 0 | 0 | 0 | 0 | 0 | 0 | 0 | 0 | 0 | 0 | 0 | 0 | 0 | 0 | 0 | 0 | 0 | 0 | 0 | 0 | 0 | 0 | 0 | 0
F2_Commercial_Lodging_New_Food Preparation_Natural Gas_Double Rack Oven_E1 | F2 | Commercial | Lodging | New | Food Preparation | Natural Gas | Double Rack Oven | E1 | TRC BC Ratio | bar: 2019 to 2051
F2_Commercial_Lodging_New_Food Preparation_Natural Gas_Double Rack Oven_E2 | F2 | Commercial | Lodging | New | Food Preparation | Natural Gas | Double Rack Oven | E2 | TRC BC Ratio | 5.8179 | 5.8254 | 5.8572 | 5.8275 | 5.8124 | 5.8356 | 5.8912 | 5.9364 | 5.9916 | 6.0447 | 6.0985 | 6.1492 | 6.2033 | 6.2592 | 6.3135 | 6.369 | 6.4249 | 6.485 | 6.5474 | 6.6117 | 6.6735 | 6.7355 | 6.7911 | 6.8468 | 6.8951 | 6.9368 | 6.9748 | 7.0076 | 7.0332 | 7.0543 | 7.0657 | 7.0734 | 7.0734
F2_Commercial_Lodging_New_Food Preparation_Natural Gas_Double Rack Oven_E3 | F2 | Commercial | Lodging | New | Food Preparation | Natural Gas | Double Rack Oven | E3 | TRC BC Ratio | 0 | 0 | 0 | 0 | 0 | 0 | 0 | 0 | 0 | 0 | 0 | 0 | 0 | 0 | 0 | 0 | 0 | 0 | 0 | 0 | 0 | 0 | 0 | 0 | 0 | 0 | 0 | 0 | 0 | 0 | 0 | 0 | 0
F2_Commercial_Lodging_New_Food Preparation_Natural Gas_Double Rack Oven_E4 | F2 | Commercial | Lodging | New | Food Preparation | Natural Gas | Double Rack Oven | E4 | TRC BC Ratio | 0 | 0 | 0 | 0 | 0 | 0 | 0 | 0 | 0 | 0 | 0 | 0 | 0 | 0 | 0 | 0 | 0 | 0 | 0 | 0 | 0 | 0 | 0 | 0 | 0 | 0 | 0 | 0 | 0 | 0 | 0 | 0 | 0
F2_Commercial_Lodging_New_Food Preparation_Natural Gas_Double Rack Oven_E5 | F2 | Commercial | Lodging | New | Food Preparation | Natural Gas | Double Rack Oven | E5 | TRC BC Ratio | 0 | 0 | 0 | 0 | 0 | 0 | 0 | 0 | 0 | 0 | 0 | 0 | 0 | 0 | 0 | 0 | 0 | 0 | 0 | 0 | 0 | 0 | 0 | 0 | 0 | 0 | 0 | 0 | 0 | 0 | 0 | 0 | 0
F2_Commercial_Lodging_New_Food Preparation_Natural Gas_Double Rack Oven_E6 | F2 | Commercial | Lodging | New | Food Preparation | Natural Gas | Double Rack Oven | E6 | TRC BC Ratio | 0 | 0 | 0 | 0 | 0 | 0 | 0 | 0 | 0 | 0 | 0 | 0 | 0 | 0 | 0 | 0 | 0 | 0 | 0 | 0 | 0 | 0 | 0 | 0 | 0 | 0 | 0 | 0 | 0 | 0 | 0 | 0 | 0
F2_Commercial_Lodging_New_Food Preparation_Natural Gas_Double Rack Oven_E7 | F2 | Commercial | Lodging | New | Food Preparation | Natural Gas | Double Rack Oven | E7 | TRC BC Ratio | 0 | 0 | 0 | 0 | 0 | 0 | 0 | 0 | 0 | 0 | 0 | 0 | 0 | 0 | 0 | 0 | 0 | 0 | 0 | 0 | 0 | 0 | 0 | 0 | 0 | 0 | 0 | 0 | 0 | 0 | 0 | 0 | 0
F2_Commercial_Lodging_New_Food Preparation_Natural Gas_Double Rack Oven_E8 | F2 | Commercial | Lodging | New | Food Preparation | Natural Gas | Double Rack Oven | E8 | TRC BC Ratio | 0 | 0 | 0 | 0 | 0 | 0 | 0 | 0 | 0 | 0 | 0 | 0 | 0 | 0 | 0 | 0 | 0 | 0 | 0 | 0 | 0 | 0 | 0 | 0 | 0 | 0 | 0 | 0 | 0 | 0 | 0 | 0 | 0
F2_Commercial_Lodging_New_Food Preparation_Natural Gas_Double Rack Oven_E9 | F2 | Commercial | Lodging | New | Food Preparation | Natural Gas | Double Rack Oven | E9 | TRC BC Ratio | 0 | 0 | 0 | 0 | 0 | 0 | 0 | 0 | 0 | 0 | 0 | 0 | 0 | 0 | 0 | 0 | 0 | 0 | 0 | 0 | 0 | 0 | 0 | 0 | 0 | 0 | 0 | 0 | 0 | 0 | 0 | 0 | 0
F2_Commercial_Lodging_New_Food Preparation_Natural Gas_Double Rack Oven_E10 | F2 | Commercial | Lodging | New | Food Preparation | Natural Gas | Double Rack Oven | E10 | TRC BC Ratio | 0 | 0 | 0 | 0 | 0 | 0 | 0 | 0 | 0 | 0 | 0 | 0 | 0 | 0 | 0 | 0 | 0 | 0 | 0 | 0 | 0 | 0 | 0 | 0 | 0 | 0 | 0 | 0 | 0 | 0 | 0 | 0 | 0
F3_Commercial_Lodging_New_Food Preparation_Natural Gas_Double Rack Oven_E1 | F3 | Commercial | Lodging | New | Food Preparation | Natural Gas | Double Rack Oven | E1 | PACT BC Ratio | bar: 2019 to 2051
F3_Commercial_Lodging_New_Food Preparation_Natural Gas_Double Rack Oven_E2 | F3 | Commercial | Lodging | New | Food Preparation | Natural Gas | Double Rack Oven | E2 | PACT BC Ratio | 7.7572 | 7.7672 | 7.8096 | 7.77 | 7.7499 | 7.7807 | 7.8549 | 7.9152 | 7.9888 | 8.0596 | 8.1313 | 8.199 | 8.2711 | 8.3456 | 8.418 | 8.4919 | 8.5665 | 8.6466 | 8.7298 | 8.8156 | 8.8979 | 8.9807 | 9.0548 | 9.1291 | 9.1935 | 9.2491 | 9.2998 | 9.3434 | 9.3776 | 9.4057 | 9.421 | 9.4312 | 9.4312
F3_Commercial_Lodging_New_Food Preparation_Natural Gas_Double Rack Oven_E3 | F3 | Commercial | Lodging | New | Food Preparation | Natural Gas | Double Rack Oven | E3 | PACT BC Ratio | 0 | 0 | 0 | 0 | 0 | 0 | 0 | 0 | 0 | 0 | 0 | 0 | 0 | 0 | 0 | 0 | 0 | 0 | 0 | 0 | 0 | 0 | 0 | 0 | 0 | 0 | 0 | 0 | 0 | 0 | 0 | 0 | 0
F3_Commercial_Lodging_New_Food Preparation_Natural Gas_Double Rack Oven_E4 | F3 | Commercial | Lodging | New | Food Preparation | Natural Gas | Double Rack Oven | E4 | PACT BC Ratio | 0 | 0 | 0 | 0 | 0 | 0 | 0 | 0 | 0 | 0 | 0 | 0 | 0 | 0 | 0 | 0 | 0 | 0 | 0 | 0 | 0 | 0 | 0 | 0 | 0 | 0 | 0 | 0 | 0 | 0 | 0 | 0 | 0
F3_Commercial_Lodging_New_Food Preparation_Natural Gas_Double Rack Oven_E5 | F3 | Commercial | Lodging | New | Food Preparation | Natural Gas | Double Rack Oven | E5 | PACT BC Ratio | 0 | 0 | 0 | 0 | 0 | 0 | 0 | 0 | 0 | 0 | 0 | 0 | 0 | 0 | 0 | 0 | 0 | 0 | 0 | 0 | 0 | 0 | 0 | 0 | 0 | 0 | 0 | 0 | 0 | 0 | 0 | 0 | 0
F3_Commercial_Lodging_New_Food Preparation_Natural Gas_Double Rack Oven_E6 | F3 | Commercial | Lodging | New | Food Preparation | Natural Gas | Double Rack Oven | E6 | PACT BC Ratio | 0 | 0 | 0 | 0 | 0 | 0 | 0 | 0 | 0 | 0 | 0 | 0 | 0 | 0 | 0 | 0 | 0 | 0 | 0 | 0 | 0 | 0 | 0 | 0 | 0 | 0 | 0 | 0 | 0 | 0 | 0 | 0 | 0
F3_Commercial_Lodging_New_Food Preparation_Natural Gas_Double Rack Oven_E7 | F3 | Commercial | Lodging | New | Food Preparation | Natural Gas | Double Rack Oven | E7 | PACT BC Ratio | 0 | 0 | 0 | 0 | 0 | 0 | 0 | 0 | 0 | 0 | 0 | 0 | 0 | 0 | 0 | 0 | 0 | 0 | 0 | 0 | 0 | 0 | 0 | 0 | 0 | 0 | 0 | 0 | 0 | 0 | 0 | 0 | 0
F3_Commercial_Lodging_New_Food Preparation_Natural Gas_Double Rack Oven_E8 | F3 | Commercial | Lodging | New | Food Preparation | Natural Gas | Double Rack Oven | E8 | PACT BC Ratio | 0 | 0 | 0 | 0 | 0 | 0 | 0 | 0 | 0 | 0 | 0 | 0 | 0 | 0 | 0 | 0 | 0 | 0 | 0 | 0 | 0 | 0 | 0 | 0 | 0 | 0 | 0 | 0 | 0 | 0 | 0 | 0 | 0
F3_Commercial_Lodging_New_Food Preparation_Natural Gas_Double Rack Oven_E9 | F3 | Commercial | Lodging | New | Food Preparation | Natural Gas | Double Rack Oven | E9 | PACT BC Ratio | 0 | 0 | 0 | 0 | 0 | 0 | 0 | 0 | 0 | 0 | 0 | 0 | 0 | 0 | 0 | 0 | 0 | 0 | 0 | 0 | 0 | 0 | 0 | 0 | 0 | 0 | 0 | 0 | 0 | 0 | 0 | 0 | 0
F3_Commercial_Lodging_New_Food Preparation_Natural Gas_Double Rack Oven_E10 | F3 | Commercial | Lodging | New | Food Preparation | Natural Gas | Double Rack Oven | E10 | PACT BC Ratio | 0 | 0 | 0 | 0 | 0 | 0 | 0 | 0 | 0 | 0 | 0 | 0 | 0 | 0 | 0 | 0 | 0 | 0 | 0 | 0 | 0 | 0 | 0 | 0 | 0 | 0 | 0 | 0 | 0 | 0 | 0 | 0 | 0
F4_Commercial_Lodging_New_Food Preparation_Natural Gas_Double Rack Oven_E1 | F4 | Commercial | Lodging | New | Food Preparation | Natural Gas | Double Rack Oven | E1 | RVT BC Ratio | bar: 2019 to 2051
F4_Commercial_Lodging_New_Food Preparation_Natural Gas_Double Rack Oven_E2 | F4 | Commercial | Lodging | New | Food Preparation | Natural Gas | Double Rack Oven | E2 | RVT BC Ratio | 9.0643 | 9.075 | 9.1207 | 9.0781 | 9.0564 | 9.0896 | 9.1696 | 9.2346 | 9.3139 | 9.3903 | 9.4676 | 9.5406 | 9.6184 | 9.6988 | 9.7768 | 9.8565 | 9.9369 | 10.0233 | 10.113 | 10.2055 | 10.2943 | 10.3835 | 10.4634 | 10.5436 | 10.613 | 10.6729 | 10.7275 | 10.7746 | 10.8115 | 10.8418 | 10.8582 | 10.8693 | 10.8693
F4_Commercial_Lodging_New_Food Preparation_Natural Gas_Double Rack Oven_E3 | F4 | Commercial | Lodging | New | Food Preparation | Natural Gas | Double Rack Oven | E3 | RVT BC Ratio | 0 | 0 | 0 | 0 | 0 | 0 | 0 | 0 | 0 | 0 | 0 | 0 | 0 | 0 | 0 | 0 | 0 | 0 | 0 | 0 | 0 | 0 | 0 | 0 | 0 | 0 | 0 | 0 | 0 | 0 | 0 | 0 | 0
F4_Commercial_Lodging_New_Food Preparation_Natural Gas_Double Rack Oven_E4 | F4 | Commercial | Lodging | New | Food Preparation | Natural Gas | Double Rack Oven | E4 | RVT BC Ratio | 0 | 0 | 0 | 0 | 0 | 0 | 0 | 0 | 0 | 0 | 0 | 0 | 0 | 0 | 0 | 0 | 0 | 0 | 0 | 0 | 0 | 0 | 0 | 0 | 0 | 0 | 0 | 0 | 0 | 0 | 0 | 0 | 0
F4_Commercial_Lodging_New_Food Preparation_Natural Gas_Double Rack Oven_E5 | F4 | Commercial | Lodging | New | Food Preparation | Natural Gas | Double Rack Oven | E5 | RVT BC Ratio | 0 | 0 | 0 | 0 | 0 | 0 | 0 | 0 | 0 | 0 | 0 | 0 | 0 | 0 | 0 | 0 | 0 | 0 | 0 | 0 | 0 | 0 | 0 | 0 | 0 | 0 | 0 | 0 | 0 | 0 | 0 | 0 | 0
F4_Commercial_Lodging_New_Food Preparation_Natural Gas_Double Rack Oven_E6 | F4 | Commercial | Lodging | New | Food Preparation | Natural Gas | Double Rack Oven | E6 | RVT BC Ratio | 0 | 0 | 0 | 0 | 0 | 0 | 0 | 0 | 0 | 0 | 0 | 0 | 0 | 0 | 0 | 0 | 0 | 0 | 0 | 0 | 0 | 0 | 0 | 0 | 0 | 0 | 0 | 0 | 0 | 0 | 0 | 0 | 0
F4_Commercial_Lodging_New_Food Preparation_Natural Gas_Double Rack Oven_E7 | F4 | Commercial | Lodging | New | Food Preparation | Natural Gas | Double Rack Oven | E7 | RVT BC Ratio | 0 | 0 | 0 | 0 | 0 | 0 | 0 | 0 | 0 | 0 | 0 | 0 | 0 | 0 | 0 | 0 | 0 | 0 | 0 | 0 | 0 | 0 | 0 | 0 | 0 | 0 | 0 | 0 | 0 | 0 | 0 | 0 | 0
F4_Commercial_Lodging_New_Food Preparation_Natural Gas_Double Rack Oven_E8 | F4 | Commercial | Lodging | New | Food Preparation | Natural Gas | Double Rack Oven | E8 | RVT BC Ratio | 0 | 0 | 0 | 0 | 0 | 0 | 0 | 0 | 0 | 0 | 0 | 0 | 0 | 0 | 0 | 0 | 0 | 0 | 0 | 0 | 0 | 0 | 0 | 0 | 0 | 0 | 0 | 0 | 0 | 0 | 0 | 0 | 0
F4_Commercial_Lodging_New_Food Preparation_Natural Gas_Double Rack Oven_E9 | F4 | Commercial | Lodging | New | Food Preparation | Natural Gas | Double Rack Oven | E9 | RVT BC Ratio | 0 | 0 | 0 | 0 | 0 | 0 | 0 | 0 | 0 | 0 | 0 | 0 | 0 | 0 | 0 | 0 | 0 | 0 | 0 | 0 | 0 | 0 | 0 | 0 | 0 | 0 | 0 | 0 | 0 | 0 | 0 | 0 | 0
F4_Commercial_Lodging_New_Food Preparation_Natural Gas_Double Rack Oven_E10 | F4 | Commercial | Lodging | New | Food Preparation | Natural Gas | Double Rack Oven | E10 | RVT BC Ratio | 0 | 0 | 0 | 0 | 0 | 0 | 0 | 0 | 0 | 0 | 0 | 0 | 0 | 0 | 0 | 0 | 0 | 0 | 0 | 0 | 0 | 0 | 0 | 0 | 0 | 0 | 0 | 0 | 0 | 0 | 0 | 0 | 0
F5_Commercial_Lodging_New_Food Preparation_Natural Gas_Double Rack Oven_E1 | F5 | Commercial | Lodging | New | Food Preparation | Natural Gas | Double Rack Oven | E1 | RIM BC Ratio | bar: 2019 to 2051
F5_Commercial_Lodging_New_Food Preparation_Natural Gas_Double Rack Oven_E2 | F5 | Commercial | Lodging | New | Food Preparation | Natural Gas | Double Rack Oven | E2 | RIM BC Ratio | 0.75359 | 0.75369 | 0.75408 | 0.75371 | 0.75352 | 0.75381 | 0.7545 | 0.75506 | 0.75572 | 0.75635 | 0.75698 | 0.75756 | 0.75817 | 0.75879 | 0.75938 | 0.75998 | 0.76057 | 0.7612 | 0.76184 | 0.76249 | 0.7631 | 0.7637 | 0.76423 | 0.76476 | 0.76521 | 0.76559 | 0.76593 | 0.76623 | 0.76646 | 0.76665 | 0.76675 | 0.76681 | 0.76681
F5_Commercial_Lodging_New_Food Preparation_Natural Gas_Double Rack Oven_E3 | F5 | Commercial | Lodging | New | Food Preparation | Natural Gas | Double Rack Oven | E3 | RIM BC Ratio | 0 | 0 | 0 | 0 | 0 | 0 | 0 | 0 | 0 | 0 | 0 | 0 | 0 | 0 | 0 | 0 | 0 | 0 | 0 | 0 | 0 | 0 | 0 | 0 | 0 | 0 | 0 | 0 | 0 | 0 | 0 | 0 | 0
F5_Commercial_Lodging_New_Food Preparation_Natural Gas_Double Rack Oven_E4 | F5 | Commercial | Lodging | New | Food Preparation | Natural Gas | Double Rack Oven | E4 | RIM BC Ratio | 0 | 0 | 0 | 0 | 0 | 0 | 0 | 0 | 0 | 0 | 0 | 0 | 0 | 0 | 0 | 0 | 0 | 0 | 0 | 0 | 0 | 0 | 0 | 0 | 0 | 0 | 0 | 0 | 0 | 0 | 0 | 0 | 0
F5_Commercial_Lodging_New_Food Preparation_Natural Gas_Double Rack Oven_E5 | F5 | Commercial | Lodging | New | Food Preparation | Natural Gas | Double Rack Oven | E5 | RIM BC Ratio | 0 | 0 | 0 | 0 | 0 | 0 | 0 | 0 | 0 | 0 | 0 | 0 | 0 | 0 | 0 | 0 | 0 | 0 | 0 | 0 | 0 | 0 | 0 | 0 | 0 | 0 | 0 | 0 | 0 | 0 | 0 | 0 | 0
F5_Commercial_Lodging_New_Food Preparation_Natural Gas_Double Rack Oven_E6 | F5 | Commercial | Lodging | New | Food Preparation | Natural Gas | Double Rack Oven | E6 | RIM BC Ratio | 0 | 0 | 0 | 0 | 0 | 0 | 0 | 0 | 0 | 0 | 0 | 0 | 0 | 0 | 0 | 0 | 0 | 0 | 0 | 0 | 0 | 0 | 0 | 0 | 0 | 0 | 0 | 0 | 0 | 0 | 0 | 0 | 0
F5_Commercial_Lodging_New_Food Preparation_Natural Gas_Double Rack Oven_E7 | F5 | Commercial | Lodging | New | Food Preparation | Natural Gas | Double Rack Oven | E7 | RIM BC Ratio | 0 | 0 | 0 | 0 | 0 | 0 | 0 | 0 | 0 | 0 | 0 | 0 | 0 | 0 | 0 | 0 | 0 | 0 | 0 | 0 | 0 | 0 | 0 | 0 | 0 | 0 | 0 | 0 | 0 | 0 | 0 | 0 | 0
F5_Commercial_Lodging_New_Food Preparation_Natural Gas_Double Rack Oven_E8 | F5 | Commercial | Lodging | New | Food Preparation | Natural Gas | Double Rack Oven | E8 | RIM BC Ratio | 0 | 0 | 0 | 0 | 0 | 0 | 0 | 0 | 0 | 0 | 0 | 0 | 0 | 0 | 0 | 0 | 0 | 0 | 0 | 0 | 0 | 0 | 0 | 0 | 0 | 0 | 0 | 0 | 0 | 0 | 0 | 0 | 0
F5_Commercial_Lodging_New_Food Preparation_Natural Gas_Double Rack Oven_E9 | F5 | Commercial | Lodging | New | Food Preparation | Natural Gas | Double Rack Oven | E9 | RIM BC Ratio | 0 | 0 | 0 | 0 | 0 | 0 | 0 | 0 | 0 | 0 | 0 | 0 | 0 | 0 | 0 | 0 | 0 | 0 | 0 | 0 | 0 | 0 | 0 | 0 | 0 | 0 | 0 | 0 | 0 | 0 | 0 | 0 | 0
F5_Commercial_Lodging_New_Food Preparation_Natural Gas_Double Rack Oven_E10 | F5 | Commercial | Lodging | New | Food Preparation | Natural Gas | Double Rack Oven | E10 | RIM BC Ratio | 0 | 0 | 0 | 0 | 0 | 0 | 0 | 0 | 0 | 0 | 0 | 0 | 0 | 0 | 0 | 0 | 0 | 0 | 0 | 0 | 0 | 0 | 0 | 0 | 0 | 0 | 0 | 0 | 0 | 0 | 0 | 0 | 0
F0_Commercial_Lodging_New_Food Preparation_Natural Gas_Fryer_E0 | F0 | Commercial | Lodging | New | Food Preparation | Natural Gas | Fryer | E0 | Economic Unit | ENERGY STAR (3.0) | ENERGY STAR (3.0) | ENERGY STAR (3.0) | ENERGY STAR (3.0) | ENERGY STAR (3.0) | ENERGY STAR (3.0) | ENERGY STAR (3.0) | ENERGY STAR (3.0) | ENERGY STAR (3.0) | ENERGY STAR (3.0) | ENERGY STAR (3.0) | ENERGY STAR (3.0) | ENERGY STAR (3.0) | ENERGY STAR (3.0) | ENERGY STAR (3.0) | ENERGY STAR (3.0) | ENERGY STAR (3.0) | ENERGY STAR (3.0) | ENERGY STAR (3.0) | ENERGY STAR (3.0) | ENERGY STAR (3.0) | ENERGY STAR (3.0) | ENERGY STAR (3.0) | ENERGY STAR (3.0) | ENERGY STAR (3.0) | ENERGY STAR (3.0) | ENERGY STAR (3.0) | ENERGY STAR (3.0) | ENERGY STAR (3.0) | ENERGY STAR (3.0) | ENERGY STAR (3.0) | ENERGY STAR (3.0) | ENERGY STAR (3.0)
F1_Commercial_Lodging_New_Food Preparation_Natural Gas_Fryer_E1 | F1 | Commercial | Lodging | New | Food Preparation | Natural Gas | Fryer | E1 | CCE | 0 | 0 | 0 | 0 | 0 | 0 | 0 | 0 | 0 | 0 | 0 | 0 | 0 | 0 | 0 | 0 | 0 | 0 | 0 | 0 | 0 | 0 | 0 | 0 | 0 | 0 | 0 | 0 | 0 | 0 | 0 | 0 | 0
F1_Commercial_Lodging_New_Food Preparation_Natural Gas_Fryer_E2 | F1 | Commercial | Lodging | New | Food Preparation | Natural Gas | Fryer | E2 | CCE | 0.36986 | 0.38294 | 0.34375 | 0 | 0 | 0 | 0 | 0 | 0 | 0 | 0 | 0 | 0 | 0 | 0 | 0 | 0 | 0 | 0 | 0 | 0 | 0 | 0 | 0 | 0 | 0 | 0 | 0 | 0 | 0 | 0 | 0 | 0
F1_Commercial_Lodging_New_Food Preparation_Natural Gas_Fryer_E3 | F1 | Commercial | Lodging | New | Food Preparation | Natural Gas | Fryer | E3 | CCE | 0 | 0 | 0 | 0 | 0 | 0 | 0 | 0 | 0 | 0 | 0 | 0 | 0 | 0 | 0 | 0 | 0 | 0 | 0 | 0 | 0 | 0 | 0 | 0 | 0 | 0 | 0 | 0 | 0 | 0 | 0 | 0 | 0
F1_Commercial_Lodging_New_Food Preparation_Natural Gas_Fryer_E4 | F1 | Commercial | Lodging | New | Food Preparation | Natural Gas | Fryer | E4 | CCE | 0 | 0 | 0 | 0 | 0 | 0 | 0 | 0 | 0 | 0 | 0 | 0 | 0 | 0 | 0 | 0 | 0 | 0 | 0 | 0 | 0 | 0 | 0 | 0 | 0 | 0 | 0 | 0 | 0 | 0 | 0 | 0 | 0
F1_Commercial_Lodging_New_Food Preparation_Natural Gas_Fryer_E5 | F1 | Commercial | Lodging | New | Food Preparation | Natural Gas | Fryer | E5 | CCE | 0 | 0 | 0 | 0 | 0 | 0 | 0 | 0 | 0 | 0 | 0 | 0 | 0 | 0 | 0 | 0 | 0 | 0 | 0 | 0 | 0 | 0 | 0 | 0 | 0 | 0 | 0 | 0 | 0 | 0 | 0 | 0 | 0
F1_Commercial_Lodging_New_Food Preparation_Natural Gas_Fryer_E6 | F1 | Commercial | Lodging | New | Food Preparation | Natural Gas | Fryer | E6 | CCE | 0 | 0 | 0 | 0 | 0 | 0 | 0 | 0 | 0 | 0 | 0 | 0 | 0 | 0 | 0 | 0 | 0 | 0 | 0 | 0 | 0 | 0 | 0 | 0 | 0 | 0 | 0 | 0 | 0 | 0 | 0 | 0 | 0
F1_Commercial_Lodging_New_Food Preparation_Natural Gas_Fryer_E7 | F1 | Commercial | Lodging | New | Food Preparation | Natural Gas | Fryer | E7 | CCE | 0 | 0 | 0 | 0 | 0 | 0 | 0 | 0 | 0 | 0 | 0 | 0 | 0 | 0 | 0 | 0 | 0 | 0 | 0 | 0 | 0 | 0 | 0 | 0 | 0 | 0 | 0 | 0 | 0 | 0 | 0 | 0 | 0
F1_Commercial_Lodging_New_Food Preparation_Natural Gas_Fryer_E8 | F1 | Commercial | Lodging | New | Food Preparation | Natural Gas | Fryer | E8 | CCE | 0 | 0 | 0 | 0 | 0 | 0 | 0 | 0 | 0 | 0 | 0 | 0 | 0 | 0 | 0 | 0 | 0 | 0 | 0 | 0 | 0 | 0 | 0 | 0 | 0 | 0 | 0 | 0 | 0 | 0 | 0 | 0 | 0
F1_Commercial_Lodging_New_Food Preparation_Natural Gas_Fryer_E9 | F1 | Commercial | Lodging | New | Food Preparation | Natural Gas | Fryer | E9 | CCE | 0 | 0 | 0 | 0 | 0 | 0 | 0 | 0 | 0 | 0 | 0 | 0 | 0 | 0 | 0 | 0 | 0 | 0 | 0 | 0 | 0 | 0 | 0 | 0 | 0 | 0 | 0 | 0 | 0 | 0 | 0 | 0 | 0
F1_Commercial_Lodging_New_Food Preparation_Natural Gas_Fryer_E10 | F1 | Commercial | Lodging | New | Food Preparation | Natural Gas | Fryer | E10 | CCE | 0 | 0 | 0 | 0 | 0 | 0 | 0 | 0 | 0 | 0 | 0 | 0 | 0 | 0 | 0 | 0 | 0 | 0 | 0 | 0 | 0 | 0 | 0 | 0 | 0 | 0 | 0 | 0 | 0 | 0 | 0 | 0 | 0
F2_Commercial_Lodging_New_Food Preparation_Natural Gas_Fryer_E1 | F2 | Commercial | Lodging | New | Food Preparation | Natural Gas | Fryer | E1 | TRC BC Ratio | 1 | 1 | 1 | 0 | 0 | 0 | 0 | 0 | 0 | 0 | 0 | 0 | 0 | 0 | 0 | 0 | 0 | 0 | 0 | 0 | 0 | 0 | 0 | 0 | 0 | 0 | 0 | 0 | 0 | 0 | 0 | 0 | 0
F2_Commercial_Lodging_New_Food Preparation_Natural Gas_Fryer_E2 | F2 | Commercial | Lodging | New | Food Preparation | Natural Gas | Fryer | E2 | TRC BC Ratio | 4.4463 | 4.4414 | 4.4606 | 1 | 1 | 1 | 1 | 1 | 1 | 1 | 1 | 1 | 1 | 1 | 1 | 1 | 1 | 1 | 1 | 1 | 1 | 1 | 1 | 1 | 1 | 1 | 1 | 1 | 1 | 1 | 1 | 1 | 1
F2_Commercial_Lodging_New_Food Preparation_Natural Gas_Fryer_E3 | F2 | Commercial | Lodging | New | Food Preparation | Natural Gas | Fryer | E3 | TRC BC Ratio | 0 | 0 | 0 | 0 | 0 | 0 | 0 | 0 | 0 | 0 | 0 | 0 | 0 | 0 | 0 | 0 | 0 | 0 | 0 | 0 | 0 | 0 | 0 | 0 | 0 | 0 | 0 | 0 | 0 | 0 | 0 | 0 | 0
F2_Commercial_Lodging_New_Food Preparation_Natural Gas_Fryer_E4 | F2 | Commercial | Lodging | New | Food Preparation | Natural Gas | Fryer | E4 | TRC BC Ratio | 0 | 0 | 0 | 0 | 0 | 0 | 0 | 0 | 0 | 0 | 0 | 0 | 0 | 0 | 0 | 0 | 0 | 0 | 0 | 0 | 0 | 0 | 0 | 0 | 0 | 0 | 0 | 0 | 0 | 0 | 0 | 0 | 0
F2_Commercial_Lodging_New_Food Preparation_Natural Gas_Fryer_E5 | F2 | Commercial | Lodging | New | Food Preparation | Natural Gas | Fryer | E5 | TRC BC Ratio | 0 | 0 | 0 | 0 | 0 | 0 | 0 | 0 | 0 | 0 | 0 | 0 | 0 | 0 | 0 | 0 | 0 | 0 | 0 | 0 | 0 | 0 | 0 | 0 | 0 | 0 | 0 | 0 | 0 | 0 | 0 | 0 | 0
F2_Commercial_Lodging_New_Food Preparation_Natural Gas_Fryer_E6 | F2 | Commercial | Lodging | New | Food Preparation | Natural Gas | Fryer | E6 | TRC BC Ratio | 0 | 0 | 0 | 0 | 0 | 0 | 0 | 0 | 0 | 0 | 0 | 0 | 0 | 0 | 0 | 0 | 0 | 0 | 0 | 0 | 0 | 0 | 0 | 0 | 0 | 0 | 0 | 0 | 0 | 0 | 0 | 0 | 0
F2_Commercial_Lodging_New_Food Preparation_Natural Gas_Fryer_E7 | F2 | Commercial | Lodging | New | Food Preparation | Natural Gas | Fryer | E7 | TRC BC Ratio | 0 | 0 | 0 | 0 | 0 | 0 | 0 | 0 | 0 | 0 | 0 | 0 | 0 | 0 | 0 | 0 | 0 | 0 | 0 | 0 | 0 | 0 | 0 | 0 | 0 | 0 | 0 | 0 | 0 | 0 | 0 | 0 | 0
F2_Commercial_Lodging_New_Food Preparation_Natural Gas_Fryer_E8 | F2 | Commercial | Lodging | New | Food Preparation | Natural Gas | Fryer | E8 | TRC BC Ratio | 0 | 0 | 0 | 0 | 0 | 0 | 0 | 0 | 0 | 0 | 0 | 0 | 0 | 0 | 0 | 0 | 0 | 0 | 0 | 0 | 0 | 0 | 0 | 0 | 0 | 0 | 0 | 0 | 0 | 0 | 0 | 0 | 0
F2_Commercial_Lodging_New_Food Preparation_Natural Gas_Fryer_E9 | F2 | Commercial | Lodging | New | Food Preparation | Natural Gas | Fryer | E9 | TRC BC Ratio | 0 | 0 | 0 | 0 | 0 | 0 | 0 | 0 | 0 | 0 | 0 | 0 | 0 | 0 | 0 | 0 | 0 | 0 | 0 | 0 | 0 | 0 | 0 | 0 | 0 | 0 | 0 | 0 | 0 | 0 | 0 | 0 | 0
F2_Commercial_Lodging_New_Food Preparation_Natural Gas_Fryer_E10 | F2 | Commercial | Lodging | New | Food Preparation | Natural Gas | Fryer | E10 | TRC BC Ratio | 0 | 0 | 0 | 0 | 0 | 0 | 0 | 0 | 0 | 0 | 0 | 0 | 0 | 0 | 0 | 0 | 0 | 0 | 0 | 0 | 0 | 0 | 0 | 0 | 0 | 0 | 0 | 0 | 0 | 0 | 0 | 0 | 0
F3_Commercial_Lodging_New_Food Preparation_Natural Gas_Fryer_E1 | F3 | Commercial | Lodging | New | Food Preparation | Natural Gas | Fryer | E1 | PACT BC Ratio | 1 | 1 | 1 | 0 | 0 | 0 | 0 | 0 | 0 | 0 | 0 | 0 | 0 | 0 | 0 | 0 | 0 | 0 | 0 | 0 | 0 | 0 | 0 | 0 | 0 | 0 | 0 | 0 | 0 | 0 | 0 | 0 | 0
F3_Commercial_Lodging_New_Food Preparation_Natural Gas_Fryer_E2 | F3 | Commercial | Lodging | New | Food Preparation | Natural Gas | Fryer | E2 | PACT BC Ratio | 5.9285 | 5.9219 | 5.9474 | 1 | 1 | 1 | 1 | 1 | 1 | 1 | 1 | 1 | 1 | 1 | 1 | 1 | 1 | 1 | 1 | 1 | 1 | 1 | 1 | 1 | 1 | 1 | 1 | 1 | 1 | 1 | 1 | 1 | 1
F3_Commercial_Lodging_New_Food Preparation_Natural Gas_Fryer_E3 | F3 | Commercial | Lodging | New | Food Preparation | Natural Gas | Fryer | E3 | PACT BC Ratio | 0 | 0 | 0 | 0 | 0 | 0 | 0 | 0 | 0 | 0 | 0 | 0 | 0 | 0 | 0 | 0 | 0 | 0 | 0 | 0 | 0 | 0 | 0 | 0 | 0 | 0 | 0 | 0 | 0 | 0 | 0 | 0 | 0
F3_Commercial_Lodging_New_Food Preparation_Natural Gas_Fryer_E4 | F3 | Commercial | Lodging | New | Food Preparation | Natural Gas | Fryer | E4 | PACT BC Ratio | 0 | 0 | 0 | 0 | 0 | 0 | 0 | 0 | 0 | 0 | 0 | 0 | 0 | 0 | 0 | 0 | 0 | 0 | 0 | 0 | 0 | 0 | 0 | 0 | 0 | 0 | 0 | 0 | 0 | 0 | 0 | 0 | 0
F3_Commercial_Lodging_New_Food Preparation_Natural Gas_Fryer_E5 | F3 | Commercial | Lodging | New | Food Preparation | Natural Gas | Fryer | E5 | PACT BC Ratio | 0 | 0 | 0 | 0 | 0 | 0 | 0 | 0 | 0 | 0 | 0 | 0 | 0 | 0 | 0 | 0 | 0 | 0 | 0 | 0 | 0 | 0 | 0 | 0 | 0 | 0 | 0 | 0 | 0 | 0 | 0 | 0 | 0
F3_Commercial_Lodging_New_Food Preparation_Natural Gas_Fryer_E6 | F3 | Commercial | Lodging | New | Food Preparation | Natural Gas | Fryer | E6 | PACT BC Ratio | 0 | 0 | 0 | 0 | 0 | 0 | 0 | 0 | 0 | 0 | 0 | 0 | 0 | 0 | 0 | 0 | 0 | 0 | 0 | 0 | 0 | 0 | 0 | 0 | 0 | 0 | 0 | 0 | 0 | 0 | 0 | 0 | 0
F3_Commercial_Lodging_New_Food Preparation_Natural Gas_Fryer_E7 | F3 | Commercial | Lodging | New | Food Preparation | Natural Gas | Fryer | E7 | PACT BC Ratio | 0 | 0 | 0 | 0 | 0 | 0 | 0 | 0 | 0 | 0 | 0 | 0 | 0 | 0 | 0 | 0 | 0 | 0 | 0 | 0 | 0 | 0 | 0 | 0 | 0 | 0 | 0 | 0 | 0 | 0 | 0 | 0 | 0
F3_Commercial_Lodging_New_Food Preparation_Natural Gas_Fryer_E8 | F3 | Commercial | Lodging | New | Food Preparation | Natural Gas | Fryer | E8 | PACT BC Ratio | 0 | 0 | 0 | 0 | 0 | 0 | 0 | 0 | 0 | 0 | 0 | 0 | 0 | 0 | 0 | 0 | 0 | 0 | 0 | 0 | 0 | 0 | 0 | 0 | 0 | 0 | 0 | 0 | 0 | 0 | 0 | 0 | 0
F3_Commercial_Lodging_New_Food Preparation_Natural Gas_Fryer_E9 | F3 | Commercial | Lodging | New | Food Preparation | Natural Gas | Fryer | E9 | PACT BC Ratio | 0 | 0 | 0 | 0 | 0 | 0 | 0 | 0 | 0 | 0 | 0 | 0 | 0 | 0 | 0 | 0 | 0 | 0 | 0 | 0 | 0 | 0 | 0 | 0 | 0 | 0 | 0 | 0 | 0 | 0 | 0 | 0 | 0
F3_Commercial_Lodging_New_Food Preparation_Natural Gas_Fryer_E10 | F3 | Commercial | Lodging | New | Food Preparation | Natural Gas | Fryer | E10 | PACT BC Ratio | 0 | 0 | 0 | 0 | 0 | 0 | 0 | 0 | 0 | 0 | 0 | 0 | 0 | 0 | 0 | 0 | 0 | 0 | 0 | 0 | 0 | 0 | 0 | 0 | 0 | 0 | 0 | 0 | 0 | 0 | 0 | 0 | 0
F4_Commercial_Lodging_New_Food Preparation_Natural Gas_Fryer_E1 | F4 | Commercial | Lodging | New | Food Preparation | Natural Gas | Fryer | E1 | RVT BC Ratio | 1 | 1 | 1 | 0 | 0 | 0 | 0 | 0 | 0 | 0 | 0 | 0 | 0 | 0 | 0 | 0 | 0 | 0 | 0 | 0 | 0 | 0 | 0 | 0 | 0 | 0 | 0 | 0 | 0 | 0 | 0 | 0 | 0
F4_Commercial_Lodging_New_Food Preparation_Natural Gas_Fryer_E2 | F4 | Commercial | Lodging | New | Food Preparation | Natural Gas | Fryer | E2 | RVT BC Ratio | 7.0924 | 7.0854 | 7.1129 | 1 | 1 | 1 | 1 | 1 | 1 | 1 | 1 | 1 | 1 | 1 | 1 | 1 | 1 | 1 | 1 | 1 | 1 | 1 | 1 | 1 | 1 | 1 | 1 | 1 | 1 | 1 | 1 | 1 | 1
F4_Commercial_Lodging_New_Food Preparation_Natural Gas_Fryer_E3 | F4 | Commercial | Lodging | New | Food Preparation | Natural Gas | Fryer | E3 | RVT BC Ratio | 0 | 0 | 0 | 0 | 0 | 0 | 0 | 0 | 0 | 0 | 0 | 0 | 0 | 0 | 0 | 0 | 0 | 0 | 0 | 0 | 0 | 0 | 0 | 0 | 0 | 0 | 0 | 0 | 0 | 0 | 0 | 0 | 0
F4_Commercial_Lodging_New_Food Preparation_Natural Gas_Fryer_E4 | F4 | Commercial | Lodging | New | Food Preparation | Natural Gas | Fryer | E4 | RVT BC Ratio | 0 | 0 | 0 | 0 | 0 | 0 | 0 | 0 | 0 | 0 | 0 | 0 | 0 | 0 | 0 | 0 | 0 | 0 | 0 | 0 | 0 | 0 | 0 | 0 | 0 | 0 | 0 | 0 | 0 | 0 | 0 | 0 | 0
F4_Commercial_Lodging_New_Food Preparation_Natural Gas_Fryer_E5 | F4 | Commercial | Lodging | New | Food Preparation | Natural Gas | Fryer | E5 | RVT BC Ratio | 0 | 0 | 0 | 0 | 0 | 0 | 0 | 0 | 0 | 0 | 0 | 0 | 0 | 0 | 0 | 0 | 0 | 0 | 0 | 0 | 0 | 0 | 0 | 0 | 0 | 0 | 0 | 0 | 0 | 0 | 0 | 0 | 0
F4_Commercial_Lodging_New_Food Preparation_Natural Gas_Fryer_E6 | F4 | Commercial | Lodging | New | Food Preparation | Natural Gas | Fryer | E6 | RVT BC Ratio | 0 | 0 | 0 | 0 | 0 | 0 | 0 | 0 | 0 | 0 | 0 | 0 | 0 | 0 | 0 | 0 | 0 | 0 | 0 | 0 | 0 | 0 | 0 | 0 | 0 | 0 | 0 | 0 | 0 | 0 | 0 | 0 | 0
F4_Commercial_Lodging_New_Food Preparation_Natural Gas_Fryer_E7 | F4 | Commercial | Lodging | New | Food Preparation | Natural Gas | Fryer | E7 | RVT BC Ratio | 0 | 0 | 0 | 0 | 0 | 0 | 0 | 0 | 0 | 0 | 0 | 0 | 0 | 0 | 0 | 0 | 0 | 0 | 0 | 0 | 0 | 0 | 0 | 0 | 0 | 0 | 0 | 0 | 0 | 0 | 0 | 0 | 0
F4_Commercial_Lodging_New_Food Preparation_Natural Gas_Fryer_E8 | F4 | Commercial | Lodging | New | Food Preparation | Natural Gas | Fryer | E8 | RVT BC Ratio | 0 | 0 | 0 | 0 | 0 | 0 | 0 | 0 | 0 | 0 | 0 | 0 | 0 | 0 | 0 | 0 | 0 | 0 | 0 | 0 | 0 | 0 | 0 | 0 | 0 | 0 | 0 | 0 | 0 | 0 | 0 | 0 | 0
F4_Commercial_Lodging_New_Food Preparation_Natural Gas_Fryer_E9 | F4 | Commercial | Lodging | New | Food Preparation | Natural Gas | Fryer | E9 | RVT BC Ratio | 0 | 0 | 0 | 0 | 0 | 0 | 0 | 0 | 0 | 0 | 0 | 0 | 0 | 0 | 0 | 0 | 0 | 0 | 0 | 0 | 0 | 0 | 0 | 0 | 0 | 0 | 0 | 0 | 0 | 0 | 0 | 0 | 0
F4_Commercial_Lodging_New_Food Preparation_Natural Gas_Fryer_E10 | F4 | Commercial | Lodging | New | Food Preparation | Natural Gas | Fryer | E10 | RVT BC Ratio | 0 | 0 | 0 | 0 | 0 | 0 | 0 | 0 | 0 | 0 | 0 | 0 | 0 | 0 | 0 | 0 | 0 | 0 | 0 | 0 | 0 | 0 | 0 | 0 | 0 | 0 | 0 | 0 | 0 | 0 | 0 | 0 | 0
F5_Commercial_Lodging_New_Food Preparation_Natural Gas_Fryer_E1 | F5 | Commercial | Lodging | New | Food Preparation | Natural Gas | Fryer | E1 | RIM BC Ratio | 1 | 1 | 1 | 0 | 0 | 0 | 0 | 0 | 0 | 0 | 0 | 0 | 0 | 0 | 0 | 0 | 0 | 0 | 0 | 0 | 0 | 0 | 0 | 0 | 0 | 0 | 0 | 0 | 0 | 0 | 0 | 0 | 0
F5_Commercial_Lodging_New_Food Preparation_Natural Gas_Fryer_E2 | F5 | Commercial | Lodging | New | Food Preparation | Natural Gas | Fryer | E2 | RIM BC Ratio | 0.73167 | 0.73157 | 0.73195 | 1 | 1 | 1 | 1 | 1 | 1 | 1 | 1 | 1 | 1 | 1 | 1 | 1 | 1 | 1 | 1 | 1 | 1 | 1 | 1 | 1 | 1 | 1 | 1 | 1 | 1 | 1 | 1 | 1 | 1
F5_Commercial_Lodging_New_Food Preparation_Natural Gas_Fryer_E3 | F5 | Commercial | Lodging | New | Food Preparation | Natural Gas | Fryer | E3 | RIM BC Ratio | 0 | 0 | 0 | 0 | 0 | 0 | 0 | 0 | 0 | 0 | 0 | 0 | 0 | 0 | 0 | 0 | 0 | 0 | 0 | 0 | 0 | 0 | 0 | 0 | 0 | 0 | 0 | 0 | 0 | 0 | 0 | 0 | 0
F5_Commercial_Lodging_New_Food Preparation_Natural Gas_Fryer_E4 | F5 | Commercial | Lodging | New | Food Preparation | Natural Gas | Fryer | E4 | RIM BC Ratio | 0 | 0 | 0 | 0 | 0 | 0 | 0 | 0 | 0 | 0 | 0 | 0 | 0 | 0 | 0 | 0 | 0 | 0 | 0 | 0 | 0 | 0 | 0 | 0 | 0 | 0 | 0 | 0 | 0 | 0 | 0 | 0 | 0
F5_Commercial_Lodging_New_Food Preparation_Natural Gas_Fryer_E5 | F5 | Commercial | Lodging | New | Food Preparation | Natural Gas | Fryer | E5 | RIM BC Ratio | 0 | 0 | 0 | 0 | 0 | 0 | 0 | 0 | 0 | 0 | 0 | 0 | 0 | 0 | 0 | 0 | 0 | 0 | 0 | 0 | 0 | 0 | 0 | 0 | 0 | 0 | 0 | 0 | 0 | 0 | 0 | 0 | 0
F5_Commercial_Lodging_New_Food Preparation_Natural Gas_Fryer_E6 | F5 | Commercial | Lodging | New | Food Preparation | Natural Gas | Fryer | E6 | RIM BC Ratio | 0 | 0 | 0 | 0 | 0 | 0 | 0 | 0 | 0 | 0 | 0 | 0 | 0 | 0 | 0 | 0 | 0 | 0 | 0 | 0 | 0 | 0 | 0 | 0 | 0 | 0 | 0 | 0 | 0 | 0 | 0 | 0 | 0
F5_Commercial_Lodging_New_Food Preparation_Natural Gas_Fryer_E7 | F5 | Commercial | Lodging | New | Food Preparation | Natural Gas | Fryer | E7 | RIM BC Ratio | 0 | 0 | 0 | 0 | 0 | 0 | 0 | 0 | 0 | 0 | 0 | 0 | 0 | 0 | 0 | 0 | 0 | 0 | 0 | 0 | 0 | 0 | 0 | 0 | 0 | 0 | 0 | 0 | 0 | 0 | 0 | 0 | 0
F5_Commercial_Lodging_New_Food Preparation_Natural Gas_Fryer_E8 | F5 | Commercial | Lodging | New | Food Preparation | Natural Gas | Fryer | E8 | RIM BC Ratio | 0 | 0 | 0 | 0 | 0 | 0 | 0 | 0 | 0 | 0 | 0 | 0 | 0 | 0 | 0 | 0 | 0 | 0 | 0 | 0 | 0 | 0 | 0 | 0 | 0 | 0 | 0 | 0 | 0 | 0 | 0 | 0 | 0
F5_Commercial_Lodging_New_Food Preparation_Natural Gas_Fryer_E9 | F5 | Commercial | Lodging | New | Food Preparation | Natural Gas | Fryer | E9 | RIM BC Ratio | 0 | 0 | 0 | 0 | 0 | 0 | 0 | 0 | 0 | 0 | 0 | 0 | 0 | 0 | 0 | 0 | 0 | 0 | 0 | 0 | 0 | 0 | 0 | 0 | 0 | 0 | 0 | 0 | 0 | 0 | 0 | 0 | 0
F5_Commercial_Lodging_New_Food Preparation_Natural Gas_Fryer_E10 | F5 | Commercial | Lodging | New | Food Preparation | Natural Gas | Fryer | E10 | RIM BC Ratio | 0 | 0 | 0 | 0 | 0 | 0 | 0 | 0 | 0 | 0 | 0 | 0 | 0 | 0 | 0 | 0 | 0 | 0 | 0 | 0 | 0 | 0 | 0 | 0 | 0 | 0 | 0 | 0 | 0 | 0 | 0 | 0 | 0
F0_Commercial_Lodging_New_Food Preparation_Natural Gas_Broiler_E0 | F0 | Commercial | Lodging | New | Food Preparation | Natural Gas | Broiler | E0 | Economic Unit | Infrared Burners | Infrared Burners | Infrared Burners | Infrared Burners | Infrared Burners | Infrared Burners | Infrared Burners | Infrared Burners | Infrared Burners | Infrared Burners | Infrared Burners | Infrared Burners | Infrared Burners | Infrared Burners | Infrared Burners | Infrared Burners | Infrared Burners | Infrared Burners | Infrared Burners | Infrared Burners | Infrared Burners | Infrared Burners | Infrared Burners | Infrared Burners | Infrared Burners | Infrared Burners | Infrared Burners | Infrared Burners | Infrared Burners | Infrared Burners | Infrared Burners | Infrared Burners | Infrared Burners
F1_Commercial_Lodging_New_Food Preparation_Natural Gas_Broiler_E1 | F1 | Commercial | Lodging | New | Food Preparation | Natural Gas | Broiler | E1 | CCE | 0 | 0 | 0 | 0 | 0 | 0 | 0 | 0 | 0 | 0 | 0 | 0 | 0 | 0 | 0 | 0 | 0 | 0 | 0 | 0 | 0 | 0 | 0 | 0 | 0 | 0 | 0 | 0 | 0 | 0 | 0 | 0 | 0
F1_Commercial_Lodging_New_Food Preparation_Natural Gas_Broiler_E2 | F1 | Commercial | Lodging | New | Food Preparation | Natural Gas | Broiler | E2 | CCE | 0.59817 | 0.61931 | 0.55594 | 0.56637 | 0.56637 | 0.56637 | 0.56637 | 0.56637 | 0.56637 | 0.56637 | 0.56637 | 0.56637 | 0.56637 | 0.56637 | 0.56637 | 0.56637 | 0.56637 | 0.56637 | 0.56637 | 0.56637 | 0.56637 | 0.56637 | 0.56637 | 0.56637 | 0.56637 | 0.56637 | 0.56637 | 0.56637 | 0.56637 | 0.56637 | 0.56637 | 0.56637 | 0.56637
F1_Commercial_Lodging_New_Food Preparation_Natural Gas_Broiler_E3 | F1 | Commercial | Lodging | New | Food Preparation | Natural Gas | Broiler | E3 | CCE | 0 | 0 | 0 | 0 | 0 | 0 | 0 | 0 | 0 | 0 | 0 | 0 | 0 | 0 | 0 | 0 | 0 | 0 | 0 | 0 | 0 | 0 | 0 | 0 | 0 | 0 | 0 | 0 | 0 | 0 | 0 | 0 | 0
F1_Commercial_Lodging_New_Food Preparation_Natural Gas_Broiler_E4 | F1 | Commercial | Lodging | New | Food Preparation | Natural Gas | Broiler | E4 | CCE | 0 | 0 | 0 | 0 | 0 | 0 | 0 | 0 | 0 | 0 | 0 | 0 | 0 | 0 | 0 | 0 | 0 | 0 | 0 | 0 | 0 | 0 | 0 | 0 | 0 | 0 | 0 | 0 | 0 | 0 | 0 | 0 | 0
F1_Commercial_Lodging_New_Food Preparation_Natural Gas_Broiler_E5 | F1 | Commercial | Lodging | New | Food Preparation | Natural Gas | Broiler | E5 | CCE | 0 | 0 | 0 | 0 | 0 | 0 | 0 | 0 | 0 | 0 | 0 | 0 | 0 | 0 | 0 | 0 | 0 | 0 | 0 | 0 | 0 | 0 | 0 | 0 | 0 | 0 | 0 | 0 | 0 | 0 | 0 | 0 | 0
F1_Commercial_Lodging_New_Food Preparation_Natural Gas_Broiler_E6 | F1 | Commercial | Lodging | New | Food Preparation | Natural Gas | Broiler | E6 | CCE | 0 | 0 | 0 | 0 | 0 | 0 | 0 | 0 | 0 | 0 | 0 | 0 | 0 | 0 | 0 | 0 | 0 | 0 | 0 | 0 | 0 | 0 | 0 | 0 | 0 | 0 | 0 | 0 | 0 | 0 | 0 | 0 | 0
F1_Commercial_Lodging_New_Food Preparation_Natural Gas_Broiler_E7 | F1 | Commercial | Lodging | New | Food Preparation | Natural Gas | Broiler | E7 | CCE | 0 | 0 | 0 | 0 | 0 | 0 | 0 | 0 | 0 | 0 | 0 | 0 | 0 | 0 | 0 | 0 | 0 | 0 | 0 | 0 | 0 | 0 | 0 | 0 | 0 | 0 | 0 | 0 | 0 | 0 | 0 | 0 | 0
F1_Commercial_Lodging_New_Food Preparation_Natural Gas_Broiler_E8 | F1 | Commercial | Lodging | New | Food Preparation | Natural Gas | Broiler | E8 | CCE | 0 | 0 | 0 | 0 | 0 | 0 | 0 | 0 | 0 | 0 | 0 | 0 | 0 | 0 | 0 | 0 | 0 | 0 | 0 | 0 | 0 | 0 | 0 | 0 | 0 | 0 | 0 | 0 | 0 | 0 | 0 | 0 | 0
F1_Commercial_Lodging_New_Food Preparation_Natural Gas_Broiler_E9 | F1 | Commercial | Lodging | New | Food Preparation | Natural Gas | Broiler | E9 | CCE | 0 | 0 | 0 | 0 | 0 | 0 | 0 | 0 | 0 | 0 | 0 | 0 | 0 | 0 | 0 | 0 | 0 | 0 | 0 | 0 | 0 | 0 | 0 | 0 | 0 | 0 | 0 | 0 | 0 | 0 | 0 | 0 | 0
F1_Commercial_Lodging_New_Food Preparation_Natural Gas_Broiler_E10 | F1 | Commercial | Lodging | New | Food Preparation | Natural Gas | Broiler | E10 | CCE | 0 | 0 | 0 | 0 | 0 | 0 | 0 | 0 | 0 | 0 | 0 | 0 | 0 | 0 | 0 | 0 | 0 | 0 | 0 | 0 | 0 | 0 | 0 | 0 | 0 | 0 | 0 | 0 | 0 | 0 | 0 | 0 | 0
F2_Commercial_Lodging_New_Food Preparation_Natural Gas_Broiler_E1 | F2 | Commercial | Lodging | New | Food Preparation | Natural Gas | Broiler | E1 | TRC BC Ratio | bar: 2019 to 2051
F2_Commercial_Lodging_New_Food Preparation_Natural Gas_Broiler_E2 | F2 | Commercial | Lodging | New | Food Preparation | Natural Gas | Broiler | E2 | TRC BC Ratio | 2.7519 | 2.7554 | 2.7705 | 2.7565 | 2.7493 | 2.7603 | 2.7866 | 2.8079 | 2.834 | 2.8592 | 2.8846 | 2.9086 | 2.9342 | 2.9607 | 2.9863 | 3.0126 | 3.039 | 3.0674 | 3.0969 | 3.1274 | 3.1566 | 3.1859 | 3.2122 | 3.2386 | 3.2614 | 3.2812 | 3.2991 | 3.3146 | 3.3268 | 3.3367 | 3.3421 | 3.3458 | 3.3458
F2_Commercial_Lodging_New_Food Preparation_Natural Gas_Broiler_E3 | F2 | Commercial | Lodging | New | Food Preparation | Natural Gas | Broiler | E3 | TRC BC Ratio | 0 | 0 | 0 | 0 | 0 | 0 | 0 | 0 | 0 | 0 | 0 | 0 | 0 | 0 | 0 | 0 | 0 | 0 | 0 | 0 | 0 | 0 | 0 | 0 | 0 | 0 | 0 | 0 | 0 | 0 | 0 | 0 | 0
F2_Commercial_Lodging_New_Food Preparation_Natural Gas_Broiler_E4 | F2 | Commercial | Lodging | New | Food Preparation | Natural Gas | Broiler | E4 | TRC BC Ratio | 0 | 0 | 0 | 0 | 0 | 0 | 0 | 0 | 0 | 0 | 0 | 0 | 0 | 0 | 0 | 0 | 0 | 0 | 0 | 0 | 0 | 0 | 0 | 0 | 0 | 0 | 0 | 0 | 0 | 0 | 0 | 0 | 0
F2_Commercial_Lodging_New_Food Preparation_Natural Gas_Broiler_E5 | F2 | Commercial | Lodging | New | Food Preparation | Natural Gas | Broiler | E5 | TRC BC Ratio | 0 | 0 | 0 | 0 | 0 | 0 | 0 | 0 | 0 | 0 | 0 | 0 | 0 | 0 | 0 | 0 | 0 | 0 | 0 | 0 | 0 | 0 | 0 | 0 | 0 | 0 | 0 | 0 | 0 | 0 | 0 | 0 | 0
F2_Commercial_Lodging_New_Food Preparation_Natural Gas_Broiler_E6 | F2 | Commercial | Lodging | New | Food Preparation | Natural Gas | Broiler | E6 | TRC BC Ratio | 0 | 0 | 0 | 0 | 0 | 0 | 0 | 0 | 0 | 0 | 0 | 0 | 0 | 0 | 0 | 0 | 0 | 0 | 0 | 0 | 0 | 0 | 0 | 0 | 0 | 0 | 0 | 0 | 0 | 0 | 0 | 0 | 0
F2_Commercial_Lodging_New_Food Preparation_Natural Gas_Broiler_E7 | F2 | Commercial | Lodging | New | Food Preparation | Natural Gas | Broiler | E7 | TRC BC Ratio | 0 | 0 | 0 | 0 | 0 | 0 | 0 | 0 | 0 | 0 | 0 | 0 | 0 | 0 | 0 | 0 | 0 | 0 | 0 | 0 | 0 | 0 | 0 | 0 | 0 | 0 | 0 | 0 | 0 | 0 | 0 | 0 | 0
F2_Commercial_Lodging_New_Food Preparation_Natural Gas_Broiler_E8 | F2 | Commercial | Lodging | New | Food Preparation | Natural Gas | Broiler | E8 | TRC BC Ratio | 0 | 0 | 0 | 0 | 0 | 0 | 0 | 0 | 0 | 0 | 0 | 0 | 0 | 0 | 0 | 0 | 0 | 0 | 0 | 0 | 0 | 0 | 0 | 0 | 0 | 0 | 0 | 0 | 0 | 0 | 0 | 0 | 0
F2_Commercial_Lodging_New_Food Preparation_Natural Gas_Broiler_E9 | F2 | Commercial | Lodging | New | Food Preparation | Natural Gas | Broiler | E9 | TRC BC Ratio | 0 | 0 | 0 | 0 | 0 | 0 | 0 | 0 | 0 | 0 | 0 | 0 | 0 | 0 | 0 | 0 | 0 | 0 | 0 | 0 | 0 | 0 | 0 | 0 | 0 | 0 | 0 | 0 | 0 | 0 | 0 | 0 | 0
F2_Commercial_Lodging_New_Food Preparation_Natural Gas_Broiler_E10 | F2 | Commercial | Lodging | New | Food Preparation | Natural Gas | Broiler | E10 | TRC BC Ratio | 0 | 0 | 0 | 0 | 0 | 0 | 0 | 0 | 0 | 0 | 0 | 0 | 0 | 0 | 0 | 0 | 0 | 0 | 0 | 0 | 0 | 0 | 0 | 0 | 0 | 0 | 0 | 0 | 0 | 0 | 0 | 0 | 0
F3_Commercial_Lodging_New_Food Preparation_Natural Gas_Broiler_E1 | F3 | Commercial | Lodging | New | Food Preparation | Natural Gas | Broiler | E1 | PACT BC Ratio | bar: 2019 to 2051
F3_Commercial_Lodging_New_Food Preparation_Natural Gas_Broiler_E2 | F3 | Commercial | Lodging | New | Food Preparation | Natural Gas | Broiler | E2 | PACT BC Ratio | 3.6692 | 3.6739 | 3.694 | 3.6753 | 3.6658 | 3.6803 | 3.7154 | 3.7439 | 3.7787 | 3.8122 | 3.8462 | 3.8782 | 3.9123 | 3.9475 | 3.9818 | 4.0167 | 4.052 | 4.0899 | 4.1293 | 4.1698 | 4.2088 | 4.2479 | 4.283 | 4.3181 | 4.3486 | 4.3749 | 4.3988 | 4.4195 | 4.4357 | 4.4489 | 4.4562 | 4.461 | 4.461
F3_Commercial_Lodging_New_Food Preparation_Natural Gas_Broiler_E3 | F3 | Commercial | Lodging | New | Food Preparation | Natural Gas | Broiler | E3 | PACT BC Ratio | 0 | 0 | 0 | 0 | 0 | 0 | 0 | 0 | 0 | 0 | 0 | 0 | 0 | 0 | 0 | 0 | 0 | 0 | 0 | 0 | 0 | 0 | 0 | 0 | 0 | 0 | 0 | 0 | 0 | 0 | 0 | 0 | 0
F3_Commercial_Lodging_New_Food Preparation_Natural Gas_Broiler_E4 | F3 | Commercial | Lodging | New | Food Preparation | Natural Gas | Broiler | E4 | PACT BC Ratio | 0 | 0 | 0 | 0 | 0 | 0 | 0 | 0 | 0 | 0 | 0 | 0 | 0 | 0 | 0 | 0 | 0 | 0 | 0 | 0 | 0 | 0 | 0 | 0 | 0 | 0 | 0 | 0 | 0 | 0 | 0 | 0 | 0
F3_Commercial_Lodging_New_Food Preparation_Natural Gas_Broiler_E5 | F3 | Commercial | Lodging | New | Food Preparation | Natural Gas | Broiler | E5 | PACT BC Ratio | 0 | 0 | 0 | 0 | 0 | 0 | 0 | 0 | 0 | 0 | 0 | 0 | 0 | 0 | 0 | 0 | 0 | 0 | 0 | 0 | 0 | 0 | 0 | 0 | 0 | 0 | 0 | 0 | 0 | 0 | 0 | 0 | 0
F3_Commercial_Lodging_New_Food Preparation_Natural Gas_Broiler_E6 | F3 | Commercial | Lodging | New | Food Preparation | Natural Gas | Broiler | E6 | PACT BC Ratio | 0 | 0 | 0 | 0 | 0 | 0 | 0 | 0 | 0 | 0 | 0 | 0 | 0 | 0 | 0 | 0 | 0 | 0 | 0 | 0 | 0 | 0 | 0 | 0 | 0 | 0 | 0 | 0 | 0 | 0 | 0 | 0 | 0
F3_Commercial_Lodging_New_Food Preparation_Natural Gas_Broiler_E7 | F3 | Commercial | Lodging | New | Food Preparation | Natural Gas | Broiler | E7 | PACT BC Ratio | 0 | 0 | 0 | 0 | 0 | 0 | 0 | 0 | 0 | 0 | 0 | 0 | 0 | 0 | 0 | 0 | 0 | 0 | 0 | 0 | 0 | 0 | 0 | 0 | 0 | 0 | 0 | 0 | 0 | 0 | 0 | 0 | 0
F3_Commercial_Lodging_New_Food Preparation_Natural Gas_Broiler_E8 | F3 | Commercial | Lodging | New | Food Preparation | Natural Gas | Broiler | E8 | PACT BC Ratio | 0 | 0 | 0 | 0 | 0 | 0 | 0 | 0 | 0 | 0 | 0 | 0 | 0 | 0 | 0 | 0 | 0 | 0 | 0 | 0 | 0 | 0 | 0 | 0 | 0 | 0 | 0 | 0 | 0 | 0 | 0 | 0 | 0
F3_Commercial_Lodging_New_Food Preparation_Natural Gas_Broiler_E9 | F3 | Commercial | Lodging | New | Food Preparation | Natural Gas | Broiler | E9 | PACT BC Ratio | 0 | 0 | 0 | 0 | 0 | 0 | 0 | 0 | 0 | 0 | 0 | 0 | 0 | 0 | 0 | 0 | 0 | 0 | 0 | 0 | 0 | 0 | 0 | 0 | 0 | 0 | 0 | 0 | 0 | 0 | 0 | 0 | 0
F3_Commercial_Lodging_New_Food Preparation_Natural Gas_Broiler_E10 | F3 | Commercial | Lodging | New | Food Preparation | Natural Gas | Broiler | E10 | PACT BC Ratio | 0 | 0 | 0 | 0 | 0 | 0 | 0 | 0 | 0 | 0 | 0 | 0 | 0 | 0 | 0 | 0 | 0 | 0 | 0 | 0 | 0 | 0 | 0 | 0 | 0 | 0 | 0 | 0 | 0 | 0 | 0 | 0 | 0
F4_Commercial_Lodging_New_Food Preparation_Natural Gas_Broiler_E1 | F4 | Commercial | Lodging | New | Food Preparation | Natural Gas | Broiler | E1 | RVT BC Ratio | bar: 2019 to 2051
F4_Commercial_Lodging_New_Food Preparation_Natural Gas_Broiler_E2 | F4 | Commercial | Lodging | New | Food Preparation | Natural Gas | Broiler | E2 | RVT BC Ratio | 4.6564 | 4.6614 | 4.6831 | 4.6629 | 4.6526 | 4.6684 | 4.7062 | 4.7369 | 4.7744 | 4.8106 | 4.8472 | 4.8817 | 4.9184 | 4.9565 | 4.9934 | 5.0311 | 5.0691 | 5.11 | 5.1524 | 5.1962 | 5.2382 | 5.2804 | 5.3182 | 5.3561 | 5.3889 | 5.4173 | 5.4431 | 5.4654 | 5.4828 | 5.4971 | 5.5049 | 5.5101 | 5.5101
F4_Commercial_Lodging_New_Food Preparation_Natural Gas_Broiler_E3 | F4 | Commercial | Lodging | New | Food Preparation | Natural Gas | Broiler | E3 | RVT BC Ratio | 0 | 0 | 0 | 0 | 0 | 0 | 0 | 0 | 0 | 0 | 0 | 0 | 0 | 0 | 0 | 0 | 0 | 0 | 0 | 0 | 0 | 0 | 0 | 0 | 0 | 0 | 0 | 0 | 0 | 0 | 0 | 0 | 0
F4_Commercial_Lodging_New_Food Preparation_Natural Gas_Broiler_E4 | F4 | Commercial | Lodging | New | Food Preparation | Natural Gas | Broiler | E4 | RVT BC Ratio | 0 | 0 | 0 | 0 | 0 | 0 | 0 | 0 | 0 | 0 | 0 | 0 | 0 | 0 | 0 | 0 | 0 | 0 | 0 | 0 | 0 | 0 | 0 | 0 | 0 | 0 | 0 | 0 | 0 | 0 | 0 | 0 | 0
F4_Commercial_Lodging_New_Food Preparation_Natural Gas_Broiler_E5 | F4 | Commercial | Lodging | New | Food Preparation | Natural Gas | Broiler | E5 | RVT BC Ratio | 0 | 0 | 0 | 0 | 0 | 0 | 0 | 0 | 0 | 0 | 0 | 0 | 0 | 0 | 0 | 0 | 0 | 0 | 0 | 0 | 0 | 0 | 0 | 0 | 0 | 0 | 0 | 0 | 0 | 0 | 0 | 0 | 0
F4_Commercial_Lodging_New_Food Preparation_Natural Gas_Broiler_E6 | F4 | Commercial | Lodging | New | Food Preparation | Natural Gas | Broiler | E6 | RVT BC Ratio | 0 | 0 | 0 | 0 | 0 | 0 | 0 | 0 | 0 | 0 | 0 | 0 | 0 | 0 | 0 | 0 | 0 | 0 | 0 | 0 | 0 | 0 | 0 | 0 | 0 | 0 | 0 | 0 | 0 | 0 | 0 | 0 | 0
F4_Commercial_Lodging_New_Food Preparation_Natural Gas_Broiler_E7 | F4 | Commercial | Lodging | New | Food Preparation | Natural Gas | Broiler | E7 | RVT BC Ratio | 0 | 0 | 0 | 0 | 0 | 0 | 0 | 0 | 0 | 0 | 0 | 0 | 0 | 0 | 0 | 0 | 0 | 0 | 0 | 0 | 0 | 0 | 0 | 0 | 0 | 0 | 0 | 0 | 0 | 0 | 0 | 0 | 0
F4_Commercial_Lodging_New_Food Preparation_Natural Gas_Broiler_E8 | F4 | Commercial | Lodging | New | Food Preparation | Natural Gas | Broiler | E8 | RVT BC Ratio | 0 | 0 | 0 | 0 | 0 | 0 | 0 | 0 | 0 | 0 | 0 | 0 | 0 | 0 | 0 | 0 | 0 | 0 | 0 | 0 | 0 | 0 | 0 | 0 | 0 | 0 | 0 | 0 | 0 | 0 | 0 | 0 | 0
F4_Commercial_Lodging_New_Food Preparation_Natural Gas_Broiler_E9 | F4 | Commercial | Lodging | New | Food Preparation | Natural Gas | Broiler | E9 | RVT BC Ratio | 0 | 0 | 0 | 0 | 0 | 0 | 0 | 0 | 0 | 0 | 0 | 0 | 0 | 0 | 0 | 0 | 0 | 0 | 0 | 0 | 0 | 0 | 0 | 0 | 0 | 0 | 0 | 0 | 0 | 0 | 0 | 0 | 0
F4_Commercial_Lodging_New_Food Preparation_Natural Gas_Broiler_E10 | F4 | Commercial | Lodging | New | Food Preparation | Natural Gas | Broiler | E10 | RVT BC Ratio | 0 | 0 | 0 | 0 | 0 | 0 | 0 | 0 | 0 | 0 | 0 | 0 | 0 | 0 | 0 | 0 | 0 | 0 | 0 | 0 | 0 | 0 | 0 | 0 | 0 | 0 | 0 | 0 | 0 | 0 | 0 | 0 | 0
F5_Commercial_Lodging_New_Food Preparation_Natural Gas_Broiler_E1 | F5 | Commercial | Lodging | New | Food Preparation | Natural Gas | Broiler | E1 | RIM BC Ratio | bar: 2019 to 2051
F5_Commercial_Lodging_New_Food Preparation_Natural Gas_Broiler_E2 | F5 | Commercial | Lodging | New | Food Preparation | Natural Gas | Broiler | E2 | RIM BC Ratio | 0.67999 | 0.68015 | 0.68084 | 0.6802 | 0.67987 | 0.68037 | 0.68156 | 0.68252 | 0.68367 | 0.68475 | 0.68584 | 0.68685 | 0.68791 | 0.689 | 0.69003 | 0.69107 | 0.69211 | 0.69321 | 0.69433 | 0.69547 | 0.69654 | 0.69761 | 0.69854 | 0.69947 | 0.70027 | 0.70095 | 0.70156 | 0.70208 | 0.70249 | 0.70282 | 0.703 | 0.70312 | 0.70312
F5_Commercial_Lodging_New_Food Preparation_Natural Gas_Broiler_E3 | F5 | Commercial | Lodging | New | Food Preparation | Natural Gas | Broiler | E3 | RIM BC Ratio | 0 | 0 | 0 | 0 | 0 | 0 | 0 | 0 | 0 | 0 | 0 | 0 | 0 | 0 | 0 | 0 | 0 | 0 | 0 | 0 | 0 | 0 | 0 | 0 | 0 | 0 | 0 | 0 | 0 | 0 | 0 | 0 | 0
F5_Commercial_Lodging_New_Food Preparation_Natural Gas_Broiler_E4 | F5 | Commercial | Lodging | New | Food Preparation | Natural Gas | Broiler | E4 | RIM BC Ratio | 0 | 0 | 0 | 0 | 0 | 0 | 0 | 0 | 0 | 0 | 0 | 0 | 0 | 0 | 0 | 0 | 0 | 0 | 0 | 0 | 0 | 0 | 0 | 0 | 0 | 0 | 0 | 0 | 0 | 0 | 0 | 0 | 0
F5_Commercial_Lodging_New_Food Preparation_Natural Gas_Broiler_E5 | F5 | Commercial | Lodging | New | Food Preparation | Natural Gas | Broiler | E5 | RIM BC Ratio | 0 | 0 | 0 | 0 | 0 | 0 | 0 | 0 | 0 | 0 | 0 | 0 | 0 | 0 | 0 | 0 | 0 | 0 | 0 | 0 | 0 | 0 | 0 | 0 | 0 | 0 | 0 | 0 | 0 | 0 | 0 | 0 | 0
F5_Commercial_Lodging_New_Food Preparation_Natural Gas_Broiler_E6 | F5 | Commercial | Lodging | New | Food Preparation | Natural Gas | Broiler | E6 | RIM BC Ratio | 0 | 0 | 0 | 0 | 0 | 0 | 0 | 0 | 0 | 0 | 0 | 0 | 0 | 0 | 0 | 0 | 0 | 0 | 0 | 0 | 0 | 0 | 0 | 0 | 0 | 0 | 0 | 0 | 0 | 0 | 0 | 0 | 0
F5_Commercial_Lodging_New_Food Preparation_Natural Gas_Broiler_E7 | F5 | Commercial | Lodging | New | Food Preparation | Natural Gas | Broiler | E7 | RIM BC Ratio | 0 | 0 | 0 | 0 | 0 | 0 | 0 | 0 | 0 | 0 | 0 | 0 | 0 | 0 | 0 | 0 | 0 | 0 | 0 | 0 | 0 | 0 | 0 | 0 | 0 | 0 | 0 | 0 | 0 | 0 | 0 | 0 | 0
F5_Commercial_Lodging_New_Food Preparation_Natural Gas_Broiler_E8 | F5 | Commercial | Lodging | New | Food Preparation | Natural Gas | Broiler | E8 | RIM BC Ratio | 0 | 0 | 0 | 0 | 0 | 0 | 0 | 0 | 0 | 0 | 0 | 0 | 0 | 0 | 0 | 0 | 0 | 0 | 0 | 0 | 0 | 0 | 0 | 0 | 0 | 0 | 0 | 0 | 0 | 0 | 0 | 0 | 0
F5_Commercial_Lodging_New_Food Preparation_Natural Gas_Broiler_E9 | F5 | Commercial | Lodging | New | Food Preparation | Natural Gas | Broiler | E9 | RIM BC Ratio | 0 | 0 | 0 | 0 | 0 | 0 | 0 | 0 | 0 | 0 | 0 | 0 | 0 | 0 | 0 | 0 | 0 | 0 | 0 | 0 | 0 | 0 | 0 | 0 | 0 | 0 | 0 | 0 | 0 | 0 | 0 | 0 | 0
F5_Commercial_Lodging_New_Food Preparation_Natural Gas_Broiler_E10 | F5 | Commercial | Lodging | New | Food Preparation | Natural Gas | Broiler | E10 | RIM BC Ratio | 0 | 0 | 0 | 0 | 0 | 0 | 0 | 0 | 0 | 0 | 0 | 0 | 0 | 0 | 0 | 0 | 0 | 0 | 0 | 0 | 0 | 0 | 0 | 0 | 0 | 0 | 0 | 0 | 0 | 0 | 0 | 0 | 0
F0_Commercial_Lodging_New_Food Preparation_Natural Gas_Griddle_E0 | F0 | Commercial | Lodging | New | Food Preparation | Natural Gas | Griddle | E0 | Economic Unit | ENERGY STAR | ENERGY STAR | ENERGY STAR | ENERGY STAR | ENERGY STAR | ENERGY STAR | ENERGY STAR | ENERGY STAR | ENERGY STAR | ENERGY STAR | ENERGY STAR | ENERGY STAR | ENERGY STAR | ENERGY STAR | ENERGY STAR | ENERGY STAR | ENERGY STAR | ENERGY STAR | ENERGY STAR | ENERGY STAR | ENERGY STAR | ENERGY STAR | ENERGY STAR | ENERGY STAR | ENERGY STAR | ENERGY STAR | ENERGY STAR | ENERGY STAR | ENERGY STAR | ENERGY STAR | ENERGY STAR | ENERGY STAR | ENERGY STAR
F1_Commercial_Lodging_New_Food Preparation_Natural Gas_Griddle_E1 | F1 | Commercial | Lodging | New | Food Preparation | Natural Gas | Griddle | E1 | CCE | 0 | 0 | 0 | 0 | 0 | 0 | 0 | 0 | 0 | 0 | 0 | 0 | 0 | 0 | 0 | 0 | 0 | 0 | 0 | 0 | 0 | 0 | 0 | 0 | 0 | 0 | 0 | 0 | 0 | 0 | 0 | 0 | 0
F1_Commercial_Lodging_New_Food Preparation_Natural Gas_Griddle_E2 | F1 | Commercial | Lodging | New | Food Preparation | Natural Gas | Griddle | E2 | CCE | 0.29693 | 0.30743 | 0.27597 | 0 | 0 | 0 | 0 | 0 | 0 | 0 | 0 | 0 | 0 | 0 | 0 | 0 | 0 | 0 | 0 | 0 | 0 | 0 | 0 | 0 | 0 | 0 | 0 | 0 | 0 | 0 | 0 | 0 | 0
F1_Commercial_Lodging_New_Food Preparation_Natural Gas_Griddle_E3 | F1 | Commercial | Lodging | New | Food Preparation | Natural Gas | Griddle | E3 | CCE | 0 | 0 | 0 | 0 | 0 | 0 | 0 | 0 | 0 | 0 | 0 | 0 | 0 | 0 | 0 | 0 | 0 | 0 | 0 | 0 | 0 | 0 | 0 | 0 | 0 | 0 | 0 | 0 | 0 | 0 | 0 | 0 | 0
F1_Commercial_Lodging_New_Food Preparation_Natural Gas_Griddle_E4 | F1 | Commercial | Lodging | New | Food Preparation | Natural Gas | Griddle | E4 | CCE | 0 | 0 | 0 | 0 | 0 | 0 | 0 | 0 | 0 | 0 | 0 | 0 | 0 | 0 | 0 | 0 | 0 | 0 | 0 | 0 | 0 | 0 | 0 | 0 | 0 | 0 | 0 | 0 | 0 | 0 | 0 | 0 | 0
F1_Commercial_Lodging_New_Food Preparation_Natural Gas_Griddle_E5 | F1 | Commercial | Lodging | New | Food Preparation | Natural Gas | Griddle | E5 | CCE | 0 | 0 | 0 | 0 | 0 | 0 | 0 | 0 | 0 | 0 | 0 | 0 | 0 | 0 | 0 | 0 | 0 | 0 | 0 | 0 | 0 | 0 | 0 | 0 | 0 | 0 | 0 | 0 | 0 | 0 | 0 | 0 | 0
F1_Commercial_Lodging_New_Food Preparation_Natural Gas_Griddle_E6 | F1 | Commercial | Lodging | New | Food Preparation | Natural Gas | Griddle | E6 | CCE | 0 | 0 | 0 | 0 | 0 | 0 | 0 | 0 | 0 | 0 | 0 | 0 | 0 | 0 | 0 | 0 | 0 | 0 | 0 | 0 | 0 | 0 | 0 | 0 | 0 | 0 | 0 | 0 | 0 | 0 | 0 | 0 | 0
F1_Commercial_Lodging_New_Food Preparation_Natural Gas_Griddle_E7 | F1 | Commercial | Lodging | New | Food Preparation | Natural Gas | Griddle | E7 | CCE | 0 | 0 | 0 | 0 | 0 | 0 | 0 | 0 | 0 | 0 | 0 | 0 | 0 | 0 | 0 | 0 | 0 | 0 | 0 | 0 | 0 | 0 | 0 | 0 | 0 | 0 | 0 | 0 | 0 | 0 | 0 | 0 | 0
F1_Commercial_Lodging_New_Food Preparation_Natural Gas_Griddle_E8 | F1 | Commercial | Lodging | New | Food Preparation | Natural Gas | Griddle | E8 | CCE | 0 | 0 | 0 | 0 | 0 | 0 | 0 | 0 | 0 | 0 | 0 | 0 | 0 | 0 | 0 | 0 | 0 | 0 | 0 | 0 | 0 | 0 | 0 | 0 | 0 | 0 | 0 | 0 | 0 | 0 | 0 | 0 | 0
F1_Commercial_Lodging_New_Food Preparation_Natural Gas_Griddle_E9 | F1 | Commercial | Lodging | New | Food Preparation | Natural Gas | Griddle | E9 | CCE | 0 | 0 | 0 | 0 | 0 | 0 | 0 | 0 | 0 | 0 | 0 | 0 | 0 | 0 | 0 | 0 | 0 | 0 | 0 | 0 | 0 | 0 | 0 | 0 | 0 | 0 | 0 | 0 | 0 | 0 | 0 | 0 | 0
F1_Commercial_Lodging_New_Food Preparation_Natural Gas_Griddle_E10 | F1 | Commercial | Lodging | New | Food Preparation | Natural Gas | Griddle | E10 | CCE | 0 | 0 | 0 | 0 | 0 | 0 | 0 | 0 | 0 | 0 | 0 | 0 | 0 | 0 | 0 | 0 | 0 | 0 | 0 | 0 | 0 | 0 | 0 | 0 | 0 | 0 | 0 | 0 | 0 | 0 | 0 | 0 | 0
F2_Commercial_Lodging_New_Food Preparation_Natural Gas_Griddle_E1 | F2 | Commercial | Lodging | New | Food Preparation | Natural Gas | Griddle | E1 | TRC BC Ratio | 1 | 1 | 1 | 0 | 0 | 0 | 0 | 0 | 0 | 0 | 0 | 0 | 0 | 0 | 0 | 0 | 0 | 0 | 0 | 0 | 0 | 0 | 0 | 0 | 0 | 0 | 0 | 0 | 0 | 0 | 0 | 0 | 0
F2_Commercial_Lodging_New_Food Preparation_Natural Gas_Griddle_E2 | F2 | Commercial | Lodging | New | Food Preparation | Natural Gas | Griddle | E2 | TRC BC Ratio | 5.5437 | 5.5508 | 5.5811 | 1 | 1 | 1 | 1 | 1 | 1 | 1 | 1 | 1 | 1 | 1 | 1 | 1 | 1 | 1 | 1 | 1 | 1 | 1 | 1 | 1 | 1 | 1 | 1 | 1 | 1 | 1 | 1 | 1 | 1
F2_Commercial_Lodging_New_Food Preparation_Natural Gas_Griddle_E3 | F2 | Commercial | Lodging | New | Food Preparation | Natural Gas | Griddle | E3 | TRC BC Ratio | 0 | 0 | 0 | 0 | 0 | 0 | 0 | 0 | 0 | 0 | 0 | 0 | 0 | 0 | 0 | 0 | 0 | 0 | 0 | 0 | 0 | 0 | 0 | 0 | 0 | 0 | 0 | 0 | 0 | 0 | 0 | 0 | 0
F2_Commercial_Lodging_New_Food Preparation_Natural Gas_Griddle_E4 | F2 | Commercial | Lodging | New | Food Preparation | Natural Gas | Griddle | E4 | TRC BC Ratio | 0 | 0 | 0 | 0 | 0 | 0 | 0 | 0 | 0 | 0 | 0 | 0 | 0 | 0 | 0 | 0 | 0 | 0 | 0 | 0 | 0 | 0 | 0 | 0 | 0 | 0 | 0 | 0 | 0 | 0 | 0 | 0 | 0
F2_Commercial_Lodging_New_Food Preparation_Natural Gas_Griddle_E5 | F2 | Commercial | Lodging | New | Food Preparation | Natural Gas | Griddle | E5 | TRC BC Ratio | 0 | 0 | 0 | 0 | 0 | 0 | 0 | 0 | 0 | 0 | 0 | 0 | 0 | 0 | 0 | 0 | 0 | 0 | 0 | 0 | 0 | 0 | 0 | 0 | 0 | 0 | 0 | 0 | 0 | 0 | 0 | 0 | 0
F2_Commercial_Lodging_New_Food Preparation_Natural Gas_Griddle_E6 | F2 | Commercial | Lodging | New | Food Preparation | Natural Gas | Griddle | E6 | TRC BC Ratio | 0 | 0 | 0 | 0 | 0 | 0 | 0 | 0 | 0 | 0 | 0 | 0 | 0 | 0 | 0 | 0 | 0 | 0 | 0 | 0 | 0 | 0 | 0 | 0 | 0 | 0 | 0 | 0 | 0 | 0 | 0 | 0 | 0
F2_Commercial_Lodging_New_Food Preparation_Natural Gas_Griddle_E7 | F2 | Commercial | Lodging | New | Food Preparation | Natural Gas | Griddle | E7 | TRC BC Ratio | 0 | 0 | 0 | 0 | 0 | 0 | 0 | 0 | 0 | 0 | 0 | 0 | 0 | 0 | 0 | 0 | 0 | 0 | 0 | 0 | 0 | 0 | 0 | 0 | 0 | 0 | 0 | 0 | 0 | 0 | 0 | 0 | 0
F2_Commercial_Lodging_New_Food Preparation_Natural Gas_Griddle_E8 | F2 | Commercial | Lodging | New | Food Preparation | Natural Gas | Griddle | E8 | TRC BC Ratio | 0 | 0 | 0 | 0 | 0 | 0 | 0 | 0 | 0 | 0 | 0 | 0 | 0 | 0 | 0 | 0 | 0 | 0 | 0 | 0 | 0 | 0 | 0 | 0 | 0 | 0 | 0 | 0 | 0 | 0 | 0 | 0 | 0
F2_Commercial_Lodging_New_Food Preparation_Natural Gas_Griddle_E9 | F2 | Commercial | Lodging | New | Food Preparation | Natural Gas | Griddle | E9 | TRC BC Ratio | 0 | 0 | 0 | 0 | 0 | 0 | 0 | 0 | 0 | 0 | 0 | 0 | 0 | 0 | 0 | 0 | 0 | 0 | 0 | 0 | 0 | 0 | 0 | 0 | 0 | 0 | 0 | 0 | 0 | 0 | 0 | 0 | 0
F2_Commercial_Lodging_New_Food Preparation_Natural Gas_Griddle_E10 | F2 | Commercial | Lodging | New | Food Preparation | Natural Gas | Griddle | E10 | TRC BC Ratio | 0 | 0 | 0 | 0 | 0 | 0 | 0 | 0 | 0 | 0 | 0 | 0 | 0 | 0 | 0 | 0 | 0 | 0 | 0 | 0 | 0 | 0 | 0 | 0 | 0 | 0 | 0 | 0 | 0 | 0 | 0 | 0 | 0
F3_Commercial_Lodging_New_Food Preparation_Natural Gas_Griddle_E1 | F3 | Commercial | Lodging | New | Food Preparation | Natural Gas | Griddle | E1 | PACT BC Ratio | 1 | 1 | 1 | 0 | 0 | 0 | 0 | 0 | 0 | 0 | 0 | 0 | 0 | 0 | 0 | 0 | 0 | 0 | 0 | 0 | 0 | 0 | 0 | 0 | 0 | 0 | 0 | 0 | 0 | 0 | 0 | 0 | 0
F3_Commercial_Lodging_New_Food Preparation_Natural Gas_Griddle_E2 | F3 | Commercial | Lodging | New | Food Preparation | Natural Gas | Griddle | E2 | PACT BC Ratio | 7.3916 | 7.4011 | 7.4415 | 1 | 1 | 1 | 1 | 1 | 1 | 1 | 1 | 1 | 1 | 1 | 1 | 1 | 1 | 1 | 1 | 1 | 1 | 1 | 1 | 1 | 1 | 1 | 1 | 1 | 1 | 1 | 1 | 1 | 1
F3_Commercial_Lodging_New_Food Preparation_Natural Gas_Griddle_E3 | F3 | Commercial | Lodging | New | Food Preparation | Natural Gas | Griddle | E3 | PACT BC Ratio | 0 | 0 | 0 | 0 | 0 | 0 | 0 | 0 | 0 | 0 | 0 | 0 | 0 | 0 | 0 | 0 | 0 | 0 | 0 | 0 | 0 | 0 | 0 | 0 | 0 | 0 | 0 | 0 | 0 | 0 | 0 | 0 | 0
F3_Commercial_Lodging_New_Food Preparation_Natural Gas_Griddle_E4 | F3 | Commercial | Lodging | New | Food Preparation | Natural Gas | Griddle | E4 | PACT BC Ratio | 0 | 0 | 0 | 0 | 0 | 0 | 0 | 0 | 0 | 0 | 0 | 0 | 0 | 0 | 0 | 0 | 0 | 0 | 0 | 0 | 0 | 0 | 0 | 0 | 0 | 0 | 0 | 0 | 0 | 0 | 0 | 0 | 0
F3_Commercial_Lodging_New_Food Preparation_Natural Gas_Griddle_E5 | F3 | Commercial | Lodging | New | Food Preparation | Natural Gas | Griddle | E5 | PACT BC Ratio | 0 | 0 | 0 | 0 | 0 | 0 | 0 | 0 | 0 | 0 | 0 | 0 | 0 | 0 | 0 | 0 | 0 | 0 | 0 | 0 | 0 | 0 | 0 | 0 | 0 | 0 | 0 | 0 | 0 | 0 | 0 | 0 | 0
F3_Commercial_Lodging_New_Food Preparation_Natural Gas_Griddle_E6 | F3 | Commercial | Lodging | New | Food Preparation | Natural Gas | Griddle | E6 | PACT BC Ratio | 0 | 0 | 0 | 0 | 0 | 0 | 0 | 0 | 0 | 0 | 0 | 0 | 0 | 0 | 0 | 0 | 0 | 0 | 0 | 0 | 0 | 0 | 0 | 0 | 0 | 0 | 0 | 0 | 0 | 0 | 0 | 0 | 0
F3_Commercial_Lodging_New_Food Preparation_Natural Gas_Griddle_E7 | F3 | Commercial | Lodging | New | Food Preparation | Natural Gas | Griddle | E7 | PACT BC Ratio | 0 | 0 | 0 | 0 | 0 | 0 | 0 | 0 | 0 | 0 | 0 | 0 | 0 | 0 | 0 | 0 | 0 | 0 | 0 | 0 | 0 | 0 | 0 | 0 | 0 | 0 | 0 | 0 | 0 | 0 | 0 | 0 | 0
F3_Commercial_Lodging_New_Food Preparation_Natural Gas_Griddle_E8 | F3 | Commercial | Lodging | New | Food Preparation | Natural Gas | Griddle | E8 | PACT BC Ratio | 0 | 0 | 0 | 0 | 0 | 0 | 0 | 0 | 0 | 0 | 0 | 0 | 0 | 0 | 0 | 0 | 0 | 0 | 0 | 0 | 0 | 0 | 0 | 0 | 0 | 0 | 0 | 0 | 0 | 0 | 0 | 0 | 0
F3_Commercial_Lodging_New_Food Preparation_Natural Gas_Griddle_E9 | F3 | Commercial | Lodging | New | Food Preparation | Natural Gas | Griddle | E9 | PACT BC Ratio | 0 | 0 | 0 | 0 | 0 | 0 | 0 | 0 | 0 | 0 | 0 | 0 | 0 | 0 | 0 | 0 | 0 | 0 | 0 | 0 | 0 | 0 | 0 | 0 | 0 | 0 | 0 | 0 | 0 | 0 | 0 | 0 | 0
F3_Commercial_Lodging_New_Food Preparation_Natural Gas_Griddle_E10 | F3 | Commercial | Lodging | New | Food Preparation | Natural Gas | Griddle | E10 | PACT BC Ratio | 0 | 0 | 0 | 0 | 0 | 0 | 0 | 0 | 0 | 0 | 0 | 0 | 0 | 0 | 0 | 0 | 0 | 0 | 0 | 0 | 0 | 0 | 0 | 0 | 0 | 0 | 0 | 0 | 0 | 0 | 0 | 0 | 0
F4_Commercial_Lodging_New_Food Preparation_Natural Gas_Griddle_E1 | F4 | Commercial | Lodging | New | Food Preparation | Natural Gas | Griddle | E1 | RVT BC Ratio | 1 | 1 | 1 | 0 | 0 | 0 | 0 | 0 | 0 | 0 | 0 | 0 | 0 | 0 | 0 | 0 | 0 | 0 | 0 | 0 | 0 | 0 | 0 | 0 | 0 | 0 | 0 | 0 | 0 | 0 | 0 | 0 | 0
F4_Commercial_Lodging_New_Food Preparation_Natural Gas_Griddle_E2 | F4 | Commercial | Lodging | New | Food Preparation | Natural Gas | Griddle | E2 | RVT BC Ratio | 8.6701 | 8.6803 | 8.7239 | 1 | 1 | 1 | 1 | 1 | 1 | 1 | 1 | 1 | 1 | 1 | 1 | 1 | 1 | 1 | 1 | 1 | 1 | 1 | 1 | 1 | 1 | 1 | 1 | 1 | 1 | 1 | 1 | 1 | 1
F4_Commercial_Lodging_New_Food Preparation_Natural Gas_Griddle_E3 | F4 | Commercial | Lodging | New | Food Preparation | Natural Gas | Griddle | E3 | RVT BC Ratio | 0 | 0 | 0 | 0 | 0 | 0 | 0 | 0 | 0 | 0 | 0 | 0 | 0 | 0 | 0 | 0 | 0 | 0 | 0 | 0 | 0 | 0 | 0 | 0 | 0 | 0 | 0 | 0 | 0 | 0 | 0 | 0 | 0
F4_Commercial_Lodging_New_Food Preparation_Natural Gas_Griddle_E4 | F4 | Commercial | Lodging | New | Food Preparation | Natural Gas | Griddle | E4 | RVT BC Ratio | 0 | 0 | 0 | 0 | 0 | 0 | 0 | 0 | 0 | 0 | 0 | 0 | 0 | 0 | 0 | 0 | 0 | 0 | 0 | 0 | 0 | 0 | 0 | 0 | 0 | 0 | 0 | 0 | 0 | 0 | 0 | 0 | 0
F4_Commercial_Lodging_New_Food Preparation_Natural Gas_Griddle_E5 | F4 | Commercial | Lodging | New | Food Preparation | Natural Gas | Griddle | E5 | RVT BC Ratio | 0 | 0 | 0 | 0 | 0 | 0 | 0 | 0 | 0 | 0 | 0 | 0 | 0 | 0 | 0 | 0 | 0 | 0 | 0 | 0 | 0 | 0 | 0 | 0 | 0 | 0 | 0 | 0 | 0 | 0 | 0 | 0 | 0
F4_Commercial_Lodging_New_Food Preparation_Natural Gas_Griddle_E6 | F4 | Commercial | Lodging | New | Food Preparation | Natural Gas | Griddle | E6 | RVT BC Ratio | 0 | 0 | 0 | 0 | 0 | 0 | 0 | 0 | 0 | 0 | 0 | 0 | 0 | 0 | 0 | 0 | 0 | 0 | 0 | 0 | 0 | 0 | 0 | 0 | 0 | 0 | 0 | 0 | 0 | 0 | 0 | 0 | 0
F4_Commercial_Lodging_New_Food Preparation_Natural Gas_Griddle_E7 | F4 | Commercial | Lodging | New | Food Preparation | Natural Gas | Griddle | E7 | RVT BC Ratio | 0 | 0 | 0 | 0 | 0 | 0 | 0 | 0 | 0 | 0 | 0 | 0 | 0 | 0 | 0 | 0 | 0 | 0 | 0 | 0 | 0 | 0 | 0 | 0 | 0 | 0 | 0 | 0 | 0 | 0 | 0 | 0 | 0
F4_Commercial_Lodging_New_Food Preparation_Natural Gas_Griddle_E8 | F4 | Commercial | Lodging | New | Food Preparation | Natural Gas | Griddle | E8 | RVT BC Ratio | 0 | 0 | 0 | 0 | 0 | 0 | 0 | 0 | 0 | 0 | 0 | 0 | 0 | 0 | 0 | 0 | 0 | 0 | 0 | 0 | 0 | 0 | 0 | 0 | 0 | 0 | 0 | 0 | 0 | 0 | 0 | 0 | 0
F4_Commercial_Lodging_New_Food Preparation_Natural Gas_Griddle_E9 | F4 | Commercial | Lodging | New | Food Preparation | Natural Gas | Griddle | E9 | RVT BC Ratio | 0 | 0 | 0 | 0 | 0 | 0 | 0 | 0 | 0 | 0 | 0 | 0 | 0 | 0 | 0 | 0 | 0 | 0 | 0 | 0 | 0 | 0 | 0 | 0 | 0 | 0 | 0 | 0 | 0 | 0 | 0 | 0 | 0
F4_Commercial_Lodging_New_Food Preparation_Natural Gas_Griddle_E10 | F4 | Commercial | Lodging | New | Food Preparation | Natural Gas | Griddle | E10 | RVT BC Ratio | 0 | 0 | 0 | 0 | 0 | 0 | 0 | 0 | 0 | 0 | 0 | 0 | 0 | 0 | 0 | 0 | 0 | 0 | 0 | 0 | 0 | 0 | 0 | 0 | 0 | 0 | 0 | 0 | 0 | 0 | 0 | 0 | 0
F5_Commercial_Lodging_New_Food Preparation_Natural Gas_Griddle_E1 | F5 | Commercial | Lodging | New | Food Preparation | Natural Gas | Griddle | E1 | RIM BC Ratio | 1 | 1 | 1 | 0 | 0 | 0 | 0 | 0 | 0 | 0 | 0 | 0 | 0 | 0 | 0 | 0 | 0 | 0 | 0 | 0 | 0 | 0 | 0 | 0 | 0 | 0 | 0 | 0 | 0 | 0 | 0 | 0 | 0
F5_Commercial_Lodging_New_Food Preparation_Natural Gas_Griddle_E2 | F5 | Commercial | Lodging | New | Food Preparation | Natural Gas | Griddle | E2 | RIM BC Ratio | 0.74999 | 0.75009 | 0.7505 | 1 | 1 | 1 | 1 | 1 | 1 | 1 | 1 | 1 | 1 | 1 | 1 | 1 | 1 | 1 | 1 | 1 | 1 | 1 | 1 | 1 | 1 | 1 | 1 | 1 | 1 | 1 | 1 | 1 | 1
F5_Commercial_Lodging_New_Food Preparation_Natural Gas_Griddle_E3 | F5 | Commercial | Lodging | New | Food Preparation | Natural Gas | Griddle | E3 | RIM BC Ratio | 0 | 0 | 0 | 0 | 0 | 0 | 0 | 0 | 0 | 0 | 0 | 0 | 0 | 0 | 0 | 0 | 0 | 0 | 0 | 0 | 0 | 0 | 0 | 0 | 0 | 0 | 0 | 0 | 0 | 0 | 0 | 0 | 0
F5_Commercial_Lodging_New_Food Preparation_Natural Gas_Griddle_E4 | F5 | Commercial | Lodging | New | Food Preparation | Natural Gas | Griddle | E4 | RIM BC Ratio | 0 | 0 | 0 | 0 | 0 | 0 | 0 | 0 | 0 | 0 | 0 | 0 | 0 | 0 | 0 | 0 | 0 | 0 | 0 | 0 | 0 | 0 | 0 | 0 | 0 | 0 | 0 | 0 | 0 | 0 | 0 | 0 | 0
F5_Commercial_Lodging_New_Food Preparation_Natural Gas_Griddle_E5 | F5 | Commercial | Lodging | New | Food Preparation | Natural Gas | Griddle | E5 | RIM BC Ratio | 0 | 0 | 0 | 0 | 0 | 0 | 0 | 0 | 0 | 0 | 0 | 0 | 0 | 0 | 0 | 0 | 0 | 0 | 0 | 0 | 0 | 0 | 0 | 0 | 0 | 0 | 0 | 0 | 0 | 0 | 0 | 0 | 0
F5_Commercial_Lodging_New_Food Preparation_Natural Gas_Griddle_E6 | F5 | Commercial | Lodging | New | Food Preparation | Natural Gas | Griddle | E6 | RIM BC Ratio | 0 | 0 | 0 | 0 | 0 | 0 | 0 | 0 | 0 | 0 | 0 | 0 | 0 | 0 | 0 | 0 | 0 | 0 | 0 | 0 | 0 | 0 | 0 | 0 | 0 | 0 | 0 | 0 | 0 | 0 | 0 | 0 | 0
F5_Commercial_Lodging_New_Food Preparation_Natural Gas_Griddle_E7 | F5 | Commercial | Lodging | New | Food Preparation | Natural Gas | Griddle | E7 | RIM BC Ratio | 0 | 0 | 0 | 0 | 0 | 0 | 0 | 0 | 0 | 0 | 0 | 0 | 0 | 0 | 0 | 0 | 0 | 0 | 0 | 0 | 0 | 0 | 0 | 0 | 0 | 0 | 0 | 0 | 0 | 0 | 0 | 0 | 0
F5_Commercial_Lodging_New_Food Preparation_Natural Gas_Griddle_E8 | F5 | Commercial | Lodging | New | Food Preparation | Natural Gas | Griddle | E8 | RIM BC Ratio | 0 | 0 | 0 | 0 | 0 | 0 | 0 | 0 | 0 | 0 | 0 | 0 | 0 | 0 | 0 | 0 | 0 | 0 | 0 | 0 | 0 | 0 | 0 | 0 | 0 | 0 | 0 | 0 | 0 | 0 | 0 | 0 | 0
F5_Commercial_Lodging_New_Food Preparation_Natural Gas_Griddle_E9 | F5 | Commercial | Lodging | New | Food Preparation | Natural Gas | Griddle | E9 | RIM BC Ratio | 0 | 0 | 0 | 0 | 0 | 0 | 0 | 0 | 0 | 0 | 0 | 0 | 0 | 0 | 0 | 0 | 0 | 0 | 0 | 0 | 0 | 0 | 0 | 0 | 0 | 0 | 0 | 0 | 0 | 0 | 0 | 0 | 0
F5_Commercial_Lodging_New_Food Preparation_Natural Gas_Griddle_E10 | F5 | Commercial | Lodging | New | Food Preparation | Natural Gas | Griddle | E10 | RIM BC Ratio | 0 | 0 | 0 | 0 | 0 | 0 | 0 | 0 | 0 | 0 | 0 | 0 | 0 | 0 | 0 | 0 | 0 | 0 | 0 | 0 | 0 | 0 | 0 | 0 | 0 | 0 | 0 | 0 | 0 | 0 | 0 | 0 | 0
F0_Commercial_Lodging_New_Food Preparation_Natural Gas_Range_E0 | F0 | Commercial | Lodging | New | Food Preparation | Natural Gas | Range | E0 | Economic Unit | High Efficiency | High Efficiency | High Efficiency | High Efficiency | High Efficiency | High Efficiency | High Efficiency | High Efficiency | High Efficiency | High Efficiency | High Efficiency | High Efficiency | High Efficiency | High Efficiency | High Efficiency | High Efficiency | High Efficiency | High Efficiency | High Efficiency | High Efficiency | High Efficiency | High Efficiency | High Efficiency | High Efficiency | High Efficiency | High Efficiency | High Efficiency | High Efficiency | High Efficiency | High Efficiency | High Efficiency | High Efficiency | High Efficiency
F1_Commercial_Lodging_New_Food Preparation_Natural Gas_Range_E1 | F1 | Commercial | Lodging | New | Food Preparation | Natural Gas | Range | E1 | CCE | 0 | 0 | 0 | 0 | 0 | 0 | 0 | 0 | 0 | 0 | 0 | 0 | 0 | 0 | 0 | 0 | 0 | 0 | 0 | 0 | 0 | 0 | 0 | 0 | 0 | 0 | 0 | 0 | 0 | 0 | 0 | 0 | 0
F1_Commercial_Lodging_New_Food Preparation_Natural Gas_Range_E2 | F1 | Commercial | Lodging | New | Food Preparation | Natural Gas | Range | E2 | CCE | 0.00050763 | 0.00052557 | 0.00047179 | 0.00048064 | 0.00048064 | 0.00048064 | 0.00048064 | 0.00048064 | 0.00048064 | 0.00048064 | 0.00048064 | 0.00048064 | 0.00048064 | 0.00048064 | 0.00048064 | 0.00048064 | 0.00048064 | 0.00048064 | 0.00048064 | 0.00048064 | 0.00048064 | 0.00048064 | 0.00048064 | 0.00048064 | 0.00048064 | 0.00048064 | 0.00048064 | 0.00048064 | 0.00048064 | 0.00048064 | 0.00048064 | 0.00048064 | 0.00048064
F1_Commercial_Lodging_New_Food Preparation_Natural Gas_Range_E3 | F1 | Commercial | Lodging | New | Food Preparation | Natural Gas | Range | E3 | CCE | 0 | 0 | 0 | 0 | 0 | 0 | 0 | 0 | 0 | 0 | 0 | 0 | 0 | 0 | 0 | 0 | 0 | 0 | 0 | 0 | 0 | 0 | 0 | 0 | 0 | 0 | 0 | 0 | 0 | 0 | 0 | 0 | 0
F1_Commercial_Lodging_New_Food Preparation_Natural Gas_Range_E4 | F1 | Commercial | Lodging | New | Food Preparation | Natural Gas | Range | E4 | CCE | 0 | 0 | 0 | 0 | 0 | 0 | 0 | 0 | 0 | 0 | 0 | 0 | 0 | 0 | 0 | 0 | 0 | 0 | 0 | 0 | 0 | 0 | 0 | 0 | 0 | 0 | 0 | 0 | 0 | 0 | 0 | 0 | 0
F1_Commercial_Lodging_New_Food Preparation_Natural Gas_Range_E5 | F1 | Commercial | Lodging | New | Food Preparation | Natural Gas | Range | E5 | CCE | 0 | 0 | 0 | 0 | 0 | 0 | 0 | 0 | 0 | 0 | 0 | 0 | 0 | 0 | 0 | 0 | 0 | 0 | 0 | 0 | 0 | 0 | 0 | 0 | 0 | 0 | 0 | 0 | 0 | 0 | 0 | 0 | 0
F1_Commercial_Lodging_New_Food Preparation_Natural Gas_Range_E6 | F1 | Commercial | Lodging | New | Food Preparation | Natural Gas | Range | E6 | CCE | 0 | 0 | 0 | 0 | 0 | 0 | 0 | 0 | 0 | 0 | 0 | 0 | 0 | 0 | 0 | 0 | 0 | 0 | 0 | 0 | 0 | 0 | 0 | 0 | 0 | 0 | 0 | 0 | 0 | 0 | 0 | 0 | 0
F1_Commercial_Lodging_New_Food Preparation_Natural Gas_Range_E7 | F1 | Commercial | Lodging | New | Food Preparation | Natural Gas | Range | E7 | CCE | 0 | 0 | 0 | 0 | 0 | 0 | 0 | 0 | 0 | 0 | 0 | 0 | 0 | 0 | 0 | 0 | 0 | 0 | 0 | 0 | 0 | 0 | 0 | 0 | 0 | 0 | 0 | 0 | 0 | 0 | 0 | 0 | 0
F1_Commercial_Lodging_New_Food Preparation_Natural Gas_Range_E8 | F1 | Commercial | Lodging | New | Food Preparation | Natural Gas | Range | E8 | CCE | 0 | 0 | 0 | 0 | 0 | 0 | 0 | 0 | 0 | 0 | 0 | 0 | 0 | 0 | 0 | 0 | 0 | 0 | 0 | 0 | 0 | 0 | 0 | 0 | 0 | 0 | 0 | 0 | 0 | 0 | 0 | 0 | 0
F1_Commercial_Lodging_New_Food Preparation_Natural Gas_Range_E9 | F1 | Commercial | Lodging | New | Food Preparation | Natural Gas | Range | E9 | CCE | 0 | 0 | 0 | 0 | 0 | 0 | 0 | 0 | 0 | 0 | 0 | 0 | 0 | 0 | 0 | 0 | 0 | 0 | 0 | 0 | 0 | 0 | 0 | 0 | 0 | 0 | 0 | 0 | 0 | 0 | 0 | 0 | 0
F1_Commercial_Lodging_New_Food Preparation_Natural Gas_Range_E10 | F1 | Commercial | Lodging | New | Food Preparation | Natural Gas | Range | E10 | CCE | 0 | 0 | 0 | 0 | 0 | 0 | 0 | 0 | 0 | 0 | 0 | 0 | 0 | 0 | 0 | 0 | 0 | 0 | 0 | 0 | 0 | 0 | 0 | 0 | 0 | 0 | 0 | 0 | 0 | 0 | 0 | 0 | 0
F2_Commercial_Lodging_New_Food Preparation_Natural Gas_Range_E1 | F2 | Commercial | Lodging | New | Food Preparation | Natural Gas | Range | E1 | TRC BC Ratio | bar: 2019 to 2051
F2_Commercial_Lodging_New_Food Preparation_Natural Gas_Range_E2 | F2 | Commercial | Lodging | New | Food Preparation | Natural Gas | Range | E2 | TRC BC Ratio | 3238.1763 | 3237.6638 | 3253.2359 | 3229.2965 | 3214.742 | 3225.333 | 3257.2017 | 3282.3529 | 3313.5879 | 3343.0653 | 3372.7037 | 3399.9187 | 3429.0969 | 3459.5906 | 3488.7267 | 3518.3834 | 3548.5216 | 3581.2716 | 3615.4555 | 3651.453 | 3686.9037 | 3723.9437 | 3758.1113 | 3793.4744 | 3824.7719 | 3851.8132 | 3876.4326 | 3897.6637 | 3914.2981 | 3927.934 | 3935.3605 | 3940.3394 | 3940.3394
F2_Commercial_Lodging_New_Food Preparation_Natural Gas_Range_E3 | F2 | Commercial | Lodging | New | Food Preparation | Natural Gas | Range | E3 | TRC BC Ratio | 0 | 0 | 0 | 0 | 0 | 0 | 0 | 0 | 0 | 0 | 0 | 0 | 0 | 0 | 0 | 0 | 0 | 0 | 0 | 0 | 0 | 0 | 0 | 0 | 0 | 0 | 0 | 0 | 0 | 0 | 0 | 0 | 0
F2_Commercial_Lodging_New_Food Preparation_Natural Gas_Range_E4 | F2 | Commercial | Lodging | New | Food Preparation | Natural Gas | Range | E4 | TRC BC Ratio | 0 | 0 | 0 | 0 | 0 | 0 | 0 | 0 | 0 | 0 | 0 | 0 | 0 | 0 | 0 | 0 | 0 | 0 | 0 | 0 | 0 | 0 | 0 | 0 | 0 | 0 | 0 | 0 | 0 | 0 | 0 | 0 | 0
F2_Commercial_Lodging_New_Food Preparation_Natural Gas_Range_E5 | F2 | Commercial | Lodging | New | Food Preparation | Natural Gas | Range | E5 | TRC BC Ratio | 0 | 0 | 0 | 0 | 0 | 0 | 0 | 0 | 0 | 0 | 0 | 0 | 0 | 0 | 0 | 0 | 0 | 0 | 0 | 0 | 0 | 0 | 0 | 0 | 0 | 0 | 0 | 0 | 0 | 0 | 0 | 0 | 0
F2_Commercial_Lodging_New_Food Preparation_Natural Gas_Range_E6 | F2 | Commercial | Lodging | New | Food Preparation | Natural Gas | Range | E6 | TRC BC Ratio | 0 | 0 | 0 | 0 | 0 | 0 | 0 | 0 | 0 | 0 | 0 | 0 | 0 | 0 | 0 | 0 | 0 | 0 | 0 | 0 | 0 | 0 | 0 | 0 | 0 | 0 | 0 | 0 | 0 | 0 | 0 | 0 | 0
F2_Commercial_Lodging_New_Food Preparation_Natural Gas_Range_E7 | F2 | Commercial | Lodging | New | Food Preparation | Natural Gas | Range | E7 | TRC BC Ratio | 0 | 0 | 0 | 0 | 0 | 0 | 0 | 0 | 0 | 0 | 0 | 0 | 0 | 0 | 0 | 0 | 0 | 0 | 0 | 0 | 0 | 0 | 0 | 0 | 0 | 0 | 0 | 0 | 0 | 0 | 0 | 0 | 0
F2_Commercial_Lodging_New_Food Preparation_Natural Gas_Range_E8 | F2 | Commercial | Lodging | New | Food Preparation | Natural Gas | Range | E8 | TRC BC Ratio | 0 | 0 | 0 | 0 | 0 | 0 | 0 | 0 | 0 | 0 | 0 | 0 | 0 | 0 | 0 | 0 | 0 | 0 | 0 | 0 | 0 | 0 | 0 | 0 | 0 | 0 | 0 | 0 | 0 | 0 | 0 | 0 | 0
F2_Commercial_Lodging_New_Food Preparation_Natural Gas_Range_E9 | F2 | Commercial | Lodging | New | Food Preparation | Natural Gas | Range | E9 | TRC BC Ratio | 0 | 0 | 0 | 0 | 0 | 0 | 0 | 0 | 0 | 0 | 0 | 0 | 0 | 0 | 0 | 0 | 0 | 0 | 0 | 0 | 0 | 0 | 0 | 0 | 0 | 0 | 0 | 0 | 0 | 0 | 0 | 0 | 0
F2_Commercial_Lodging_New_Food Preparation_Natural Gas_Range_E10 | F2 | Commercial | Lodging | New | Food Preparation | Natural Gas | Range | E10 | TRC BC Ratio | 0 | 0 | 0 | 0 | 0 | 0 | 0 | 0 | 0 | 0 | 0 | 0 | 0 | 0 | 0 | 0 | 0 | 0 | 0 | 0 | 0 | 0 | 0 | 0 | 0 | 0 | 0 | 0 | 0 | 0 | 0 | 0 | 0
F3_Commercial_Lodging_New_Food Preparation_Natural Gas_Range_E1 | F3 | Commercial | Lodging | New | Food Preparation | Natural Gas | Range | E1 | PACT BC Ratio | bar: 2019 to 2051
F3_Commercial_Lodging_New_Food Preparation_Natural Gas_Range_E2 | F3 | Commercial | Lodging | New | Food Preparation | Natural Gas | Range | E2 | PACT BC Ratio | 4317.5684 | 4316.8851 | 4337.6479 | 4305.7287 | 4286.3226 | 4300.444 | 4342.9357 | 4376.4705 | 4418.1173 | 4457.4204 | 4496.9383 | 4533.2249 | 4572.1292 | 4612.7875 | 4651.6356 | 4691.1778 | 4731.3622 | 4775.0288 | 4820.6073 | 4868.604 | 4915.8716 | 4965.2582 | 5010.815 | 5057.9659 | 5099.6959 | 5135.7509 | 5168.5769 | 5196.8849 | 5219.0641 | 5237.2453 | 5247.1473 | 5253.7859 | 5253.7859
F3_Commercial_Lodging_New_Food Preparation_Natural Gas_Range_E3 | F3 | Commercial | Lodging | New | Food Preparation | Natural Gas | Range | E3 | PACT BC Ratio | 0 | 0 | 0 | 0 | 0 | 0 | 0 | 0 | 0 | 0 | 0 | 0 | 0 | 0 | 0 | 0 | 0 | 0 | 0 | 0 | 0 | 0 | 0 | 0 | 0 | 0 | 0 | 0 | 0 | 0 | 0 | 0 | 0
F3_Commercial_Lodging_New_Food Preparation_Natural Gas_Range_E4 | F3 | Commercial | Lodging | New | Food Preparation | Natural Gas | Range | E4 | PACT BC Ratio | 0 | 0 | 0 | 0 | 0 | 0 | 0 | 0 | 0 | 0 | 0 | 0 | 0 | 0 | 0 | 0 | 0 | 0 | 0 | 0 | 0 | 0 | 0 | 0 | 0 | 0 | 0 | 0 | 0 | 0 | 0 | 0 | 0
F3_Commercial_Lodging_New_Food Preparation_Natural Gas_Range_E5 | F3 | Commercial | Lodging | New | Food Preparation | Natural Gas | Range | E5 | PACT BC Ratio | 0 | 0 | 0 | 0 | 0 | 0 | 0 | 0 | 0 | 0 | 0 | 0 | 0 | 0 | 0 | 0 | 0 | 0 | 0 | 0 | 0 | 0 | 0 | 0 | 0 | 0 | 0 | 0 | 0 | 0 | 0 | 0 | 0
F3_Commercial_Lodging_New_Food Preparation_Natural Gas_Range_E6 | F3 | Commercial | Lodging | New | Food Preparation | Natural Gas | Range | E6 | PACT BC Ratio | 0 | 0 | 0 | 0 | 0 | 0 | 0 | 0 | 0 | 0 | 0 | 0 | 0 | 0 | 0 | 0 | 0 | 0 | 0 | 0 | 0 | 0 | 0 | 0 | 0 | 0 | 0 | 0 | 0 | 0 | 0 | 0 | 0
F3_Commercial_Lodging_New_Food Preparation_Natural Gas_Range_E7 | F3 | Commercial | Lodging | New | Food Preparation | Natural Gas | Range | E7 | PACT BC Ratio | 0 | 0 | 0 | 0 | 0 | 0 | 0 | 0 | 0 | 0 | 0 | 0 | 0 | 0 | 0 | 0 | 0 | 0 | 0 | 0 | 0 | 0 | 0 | 0 | 0 | 0 | 0 | 0 | 0 | 0 | 0 | 0 | 0
F3_Commercial_Lodging_New_Food Preparation_Natural Gas_Range_E8 | F3 | Commercial | Lodging | New | Food Preparation | Natural Gas | Range | E8 | PACT BC Ratio | 0 | 0 | 0 | 0 | 0 | 0 | 0 | 0 | 0 | 0 | 0 | 0 | 0 | 0 | 0 | 0 | 0 | 0 | 0 | 0 | 0 | 0 | 0 | 0 | 0 | 0 | 0 | 0 | 0 | 0 | 0 | 0 | 0
F3_Commercial_Lodging_New_Food Preparation_Natural Gas_Range_E9 | F3 | Commercial | Lodging | New | Food Preparation | Natural Gas | Range | E9 | PACT BC Ratio | 0 | 0 | 0 | 0 | 0 | 0 | 0 | 0 | 0 | 0 | 0 | 0 | 0 | 0 | 0 | 0 | 0 | 0 | 0 | 0 | 0 | 0 | 0 | 0 | 0 | 0 | 0 | 0 | 0 | 0 | 0 | 0 | 0
F3_Commercial_Lodging_New_Food Preparation_Natural Gas_Range_E10 | F3 | Commercial | Lodging | New | Food Preparation | Natural Gas | Range | E10 | PACT BC Ratio | 0 | 0 | 0 | 0 | 0 | 0 | 0 | 0 | 0 | 0 | 0 | 0 | 0 | 0 | 0 | 0 | 0 | 0 | 0 | 0 | 0 | 0 | 0 | 0 | 0 | 0 | 0 | 0 | 0 | 0 | 0 | 0 | 0
F4_Commercial_Lodging_New_Food Preparation_Natural Gas_Range_E1 | F4 | Commercial | Lodging | New | Food Preparation | Natural Gas | Range | E1 | RVT BC Ratio | bar: 2019 to 2051
F4_Commercial_Lodging_New_Food Preparation_Natural Gas_Range_E2 | F4 | Commercial | Lodging | New | Food Preparation | Natural Gas | Range | E2 | RVT BC Ratio | 4656.1553 | 4655.4185 | 4677.8062 | 4643.389 | 4622.4643 | 4637.6907 | 4683.5078 | 4719.667 | 4764.573 | 4806.9519 | 4849.5624 | 4888.6888 | 4930.6377 | 4974.4778 | 5016.3662 | 5059.0029 | 5102.332 | 5149.4159 | 5198.5613 | 5250.3142 | 5301.2809 | 5354.5324 | 5403.6544 | 5454.4953 | 5499.491 | 5538.3676 | 5573.7625 | 5604.2859 | 5628.2008 | 5647.8049 | 5658.4818 | 5665.6399 | 5665.6399
F4_Commercial_Lodging_New_Food Preparation_Natural Gas_Range_E3 | F4 | Commercial | Lodging | New | Food Preparation | Natural Gas | Range | E3 | RVT BC Ratio | 0 | 0 | 0 | 0 | 0 | 0 | 0 | 0 | 0 | 0 | 0 | 0 | 0 | 0 | 0 | 0 | 0 | 0 | 0 | 0 | 0 | 0 | 0 | 0 | 0 | 0 | 0 | 0 | 0 | 0 | 0 | 0 | 0
F4_Commercial_Lodging_New_Food Preparation_Natural Gas_Range_E4 | F4 | Commercial | Lodging | New | Food Preparation | Natural Gas | Range | E4 | RVT BC Ratio | 0 | 0 | 0 | 0 | 0 | 0 | 0 | 0 | 0 | 0 | 0 | 0 | 0 | 0 | 0 | 0 | 0 | 0 | 0 | 0 | 0 | 0 | 0 | 0 | 0 | 0 | 0 | 0 | 0 | 0 | 0 | 0 | 0
F4_Commercial_Lodging_New_Food Preparation_Natural Gas_Range_E5 | F4 | Commercial | Lodging | New | Food Preparation | Natural Gas | Range | E5 | RVT BC Ratio | 0 | 0 | 0 | 0 | 0 | 0 | 0 | 0 | 0 | 0 | 0 | 0 | 0 | 0 | 0 | 0 | 0 | 0 | 0 | 0 | 0 | 0 | 0 | 0 | 0 | 0 | 0 | 0 | 0 | 0 | 0 | 0 | 0
F4_Commercial_Lodging_New_Food Preparation_Natural Gas_Range_E6 | F4 | Commercial | Lodging | New | Food Preparation | Natural Gas | Range | E6 | RVT BC Ratio | 0 | 0 | 0 | 0 | 0 | 0 | 0 | 0 | 0 | 0 | 0 | 0 | 0 | 0 | 0 | 0 | 0 | 0 | 0 | 0 | 0 | 0 | 0 | 0 | 0 | 0 | 0 | 0 | 0 | 0 | 0 | 0 | 0
F4_Commercial_Lodging_New_Food Preparation_Natural Gas_Range_E7 | F4 | Commercial | Lodging | New | Food Preparation | Natural Gas | Range | E7 | RVT BC Ratio | 0 | 0 | 0 | 0 | 0 | 0 | 0 | 0 | 0 | 0 | 0 | 0 | 0 | 0 | 0 | 0 | 0 | 0 | 0 | 0 | 0 | 0 | 0 | 0 | 0 | 0 | 0 | 0 | 0 | 0 | 0 | 0 | 0
F4_Commercial_Lodging_New_Food Preparation_Natural Gas_Range_E8 | F4 | Commercial | Lodging | New | Food Preparation | Natural Gas | Range | E8 | RVT BC Ratio | 0 | 0 | 0 | 0 | 0 | 0 | 0 | 0 | 0 | 0 | 0 | 0 | 0 | 0 | 0 | 0 | 0 | 0 | 0 | 0 | 0 | 0 | 0 | 0 | 0 | 0 | 0 | 0 | 0 | 0 | 0 | 0 | 0
F4_Commercial_Lodging_New_Food Preparation_Natural Gas_Range_E9 | F4 | Commercial | Lodging | New | Food Preparation | Natural Gas | Range | E9 | RVT BC Ratio | 0 | 0 | 0 | 0 | 0 | 0 | 0 | 0 | 0 | 0 | 0 | 0 | 0 | 0 | 0 | 0 | 0 | 0 | 0 | 0 | 0 | 0 | 0 | 0 | 0 | 0 | 0 | 0 | 0 | 0 | 0 | 0 | 0
F4_Commercial_Lodging_New_Food Preparation_Natural Gas_Range_E10 | F4 | Commercial | Lodging | New | Food Preparation | Natural Gas | Range | E10 | RVT BC Ratio | 0 | 0 | 0 | 0 | 0 | 0 | 0 | 0 | 0 | 0 | 0 | 0 | 0 | 0 | 0 | 0 | 0 | 0 | 0 | 0 | 0 | 0 | 0 | 0 | 0 | 0 | 0 | 0 | 0 | 0 | 0 | 0 | 0
F5_Commercial_Lodging_New_Food Preparation_Natural Gas_Range_E1 | F5 | Commercial | Lodging | New | Food Preparation | Natural Gas | Range | E1 | RIM BC Ratio | bar: 2019 to 2051
F5_Commercial_Lodging_New_Food Preparation_Natural Gas_Range_E2 | F5 | Commercial | Lodging | New | Food Preparation | Natural Gas | Range | E2 | RIM BC Ratio | 0.83452 | 0.83452 | 0.83452 | 0.83452 | 0.83452 | 0.83452 | 0.83452 | 0.83452 | 0.83452 | 0.83452 | 0.83452 | 0.83453 | 0.83453 | 0.83453 | 0.83453 | 0.83453 | 0.83453 | 0.83453 | 0.83453 | 0.83454 | 0.83454 | 0.83454 | 0.83454 | 0.83454 | 0.83454 | 0.83454 | 0.83454 | 0.83455 | 0.83455 | 0.83455 | 0.83455 | 0.83455 | 0.83455
F5_Commercial_Lodging_New_Food Preparation_Natural Gas_Range_E3 | F5 | Commercial | Lodging | New | Food Preparation | Natural Gas | Range | E3 | RIM BC Ratio | 0 | 0 | 0 | 0 | 0 | 0 | 0 | 0 | 0 | 0 | 0 | 0 | 0 | 0 | 0 | 0 | 0 | 0 | 0 | 0 | 0 | 0 | 0 | 0 | 0 | 0 | 0 | 0 | 0 | 0 | 0 | 0 | 0
F5_Commercial_Lodging_New_Food Preparation_Natural Gas_Range_E4 | F5 | Commercial | Lodging | New | Food Preparation | Natural Gas | Range | E4 | RIM BC Ratio | 0 | 0 | 0 | 0 | 0 | 0 | 0 | 0 | 0 | 0 | 0 | 0 | 0 | 0 | 0 | 0 | 0 | 0 | 0 | 0 | 0 | 0 | 0 | 0 | 0 | 0 | 0 | 0 | 0 | 0 | 0 | 0 | 0
F5_Commercial_Lodging_New_Food Preparation_Natural Gas_Range_E5 | F5 | Commercial | Lodging | New | Food Preparation | Natural Gas | Range | E5 | RIM BC Ratio | 0 | 0 | 0 | 0 | 0 | 0 | 0 | 0 | 0 | 0 | 0 | 0 | 0 | 0 | 0 | 0 | 0 | 0 | 0 | 0 | 0 | 0 | 0 | 0 | 0 | 0 | 0 | 0 | 0 | 0 | 0 | 0 | 0
F5_Commercial_Lodging_New_Food Preparation_Natural Gas_Range_E6 | F5 | Commercial | Lodging | New | Food Preparation | Natural Gas | Range | E6 | RIM BC Ratio | 0 | 0 | 0 | 0 | 0 | 0 | 0 | 0 | 0 | 0 | 0 | 0 | 0 | 0 | 0 | 0 | 0 | 0 | 0 | 0 | 0 | 0 | 0 | 0 | 0 | 0 | 0 | 0 | 0 | 0 | 0 | 0 | 0
F5_Commercial_Lodging_New_Food Preparation_Natural Gas_Range_E7 | F5 | Commercial | Lodging | New | Food Preparation | Natural Gas | Range | E7 | RIM BC Ratio | 0 | 0 | 0 | 0 | 0 | 0 | 0 | 0 | 0 | 0 | 0 | 0 | 0 | 0 | 0 | 0 | 0 | 0 | 0 | 0 | 0 | 0 | 0 | 0 | 0 | 0 | 0 | 0 | 0 | 0 | 0 | 0 | 0
F5_Commercial_Lodging_New_Food Preparation_Natural Gas_Range_E8 | F5 | Commercial | Lodging | New | Food Preparation | Natural Gas | Range | E8 | RIM BC Ratio | 0 | 0 | 0 | 0 | 0 | 0 | 0 | 0 | 0 | 0 | 0 | 0 | 0 | 0 | 0 | 0 | 0 | 0 | 0 | 0 | 0 | 0 | 0 | 0 | 0 | 0 | 0 | 0 | 0 | 0 | 0 | 0 | 0
F5_Commercial_Lodging_New_Food Preparation_Natural Gas_Range_E9 | F5 | Commercial | Lodging | New | Food Preparation | Natural Gas | Range | E9 | RIM BC Ratio | 0 | 0 | 0 | 0 | 0 | 0 | 0 | 0 | 0 | 0 | 0 | 0 | 0 | 0 | 0 | 0 | 0 | 0 | 0 | 0 | 0 | 0 | 0 | 0 | 0 | 0 | 0 | 0 | 0 | 0 | 0 | 0 | 0
F5_Commercial_Lodging_New_Food Preparation_Natural Gas_Range_E10 | F5 | Commercial | Lodging | New | Food Preparation | Natural Gas | Range | E10 | RIM BC Ratio | 0 | 0 | 0 | 0 | 0 | 0 | 0 | 0 | 0 | 0 | 0 | 0 | 0 | 0 | 0 | 0 | 0 | 0 | 0 | 0 | 0 | 0 | 0 | 0 | 0 | 0 | 0 | 0 | 0 | 0 | 0 | 0 | 0
F0_Commercial_Lodging_New_Food Preparation_Natural Gas_Steamer_E0 | F0 | Commercial | Lodging | New | Food Preparation | Natural Gas | Steamer | E0 | Economic Unit | ENERGY STAR | ENERGY STAR | ENERGY STAR | ENERGY STAR | ENERGY STAR | ENERGY STAR | ENERGY STAR | ENERGY STAR | ENERGY STAR | ENERGY STAR | ENERGY STAR | ENERGY STAR | ENERGY STAR | ENERGY STAR | ENERGY STAR | ENERGY STAR | ENERGY STAR | ENERGY STAR | ENERGY STAR | ENERGY STAR | ENERGY STAR | ENERGY STAR | ENERGY STAR | ENERGY STAR | ENERGY STAR | ENERGY STAR | ENERGY STAR | ENERGY STAR | ENERGY STAR | ENERGY STAR | ENERGY STAR | ENERGY STAR | ENERGY STAR
F1_Commercial_Lodging_New_Food Preparation_Natural Gas_Steamer_E1 | F1 | Commercial | Lodging | New | Food Preparation | Natural Gas | Steamer | E1 | CCE | 0 | 0 | 0 | 0 | 0 | 0 | 0 | 0 | 0 | 0 | 0 | 0 | 0 | 0 | 0 | 0 | 0 | 0 | 0 | 0 | 0 | 0 | 0 | 0 | 0 | 0 | 0 | 0 | 0 | 0 | 0 | 0 | 0
F1_Commercial_Lodging_New_Food Preparation_Natural Gas_Steamer_E2 | F1 | Commercial | Lodging | New | Food Preparation | Natural Gas | Steamer | E2 | CCE | 0.11364 | 0.11765 | 0.10562 | 0 | 0 | 0 | 0 | 0 | 0 | 0 | 0 | 0 | 0 | 0 | 0 | 0 | 0 | 0 | 0 | 0 | 0 | 0 | 0 | 0 | 0 | 0 | 0 | 0 | 0 | 0 | 0 | 0 | 0
F1_Commercial_Lodging_New_Food Preparation_Natural Gas_Steamer_E3 | F1 | Commercial | Lodging | New | Food Preparation | Natural Gas | Steamer | E3 | CCE | 0 | 0 | 0 | 0 | 0 | 0 | 0 | 0 | 0 | 0 | 0 | 0 | 0 | 0 | 0 | 0 | 0 | 0 | 0 | 0 | 0 | 0 | 0 | 0 | 0 | 0 | 0 | 0 | 0 | 0 | 0 | 0 | 0
F1_Commercial_Lodging_New_Food Preparation_Natural Gas_Steamer_E4 | F1 | Commercial | Lodging | New | Food Preparation | Natural Gas | Steamer | E4 | CCE | 0 | 0 | 0 | 0 | 0 | 0 | 0 | 0 | 0 | 0 | 0 | 0 | 0 | 0 | 0 | 0 | 0 | 0 | 0 | 0 | 0 | 0 | 0 | 0 | 0 | 0 | 0 | 0 | 0 | 0 | 0 | 0 | 0
F1_Commercial_Lodging_New_Food Preparation_Natural Gas_Steamer_E5 | F1 | Commercial | Lodging | New | Food Preparation | Natural Gas | Steamer | E5 | CCE | 0 | 0 | 0 | 0 | 0 | 0 | 0 | 0 | 0 | 0 | 0 | 0 | 0 | 0 | 0 | 0 | 0 | 0 | 0 | 0 | 0 | 0 | 0 | 0 | 0 | 0 | 0 | 0 | 0 | 0 | 0 | 0 | 0
F1_Commercial_Lodging_New_Food Preparation_Natural Gas_Steamer_E6 | F1 | Commercial | Lodging | New | Food Preparation | Natural Gas | Steamer | E6 | CCE | 0 | 0 | 0 | 0 | 0 | 0 | 0 | 0 | 0 | 0 | 0 | 0 | 0 | 0 | 0 | 0 | 0 | 0 | 0 | 0 | 0 | 0 | 0 | 0 | 0 | 0 | 0 | 0 | 0 | 0 | 0 | 0 | 0
F1_Commercial_Lodging_New_Food Preparation_Natural Gas_Steamer_E7 | F1 | Commercial | Lodging | New | Food Preparation | Natural Gas | Steamer | E7 | CCE | 0 | 0 | 0 | 0 | 0 | 0 | 0 | 0 | 0 | 0 | 0 | 0 | 0 | 0 | 0 | 0 | 0 | 0 | 0 | 0 | 0 | 0 | 0 | 0 | 0 | 0 | 0 | 0 | 0 | 0 | 0 | 0 | 0
F1_Commercial_Lodging_New_Food Preparation_Natural Gas_Steamer_E8 | F1 | Commercial | Lodging | New | Food Preparation | Natural Gas | Steamer | E8 | CCE | 0 | 0 | 0 | 0 | 0 | 0 | 0 | 0 | 0 | 0 | 0 | 0 | 0 | 0 | 0 | 0 | 0 | 0 | 0 | 0 | 0 | 0 | 0 | 0 | 0 | 0 | 0 | 0 | 0 | 0 | 0 | 0 | 0
F1_Commercial_Lodging_New_Food Preparation_Natural Gas_Steamer_E9 | F1 | Commercial | Lodging | New | Food Preparation | Natural Gas | Steamer | E9 | CCE | 0 | 0 | 0 | 0 | 0 | 0 | 0 | 0 | 0 | 0 | 0 | 0 | 0 | 0 | 0 | 0 | 0 | 0 | 0 | 0 | 0 | 0 | 0 | 0 | 0 | 0 | 0 | 0 | 0 | 0 | 0 | 0 | 0
F1_Commercial_Lodging_New_Food Preparation_Natural Gas_Steamer_E10 | F1 | Commercial | Lodging | New | Food Preparation | Natural Gas | Steamer | E10 | CCE | 0 | 0 | 0 | 0 | 0 | 0 | 0 | 0 | 0 | 0 | 0 | 0 | 0 | 0 | 0 | 0 | 0 | 0 | 0 | 0 | 0 | 0 | 0 | 0 | 0 | 0 | 0 | 0 | 0 | 0 | 0 | 0 | 0
F2_Commercial_Lodging_New_Food Preparation_Natural Gas_Steamer_E1 | F2 | Commercial | Lodging | New | Food Preparation | Natural Gas | Steamer | E1 | TRC BC Ratio | 1 | 1 | 1 | 0 | 0 | 0 | 0 | 0 | 0 | 0 | 0 | 0 | 0 | 0 | 0 | 0 | 0 | 0 | 0 | 0 | 0 | 0 | 0 | 0 | 0 | 0 | 0 | 0 | 0 | 0 | 0 | 0 | 0
F2_Commercial_Lodging_New_Food Preparation_Natural Gas_Steamer_E2 | F2 | Commercial | Lodging | New | Food Preparation | Natural Gas | Steamer | E2 | TRC BC Ratio | 14.4302 | 14.4472 | 14.5249 | 1 | 1 | 1 | 1 | 1 | 1 | 1 | 1 | 1 | 1 | 1 | 1 | 1 | 1 | 1 | 1 | 1 | 1 | 1 | 1 | 1 | 1 | 1 | 1 | 1 | 1 | 1 | 1 | 1 | 1
F2_Commercial_Lodging_New_Food Preparation_Natural Gas_Steamer_E3 | F2 | Commercial | Lodging | New | Food Preparation | Natural Gas | Steamer | E3 | TRC BC Ratio | 0 | 0 | 0 | 0 | 0 | 0 | 0 | 0 | 0 | 0 | 0 | 0 | 0 | 0 | 0 | 0 | 0 | 0 | 0 | 0 | 0 | 0 | 0 | 0 | 0 | 0 | 0 | 0 | 0 | 0 | 0 | 0 | 0
F2_Commercial_Lodging_New_Food Preparation_Natural Gas_Steamer_E4 | F2 | Commercial | Lodging | New | Food Preparation | Natural Gas | Steamer | E4 | TRC BC Ratio | 0 | 0 | 0 | 0 | 0 | 0 | 0 | 0 | 0 | 0 | 0 | 0 | 0 | 0 | 0 | 0 | 0 | 0 | 0 | 0 | 0 | 0 | 0 | 0 | 0 | 0 | 0 | 0 | 0 | 0 | 0 | 0 | 0
F2_Commercial_Lodging_New_Food Preparation_Natural Gas_Steamer_E5 | F2 | Commercial | Lodging | New | Food Preparation | Natural Gas | Steamer | E5 | TRC BC Ratio | 0 | 0 | 0 | 0 | 0 | 0 | 0 | 0 | 0 | 0 | 0 | 0 | 0 | 0 | 0 | 0 | 0 | 0 | 0 | 0 | 0 | 0 | 0 | 0 | 0 | 0 | 0 | 0 | 0 | 0 | 0 | 0 | 0
F2_Commercial_Lodging_New_Food Preparation_Natural Gas_Steamer_E6 | F2 | Commercial | Lodging | New | Food Preparation | Natural Gas | Steamer | E6 | TRC BC Ratio | 0 | 0 | 0 | 0 | 0 | 0 | 0 | 0 | 0 | 0 | 0 | 0 | 0 | 0 | 0 | 0 | 0 | 0 | 0 | 0 | 0 | 0 | 0 | 0 | 0 | 0 | 0 | 0 | 0 | 0 | 0 | 0 | 0
F2_Commercial_Lodging_New_Food Preparation_Natural Gas_Steamer_E7 | F2 | Commercial | Lodging | New | Food Preparation | Natural Gas | Steamer | E7 | TRC BC Ratio | 0 | 0 | 0 | 0 | 0 | 0 | 0 | 0 | 0 | 0 | 0 | 0 | 0 | 0 | 0 | 0 | 0 | 0 | 0 | 0 | 0 | 0 | 0 | 0 | 0 | 0 | 0 | 0 | 0 | 0 | 0 | 0 | 0
F2_Commercial_Lodging_New_Food Preparation_Natural Gas_Steamer_E8 | F2 | Commercial | Lodging | New | Food Preparation | Natural Gas | Steamer | E8 | TRC BC Ratio | 0 | 0 | 0 | 0 | 0 | 0 | 0 | 0 | 0 | 0 | 0 | 0 | 0 | 0 | 0 | 0 | 0 | 0 | 0 | 0 | 0 | 0 | 0 | 0 | 0 | 0 | 0 | 0 | 0 | 0 | 0 | 0 | 0
F2_Commercial_Lodging_New_Food Preparation_Natural Gas_Steamer_E9 | F2 | Commercial | Lodging | New | Food Preparation | Natural Gas | Steamer | E9 | TRC BC Ratio | 0 | 0 | 0 | 0 | 0 | 0 | 0 | 0 | 0 | 0 | 0 | 0 | 0 | 0 | 0 | 0 | 0 | 0 | 0 | 0 | 0 | 0 | 0 | 0 | 0 | 0 | 0 | 0 | 0 | 0 | 0 | 0 | 0
F2_Commercial_Lodging_New_Food Preparation_Natural Gas_Steamer_E10 | F2 | Commercial | Lodging | New | Food Preparation | Natural Gas | Steamer | E10 | TRC BC Ratio | 0 | 0 | 0 | 0 | 0 | 0 | 0 | 0 | 0 | 0 | 0 | 0 | 0 | 0 | 0 | 0 | 0 | 0 | 0 | 0 | 0 | 0 | 0 | 0 | 0 | 0 | 0 | 0 | 0 | 0 | 0 | 0 | 0
F3_Commercial_Lodging_New_Food Preparation_Natural Gas_Steamer_E1 | F3 | Commercial | Lodging | New | Food Preparation | Natural Gas | Steamer | E1 | PACT BC Ratio | 1 | 1 | 1 | 0 | 0 | 0 | 0 | 0 | 0 | 0 | 0 | 0 | 0 | 0 | 0 | 0 | 0 | 0 | 0 | 0 | 0 | 0 | 0 | 0 | 0 | 0 | 0 | 0 | 0 | 0 | 0 | 0 | 0
F3_Commercial_Lodging_New_Food Preparation_Natural Gas_Steamer_E2 | F3 | Commercial | Lodging | New | Food Preparation | Natural Gas | Steamer | E2 | PACT BC Ratio | 19.2403 | 19.2629 | 19.3665 | 1 | 1 | 1 | 1 | 1 | 1 | 1 | 1 | 1 | 1 | 1 | 1 | 1 | 1 | 1 | 1 | 1 | 1 | 1 | 1 | 1 | 1 | 1 | 1 | 1 | 1 | 1 | 1 | 1 | 1
F3_Commercial_Lodging_New_Food Preparation_Natural Gas_Steamer_E3 | F3 | Commercial | Lodging | New | Food Preparation | Natural Gas | Steamer | E3 | PACT BC Ratio | 0 | 0 | 0 | 0 | 0 | 0 | 0 | 0 | 0 | 0 | 0 | 0 | 0 | 0 | 0 | 0 | 0 | 0 | 0 | 0 | 0 | 0 | 0 | 0 | 0 | 0 | 0 | 0 | 0 | 0 | 0 | 0 | 0
F3_Commercial_Lodging_New_Food Preparation_Natural Gas_Steamer_E4 | F3 | Commercial | Lodging | New | Food Preparation | Natural Gas | Steamer | E4 | PACT BC Ratio | 0 | 0 | 0 | 0 | 0 | 0 | 0 | 0 | 0 | 0 | 0 | 0 | 0 | 0 | 0 | 0 | 0 | 0 | 0 | 0 | 0 | 0 | 0 | 0 | 0 | 0 | 0 | 0 | 0 | 0 | 0 | 0 | 0
F3_Commercial_Lodging_New_Food Preparation_Natural Gas_Steamer_E5 | F3 | Commercial | Lodging | New | Food Preparation | Natural Gas | Steamer | E5 | PACT BC Ratio | 0 | 0 | 0 | 0 | 0 | 0 | 0 | 0 | 0 | 0 | 0 | 0 | 0 | 0 | 0 | 0 | 0 | 0 | 0 | 0 | 0 | 0 | 0 | 0 | 0 | 0 | 0 | 0 | 0 | 0 | 0 | 0 | 0
F3_Commercial_Lodging_New_Food Preparation_Natural Gas_Steamer_E6 | F3 | Commercial | Lodging | New | Food Preparation | Natural Gas | Steamer | E6 | PACT BC Ratio | 0 | 0 | 0 | 0 | 0 | 0 | 0 | 0 | 0 | 0 | 0 | 0 | 0 | 0 | 0 | 0 | 0 | 0 | 0 | 0 | 0 | 0 | 0 | 0 | 0 | 0 | 0 | 0 | 0 | 0 | 0 | 0 | 0
F3_Commercial_Lodging_New_Food Preparation_Natural Gas_Steamer_E7 | F3 | Commercial | Lodging | New | Food Preparation | Natural Gas | Steamer | E7 | PACT BC Ratio | 0 | 0 | 0 | 0 | 0 | 0 | 0 | 0 | 0 | 0 | 0 | 0 | 0 | 0 | 0 | 0 | 0 | 0 | 0 | 0 | 0 | 0 | 0 | 0 | 0 | 0 | 0 | 0 | 0 | 0 | 0 | 0 | 0
F3_Commercial_Lodging_New_Food Preparation_Natural Gas_Steamer_E8 | F3 | Commercial | Lodging | New | Food Preparation | Natural Gas | Steamer | E8 | PACT BC Ratio | 0 | 0 | 0 | 0 | 0 | 0 | 0 | 0 | 0 | 0 | 0 | 0 | 0 | 0 | 0 | 0 | 0 | 0 | 0 | 0 | 0 | 0 | 0 | 0 | 0 | 0 | 0 | 0 | 0 | 0 | 0 | 0 | 0
F3_Commercial_Lodging_New_Food Preparation_Natural Gas_Steamer_E9 | F3 | Commercial | Lodging | New | Food Preparation | Natural Gas | Steamer | E9 | PACT BC Ratio | 0 | 0 | 0 | 0 | 0 | 0 | 0 | 0 | 0 | 0 | 0 | 0 | 0 | 0 | 0 | 0 | 0 | 0 | 0 | 0 | 0 | 0 | 0 | 0 | 0 | 0 | 0 | 0 | 0 | 0 | 0 | 0 | 0
F3_Commercial_Lodging_New_Food Preparation_Natural Gas_Steamer_E10 | F3 | Commercial | Lodging | New | Food Preparation | Natural Gas | Steamer | E10 | PACT BC Ratio | 0 | 0 | 0 | 0 | 0 | 0 | 0 | 0 | 0 | 0 | 0 | 0 | 0 | 0 | 0 | 0 | 0 | 0 | 0 | 0 | 0 | 0 | 0 | 0 | 0 | 0 | 0 | 0 | 0 | 0 | 0 | 0 | 0
F4_Commercial_Lodging_New_Food Preparation_Natural Gas_Steamer_E1 | F4 | Commercial | Lodging | New | Food Preparation | Natural Gas | Steamer | E1 | RVT BC Ratio | 1 | 1 | 1 | 0 | 0 | 0 | 0 | 0 | 0 | 0 | 0 | 0 | 0 | 0 | 0 | 0 | 0 | 0 | 0 | 0 | 0 | 0 | 0 | 0 | 0 | 0 | 0 | 0 | 0 | 0 | 0 | 0 | 0
F4_Commercial_Lodging_New_Food Preparation_Natural Gas_Steamer_E2 | F4 | Commercial | Lodging | New | Food Preparation | Natural Gas | Steamer | E2 | RVT BC Ratio | 21.446 | 21.4704 | 21.5821 | 1 | 1 | 1 | 1 | 1 | 1 | 1 | 1 | 1 | 1 | 1 | 1 | 1 | 1 | 1 | 1 | 1 | 1 | 1 | 1 | 1 | 1 | 1 | 1 | 1 | 1 | 1 | 1 | 1 | 1
F4_Commercial_Lodging_New_Food Preparation_Natural Gas_Steamer_E3 | F4 | Commercial | Lodging | New | Food Preparation | Natural Gas | Steamer | E3 | RVT BC Ratio | 0 | 0 | 0 | 0 | 0 | 0 | 0 | 0 | 0 | 0 | 0 | 0 | 0 | 0 | 0 | 0 | 0 | 0 | 0 | 0 | 0 | 0 | 0 | 0 | 0 | 0 | 0 | 0 | 0 | 0 | 0 | 0 | 0
F4_Commercial_Lodging_New_Food Preparation_Natural Gas_Steamer_E4 | F4 | Commercial | Lodging | New | Food Preparation | Natural Gas | Steamer | E4 | RVT BC Ratio | 0 | 0 | 0 | 0 | 0 | 0 | 0 | 0 | 0 | 0 | 0 | 0 | 0 | 0 | 0 | 0 | 0 | 0 | 0 | 0 | 0 | 0 | 0 | 0 | 0 | 0 | 0 | 0 | 0 | 0 | 0 | 0 | 0
F4_Commercial_Lodging_New_Food Preparation_Natural Gas_Steamer_E5 | F4 | Commercial | Lodging | New | Food Preparation | Natural Gas | Steamer | E5 | RVT BC Ratio | 0 | 0 | 0 | 0 | 0 | 0 | 0 | 0 | 0 | 0 | 0 | 0 | 0 | 0 | 0 | 0 | 0 | 0 | 0 | 0 | 0 | 0 | 0 | 0 | 0 | 0 | 0 | 0 | 0 | 0 | 0 | 0 | 0
F4_Commercial_Lodging_New_Food Preparation_Natural Gas_Steamer_E6 | F4 | Commercial | Lodging | New | Food Preparation | Natural Gas | Steamer | E6 | RVT BC Ratio | 0 | 0 | 0 | 0 | 0 | 0 | 0 | 0 | 0 | 0 | 0 | 0 | 0 | 0 | 0 | 0 | 0 | 0 | 0 | 0 | 0 | 0 | 0 | 0 | 0 | 0 | 0 | 0 | 0 | 0 | 0 | 0 | 0
F4_Commercial_Lodging_New_Food Preparation_Natural Gas_Steamer_E7 | F4 | Commercial | Lodging | New | Food Preparation | Natural Gas | Steamer | E7 | RVT BC Ratio | 0 | 0 | 0 | 0 | 0 | 0 | 0 | 0 | 0 | 0 | 0 | 0 | 0 | 0 | 0 | 0 | 0 | 0 | 0 | 0 | 0 | 0 | 0 | 0 | 0 | 0 | 0 | 0 | 0 | 0 | 0 | 0 | 0
F4_Commercial_Lodging_New_Food Preparation_Natural Gas_Steamer_E8 | F4 | Commercial | Lodging | New | Food Preparation | Natural Gas | Steamer | E8 | RVT BC Ratio | 0 | 0 | 0 | 0 | 0 | 0 | 0 | 0 | 0 | 0 | 0 | 0 | 0 | 0 | 0 | 0 | 0 | 0 | 0 | 0 | 0 | 0 | 0 | 0 | 0 | 0 | 0 | 0 | 0 | 0 | 0 | 0 | 0
F4_Commercial_Lodging_New_Food Preparation_Natural Gas_Steamer_E9 | F4 | Commercial | Lodging | New | Food Preparation | Natural Gas | Steamer | E9 | RVT BC Ratio | 0 | 0 | 0 | 0 | 0 | 0 | 0 | 0 | 0 | 0 | 0 | 0 | 0 | 0 | 0 | 0 | 0 | 0 | 0 | 0 | 0 | 0 | 0 | 0 | 0 | 0 | 0 | 0 | 0 | 0 | 0 | 0 | 0
F4_Commercial_Lodging_New_Food Preparation_Natural Gas_Steamer_E10 | F4 | Commercial | Lodging | New | Food Preparation | Natural Gas | Steamer | E10 | RVT BC Ratio | 0 | 0 | 0 | 0 | 0 | 0 | 0 | 0 | 0 | 0 | 0 | 0 | 0 | 0 | 0 | 0 | 0 | 0 | 0 | 0 | 0 | 0 | 0 | 0 | 0 | 0 | 0 | 0 | 0 | 0 | 0 | 0 | 0
F5_Commercial_Lodging_New_Food Preparation_Natural Gas_Steamer_E1 | F5 | Commercial | Lodging | New | Food Preparation | Natural Gas | Steamer | E1 | RIM BC Ratio | 1 | 1 | 1 | 0 | 0 | 0 | 0 | 0 | 0 | 0 | 0 | 0 | 0 | 0 | 0 | 0 | 0 | 0 | 0 | 0 | 0 | 0 | 0 | 0 | 0 | 0 | 0 | 0 | 0 | 0 | 0 | 0 | 0
F5_Commercial_Lodging_New_Food Preparation_Natural Gas_Steamer_E2 | F5 | Commercial | Lodging | New | Food Preparation | Natural Gas | Steamer | E2 | RIM BC Ratio | 0.79997 | 0.80001 | 0.80019 | 1 | 1 | 1 | 1 | 1 | 1 | 1 | 1 | 1 | 1 | 1 | 1 | 1 | 1 | 1 | 1 | 1 | 1 | 1 | 1 | 1 | 1 | 1 | 1 | 1 | 1 | 1 | 1 | 1 | 1
F5_Commercial_Lodging_New_Food Preparation_Natural Gas_Steamer_E3 | F5 | Commercial | Lodging | New | Food Preparation | Natural Gas | Steamer | E3 | RIM BC Ratio | 0 | 0 | 0 | 0 | 0 | 0 | 0 | 0 | 0 | 0 | 0 | 0 | 0 | 0 | 0 | 0 | 0 | 0 | 0 | 0 | 0 | 0 | 0 | 0 | 0 | 0 | 0 | 0 | 0 | 0 | 0 | 0 | 0
F5_Commercial_Lodging_New_Food Preparation_Natural Gas_Steamer_E4 | F5 | Commercial | Lodging | New | Food Preparation | Natural Gas | Steamer | E4 | RIM BC Ratio | 0 | 0 | 0 | 0 | 0 | 0 | 0 | 0 | 0 | 0 | 0 | 0 | 0 | 0 | 0 | 0 | 0 | 0 | 0 | 0 | 0 | 0 | 0 | 0 | 0 | 0 | 0 | 0 | 0 | 0 | 0 | 0 | 0
F5_Commercial_Lodging_New_Food Preparation_Natural Gas_Steamer_E5 | F5 | Commercial | Lodging | New | Food Preparation | Natural Gas | Steamer | E5 | RIM BC Ratio | 0 | 0 | 0 | 0 | 0 | 0 | 0 | 0 | 0 | 0 | 0 | 0 | 0 | 0 | 0 | 0 | 0 | 0 | 0 | 0 | 0 | 0 | 0 | 0 | 0 | 0 | 0 | 0 | 0 | 0 | 0 | 0 | 0
F5_Commercial_Lodging_New_Food Preparation_Natural Gas_Steamer_E6 | F5 | Commercial | Lodging | New | Food Preparation | Natural Gas | Steamer | E6 | RIM BC Ratio | 0 | 0 | 0 | 0 | 0 | 0 | 0 | 0 | 0 | 0 | 0 | 0 | 0 | 0 | 0 | 0 | 0 | 0 | 0 | 0 | 0 | 0 | 0 | 0 | 0 | 0 | 0 | 0 | 0 | 0 | 0 | 0 | 0
F5_Commercial_Lodging_New_Food Preparation_Natural Gas_Steamer_E7 | F5 | Commercial | Lodging | New | Food Preparation | Natural Gas | Steamer | E7 | RIM BC Ratio | 0 | 0 | 0 | 0 | 0 | 0 | 0 | 0 | 0 | 0 | 0 | 0 | 0 | 0 | 0 | 0 | 0 | 0 | 0 | 0 | 0 | 0 | 0 | 0 | 0 | 0 | 0 | 0 | 0 | 0 | 0 | 0 | 0
F5_Commercial_Lodging_New_Food Preparation_Natural Gas_Steamer_E8 | F5 | Commercial | Lodging | New | Food Preparation | Natural Gas | Steamer | E8 | RIM BC Ratio | 0 | 0 | 0 | 0 | 0 | 0 | 0 | 0 | 0 | 0 | 0 | 0 | 0 | 0 | 0 | 0 | 0 | 0 | 0 | 0 | 0 | 0 | 0 | 0 | 0 | 0 | 0 | 0 | 0 | 0 | 0 | 0 | 0
F5_Commercial_Lodging_New_Food Preparation_Natural Gas_Steamer_E9 | F5 | Commercial | Lodging | New | Food Preparation | Natural Gas | Steamer | E9 | RIM BC Ratio | 0 | 0 | 0 | 0 | 0 | 0 | 0 | 0 | 0 | 0 | 0 | 0 | 0 | 0 | 0 | 0 | 0 | 0 | 0 | 0 | 0 | 0 | 0 | 0 | 0 | 0 | 0 | 0 | 0 | 0 | 0 | 0 | 0
F5_Commercial_Lodging_New_Food Preparation_Natural Gas_Steamer_E10 | F5 | Commercial | Lodging | New | Food Preparation | Natural Gas | Steamer | E10 | RIM BC Ratio | 0 | 0 | 0 | 0 | 0 | 0 | 0 | 0 | 0 | 0 | 0 | 0 | 0 | 0 | 0 | 0 | 0 | 0 | 0 | 0 | 0 | 0 | 0 | 0 | 0 | 0 | 0 | 0 | 0 | 0 | 0 | 0 | 0
F0_Commercial_Lodging_New_Food Preparation_Natural Gas_Food Prep Other_E0 | F0 | Commercial | Lodging | New | Food Preparation | Natural Gas | Food Prep Other | E0 | Economic Unit | Standard | Standard | Standard | Standard | Standard | Standard | Standard | Standard | Standard | Standard | Standard | Standard | Standard | Standard | Standard | Standard | Standard | Standard | Standard | Standard | Standard | Standard | Standard | Standard | Standard | Standard | Standard | Standard | Standard | Standard | Standard | Standard | Standard
F1_Commercial_Lodging_New_Food Preparation_Natural Gas_Food Prep Other_E1 | F1 | Commercial | Lodging | New | Food Preparation | Natural Gas | Food Prep Other | E1 | CCE | 0 | 0 | 0 | 0 | 0 | 0 | 0 | 0 | 0 | 0 | 0 | 0 | 0 | 0 | 0 | 0 | 0 | 0 | 0 | 0 | 0 | 0 | 0 | 0 | 0 | 0 | 0 | 0 | 0 | 0 | 0 | 0 | 0
F1_Commercial_Lodging_New_Food Preparation_Natural Gas_Food Prep Other_E2 | F1 | Commercial | Lodging | New | Food Preparation | Natural Gas | Food Prep Other | E2 | CCE | 16.9852 | 17.5855 | 15.7861 | 16.0821 | 16.0821 | 16.0821 | 16.0821 | 16.0821 | 16.0821 | 16.0821 | 16.0821 | 16.0821 | 16.0821 | 16.0821 | 16.0821 | 16.0821 | 16.0821 | 16.0821 | 16.0821 | 16.0821 | 16.0821 | 16.0821 | 16.0821 | 16.0821 | 16.0821 | 16.0821 | 16.0821 | 16.0821 | 16.0821 | 16.0821 | 16.0821 | 16.0821 | 16.0821
F1_Commercial_Lodging_New_Food Preparation_Natural Gas_Food Prep Other_E3 | F1 | Commercial | Lodging | New | Food Preparation | Natural Gas | Food Prep Other | E3 | CCE | 0 | 0 | 0 | 0 | 0 | 0 | 0 | 0 | 0 | 0 | 0 | 0 | 0 | 0 | 0 | 0 | 0 | 0 | 0 | 0 | 0 | 0 | 0 | 0 | 0 | 0 | 0 | 0 | 0 | 0 | 0 | 0 | 0
F1_Commercial_Lodging_New_Food Preparation_Natural Gas_Food Prep Other_E4 | F1 | Commercial | Lodging | New | Food Preparation | Natural Gas | Food Prep Other | E4 | CCE | 0 | 0 | 0 | 0 | 0 | 0 | 0 | 0 | 0 | 0 | 0 | 0 | 0 | 0 | 0 | 0 | 0 | 0 | 0 | 0 | 0 | 0 | 0 | 0 | 0 | 0 | 0 | 0 | 0 | 0 | 0 | 0 | 0
F1_Commercial_Lodging_New_Food Preparation_Natural Gas_Food Prep Other_E5 | F1 | Commercial | Lodging | New | Food Preparation | Natural Gas | Food Prep Other | E5 | CCE | 0 | 0 | 0 | 0 | 0 | 0 | 0 | 0 | 0 | 0 | 0 | 0 | 0 | 0 | 0 | 0 | 0 | 0 | 0 | 0 | 0 | 0 | 0 | 0 | 0 | 0 | 0 | 0 | 0 | 0 | 0 | 0 | 0
F1_Commercial_Lodging_New_Food Preparation_Natural Gas_Food Prep Other_E6 | F1 | Commercial | Lodging | New | Food Preparation | Natural Gas | Food Prep Other | E6 | CCE | 0 | 0 | 0 | 0 | 0 | 0 | 0 | 0 | 0 | 0 | 0 | 0 | 0 | 0 | 0 | 0 | 0 | 0 | 0 | 0 | 0 | 0 | 0 | 0 | 0 | 0 | 0 | 0 | 0 | 0 | 0 | 0 | 0
F1_Commercial_Lodging_New_Food Preparation_Natural Gas_Food Prep Other_E7 | F1 | Commercial | Lodging | New | Food Preparation | Natural Gas | Food Prep Other | E7 | CCE | 0 | 0 | 0 | 0 | 0 | 0 | 0 | 0 | 0 | 0 | 0 | 0 | 0 | 0 | 0 | 0 | 0 | 0 | 0 | 0 | 0 | 0 | 0 | 0 | 0 | 0 | 0 | 0 | 0 | 0 | 0 | 0 | 0
F1_Commercial_Lodging_New_Food Preparation_Natural Gas_Food Prep Other_E8 | F1 | Commercial | Lodging | New | Food Preparation | Natural Gas | Food Prep Other | E8 | CCE | 0 | 0 | 0 | 0 | 0 | 0 | 0 | 0 | 0 | 0 | 0 | 0 | 0 | 0 | 0 | 0 | 0 | 0 | 0 | 0 | 0 | 0 | 0 | 0 | 0 | 0 | 0 | 0 | 0 | 0 | 0 | 0 | 0
F1_Commercial_Lodging_New_Food Preparation_Natural Gas_Food Prep Other_E9 | F1 | Commercial | Lodging | New | Food Preparation | Natural Gas | Food Prep Other | E9 | CCE | 0 | 0 | 0 | 0 | 0 | 0 | 0 | 0 | 0 | 0 | 0 | 0 | 0 | 0 | 0 | 0 | 0 | 0 | 0 | 0 | 0 | 0 | 0 | 0 | 0 | 0 | 0 | 0 | 0 | 0 | 0 | 0 | 0
F1_Commercial_Lodging_New_Food Preparation_Natural Gas_Food Prep Other_E10 | F1 | Commercial | Lodging | New | Food Preparation | Natural Gas | Food Prep Other | E10 | CCE | 0 | 0 | 0 | 0 | 0 | 0 | 0 | 0 | 0 | 0 | 0 | 0 | 0 | 0 | 0 | 0 | 0 | 0 | 0 | 0 | 0 | 0 | 0 | 0 | 0 | 0 | 0 | 0 | 0 | 0 | 0 | 0 | 0
F2_Commercial_Lodging_New_Food Preparation_Natural Gas_Food Prep Other_E1 | F2 | Commercial | Lodging | New | Food Preparation | Natural Gas | Food Prep Other | E1 | TRC BC Ratio | bar: 2019 to 2051
F2_Commercial_Lodging_New_Food Preparation_Natural Gas_Food Prep Other_E2 | F2 | Commercial | Lodging | New | Food Preparation | Natural Gas | Food Prep Other | E2 | TRC BC Ratio | 0.096778 | 0.096763 | 0.097228 | 0.096513 | 0.096078 | 0.096394 | 0.097347 | 0.098099 | 0.099032 | 0.099913 | 0.1008 | 0.10161 | 0.10248 | 0.1034 | 0.10427 | 0.10515 | 0.10605 | 0.10703 | 0.10805 | 0.10913 | 0.11019 | 0.1113 | 0.11232 | 0.11337 | 0.11431 | 0.11512 | 0.11585 | 0.11649 | 0.11699 | 0.11739 | 0.11761 | 0.11776 | 0.11776
F2_Commercial_Lodging_New_Food Preparation_Natural Gas_Food Prep Other_E3 | F2 | Commercial | Lodging | New | Food Preparation | Natural Gas | Food Prep Other | E3 | TRC BC Ratio | 0 | 0 | 0 | 0 | 0 | 0 | 0 | 0 | 0 | 0 | 0 | 0 | 0 | 0 | 0 | 0 | 0 | 0 | 0 | 0 | 0 | 0 | 0 | 0 | 0 | 0 | 0 | 0 | 0 | 0 | 0 | 0 | 0
F2_Commercial_Lodging_New_Food Preparation_Natural Gas_Food Prep Other_E4 | F2 | Commercial | Lodging | New | Food Preparation | Natural Gas | Food Prep Other | E4 | TRC BC Ratio | 0 | 0 | 0 | 0 | 0 | 0 | 0 | 0 | 0 | 0 | 0 | 0 | 0 | 0 | 0 | 0 | 0 | 0 | 0 | 0 | 0 | 0 | 0 | 0 | 0 | 0 | 0 | 0 | 0 | 0 | 0 | 0 | 0
F2_Commercial_Lodging_New_Food Preparation_Natural Gas_Food Prep Other_E5 | F2 | Commercial | Lodging | New | Food Preparation | Natural Gas | Food Prep Other | E5 | TRC BC Ratio | 0 | 0 | 0 | 0 | 0 | 0 | 0 | 0 | 0 | 0 | 0 | 0 | 0 | 0 | 0 | 0 | 0 | 0 | 0 | 0 | 0 | 0 | 0 | 0 | 0 | 0 | 0 | 0 | 0 | 0 | 0 | 0 | 0
F2_Commercial_Lodging_New_Food Preparation_Natural Gas_Food Prep Other_E6 | F2 | Commercial | Lodging | New | Food Preparation | Natural Gas | Food Prep Other | E6 | TRC BC Ratio | 0 | 0 | 0 | 0 | 0 | 0 | 0 | 0 | 0 | 0 | 0 | 0 | 0 | 0 | 0 | 0 | 0 | 0 | 0 | 0 | 0 | 0 | 0 | 0 | 0 | 0 | 0 | 0 | 0 | 0 | 0 | 0 | 0
F2_Commercial_Lodging_New_Food Preparation_Natural Gas_Food Prep Other_E7 | F2 | Commercial | Lodging | New | Food Preparation | Natural Gas | Food Prep Other | E7 | TRC BC Ratio | 0 | 0 | 0 | 0 | 0 | 0 | 0 | 0 | 0 | 0 | 0 | 0 | 0 | 0 | 0 | 0 | 0 | 0 | 0 | 0 | 0 | 0 | 0 | 0 | 0 | 0 | 0 | 0 | 0 | 0 | 0 | 0 | 0
F2_Commercial_Lodging_New_Food Preparation_Natural Gas_Food Prep Other_E8 | F2 | Commercial | Lodging | New | Food Preparation | Natural Gas | Food Prep Other | E8 | TRC BC Ratio | 0 | 0 | 0 | 0 | 0 | 0 | 0 | 0 | 0 | 0 | 0 | 0 | 0 | 0 | 0 | 0 | 0 | 0 | 0 | 0 | 0 | 0 | 0 | 0 | 0 | 0 | 0 | 0 | 0 | 0 | 0 | 0 | 0
F2_Commercial_Lodging_New_Food Preparation_Natural Gas_Food Prep Other_E9 | F2 | Commercial | Lodging | New | Food Preparation | Natural Gas | Food Prep Other | E9 | TRC BC Ratio | 0 | 0 | 0 | 0 | 0 | 0 | 0 | 0 | 0 | 0 | 0 | 0 | 0 | 0 | 0 | 0 | 0 | 0 | 0 | 0 | 0 | 0 | 0 | 0 | 0 | 0 | 0 | 0 | 0 | 0 | 0 | 0 | 0
F2_Commercial_Lodging_New_Food Preparation_Natural Gas_Food Prep Other_E10 | F2 | Commercial | Lodging | New | Food Preparation | Natural Gas | Food Prep Other | E10 | TRC BC Ratio | 0 | 0 | 0 | 0 | 0 | 0 | 0 | 0 | 0 | 0 | 0 | 0 | 0 | 0 | 0 | 0 | 0 | 0 | 0 | 0 | 0 | 0 | 0 | 0 | 0 | 0 | 0 | 0 | 0 | 0 | 0 | 0 | 0
F3_Commercial_Lodging_New_Food Preparation_Natural Gas_Food Prep Other_E1 | F3 | Commercial | Lodging | New | Food Preparation | Natural Gas | Food Prep Other | E1 | PACT BC Ratio | bar: 2019 to 2051
F3_Commercial_Lodging_New_Food Preparation_Natural Gas_Food Prep Other_E2 | F3 | Commercial | Lodging | New | Food Preparation | Natural Gas | Food Prep Other | E2 | PACT BC Ratio | 0.12904 | 0.12902 | 0.12964 | 0.12868 | 0.1281 | 0.12853 | 0.1298 | 0.1308 | 0.13204 | 0.13322 | 0.1344 | 0.13548 | 0.13665 | 0.13786 | 0.13902 | 0.1402 | 0.1414 | 0.14271 | 0.14407 | 0.14551 | 0.14692 | 0.14839 | 0.14976 | 0.15117 | 0.15241 | 0.15349 | 0.15447 | 0.15532 | 0.15598 | 0.15652 | 0.15682 | 0.15702 | 0.15702
F3_Commercial_Lodging_New_Food Preparation_Natural Gas_Food Prep Other_E3 | F3 | Commercial | Lodging | New | Food Preparation | Natural Gas | Food Prep Other | E3 | PACT BC Ratio | 0 | 0 | 0 | 0 | 0 | 0 | 0 | 0 | 0 | 0 | 0 | 0 | 0 | 0 | 0 | 0 | 0 | 0 | 0 | 0 | 0 | 0 | 0 | 0 | 0 | 0 | 0 | 0 | 0 | 0 | 0 | 0 | 0
F3_Commercial_Lodging_New_Food Preparation_Natural Gas_Food Prep Other_E4 | F3 | Commercial | Lodging | New | Food Preparation | Natural Gas | Food Prep Other | E4 | PACT BC Ratio | 0 | 0 | 0 | 0 | 0 | 0 | 0 | 0 | 0 | 0 | 0 | 0 | 0 | 0 | 0 | 0 | 0 | 0 | 0 | 0 | 0 | 0 | 0 | 0 | 0 | 0 | 0 | 0 | 0 | 0 | 0 | 0 | 0
F3_Commercial_Lodging_New_Food Preparation_Natural Gas_Food Prep Other_E5 | F3 | Commercial | Lodging | New | Food Preparation | Natural Gas | Food Prep Other | E5 | PACT BC Ratio | 0 | 0 | 0 | 0 | 0 | 0 | 0 | 0 | 0 | 0 | 0 | 0 | 0 | 0 | 0 | 0 | 0 | 0 | 0 | 0 | 0 | 0 | 0 | 0 | 0 | 0 | 0 | 0 | 0 | 0 | 0 | 0 | 0
F3_Commercial_Lodging_New_Food Preparation_Natural Gas_Food Prep Other_E6 | F3 | Commercial | Lodging | New | Food Preparation | Natural Gas | Food Prep Other | E6 | PACT BC Ratio | 0 | 0 | 0 | 0 | 0 | 0 | 0 | 0 | 0 | 0 | 0 | 0 | 0 | 0 | 0 | 0 | 0 | 0 | 0 | 0 | 0 | 0 | 0 | 0 | 0 | 0 | 0 | 0 | 0 | 0 | 0 | 0 | 0
F3_Commercial_Lodging_New_Food Preparation_Natural Gas_Food Prep Other_E7 | F3 | Commercial | Lodging | New | Food Preparation | Natural Gas | Food Prep Other | E7 | PACT BC Ratio | 0 | 0 | 0 | 0 | 0 | 0 | 0 | 0 | 0 | 0 | 0 | 0 | 0 | 0 | 0 | 0 | 0 | 0 | 0 | 0 | 0 | 0 | 0 | 0 | 0 | 0 | 0 | 0 | 0 | 0 | 0 | 0 | 0
F3_Commercial_Lodging_New_Food Preparation_Natural Gas_Food Prep Other_E8 | F3 | Commercial | Lodging | New | Food Preparation | Natural Gas | Food Prep Other | E8 | PACT BC Ratio | 0 | 0 | 0 | 0 | 0 | 0 | 0 | 0 | 0 | 0 | 0 | 0 | 0 | 0 | 0 | 0 | 0 | 0 | 0 | 0 | 0 | 0 | 0 | 0 | 0 | 0 | 0 | 0 | 0 | 0 | 0 | 0 | 0
F3_Commercial_Lodging_New_Food Preparation_Natural Gas_Food Prep Other_E9 | F3 | Commercial | Lodging | New | Food Preparation | Natural Gas | Food Prep Other | E9 | PACT BC Ratio | 0 | 0 | 0 | 0 | 0 | 0 | 0 | 0 | 0 | 0 | 0 | 0 | 0 | 0 | 0 | 0 | 0 | 0 | 0 | 0 | 0 | 0 | 0 | 0 | 0 | 0 | 0 | 0 | 0 | 0 | 0 | 0 | 0
F3_Commercial_Lodging_New_Food Preparation_Natural Gas_Food Prep Other_E10 | F3 | Commercial | Lodging | New | Food Preparation | Natural Gas | Food Prep Other | E10 | PACT BC Ratio | 0 | 0 | 0 | 0 | 0 | 0 | 0 | 0 | 0 | 0 | 0 | 0 | 0 | 0 | 0 | 0 | 0 | 0 | 0 | 0 | 0 | 0 | 0 | 0 | 0 | 0 | 0 | 0 | 0 | 0 | 0 | 0 | 0
F4_Commercial_Lodging_New_Food Preparation_Natural Gas_Food Prep Other_E1 | F4 | Commercial | Lodging | New | Food Preparation | Natural Gas | Food Prep Other | E1 | RVT BC Ratio | bar: 2019 to 2051
F4_Commercial_Lodging_New_Food Preparation_Natural Gas_Food Prep Other_E2 | F4 | Commercial | Lodging | New | Food Preparation | Natural Gas | Food Prep Other | E2 | RVT BC Ratio | 0.83914 | 0.83911 | 0.83978 | 0.83875 | 0.83813 | 0.83858 | 0.83995 | 0.84103 | 0.84238 | 0.84364 | 0.84492 | 0.84609 | 0.84734 | 0.84865 | 0.8499 | 0.85118 | 0.85247 | 0.85388 | 0.85535 | 0.85689 | 0.85842 | 0.86001 | 0.86148 | 0.863 | 0.86434 | 0.8655 | 0.86656 | 0.86747 | 0.86819 | 0.86877 | 0.86909 | 0.86931 | 0.86931
F4_Commercial_Lodging_New_Food Preparation_Natural Gas_Food Prep Other_E3 | F4 | Commercial | Lodging | New | Food Preparation | Natural Gas | Food Prep Other | E3 | RVT BC Ratio | 0 | 0 | 0 | 0 | 0 | 0 | 0 | 0 | 0 | 0 | 0 | 0 | 0 | 0 | 0 | 0 | 0 | 0 | 0 | 0 | 0 | 0 | 0 | 0 | 0 | 0 | 0 | 0 | 0 | 0 | 0 | 0 | 0
F4_Commercial_Lodging_New_Food Preparation_Natural Gas_Food Prep Other_E4 | F4 | Commercial | Lodging | New | Food Preparation | Natural Gas | Food Prep Other | E4 | RVT BC Ratio | 0 | 0 | 0 | 0 | 0 | 0 | 0 | 0 | 0 | 0 | 0 | 0 | 0 | 0 | 0 | 0 | 0 | 0 | 0 | 0 | 0 | 0 | 0 | 0 | 0 | 0 | 0 | 0 | 0 | 0 | 0 | 0 | 0
F4_Commercial_Lodging_New_Food Preparation_Natural Gas_Food Prep Other_E5 | F4 | Commercial | Lodging | New | Food Preparation | Natural Gas | Food Prep Other | E5 | RVT BC Ratio | 0 | 0 | 0 | 0 | 0 | 0 | 0 | 0 | 0 | 0 | 0 | 0 | 0 | 0 | 0 | 0 | 0 | 0 | 0 | 0 | 0 | 0 | 0 | 0 | 0 | 0 | 0 | 0 | 0 | 0 | 0 | 0 | 0
F4_Commercial_Lodging_New_Food Preparation_Natural Gas_Food Prep Other_E6 | F4 | Commercial | Lodging | New | Food Preparation | Natural Gas | Food Prep Other | E6 | RVT BC Ratio | 0 | 0 | 0 | 0 | 0 | 0 | 0 | 0 | 0 | 0 | 0 | 0 | 0 | 0 | 0 | 0 | 0 | 0 | 0 | 0 | 0 | 0 | 0 | 0 | 0 | 0 | 0 | 0 | 0 | 0 | 0 | 0 | 0
F4_Commercial_Lodging_New_Food Preparation_Natural Gas_Food Prep Other_E7 | F4 | Commercial | Lodging | New | Food Preparation | Natural Gas | Food Prep Other | E7 | RVT BC Ratio | 0 | 0 | 0 | 0 | 0 | 0 | 0 | 0 | 0 | 0 | 0 | 0 | 0 | 0 | 0 | 0 | 0 | 0 | 0 | 0 | 0 | 0 | 0 | 0 | 0 | 0 | 0 | 0 | 0 | 0 | 0 | 0 | 0
F4_Commercial_Lodging_New_Food Preparation_Natural Gas_Food Prep Other_E8 | F4 | Commercial | Lodging | New | Food Preparation | Natural Gas | Food Prep Other | E8 | RVT BC Ratio | 0 | 0 | 0 | 0 | 0 | 0 | 0 | 0 | 0 | 0 | 0 | 0 | 0 | 0 | 0 | 0 | 0 | 0 | 0 | 0 | 0 | 0 | 0 | 0 | 0 | 0 | 0 | 0 | 0 | 0 | 0 | 0 | 0
F4_Commercial_Lodging_New_Food Preparation_Natural Gas_Food Prep Other_E9 | F4 | Commercial | Lodging | New | Food Preparation | Natural Gas | Food Prep Other | E9 | RVT BC Ratio | 0 | 0 | 0 | 0 | 0 | 0 | 0 | 0 | 0 | 0 | 0 | 0 | 0 | 0 | 0 | 0 | 0 | 0 | 0 | 0 | 0 | 0 | 0 | 0 | 0 | 0 | 0 | 0 | 0 | 0 | 0 | 0 | 0
F4_Commercial_Lodging_New_Food Preparation_Natural Gas_Food Prep Other_E10 | F4 | Commercial | Lodging | New | Food Preparation | Natural Gas | Food Prep Other | E10 | RVT BC Ratio | 0 | 0 | 0 | 0 | 0 | 0 | 0 | 0 | 0 | 0 | 0 | 0 | 0 | 0 | 0 | 0 | 0 | 0 | 0 | 0 | 0 | 0 | 0 | 0 | 0 | 0 | 0 | 0 | 0 | 0 | 0 | 0 | 0
F5_Commercial_Lodging_New_Food Preparation_Natural Gas_Food Prep Other_E1 | F5 | Commercial | Lodging | New | Food Preparation | Natural Gas | Food Prep Other | E1 | RIM BC Ratio | bar: 2019 to 2051
F5_Commercial_Lodging_New_Food Preparation_Natural Gas_Food Prep Other_E2 | F5 | Commercial | Lodging | New | Food Preparation | Natural Gas | Food Prep Other | E2 | RIM BC Ratio | 0.11176 | 0.11174 | 0.11221 | 0.11149 | 0.11106 | 0.11138 | 0.11233 | 0.11308 | 0.11401 | 0.11488 | 0.11576 | 0.11656 | 0.11742 | 0.11832 | 0.11917 | 0.12004 | 0.12092 | 0.12187 | 0.12286 | 0.12391 | 0.12493 | 0.12599 | 0.12697 | 0.12799 | 0.12888 | 0.12965 | 0.13035 | 0.13095 | 0.13142 | 0.13181 | 0.13202 | 0.13216 | 0.13216
F5_Commercial_Lodging_New_Food Preparation_Natural Gas_Food Prep Other_E3 | F5 | Commercial | Lodging | New | Food Preparation | Natural Gas | Food Prep Other | E3 | RIM BC Ratio | 0 | 0 | 0 | 0 | 0 | 0 | 0 | 0 | 0 | 0 | 0 | 0 | 0 | 0 | 0 | 0 | 0 | 0 | 0 | 0 | 0 | 0 | 0 | 0 | 0 | 0 | 0 | 0 | 0 | 0 | 0 | 0 | 0
F5_Commercial_Lodging_New_Food Preparation_Natural Gas_Food Prep Other_E4 | F5 | Commercial | Lodging | New | Food Preparation | Natural Gas | Food Prep Other | E4 | RIM BC Ratio | 0 | 0 | 0 | 0 | 0 | 0 | 0 | 0 | 0 | 0 | 0 | 0 | 0 | 0 | 0 | 0 | 0 | 0 | 0 | 0 | 0 | 0 | 0 | 0 | 0 | 0 | 0 | 0 | 0 | 0 | 0 | 0 | 0
F5_Commercial_Lodging_New_Food Preparation_Natural Gas_Food Prep Other_E5 | F5 | Commercial | Lodging | New | Food Preparation | Natural Gas | Food Prep Other | E5 | RIM BC Ratio | 0 | 0 | 0 | 0 | 0 | 0 | 0 | 0 | 0 | 0 | 0 | 0 | 0 | 0 | 0 | 0 | 0 | 0 | 0 | 0 | 0 | 0 | 0 | 0 | 0 | 0 | 0 | 0 | 0 | 0 | 0 | 0 | 0
F5_Commercial_Lodging_New_Food Preparation_Natural Gas_Food Prep Other_E6 | F5 | Commercial | Lodging | New | Food Preparation | Natural Gas | Food Prep Other | E6 | RIM BC Ratio | 0 | 0 | 0 | 0 | 0 | 0 | 0 | 0 | 0 | 0 | 0 | 0 | 0 | 0 | 0 | 0 | 0 | 0 | 0 | 0 | 0 | 0 | 0 | 0 | 0 | 0 | 0 | 0 | 0 | 0 | 0 | 0 | 0
F5_Commercial_Lodging_New_Food Preparation_Natural Gas_Food Prep Other_E7 | F5 | Commercial | Lodging | New | Food Preparation | Natural Gas | Food Prep Other | E7 | RIM BC Ratio | 0 | 0 | 0 | 0 | 0 | 0 | 0 | 0 | 0 | 0 | 0 | 0 | 0 | 0 | 0 | 0 | 0 | 0 | 0 | 0 | 0 | 0 | 0 | 0 | 0 | 0 | 0 | 0 | 0 | 0 | 0 | 0 | 0
F5_Commercial_Lodging_New_Food Preparation_Natural Gas_Food Prep Other_E8 | F5 | Commercial | Lodging | New | Food Preparation | Natural Gas | Food Prep Other | E8 | RIM BC Ratio | 0 | 0 | 0 | 0 | 0 | 0 | 0 | 0 | 0 | 0 | 0 | 0 | 0 | 0 | 0 | 0 | 0 | 0 | 0 | 0 | 0 | 0 | 0 | 0 | 0 | 0 | 0 | 0 | 0 | 0 | 0 | 0 | 0
F5_Commercial_Lodging_New_Food Preparation_Natural Gas_Food Prep Other_E9 | F5 | Commercial | Lodging | New | Food Preparation | Natural Gas | Food Prep Other | E9 | RIM BC Ratio | 0 | 0 | 0 | 0 | 0 | 0 | 0 | 0 | 0 | 0 | 0 | 0 | 0 | 0 | 0 | 0 | 0 | 0 | 0 | 0 | 0 | 0 | 0 | 0 | 0 | 0 | 0 | 0 | 0 | 0 | 0 | 0 | 0
F5_Commercial_Lodging_New_Food Preparation_Natural Gas_Food Prep Other_E10 | F5 | Commercial | Lodging | New | Food Preparation | Natural Gas | Food Prep Other | E10 | RIM BC Ratio | 0 | 0 | 0 | 0 | 0 | 0 | 0 | 0 | 0 | 0 | 0 | 0 | 0 | 0 | 0 | 0 | 0 | 0 | 0 | 0 | 0 | 0 | 0 | 0 | 0 | 0 | 0 | 0 | 0 | 0 | 0 | 0 | 0
F0_Commercial_Lodging_New_Miscellaneous_Natural Gas_Pool Heater_E0 | F0 | Commercial | Lodging | New | Miscellaneous | Natural Gas | Pool Heater | E0 | Economic Unit | Standard (EF .78) | Standard (EF .78) | Standard (EF .78) | Standard (EF .78) | Standard (EF .78) | Standard (EF .78) | Standard (EF .78) | Standard (EF .78) | Standard (EF .78) | Standard (EF .78) | Standard (EF .78) | Standard (EF .78) | Standard (EF .78) | Standard (EF .78) | Standard (EF .78) | Standard (EF .78) | Standard (EF .78) | Standard (EF .78) | Standard (EF .78) | Standard (EF .78) | Standard (EF .78) | Standard (EF .78) | Standard (EF .78) | Standard (EF .78) | Standard (EF .78) | Standard (EF .78) | Standard (EF .78) | Standard (EF .78) | Standard (EF .78) | Standard (EF .78) | Standard (EF .78) | Standard (EF .78) | Standard (EF .78)
F1_Commercial_Lodging_New_Miscellaneous_Natural Gas_Pool Heater_E1 | F1 | Commercial | Lodging | New | Miscellaneous | Natural Gas | Pool Heater | E1 | CCE | 0 | 0 | 0 | 0 | 0 | 0 | 0 | 0 | 0 | 0 | 0 | 0 | 0 | 0 | 0 | 0 | 0 | 0 | 0 | 0 | 0 | 0 | 0 | 0 | 0 | 0 | 0 | 0 | 0 | 0 | 0 | 0 | 0
F1_Commercial_Lodging_New_Miscellaneous_Natural Gas_Pool Heater_E2 | F1 | Commercial | Lodging | New | Miscellaneous | Natural Gas | Pool Heater | E2 | CCE | 1.2677 | 1.3125 | 1.1782 | 1.2003 | 1.2003 | 1.2003 | 1.2003 | 1.2003 | 1.2003 | 1.2003 | 1.2003 | 1.2003 | 1.2003 | 1.2003 | 1.2003 | 1.2003 | 1.2003 | 1.2003 | 1.2003 | 1.2003 | 1.2003 | 1.2003 | 1.2003 | 1.2003 | 1.2003 | 1.2003 | 1.2003 | 1.2003 | 1.2003 | 1.2003 | 1.2003 | 1.2003 | 1.2003
F1_Commercial_Lodging_New_Miscellaneous_Natural Gas_Pool Heater_E3 | F1 | Commercial | Lodging | New | Miscellaneous | Natural Gas | Pool Heater | E3 | CCE | 0 | 0 | 0 | 0 | 0 | 0 | 0 | 0 | 0 | 0 | 0 | 0 | 0 | 0 | 0 | 0 | 0 | 0 | 0 | 0 | 0 | 0 | 0 | 0 | 0 | 0 | 0 | 0 | 0 | 0 | 0 | 0 | 0
F1_Commercial_Lodging_New_Miscellaneous_Natural Gas_Pool Heater_E4 | F1 | Commercial | Lodging | New | Miscellaneous | Natural Gas | Pool Heater | E4 | CCE | 0 | 0 | 0 | 0 | 0 | 0 | 0 | 0 | 0 | 0 | 0 | 0 | 0 | 0 | 0 | 0 | 0 | 0 | 0 | 0 | 0 | 0 | 0 | 0 | 0 | 0 | 0 | 0 | 0 | 0 | 0 | 0 | 0
F1_Commercial_Lodging_New_Miscellaneous_Natural Gas_Pool Heater_E5 | F1 | Commercial | Lodging | New | Miscellaneous | Natural Gas | Pool Heater | E5 | CCE | 0 | 0 | 0 | 0 | 0 | 0 | 0 | 0 | 0 | 0 | 0 | 0 | 0 | 0 | 0 | 0 | 0 | 0 | 0 | 0 | 0 | 0 | 0 | 0 | 0 | 0 | 0 | 0 | 0 | 0 | 0 | 0 | 0
F1_Commercial_Lodging_New_Miscellaneous_Natural Gas_Pool Heater_E6 | F1 | Commercial | Lodging | New | Miscellaneous | Natural Gas | Pool Heater | E6 | CCE | 0 | 0 | 0 | 0 | 0 | 0 | 0 | 0 | 0 | 0 | 0 | 0 | 0 | 0 | 0 | 0 | 0 | 0 | 0 | 0 | 0 | 0 | 0 | 0 | 0 | 0 | 0 | 0 | 0 | 0 | 0 | 0 | 0
F1_Commercial_Lodging_New_Miscellaneous_Natural Gas_Pool Heater_E7 | F1 | Commercial | Lodging | New | Miscellaneous | Natural Gas | Pool Heater | E7 | CCE | 0 | 0 | 0 | 0 | 0 | 0 | 0 | 0 | 0 | 0 | 0 | 0 | 0 | 0 | 0 | 0 | 0 | 0 | 0 | 0 | 0 | 0 | 0 | 0 | 0 | 0 | 0 | 0 | 0 | 0 | 0 | 0 | 0
F1_Commercial_Lodging_New_Miscellaneous_Natural Gas_Pool Heater_E8 | F1 | Commercial | Lodging | New | Miscellaneous | Natural Gas | Pool Heater | E8 | CCE | 0 | 0 | 0 | 0 | 0 | 0 | 0 | 0 | 0 | 0 | 0 | 0 | 0 | 0 | 0 | 0 | 0 | 0 | 0 | 0 | 0 | 0 | 0 | 0 | 0 | 0 | 0 | 0 | 0 | 0 | 0 | 0 | 0
F1_Commercial_Lodging_New_Miscellaneous_Natural Gas_Pool Heater_E9 | F1 | Commercial | Lodging | New | Miscellaneous | Natural Gas | Pool Heater | E9 | CCE | 0 | 0 | 0 | 0 | 0 | 0 | 0 | 0 | 0 | 0 | 0 | 0 | 0 | 0 | 0 | 0 | 0 | 0 | 0 | 0 | 0 | 0 | 0 | 0 | 0 | 0 | 0 | 0 | 0 | 0 | 0 | 0 | 0
F1_Commercial_Lodging_New_Miscellaneous_Natural Gas_Pool Heater_E10 | F1 | Commercial | Lodging | New | Miscellaneous | Natural Gas | Pool Heater | E10 | CCE | 0 | 0 | 0 | 0 | 0 | 0 | 0 | 0 | 0 | 0 | 0 | 0 | 0 | 0 | 0 | 0 | 0 | 0 | 0 | 0 | 0 | 0 | 0 | 0 | 0 | 0 | 0 | 0 | 0 | 0 | 0 | 0 | 0
F2_Commercial_Lodging_New_Miscellaneous_Natural Gas_Pool Heater_E1 | F2 | Commercial | Lodging | New | Miscellaneous | Natural Gas | Pool Heater | E1 | TRC BC Ratio | bar: 2019 to 2051
F2_Commercial_Lodging_New_Miscellaneous_Natural Gas_Pool Heater_E2 | F2 | Commercial | Lodging | New | Miscellaneous | Natural Gas | Pool Heater | E2 | TRC BC Ratio | 0 | 0 | 0 | 0 | 0 | 0 | 0 | 0 | 0 | 0 | 0 | 0 | 0 | 0 | 0 | 0 | 0 | 0 | 0 | 0 | 0 | 0 | 0 | 0 | 0 | 0 | 0 | 0 | 0 | 0 | 0 | 0 | 0
F2_Commercial_Lodging_New_Miscellaneous_Natural Gas_Pool Heater_E3 | F2 | Commercial | Lodging | New | Miscellaneous | Natural Gas | Pool Heater | E3 | TRC BC Ratio | 0 | 0 | 0 | 0 | 0 | 0 | 0 | 0 | 0 | 0 | 0 | 0 | 0 | 0 | 0 | 0 | 0 | 0 | 0 | 0 | 0 | 0 | 0 | 0 | 0 | 0 | 0 | 0 | 0 | 0 | 0 | 0 | 0
F2_Commercial_Lodging_New_Miscellaneous_Natural Gas_Pool Heater_E4 | F2 | Commercial | Lodging | New | Miscellaneous | Natural Gas | Pool Heater | E4 | TRC BC Ratio | 0 | 0 | 0 | 0 | 0 | 0 | 0 | 0 | 0 | 0 | 0 | 0 | 0 | 0 | 0 | 0 | 0 | 0 | 0 | 0 | 0 | 0 | 0 | 0 | 0 | 0 | 0 | 0 | 0 | 0 | 0 | 0 | 0
F2_Commercial_Lodging_New_Miscellaneous_Natural Gas_Pool Heater_E5 | F2 | Commercial | Lodging | New | Miscellaneous | Natural Gas | Pool Heater | E5 | TRC BC Ratio | 0 | 0 | 0 | 0 | 0 | 0 | 0 | 0 | 0 | 0 | 0 | 0 | 0 | 0 | 0 | 0 | 0 | 0 | 0 | 0 | 0 | 0 | 0 | 0 | 0 | 0 | 0 | 0 | 0 | 0 | 0 | 0 | 0
F2_Commercial_Lodging_New_Miscellaneous_Natural Gas_Pool Heater_E6 | F2 | Commercial | Lodging | New | Miscellaneous | Natural Gas | Pool Heater | E6 | TRC BC Ratio | 0 | 0 | 0 | 0 | 0 | 0 | 0 | 0 | 0 | 0 | 0 | 0 | 0 | 0 | 0 | 0 | 0 | 0 | 0 | 0 | 0 | 0 | 0 | 0 | 0 | 0 | 0 | 0 | 0 | 0 | 0 | 0 | 0
F2_Commercial_Lodging_New_Miscellaneous_Natural Gas_Pool Heater_E7 | F2 | Commercial | Lodging | New | Miscellaneous | Natural Gas | Pool Heater | E7 | TRC BC Ratio | 0 | 0 | 0 | 0 | 0 | 0 | 0 | 0 | 0 | 0 | 0 | 0 | 0 | 0 | 0 | 0 | 0 | 0 | 0 | 0 | 0 | 0 | 0 | 0 | 0 | 0 | 0 | 0 | 0 | 0 | 0 | 0 | 0
F2_Commercial_Lodging_New_Miscellaneous_Natural Gas_Pool Heater_E8 | F2 | Commercial | Lodging | New | Miscellaneous | Natural Gas | Pool Heater | E8 | TRC BC Ratio | 0 | 0 | 0 | 0 | 0 | 0 | 0 | 0 | 0 | 0 | 0 | 0 | 0 | 0 | 0 | 0 | 0 | 0 | 0 | 0 | 0 | 0 | 0 | 0 | 0 | 0 | 0 | 0 | 0 | 0 | 0 | 0 | 0
F2_Commercial_Lodging_New_Miscellaneous_Natural Gas_Pool Heater_E9 | F2 | Commercial | Lodging | New | Miscellaneous | Natural Gas | Pool Heater | E9 | TRC BC Ratio | 0 | 0 | 0 | 0 | 0 | 0 | 0 | 0 | 0 | 0 | 0 | 0 | 0 | 0 | 0 | 0 | 0 | 0 | 0 | 0 | 0 | 0 | 0 | 0 | 0 | 0 | 0 | 0 | 0 | 0 | 0 | 0 | 0
F2_Commercial_Lodging_New_Miscellaneous_Natural Gas_Pool Heater_E10 | F2 | Commercial | Lodging | New | Miscellaneous | Natural Gas | Pool Heater | E10 | TRC BC Ratio | 0 | 0 | 0 | 0 | 0 | 0 | 0 | 0 | 0 | 0 | 0 | 0 | 0 | 0 | 0 | 0 | 0 | 0 | 0 | 0 | 0 | 0 | 0 | 0 | 0 | 0 | 0 | 0 | 0 | 0 | 0 | 0 | 0
F3_Commercial_Lodging_New_Miscellaneous_Natural Gas_Pool Heater_E1 | F3 | Commercial | Lodging | New | Miscellaneous | Natural Gas | Pool Heater | E1 | PACT BC Ratio | bar: 2019 to 2051
F3_Commercial_Lodging_New_Miscellaneous_Natural Gas_Pool Heater_E2 | F3 | Commercial | Lodging | New | Miscellaneous | Natural Gas | Pool Heater | E2 | PACT BC Ratio | 0 | 0 | 0 | 0 | 0 | 0 | 0 | 0 | 0 | 0 | 0 | 0 | 0 | 0 | 0 | 0 | 0 | 0 | 0 | 0 | 0 | 0 | 0 | 0 | 0 | 0 | 0 | 0 | 0 | 0 | 0 | 0 | 0
F3_Commercial_Lodging_New_Miscellaneous_Natural Gas_Pool Heater_E3 | F3 | Commercial | Lodging | New | Miscellaneous | Natural Gas | Pool Heater | E3 | PACT BC Ratio | 0 | 0 | 0 | 0 | 0 | 0 | 0 | 0 | 0 | 0 | 0 | 0 | 0 | 0 | 0 | 0 | 0 | 0 | 0 | 0 | 0 | 0 | 0 | 0 | 0 | 0 | 0 | 0 | 0 | 0 | 0 | 0 | 0
F3_Commercial_Lodging_New_Miscellaneous_Natural Gas_Pool Heater_E4 | F3 | Commercial | Lodging | New | Miscellaneous | Natural Gas | Pool Heater | E4 | PACT BC Ratio | 0 | 0 | 0 | 0 | 0 | 0 | 0 | 0 | 0 | 0 | 0 | 0 | 0 | 0 | 0 | 0 | 0 | 0 | 0 | 0 | 0 | 0 | 0 | 0 | 0 | 0 | 0 | 0 | 0 | 0 | 0 | 0 | 0
F3_Commercial_Lodging_New_Miscellaneous_Natural Gas_Pool Heater_E5 | F3 | Commercial | Lodging | New | Miscellaneous | Natural Gas | Pool Heater | E5 | PACT BC Ratio | 0 | 0 | 0 | 0 | 0 | 0 | 0 | 0 | 0 | 0 | 0 | 0 | 0 | 0 | 0 | 0 | 0 | 0 | 0 | 0 | 0 | 0 | 0 | 0 | 0 | 0 | 0 | 0 | 0 | 0 | 0 | 0 | 0
F3_Commercial_Lodging_New_Miscellaneous_Natural Gas_Pool Heater_E6 | F3 | Commercial | Lodging | New | Miscellaneous | Natural Gas | Pool Heater | E6 | PACT BC Ratio | 0 | 0 | 0 | 0 | 0 | 0 | 0 | 0 | 0 | 0 | 0 | 0 | 0 | 0 | 0 | 0 | 0 | 0 | 0 | 0 | 0 | 0 | 0 | 0 | 0 | 0 | 0 | 0 | 0 | 0 | 0 | 0 | 0
F3_Commercial_Lodging_New_Miscellaneous_Natural Gas_Pool Heater_E7 | F3 | Commercial | Lodging | New | Miscellaneous | Natural Gas | Pool Heater | E7 | PACT BC Ratio | 0 | 0 | 0 | 0 | 0 | 0 | 0 | 0 | 0 | 0 | 0 | 0 | 0 | 0 | 0 | 0 | 0 | 0 | 0 | 0 | 0 | 0 | 0 | 0 | 0 | 0 | 0 | 0 | 0 | 0 | 0 | 0 | 0
F3_Commercial_Lodging_New_Miscellaneous_Natural Gas_Pool Heater_E8 | F3 | Commercial | Lodging | New | Miscellaneous | Natural Gas | Pool Heater | E8 | PACT BC Ratio | 0 | 0 | 0 | 0 | 0 | 0 | 0 | 0 | 0 | 0 | 0 | 0 | 0 | 0 | 0 | 0 | 0 | 0 | 0 | 0 | 0 | 0 | 0 | 0 | 0 | 0 | 0 | 0 | 0 | 0 | 0 | 0 | 0
F3_Commercial_Lodging_New_Miscellaneous_Natural Gas_Pool Heater_E9 | F3 | Commercial | Lodging | New | Miscellaneous | Natural Gas | Pool Heater | E9 | PACT BC Ratio | 0 | 0 | 0 | 0 | 0 | 0 | 0 | 0 | 0 | 0 | 0 | 0 | 0 | 0 | 0 | 0 | 0 | 0 | 0 | 0 | 0 | 0 | 0 | 0 | 0 | 0 | 0 | 0 | 0 | 0 | 0 | 0 | 0
F3_Commercial_Lodging_New_Miscellaneous_Natural Gas_Pool Heater_E10 | F3 | Commercial | Lodging | New | Miscellaneous | Natural Gas | Pool Heater | E10 | PACT BC Ratio | 0 | 0 | 0 | 0 | 0 | 0 | 0 | 0 | 0 | 0 | 0 | 0 | 0 | 0 | 0 | 0 | 0 | 0 | 0 | 0 | 0 | 0 | 0 | 0 | 0 | 0 | 0 | 0 | 0 | 0 | 0 | 0 | 0
F4_Commercial_Lodging_New_Miscellaneous_Natural Gas_Pool Heater_E1 | F4 | Commercial | Lodging | New | Miscellaneous | Natural Gas | Pool Heater | E1 | RVT BC Ratio | bar: 2019 to 2051
F4_Commercial_Lodging_New_Miscellaneous_Natural Gas_Pool Heater_E2 | F4 | Commercial | Lodging | New | Miscellaneous | Natural Gas | Pool Heater | E2 | RVT BC Ratio | 0.7 | 0.7 | 0.7 | 0.7 | 0.7 | 0.7 | 0.7 | 0.7 | 0.7 | 0.7 | 0.7 | 0.7 | 0.7 | 0.7 | 0.7 | 0.7 | 0.7 | 0.7 | 0.7 | 0.7 | 0.7 | 0.7 | 0.7 | 0.7 | 0.7 | 0.7 | 0.7 | 0.7 | 0.7 | 0.7 | 0.7 | 0.7 | 0.7
F4_Commercial_Lodging_New_Miscellaneous_Natural Gas_Pool Heater_E3 | F4 | Commercial | Lodging | New | Miscellaneous | Natural Gas | Pool Heater | E3 | RVT BC Ratio | 0 | 0 | 0 | 0 | 0 | 0 | 0 | 0 | 0 | 0 | 0 | 0 | 0 | 0 | 0 | 0 | 0 | 0 | 0 | 0 | 0 | 0 | 0 | 0 | 0 | 0 | 0 | 0 | 0 | 0 | 0 | 0 | 0
F4_Commercial_Lodging_New_Miscellaneous_Natural Gas_Pool Heater_E4 | F4 | Commercial | Lodging | New | Miscellaneous | Natural Gas | Pool Heater | E4 | RVT BC Ratio | 0 | 0 | 0 | 0 | 0 | 0 | 0 | 0 | 0 | 0 | 0 | 0 | 0 | 0 | 0 | 0 | 0 | 0 | 0 | 0 | 0 | 0 | 0 | 0 | 0 | 0 | 0 | 0 | 0 | 0 | 0 | 0 | 0
F4_Commercial_Lodging_New_Miscellaneous_Natural Gas_Pool Heater_E5 | F4 | Commercial | Lodging | New | Miscellaneous | Natural Gas | Pool Heater | E5 | RVT BC Ratio | 0 | 0 | 0 | 0 | 0 | 0 | 0 | 0 | 0 | 0 | 0 | 0 | 0 | 0 | 0 | 0 | 0 | 0 | 0 | 0 | 0 | 0 | 0 | 0 | 0 | 0 | 0 | 0 | 0 | 0 | 0 | 0 | 0
F4_Commercial_Lodging_New_Miscellaneous_Natural Gas_Pool Heater_E6 | F4 | Commercial | Lodging | New | Miscellaneous | Natural Gas | Pool Heater | E6 | RVT BC Ratio | 0 | 0 | 0 | 0 | 0 | 0 | 0 | 0 | 0 | 0 | 0 | 0 | 0 | 0 | 0 | 0 | 0 | 0 | 0 | 0 | 0 | 0 | 0 | 0 | 0 | 0 | 0 | 0 | 0 | 0 | 0 | 0 | 0
F4_Commercial_Lodging_New_Miscellaneous_Natural Gas_Pool Heater_E7 | F4 | Commercial | Lodging | New | Miscellaneous | Natural Gas | Pool Heater | E7 | RVT BC Ratio | 0 | 0 | 0 | 0 | 0 | 0 | 0 | 0 | 0 | 0 | 0 | 0 | 0 | 0 | 0 | 0 | 0 | 0 | 0 | 0 | 0 | 0 | 0 | 0 | 0 | 0 | 0 | 0 | 0 | 0 | 0 | 0 | 0
F4_Commercial_Lodging_New_Miscellaneous_Natural Gas_Pool Heater_E8 | F4 | Commercial | Lodging | New | Miscellaneous | Natural Gas | Pool Heater | E8 | RVT BC Ratio | 0 | 0 | 0 | 0 | 0 | 0 | 0 | 0 | 0 | 0 | 0 | 0 | 0 | 0 | 0 | 0 | 0 | 0 | 0 | 0 | 0 | 0 | 0 | 0 | 0 | 0 | 0 | 0 | 0 | 0 | 0 | 0 | 0
F4_Commercial_Lodging_New_Miscellaneous_Natural Gas_Pool Heater_E9 | F4 | Commercial | Lodging | New | Miscellaneous | Natural Gas | Pool Heater | E9 | RVT BC Ratio | 0 | 0 | 0 | 0 | 0 | 0 | 0 | 0 | 0 | 0 | 0 | 0 | 0 | 0 | 0 | 0 | 0 | 0 | 0 | 0 | 0 | 0 | 0 | 0 | 0 | 0 | 0 | 0 | 0 | 0 | 0 | 0 | 0
F4_Commercial_Lodging_New_Miscellaneous_Natural Gas_Pool Heater_E10 | F4 | Commercial | Lodging | New | Miscellaneous | Natural Gas | Pool Heater | E10 | RVT BC Ratio | 0 | 0 | 0 | 0 | 0 | 0 | 0 | 0 | 0 | 0 | 0 | 0 | 0 | 0 | 0 | 0 | 0 | 0 | 0 | 0 | 0 | 0 | 0 | 0 | 0 | 0 | 0 | 0 | 0 | 0 | 0 | 0 | 0
F5_Commercial_Lodging_New_Miscellaneous_Natural Gas_Pool Heater_E1 | F5 | Commercial | Lodging | New | Miscellaneous | Natural Gas | Pool Heater | E1 | RIM BC Ratio | bar: 2019 to 2051
F5_Commercial_Lodging_New_Miscellaneous_Natural Gas_Pool Heater_E2 | F5 | Commercial | Lodging | New | Miscellaneous | Natural Gas | Pool Heater | E2 | RIM BC Ratio | 0 | 0 | 0 | 0 | 0 | 0 | 0 | 0 | 0 | 0 | 0 | 0 | 0 | 0 | 0 | 0 | 0 | 0 | 0 | 0 | 0 | 0 | 0 | 0 | 0 | 0 | 0 | 0 | 0 | 0 | 0 | 0 | 0
F5_Commercial_Lodging_New_Miscellaneous_Natural Gas_Pool Heater_E3 | F5 | Commercial | Lodging | New | Miscellaneous | Natural Gas | Pool Heater | E3 | RIM BC Ratio | 0 | 0 | 0 | 0 | 0 | 0 | 0 | 0 | 0 | 0 | 0 | 0 | 0 | 0 | 0 | 0 | 0 | 0 | 0 | 0 | 0 | 0 | 0 | 0 | 0 | 0 | 0 | 0 | 0 | 0 | 0 | 0 | 0
F5_Commercial_Lodging_New_Miscellaneous_Natural Gas_Pool Heater_E4 | F5 | Commercial | Lodging | New | Miscellaneous | Natural Gas | Pool Heater | E4 | RIM BC Ratio | 0 | 0 | 0 | 0 | 0 | 0 | 0 | 0 | 0 | 0 | 0 | 0 | 0 | 0 | 0 | 0 | 0 | 0 | 0 | 0 | 0 | 0 | 0 | 0 | 0 | 0 | 0 | 0 | 0 | 0 | 0 | 0 | 0
F5_Commercial_Lodging_New_Miscellaneous_Natural Gas_Pool Heater_E5 | F5 | Commercial | Lodging | New | Miscellaneous | Natural Gas | Pool Heater | E5 | RIM BC Ratio | 0 | 0 | 0 | 0 | 0 | 0 | 0 | 0 | 0 | 0 | 0 | 0 | 0 | 0 | 0 | 0 | 0 | 0 | 0 | 0 | 0 | 0 | 0 | 0 | 0 | 0 | 0 | 0 | 0 | 0 | 0 | 0 | 0
F5_Commercial_Lodging_New_Miscellaneous_Natural Gas_Pool Heater_E6 | F5 | Commercial | Lodging | New | Miscellaneous | Natural Gas | Pool Heater | E6 | RIM BC Ratio | 0 | 0 | 0 | 0 | 0 | 0 | 0 | 0 | 0 | 0 | 0 | 0 | 0 | 0 | 0 | 0 | 0 | 0 | 0 | 0 | 0 | 0 | 0 | 0 | 0 | 0 | 0 | 0 | 0 | 0 | 0 | 0 | 0
F5_Commercial_Lodging_New_Miscellaneous_Natural Gas_Pool Heater_E7 | F5 | Commercial | Lodging | New | Miscellaneous | Natural Gas | Pool Heater | E7 | RIM BC Ratio | 0 | 0 | 0 | 0 | 0 | 0 | 0 | 0 | 0 | 0 | 0 | 0 | 0 | 0 | 0 | 0 | 0 | 0 | 0 | 0 | 0 | 0 | 0 | 0 | 0 | 0 | 0 | 0 | 0 | 0 | 0 | 0 | 0
F5_Commercial_Lodging_New_Miscellaneous_Natural Gas_Pool Heater_E8 | F5 | Commercial | Lodging | New | Miscellaneous | Natural Gas | Pool Heater | E8 | RIM BC Ratio | 0 | 0 | 0 | 0 | 0 | 0 | 0 | 0 | 0 | 0 | 0 | 0 | 0 | 0 | 0 | 0 | 0 | 0 | 0 | 0 | 0 | 0 | 0 | 0 | 0 | 0 | 0 | 0 | 0 | 0 | 0 | 0 | 0
F5_Commercial_Lodging_New_Miscellaneous_Natural Gas_Pool Heater_E9 | F5 | Commercial | Lodging | New | Miscellaneous | Natural Gas | Pool Heater | E9 | RIM BC Ratio | 0 | 0 | 0 | 0 | 0 | 0 | 0 | 0 | 0 | 0 | 0 | 0 | 0 | 0 | 0 | 0 | 0 | 0 | 0 | 0 | 0 | 0 | 0 | 0 | 0 | 0 | 0 | 0 | 0 | 0 | 0 | 0 | 0
F5_Commercial_Lodging_New_Miscellaneous_Natural Gas_Pool Heater_E10 | F5 | Commercial | Lodging | New | Miscellaneous | Natural Gas | Pool Heater | E10 | RIM BC Ratio | 0 | 0 | 0 | 0 | 0 | 0 | 0 | 0 | 0 | 0 | 0 | 0 | 0 | 0 | 0 | 0 | 0 | 0 | 0 | 0 | 0 | 0 | 0 | 0 | 0 | 0 | 0 | 0 | 0 | 0 | 0 | 0 | 0
F0_Commercial_Lodging_New_Miscellaneous_Natural Gas_Miscellaneous_E0 | F0 | Commercial | Lodging | New | Miscellaneous | Natural Gas | Miscellaneous | E0 | Economic Unit | Miscellaneous | Miscellaneous | Miscellaneous | Miscellaneous | Miscellaneous | Miscellaneous | Miscellaneous | Miscellaneous | Miscellaneous | Miscellaneous | Miscellaneous | Miscellaneous | Miscellaneous | Miscellaneous | Miscellaneous | Miscellaneous | Miscellaneous | Miscellaneous | Miscellaneous | Miscellaneous | Miscellaneous | Miscellaneous | Miscellaneous | Miscellaneous | Miscellaneous | Miscellaneous | Miscellaneous | Miscellaneous | Miscellaneous | Miscellaneous | Miscellaneous | Miscellaneous | Miscellaneous
F1_Commercial_Lodging_New_Miscellaneous_Natural Gas_Miscellaneous_E1 | F1 | Commercial | Lodging | New | Miscellaneous | Natural Gas | Miscellaneous | E1 | CCE | 0 | 0 | 0 | 0 | 0 | 0 | 0 | 0 | 0 | 0 | 0 | 0 | 0 | 0 | 0 | 0 | 0 | 0 | 0 | 0 | 0 | 0 | 0 | 0 | 0 | 0 | 0 | 0 | 0 | 0 | 0 | 0 | 0
F1_Commercial_Lodging_New_Miscellaneous_Natural Gas_Miscellaneous_E2 | F1 | Commercial | Lodging | New | Miscellaneous | Natural Gas | Miscellaneous | E2 | CCE | 0 | 0 | 0 | 0 | 0 | 0 | 0 | 0 | 0 | 0 | 0 | 0 | 0 | 0 | 0 | 0 | 0 | 0 | 0 | 0 | 0 | 0 | 0 | 0 | 0 | 0 | 0 | 0 | 0 | 0 | 0 | 0 | 0
F1_Commercial_Lodging_New_Miscellaneous_Natural Gas_Miscellaneous_E3 | F1 | Commercial | Lodging | New | Miscellaneous | Natural Gas | Miscellaneous | E3 | CCE | 0 | 0 | 0 | 0 | 0 | 0 | 0 | 0 | 0 | 0 | 0 | 0 | 0 | 0 | 0 | 0 | 0 | 0 | 0 | 0 | 0 | 0 | 0 | 0 | 0 | 0 | 0 | 0 | 0 | 0 | 0 | 0 | 0
F1_Commercial_Lodging_New_Miscellaneous_Natural Gas_Miscellaneous_E4 | F1 | Commercial | Lodging | New | Miscellaneous | Natural Gas | Miscellaneous | E4 | CCE | 0 | 0 | 0 | 0 | 0 | 0 | 0 | 0 | 0 | 0 | 0 | 0 | 0 | 0 | 0 | 0 | 0 | 0 | 0 | 0 | 0 | 0 | 0 | 0 | 0 | 0 | 0 | 0 | 0 | 0 | 0 | 0 | 0
F1_Commercial_Lodging_New_Miscellaneous_Natural Gas_Miscellaneous_E5 | F1 | Commercial | Lodging | New | Miscellaneous | Natural Gas | Miscellaneous | E5 | CCE | 0 | 0 | 0 | 0 | 0 | 0 | 0 | 0 | 0 | 0 | 0 | 0 | 0 | 0 | 0 | 0 | 0 | 0 | 0 | 0 | 0 | 0 | 0 | 0 | 0 | 0 | 0 | 0 | 0 | 0 | 0 | 0 | 0
F1_Commercial_Lodging_New_Miscellaneous_Natural Gas_Miscellaneous_E6 | F1 | Commercial | Lodging | New | Miscellaneous | Natural Gas | Miscellaneous | E6 | CCE | 0 | 0 | 0 | 0 | 0 | 0 | 0 | 0 | 0 | 0 | 0 | 0 | 0 | 0 | 0 | 0 | 0 | 0 | 0 | 0 | 0 | 0 | 0 | 0 | 0 | 0 | 0 | 0 | 0 | 0 | 0 | 0 | 0
F1_Commercial_Lodging_New_Miscellaneous_Natural Gas_Miscellaneous_E7 | F1 | Commercial | Lodging | New | Miscellaneous | Natural Gas | Miscellaneous | E7 | CCE | 0 | 0 | 0 | 0 | 0 | 0 | 0 | 0 | 0 | 0 | 0 | 0 | 0 | 0 | 0 | 0 | 0 | 0 | 0 | 0 | 0 | 0 | 0 | 0 | 0 | 0 | 0 | 0 | 0 | 0 | 0 | 0 | 0
F1_Commercial_Lodging_New_Miscellaneous_Natural Gas_Miscellaneous_E8 | F1 | Commercial | Lodging | New | Miscellaneous | Natural Gas | Miscellaneous | E8 | CCE | 0 | 0 | 0 | 0 | 0 | 0 | 0 | 0 | 0 | 0 | 0 | 0 | 0 | 0 | 0 | 0 | 0 | 0 | 0 | 0 | 0 | 0 | 0 | 0 | 0 | 0 | 0 | 0 | 0 | 0 | 0 | 0 | 0
F1_Commercial_Lodging_New_Miscellaneous_Natural Gas_Miscellaneous_E9 | F1 | Commercial | Lodging | New | Miscellaneous | Natural Gas | Miscellaneous | E9 | CCE | 0 | 0 | 0 | 0 | 0 | 0 | 0 | 0 | 0 | 0 | 0 | 0 | 0 | 0 | 0 | 0 | 0 | 0 | 0 | 0 | 0 | 0 | 0 | 0 | 0 | 0 | 0 | 0 | 0 | 0 | 0 | 0 | 0
F1_Commercial_Lodging_New_Miscellaneous_Natural Gas_Miscellaneous_E10 | F1 | Commercial | Lodging | New | Miscellaneous | Natural Gas | Miscellaneous | E10 | CCE | 0 | 0 | 0 | 0 | 0 | 0 | 0 | 0 | 0 | 0 | 0 | 0 | 0 | 0 | 0 | 0 | 0 | 0 | 0 | 0 | 0 | 0 | 0 | 0 | 0 | 0 | 0 | 0 | 0 | 0 | 0 | 0 | 0
F2_Commercial_Lodging_New_Miscellaneous_Natural Gas_Miscellaneous_E1 | F2 | Commercial | Lodging | New | Miscellaneous | Natural Gas | Miscellaneous | E1 | TRC BC Ratio | bar: 2019 to 2051
F2_Commercial_Lodging_New_Miscellaneous_Natural Gas_Miscellaneous_E2 | F2 | Commercial | Lodging | New | Miscellaneous | Natural Gas | Miscellaneous | E2 | TRC BC Ratio | 0 | 0 | 0 | 0 | 0 | 0 | 0 | 0 | 0 | 0 | 0 | 0 | 0 | 0 | 0 | 0 | 0 | 0 | 0 | 0 | 0 | 0 | 0 | 0 | 0 | 0 | 0 | 0 | 0 | 0 | 0 | 0 | 0
F2_Commercial_Lodging_New_Miscellaneous_Natural Gas_Miscellaneous_E3 | F2 | Commercial | Lodging | New | Miscellaneous | Natural Gas | Miscellaneous | E3 | TRC BC Ratio | 0 | 0 | 0 | 0 | 0 | 0 | 0 | 0 | 0 | 0 | 0 | 0 | 0 | 0 | 0 | 0 | 0 | 0 | 0 | 0 | 0 | 0 | 0 | 0 | 0 | 0 | 0 | 0 | 0 | 0 | 0 | 0 | 0
F2_Commercial_Lodging_New_Miscellaneous_Natural Gas_Miscellaneous_E4 | F2 | Commercial | Lodging | New | Miscellaneous | Natural Gas | Miscellaneous | E4 | TRC BC Ratio | 0 | 0 | 0 | 0 | 0 | 0 | 0 | 0 | 0 | 0 | 0 | 0 | 0 | 0 | 0 | 0 | 0 | 0 | 0 | 0 | 0 | 0 | 0 | 0 | 0 | 0 | 0 | 0 | 0 | 0 | 0 | 0 | 0
F2_Commercial_Lodging_New_Miscellaneous_Natural Gas_Miscellaneous_E5 | F2 | Commercial | Lodging | New | Miscellaneous | Natural Gas | Miscellaneous | E5 | TRC BC Ratio | 0 | 0 | 0 | 0 | 0 | 0 | 0 | 0 | 0 | 0 | 0 | 0 | 0 | 0 | 0 | 0 | 0 | 0 | 0 | 0 | 0 | 0 | 0 | 0 | 0 | 0 | 0 | 0 | 0 | 0 | 0 | 0 | 0
F2_Commercial_Lodging_New_Miscellaneous_Natural Gas_Miscellaneous_E6 | F2 | Commercial | Lodging | New | Miscellaneous | Natural Gas | Miscellaneous | E6 | TRC BC Ratio | 0 | 0 | 0 | 0 | 0 | 0 | 0 | 0 | 0 | 0 | 0 | 0 | 0 | 0 | 0 | 0 | 0 | 0 | 0 | 0 | 0 | 0 | 0 | 0 | 0 | 0 | 0 | 0 | 0 | 0 | 0 | 0 | 0
F2_Commercial_Lodging_New_Miscellaneous_Natural Gas_Miscellaneous_E7 | F2 | Commercial | Lodging | New | Miscellaneous | Natural Gas | Miscellaneous | E7 | TRC BC Ratio | 0 | 0 | 0 | 0 | 0 | 0 | 0 | 0 | 0 | 0 | 0 | 0 | 0 | 0 | 0 | 0 | 0 | 0 | 0 | 0 | 0 | 0 | 0 | 0 | 0 | 0 | 0 | 0 | 0 | 0 | 0 | 0 | 0
F2_Commercial_Lodging_New_Miscellaneous_Natural Gas_Miscellaneous_E8 | F2 | Commercial | Lodging | New | Miscellaneous | Natural Gas | Miscellaneous | E8 | TRC BC Ratio | 0 | 0 | 0 | 0 | 0 | 0 | 0 | 0 | 0 | 0 | 0 | 0 | 0 | 0 | 0 | 0 | 0 | 0 | 0 | 0 | 0 | 0 | 0 | 0 | 0 | 0 | 0 | 0 | 0 | 0 | 0 | 0 | 0
F2_Commercial_Lodging_New_Miscellaneous_Natural Gas_Miscellaneous_E9 | F2 | Commercial | Lodging | New | Miscellaneous | Natural Gas | Miscellaneous | E9 | TRC BC Ratio | 0 | 0 | 0 | 0 | 0 | 0 | 0 | 0 | 0 | 0 | 0 | 0 | 0 | 0 | 0 | 0 | 0 | 0 | 0 | 0 | 0 | 0 | 0 | 0 | 0 | 0 | 0 | 0 | 0 | 0 | 0 | 0 | 0
F2_Commercial_Lodging_New_Miscellaneous_Natural Gas_Miscellaneous_E10 | F2 | Commercial | Lodging | New | Miscellaneous | Natural Gas | Miscellaneous | E10 | TRC BC Ratio | 0 | 0 | 0 | 0 | 0 | 0 | 0 | 0 | 0 | 0 | 0 | 0 | 0 | 0 | 0 | 0 | 0 | 0 | 0 | 0 | 0 | 0 | 0 | 0 | 0 | 0 | 0 | 0 | 0 | 0 | 0 | 0 | 0
F3_Commercial_Lodging_New_Miscellaneous_Natural Gas_Miscellaneous_E1 | F3 | Commercial | Lodging | New | Miscellaneous | Natural Gas | Miscellaneous | E1 | PACT BC Ratio | bar: 2019 to 2051
F3_Commercial_Lodging_New_Miscellaneous_Natural Gas_Miscellaneous_E2 | F3 | Commercial | Lodging | New | Miscellaneous | Natural Gas | Miscellaneous | E2 | PACT BC Ratio | 0 | 0 | 0 | 0 | 0 | 0 | 0 | 0 | 0 | 0 | 0 | 0 | 0 | 0 | 0 | 0 | 0 | 0 | 0 | 0 | 0 | 0 | 0 | 0 | 0 | 0 | 0 | 0 | 0 | 0 | 0 | 0 | 0
F3_Commercial_Lodging_New_Miscellaneous_Natural Gas_Miscellaneous_E3 | F3 | Commercial | Lodging | New | Miscellaneous | Natural Gas | Miscellaneous | E3 | PACT BC Ratio | 0 | 0 | 0 | 0 | 0 | 0 | 0 | 0 | 0 | 0 | 0 | 0 | 0 | 0 | 0 | 0 | 0 | 0 | 0 | 0 | 0 | 0 | 0 | 0 | 0 | 0 | 0 | 0 | 0 | 0 | 0 | 0 | 0
F3_Commercial_Lodging_New_Miscellaneous_Natural Gas_Miscellaneous_E4 | F3 | Commercial | Lodging | New | Miscellaneous | Natural Gas | Miscellaneous | E4 | PACT BC Ratio | 0 | 0 | 0 | 0 | 0 | 0 | 0 | 0 | 0 | 0 | 0 | 0 | 0 | 0 | 0 | 0 | 0 | 0 | 0 | 0 | 0 | 0 | 0 | 0 | 0 | 0 | 0 | 0 | 0 | 0 | 0 | 0 | 0
F3_Commercial_Lodging_New_Miscellaneous_Natural Gas_Miscellaneous_E5 | F3 | Commercial | Lodging | New | Miscellaneous | Natural Gas | Miscellaneous | E5 | PACT BC Ratio | 0 | 0 | 0 | 0 | 0 | 0 | 0 | 0 | 0 | 0 | 0 | 0 | 0 | 0 | 0 | 0 | 0 | 0 | 0 | 0 | 0 | 0 | 0 | 0 | 0 | 0 | 0 | 0 | 0 | 0 | 0 | 0 | 0
F3_Commercial_Lodging_New_Miscellaneous_Natural Gas_Miscellaneous_E6 | F3 | Commercial | Lodging | New | Miscellaneous | Natural Gas | Miscellaneous | E6 | PACT BC Ratio | 0 | 0 | 0 | 0 | 0 | 0 | 0 | 0 | 0 | 0 | 0 | 0 | 0 | 0 | 0 | 0 | 0 | 0 | 0 | 0 | 0 | 0 | 0 | 0 | 0 | 0 | 0 | 0 | 0 | 0 | 0 | 0 | 0
F3_Commercial_Lodging_New_Miscellaneous_Natural Gas_Miscellaneous_E7 | F3 | Commercial | Lodging | New | Miscellaneous | Natural Gas | Miscellaneous | E7 | PACT BC Ratio | 0 | 0 | 0 | 0 | 0 | 0 | 0 | 0 | 0 | 0 | 0 | 0 | 0 | 0 | 0 | 0 | 0 | 0 | 0 | 0 | 0 | 0 | 0 | 0 | 0 | 0 | 0 | 0 | 0 | 0 | 0 | 0 | 0
F3_Commercial_Lodging_New_Miscellaneous_Natural Gas_Miscellaneous_E8 | F3 | Commercial | Lodging | New | Miscellaneous | Natural Gas | Miscellaneous | E8 | PACT BC Ratio | 0 | 0 | 0 | 0 | 0 | 0 | 0 | 0 | 0 | 0 | 0 | 0 | 0 | 0 | 0 | 0 | 0 | 0 | 0 | 0 | 0 | 0 | 0 | 0 | 0 | 0 | 0 | 0 | 0 | 0 | 0 | 0 | 0
F3_Commercial_Lodging_New_Miscellaneous_Natural Gas_Miscellaneous_E9 | F3 | Commercial | Lodging | New | Miscellaneous | Natural Gas | Miscellaneous | E9 | PACT BC Ratio | 0 | 0 | 0 | 0 | 0 | 0 | 0 | 0 | 0 | 0 | 0 | 0 | 0 | 0 | 0 | 0 | 0 | 0 | 0 | 0 | 0 | 0 | 0 | 0 | 0 | 0 | 0 | 0 | 0 | 0 | 0 | 0 | 0
F3_Commercial_Lodging_New_Miscellaneous_Natural Gas_Miscellaneous_E10 | F3 | Commercial | Lodging | New | Miscellaneous | Natural Gas | Miscellaneous | E10 | PACT BC Ratio | 0 | 0 | 0 | 0 | 0 | 0 | 0 | 0 | 0 | 0 | 0 | 0 | 0 | 0 | 0 | 0 | 0 | 0 | 0 | 0 | 0 | 0 | 0 | 0 | 0 | 0 | 0 | 0 | 0 | 0 | 0 | 0 | 0
F4_Commercial_Lodging_New_Miscellaneous_Natural Gas_Miscellaneous_E1 | F4 | Commercial | Lodging | New | Miscellaneous | Natural Gas | Miscellaneous | E1 | RVT BC Ratio | bar: 2019 to 2051
F4_Commercial_Lodging_New_Miscellaneous_Natural Gas_Miscellaneous_E2 | F4 | Commercial | Lodging | New | Miscellaneous | Natural Gas | Miscellaneous | E2 | RVT BC Ratio | 0 | 0 | 0 | 0 | 0 | 0 | 0 | 0 | 0 | 0 | 0 | 0 | 0 | 0 | 0 | 0 | 0 | 0 | 0 | 0 | 0 | 0 | 0 | 0 | 0 | 0 | 0 | 0 | 0 | 0 | 0 | 0 | 0
F4_Commercial_Lodging_New_Miscellaneous_Natural Gas_Miscellaneous_E3 | F4 | Commercial | Lodging | New | Miscellaneous | Natural Gas | Miscellaneous | E3 | RVT BC Ratio | 0 | 0 | 0 | 0 | 0 | 0 | 0 | 0 | 0 | 0 | 0 | 0 | 0 | 0 | 0 | 0 | 0 | 0 | 0 | 0 | 0 | 0 | 0 | 0 | 0 | 0 | 0 | 0 | 0 | 0 | 0 | 0 | 0
F4_Commercial_Lodging_New_Miscellaneous_Natural Gas_Miscellaneous_E4 | F4 | Commercial | Lodging | New | Miscellaneous | Natural Gas | Miscellaneous | E4 | RVT BC Ratio | 0 | 0 | 0 | 0 | 0 | 0 | 0 | 0 | 0 | 0 | 0 | 0 | 0 | 0 | 0 | 0 | 0 | 0 | 0 | 0 | 0 | 0 | 0 | 0 | 0 | 0 | 0 | 0 | 0 | 0 | 0 | 0 | 0
F4_Commercial_Lodging_New_Miscellaneous_Natural Gas_Miscellaneous_E5 | F4 | Commercial | Lodging | New | Miscellaneous | Natural Gas | Miscellaneous | E5 | RVT BC Ratio | 0 | 0 | 0 | 0 | 0 | 0 | 0 | 0 | 0 | 0 | 0 | 0 | 0 | 0 | 0 | 0 | 0 | 0 | 0 | 0 | 0 | 0 | 0 | 0 | 0 | 0 | 0 | 0 | 0 | 0 | 0 | 0 | 0
F4_Commercial_Lodging_New_Miscellaneous_Natural Gas_Miscellaneous_E6 | F4 | Commercial | Lodging | New | Miscellaneous | Natural Gas | Miscellaneous | E6 | RVT BC Ratio | 0 | 0 | 0 | 0 | 0 | 0 | 0 | 0 | 0 | 0 | 0 | 0 | 0 | 0 | 0 | 0 | 0 | 0 | 0 | 0 | 0 | 0 | 0 | 0 | 0 | 0 | 0 | 0 | 0 | 0 | 0 | 0 | 0
F4_Commercial_Lodging_New_Miscellaneous_Natural Gas_Miscellaneous_E7 | F4 | Commercial | Lodging | New | Miscellaneous | Natural Gas | Miscellaneous | E7 | RVT BC Ratio | 0 | 0 | 0 | 0 | 0 | 0 | 0 | 0 | 0 | 0 | 0 | 0 | 0 | 0 | 0 | 0 | 0 | 0 | 0 | 0 | 0 | 0 | 0 | 0 | 0 | 0 | 0 | 0 | 0 | 0 | 0 | 0 | 0
F4_Commercial_Lodging_New_Miscellaneous_Natural Gas_Miscellaneous_E8 | F4 | Commercial | Lodging | New | Miscellaneous | Natural Gas | Miscellaneous | E8 | RVT BC Ratio | 0 | 0 | 0 | 0 | 0 | 0 | 0 | 0 | 0 | 0 | 0 | 0 | 0 | 0 | 0 | 0 | 0 | 0 | 0 | 0 | 0 | 0 | 0 | 0 | 0 | 0 | 0 | 0 | 0 | 0 | 0 | 0 | 0
F4_Commercial_Lodging_New_Miscellaneous_Natural Gas_Miscellaneous_E9 | F4 | Commercial | Lodging | New | Miscellaneous | Natural Gas | Miscellaneous | E9 | RVT BC Ratio | 0 | 0 | 0 | 0 | 0 | 0 | 0 | 0 | 0 | 0 | 0 | 0 | 0 | 0 | 0 | 0 | 0 | 0 | 0 | 0 | 0 | 0 | 0 | 0 | 0 | 0 | 0 | 0 | 0 | 0 | 0 | 0 | 0
F4_Commercial_Lodging_New_Miscellaneous_Natural Gas_Miscellaneous_E10 | F4 | Commercial | Lodging | New | Miscellaneous | Natural Gas | Miscellaneous | E10 | RVT BC Ratio | 0 | 0 | 0 | 0 | 0 | 0 | 0 | 0 | 0 | 0 | 0 | 0 | 0 | 0 | 0 | 0 | 0 | 0 | 0 | 0 | 0 | 0 | 0 | 0 | 0 | 0 | 0 | 0 | 0 | 0 | 0 | 0 | 0
F5_Commercial_Lodging_New_Miscellaneous_Natural Gas_Miscellaneous_E1 | F5 | Commercial | Lodging | New | Miscellaneous | Natural Gas | Miscellaneous | E1 | RIM BC Ratio | bar: 2019 to 2051
F5_Commercial_Lodging_New_Miscellaneous_Natural Gas_Miscellaneous_E2 | F5 | Commercial | Lodging | New | Miscellaneous | Natural Gas | Miscellaneous | E2 | RIM BC Ratio | 0 | 0 | 0 | 0 | 0 | 0 | 0 | 0 | 0 | 0 | 0 | 0 | 0 | 0 | 0 | 0 | 0 | 0 | 0 | 0 | 0 | 0 | 0 | 0 | 0 | 0 | 0 | 0 | 0 | 0 | 0 | 0 | 0
F5_Commercial_Lodging_New_Miscellaneous_Natural Gas_Miscellaneous_E3 | F5 | Commercial | Lodging | New | Miscellaneous | Natural Gas | Miscellaneous | E3 | RIM BC Ratio | 0 | 0 | 0 | 0 | 0 | 0 | 0 | 0 | 0 | 0 | 0 | 0 | 0 | 0 | 0 | 0 | 0 | 0 | 0 | 0 | 0 | 0 | 0 | 0 | 0 | 0 | 0 | 0 | 0 | 0 | 0 | 0 | 0
F5_Commercial_Lodging_New_Miscellaneous_Natural Gas_Miscellaneous_E4 | F5 | Commercial | Lodging | New | Miscellaneous | Natural Gas | Miscellaneous | E4 | RIM BC Ratio | 0 | 0 | 0 | 0 | 0 | 0 | 0 | 0 | 0 | 0 | 0 | 0 | 0 | 0 | 0 | 0 | 0 | 0 | 0 | 0 | 0 | 0 | 0 | 0 | 0 | 0 | 0 | 0 | 0 | 0 | 0 | 0 | 0
F5_Commercial_Lodging_New_Miscellaneous_Natural Gas_Miscellaneous_E5 | F5 | Commercial | Lodging | New | Miscellaneous | Natural Gas | Miscellaneous | E5 | RIM BC Ratio | 0 | 0 | 0 | 0 | 0 | 0 | 0 | 0 | 0 | 0 | 0 | 0 | 0 | 0 | 0 | 0 | 0 | 0 | 0 | 0 | 0 | 0 | 0 | 0 | 0 | 0 | 0 | 0 | 0 | 0 | 0 | 0 | 0
F5_Commercial_Lodging_New_Miscellaneous_Natural Gas_Miscellaneous_E6 | F5 | Commercial | Lodging | New | Miscellaneous | Natural Gas | Miscellaneous | E6 | RIM BC Ratio | 0 | 0 | 0 | 0 | 0 | 0 | 0 | 0 | 0 | 0 | 0 | 0 | 0 | 0 | 0 | 0 | 0 | 0 | 0 | 0 | 0 | 0 | 0 | 0 | 0 | 0 | 0 | 0 | 0 | 0 | 0 | 0 | 0
F5_Commercial_Lodging_New_Miscellaneous_Natural Gas_Miscellaneous_E7 | F5 | Commercial | Lodging | New | Miscellaneous | Natural Gas | Miscellaneous | E7 | RIM BC Ratio | 0 | 0 | 0 | 0 | 0 | 0 | 0 | 0 | 0 | 0 | 0 | 0 | 0 | 0 | 0 | 0 | 0 | 0 | 0 | 0 | 0 | 0 | 0 | 0 | 0 | 0 | 0 | 0 | 0 | 0 | 0 | 0 | 0
F5_Commercial_Lodging_New_Miscellaneous_Natural Gas_Miscellaneous_E8 | F5 | Commercial | Lodging | New | Miscellaneous | Natural Gas | Miscellaneous | E8 | RIM BC Ratio | 0 | 0 | 0 | 0 | 0 | 0 | 0 | 0 | 0 | 0 | 0 | 0 | 0 | 0 | 0 | 0 | 0 | 0 | 0 | 0 | 0 | 0 | 0 | 0 | 0 | 0 | 0 | 0 | 0 | 0 | 0 | 0 | 0
F5_Commercial_Lodging_New_Miscellaneous_Natural Gas_Miscellaneous_E9 | F5 | Commercial | Lodging | New | Miscellaneous | Natural Gas | Miscellaneous | E9 | RIM BC Ratio | 0 | 0 | 0 | 0 | 0 | 0 | 0 | 0 | 0 | 0 | 0 | 0 | 0 | 0 | 0 | 0 | 0 | 0 | 0 | 0 | 0 | 0 | 0 | 0 | 0 | 0 | 0 | 0 | 0 | 0 | 0 | 0 | 0
F5_Commercial_Lodging_New_Miscellaneous_Natural Gas_Miscellaneous_E10 | F5 | Commercial | Lodging | New | Miscellaneous | Natural Gas | Miscellaneous | E10 | RIM BC Ratio | 0 | 0 | 0 | 0 | 0 | 0 | 0 | 0 | 0 | 0 | 0 | 0 | 0 | 0 | 0 | 0 | 0 | 0 | 0 | 0 | 0 | 0 | 0 | 0 | 0 | 0 | 0 | 0 | 0 | 0 | 0 | 0 | 0
F0_Commercial_Warehouse_Existing_Space Heating_Natural Gas_Furnace_E0 | F0 | Commercial | Warehouse | Existing | Space Heating | Natural Gas | Furnace | E0 | Economic Unit | AFUE 96% | AFUE 96% | AFUE 96% | AFUE 96% | AFUE 96% | AFUE 96% | AFUE 96% | AFUE 96% | AFUE 96% | AFUE 96% | AFUE 96% | AFUE 96% | AFUE 96% | AFUE 96% | AFUE 96% | AFUE 96% | AFUE 96% | AFUE 96% | AFUE 96% | AFUE 96% | AFUE 96% | AFUE 96% | AFUE 96% | AFUE 96% | AFUE 96% | AFUE 96% | AFUE 96% | AFUE 96% | AFUE 96% | AFUE 96% | AFUE 96% | AFUE 96% | AFUE 96%
F1_Commercial_Warehouse_Existing_Space Heating_Natural Gas_Furnace_E1 | F1 | Commercial | Warehouse | Existing | Space Heating | Natural Gas | Furnace | E1 | CCE | 0 | 0 | 0 | 0 | 0 | 0 | 0 | 0 | 0 | 0 | 0 | 0 | 0 | 0 | 0 | 0 | 0 | 0 | 0 | 0 | 0 | 0 | 0 | 0 | 0 | 0 | 0 | 0 | 0 | 0 | 0 | 0 | 0
F1_Commercial_Warehouse_Existing_Space Heating_Natural Gas_Furnace_E2 | F1 | Commercial | Warehouse | Existing | Space Heating | Natural Gas | Furnace | E2 | CCE | 0.014069 | 0.014566 | 0.013145 | 0.013463 | 0.013535 | 0 | 0 | 0 | 0 | 0 | 0 | 0 | 0 | 0 | 0 | 0 | 0 | 0 | 0 | 0 | 0 | 0 | 0 | 0 | 0 | 0 | 0 | 0 | 0 | 0 | 0 | 0 | 0
F1_Commercial_Warehouse_Existing_Space Heating_Natural Gas_Furnace_E3 | F1 | Commercial | Warehouse | Existing | Space Heating | Natural Gas | Furnace | E3 | CCE | 0.24049 | 0.24899 | 0.2247 | 0.23014 | 0.23138 | 0 | 0 | 0 | 0 | 0 | 0 | 0 | 0 | 0 | 0 | 0 | 0 | 0 | 0 | 0 | 0 | 0 | 0 | 0 | 0 | 0 | 0 | 0 | 0 | 0 | 0 | 0 | 0
F1_Commercial_Warehouse_Existing_Space Heating_Natural Gas_Furnace_E4 | F1 | Commercial | Warehouse | Existing | Space Heating | Natural Gas | Furnace | E4 | CCE | 0.37914 | 0.39254 | 0.35425 | 0.36282 | 0.36477 | 0.57367 | 0.57679 | 0.57994 | 0.58313 | 0.58635 | 0.58961 | 0.59291 | 0.59624 | 0.5996 | 0.60301 | 0.60646 | 0.60995 | 0.61347 | 0.61704 | 0.62065 | 0.6243 | 0.62798 | 0.63173 | 0.63551 | 0.63934 | 0.6432 | 0.64713 | 0.65109 | 0.65511 | 0.65917 | 0.6633 | 0.66747 | 0.66747
F1_Commercial_Warehouse_Existing_Space Heating_Natural Gas_Furnace_E5 | F1 | Commercial | Warehouse | Existing | Space Heating | Natural Gas | Furnace | E5 | CCE | 0 | 0 | 0 | 0 | 0 | 0 | 0 | 5.1536 | 5.1819 | 5.2105 | 5.2395 | 5.2688 | 5.2984 | 5.3283 | 5.3586 | 5.3892 | 5.4202 | 5.4515 | 5.4832 | 5.5153 | 5.5478 | 5.5805 | 5.6138 | 5.6474 | 5.6814 | 5.7157 | 5.7506 | 5.7859 | 5.8216 | 5.8577 | 5.8943 | 5.9314 | 5.9314
F1_Commercial_Warehouse_Existing_Space Heating_Natural Gas_Furnace_E6 | F1 | Commercial | Warehouse | Existing | Space Heating | Natural Gas | Furnace | E6 | CCE | 0 | 0 | 0 | 0 | 0 | 0 | 0 | 0 | 0 | 0 | 0 | 0 | 0 | 0 | 0 | 0 | 0 | 0 | 0 | 0 | 0 | 0 | 0 | 0 | 0 | 0 | 0 | 0 | 0 | 0 | 0 | 0 | 0
F1_Commercial_Warehouse_Existing_Space Heating_Natural Gas_Furnace_E7 | F1 | Commercial | Warehouse | Existing | Space Heating | Natural Gas | Furnace | E7 | CCE | 0 | 0 | 0 | 0 | 0 | 0 | 0 | 0 | 0 | 0 | 0 | 0 | 0 | 0 | 0 | 0 | 0 | 0 | 0 | 0 | 0 | 0 | 0 | 0 | 0 | 0 | 0 | 0 | 0 | 0 | 0 | 0 | 0
F1_Commercial_Warehouse_Existing_Space Heating_Natural Gas_Furnace_E8 | F1 | Commercial | Warehouse | Existing | Space Heating | Natural Gas | Furnace | E8 | CCE | 0 | 0 | 0 | 0 | 0 | 0 | 0 | 0 | 0 | 0 | 0 | 0 | 0 | 0 | 0 | 0 | 0 | 0 | 0 | 0 | 0 | 0 | 0 | 0 | 0 | 0 | 0 | 0 | 0 | 0 | 0 | 0 | 0
F1_Commercial_Warehouse_Existing_Space Heating_Natural Gas_Furnace_E9 | F1 | Commercial | Warehouse | Existing | Space Heating | Natural Gas | Furnace | E9 | CCE | 0 | 0 | 0 | 0 | 0 | 0 | 0 | 0 | 0 | 0 | 0 | 0 | 0 | 0 | 0 | 0 | 0 | 0 | 0 | 0 | 0 | 0 | 0 | 0 | 0 | 0 | 0 | 0 | 0 | 0 | 0 | 0 | 0
F1_Commercial_Warehouse_Existing_Space Heating_Natural Gas_Furnace_E10 | F1 | Commercial | Warehouse | Existing | Space Heating | Natural Gas | Furnace | E10 | CCE | 0 | 0 | 0 | 0 | 0 | 0 | 0 | 0 | 0 | 0 | 0 | 0 | 0 | 0 | 0 | 0 | 0 | 0 | 0 | 0 | 0 | 0 | 0 | 0 | 0 | 0 | 0 | 0 | 0 | 0 | 0 | 0 | 0
F2_Commercial_Warehouse_Existing_Space Heating_Natural Gas_Furnace_E1 | F2 | Commercial | Warehouse | Existing | Space Heating | Natural Gas | Furnace | E1 | TRC BC Ratio | 1 | 1 | 1 | 1 | 1 | 0 | 0 | 0 | 0 | 0 | 0 | 0 | 0 | 0 | 0 | 0 | 0 | 0 | 0 | 0 | 0 | 0 | 0 | 0 | 0 | 0 | 0 | 0 | 0 | 0 | 0 | 0 | 0
F2_Commercial_Warehouse_Existing_Space Heating_Natural Gas_Furnace_E2 | F2 | Commercial | Warehouse | Existing | Space Heating | Natural Gas | Furnace | E2 | TRC BC Ratio | 154.4813 | 154.4218 | 154.7022 | 153.9674 | 153.4644 | 0 | 0 | 0 | 0 | 0 | 0 | 0 | 0 | 0 | 0 | 0 | 0 | 0 | 0 | 0 | 0 | 0 | 0 | 0 | 0 | 0 | 0 | 0 | 0 | 0 | 0 | 0 | 0
F2_Commercial_Warehouse_Existing_Space Heating_Natural Gas_Furnace_E3 | F2 | Commercial | Warehouse | Existing | Space Heating | Natural Gas | Furnace | E3 | TRC BC Ratio | 9.0372 | 9.0337 | 9.0501 | 9.0071 | 8.9777 | 1 | 1 | 1 | 1 | 1 | 1 | 1 | 1 | 1 | 1 | 1 | 1 | 1 | 1 | 1 | 1 | 1 | 1 | 1 | 1 | 1 | 1 | 1 | 1 | 1 | 1 | 1 | 1
F2_Commercial_Warehouse_Existing_Space Heating_Natural Gas_Furnace_E4 | F2 | Commercial | Warehouse | Existing | Space Heating | Natural Gas | Furnace | E4 | TRC BC Ratio | 5.7323 | 5.7301 | 5.7405 | 5.7132 | 5.6945 | 3.6367 | 3.6403 | 3.6422 | 3.6465 | 3.65 | 3.653 | 3.6553 | 3.6582 | 3.6615 | 3.664 | 3.6667 | 3.6693 | 3.6727 | 3.6759 | 3.68 | 3.6835 | 3.6873 | 3.6905 | 3.6942 | 3.6971 | 3.6997 | 3.7022 | 3.7049 | 3.7067 | 3.7086 | 3.7098 | 3.7112 | 3.7112
F2_Commercial_Warehouse_Existing_Space Heating_Natural Gas_Furnace_E5 | F2 | Commercial | Warehouse | Existing | Space Heating | Natural Gas | Furnace | E5 | TRC BC Ratio | 0 | 0 | 0 | 0 | 0 | 0 | 0 | 0.40987 | 0.41035 | 0.41074 | 0.41108 | 0.41133 | 0.41166 | 0.41203 | 0.41232 | 0.41262 | 0.41291 | 0.41329 | 0.41365 | 0.41411 | 0.41451 | 0.41494 | 0.41529 | 0.41571 | 0.41604 | 0.41633 | 0.41661 | 0.41692 | 0.41712 | 0.41734 | 0.41747 | 0.41763 | 0.41763
F2_Commercial_Warehouse_Existing_Space Heating_Natural Gas_Furnace_E6 | F2 | Commercial | Warehouse | Existing | Space Heating | Natural Gas | Furnace | E6 | TRC BC Ratio | 0 | 0 | 0 | 0 | 0 | 0 | 0 | 0 | 0 | 0 | 0 | 0 | 0 | 0 | 0 | 0 | 0 | 0 | 0 | 0 | 0 | 0 | 0 | 0 | 0 | 0 | 0 | 0 | 0 | 0 | 0 | 0 | 0
F2_Commercial_Warehouse_Existing_Space Heating_Natural Gas_Furnace_E7 | F2 | Commercial | Warehouse | Existing | Space Heating | Natural Gas | Furnace | E7 | TRC BC Ratio | 0 | 0 | 0 | 0 | 0 | 0 | 0 | 0 | 0 | 0 | 0 | 0 | 0 | 0 | 0 | 0 | 0 | 0 | 0 | 0 | 0 | 0 | 0 | 0 | 0 | 0 | 0 | 0 | 0 | 0 | 0 | 0 | 0
F2_Commercial_Warehouse_Existing_Space Heating_Natural Gas_Furnace_E8 | F2 | Commercial | Warehouse | Existing | Space Heating | Natural Gas | Furnace | E8 | TRC BC Ratio | 0 | 0 | 0 | 0 | 0 | 0 | 0 | 0 | 0 | 0 | 0 | 0 | 0 | 0 | 0 | 0 | 0 | 0 | 0 | 0 | 0 | 0 | 0 | 0 | 0 | 0 | 0 | 0 | 0 | 0 | 0 | 0 | 0
F2_Commercial_Warehouse_Existing_Space Heating_Natural Gas_Furnace_E9 | F2 | Commercial | Warehouse | Existing | Space Heating | Natural Gas | Furnace | E9 | TRC BC Ratio | 0 | 0 | 0 | 0 | 0 | 0 | 0 | 0 | 0 | 0 | 0 | 0 | 0 | 0 | 0 | 0 | 0 | 0 | 0 | 0 | 0 | 0 | 0 | 0 | 0 | 0 | 0 | 0 | 0 | 0 | 0 | 0 | 0
F2_Commercial_Warehouse_Existing_Space Heating_Natural Gas_Furnace_E10 | F2 | Commercial | Warehouse | Existing | Space Heating | Natural Gas | Furnace | E10 | TRC BC Ratio | 0 | 0 | 0 | 0 | 0 | 0 | 0 | 0 | 0 | 0 | 0 | 0 | 0 | 0 | 0 | 0 | 0 | 0 | 0 | 0 | 0 | 0 | 0 | 0 | 0 | 0 | 0 | 0 | 0 | 0 | 0 | 0 | 0
F3_Commercial_Warehouse_Existing_Space Heating_Natural Gas_Furnace_E1 | F3 | Commercial | Warehouse | Existing | Space Heating | Natural Gas | Furnace | E1 | PACT BC Ratio | 1 | 1 | 1 | 1 | 1 | 0 | 0 | 0 | 0 | 0 | 0 | 0 | 0 | 0 | 0 | 0 | 0 | 0 | 0 | 0 | 0 | 0 | 0 | 0 | 0 | 0 | 0 | 0 | 0 | 0 | 0 | 0 | 0
F3_Commercial_Warehouse_Existing_Space Heating_Natural Gas_Furnace_E2 | F3 | Commercial | Warehouse | Existing | Space Heating | Natural Gas | Furnace | E2 | PACT BC Ratio | 205.9751 | 205.8958 | 206.2697 | 205.2898 | 204.6192 | 0 | 0 | 0 | 0 | 0 | 0 | 0 | 0 | 0 | 0 | 0 | 0 | 0 | 0 | 0 | 0 | 0 | 0 | 0 | 0 | 0 | 0 | 0 | 0 | 0 | 0 | 0 | 0
F3_Commercial_Warehouse_Existing_Space Heating_Natural Gas_Furnace_E3 | F3 | Commercial | Warehouse | Existing | Space Heating | Natural Gas | Furnace | E3 | PACT BC Ratio | 12.0496 | 12.0449 | 12.0668 | 12.0095 | 11.9702 | 1 | 1 | 1 | 1 | 1 | 1 | 1 | 1 | 1 | 1 | 1 | 1 | 1 | 1 | 1 | 1 | 1 | 1 | 1 | 1 | 1 | 1 | 1 | 1 | 1 | 1 | 1 | 1
F3_Commercial_Warehouse_Existing_Space Heating_Natural Gas_Furnace_E4 | F3 | Commercial | Warehouse | Existing | Space Heating | Natural Gas | Furnace | E4 | PACT BC Ratio | 7.643 | 7.6401 | 7.654 | 7.6176 | 7.5927 | 4.8489 | 4.8538 | 4.8563 | 4.862 | 4.8666 | 4.8707 | 4.8737 | 4.8776 | 4.882 | 4.8853 | 4.8889 | 4.8924 | 4.8969 | 4.9012 | 4.9066 | 4.9113 | 4.9164 | 4.9206 | 4.9256 | 4.9294 | 4.9329 | 4.9363 | 4.9399 | 4.9422 | 4.9449 | 4.9464 | 4.9483 | 4.9483
F3_Commercial_Warehouse_Existing_Space Heating_Natural Gas_Furnace_E5 | F3 | Commercial | Warehouse | Existing | Space Heating | Natural Gas | Furnace | E5 | PACT BC Ratio | 0 | 0 | 0 | 0 | 0 | 0 | 0 | 0.54649 | 0.54713 | 0.54765 | 0.5481 | 0.54844 | 0.54889 | 0.54938 | 0.54976 | 0.55015 | 0.55055 | 0.55105 | 0.55154 | 0.55215 | 0.55268 | 0.55325 | 0.55372 | 0.55428 | 0.55471 | 0.55511 | 0.55549 | 0.55589 | 0.55616 | 0.55645 | 0.55662 | 0.55684 | 0.55684
F3_Commercial_Warehouse_Existing_Space Heating_Natural Gas_Furnace_E6 | F3 | Commercial | Warehouse | Existing | Space Heating | Natural Gas | Furnace | E6 | PACT BC Ratio | 0 | 0 | 0 | 0 | 0 | 0 | 0 | 0 | 0 | 0 | 0 | 0 | 0 | 0 | 0 | 0 | 0 | 0 | 0 | 0 | 0 | 0 | 0 | 0 | 0 | 0 | 0 | 0 | 0 | 0 | 0 | 0 | 0
F3_Commercial_Warehouse_Existing_Space Heating_Natural Gas_Furnace_E7 | F3 | Commercial | Warehouse | Existing | Space Heating | Natural Gas | Furnace | E7 | PACT BC Ratio | 0 | 0 | 0 | 0 | 0 | 0 | 0 | 0 | 0 | 0 | 0 | 0 | 0 | 0 | 0 | 0 | 0 | 0 | 0 | 0 | 0 | 0 | 0 | 0 | 0 | 0 | 0 | 0 | 0 | 0 | 0 | 0 | 0
F3_Commercial_Warehouse_Existing_Space Heating_Natural Gas_Furnace_E8 | F3 | Commercial | Warehouse | Existing | Space Heating | Natural Gas | Furnace | E8 | PACT BC Ratio | 0 | 0 | 0 | 0 | 0 | 0 | 0 | 0 | 0 | 0 | 0 | 0 | 0 | 0 | 0 | 0 | 0 | 0 | 0 | 0 | 0 | 0 | 0 | 0 | 0 | 0 | 0 | 0 | 0 | 0 | 0 | 0 | 0
F3_Commercial_Warehouse_Existing_Space Heating_Natural Gas_Furnace_E9 | F3 | Commercial | Warehouse | Existing | Space Heating | Natural Gas | Furnace | E9 | PACT BC Ratio | 0 | 0 | 0 | 0 | 0 | 0 | 0 | 0 | 0 | 0 | 0 | 0 | 0 | 0 | 0 | 0 | 0 | 0 | 0 | 0 | 0 | 0 | 0 | 0 | 0 | 0 | 0 | 0 | 0 | 0 | 0 | 0 | 0
F3_Commercial_Warehouse_Existing_Space Heating_Natural Gas_Furnace_E10 | F3 | Commercial | Warehouse | Existing | Space Heating | Natural Gas | Furnace | E10 | PACT BC Ratio | 0 | 0 | 0 | 0 | 0 | 0 | 0 | 0 | 0 | 0 | 0 | 0 | 0 | 0 | 0 | 0 | 0 | 0 | 0 | 0 | 0 | 0 | 0 | 0 | 0 | 0 | 0 | 0 | 0 | 0 | 0 | 0 | 0
F4_Commercial_Warehouse_Existing_Space Heating_Natural Gas_Furnace_E1 | F4 | Commercial | Warehouse | Existing | Space Heating | Natural Gas | Furnace | E1 | RVT BC Ratio | 1 | 1 | 1 | 1 | 1 | 0 | 0 | 0 | 0 | 0 | 0 | 0 | 0 | 0 | 0 | 0 | 0 | 0 | 0 | 0 | 0 | 0 | 0 | 0 | 0 | 0 | 0 | 0 | 0 | 0 | 0 | 0 | 0
F4_Commercial_Warehouse_Existing_Space Heating_Natural Gas_Furnace_E2 | F4 | Commercial | Warehouse | Existing | Space Heating | Natural Gas | Furnace | E2 | RVT BC Ratio | 222.7945 | 222.7089 | 223.112 | 222.0555 | 221.3324 | 0 | 0 | 0 | 0 | 0 | 0 | 0 | 0 | 0 | 0 | 0 | 0 | 0 | 0 | 0 | 0 | 0 | 0 | 0 | 0 | 0 | 0 | 0 | 0 | 0 | 0 | 0 | 0
F4_Commercial_Warehouse_Existing_Space Heating_Natural Gas_Furnace_E3 | F4 | Commercial | Warehouse | Existing | Space Heating | Natural Gas | Furnace | E3 | RVT BC Ratio | 13.6926 | 13.6875 | 13.7111 | 13.6493 | 13.607 | 1 | 1 | 1 | 1 | 1 | 1 | 1 | 1 | 1 | 1 | 1 | 1 | 1 | 1 | 1 | 1 | 1 | 1 | 1 | 1 | 1 | 1 | 1 | 1 | 1 | 1 | 1 | 1
F4_Commercial_Warehouse_Existing_Space Heating_Natural Gas_Furnace_E4 | F4 | Commercial | Warehouse | Existing | Space Heating | Natural Gas | Furnace | E4 | RVT BC Ratio | 8.9412 | 8.938 | 8.953 | 8.9138 | 8.8869 | 5.9284 | 5.9336 | 5.9364 | 5.9425 | 5.9475 | 5.9518 | 5.9551 | 5.9593 | 5.964 | 5.9677 | 5.9715 | 5.9752 | 5.9801 | 5.9847 | 5.9906 | 5.9957 | 6.0012 | 6.0057 | 6.0111 | 6.0152 | 6.019 | 6.0226 | 6.0265 | 6.029 | 6.0318 | 6.0335 | 6.0356 | 6.0356
F4_Commercial_Warehouse_Existing_Space Heating_Natural Gas_Furnace_E5 | F4 | Commercial | Warehouse | Existing | Space Heating | Natural Gas | Furnace | E5 | RVT BC Ratio | 0 | 0 | 0 | 0 | 0 | 0 | 0 | 1.2893 | 1.2899 | 1.2905 | 1.291 | 1.2914 | 1.2918 | 1.2924 | 1.2928 | 1.2932 | 1.2936 | 1.2942 | 1.2947 | 1.2954 | 1.2959 | 1.2965 | 1.2971 | 1.2977 | 1.2981 | 1.2986 | 1.299 | 1.2994 | 1.2997 | 1.3 | 1.3002 | 1.3004 | 1.3004
F4_Commercial_Warehouse_Existing_Space Heating_Natural Gas_Furnace_E6 | F4 | Commercial | Warehouse | Existing | Space Heating | Natural Gas | Furnace | E6 | RVT BC Ratio | 0 | 0 | 0 | 0 | 0 | 0 | 0 | 0 | 0 | 0 | 0 | 0 | 0 | 0 | 0 | 0 | 0 | 0 | 0 | 0 | 0 | 0 | 0 | 0 | 0 | 0 | 0 | 0 | 0 | 0 | 0 | 0 | 0
F4_Commercial_Warehouse_Existing_Space Heating_Natural Gas_Furnace_E7 | F4 | Commercial | Warehouse | Existing | Space Heating | Natural Gas | Furnace | E7 | RVT BC Ratio | 0 | 0 | 0 | 0 | 0 | 0 | 0 | 0 | 0 | 0 | 0 | 0 | 0 | 0 | 0 | 0 | 0 | 0 | 0 | 0 | 0 | 0 | 0 | 0 | 0 | 0 | 0 | 0 | 0 | 0 | 0 | 0 | 0
F4_Commercial_Warehouse_Existing_Space Heating_Natural Gas_Furnace_E8 | F4 | Commercial | Warehouse | Existing | Space Heating | Natural Gas | Furnace | E8 | RVT BC Ratio | 0 | 0 | 0 | 0 | 0 | 0 | 0 | 0 | 0 | 0 | 0 | 0 | 0 | 0 | 0 | 0 | 0 | 0 | 0 | 0 | 0 | 0 | 0 | 0 | 0 | 0 | 0 | 0 | 0 | 0 | 0 | 0 | 0
F4_Commercial_Warehouse_Existing_Space Heating_Natural Gas_Furnace_E9 | F4 | Commercial | Warehouse | Existing | Space Heating | Natural Gas | Furnace | E9 | RVT BC Ratio | 0 | 0 | 0 | 0 | 0 | 0 | 0 | 0 | 0 | 0 | 0 | 0 | 0 | 0 | 0 | 0 | 0 | 0 | 0 | 0 | 0 | 0 | 0 | 0 | 0 | 0 | 0 | 0 | 0 | 0 | 0 | 0 | 0
F4_Commercial_Warehouse_Existing_Space Heating_Natural Gas_Furnace_E10 | F4 | Commercial | Warehouse | Existing | Space Heating | Natural Gas | Furnace | E10 | RVT BC Ratio | 0 | 0 | 0 | 0 | 0 | 0 | 0 | 0 | 0 | 0 | 0 | 0 | 0 | 0 | 0 | 0 | 0 | 0 | 0 | 0 | 0 | 0 | 0 | 0 | 0 | 0 | 0 | 0 | 0 | 0 | 0 | 0 | 0
F5_Commercial_Warehouse_Existing_Space Heating_Natural Gas_Furnace_E1 | F5 | Commercial | Warehouse | Existing | Space Heating | Natural Gas | Furnace | E1 | RIM BC Ratio | 1 | 1 | 1 | 1 | 1 | 0 | 0 | 0 | 0 | 0 | 0 | 0 | 0 | 0 | 0 | 0 | 0 | 0 | 0 | 0 | 0 | 0 | 0 | 0 | 0 | 0 | 0 | 0 | 0 | 0 | 0 | 0 | 0
F5_Commercial_Warehouse_Existing_Space Heating_Natural Gas_Furnace_E2 | F5 | Commercial | Warehouse | Existing | Space Heating | Natural Gas | Furnace | E2 | RIM BC Ratio | 0.83131 | 0.83131 | 0.83132 | 0.8313 | 0.83129 | 0 | 0 | 0 | 0 | 0 | 0 | 0 | 0 | 0 | 0 | 0 | 0 | 0 | 0 | 0 | 0 | 0 | 0 | 0 | 0 | 0 | 0 | 0 | 0 | 0 | 0 | 0 | 0
F5_Commercial_Warehouse_Existing_Space Heating_Natural Gas_Furnace_E3 | F5 | Commercial | Warehouse | Existing | Space Heating | Natural Gas | Furnace | E3 | RIM BC Ratio | 0.78061 | 0.78059 | 0.78068 | 0.78044 | 0.78027 | 1 | 1 | 1 | 1 | 1 | 1 | 1 | 1 | 1 | 1 | 1 | 1 | 1 | 1 | 1 | 1 | 1 | 1 | 1 | 1 | 1 | 1 | 1 | 1 | 1 | 1 | 1 | 1
F5_Commercial_Warehouse_Existing_Space Heating_Natural Gas_Furnace_E4 | F5 | Commercial | Warehouse | Existing | Space Heating | Natural Gas | Furnace | E4 | RIM BC Ratio | 0.7525 | 0.75247 | 0.75261 | 0.75225 | 0.75201 | 0.7121 | 0.71221 | 0.71226 | 0.71238 | 0.71248 | 0.71257 | 0.71263 | 0.71272 | 0.71281 | 0.71288 | 0.71296 | 0.71303 | 0.71313 | 0.71322 | 0.71333 | 0.71343 | 0.71354 | 0.71363 | 0.71373 | 0.71381 | 0.71389 | 0.71396 | 0.71403 | 0.71408 | 0.71414 | 0.71417 | 0.71421 | 0.71421
F5_Commercial_Warehouse_Existing_Space Heating_Natural Gas_Furnace_E5 | F5 | Commercial | Warehouse | Existing | Space Heating | Natural Gas | Furnace | E5 | RIM BC Ratio | 0 | 0 | 0 | 0 | 0 | 0 | 0 | 0.33026 | 0.33049 | 0.33068 | 0.33085 | 0.33097 | 0.33113 | 0.33131 | 0.33145 | 0.33159 | 0.33174 | 0.33192 | 0.3321 | 0.33232 | 0.33251 | 0.33272 | 0.33289 | 0.33309 | 0.33325 | 0.33339 | 0.33352 | 0.33367 | 0.33377 | 0.33387 | 0.33393 | 0.33401 | 0.33401
F5_Commercial_Warehouse_Existing_Space Heating_Natural Gas_Furnace_E6 | F5 | Commercial | Warehouse | Existing | Space Heating | Natural Gas | Furnace | E6 | RIM BC Ratio | 0 | 0 | 0 | 0 | 0 | 0 | 0 | 0 | 0 | 0 | 0 | 0 | 0 | 0 | 0 | 0 | 0 | 0 | 0 | 0 | 0 | 0 | 0 | 0 | 0 | 0 | 0 | 0 | 0 | 0 | 0 | 0 | 0
F5_Commercial_Warehouse_Existing_Space Heating_Natural Gas_Furnace_E7 | F5 | Commercial | Warehouse | Existing | Space Heating | Natural Gas | Furnace | E7 | RIM BC Ratio | 0 | 0 | 0 | 0 | 0 | 0 | 0 | 0 | 0 | 0 | 0 | 0 | 0 | 0 | 0 | 0 | 0 | 0 | 0 | 0 | 0 | 0 | 0 | 0 | 0 | 0 | 0 | 0 | 0 | 0 | 0 | 0 | 0
F5_Commercial_Warehouse_Existing_Space Heating_Natural Gas_Furnace_E8 | F5 | Commercial | Warehouse | Existing | Space Heating | Natural Gas | Furnace | E8 | RIM BC Ratio | 0 | 0 | 0 | 0 | 0 | 0 | 0 | 0 | 0 | 0 | 0 | 0 | 0 | 0 | 0 | 0 | 0 | 0 | 0 | 0 | 0 | 0 | 0 | 0 | 0 | 0 | 0 | 0 | 0 | 0 | 0 | 0 | 0
F5_Commercial_Warehouse_Existing_Space Heating_Natural Gas_Furnace_E9 | F5 | Commercial | Warehouse | Existing | Space Heating | Natural Gas | Furnace | E9 | RIM BC Ratio | 0 | 0 | 0 | 0 | 0 | 0 | 0 | 0 | 0 | 0 | 0 | 0 | 0 | 0 | 0 | 0 | 0 | 0 | 0 | 0 | 0 | 0 | 0 | 0 | 0 | 0 | 0 | 0 | 0 | 0 | 0 | 0 | 0
F5_Commercial_Warehouse_Existing_Space Heating_Natural Gas_Furnace_E10 | F5 | Commercial | Warehouse | Existing | Space Heating | Natural Gas | Furnace | E10 | RIM BC Ratio | 0 | 0 | 0 | 0 | 0 | 0 | 0 | 0 | 0 | 0 | 0 | 0 | 0 | 0 | 0 | 0 | 0 | 0 | 0 | 0 | 0 | 0 | 0 | 0 | 0 | 0 | 0 | 0 | 0 | 0 | 0 | 0 | 0
F0_Commercial_Warehouse_Existing_Space Heating_Natural Gas_Boiler_E0 | F0 | Commercial | Warehouse | Existing | Space Heating | Natural Gas | Boiler | E0 | Economic Unit | Convert to Gas-Fired ASHP | Convert to Gas-Fired ASHP | Convert to Gas-Fired ASHP | Convert to Gas-Fired ASHP | Convert to Gas-Fired ASHP | Convert to Gas-Fired ASHP | Convert to Gas-Fired ASHP | Convert to Gas-Fired ASHP | Convert to Gas-Fired ASHP | Convert to Gas-Fired ASHP | Convert to Gas-Fired ASHP | Convert to Gas-Fired ASHP | Convert to Gas-Fired ASHP | Convert to Gas-Fired ASHP | Convert to Gas-Fired ASHP | Convert to Gas-Fired ASHP | Convert to Gas-Fired ASHP | Convert to Gas-Fired ASHP | Convert to Gas-Fired ASHP | Convert to Gas-Fired ASHP | Convert to Gas-Fired ASHP | Convert to Gas-Fired ASHP | Convert to Gas-Fired ASHP | Convert to Gas-Fired ASHP | Convert to Gas-Fired ASHP | Convert to Gas-Fired ASHP | Convert to Gas-Fired ASHP | Convert to Gas-Fired ASHP | Convert to Gas-Fired ASHP | Convert to Gas-Fired ASHP | Convert to Gas-Fired ASHP | Convert to Gas-Fired ASHP | Convert to Gas-Fired ASHP
F1_Commercial_Warehouse_Existing_Space Heating_Natural Gas_Boiler_E1 | F1 | Commercial | Warehouse | Existing | Space Heating | Natural Gas | Boiler | E1 | CCE | 0 | 0 | 0 | 0 | 0 | 0 | 0 | 0 | 0 | 0 | 0 | 0 | 0 | 0 | 0 | 0 | 0 | 0 | 0 | 0 | 0 | 0 | 0 | 0 | 0 | 0 | 0 | 0 | 0 | 0 | 0 | 0 | 0
F1_Commercial_Warehouse_Existing_Space Heating_Natural Gas_Boiler_E2 | F1 | Commercial | Warehouse | Existing | Space Heating | Natural Gas | Boiler | E2 | CCE | 0.045432 | 0.047038 | 0.04245 | 0.043477 | 0.043711 | 0 | 0 | 0 | 0 | 0 | 0 | 0 | 0 | 0 | 0 | 0 | 0 | 0 | 0 | 0 | 0 | 0 | 0 | 0 | 0 | 0 | 0 | 0 | 0 | 0 | 0 | 0 | 0
F1_Commercial_Warehouse_Existing_Space Heating_Natural Gas_Boiler_E3 | F1 | Commercial | Warehouse | Existing | Space Heating | Natural Gas | Boiler | E3 | CCE | 0.26916 | 0.27867 | 0.25149 | 0.25758 | 0.25896 | 0 | 0 | 0 | 0 | 0 | 0 | 0 | 0 | 0 | 0 | 0 | 0 | 0 | 0 | 0 | 0 | 0 | 0 | 0 | 0 | 0 | 0 | 0 | 0 | 0 | 0 | 0 | 0
F1_Commercial_Warehouse_Existing_Space Heating_Natural Gas_Boiler_E4 | F1 | Commercial | Warehouse | Existing | Space Heating | Natural Gas | Boiler | E4 | CCE | 0.2714 | 0.281 | 0.25359 | 0.25972 | 0.26112 | 0.27184 | 0.27332 | 0.27481 | 0.27632 | 0.27785 | 0.27939 | 0.28096 | 0.28253 | 0.28413 | 0.28575 | 0.28738 | 0.28903 | 0.2907 | 0.29239 | 0.2941 | 0.29583 | 0.29758 | 0.29935 | 0.30114 | 0.30296 | 0.30479 | 0.30665 | 0.30853 | 0.31043 | 0.31236 | 0.31431 | 0.31629 | 0.31629
F1_Commercial_Warehouse_Existing_Space Heating_Natural Gas_Boiler_E5 | F1 | Commercial | Warehouse | Existing | Space Heating | Natural Gas | Boiler | E5 | CCE | 0.83599 | 0.86553 | 0.78111 | 0.80001 | 0.80431 | 1.1552 | 1.1614 | 1.1678 | 1.1742 | 1.1807 | 1.1873 | 1.1939 | 1.2006 | 1.2074 | 1.2142 | 1.2212 | 1.2282 | 1.2353 | 1.2425 | 1.2498 | 1.2571 | 1.2645 | 1.2721 | 1.2797 | 1.2874 | 1.2952 | 1.3031 | 1.3111 | 1.3192 | 1.3273 | 1.3356 | 1.344 | 1.344
F1_Commercial_Warehouse_Existing_Space Heating_Natural Gas_Boiler_E6 | F1 | Commercial | Warehouse | Existing | Space Heating | Natural Gas | Boiler | E6 | CCE | 0 | 0 | 0 | 0 | 0 | 0 | 0 | 0 | 0 | 0 | 0 | 0 | 0 | 0 | 0 | 0 | 0 | 0 | 0 | 0 | 0 | 0 | 0 | 0 | 0 | 0 | 0 | 0 | 0 | 0 | 0 | 0 | 0
F1_Commercial_Warehouse_Existing_Space Heating_Natural Gas_Boiler_E7 | F1 | Commercial | Warehouse | Existing | Space Heating | Natural Gas | Boiler | E7 | CCE | 0 | 0 | 0 | 0 | 0 | 0 | 0 | 0 | 0 | 0 | 0 | 0 | 0 | 0 | 0 | 0 | 0 | 0 | 0 | 0 | 0 | 0 | 0 | 0 | 0 | 0 | 0 | 0 | 0 | 0 | 0 | 0 | 0
F1_Commercial_Warehouse_Existing_Space Heating_Natural Gas_Boiler_E8 | F1 | Commercial | Warehouse | Existing | Space Heating | Natural Gas | Boiler | E8 | CCE | 0 | 0 | 0 | 0 | 0 | 0 | 0 | 0 | 0 | 0 | 0 | 0 | 0 | 0 | 0 | 0 | 0 | 0 | 0 | 0 | 0 | 0 | 0 | 0 | 0 | 0 | 0 | 0 | 0 | 0 | 0 | 0 | 0
F1_Commercial_Warehouse_Existing_Space Heating_Natural Gas_Boiler_E9 | F1 | Commercial | Warehouse | Existing | Space Heating | Natural Gas | Boiler | E9 | CCE | 0 | 0 | 0 | 0 | 0 | 0 | 0 | 0 | 0 | 0 | 0 | 0 | 0 | 0 | 0 | 0 | 0 | 0 | 0 | 0 | 0 | 0 | 0 | 0 | 0 | 0 | 0 | 0 | 0 | 0 | 0 | 0 | 0
F1_Commercial_Warehouse_Existing_Space Heating_Natural Gas_Boiler_E10 | F1 | Commercial | Warehouse | Existing | Space Heating | Natural Gas | Boiler | E10 | CCE | 0 | 0 | 0 | 0 | 0 | 0 | 0 | 0 | 0 | 0 | 0 | 0 | 0 | 0 | 0 | 0 | 0 | 0 | 0 | 0 | 0 | 0 | 0 | 0 | 0 | 0 | 0 | 0 | 0 | 0 | 0 | 0 | 0
F2_Commercial_Warehouse_Existing_Space Heating_Natural Gas_Boiler_E1 | F2 | Commercial | Warehouse | Existing | Space Heating | Natural Gas | Boiler | E1 | TRC BC Ratio | 1 | 1 | 1 | 1 | 1 | 0 | 0 | 0 | 0 | 0 | 0 | 0 | 0 | 0 | 0 | 0 | 0 | 0 | 0 | 0 | 0 | 0 | 0 | 0 | 0 | 0 | 0 | 0 | 0 | 0 | 0 | 0 | 0
F2_Commercial_Warehouse_Existing_Space Heating_Natural Gas_Boiler_E2 | F2 | Commercial | Warehouse | Existing | Space Heating | Natural Gas | Boiler | E2 | TRC BC Ratio | 47.8675 | 47.8534 | 47.9397 | 47.7281 | 47.5843 | 0 | 0 | 0 | 0 | 0 | 0 | 0 | 0 | 0 | 0 | 0 | 0 | 0 | 0 | 0 | 0 | 0 | 0 | 0 | 0 | 0 | 0 | 0 | 0 | 0 | 0 | 0 | 0
F2_Commercial_Warehouse_Existing_Space Heating_Natural Gas_Boiler_E3 | F2 | Commercial | Warehouse | Existing | Space Heating | Natural Gas | Boiler | E3 | TRC BC Ratio | 8.0797 | 8.0773 | 8.0919 | 8.0562 | 8.0319 | 1 | 1 | 1 | 1 | 1 | 1 | 1 | 1 | 1 | 1 | 1 | 1 | 1 | 1 | 1 | 1 | 1 | 1 | 1 | 1 | 1 | 1 | 1 | 1 | 1 | 1 | 1 | 1
F2_Commercial_Warehouse_Existing_Space Heating_Natural Gas_Boiler_E4 | F2 | Commercial | Warehouse | Existing | Space Heating | Natural Gas | Boiler | E4 | TRC BC Ratio | 8.0129 | 8.0106 | 8.025 | 7.9896 | 7.9655 | 7.6858 | 7.6936 | 7.6979 | 7.7068 | 7.7142 | 7.7206 | 7.7255 | 7.7316 | 7.7384 | 7.7436 | 7.7489 | 7.7541 | 7.7609 | 7.7673 | 7.7755 | 7.7825 | 7.7902 | 7.7964 | 7.8039 | 7.8096 | 7.8149 | 7.8199 | 7.8253 | 7.8289 | 7.8328 | 7.835 | 7.838 | 7.838
F2_Commercial_Warehouse_Existing_Space Heating_Natural Gas_Boiler_E5 | F2 | Commercial | Warehouse | Existing | Space Heating | Natural Gas | Boiler | E5 | TRC BC Ratio | 2.6014 | 2.6006 | 2.6053 | 2.5938 | 2.586 | 1.8087 | 1.8105 | 1.8115 | 1.8136 | 1.8154 | 1.8169 | 1.818 | 1.8195 | 1.8211 | 1.8223 | 1.8235 | 1.8248 | 1.8263 | 1.8279 | 1.8298 | 1.8314 | 1.8332 | 1.8347 | 1.8365 | 1.8378 | 1.8391 | 1.8402 | 1.8415 | 1.8423 | 1.8433 | 1.8438 | 1.8445 | 1.8445
F2_Commercial_Warehouse_Existing_Space Heating_Natural Gas_Boiler_E6 | F2 | Commercial | Warehouse | Existing | Space Heating | Natural Gas | Boiler | E6 | TRC BC Ratio | 0 | 0 | 0 | 0 | 0 | 0 | 0 | 0 | 0 | 0 | 0 | 0 | 0 | 0 | 0 | 0 | 0 | 0 | 0 | 0 | 0 | 0 | 0 | 0 | 0 | 0 | 0 | 0 | 0 | 0 | 0 | 0 | 0
F2_Commercial_Warehouse_Existing_Space Heating_Natural Gas_Boiler_E7 | F2 | Commercial | Warehouse | Existing | Space Heating | Natural Gas | Boiler | E7 | TRC BC Ratio | 0 | 0 | 0 | 0 | 0 | 0 | 0 | 0 | 0 | 0 | 0 | 0 | 0 | 0 | 0 | 0 | 0 | 0 | 0 | 0 | 0 | 0 | 0 | 0 | 0 | 0 | 0 | 0 | 0 | 0 | 0 | 0 | 0
F2_Commercial_Warehouse_Existing_Space Heating_Natural Gas_Boiler_E8 | F2 | Commercial | Warehouse | Existing | Space Heating | Natural Gas | Boiler | E8 | TRC BC Ratio | 0 | 0 | 0 | 0 | 0 | 0 | 0 | 0 | 0 | 0 | 0 | 0 | 0 | 0 | 0 | 0 | 0 | 0 | 0 | 0 | 0 | 0 | 0 | 0 | 0 | 0 | 0 | 0 | 0 | 0 | 0 | 0 | 0
F2_Commercial_Warehouse_Existing_Space Heating_Natural Gas_Boiler_E9 | F2 | Commercial | Warehouse | Existing | Space Heating | Natural Gas | Boiler | E9 | TRC BC Ratio | 0 | 0 | 0 | 0 | 0 | 0 | 0 | 0 | 0 | 0 | 0 | 0 | 0 | 0 | 0 | 0 | 0 | 0 | 0 | 0 | 0 | 0 | 0 | 0 | 0 | 0 | 0 | 0 | 0 | 0 | 0 | 0 | 0
F2_Commercial_Warehouse_Existing_Space Heating_Natural Gas_Boiler_E10 | F2 | Commercial | Warehouse | Existing | Space Heating | Natural Gas | Boiler | E10 | TRC BC Ratio | 0 | 0 | 0 | 0 | 0 | 0 | 0 | 0 | 0 | 0 | 0 | 0 | 0 | 0 | 0 | 0 | 0 | 0 | 0 | 0 | 0 | 0 | 0 | 0 | 0 | 0 | 0 | 0 | 0 | 0 | 0 | 0 | 0
F3_Commercial_Warehouse_Existing_Space Heating_Natural Gas_Boiler_E1 | F3 | Commercial | Warehouse | Existing | Space Heating | Natural Gas | Boiler | E1 | PACT BC Ratio | 1 | 1 | 1 | 1 | 1 | 0 | 0 | 0 | 0 | 0 | 0 | 0 | 0 | 0 | 0 | 0 | 0 | 0 | 0 | 0 | 0 | 0 | 0 | 0 | 0 | 0 | 0 | 0 | 0 | 0 | 0 | 0 | 0
F3_Commercial_Warehouse_Existing_Space Heating_Natural Gas_Boiler_E2 | F3 | Commercial | Warehouse | Existing | Space Heating | Natural Gas | Boiler | E2 | PACT BC Ratio | 63.8233 | 63.8045 | 63.9196 | 63.6374 | 63.4457 | 0 | 0 | 0 | 0 | 0 | 0 | 0 | 0 | 0 | 0 | 0 | 0 | 0 | 0 | 0 | 0 | 0 | 0 | 0 | 0 | 0 | 0 | 0 | 0 | 0 | 0 | 0 | 0
F3_Commercial_Warehouse_Existing_Space Heating_Natural Gas_Boiler_E3 | F3 | Commercial | Warehouse | Existing | Space Heating | Natural Gas | Boiler | E3 | PACT BC Ratio | 10.773 | 10.7698 | 10.7892 | 10.7416 | 10.7092 | 1 | 1 | 1 | 1 | 1 | 1 | 1 | 1 | 1 | 1 | 1 | 1 | 1 | 1 | 1 | 1 | 1 | 1 | 1 | 1 | 1 | 1 | 1 | 1 | 1 | 1 | 1 | 1
F3_Commercial_Warehouse_Existing_Space Heating_Natural Gas_Boiler_E4 | F3 | Commercial | Warehouse | Existing | Space Heating | Natural Gas | Boiler | E4 | PACT BC Ratio | 10.6839 | 10.6807 | 10.7 | 10.6528 | 10.6207 | 10.2477 | 10.2581 | 10.2638 | 10.2758 | 10.2857 | 10.2942 | 10.3007 | 10.3089 | 10.3179 | 10.3248 | 10.3318 | 10.3388 | 10.3479 | 10.3564 | 10.3673 | 10.3767 | 10.3869 | 10.3953 | 10.4052 | 10.4128 | 10.4199 | 10.4265 | 10.4338 | 10.4385 | 10.4437 | 10.4467 | 10.4506 | 10.4506
F3_Commercial_Warehouse_Existing_Space Heating_Natural Gas_Boiler_E5 | F3 | Commercial | Warehouse | Existing | Space Heating | Natural Gas | Boiler | E5 | PACT BC Ratio | 3.4685 | 3.4675 | 3.4738 | 3.4584 | 3.448 | 2.4116 | 2.414 | 2.4154 | 2.4182 | 2.4205 | 2.4225 | 2.424 | 2.426 | 2.4281 | 2.4297 | 2.4314 | 2.433 | 2.4351 | 2.4371 | 2.4397 | 2.4419 | 2.4443 | 2.4463 | 2.4486 | 2.4504 | 2.4521 | 2.4536 | 2.4554 | 2.4565 | 2.4577 | 2.4584 | 2.4593 | 2.4593
F3_Commercial_Warehouse_Existing_Space Heating_Natural Gas_Boiler_E6 | F3 | Commercial | Warehouse | Existing | Space Heating | Natural Gas | Boiler | E6 | PACT BC Ratio | 0 | 0 | 0 | 0 | 0 | 0 | 0 | 0 | 0 | 0 | 0 | 0 | 0 | 0 | 0 | 0 | 0 | 0 | 0 | 0 | 0 | 0 | 0 | 0 | 0 | 0 | 0 | 0 | 0 | 0 | 0 | 0 | 0
F3_Commercial_Warehouse_Existing_Space Heating_Natural Gas_Boiler_E7 | F3 | Commercial | Warehouse | Existing | Space Heating | Natural Gas | Boiler | E7 | PACT BC Ratio | 0 | 0 | 0 | 0 | 0 | 0 | 0 | 0 | 0 | 0 | 0 | 0 | 0 | 0 | 0 | 0 | 0 | 0 | 0 | 0 | 0 | 0 | 0 | 0 | 0 | 0 | 0 | 0 | 0 | 0 | 0 | 0 | 0
F3_Commercial_Warehouse_Existing_Space Heating_Natural Gas_Boiler_E8 | F3 | Commercial | Warehouse | Existing | Space Heating | Natural Gas | Boiler | E8 | PACT BC Ratio | 0 | 0 | 0 | 0 | 0 | 0 | 0 | 0 | 0 | 0 | 0 | 0 | 0 | 0 | 0 | 0 | 0 | 0 | 0 | 0 | 0 | 0 | 0 | 0 | 0 | 0 | 0 | 0 | 0 | 0 | 0 | 0 | 0
F3_Commercial_Warehouse_Existing_Space Heating_Natural Gas_Boiler_E9 | F3 | Commercial | Warehouse | Existing | Space Heating | Natural Gas | Boiler | E9 | PACT BC Ratio | 0 | 0 | 0 | 0 | 0 | 0 | 0 | 0 | 0 | 0 | 0 | 0 | 0 | 0 | 0 | 0 | 0 | 0 | 0 | 0 | 0 | 0 | 0 | 0 | 0 | 0 | 0 | 0 | 0 | 0 | 0 | 0 | 0
F3_Commercial_Warehouse_Existing_Space Heating_Natural Gas_Boiler_E10 | F3 | Commercial | Warehouse | Existing | Space Heating | Natural Gas | Boiler | E10 | PACT BC Ratio | 0 | 0 | 0 | 0 | 0 | 0 | 0 | 0 | 0 | 0 | 0 | 0 | 0 | 0 | 0 | 0 | 0 | 0 | 0 | 0 | 0 | 0 | 0 | 0 | 0 | 0 | 0 | 0 | 0 | 0 | 0 | 0 | 0
F4_Commercial_Warehouse_Existing_Space Heating_Natural Gas_Boiler_E1 | F4 | Commercial | Warehouse | Existing | Space Heating | Natural Gas | Boiler | E1 | RVT BC Ratio | 1 | 1 | 1 | 1 | 1 | 0 | 0 | 0 | 0 | 0 | 0 | 0 | 0 | 0 | 0 | 0 | 0 | 0 | 0 | 0 | 0 | 0 | 0 | 0 | 0 | 0 | 0 | 0 | 0 | 0 | 0 | 0 | 0
F4_Commercial_Warehouse_Existing_Space Heating_Natural Gas_Boiler_E2 | F4 | Commercial | Warehouse | Existing | Space Heating | Natural Gas | Boiler | E2 | RVT BC Ratio | 69.518 | 69.4978 | 69.6218 | 69.3176 | 69.1109 | 0 | 0 | 0 | 0 | 0 | 0 | 0 | 0 | 0 | 0 | 0 | 0 | 0 | 0 | 0 | 0 | 0 | 0 | 0 | 0 | 0 | 0 | 0 | 0 | 0 | 0 | 0 | 0
F4_Commercial_Warehouse_Existing_Space Heating_Natural Gas_Boiler_E3 | F4 | Commercial | Warehouse | Existing | Space Heating | Natural Gas | Boiler | E3 | RVT BC Ratio | 12.316 | 12.3126 | 12.3336 | 12.2822 | 12.2473 | 1 | 1 | 1 | 1 | 1 | 1 | 1 | 1 | 1 | 1 | 1 | 1 | 1 | 1 | 1 | 1 | 1 | 1 | 1 | 1 | 1 | 1 | 1 | 1 | 1 | 1 | 1 | 1
F4_Commercial_Warehouse_Existing_Space Heating_Natural Gas_Boiler_E4 | F4 | Commercial | Warehouse | Existing | Space Heating | Natural Gas | Boiler | E4 | RVT BC Ratio | 12.22 | 12.2166 | 12.2374 | 12.1864 | 12.1518 | 11.7497 | 11.7609 | 11.767 | 11.7799 | 11.7906 | 11.7998 | 11.8068 | 11.8156 | 11.8254 | 11.8328 | 11.8404 | 11.8479 | 11.8577 | 11.8669 | 11.8786 | 11.8888 | 11.8997 | 11.9088 | 11.9195 | 11.9277 | 11.9354 | 11.9425 | 11.9503 | 11.9554 | 11.961 | 11.9643 | 11.9685 | 11.9685
F4_Commercial_Warehouse_Existing_Space Heating_Natural Gas_Boiler_E5 | F4 | Commercial | Warehouse | Existing | Space Heating | Natural Gas | Boiler | E5 | RVT BC Ratio | 4.44 | 4.4389 | 4.4456 | 4.4291 | 4.4178 | 3.3003 | 3.3029 | 3.3044 | 3.3074 | 3.3099 | 3.3121 | 3.3137 | 3.3158 | 3.3181 | 3.3198 | 3.3216 | 3.3234 | 3.3257 | 3.3279 | 3.3306 | 3.333 | 3.3356 | 3.3377 | 3.3403 | 3.3422 | 3.344 | 3.3457 | 3.3475 | 3.3487 | 3.35 | 3.3508 | 3.3518 | 3.3518
F4_Commercial_Warehouse_Existing_Space Heating_Natural Gas_Boiler_E6 | F4 | Commercial | Warehouse | Existing | Space Heating | Natural Gas | Boiler | E6 | RVT BC Ratio | 0 | 0 | 0 | 0 | 0 | 0 | 0 | 0 | 0 | 0 | 0 | 0 | 0 | 0 | 0 | 0 | 0 | 0 | 0 | 0 | 0 | 0 | 0 | 0 | 0 | 0 | 0 | 0 | 0 | 0 | 0 | 0 | 0
F4_Commercial_Warehouse_Existing_Space Heating_Natural Gas_Boiler_E7 | F4 | Commercial | Warehouse | Existing | Space Heating | Natural Gas | Boiler | E7 | RVT BC Ratio | 0 | 0 | 0 | 0 | 0 | 0 | 0 | 0 | 0 | 0 | 0 | 0 | 0 | 0 | 0 | 0 | 0 | 0 | 0 | 0 | 0 | 0 | 0 | 0 | 0 | 0 | 0 | 0 | 0 | 0 | 0 | 0 | 0
F4_Commercial_Warehouse_Existing_Space Heating_Natural Gas_Boiler_E8 | F4 | Commercial | Warehouse | Existing | Space Heating | Natural Gas | Boiler | E8 | RVT BC Ratio | 0 | 0 | 0 | 0 | 0 | 0 | 0 | 0 | 0 | 0 | 0 | 0 | 0 | 0 | 0 | 0 | 0 | 0 | 0 | 0 | 0 | 0 | 0 | 0 | 0 | 0 | 0 | 0 | 0 | 0 | 0 | 0 | 0
F4_Commercial_Warehouse_Existing_Space Heating_Natural Gas_Boiler_E9 | F4 | Commercial | Warehouse | Existing | Space Heating | Natural Gas | Boiler | E9 | RVT BC Ratio | 0 | 0 | 0 | 0 | 0 | 0 | 0 | 0 | 0 | 0 | 0 | 0 | 0 | 0 | 0 | 0 | 0 | 0 | 0 | 0 | 0 | 0 | 0 | 0 | 0 | 0 | 0 | 0 | 0 | 0 | 0 | 0 | 0
F4_Commercial_Warehouse_Existing_Space Heating_Natural Gas_Boiler_E10 | F4 | Commercial | Warehouse | Existing | Space Heating | Natural Gas | Boiler | E10 | RVT BC Ratio | 0 | 0 | 0 | 0 | 0 | 0 | 0 | 0 | 0 | 0 | 0 | 0 | 0 | 0 | 0 | 0 | 0 | 0 | 0 | 0 | 0 | 0 | 0 | 0 | 0 | 0 | 0 | 0 | 0 | 0 | 0 | 0 | 0
F5_Commercial_Warehouse_Existing_Space Heating_Natural Gas_Boiler_E1 | F5 | Commercial | Warehouse | Existing | Space Heating | Natural Gas | Boiler | E1 | RIM BC Ratio | 1 | 1 | 1 | 1 | 1 | 0 | 0 | 0 | 0 | 0 | 0 | 0 | 0 | 0 | 0 | 0 | 0 | 0 | 0 | 0 | 0 | 0 | 0 | 0 | 0 | 0 | 0 | 0 | 0 | 0 | 0 | 0 | 0
F5_Commercial_Warehouse_Existing_Space Heating_Natural Gas_Boiler_E2 | F5 | Commercial | Warehouse | Existing | Space Heating | Natural Gas | Boiler | E2 | RIM BC Ratio | 0.8239 | 0.8239 | 0.82392 | 0.82387 | 0.82384 | 0 | 0 | 0 | 0 | 0 | 0 | 0 | 0 | 0 | 0 | 0 | 0 | 0 | 0 | 0 | 0 | 0 | 0 | 0 | 0 | 0 | 0 | 0 | 0 | 0 | 0 | 0 | 0
F5_Commercial_Warehouse_Existing_Space Heating_Natural Gas_Boiler_E3 | F5 | Commercial | Warehouse | Existing | Space Heating | Natural Gas | Boiler | E3 | RIM BC Ratio | 0.77466 | 0.77464 | 0.77474 | 0.7745 | 0.77433 | 1 | 1 | 1 | 1 | 1 | 1 | 1 | 1 | 1 | 1 | 1 | 1 | 1 | 1 | 1 | 1 | 1 | 1 | 1 | 1 | 1 | 1 | 1 | 1 | 1 | 1 | 1 | 1
F5_Commercial_Warehouse_Existing_Space Heating_Natural Gas_Boiler_E4 | F5 | Commercial | Warehouse | Existing | Space Heating | Natural Gas | Boiler | E4 | RIM BC Ratio | 0.7742 | 0.77418 | 0.77428 | 0.77403 | 0.77386 | 0.77181 | 0.77187 | 0.77191 | 0.77197 | 0.77203 | 0.77208 | 0.77211 | 0.77216 | 0.77221 | 0.77225 | 0.77229 | 0.77233 | 0.77238 | 0.77243 | 0.77249 | 0.77254 | 0.77259 | 0.77264 | 0.7727 | 0.77274 | 0.77278 | 0.77281 | 0.77285 | 0.77288 | 0.77291 | 0.77292 | 0.77295 | 0.77295
F5_Commercial_Warehouse_Existing_Space Heating_Natural Gas_Boiler_E5 | F5 | Commercial | Warehouse | Existing | Space Heating | Natural Gas | Boiler | E5 | RIM BC Ratio | 0.67278 | 0.67274 | 0.67298 | 0.6724 | 0.672 | 0.62006 | 0.62023 | 0.62032 | 0.6205 | 0.62065 | 0.62079 | 0.62089 | 0.62101 | 0.62115 | 0.62126 | 0.62137 | 0.62147 | 0.62161 | 0.62174 | 0.62191 | 0.62205 | 0.62221 | 0.62234 | 0.62249 | 0.6226 | 0.62271 | 0.62281 | 0.62292 | 0.62299 | 0.62307 | 0.62312 | 0.62318 | 0.62318
F5_Commercial_Warehouse_Existing_Space Heating_Natural Gas_Boiler_E6 | F5 | Commercial | Warehouse | Existing | Space Heating | Natural Gas | Boiler | E6 | RIM BC Ratio | 0 | 0 | 0 | 0 | 0 | 0 | 0 | 0 | 0 | 0 | 0 | 0 | 0 | 0 | 0 | 0 | 0 | 0 | 0 | 0 | 0 | 0 | 0 | 0 | 0 | 0 | 0 | 0 | 0 | 0 | 0 | 0 | 0
F5_Commercial_Warehouse_Existing_Space Heating_Natural Gas_Boiler_E7 | F5 | Commercial | Warehouse | Existing | Space Heating | Natural Gas | Boiler | E7 | RIM BC Ratio | 0 | 0 | 0 | 0 | 0 | 0 | 0 | 0 | 0 | 0 | 0 | 0 | 0 | 0 | 0 | 0 | 0 | 0 | 0 | 0 | 0 | 0 | 0 | 0 | 0 | 0 | 0 | 0 | 0 | 0 | 0 | 0 | 0
F5_Commercial_Warehouse_Existing_Space Heating_Natural Gas_Boiler_E8 | F5 | Commercial | Warehouse | Existing | Space Heating | Natural Gas | Boiler | E8 | RIM BC Ratio | 0 | 0 | 0 | 0 | 0 | 0 | 0 | 0 | 0 | 0 | 0 | 0 | 0 | 0 | 0 | 0 | 0 | 0 | 0 | 0 | 0 | 0 | 0 | 0 | 0 | 0 | 0 | 0 | 0 | 0 | 0 | 0 | 0
F5_Commercial_Warehouse_Existing_Space Heating_Natural Gas_Boiler_E9 | F5 | Commercial | Warehouse | Existing | Space Heating | Natural Gas | Boiler | E9 | RIM BC Ratio | 0 | 0 | 0 | 0 | 0 | 0 | 0 | 0 | 0 | 0 | 0 | 0 | 0 | 0 | 0 | 0 | 0 | 0 | 0 | 0 | 0 | 0 | 0 | 0 | 0 | 0 | 0 | 0 | 0 | 0 | 0 | 0 | 0
F5_Commercial_Warehouse_Existing_Space Heating_Natural Gas_Boiler_E10 | F5 | Commercial | Warehouse | Existing | Space Heating | Natural Gas | Boiler | E10 | RIM BC Ratio | 0 | 0 | 0 | 0 | 0 | 0 | 0 | 0 | 0 | 0 | 0 | 0 | 0 | 0 | 0 | 0 | 0 | 0 | 0 | 0 | 0 | 0 | 0 | 0 | 0 | 0 | 0 | 0 | 0 | 0 | 0 | 0 | 0
F0_Commercial_Warehouse_Existing_Space Heating_Natural Gas_Unit Heater_E0 | F0 | Commercial | Warehouse | Existing | Space Heating | Natural Gas | Unit Heater | E0 | Economic Unit | Infrared Radiant | Infrared Radiant | Infrared Radiant | Infrared Radiant | Infrared Radiant | Infrared Radiant | Infrared Radiant | Infrared Radiant | Infrared Radiant | Infrared Radiant | Infrared Radiant | Infrared Radiant | Infrared Radiant | Infrared Radiant | Infrared Radiant | Infrared Radiant | Infrared Radiant | Infrared Radiant | Infrared Radiant | Infrared Radiant | Infrared Radiant | Infrared Radiant | Infrared Radiant | Infrared Radiant | Infrared Radiant | Infrared Radiant | Infrared Radiant | Infrared Radiant | Infrared Radiant | Infrared Radiant | Infrared Radiant | Infrared Radiant | Infrared Radiant
F1_Commercial_Warehouse_Existing_Space Heating_Natural Gas_Unit Heater_E1 | F1 | Commercial | Warehouse | Existing | Space Heating | Natural Gas | Unit Heater | E1 | CCE | 0 | 0 | 0 | 0 | 0 | 0 | 0 | 0 | 0 | 0 | 0 | 0 | 0 | 0 | 0 | 0 | 0 | 0 | 0 | 0 | 0 | 0 | 0 | 0 | 0 | 0 | 0 | 0 | 0 | 0 | 0 | 0 | 0
F1_Commercial_Warehouse_Existing_Space Heating_Natural Gas_Unit Heater_E2 | F1 | Commercial | Warehouse | Existing | Space Heating | Natural Gas | Unit Heater | E2 | CCE | 2.2519 | 2.3315 | 2.1041 | 2.155 | 2.1666 | 0 | 0 | 0 | 0 | 0 | 0 | 0 | 0 | 0 | 0 | 0 | 0 | 0 | 0 | 0 | 0 | 0 | 0 | 0 | 0 | 0 | 0 | 0 | 0 | 0 | 0 | 0 | 0
F1_Commercial_Warehouse_Existing_Space Heating_Natural Gas_Unit Heater_E3 | F1 | Commercial | Warehouse | Existing | Space Heating | Natural Gas | Unit Heater | E3 | CCE | 0.17557 | 0.18177 | 0.16404 | 0.16801 | 0.16892 | -1.4689 | -1.4769 | -1.4849 | -1.4931 | -1.5013 | -1.5097 | -1.5181 | -1.5267 | -1.5353 | -1.544 | -1.5528 | -1.5618 | -1.5708 | -1.5799 | -1.5892 | -1.5985 | -1.6079 | -1.6175 | -1.6272 | -1.637 | -1.6469 | -1.657 | -1.6671 | -1.6774 | -1.6878 | -1.6984 | -1.709 | -1.709
F1_Commercial_Warehouse_Existing_Space Heating_Natural Gas_Unit Heater_E4 | F1 | Commercial | Warehouse | Existing | Space Heating | Natural Gas | Unit Heater | E4 | CCE | 0 | 0 | 0 | 0 | 0 | 0 | 0 | 0 | 0 | 0 | 0 | 0 | 0 | 0 | 0 | 0 | 0 | 0 | 0 | 0 | 0 | 0 | 0 | 0 | 0 | 0 | 0 | 0 | 0 | 0 | 0 | 0 | 0
F1_Commercial_Warehouse_Existing_Space Heating_Natural Gas_Unit Heater_E5 | F1 | Commercial | Warehouse | Existing | Space Heating | Natural Gas | Unit Heater | E5 | CCE | 0 | 0 | 0 | 0 | 0 | 0 | 0 | 0 | 0 | 0 | 0 | 0 | 0 | 0 | 0 | 0 | 0 | 0 | 0 | 0 | 0 | 0 | 0 | 0 | 0 | 0 | 0 | 0 | 0 | 0 | 0 | 0 | 0
F1_Commercial_Warehouse_Existing_Space Heating_Natural Gas_Unit Heater_E6 | F1 | Commercial | Warehouse | Existing | Space Heating | Natural Gas | Unit Heater | E6 | CCE | 0 | 0 | 0 | 0 | 0 | 0 | 0 | 0 | 0 | 0 | 0 | 0 | 0 | 0 | 0 | 0 | 0 | 0 | 0 | 0 | 0 | 0 | 0 | 0 | 0 | 0 | 0 | 0 | 0 | 0 | 0 | 0 | 0
F1_Commercial_Warehouse_Existing_Space Heating_Natural Gas_Unit Heater_E7 | F1 | Commercial | Warehouse | Existing | Space Heating | Natural Gas | Unit Heater | E7 | CCE | 0 | 0 | 0 | 0 | 0 | 0 | 0 | 0 | 0 | 0 | 0 | 0 | 0 | 0 | 0 | 0 | 0 | 0 | 0 | 0 | 0 | 0 | 0 | 0 | 0 | 0 | 0 | 0 | 0 | 0 | 0 | 0 | 0
F1_Commercial_Warehouse_Existing_Space Heating_Natural Gas_Unit Heater_E8 | F1 | Commercial | Warehouse | Existing | Space Heating | Natural Gas | Unit Heater | E8 | CCE | 0 | 0 | 0 | 0 | 0 | 0 | 0 | 0 | 0 | 0 | 0 | 0 | 0 | 0 | 0 | 0 | 0 | 0 | 0 | 0 | 0 | 0 | 0 | 0 | 0 | 0 | 0 | 0 | 0 | 0 | 0 | 0 | 0
F1_Commercial_Warehouse_Existing_Space Heating_Natural Gas_Unit Heater_E9 | F1 | Commercial | Warehouse | Existing | Space Heating | Natural Gas | Unit Heater | E9 | CCE | 0 | 0 | 0 | 0 | 0 | 0 | 0 | 0 | 0 | 0 | 0 | 0 | 0 | 0 | 0 | 0 | 0 | 0 | 0 | 0 | 0 | 0 | 0 | 0 | 0 | 0 | 0 | 0 | 0 | 0 | 0 | 0 | 0
F1_Commercial_Warehouse_Existing_Space Heating_Natural Gas_Unit Heater_E10 | F1 | Commercial | Warehouse | Existing | Space Heating | Natural Gas | Unit Heater | E10 | CCE | 0 | 0 | 0 | 0 | 0 | 0 | 0 | 0 | 0 | 0 | 0 | 0 | 0 | 0 | 0 | 0 | 0 | 0 | 0 | 0 | 0 | 0 | 0 | 0 | 0 | 0 | 0 | 0 | 0 | 0 | 0 | 0 | 0
F2_Commercial_Warehouse_Existing_Space Heating_Natural Gas_Unit Heater_E1 | F2 | Commercial | Warehouse | Existing | Space Heating | Natural Gas | Unit Heater | E1 | TRC BC Ratio | 1 | 1 | 1 | 1 | 1 | 0 | 0 | 0 | 0 | 0 | 0 | 0 | 0 | 0 | 0 | 0 | 0 | 0 | 0 | 0 | 0 | 0 | 0 | 0 | 0 | 0 | 0 | 0 | 0 | 0 | 0 | 0 | 0
F2_Commercial_Warehouse_Existing_Space Heating_Natural Gas_Unit Heater_E2 | F2 | Commercial | Warehouse | Existing | Space Heating | Natural Gas | Unit Heater | E2 | TRC BC Ratio | 0.97102 | 0.97017 | 0.97275 | 0.96494 | 0.9594 | 1 | 1 | 1 | 1 | 1 | 1 | 1 | 1 | 1 | 1 | 1 | 1 | 1 | 1 | 1 | 1 | 1 | 1 | 1 | 1 | 1 | 1 | 1 | 1 | 1 | 1 | 1 | 1
F2_Commercial_Warehouse_Existing_Space Heating_Natural Gas_Unit Heater_E3 | F2 | Commercial | Warehouse | Existing | Space Heating | Natural Gas | Unit Heater | E3 | TRC BC Ratio | 12.4546 | 12.4437 | 12.4768 | 12.3766 | 12.3055 | 1 | 1 | 1 | 1 | 1 | 1 | 1 | 1 | 1 | 1 | 1 | 1 | 1 | 1 | 1 | 1 | 1 | 1 | 1 | 1 | 1 | 1 | 1 | 1 | 1 | 1 | 1 | 1
F2_Commercial_Warehouse_Existing_Space Heating_Natural Gas_Unit Heater_E4 | F2 | Commercial | Warehouse | Existing | Space Heating | Natural Gas | Unit Heater | E4 | TRC BC Ratio | 0 | 0 | 0 | 0 | 0 | 0 | 0 | 0 | 0 | 0 | 0 | 0 | 0 | 0 | 0 | 0 | 0 | 0 | 0 | 0 | 0 | 0 | 0 | 0 | 0 | 0 | 0 | 0 | 0 | 0 | 0 | 0 | 0
F2_Commercial_Warehouse_Existing_Space Heating_Natural Gas_Unit Heater_E5 | F2 | Commercial | Warehouse | Existing | Space Heating | Natural Gas | Unit Heater | E5 | TRC BC Ratio | 0 | 0 | 0 | 0 | 0 | 0 | 0 | 0 | 0 | 0 | 0 | 0 | 0 | 0 | 0 | 0 | 0 | 0 | 0 | 0 | 0 | 0 | 0 | 0 | 0 | 0 | 0 | 0 | 0 | 0 | 0 | 0 | 0
F2_Commercial_Warehouse_Existing_Space Heating_Natural Gas_Unit Heater_E6 | F2 | Commercial | Warehouse | Existing | Space Heating | Natural Gas | Unit Heater | E6 | TRC BC Ratio | 0 | 0 | 0 | 0 | 0 | 0 | 0 | 0 | 0 | 0 | 0 | 0 | 0 | 0 | 0 | 0 | 0 | 0 | 0 | 0 | 0 | 0 | 0 | 0 | 0 | 0 | 0 | 0 | 0 | 0 | 0 | 0 | 0
F2_Commercial_Warehouse_Existing_Space Heating_Natural Gas_Unit Heater_E7 | F2 | Commercial | Warehouse | Existing | Space Heating | Natural Gas | Unit Heater | E7 | TRC BC Ratio | 0 | 0 | 0 | 0 | 0 | 0 | 0 | 0 | 0 | 0 | 0 | 0 | 0 | 0 | 0 | 0 | 0 | 0 | 0 | 0 | 0 | 0 | 0 | 0 | 0 | 0 | 0 | 0 | 0 | 0 | 0 | 0 | 0
F2_Commercial_Warehouse_Existing_Space Heating_Natural Gas_Unit Heater_E8 | F2 | Commercial | Warehouse | Existing | Space Heating | Natural Gas | Unit Heater | E8 | TRC BC Ratio | 0 | 0 | 0 | 0 | 0 | 0 | 0 | 0 | 0 | 0 | 0 | 0 | 0 | 0 | 0 | 0 | 0 | 0 | 0 | 0 | 0 | 0 | 0 | 0 | 0 | 0 | 0 | 0 | 0 | 0 | 0 | 0 | 0
F2_Commercial_Warehouse_Existing_Space Heating_Natural Gas_Unit Heater_E9 | F2 | Commercial | Warehouse | Existing | Space Heating | Natural Gas | Unit Heater | E9 | TRC BC Ratio | 0 | 0 | 0 | 0 | 0 | 0 | 0 | 0 | 0 | 0 | 0 | 0 | 0 | 0 | 0 | 0 | 0 | 0 | 0 | 0 | 0 | 0 | 0 | 0 | 0 | 0 | 0 | 0 | 0 | 0 | 0 | 0 | 0
F2_Commercial_Warehouse_Existing_Space Heating_Natural Gas_Unit Heater_E10 | F2 | Commercial | Warehouse | Existing | Space Heating | Natural Gas | Unit Heater | E10 | TRC BC Ratio | 0 | 0 | 0 | 0 | 0 | 0 | 0 | 0 | 0 | 0 | 0 | 0 | 0 | 0 | 0 | 0 | 0 | 0 | 0 | 0 | 0 | 0 | 0 | 0 | 0 | 0 | 0 | 0 | 0 | 0 | 0 | 0 | 0
F3_Commercial_Warehouse_Existing_Space Heating_Natural Gas_Unit Heater_E1 | F3 | Commercial | Warehouse | Existing | Space Heating | Natural Gas | Unit Heater | E1 | PACT BC Ratio | 1 | 1 | 1 | 1 | 1 | 0 | 0 | 0 | 0 | 0 | 0 | 0 | 0 | 0 | 0 | 0 | 0 | 0 | 0 | 0 | 0 | 0 | 0 | 0 | 0 | 0 | 0 | 0 | 0 | 0 | 0 | 0 | 0
F3_Commercial_Warehouse_Existing_Space Heating_Natural Gas_Unit Heater_E2 | F3 | Commercial | Warehouse | Existing | Space Heating | Natural Gas | Unit Heater | E2 | PACT BC Ratio | 1.2947 | 1.2936 | 1.297 | 1.2866 | 1.2792 | 1 | 1 | 1 | 1 | 1 | 1 | 1 | 1 | 1 | 1 | 1 | 1 | 1 | 1 | 1 | 1 | 1 | 1 | 1 | 1 | 1 | 1 | 1 | 1 | 1 | 1 | 1 | 1
F3_Commercial_Warehouse_Existing_Space Heating_Natural Gas_Unit Heater_E3 | F3 | Commercial | Warehouse | Existing | Space Heating | Natural Gas | Unit Heater | E3 | PACT BC Ratio | 16.6062 | 16.5916 | 16.6357 | 16.5021 | 16.4073 | 1 | 1 | 1 | 1 | 1 | 1 | 1 | 1 | 1 | 1 | 1 | 1 | 1 | 1 | 1 | 1 | 1 | 1 | 1 | 1 | 1 | 1 | 1 | 1 | 1 | 1 | 1 | 1
F3_Commercial_Warehouse_Existing_Space Heating_Natural Gas_Unit Heater_E4 | F3 | Commercial | Warehouse | Existing | Space Heating | Natural Gas | Unit Heater | E4 | PACT BC Ratio | 0 | 0 | 0 | 0 | 0 | 0 | 0 | 0 | 0 | 0 | 0 | 0 | 0 | 0 | 0 | 0 | 0 | 0 | 0 | 0 | 0 | 0 | 0 | 0 | 0 | 0 | 0 | 0 | 0 | 0 | 0 | 0 | 0
F3_Commercial_Warehouse_Existing_Space Heating_Natural Gas_Unit Heater_E5 | F3 | Commercial | Warehouse | Existing | Space Heating | Natural Gas | Unit Heater | E5 | PACT BC Ratio | 0 | 0 | 0 | 0 | 0 | 0 | 0 | 0 | 0 | 0 | 0 | 0 | 0 | 0 | 0 | 0 | 0 | 0 | 0 | 0 | 0 | 0 | 0 | 0 | 0 | 0 | 0 | 0 | 0 | 0 | 0 | 0 | 0
F3_Commercial_Warehouse_Existing_Space Heating_Natural Gas_Unit Heater_E6 | F3 | Commercial | Warehouse | Existing | Space Heating | Natural Gas | Unit Heater | E6 | PACT BC Ratio | 0 | 0 | 0 | 0 | 0 | 0 | 0 | 0 | 0 | 0 | 0 | 0 | 0 | 0 | 0 | 0 | 0 | 0 | 0 | 0 | 0 | 0 | 0 | 0 | 0 | 0 | 0 | 0 | 0 | 0 | 0 | 0 | 0
F3_Commercial_Warehouse_Existing_Space Heating_Natural Gas_Unit Heater_E7 | F3 | Commercial | Warehouse | Existing | Space Heating | Natural Gas | Unit Heater | E7 | PACT BC Ratio | 0 | 0 | 0 | 0 | 0 | 0 | 0 | 0 | 0 | 0 | 0 | 0 | 0 | 0 | 0 | 0 | 0 | 0 | 0 | 0 | 0 | 0 | 0 | 0 | 0 | 0 | 0 | 0 | 0 | 0 | 0 | 0 | 0
F3_Commercial_Warehouse_Existing_Space Heating_Natural Gas_Unit Heater_E8 | F3 | Commercial | Warehouse | Existing | Space Heating | Natural Gas | Unit Heater | E8 | PACT BC Ratio | 0 | 0 | 0 | 0 | 0 | 0 | 0 | 0 | 0 | 0 | 0 | 0 | 0 | 0 | 0 | 0 | 0 | 0 | 0 | 0 | 0 | 0 | 0 | 0 | 0 | 0 | 0 | 0 | 0 | 0 | 0 | 0 | 0
F3_Commercial_Warehouse_Existing_Space Heating_Natural Gas_Unit Heater_E9 | F3 | Commercial | Warehouse | Existing | Space Heating | Natural Gas | Unit Heater | E9 | PACT BC Ratio | 0 | 0 | 0 | 0 | 0 | 0 | 0 | 0 | 0 | 0 | 0 | 0 | 0 | 0 | 0 | 0 | 0 | 0 | 0 | 0 | 0 | 0 | 0 | 0 | 0 | 0 | 0 | 0 | 0 | 0 | 0 | 0 | 0
F3_Commercial_Warehouse_Existing_Space Heating_Natural Gas_Unit Heater_E10 | F3 | Commercial | Warehouse | Existing | Space Heating | Natural Gas | Unit Heater | E10 | PACT BC Ratio | 0 | 0 | 0 | 0 | 0 | 0 | 0 | 0 | 0 | 0 | 0 | 0 | 0 | 0 | 0 | 0 | 0 | 0 | 0 | 0 | 0 | 0 | 0 | 0 | 0 | 0 | 0 | 0 | 0 | 0 | 0 | 0 | 0
F4_Commercial_Warehouse_Existing_Space Heating_Natural Gas_Unit Heater_E1 | F4 | Commercial | Warehouse | Existing | Space Heating | Natural Gas | Unit Heater | E1 | RVT BC Ratio | 1 | 1 | 1 | 1 | 1 | 0 | 0 | 0 | 0 | 0 | 0 | 0 | 0 | 0 | 0 | 0 | 0 | 0 | 0 | 0 | 0 | 0 | 0 | 0 | 0 | 0 | 0 | 0 | 0 | 0 | 0 | 0 | 0
F4_Commercial_Warehouse_Existing_Space Heating_Natural Gas_Unit Heater_E2 | F4 | Commercial | Warehouse | Existing | Space Heating | Natural Gas | Unit Heater | E2 | RVT BC Ratio | 2.096 | 2.0948 | 2.0985 | 2.0873 | 2.0793 | 1 | 1 | 1 | 1 | 1 | 1 | 1 | 1 | 1 | 1 | 1 | 1 | 1 | 1 | 1 | 1 | 1 | 1 | 1 | 1 | 1 | 1 | 1 | 1 | 1 | 1 | 1 | 1
F4_Commercial_Warehouse_Existing_Space Heating_Natural Gas_Unit Heater_E3 | F4 | Commercial | Warehouse | Existing | Space Heating | Natural Gas | Unit Heater | E3 | RVT BC Ratio | 18.6057 | 18.59 | 18.6376 | 18.4936 | 18.3913 | 1 | 1 | 1 | 1 | 1 | 1 | 1 | 1 | 1 | 1 | 1 | 1 | 1 | 1 | 1 | 1 | 1 | 1 | 1 | 1 | 1 | 1 | 1 | 1 | 1 | 1 | 1 | 1
F4_Commercial_Warehouse_Existing_Space Heating_Natural Gas_Unit Heater_E4 | F4 | Commercial | Warehouse | Existing | Space Heating | Natural Gas | Unit Heater | E4 | RVT BC Ratio | 0 | 0 | 0 | 0 | 0 | 0 | 0 | 0 | 0 | 0 | 0 | 0 | 0 | 0 | 0 | 0 | 0 | 0 | 0 | 0 | 0 | 0 | 0 | 0 | 0 | 0 | 0 | 0 | 0 | 0 | 0 | 0 | 0
F4_Commercial_Warehouse_Existing_Space Heating_Natural Gas_Unit Heater_E5 | F4 | Commercial | Warehouse | Existing | Space Heating | Natural Gas | Unit Heater | E5 | RVT BC Ratio | 0 | 0 | 0 | 0 | 0 | 0 | 0 | 0 | 0 | 0 | 0 | 0 | 0 | 0 | 0 | 0 | 0 | 0 | 0 | 0 | 0 | 0 | 0 | 0 | 0 | 0 | 0 | 0 | 0 | 0 | 0 | 0 | 0
F4_Commercial_Warehouse_Existing_Space Heating_Natural Gas_Unit Heater_E6 | F4 | Commercial | Warehouse | Existing | Space Heating | Natural Gas | Unit Heater | E6 | RVT BC Ratio | 0 | 0 | 0 | 0 | 0 | 0 | 0 | 0 | 0 | 0 | 0 | 0 | 0 | 0 | 0 | 0 | 0 | 0 | 0 | 0 | 0 | 0 | 0 | 0 | 0 | 0 | 0 | 0 | 0 | 0 | 0 | 0 | 0
F4_Commercial_Warehouse_Existing_Space Heating_Natural Gas_Unit Heater_E7 | F4 | Commercial | Warehouse | Existing | Space Heating | Natural Gas | Unit Heater | E7 | RVT BC Ratio | 0 | 0 | 0 | 0 | 0 | 0 | 0 | 0 | 0 | 0 | 0 | 0 | 0 | 0 | 0 | 0 | 0 | 0 | 0 | 0 | 0 | 0 | 0 | 0 | 0 | 0 | 0 | 0 | 0 | 0 | 0 | 0 | 0
F4_Commercial_Warehouse_Existing_Space Heating_Natural Gas_Unit Heater_E8 | F4 | Commercial | Warehouse | Existing | Space Heating | Natural Gas | Unit Heater | E8 | RVT BC Ratio | 0 | 0 | 0 | 0 | 0 | 0 | 0 | 0 | 0 | 0 | 0 | 0 | 0 | 0 | 0 | 0 | 0 | 0 | 0 | 0 | 0 | 0 | 0 | 0 | 0 | 0 | 0 | 0 | 0 | 0 | 0 | 0 | 0
F4_Commercial_Warehouse_Existing_Space Heating_Natural Gas_Unit Heater_E9 | F4 | Commercial | Warehouse | Existing | Space Heating | Natural Gas | Unit Heater | E9 | RVT BC Ratio | 0 | 0 | 0 | 0 | 0 | 0 | 0 | 0 | 0 | 0 | 0 | 0 | 0 | 0 | 0 | 0 | 0 | 0 | 0 | 0 | 0 | 0 | 0 | 0 | 0 | 0 | 0 | 0 | 0 | 0 | 0 | 0 | 0
F4_Commercial_Warehouse_Existing_Space Heating_Natural Gas_Unit Heater_E10 | F4 | Commercial | Warehouse | Existing | Space Heating | Natural Gas | Unit Heater | E10 | RVT BC Ratio | 0 | 0 | 0 | 0 | 0 | 0 | 0 | 0 | 0 | 0 | 0 | 0 | 0 | 0 | 0 | 0 | 0 | 0 | 0 | 0 | 0 | 0 | 0 | 0 | 0 | 0 | 0 | 0 | 0 | 0 | 0 | 0 | 0
F5_Commercial_Warehouse_Existing_Space Heating_Natural Gas_Unit Heater_E1 | F5 | Commercial | Warehouse | Existing | Space Heating | Natural Gas | Unit Heater | E1 | RIM BC Ratio | 1 | 1 | 1 | 1 | 1 | 0 | 0 | 0 | 0 | 0 | 0 | 0 | 0 | 0 | 0 | 0 | 0 | 0 | 0 | 0 | 0 | 0 | 0 | 0 | 0 | 0 | 0 | 0 | 0 | 0 | 0 | 0 | 0
F5_Commercial_Warehouse_Existing_Space Heating_Natural Gas_Unit Heater_E2 | F5 | Commercial | Warehouse | Existing | Space Heating | Natural Gas | Unit Heater | E2 | RIM BC Ratio | 0.5075 | 0.50732 | 0.50785 | 0.50625 | 0.5051 | 1 | 1 | 1 | 1 | 1 | 1 | 1 | 1 | 1 | 1 | 1 | 1 | 1 | 1 | 1 | 1 | 1 | 1 | 1 | 1 | 1 | 1 | 1 | 1 | 1 | 1 | 1 | 1
F5_Commercial_Warehouse_Existing_Space Heating_Natural Gas_Unit Heater_E3 | F5 | Commercial | Warehouse | Existing | Space Heating | Natural Gas | Unit Heater | E3 | RIM BC Ratio | 0.79473 | 0.7947 | 0.7948 | 0.79449 | 0.79427 | 1 | 1 | 1 | 1 | 1 | 1 | 1 | 1 | 1 | 1 | 1 | 1 | 1 | 1 | 1 | 1 | 1 | 1 | 1 | 1 | 1 | 1 | 1 | 1 | 1 | 1 | 1 | 1
F5_Commercial_Warehouse_Existing_Space Heating_Natural Gas_Unit Heater_E4 | F5 | Commercial | Warehouse | Existing | Space Heating | Natural Gas | Unit Heater | E4 | RIM BC Ratio | 0 | 0 | 0 | 0 | 0 | 0 | 0 | 0 | 0 | 0 | 0 | 0 | 0 | 0 | 0 | 0 | 0 | 0 | 0 | 0 | 0 | 0 | 0 | 0 | 0 | 0 | 0 | 0 | 0 | 0 | 0 | 0 | 0
F5_Commercial_Warehouse_Existing_Space Heating_Natural Gas_Unit Heater_E5 | F5 | Commercial | Warehouse | Existing | Space Heating | Natural Gas | Unit Heater | E5 | RIM BC Ratio | 0 | 0 | 0 | 0 | 0 | 0 | 0 | 0 | 0 | 0 | 0 | 0 | 0 | 0 | 0 | 0 | 0 | 0 | 0 | 0 | 0 | 0 | 0 | 0 | 0 | 0 | 0 | 0 | 0 | 0 | 0 | 0 | 0
F5_Commercial_Warehouse_Existing_Space Heating_Natural Gas_Unit Heater_E6 | F5 | Commercial | Warehouse | Existing | Space Heating | Natural Gas | Unit Heater | E6 | RIM BC Ratio | 0 | 0 | 0 | 0 | 0 | 0 | 0 | 0 | 0 | 0 | 0 | 0 | 0 | 0 | 0 | 0 | 0 | 0 | 0 | 0 | 0 | 0 | 0 | 0 | 0 | 0 | 0 | 0 | 0 | 0 | 0 | 0 | 0
F5_Commercial_Warehouse_Existing_Space Heating_Natural Gas_Unit Heater_E7 | F5 | Commercial | Warehouse | Existing | Space Heating | Natural Gas | Unit Heater | E7 | RIM BC Ratio | 0 | 0 | 0 | 0 | 0 | 0 | 0 | 0 | 0 | 0 | 0 | 0 | 0 | 0 | 0 | 0 | 0 | 0 | 0 | 0 | 0 | 0 | 0 | 0 | 0 | 0 | 0 | 0 | 0 | 0 | 0 | 0 | 0
F5_Commercial_Warehouse_Existing_Space Heating_Natural Gas_Unit Heater_E8 | F5 | Commercial | Warehouse | Existing | Space Heating | Natural Gas | Unit Heater | E8 | RIM BC Ratio | 0 | 0 | 0 | 0 | 0 | 0 | 0 | 0 | 0 | 0 | 0 | 0 | 0 | 0 | 0 | 0 | 0 | 0 | 0 | 0 | 0 | 0 | 0 | 0 | 0 | 0 | 0 | 0 | 0 | 0 | 0 | 0 | 0
F5_Commercial_Warehouse_Existing_Space Heating_Natural Gas_Unit Heater_E9 | F5 | Commercial | Warehouse | Existing | Space Heating | Natural Gas | Unit Heater | E9 | RIM BC Ratio | 0 | 0 | 0 | 0 | 0 | 0 | 0 | 0 | 0 | 0 | 0 | 0 | 0 | 0 | 0 | 0 | 0 | 0 | 0 | 0 | 0 | 0 | 0 | 0 | 0 | 0 | 0 | 0 | 0 | 0 | 0 | 0 | 0
F5_Commercial_Warehouse_Existing_Space Heating_Natural Gas_Unit Heater_E10 | F5 | Commercial | Warehouse | Existing | Space Heating | Natural Gas | Unit Heater | E10 | RIM BC Ratio | 0 | 0 | 0 | 0 | 0 | 0 | 0 | 0 | 0 | 0 | 0 | 0 | 0 | 0 | 0 | 0 | 0 | 0 | 0 | 0 | 0 | 0 | 0 | 0 | 0 | 0 | 0 | 0 | 0 | 0 | 0 | 0 | 0
F0_Commercial_Warehouse_Existing_Water Heating_Natural Gas_Water Heater_E0 | F0 | Commercial | Warehouse | Existing | Water Heating | Natural Gas | Water Heater | E0 | Economic Unit | Gas-Fired Absorption HPWH | Gas-Fired Absorption HPWH | Gas-Fired Absorption HPWH | Gas-Fired Absorption HPWH | Gas-Fired Absorption HPWH | Gas-Fired Absorption HPWH | Gas-Fired Absorption HPWH | Gas-Fired Absorption HPWH | Gas-Fired Absorption HPWH | Gas-Fired Absorption HPWH | Gas-Fired Absorption HPWH | Gas-Fired Absorption HPWH | Gas-Fired Absorption HPWH | Gas-Fired Absorption HPWH | Gas-Fired Absorption HPWH | Gas-Fired Absorption HPWH | Gas-Fired Absorption HPWH | Gas-Fired Absorption HPWH | Gas-Fired Absorption HPWH | Gas-Fired Absorption HPWH | Gas-Fired Absorption HPWH | Gas-Fired Absorption HPWH | Gas-Fired Absorption HPWH | Gas-Fired Absorption HPWH | Gas-Fired Absorption HPWH | Gas-Fired Absorption HPWH | Gas-Fired Absorption HPWH | Gas-Fired Absorption HPWH | Gas-Fired Absorption HPWH | Gas-Fired Absorption HPWH | Gas-Fired Absorption HPWH | Gas-Fired Absorption HPWH | Gas-Fired Absorption HPWH
F1_Commercial_Warehouse_Existing_Water Heating_Natural Gas_Water Heater_E1 | F1 | Commercial | Warehouse | Existing | Water Heating | Natural Gas | Water Heater | E1 | CCE | 0 | 0 | 0 | 0 | 0 | 0 | 0 | 0 | 0 | 0 | 0 | 0 | 0 | 0 | 0 | 0 | 0 | 0 | 0 | 0 | 0 | 0 | 0 | 0 | 0 | 0 | 0 | 0 | 0 | 0 | 0 | 0 | 0
F1_Commercial_Warehouse_Existing_Water Heating_Natural Gas_Water Heater_E2 | F1 | Commercial | Warehouse | Existing | Water Heating | Natural Gas | Water Heater | E2 | CCE | -0.0032822 | -0.0033982 | -0.0030505 | -0.0031077 | -0.0031077 | -0.0031077 | -0.0031077 | -0.0031077 | -0.0031077 | -0.0031077 | -0.0031077 | -0.0031077 | -0.0031077 | -0.0031077 | -0.0031077 | -0.0031077 | -0.0031077 | -0.0031077 | -0.0031077 | -0.0031077 | -0.0031077 | -0.0031077 | -0.0031077 | -0.0031077 | -0.0031077 | -0.0031077 | -0.0031077 | -0.0031077 | -0.0031077 | -0.0031077 | -0.0031077 | -0.0031077 | -0.0031077
F1_Commercial_Warehouse_Existing_Water Heating_Natural Gas_Water Heater_E3 | F1 | Commercial | Warehouse | Existing | Water Heating | Natural Gas | Water Heater | E3 | CCE | 0.02567 | 0.026577 | 0.023858 | 0.024305 | 0.024305 | 0.024305 | 0.024305 | 0.024305 | 0.024305 | 0.024305 | 0.024305 | 0.024305 | 0.024305 | 0.024305 | 0.024305 | 0.024305 | 0.024305 | 0.024305 | 0.024305 | 0.024305 | 0.024305 | 0.024305 | 0.024305 | 0.024305 | 0.024305 | 0.024305 | 0.024305 | 0.024305 | 0.024305 | 0.024305 | 0.024305 | 0.024305 | 0.024305
F1_Commercial_Warehouse_Existing_Water Heating_Natural Gas_Water Heater_E4 | F1 | Commercial | Warehouse | Existing | Water Heating | Natural Gas | Water Heater | E4 | CCE | 0.031609 | 0.032726 | 0.029378 | 0.029929 | 0.029929 | 0.029929 | 0.029929 | 0.029929 | 0.029929 | 0.029929 | 0.029929 | 0.029929 | 0.029929 | 0.029929 | 0.029929 | 0.029929 | 0.029929 | 0.029929 | 0.029929 | 0.029929 | 0.029929 | 0.029929 | 0.029929 | 0.029929 | 0.029929 | 0.029929 | 0.029929 | 0.029929 | 0.029929 | 0.029929 | 0.029929 | 0.029929 | 0.029929
F1_Commercial_Warehouse_Existing_Water Heating_Natural Gas_Water Heater_E5 | F1 | Commercial | Warehouse | Existing | Water Heating | Natural Gas | Water Heater | E5 | CCE | 0.049659 | 0.051414 | 0.046153 | 0.047018 | 0.047018 | 0.047018 | 0.047018 | 0.047018 | 0.047018 | 0.047018 | 0.047018 | 0.047018 | 0.047018 | 0.047018 | 0.047018 | 0.047018 | 0.047018 | 0.047018 | 0.047018 | 0.047018 | 0.047018 | 0.047018 | 0.047018 | 0.047018 | 0.047018 | 0.047018 | 0.047018 | 0.047018 | 0.047018 | 0.047018 | 0.047018 | 0.047018 | 0.047018
F1_Commercial_Warehouse_Existing_Water Heating_Natural Gas_Water Heater_E6 | F1 | Commercial | Warehouse | Existing | Water Heating | Natural Gas | Water Heater | E6 | CCE | -0.1112 | -0.11513 | -0.10335 | -0.10529 | -0.10529 | -0.10529 | -0.10529 | -0.10529 | -0.10529 | -0.10529 | -0.10529 | -0.10529 | -0.10529 | -0.10529 | -0.10529 | -0.10529 | -0.10529 | -0.10529 | -0.10529 | -0.10529 | -0.10529 | -0.10529 | -0.10529 | -0.10529 | -0.10529 | -0.10529 | -0.10529 | -0.10529 | -0.10529 | -0.10529 | -0.10529 | -0.10529 | -0.10529
F1_Commercial_Warehouse_Existing_Water Heating_Natural Gas_Water Heater_E7 | F1 | Commercial | Warehouse | Existing | Water Heating | Natural Gas | Water Heater | E7 | CCE | -0.083166 | -0.086105 | -0.077295 | -0.078744 | -0.078744 | -0.078744 | -0.078744 | -0.078744 | -0.078744 | -0.078744 | -0.078744 | -0.078744 | -0.078744 | -0.078744 | -0.078744 | -0.078744 | -0.078744 | -0.078744 | -0.078744 | -0.078744 | -0.078744 | -0.078744 | -0.078744 | -0.078744 | -0.078744 | -0.078744 | -0.078744 | -0.078744 | -0.078744 | -0.078744 | -0.078744 | -0.078744 | -0.078744
F1_Commercial_Warehouse_Existing_Water Heating_Natural Gas_Water Heater_E8 | F1 | Commercial | Warehouse | Existing | Water Heating | Natural Gas | Water Heater | E8 | CCE | 0 | 0 | 0 | 0 | 0 | 0 | 0 | 0 | 0 | 0 | 0 | 0 | 0 | 0 | 0 | 0 | 0 | 0 | 0 | 0 | 0 | 0 | 0 | 0 | 0 | 0 | 0 | 0 | 0 | 0 | 0 | 0 | 0
F1_Commercial_Warehouse_Existing_Water Heating_Natural Gas_Water Heater_E9 | F1 | Commercial | Warehouse | Existing | Water Heating | Natural Gas | Water Heater | E9 | CCE | 0 | 0 | 0 | 0 | 0 | 0 | 0 | 0 | 0 | 0 | 0 | 0 | 0 | 0 | 0 | 0 | 0 | 0 | 0 | 0 | 0 | 0 | 0 | 0 | 0 | 0 | 0 | 0 | 0 | 0 | 0 | 0 | 0
F1_Commercial_Warehouse_Existing_Water Heating_Natural Gas_Water Heater_E10 | F1 | Commercial | Warehouse | Existing | Water Heating | Natural Gas | Water Heater | E10 | CCE | 0 | 0 | 0 | 0 | 0 | 0 | 0 | 0 | 0 | 0 | 0 | 0 | 0 | 0 | 0 | 0 | 0 | 0 | 0 | 0 | 0 | 0 | 0 | 0 | 0 | 0 | 0 | 0 | 0 | 0 | 0 | 0 | 0
F2_Commercial_Warehouse_Existing_Water Heating_Natural Gas_Water Heater_E1 | F2 | Commercial | Warehouse | Existing | Water Heating | Natural Gas | Water Heater | E1 | TRC BC Ratio | bar: 2019 to 2051
F2_Commercial_Warehouse_Existing_Water Heating_Natural Gas_Water Heater_E2 | F2 | Commercial | Warehouse | Existing | Water Heating | Natural Gas | Water Heater | E2 | TRC BC Ratio | bar: 2019 to 2051
F2_Commercial_Warehouse_Existing_Water Heating_Natural Gas_Water Heater_E3 | F2 | Commercial | Warehouse | Existing | Water Heating | Natural Gas | Water Heater | E3 | TRC BC Ratio | 50.374 | 50.2986 | 50.4849 | 50.0594 | 49.7895 | 49.997 | 50.6247 | 51.1212 | 51.7372 | 52.3189 | 52.901 | 53.4353 | 54.01 | 54.6096 | 55.1836 | 55.7683 | 56.3619 | 57.0092 | 57.6817 | 58.3924 | 59.0934 | 59.824 | 60.5024 | 61.2027 | 61.8229 | 62.3621 | 62.8511 | 63.2753 | 63.6063 | 63.8794 | 64.0318 | 64.1339 | 64.1339
F2_Commercial_Warehouse_Existing_Water Heating_Natural Gas_Water Heater_E4 | F2 | Commercial | Warehouse | Existing | Water Heating | Natural Gas | Water Heater | E4 | TRC BC Ratio | 40.9087 | 40.8474 | 40.9987 | 40.6532 | 40.434 | 40.6025 | 41.1122 | 41.5154 | 42.0157 | 42.4881 | 42.9608 | 43.3947 | 43.8614 | 44.3484 | 44.8145 | 45.2894 | 45.7714 | 46.2971 | 46.8432 | 47.4204 | 47.9897 | 48.583 | 49.1339 | 49.7026 | 50.2063 | 50.6441 | 51.0413 | 51.3857 | 51.6546 | 51.8764 | 52.0001 | 52.083 | 52.083
F2_Commercial_Warehouse_Existing_Water Heating_Natural Gas_Water Heater_E5 | F2 | Commercial | Warehouse | Existing | Water Heating | Natural Gas | Water Heater | E5 | TRC BC Ratio | 26.0397 | 26.0007 | 26.097 | 25.877 | 25.7375 | 25.8448 | 26.1692 | 26.4259 | 26.7443 | 27.045 | 27.3459 | 27.6221 | 27.9192 | 28.2292 | 28.5259 | 28.8281 | 29.135 | 29.4696 | 29.8172 | 30.1846 | 30.547 | 30.9246 | 31.2753 | 31.6373 | 31.9579 | 32.2366 | 32.4894 | 32.7086 | 32.8798 | 33.021 | 33.0997 | 33.1525 | 33.1525
F2_Commercial_Warehouse_Existing_Water Heating_Natural Gas_Water Heater_E6 | F2 | Commercial | Warehouse | Existing | Water Heating | Natural Gas | Water Heater | E6 | TRC BC Ratio | bar: 2019 to 2051
F2_Commercial_Warehouse_Existing_Water Heating_Natural Gas_Water Heater_E7 | F2 | Commercial | Warehouse | Existing | Water Heating | Natural Gas | Water Heater | E7 | TRC BC Ratio | bar: 2019 to 2051
F2_Commercial_Warehouse_Existing_Water Heating_Natural Gas_Water Heater_E8 | F2 | Commercial | Warehouse | Existing | Water Heating | Natural Gas | Water Heater | E8 | TRC BC Ratio | 0 | 0 | 0 | 0 | 0 | 0 | 0 | 0 | 0 | 0 | 0 | 0 | 0 | 0 | 0 | 0 | 0 | 0 | 0 | 0 | 0 | 0 | 0 | 0 | 0 | 0 | 0 | 0 | 0 | 0 | 0 | 0 | 0
F2_Commercial_Warehouse_Existing_Water Heating_Natural Gas_Water Heater_E9 | F2 | Commercial | Warehouse | Existing | Water Heating | Natural Gas | Water Heater | E9 | TRC BC Ratio | 0 | 0 | 0 | 0 | 0 | 0 | 0 | 0 | 0 | 0 | 0 | 0 | 0 | 0 | 0 | 0 | 0 | 0 | 0 | 0 | 0 | 0 | 0 | 0 | 0 | 0 | 0 | 0 | 0 | 0 | 0 | 0 | 0
F2_Commercial_Warehouse_Existing_Water Heating_Natural Gas_Water Heater_E10 | F2 | Commercial | Warehouse | Existing | Water Heating | Natural Gas | Water Heater | E10 | TRC BC Ratio | 0 | 0 | 0 | 0 | 0 | 0 | 0 | 0 | 0 | 0 | 0 | 0 | 0 | 0 | 0 | 0 | 0 | 0 | 0 | 0 | 0 | 0 | 0 | 0 | 0 | 0 | 0 | 0 | 0 | 0 | 0 | 0 | 0
F3_Commercial_Warehouse_Existing_Water Heating_Natural Gas_Water Heater_E1 | F3 | Commercial | Warehouse | Existing | Water Heating | Natural Gas | Water Heater | E1 | PACT BC Ratio | bar: 2019 to 2051
F3_Commercial_Warehouse_Existing_Water Heating_Natural Gas_Water Heater_E2 | F3 | Commercial | Warehouse | Existing | Water Heating | Natural Gas | Water Heater | E2 | PACT BC Ratio | bar: 2019 to 2051
F3_Commercial_Warehouse_Existing_Water Heating_Natural Gas_Water Heater_E3 | F3 | Commercial | Warehouse | Existing | Water Heating | Natural Gas | Water Heater | E3 | PACT BC Ratio | 67.1654 | 67.0647 | 67.3131 | 66.7459 | 66.3861 | 66.6627 | 67.4996 | 68.1616 | 68.9829 | 69.7585 | 70.5346 | 71.247 | 72.0134 | 72.8128 | 73.5782 | 74.3578 | 75.1492 | 76.0123 | 76.909 | 77.8565 | 78.7912 | 79.7653 | 80.6699 | 81.6036 | 82.4306 | 83.1494 | 83.8015 | 84.367 | 84.8084 | 85.1726 | 85.3758 | 85.5118 | 85.5118
F3_Commercial_Warehouse_Existing_Water Heating_Natural Gas_Water Heater_E4 | F3 | Commercial | Warehouse | Existing | Water Heating | Natural Gas | Water Heater | E4 | PACT BC Ratio | 54.5449 | 54.4632 | 54.6649 | 54.2043 | 53.912 | 54.1367 | 54.8163 | 55.3539 | 56.0209 | 56.6508 | 57.281 | 57.8596 | 58.4819 | 59.1312 | 59.7527 | 60.3858 | 61.0286 | 61.7295 | 62.4576 | 63.2271 | 63.9862 | 64.7773 | 65.5119 | 66.2701 | 66.9417 | 67.5255 | 68.055 | 68.5143 | 68.8728 | 69.1685 | 69.3335 | 69.444 | 69.444
F3_Commercial_Warehouse_Existing_Water Heating_Natural Gas_Water Heater_E5 | F3 | Commercial | Warehouse | Existing | Water Heating | Natural Gas | Water Heater | E5 | PACT BC Ratio | 34.7196 | 34.6675 | 34.7959 | 34.5027 | 34.3167 | 34.4597 | 34.8923 | 35.2345 | 35.6591 | 36.06 | 36.4612 | 36.8295 | 37.2256 | 37.6389 | 38.0345 | 38.4375 | 38.8466 | 39.2928 | 39.7563 | 40.2461 | 40.7293 | 41.2328 | 41.7004 | 42.183 | 42.6105 | 42.9821 | 43.3192 | 43.6115 | 43.8397 | 44.0279 | 44.133 | 44.2033 | 44.2033
F3_Commercial_Warehouse_Existing_Water Heating_Natural Gas_Water Heater_E6 | F3 | Commercial | Warehouse | Existing | Water Heating | Natural Gas | Water Heater | E6 | PACT BC Ratio | bar: 2019 to 2051
F3_Commercial_Warehouse_Existing_Water Heating_Natural Gas_Water Heater_E7 | F3 | Commercial | Warehouse | Existing | Water Heating | Natural Gas | Water Heater | E7 | PACT BC Ratio | bar: 2019 to 2051
F3_Commercial_Warehouse_Existing_Water Heating_Natural Gas_Water Heater_E8 | F3 | Commercial | Warehouse | Existing | Water Heating | Natural Gas | Water Heater | E8 | PACT BC Ratio | 0 | 0 | 0 | 0 | 0 | 0 | 0 | 0 | 0 | 0 | 0 | 0 | 0 | 0 | 0 | 0 | 0 | 0 | 0 | 0 | 0 | 0 | 0 | 0 | 0 | 0 | 0 | 0 | 0 | 0 | 0 | 0 | 0
F3_Commercial_Warehouse_Existing_Water Heating_Natural Gas_Water Heater_E9 | F3 | Commercial | Warehouse | Existing | Water Heating | Natural Gas | Water Heater | E9 | PACT BC Ratio | 0 | 0 | 0 | 0 | 0 | 0 | 0 | 0 | 0 | 0 | 0 | 0 | 0 | 0 | 0 | 0 | 0 | 0 | 0 | 0 | 0 | 0 | 0 | 0 | 0 | 0 | 0 | 0 | 0 | 0 | 0 | 0 | 0
F3_Commercial_Warehouse_Existing_Water Heating_Natural Gas_Water Heater_E10 | F3 | Commercial | Warehouse | Existing | Water Heating | Natural Gas | Water Heater | E10 | PACT BC Ratio | 0 | 0 | 0 | 0 | 0 | 0 | 0 | 0 | 0 | 0 | 0 | 0 | 0 | 0 | 0 | 0 | 0 | 0 | 0 | 0 | 0 | 0 | 0 | 0 | 0 | 0 | 0 | 0 | 0 | 0 | 0 | 0 | 0
F4_Commercial_Warehouse_Existing_Water Heating_Natural Gas_Water Heater_E1 | F4 | Commercial | Warehouse | Existing | Water Heating | Natural Gas | Water Heater | E1 | RVT BC Ratio | bar: 2019 to 2051
F4_Commercial_Warehouse_Existing_Water Heating_Natural Gas_Water Heater_E2 | F4 | Commercial | Warehouse | Existing | Water Heating | Natural Gas | Water Heater | E2 | RVT BC Ratio | bar: 2019 to 2051
F4_Commercial_Warehouse_Existing_Water Heating_Natural Gas_Water Heater_E3 | F4 | Commercial | Warehouse | Existing | Water Heating | Natural Gas | Water Heater | E3 | RVT BC Ratio | 73.1217 | 73.0131 | 73.281 | 72.6694 | 72.2813 | 72.5797 | 73.482 | 74.1958 | 75.0814 | 75.9177 | 76.7546 | 77.5227 | 78.349 | 79.2111 | 80.0363 | 80.8769 | 81.7303 | 82.6609 | 83.6277 | 84.6495 | 85.6573 | 86.7077 | 87.683 | 88.6898 | 89.5815 | 90.3566 | 91.0596 | 91.6694 | 92.1454 | 92.5381 | 92.7572 | 92.9039 | 92.9039
F4_Commercial_Warehouse_Existing_Water Heating_Natural Gas_Water Heater_E4 | F4 | Commercial | Warehouse | Existing | Water Heating | Natural Gas | Water Heater | E4 | RVT BC Ratio | 59.5135 | 59.4254 | 59.6429 | 59.1462 | 58.8311 | 59.0734 | 59.8061 | 60.3858 | 61.105 | 61.7842 | 62.4638 | 63.0876 | 63.7586 | 64.4587 | 65.1289 | 65.8115 | 66.5046 | 67.2603 | 68.0455 | 68.8752 | 69.6937 | 70.5467 | 71.3388 | 72.1564 | 72.8805 | 73.51 | 74.0809 | 74.5761 | 74.9627 | 75.2815 | 75.4595 | 75.5786 | 75.5786
F4_Commercial_Warehouse_Existing_Water Heating_Natural Gas_Water Heater_E5 | F4 | Commercial | Warehouse | Existing | Water Heating | Natural Gas | Water Heater | E5 | RVT BC Ratio | 38.1367 | 38.0806 | 38.219 | 37.9029 | 37.7023 | 37.8565 | 38.3229 | 38.6919 | 39.1497 | 39.582 | 40.0146 | 40.4117 | 40.8388 | 41.2844 | 41.711 | 42.1456 | 42.5867 | 43.0678 | 43.5675 | 44.0957 | 44.6167 | 45.1596 | 45.6638 | 46.1842 | 46.6452 | 47.0458 | 47.4093 | 47.7245 | 47.9705 | 48.1735 | 48.2868 | 48.3626 | 48.3626
F4_Commercial_Warehouse_Existing_Water Heating_Natural Gas_Water Heater_E6 | F4 | Commercial | Warehouse | Existing | Water Heating | Natural Gas | Water Heater | E6 | RVT BC Ratio | bar: 2019 to 2051
F4_Commercial_Warehouse_Existing_Water Heating_Natural Gas_Water Heater_E7 | F4 | Commercial | Warehouse | Existing | Water Heating | Natural Gas | Water Heater | E7 | RVT BC Ratio | bar: 2019 to 2051
F4_Commercial_Warehouse_Existing_Water Heating_Natural Gas_Water Heater_E8 | F4 | Commercial | Warehouse | Existing | Water Heating | Natural Gas | Water Heater | E8 | RVT BC Ratio | 0 | 0 | 0 | 0 | 0 | 0 | 0 | 0 | 0 | 0 | 0 | 0 | 0 | 0 | 0 | 0 | 0 | 0 | 0 | 0 | 0 | 0 | 0 | 0 | 0 | 0 | 0 | 0 | 0 | 0 | 0 | 0 | 0
F4_Commercial_Warehouse_Existing_Water Heating_Natural Gas_Water Heater_E9 | F4 | Commercial | Warehouse | Existing | Water Heating | Natural Gas | Water Heater | E9 | RVT BC Ratio | 0 | 0 | 0 | 0 | 0 | 0 | 0 | 0 | 0 | 0 | 0 | 0 | 0 | 0 | 0 | 0 | 0 | 0 | 0 | 0 | 0 | 0 | 0 | 0 | 0 | 0 | 0 | 0 | 0 | 0 | 0 | 0 | 0
F4_Commercial_Warehouse_Existing_Water Heating_Natural Gas_Water Heater_E10 | F4 | Commercial | Warehouse | Existing | Water Heating | Natural Gas | Water Heater | E10 | RVT BC Ratio | 0 | 0 | 0 | 0 | 0 | 0 | 0 | 0 | 0 | 0 | 0 | 0 | 0 | 0 | 0 | 0 | 0 | 0 | 0 | 0 | 0 | 0 | 0 | 0 | 0 | 0 | 0 | 0 | 0 | 0 | 0 | 0 | 0
F5_Commercial_Warehouse_Existing_Water Heating_Natural Gas_Water Heater_E1 | F5 | Commercial | Warehouse | Existing | Water Heating | Natural Gas | Water Heater | E1 | RIM BC Ratio | bar: 2019 to 2051
F5_Commercial_Warehouse_Existing_Water Heating_Natural Gas_Water Heater_E2 | F5 | Commercial | Warehouse | Existing | Water Heating | Natural Gas | Water Heater | E2 | RIM BC Ratio | bar: 2019 to 2051
F5_Commercial_Warehouse_Existing_Water Heating_Natural Gas_Water Heater_E3 | F5 | Commercial | Warehouse | Existing | Water Heating | Natural Gas | Water Heater | E3 | RIM BC Ratio | 0.82443 | 0.82442 | 0.82446 | 0.82437 | 0.82431 | 0.82436 | 0.82448 | 0.82458 | 0.8247 | 0.82481 | 0.82492 | 0.82501 | 0.82512 | 0.82522 | 0.82532 | 0.82541 | 0.82551 | 0.82561 | 0.82572 | 0.82583 | 0.82593 | 0.82604 | 0.82613 | 0.82623 | 0.82631 | 0.82638 | 0.82645 | 0.8265 | 0.82654 | 0.82658 | 0.8266 | 0.82661 | 0.82661
F5_Commercial_Warehouse_Existing_Water Heating_Natural Gas_Water Heater_E4 | F5 | Commercial | Warehouse | Existing | Water Heating | Natural Gas | Water Heater | E4 | RIM BC Ratio | 0.8221 | 0.82208 | 0.82213 | 0.82202 | 0.82195 | 0.82201 | 0.82216 | 0.82228 | 0.82243 | 0.82256 | 0.82269 | 0.82281 | 0.82293 | 0.82306 | 0.82318 | 0.8233 | 0.82342 | 0.82354 | 0.82367 | 0.8238 | 0.82393 | 0.82406 | 0.82418 | 0.8243 | 0.8244 | 0.82449 | 0.82457 | 0.82463 | 0.82468 | 0.82473 | 0.82475 | 0.82477 | 0.82477
F5_Commercial_Warehouse_Existing_Water Heating_Natural Gas_Water Heater_E5 | F5 | Commercial | Warehouse | Existing | Water Heating | Natural Gas | Water Heater | E5 | RIM BC Ratio | 0.81508 | 0.81506 | 0.81513 | 0.81496 | 0.81486 | 0.81494 | 0.81518 | 0.81536 | 0.81559 | 0.8158 | 0.816 | 0.81618 | 0.81637 | 0.81657 | 0.81676 | 0.81694 | 0.81712 | 0.81732 | 0.81752 | 0.81772 | 0.81792 | 0.81812 | 0.8183 | 0.81848 | 0.81864 | 0.81878 | 0.8189 | 0.819 | 0.81908 | 0.81915 | 0.81919 | 0.81921 | 0.81921
F5_Commercial_Warehouse_Existing_Water Heating_Natural Gas_Water Heater_E6 | F5 | Commercial | Warehouse | Existing | Water Heating | Natural Gas | Water Heater | E6 | RIM BC Ratio | bar: 2019 to 2051
F5_Commercial_Warehouse_Existing_Water Heating_Natural Gas_Water Heater_E7 | F5 | Commercial | Warehouse | Existing | Water Heating | Natural Gas | Water Heater | E7 | RIM BC Ratio | bar: 2019 to 2051
F5_Commercial_Warehouse_Existing_Water Heating_Natural Gas_Water Heater_E8 | F5 | Commercial | Warehouse | Existing | Water Heating | Natural Gas | Water Heater | E8 | RIM BC Ratio | 0 | 0 | 0 | 0 | 0 | 0 | 0 | 0 | 0 | 0 | 0 | 0 | 0 | 0 | 0 | 0 | 0 | 0 | 0 | 0 | 0 | 0 | 0 | 0 | 0 | 0 | 0 | 0 | 0 | 0 | 0 | 0 | 0
F5_Commercial_Warehouse_Existing_Water Heating_Natural Gas_Water Heater_E9 | F5 | Commercial | Warehouse | Existing | Water Heating | Natural Gas | Water Heater | E9 | RIM BC Ratio | 0 | 0 | 0 | 0 | 0 | 0 | 0 | 0 | 0 | 0 | 0 | 0 | 0 | 0 | 0 | 0 | 0 | 0 | 0 | 0 | 0 | 0 | 0 | 0 | 0 | 0 | 0 | 0 | 0 | 0 | 0 | 0 | 0
F5_Commercial_Warehouse_Existing_Water Heating_Natural Gas_Water Heater_E10 | F5 | Commercial | Warehouse | Existing | Water Heating | Natural Gas | Water Heater | E10 | RIM BC Ratio | 0 | 0 | 0 | 0 | 0 | 0 | 0 | 0 | 0 | 0 | 0 | 0 | 0 | 0 | 0 | 0 | 0 | 0 | 0 | 0 | 0 | 0 | 0 | 0 | 0 | 0 | 0 | 0 | 0 | 0 | 0 | 0 | 0
F0_Commercial_Warehouse_Existing_Food Preparation_Natural Gas_Oven_E0 | F0 | Commercial | Warehouse | Existing | Food Preparation | Natural Gas | Oven | E0 | Economic Unit | ENERGY STAR (3.0) | ENERGY STAR (3.0) | ENERGY STAR (3.0) | ENERGY STAR (3.0) | ENERGY STAR (3.0) | ENERGY STAR (3.0) | ENERGY STAR (3.0) | ENERGY STAR (3.0) | ENERGY STAR (3.0) | ENERGY STAR (3.0) | ENERGY STAR (3.0) | ENERGY STAR (3.0) | ENERGY STAR (3.0) | ENERGY STAR (3.0) | ENERGY STAR (3.0) | ENERGY STAR (3.0) | ENERGY STAR (3.0) | ENERGY STAR (3.0) | ENERGY STAR (3.0) | ENERGY STAR (3.0) | ENERGY STAR (3.0) | ENERGY STAR (3.0) | ENERGY STAR (3.0) | ENERGY STAR (3.0) | ENERGY STAR (3.0) | ENERGY STAR (3.0) | ENERGY STAR (3.0) | ENERGY STAR (3.0) | ENERGY STAR (3.0) | ENERGY STAR (3.0) | ENERGY STAR (3.0) | ENERGY STAR (3.0) | ENERGY STAR (3.0)
F1_Commercial_Warehouse_Existing_Food Preparation_Natural Gas_Oven_E1 | F1 | Commercial | Warehouse | Existing | Food Preparation | Natural Gas | Oven | E1 | CCE | 0 | 0 | 0 | 0 | 0 | 0 | 0 | 0 | 0 | 0 | 0 | 0 | 0 | 0 | 0 | 0 | 0 | 0 | 0 | 0 | 0 | 0 | 0 | 0 | 0 | 0 | 0 | 0 | 0 | 0 | 0 | 0 | 0
F1_Commercial_Warehouse_Existing_Food Preparation_Natural Gas_Oven_E2 | F1 | Commercial | Warehouse | Existing | Food Preparation | Natural Gas | Oven | E2 | CCE | 0.32507 | 0.33656 | 0.30212 | 0.30779 | 0.30779 | 0.30779 | 0.30779 | 0.30779 | 0.30779 | 0.30779 | 0.30779 | 0.30779 | 0.30779 | 0.30779 | 0.30779 | 0.30779 | 0.30779 | 0.30779 | 0.30779 | 0.30779 | 0.30779 | 0.30779 | 0.30779 | 0.30779 | 0.30779 | 0.30779 | 0.30779 | 0.30779 | 0.30779 | 0.30779 | 0.30779 | 0.30779 | 0.30779
F1_Commercial_Warehouse_Existing_Food Preparation_Natural Gas_Oven_E3 | F1 | Commercial | Warehouse | Existing | Food Preparation | Natural Gas | Oven | E3 | CCE | 0 | 0 | 0 | 0 | 0 | 0 | 0 | 0 | 0 | 0 | 0 | 0 | 0 | 0 | 0 | 0 | 0 | 0 | 0 | 0 | 0 | 0 | 0 | 0 | 0 | 0 | 0 | 0 | 0 | 0 | 0 | 0 | 0
F1_Commercial_Warehouse_Existing_Food Preparation_Natural Gas_Oven_E4 | F1 | Commercial | Warehouse | Existing | Food Preparation | Natural Gas | Oven | E4 | CCE | 0 | 0 | 0 | 0 | 0 | 0 | 0 | 0 | 0 | 0 | 0 | 0 | 0 | 0 | 0 | 0 | 0 | 0 | 0 | 0 | 0 | 0 | 0 | 0 | 0 | 0 | 0 | 0 | 0 | 0 | 0 | 0 | 0
F1_Commercial_Warehouse_Existing_Food Preparation_Natural Gas_Oven_E5 | F1 | Commercial | Warehouse | Existing | Food Preparation | Natural Gas | Oven | E5 | CCE | 0 | 0 | 0 | 0 | 0 | 0 | 0 | 0 | 0 | 0 | 0 | 0 | 0 | 0 | 0 | 0 | 0 | 0 | 0 | 0 | 0 | 0 | 0 | 0 | 0 | 0 | 0 | 0 | 0 | 0 | 0 | 0 | 0
F1_Commercial_Warehouse_Existing_Food Preparation_Natural Gas_Oven_E6 | F1 | Commercial | Warehouse | Existing | Food Preparation | Natural Gas | Oven | E6 | CCE | 0 | 0 | 0 | 0 | 0 | 0 | 0 | 0 | 0 | 0 | 0 | 0 | 0 | 0 | 0 | 0 | 0 | 0 | 0 | 0 | 0 | 0 | 0 | 0 | 0 | 0 | 0 | 0 | 0 | 0 | 0 | 0 | 0
F1_Commercial_Warehouse_Existing_Food Preparation_Natural Gas_Oven_E7 | F1 | Commercial | Warehouse | Existing | Food Preparation | Natural Gas | Oven | E7 | CCE | 0 | 0 | 0 | 0 | 0 | 0 | 0 | 0 | 0 | 0 | 0 | 0 | 0 | 0 | 0 | 0 | 0 | 0 | 0 | 0 | 0 | 0 | 0 | 0 | 0 | 0 | 0 | 0 | 0 | 0 | 0 | 0 | 0
F1_Commercial_Warehouse_Existing_Food Preparation_Natural Gas_Oven_E8 | F1 | Commercial | Warehouse | Existing | Food Preparation | Natural Gas | Oven | E8 | CCE | 0 | 0 | 0 | 0 | 0 | 0 | 0 | 0 | 0 | 0 | 0 | 0 | 0 | 0 | 0 | 0 | 0 | 0 | 0 | 0 | 0 | 0 | 0 | 0 | 0 | 0 | 0 | 0 | 0 | 0 | 0 | 0 | 0
F1_Commercial_Warehouse_Existing_Food Preparation_Natural Gas_Oven_E9 | F1 | Commercial | Warehouse | Existing | Food Preparation | Natural Gas | Oven | E9 | CCE | 0 | 0 | 0 | 0 | 0 | 0 | 0 | 0 | 0 | 0 | 0 | 0 | 0 | 0 | 0 | 0 | 0 | 0 | 0 | 0 | 0 | 0 | 0 | 0 | 0 | 0 | 0 | 0 | 0 | 0 | 0 | 0 | 0
F1_Commercial_Warehouse_Existing_Food Preparation_Natural Gas_Oven_E10 | F1 | Commercial | Warehouse | Existing | Food Preparation | Natural Gas | Oven | E10 | CCE | 0 | 0 | 0 | 0 | 0 | 0 | 0 | 0 | 0 | 0 | 0 | 0 | 0 | 0 | 0 | 0 | 0 | 0 | 0 | 0 | 0 | 0 | 0 | 0 | 0 | 0 | 0 | 0 | 0 | 0 | 0 | 0 | 0
F2_Commercial_Warehouse_Existing_Food Preparation_Natural Gas_Oven_E1 | F2 | Commercial | Warehouse | Existing | Food Preparation | Natural Gas | Oven | E1 | TRC BC Ratio | bar: 2019 to 2051
F2_Commercial_Warehouse_Existing_Food Preparation_Natural Gas_Oven_E2 | F2 | Commercial | Warehouse | Existing | Food Preparation | Natural Gas | Oven | E2 | TRC BC Ratio | 5.0529 | 5.0541 | 5.0794 | 5.0454 | 5.0252 | 5.0427 | 5.0918 | 5.1313 | 5.1797 | 5.226 | 5.2722 | 5.3151 | 5.3612 | 5.4091 | 5.4549 | 5.5017 | 5.5491 | 5.6007 | 5.6542 | 5.7105 | 5.7652 | 5.8217 | 5.8734 | 5.9266 | 5.9735 | 6.014 | 6.0509 | 6.0828 | 6.1077 | 6.1281 | 6.1393 | 6.1467 | 6.1467
F2_Commercial_Warehouse_Existing_Food Preparation_Natural Gas_Oven_E3 | F2 | Commercial | Warehouse | Existing | Food Preparation | Natural Gas | Oven | E3 | TRC BC Ratio | 0 | 0 | 0 | 0 | 0 | 0 | 0 | 0 | 0 | 0 | 0 | 0 | 0 | 0 | 0 | 0 | 0 | 0 | 0 | 0 | 0 | 0 | 0 | 0 | 0 | 0 | 0 | 0 | 0 | 0 | 0 | 0 | 0
F2_Commercial_Warehouse_Existing_Food Preparation_Natural Gas_Oven_E4 | F2 | Commercial | Warehouse | Existing | Food Preparation | Natural Gas | Oven | E4 | TRC BC Ratio | 0 | 0 | 0 | 0 | 0 | 0 | 0 | 0 | 0 | 0 | 0 | 0 | 0 | 0 | 0 | 0 | 0 | 0 | 0 | 0 | 0 | 0 | 0 | 0 | 0 | 0 | 0 | 0 | 0 | 0 | 0 | 0 | 0
F2_Commercial_Warehouse_Existing_Food Preparation_Natural Gas_Oven_E5 | F2 | Commercial | Warehouse | Existing | Food Preparation | Natural Gas | Oven | E5 | TRC BC Ratio | 0 | 0 | 0 | 0 | 0 | 0 | 0 | 0 | 0 | 0 | 0 | 0 | 0 | 0 | 0 | 0 | 0 | 0 | 0 | 0 | 0 | 0 | 0 | 0 | 0 | 0 | 0 | 0 | 0 | 0 | 0 | 0 | 0
F2_Commercial_Warehouse_Existing_Food Preparation_Natural Gas_Oven_E6 | F2 | Commercial | Warehouse | Existing | Food Preparation | Natural Gas | Oven | E6 | TRC BC Ratio | 0 | 0 | 0 | 0 | 0 | 0 | 0 | 0 | 0 | 0 | 0 | 0 | 0 | 0 | 0 | 0 | 0 | 0 | 0 | 0 | 0 | 0 | 0 | 0 | 0 | 0 | 0 | 0 | 0 | 0 | 0 | 0 | 0
F2_Commercial_Warehouse_Existing_Food Preparation_Natural Gas_Oven_E7 | F2 | Commercial | Warehouse | Existing | Food Preparation | Natural Gas | Oven | E7 | TRC BC Ratio | 0 | 0 | 0 | 0 | 0 | 0 | 0 | 0 | 0 | 0 | 0 | 0 | 0 | 0 | 0 | 0 | 0 | 0 | 0 | 0 | 0 | 0 | 0 | 0 | 0 | 0 | 0 | 0 | 0 | 0 | 0 | 0 | 0
F2_Commercial_Warehouse_Existing_Food Preparation_Natural Gas_Oven_E8 | F2 | Commercial | Warehouse | Existing | Food Preparation | Natural Gas | Oven | E8 | TRC BC Ratio | 0 | 0 | 0 | 0 | 0 | 0 | 0 | 0 | 0 | 0 | 0 | 0 | 0 | 0 | 0 | 0 | 0 | 0 | 0 | 0 | 0 | 0 | 0 | 0 | 0 | 0 | 0 | 0 | 0 | 0 | 0 | 0 | 0
F2_Commercial_Warehouse_Existing_Food Preparation_Natural Gas_Oven_E9 | F2 | Commercial | Warehouse | Existing | Food Preparation | Natural Gas | Oven | E9 | TRC BC Ratio | 0 | 0 | 0 | 0 | 0 | 0 | 0 | 0 | 0 | 0 | 0 | 0 | 0 | 0 | 0 | 0 | 0 | 0 | 0 | 0 | 0 | 0 | 0 | 0 | 0 | 0 | 0 | 0 | 0 | 0 | 0 | 0 | 0
F2_Commercial_Warehouse_Existing_Food Preparation_Natural Gas_Oven_E10 | F2 | Commercial | Warehouse | Existing | Food Preparation | Natural Gas | Oven | E10 | TRC BC Ratio | 0 | 0 | 0 | 0 | 0 | 0 | 0 | 0 | 0 | 0 | 0 | 0 | 0 | 0 | 0 | 0 | 0 | 0 | 0 | 0 | 0 | 0 | 0 | 0 | 0 | 0 | 0 | 0 | 0 | 0 | 0 | 0 | 0
F3_Commercial_Warehouse_Existing_Food Preparation_Natural Gas_Oven_E1 | F3 | Commercial | Warehouse | Existing | Food Preparation | Natural Gas | Oven | E1 | PACT BC Ratio | bar: 2019 to 2051
F3_Commercial_Warehouse_Existing_Food Preparation_Natural Gas_Oven_E2 | F3 | Commercial | Warehouse | Existing | Food Preparation | Natural Gas | Oven | E2 | PACT BC Ratio | 6.7372 | 6.7388 | 6.7725 | 6.7272 | 6.7003 | 6.7236 | 6.7891 | 6.8417 | 6.9062 | 6.968 | 7.0296 | 7.0868 | 7.1482 | 7.2121 | 7.2732 | 7.3356 | 7.3988 | 7.4676 | 7.5389 | 7.614 | 7.6869 | 7.7623 | 7.8312 | 7.9021 | 7.9647 | 8.0187 | 8.0679 | 8.1103 | 8.1436 | 8.1708 | 8.1857 | 8.1956 | 8.1956
F3_Commercial_Warehouse_Existing_Food Preparation_Natural Gas_Oven_E3 | F3 | Commercial | Warehouse | Existing | Food Preparation | Natural Gas | Oven | E3 | PACT BC Ratio | 0 | 0 | 0 | 0 | 0 | 0 | 0 | 0 | 0 | 0 | 0 | 0 | 0 | 0 | 0 | 0 | 0 | 0 | 0 | 0 | 0 | 0 | 0 | 0 | 0 | 0 | 0 | 0 | 0 | 0 | 0 | 0 | 0
F3_Commercial_Warehouse_Existing_Food Preparation_Natural Gas_Oven_E4 | F3 | Commercial | Warehouse | Existing | Food Preparation | Natural Gas | Oven | E4 | PACT BC Ratio | 0 | 0 | 0 | 0 | 0 | 0 | 0 | 0 | 0 | 0 | 0 | 0 | 0 | 0 | 0 | 0 | 0 | 0 | 0 | 0 | 0 | 0 | 0 | 0 | 0 | 0 | 0 | 0 | 0 | 0 | 0 | 0 | 0
F3_Commercial_Warehouse_Existing_Food Preparation_Natural Gas_Oven_E5 | F3 | Commercial | Warehouse | Existing | Food Preparation | Natural Gas | Oven | E5 | PACT BC Ratio | 0 | 0 | 0 | 0 | 0 | 0 | 0 | 0 | 0 | 0 | 0 | 0 | 0 | 0 | 0 | 0 | 0 | 0 | 0 | 0 | 0 | 0 | 0 | 0 | 0 | 0 | 0 | 0 | 0 | 0 | 0 | 0 | 0
F3_Commercial_Warehouse_Existing_Food Preparation_Natural Gas_Oven_E6 | F3 | Commercial | Warehouse | Existing | Food Preparation | Natural Gas | Oven | E6 | PACT BC Ratio | 0 | 0 | 0 | 0 | 0 | 0 | 0 | 0 | 0 | 0 | 0 | 0 | 0 | 0 | 0 | 0 | 0 | 0 | 0 | 0 | 0 | 0 | 0 | 0 | 0 | 0 | 0 | 0 | 0 | 0 | 0 | 0 | 0
F3_Commercial_Warehouse_Existing_Food Preparation_Natural Gas_Oven_E7 | F3 | Commercial | Warehouse | Existing | Food Preparation | Natural Gas | Oven | E7 | PACT BC Ratio | 0 | 0 | 0 | 0 | 0 | 0 | 0 | 0 | 0 | 0 | 0 | 0 | 0 | 0 | 0 | 0 | 0 | 0 | 0 | 0 | 0 | 0 | 0 | 0 | 0 | 0 | 0 | 0 | 0 | 0 | 0 | 0 | 0
F3_Commercial_Warehouse_Existing_Food Preparation_Natural Gas_Oven_E8 | F3 | Commercial | Warehouse | Existing | Food Preparation | Natural Gas | Oven | E8 | PACT BC Ratio | 0 | 0 | 0 | 0 | 0 | 0 | 0 | 0 | 0 | 0 | 0 | 0 | 0 | 0 | 0 | 0 | 0 | 0 | 0 | 0 | 0 | 0 | 0 | 0 | 0 | 0 | 0 | 0 | 0 | 0 | 0 | 0 | 0
F3_Commercial_Warehouse_Existing_Food Preparation_Natural Gas_Oven_E9 | F3 | Commercial | Warehouse | Existing | Food Preparation | Natural Gas | Oven | E9 | PACT BC Ratio | 0 | 0 | 0 | 0 | 0 | 0 | 0 | 0 | 0 | 0 | 0 | 0 | 0 | 0 | 0 | 0 | 0 | 0 | 0 | 0 | 0 | 0 | 0 | 0 | 0 | 0 | 0 | 0 | 0 | 0 | 0 | 0 | 0
F3_Commercial_Warehouse_Existing_Food Preparation_Natural Gas_Oven_E10 | F3 | Commercial | Warehouse | Existing | Food Preparation | Natural Gas | Oven | E10 | PACT BC Ratio | 0 | 0 | 0 | 0 | 0 | 0 | 0 | 0 | 0 | 0 | 0 | 0 | 0 | 0 | 0 | 0 | 0 | 0 | 0 | 0 | 0 | 0 | 0 | 0 | 0 | 0 | 0 | 0 | 0 | 0 | 0 | 0 | 0
F4_Commercial_Warehouse_Existing_Food Preparation_Natural Gas_Oven_E1 | F4 | Commercial | Warehouse | Existing | Food Preparation | Natural Gas | Oven | E1 | RVT BC Ratio | bar: 2019 to 2051
F4_Commercial_Warehouse_Existing_Food Preparation_Natural Gas_Oven_E2 | F4 | Commercial | Warehouse | Existing | Food Preparation | Natural Gas | Oven | E2 | RVT BC Ratio | 7.9644 | 7.9662 | 8.0025 | 7.9537 | 7.9247 | 7.9497 | 8.0204 | 8.0771 | 8.1467 | 8.2133 | 8.2797 | 8.3414 | 8.4076 | 8.4765 | 8.5424 | 8.6097 | 8.6778 | 8.752 | 8.8289 | 8.9098 | 8.9885 | 9.0697 | 9.144 | 9.2205 | 9.288 | 9.3462 | 9.3993 | 9.445 | 9.4809 | 9.5103 | 9.5263 | 9.537 | 9.537
F4_Commercial_Warehouse_Existing_Food Preparation_Natural Gas_Oven_E3 | F4 | Commercial | Warehouse | Existing | Food Preparation | Natural Gas | Oven | E3 | RVT BC Ratio | 0 | 0 | 0 | 0 | 0 | 0 | 0 | 0 | 0 | 0 | 0 | 0 | 0 | 0 | 0 | 0 | 0 | 0 | 0 | 0 | 0 | 0 | 0 | 0 | 0 | 0 | 0 | 0 | 0 | 0 | 0 | 0 | 0
F4_Commercial_Warehouse_Existing_Food Preparation_Natural Gas_Oven_E4 | F4 | Commercial | Warehouse | Existing | Food Preparation | Natural Gas | Oven | E4 | RVT BC Ratio | 0 | 0 | 0 | 0 | 0 | 0 | 0 | 0 | 0 | 0 | 0 | 0 | 0 | 0 | 0 | 0 | 0 | 0 | 0 | 0 | 0 | 0 | 0 | 0 | 0 | 0 | 0 | 0 | 0 | 0 | 0 | 0 | 0
F4_Commercial_Warehouse_Existing_Food Preparation_Natural Gas_Oven_E5 | F4 | Commercial | Warehouse | Existing | Food Preparation | Natural Gas | Oven | E5 | RVT BC Ratio | 0 | 0 | 0 | 0 | 0 | 0 | 0 | 0 | 0 | 0 | 0 | 0 | 0 | 0 | 0 | 0 | 0 | 0 | 0 | 0 | 0 | 0 | 0 | 0 | 0 | 0 | 0 | 0 | 0 | 0 | 0 | 0 | 0
F4_Commercial_Warehouse_Existing_Food Preparation_Natural Gas_Oven_E6 | F4 | Commercial | Warehouse | Existing | Food Preparation | Natural Gas | Oven | E6 | RVT BC Ratio | 0 | 0 | 0 | 0 | 0 | 0 | 0 | 0 | 0 | 0 | 0 | 0 | 0 | 0 | 0 | 0 | 0 | 0 | 0 | 0 | 0 | 0 | 0 | 0 | 0 | 0 | 0 | 0 | 0 | 0 | 0 | 0 | 0
F4_Commercial_Warehouse_Existing_Food Preparation_Natural Gas_Oven_E7 | F4 | Commercial | Warehouse | Existing | Food Preparation | Natural Gas | Oven | E7 | RVT BC Ratio | 0 | 0 | 0 | 0 | 0 | 0 | 0 | 0 | 0 | 0 | 0 | 0 | 0 | 0 | 0 | 0 | 0 | 0 | 0 | 0 | 0 | 0 | 0 | 0 | 0 | 0 | 0 | 0 | 0 | 0 | 0 | 0 | 0
F4_Commercial_Warehouse_Existing_Food Preparation_Natural Gas_Oven_E8 | F4 | Commercial | Warehouse | Existing | Food Preparation | Natural Gas | Oven | E8 | RVT BC Ratio | 0 | 0 | 0 | 0 | 0 | 0 | 0 | 0 | 0 | 0 | 0 | 0 | 0 | 0 | 0 | 0 | 0 | 0 | 0 | 0 | 0 | 0 | 0 | 0 | 0 | 0 | 0 | 0 | 0 | 0 | 0 | 0 | 0
F4_Commercial_Warehouse_Existing_Food Preparation_Natural Gas_Oven_E9 | F4 | Commercial | Warehouse | Existing | Food Preparation | Natural Gas | Oven | E9 | RVT BC Ratio | 0 | 0 | 0 | 0 | 0 | 0 | 0 | 0 | 0 | 0 | 0 | 0 | 0 | 0 | 0 | 0 | 0 | 0 | 0 | 0 | 0 | 0 | 0 | 0 | 0 | 0 | 0 | 0 | 0 | 0 | 0 | 0 | 0
F4_Commercial_Warehouse_Existing_Food Preparation_Natural Gas_Oven_E10 | F4 | Commercial | Warehouse | Existing | Food Preparation | Natural Gas | Oven | E10 | RVT BC Ratio | 0 | 0 | 0 | 0 | 0 | 0 | 0 | 0 | 0 | 0 | 0 | 0 | 0 | 0 | 0 | 0 | 0 | 0 | 0 | 0 | 0 | 0 | 0 | 0 | 0 | 0 | 0 | 0 | 0 | 0 | 0 | 0 | 0
F5_Commercial_Warehouse_Existing_Food Preparation_Natural Gas_Oven_E1 | F5 | Commercial | Warehouse | Existing | Food Preparation | Natural Gas | Oven | E1 | RIM BC Ratio | bar: 2019 to 2051
F5_Commercial_Warehouse_Existing_Food Preparation_Natural Gas_Oven_E2 | F5 | Commercial | Warehouse | Existing | Food Preparation | Natural Gas | Oven | E2 | RIM BC Ratio | 0.74267 | 0.74269 | 0.7431 | 0.74255 | 0.74222 | 0.7425 | 0.7433 | 0.74392 | 0.74468 | 0.74539 | 0.74609 | 0.74673 | 0.74741 | 0.7481 | 0.74875 | 0.74941 | 0.75006 | 0.75076 | 0.75148 | 0.75222 | 0.75292 | 0.75364 | 0.75428 | 0.75494 | 0.7555 | 0.75599 | 0.75642 | 0.75679 | 0.75708 | 0.75732 | 0.75744 | 0.75753 | 0.75753
F5_Commercial_Warehouse_Existing_Food Preparation_Natural Gas_Oven_E3 | F5 | Commercial | Warehouse | Existing | Food Preparation | Natural Gas | Oven | E3 | RIM BC Ratio | 0 | 0 | 0 | 0 | 0 | 0 | 0 | 0 | 0 | 0 | 0 | 0 | 0 | 0 | 0 | 0 | 0 | 0 | 0 | 0 | 0 | 0 | 0 | 0 | 0 | 0 | 0 | 0 | 0 | 0 | 0 | 0 | 0
F5_Commercial_Warehouse_Existing_Food Preparation_Natural Gas_Oven_E4 | F5 | Commercial | Warehouse | Existing | Food Preparation | Natural Gas | Oven | E4 | RIM BC Ratio | 0 | 0 | 0 | 0 | 0 | 0 | 0 | 0 | 0 | 0 | 0 | 0 | 0 | 0 | 0 | 0 | 0 | 0 | 0 | 0 | 0 | 0 | 0 | 0 | 0 | 0 | 0 | 0 | 0 | 0 | 0 | 0 | 0
F5_Commercial_Warehouse_Existing_Food Preparation_Natural Gas_Oven_E5 | F5 | Commercial | Warehouse | Existing | Food Preparation | Natural Gas | Oven | E5 | RIM BC Ratio | 0 | 0 | 0 | 0 | 0 | 0 | 0 | 0 | 0 | 0 | 0 | 0 | 0 | 0 | 0 | 0 | 0 | 0 | 0 | 0 | 0 | 0 | 0 | 0 | 0 | 0 | 0 | 0 | 0 | 0 | 0 | 0 | 0
F5_Commercial_Warehouse_Existing_Food Preparation_Natural Gas_Oven_E6 | F5 | Commercial | Warehouse | Existing | Food Preparation | Natural Gas | Oven | E6 | RIM BC Ratio | 0 | 0 | 0 | 0 | 0 | 0 | 0 | 0 | 0 | 0 | 0 | 0 | 0 | 0 | 0 | 0 | 0 | 0 | 0 | 0 | 0 | 0 | 0 | 0 | 0 | 0 | 0 | 0 | 0 | 0 | 0 | 0 | 0
F5_Commercial_Warehouse_Existing_Food Preparation_Natural Gas_Oven_E7 | F5 | Commercial | Warehouse | Existing | Food Preparation | Natural Gas | Oven | E7 | RIM BC Ratio | 0 | 0 | 0 | 0 | 0 | 0 | 0 | 0 | 0 | 0 | 0 | 0 | 0 | 0 | 0 | 0 | 0 | 0 | 0 | 0 | 0 | 0 | 0 | 0 | 0 | 0 | 0 | 0 | 0 | 0 | 0 | 0 | 0
F5_Commercial_Warehouse_Existing_Food Preparation_Natural Gas_Oven_E8 | F5 | Commercial | Warehouse | Existing | Food Preparation | Natural Gas | Oven | E8 | RIM BC Ratio | 0 | 0 | 0 | 0 | 0 | 0 | 0 | 0 | 0 | 0 | 0 | 0 | 0 | 0 | 0 | 0 | 0 | 0 | 0 | 0 | 0 | 0 | 0 | 0 | 0 | 0 | 0 | 0 | 0 | 0 | 0 | 0 | 0
F5_Commercial_Warehouse_Existing_Food Preparation_Natural Gas_Oven_E9 | F5 | Commercial | Warehouse | Existing | Food Preparation | Natural Gas | Oven | E9 | RIM BC Ratio | 0 | 0 | 0 | 0 | 0 | 0 | 0 | 0 | 0 | 0 | 0 | 0 | 0 | 0 | 0 | 0 | 0 | 0 | 0 | 0 | 0 | 0 | 0 | 0 | 0 | 0 | 0 | 0 | 0 | 0 | 0 | 0 | 0
F5_Commercial_Warehouse_Existing_Food Preparation_Natural Gas_Oven_E10 | F5 | Commercial | Warehouse | Existing | Food Preparation | Natural Gas | Oven | E10 | RIM BC Ratio | 0 | 0 | 0 | 0 | 0 | 0 | 0 | 0 | 0 | 0 | 0 | 0 | 0 | 0 | 0 | 0 | 0 | 0 | 0 | 0 | 0 | 0 | 0 | 0 | 0 | 0 | 0 | 0 | 0 | 0 | 0 | 0 | 0
F0_Commercial_Warehouse_Existing_Food Preparation_Natural Gas_Conveyor Oven_E0 | F0 | Commercial | Warehouse | Existing | Food Preparation | Natural Gas | Conveyor Oven | E0 | Economic Unit | Efficient (>44% Baking Efficiency) | Efficient (>44% Baking Efficiency) | Efficient (>44% Baking Efficiency) | Efficient (>44% Baking Efficiency) | Efficient (>44% Baking Efficiency) | Efficient (>44% Baking Efficiency) | Efficient (>44% Baking Efficiency) | Efficient (>44% Baking Efficiency) | Efficient (>44% Baking Efficiency) | Efficient (>44% Baking Efficiency) | Efficient (>44% Baking Efficiency) | Efficient (>44% Baking Efficiency) | Efficient (>44% Baking Efficiency) | Efficient (>44% Baking Efficiency) | Efficient (>44% Baking Efficiency) | Efficient (>44% Baking Efficiency) | Efficient (>44% Baking Efficiency) | Efficient (>44% Baking Efficiency) | Efficient (>44% Baking Efficiency) | Efficient (>44% Baking Efficiency) | Efficient (>44% Baking Efficiency) | Efficient (>44% Baking Efficiency) | Efficient (>44% Baking Efficiency) | Efficient (>44% Baking Efficiency) | Efficient (>44% Baking Efficiency) | Efficient (>44% Baking Efficiency) | Efficient (>44% Baking Efficiency) | Efficient (>44% Baking Efficiency) | Efficient (>44% Baking Efficiency) | Efficient (>44% Baking Efficiency) | Efficient (>44% Baking Efficiency) | Efficient (>44% Baking Efficiency) | Efficient (>44% Baking Efficiency)
F1_Commercial_Warehouse_Existing_Food Preparation_Natural Gas_Conveyor Oven_E1 | F1 | Commercial | Warehouse | Existing | Food Preparation | Natural Gas | Conveyor Oven | E1 | CCE | 0 | 0 | 0 | 0 | 0 | 0 | 0 | 0 | 0 | 0 | 0 | 0 | 0 | 0 | 0 | 0 | 0 | 0 | 0 | 0 | 0 | 0 | 0 | 0 | 0 | 0 | 0 | 0 | 0 | 0 | 0 | 0 | 0
F1_Commercial_Warehouse_Existing_Food Preparation_Natural Gas_Conveyor Oven_E2 | F1 | Commercial | Warehouse | Existing | Food Preparation | Natural Gas | Conveyor Oven | E2 | CCE | 0.32888 | 0.3405 | 0.30566 | 0.31139 | 0.31139 | 0.31139 | 0.31139 | 0.31139 | 0.31139 | 0.31139 | 0.31139 | 0.31139 | 0.31139 | 0.31139 | 0.31139 | 0.31139 | 0.31139 | 0.31139 | 0.31139 | 0.31139 | 0.31139 | 0.31139 | 0.31139 | 0.31139 | 0.31139 | 0.31139 | 0.31139 | 0.31139 | 0.31139 | 0.31139 | 0.31139 | 0.31139 | 0.31139
F1_Commercial_Warehouse_Existing_Food Preparation_Natural Gas_Conveyor Oven_E3 | F1 | Commercial | Warehouse | Existing | Food Preparation | Natural Gas | Conveyor Oven | E3 | CCE | 0 | 0 | 0 | 0 | 0 | 0 | 0 | 0 | 0 | 0 | 0 | 0 | 0 | 0 | 0 | 0 | 0 | 0 | 0 | 0 | 0 | 0 | 0 | 0 | 0 | 0 | 0 | 0 | 0 | 0 | 0 | 0 | 0
F1_Commercial_Warehouse_Existing_Food Preparation_Natural Gas_Conveyor Oven_E4 | F1 | Commercial | Warehouse | Existing | Food Preparation | Natural Gas | Conveyor Oven | E4 | CCE | 0 | 0 | 0 | 0 | 0 | 0 | 0 | 0 | 0 | 0 | 0 | 0 | 0 | 0 | 0 | 0 | 0 | 0 | 0 | 0 | 0 | 0 | 0 | 0 | 0 | 0 | 0 | 0 | 0 | 0 | 0 | 0 | 0
F1_Commercial_Warehouse_Existing_Food Preparation_Natural Gas_Conveyor Oven_E5 | F1 | Commercial | Warehouse | Existing | Food Preparation | Natural Gas | Conveyor Oven | E5 | CCE | 0 | 0 | 0 | 0 | 0 | 0 | 0 | 0 | 0 | 0 | 0 | 0 | 0 | 0 | 0 | 0 | 0 | 0 | 0 | 0 | 0 | 0 | 0 | 0 | 0 | 0 | 0 | 0 | 0 | 0 | 0 | 0 | 0
F1_Commercial_Warehouse_Existing_Food Preparation_Natural Gas_Conveyor Oven_E6 | F1 | Commercial | Warehouse | Existing | Food Preparation | Natural Gas | Conveyor Oven | E6 | CCE | 0 | 0 | 0 | 0 | 0 | 0 | 0 | 0 | 0 | 0 | 0 | 0 | 0 | 0 | 0 | 0 | 0 | 0 | 0 | 0 | 0 | 0 | 0 | 0 | 0 | 0 | 0 | 0 | 0 | 0 | 0 | 0 | 0
F1_Commercial_Warehouse_Existing_Food Preparation_Natural Gas_Conveyor Oven_E7 | F1 | Commercial | Warehouse | Existing | Food Preparation | Natural Gas | Conveyor Oven | E7 | CCE | 0 | 0 | 0 | 0 | 0 | 0 | 0 | 0 | 0 | 0 | 0 | 0 | 0 | 0 | 0 | 0 | 0 | 0 | 0 | 0 | 0 | 0 | 0 | 0 | 0 | 0 | 0 | 0 | 0 | 0 | 0 | 0 | 0
F1_Commercial_Warehouse_Existing_Food Preparation_Natural Gas_Conveyor Oven_E8 | F1 | Commercial | Warehouse | Existing | Food Preparation | Natural Gas | Conveyor Oven | E8 | CCE | 0 | 0 | 0 | 0 | 0 | 0 | 0 | 0 | 0 | 0 | 0 | 0 | 0 | 0 | 0 | 0 | 0 | 0 | 0 | 0 | 0 | 0 | 0 | 0 | 0 | 0 | 0 | 0 | 0 | 0 | 0 | 0 | 0
F1_Commercial_Warehouse_Existing_Food Preparation_Natural Gas_Conveyor Oven_E9 | F1 | Commercial | Warehouse | Existing | Food Preparation | Natural Gas | Conveyor Oven | E9 | CCE | 0 | 0 | 0 | 0 | 0 | 0 | 0 | 0 | 0 | 0 | 0 | 0 | 0 | 0 | 0 | 0 | 0 | 0 | 0 | 0 | 0 | 0 | 0 | 0 | 0 | 0 | 0 | 0 | 0 | 0 | 0 | 0 | 0
F1_Commercial_Warehouse_Existing_Food Preparation_Natural Gas_Conveyor Oven_E10 | F1 | Commercial | Warehouse | Existing | Food Preparation | Natural Gas | Conveyor Oven | E10 | CCE | 0 | 0 | 0 | 0 | 0 | 0 | 0 | 0 | 0 | 0 | 0 | 0 | 0 | 0 | 0 | 0 | 0 | 0 | 0 | 0 | 0 | 0 | 0 | 0 | 0 | 0 | 0 | 0 | 0 | 0 | 0 | 0 | 0
F2_Commercial_Warehouse_Existing_Food Preparation_Natural Gas_Conveyor Oven_E1 | F2 | Commercial | Warehouse | Existing | Food Preparation | Natural Gas | Conveyor Oven | E1 | TRC BC Ratio | bar: 2019 to 2051
F2_Commercial_Warehouse_Existing_Food Preparation_Natural Gas_Conveyor Oven_E2 | F2 | Commercial | Warehouse | Existing | Food Preparation | Natural Gas | Conveyor Oven | E2 | TRC BC Ratio | 5.054 | 5.0691 | 5.0998 | 5.0904 | 5.0904 | 5.1163 | 5.1641 | 5.206 | 5.2546 | 5.3028 | 5.3514 | 5.3984 | 5.4475 | 5.4983 | 5.5473 | 5.5964 | 5.6439 | 5.6922 | 5.7391 | 5.785 | 5.8272 | 5.8686 | 5.9051 | 5.9416 | 5.9733 | 6.0006 | 6.0255 | 6.047 | 6.0638 | 6.0776 | 6.0851 | 6.0902 | 6.0902
F2_Commercial_Warehouse_Existing_Food Preparation_Natural Gas_Conveyor Oven_E3 | F2 | Commercial | Warehouse | Existing | Food Preparation | Natural Gas | Conveyor Oven | E3 | TRC BC Ratio | 0 | 0 | 0 | 0 | 0 | 0 | 0 | 0 | 0 | 0 | 0 | 0 | 0 | 0 | 0 | 0 | 0 | 0 | 0 | 0 | 0 | 0 | 0 | 0 | 0 | 0 | 0 | 0 | 0 | 0 | 0 | 0 | 0
F2_Commercial_Warehouse_Existing_Food Preparation_Natural Gas_Conveyor Oven_E4 | F2 | Commercial | Warehouse | Existing | Food Preparation | Natural Gas | Conveyor Oven | E4 | TRC BC Ratio | 0 | 0 | 0 | 0 | 0 | 0 | 0 | 0 | 0 | 0 | 0 | 0 | 0 | 0 | 0 | 0 | 0 | 0 | 0 | 0 | 0 | 0 | 0 | 0 | 0 | 0 | 0 | 0 | 0 | 0 | 0 | 0 | 0
F2_Commercial_Warehouse_Existing_Food Preparation_Natural Gas_Conveyor Oven_E5 | F2 | Commercial | Warehouse | Existing | Food Preparation | Natural Gas | Conveyor Oven | E5 | TRC BC Ratio | 0 | 0 | 0 | 0 | 0 | 0 | 0 | 0 | 0 | 0 | 0 | 0 | 0 | 0 | 0 | 0 | 0 | 0 | 0 | 0 | 0 | 0 | 0 | 0 | 0 | 0 | 0 | 0 | 0 | 0 | 0 | 0 | 0
F2_Commercial_Warehouse_Existing_Food Preparation_Natural Gas_Conveyor Oven_E6 | F2 | Commercial | Warehouse | Existing | Food Preparation | Natural Gas | Conveyor Oven | E6 | TRC BC Ratio | 0 | 0 | 0 | 0 | 0 | 0 | 0 | 0 | 0 | 0 | 0 | 0 | 0 | 0 | 0 | 0 | 0 | 0 | 0 | 0 | 0 | 0 | 0 | 0 | 0 | 0 | 0 | 0 | 0 | 0 | 0 | 0 | 0
F2_Commercial_Warehouse_Existing_Food Preparation_Natural Gas_Conveyor Oven_E7 | F2 | Commercial | Warehouse | Existing | Food Preparation | Natural Gas | Conveyor Oven | E7 | TRC BC Ratio | 0 | 0 | 0 | 0 | 0 | 0 | 0 | 0 | 0 | 0 | 0 | 0 | 0 | 0 | 0 | 0 | 0 | 0 | 0 | 0 | 0 | 0 | 0 | 0 | 0 | 0 | 0 | 0 | 0 | 0 | 0 | 0 | 0
F2_Commercial_Warehouse_Existing_Food Preparation_Natural Gas_Conveyor Oven_E8 | F2 | Commercial | Warehouse | Existing | Food Preparation | Natural Gas | Conveyor Oven | E8 | TRC BC Ratio | 0 | 0 | 0 | 0 | 0 | 0 | 0 | 0 | 0 | 0 | 0 | 0 | 0 | 0 | 0 | 0 | 0 | 0 | 0 | 0 | 0 | 0 | 0 | 0 | 0 | 0 | 0 | 0 | 0 | 0 | 0 | 0 | 0
F2_Commercial_Warehouse_Existing_Food Preparation_Natural Gas_Conveyor Oven_E9 | F2 | Commercial | Warehouse | Existing | Food Preparation | Natural Gas | Conveyor Oven | E9 | TRC BC Ratio | 0 | 0 | 0 | 0 | 0 | 0 | 0 | 0 | 0 | 0 | 0 | 0 | 0 | 0 | 0 | 0 | 0 | 0 | 0 | 0 | 0 | 0 | 0 | 0 | 0 | 0 | 0 | 0 | 0 | 0 | 0 | 0 | 0
F2_Commercial_Warehouse_Existing_Food Preparation_Natural Gas_Conveyor Oven_E10 | F2 | Commercial | Warehouse | Existing | Food Preparation | Natural Gas | Conveyor Oven | E10 | TRC BC Ratio | 0 | 0 | 0 | 0 | 0 | 0 | 0 | 0 | 0 | 0 | 0 | 0 | 0 | 0 | 0 | 0 | 0 | 0 | 0 | 0 | 0 | 0 | 0 | 0 | 0 | 0 | 0 | 0 | 0 | 0 | 0 | 0 | 0
F3_Commercial_Warehouse_Existing_Food Preparation_Natural Gas_Conveyor Oven_E1 | F3 | Commercial | Warehouse | Existing | Food Preparation | Natural Gas | Conveyor Oven | E1 | PACT BC Ratio | bar: 2019 to 2051
F3_Commercial_Warehouse_Existing_Food Preparation_Natural Gas_Conveyor Oven_E2 | F3 | Commercial | Warehouse | Existing | Food Preparation | Natural Gas | Conveyor Oven | E2 | PACT BC Ratio | 6.7386 | 6.7588 | 6.7997 | 6.7872 | 6.7872 | 6.8218 | 6.8855 | 6.9414 | 7.0062 | 7.0703 | 7.1352 | 7.1978 | 7.2633 | 7.3311 | 7.3964 | 7.4618 | 7.5252 | 7.5896 | 7.6521 | 7.7133 | 7.7696 | 7.8249 | 7.8735 | 7.9222 | 7.9644 | 8.0009 | 8.0341 | 8.0627 | 8.0851 | 8.1035 | 8.1135 | 8.1202 | 8.1202
F3_Commercial_Warehouse_Existing_Food Preparation_Natural Gas_Conveyor Oven_E3 | F3 | Commercial | Warehouse | Existing | Food Preparation | Natural Gas | Conveyor Oven | E3 | PACT BC Ratio | 0 | 0 | 0 | 0 | 0 | 0 | 0 | 0 | 0 | 0 | 0 | 0 | 0 | 0 | 0 | 0 | 0 | 0 | 0 | 0 | 0 | 0 | 0 | 0 | 0 | 0 | 0 | 0 | 0 | 0 | 0 | 0 | 0
F3_Commercial_Warehouse_Existing_Food Preparation_Natural Gas_Conveyor Oven_E4 | F3 | Commercial | Warehouse | Existing | Food Preparation | Natural Gas | Conveyor Oven | E4 | PACT BC Ratio | 0 | 0 | 0 | 0 | 0 | 0 | 0 | 0 | 0 | 0 | 0 | 0 | 0 | 0 | 0 | 0 | 0 | 0 | 0 | 0 | 0 | 0 | 0 | 0 | 0 | 0 | 0 | 0 | 0 | 0 | 0 | 0 | 0
F3_Commercial_Warehouse_Existing_Food Preparation_Natural Gas_Conveyor Oven_E5 | F3 | Commercial | Warehouse | Existing | Food Preparation | Natural Gas | Conveyor Oven | E5 | PACT BC Ratio | 0 | 0 | 0 | 0 | 0 | 0 | 0 | 0 | 0 | 0 | 0 | 0 | 0 | 0 | 0 | 0 | 0 | 0 | 0 | 0 | 0 | 0 | 0 | 0 | 0 | 0 | 0 | 0 | 0 | 0 | 0 | 0 | 0
F3_Commercial_Warehouse_Existing_Food Preparation_Natural Gas_Conveyor Oven_E6 | F3 | Commercial | Warehouse | Existing | Food Preparation | Natural Gas | Conveyor Oven | E6 | PACT BC Ratio | 0 | 0 | 0 | 0 | 0 | 0 | 0 | 0 | 0 | 0 | 0 | 0 | 0 | 0 | 0 | 0 | 0 | 0 | 0 | 0 | 0 | 0 | 0 | 0 | 0 | 0 | 0 | 0 | 0 | 0 | 0 | 0 | 0
F3_Commercial_Warehouse_Existing_Food Preparation_Natural Gas_Conveyor Oven_E7 | F3 | Commercial | Warehouse | Existing | Food Preparation | Natural Gas | Conveyor Oven | E7 | PACT BC Ratio | 0 | 0 | 0 | 0 | 0 | 0 | 0 | 0 | 0 | 0 | 0 | 0 | 0 | 0 | 0 | 0 | 0 | 0 | 0 | 0 | 0 | 0 | 0 | 0 | 0 | 0 | 0 | 0 | 0 | 0 | 0 | 0 | 0
F3_Commercial_Warehouse_Existing_Food Preparation_Natural Gas_Conveyor Oven_E8 | F3 | Commercial | Warehouse | Existing | Food Preparation | Natural Gas | Conveyor Oven | E8 | PACT BC Ratio | 0 | 0 | 0 | 0 | 0 | 0 | 0 | 0 | 0 | 0 | 0 | 0 | 0 | 0 | 0 | 0 | 0 | 0 | 0 | 0 | 0 | 0 | 0 | 0 | 0 | 0 | 0 | 0 | 0 | 0 | 0 | 0 | 0
F3_Commercial_Warehouse_Existing_Food Preparation_Natural Gas_Conveyor Oven_E9 | F3 | Commercial | Warehouse | Existing | Food Preparation | Natural Gas | Conveyor Oven | E9 | PACT BC Ratio | 0 | 0 | 0 | 0 | 0 | 0 | 0 | 0 | 0 | 0 | 0 | 0 | 0 | 0 | 0 | 0 | 0 | 0 | 0 | 0 | 0 | 0 | 0 | 0 | 0 | 0 | 0 | 0 | 0 | 0 | 0 | 0 | 0
F3_Commercial_Warehouse_Existing_Food Preparation_Natural Gas_Conveyor Oven_E10 | F3 | Commercial | Warehouse | Existing | Food Preparation | Natural Gas | Conveyor Oven | E10 | PACT BC Ratio | 0 | 0 | 0 | 0 | 0 | 0 | 0 | 0 | 0 | 0 | 0 | 0 | 0 | 0 | 0 | 0 | 0 | 0 | 0 | 0 | 0 | 0 | 0 | 0 | 0 | 0 | 0 | 0 | 0 | 0 | 0 | 0 | 0
F4_Commercial_Warehouse_Existing_Food Preparation_Natural Gas_Conveyor Oven_E1 | F4 | Commercial | Warehouse | Existing | Food Preparation | Natural Gas | Conveyor Oven | E1 | RVT BC Ratio | bar: 2019 to 2051
F4_Commercial_Warehouse_Existing_Food Preparation_Natural Gas_Conveyor Oven_E2 | F4 | Commercial | Warehouse | Existing | Food Preparation | Natural Gas | Conveyor Oven | E2 | RVT BC Ratio | 7.966 | 7.9877 | 8.0318 | 8.0183 | 8.0184 | 8.0556 | 8.1243 | 8.1846 | 8.2545 | 8.3237 | 8.3936 | 8.4611 | 8.5318 | 8.6048 | 8.6753 | 8.7458 | 8.8142 | 8.8835 | 8.951 | 9.0169 | 9.0777 | 9.1372 | 9.1896 | 9.2422 | 9.2877 | 9.327 | 9.3628 | 9.3937 | 9.4179 | 9.4377 | 9.4485 | 9.4557 | 9.4557
F4_Commercial_Warehouse_Existing_Food Preparation_Natural Gas_Conveyor Oven_E3 | F4 | Commercial | Warehouse | Existing | Food Preparation | Natural Gas | Conveyor Oven | E3 | RVT BC Ratio | 0 | 0 | 0 | 0 | 0 | 0 | 0 | 0 | 0 | 0 | 0 | 0 | 0 | 0 | 0 | 0 | 0 | 0 | 0 | 0 | 0 | 0 | 0 | 0 | 0 | 0 | 0 | 0 | 0 | 0 | 0 | 0 | 0
F4_Commercial_Warehouse_Existing_Food Preparation_Natural Gas_Conveyor Oven_E4 | F4 | Commercial | Warehouse | Existing | Food Preparation | Natural Gas | Conveyor Oven | E4 | RVT BC Ratio | 0 | 0 | 0 | 0 | 0 | 0 | 0 | 0 | 0 | 0 | 0 | 0 | 0 | 0 | 0 | 0 | 0 | 0 | 0 | 0 | 0 | 0 | 0 | 0 | 0 | 0 | 0 | 0 | 0 | 0 | 0 | 0 | 0
F4_Commercial_Warehouse_Existing_Food Preparation_Natural Gas_Conveyor Oven_E5 | F4 | Commercial | Warehouse | Existing | Food Preparation | Natural Gas | Conveyor Oven | E5 | RVT BC Ratio | 0 | 0 | 0 | 0 | 0 | 0 | 0 | 0 | 0 | 0 | 0 | 0 | 0 | 0 | 0 | 0 | 0 | 0 | 0 | 0 | 0 | 0 | 0 | 0 | 0 | 0 | 0 | 0 | 0 | 0 | 0 | 0 | 0
F4_Commercial_Warehouse_Existing_Food Preparation_Natural Gas_Conveyor Oven_E6 | F4 | Commercial | Warehouse | Existing | Food Preparation | Natural Gas | Conveyor Oven | E6 | RVT BC Ratio | 0 | 0 | 0 | 0 | 0 | 0 | 0 | 0 | 0 | 0 | 0 | 0 | 0 | 0 | 0 | 0 | 0 | 0 | 0 | 0 | 0 | 0 | 0 | 0 | 0 | 0 | 0 | 0 | 0 | 0 | 0 | 0 | 0
F4_Commercial_Warehouse_Existing_Food Preparation_Natural Gas_Conveyor Oven_E7 | F4 | Commercial | Warehouse | Existing | Food Preparation | Natural Gas | Conveyor Oven | E7 | RVT BC Ratio | 0 | 0 | 0 | 0 | 0 | 0 | 0 | 0 | 0 | 0 | 0 | 0 | 0 | 0 | 0 | 0 | 0 | 0 | 0 | 0 | 0 | 0 | 0 | 0 | 0 | 0 | 0 | 0 | 0 | 0 | 0 | 0 | 0
F4_Commercial_Warehouse_Existing_Food Preparation_Natural Gas_Conveyor Oven_E8 | F4 | Commercial | Warehouse | Existing | Food Preparation | Natural Gas | Conveyor Oven | E8 | RVT BC Ratio | 0 | 0 | 0 | 0 | 0 | 0 | 0 | 0 | 0 | 0 | 0 | 0 | 0 | 0 | 0 | 0 | 0 | 0 | 0 | 0 | 0 | 0 | 0 | 0 | 0 | 0 | 0 | 0 | 0 | 0 | 0 | 0 | 0
F4_Commercial_Warehouse_Existing_Food Preparation_Natural Gas_Conveyor Oven_E9 | F4 | Commercial | Warehouse | Existing | Food Preparation | Natural Gas | Conveyor Oven | E9 | RVT BC Ratio | 0 | 0 | 0 | 0 | 0 | 0 | 0 | 0 | 0 | 0 | 0 | 0 | 0 | 0 | 0 | 0 | 0 | 0 | 0 | 0 | 0 | 0 | 0 | 0 | 0 | 0 | 0 | 0 | 0 | 0 | 0 | 0 | 0
F4_Commercial_Warehouse_Existing_Food Preparation_Natural Gas_Conveyor Oven_E10 | F4 | Commercial | Warehouse | Existing | Food Preparation | Natural Gas | Conveyor Oven | E10 | RVT BC Ratio | 0 | 0 | 0 | 0 | 0 | 0 | 0 | 0 | 0 | 0 | 0 | 0 | 0 | 0 | 0 | 0 | 0 | 0 | 0 | 0 | 0 | 0 | 0 | 0 | 0 | 0 | 0 | 0 | 0 | 0 | 0 | 0 | 0
F5_Commercial_Warehouse_Existing_Food Preparation_Natural Gas_Conveyor Oven_E1 | F5 | Commercial | Warehouse | Existing | Food Preparation | Natural Gas | Conveyor Oven | E1 | RIM BC Ratio | bar: 2019 to 2051
F5_Commercial_Warehouse_Existing_Food Preparation_Natural Gas_Conveyor Oven_E2 | F5 | Commercial | Warehouse | Existing | Food Preparation | Natural Gas | Conveyor Oven | E2 | RIM BC Ratio | 0.74269 | 0.74293 | 0.74342 | 0.74327 | 0.74327 | 0.74369 | 0.74444 | 0.74509 | 0.74583 | 0.74655 | 0.74726 | 0.74795 | 0.74865 | 0.74936 | 0.75004 | 0.75071 | 0.75134 | 0.75198 | 0.75259 | 0.75318 | 0.75371 | 0.75423 | 0.75467 | 0.75512 | 0.7555 | 0.75583 | 0.75612 | 0.75638 | 0.75657 | 0.75673 | 0.75682 | 0.75688 | 0.75688
F5_Commercial_Warehouse_Existing_Food Preparation_Natural Gas_Conveyor Oven_E3 | F5 | Commercial | Warehouse | Existing | Food Preparation | Natural Gas | Conveyor Oven | E3 | RIM BC Ratio | 0 | 0 | 0 | 0 | 0 | 0 | 0 | 0 | 0 | 0 | 0 | 0 | 0 | 0 | 0 | 0 | 0 | 0 | 0 | 0 | 0 | 0 | 0 | 0 | 0 | 0 | 0 | 0 | 0 | 0 | 0 | 0 | 0
F5_Commercial_Warehouse_Existing_Food Preparation_Natural Gas_Conveyor Oven_E4 | F5 | Commercial | Warehouse | Existing | Food Preparation | Natural Gas | Conveyor Oven | E4 | RIM BC Ratio | 0 | 0 | 0 | 0 | 0 | 0 | 0 | 0 | 0 | 0 | 0 | 0 | 0 | 0 | 0 | 0 | 0 | 0 | 0 | 0 | 0 | 0 | 0 | 0 | 0 | 0 | 0 | 0 | 0 | 0 | 0 | 0 | 0
F5_Commercial_Warehouse_Existing_Food Preparation_Natural Gas_Conveyor Oven_E5 | F5 | Commercial | Warehouse | Existing | Food Preparation | Natural Gas | Conveyor Oven | E5 | RIM BC Ratio | 0 | 0 | 0 | 0 | 0 | 0 | 0 | 0 | 0 | 0 | 0 | 0 | 0 | 0 | 0 | 0 | 0 | 0 | 0 | 0 | 0 | 0 | 0 | 0 | 0 | 0 | 0 | 0 | 0 | 0 | 0 | 0 | 0
F5_Commercial_Warehouse_Existing_Food Preparation_Natural Gas_Conveyor Oven_E6 | F5 | Commercial | Warehouse | Existing | Food Preparation | Natural Gas | Conveyor Oven | E6 | RIM BC Ratio | 0 | 0 | 0 | 0 | 0 | 0 | 0 | 0 | 0 | 0 | 0 | 0 | 0 | 0 | 0 | 0 | 0 | 0 | 0 | 0 | 0 | 0 | 0 | 0 | 0 | 0 | 0 | 0 | 0 | 0 | 0 | 0 | 0
F5_Commercial_Warehouse_Existing_Food Preparation_Natural Gas_Conveyor Oven_E7 | F5 | Commercial | Warehouse | Existing | Food Preparation | Natural Gas | Conveyor Oven | E7 | RIM BC Ratio | 0 | 0 | 0 | 0 | 0 | 0 | 0 | 0 | 0 | 0 | 0 | 0 | 0 | 0 | 0 | 0 | 0 | 0 | 0 | 0 | 0 | 0 | 0 | 0 | 0 | 0 | 0 | 0 | 0 | 0 | 0 | 0 | 0
F5_Commercial_Warehouse_Existing_Food Preparation_Natural Gas_Conveyor Oven_E8 | F5 | Commercial | Warehouse | Existing | Food Preparation | Natural Gas | Conveyor Oven | E8 | RIM BC Ratio | 0 | 0 | 0 | 0 | 0 | 0 | 0 | 0 | 0 | 0 | 0 | 0 | 0 | 0 | 0 | 0 | 0 | 0 | 0 | 0 | 0 | 0 | 0 | 0 | 0 | 0 | 0 | 0 | 0 | 0 | 0 | 0 | 0
F5_Commercial_Warehouse_Existing_Food Preparation_Natural Gas_Conveyor Oven_E9 | F5 | Commercial | Warehouse | Existing | Food Preparation | Natural Gas | Conveyor Oven | E9 | RIM BC Ratio | 0 | 0 | 0 | 0 | 0 | 0 | 0 | 0 | 0 | 0 | 0 | 0 | 0 | 0 | 0 | 0 | 0 | 0 | 0 | 0 | 0 | 0 | 0 | 0 | 0 | 0 | 0 | 0 | 0 | 0 | 0 | 0 | 0
F5_Commercial_Warehouse_Existing_Food Preparation_Natural Gas_Conveyor Oven_E10 | F5 | Commercial | Warehouse | Existing | Food Preparation | Natural Gas | Conveyor Oven | E10 | RIM BC Ratio | 0 | 0 | 0 | 0 | 0 | 0 | 0 | 0 | 0 | 0 | 0 | 0 | 0 | 0 | 0 | 0 | 0 | 0 | 0 | 0 | 0 | 0 | 0 | 0 | 0 | 0 | 0 | 0 | 0 | 0 | 0 | 0 | 0
F0_Commercial_Warehouse_Existing_Food Preparation_Natural Gas_Double Rack Oven_E0 | F0 | Commercial | Warehouse | Existing | Food Preparation | Natural Gas | Double Rack Oven | E0 | Economic Unit | FTSC Qualified (>50% Cooking Efficiency) | FTSC Qualified (>50% Cooking Efficiency) | FTSC Qualified (>50% Cooking Efficiency) | FTSC Qualified (>50% Cooking Efficiency) | FTSC Qualified (>50% Cooking Efficiency) | FTSC Qualified (>50% Cooking Efficiency) | FTSC Qualified (>50% Cooking Efficiency) | FTSC Qualified (>50% Cooking Efficiency) | FTSC Qualified (>50% Cooking Efficiency) | FTSC Qualified (>50% Cooking Efficiency) | FTSC Qualified (>50% Cooking Efficiency) | FTSC Qualified (>50% Cooking Efficiency) | FTSC Qualified (>50% Cooking Efficiency) | FTSC Qualified (>50% Cooking Efficiency) | FTSC Qualified (>50% Cooking Efficiency) | FTSC Qualified (>50% Cooking Efficiency) | FTSC Qualified (>50% Cooking Efficiency) | FTSC Qualified (>50% Cooking Efficiency) | FTSC Qualified (>50% Cooking Efficiency) | FTSC Qualified (>50% Cooking Efficiency) | FTSC Qualified (>50% Cooking Efficiency) | FTSC Qualified (>50% Cooking Efficiency) | FTSC Qualified (>50% Cooking Efficiency) | FTSC Qualified (>50% Cooking Efficiency) | FTSC Qualified (>50% Cooking Efficiency) | FTSC Qualified (>50% Cooking Efficiency) | FTSC Qualified (>50% Cooking Efficiency) | FTSC Qualified (>50% Cooking Efficiency) | FTSC Qualified (>50% Cooking Efficiency) | FTSC Qualified (>50% Cooking Efficiency) | FTSC Qualified (>50% Cooking Efficiency) | FTSC Qualified (>50% Cooking Efficiency) | FTSC Qualified (>50% Cooking Efficiency)
F1_Commercial_Warehouse_Existing_Food Preparation_Natural Gas_Double Rack Oven_E1 | F1 | Commercial | Warehouse | Existing | Food Preparation | Natural Gas | Double Rack Oven | E1 | CCE | 0 | 0 | 0 | 0 | 0 | 0 | 0 | 0 | 0 | 0 | 0 | 0 | 0 | 0 | 0 | 0 | 0 | 0 | 0 | 0 | 0 | 0 | 0 | 0 | 0 | 0 | 0 | 0 | 0 | 0 | 0 | 0 | 0
F1_Commercial_Warehouse_Existing_Food Preparation_Natural Gas_Double Rack Oven_E2 | F1 | Commercial | Warehouse | Existing | Food Preparation | Natural Gas | Double Rack Oven | E2 | CCE | 0.28294 | 0.29294 | 0.26296 | 0.26789 | 0.26789 | 0.26789 | 0.26789 | 0.26789 | 0.26789 | 0.26789 | 0.26789 | 0.26789 | 0.26789 | 0.26789 | 0.26789 | 0.26789 | 0.26789 | 0.26789 | 0.26789 | 0.26789 | 0.26789 | 0.26789 | 0.26789 | 0.26789 | 0.26789 | 0.26789 | 0.26789 | 0.26789 | 0.26789 | 0.26789 | 0.26789 | 0.26789 | 0.26789
F1_Commercial_Warehouse_Existing_Food Preparation_Natural Gas_Double Rack Oven_E3 | F1 | Commercial | Warehouse | Existing | Food Preparation | Natural Gas | Double Rack Oven | E3 | CCE | 0 | 0 | 0 | 0 | 0 | 0 | 0 | 0 | 0 | 0 | 0 | 0 | 0 | 0 | 0 | 0 | 0 | 0 | 0 | 0 | 0 | 0 | 0 | 0 | 0 | 0 | 0 | 0 | 0 | 0 | 0 | 0 | 0
F1_Commercial_Warehouse_Existing_Food Preparation_Natural Gas_Double Rack Oven_E4 | F1 | Commercial | Warehouse | Existing | Food Preparation | Natural Gas | Double Rack Oven | E4 | CCE | 0 | 0 | 0 | 0 | 0 | 0 | 0 | 0 | 0 | 0 | 0 | 0 | 0 | 0 | 0 | 0 | 0 | 0 | 0 | 0 | 0 | 0 | 0 | 0 | 0 | 0 | 0 | 0 | 0 | 0 | 0 | 0 | 0
F1_Commercial_Warehouse_Existing_Food Preparation_Natural Gas_Double Rack Oven_E5 | F1 | Commercial | Warehouse | Existing | Food Preparation | Natural Gas | Double Rack Oven | E5 | CCE | 0 | 0 | 0 | 0 | 0 | 0 | 0 | 0 | 0 | 0 | 0 | 0 | 0 | 0 | 0 | 0 | 0 | 0 | 0 | 0 | 0 | 0 | 0 | 0 | 0 | 0 | 0 | 0 | 0 | 0 | 0 | 0 | 0
F1_Commercial_Warehouse_Existing_Food Preparation_Natural Gas_Double Rack Oven_E6 | F1 | Commercial | Warehouse | Existing | Food Preparation | Natural Gas | Double Rack Oven | E6 | CCE | 0 | 0 | 0 | 0 | 0 | 0 | 0 | 0 | 0 | 0 | 0 | 0 | 0 | 0 | 0 | 0 | 0 | 0 | 0 | 0 | 0 | 0 | 0 | 0 | 0 | 0 | 0 | 0 | 0 | 0 | 0 | 0 | 0
F1_Commercial_Warehouse_Existing_Food Preparation_Natural Gas_Double Rack Oven_E7 | F1 | Commercial | Warehouse | Existing | Food Preparation | Natural Gas | Double Rack Oven | E7 | CCE | 0 | 0 | 0 | 0 | 0 | 0 | 0 | 0 | 0 | 0 | 0 | 0 | 0 | 0 | 0 | 0 | 0 | 0 | 0 | 0 | 0 | 0 | 0 | 0 | 0 | 0 | 0 | 0 | 0 | 0 | 0 | 0 | 0
F1_Commercial_Warehouse_Existing_Food Preparation_Natural Gas_Double Rack Oven_E8 | F1 | Commercial | Warehouse | Existing | Food Preparation | Natural Gas | Double Rack Oven | E8 | CCE | 0 | 0 | 0 | 0 | 0 | 0 | 0 | 0 | 0 | 0 | 0 | 0 | 0 | 0 | 0 | 0 | 0 | 0 | 0 | 0 | 0 | 0 | 0 | 0 | 0 | 0 | 0 | 0 | 0 | 0 | 0 | 0 | 0
F1_Commercial_Warehouse_Existing_Food Preparation_Natural Gas_Double Rack Oven_E9 | F1 | Commercial | Warehouse | Existing | Food Preparation | Natural Gas | Double Rack Oven | E9 | CCE | 0 | 0 | 0 | 0 | 0 | 0 | 0 | 0 | 0 | 0 | 0 | 0 | 0 | 0 | 0 | 0 | 0 | 0 | 0 | 0 | 0 | 0 | 0 | 0 | 0 | 0 | 0 | 0 | 0 | 0 | 0 | 0 | 0
F1_Commercial_Warehouse_Existing_Food Preparation_Natural Gas_Double Rack Oven_E10 | F1 | Commercial | Warehouse | Existing | Food Preparation | Natural Gas | Double Rack Oven | E10 | CCE | 0 | 0 | 0 | 0 | 0 | 0 | 0 | 0 | 0 | 0 | 0 | 0 | 0 | 0 | 0 | 0 | 0 | 0 | 0 | 0 | 0 | 0 | 0 | 0 | 0 | 0 | 0 | 0 | 0 | 0 | 0 | 0 | 0
F2_Commercial_Warehouse_Existing_Food Preparation_Natural Gas_Double Rack Oven_E1 | F2 | Commercial | Warehouse | Existing | Food Preparation | Natural Gas | Double Rack Oven | E1 | TRC BC Ratio | bar: 2019 to 2051
F2_Commercial_Warehouse_Existing_Food Preparation_Natural Gas_Double Rack Oven_E2 | F2 | Commercial | Warehouse | Existing | Food Preparation | Natural Gas | Double Rack Oven | E2 | TRC BC Ratio | 5.8179 | 5.8254 | 5.8572 | 5.8275 | 5.8124 | 5.8356 | 5.8912 | 5.9364 | 5.9916 | 6.0447 | 6.0985 | 6.1492 | 6.2033 | 6.2592 | 6.3135 | 6.369 | 6.4249 | 6.485 | 6.5474 | 6.6117 | 6.6735 | 6.7355 | 6.7911 | 6.8468 | 6.8951 | 6.9368 | 6.9748 | 7.0076 | 7.0332 | 7.0543 | 7.0657 | 7.0734 | 7.0734
F2_Commercial_Warehouse_Existing_Food Preparation_Natural Gas_Double Rack Oven_E3 | F2 | Commercial | Warehouse | Existing | Food Preparation | Natural Gas | Double Rack Oven | E3 | TRC BC Ratio | 0 | 0 | 0 | 0 | 0 | 0 | 0 | 0 | 0 | 0 | 0 | 0 | 0 | 0 | 0 | 0 | 0 | 0 | 0 | 0 | 0 | 0 | 0 | 0 | 0 | 0 | 0 | 0 | 0 | 0 | 0 | 0 | 0
F2_Commercial_Warehouse_Existing_Food Preparation_Natural Gas_Double Rack Oven_E4 | F2 | Commercial | Warehouse | Existing | Food Preparation | Natural Gas | Double Rack Oven | E4 | TRC BC Ratio | 0 | 0 | 0 | 0 | 0 | 0 | 0 | 0 | 0 | 0 | 0 | 0 | 0 | 0 | 0 | 0 | 0 | 0 | 0 | 0 | 0 | 0 | 0 | 0 | 0 | 0 | 0 | 0 | 0 | 0 | 0 | 0 | 0
F2_Commercial_Warehouse_Existing_Food Preparation_Natural Gas_Double Rack Oven_E5 | F2 | Commercial | Warehouse | Existing | Food Preparation | Natural Gas | Double Rack Oven | E5 | TRC BC Ratio | 0 | 0 | 0 | 0 | 0 | 0 | 0 | 0 | 0 | 0 | 0 | 0 | 0 | 0 | 0 | 0 | 0 | 0 | 0 | 0 | 0 | 0 | 0 | 0 | 0 | 0 | 0 | 0 | 0 | 0 | 0 | 0 | 0
F2_Commercial_Warehouse_Existing_Food Preparation_Natural Gas_Double Rack Oven_E6 | F2 | Commercial | Warehouse | Existing | Food Preparation | Natural Gas | Double Rack Oven | E6 | TRC BC Ratio | 0 | 0 | 0 | 0 | 0 | 0 | 0 | 0 | 0 | 0 | 0 | 0 | 0 | 0 | 0 | 0 | 0 | 0 | 0 | 0 | 0 | 0 | 0 | 0 | 0 | 0 | 0 | 0 | 0 | 0 | 0 | 0 | 0
F2_Commercial_Warehouse_Existing_Food Preparation_Natural Gas_Double Rack Oven_E7 | F2 | Commercial | Warehouse | Existing | Food Preparation | Natural Gas | Double Rack Oven | E7 | TRC BC Ratio | 0 | 0 | 0 | 0 | 0 | 0 | 0 | 0 | 0 | 0 | 0 | 0 | 0 | 0 | 0 | 0 | 0 | 0 | 0 | 0 | 0 | 0 | 0 | 0 | 0 | 0 | 0 | 0 | 0 | 0 | 0 | 0 | 0
F2_Commercial_Warehouse_Existing_Food Preparation_Natural Gas_Double Rack Oven_E8 | F2 | Commercial | Warehouse | Existing | Food Preparation | Natural Gas | Double Rack Oven | E8 | TRC BC Ratio | 0 | 0 | 0 | 0 | 0 | 0 | 0 | 0 | 0 | 0 | 0 | 0 | 0 | 0 | 0 | 0 | 0 | 0 | 0 | 0 | 0 | 0 | 0 | 0 | 0 | 0 | 0 | 0 | 0 | 0 | 0 | 0 | 0
F2_Commercial_Warehouse_Existing_Food Preparation_Natural Gas_Double Rack Oven_E9 | F2 | Commercial | Warehouse | Existing | Food Preparation | Natural Gas | Double Rack Oven | E9 | TRC BC Ratio | 0 | 0 | 0 | 0 | 0 | 0 | 0 | 0 | 0 | 0 | 0 | 0 | 0 | 0 | 0 | 0 | 0 | 0 | 0 | 0 | 0 | 0 | 0 | 0 | 0 | 0 | 0 | 0 | 0 | 0 | 0 | 0 | 0
F2_Commercial_Warehouse_Existing_Food Preparation_Natural Gas_Double Rack Oven_E10 | F2 | Commercial | Warehouse | Existing | Food Preparation | Natural Gas | Double Rack Oven | E10 | TRC BC Ratio | 0 | 0 | 0 | 0 | 0 | 0 | 0 | 0 | 0 | 0 | 0 | 0 | 0 | 0 | 0 | 0 | 0 | 0 | 0 | 0 | 0 | 0 | 0 | 0 | 0 | 0 | 0 | 0 | 0 | 0 | 0 | 0 | 0
F3_Commercial_Warehouse_Existing_Food Preparation_Natural Gas_Double Rack Oven_E1 | F3 | Commercial | Warehouse | Existing | Food Preparation | Natural Gas | Double Rack Oven | E1 | PACT BC Ratio | bar: 2019 to 2051
F3_Commercial_Warehouse_Existing_Food Preparation_Natural Gas_Double Rack Oven_E2 | F3 | Commercial | Warehouse | Existing | Food Preparation | Natural Gas | Double Rack Oven | E2 | PACT BC Ratio | 7.7572 | 7.7672 | 7.8096 | 7.77 | 7.7499 | 7.7807 | 7.8549 | 7.9152 | 7.9888 | 8.0596 | 8.1313 | 8.199 | 8.2711 | 8.3456 | 8.418 | 8.4919 | 8.5665 | 8.6466 | 8.7298 | 8.8156 | 8.8979 | 8.9807 | 9.0548 | 9.1291 | 9.1935 | 9.2491 | 9.2998 | 9.3434 | 9.3776 | 9.4057 | 9.421 | 9.4312 | 9.4312
F3_Commercial_Warehouse_Existing_Food Preparation_Natural Gas_Double Rack Oven_E3 | F3 | Commercial | Warehouse | Existing | Food Preparation | Natural Gas | Double Rack Oven | E3 | PACT BC Ratio | 0 | 0 | 0 | 0 | 0 | 0 | 0 | 0 | 0 | 0 | 0 | 0 | 0 | 0 | 0 | 0 | 0 | 0 | 0 | 0 | 0 | 0 | 0 | 0 | 0 | 0 | 0 | 0 | 0 | 0 | 0 | 0 | 0
F3_Commercial_Warehouse_Existing_Food Preparation_Natural Gas_Double Rack Oven_E4 | F3 | Commercial | Warehouse | Existing | Food Preparation | Natural Gas | Double Rack Oven | E4 | PACT BC Ratio | 0 | 0 | 0 | 0 | 0 | 0 | 0 | 0 | 0 | 0 | 0 | 0 | 0 | 0 | 0 | 0 | 0 | 0 | 0 | 0 | 0 | 0 | 0 | 0 | 0 | 0 | 0 | 0 | 0 | 0 | 0 | 0 | 0
F3_Commercial_Warehouse_Existing_Food Preparation_Natural Gas_Double Rack Oven_E5 | F3 | Commercial | Warehouse | Existing | Food Preparation | Natural Gas | Double Rack Oven | E5 | PACT BC Ratio | 0 | 0 | 0 | 0 | 0 | 0 | 0 | 0 | 0 | 0 | 0 | 0 | 0 | 0 | 0 | 0 | 0 | 0 | 0 | 0 | 0 | 0 | 0 | 0 | 0 | 0 | 0 | 0 | 0 | 0 | 0 | 0 | 0
F3_Commercial_Warehouse_Existing_Food Preparation_Natural Gas_Double Rack Oven_E6 | F3 | Commercial | Warehouse | Existing | Food Preparation | Natural Gas | Double Rack Oven | E6 | PACT BC Ratio | 0 | 0 | 0 | 0 | 0 | 0 | 0 | 0 | 0 | 0 | 0 | 0 | 0 | 0 | 0 | 0 | 0 | 0 | 0 | 0 | 0 | 0 | 0 | 0 | 0 | 0 | 0 | 0 | 0 | 0 | 0 | 0 | 0
F3_Commercial_Warehouse_Existing_Food Preparation_Natural Gas_Double Rack Oven_E7 | F3 | Commercial | Warehouse | Existing | Food Preparation | Natural Gas | Double Rack Oven | E7 | PACT BC Ratio | 0 | 0 | 0 | 0 | 0 | 0 | 0 | 0 | 0 | 0 | 0 | 0 | 0 | 0 | 0 | 0 | 0 | 0 | 0 | 0 | 0 | 0 | 0 | 0 | 0 | 0 | 0 | 0 | 0 | 0 | 0 | 0 | 0
F3_Commercial_Warehouse_Existing_Food Preparation_Natural Gas_Double Rack Oven_E8 | F3 | Commercial | Warehouse | Existing | Food Preparation | Natural Gas | Double Rack Oven | E8 | PACT BC Ratio | 0 | 0 | 0 | 0 | 0 | 0 | 0 | 0 | 0 | 0 | 0 | 0 | 0 | 0 | 0 | 0 | 0 | 0 | 0 | 0 | 0 | 0 | 0 | 0 | 0 | 0 | 0 | 0 | 0 | 0 | 0 | 0 | 0
F3_Commercial_Warehouse_Existing_Food Preparation_Natural Gas_Double Rack Oven_E9 | F3 | Commercial | Warehouse | Existing | Food Preparation | Natural Gas | Double Rack Oven | E9 | PACT BC Ratio | 0 | 0 | 0 | 0 | 0 | 0 | 0 | 0 | 0 | 0 | 0 | 0 | 0 | 0 | 0 | 0 | 0 | 0 | 0 | 0 | 0 | 0 | 0 | 0 | 0 | 0 | 0 | 0 | 0 | 0 | 0 | 0 | 0
F3_Commercial_Warehouse_Existing_Food Preparation_Natural Gas_Double Rack Oven_E10 | F3 | Commercial | Warehouse | Existing | Food Preparation | Natural Gas | Double Rack Oven | E10 | PACT BC Ratio | 0 | 0 | 0 | 0 | 0 | 0 | 0 | 0 | 0 | 0 | 0 | 0 | 0 | 0 | 0 | 0 | 0 | 0 | 0 | 0 | 0 | 0 | 0 | 0 | 0 | 0 | 0 | 0 | 0 | 0 | 0 | 0 | 0
F4_Commercial_Warehouse_Existing_Food Preparation_Natural Gas_Double Rack Oven_E1 | F4 | Commercial | Warehouse | Existing | Food Preparation | Natural Gas | Double Rack Oven | E1 | RVT BC Ratio | bar: 2019 to 2051
F4_Commercial_Warehouse_Existing_Food Preparation_Natural Gas_Double Rack Oven_E2 | F4 | Commercial | Warehouse | Existing | Food Preparation | Natural Gas | Double Rack Oven | E2 | RVT BC Ratio | 9.0643 | 9.075 | 9.1207 | 9.0781 | 9.0564 | 9.0896 | 9.1696 | 9.2346 | 9.3139 | 9.3903 | 9.4676 | 9.5406 | 9.6184 | 9.6988 | 9.7768 | 9.8565 | 9.9369 | 10.0233 | 10.113 | 10.2055 | 10.2943 | 10.3835 | 10.4634 | 10.5436 | 10.613 | 10.6729 | 10.7275 | 10.7746 | 10.8115 | 10.8418 | 10.8582 | 10.8693 | 10.8693
F4_Commercial_Warehouse_Existing_Food Preparation_Natural Gas_Double Rack Oven_E3 | F4 | Commercial | Warehouse | Existing | Food Preparation | Natural Gas | Double Rack Oven | E3 | RVT BC Ratio | 0 | 0 | 0 | 0 | 0 | 0 | 0 | 0 | 0 | 0 | 0 | 0 | 0 | 0 | 0 | 0 | 0 | 0 | 0 | 0 | 0 | 0 | 0 | 0 | 0 | 0 | 0 | 0 | 0 | 0 | 0 | 0 | 0
F4_Commercial_Warehouse_Existing_Food Preparation_Natural Gas_Double Rack Oven_E4 | F4 | Commercial | Warehouse | Existing | Food Preparation | Natural Gas | Double Rack Oven | E4 | RVT BC Ratio | 0 | 0 | 0 | 0 | 0 | 0 | 0 | 0 | 0 | 0 | 0 | 0 | 0 | 0 | 0 | 0 | 0 | 0 | 0 | 0 | 0 | 0 | 0 | 0 | 0 | 0 | 0 | 0 | 0 | 0 | 0 | 0 | 0
F4_Commercial_Warehouse_Existing_Food Preparation_Natural Gas_Double Rack Oven_E5 | F4 | Commercial | Warehouse | Existing | Food Preparation | Natural Gas | Double Rack Oven | E5 | RVT BC Ratio | 0 | 0 | 0 | 0 | 0 | 0 | 0 | 0 | 0 | 0 | 0 | 0 | 0 | 0 | 0 | 0 | 0 | 0 | 0 | 0 | 0 | 0 | 0 | 0 | 0 | 0 | 0 | 0 | 0 | 0 | 0 | 0 | 0
F4_Commercial_Warehouse_Existing_Food Preparation_Natural Gas_Double Rack Oven_E6 | F4 | Commercial | Warehouse | Existing | Food Preparation | Natural Gas | Double Rack Oven | E6 | RVT BC Ratio | 0 | 0 | 0 | 0 | 0 | 0 | 0 | 0 | 0 | 0 | 0 | 0 | 0 | 0 | 0 | 0 | 0 | 0 | 0 | 0 | 0 | 0 | 0 | 0 | 0 | 0 | 0 | 0 | 0 | 0 | 0 | 0 | 0
F4_Commercial_Warehouse_Existing_Food Preparation_Natural Gas_Double Rack Oven_E7 | F4 | Commercial | Warehouse | Existing | Food Preparation | Natural Gas | Double Rack Oven | E7 | RVT BC Ratio | 0 | 0 | 0 | 0 | 0 | 0 | 0 | 0 | 0 | 0 | 0 | 0 | 0 | 0 | 0 | 0 | 0 | 0 | 0 | 0 | 0 | 0 | 0 | 0 | 0 | 0 | 0 | 0 | 0 | 0 | 0 | 0 | 0
F4_Commercial_Warehouse_Existing_Food Preparation_Natural Gas_Double Rack Oven_E8 | F4 | Commercial | Warehouse | Existing | Food Preparation | Natural Gas | Double Rack Oven | E8 | RVT BC Ratio | 0 | 0 | 0 | 0 | 0 | 0 | 0 | 0 | 0 | 0 | 0 | 0 | 0 | 0 | 0 | 0 | 0 | 0 | 0 | 0 | 0 | 0 | 0 | 0 | 0 | 0 | 0 | 0 | 0 | 0 | 0 | 0 | 0
F4_Commercial_Warehouse_Existing_Food Preparation_Natural Gas_Double Rack Oven_E9 | F4 | Commercial | Warehouse | Existing | Food Preparation | Natural Gas | Double Rack Oven | E9 | RVT BC Ratio | 0 | 0 | 0 | 0 | 0 | 0 | 0 | 0 | 0 | 0 | 0 | 0 | 0 | 0 | 0 | 0 | 0 | 0 | 0 | 0 | 0 | 0 | 0 | 0 | 0 | 0 | 0 | 0 | 0 | 0 | 0 | 0 | 0
F4_Commercial_Warehouse_Existing_Food Preparation_Natural Gas_Double Rack Oven_E10 | F4 | Commercial | Warehouse | Existing | Food Preparation | Natural Gas | Double Rack Oven | E10 | RVT BC Ratio | 0 | 0 | 0 | 0 | 0 | 0 | 0 | 0 | 0 | 0 | 0 | 0 | 0 | 0 | 0 | 0 | 0 | 0 | 0 | 0 | 0 | 0 | 0 | 0 | 0 | 0 | 0 | 0 | 0 | 0 | 0 | 0 | 0
F5_Commercial_Warehouse_Existing_Food Preparation_Natural Gas_Double Rack Oven_E1 | F5 | Commercial | Warehouse | Existing | Food Preparation | Natural Gas | Double Rack Oven | E1 | RIM BC Ratio | bar: 2019 to 2051
F5_Commercial_Warehouse_Existing_Food Preparation_Natural Gas_Double Rack Oven_E2 | F5 | Commercial | Warehouse | Existing | Food Preparation | Natural Gas | Double Rack Oven | E2 | RIM BC Ratio | 0.75359 | 0.75369 | 0.75408 | 0.75371 | 0.75352 | 0.75381 | 0.7545 | 0.75506 | 0.75572 | 0.75635 | 0.75698 | 0.75756 | 0.75817 | 0.75879 | 0.75938 | 0.75998 | 0.76057 | 0.7612 | 0.76184 | 0.76249 | 0.7631 | 0.7637 | 0.76423 | 0.76476 | 0.76521 | 0.76559 | 0.76593 | 0.76623 | 0.76646 | 0.76665 | 0.76675 | 0.76681 | 0.76681
F5_Commercial_Warehouse_Existing_Food Preparation_Natural Gas_Double Rack Oven_E3 | F5 | Commercial | Warehouse | Existing | Food Preparation | Natural Gas | Double Rack Oven | E3 | RIM BC Ratio | 0 | 0 | 0 | 0 | 0 | 0 | 0 | 0 | 0 | 0 | 0 | 0 | 0 | 0 | 0 | 0 | 0 | 0 | 0 | 0 | 0 | 0 | 0 | 0 | 0 | 0 | 0 | 0 | 0 | 0 | 0 | 0 | 0
F5_Commercial_Warehouse_Existing_Food Preparation_Natural Gas_Double Rack Oven_E4 | F5 | Commercial | Warehouse | Existing | Food Preparation | Natural Gas | Double Rack Oven | E4 | RIM BC Ratio | 0 | 0 | 0 | 0 | 0 | 0 | 0 | 0 | 0 | 0 | 0 | 0 | 0 | 0 | 0 | 0 | 0 | 0 | 0 | 0 | 0 | 0 | 0 | 0 | 0 | 0 | 0 | 0 | 0 | 0 | 0 | 0 | 0
F5_Commercial_Warehouse_Existing_Food Preparation_Natural Gas_Double Rack Oven_E5 | F5 | Commercial | Warehouse | Existing | Food Preparation | Natural Gas | Double Rack Oven | E5 | RIM BC Ratio | 0 | 0 | 0 | 0 | 0 | 0 | 0 | 0 | 0 | 0 | 0 | 0 | 0 | 0 | 0 | 0 | 0 | 0 | 0 | 0 | 0 | 0 | 0 | 0 | 0 | 0 | 0 | 0 | 0 | 0 | 0 | 0 | 0
F5_Commercial_Warehouse_Existing_Food Preparation_Natural Gas_Double Rack Oven_E6 | F5 | Commercial | Warehouse | Existing | Food Preparation | Natural Gas | Double Rack Oven | E6 | RIM BC Ratio | 0 | 0 | 0 | 0 | 0 | 0 | 0 | 0 | 0 | 0 | 0 | 0 | 0 | 0 | 0 | 0 | 0 | 0 | 0 | 0 | 0 | 0 | 0 | 0 | 0 | 0 | 0 | 0 | 0 | 0 | 0 | 0 | 0
F5_Commercial_Warehouse_Existing_Food Preparation_Natural Gas_Double Rack Oven_E7 | F5 | Commercial | Warehouse | Existing | Food Preparation | Natural Gas | Double Rack Oven | E7 | RIM BC Ratio | 0 | 0 | 0 | 0 | 0 | 0 | 0 | 0 | 0 | 0 | 0 | 0 | 0 | 0 | 0 | 0 | 0 | 0 | 0 | 0 | 0 | 0 | 0 | 0 | 0 | 0 | 0 | 0 | 0 | 0 | 0 | 0 | 0
F5_Commercial_Warehouse_Existing_Food Preparation_Natural Gas_Double Rack Oven_E8 | F5 | Commercial | Warehouse | Existing | Food Preparation | Natural Gas | Double Rack Oven | E8 | RIM BC Ratio | 0 | 0 | 0 | 0 | 0 | 0 | 0 | 0 | 0 | 0 | 0 | 0 | 0 | 0 | 0 | 0 | 0 | 0 | 0 | 0 | 0 | 0 | 0 | 0 | 0 | 0 | 0 | 0 | 0 | 0 | 0 | 0 | 0
F5_Commercial_Warehouse_Existing_Food Preparation_Natural Gas_Double Rack Oven_E9 | F5 | Commercial | Warehouse | Existing | Food Preparation | Natural Gas | Double Rack Oven | E9 | RIM BC Ratio | 0 | 0 | 0 | 0 | 0 | 0 | 0 | 0 | 0 | 0 | 0 | 0 | 0 | 0 | 0 | 0 | 0 | 0 | 0 | 0 | 0 | 0 | 0 | 0 | 0 | 0 | 0 | 0 | 0 | 0 | 0 | 0 | 0
F5_Commercial_Warehouse_Existing_Food Preparation_Natural Gas_Double Rack Oven_E10 | F5 | Commercial | Warehouse | Existing | Food Preparation | Natural Gas | Double Rack Oven | E10 | RIM BC Ratio | 0 | 0 | 0 | 0 | 0 | 0 | 0 | 0 | 0 | 0 | 0 | 0 | 0 | 0 | 0 | 0 | 0 | 0 | 0 | 0 | 0 | 0 | 0 | 0 | 0 | 0 | 0 | 0 | 0 | 0 | 0 | 0 | 0
F0_Commercial_Warehouse_Existing_Food Preparation_Natural Gas_Fryer_E0 | F0 | Commercial | Warehouse | Existing | Food Preparation | Natural Gas | Fryer | E0 | Economic Unit | ENERGY STAR (3.0) | ENERGY STAR (3.0) | ENERGY STAR (3.0) | ENERGY STAR (3.0) | ENERGY STAR (3.0) | ENERGY STAR (3.0) | ENERGY STAR (3.0) | ENERGY STAR (3.0) | ENERGY STAR (3.0) | ENERGY STAR (3.0) | ENERGY STAR (3.0) | ENERGY STAR (3.0) | ENERGY STAR (3.0) | ENERGY STAR (3.0) | ENERGY STAR (3.0) | ENERGY STAR (3.0) | ENERGY STAR (3.0) | ENERGY STAR (3.0) | ENERGY STAR (3.0) | ENERGY STAR (3.0) | ENERGY STAR (3.0) | ENERGY STAR (3.0) | ENERGY STAR (3.0) | ENERGY STAR (3.0) | ENERGY STAR (3.0) | ENERGY STAR (3.0) | ENERGY STAR (3.0) | ENERGY STAR (3.0) | ENERGY STAR (3.0) | ENERGY STAR (3.0) | ENERGY STAR (3.0) | ENERGY STAR (3.0) | ENERGY STAR (3.0)
F1_Commercial_Warehouse_Existing_Food Preparation_Natural Gas_Fryer_E1 | F1 | Commercial | Warehouse | Existing | Food Preparation | Natural Gas | Fryer | E1 | CCE | 0 | 0 | 0 | 0 | 0 | 0 | 0 | 0 | 0 | 0 | 0 | 0 | 0 | 0 | 0 | 0 | 0 | 0 | 0 | 0 | 0 | 0 | 0 | 0 | 0 | 0 | 0 | 0 | 0 | 0 | 0 | 0 | 0
F1_Commercial_Warehouse_Existing_Food Preparation_Natural Gas_Fryer_E2 | F1 | Commercial | Warehouse | Existing | Food Preparation | Natural Gas | Fryer | E2 | CCE | 0.36986 | 0.38294 | 0.34375 | 0 | 0 | 0 | 0 | 0 | 0 | 0 | 0 | 0 | 0 | 0 | 0 | 0 | 0 | 0 | 0 | 0 | 0 | 0 | 0 | 0 | 0 | 0 | 0 | 0 | 0 | 0 | 0 | 0 | 0
F1_Commercial_Warehouse_Existing_Food Preparation_Natural Gas_Fryer_E3 | F1 | Commercial | Warehouse | Existing | Food Preparation | Natural Gas | Fryer | E3 | CCE | 0 | 0 | 0 | 0 | 0 | 0 | 0 | 0 | 0 | 0 | 0 | 0 | 0 | 0 | 0 | 0 | 0 | 0 | 0 | 0 | 0 | 0 | 0 | 0 | 0 | 0 | 0 | 0 | 0 | 0 | 0 | 0 | 0
F1_Commercial_Warehouse_Existing_Food Preparation_Natural Gas_Fryer_E4 | F1 | Commercial | Warehouse | Existing | Food Preparation | Natural Gas | Fryer | E4 | CCE | 0 | 0 | 0 | 0 | 0 | 0 | 0 | 0 | 0 | 0 | 0 | 0 | 0 | 0 | 0 | 0 | 0 | 0 | 0 | 0 | 0 | 0 | 0 | 0 | 0 | 0 | 0 | 0 | 0 | 0 | 0 | 0 | 0
F1_Commercial_Warehouse_Existing_Food Preparation_Natural Gas_Fryer_E5 | F1 | Commercial | Warehouse | Existing | Food Preparation | Natural Gas | Fryer | E5 | CCE | 0 | 0 | 0 | 0 | 0 | 0 | 0 | 0 | 0 | 0 | 0 | 0 | 0 | 0 | 0 | 0 | 0 | 0 | 0 | 0 | 0 | 0 | 0 | 0 | 0 | 0 | 0 | 0 | 0 | 0 | 0 | 0 | 0
F1_Commercial_Warehouse_Existing_Food Preparation_Natural Gas_Fryer_E6 | F1 | Commercial | Warehouse | Existing | Food Preparation | Natural Gas | Fryer | E6 | CCE | 0 | 0 | 0 | 0 | 0 | 0 | 0 | 0 | 0 | 0 | 0 | 0 | 0 | 0 | 0 | 0 | 0 | 0 | 0 | 0 | 0 | 0 | 0 | 0 | 0 | 0 | 0 | 0 | 0 | 0 | 0 | 0 | 0
F1_Commercial_Warehouse_Existing_Food Preparation_Natural Gas_Fryer_E7 | F1 | Commercial | Warehouse | Existing | Food Preparation | Natural Gas | Fryer | E7 | CCE | 0 | 0 | 0 | 0 | 0 | 0 | 0 | 0 | 0 | 0 | 0 | 0 | 0 | 0 | 0 | 0 | 0 | 0 | 0 | 0 | 0 | 0 | 0 | 0 | 0 | 0 | 0 | 0 | 0 | 0 | 0 | 0 | 0
F1_Commercial_Warehouse_Existing_Food Preparation_Natural Gas_Fryer_E8 | F1 | Commercial | Warehouse | Existing | Food Preparation | Natural Gas | Fryer | E8 | CCE | 0 | 0 | 0 | 0 | 0 | 0 | 0 | 0 | 0 | 0 | 0 | 0 | 0 | 0 | 0 | 0 | 0 | 0 | 0 | 0 | 0 | 0 | 0 | 0 | 0 | 0 | 0 | 0 | 0 | 0 | 0 | 0 | 0
F1_Commercial_Warehouse_Existing_Food Preparation_Natural Gas_Fryer_E9 | F1 | Commercial | Warehouse | Existing | Food Preparation | Natural Gas | Fryer | E9 | CCE | 0 | 0 | 0 | 0 | 0 | 0 | 0 | 0 | 0 | 0 | 0 | 0 | 0 | 0 | 0 | 0 | 0 | 0 | 0 | 0 | 0 | 0 | 0 | 0 | 0 | 0 | 0 | 0 | 0 | 0 | 0 | 0 | 0
F1_Commercial_Warehouse_Existing_Food Preparation_Natural Gas_Fryer_E10 | F1 | Commercial | Warehouse | Existing | Food Preparation | Natural Gas | Fryer | E10 | CCE | 0 | 0 | 0 | 0 | 0 | 0 | 0 | 0 | 0 | 0 | 0 | 0 | 0 | 0 | 0 | 0 | 0 | 0 | 0 | 0 | 0 | 0 | 0 | 0 | 0 | 0 | 0 | 0 | 0 | 0 | 0 | 0 | 0
F2_Commercial_Warehouse_Existing_Food Preparation_Natural Gas_Fryer_E1 | F2 | Commercial | Warehouse | Existing | Food Preparation | Natural Gas | Fryer | E1 | TRC BC Ratio | 1 | 1 | 1 | 0 | 0 | 0 | 0 | 0 | 0 | 0 | 0 | 0 | 0 | 0 | 0 | 0 | 0 | 0 | 0 | 0 | 0 | 0 | 0 | 0 | 0 | 0 | 0 | 0 | 0 | 0 | 0 | 0 | 0
F2_Commercial_Warehouse_Existing_Food Preparation_Natural Gas_Fryer_E2 | F2 | Commercial | Warehouse | Existing | Food Preparation | Natural Gas | Fryer | E2 | TRC BC Ratio | 4.4463 | 4.4414 | 4.4606 | 1 | 1 | 1 | 1 | 1 | 1 | 1 | 1 | 1 | 1 | 1 | 1 | 1 | 1 | 1 | 1 | 1 | 1 | 1 | 1 | 1 | 1 | 1 | 1 | 1 | 1 | 1 | 1 | 1 | 1
F2_Commercial_Warehouse_Existing_Food Preparation_Natural Gas_Fryer_E3 | F2 | Commercial | Warehouse | Existing | Food Preparation | Natural Gas | Fryer | E3 | TRC BC Ratio | 0 | 0 | 0 | 0 | 0 | 0 | 0 | 0 | 0 | 0 | 0 | 0 | 0 | 0 | 0 | 0 | 0 | 0 | 0 | 0 | 0 | 0 | 0 | 0 | 0 | 0 | 0 | 0 | 0 | 0 | 0 | 0 | 0
F2_Commercial_Warehouse_Existing_Food Preparation_Natural Gas_Fryer_E4 | F2 | Commercial | Warehouse | Existing | Food Preparation | Natural Gas | Fryer | E4 | TRC BC Ratio | 0 | 0 | 0 | 0 | 0 | 0 | 0 | 0 | 0 | 0 | 0 | 0 | 0 | 0 | 0 | 0 | 0 | 0 | 0 | 0 | 0 | 0 | 0 | 0 | 0 | 0 | 0 | 0 | 0 | 0 | 0 | 0 | 0
F2_Commercial_Warehouse_Existing_Food Preparation_Natural Gas_Fryer_E5 | F2 | Commercial | Warehouse | Existing | Food Preparation | Natural Gas | Fryer | E5 | TRC BC Ratio | 0 | 0 | 0 | 0 | 0 | 0 | 0 | 0 | 0 | 0 | 0 | 0 | 0 | 0 | 0 | 0 | 0 | 0 | 0 | 0 | 0 | 0 | 0 | 0 | 0 | 0 | 0 | 0 | 0 | 0 | 0 | 0 | 0
F2_Commercial_Warehouse_Existing_Food Preparation_Natural Gas_Fryer_E6 | F2 | Commercial | Warehouse | Existing | Food Preparation | Natural Gas | Fryer | E6 | TRC BC Ratio | 0 | 0 | 0 | 0 | 0 | 0 | 0 | 0 | 0 | 0 | 0 | 0 | 0 | 0 | 0 | 0 | 0 | 0 | 0 | 0 | 0 | 0 | 0 | 0 | 0 | 0 | 0 | 0 | 0 | 0 | 0 | 0 | 0
F2_Commercial_Warehouse_Existing_Food Preparation_Natural Gas_Fryer_E7 | F2 | Commercial | Warehouse | Existing | Food Preparation | Natural Gas | Fryer | E7 | TRC BC Ratio | 0 | 0 | 0 | 0 | 0 | 0 | 0 | 0 | 0 | 0 | 0 | 0 | 0 | 0 | 0 | 0 | 0 | 0 | 0 | 0 | 0 | 0 | 0 | 0 | 0 | 0 | 0 | 0 | 0 | 0 | 0 | 0 | 0
F2_Commercial_Warehouse_Existing_Food Preparation_Natural Gas_Fryer_E8 | F2 | Commercial | Warehouse | Existing | Food Preparation | Natural Gas | Fryer | E8 | TRC BC Ratio | 0 | 0 | 0 | 0 | 0 | 0 | 0 | 0 | 0 | 0 | 0 | 0 | 0 | 0 | 0 | 0 | 0 | 0 | 0 | 0 | 0 | 0 | 0 | 0 | 0 | 0 | 0 | 0 | 0 | 0 | 0 | 0 | 0
F2_Commercial_Warehouse_Existing_Food Preparation_Natural Gas_Fryer_E9 | F2 | Commercial | Warehouse | Existing | Food Preparation | Natural Gas | Fryer | E9 | TRC BC Ratio | 0 | 0 | 0 | 0 | 0 | 0 | 0 | 0 | 0 | 0 | 0 | 0 | 0 | 0 | 0 | 0 | 0 | 0 | 0 | 0 | 0 | 0 | 0 | 0 | 0 | 0 | 0 | 0 | 0 | 0 | 0 | 0 | 0
F2_Commercial_Warehouse_Existing_Food Preparation_Natural Gas_Fryer_E10 | F2 | Commercial | Warehouse | Existing | Food Preparation | Natural Gas | Fryer | E10 | TRC BC Ratio | 0 | 0 | 0 | 0 | 0 | 0 | 0 | 0 | 0 | 0 | 0 | 0 | 0 | 0 | 0 | 0 | 0 | 0 | 0 | 0 | 0 | 0 | 0 | 0 | 0 | 0 | 0 | 0 | 0 | 0 | 0 | 0 | 0
F3_Commercial_Warehouse_Existing_Food Preparation_Natural Gas_Fryer_E1 | F3 | Commercial | Warehouse | Existing | Food Preparation | Natural Gas | Fryer | E1 | PACT BC Ratio | 1 | 1 | 1 | 0 | 0 | 0 | 0 | 0 | 0 | 0 | 0 | 0 | 0 | 0 | 0 | 0 | 0 | 0 | 0 | 0 | 0 | 0 | 0 | 0 | 0 | 0 | 0 | 0 | 0 | 0 | 0 | 0 | 0
F3_Commercial_Warehouse_Existing_Food Preparation_Natural Gas_Fryer_E2 | F3 | Commercial | Warehouse | Existing | Food Preparation | Natural Gas | Fryer | E2 | PACT BC Ratio | 5.9285 | 5.9219 | 5.9474 | 1 | 1 | 1 | 1 | 1 | 1 | 1 | 1 | 1 | 1 | 1 | 1 | 1 | 1 | 1 | 1 | 1 | 1 | 1 | 1 | 1 | 1 | 1 | 1 | 1 | 1 | 1 | 1 | 1 | 1
F3_Commercial_Warehouse_Existing_Food Preparation_Natural Gas_Fryer_E3 | F3 | Commercial | Warehouse | Existing | Food Preparation | Natural Gas | Fryer | E3 | PACT BC Ratio | 0 | 0 | 0 | 0 | 0 | 0 | 0 | 0 | 0 | 0 | 0 | 0 | 0 | 0 | 0 | 0 | 0 | 0 | 0 | 0 | 0 | 0 | 0 | 0 | 0 | 0 | 0 | 0 | 0 | 0 | 0 | 0 | 0
F3_Commercial_Warehouse_Existing_Food Preparation_Natural Gas_Fryer_E4 | F3 | Commercial | Warehouse | Existing | Food Preparation | Natural Gas | Fryer | E4 | PACT BC Ratio | 0 | 0 | 0 | 0 | 0 | 0 | 0 | 0 | 0 | 0 | 0 | 0 | 0 | 0 | 0 | 0 | 0 | 0 | 0 | 0 | 0 | 0 | 0 | 0 | 0 | 0 | 0 | 0 | 0 | 0 | 0 | 0 | 0
F3_Commercial_Warehouse_Existing_Food Preparation_Natural Gas_Fryer_E5 | F3 | Commercial | Warehouse | Existing | Food Preparation | Natural Gas | Fryer | E5 | PACT BC Ratio | 0 | 0 | 0 | 0 | 0 | 0 | 0 | 0 | 0 | 0 | 0 | 0 | 0 | 0 | 0 | 0 | 0 | 0 | 0 | 0 | 0 | 0 | 0 | 0 | 0 | 0 | 0 | 0 | 0 | 0 | 0 | 0 | 0
F3_Commercial_Warehouse_Existing_Food Preparation_Natural Gas_Fryer_E6 | F3 | Commercial | Warehouse | Existing | Food Preparation | Natural Gas | Fryer | E6 | PACT BC Ratio | 0 | 0 | 0 | 0 | 0 | 0 | 0 | 0 | 0 | 0 | 0 | 0 | 0 | 0 | 0 | 0 | 0 | 0 | 0 | 0 | 0 | 0 | 0 | 0 | 0 | 0 | 0 | 0 | 0 | 0 | 0 | 0 | 0
F3_Commercial_Warehouse_Existing_Food Preparation_Natural Gas_Fryer_E7 | F3 | Commercial | Warehouse | Existing | Food Preparation | Natural Gas | Fryer | E7 | PACT BC Ratio | 0 | 0 | 0 | 0 | 0 | 0 | 0 | 0 | 0 | 0 | 0 | 0 | 0 | 0 | 0 | 0 | 0 | 0 | 0 | 0 | 0 | 0 | 0 | 0 | 0 | 0 | 0 | 0 | 0 | 0 | 0 | 0 | 0
F3_Commercial_Warehouse_Existing_Food Preparation_Natural Gas_Fryer_E8 | F3 | Commercial | Warehouse | Existing | Food Preparation | Natural Gas | Fryer | E8 | PACT BC Ratio | 0 | 0 | 0 | 0 | 0 | 0 | 0 | 0 | 0 | 0 | 0 | 0 | 0 | 0 | 0 | 0 | 0 | 0 | 0 | 0 | 0 | 0 | 0 | 0 | 0 | 0 | 0 | 0 | 0 | 0 | 0 | 0 | 0
F3_Commercial_Warehouse_Existing_Food Preparation_Natural Gas_Fryer_E9 | F3 | Commercial | Warehouse | Existing | Food Preparation | Natural Gas | Fryer | E9 | PACT BC Ratio | 0 | 0 | 0 | 0 | 0 | 0 | 0 | 0 | 0 | 0 | 0 | 0 | 0 | 0 | 0 | 0 | 0 | 0 | 0 | 0 | 0 | 0 | 0 | 0 | 0 | 0 | 0 | 0 | 0 | 0 | 0 | 0 | 0
F3_Commercial_Warehouse_Existing_Food Preparation_Natural Gas_Fryer_E10 | F3 | Commercial | Warehouse | Existing | Food Preparation | Natural Gas | Fryer | E10 | PACT BC Ratio | 0 | 0 | 0 | 0 | 0 | 0 | 0 | 0 | 0 | 0 | 0 | 0 | 0 | 0 | 0 | 0 | 0 | 0 | 0 | 0 | 0 | 0 | 0 | 0 | 0 | 0 | 0 | 0 | 0 | 0 | 0 | 0 | 0
F4_Commercial_Warehouse_Existing_Food Preparation_Natural Gas_Fryer_E1 | F4 | Commercial | Warehouse | Existing | Food Preparation | Natural Gas | Fryer | E1 | RVT BC Ratio | 1 | 1 | 1 | 0 | 0 | 0 | 0 | 0 | 0 | 0 | 0 | 0 | 0 | 0 | 0 | 0 | 0 | 0 | 0 | 0 | 0 | 0 | 0 | 0 | 0 | 0 | 0 | 0 | 0 | 0 | 0 | 0 | 0
F4_Commercial_Warehouse_Existing_Food Preparation_Natural Gas_Fryer_E2 | F4 | Commercial | Warehouse | Existing | Food Preparation | Natural Gas | Fryer | E2 | RVT BC Ratio | 7.0924 | 7.0854 | 7.1129 | 1 | 1 | 1 | 1 | 1 | 1 | 1 | 1 | 1 | 1 | 1 | 1 | 1 | 1 | 1 | 1 | 1 | 1 | 1 | 1 | 1 | 1 | 1 | 1 | 1 | 1 | 1 | 1 | 1 | 1
F4_Commercial_Warehouse_Existing_Food Preparation_Natural Gas_Fryer_E3 | F4 | Commercial | Warehouse | Existing | Food Preparation | Natural Gas | Fryer | E3 | RVT BC Ratio | 0 | 0 | 0 | 0 | 0 | 0 | 0 | 0 | 0 | 0 | 0 | 0 | 0 | 0 | 0 | 0 | 0 | 0 | 0 | 0 | 0 | 0 | 0 | 0 | 0 | 0 | 0 | 0 | 0 | 0 | 0 | 0 | 0
F4_Commercial_Warehouse_Existing_Food Preparation_Natural Gas_Fryer_E4 | F4 | Commercial | Warehouse | Existing | Food Preparation | Natural Gas | Fryer | E4 | RVT BC Ratio | 0 | 0 | 0 | 0 | 0 | 0 | 0 | 0 | 0 | 0 | 0 | 0 | 0 | 0 | 0 | 0 | 0 | 0 | 0 | 0 | 0 | 0 | 0 | 0 | 0 | 0 | 0 | 0 | 0 | 0 | 0 | 0 | 0
F4_Commercial_Warehouse_Existing_Food Preparation_Natural Gas_Fryer_E5 | F4 | Commercial | Warehouse | Existing | Food Preparation | Natural Gas | Fryer | E5 | RVT BC Ratio | 0 | 0 | 0 | 0 | 0 | 0 | 0 | 0 | 0 | 0 | 0 | 0 | 0 | 0 | 0 | 0 | 0 | 0 | 0 | 0 | 0 | 0 | 0 | 0 | 0 | 0 | 0 | 0 | 0 | 0 | 0 | 0 | 0
F4_Commercial_Warehouse_Existing_Food Preparation_Natural Gas_Fryer_E6 | F4 | Commercial | Warehouse | Existing | Food Preparation | Natural Gas | Fryer | E6 | RVT BC Ratio | 0 | 0 | 0 | 0 | 0 | 0 | 0 | 0 | 0 | 0 | 0 | 0 | 0 | 0 | 0 | 0 | 0 | 0 | 0 | 0 | 0 | 0 | 0 | 0 | 0 | 0 | 0 | 0 | 0 | 0 | 0 | 0 | 0
F4_Commercial_Warehouse_Existing_Food Preparation_Natural Gas_Fryer_E7 | F4 | Commercial | Warehouse | Existing | Food Preparation | Natural Gas | Fryer | E7 | RVT BC Ratio | 0 | 0 | 0 | 0 | 0 | 0 | 0 | 0 | 0 | 0 | 0 | 0 | 0 | 0 | 0 | 0 | 0 | 0 | 0 | 0 | 0 | 0 | 0 | 0 | 0 | 0 | 0 | 0 | 0 | 0 | 0 | 0 | 0
F4_Commercial_Warehouse_Existing_Food Preparation_Natural Gas_Fryer_E8 | F4 | Commercial | Warehouse | Existing | Food Preparation | Natural Gas | Fryer | E8 | RVT BC Ratio | 0 | 0 | 0 | 0 | 0 | 0 | 0 | 0 | 0 | 0 | 0 | 0 | 0 | 0 | 0 | 0 | 0 | 0 | 0 | 0 | 0 | 0 | 0 | 0 | 0 | 0 | 0 | 0 | 0 | 0 | 0 | 0 | 0
F4_Commercial_Warehouse_Existing_Food Preparation_Natural Gas_Fryer_E9 | F4 | Commercial | Warehouse | Existing | Food Preparation | Natural Gas | Fryer | E9 | RVT BC Ratio | 0 | 0 | 0 | 0 | 0 | 0 | 0 | 0 | 0 | 0 | 0 | 0 | 0 | 0 | 0 | 0 | 0 | 0 | 0 | 0 | 0 | 0 | 0 | 0 | 0 | 0 | 0 | 0 | 0 | 0 | 0 | 0 | 0
F4_Commercial_Warehouse_Existing_Food Preparation_Natural Gas_Fryer_E10 | F4 | Commercial | Warehouse | Existing | Food Preparation | Natural Gas | Fryer | E10 | RVT BC Ratio | 0 | 0 | 0 | 0 | 0 | 0 | 0 | 0 | 0 | 0 | 0 | 0 | 0 | 0 | 0 | 0 | 0 | 0 | 0 | 0 | 0 | 0 | 0 | 0 | 0 | 0 | 0 | 0 | 0 | 0 | 0 | 0 | 0
F5_Commercial_Warehouse_Existing_Food Preparation_Natural Gas_Fryer_E1 | F5 | Commercial | Warehouse | Existing | Food Preparation | Natural Gas | Fryer | E1 | RIM BC Ratio | 1 | 1 | 1 | 0 | 0 | 0 | 0 | 0 | 0 | 0 | 0 | 0 | 0 | 0 | 0 | 0 | 0 | 0 | 0 | 0 | 0 | 0 | 0 | 0 | 0 | 0 | 0 | 0 | 0 | 0 | 0 | 0 | 0
F5_Commercial_Warehouse_Existing_Food Preparation_Natural Gas_Fryer_E2 | F5 | Commercial | Warehouse | Existing | Food Preparation | Natural Gas | Fryer | E2 | RIM BC Ratio | 0.73167 | 0.73157 | 0.73195 | 1 | 1 | 1 | 1 | 1 | 1 | 1 | 1 | 1 | 1 | 1 | 1 | 1 | 1 | 1 | 1 | 1 | 1 | 1 | 1 | 1 | 1 | 1 | 1 | 1 | 1 | 1 | 1 | 1 | 1
F5_Commercial_Warehouse_Existing_Food Preparation_Natural Gas_Fryer_E3 | F5 | Commercial | Warehouse | Existing | Food Preparation | Natural Gas | Fryer | E3 | RIM BC Ratio | 0 | 0 | 0 | 0 | 0 | 0 | 0 | 0 | 0 | 0 | 0 | 0 | 0 | 0 | 0 | 0 | 0 | 0 | 0 | 0 | 0 | 0 | 0 | 0 | 0 | 0 | 0 | 0 | 0 | 0 | 0 | 0 | 0
F5_Commercial_Warehouse_Existing_Food Preparation_Natural Gas_Fryer_E4 | F5 | Commercial | Warehouse | Existing | Food Preparation | Natural Gas | Fryer | E4 | RIM BC Ratio | 0 | 0 | 0 | 0 | 0 | 0 | 0 | 0 | 0 | 0 | 0 | 0 | 0 | 0 | 0 | 0 | 0 | 0 | 0 | 0 | 0 | 0 | 0 | 0 | 0 | 0 | 0 | 0 | 0 | 0 | 0 | 0 | 0
F5_Commercial_Warehouse_Existing_Food Preparation_Natural Gas_Fryer_E5 | F5 | Commercial | Warehouse | Existing | Food Preparation | Natural Gas | Fryer | E5 | RIM BC Ratio | 0 | 0 | 0 | 0 | 0 | 0 | 0 | 0 | 0 | 0 | 0 | 0 | 0 | 0 | 0 | 0 | 0 | 0 | 0 | 0 | 0 | 0 | 0 | 0 | 0 | 0 | 0 | 0 | 0 | 0 | 0 | 0 | 0
F5_Commercial_Warehouse_Existing_Food Preparation_Natural Gas_Fryer_E6 | F5 | Commercial | Warehouse | Existing | Food Preparation | Natural Gas | Fryer | E6 | RIM BC Ratio | 0 | 0 | 0 | 0 | 0 | 0 | 0 | 0 | 0 | 0 | 0 | 0 | 0 | 0 | 0 | 0 | 0 | 0 | 0 | 0 | 0 | 0 | 0 | 0 | 0 | 0 | 0 | 0 | 0 | 0 | 0 | 0 | 0
F5_Commercial_Warehouse_Existing_Food Preparation_Natural Gas_Fryer_E7 | F5 | Commercial | Warehouse | Existing | Food Preparation | Natural Gas | Fryer | E7 | RIM BC Ratio | 0 | 0 | 0 | 0 | 0 | 0 | 0 | 0 | 0 | 0 | 0 | 0 | 0 | 0 | 0 | 0 | 0 | 0 | 0 | 0 | 0 | 0 | 0 | 0 | 0 | 0 | 0 | 0 | 0 | 0 | 0 | 0 | 0
F5_Commercial_Warehouse_Existing_Food Preparation_Natural Gas_Fryer_E8 | F5 | Commercial | Warehouse | Existing | Food Preparation | Natural Gas | Fryer | E8 | RIM BC Ratio | 0 | 0 | 0 | 0 | 0 | 0 | 0 | 0 | 0 | 0 | 0 | 0 | 0 | 0 | 0 | 0 | 0 | 0 | 0 | 0 | 0 | 0 | 0 | 0 | 0 | 0 | 0 | 0 | 0 | 0 | 0 | 0 | 0
F5_Commercial_Warehouse_Existing_Food Preparation_Natural Gas_Fryer_E9 | F5 | Commercial | Warehouse | Existing | Food Preparation | Natural Gas | Fryer | E9 | RIM BC Ratio | 0 | 0 | 0 | 0 | 0 | 0 | 0 | 0 | 0 | 0 | 0 | 0 | 0 | 0 | 0 | 0 | 0 | 0 | 0 | 0 | 0 | 0 | 0 | 0 | 0 | 0 | 0 | 0 | 0 | 0 | 0 | 0 | 0
F5_Commercial_Warehouse_Existing_Food Preparation_Natural Gas_Fryer_E10 | F5 | Commercial | Warehouse | Existing | Food Preparation | Natural Gas | Fryer | E10 | RIM BC Ratio | 0 | 0 | 0 | 0 | 0 | 0 | 0 | 0 | 0 | 0 | 0 | 0 | 0 | 0 | 0 | 0 | 0 | 0 | 0 | 0 | 0 | 0 | 0 | 0 | 0 | 0 | 0 | 0 | 0 | 0 | 0 | 0 | 0
F0_Commercial_Warehouse_Existing_Food Preparation_Natural Gas_Broiler_E0 | F0 | Commercial | Warehouse | Existing | Food Preparation | Natural Gas | Broiler | E0 | Economic Unit | Infrared Burners | Infrared Burners | Infrared Burners | Infrared Burners | Infrared Burners | Infrared Burners | Infrared Burners | Infrared Burners | Infrared Burners | Infrared Burners | Infrared Burners | Infrared Burners | Infrared Burners | Infrared Burners | Infrared Burners | Infrared Burners | Infrared Burners | Infrared Burners | Infrared Burners | Infrared Burners | Infrared Burners | Infrared Burners | Infrared Burners | Infrared Burners | Infrared Burners | Infrared Burners | Infrared Burners | Infrared Burners | Infrared Burners | Infrared Burners | Infrared Burners | Infrared Burners | Infrared Burners
F1_Commercial_Warehouse_Existing_Food Preparation_Natural Gas_Broiler_E1 | F1 | Commercial | Warehouse | Existing | Food Preparation | Natural Gas | Broiler | E1 | CCE | 0 | 0 | 0 | 0 | 0 | 0 | 0 | 0 | 0 | 0 | 0 | 0 | 0 | 0 | 0 | 0 | 0 | 0 | 0 | 0 | 0 | 0 | 0 | 0 | 0 | 0 | 0 | 0 | 0 | 0 | 0 | 0 | 0
F1_Commercial_Warehouse_Existing_Food Preparation_Natural Gas_Broiler_E2 | F1 | Commercial | Warehouse | Existing | Food Preparation | Natural Gas | Broiler | E2 | CCE | 0.59817 | 0.61931 | 0.55594 | 0.56637 | 0.56637 | 0.56637 | 0.56637 | 0.56637 | 0.56637 | 0.56637 | 0.56637 | 0.56637 | 0.56637 | 0.56637 | 0.56637 | 0.56637 | 0.56637 | 0.56637 | 0.56637 | 0.56637 | 0.56637 | 0.56637 | 0.56637 | 0.56637 | 0.56637 | 0.56637 | 0.56637 | 0.56637 | 0.56637 | 0.56637 | 0.56637 | 0.56637 | 0.56637
F1_Commercial_Warehouse_Existing_Food Preparation_Natural Gas_Broiler_E3 | F1 | Commercial | Warehouse | Existing | Food Preparation | Natural Gas | Broiler | E3 | CCE | 0 | 0 | 0 | 0 | 0 | 0 | 0 | 0 | 0 | 0 | 0 | 0 | 0 | 0 | 0 | 0 | 0 | 0 | 0 | 0 | 0 | 0 | 0 | 0 | 0 | 0 | 0 | 0 | 0 | 0 | 0 | 0 | 0
F1_Commercial_Warehouse_Existing_Food Preparation_Natural Gas_Broiler_E4 | F1 | Commercial | Warehouse | Existing | Food Preparation | Natural Gas | Broiler | E4 | CCE | 0 | 0 | 0 | 0 | 0 | 0 | 0 | 0 | 0 | 0 | 0 | 0 | 0 | 0 | 0 | 0 | 0 | 0 | 0 | 0 | 0 | 0 | 0 | 0 | 0 | 0 | 0 | 0 | 0 | 0 | 0 | 0 | 0
F1_Commercial_Warehouse_Existing_Food Preparation_Natural Gas_Broiler_E5 | F1 | Commercial | Warehouse | Existing | Food Preparation | Natural Gas | Broiler | E5 | CCE | 0 | 0 | 0 | 0 | 0 | 0 | 0 | 0 | 0 | 0 | 0 | 0 | 0 | 0 | 0 | 0 | 0 | 0 | 0 | 0 | 0 | 0 | 0 | 0 | 0 | 0 | 0 | 0 | 0 | 0 | 0 | 0 | 0
F1_Commercial_Warehouse_Existing_Food Preparation_Natural Gas_Broiler_E6 | F1 | Commercial | Warehouse | Existing | Food Preparation | Natural Gas | Broiler | E6 | CCE | 0 | 0 | 0 | 0 | 0 | 0 | 0 | 0 | 0 | 0 | 0 | 0 | 0 | 0 | 0 | 0 | 0 | 0 | 0 | 0 | 0 | 0 | 0 | 0 | 0 | 0 | 0 | 0 | 0 | 0 | 0 | 0 | 0
F1_Commercial_Warehouse_Existing_Food Preparation_Natural Gas_Broiler_E7 | F1 | Commercial | Warehouse | Existing | Food Preparation | Natural Gas | Broiler | E7 | CCE | 0 | 0 | 0 | 0 | 0 | 0 | 0 | 0 | 0 | 0 | 0 | 0 | 0 | 0 | 0 | 0 | 0 | 0 | 0 | 0 | 0 | 0 | 0 | 0 | 0 | 0 | 0 | 0 | 0 | 0 | 0 | 0 | 0
F1_Commercial_Warehouse_Existing_Food Preparation_Natural Gas_Broiler_E8 | F1 | Commercial | Warehouse | Existing | Food Preparation | Natural Gas | Broiler | E8 | CCE | 0 | 0 | 0 | 0 | 0 | 0 | 0 | 0 | 0 | 0 | 0 | 0 | 0 | 0 | 0 | 0 | 0 | 0 | 0 | 0 | 0 | 0 | 0 | 0 | 0 | 0 | 0 | 0 | 0 | 0 | 0 | 0 | 0
F1_Commercial_Warehouse_Existing_Food Preparation_Natural Gas_Broiler_E9 | F1 | Commercial | Warehouse | Existing | Food Preparation | Natural Gas | Broiler | E9 | CCE | 0 | 0 | 0 | 0 | 0 | 0 | 0 | 0 | 0 | 0 | 0 | 0 | 0 | 0 | 0 | 0 | 0 | 0 | 0 | 0 | 0 | 0 | 0 | 0 | 0 | 0 | 0 | 0 | 0 | 0 | 0 | 0 | 0
F1_Commercial_Warehouse_Existing_Food Preparation_Natural Gas_Broiler_E10 | F1 | Commercial | Warehouse | Existing | Food Preparation | Natural Gas | Broiler | E10 | CCE | 0 | 0 | 0 | 0 | 0 | 0 | 0 | 0 | 0 | 0 | 0 | 0 | 0 | 0 | 0 | 0 | 0 | 0 | 0 | 0 | 0 | 0 | 0 | 0 | 0 | 0 | 0 | 0 | 0 | 0 | 0 | 0 | 0
F2_Commercial_Warehouse_Existing_Food Preparation_Natural Gas_Broiler_E1 | F2 | Commercial | Warehouse | Existing | Food Preparation | Natural Gas | Broiler | E1 | TRC BC Ratio | bar: 2019 to 2051
F2_Commercial_Warehouse_Existing_Food Preparation_Natural Gas_Broiler_E2 | F2 | Commercial | Warehouse | Existing | Food Preparation | Natural Gas | Broiler | E2 | TRC BC Ratio | 2.7519 | 2.7554 | 2.7705 | 2.7565 | 2.7493 | 2.7603 | 2.7866 | 2.8079 | 2.834 | 2.8592 | 2.8846 | 2.9086 | 2.9342 | 2.9607 | 2.9863 | 3.0126 | 3.039 | 3.0674 | 3.0969 | 3.1274 | 3.1566 | 3.1859 | 3.2122 | 3.2386 | 3.2614 | 3.2812 | 3.2991 | 3.3146 | 3.3268 | 3.3367 | 3.3421 | 3.3458 | 3.3458
F2_Commercial_Warehouse_Existing_Food Preparation_Natural Gas_Broiler_E3 | F2 | Commercial | Warehouse | Existing | Food Preparation | Natural Gas | Broiler | E3 | TRC BC Ratio | 0 | 0 | 0 | 0 | 0 | 0 | 0 | 0 | 0 | 0 | 0 | 0 | 0 | 0 | 0 | 0 | 0 | 0 | 0 | 0 | 0 | 0 | 0 | 0 | 0 | 0 | 0 | 0 | 0 | 0 | 0 | 0 | 0
F2_Commercial_Warehouse_Existing_Food Preparation_Natural Gas_Broiler_E4 | F2 | Commercial | Warehouse | Existing | Food Preparation | Natural Gas | Broiler | E4 | TRC BC Ratio | 0 | 0 | 0 | 0 | 0 | 0 | 0 | 0 | 0 | 0 | 0 | 0 | 0 | 0 | 0 | 0 | 0 | 0 | 0 | 0 | 0 | 0 | 0 | 0 | 0 | 0 | 0 | 0 | 0 | 0 | 0 | 0 | 0
F2_Commercial_Warehouse_Existing_Food Preparation_Natural Gas_Broiler_E5 | F2 | Commercial | Warehouse | Existing | Food Preparation | Natural Gas | Broiler | E5 | TRC BC Ratio | 0 | 0 | 0 | 0 | 0 | 0 | 0 | 0 | 0 | 0 | 0 | 0 | 0 | 0 | 0 | 0 | 0 | 0 | 0 | 0 | 0 | 0 | 0 | 0 | 0 | 0 | 0 | 0 | 0 | 0 | 0 | 0 | 0
F2_Commercial_Warehouse_Existing_Food Preparation_Natural Gas_Broiler_E6 | F2 | Commercial | Warehouse | Existing | Food Preparation | Natural Gas | Broiler | E6 | TRC BC Ratio | 0 | 0 | 0 | 0 | 0 | 0 | 0 | 0 | 0 | 0 | 0 | 0 | 0 | 0 | 0 | 0 | 0 | 0 | 0 | 0 | 0 | 0 | 0 | 0 | 0 | 0 | 0 | 0 | 0 | 0 | 0 | 0 | 0
F2_Commercial_Warehouse_Existing_Food Preparation_Natural Gas_Broiler_E7 | F2 | Commercial | Warehouse | Existing | Food Preparation | Natural Gas | Broiler | E7 | TRC BC Ratio | 0 | 0 | 0 | 0 | 0 | 0 | 0 | 0 | 0 | 0 | 0 | 0 | 0 | 0 | 0 | 0 | 0 | 0 | 0 | 0 | 0 | 0 | 0 | 0 | 0 | 0 | 0 | 0 | 0 | 0 | 0 | 0 | 0
F2_Commercial_Warehouse_Existing_Food Preparation_Natural Gas_Broiler_E8 | F2 | Commercial | Warehouse | Existing | Food Preparation | Natural Gas | Broiler | E8 | TRC BC Ratio | 0 | 0 | 0 | 0 | 0 | 0 | 0 | 0 | 0 | 0 | 0 | 0 | 0 | 0 | 0 | 0 | 0 | 0 | 0 | 0 | 0 | 0 | 0 | 0 | 0 | 0 | 0 | 0 | 0 | 0 | 0 | 0 | 0
F2_Commercial_Warehouse_Existing_Food Preparation_Natural Gas_Broiler_E9 | F2 | Commercial | Warehouse | Existing | Food Preparation | Natural Gas | Broiler | E9 | TRC BC Ratio | 0 | 0 | 0 | 0 | 0 | 0 | 0 | 0 | 0 | 0 | 0 | 0 | 0 | 0 | 0 | 0 | 0 | 0 | 0 | 0 | 0 | 0 | 0 | 0 | 0 | 0 | 0 | 0 | 0 | 0 | 0 | 0 | 0
F2_Commercial_Warehouse_Existing_Food Preparation_Natural Gas_Broiler_E10 | F2 | Commercial | Warehouse | Existing | Food Preparation | Natural Gas | Broiler | E10 | TRC BC Ratio | 0 | 0 | 0 | 0 | 0 | 0 | 0 | 0 | 0 | 0 | 0 | 0 | 0 | 0 | 0 | 0 | 0 | 0 | 0 | 0 | 0 | 0 | 0 | 0 | 0 | 0 | 0 | 0 | 0 | 0 | 0 | 0 | 0
F3_Commercial_Warehouse_Existing_Food Preparation_Natural Gas_Broiler_E1 | F3 | Commercial | Warehouse | Existing | Food Preparation | Natural Gas | Broiler | E1 | PACT BC Ratio | bar: 2019 to 2051
F3_Commercial_Warehouse_Existing_Food Preparation_Natural Gas_Broiler_E2 | F3 | Commercial | Warehouse | Existing | Food Preparation | Natural Gas | Broiler | E2 | PACT BC Ratio | 3.6692 | 3.6739 | 3.694 | 3.6753 | 3.6658 | 3.6803 | 3.7154 | 3.7439 | 3.7787 | 3.8122 | 3.8462 | 3.8782 | 3.9123 | 3.9475 | 3.9818 | 4.0167 | 4.052 | 4.0899 | 4.1293 | 4.1698 | 4.2088 | 4.2479 | 4.283 | 4.3181 | 4.3486 | 4.3749 | 4.3988 | 4.4195 | 4.4357 | 4.4489 | 4.4562 | 4.461 | 4.461
F3_Commercial_Warehouse_Existing_Food Preparation_Natural Gas_Broiler_E3 | F3 | Commercial | Warehouse | Existing | Food Preparation | Natural Gas | Broiler | E3 | PACT BC Ratio | 0 | 0 | 0 | 0 | 0 | 0 | 0 | 0 | 0 | 0 | 0 | 0 | 0 | 0 | 0 | 0 | 0 | 0 | 0 | 0 | 0 | 0 | 0 | 0 | 0 | 0 | 0 | 0 | 0 | 0 | 0 | 0 | 0
F3_Commercial_Warehouse_Existing_Food Preparation_Natural Gas_Broiler_E4 | F3 | Commercial | Warehouse | Existing | Food Preparation | Natural Gas | Broiler | E4 | PACT BC Ratio | 0 | 0 | 0 | 0 | 0 | 0 | 0 | 0 | 0 | 0 | 0 | 0 | 0 | 0 | 0 | 0 | 0 | 0 | 0 | 0 | 0 | 0 | 0 | 0 | 0 | 0 | 0 | 0 | 0 | 0 | 0 | 0 | 0
F3_Commercial_Warehouse_Existing_Food Preparation_Natural Gas_Broiler_E5 | F3 | Commercial | Warehouse | Existing | Food Preparation | Natural Gas | Broiler | E5 | PACT BC Ratio | 0 | 0 | 0 | 0 | 0 | 0 | 0 | 0 | 0 | 0 | 0 | 0 | 0 | 0 | 0 | 0 | 0 | 0 | 0 | 0 | 0 | 0 | 0 | 0 | 0 | 0 | 0 | 0 | 0 | 0 | 0 | 0 | 0
F3_Commercial_Warehouse_Existing_Food Preparation_Natural Gas_Broiler_E6 | F3 | Commercial | Warehouse | Existing | Food Preparation | Natural Gas | Broiler | E6 | PACT BC Ratio | 0 | 0 | 0 | 0 | 0 | 0 | 0 | 0 | 0 | 0 | 0 | 0 | 0 | 0 | 0 | 0 | 0 | 0 | 0 | 0 | 0 | 0 | 0 | 0 | 0 | 0 | 0 | 0 | 0 | 0 | 0 | 0 | 0
F3_Commercial_Warehouse_Existing_Food Preparation_Natural Gas_Broiler_E7 | F3 | Commercial | Warehouse | Existing | Food Preparation | Natural Gas | Broiler | E7 | PACT BC Ratio | 0 | 0 | 0 | 0 | 0 | 0 | 0 | 0 | 0 | 0 | 0 | 0 | 0 | 0 | 0 | 0 | 0 | 0 | 0 | 0 | 0 | 0 | 0 | 0 | 0 | 0 | 0 | 0 | 0 | 0 | 0 | 0 | 0
F3_Commercial_Warehouse_Existing_Food Preparation_Natural Gas_Broiler_E8 | F3 | Commercial | Warehouse | Existing | Food Preparation | Natural Gas | Broiler | E8 | PACT BC Ratio | 0 | 0 | 0 | 0 | 0 | 0 | 0 | 0 | 0 | 0 | 0 | 0 | 0 | 0 | 0 | 0 | 0 | 0 | 0 | 0 | 0 | 0 | 0 | 0 | 0 | 0 | 0 | 0 | 0 | 0 | 0 | 0 | 0
F3_Commercial_Warehouse_Existing_Food Preparation_Natural Gas_Broiler_E9 | F3 | Commercial | Warehouse | Existing | Food Preparation | Natural Gas | Broiler | E9 | PACT BC Ratio | 0 | 0 | 0 | 0 | 0 | 0 | 0 | 0 | 0 | 0 | 0 | 0 | 0 | 0 | 0 | 0 | 0 | 0 | 0 | 0 | 0 | 0 | 0 | 0 | 0 | 0 | 0 | 0 | 0 | 0 | 0 | 0 | 0
F3_Commercial_Warehouse_Existing_Food Preparation_Natural Gas_Broiler_E10 | F3 | Commercial | Warehouse | Existing | Food Preparation | Natural Gas | Broiler | E10 | PACT BC Ratio | 0 | 0 | 0 | 0 | 0 | 0 | 0 | 0 | 0 | 0 | 0 | 0 | 0 | 0 | 0 | 0 | 0 | 0 | 0 | 0 | 0 | 0 | 0 | 0 | 0 | 0 | 0 | 0 | 0 | 0 | 0 | 0 | 0
F4_Commercial_Warehouse_Existing_Food Preparation_Natural Gas_Broiler_E1 | F4 | Commercial | Warehouse | Existing | Food Preparation | Natural Gas | Broiler | E1 | RVT BC Ratio | bar: 2019 to 2051
F4_Commercial_Warehouse_Existing_Food Preparation_Natural Gas_Broiler_E2 | F4 | Commercial | Warehouse | Existing | Food Preparation | Natural Gas | Broiler | E2 | RVT BC Ratio | 4.6564 | 4.6614 | 4.6831 | 4.6629 | 4.6526 | 4.6684 | 4.7062 | 4.7369 | 4.7744 | 4.8106 | 4.8472 | 4.8817 | 4.9184 | 4.9565 | 4.9934 | 5.0311 | 5.0691 | 5.11 | 5.1524 | 5.1962 | 5.2382 | 5.2804 | 5.3182 | 5.3561 | 5.3889 | 5.4173 | 5.4431 | 5.4654 | 5.4828 | 5.4971 | 5.5049 | 5.5101 | 5.5101
F4_Commercial_Warehouse_Existing_Food Preparation_Natural Gas_Broiler_E3 | F4 | Commercial | Warehouse | Existing | Food Preparation | Natural Gas | Broiler | E3 | RVT BC Ratio | 0 | 0 | 0 | 0 | 0 | 0 | 0 | 0 | 0 | 0 | 0 | 0 | 0 | 0 | 0 | 0 | 0 | 0 | 0 | 0 | 0 | 0 | 0 | 0 | 0 | 0 | 0 | 0 | 0 | 0 | 0 | 0 | 0
F4_Commercial_Warehouse_Existing_Food Preparation_Natural Gas_Broiler_E4 | F4 | Commercial | Warehouse | Existing | Food Preparation | Natural Gas | Broiler | E4 | RVT BC Ratio | 0 | 0 | 0 | 0 | 0 | 0 | 0 | 0 | 0 | 0 | 0 | 0 | 0 | 0 | 0 | 0 | 0 | 0 | 0 | 0 | 0 | 0 | 0 | 0 | 0 | 0 | 0 | 0 | 0 | 0 | 0 | 0 | 0
F4_Commercial_Warehouse_Existing_Food Preparation_Natural Gas_Broiler_E5 | F4 | Commercial | Warehouse | Existing | Food Preparation | Natural Gas | Broiler | E5 | RVT BC Ratio | 0 | 0 | 0 | 0 | 0 | 0 | 0 | 0 | 0 | 0 | 0 | 0 | 0 | 0 | 0 | 0 | 0 | 0 | 0 | 0 | 0 | 0 | 0 | 0 | 0 | 0 | 0 | 0 | 0 | 0 | 0 | 0 | 0
F4_Commercial_Warehouse_Existing_Food Preparation_Natural Gas_Broiler_E6 | F4 | Commercial | Warehouse | Existing | Food Preparation | Natural Gas | Broiler | E6 | RVT BC Ratio | 0 | 0 | 0 | 0 | 0 | 0 | 0 | 0 | 0 | 0 | 0 | 0 | 0 | 0 | 0 | 0 | 0 | 0 | 0 | 0 | 0 | 0 | 0 | 0 | 0 | 0 | 0 | 0 | 0 | 0 | 0 | 0 | 0
F4_Commercial_Warehouse_Existing_Food Preparation_Natural Gas_Broiler_E7 | F4 | Commercial | Warehouse | Existing | Food Preparation | Natural Gas | Broiler | E7 | RVT BC Ratio | 0 | 0 | 0 | 0 | 0 | 0 | 0 | 0 | 0 | 0 | 0 | 0 | 0 | 0 | 0 | 0 | 0 | 0 | 0 | 0 | 0 | 0 | 0 | 0 | 0 | 0 | 0 | 0 | 0 | 0 | 0 | 0 | 0
F4_Commercial_Warehouse_Existing_Food Preparation_Natural Gas_Broiler_E8 | F4 | Commercial | Warehouse | Existing | Food Preparation | Natural Gas | Broiler | E8 | RVT BC Ratio | 0 | 0 | 0 | 0 | 0 | 0 | 0 | 0 | 0 | 0 | 0 | 0 | 0 | 0 | 0 | 0 | 0 | 0 | 0 | 0 | 0 | 0 | 0 | 0 | 0 | 0 | 0 | 0 | 0 | 0 | 0 | 0 | 0
F4_Commercial_Warehouse_Existing_Food Preparation_Natural Gas_Broiler_E9 | F4 | Commercial | Warehouse | Existing | Food Preparation | Natural Gas | Broiler | E9 | RVT BC Ratio | 0 | 0 | 0 | 0 | 0 | 0 | 0 | 0 | 0 | 0 | 0 | 0 | 0 | 0 | 0 | 0 | 0 | 0 | 0 | 0 | 0 | 0 | 0 | 0 | 0 | 0 | 0 | 0 | 0 | 0 | 0 | 0 | 0
F4_Commercial_Warehouse_Existing_Food Preparation_Natural Gas_Broiler_E10 | F4 | Commercial | Warehouse | Existing | Food Preparation | Natural Gas | Broiler | E10 | RVT BC Ratio | 0 | 0 | 0 | 0 | 0 | 0 | 0 | 0 | 0 | 0 | 0 | 0 | 0 | 0 | 0 | 0 | 0 | 0 | 0 | 0 | 0 | 0 | 0 | 0 | 0 | 0 | 0 | 0 | 0 | 0 | 0 | 0 | 0
F5_Commercial_Warehouse_Existing_Food Preparation_Natural Gas_Broiler_E1 | F5 | Commercial | Warehouse | Existing | Food Preparation | Natural Gas | Broiler | E1 | RIM BC Ratio | bar: 2019 to 2051
F5_Commercial_Warehouse_Existing_Food Preparation_Natural Gas_Broiler_E2 | F5 | Commercial | Warehouse | Existing | Food Preparation | Natural Gas | Broiler | E2 | RIM BC Ratio | 0.67999 | 0.68015 | 0.68084 | 0.6802 | 0.67987 | 0.68037 | 0.68156 | 0.68252 | 0.68367 | 0.68475 | 0.68584 | 0.68685 | 0.68791 | 0.689 | 0.69003 | 0.69107 | 0.69211 | 0.69321 | 0.69433 | 0.69547 | 0.69654 | 0.69761 | 0.69854 | 0.69947 | 0.70027 | 0.70095 | 0.70156 | 0.70208 | 0.70249 | 0.70282 | 0.703 | 0.70312 | 0.70312
F5_Commercial_Warehouse_Existing_Food Preparation_Natural Gas_Broiler_E3 | F5 | Commercial | Warehouse | Existing | Food Preparation | Natural Gas | Broiler | E3 | RIM BC Ratio | 0 | 0 | 0 | 0 | 0 | 0 | 0 | 0 | 0 | 0 | 0 | 0 | 0 | 0 | 0 | 0 | 0 | 0 | 0 | 0 | 0 | 0 | 0 | 0 | 0 | 0 | 0 | 0 | 0 | 0 | 0 | 0 | 0
F5_Commercial_Warehouse_Existing_Food Preparation_Natural Gas_Broiler_E4 | F5 | Commercial | Warehouse | Existing | Food Preparation | Natural Gas | Broiler | E4 | RIM BC Ratio | 0 | 0 | 0 | 0 | 0 | 0 | 0 | 0 | 0 | 0 | 0 | 0 | 0 | 0 | 0 | 0 | 0 | 0 | 0 | 0 | 0 | 0 | 0 | 0 | 0 | 0 | 0 | 0 | 0 | 0 | 0 | 0 | 0
F5_Commercial_Warehouse_Existing_Food Preparation_Natural Gas_Broiler_E5 | F5 | Commercial | Warehouse | Existing | Food Preparation | Natural Gas | Broiler | E5 | RIM BC Ratio | 0 | 0 | 0 | 0 | 0 | 0 | 0 | 0 | 0 | 0 | 0 | 0 | 0 | 0 | 0 | 0 | 0 | 0 | 0 | 0 | 0 | 0 | 0 | 0 | 0 | 0 | 0 | 0 | 0 | 0 | 0 | 0 | 0
F5_Commercial_Warehouse_Existing_Food Preparation_Natural Gas_Broiler_E6 | F5 | Commercial | Warehouse | Existing | Food Preparation | Natural Gas | Broiler | E6 | RIM BC Ratio | 0 | 0 | 0 | 0 | 0 | 0 | 0 | 0 | 0 | 0 | 0 | 0 | 0 | 0 | 0 | 0 | 0 | 0 | 0 | 0 | 0 | 0 | 0 | 0 | 0 | 0 | 0 | 0 | 0 | 0 | 0 | 0 | 0
F5_Commercial_Warehouse_Existing_Food Preparation_Natural Gas_Broiler_E7 | F5 | Commercial | Warehouse | Existing | Food Preparation | Natural Gas | Broiler | E7 | RIM BC Ratio | 0 | 0 | 0 | 0 | 0 | 0 | 0 | 0 | 0 | 0 | 0 | 0 | 0 | 0 | 0 | 0 | 0 | 0 | 0 | 0 | 0 | 0 | 0 | 0 | 0 | 0 | 0 | 0 | 0 | 0 | 0 | 0 | 0
F5_Commercial_Warehouse_Existing_Food Preparation_Natural Gas_Broiler_E8 | F5 | Commercial | Warehouse | Existing | Food Preparation | Natural Gas | Broiler | E8 | RIM BC Ratio | 0 | 0 | 0 | 0 | 0 | 0 | 0 | 0 | 0 | 0 | 0 | 0 | 0 | 0 | 0 | 0 | 0 | 0 | 0 | 0 | 0 | 0 | 0 | 0 | 0 | 0 | 0 | 0 | 0 | 0 | 0 | 0 | 0
F5_Commercial_Warehouse_Existing_Food Preparation_Natural Gas_Broiler_E9 | F5 | Commercial | Warehouse | Existing | Food Preparation | Natural Gas | Broiler | E9 | RIM BC Ratio | 0 | 0 | 0 | 0 | 0 | 0 | 0 | 0 | 0 | 0 | 0 | 0 | 0 | 0 | 0 | 0 | 0 | 0 | 0 | 0 | 0 | 0 | 0 | 0 | 0 | 0 | 0 | 0 | 0 | 0 | 0 | 0 | 0
F5_Commercial_Warehouse_Existing_Food Preparation_Natural Gas_Broiler_E10 | F5 | Commercial | Warehouse | Existing | Food Preparation | Natural Gas | Broiler | E10 | RIM BC Ratio | 0 | 0 | 0 | 0 | 0 | 0 | 0 | 0 | 0 | 0 | 0 | 0 | 0 | 0 | 0 | 0 | 0 | 0 | 0 | 0 | 0 | 0 | 0 | 0 | 0 | 0 | 0 | 0 | 0 | 0 | 0 | 0 | 0
F0_Commercial_Warehouse_Existing_Food Preparation_Natural Gas_Griddle_E0 | F0 | Commercial | Warehouse | Existing | Food Preparation | Natural Gas | Griddle | E0 | Economic Unit | ENERGY STAR | ENERGY STAR | ENERGY STAR | ENERGY STAR | ENERGY STAR | ENERGY STAR | ENERGY STAR | ENERGY STAR | ENERGY STAR | ENERGY STAR | ENERGY STAR | ENERGY STAR | ENERGY STAR | ENERGY STAR | ENERGY STAR | ENERGY STAR | ENERGY STAR | ENERGY STAR | ENERGY STAR | ENERGY STAR | ENERGY STAR | ENERGY STAR | ENERGY STAR | ENERGY STAR | ENERGY STAR | ENERGY STAR | ENERGY STAR | ENERGY STAR | ENERGY STAR | ENERGY STAR | ENERGY STAR | ENERGY STAR | ENERGY STAR
F1_Commercial_Warehouse_Existing_Food Preparation_Natural Gas_Griddle_E1 | F1 | Commercial | Warehouse | Existing | Food Preparation | Natural Gas | Griddle | E1 | CCE | 0 | 0 | 0 | 0 | 0 | 0 | 0 | 0 | 0 | 0 | 0 | 0 | 0 | 0 | 0 | 0 | 0 | 0 | 0 | 0 | 0 | 0 | 0 | 0 | 0 | 0 | 0 | 0 | 0 | 0 | 0 | 0 | 0
F1_Commercial_Warehouse_Existing_Food Preparation_Natural Gas_Griddle_E2 | F1 | Commercial | Warehouse | Existing | Food Preparation | Natural Gas | Griddle | E2 | CCE | 0.29693 | 0.30743 | 0.27597 | 0 | 0 | 0 | 0 | 0 | 0 | 0 | 0 | 0 | 0 | 0 | 0 | 0 | 0 | 0 | 0 | 0 | 0 | 0 | 0 | 0 | 0 | 0 | 0 | 0 | 0 | 0 | 0 | 0 | 0
F1_Commercial_Warehouse_Existing_Food Preparation_Natural Gas_Griddle_E3 | F1 | Commercial | Warehouse | Existing | Food Preparation | Natural Gas | Griddle | E3 | CCE | 0 | 0 | 0 | 0 | 0 | 0 | 0 | 0 | 0 | 0 | 0 | 0 | 0 | 0 | 0 | 0 | 0 | 0 | 0 | 0 | 0 | 0 | 0 | 0 | 0 | 0 | 0 | 0 | 0 | 0 | 0 | 0 | 0
F1_Commercial_Warehouse_Existing_Food Preparation_Natural Gas_Griddle_E4 | F1 | Commercial | Warehouse | Existing | Food Preparation | Natural Gas | Griddle | E4 | CCE | 0 | 0 | 0 | 0 | 0 | 0 | 0 | 0 | 0 | 0 | 0 | 0 | 0 | 0 | 0 | 0 | 0 | 0 | 0 | 0 | 0 | 0 | 0 | 0 | 0 | 0 | 0 | 0 | 0 | 0 | 0 | 0 | 0
F1_Commercial_Warehouse_Existing_Food Preparation_Natural Gas_Griddle_E5 | F1 | Commercial | Warehouse | Existing | Food Preparation | Natural Gas | Griddle | E5 | CCE | 0 | 0 | 0 | 0 | 0 | 0 | 0 | 0 | 0 | 0 | 0 | 0 | 0 | 0 | 0 | 0 | 0 | 0 | 0 | 0 | 0 | 0 | 0 | 0 | 0 | 0 | 0 | 0 | 0 | 0 | 0 | 0 | 0
F1_Commercial_Warehouse_Existing_Food Preparation_Natural Gas_Griddle_E6 | F1 | Commercial | Warehouse | Existing | Food Preparation | Natural Gas | Griddle | E6 | CCE | 0 | 0 | 0 | 0 | 0 | 0 | 0 | 0 | 0 | 0 | 0 | 0 | 0 | 0 | 0 | 0 | 0 | 0 | 0 | 0 | 0 | 0 | 0 | 0 | 0 | 0 | 0 | 0 | 0 | 0 | 0 | 0 | 0
F1_Commercial_Warehouse_Existing_Food Preparation_Natural Gas_Griddle_E7 | F1 | Commercial | Warehouse | Existing | Food Preparation | Natural Gas | Griddle | E7 | CCE | 0 | 0 | 0 | 0 | 0 | 0 | 0 | 0 | 0 | 0 | 0 | 0 | 0 | 0 | 0 | 0 | 0 | 0 | 0 | 0 | 0 | 0 | 0 | 0 | 0 | 0 | 0 | 0 | 0 | 0 | 0 | 0 | 0
F1_Commercial_Warehouse_Existing_Food Preparation_Natural Gas_Griddle_E8 | F1 | Commercial | Warehouse | Existing | Food Preparation | Natural Gas | Griddle | E8 | CCE | 0 | 0 | 0 | 0 | 0 | 0 | 0 | 0 | 0 | 0 | 0 | 0 | 0 | 0 | 0 | 0 | 0 | 0 | 0 | 0 | 0 | 0 | 0 | 0 | 0 | 0 | 0 | 0 | 0 | 0 | 0 | 0 | 0
F1_Commercial_Warehouse_Existing_Food Preparation_Natural Gas_Griddle_E9 | F1 | Commercial | Warehouse | Existing | Food Preparation | Natural Gas | Griddle | E9 | CCE | 0 | 0 | 0 | 0 | 0 | 0 | 0 | 0 | 0 | 0 | 0 | 0 | 0 | 0 | 0 | 0 | 0 | 0 | 0 | 0 | 0 | 0 | 0 | 0 | 0 | 0 | 0 | 0 | 0 | 0 | 0 | 0 | 0
F1_Commercial_Warehouse_Existing_Food Preparation_Natural Gas_Griddle_E10 | F1 | Commercial | Warehouse | Existing | Food Preparation | Natural Gas | Griddle | E10 | CCE | 0 | 0 | 0 | 0 | 0 | 0 | 0 | 0 | 0 | 0 | 0 | 0 | 0 | 0 | 0 | 0 | 0 | 0 | 0 | 0 | 0 | 0 | 0 | 0 | 0 | 0 | 0 | 0 | 0 | 0 | 0 | 0 | 0
F2_Commercial_Warehouse_Existing_Food Preparation_Natural Gas_Griddle_E1 | F2 | Commercial | Warehouse | Existing | Food Preparation | Natural Gas | Griddle | E1 | TRC BC Ratio | 1 | 1 | 1 | 0 | 0 | 0 | 0 | 0 | 0 | 0 | 0 | 0 | 0 | 0 | 0 | 0 | 0 | 0 | 0 | 0 | 0 | 0 | 0 | 0 | 0 | 0 | 0 | 0 | 0 | 0 | 0 | 0 | 0
F2_Commercial_Warehouse_Existing_Food Preparation_Natural Gas_Griddle_E2 | F2 | Commercial | Warehouse | Existing | Food Preparation | Natural Gas | Griddle | E2 | TRC BC Ratio | 5.5437 | 5.5508 | 5.5811 | 1 | 1 | 1 | 1 | 1 | 1 | 1 | 1 | 1 | 1 | 1 | 1 | 1 | 1 | 1 | 1 | 1 | 1 | 1 | 1 | 1 | 1 | 1 | 1 | 1 | 1 | 1 | 1 | 1 | 1
F2_Commercial_Warehouse_Existing_Food Preparation_Natural Gas_Griddle_E3 | F2 | Commercial | Warehouse | Existing | Food Preparation | Natural Gas | Griddle | E3 | TRC BC Ratio | 0 | 0 | 0 | 0 | 0 | 0 | 0 | 0 | 0 | 0 | 0 | 0 | 0 | 0 | 0 | 0 | 0 | 0 | 0 | 0 | 0 | 0 | 0 | 0 | 0 | 0 | 0 | 0 | 0 | 0 | 0 | 0 | 0
F2_Commercial_Warehouse_Existing_Food Preparation_Natural Gas_Griddle_E4 | F2 | Commercial | Warehouse | Existing | Food Preparation | Natural Gas | Griddle | E4 | TRC BC Ratio | 0 | 0 | 0 | 0 | 0 | 0 | 0 | 0 | 0 | 0 | 0 | 0 | 0 | 0 | 0 | 0 | 0 | 0 | 0 | 0 | 0 | 0 | 0 | 0 | 0 | 0 | 0 | 0 | 0 | 0 | 0 | 0 | 0
F2_Commercial_Warehouse_Existing_Food Preparation_Natural Gas_Griddle_E5 | F2 | Commercial | Warehouse | Existing | Food Preparation | Natural Gas | Griddle | E5 | TRC BC Ratio | 0 | 0 | 0 | 0 | 0 | 0 | 0 | 0 | 0 | 0 | 0 | 0 | 0 | 0 | 0 | 0 | 0 | 0 | 0 | 0 | 0 | 0 | 0 | 0 | 0 | 0 | 0 | 0 | 0 | 0 | 0 | 0 | 0
F2_Commercial_Warehouse_Existing_Food Preparation_Natural Gas_Griddle_E6 | F2 | Commercial | Warehouse | Existing | Food Preparation | Natural Gas | Griddle | E6 | TRC BC Ratio | 0 | 0 | 0 | 0 | 0 | 0 | 0 | 0 | 0 | 0 | 0 | 0 | 0 | 0 | 0 | 0 | 0 | 0 | 0 | 0 | 0 | 0 | 0 | 0 | 0 | 0 | 0 | 0 | 0 | 0 | 0 | 0 | 0
F2_Commercial_Warehouse_Existing_Food Preparation_Natural Gas_Griddle_E7 | F2 | Commercial | Warehouse | Existing | Food Preparation | Natural Gas | Griddle | E7 | TRC BC Ratio | 0 | 0 | 0 | 0 | 0 | 0 | 0 | 0 | 0 | 0 | 0 | 0 | 0 | 0 | 0 | 0 | 0 | 0 | 0 | 0 | 0 | 0 | 0 | 0 | 0 | 0 | 0 | 0 | 0 | 0 | 0 | 0 | 0
F2_Commercial_Warehouse_Existing_Food Preparation_Natural Gas_Griddle_E8 | F2 | Commercial | Warehouse | Existing | Food Preparation | Natural Gas | Griddle | E8 | TRC BC Ratio | 0 | 0 | 0 | 0 | 0 | 0 | 0 | 0 | 0 | 0 | 0 | 0 | 0 | 0 | 0 | 0 | 0 | 0 | 0 | 0 | 0 | 0 | 0 | 0 | 0 | 0 | 0 | 0 | 0 | 0 | 0 | 0 | 0
F2_Commercial_Warehouse_Existing_Food Preparation_Natural Gas_Griddle_E9 | F2 | Commercial | Warehouse | Existing | Food Preparation | Natural Gas | Griddle | E9 | TRC BC Ratio | 0 | 0 | 0 | 0 | 0 | 0 | 0 | 0 | 0 | 0 | 0 | 0 | 0 | 0 | 0 | 0 | 0 | 0 | 0 | 0 | 0 | 0 | 0 | 0 | 0 | 0 | 0 | 0 | 0 | 0 | 0 | 0 | 0
F2_Commercial_Warehouse_Existing_Food Preparation_Natural Gas_Griddle_E10 | F2 | Commercial | Warehouse | Existing | Food Preparation | Natural Gas | Griddle | E10 | TRC BC Ratio | 0 | 0 | 0 | 0 | 0 | 0 | 0 | 0 | 0 | 0 | 0 | 0 | 0 | 0 | 0 | 0 | 0 | 0 | 0 | 0 | 0 | 0 | 0 | 0 | 0 | 0 | 0 | 0 | 0 | 0 | 0 | 0 | 0
F3_Commercial_Warehouse_Existing_Food Preparation_Natural Gas_Griddle_E1 | F3 | Commercial | Warehouse | Existing | Food Preparation | Natural Gas | Griddle | E1 | PACT BC Ratio | 1 | 1 | 1 | 0 | 0 | 0 | 0 | 0 | 0 | 0 | 0 | 0 | 0 | 0 | 0 | 0 | 0 | 0 | 0 | 0 | 0 | 0 | 0 | 0 | 0 | 0 | 0 | 0 | 0 | 0 | 0 | 0 | 0
F3_Commercial_Warehouse_Existing_Food Preparation_Natural Gas_Griddle_E2 | F3 | Commercial | Warehouse | Existing | Food Preparation | Natural Gas | Griddle | E2 | PACT BC Ratio | 7.3916 | 7.4011 | 7.4415 | 1 | 1 | 1 | 1 | 1 | 1 | 1 | 1 | 1 | 1 | 1 | 1 | 1 | 1 | 1 | 1 | 1 | 1 | 1 | 1 | 1 | 1 | 1 | 1 | 1 | 1 | 1 | 1 | 1 | 1
F3_Commercial_Warehouse_Existing_Food Preparation_Natural Gas_Griddle_E3 | F3 | Commercial | Warehouse | Existing | Food Preparation | Natural Gas | Griddle | E3 | PACT BC Ratio | 0 | 0 | 0 | 0 | 0 | 0 | 0 | 0 | 0 | 0 | 0 | 0 | 0 | 0 | 0 | 0 | 0 | 0 | 0 | 0 | 0 | 0 | 0 | 0 | 0 | 0 | 0 | 0 | 0 | 0 | 0 | 0 | 0
F3_Commercial_Warehouse_Existing_Food Preparation_Natural Gas_Griddle_E4 | F3 | Commercial | Warehouse | Existing | Food Preparation | Natural Gas | Griddle | E4 | PACT BC Ratio | 0 | 0 | 0 | 0 | 0 | 0 | 0 | 0 | 0 | 0 | 0 | 0 | 0 | 0 | 0 | 0 | 0 | 0 | 0 | 0 | 0 | 0 | 0 | 0 | 0 | 0 | 0 | 0 | 0 | 0 | 0 | 0 | 0
F3_Commercial_Warehouse_Existing_Food Preparation_Natural Gas_Griddle_E5 | F3 | Commercial | Warehouse | Existing | Food Preparation | Natural Gas | Griddle | E5 | PACT BC Ratio | 0 | 0 | 0 | 0 | 0 | 0 | 0 | 0 | 0 | 0 | 0 | 0 | 0 | 0 | 0 | 0 | 0 | 0 | 0 | 0 | 0 | 0 | 0 | 0 | 0 | 0 | 0 | 0 | 0 | 0 | 0 | 0 | 0
F3_Commercial_Warehouse_Existing_Food Preparation_Natural Gas_Griddle_E6 | F3 | Commercial | Warehouse | Existing | Food Preparation | Natural Gas | Griddle | E6 | PACT BC Ratio | 0 | 0 | 0 | 0 | 0 | 0 | 0 | 0 | 0 | 0 | 0 | 0 | 0 | 0 | 0 | 0 | 0 | 0 | 0 | 0 | 0 | 0 | 0 | 0 | 0 | 0 | 0 | 0 | 0 | 0 | 0 | 0 | 0
F3_Commercial_Warehouse_Existing_Food Preparation_Natural Gas_Griddle_E7 | F3 | Commercial | Warehouse | Existing | Food Preparation | Natural Gas | Griddle | E7 | PACT BC Ratio | 0 | 0 | 0 | 0 | 0 | 0 | 0 | 0 | 0 | 0 | 0 | 0 | 0 | 0 | 0 | 0 | 0 | 0 | 0 | 0 | 0 | 0 | 0 | 0 | 0 | 0 | 0 | 0 | 0 | 0 | 0 | 0 | 0
F3_Commercial_Warehouse_Existing_Food Preparation_Natural Gas_Griddle_E8 | F3 | Commercial | Warehouse | Existing | Food Preparation | Natural Gas | Griddle | E8 | PACT BC Ratio | 0 | 0 | 0 | 0 | 0 | 0 | 0 | 0 | 0 | 0 | 0 | 0 | 0 | 0 | 0 | 0 | 0 | 0 | 0 | 0 | 0 | 0 | 0 | 0 | 0 | 0 | 0 | 0 | 0 | 0 | 0 | 0 | 0
F3_Commercial_Warehouse_Existing_Food Preparation_Natural Gas_Griddle_E9 | F3 | Commercial | Warehouse | Existing | Food Preparation | Natural Gas | Griddle | E9 | PACT BC Ratio | 0 | 0 | 0 | 0 | 0 | 0 | 0 | 0 | 0 | 0 | 0 | 0 | 0 | 0 | 0 | 0 | 0 | 0 | 0 | 0 | 0 | 0 | 0 | 0 | 0 | 0 | 0 | 0 | 0 | 0 | 0 | 0 | 0
F3_Commercial_Warehouse_Existing_Food Preparation_Natural Gas_Griddle_E10 | F3 | Commercial | Warehouse | Existing | Food Preparation | Natural Gas | Griddle | E10 | PACT BC Ratio | 0 | 0 | 0 | 0 | 0 | 0 | 0 | 0 | 0 | 0 | 0 | 0 | 0 | 0 | 0 | 0 | 0 | 0 | 0 | 0 | 0 | 0 | 0 | 0 | 0 | 0 | 0 | 0 | 0 | 0 | 0 | 0 | 0
F4_Commercial_Warehouse_Existing_Food Preparation_Natural Gas_Griddle_E1 | F4 | Commercial | Warehouse | Existing | Food Preparation | Natural Gas | Griddle | E1 | RVT BC Ratio | 1 | 1 | 1 | 0 | 0 | 0 | 0 | 0 | 0 | 0 | 0 | 0 | 0 | 0 | 0 | 0 | 0 | 0 | 0 | 0 | 0 | 0 | 0 | 0 | 0 | 0 | 0 | 0 | 0 | 0 | 0 | 0 | 0
F4_Commercial_Warehouse_Existing_Food Preparation_Natural Gas_Griddle_E2 | F4 | Commercial | Warehouse | Existing | Food Preparation | Natural Gas | Griddle | E2 | RVT BC Ratio | 8.6701 | 8.6803 | 8.7239 | 1 | 1 | 1 | 1 | 1 | 1 | 1 | 1 | 1 | 1 | 1 | 1 | 1 | 1 | 1 | 1 | 1 | 1 | 1 | 1 | 1 | 1 | 1 | 1 | 1 | 1 | 1 | 1 | 1 | 1
F4_Commercial_Warehouse_Existing_Food Preparation_Natural Gas_Griddle_E3 | F4 | Commercial | Warehouse | Existing | Food Preparation | Natural Gas | Griddle | E3 | RVT BC Ratio | 0 | 0 | 0 | 0 | 0 | 0 | 0 | 0 | 0 | 0 | 0 | 0 | 0 | 0 | 0 | 0 | 0 | 0 | 0 | 0 | 0 | 0 | 0 | 0 | 0 | 0 | 0 | 0 | 0 | 0 | 0 | 0 | 0
F4_Commercial_Warehouse_Existing_Food Preparation_Natural Gas_Griddle_E4 | F4 | Commercial | Warehouse | Existing | Food Preparation | Natural Gas | Griddle | E4 | RVT BC Ratio | 0 | 0 | 0 | 0 | 0 | 0 | 0 | 0 | 0 | 0 | 0 | 0 | 0 | 0 | 0 | 0 | 0 | 0 | 0 | 0 | 0 | 0 | 0 | 0 | 0 | 0 | 0 | 0 | 0 | 0 | 0 | 0 | 0
F4_Commercial_Warehouse_Existing_Food Preparation_Natural Gas_Griddle_E5 | F4 | Commercial | Warehouse | Existing | Food Preparation | Natural Gas | Griddle | E5 | RVT BC Ratio | 0 | 0 | 0 | 0 | 0 | 0 | 0 | 0 | 0 | 0 | 0 | 0 | 0 | 0 | 0 | 0 | 0 | 0 | 0 | 0 | 0 | 0 | 0 | 0 | 0 | 0 | 0 | 0 | 0 | 0 | 0 | 0 | 0
F4_Commercial_Warehouse_Existing_Food Preparation_Natural Gas_Griddle_E6 | F4 | Commercial | Warehouse | Existing | Food Preparation | Natural Gas | Griddle | E6 | RVT BC Ratio | 0 | 0 | 0 | 0 | 0 | 0 | 0 | 0 | 0 | 0 | 0 | 0 | 0 | 0 | 0 | 0 | 0 | 0 | 0 | 0 | 0 | 0 | 0 | 0 | 0 | 0 | 0 | 0 | 0 | 0 | 0 | 0 | 0
F4_Commercial_Warehouse_Existing_Food Preparation_Natural Gas_Griddle_E7 | F4 | Commercial | Warehouse | Existing | Food Preparation | Natural Gas | Griddle | E7 | RVT BC Ratio | 0 | 0 | 0 | 0 | 0 | 0 | 0 | 0 | 0 | 0 | 0 | 0 | 0 | 0 | 0 | 0 | 0 | 0 | 0 | 0 | 0 | 0 | 0 | 0 | 0 | 0 | 0 | 0 | 0 | 0 | 0 | 0 | 0
F4_Commercial_Warehouse_Existing_Food Preparation_Natural Gas_Griddle_E8 | F4 | Commercial | Warehouse | Existing | Food Preparation | Natural Gas | Griddle | E8 | RVT BC Ratio | 0 | 0 | 0 | 0 | 0 | 0 | 0 | 0 | 0 | 0 | 0 | 0 | 0 | 0 | 0 | 0 | 0 | 0 | 0 | 0 | 0 | 0 | 0 | 0 | 0 | 0 | 0 | 0 | 0 | 0 | 0 | 0 | 0
F4_Commercial_Warehouse_Existing_Food Preparation_Natural Gas_Griddle_E9 | F4 | Commercial | Warehouse | Existing | Food Preparation | Natural Gas | Griddle | E9 | RVT BC Ratio | 0 | 0 | 0 | 0 | 0 | 0 | 0 | 0 | 0 | 0 | 0 | 0 | 0 | 0 | 0 | 0 | 0 | 0 | 0 | 0 | 0 | 0 | 0 | 0 | 0 | 0 | 0 | 0 | 0 | 0 | 0 | 0 | 0
F4_Commercial_Warehouse_Existing_Food Preparation_Natural Gas_Griddle_E10 | F4 | Commercial | Warehouse | Existing | Food Preparation | Natural Gas | Griddle | E10 | RVT BC Ratio | 0 | 0 | 0 | 0 | 0 | 0 | 0 | 0 | 0 | 0 | 0 | 0 | 0 | 0 | 0 | 0 | 0 | 0 | 0 | 0 | 0 | 0 | 0 | 0 | 0 | 0 | 0 | 0 | 0 | 0 | 0 | 0 | 0
F5_Commercial_Warehouse_Existing_Food Preparation_Natural Gas_Griddle_E1 | F5 | Commercial | Warehouse | Existing | Food Preparation | Natural Gas | Griddle | E1 | RIM BC Ratio | 1 | 1 | 1 | 0 | 0 | 0 | 0 | 0 | 0 | 0 | 0 | 0 | 0 | 0 | 0 | 0 | 0 | 0 | 0 | 0 | 0 | 0 | 0 | 0 | 0 | 0 | 0 | 0 | 0 | 0 | 0 | 0 | 0
F5_Commercial_Warehouse_Existing_Food Preparation_Natural Gas_Griddle_E2 | F5 | Commercial | Warehouse | Existing | Food Preparation | Natural Gas | Griddle | E2 | RIM BC Ratio | 0.74999 | 0.75009 | 0.7505 | 1 | 1 | 1 | 1 | 1 | 1 | 1 | 1 | 1 | 1 | 1 | 1 | 1 | 1 | 1 | 1 | 1 | 1 | 1 | 1 | 1 | 1 | 1 | 1 | 1 | 1 | 1 | 1 | 1 | 1
F5_Commercial_Warehouse_Existing_Food Preparation_Natural Gas_Griddle_E3 | F5 | Commercial | Warehouse | Existing | Food Preparation | Natural Gas | Griddle | E3 | RIM BC Ratio | 0 | 0 | 0 | 0 | 0 | 0 | 0 | 0 | 0 | 0 | 0 | 0 | 0 | 0 | 0 | 0 | 0 | 0 | 0 | 0 | 0 | 0 | 0 | 0 | 0 | 0 | 0 | 0 | 0 | 0 | 0 | 0 | 0
F5_Commercial_Warehouse_Existing_Food Preparation_Natural Gas_Griddle_E4 | F5 | Commercial | Warehouse | Existing | Food Preparation | Natural Gas | Griddle | E4 | RIM BC Ratio | 0 | 0 | 0 | 0 | 0 | 0 | 0 | 0 | 0 | 0 | 0 | 0 | 0 | 0 | 0 | 0 | 0 | 0 | 0 | 0 | 0 | 0 | 0 | 0 | 0 | 0 | 0 | 0 | 0 | 0 | 0 | 0 | 0
F5_Commercial_Warehouse_Existing_Food Preparation_Natural Gas_Griddle_E5 | F5 | Commercial | Warehouse | Existing | Food Preparation | Natural Gas | Griddle | E5 | RIM BC Ratio | 0 | 0 | 0 | 0 | 0 | 0 | 0 | 0 | 0 | 0 | 0 | 0 | 0 | 0 | 0 | 0 | 0 | 0 | 0 | 0 | 0 | 0 | 0 | 0 | 0 | 0 | 0 | 0 | 0 | 0 | 0 | 0 | 0
F5_Commercial_Warehouse_Existing_Food Preparation_Natural Gas_Griddle_E6 | F5 | Commercial | Warehouse | Existing | Food Preparation | Natural Gas | Griddle | E6 | RIM BC Ratio | 0 | 0 | 0 | 0 | 0 | 0 | 0 | 0 | 0 | 0 | 0 | 0 | 0 | 0 | 0 | 0 | 0 | 0 | 0 | 0 | 0 | 0 | 0 | 0 | 0 | 0 | 0 | 0 | 0 | 0 | 0 | 0 | 0
F5_Commercial_Warehouse_Existing_Food Preparation_Natural Gas_Griddle_E7 | F5 | Commercial | Warehouse | Existing | Food Preparation | Natural Gas | Griddle | E7 | RIM BC Ratio | 0 | 0 | 0 | 0 | 0 | 0 | 0 | 0 | 0 | 0 | 0 | 0 | 0 | 0 | 0 | 0 | 0 | 0 | 0 | 0 | 0 | 0 | 0 | 0 | 0 | 0 | 0 | 0 | 0 | 0 | 0 | 0 | 0
F5_Commercial_Warehouse_Existing_Food Preparation_Natural Gas_Griddle_E8 | F5 | Commercial | Warehouse | Existing | Food Preparation | Natural Gas | Griddle | E8 | RIM BC Ratio | 0 | 0 | 0 | 0 | 0 | 0 | 0 | 0 | 0 | 0 | 0 | 0 | 0 | 0 | 0 | 0 | 0 | 0 | 0 | 0 | 0 | 0 | 0 | 0 | 0 | 0 | 0 | 0 | 0 | 0 | 0 | 0 | 0
F5_Commercial_Warehouse_Existing_Food Preparation_Natural Gas_Griddle_E9 | F5 | Commercial | Warehouse | Existing | Food Preparation | Natural Gas | Griddle | E9 | RIM BC Ratio | 0 | 0 | 0 | 0 | 0 | 0 | 0 | 0 | 0 | 0 | 0 | 0 | 0 | 0 | 0 | 0 | 0 | 0 | 0 | 0 | 0 | 0 | 0 | 0 | 0 | 0 | 0 | 0 | 0 | 0 | 0 | 0 | 0
F5_Commercial_Warehouse_Existing_Food Preparation_Natural Gas_Griddle_E10 | F5 | Commercial | Warehouse | Existing | Food Preparation | Natural Gas | Griddle | E10 | RIM BC Ratio | 0 | 0 | 0 | 0 | 0 | 0 | 0 | 0 | 0 | 0 | 0 | 0 | 0 | 0 | 0 | 0 | 0 | 0 | 0 | 0 | 0 | 0 | 0 | 0 | 0 | 0 | 0 | 0 | 0 | 0 | 0 | 0 | 0
F0_Commercial_Warehouse_Existing_Food Preparation_Natural Gas_Range_E0 | F0 | Commercial | Warehouse | Existing | Food Preparation | Natural Gas | Range | E0 | Economic Unit | High Efficiency | High Efficiency | High Efficiency | High Efficiency | High Efficiency | High Efficiency | High Efficiency | High Efficiency | High Efficiency | High Efficiency | High Efficiency | High Efficiency | High Efficiency | High Efficiency | High Efficiency | High Efficiency | High Efficiency | High Efficiency | High Efficiency | High Efficiency | High Efficiency | High Efficiency | High Efficiency | High Efficiency | High Efficiency | High Efficiency | High Efficiency | High Efficiency | High Efficiency | High Efficiency | High Efficiency | High Efficiency | High Efficiency
F1_Commercial_Warehouse_Existing_Food Preparation_Natural Gas_Range_E1 | F1 | Commercial | Warehouse | Existing | Food Preparation | Natural Gas | Range | E1 | CCE | 0 | 0 | 0 | 0 | 0 | 0 | 0 | 0 | 0 | 0 | 0 | 0 | 0 | 0 | 0 | 0 | 0 | 0 | 0 | 0 | 0 | 0 | 0 | 0 | 0 | 0 | 0 | 0 | 0 | 0 | 0 | 0 | 0
F1_Commercial_Warehouse_Existing_Food Preparation_Natural Gas_Range_E2 | F1 | Commercial | Warehouse | Existing | Food Preparation | Natural Gas | Range | E2 | CCE | 0.00050763 | 0.00052557 | 0.00047179 | 0.00048064 | 0.00048064 | 0.00048064 | 0.00048064 | 0.00048064 | 0.00048064 | 0.00048064 | 0.00048064 | 0.00048064 | 0.00048064 | 0.00048064 | 0.00048064 | 0.00048064 | 0.00048064 | 0.00048064 | 0.00048064 | 0.00048064 | 0.00048064 | 0.00048064 | 0.00048064 | 0.00048064 | 0.00048064 | 0.00048064 | 0.00048064 | 0.00048064 | 0.00048064 | 0.00048064 | 0.00048064 | 0.00048064 | 0.00048064
F1_Commercial_Warehouse_Existing_Food Preparation_Natural Gas_Range_E3 | F1 | Commercial | Warehouse | Existing | Food Preparation | Natural Gas | Range | E3 | CCE | 0 | 0 | 0 | 0 | 0 | 0 | 0 | 0 | 0 | 0 | 0 | 0 | 0 | 0 | 0 | 0 | 0 | 0 | 0 | 0 | 0 | 0 | 0 | 0 | 0 | 0 | 0 | 0 | 0 | 0 | 0 | 0 | 0
F1_Commercial_Warehouse_Existing_Food Preparation_Natural Gas_Range_E4 | F1 | Commercial | Warehouse | Existing | Food Preparation | Natural Gas | Range | E4 | CCE | 0 | 0 | 0 | 0 | 0 | 0 | 0 | 0 | 0 | 0 | 0 | 0 | 0 | 0 | 0 | 0 | 0 | 0 | 0 | 0 | 0 | 0 | 0 | 0 | 0 | 0 | 0 | 0 | 0 | 0 | 0 | 0 | 0
F1_Commercial_Warehouse_Existing_Food Preparation_Natural Gas_Range_E5 | F1 | Commercial | Warehouse | Existing | Food Preparation | Natural Gas | Range | E5 | CCE | 0 | 0 | 0 | 0 | 0 | 0 | 0 | 0 | 0 | 0 | 0 | 0 | 0 | 0 | 0 | 0 | 0 | 0 | 0 | 0 | 0 | 0 | 0 | 0 | 0 | 0 | 0 | 0 | 0 | 0 | 0 | 0 | 0
F1_Commercial_Warehouse_Existing_Food Preparation_Natural Gas_Range_E6 | F1 | Commercial | Warehouse | Existing | Food Preparation | Natural Gas | Range | E6 | CCE | 0 | 0 | 0 | 0 | 0 | 0 | 0 | 0 | 0 | 0 | 0 | 0 | 0 | 0 | 0 | 0 | 0 | 0 | 0 | 0 | 0 | 0 | 0 | 0 | 0 | 0 | 0 | 0 | 0 | 0 | 0 | 0 | 0
F1_Commercial_Warehouse_Existing_Food Preparation_Natural Gas_Range_E7 | F1 | Commercial | Warehouse | Existing | Food Preparation | Natural Gas | Range | E7 | CCE | 0 | 0 | 0 | 0 | 0 | 0 | 0 | 0 | 0 | 0 | 0 | 0 | 0 | 0 | 0 | 0 | 0 | 0 | 0 | 0 | 0 | 0 | 0 | 0 | 0 | 0 | 0 | 0 | 0 | 0 | 0 | 0 | 0
F1_Commercial_Warehouse_Existing_Food Preparation_Natural Gas_Range_E8 | F1 | Commercial | Warehouse | Existing | Food Preparation | Natural Gas | Range | E8 | CCE | 0 | 0 | 0 | 0 | 0 | 0 | 0 | 0 | 0 | 0 | 0 | 0 | 0 | 0 | 0 | 0 | 0 | 0 | 0 | 0 | 0 | 0 | 0 | 0 | 0 | 0 | 0 | 0 | 0 | 0 | 0 | 0 | 0
F1_Commercial_Warehouse_Existing_Food Preparation_Natural Gas_Range_E9 | F1 | Commercial | Warehouse | Existing | Food Preparation | Natural Gas | Range | E9 | CCE | 0 | 0 | 0 | 0 | 0 | 0 | 0 | 0 | 0 | 0 | 0 | 0 | 0 | 0 | 0 | 0 | 0 | 0 | 0 | 0 | 0 | 0 | 0 | 0 | 0 | 0 | 0 | 0 | 0 | 0 | 0 | 0 | 0
F1_Commercial_Warehouse_Existing_Food Preparation_Natural Gas_Range_E10 | F1 | Commercial | Warehouse | Existing | Food Preparation | Natural Gas | Range | E10 | CCE | 0 | 0 | 0 | 0 | 0 | 0 | 0 | 0 | 0 | 0 | 0 | 0 | 0 | 0 | 0 | 0 | 0 | 0 | 0 | 0 | 0 | 0 | 0 | 0 | 0 | 0 | 0 | 0 | 0 | 0 | 0 | 0 | 0
F2_Commercial_Warehouse_Existing_Food Preparation_Natural Gas_Range_E1 | F2 | Commercial | Warehouse | Existing | Food Preparation | Natural Gas | Range | E1 | TRC BC Ratio | bar: 2019 to 2051
F2_Commercial_Warehouse_Existing_Food Preparation_Natural Gas_Range_E2 | F2 | Commercial | Warehouse | Existing | Food Preparation | Natural Gas | Range | E2 | TRC BC Ratio | 3238.1763 | 3237.6638 | 3253.2359 | 3229.2965 | 3214.742 | 3225.333 | 3257.2017 | 3282.3529 | 3313.5879 | 3343.0653 | 3372.7037 | 3399.9187 | 3429.0969 | 3459.5906 | 3488.7267 | 3518.3834 | 3548.5216 | 3581.2716 | 3615.4555 | 3651.453 | 3686.9037 | 3723.9437 | 3758.1113 | 3793.4744 | 3824.7719 | 3851.8132 | 3876.4326 | 3897.6637 | 3914.2981 | 3927.934 | 3935.3605 | 3940.3394 | 3940.3394
F2_Commercial_Warehouse_Existing_Food Preparation_Natural Gas_Range_E3 | F2 | Commercial | Warehouse | Existing | Food Preparation | Natural Gas | Range | E3 | TRC BC Ratio | 0 | 0 | 0 | 0 | 0 | 0 | 0 | 0 | 0 | 0 | 0 | 0 | 0 | 0 | 0 | 0 | 0 | 0 | 0 | 0 | 0 | 0 | 0 | 0 | 0 | 0 | 0 | 0 | 0 | 0 | 0 | 0 | 0
F2_Commercial_Warehouse_Existing_Food Preparation_Natural Gas_Range_E4 | F2 | Commercial | Warehouse | Existing | Food Preparation | Natural Gas | Range | E4 | TRC BC Ratio | 0 | 0 | 0 | 0 | 0 | 0 | 0 | 0 | 0 | 0 | 0 | 0 | 0 | 0 | 0 | 0 | 0 | 0 | 0 | 0 | 0 | 0 | 0 | 0 | 0 | 0 | 0 | 0 | 0 | 0 | 0 | 0 | 0
F2_Commercial_Warehouse_Existing_Food Preparation_Natural Gas_Range_E5 | F2 | Commercial | Warehouse | Existing | Food Preparation | Natural Gas | Range | E5 | TRC BC Ratio | 0 | 0 | 0 | 0 | 0 | 0 | 0 | 0 | 0 | 0 | 0 | 0 | 0 | 0 | 0 | 0 | 0 | 0 | 0 | 0 | 0 | 0 | 0 | 0 | 0 | 0 | 0 | 0 | 0 | 0 | 0 | 0 | 0
F2_Commercial_Warehouse_Existing_Food Preparation_Natural Gas_Range_E6 | F2 | Commercial | Warehouse | Existing | Food Preparation | Natural Gas | Range | E6 | TRC BC Ratio | 0 | 0 | 0 | 0 | 0 | 0 | 0 | 0 | 0 | 0 | 0 | 0 | 0 | 0 | 0 | 0 | 0 | 0 | 0 | 0 | 0 | 0 | 0 | 0 | 0 | 0 | 0 | 0 | 0 | 0 | 0 | 0 | 0
F2_Commercial_Warehouse_Existing_Food Preparation_Natural Gas_Range_E7 | F2 | Commercial | Warehouse | Existing | Food Preparation | Natural Gas | Range | E7 | TRC BC Ratio | 0 | 0 | 0 | 0 | 0 | 0 | 0 | 0 | 0 | 0 | 0 | 0 | 0 | 0 | 0 | 0 | 0 | 0 | 0 | 0 | 0 | 0 | 0 | 0 | 0 | 0 | 0 | 0 | 0 | 0 | 0 | 0 | 0
F2_Commercial_Warehouse_Existing_Food Preparation_Natural Gas_Range_E8 | F2 | Commercial | Warehouse | Existing | Food Preparation | Natural Gas | Range | E8 | TRC BC Ratio | 0 | 0 | 0 | 0 | 0 | 0 | 0 | 0 | 0 | 0 | 0 | 0 | 0 | 0 | 0 | 0 | 0 | 0 | 0 | 0 | 0 | 0 | 0 | 0 | 0 | 0 | 0 | 0 | 0 | 0 | 0 | 0 | 0
F2_Commercial_Warehouse_Existing_Food Preparation_Natural Gas_Range_E9 | F2 | Commercial | Warehouse | Existing | Food Preparation | Natural Gas | Range | E9 | TRC BC Ratio | 0 | 0 | 0 | 0 | 0 | 0 | 0 | 0 | 0 | 0 | 0 | 0 | 0 | 0 | 0 | 0 | 0 | 0 | 0 | 0 | 0 | 0 | 0 | 0 | 0 | 0 | 0 | 0 | 0 | 0 | 0 | 0 | 0
F2_Commercial_Warehouse_Existing_Food Preparation_Natural Gas_Range_E10 | F2 | Commercial | Warehouse | Existing | Food Preparation | Natural Gas | Range | E10 | TRC BC Ratio | 0 | 0 | 0 | 0 | 0 | 0 | 0 | 0 | 0 | 0 | 0 | 0 | 0 | 0 | 0 | 0 | 0 | 0 | 0 | 0 | 0 | 0 | 0 | 0 | 0 | 0 | 0 | 0 | 0 | 0 | 0 | 0 | 0
F3_Commercial_Warehouse_Existing_Food Preparation_Natural Gas_Range_E1 | F3 | Commercial | Warehouse | Existing | Food Preparation | Natural Gas | Range | E1 | PACT BC Ratio | bar: 2019 to 2051
F3_Commercial_Warehouse_Existing_Food Preparation_Natural Gas_Range_E2 | F3 | Commercial | Warehouse | Existing | Food Preparation | Natural Gas | Range | E2 | PACT BC Ratio | 4317.5684 | 4316.8851 | 4337.6479 | 4305.7287 | 4286.3226 | 4300.444 | 4342.9357 | 4376.4705 | 4418.1173 | 4457.4204 | 4496.9383 | 4533.2249 | 4572.1292 | 4612.7875 | 4651.6356 | 4691.1778 | 4731.3622 | 4775.0288 | 4820.6073 | 4868.604 | 4915.8716 | 4965.2582 | 5010.815 | 5057.9659 | 5099.6959 | 5135.7509 | 5168.5769 | 5196.8849 | 5219.0641 | 5237.2453 | 5247.1473 | 5253.7859 | 5253.7859
F3_Commercial_Warehouse_Existing_Food Preparation_Natural Gas_Range_E3 | F3 | Commercial | Warehouse | Existing | Food Preparation | Natural Gas | Range | E3 | PACT BC Ratio | 0 | 0 | 0 | 0 | 0 | 0 | 0 | 0 | 0 | 0 | 0 | 0 | 0 | 0 | 0 | 0 | 0 | 0 | 0 | 0 | 0 | 0 | 0 | 0 | 0 | 0 | 0 | 0 | 0 | 0 | 0 | 0 | 0
F3_Commercial_Warehouse_Existing_Food Preparation_Natural Gas_Range_E4 | F3 | Commercial | Warehouse | Existing | Food Preparation | Natural Gas | Range | E4 | PACT BC Ratio | 0 | 0 | 0 | 0 | 0 | 0 | 0 | 0 | 0 | 0 | 0 | 0 | 0 | 0 | 0 | 0 | 0 | 0 | 0 | 0 | 0 | 0 | 0 | 0 | 0 | 0 | 0 | 0 | 0 | 0 | 0 | 0 | 0
F3_Commercial_Warehouse_Existing_Food Preparation_Natural Gas_Range_E5 | F3 | Commercial | Warehouse | Existing | Food Preparation | Natural Gas | Range | E5 | PACT BC Ratio | 0 | 0 | 0 | 0 | 0 | 0 | 0 | 0 | 0 | 0 | 0 | 0 | 0 | 0 | 0 | 0 | 0 | 0 | 0 | 0 | 0 | 0 | 0 | 0 | 0 | 0 | 0 | 0 | 0 | 0 | 0 | 0 | 0
F3_Commercial_Warehouse_Existing_Food Preparation_Natural Gas_Range_E6 | F3 | Commercial | Warehouse | Existing | Food Preparation | Natural Gas | Range | E6 | PACT BC Ratio | 0 | 0 | 0 | 0 | 0 | 0 | 0 | 0 | 0 | 0 | 0 | 0 | 0 | 0 | 0 | 0 | 0 | 0 | 0 | 0 | 0 | 0 | 0 | 0 | 0 | 0 | 0 | 0 | 0 | 0 | 0 | 0 | 0
F3_Commercial_Warehouse_Existing_Food Preparation_Natural Gas_Range_E7 | F3 | Commercial | Warehouse | Existing | Food Preparation | Natural Gas | Range | E7 | PACT BC Ratio | 0 | 0 | 0 | 0 | 0 | 0 | 0 | 0 | 0 | 0 | 0 | 0 | 0 | 0 | 0 | 0 | 0 | 0 | 0 | 0 | 0 | 0 | 0 | 0 | 0 | 0 | 0 | 0 | 0 | 0 | 0 | 0 | 0
F3_Commercial_Warehouse_Existing_Food Preparation_Natural Gas_Range_E8 | F3 | Commercial | Warehouse | Existing | Food Preparation | Natural Gas | Range | E8 | PACT BC Ratio | 0 | 0 | 0 | 0 | 0 | 0 | 0 | 0 | 0 | 0 | 0 | 0 | 0 | 0 | 0 | 0 | 0 | 0 | 0 | 0 | 0 | 0 | 0 | 0 | 0 | 0 | 0 | 0 | 0 | 0 | 0 | 0 | 0
F3_Commercial_Warehouse_Existing_Food Preparation_Natural Gas_Range_E9 | F3 | Commercial | Warehouse | Existing | Food Preparation | Natural Gas | Range | E9 | PACT BC Ratio | 0 | 0 | 0 | 0 | 0 | 0 | 0 | 0 | 0 | 0 | 0 | 0 | 0 | 0 | 0 | 0 | 0 | 0 | 0 | 0 | 0 | 0 | 0 | 0 | 0 | 0 | 0 | 0 | 0 | 0 | 0 | 0 | 0
F3_Commercial_Warehouse_Existing_Food Preparation_Natural Gas_Range_E10 | F3 | Commercial | Warehouse | Existing | Food Preparation | Natural Gas | Range | E10 | PACT BC Ratio | 0 | 0 | 0 | 0 | 0 | 0 | 0 | 0 | 0 | 0 | 0 | 0 | 0 | 0 | 0 | 0 | 0 | 0 | 0 | 0 | 0 | 0 | 0 | 0 | 0 | 0 | 0 | 0 | 0 | 0 | 0 | 0 | 0
F4_Commercial_Warehouse_Existing_Food Preparation_Natural Gas_Range_E1 | F4 | Commercial | Warehouse | Existing | Food Preparation | Natural Gas | Range | E1 | RVT BC Ratio | bar: 2019 to 2051
F4_Commercial_Warehouse_Existing_Food Preparation_Natural Gas_Range_E2 | F4 | Commercial | Warehouse | Existing | Food Preparation | Natural Gas | Range | E2 | RVT BC Ratio | 4656.1553 | 4655.4185 | 4677.8062 | 4643.389 | 4622.4643 | 4637.6907 | 4683.5078 | 4719.667 | 4764.573 | 4806.9519 | 4849.5624 | 4888.6888 | 4930.6377 | 4974.4778 | 5016.3662 | 5059.0029 | 5102.332 | 5149.4159 | 5198.5613 | 5250.3142 | 5301.2809 | 5354.5324 | 5403.6544 | 5454.4953 | 5499.491 | 5538.3676 | 5573.7625 | 5604.2859 | 5628.2008 | 5647.8049 | 5658.4818 | 5665.6399 | 5665.6399
F4_Commercial_Warehouse_Existing_Food Preparation_Natural Gas_Range_E3 | F4 | Commercial | Warehouse | Existing | Food Preparation | Natural Gas | Range | E3 | RVT BC Ratio | 0 | 0 | 0 | 0 | 0 | 0 | 0 | 0 | 0 | 0 | 0 | 0 | 0 | 0 | 0 | 0 | 0 | 0 | 0 | 0 | 0 | 0 | 0 | 0 | 0 | 0 | 0 | 0 | 0 | 0 | 0 | 0 | 0
F4_Commercial_Warehouse_Existing_Food Preparation_Natural Gas_Range_E4 | F4 | Commercial | Warehouse | Existing | Food Preparation | Natural Gas | Range | E4 | RVT BC Ratio | 0 | 0 | 0 | 0 | 0 | 0 | 0 | 0 | 0 | 0 | 0 | 0 | 0 | 0 | 0 | 0 | 0 | 0 | 0 | 0 | 0 | 0 | 0 | 0 | 0 | 0 | 0 | 0 | 0 | 0 | 0 | 0 | 0
F4_Commercial_Warehouse_Existing_Food Preparation_Natural Gas_Range_E5 | F4 | Commercial | Warehouse | Existing | Food Preparation | Natural Gas | Range | E5 | RVT BC Ratio | 0 | 0 | 0 | 0 | 0 | 0 | 0 | 0 | 0 | 0 | 0 | 0 | 0 | 0 | 0 | 0 | 0 | 0 | 0 | 0 | 0 | 0 | 0 | 0 | 0 | 0 | 0 | 0 | 0 | 0 | 0 | 0 | 0
F4_Commercial_Warehouse_Existing_Food Preparation_Natural Gas_Range_E6 | F4 | Commercial | Warehouse | Existing | Food Preparation | Natural Gas | Range | E6 | RVT BC Ratio | 0 | 0 | 0 | 0 | 0 | 0 | 0 | 0 | 0 | 0 | 0 | 0 | 0 | 0 | 0 | 0 | 0 | 0 | 0 | 0 | 0 | 0 | 0 | 0 | 0 | 0 | 0 | 0 | 0 | 0 | 0 | 0 | 0
F4_Commercial_Warehouse_Existing_Food Preparation_Natural Gas_Range_E7 | F4 | Commercial | Warehouse | Existing | Food Preparation | Natural Gas | Range | E7 | RVT BC Ratio | 0 | 0 | 0 | 0 | 0 | 0 | 0 | 0 | 0 | 0 | 0 | 0 | 0 | 0 | 0 | 0 | 0 | 0 | 0 | 0 | 0 | 0 | 0 | 0 | 0 | 0 | 0 | 0 | 0 | 0 | 0 | 0 | 0
F4_Commercial_Warehouse_Existing_Food Preparation_Natural Gas_Range_E8 | F4 | Commercial | Warehouse | Existing | Food Preparation | Natural Gas | Range | E8 | RVT BC Ratio | 0 | 0 | 0 | 0 | 0 | 0 | 0 | 0 | 0 | 0 | 0 | 0 | 0 | 0 | 0 | 0 | 0 | 0 | 0 | 0 | 0 | 0 | 0 | 0 | 0 | 0 | 0 | 0 | 0 | 0 | 0 | 0 | 0
F4_Commercial_Warehouse_Existing_Food Preparation_Natural Gas_Range_E9 | F4 | Commercial | Warehouse | Existing | Food Preparation | Natural Gas | Range | E9 | RVT BC Ratio | 0 | 0 | 0 | 0 | 0 | 0 | 0 | 0 | 0 | 0 | 0 | 0 | 0 | 0 | 0 | 0 | 0 | 0 | 0 | 0 | 0 | 0 | 0 | 0 | 0 | 0 | 0 | 0 | 0 | 0 | 0 | 0 | 0
F4_Commercial_Warehouse_Existing_Food Preparation_Natural Gas_Range_E10 | F4 | Commercial | Warehouse | Existing | Food Preparation | Natural Gas | Range | E10 | RVT BC Ratio | 0 | 0 | 0 | 0 | 0 | 0 | 0 | 0 | 0 | 0 | 0 | 0 | 0 | 0 | 0 | 0 | 0 | 0 | 0 | 0 | 0 | 0 | 0 | 0 | 0 | 0 | 0 | 0 | 0 | 0 | 0 | 0 | 0
F5_Commercial_Warehouse_Existing_Food Preparation_Natural Gas_Range_E1 | F5 | Commercial | Warehouse | Existing | Food Preparation | Natural Gas | Range | E1 | RIM BC Ratio | bar: 2019 to 2051
F5_Commercial_Warehouse_Existing_Food Preparation_Natural Gas_Range_E2 | F5 | Commercial | Warehouse | Existing | Food Preparation | Natural Gas | Range | E2 | RIM BC Ratio | 0.83452 | 0.83452 | 0.83452 | 0.83452 | 0.83452 | 0.83452 | 0.83452 | 0.83452 | 0.83452 | 0.83452 | 0.83452 | 0.83453 | 0.83453 | 0.83453 | 0.83453 | 0.83453 | 0.83453 | 0.83453 | 0.83453 | 0.83454 | 0.83454 | 0.83454 | 0.83454 | 0.83454 | 0.83454 | 0.83454 | 0.83454 | 0.83455 | 0.83455 | 0.83455 | 0.83455 | 0.83455 | 0.83455
F5_Commercial_Warehouse_Existing_Food Preparation_Natural Gas_Range_E3 | F5 | Commercial | Warehouse | Existing | Food Preparation | Natural Gas | Range | E3 | RIM BC Ratio | 0 | 0 | 0 | 0 | 0 | 0 | 0 | 0 | 0 | 0 | 0 | 0 | 0 | 0 | 0 | 0 | 0 | 0 | 0 | 0 | 0 | 0 | 0 | 0 | 0 | 0 | 0 | 0 | 0 | 0 | 0 | 0 | 0
F5_Commercial_Warehouse_Existing_Food Preparation_Natural Gas_Range_E4 | F5 | Commercial | Warehouse | Existing | Food Preparation | Natural Gas | Range | E4 | RIM BC Ratio | 0 | 0 | 0 | 0 | 0 | 0 | 0 | 0 | 0 | 0 | 0 | 0 | 0 | 0 | 0 | 0 | 0 | 0 | 0 | 0 | 0 | 0 | 0 | 0 | 0 | 0 | 0 | 0 | 0 | 0 | 0 | 0 | 0
F5_Commercial_Warehouse_Existing_Food Preparation_Natural Gas_Range_E5 | F5 | Commercial | Warehouse | Existing | Food Preparation | Natural Gas | Range | E5 | RIM BC Ratio | 0 | 0 | 0 | 0 | 0 | 0 | 0 | 0 | 0 | 0 | 0 | 0 | 0 | 0 | 0 | 0 | 0 | 0 | 0 | 0 | 0 | 0 | 0 | 0 | 0 | 0 | 0 | 0 | 0 | 0 | 0 | 0 | 0
F5_Commercial_Warehouse_Existing_Food Preparation_Natural Gas_Range_E6 | F5 | Commercial | Warehouse | Existing | Food Preparation | Natural Gas | Range | E6 | RIM BC Ratio | 0 | 0 | 0 | 0 | 0 | 0 | 0 | 0 | 0 | 0 | 0 | 0 | 0 | 0 | 0 | 0 | 0 | 0 | 0 | 0 | 0 | 0 | 0 | 0 | 0 | 0 | 0 | 0 | 0 | 0 | 0 | 0 | 0
F5_Commercial_Warehouse_Existing_Food Preparation_Natural Gas_Range_E7 | F5 | Commercial | Warehouse | Existing | Food Preparation | Natural Gas | Range | E7 | RIM BC Ratio | 0 | 0 | 0 | 0 | 0 | 0 | 0 | 0 | 0 | 0 | 0 | 0 | 0 | 0 | 0 | 0 | 0 | 0 | 0 | 0 | 0 | 0 | 0 | 0 | 0 | 0 | 0 | 0 | 0 | 0 | 0 | 0 | 0
F5_Commercial_Warehouse_Existing_Food Preparation_Natural Gas_Range_E8 | F5 | Commercial | Warehouse | Existing | Food Preparation | Natural Gas | Range | E8 | RIM BC Ratio | 0 | 0 | 0 | 0 | 0 | 0 | 0 | 0 | 0 | 0 | 0 | 0 | 0 | 0 | 0 | 0 | 0 | 0 | 0 | 0 | 0 | 0 | 0 | 0 | 0 | 0 | 0 | 0 | 0 | 0 | 0 | 0 | 0
F5_Commercial_Warehouse_Existing_Food Preparation_Natural Gas_Range_E9 | F5 | Commercial | Warehouse | Existing | Food Preparation | Natural Gas | Range | E9 | RIM BC Ratio | 0 | 0 | 0 | 0 | 0 | 0 | 0 | 0 | 0 | 0 | 0 | 0 | 0 | 0 | 0 | 0 | 0 | 0 | 0 | 0 | 0 | 0 | 0 | 0 | 0 | 0 | 0 | 0 | 0 | 0 | 0 | 0 | 0
F5_Commercial_Warehouse_Existing_Food Preparation_Natural Gas_Range_E10 | F5 | Commercial | Warehouse | Existing | Food Preparation | Natural Gas | Range | E10 | RIM BC Ratio | 0 | 0 | 0 | 0 | 0 | 0 | 0 | 0 | 0 | 0 | 0 | 0 | 0 | 0 | 0 | 0 | 0 | 0 | 0 | 0 | 0 | 0 | 0 | 0 | 0 | 0 | 0 | 0 | 0 | 0 | 0 | 0 | 0
F0_Commercial_Warehouse_Existing_Food Preparation_Natural Gas_Steamer_E0 | F0 | Commercial | Warehouse | Existing | Food Preparation | Natural Gas | Steamer | E0 | Economic Unit | ENERGY STAR | ENERGY STAR | ENERGY STAR | ENERGY STAR | ENERGY STAR | ENERGY STAR | ENERGY STAR | ENERGY STAR | ENERGY STAR | ENERGY STAR | ENERGY STAR | ENERGY STAR | ENERGY STAR | ENERGY STAR | ENERGY STAR | ENERGY STAR | ENERGY STAR | ENERGY STAR | ENERGY STAR | ENERGY STAR | ENERGY STAR | ENERGY STAR | ENERGY STAR | ENERGY STAR | ENERGY STAR | ENERGY STAR | ENERGY STAR | ENERGY STAR | ENERGY STAR | ENERGY STAR | ENERGY STAR | ENERGY STAR | ENERGY STAR
F1_Commercial_Warehouse_Existing_Food Preparation_Natural Gas_Steamer_E1 | F1 | Commercial | Warehouse | Existing | Food Preparation | Natural Gas | Steamer | E1 | CCE | 0 | 0 | 0 | 0 | 0 | 0 | 0 | 0 | 0 | 0 | 0 | 0 | 0 | 0 | 0 | 0 | 0 | 0 | 0 | 0 | 0 | 0 | 0 | 0 | 0 | 0 | 0 | 0 | 0 | 0 | 0 | 0 | 0
F1_Commercial_Warehouse_Existing_Food Preparation_Natural Gas_Steamer_E2 | F1 | Commercial | Warehouse | Existing | Food Preparation | Natural Gas | Steamer | E2 | CCE | 0.11364 | 0.11765 | 0.10562 | 0 | 0 | 0 | 0 | 0 | 0 | 0 | 0 | 0 | 0 | 0 | 0 | 0 | 0 | 0 | 0 | 0 | 0 | 0 | 0 | 0 | 0 | 0 | 0 | 0 | 0 | 0 | 0 | 0 | 0
F1_Commercial_Warehouse_Existing_Food Preparation_Natural Gas_Steamer_E3 | F1 | Commercial | Warehouse | Existing | Food Preparation | Natural Gas | Steamer | E3 | CCE | 0 | 0 | 0 | 0 | 0 | 0 | 0 | 0 | 0 | 0 | 0 | 0 | 0 | 0 | 0 | 0 | 0 | 0 | 0 | 0 | 0 | 0 | 0 | 0 | 0 | 0 | 0 | 0 | 0 | 0 | 0 | 0 | 0
F1_Commercial_Warehouse_Existing_Food Preparation_Natural Gas_Steamer_E4 | F1 | Commercial | Warehouse | Existing | Food Preparation | Natural Gas | Steamer | E4 | CCE | 0 | 0 | 0 | 0 | 0 | 0 | 0 | 0 | 0 | 0 | 0 | 0 | 0 | 0 | 0 | 0 | 0 | 0 | 0 | 0 | 0 | 0 | 0 | 0 | 0 | 0 | 0 | 0 | 0 | 0 | 0 | 0 | 0
F1_Commercial_Warehouse_Existing_Food Preparation_Natural Gas_Steamer_E5 | F1 | Commercial | Warehouse | Existing | Food Preparation | Natural Gas | Steamer | E5 | CCE | 0 | 0 | 0 | 0 | 0 | 0 | 0 | 0 | 0 | 0 | 0 | 0 | 0 | 0 | 0 | 0 | 0 | 0 | 0 | 0 | 0 | 0 | 0 | 0 | 0 | 0 | 0 | 0 | 0 | 0 | 0 | 0 | 0
F1_Commercial_Warehouse_Existing_Food Preparation_Natural Gas_Steamer_E6 | F1 | Commercial | Warehouse | Existing | Food Preparation | Natural Gas | Steamer | E6 | CCE | 0 | 0 | 0 | 0 | 0 | 0 | 0 | 0 | 0 | 0 | 0 | 0 | 0 | 0 | 0 | 0 | 0 | 0 | 0 | 0 | 0 | 0 | 0 | 0 | 0 | 0 | 0 | 0 | 0 | 0 | 0 | 0 | 0
F1_Commercial_Warehouse_Existing_Food Preparation_Natural Gas_Steamer_E7 | F1 | Commercial | Warehouse | Existing | Food Preparation | Natural Gas | Steamer | E7 | CCE | 0 | 0 | 0 | 0 | 0 | 0 | 0 | 0 | 0 | 0 | 0 | 0 | 0 | 0 | 0 | 0 | 0 | 0 | 0 | 0 | 0 | 0 | 0 | 0 | 0 | 0 | 0 | 0 | 0 | 0 | 0 | 0 | 0
F1_Commercial_Warehouse_Existing_Food Preparation_Natural Gas_Steamer_E8 | F1 | Commercial | Warehouse | Existing | Food Preparation | Natural Gas | Steamer | E8 | CCE | 0 | 0 | 0 | 0 | 0 | 0 | 0 | 0 | 0 | 0 | 0 | 0 | 0 | 0 | 0 | 0 | 0 | 0 | 0 | 0 | 0 | 0 | 0 | 0 | 0 | 0 | 0 | 0 | 0 | 0 | 0 | 0 | 0
F1_Commercial_Warehouse_Existing_Food Preparation_Natural Gas_Steamer_E9 | F1 | Commercial | Warehouse | Existing | Food Preparation | Natural Gas | Steamer | E9 | CCE | 0 | 0 | 0 | 0 | 0 | 0 | 0 | 0 | 0 | 0 | 0 | 0 | 0 | 0 | 0 | 0 | 0 | 0 | 0 | 0 | 0 | 0 | 0 | 0 | 0 | 0 | 0 | 0 | 0 | 0 | 0 | 0 | 0
F1_Commercial_Warehouse_Existing_Food Preparation_Natural Gas_Steamer_E10 | F1 | Commercial | Warehouse | Existing | Food Preparation | Natural Gas | Steamer | E10 | CCE | 0 | 0 | 0 | 0 | 0 | 0 | 0 | 0 | 0 | 0 | 0 | 0 | 0 | 0 | 0 | 0 | 0 | 0 | 0 | 0 | 0 | 0 | 0 | 0 | 0 | 0 | 0 | 0 | 0 | 0 | 0 | 0 | 0
F2_Commercial_Warehouse_Existing_Food Preparation_Natural Gas_Steamer_E1 | F2 | Commercial | Warehouse | Existing | Food Preparation | Natural Gas | Steamer | E1 | TRC BC Ratio | 1 | 1 | 1 | 0 | 0 | 0 | 0 | 0 | 0 | 0 | 0 | 0 | 0 | 0 | 0 | 0 | 0 | 0 | 0 | 0 | 0 | 0 | 0 | 0 | 0 | 0 | 0 | 0 | 0 | 0 | 0 | 0 | 0
F2_Commercial_Warehouse_Existing_Food Preparation_Natural Gas_Steamer_E2 | F2 | Commercial | Warehouse | Existing | Food Preparation | Natural Gas | Steamer | E2 | TRC BC Ratio | 14.4302 | 14.4472 | 14.5249 | 1 | 1 | 1 | 1 | 1 | 1 | 1 | 1 | 1 | 1 | 1 | 1 | 1 | 1 | 1 | 1 | 1 | 1 | 1 | 1 | 1 | 1 | 1 | 1 | 1 | 1 | 1 | 1 | 1 | 1
F2_Commercial_Warehouse_Existing_Food Preparation_Natural Gas_Steamer_E3 | F2 | Commercial | Warehouse | Existing | Food Preparation | Natural Gas | Steamer | E3 | TRC BC Ratio | 0 | 0 | 0 | 0 | 0 | 0 | 0 | 0 | 0 | 0 | 0 | 0 | 0 | 0 | 0 | 0 | 0 | 0 | 0 | 0 | 0 | 0 | 0 | 0 | 0 | 0 | 0 | 0 | 0 | 0 | 0 | 0 | 0
F2_Commercial_Warehouse_Existing_Food Preparation_Natural Gas_Steamer_E4 | F2 | Commercial | Warehouse | Existing | Food Preparation | Natural Gas | Steamer | E4 | TRC BC Ratio | 0 | 0 | 0 | 0 | 0 | 0 | 0 | 0 | 0 | 0 | 0 | 0 | 0 | 0 | 0 | 0 | 0 | 0 | 0 | 0 | 0 | 0 | 0 | 0 | 0 | 0 | 0 | 0 | 0 | 0 | 0 | 0 | 0
F2_Commercial_Warehouse_Existing_Food Preparation_Natural Gas_Steamer_E5 | F2 | Commercial | Warehouse | Existing | Food Preparation | Natural Gas | Steamer | E5 | TRC BC Ratio | 0 | 0 | 0 | 0 | 0 | 0 | 0 | 0 | 0 | 0 | 0 | 0 | 0 | 0 | 0 | 0 | 0 | 0 | 0 | 0 | 0 | 0 | 0 | 0 | 0 | 0 | 0 | 0 | 0 | 0 | 0 | 0 | 0
F2_Commercial_Warehouse_Existing_Food Preparation_Natural Gas_Steamer_E6 | F2 | Commercial | Warehouse | Existing | Food Preparation | Natural Gas | Steamer | E6 | TRC BC Ratio | 0 | 0 | 0 | 0 | 0 | 0 | 0 | 0 | 0 | 0 | 0 | 0 | 0 | 0 | 0 | 0 | 0 | 0 | 0 | 0 | 0 | 0 | 0 | 0 | 0 | 0 | 0 | 0 | 0 | 0 | 0 | 0 | 0
F2_Commercial_Warehouse_Existing_Food Preparation_Natural Gas_Steamer_E7 | F2 | Commercial | Warehouse | Existing | Food Preparation | Natural Gas | Steamer | E7 | TRC BC Ratio | 0 | 0 | 0 | 0 | 0 | 0 | 0 | 0 | 0 | 0 | 0 | 0 | 0 | 0 | 0 | 0 | 0 | 0 | 0 | 0 | 0 | 0 | 0 | 0 | 0 | 0 | 0 | 0 | 0 | 0 | 0 | 0 | 0
F2_Commercial_Warehouse_Existing_Food Preparation_Natural Gas_Steamer_E8 | F2 | Commercial | Warehouse | Existing | Food Preparation | Natural Gas | Steamer | E8 | TRC BC Ratio | 0 | 0 | 0 | 0 | 0 | 0 | 0 | 0 | 0 | 0 | 0 | 0 | 0 | 0 | 0 | 0 | 0 | 0 | 0 | 0 | 0 | 0 | 0 | 0 | 0 | 0 | 0 | 0 | 0 | 0 | 0 | 0 | 0
F2_Commercial_Warehouse_Existing_Food Preparation_Natural Gas_Steamer_E9 | F2 | Commercial | Warehouse | Existing | Food Preparation | Natural Gas | Steamer | E9 | TRC BC Ratio | 0 | 0 | 0 | 0 | 0 | 0 | 0 | 0 | 0 | 0 | 0 | 0 | 0 | 0 | 0 | 0 | 0 | 0 | 0 | 0 | 0 | 0 | 0 | 0 | 0 | 0 | 0 | 0 | 0 | 0 | 0 | 0 | 0
F2_Commercial_Warehouse_Existing_Food Preparation_Natural Gas_Steamer_E10 | F2 | Commercial | Warehouse | Existing | Food Preparation | Natural Gas | Steamer | E10 | TRC BC Ratio | 0 | 0 | 0 | 0 | 0 | 0 | 0 | 0 | 0 | 0 | 0 | 0 | 0 | 0 | 0 | 0 | 0 | 0 | 0 | 0 | 0 | 0 | 0 | 0 | 0 | 0 | 0 | 0 | 0 | 0 | 0 | 0 | 0
F3_Commercial_Warehouse_Existing_Food Preparation_Natural Gas_Steamer_E1 | F3 | Commercial | Warehouse | Existing | Food Preparation | Natural Gas | Steamer | E1 | PACT BC Ratio | 1 | 1 | 1 | 0 | 0 | 0 | 0 | 0 | 0 | 0 | 0 | 0 | 0 | 0 | 0 | 0 | 0 | 0 | 0 | 0 | 0 | 0 | 0 | 0 | 0 | 0 | 0 | 0 | 0 | 0 | 0 | 0 | 0
F3_Commercial_Warehouse_Existing_Food Preparation_Natural Gas_Steamer_E2 | F3 | Commercial | Warehouse | Existing | Food Preparation | Natural Gas | Steamer | E2 | PACT BC Ratio | 19.2403 | 19.2629 | 19.3665 | 1 | 1 | 1 | 1 | 1 | 1 | 1 | 1 | 1 | 1 | 1 | 1 | 1 | 1 | 1 | 1 | 1 | 1 | 1 | 1 | 1 | 1 | 1 | 1 | 1 | 1 | 1 | 1 | 1 | 1
F3_Commercial_Warehouse_Existing_Food Preparation_Natural Gas_Steamer_E3 | F3 | Commercial | Warehouse | Existing | Food Preparation | Natural Gas | Steamer | E3 | PACT BC Ratio | 0 | 0 | 0 | 0 | 0 | 0 | 0 | 0 | 0 | 0 | 0 | 0 | 0 | 0 | 0 | 0 | 0 | 0 | 0 | 0 | 0 | 0 | 0 | 0 | 0 | 0 | 0 | 0 | 0 | 0 | 0 | 0 | 0
F3_Commercial_Warehouse_Existing_Food Preparation_Natural Gas_Steamer_E4 | F3 | Commercial | Warehouse | Existing | Food Preparation | Natural Gas | Steamer | E4 | PACT BC Ratio | 0 | 0 | 0 | 0 | 0 | 0 | 0 | 0 | 0 | 0 | 0 | 0 | 0 | 0 | 0 | 0 | 0 | 0 | 0 | 0 | 0 | 0 | 0 | 0 | 0 | 0 | 0 | 0 | 0 | 0 | 0 | 0 | 0
F3_Commercial_Warehouse_Existing_Food Preparation_Natural Gas_Steamer_E5 | F3 | Commercial | Warehouse | Existing | Food Preparation | Natural Gas | Steamer | E5 | PACT BC Ratio | 0 | 0 | 0 | 0 | 0 | 0 | 0 | 0 | 0 | 0 | 0 | 0 | 0 | 0 | 0 | 0 | 0 | 0 | 0 | 0 | 0 | 0 | 0 | 0 | 0 | 0 | 0 | 0 | 0 | 0 | 0 | 0 | 0
F3_Commercial_Warehouse_Existing_Food Preparation_Natural Gas_Steamer_E6 | F3 | Commercial | Warehouse | Existing | Food Preparation | Natural Gas | Steamer | E6 | PACT BC Ratio | 0 | 0 | 0 | 0 | 0 | 0 | 0 | 0 | 0 | 0 | 0 | 0 | 0 | 0 | 0 | 0 | 0 | 0 | 0 | 0 | 0 | 0 | 0 | 0 | 0 | 0 | 0 | 0 | 0 | 0 | 0 | 0 | 0
F3_Commercial_Warehouse_Existing_Food Preparation_Natural Gas_Steamer_E7 | F3 | Commercial | Warehouse | Existing | Food Preparation | Natural Gas | Steamer | E7 | PACT BC Ratio | 0 | 0 | 0 | 0 | 0 | 0 | 0 | 0 | 0 | 0 | 0 | 0 | 0 | 0 | 0 | 0 | 0 | 0 | 0 | 0 | 0 | 0 | 0 | 0 | 0 | 0 | 0 | 0 | 0 | 0 | 0 | 0 | 0
F3_Commercial_Warehouse_Existing_Food Preparation_Natural Gas_Steamer_E8 | F3 | Commercial | Warehouse | Existing | Food Preparation | Natural Gas | Steamer | E8 | PACT BC Ratio | 0 | 0 | 0 | 0 | 0 | 0 | 0 | 0 | 0 | 0 | 0 | 0 | 0 | 0 | 0 | 0 | 0 | 0 | 0 | 0 | 0 | 0 | 0 | 0 | 0 | 0 | 0 | 0 | 0 | 0 | 0 | 0 | 0
F3_Commercial_Warehouse_Existing_Food Preparation_Natural Gas_Steamer_E9 | F3 | Commercial | Warehouse | Existing | Food Preparation | Natural Gas | Steamer | E9 | PACT BC Ratio | 0 | 0 | 0 | 0 | 0 | 0 | 0 | 0 | 0 | 0 | 0 | 0 | 0 | 0 | 0 | 0 | 0 | 0 | 0 | 0 | 0 | 0 | 0 | 0 | 0 | 0 | 0 | 0 | 0 | 0 | 0 | 0 | 0
F3_Commercial_Warehouse_Existing_Food Preparation_Natural Gas_Steamer_E10 | F3 | Commercial | Warehouse | Existing | Food Preparation | Natural Gas | Steamer | E10 | PACT BC Ratio | 0 | 0 | 0 | 0 | 0 | 0 | 0 | 0 | 0 | 0 | 0 | 0 | 0 | 0 | 0 | 0 | 0 | 0 | 0 | 0 | 0 | 0 | 0 | 0 | 0 | 0 | 0 | 0 | 0 | 0 | 0 | 0 | 0
F4_Commercial_Warehouse_Existing_Food Preparation_Natural Gas_Steamer_E1 | F4 | Commercial | Warehouse | Existing | Food Preparation | Natural Gas | Steamer | E1 | RVT BC Ratio | 1 | 1 | 1 | 0 | 0 | 0 | 0 | 0 | 0 | 0 | 0 | 0 | 0 | 0 | 0 | 0 | 0 | 0 | 0 | 0 | 0 | 0 | 0 | 0 | 0 | 0 | 0 | 0 | 0 | 0 | 0 | 0 | 0
F4_Commercial_Warehouse_Existing_Food Preparation_Natural Gas_Steamer_E2 | F4 | Commercial | Warehouse | Existing | Food Preparation | Natural Gas | Steamer | E2 | RVT BC Ratio | 21.446 | 21.4704 | 21.5821 | 1 | 1 | 1 | 1 | 1 | 1 | 1 | 1 | 1 | 1 | 1 | 1 | 1 | 1 | 1 | 1 | 1 | 1 | 1 | 1 | 1 | 1 | 1 | 1 | 1 | 1 | 1 | 1 | 1 | 1
F4_Commercial_Warehouse_Existing_Food Preparation_Natural Gas_Steamer_E3 | F4 | Commercial | Warehouse | Existing | Food Preparation | Natural Gas | Steamer | E3 | RVT BC Ratio | 0 | 0 | 0 | 0 | 0 | 0 | 0 | 0 | 0 | 0 | 0 | 0 | 0 | 0 | 0 | 0 | 0 | 0 | 0 | 0 | 0 | 0 | 0 | 0 | 0 | 0 | 0 | 0 | 0 | 0 | 0 | 0 | 0
F4_Commercial_Warehouse_Existing_Food Preparation_Natural Gas_Steamer_E4 | F4 | Commercial | Warehouse | Existing | Food Preparation | Natural Gas | Steamer | E4 | RVT BC Ratio | 0 | 0 | 0 | 0 | 0 | 0 | 0 | 0 | 0 | 0 | 0 | 0 | 0 | 0 | 0 | 0 | 0 | 0 | 0 | 0 | 0 | 0 | 0 | 0 | 0 | 0 | 0 | 0 | 0 | 0 | 0 | 0 | 0
F4_Commercial_Warehouse_Existing_Food Preparation_Natural Gas_Steamer_E5 | F4 | Commercial | Warehouse | Existing | Food Preparation | Natural Gas | Steamer | E5 | RVT BC Ratio | 0 | 0 | 0 | 0 | 0 | 0 | 0 | 0 | 0 | 0 | 0 | 0 | 0 | 0 | 0 | 0 | 0 | 0 | 0 | 0 | 0 | 0 | 0 | 0 | 0 | 0 | 0 | 0 | 0 | 0 | 0 | 0 | 0
F4_Commercial_Warehouse_Existing_Food Preparation_Natural Gas_Steamer_E6 | F4 | Commercial | Warehouse | Existing | Food Preparation | Natural Gas | Steamer | E6 | RVT BC Ratio | 0 | 0 | 0 | 0 | 0 | 0 | 0 | 0 | 0 | 0 | 0 | 0 | 0 | 0 | 0 | 0 | 0 | 0 | 0 | 0 | 0 | 0 | 0 | 0 | 0 | 0 | 0 | 0 | 0 | 0 | 0 | 0 | 0
F4_Commercial_Warehouse_Existing_Food Preparation_Natural Gas_Steamer_E7 | F4 | Commercial | Warehouse | Existing | Food Preparation | Natural Gas | Steamer | E7 | RVT BC Ratio | 0 | 0 | 0 | 0 | 0 | 0 | 0 | 0 | 0 | 0 | 0 | 0 | 0 | 0 | 0 | 0 | 0 | 0 | 0 | 0 | 0 | 0 | 0 | 0 | 0 | 0 | 0 | 0 | 0 | 0 | 0 | 0 | 0
F4_Commercial_Warehouse_Existing_Food Preparation_Natural Gas_Steamer_E8 | F4 | Commercial | Warehouse | Existing | Food Preparation | Natural Gas | Steamer | E8 | RVT BC Ratio | 0 | 0 | 0 | 0 | 0 | 0 | 0 | 0 | 0 | 0 | 0 | 0 | 0 | 0 | 0 | 0 | 0 | 0 | 0 | 0 | 0 | 0 | 0 | 0 | 0 | 0 | 0 | 0 | 0 | 0 | 0 | 0 | 0
F4_Commercial_Warehouse_Existing_Food Preparation_Natural Gas_Steamer_E9 | F4 | Commercial | Warehouse | Existing | Food Preparation | Natural Gas | Steamer | E9 | RVT BC Ratio | 0 | 0 | 0 | 0 | 0 | 0 | 0 | 0 | 0 | 0 | 0 | 0 | 0 | 0 | 0 | 0 | 0 | 0 | 0 | 0 | 0 | 0 | 0 | 0 | 0 | 0 | 0 | 0 | 0 | 0 | 0 | 0 | 0
F4_Commercial_Warehouse_Existing_Food Preparation_Natural Gas_Steamer_E10 | F4 | Commercial | Warehouse | Existing | Food Preparation | Natural Gas | Steamer | E10 | RVT BC Ratio | 0 | 0 | 0 | 0 | 0 | 0 | 0 | 0 | 0 | 0 | 0 | 0 | 0 | 0 | 0 | 0 | 0 | 0 | 0 | 0 | 0 | 0 | 0 | 0 | 0 | 0 | 0 | 0 | 0 | 0 | 0 | 0 | 0
F5_Commercial_Warehouse_Existing_Food Preparation_Natural Gas_Steamer_E1 | F5 | Commercial | Warehouse | Existing | Food Preparation | Natural Gas | Steamer | E1 | RIM BC Ratio | 1 | 1 | 1 | 0 | 0 | 0 | 0 | 0 | 0 | 0 | 0 | 0 | 0 | 0 | 0 | 0 | 0 | 0 | 0 | 0 | 0 | 0 | 0 | 0 | 0 | 0 | 0 | 0 | 0 | 0 | 0 | 0 | 0
F5_Commercial_Warehouse_Existing_Food Preparation_Natural Gas_Steamer_E2 | F5 | Commercial | Warehouse | Existing | Food Preparation | Natural Gas | Steamer | E2 | RIM BC Ratio | 0.79997 | 0.80001 | 0.80019 | 1 | 1 | 1 | 1 | 1 | 1 | 1 | 1 | 1 | 1 | 1 | 1 | 1 | 1 | 1 | 1 | 1 | 1 | 1 | 1 | 1 | 1 | 1 | 1 | 1 | 1 | 1 | 1 | 1 | 1
F5_Commercial_Warehouse_Existing_Food Preparation_Natural Gas_Steamer_E3 | F5 | Commercial | Warehouse | Existing | Food Preparation | Natural Gas | Steamer | E3 | RIM BC Ratio | 0 | 0 | 0 | 0 | 0 | 0 | 0 | 0 | 0 | 0 | 0 | 0 | 0 | 0 | 0 | 0 | 0 | 0 | 0 | 0 | 0 | 0 | 0 | 0 | 0 | 0 | 0 | 0 | 0 | 0 | 0 | 0 | 0
F5_Commercial_Warehouse_Existing_Food Preparation_Natural Gas_Steamer_E4 | F5 | Commercial | Warehouse | Existing | Food Preparation | Natural Gas | Steamer | E4 | RIM BC Ratio | 0 | 0 | 0 | 0 | 0 | 0 | 0 | 0 | 0 | 0 | 0 | 0 | 0 | 0 | 0 | 0 | 0 | 0 | 0 | 0 | 0 | 0 | 0 | 0 | 0 | 0 | 0 | 0 | 0 | 0 | 0 | 0 | 0
F5_Commercial_Warehouse_Existing_Food Preparation_Natural Gas_Steamer_E5 | F5 | Commercial | Warehouse | Existing | Food Preparation | Natural Gas | Steamer | E5 | RIM BC Ratio | 0 | 0 | 0 | 0 | 0 | 0 | 0 | 0 | 0 | 0 | 0 | 0 | 0 | 0 | 0 | 0 | 0 | 0 | 0 | 0 | 0 | 0 | 0 | 0 | 0 | 0 | 0 | 0 | 0 | 0 | 0 | 0 | 0
F5_Commercial_Warehouse_Existing_Food Preparation_Natural Gas_Steamer_E6 | F5 | Commercial | Warehouse | Existing | Food Preparation | Natural Gas | Steamer | E6 | RIM BC Ratio | 0 | 0 | 0 | 0 | 0 | 0 | 0 | 0 | 0 | 0 | 0 | 0 | 0 | 0 | 0 | 0 | 0 | 0 | 0 | 0 | 0 | 0 | 0 | 0 | 0 | 0 | 0 | 0 | 0 | 0 | 0 | 0 | 0
F5_Commercial_Warehouse_Existing_Food Preparation_Natural Gas_Steamer_E7 | F5 | Commercial | Warehouse | Existing | Food Preparation | Natural Gas | Steamer | E7 | RIM BC Ratio | 0 | 0 | 0 | 0 | 0 | 0 | 0 | 0 | 0 | 0 | 0 | 0 | 0 | 0 | 0 | 0 | 0 | 0 | 0 | 0 | 0 | 0 | 0 | 0 | 0 | 0 | 0 | 0 | 0 | 0 | 0 | 0 | 0
F5_Commercial_Warehouse_Existing_Food Preparation_Natural Gas_Steamer_E8 | F5 | Commercial | Warehouse | Existing | Food Preparation | Natural Gas | Steamer | E8 | RIM BC Ratio | 0 | 0 | 0 | 0 | 0 | 0 | 0 | 0 | 0 | 0 | 0 | 0 | 0 | 0 | 0 | 0 | 0 | 0 | 0 | 0 | 0 | 0 | 0 | 0 | 0 | 0 | 0 | 0 | 0 | 0 | 0 | 0 | 0
F5_Commercial_Warehouse_Existing_Food Preparation_Natural Gas_Steamer_E9 | F5 | Commercial | Warehouse | Existing | Food Preparation | Natural Gas | Steamer | E9 | RIM BC Ratio | 0 | 0 | 0 | 0 | 0 | 0 | 0 | 0 | 0 | 0 | 0 | 0 | 0 | 0 | 0 | 0 | 0 | 0 | 0 | 0 | 0 | 0 | 0 | 0 | 0 | 0 | 0 | 0 | 0 | 0 | 0 | 0 | 0
F5_Commercial_Warehouse_Existing_Food Preparation_Natural Gas_Steamer_E10 | F5 | Commercial | Warehouse | Existing | Food Preparation | Natural Gas | Steamer | E10 | RIM BC Ratio | 0 | 0 | 0 | 0 | 0 | 0 | 0 | 0 | 0 | 0 | 0 | 0 | 0 | 0 | 0 | 0 | 0 | 0 | 0 | 0 | 0 | 0 | 0 | 0 | 0 | 0 | 0 | 0 | 0 | 0 | 0 | 0 | 0
F0_Commercial_Warehouse_Existing_Food Preparation_Natural Gas_Food Prep Other_E0 | F0 | Commercial | Warehouse | Existing | Food Preparation | Natural Gas | Food Prep Other | E0 | Economic Unit | Standard | Standard | Standard | Standard | Standard | Standard | Standard | Standard | Standard | Standard | Standard | Standard | Standard | Standard | Standard | Standard | Standard | Standard | Standard | Standard | Standard | Standard | Standard | Standard | Standard | Standard | Standard | Standard | Standard | Standard | Standard | Standard | Standard
F1_Commercial_Warehouse_Existing_Food Preparation_Natural Gas_Food Prep Other_E1 | F1 | Commercial | Warehouse | Existing | Food Preparation | Natural Gas | Food Prep Other | E1 | CCE | 0 | 0 | 0 | 0 | 0 | 0 | 0 | 0 | 0 | 0 | 0 | 0 | 0 | 0 | 0 | 0 | 0 | 0 | 0 | 0 | 0 | 0 | 0 | 0 | 0 | 0 | 0 | 0 | 0 | 0 | 0 | 0 | 0
F1_Commercial_Warehouse_Existing_Food Preparation_Natural Gas_Food Prep Other_E2 | F1 | Commercial | Warehouse | Existing | Food Preparation | Natural Gas | Food Prep Other | E2 | CCE | 16.9852 | 17.5855 | 15.7861 | 16.0821 | 16.0821 | 16.0821 | 16.0821 | 16.0821 | 16.0821 | 16.0821 | 16.0821 | 16.0821 | 16.0821 | 16.0821 | 16.0821 | 16.0821 | 16.0821 | 16.0821 | 16.0821 | 16.0821 | 16.0821 | 16.0821 | 16.0821 | 16.0821 | 16.0821 | 16.0821 | 16.0821 | 16.0821 | 16.0821 | 16.0821 | 16.0821 | 16.0821 | 16.0821
F1_Commercial_Warehouse_Existing_Food Preparation_Natural Gas_Food Prep Other_E3 | F1 | Commercial | Warehouse | Existing | Food Preparation | Natural Gas | Food Prep Other | E3 | CCE | 0 | 0 | 0 | 0 | 0 | 0 | 0 | 0 | 0 | 0 | 0 | 0 | 0 | 0 | 0 | 0 | 0 | 0 | 0 | 0 | 0 | 0 | 0 | 0 | 0 | 0 | 0 | 0 | 0 | 0 | 0 | 0 | 0
F1_Commercial_Warehouse_Existing_Food Preparation_Natural Gas_Food Prep Other_E4 | F1 | Commercial | Warehouse | Existing | Food Preparation | Natural Gas | Food Prep Other | E4 | CCE | 0 | 0 | 0 | 0 | 0 | 0 | 0 | 0 | 0 | 0 | 0 | 0 | 0 | 0 | 0 | 0 | 0 | 0 | 0 | 0 | 0 | 0 | 0 | 0 | 0 | 0 | 0 | 0 | 0 | 0 | 0 | 0 | 0
F1_Commercial_Warehouse_Existing_Food Preparation_Natural Gas_Food Prep Other_E5 | F1 | Commercial | Warehouse | Existing | Food Preparation | Natural Gas | Food Prep Other | E5 | CCE | 0 | 0 | 0 | 0 | 0 | 0 | 0 | 0 | 0 | 0 | 0 | 0 | 0 | 0 | 0 | 0 | 0 | 0 | 0 | 0 | 0 | 0 | 0 | 0 | 0 | 0 | 0 | 0 | 0 | 0 | 0 | 0 | 0
F1_Commercial_Warehouse_Existing_Food Preparation_Natural Gas_Food Prep Other_E6 | F1 | Commercial | Warehouse | Existing | Food Preparation | Natural Gas | Food Prep Other | E6 | CCE | 0 | 0 | 0 | 0 | 0 | 0 | 0 | 0 | 0 | 0 | 0 | 0 | 0 | 0 | 0 | 0 | 0 | 0 | 0 | 0 | 0 | 0 | 0 | 0 | 0 | 0 | 0 | 0 | 0 | 0 | 0 | 0 | 0
F1_Commercial_Warehouse_Existing_Food Preparation_Natural Gas_Food Prep Other_E7 | F1 | Commercial | Warehouse | Existing | Food Preparation | Natural Gas | Food Prep Other | E7 | CCE | 0 | 0 | 0 | 0 | 0 | 0 | 0 | 0 | 0 | 0 | 0 | 0 | 0 | 0 | 0 | 0 | 0 | 0 | 0 | 0 | 0 | 0 | 0 | 0 | 0 | 0 | 0 | 0 | 0 | 0 | 0 | 0 | 0
F1_Commercial_Warehouse_Existing_Food Preparation_Natural Gas_Food Prep Other_E8 | F1 | Commercial | Warehouse | Existing | Food Preparation | Natural Gas | Food Prep Other | E8 | CCE | 0 | 0 | 0 | 0 | 0 | 0 | 0 | 0 | 0 | 0 | 0 | 0 | 0 | 0 | 0 | 0 | 0 | 0 | 0 | 0 | 0 | 0 | 0 | 0 | 0 | 0 | 0 | 0 | 0 | 0 | 0 | 0 | 0