## Summary
Exhibit 2: 2015 Cost-Effectiveness
Summary
Go to Electric Portfolio Page | [5 empty] | Go to Gas Portfolio Page
Electric Programs: Benefit Cost Summary | [5 empty] | Gas Programs: Benefit Cost Summary
Program Name | Energy Savings | Utility Costs | Non-Energy Benefits | UCT | TRC | Program Name | Energy Savings | Utility Costs | Non-Energy Benefits | UCT | TRC W/o 10% Consv. Credit | TRC With 10% Consv. Credit
Low Income Weatherization | 1739100.6689 | 3489480.83 | 109516.4895 | 0.85973 | 1.0097 | Low Income Weatherization | 10071.5 | 174171.36 | 3971.234 | 0.69017 | 0.71475 | 0.78377
Residential Lighting | 74926842.047 | 15269038.97 | 0 | 3.3154 | 1.4119 | Residential Space Heat | 485321 | 1364347.66 | 0 | 3.6389 | 1.6179 | 1.7797
Space Heat | 8008681 | 4090311.63 | 0 | 2.9991 | 1.3687 | Residential Appliances | 24864.1 | 0 | 1482.8595 | 0 | 0 | 0
Water Heat | 910507 | 503756.97 | 223.9723 | 1.5032 | 1.054 | Residential Showerheads | 110456.5497 | 217834.15 | 915947.5169 | 2.2064 | 2.5838 | 2.6684
HomePrint | 3784133 | 2482258.57 | 119265.272 | 1.0545 | 1.2589 | Web Enabled Thermostats | 0 | -75781 | 0 | 0 | 0 | 0
Single Family New Construction | 0 | 28392.85 | 0 | 0 | 0 | Single Family Weatherization | 551363.0333 | 3937956.4 | 180857.666 | 1.7049 | 0.45634 | 0.50068
EnergyStar Manufactured Home | 0 | 0 | 0 | 0 | 0 | Home Energy Reports | 0 | 54568.88 | 0 | 0 | 0 | 0
Home Appliances | 7529689.08 | 4947055.43 | 1646293.0221 | 0.92901 | 1.0769 | Single Family New Construction | 0 | 20666.99 | 0 | 0 | 0 | 0
Showerheads Elect | 2507406.28 | 339989.46 | 1201339.7135 | 4.5433 | 4.0521 | EnergyStar Manufactured Home | 0 | 0 | 0 | 0 | 0 | 0
Weatherization Total (Wx. + MHDS) | 7989306.4603 | 3040412.38 | 0 | 4.5906 | 2.1915 | Multifamily Existing | 70314.95 | 391654.95 | 355685.8595 | 1.2522 | 1.5112 | 1.596
Home Energy Reports | 0 | 110987.72 | 0 | 0 | 0 | Multifamily New Construction | 30858 | 183691.59 | 0 | 0.94581 | 0.76352 | 0.83987
Fuel Conversion Rebate | 1173000 | 480351.32 | 0 | 1.5554 | 1.1491 | Total Residential Efficiency Programs | 1283249.133 | 6269110.98 | 1457945.136 | 2.0839 | 0.74182 | 0.80804
Multifamily Existing | 25678247.59 | 12386860.41 | 8106.863 | 2.3041 | 2.173 | Commercial / Industrial Retrofit | 793013 | 2511153.54 | 0 | 2.8612 | 1.7144 | 1.8858
Multifamily New Construction | 1517734.0506 | 792111.39 | 0 | 1.4995 | 1.8275 | Commercial/Industrial New Construction | 114935 | 308246.41 | 0 | 4.1992 | 3.8845 | 4.2729
Total Residential Energy Management | 135764647.1769 | 47961007.93 | 3084745.3324 | 2.481 | 1.5654 | Resource Conservation Management | 778529 | 639719.29 | 220314.195 | 2.1177 | 1.9081 | 2.0705
Commercial/Industrial Retrofit | 69245482.61 | 18731490.71 | 0 | 2.6324 | 1.3916 | Energy Efficient Technology Evaluation | 0 | 0 | 0 | 0 | 0 | 0
Commercial/Industrial New Construction | 14261641.74 | 2900658.61 | 0 | 3.7025 | 3.1914 | Commercial Rebates | 272583 | 676905.42 | 743725.9387 | 1.6194 | 1.5513 | 1.6409
Resource Conservation Management | 12823040 | 1905532.54 | 348986.36 | 1.3114 | 1.7149 | Total Commercial Programs | 1959060 | 4136024.66 | 964040.1337 | 2.6427 | 1.8185 | 1.9846
High Voltage, Self-Directed NON 449 | 4635950 | 2662227.03 | 0 | 1.3759 | 1.6643 | Total Pilots | 0 | 323424.8 | 0 | 0 | 0 | 0
High Voltage, Self Directed 449 | 0 | 360133.55 | 0 | 0 | 0 | Total Regional Program (Gas Market Transformation) | 0 | 936063 | 0 | 0 |  | 0
Technology Evaluation | 0 | 91537 | 0 | 0 | 0 | Total Portfolio Support | 0 | 887714 | 0 | 0 |  | 0
Business Rebates | 15273888.3 | 4510036.51 | 526496.1082 | 1.8823 | 1.4502 | Total Research & Compliance | 0 | 541740 | 0 | 0 |  | 0
Total Business Energy Management | 116240002.65 | 31161615.95 | 875482.4682 | 2.3972 | 1.5392 | Total Gas Portfolio | 3242309.133 | 13094077.44 | 2421985.2697 | 1.8325 | 0.92141 | 1.0045
Residential HER Expansion | 3219660 | 679404.36 | 0 | 0.63225 | 0.69547
Commercial Energy Report Pilot | 5000000 | 143210 | 0 | 2.3975 | 2.6372
Total Pilots | 8219660 | 822614.36 | 0 | 0.93956 | 1.0335
Northwest Energy Efficiency Alliance | 22338000 | 2690129.24 | 0 | 2.6294 | 2.8923
Transmission & Distribution | 0 | 0 | 0 | 0 | 0
Total Regional Programs | 22338000 | 2690129.24 | 0 | 2.6294 | 2.8864
Total Portfolio Support | 0 | 5892477
Total Research & Compliance | 0 | 3065002
Total All Programs used in CE Calculations | 282562309.8269 | 91592846.48 | 3960227.8007 | 2.2031 | 1.4853
Total Other Electric Programs | 0 | 1605390 |  | n/a | n/a
Total Electric Portfolio | 282562309.8269 | 93198236.48 | 3960227.8007

## Elec. CE
2015 Electric Cost-Effectiveness Tests:
| WACC | 7.8% | A | B | C | D | E | F | G | H | I | J | K | L | M | N | O
| Program Number | Program Name | Weighted Measure Life | kWh Savings | Program Overhead Costs | Total Incentive Payments | Customer Costs | Incremental Measure Costs | Other Contributions | Total Utility Costs | Total Resource Costs | Present Value of Total Utility Costs in Time Zero | Present Value of Total Resource Costs in Time Zero | Present Value kWh Savings In Time Zero | Present Value of Lifetime Non Energy Benefits in time Zero | Utility Cost Test: Benefit Cost Ratio | Total Resource Cost Test: Benefit Cost Ratio With Conservation Credit
|  | Source/calculation: | H: Program Overhead + Total Incentive; I: Program Overhead + Incremental Measure costs + Other Contributions; J: Total Utility Costs ÷ (1 +Discount Rate)^1; K: Total Resource Costs ÷ (1 +Discount Rate)^1; L: PV of 1 kWh * Number of kWh; M: SUM(-PV(Discount Rate, MeasureLife, Unit annual NEBs)*number of units; N: Columns L ÷ J; O: Columns ((L +10%)+ M) ÷ K
Go to Summary page | Go to Gas Portfolio page | Follow Below Hyperlinks for Program Details
| E201 | Low Income Weatherization | 22.345 | 1739100.6689 | 219982.52 | 3269498.31 | 0 | 2748898.32 | 0 | 3489480.83 | 3385133.33 | 3236995.2041 | 3140197.8942 | 2782927.7791 | 109516.4895 | 0.85973 | 1.0097
| E214 | Residential Lighting | 10.9346 | 74926842.047 | 2889023.76 | 12380015.21 | 24171514.3071 | 36551529.5171 | 0 | 15269038.97 | 39440553.2771 | 14164229.1002 | 36586784.116 | 46960234.4843 | 0 | 3.3154 | 1.4119
| E214 | Space Heat | 17.775 | 8008681 | 256606.25 | 3833705.38 | 5768901.62 | 9602607 | 0 | 4090311.63 | 9859213.25 | 3794352.1614 | 9145837.8942 | 11379774.5861 | 0 | 2.9991 | 1.3687
| E215 | Water Heat | 14.9966 | 910507 | 48551.87 | 455205.1 | 286766.9 | 741972 | 0 | 503756.97 | 790523.87 | 467307.0223 | 733324.5547 | 702454.5802 | 223.9723 | 1.5032 | 1.054
| E214 | HomePrint | 11.2106 | 3784133 | 148148.93 | 2334109.64 | 0 | 2241155.49 | 0 | 2482258.57 | 2389304.42 | 2302651.7347 | 2216423.3952 | 2428205.0186 | 119265.272 | 1.0545 | 1.2589
| E214 | Home Appliances | 10.9802 | 7529689.08 | 744462.76 | 4202592.67 | 1395383.37 | 5597976.04 | 0 | 4947055.43 | 6342438.8 | 4589105.2226 | 5883523.9332 | 4263331.6395 | 1646293.0221 | 0.92901 | 1.0769
| E214 | Showerheads Elect | 10 | 2507406.28 | 114110.95 | 225878.51 | 398936.53 | 624815.04 | 0 | 339989.46 | 738925.99 | 315389.1095 | 685460.102 | 1432922.1229 | 1201339.7135 | 4.5433 | 4.0521
| E214 | Weatherization Total (Wx. + MHDS) |  | 7989306.4603 | 381538.43 | 2658873.95 | 3968765.6381 | 6624082.5881 | 0 | 3040412.38 | 7005621.0181 | 2820419.6475 | 6498720.796 | 12947375.1196 | 0 | 4.5906 | 2.1915
| E214 | SF Weatherization | 26.2058 | 3509420.4603 | 328665.99 | 1354465.04 | 3968765.6381 | 5323230.6781 | 0 | 1683131.03 | 5651896.6681 | 1561346.039 | 5242946.8164 | 6603782.8612 | 0 | 4.2295 | 1.3855
| E214 | Mobile Home Duct Sealing | 18.0473 | 4479886 | 52872.44 | 1304408.91 | 0 | 1300851.91 | 0 | 1357281.35 | 1353724.35 | 1259073.6085 | 1255773.9796 | 6343592.2583 | 0 | 5.0383 | 5.5567
| E214 | Home Energy Reports | 2 | 0 | 87947.39 | 23040.33 | 0 | 23040.33 | 0 | 110987.72 | 110987.72 | 102957.0686 | 102957.0686 | 0 |  | 0 | 0
| E215 | Single Family New Construction | 0 | 0 | 28742.85 | -350 | 0 | 0 | 0 | 28392.85 | 28742.85 | 26338.4508 | 26663.1262 | 0 | 0 | 0 | 0
| E215 | EnergyStar Manufactured Home | 0 | 0 | 0 | 0 | 0 | 0 | 0 | 0 | 0 | 0 | 0 | 0 | 0
| E216 | Fuel Conversion Rebate | 30 | 1173000 | 169745.65 | 310605.67 | 682894.33 | 993500 | 0 | 480351.32 | 1163245.65 | 1295606.6875 | 1929089.3684 | 2015170.8454 | 0 | 1.5554 | 1.1491
| E217 | Multifamily Existing | 18.4953 | 25678247.59 | 1468973.27 | 10917887.14 | 2064558.496 | 12982445.636 | 0 | 12386860.41 | 14451418.906 | 11490594.0724 | 13405768.9295 | 26475289.9816 | 8106.863 | 2.3041 | 2.173
| E218 | Multifamily New Construction | 13.7044 | 1517734.0506 | 268882.23 | 523229.16 | 0 | 446052.7336 | 0 | 792111.39 | 714934.9636 | 734797.2078 | 663204.9755 | 1101802.8189 | 0 | 1.4995 | 1.8275
|  | Total Residential Energy Management |  | 135764647.1769 | 6826716.86 | 41134291.07 | 38737721.1912 | 79178074.6948 | 0 | 47961007.93 | 86421044.0448 | 45340742.6894 | 81017956.1539 | 112489488.9762 | 3084745.3324 | 2.481 | 1.5654
| E250 | Commercial/Industrial Retrofit | 12.3951 | 69245482.61 | 5548625.25 | 13182865.46 | 20246560.15 | 33429425.61 | 0 | 18731490.71 | 38978050.86 | 17376150.9369 | 36157746.6234 | 45741328.0426 | 0 | 2.6324 | 1.3916
| E251 | Commercial/Industrial New Construction | 14 | 14261641.74 | 285260.68 | 2615397.93 | 801067.87 | 3416465.8 | 0 | 2900658.61 | 3701726.48 | 2690777.9314 | 3433883.5622 | 9962540.0374 | 0 | 3.7025 | 3.1914
| E253 | Resource Conservation Management | 3 | 12823040 | 1124288.9 | 781243.64 | 0 | 697972.72 | 0 | 1905532.54 | 1822261.62 | 1767655.4174 | 1690409.666 | 2318084.1958 | 348986.36 | 1.3114 | 1.7149
| E258 | High Voltage Self Directed NON 449 | 15 | 4635950 | 391376.37 | 2270850.66 | 0 | 2029537.61 |  | 2662227.03 | 2420913.98 | 2469598.3581 | 2245745.8071 | 3397815.963 | 0 | 1.3759 | 1.6643
| E258 | High Voltage Self-Directed 449 | 15 | 0 | 154342.95 | 205790.6 | 0 | 0 | 0 | 360133.55 | 154342.95 | 334075.6494 | 143175.2783 | 0 | 0 | 0 | 0
| E261 | Technology Evaluation | B: 0; C: 91537; H: 91537; I: 91537; J: 84913.7291; K: 84913.7291; N: 0; O: 0
| E262 | Business Rebates | 7.7548 | 15273888.3 | 948934.99 | 3561101.52 | 2320533.15 | 5881634.67 | 0 | 4510036.51 | 6830569.66 | 4183707.3377 | 6336335.4917 | 7875164.1407 | 526496.1082 | 1.8823 | 1.4502
|  | Total Business Energy Management |  | 116240002.65 | 8544366.14 | 22617249.81 | 23368161.17 | 45455036.41 | 0 | 31161615.95 | 53999402.55 | 28906879.3599 | 50092210.1577 | 69294932.3795 | 875482.4682 | 2.3972 | 1.5392
| E249 | Commercial Energy Report Pilot | 1 | 5000000 | 133210 | 10000 | 0 | 10000 | 0 | 143210 | 143210 | 132847.8664 | 132847.8664 | 318502.4927 |  | 2.3975 | 2.6372
| E249R | Residential Home Energy Report Expansion | 2 | 3219660 | 389770.72 | 289633.64 | 0 | 289633.64 |  | 679404.36 | 679404.36 | 630245.2319 | 630245.2319 | 398472.2181 | 0 | 0.63225 | 0.69547
|  | Total Pilots |  | 8219660 | 522980.72 | 299633.64 | 0 | 299633.64 | 0 | 822614.36 | 822614.36 | 763093.0983 | 763093.0983 | 716974.7108 | 0 | 0.93956 | 1.0335
| E245 | Northwest Energy Efficiency Alliance | 5 | 22338000 | 1025326.5 | 1664802.74 | 0 | 1664802.74 | 0 | 2690129.24 | 2690129.24 | 2495481.6698 | 2495481.6698 | 6561579.4752 |  | 2.6294 | 2.8923
|  | Transmission & Distribution | 15 | 0 |  | 0 | 0 |  | 0 | 0 | 5484 | 0 | 5087.1985 |  |  |  | 0
|  | Total Regional Programs |  | 22338000 | 1025326.5 | 1664802.74 | 0 | 1664802.74 | 0 | 2690129.24 | 2695613.24 | 2495481.6698 | 2500568.8683 | 6561579.4752 | 0 | 2.6294 | 2.8864
|  | Customer Engagement & Education | H: 1070200; I: 1070151; J: 992764.3785; K: 992718.9239
|  | Energy Advisors | H: 696652; I: 696652; J: 646244.898; K: 646244.898
|  | Events | H: 260235; I: 260186; J: 241405.3803; K: 241359.9258
|  | Brochures, non program-specific | H: 50211; I: 50211; J: 46577.9221; K: 46577.9221
|  | Education | H: 63102; I: 63102; J: 58536.1781; K: 58536.1781
|  | Web Experience | H: 1615932; I: 1615932; J: 1499009.2764; K: 1499009.2764
|  | Customer Online Experience | H: 426559; I: 426559; J: 395694.8052; K: 395694.8052
|  | Customer Awareness Tools | H: 441840; I: 441840; J: 409870.1299; K: 409870.1299
|  | Market Integration | H: 645099; I: 645099; J: 598422.0779; K: 598422.0779
|  | MyData (Automated Benchmarking System) | H: 102434; I: 102434; J: 95022.2635; K: 95022.2635
|  | Rebates Processing | H: 565953; I: 565953; J: 525002.7829; K: 525002.7829
|  | Program Support | H: 2066642; I: 2066642; J: 1917107.6067; K: 1917107.6067
|  | Program Development | H: 402426; I: 402426; J: 373307.9777; K: 373307.9777
|  | Data And Systems Services | H: 744135; I: 744135; J: 690292.2078; K: 690292.2078
|  | Energy Efficiency Software System ("DSM Central") | H: 920081; I: 920081; J: 853507.4212; K: 853507.4212
|  | Energy Efficient Communities | H: 543144; I: 543144; J: 503844.1558; K: 503844.1558
|  | Trade Ally Support | H: 142559; I: 142559; J: 132243.9703; K: 132243.9703
|  | Contractor Alliance | H: -111953; I: -111953; J: -103852.5046; K: -103852.5046
|  | Total Portfolio Support | H: 5892477; I: 5892428; J: 5466119.666; K: 5466074.2115
|  | Conservation Supply Curves | H: 141251; I: 141251; J: 131030.6122; K: 131030.6122
|  | Strategic Planning | H: 109251; I: 109251; J: 101346.0111; K: 101346.0111
|  | Market Research | H: 121569; I: 121569; J: 112772.7273; K: 112772.7273
|  | Program Evaluation | H: 2184327; I: 2184327; J: 2026277.3655; K: 2026277.3655
|  | Biennial Elec. Consv. Aquisitn. Review | H: 61281; I: 61281; J: 56846.9388; K: 56846.9388
|  | Verification Team | H: 447323; I: 447323; J: 414956.4007; K: 414956.4007
|  | Total Research and Compliance | H: 3065002; I: 3065002; J: 2843230.0557; K: 2843230.0557; O: 0
|  | Total In CE Calculations |  | 282562309.8269 | 16919390.22 | 65715977.26 | 62105882.3612 | 126597547.4848 | 0 | 91592846.48 | 152896104.1948 | 85815546.5391 | 142683132.5454 | 189062975.5417 | 3960227.8007 | 2.2031 | 1.4853
|  | Net Metering | H: 947430; I: 947430; J: 878877.551; K: 878877.551
|  | Electric Vehicle Charger Incentive | H: 657960; I: 657960; J: 610352.5046; K: 610352.5046
|  | Total Other Programs | H: 1605390; I: 1605390; J: 1489230.0557; K: 1489230.0557
| Grand Total of All EES Programs |  | B: 32.256; H: 93198236.48

## Gas CE
| 2015 Gas Cost-Effectiveness Tests | [15 empty] | O | P
| WACC | 7.8% | A | B | C | D | E | F | G | H | I | J | K | L | M | N | Conservation Credit: | 10%
| Prog. No. | Program Name | Weighted Measure Life | Therm Savings | Program Overhead Costs | Total Incentive Payments | Customer Costs & Agency Costs | Incremental Measure Costs | Other Contributions | Total Utility Costs | Total Resource Costs | Present Value of Total Utility Costs in Time Zero | Present Value of Total Resource Costs in Time Zero | Present Value Therm Savings In Time Zero | Present Value of Lifetime Non Energy Benefits in time Zero | Utility Cost Test: Benefit Cost Ratio | Total Resource Cost Test: Benefit Cost Ratio Without Conservation Credit | Total Resource Cost Test: Benefit Cost Ratio With Conservation Credit | Go to gas avoided costs table
|  | Source/calculation: | H: Program Overhead + Total Incentive; I: Program Overhead + Incremental Measure costs + Other Contributions; J: Total Utility Costs ÷ (1 +Discount Rate)^1; K: Total Resource Costs ÷ (1 +Discount Rate)^1; L: PV of 1 therm * Number of therms; M: SUM(-PV(Discount Rate, MeasureLife, Unit annual NEBs)*number of units; N: Columns L ÷ J | Columns (L + M) ÷ K | Columns ((L +10%)+ M) ÷ K
Go to Summary page | Go to Electric Portfolio Page | Follow Below Hyperlinks for Program Details
| G203 | Low Income Weatherization | 24.2317 | 10071.5 | 32973.7 | 141197.66 | 0 | 122748.39 | 0 | 174171.36 | 174171.36 | 161568.9796 | 161568.9796 | 111510.5494 | 3971.234 | 0.69017 | 0.71475 | 0.78377
| G214 | Residential Space Heat | 18.2618 | 485321 | 191647.66 | 1172700 | 1704319 | 2877019 | 0 | 1364347.66 | 3068666.66 | 1265628.6271 | 2846629.5547 | 4605475.7851 | 0 | 3.6389 | 1.6179 | 1.7797
| G214 | Residential Appliances | 14 | 24864.1 | 0 | 0 | 0 | 0 | 0 | 0 | 0 | 0 | 0 | 112340.0746 | 1482.8595
| G214 | Residential Showerheads | 10 | 110456.5497 | 52256.97 | 165577.18 | 350318.64 | 515895.82 | 0 | 217834.15 | 568152.79 | 202072.4954 | 527043.4045 | 445852.529 | 915947.5169 | 2.2064 | 2.5838 | 2.6684
| G214 | Web Enabled Thermostats | 20 | 0 | -76000 | 219 | 0 | 0 | 0 | -75781 | -76000 | -70297.7737 | -70500.9276 | 0 | 0
| G214 | Single Family Weatherization | 25.474 | 551363.0333 | 320154.58 | 3617801.82 | 11201402.8752 | 14819204.6952 | 0 | 3937956.4 | 15139359.2752 | 3653020.7792 | 14043932.5373 | 6227921.0629 | 180857.666 | 1.7049 | 0.45634 | 0.50068
| G214 | Home Energy Reports | 2 | 0 | 29152.4 | 25416.48 | 0 | 0 | 0 | 54568.88 | 29152.4 | 50620.4824 | 27043.0427 | 0 | 0
| G215 | EnergyStar Manufactured Home | 30 | 0 | 0 | 0 | 0 | 0 | 0 | 0 | 0 | 0 | 0 | 0 | 0
| G215 | Single Family New Construction | 30 | 0 | 20666.99 | 0 | 0 | 0 | 0 | 20666.99 | 20666.99 | 19171.6048 | 19171.6048 | 0 | 0
| G217 | Multifamily Existing | 12.2865 | 70314.95 | 115531.37 | 276123.58 | 186581.95 | 462705.53 | 0 | 391654.95 | 578236.9 | 363316.2801 | 536397.8664 | 454936.709 | 355685.8595 | 1.2522 | 1.5112 | 1.596
| G218 | Multifamily New Construction | 14.3003 | 30858 | 94387.34 | 89304.25 | 43855.2 | 133159.45 | 0 | 183691.59 | 227546.79 | 170400.3618 | 211082.3655 | 161165.5255 | 0 | 0.94581 | 0.76352 | 0.83987
|  | Total Residential Efficiency Programs |  | 1283249.133 | 780771.01 | 5488339.97 | 13486477.6652 | 18930732.8852 | 0 | 6269110.98 | 19729953.1652 | 5815501.8367 | 18302368.4278 | 12119202.2355 | 1457945.136 | 2.0839 | 0.74182 | 0.80804
| G205 | Commercial / Industrial Retrofit | 17 | 793013 | 407765.77 | 2103387.77 | 1679745.15 | 3783132.92 | 0 | 2511153.54 | 4190898.69 | 2329455.974 | 3887661.1224 | 6664963.6697 | 0 | 2.8612 | 1.7144 | 1.8858
| G251 | Commercial/Industrial New Construction | 24 | 114935 | 37763.41 | 270483 | 24979 | 295462 | 0 | 308246.41 | 333225.41 | 285942.8664 | 309114.4805 | 1200744.0409 | 0 | 4.1992 | 3.8845 | 4.2729
| G253 | Resource Conservation Management | 3 | 778529 | 393832.95 | 245886.34 | 194742.05 | 440628.39 | 0 | 639719.29 | 834461.34 | 593431.6234 | 774082.8757 | 1256728.4584 | 220314.195 | 2.1177 | 1.9081 | 2.0705
| G261 | Energy Efficient Technology Evaluation | NA | 0 | 0 | 0 | 0 | 0 | 0 |  |  | 0 | 0 | 0 |  | 0 | 0 | 0
| G262 | Commercial Rebates | 9.0729 | 272583 | 178058.24 | 498847.18 | 546515.08 | 1045362.26 | 0 | 676905.42 | 1223420.5 | 627927.1058 | 1134898.423 | 1016886.7211 | 743725.9387 | 1.6194 | 1.5513 | 1.6409
|  | Total Commercial Programs |  | 1959060 | 1017420.37 | 3118604.29 | 2445981.28 | 5564585.57 |  | 4136024.66 | 6582005.94 | 3836757.5696 | 6105756.9017 | 10139322.8901 | 964040.1337 | 2.6427 | 1.8185 | 1.9846
|  | NEEA Gas Market Transformation Study | NA | 0 | 936063 | 0 | 0 | 0 | 0 | 936063 | 936063 | 868333.0241 | 868333.0241 | 0 | 0 | 0 | 0 | 0
|  | Total Regional Programs |  |  | 936063 | 0 | 0 | 0 | 0 | 936063 | 936063 | 868333.0241 | 868333.0241
| G249 | Commercial Home Energy Reports Pilot | 2 | 0 | 0 | 0 | 0 | 0 | 0 | 0 | 0 | 0 | 0 | 0
| G249 | Residential Home Energy Report Expansion | 2 | 0 | 197408.33 | 126016.47 | 0 | 0 | 0 | 323424.8 | 197408.33 | 300023.0056 | 183124.6104 | 0 | 0 | 0 | 0 | 0
|  | Total Pilots |  | 0 | 197408.33 | 126016.47 | 0 | 0 | 0 | 323424.8 | 197408.33 | 300023.0056 | 183124.6104 | 0 | 0 | 0 | 0 | 0
|  | Customer Engagement & Education | H: 171162; I: 171162; J: 158777.3655; K: 158777.3655
|  | Energy Advisors | H: 101052; I: 101052; J: 93740.2597; K: 93740.2597
|  | Events | H: 49754; I: 49754; J: 46153.9889; K: 46153.9889
|  | Brochures, non program-specific | H: 7593; I: 7593; J: 7043.5993; K: 7043.5993
|  | Education | H: 12763; I: 12763; J: 11839.5176; K: 11839.5176
|  | Web Experience | H: 249232; I: 249205; J: 231198.5158; K: 231173.4694
|  | Customer Online Experience | H: 63031; I: 63031; J: 58470.3154; K: 58470.3154
|  | Customer Awareness Tools | H: 69385; I: 69358; J: 64364.564; K: 64339.5176
|  | Market Integration | H: 94299; I: 94299; J: 87475.8813; K: 87475.8813
|  | MyData (Automated Benchmarking System) | H: 22517; I: 22517; J: 20887.7551; K: 20887.7551
|  | Rebate Processing | H: 115948; I: 115948; J: 107558.4416; K: 107558.4416
|  | Program Support | H: 245550; I: 245550; J: 227782.9314; K: 227782.9314
|  | Program Development | H: 42837; I: 42837; J: 39737.4768; K: 39737.4768
|  | Data and Systems Services | H: 108027; I: 108027; J: 100210.5751; K: 100210.5751
|  | Energy Efficient Software System (DSM Central) | H: 94686; I: 94686; J: 87834.8794; K: 87834.8794
|  | Energy Efficient Communities | H: 131179; I: 131179; J: 121687.384; K: 121687.384
|  | Trade Ally Support | H: 20930; I: 20930; J: 19415.5844; K: 19415.5844
|  | Contractor Alliance Network | H: -46287; I: -46287; J: -42937.8479; K: -42937.8479
|  | Total Portfolio Support | H: 887714; I: 887687; J: 823482.3748; K: 823457.3284
|  | Conservation Supply Curves | H: 20179; I: 20179; J: 18718.9239; K: 18718.9239
|  | Strategic Planning | H: 15600; I: 15600; J: 14471.243; K: 14471.243
|  | Market Research | H: 17212; I: 17212; J: 15966.6048; K: 15966.6048
|  | Program Evaluation | H: 352872; I: 352872; J: 327339.5176; K: 327339.5176
|  | Verification Team | H: 135877; I: 135877; J: 126045.4545; K: 126045.4545
|  | Total Research & Compliance | H: 541740; I: 541740; J: 502541.744; K: 502541.744
|  | Grand Total All Gas Programs |  | 3242309.133 | 2931662.71 | 8732960.73 | 15932458.9452 | 24495318.4552 | 0 | 13094077.44 | 28874857.4352 | 12146639.5547 | 26785582.0364 | 22258525.1256 | 2421985.2697 | 1.8325 | 0.92141 | 1.0045
[12 empty] | "Time Zero" means the current year. | "Time Zero" means the current year. | "Time Zero" means the current year. | "Time Zero" means the current year.

## E201 LIW
Rtn to Summary | E201 Residential Low Income: 2015 Program Savings, Budget, and Benefit-Cost Analysis
| Discount Rate: | 7.8%
| Funding Source | Measure Name | Measure Life | Weighted Life | Electric End-Use Type | Number of units offered | kWh per unit | Incentives Per Unit | Incremental Measure Cost per Unit | Agency or Customer Cost per Unit | Total kWh Savings | Program Overhead Cost | Total Agency Admin | Total LIW Incentive | Total Customer or Agency Cost | Total Incremental Measure Cost | Other Contribution Costs | Total Utility Program Costs | Total Resource Cost | Unit Annual Non-Energy Benefits | Utility Program Cost Time Zero | Total Resource Costs in Time Zero | Total Lofetime Non-Energy Benefits in Time Zero | PV one kWh UC | PV Total Electric Savings Time Zero UC | UC B/C Ratio | TRC B/C Ratio
| TE | AirSeal-All_TE_MF | 30 | 0.011247 | MF Space Heat | 1 | 652 | 584 | 584 | 0 | 652 |  | 87.6 | 584 | 0 | 584 |  |  |  | 0 | 0 | 0 | 0 | 1.6954 | 1105.4025
| TE | AirSeal-BFT_TE_MF |  | 0 |  | 30 | 0 | 50 | 50 | 0 | 0 |  | 225 | 1500 | 0 | 1500 |  |  |  |  | 0 | 0 | 0 | 0 | 0
| TE | AirSeal-C_TE_MF | 30 | 0.33765 | MF Space Heat | 10 | 1957.36 | 2122.547 | 2122.547 | 0 | 19573.5999 |  | 4026.47 | 21225.47 | 0 | 21225.47 |  |  |  | 0 | 0 | 0 | 0 | 1.6954 | 33185.1326
| TE | AirSeal-F_TE_MF | 30 | 0.026991 | MF Space Heat | 8 | 195.5813 | 1548.8275 | 1548.8275 | 0 | 1564.65 |  | 1858.58 | 12390.62 | 0 | 12390.62 |  |  |  | 0 | 0 | 0 | 0 | 1.6954 | 2652.7118
| TE | AirSeal-MFAirSealPkg_TE_MF | 30 | 0.2919 | MF Space Heat | 2 | 8460.6101 | 0 | 0 | 0 | 16921.2202 |  | 0 | 0 | 0 | 0 |  |  |  | 0 | 0 | 0 | 0 | 1.6954 | 28688.2812
| TE | AirSeal-MV_TE_MF | 30 | 0.0098672 | MF Space Heat | 4 | 143 | 381.91 | 381.91 | 0 | 572 |  | 229.15 | 1527.64 | 0 | 1527.64 |  |  |  | 0 | 0 | 0 | 0 | 1.6954 | 969.7703
| TE | AirSeal-W_TE_MF | 30 | 0.96841 | MF Space Heat | 14 | 4009.915 | 15684.8064 | 15684.8064 | 0 | 56138.8096 |  | 32938.08 | 219587.29 | 0 | 219587.29 |  |  |  | 0 | 0 | 0 | 0 | 1.6954 | 95177.8853
| TE | Appl-FridgeReplace_TE_MH | 15 | 0.080421 | Res Refrigerator | 14 | 666 | 640.1293 | 640.1293 | 0 | 9324 |  | 1344.26 | 8961.81 | 0 | 8961.81 |  |  |  | 0 | 0 | 0 | 0 | 0.66987 | 6245.8953
| TE | Appl-FridgeReplace_TE_SF | 15 | 0.063188 | Res Refrigerator | 11 | 666 | 708.8864 | 708.8864 | 0 | 7326 |  | 1169.66 | 7797.75 | 0 | 7797.75 |  |  |  | 0 | 0 | 0 | 0 | 0.66987 | 4907.4891
| TE | CMN-HVAC_TE_MF | 25 | 0.43844 | MF Space Heat | 1 | 30499.9902 | 19658.09 | 19658.09 | 0 | 30499.9902 |  | 2948.71 | 19658.09 | 0 | 19658.09 |  |  |  | 0 | 0 | 0 | 0 | 1.5722 | 47952.0985
| TE | Detect-CO_TE_MH |  | 0 |  | 44 | 0 | 97.2964 | 97.2964 | 0 | 0 |  | 642.21 | 4281.04 | 0 | 4281.04 |  |  |  |  | 0 | 0 | 0 | 0 | 0
| TE | Detect-CO_TE_SF |  | 0 |  | 21 | 0 | 91.0305 | 91.0305 | 0 | 0 |  | 286.77 | 1911.64 | 0 | 1911.64 |  |  |  |  | 0 | 0 | 0 | 0 | 0
| TE | Detect-SmokeAlarm_TE_MH |  | 0 |  | 19 | 0 | 54.1653 | 54.1653 | 0 | 0 |  | 154.42 | 1029.14 | 0 | 1029.14 |  |  |  |  | 0 | 0 | 0 | 0 | 0
| TE | Detect-SmokeAlarm_TE_SF |  | 0 |  | 13 | 0 | 58.5369 | 58.5369 | 0 | 0 |  | 114.18 | 760.98 | 0 | 760.98 |  |  |  |  | 0 | 0 | 0 | 0 | 0
| TE | DuctlessHeatPump_TE_MF | 20 | 0.86941 | SF Heat Pump | 28 | 2700 | 3654.1189 | 3654.1189 | 0 | 75600 |  | 15347.3 | 102315.33 | 0 | 102315.33 |  |  |  | 37.13 | 0 | 0 | 10361.0647 | 1.5297 | 115645.3325
| TE | DuctlessHeatPump_TE_MH | 15 | 2.2581 | SF Heat Pump | 77 | 3400 | 3684.8325 | 3684.8325 | 0 | 261800 |  | 42794.12 | 283732.1 | 0 | 283732.1 |  |  |  | 67.11 | 0 | 0 | 44776.1593 | 1.2899 | 337702.7826
| TE | DuctlessHeatPump_TE_SF | 20 | 3.695 | SF Heat Pump | 119 | 2700 | 3777.1349 | 3777.1349 | 0 | 321300 |  | 67745.86 | 449479.05 | 0 | 449479.05 |  |  |  | 37.13 | 0 | 0 | 44034.5248 | 1.5297 | 491492.6631
| TE | Furn-Repair_TE_MH |  | 0 |  | 57 | 0 | 294.6732 | 294.6732 | 0 | 0 |  | 2519.48 | 16796.37 | 0 | 16796.37 |  |  |  |  | 0 | 0 | 0 | 0 | 0
| TE | Furn-Repair_TE_SF |  | 0 |  | 8 | 0 | 290.64 | 290.64 | 0 | 0 |  | 348.77 | 2325.12 | 0 | 2325.12 |  |  |  |  | 0 | 0 | 0 | 0 | 0
| TE | Furn-Replace_TE_MH |  | 0 |  | 4 | 0 | 2620.85 | 2620.85 | 0 | 0 |  | 1572.51 | 10483.4 | 0 | 10483.4 |  |  |  |  | 0 | 0 | 0 | 0 | 0
| TE | Insul-Attic_0_19_TE_MH | 25 | 0.098614 | SF Space Heat | 18 | 381.1111 | 1016.4322 | 1016.4322 | 0 | 6860 |  | 2744.34 | 18295.78 | 0 | 18295.78 |  |  |  | 0 | 0 | 0 | 0 | 1.8366 | 12599.0975
| TE | Insul-Attic_0_30_TE_MH | 25 | 0.15566 | SF Space Heat | 15 | 721.896 | 1415.97 | 1415.97 | 0 | 10828.4398 |  | 3615.67 | 21239.55 | 0 | 21239.55 |  |  |  | 0 | 0 | 0 | 0 | 1.8366 | 19887.5465
| TE | Insul-Attic_0_38_TE_MF | 30 | 0.95988 | MF Space Heat | 10 | 5564.45 | 6202.575 | 6202.575 | 0 | 55644.4995 |  | 9303.86 | 62025.75 | 0 | 62025.75 |  |  |  | 0 | 0 | 0 | 0 | 1.6954 | 94339.8307
| TE | Insul-Attic_0_38_TE_SF | 30 | 0.71588 | SF Space Heat | 16 | 2593.7112 | 2673.3288 | 2673.3288 | 0 | 41499.3799 |  | 6773.92 | 42773.26 | 0 | 42773.26 |  |  |  | 0.03 | 0 | 0 | 5.5073 | 2.0308 | 84274.9403
| TE | Insul-Attic_11_33_TE_MH | 25 | 0.57953 | SF Space Heat | 38 | 1060.8987 | 2045.4418 | 2045.4418 | 0 | 40314.1496 |  | 11845.35 | 77726.79 | 0 | 77726.79 |  |  |  | 0 | 0 | 0 | 0 | 1.8366 | 74041.0934
| TE | Insul-Attic_11_38_TE_MF | 30 | 0.37317 | MF Space Heat | 7 | 3090.3671 | 4335.4071 | 4335.4071 | 0 | 21632.5696 |  | 4552.18 | 30347.85 | 0 | 30347.85 |  |  |  | 0 | 0 | 0 | 0 | 1.6954 | 36675.9153
| TE | Insul-Attic_11_38_TE_SF | 30 | 0.24036 | SF Space Heat | 27 | 516.0607 | 2035.7226 | 2035.7226 | 0 | 13933.64 |  | 8290.24 | 54964.51 | 0 | 54964.51 |  |  |  | 0.01 | 0 | 0 | 3.0979 | 2.0308 | 28295.7644
| TE | Insul-CeilAttic_19_38_TE_MF | 25 | 0.14463 | MF Space Heat | 5 | 2012.252 | 4696.95 | 4696.95 | 0 | 10061.2601 |  | 3522.7 | 23484.75 | 0 | 23484.75 |  |  |  | 0 | 0 | 0 | 0 | 1.5722 | 15818.3177
| TE | Insul-CeilAttic_19_38_TE_SF | 30 | 0.097908 | SF Space Heat | 21 | 270.2719 | 1595.2395 | 1595.2395 | 0 | 5675.71 |  | 5093.28 | 33500.03 | 0 | 33500.03 |  |  |  | 0 | 0 | 0 | 0 | 2.0308 | 11525.9583
| TE | Insul-Duct_0_11_TE_SF | 30 | 0.14615 | SF Space Heat | 6 | 1412.05 | 1501.0417 | 1501.0417 | 0 | 8472.2998 |  | 1489.91 | 9006.25 | 0 | 9006.25 |  |  |  | 0 | 0 | 0 | 0 | 2.0308 | 17205.138
| TE | Insul-Floor_0_19_TE_MF | 30 | 0.005095 | MF Space Heat | 4 | 73.84 | 132.77 | 132.77 | 0 | 295.36 |  | 79.67 | 531.08 | 0 | 531.08 |  |  |  | 0 | 0 | 0 | 0 | 1.6954 | 500.7541
| TE | Insul-Floor_0_19_TE_SF | 30 | 0.34632 | SF Space Heat | 26 | 772.1562 | 1809.0012 | 1809.0012 | 0 | 20076.06 |  | 7149.33 | 47034.03 | 0 | 47034.03 |  |  |  | 0.01 | 0 | 0 | 2.9831 | 2.0308 | 40769.4949
| TE | Insul-Floor_0_22_TE_MH | 25 | 1.8744 | SF Space Heat | 107 | 1218.5835 | 2545.6927 | 2545.6927 | 0 | 130388.4392 |  | 40909.71 | 272389.12 | 0 | 272389.12 |  |  |  | 0 | 0 | 0 | 0 | 1.8366 | 239471.8159
| TE | Insul-Floor_0_30_TE_MF | 30 | 0.34313 | MF Space Heat | 9 | 2210.1445 | 3740.2444 | 3740.2444 | 0 | 19891.3008 |  | 5049.33 | 33662.2 | 0 | 33662.2 |  |  |  |  | 0 | 0 | 0 | 1.6954 | 33723.7636
| TE | Insul-Floor_0_30_TE_MH | 25 | 0.62127 | SF Space Heat | 27 | 1600.6667 | 2975.6941 | 2975.6941 | 0 | 43218 |  | 12085.42 | 80343.74 | 0 | 80343.74 |  |  |  | 0.02 | 0 | 0 | 5.8642 | 1.8366 | 79374.3142
| TE | Insul-Floor_0_30_TE_SF | 30 | 0.30479 | SF Space Heat | 18 | 981.5889 | 2225.825 | 2225.825 | 0 | 17668.5999 |  | 6202.25 | 40064.85 | 0 | 40064.85 |  |  |  | 0.02 | 0 | 0 | 4.1305 | 2.0308 | 35880.541
| TE | Insul-Floor_11_22_TE_MH | 25 | 0.10698 | SF Space Heat | 12 | 620.1883 | 1611.8075 | 1611.8075 | 0 | 7442.26 |  | 2901.25 | 19341.69 | 0 | 19341.69 |  |  |  | 0 | 0 | 0 | 0 | 1.8366 | 13668.478
| TE | Insul-Floor_11_30_TE_MF | 30 | 0.14022 | MF Space Heat | 8 | 1016.07 | 1739.635 | 1739.635 | 0 | 8128.5599 |  | 2087.57 | 13917.08 | 0 | 13917.08 |  |  |  | 0 | 0 | 0 | 0 | 1.6954 | 13781.1819
| TE | Insul-Floor_11_30_TE_SF | 30 | 0.01046 | SF Space Heat | 2 | 303.17 | 1472.275 | 1472.275 | 0 | 606.34 |  | 441.68 | 2944.55 | 0 | 2944.55 |  |  |  | 0 | 0 | 0 | 0 | 2.0308 | 1231.326
| TE | Insul-Wall_0_11_TE_MF | 30 | 0.52229 | SF Space Heat | 3 | 10092.3334 | 21271.4 | 21271.4 | 0 | 30277.0002 |  | 9607.13 | 63814.2 | 0 | 63814.2 |  |  |  | 0 | 0 | 0 | 0 | 2.0308 | 61485.0725
| TE | Insul-Wall_0_11_TE_MH | 25 | 0.00055546 | SF Space Heat | 2 | 19.32 | 31.625 | 31.625 | 0 | 38.64 |  | 9.48 | 63.25 | 0 | 63.25 |  |  |  | 0 | 0 | 0 | 0 | 1.8366 | 70.9663
| TE | Insul-Wall_0_11_TE_SF | 30 | 0.30832 | SF Space Heat | 16 | 1117.0963 | 2124.9462 | 2124.9462 | 0 | 17873.54 |  | 5194.54 | 33999.14 | 0 | 33999.14 |  |  |  | 0.03 | 0 | 0 | 5.5073 | 2.0308 | 36296.7235
| TE | LC-Aerator_TE_MH |  | 0 |  | 14 | 0 | 2.0743 | 2.0743 | 0 | 0 |  | 4.35 | 29.04 | 0 | 29.04 |  |  |  |  | 0 | 0 | 0 | 0 | 0
| TE | LC-Aerator_TE_SF |  | 0 |  | 5 | 0 | 1.94 | 1.94 | 0 | 0 |  | 1.46 | 9.7 | 0 | 9.7 |  |  |  |  | 0 | 0 | 0 | 0 | 0
| TE | LC-Showerhead_TE_MF | 10 | 0.023179 | Res Water Heat | 29 | 139 | 40.5 | 40.5 | 0 | 4031 |  | 176.18 | 1174.5 | 0 | 1174.5 |  |  |  | 11.4 | 0 | 0 | 2238.5046 | 0.57148 | 2303.6191
| TE | LC-Showerhead_TE_MH | 10 | 0.015985 | Res Water Heat | 20 | 139 | 23.8145 | 23.8145 | 0 | 2780 |  | 93.09 | 476.29 | 0 | 476.29 |  |  |  | 11.4 | 0 | 0 | 1543.7963 | 0.57148 | 1588.7028
| TE | LC-Showerhead_TE_SF | 10 | 0.0071934 | Res Water Heat | 9 | 139 | 30.0178 | 30.0178 | 0 | 1251 |  | 44.31 | 270.16 | 0 | 270.16 |  |  |  | 11.4 | 0 | 0 | 694.7083 | 0.57148 | 714.9163
| TE | LC-Weatherstrip_TE_MH |  | 0 |  | 4 | 0 | 111.6425 | 111.6425 | 0 | 0 |  | 66.99 | 446.57 | 0 | 446.57 |  |  |  |  | 0 | 0 | 0 | 0 | 0
| TE | LC-Weatherstrip_TE_SF |  | 0 |  | 6 | 0 | 88.1183 | 88.1183 | 0 | 0 |  | 79.32 | 528.71 | 0 | 528.71 |  |  |  |  | 0 | 0 | 0 | 0 | 0
| TE | Light-LEDALamp_TE_MF | 12 | 0.027566 | Res Lighting | 235 | 17 | 15 | 15 | 0 | 3995 |  | 528.75 | 3525 | 0 | 3525 |  |  |  | 0 | 0 | 0 | 0 | 0.68318 | 2729.2909
| TE | Light-LEDALamp_TE_MH | 12 | 0.097947 | Res Lighting | 850 | 16.7 | 15 | 15 | 0 | 14195.0001 |  | 1912.5 | 12750 | 0 | 12750 |  |  |  | 0 | 0 | 0 | 0 | 0.68318 | 9697.6934
| TE | Light-LEDALamp_TE_SF | 12 | 0.078527 | Res Lighting | 843 | 13.5 | 15 | 15 | 0 | 11380.5 |  | 1896.75 | 12645 | 0 | 12645 |  |  |  | 0 | 0 | 0 | 0 | 0.68318 | 7774.8924
| TE | Light-LEDFixture_TE_MH | 15 | 0.0010147 | Res Lighting | 4 | 29.41 | 40 | 40 | 0 | 117.64 |  | 24 | 160 | 0 | 160 |  |  |  | 0 | 0 | 0 | 0 | 0.80126 | 94.2603
| TE | Light-LEDFixture_TE_SF | 15 | 0.0016947 | Res Lighting | 8 | 24.56 | 4 | 4 | 0 | 196.48 |  | 48 | 32 | 0 | 32 |  |  |  | 0 | 0 | 0 | 0 | 0.80126 | 157.4317
| TE | Repair-Elect_TE_MH |  | 0 |  | 8 | 0 | 327.9712 | 327.9712 | 0 | 0 |  | 393.56 | 2623.77 | 0 | 2623.77 |  |  |  |  | 0 | 0 | 0 | 0 | 0
| TE | Repair-Elect_TE_SF |  | 0 |  | 9 | 0 | 284.2322 | 284.2322 | 0 | 0 |  | 383.72 | 2558.09 | 0 | 2558.09 |  |  |  |  | 0 | 0 | 0 | 0 | 0
| TE | Repair-Floor_TE_MH |  | 0 |  | 2 | 0 | 414.355 | 414.355 | 0 | 0 |  | 124.31 | 828.71 | 0 | 828.71 |  |  |  |  | 0 | 0 | 0 | 0 | 0
| TE | Repair-Floor_TE_SF |  | 0 |  | 34 | 0 | 246.3135 | 246.3135 | 0 | 0 |  | 1256.27 | 8374.66 | 0 | 8374.66 |  |  |  |  | 0 | 0 | 0 | 0 | 0
| TE | Repair-Health_TE_MH |  | 0 |  | 12 | 0 | 737.7175 | 737.7175 | 0 | 0 |  | 1327.89 | 8852.61 | 0 | 8852.61 |  |  |  |  | 0 | 0 | 0 | 0 | 0
| TE | Repair-Health_TE_SF |  | 0 |  | 15 | 0 | 459.8793 | 459.8793 | 0 | 0 |  | 1034.7 | 6898.19 | 0 | 6898.19 |  |  |  |  | 0 | 0 | 0 | 0 | 0
| TE | Repair-Plumb_TE_MH |  | 0 |  | 20 | 0 | 684.989 | 684.989 | 0 | 0 |  | 2054.95 | 13699.78 | 0 | 13699.78 |  |  |  |  | 0 | 0 | 0 | 0 | 0
| TE | Repair-Plumb_TE_SF |  | 0 |  | 9 | 0 | 616.9167 | 616.9167 | 0 | 0 |  | 832.85 | 5552.25 | 0 | 5552.25 |  |  |  |  | 0 | 0 | 0 | 0 | 0
| TE | Repair-Roof_TE_MH |  | 0 |  | 9 | 0 | 1557.5967 | 1557.5967 | 0 | 0 |  | 2102.76 | 14018.37 | 0 | 14018.37 |  |  |  |  | 0 | 0 | 0 | 0 | 0
| TE | Repair-Roof_TE_SF |  | 0 |  | 3 | 0 | 1093.5633 | 1093.5633 | 0 | 0 |  | 492.1 | 3280.69 | 0 | 3280.69 |  |  |  |  | 0 | 0 | 0 | 0 | 0
| TE | Repair-Struct_TE_MH |  | 0 |  | 16 | 0 | 572.6456 | 572.6456 | 0 | 0 |  | 1374.36 | 9162.33 | 0 | 9162.33 |  |  |  |  | 0 | 0 | 0 | 0 | 0
| TE | Repair-Struct_TE_SF |  | 0 |  | 41 | 0 | 1483.8893 | 1483.8893 | 0 | 0 |  | 9125.94 | 60839.46 | 0 | 60839.46 |  |  |  |  | 0 | 0 | 0 | 0 | 0
| TE | Safe-CombTest_TE_MH |  | 0 |  | 10 | 0 | 186.046 | 186.046 | 0 | 0 |  | 279.05 | 1860.46 | 0 | 1860.46 |  |  |  |  | 0 | 0 | 0 | 0 | 0
| TE | Safe-CombTest_TE_SF |  | 0 |  | 9 | 0 | 168.4478 | 168.4478 | 0 | 0 |  | 227.4 | 1516.03 | 0 | 1516.03 |  |  |  |  | 0 | 0 | 0 | 0 | 0
| TE | Seal-Duct_TE_MH | 20 | 1.739 | SF Space Heat | 98 | 1543 | 565.4373 | 565.4373 | 0 | 151214 |  | 8346.46 | 55412.86 | 0 | 55412.86 |  |  |  | 0 | 0 | 0 | 0 | 1.6268 | 246002.019
| TE | Seal-Duct_TE_SF | 20 | 0.2289 | SF Space Heat | 16 | 1244 | 690.2 | 690.2 | 0 | 19904 |  | 1656.48 | 11043.2 | 0 | 11043.2 |  |  |  | 11 | 0 | 0 | 1754.0181 | 1.6268 | 32380.7596
| TE | Seal-Struct_TE_MH | 25 | 1.0748 | SF Space Heat | 116 | 644.5334 | 699.2462 | 699.2462 | 0 | 74765.8801 |  | 12756.56 | 81112.56 | 0 | 81112.56 |  |  |  | 0 | 0 | 0 | 0 | 1.8366 | 137315.2495
| TE | Seal-Struct_TE_SF | 30 | 0.78909 | SF Space Heat | 93 | 491.8669 | 647.3289 | 647.3289 | 0 | 45743.6203 |  | 9109.74 | 60201.59 | 0 | 60201.59 |  |  |  | 0.01 | 0 | 0 | 10.6704 | 2.0308 | 92893.9391
| TE | Tstat-ElectricSetback_TE_MH |  | 0 |  | 1 | 0 | 394.58 | 394.58 | 0 | 0 |  | 59.19 | 394.58 | 0 | 394.58 |  |  |  |  | 0 | 0 | 0 | 0 | 0
| TE | Tstat-Electronic_TE_SF | 15 | 0.0030016 | SF Space Heat | 1 | 348 | 97.83 | 97.83 | 0 | 348 |  | 30.38 | 97.83 | 0 | 97.83 |  |  |  | 0 | 0 | 0 | 0 | 1.3735 | 477.9896
| TE | Tstat-HeatAnticipating_TE_SF |  | 0 |  | 1 | 0 | 415 | 415 | 0 | 0 |  | 62.25 | 415 | 0 | 415 |  |  |  |  | 0 | 0 | 0 | 0 | 0
| TE | Vent-ESWholeHouse_TE_MH | 10 | 0.092577 | Plug Load | 100 | 161 | 54.5567 | 54.5567 | 0 | 16100 |  | 818.98 | 5455.67 | 0 | 5455.67 |  |  |  | 0 | 0 | 0 | 0 | 0.58831 | 9471.7743
| TE | Vent-ESWholeHouse_TE_SF | 10 | 0.090725 | Plug Load | 98 | 161 | 50 | 50 | 0 | 15778 |  | 735 | 4900 | 0 | 4900 |  |  |  | 0 | 0 | 0 | 0 | 0.58831 | 9282.3388
| TE | Vent-Mech_TE_MH |  | 0 |  | 98 | 0 | 887.2159 | 887.2159 | 0 | 0 |  | 13042.04 | 86947.16 | 0 | 86947.16 |  |  |  |  | 0 | 0 | 0 | 0 | 0
| TE | Vent-Mech_TE_SF |  | 0 |  | 78 | 0 | 561.2124 | 561.2124 | 0 | 0 |  | 6566.26 | 43774.57 | 0 | 43774.57 |  |  |  |  | 0 | 0 | 0 | 0 | 0
| TE | Weath-GrndVprBarr_TE_MH |  | 0 |  | 81 | 0 | 297.4115 | 297.4115 | 0 | 0 |  | 3613.52 | 24090.33 | 0 | 24090.33 |  |  |  |  | 0 | 0 | 0 | 0 | 0
| TE | Weath-GrndVprBarr_TE_SF |  | 0 |  | 20 | 0 | 370.888 | 370.888 | 0 | 0 |  | 1112.66 | 7417.76 | 0 | 7417.76 |  |  |  |  | 0 | 0 | 0 | 0 | 0
| TE | WH-PipeInsul_TE_MF | 15 | 0.0074176 | Res Water Heat | 43 | 20 | 13.5 | 13.5 | 0 | 860 |  | 87.07 | 580.5 | 0 | 580.5 |  |  |  | 0 | 0 | 0 | 0 | 0.77163 | 663.6046
| TE | WH-PipeInsul_TE_MH | 15 | 0.015008 | Res Water Heat | 87 | 20 | 37.1531 | 37.1531 | 0 | 1740 |  | 484.54 | 3232.32 | 0 | 3232.32 |  |  |  | 0 | 0 | 0 | 0 | 0.77163 | 1342.6419
| TE | WH-PipeInsul_TE_SF | 15 | 0.0077626 | Res Water Heat | 45 | 20 | 22.5969 | 22.5969 | 0 | 900 |  | 152.32 | 1016.86 | 0 | 1016.86 |  |  |  | 0 | 0 | 0 | 0 | 0.77163 | 694.4699
| TE | WH-Replace_TE_MH |  | 0 |  | 5 | 0 | 1804.61 | 1804.61 | 0 | 0 |  | 1353.47 | 9023.05 | 0 | 9023.05 |  |  |  |  | 0 | 0 | 0 | 0 | 0
| TE | WH-Replace_TE_SF |  | 0 |  | 3 | 0 | 1011.3367 | 1011.3367 | 0 | 0 |  | 455.1 | 3034.01 |  | 3034.01
| TE | WH-Wrap_TE_MH |  | 0 |  | 1 | 0 | 190.23 | 190.23 | 0 | 0 |  | 28.53 | 190.23 |  | 190.23
| TE | WH-Wrap_TE_SF |  | 0 |  | 1 | 0 | 160.58 | 160.58 | 0 | 0 |  | 24.09 | 160.58 |  | 160.58
| TE | Win-EDoub2Doub_TE_SF | 30 | 0.0019895 | SF Space Heat | 1 | 115.33 | 190 | 190 | 0 | 115.33 |  | 28.5 | 190 |  | 190 |  |  |  | 0.07 |  |  | 0.80315 | 2.0308 | 234.2066
| TE | Win-Sing2Doub_TE_MF | 30 | 0.39214 | SF Space Heat | 3 | 7577.5 | 5670 | 5670 | 0 | 22732.5 |  | 2551.5 | 17010 |  | 17010 |  |  |  | 0 |  |  | 0 | 2.0308 | 46164.0652
| TE | Win-Sing2Doub_TE_MH | 25 | 0.27174 | SF Space Heat | 12 | 1575.2833 | 940 | 940 | 0 | 18903.4 |  | 1692 | 11280 |  | 11280 |  |  |  | 0 |  |  | 0 | 1.8366 | 34718.0436
| TE | Win-Sing2Doub_TE_SF | 30 | 0.032727 | SF Space Heat | 2 | 948.6 | 994.5 | 994.5 | 0 | 1897.2 |  | 298.35 | 1989 |  | 1989 |  |  |  | 0.17 |  |  | 3.901 | 2.0308 | 3852.7424
| SH | AirSeal-W_SH_MF |  | 0 |  | 1 | 0 |  |  | 0 | 0
| SH | CMN-HVAC_SH_MF |  | 0 |  | 1 | 0 |  |  | 0 | 0
| SH | Detect-CO_SH_SF |  | 0 |  | 21 | 0 |  |  | 0 | 0
| SH | Detect-SmokeAlarm_SH_SF |  | 0 |  | 1 | 0 |  |  | 0 | 0
| SH | DuctlessHeatPump_SH_MH | 15 | 0.087977 | SF Heat Pump | 7 | 1457.1429 |  |  | 0 | 10200 | [8 empty] | 67.11 |  |  | 4070.5599 | 1.2899 | 13157.2513
| SH | DuctlessHeatPump_SH_SF |  | 0 |  | 7 | 0 |  |  | 0 | 0
| SH | Furn-IntSWH_SH_SF |  | 0 |  | 1 | 0 |  |  | 0 | 0
| SH | Furn-Repair_SH_MH |  | 0 |  | 3 | 0 |  |  | 0 | 0
| SH | Furn-Repair_SH_SF |  | 0 |  | 18 | 0 |  |  | 0 | 0
| SH | Furn-Replace_SH_MH |  | 0 |  | 7 | 0 |  |  | 0 | 0
| SH | Furn-Replace_SH_SF |  | 0 |  | 1 | 0 |  |  | 0 | 0
| SH | Furn-Replace95_SH_SF |  | 0 |  | 3 | 0 |  |  | 0 | 0
| SH | Insul-Attic_0_19_SH_MH | 25 | 0.0082801 | SF Space Heat | 1 | 576 |  |  | 0 | 576 | [8 empty] | 0 |  |  | 0 | 1.8366 | 1057.8834
| SH | Insul-Attic_0_38_SH_SF |  | 0 |  | 3 | 0 |  |  | 0 | 0
| SH | Insul-Attic_11_33_SH_MH |  | 0 |  | 1 | 0 |  |  | 0 | 0
| SH | Insul-Attic_11_38_SH_SF | 30 | 0.0061535 | SF Space Heat | 6 | 59.4533 |  |  | 0 | 356.72 | [8 empty] | 0.01 |  |  | 0.68842 | 2.0308 | 724.4098
| SH | Insul-CeilAttic_19_38_SH_MF |  | 0 |  | 1 | 0 |  |  | 0 | 0
| SH | Insul-CeilAttic_19_38_SH_SF | 30 | 0.014442 | SF Space Heat | 6 | 139.5333 |  |  | 0 | 837.2 | [8 empty] | 0 |  |  | 0 | 2.0308 | 1700.1454
| SH | Insul-Duct_0_11_SH_SF |  | 0 |  | 1 | 0 |  |  | 0 | 0
| SH | Insul-Floor_0_19_SH_SF | 30 | 0.051489 | SF Space Heat | 5 | 596.96 |  |  | 0 | 2984.8001 | [8 empty] | 0 |  |  | 0 | 2.0308 | 6061.3882
| SH | Insul-Floor_0_22_SH_MH |  | 0 |  | 1 | 0 |  |  | 0 | 0
| SH | Insul-Floor_0_30_SH_SF |  | 0 |  | 5 | 0 |  |  | 0 | 0
| SH | Insul-Floor_11_30_SH_SF | 30 | 0.0076605 | SF Space Heat | 1 | 444.08 |  |  | 0 | 444.08 | [8 empty] | 0 |  |  | 0 | 2.0308 | 901.8162
| SH | Insul-Wall_0_11_SH_SF |  | 0 |  | 4 | 0 |  |  | 0 | 0
| SH | LC-Doorsweep_SH_SF |  | 0 |  | 1 | 0 |  |  | 0 | 0
| SH | LC-Weatherstrip_SH_SF |  | 0 |  | 2 | 0 |  |  | 0 | 0
| SH | Light-LEDALamp_SH_MF | 15 | 0.022727 | Res Lighting | 155 | 17 |  |  | 0 | 2635 | [8 empty] | 0 |  |  | 0 | 0.80126 | 2111.3218
| SH | Repair-Elect_SH_MH |  | 0 |  | 2 | 0 |  |  | 0 | 0
| SH | Repair-Elect_SH_SF |  | 0 |  | 6 | 0 |  |  | 0 | 0
| SH | Repair-Floor_SH_MH |  | 0 |  | 4 | 0 |  |  | 0 | 0
| SH | Repair-Floor_SH_SF |  | 0 |  | 1 | 0 |  |  | 0 | 0
| SH | Repair-Health_SH_MF |  | 0 |  | 1 | 0 |  |  | 0 | 0
| SH | Repair-Health_SH_MH |  | 0 |  | 7 | 0 |  |  | 0 | 0
| SH | Repair-Health_SH_SF |  | 0 |  | 16 | 0 |  |  | 0 | 0
| SH | Repair-Plumb_SH_MH |  | 0 |  | 8 | 0 |  |  | 0 | 0
| SH | Repair-Plumb_SH_SF |  | 0 |  | 12 | 0 |  |  | 0 | 0
| SH | Repair-Roof_SH_MF |  | 0 |  | 1 | 0 |  |  | 0 | 0
| SH | Repair-Roof_SH_MH |  | 0 |  | 13 | 0 |  |  | 0 | 0
| SH | Repair-Roof_SH_SF |  | 0 |  | 3 | 0 |  |  | 0 | 0
| SH | Repair-Struct_SH_MF |  | 0 |  | 1 | 0 |  |  | 0 | 0
| SH | Repair-Struct_SH_MH |  | 0 |  | 13 | 0 |  |  | 0 | 0
| SH | Repair-Struct_SH_SF |  | 0 |  | 6 | 0 |  |  | 0 | 0
| SH | Safe-CombTest_SH_SF |  | 0 |  | 1 | 0 |  |  | 0 | 0
| SH | Seal-Struct_SH_SF |  | 0 |  | 2 | 0 |  |  | 0 | 0
| SH | Vent-ESWholeHouse_SH_SF |  | 0 |  | 1 | 0 |  |  | 0 | 0
| SH | Vent-Mech_SH_MF |  | 0 |  | 1 | 0 |  |  | 0 | 0
| SH | Vent-Mech_SH_MH |  | 0 |  | 6 | 0 |  |  | 0 | 0
| SH | Vent-Mech_SH_SF |  | 0 |  | 25 | 0 |  |  | 0 | 0
| SH | WH-PipeInsul_SH_SF | 15 | 0.0001725 | Res Water Heat | 7 | 2.8571 |  |  | 0 | 20 | [8 empty] | 0 |  |  | 0 | 0.77163 | 15.4327
| SH | WH-Replace_SH_MH |  | 0 |  | 1 | 0 |  |  | 0 | 0
| SH | WH-Replace_SH_SF |  | 0 |  | 3 | 0 |  |  | 0 | 0
| SH | WH-Wrap_SH_SF |  | 0 |  | 2 | 0 |  |  | 0 | 0
| SH | Win-EDoub2Doub_SH_SF |  | 0 |  | 1 | 0 |  |  | 0 | 0
| SH | Win-Sing2Doub_SH_MF |  | 0 |  | 3 | 0 |  |  | 0 | 0
| SH | Win-Sing2Doub_SH_MH |  | 0 |  | 1 | 0 |  |  | 0 | 0
| SH | Win-Sing2Doub_SH_SF |  | 0 |  | 1 | 0 |  |  | 0 | 0
| TE | Multi-family Air Sealing Blower Door Testing |  | 0 |  | 1 | 0 | 104347.5 | 104347.5 |  |  |  |  | 104347.5
|  |  |  | 22.345 | [5 empty] | 0 | 1739100.6689 | 219982.52 | 416252.49 | 2853245.82 | 0 | 2748898.32 | 0 | 3489480.83 | 3385133.33 |  | 3236995.2041 | 3140197.8942 | 109516.4895 |  | 2782927.7791 | 0.85973 | 1.0097
QC Check against EESTracking and Exhibit 1
without SH spending
[14 empty] | EES Tracking | DBtC | 3269498.31
[15 empty] | O & M | 219982.52
[15 empty] | Total Budget | 3489480.83
[15 empty] | Savings | 1739080.6701
[14 empty] | Exhibit 1 | Spending | 3489480.83
[15 empty] | Savings | 1739.08

## E214 Res. Lighting
Rtn to Summary | E214 Residential Single Family Existing-Lighting: 2015 Program Savings, Budget, and Benefit-Cost Analysis
| Discount Rate: |  |  | 7.8%
| Sch. No. | Order Number | Project Number | Measure Name | Measure Life | Weighted Life | Electric End-Use Type | Number of units offered | kWh per unit | Incentives Per Unit | Incremental Measure Cost per Unit | Agency or Customer Cost per Unit | Total kWh Savings | Unit Overhead | Program Overhead Cost | Total Incentive | Total Customer Cost | Total Incremental Measure Cost | Other Contribution Costs | Total Utility Program Costs | Total Resource Cost | UNIT ANNUAL Non-Energy Benefits | Utility Program Cost Time Zero | Total Resource Costs in Time Zero | TOTAL Non-Energy Benefits in time zero | PV one kWh UC | PV Total Electric Savings Time Zero UC | UC B/C Ratio | TRC B/C Ratio
| E214 |  |  | Standard CFL | 6 | 0.40397 | Res Lighting | 315292.85 | 16 | 1.18 | 3 | 1.82 | 5044685.6 |  |  |  |  | 945878.55 |  |  |  | 0 |  |  | 0 | 0.38335 | 1933872.4888
| E214 |  |  | Specialty CFL | 7 | 0.15032 | Res Lighting | 94644.88 | 17 | 2 | 2 | 0 | 1608962.96 |  |  |  |  | 189289.76 |  |  |  | 0 |  |  | 0 | 0.43988 | 707754.3005
| E214 |  |  | Indoor LED Fixture | 15 | 0.088124 | Res Lighting | 18349 | 23.99 | 12 | 15.79 | 3.79 | 440192.51 |  |  |  |  | 289730.71 |  |  |  | 0 |  |  | 0 | 0.80126 | 352708.9405
| E214 |  |  | A-Lamp LED | 12 | 0.75671 | Res Lighting | 350504.91 | 13.48 | 6.5 | 10.11 | 3.61 | 4724806.1868 |  |  |  |  | 3543604.6401 |  |  |  | 0 |  |  | 0 | 0.68318 | 3227877.5019
| E214 |  |  | Outdoor LED Fixture | 15 | 0.56948 | Res Lighting | 48651 | 58.47 | 11 | 10.11 | 0 | 2844623.97 |  |  |  |  | 491861.61 |  |  |  | 0 |  |  | 0 | 0.80126 | 2279285.2756
| E214 |  |  | Reflector LED | 12 | 0.71494 | Res Lighting | 182577 | 24.45 | 7.5 | 14.36 | 6.86 | 4464007.65 |  |  |  |  | 2621805.72 |  |  |  | 0 |  |  | 0 | 0.68318 | 3049706.018
| E214 |  |  | MR-16 LED | 12 | 0.0044457 | Res Lighting | 1092 | 25.42 | 6 | 15.82 | 9.82 | 27758.64 |  |  |  |  | 17275.44 |  |  |  | 0 |  |  | 0 | 0.68318 | 18964.0561
| E214 |  |  | Retrofit Kit LED | 15 | 0.075344 | Res Lighting | 18827 | 19.99 | 10 | 10.05 | 0.05 | 376351.73 |  |  |  |  | 189211.35 |  |  |  | 0 |  |  | 0 | 0.80126 | 301555.835
| E214 |  |  | Candelabra LED | 12 | 0.088486 | Res Lighting | 31109 | 17.76 | 5.5 | 11.56 | 6.06 | 552495.84 |  |  |  |  | 359620.04 |  |  |  | 0 |  |  | 0 | 0.68318 | 377452.2851
| E214 |  |  | Globe LED | 12 | 0.052933 | Res Lighting | 21038 | 15.71 | 5.5 | 12.83 | 7.33 | 330506.98 |  |  |  |  | 269917.54 |  |  |  | 0 |  |  | 0 | 0.68318 | 225794.6681
| E214 |  |  | Engagement Bulb LED | 30 | 0.00018351 | Res Lighting | 34 | 13.48 | 8 | 8 | 0 | 458.32 |  |  |  |  | 272 |  |  |  | 0 |  |  | 0 | 1.1685 | 535.5449
| E214 |  |  | Standard CFL - Door-to-Door/Direct-Mail | 6 | 0 | Res Lighting | 0 | 15 | 2.25 | 3 | 0.75 | 0 |  |  |  |  | 0 |  |  |  | 0 |  |  | 0 | 0 | 0
| E214 |  |  | A-Lamp LED | 12 | 3.2291 | Res Lighting | 1258565.63 | 16.02 | 3.25 | 10.11 | 6.86 | 20162221.3926 |  |  |  |  | 12724098.5193 |  |  |  | 0 |  |  | 0 | 0.68318 | 13774359.8885
| E214 |  |  | Candelabra LED | 12 | 0.33709 | Res Lighting | 118511.74 | 17.76 | 2.75 | 11.56 | 8.81 | 2104768.5024 |  |  |  |  | 1369995.7144 |  |  |  | 0 |  |  | 0 | 0.68318 | 1437928.8011
| E214 |  |  | Engagement Bulb | 5 | 0 | Res Lighting | 0 | 6 | 1.7 | 1.7 | 0 | 0 |  |  |  |  | 0 |  |  |  | 0 |  |  | 0 | 0 | 0
| E214 |  |  | Globe LED | 12 | 0.18279 | Res Lighting | 72647.51 | 15.71 | 2.75 | 12.83 | 10.08 | 1141292.3821 |  |  |  |  | 932067.5533 |  |  |  | 0 |  |  | 0 | 0.68318 | 779704.3641
| E214 |  |  | Indoor LED Fixture | 15 | 0.24649 | Res Lighting | 51324 | 23.99 | 10 | 15.79 | 5.79 | 1231262.76 |  |  |  |  | 810405.96 |  |  |  | 0 |  |  | 0 | 0.80126 | 986562.4099
| E214 |  |  | MR-16 LED | 12 | 0.040491 | Res Lighting | 9945.68 | 25.42 | 5 | 15.82 | 10.82 | 252819.1856 |  |  |  |  | 157340.6576 |  |  |  | 0 |  |  | 0 | 0.68318 | 172720.1771
| E214 |  |  | Reflector LED | 12 | 2.3463 | Res Lighting | 518953.49 | 28.23 | 5.5 | 14.36 | 8.86 | 14650057.0227 |  |  |  |  | 7452172.1164 |  |  |  | 0 |  |  | 0 | 0.68318 | 10008577.6209
| E214 |  |  | Retrofit Kit LED | 15 | 0.69253 | Res Lighting | 173049.52 | 19.99 | 6.5 | 10.05 | 3.55 | 3459259.9048 |  |  |  |  | 1739147.676 |  |  |  | 0 |  |  | 0 | 0.80126 | 2771768.8695
| E214 |  |  | Specialty CFL | 7 | 0.23242 | Res Lighting | 164865 | 15.09 | 0.5 | 3.26 | 2.76 | 2487812.85 |  |  |  |  | 537459.9 |  |  |  | 0 |  |  | 0 | 0.43988 | 1094344.7967
| E214 |  |  | Standard CFL | 6 | 0.7225 | Res Lighting | 992574 | 9.09 | 0.5 | 1.84 | 1.34 | 9022497.66 |  |  |  |  | 1826336.16 |  |  |  | 0 |  |  | 0 | 0.38335 | 3458760.6421
| E214 |  |  | A-Lamp Induction | 12 | 0 | Res Lighting | 0 | 10.53 | 4 | 7.37 | 3.37 | 0 |  |  |  |  | 0 |  |  |  | 0 |  |  | 0 | 0 | 0
| E214 |  |  | A-Lamp Induction - NQC | 0 | 0 | Res Lighting | 0 | 0 | 4 | 7.37 | 3.37 | 0 |  |  |  |  | 0 |  |  |  | 0 |  |  | 0 | 0 | 0
| E214 |  |  | A-Lamp LED - NQC | 0 | 0 | Res Lighting | 5928 | 0 | 3.25 | 10.11 | 6.86 | 0 |  |  |  |  | 59932.08 |  |  |  | 0 |  |  | 0 | 0 | 0
| E214 |  |  | Candelabra LED - NQC | 0 | 0 | Res Lighting | 61 | 0 | 2.75 | 11.56 | 8.81 | 0 |  |  |  |  | 705.16 |  |  |  | 0 |  |  | 0 | 0 | 0
| E214 |  |  | Globe LED - NQC | 0 | 0 | Res Lighting | 20 | 0 | 2.75 | 12.83 | 10.08 | 0 |  |  |  |  | 256.6 |  |  |  | 0 |  |  | 0 | 0 | 0
| E214 |  |  | Indoor LED Fixture - NQC | 0 | 0 | Res Lighting | 0 | 0 | 10 | 15.79 | 5.79 | 0 |  |  |  |  | 0 |  |  |  | 0 |  |  | 0 | 0 | 0
| E214 |  |  | MR-16 LED - NQC | 0 | 0 | Res Lighting | 1 | 0 | 5 | 15.82 | 10.82 | 0 |  |  |  |  | 15.82 |  |  |  | 0 |  |  | 0 | 0 | 0
| E214 |  |  | Outdoor LED Fixture - NQC | 0 | 0 | Res Lighting | 0 | 0 | 11 | 10.11 | 0 | 0 |  |  |  |  | 0 |  |  |  | 0 |  |  | 0 | 0 | 0
| E214 |  |  | Reflector LED - NQC | 0 | 0 | Res Lighting | 963 | 0 | 5.5 | 14.36 | 8.86 | 0 |  |  |  |  | 13828.68 |  |  |  | 0 |  |  | 0 | 0 | 0
| E214 |  |  | Retrofit Kit LED - NQC | 0 | 0 | Res Lighting | 308 | 0 | 6.5 | 10.05 | 3.55 | 0 |  |  |  |  | 3095.4 |  |  |  | 0 |  |  | 0 | 0 | 0
| E214 |  |  | Specialty CFL - NQC | 0 | 0 | Res Lighting | 1096 | 0 | 0.5 | 3.26 | 2.76 | 0 |  |  |  |  | 3572.96 |  |  |  | 0 |  |  | 0 | 0 | 0
| E214 |  |  | Standard CFL - NQC | 0 | 0 | Res Lighting | 1430 | 0 | 0.5 | 1.84 | 1.34 | 0 |  |  |  |  | 2631.2 |  |  |  | 0 |  |  | 0 | 0 | 0
|  |  |  | Program Totals |  | 10.9346 | [6 empty] | 74926842.047 |  | 2889023.76 | 12380015.21 | 24171514.3071 | 36551529.5171 | 0 | 15269038.97 | 39440553.2771 |  | 14164229.1002 | 36586784.116 | 0 |  | 46960234.4843 | 3.3154 | 1.4119
QC Check against EESTracking and Exhibit 1
[12 empty] | EES Tracking | DBtC | 12380015.21
[13 empty] | O & M | 2889023.76
[13 empty] | Total Budget | 15269038.97
[13 empty] | Savings | 74926842.047
[12 empty] | Exhibit 1 | Spending | 15269038.97
[13 empty] | Savings | 74926.842

## E214 SpaceHeat
Rtn to Summary | E214 Residential Single Family Existing-Space Heat: 2015 Program Savings, Budget, and Benefit-Cost Analysis
| Discount Rate: |  |  | 7.8%
| Sch. No. | Order Number | Project Number | Measure Name | Measure Life | Weighted Life | Electric End-Use Type | Number of units offered | kWh per unit | Incentives Per Unit | Incremental Measure Cost per Unit | Agency or Customer Cost per Unit | Total kWh Savings | Unit Overhead | Program Overhead Cost | Total Incentive | Total Customer Cost | Total Incremental Measure Cost | Other Contribution Costs | Total Utility Program Costs | Total Resource Cost | UNIT ANNUAL Non-Energy Benefits | Utility Program Cost Time Zero | Total Resource Costs in Time Zero | TOTAL Non-Energy Benefits in time zero | PV one kWh UC | PV Total Electric Savings Time Zero UC | UC B/C Ratio | TRC B/C Ratio
| E214 |  |  | Energy Star Geothermal Heat Pump | 30 | 0.22684 | SF Heat Pump | 15 | 4037 | 1500 | 3889 | 2389 | 60555 |  |  |  |  | 58335 |  |  |  | 0 |  |  | 0 | 1.698 | 102822.9521
| E214 |  |  | Ductless Heat Pump | 20 | 0.77791 | SF Heat Pump | 89 | 3500 | 1200 | 3407 | 2207 | 311500 |  |  |  |  | 303223 |  |  |  | 0 |  |  | 0 | 1.5297 | 476501.6015
| E214 |  |  | Energy Star Heat Pump - Tier 1 = 8.5 HSPF, 14 SEER | 20 | 0.079474 | SF Heat Pump | 78 | 408 | 200 | 742 | 542 | 31824 |  |  |  |  | 57876 |  |  |  | 0 |  |  | 0 | 1.5297 | 48681.1781
| E214 |  |  | Energy Star Heat Pump - Tier 2 = 9.0 HSPF, 14 SEER | 20 | 0.065024 | SF Heat Pump | 47 | 554 | 350 | 844 | 494 | 26038 |  |  |  |  | 39668 |  |  |  | 0 |  |  | 0 | 1.5297 | 39830.3329
| E214 |  |  | Forced-air-furnace to Heat Pump Conversion (greater than or equal to 8.5 HSPF, 14 SEER) | 20 | 0.49119 | SF Heat Pump | 38 | 5176 | 1500 | 5663 | 4163 | 196688 |  |  |  |  | 215194 |  |  |  | 0 |  |  | 0 | 1.5297 | 300873.6661
| E214 |  |  | Heat Pump Sizing & Lock out Controls | 20 | 0.19152 | SF Heat Pump | 53 | 1447 | 300 | 350 | 50 | 76691 |  |  |  |  | 18550 |  |  |  | 0 |  |  | 0 | 1.5297 | 117314.2354
| E214 |  |  | NEW Energy Star Heat Pump - Tier 3 = 10.0 HSPF, 16 SEER | 20 | 2.5208 | SF Heat Pump | 1075 | 939 | 800 | 1688 | 888 | 1009425 |  |  |  |  | 1814600 |  |  |  | 0 |  |  | 0 | 1.5297 | 1544117.5892
| E214 |  |  | Ductless Heat Pump (Manufactured Homes) | 18 | 0.61898 | SF Heat Pump | 81 | 3400 | 1200 | 4130 | 2930 | 275400 |  |  |  |  | 334530 |  |  |  | 0 |  |  | 0 | 1.442 | 397123.9632
| E214 |  |  | Energy Star Heat Pump - Tier 2 = 9.0 HSPF, 14 SEER | 20 | 0.21641 | SF Heat Pump | 677 | 128 | 350 | 51 | 0 | 86656 |  |  |  |  | 34527 |  |  |  | 0 |  |  | 0 | 1.5297 | 132557.6975
| E214 |  |  | Forced-air-furnace to Heat Pump Conversion (>= 8.5 HSPF, 14 SEER) | 20 | 4.1422 | SF Heat Pump | 424 | 3912 | 1500 | 4124 | 2624 | 1658688 |  |  |  |  | 1748576 |  |  |  | 0 |  |  | 0 | 1.5297 | 2537295.3076
| E214 |  |  | Heat Pump Sizing & Lock out Controls | 20 | 1.7491 | SF Heat Pump | 608 | 1152 | 300 | 430 | 130 | 700416 |  |  |  |  | 261440 |  |  |  | 0 |  |  | 0 | 1.5297 | 1071426.4709
| E214 |  |  | Ductless Heat Pump | 15 | 6.6955 | SF Heat Pump | 1324 | 2700 | 1200 | 3562 | 2362 | 3574800 |  |  |  |  | 4716088 |  |  |  | 0 |  |  | 0 | 1.2899 | 4611229.5917
[6 empty] | 17.775 | [6 empty] | 8008681 |  | 256606.25 | 3833705.38 | 5768901.62 | 9602607 | 0 | 4090311.63 | 9859213.25 | 0 | 3794352.1614 | 9145837.8942 | 0 |  | 11379774.5861 | 2.9991 | 1.3687
QC Check against EESTracking and Exhibit 1
[12 empty] | EES Tracking | DBtC | 3833705.38
[13 empty] | O & M | 256606.25
[13 empty] | Total Budget | 4090311.63
[13 empty] | Savings | 8008681
[12 empty] | Exhibit 1 | Spending | 4090311.63
[13 empty] | Savings | 8008.681

## E214 WaterHeat
Rtn to Summary | E214 Residential Single Family Existing-Water Heat : 2015 Program Savings, Budget, and Benefit-Cost Analysis
| Discount Rate: |  |  | 7.8%
| Sch. No. | Order Number | Project Number | Measure Name | Measure Life | Weighted Life | Electric End-Use Type | Number of units offered | kWh per unit | Incentives Per Unit | Incremental Measure Cost per Unit | Agency or Customer Cost per Unit | Total kWh Savings | Unit Overhead | Program Overhead Cost | Total Incentive | Total Customer Cost | Total Incremental Measure Cost | Other Contribution Costs | Total Utility Program Costs | Total Resource Cost | UNIT ANNUAL Non-Energy Benefits | Utility Program Cost Time Zero | Total Resource Costs in Time Zero | TOTAL Non-Energy Benefits in time zero | PV one kWh UC | PV Total Electric Savings Time Zero UC | UC B/C Ratio | TRC B/C Ratio
| E214 |  |  | New: Direct Install Showerhead | 10 | 0.0067435 | Res Water Heat | 2 | 307 | 30 | 30 | 0 | 614 |  |  |  |  | 60 | 0 |  |  | 16.539 |  |  | 223.9723 | 0.57148 | 350.8862
| E214 |  |  | NEEA Northern Climate Specs Heat Pump Water Heater - Tier 1 | 15 | 1.1466 | Res Water Heat | 79 | 881 | 500 | 900 | 400 | 69599 |  |  |  |  | 71100 | 0 |  |  | 0 |  |  | 0 | 0.77163 | 53704.9027
| E214 |  |  | NEEA Northern Climate Specs Heat Pump Water Heater - Tier 2 | 15 | 0.029423 | Res Water Heat | 1 | 1786 | 800 | 1369 | 569 | 1786 |  |  |  |  | 1369 |  |  |  | 0 |  |  | 0 | 0.77163 | 1378.137
| E214 |  |  | High Efficiency Electric Water Heater (=> .95 EF) | 15 | 0.69222 | Res Water Heat | 282 | 149 | 50 | 73 | 23 | 42018 |  |  |  |  | 20586 |  |  |  | 0 |  |  | 0 | 0.77163 | 32422.486
| E214 |  |  | NEEA Northern Climate Specs Heat Pump Water Heater - Tier 1 | 15 | 2.6887 | Res Water Heat | 184 | 887 | 500 | 900 | 400 | 163208 |  |  |  |  | 165600 |  |  |  | 0 |  |  | 0 | 0.77163 | 125936.7197
| E214 |  |  | NEEA Northern Climate Specs Heat Pump Water Heater - Tier 2 | 15 | 10.4329 | Res Water Heat | 353 | 1794 | 800 | 1369 | 569 | 633282 |  |  |  |  | 483257 |  |  |  | 0 |  |  | 0 | 0.77163 | 488661.4487
|  |  |  | Program Total |  | 14.9966 | [6 empty] | 910507 | 0 | 48551.87 | 455205.1 | 286766.9 | 741972 | 0 | 503756.97 | 790523.87 |  | 467307.0223 | 733324.5547 | 223.9723 | 0 | 702454.5802 | 1.5032 | 1.054
QC Check against EESTracking and Exhibit 1
[12 empty] | EES Tracking | DBtC | 455205.1
[13 empty] | O & M | 48551.87
[13 empty] | Total Budget | 503756.97
[13 empty] | Savings | 910507
[12 empty] | Exhibit 1 | Spending | 503756.97
[13 empty] | Savings | 910.507

## E214 HomePrint
Rtn to Summary | E214 Residential Single Family Existing- HomePrint : 2015 Program Savings, Budget, and Benefit-Cost Analysis
| Discount Rate: | 7.8%
| Sch. No. | Order Number | Project Number | Measure Name | Measure Life | Weighted Life | Electric End-Use Type | Number of units offered | kWh per unit | Incentives Per Unit | Incremental Measure Cost per Unit | Agency or Customer Cost per Unit | Total kWh Savings | Unit Overhead | Program Overhead Cost | Total Incentive | Total Customer Cost | Total Incremental Measure Cost | Other Contribution Costs | Total Utility Program Costs | Total Resource Cost | UNIT ANNUAL Non-Energy Benefits | Utility Program Cost Time Zero | Total Resource Costs in Time Zero | TOTAL Non-Energy Benefits in time zero | PV one kWh UC | PV Total Electric Savings Time Zero UC | UC B/C Ratio | TRC B/C Ratio
| E214 |  |  | Showerhead - leave behind | 10 | 0.73174 | Res Water Heat | 1065 | 260 | 10 | 10 | 0 | 276900 |  |  |  |  | 10650 |  |  |  | 16.539 |  |  | 119265.272 | 0.57148 | 158241.6615
| E214 |  |  | HomePrint Assessment - SPIFF | 0 | 0 |  | 0 | 0 | 0 | 0 | 0 | 0 |  |  |  |  | 0 |  |  |  | 0 |  |  | 0 | 0 | 0
| E214 |  |  | HomePrint Assessment | 0 | 0 | Flat | 8276 | 0 | 115 | 115 | 0 | 0 |  |  |  |  | 951740 |  |  |  | 0 |  |  | 0 | 0 | 0
| E214 |  |  | CFL bulbs - leave-behind | 5 | 0.0070558 | Res Lighting | 356 | 15 | 3 | 3 | 0 | 5340 |  |  |  |  | 1068 |  |  |  | 0 |  |  | 0 | 0.32307 | 1725.1676
| E214 |  |  | APS - Advanced Power Strip | 5 | 0.45228 | Plug Load | 1141 | 300 | 38 | 38 | 0 | 342300 |  |  |  |  | 43358 |  |  |  | 0 |  |  | 0 | 0.32041 | 109677.8684
| E214 |  |  | Globe LED - DI | 12 | 0.95248 | Res Lighting | 20024 | 15 | 6.56 | 6.56 | 0 | 300360 |  |  |  |  | 131357.44 |  |  |  | 0 |  |  | 0 | 0.68318 | 205198.9538
| E214 |  |  | A-Lamp LED - DI | 12 | 4.1258 | Res Lighting | 68477 | 19 | 8.75 | 8.75 | 0 | 1301063 |  |  |  |  | 599173.75 |  |  |  | 0 |  |  | 0 | 0.68318 | 888855.9277
| E214 |  |  | Reflector LED - BR30 - DI | 12 | 4.9412 | Res Lighting | 51939 | 30 | 9.7 | 9.7 | 0 | 1558170 |  |  |  |  | 503808.3 |  |  |  | 0 |  |  | 0 | 0.68318 | 1064505.4396
[6 empty] | 11.2106 | [6 empty] | 3784133 |  | 148148.93 | 2334109.64 | 0 | 2241155.49 | 0 | 2482258.57 | 2389304.42 |  | 2302651.7347 | 2216423.3952 | 119265.272 |  | 2428205.0186 | 1.0545 | 1.2589
QC Check against EESTracking and Exhibit 1
[12 empty] | EES Tracking | DBtC | 2334109.64
[13 empty] | O & M | 148148.93
[13 empty] | Total Budget | 2482258.57
[13 empty] | Savings | 3784133
[12 empty] | Exhibit 1 | Spending | 2482258.57
[13 empty] | Savings | 3784.133

## E214 Appliances
Rtn to Summary | E214 Residential Single Family Existing-Appliences: 2015 Program Savings, Budget, and Benefit-Cost Analysis
| Discount Rate: |  |  | 7.8%
| Sch. No. | Order Number | Project Number | Measure Name | Measure Life | Weighted Life | Electric End-Use Type | Number of units offered | kWh per unit | Incentives Per Unit | Incremental Measure Cost per Unit | Agency or Customer Cost per Unit | Total kWh Savings | Unit Overhead | Program Overhead Cost | Total Incentive | Total Customer Cost | Total Incremental Measure Cost | Other Contribution Costs | Total Utility Program Costs | Total Resource Cost | UNIT ANNUAL Non-Energy Benefits | Utility Program Cost Time Zero | Total Resource Costs in Time Zero | TOTAL Non-Energy Benefits in time zero | PV one kWh UC | PV Total Electric Savings Time Zero UC | UC B/C Ratio | TRC B/C Ratio
| E214 |  |  | Refrigerator CEE Tier 3 | 17 | 0.021685 | Res Refrigerator | 113 | 85 | 50 | 77 | 27 | 9605 |  |  |  |  | 8701 | 0 |  |  | 0 |  |  | 0 | 0.7283 | 6995.3446
| E214 |  |  | Energy Star Freezer | 22 | 0.0086484 | Res Refrigerator | 74 | 40 | 25 | 4 | 0 | 2960 |  |  |  |  | 296 | 0 |  |  | 0 |  |  | 0 | 0.84992 | 2515.7585
| E214 |  |  | Retail Refrigerator Decomm | 7 | 0.0015767 | Res Refrigerator | 4 | 424 | 108.5 | 108.5 | 0 | 1696 |  |  |  |  | 434 | 0 |  |  | 0 |  |  | 0 | 0.36409 | 617.4932
| E214 |  |  | Refrigerator Decomm | 7 | 0.065433 | Res Refrigerator | 166 | 424 | 108.5 | 108.5 | 0 | 70384 |  |  |  |  | 18011 | 0 |  |  | 0 |  |  | 0 | 0.36409 | 25625.9657
| E214 |  |  | Freezer Decomm | 5 | 0.036502 | Res Refrigerator | 115 | 478 | 108.5 | 108.5 | 0 | 54970 |  |  |  |  | 12477.5 | 0 |  |  | 0 |  |  | 0 | 0.26594 | 14618.4975
| E214 |  |  | Clothes Washer Replacement EWH / E Dryer | 11 | 2.0726 | Res Water Heat | 1857 | 764 | 600 | 600 | 0 | 1418748 |  |  |  |  | 1114200 | 0 |  |  | 9.6782 |  |  | 129558.4854 | 0.61562 | 873407.7789
| E214 |  |  | Refrigerator Decomm 20yrs | 7 | 0.078046 | Res Refrigerator | 198 | 424 | 108.5 | 108.5 | 0 | 83952 |  |  |  |  | 21483 | 0 |  |  | 0 |  |  | 0 | 0.36409 | 30565.9109
| E214 |  |  | Showerhead - Engagement_C - Appl Repl - 1.5 gpm (E) | 10 | 0.06142 | Res Water Heat | 449 | 103 | 10 | 10 | 0 | 46247 |  |  |  |  | 4490 | 0 |  |  | 8.267 |  |  | 25133.2949 | 0.57148 | 26429.0434
| E214 |  |  | Refrigerator Replacement Year 1-14 | 14 | 0.32455 | Res Refrigerator | 302 | 578 | 0 | 0 | 0 | 174556 |  |  |  |  | 0 | 0 |  |  | 0 |  |  | 0 | 0.63815 | 111392.6528
| E214 |  |  | Refrigerator Replacement Year 15-20 | 20 | 0.081018 | Res Refrigerator | 302 | 101 | 535 | 535 | 0 | 30502 |  |  |  |  | 161570 | 0 |  |  | 0 |  |  | 0 | 0.80524 | 24561.543
| E214 |  |  | Showerhead - Engagement_EO - Appl Repl - 1.5 gpm | 10 | 0.73177 | Res Water Heat | 4408 | 125 | 10 | 10 | 0 | 551000 |  |  |  |  | 44080 | 0 |  |  | 16.535 |  |  | 493515.6544 | 0.57148 | 314883.1906
| E214 |  |  | Advanced Power Strips | 5 | 0.54464 | Plug Load | 2734 | 300 | 52 | 52 | 0 | 820200 |  |  |  |  | 142168 | 0 |  |  | 0 |  |  | 0 | 0.32041 | 262803.9371
| E214 |  |  | Clothes Washer MEF 2.4 -3.19 Electric WH / Electric Dryer | 14 | 0.048729 | Res Water Heat | 312 | 84 | 50 | 78 | 28 | 26208 |  |  |  |  | 24336 | 0 |  |  | 7.6043 |  |  | 19789.0396 | 0.73569 | 19280.8994
| E214 |  |  | Clothes Washer MEF 3.2+ Electric WH / Electric Dryer | 14 | 0.086411 | Res Water Heat | 325 | 143 | 50 | 235 | 185 | 46475 |  |  |  |  | 76375 |  |  |  | 11.2629 |  |  | 30531.1831 | 0.73569 | 34191.0791
| E214 |  |  | Clothes Washer MEF 2.4 -3.19 Electric WH / Gas Dryer | 14 | 0.00067493 | Res Water Heat | 11 | 33 | 50 | 78 | 28 | 363 |  |  |  |  | 858 |  |  |  | 7.6043 |  |  | 697.6905 | 0.73569 | 267.0546
| E214 |  |  | Clothes Washer MEF 3.2+ Electric WH / Gas Dryer | 14 | 0.001506 | Res Water Heat | 15 | 54 | 50 | 235 | 185 | 810 |  |  |  |  | 3525 |  |  |  | 11.2629 |  |  | 1409.1315 | 0.73569 | 595.9069
| E214 |  |  | Clothes Washer MEF 2.4 -3.19 Gas WH / Electric Dryer | 14 | 0.034695 | Res Water Heat | 311 | 60 | 50 | 78 | 28 | 18660 |  |  |  |  | 24258 |  |  |  | 7.6043 |  |  | 19725.6132 | 0.73569 | 13727.9298
| E214 |  |  | Clothes Washer MEF 3.2+ Gas / Electric Dryer | 14 | 0.056761 | Res Water Heat | 288 | 106 | 50 | 235 | 185 | 30528 |  |  |  |  | 67680 |  |  |  | 11.2629 |  |  | 27055.3253 | 0.73569 | 22459.0696
| E214 |  |  | Clothes Washer MEF 2.4 -3.19 Gas WH / Gas Dryer | 14 | 0.0010375 | Res Water Heat | 62 | 9 | 50 | 78 | 28 | 558 |  |  |  |  | 4836 |  |  |  | 7.6043 |  |  | 3932.4374 | 0.73569 | 410.5137
| E214 |  |  | Clothes Washer MEF 3.2+ Gas WH / Gas Dryer | 14 | 0.0024394 | Res Water Heat | 82 | 16 | 50 | 235 | 185 | 1312 |  |  |  |  | 19270 |  |  |  | 11.2629 |  |  | 7703.2524 | 0.73569 | 965.2221
| E214 |  |  | Showerhead - Leave Behind - Elec WH | 10 | 0 | Res Water Heat | 0 | 226 | 10 | 10 | 0 | 0 |  |  |  |  | 0 |  |  |  | 16.535 |  |  | 0 | 0 | 0
| E214 |  |  | LED: Engagement - Appl Repl | 30 | 0.059991 | Res Lighting | 1117 | 13.48 | 8 | 8 | 0 | 15057.16 |  |  |  |  | 8936 |  |  |  | 0 |  |  | 0 | 1.1685 | 17594.2245
| E214 |  |  | Clothes Washer MEF 2.4 -3.19 Any WH / Any Dryer | 14 | 0.041979 | Res Water Heat | 318 | 71 | 50 | 78 | 28 | 22578 |  |  |  |  | 24804 |  |  |  | 7.6043 |  |  | 20169.598 | 0.73569 | 16610.3536
| E214 |  |  | Clothes Washer MEF 3.2+ Any WH / Any Dryer | 14 | 0.054894 | Res Water Heat | 242 | 122 | 50 | 235 | 185 | 29524 |  |  |  |  | 56870 |  |  |  | 11.2629 |  |  | 22733.9886 | 0.73569 | 21720.4393
| E214 |  |  | Clothes Washer MEF 2.4 -3.19 Any WH / Any Dryer | 14 | 0.20475 | Res Water Heat | 874 | 126 | 50 | 156 | 106 | 110124 |  |  |  |  | 136344 |  |  |  | 7.6043 |  |  | 55434.6814 | 0.73569 | 81016.8562
| E214 |  |  | Clothes Washer MEF 2.4 -3.19 EWH / E Dryer | 14 | 0.36779 | Res Water Heat | 1310 | 151 | 50 | 156 | 106 | 197810 |  |  |  |  | 204360 |  |  |  | 7.6043 |  |  | 83088.5957 | 0.73569 | 145526.355
| E215 |  |  | Clothes Washer MEF 2.4 -3.19 EWH / G Dryer | 14 | 0.005154 | Res Water Heat | 44 | 63 | 50 | 156 | 106 | 2772 |  |  |  |  | 6864 |  |  |  | 7.6043 |  |  | 2790.762 | 0.73569 | 2039.3259
| E216 |  |  | Clothes Washer MEF 2.4 -3.19 GWH / E Dryer | 14 | 0.18234 | Res Water Heat | 934 | 105 | 50 | 156 | 106 | 98070 |  |  |  |  | 145704 |  |  |  | 7.6043 |  |  | 59240.2659 | 0.73569 | 72148.8784
| E217 |  |  | Clothes Washer MEF 2.4 -3.19 GWH / G Dryer | 14 | 0.0064555 | Res Water Heat | 217 | 16 | 50 | 156 | 106 | 3472 |  |  |  |  | 33852 |  |  |  | 7.6043 |  |  | 13763.5307 | 0.73569 | 2554.3072
| E218 |  |  | Clothes Washer MEF 3.2+ Any WH / Any Dryer | 14 | 0.36069 | Res Water Heat | 1096 | 177 | 50 | 313 | 263 | 193992 |  |  |  |  | 343048 |  |  |  | 11.2629 |  |  | 102960.5436 | 0.73569 | 142717.4999
| E219 |  |  | Clothes Washer MEF 3.2+ EWH / E Dryer | 14 | 0.7913 | Res Water Heat | 2017 | 211 | 50 | 313 | 263 | 425587 |  |  |  |  | 631321 |  |  |  | 11.2629 |  |  | 189481.2194 | 0.73569 | 313099.0589
| E220 |  |  | Clothes Washer MEF 3.2+ EWH / G Dryer | 14 | 0.016399 | Res Water Heat | 105 | 84 | 50 | 313 | 263 | 8820 |  |  |  |  | 32865 |  |  |  | 11.2629 |  |  | 9863.9207 | 0.73569 | 6488.7642
| E221 |  |  | Clothes Washer MEF 3.2+ GWH / E Dryer | 14 | 0.41608 | Res Water Heat | 1482 | 151 | 50 | 313 | 263 | 223782 |  |  |  |  | 463866 |  |  |  | 11.2629 |  |  | 139222.1949 | 0.73569 | 164633.6321
| E222 |  |  | Clothes Washer MEF 3.2+ GWH / G Dryer | 14 | 0.017805 | Res Water Heat | 399 | 24 | 50 | 313 | 263 | 9576 |  |  |  |  | 124887 |  |  |  | 11.2629 |  |  | 37482.8986 | 0.73569 | 7044.944
| E223 |  |  | Freezer Decomm | 5 | 0.28274 | Res Refrigerator | 747 | 570 | 108.5 | 108.5 | 0 | 425790 |  |  |  |  | 81049.5 |  |  |  | 0 |  |  | 0 | 0.26594 | 113232.8549
| E224 |  |  | LED: Engagement - Appl Repl | 30 | 0.34528 | Res Lighting | 6429 | 13.48 | 9 | 9 | 0 | 86662.92 |  |  |  |  | 57861 |  |  |  | 0 |  |  | 0 | 1.1685 | 101265.2368
| E225 |  |  | Refrigerator CEE Tier 1 | 17 | 0 | Res Refrigerator | 0 | 22 | 0 | 9 | 9 | 0 |  |  |  |  | 0 |  |  |  | 0 |  |  | 0 | 0 | 0
| E226 |  |  | Refrigerator CEE Tier 2 | 17 | 0.0031834 | Res Refrigerator | 30 | 47 | 50 | 33 | 0 | 1410 |  |  |  |  | 990 |  |  |  | 0 |  |  | 0 | 0.7283 | 1026.9064
| E227 |  |  | Refrigerator CEE Tier 3 | 17 | 0.1055 | Res Refrigerator | 531 | 88 | 50 | 77 | 27 | 46728 |  |  |  |  | 40887 |  |  |  | 0 |  |  | 0 | 0.7283 | 34032.1148
| E228 |  |  | Refrigerator Decomm | 7 | 0.69766 | Res Refrigerator | 2108 | 356 | 108.5 | 108.5 | 0 | 750448 |  |  |  |  | 228718 |  |  |  | 0 |  |  | 0 | 0.36409 | 273229.0681
| E229 |  |  | Refrigerator Replacement Year 1-14 | 14 | 1.9086 | Res Refrigerator | 2078 | 494 | 500 | 500 | 0 | 1026532 |  |  |  |  | 1039000 |  |  |  | 0 |  |  | 0 | 0.63815 | 655079.8752
| E230 |  |  | Refrigerator Replacement Year 15-20 | 20 | 0.47468 | Res Refrigerator | 2078 | 86 | 75 | 75 | 0 | 178708 |  |  |  |  | 155850 |  |  |  | 0 |  |  | 0 | 0.80524 | 143903.4894
| E231 |  |  | Showerhead - Engagement_C - Appl Repl - 1.5 gpm (E) | 10 | 0.36756 | Res Water Heat | 2687 | 103 | 5 | 5 | 0 | 276761 |  |  |  |  | 13435 |  |  |  | 8.267 |  |  | 150407.9362 | 0.57148 | 158162.2264
| E232 |  |  | Clothes Dryer - Vented | 12 | 0.0026248 | Plug Load | 9 | 183 | 150 | 554.52 | 404.52 | 1647 |  |  |  |  | 4990.68 |  |  |  | -0.2375 |  |  | -16.2766 | 0.67648 | 1114.1627
| E233 |  |  | Clothes Dryer - Ventless | 12 | 0.0065405 | Plug Load | 18 | 228 | 150 | 554.52 | 404.52 | 4104 |  |  |  |  | 9981.36 |  |  |  | 4.5092 |  |  | 618.0552 | 0.67648 | 2776.2742
| E234 |  |  | Advanced Power Strips - NQC | 0 | 0 | Plug Load | 47 | 0 | 52 | 52 | 0 | 0 |  |  |  |  | 2444 |  |  |  | 0 |  |  | 0 | 0 | 0
|  |  |  | Program Total |  | 10.9802 | [6 empty] | 7529689.08 |  | 744462.76 | 4202592.67 | 1395383.37 | 5597976.04 | 0 | 4947055.43 | 6342438.8 |  | 4589105.2226 | 5883523.9332 | 1646293.0221 |  | 4263331.6395 | 0.92901 | 1.0769
QC Check against EESTracking and Exhibit 1
[12 empty] | EES Tracking | DBtC | 4202592.67
[13 empty] | O & M | 744462.76
[13 empty] | Total Budget | 4947055.43
[13 empty] | Savings | 7529689.08
[12 empty] | Exhibit 1 | Spending | 4947055.43
[13 empty] | Savings | 7529.689

## E214 Showerheads
Rtn to Summary | E214 Residential Single Family Existing-Showerheads: 2015 Program Savings, Budget, and Benefit-Cost Analysis
| Discount Rate: |  |  | 7.8%
| Sch. No. | Order Number | Project Number | Measure Name | Measure Life | Weighted Life | Electric End-Use Type | Number of units offered | kWh per unit | Incentives Per Unit | Incremental Measure Cost per Unit | Agency or Customer Cost per Unit | Total kWh Savings | Unit Overhead | Program Overhead Cost | Total Incentive | Total Customer Cost | Total Incremental Measure Cost | Other Contribution Costs | Total Utility Program Costs | Total Resource Cost | UNIT ANNUAL Non-Energy Benefits | Utility Program Cost Time Zero | Total Resource Costs in Time Zero | TOTAL Non-Energy Benefits in time zero | PV one kWh UC | PV Total Electric Savings Time Zero UC | UC B/C Ratio | TRC B/C Ratio
| E214 |  |  | Showerhead - Retail_EO - Any WH - 1.51 to 1.75 gpm | 10 | 0.24478 | Res Water Heat | 548 | 112 | 10 | 24 | 14 | 61376 |  |  |  |  | 13152 |  |  |  | 12.162 |  |  | 45127.4408 | 0.57148 | 35074.9015
| E214 |  |  | Showerhead - Retail_EO - Any WH - 1.76 to 2.0 gpm | 10 | 0.6422 | Res Water Heat | 2147 | 75 | 10 | 24 | 14 | 161025 |  |  |  |  | 51528 |  |  |  | 7.78 |  |  | 113101.0898 | 0.57148 | 92021.898
| E214 |  |  | Showerhead - Retail_C - Any WH - 1.51 to 1.75 gpm (E) | 10 | 0.61407 | Res Water Heat | 1638 | 94 | 10 | 24 | 14 | 153972 |  |  |  |  | 39312 |  |  |  | 6.081 |  |  | 67444.1132 | 0.57148 | 87991.2788
| E214 |  |  | Showerhead - Retail_C - Any WH - 1.76 to 2.0 gpm (E) | 10 | 1.4354 | Res Water Heat | 5713 | 63 | 10 | 24 | 14 | 359919 |  |  |  |  | 137112 |  |  |  | 3.89 |  |  | 150476.6012 | 0.57148 | 205685.0147
| E214 |  |  | Showerhead - Retail - Elec WH - 1.51 to 1.75 gpm | 10 | 0.073044 | Res Water Heat | 99 | 185 | 10 | 24 | 14 | 18315 |  |  |  |  | 2376 |  |  |  | 12.162 |  |  | 8152.5851 | 0.57148 | 10466.5801
| E214 |  |  | Showerhead - Retail - Elec WH - 1.76 to 2.0 gpm | 10 | 0.015697 | Res Water Heat | 32 | 123 | 10 | 24 | 14 | 3936 |  |  |  |  | 768 |  |  |  | 7.78 |  |  | 1685.7172 | 0.57148 | 2249.3289
| E214 |  |  | Showerhead - Retail_EO - Any WH - 1.50 gpm and less | 10 | 1.6137 | Res Water Heat | 2790.42 | 145 | 10 | 24 | 14 | 404610.9 |  |  |  |  | 66970.08 |  |  |  | 16.535 |  |  | 312412.8749 | 0.57148 | 231225.356
| E214 |  |  | Showerhead - Retail_C - Any WH - 1.50 gpm and less (E) | 10 | 3.6145 | Res Water Heat | 7428.79 | 122 | 8 | 24 | 16 | 906312.38 |  |  |  |  | 178290.96 |  |  |  | 8.267 |  |  | 415835.1217 | 0.57148 | 517935.6333
| E214 |  |  | Showerhead - Retail - Elec WH - 1.50 gpm and less | 10 | 0.62147 | Res Water Heat | 652 | 239 | 10 | 24 | 14 | 155828 |  |  |  |  | 15648 |  |  |  | 16.535 |  |  | 72997.3246 | 0.57148 | 89051.938
| E214 |  |  | Adapter - ShowerStart - EO | 10 | 0.070009 | Res Water Heat | 134 | 131 | 10 | 30 | 20 | 17554 |  |  |  |  | 4020 |  |  |  | 0 |  |  | 0 | 0.57148 | 10031.687
| E214 |  |  | Showerhead - ShowerStart - EO - 1.5 gpm | 10 | 0.11558 | Res Water Heat | 126 | 230 | 10 | 40 | 30 | 28980 |  |  |  |  | 5040 |  |  |  | 16.535 |  |  | 14106.8449 | 0.57148 | 16561.37
| E214 |  |  | Showerhead - Engagement_C - Elec WH (E) | 10 | 0 | Res Water Heat | 0 | 103 | 10 | 10 | 0 | 0 |  |  |  |  | 0 |  |  |  | 8.267 |  |  | 0 | 0 | 0
| E214 |  |  | Showerhead - Engagement_EO - Elec WH | 10 | 0 | Res Water Heat | 0 | 125 | 10 | 10 | 0 | 0 |  |  |  |  | 0 |  |  |  | 16.535 |  |  | 0 | 0 | 0
| E214 |  |  | Adapter - ShowerStart - C - kWh | 10 | 0.44623 | Res Water Heat | 1036 | 108 | 5 | 15 | 10 | 111888 |  |  |  |  | 15540 |  |  |  | 0 |  |  | 0 | 0.57148 | 63941.2894
| E214 |  |  | Showerhead - ShowerStart - C - 1.5 gpm - kWh | 10 | 0.4933 | Res Water Heat | 651 | 190 | 5 | 20 | 15 | 123690 |  |  |  |  | 13020 |  |  |  | 0 |  |  | 0 | 0.57148 | 70685.8473
| E214 |  |  | Adapter - ShowerStart - NQC | 0 | 0 | Res Water Heat | 1937 | 0 | 10 | 30 | 20 | 0 |  |  |  |  | 58110 |  |  |  | 0 |  |  | 0 | 0 | 0
| E214 |  |  | Showerhead - Retail - Any WH - 1.50 gpm or less - NQC | 0 | 0 | Res Water Heat | 997 | 0 | 10 | 24 | 14 | 0 |  |  |  |  | 23928 |  |  |  | 0 |  |  | 0 | 0 | 0
[6 empty] | 10 | [6 empty] | 2507406.28 |  | 114110.95 | 225878.51 | 398936.53 | 624815.04 | 0 | 339989.46 | 738925.99 |  | 315389.1095 | 685460.102 | 1201339.7135 |  | 1432922.1229 | 4.5433 | 4.0521
QC Check against EESTracking and Exhibit 1
[12 empty] | EES Tracking | DBtC | 225878.51
[13 empty] | O & M | 114110.95
[13 empty] | Total Budget | 339989.46
[13 empty] | Savings | 2507406.28
[12 empty] | Exhibit 1 | Spending | 339989.46
[13 empty] | Savings | 2507.407

## E214 SF Weatherize
Rtn to Summary | E214 Residential Single Family Existing- Weatherization : 2015 Program Savings, Budget, and Benefit-Cost Analysis
| Discount Rate: |  |  | 7.8%
| Sch. No. | Order Number | Project Number | Measure Name | Measure Life | Weighted Life | Electric End-Use Type | Number of units offered | kWh per unit | Incentives Per Unit | Incremental Measure Cost per Unit | Agency or Customer Cost per Unit | Total kWh Savings | Unit Overhead | Program Overhead Cost | Total Incentive | Total Customer Cost | Total Incremental Measure Cost | Other Contribution Costs | Total Utility Program Costs | Total Resource Cost | UNIT ANNUAL Non-Energy Benefits | Utility Program Cost Time Zero | Total Resource Costs in Time Zero | TOTAL Non-Energy Benefits in time zero | PV one kWh UC | PV Total Electric Savings Time Zero UC | UC B/C Ratio | TRC B/C Ratio
| E214 |  | SF Existing ARRA Weatherization {E} | Mobile Home Floor Insulation R-0 to R-30 | 25 | 3.1708 | SF Space Heat | 302793 | 1.47 | 0.5 | 1 | 0.5 | 445105.71 |  |  |  |  | 302793 |  |  |  | 0 |  |  | 0 | 1.8366 | 817482.5409
| E214 |  | SF Existing ARRA Weatherization {E} | Mobile Home Floor Insulation R-0 to R-30 | 25 | 1.4251 | SF Space Heat | 136085 | 1.47 | 0.9 | 1.35 | 0.45 | 200044.95 |  |  |  |  | 183714.75 |  |  |  | 0 |  |  | 0 | 1.8366 | 367403.1817
| E214 |  | SF Existing Weatherization {E} | Prescriptive Duct Sealing and Insulation - Electric | 20 | 1.4726 | SF Space Heat | 139 | 1859 | 300 | 1000 | 700 | 258401 |  |  |  |  | 139000 |  |  |  | 0 |  |  | 0 | 1.6268 | 420378.8518
| E214 |  | SF Existing Weatherization {E} | Home Performance with Energy Star | 30 | 0 |  | 6 | 0 | 400 | 600 | 200 | 0 |  |  |  |  | 3600 |  |  |  | 0 |  |  | 0 | 0 | 0
| E214 |  | SF Existing Weatherization {E} | Windows- Single Pane to U.30- Average | 30 | 1.7788 | SF Space Heat | 9985 | 20.84 | 4.16 | 20.61 | 16.45 | 208087.4 |  |  |  |  | 205790.85 |  |  |  | 0 |  |  | 0 | 2.0308 | 422573.8616
| E214 |  | SF Existing Weatherization {E} | Windows- Double Pane to U.30- Average | 30 | 1.5787 | SF Space Heat | 16017 | 11.53 | 4.16 | 20.61 | 16.45 | 184676.01 |  |  |  |  | 330110.37 |  |  |  | 0 |  |  | 0 | 2.0308 | 375031.1392
| E214 |  | SF Existing Weatherization {E} | Wall Insulation R-0 to R-13 Zonal | 30 | 0.044483 | SF Space Heat | 3516 | 1.48 | 0.22 | 0.97 | 0.75 | 5203.68 |  |  |  |  | 3410.52 |  |  |  | 0 |  |  | 0 | 2.0308 | 10567.3825
| E214 |  | SF Existing Weatherization {E} | Wall Insulation R-0 to R-13 FAF | 30 | 0.031236 | SF Space Heat | 2188 | 1.67 | 0.22 | 0.97 | 0.75 | 3653.96 |  |  |  |  | 2122.36 |  |  |  | 0 |  |  | 0 | 2.0308 | 7420.2858
| E214 |  | SF Existing Weatherization {E} | Wall Insulation R-0 to R-13 HP | 30 | 0.0072997 | SF Space Heat | 1186 | 0.72 | 0.22 | 0.97 | 0.75 | 853.92 |  |  |  |  | 1150.42 |  |  |  | 0 |  |  | 0 | 2.0308 | 1734.0996
| E214 |  | SF Existing Weatherization {E} | PTCS Duct Sealing - FAF | 20 | 0.007762 | SF Space Heat | 1 | 1362 | 300 | 538 | 238 | 1362 |  |  |  |  | 538 |  |  |  | 0 |  |  | 0 | 1.6268 | 2215.7654
| E214 |  | SF Existing Weatherization {E} | PTCS Duct Sealing - HP | 20 | 0.0059782 | SF Space Heat | 1 | 1049 | 300 | 538 | 238 | 1049 |  |  |  |  | 538 |  |  |  | 0 |  |  | 0 | 1.6268 | 1706.5623
| E214 |  | SF Existing Weatherization {E} | Attic Insulation R-0 to R-49 Zonal | 30 | 0.14642 | SF Space Heat | 8004 | 2.14 | 0.33 | 1.08 | 0.75 | 17128.56 |  |  |  |  | 8644.32 |  |  |  | 0 |  |  | 0 | 2.0308 | 34783.854
| E214 |  | SF Existing Weatherization {E} | Attic Insulation R-0 to R-49 FAF | 30 | 0.22821 | SF Space Heat | 11217 | 2.38 | 0.33 | 1.08 | 0.75 | 26696.46 |  |  |  |  | 12114.36 |  |  |  | 0 |  |  | 0 | 2.0308 | 54213.8841
| E214 |  | SF Existing Weatherization {E} | Attic Insulation R-0 to R-49 HP | 30 | 0.17486 | SF Space Heat | 19668 | 1.04 | 0.33 | 1.08 | 0.75 | 20454.72 |  |  |  |  | 21241.44 |  |  |  | 0 |  |  | 0 | 2.0308 | 41538.4594
| E214 |  | SF Existing Weatherization {E} | Floor Insulation R-0 to R-30 Zonal | 30 | 0.044321 | SF Space Heat | 3757 | 1.38 | 0.11 | 1.37 | 1.26 | 5184.66 |  |  |  |  | 5147.09 |  |  |  | 0 |  |  | 0 | 2.0308 | 10528.7576
| E214 |  | SF Existing Weatherization {E} | Floor Insulation R-0 to R-30 FAF | 30 | 0.11875 | SF Space Heat | 9515 | 1.46 | 0.11 | 1.37 | 1.26 | 13891.9 |  |  |  |  | 13035.55 |  |  |  | 0 |  |  | 0 | 2.0308 | 28211.0009
| E214 |  | SF Existing Weatherization {E} | Floor Insulation R-0 to R-30 HP | 30 | 0.019105 | SF Space Heat | 3921 | 0.57 | 0.11 | 1.37 | 1.26 | 2234.97 |  |  |  |  | 5371.77 |  |  |  | 0 |  |  | 0 | 2.0308 | 4538.6693
| E214 |  | SF Existing Weatherization {E} | Air Sealing CFM50 - Zonal | 30 | -0.023209 | SF Space Heat | -1500 | 1.81 | 0.67 | 0.67 | 0 | -2715 |  |  |  |  | -1005 |  |  |  | 0 |  |  | 0 | 2.0308 | -5513.4911
| E214 |  | SF Existing Weatherization {E} | Air Sealing CFM50 - FAF | 30 | 0.01784 | SF Space Heat | 1023 | 2.04 | 0.67 | 0.67 | 0 | 2086.92 |  |  |  |  | 685.41 |  |  |  | 0 |  |  | 0 | 2.0308 | 4238.0165
| E214 |  | SF Existing Weatherization {E} | Air Sealing CFM50 - HP | 30 | 0.048139 | SF Space Heat | 5866 | 0.96 | 0.67 | 0.67 | 0 | 5631.36 |  |  |  |  | 3930.22 |  |  |  | 0 |  |  | 0 | 2.0308 | 11435.8944
| E214 |  | SF Existing Weatherization {E} | Energy Star Whole House Ventilation | 10 | 0.0027697 | Plug Load | 12 | 81 | 50 | 50 | 0 | 972 |  |  |  |  | 600 |  |  |  | 0 |  |  | 0 | 0.58831 | 571.8363
| E214 |  | SF Existing Weatherization {E} | Windows - Double Pane to U.30 - Zonal | 25 | 1.7889 | SF Space Heat | 47202.04 | 5.32 | 4.16 | 18.51 | 14.35 | 251114.8528 |  |  |  |  | 873709.7604 |  |  |  | 0 |  |  | 0 | 1.8366 | 461198.3251
| E214 |  | SF Existing Weatherization {E} | Windows - Double Pane to U.30 - HP | 25 | 1.0398 | SF Space Heat | 32364.05 | 4.51 | 4.16 | 18.51 | 14.35 | 145961.8655 |  |  |  |  | 599058.5655 |  |  |  | 0 |  |  | 0 | 1.8366 | 268074.0193
| E214 |  | SF Existing Weatherization {E} | Windows - Single Pane to U.30 - FAF | 25 | 2.4381 | SF Space Heat | 18479.82 | 18.52 | 4.16 | 18.51 | 14.35 | 342246.2664 |  |  |  |  | 342061.4682 |  |  |  | 0 |  |  | 0 | 1.8366 | 628570.5647
| E214 |  | SF Existing Weatherization {E} | Windows - Single Pane to U.30 - Zonal | 25 | 1.5057 | SF Space Heat | 22975.08 | 9.2 | 4.16 | 18.51 | 14.35 | 211370.736 |  |  |  |  | 425268.7308 |  |  |  | 0 |  |  | 0 | 1.8366 | 388204.1557
| E214 |  | SF Existing Weatherization {E} | Windows - Single Pane to U.30 - HP | 25 | 0.52444 | SF Space Heat | 8681.52 | 8.48 | 4.16 | 18.51 | 14.35 | 73619.2896 |  |  |  |  | 160694.9352 |  |  |  | 0 |  |  | 0 | 1.8366 | 135209.4178
| E214 |  | SF Existing Weatherization {E} | Attic Insulation R-11 to R-49 - FAF | 30 | 0.40557 | SF Space Heat | 60826 | 0.78 | 0.33 | 0.98 | 0.65 | 47444.28 |  |  |  |  | 59609.48 |  |  |  | 0 |  |  | 0 | 2.0308 | 96347.5569
| E214 |  | SF Existing Weatherization {E} | Attic Insulation R-11 to R-49 - Zonal | 30 | 0.21762 | SF Space Heat | 57858 | 0.44 | 0.33 | 0.98 | 0.65 | 25457.52 |  |  |  |  | 56700.84 |  |  |  | 0 |  |  | 0 | 2.0308 | 51697.9045
| E214 |  | SF Existing Weatherization {E} | Attic Insulation R-11 to R-49 - HP | 30 | 0.090742 | SF Space Heat | 33172 | 0.32 | 0.33 | 0.98 | 0.65 | 10615.04 |  |  |  |  | 32508.56 |  |  |  | 0 |  |  | 0 | 2.0308 | 21556.5116
| E214 |  | SF Existing Weatherization {E} | Air Sealing CFM50 - FAF | 15 | 0.025212 | SF Space Heat | 9670 | 0.61 | 0.66 | 0.66 | 0 | 5898.7 |  |  |  |  | 6382.2 |  |  |  | 0 |  |  | 0 | 1.3735 | 8102.0615
| E214 |  | SF Existing Weatherization {E} | Air Sealing CFM50 - HP | 15 | 0.0074628 | SF Space Heat | 5820 | 0.3 | 0.66 | 0.66 | 0 | 1746 |  |  |  |  | 3841.2 |  |  |  | 0 |  |  | 0 | 1.3735 | 2398.1893
| E214 |  | SF Existing Weatherization {E} | Air Sealing CFM50 - Zonal | 15 | 0.037512 | SF Space Heat | 17911 | 0.49 | 0.66 | 0.66 | 0 | 8776.39 |  |  |  |  | 11821.26 |  |  |  | 0 |  |  | 0 | 1.3735 | 12054.6649
| E214 |  | SF Existing Weatherization {E} | Attic Insulation R-0 to R-49 FAF | 30 | 1.2411 | SF Space Heat | 47447 | 3.06 | 0.33 | 1.12 | 0.79 | 145187.82 |  |  |  |  | 53140.64 |  |  |  | 0 |  |  | 0 | 2.0308 | 294840.4264
| E214 |  | SF Existing Weatherization {E} | Attic Insulation R-0 to R-49 HP | 30 | 0.13892 | SF Space Heat | 10762 | 1.51 | 0.33 | 1.12 | 0.79 | 16250.62 |  |  |  |  | 12053.44 |  |  |  | 0 |  |  | 0 | 2.0308 | 33000.9758
| E214 |  | SF Existing Weatherization {E} | Attic Insulation R-0 to R-49 Zonal | 30 | 0.88959 | SF Space Heat | 51012 | 2.04 | 0.33 | 1.12 | 0.79 | 104064.48 |  |  |  |  | 57133.44 |  |  |  | 0 |  |  | 0 | 2.0308 | 211329.1298
| E214 |  | SF Existing Weatherization {E} | Floor Insulation R-0 to R-30 FAF | 30 | 1.0433 | SF Space Heat | 100036 | 1.22 | 0.11 | 1.32 | 1.21 | 122043.92 |  |  |  |  | 132047.52 |  |  |  | 0 |  |  | 0 | 2.0308 | 247840.9099
| E214 |  | SF Existing Weatherization {E} | Floor Insulation R-0 to R-30 HP | 30 | 0.11125 | SF Space Heat | 54227 | 0.24 | 0.11 | 1.32 | 1.21 | 13014.48 |  |  |  |  | 71579.64 |  |  |  | 0 |  |  | 0 | 2.0308 | 26429.1787
| E214 |  | SF Existing Weatherization {E} | Floor Insulation R-0 to R-30 Zonal | 30 | 0.98575 | SF Space Heat | 113053 | 1.02 | 0.11 | 1.32 | 1.21 | 115314.06 |  |  |  |  | 149229.96 |  |  |  | 0 |  |  | 0 | 2.0308 | 234174.2346
| E214 |  | SF Existing Weatherization {E} | Wall Insulation R-0 to R-13 FAF | 30 | 0.16722 | SF Space Heat | 9315 | 2.1 | 0.22 | 1.39 | 1.17 | 19561.5 |  |  |  |  | 12947.85 |  |  |  | 0 |  |  | 0 | 2.0308 | 39724.5513
| E214 |  | SF Existing Weatherization {E} | Wall Insulation R-0 to R-13 HP | 30 | 0.038772 | SF Space Heat | 5336 | 0.85 | 0.22 | 1.39 | 1.17 | 4535.6 |  |  |  |  | 7417.04 |  |  |  | 0 |  |  | 0 | 2.0308 | 9210.6779
| E214 |  | SF Existing Weatherization {E} | Wall Insulation R-0 to R-13 Zonal | 30 | 0.22527 | SF Space Heat | 23116 | 1.14 | 0.22 | 1.39 | 1.17 | 26352.24 |  |  |  |  | 32131.24 |  |  |  | 0 |  |  | 0 | 2.0308 | 53514.8587
| E214 |  | SF Existing Weatherization {E} | Windows - Double Pane to U.30 - FAF | 25 | 2.9837 | SF Space Heat | 53017.8 | 7.9 | 4.16 | 18.51 | 14.35 | 418840.62 |  |  |  |  | 981359.478 |  |  |  | 0 |  |  | 0 | 1.8366 | 769243.9944
[6 empty] | 26.2058 | [6 empty] | 3509420.4603 | 0 | 328665.99 | 1354465.04 | 3968765.6381 | 5323230.6781 | 0 | 1683131.03 | 5651896.6681 | 0 | 1561346.039 | 5242946.8164 | 0 | 77.0818 | 6603782.8612 | 4.2295 | 1.3855
QC Check against EESTracking and Exhibit 1
[14 empty] | SF Wx | ARRA | Total
[12 empty] | EES Tracking | DBtC | 1114013.5 | 240451.54 | 1354465.04
[13 empty] | O & M | 322587.39 | 6078.6 | 328665.99
[13 empty] | Total Budget | 1436600.89 | 246530.14 | 1683131.03
[13 empty] | Savings | 2864269.8003 | 645150.66 | 3509420.4603
[12 empty] | Exhibit 1 | Spending | 1683131.03
[13 empty] | Savings | 3509.42

## E214 Mobile H. DuctSeal
Rtn to Summary | E214 Residential Single Family Existing- Mobile Home Duct Seal : 2015 Program Savings, Budget, and Benefit-Cost Analysis
| Discount Rate: |  |  | 7.8%
| Sch. No. | Order Number | Project Number | Measure Name | Measure Life | Weighted Life | Electric End-Use Type | Number of units offered | kWh per unit | Incentives Per Unit | Incremental Measure Cost per Unit | Agency or Customer Cost per Unit | Total kWh Savings | Unit Overhead | Program Overhead Cost | Total Incentive | Total Customer Cost | Total Incremental Measure Cost | Other Contribution Costs | Total Utility Program Costs | Total Resource Cost | UNIT ANNUAL Non-Energy Benefits | Utility Program Cost Time Zero | Total Resource Costs in Time Zero | TOTAL Non-Energy Benefits in time zero | PV one kWh UC | PV Total Electric Savings Time Zero UC | UC B/C Ratio | TRC B/C Ratio
| E214 |  |  | DIM | 0 | 0 |  | 117 | 0 | 80 | 80 | 0 | 0 |  |  |  | 0 | 9360 |  |  |  | 0 |  |  | 0 | 0 | 0
| E214 |  |  | Elec - Manufactured Home Duct Sealing- Level 1 (In Park) | 20 | 1.2576 | SF Space Heat | 313 | 900 | 390 | 390 | 0 | 281700 |  |  |  | 0 | 122070 |  |  |  | 0 |  |  | 0 | 1.6268 | 458282.7565
| E214 |  |  | Elec - Manufactured Home Duct Sealing- Level 2 (In Park) | 20 | 0.63484 | SF Space Heat | 158 | 900 | 390 | 390 | 0 | 142200 |  |  |  | 0 | 61620 |  |  |  | 0 |  |  | 0 | 1.6268 | 231337.6215
| E214 |  |  | Elec - Manufactured Home Duct Sealing- Level 3 (In Park) | 20 | 2.2429 | SF Space Heat | 314 | 1600 | 475 | 475 | 0 | 502400 |  |  |  | 0 | 149150 |  |  |  | 0 |  |  | 0 | 1.6268 | 817327.8554
| E214 |  |  | Elec - Manufactured Home Duct Sealing- Level 1 (Out of Park) | 20 | 1.7679 | SF Space Heat | 396 | 1000 | 475 | 475 | 0 | 396000 |  |  |  | 0 | 188100 |  |  |  | 0 |  |  | 0 | 1.6268 | 644231.351
| E214 |  |  | Elec - Manufactured Home Duct Sealing- Level 2 (Out of Park) | 20 | 1.3616 | SF Space Heat | 305 | 1000 | 475 | 475 | 0 | 305000 |  |  |  | 0 | 144875 |  |  |  | 0 |  |  | 0 | 1.6268 | 496188.288
| E214 |  |  | Elec - Manufactured Home Duct Sealing- Level 3 (Out of Park) | 20 | 8.6386 | SF Space Heat | 774 | 2500 | 555 | 555 | 0 | 1935000 |  |  |  | 0 | 429570 |  |  |  | 0 |  |  | 0 | 1.6268 | 3147948.6468
| E214 |  |  | Elec - MHDS Showerhead - Direct Install #1 (old) | 10 | 1.3528 | Res Water Heat | 1974 | 307 | 30 | 30 | 0 | 606018 |  |  |  | 0 | 59220 |  |  |  | 0 |  |  | 0 | 0.57148 | 346324.6487
| E214 |  |  | Elec - MHDS Direct Install LED A-Lamp (old) | 12 | 0.51352 | Res Lighting | 11277 | 17 | 10.58 | 10.58 | 0 | 191709 |  |  |  | 0 | 119310.66 |  |  |  | 0 |  |  | 0 | 0.68318 | 130971.1221
| E214 |  |  | Elec - MHDS Direct Install LED Globe (old) | 12 | 0 | Res Lighting | 0 | 16 | 9.14 | 9.14 | 0 | 0 |  |  |  | 0 | 0 |  |  |  | 0 |  |  | 0 | 0 | 0
| E214 |  |  | Elec - MHDS Direct Install LED A-Lamp | 12 | 0.049954 | Res Lighting | 1097 | 17 | 8.73 | 8.73 | 0 | 18649 |  |  |  | 0 | 9576.81 |  |  |  | 0 |  |  | 0 | 0.68318 | 12740.5623
| E214 |  |  | Elec - MHDS Direct Install LED Globe | 12 | 0.0096002 | Res Lighting | 224 | 16 | 6.56 | 6.56 | 0 | 3584 |  |  |  | 0 | 1469.44 |  |  |  | 0 |  |  | 0 | 0.68318 | 2448.5053
| E214 |  |  | Elec - MHDS Direct Install Showerhead | 10 | 0.21792 | Res Water Heat | 318 | 307 | 10 | 10 | 0 | 97626 |  |  |  | 0 | 3180 |  |  |  | 0 |  |  | 0 | 0.57148 | 55790.9009
| E214 |  |  | DIM Outreach | 0 | 0 |  | 67 | 0 | 50 | 50 | 0 | 0 |  |  |  | 0 | 3350 |  |  |  | 0 |  |  | 0 | 0 | 0
|  |  |  | Program Totals |  | 18.0473 | [6 empty] | 4479886 |  | 52872.44 | 1304408.91 | 0 | 1300851.91 | 0 | 1357281.35 | 1353724.35 | 0 | 1259073.6085 | 1255773.9796 | 0 |  | 6343592.2583 | 5.0383 | 5.5567
QC Check against EESTracking and Exhibit 1
[12 empty] | EES Tracking | DBtC | 1304408.91
[13 empty] | O & M | 52872.44
[13 empty] | Total Budget | 1357281.35
[13 empty] | Savings | 4479886
[12 empty] | Exhibit 1 | Spending | 1357281.35
[13 empty] | Savings | 4479.886

## E214 Mobile H Weatherize (hidden)
Rtn to Summary | E214 Residential Single Family Existing- Mobile Home Weatherization : 2015 Program Savings, Budget, and Benefit-Cost Analysis
| Discount Rate: |  |  | 7.8%
| Sch. No. | Order Number | Project Number | Measure Name | Measure Life | Weighted Life | Electric End-Use Type | Number of units offered | kWh per unit | Incentives Per Unit | Incremental Measure Cost per Unit | Agency or Customer Cost per Unit | Total kWh Savings | Percent overhead | Program Overhead Cost | Total Incentive | Total Customer Cost | Total Incremental Measure Cost | Other Contribution Costs | Total Utility Program Costs | Total Resource Cost | Non-Energy Benefits | Utility Program Cost Time Zero | Total Resource Costs in Time Zero | Non-Energy Benefits in Time Zero | PV one kWh UC | PV Total Electric Savings Time Zero UC | UC B/C Ratio | TRC B/C Ratio
| E214 |  |  | Mobile Home Floor Insulation R-0 to R-30 | 25 | 25 | SF Space Heat | 650661 | 1.47 | 0.66 | 1 | 0.34 | 956471.67 |  |  |  | 221224.74 | 650661 |  | 0 |  | 0 | 0 | 0 | 0 | 1.8366 | 1756658.8646
|  |  |  | Program Totals | 25 | 25 |  |  |  | 0.66 | 1 | 0.34 | 956471.67 |  | 2371861.52 | 10798843.4 | 221224.74 | 650661 | 0 | 13170704.92 | 13391929.66 | 0 | 12217722.5603 | 12422940.3154 | 0 |  | 1756658.8646 | 0.14378 | 0.15554
Note on E12: reblan: delete this it is include3d in SF Wx

## E214 HER
Rtn to Summary | E214 Home Energy Reports: 2015 Program Savings, Budget, and Benefit-Cost Analysis
| Discount Rate: | 7.8%
| Sch. No. | Order Number | Project Number | Measure Name | Measure Life | Weighted Life | Electric End-Use Type | Number of units offered | kWh per unit | Incentives Per Unit | Incremental Measure Cost per Unit | Agency or Customer Cost per Unit | Total kWh Savings | Unit Overhead | Program Overhead Cost | Total Incentive | Total Customer Cost | Total Incremental Measure Cost | Other Contribution Costs | Total Utility Program Costs | Total Resource Cost | UNIT ANNUAL Non-Energy Benefits | Utility Program Cost Time Zero | Total Resource Costs in Time Zero | TOTAL Non-Energy Benefits in time zero | PV one kWh UC | PV Total Electric Savings Time Zero UC | UC B/C Ratio | TRC B/C Ratio
| E214 |  |  | Home Energy Reports (Original) - Elec | 2 | 2 | Flat | 0 | 34 | 4.69 | 4.69 | 0 | 0 | [11 empty] | 0 | 0 | 0
[6 empty] | 2 | [5 empty] | 0 | 0 |  | 87947.39 | 23040.33 | 0 | 23040.33 | 0 | 110987.72 | 110987.72 |  | 102957.0686 | 102957.0686 | 0 |  | 0 | 0 | 0
QC Check against EESTracking and Exhibit 1
[12 empty] | EES Tracking | DBtC | 23040.33
[13 empty] | O & M | 87947.39
[13 empty] | Total Budget | 110987.72
[13 empty] | Savings | 0
[12 empty] | Exhibit 1 | Spending | 110987.72
[13 empty] | Savings | -0.002

## E215 SFNC
Rtn to Summary | E214 Residential Single Family New Construction : 2015 Program Savings, Budget, and Benefit-Cost Analysis
| Discount Rate: |  |  | 7.8%
| Sch. No. | Order Number | Project Number | Measure Name | Measure Life | Weighted Life | Electric End-Use Type | Number of units offered | kWh per unit | Incentives Per Unit | Incremental Measure Cost per Unit | Agency or Customer Cost per Unit | Total kWh Savings | Unit Overhead | Program Overhead Cost | Total Incentive | Total Customer Cost | Total Incremental Measure Cost | Other Contribution Costs | Total Utility Program Costs | Total Resource Cost | UNIT ANNUAL Non-Energy Benefits | Utility Program Cost Time Zero | Total Resource Costs in Time Zero | TOTAL Non-Energy Benefits in time zero | PV one kWh UC | PV Total Electric Savings Time Zero UC | UC B/C Ratio | TRC B/C Ratio
| E215 |  |  | Tracking Measure | 0 | 0 | Flat | 1 | 0 | 0 | 0 | 0 | 0 |  |  |  |  | 0 |  |  |  | 0 |  |  | 0 | 0 | 0
|  |  |  | Program Totals |  | 0 |  |  |  | 0 | 0 | 0 | 0 |  | 28742.85 | -350 | 0 | 0 | 0 | 28392.85 | 28742.85 | 0 | 26338.4508 | 26663.1262 | 0 |  | 0 | 0 | 0
QC Check against EESTracking and Exhibit 1
[12 empty] | EES Tracking | DBtC | -350
[13 empty] | O & M | 28742.85
[13 empty] | Total Budget | 28392.85
[13 empty] | Savings | 0
[12 empty] | Exhibit 1 | Spending | 28392.85
[13 empty] | Savings | 0

## E215 ES Manu Home
Rtn to Summary | E214 Residential Single Family Manufactured Home : 2015 Program Savings, Budget, and Benefit-Cost Analysis
| Discount Rate: |  |  | 7.8%
| Sch. No. | Order Number | Project Number | Measure Name | Measure Life | Weighted Life | Electric End-Use Type | Number of units offered | kWh per unit | Incentives Per Unit | Incremental Measure Cost per Unit | Agency or Customer Cost per Unit | Total kWh Savings | Unit Overhead | Program Overhead Cost | Total Incentive | Total Customer Cost | Total Incremental Measure Cost | Other Contribution Costs | Total Utility Program Costs | Total Resource Cost | UNIT ANNUAL Non-Energy Benefits | Utility Program Cost Time Zero | Total Resource Costs in Time Zero | TOTAL Non-Energy Benefits in time zero | PV one kWh UC | PV Total Electric Savings Time Zero UC | UC B/C Ratio | TRC B/C Ratio
| E215 |  |  | Tracking | 0 | 0 | SF Space Heat | 0 | 0 | 0 | 0 | 0 | 0 |  |  |  | 0 | 0 |  |  |  | 0 |  |  | 0 | 0 | 0
|  |  |  | Program Totals |  | 0 |  |  |  | 0 | 0 | 0 | 0 |  | 0 | 0 | 0 | 0 | 0 | 0 | 0 |  | 0 | 0 | 0 |  | 0 | 0 | 0
QC Check against EESTracking and Exhibit 1
[12 empty] | EES Tracking | DBtC | 0
[13 empty] | O & M | 0
[13 empty] | Total Budget | 0
[13 empty] | Savings | 0
[12 empty] | Exhibit 1 | Spending | 0
[13 empty] | Savings | 0

## E216 Fuel Conversion
Rtn to Summary | E216 Residential Single Family Fuel Conversion: 2015 Program Savings, Budget, and Benefit-Cost Analysis
| Sch. No. | Order Number | Project Number | Measure Name | Measure Life | Weighted Life | Electric End-Use Type | Number of units offered | kWh per unit | Incentives Per Unit | Incremental Measure Cost per Unit | Agency or Customer Cost per Unit | Total kWh Savings | Unit Overhead | Program Overhead Cost | Total Incentive | Total Customer Cost | Total Incremental Measure Cost | Other Contribution Costs | Total Utility Program Costs | Total Resource Cost | UNIT ANNUAL Non-Energy Benefits | Utility Program Cost Time Zero | Total Resource Costs in Time Zero | TOTAL Non-Energy Benefits in time zero | PV one kWh UC | PV Total Electric Savings Time Zero UC | Unit Extra Cost of Fuel (Lifetime) | Total Extra Cost of Fuel | UC B/C Ratio | TRC B/C Ratio
| E216 |  |  | E2G Fuel Conv - WH Only - Storage | 30 | 30 | Res Water Heat | 33 | 3500 | 950 | 2600 | 1650 | 115500 |  |  |  |  | 85800 | 0 |  |  | 0 |  |  | 0 | 1.1271 | 130174.8203 | 1707.6261 | 56351.6605
| E216 |  |  | E2G Fuel Conv - WH Only - Tankless | 30 | 30 | Res Water Heat | 83 | 3500 | 950 | 3500 | 2550 | 290500 |  |  |  |  | 290500 | 0 |  |  | 0 |  |  | 0 | 1.1271 | 327409.3965 | 1707.6261 | 141732.9642
| E216 |  |  | E2G Fuel Conv - Space & WH - BB | 30 | 30 | SF Space Heat | 11 | 12000 | 3550 | 10800 | 7250 | 132000 |  |  |  |  | 118800 | 0 |  |  | 0 |  |  | 0 | 2.0308 | 268059.2373 | 9238.8023 | 101626.8252
| E216 |  |  | E2G Fuel Conv - Space & WH - FA | 30 | 30 | SF Space Heat | 26 | 12000 | 2950 | 8300 | 5350 | 312000 |  |  |  |  | 215800 | 0 |  |  | 0 |  |  | 0 | 2.0308 | 633594.5608 | 9238.8023 | 240208.8597
| E216 |  |  | E2G Fuel Conv - Space Heat Only - BB | 30 | 30 | SF Space Heat | 14 | 8500 | 2600 | 8700 | 6100 | 119000 |  |  |  |  | 121800 | 0 |  |  | 0 |  |  | 0 | 2.0308 | 241659.4639 | 9238.8023 | 129343.2321
| E216 |  |  | E2G Fuel Conv - Space Heat Only - FA | 30 | 30 | SF Space Heat | 24 | 8500 | 2000 | 6700 | 4700 | 204000 |  |  |  |  | 160800 | 0 |  |  | 0 |  |  | 0 | 2.0308 | 414273.3667 | 7531.1762 | 180748.2293
|  |  |  | Program Totals |  | 30 | [6 empty] | 1173000 |  | 169745.65 | 310605.67 | 682894.33 | 993500 | 0 | 480351.32 | 1163245.65 |  | 445594.9165 | 1079077.5974 | 0 |  | 2015170.8454 |  | 850011.771 | 1.5554 | 1.1491
Additional Cost Of Gas
|  | Measure | Water Therm | Space Therm | Total Therm | PV One Therm Gas WH (over 30 years) | PV One Therm Gas SH (over 30 years) | PV Gas Costs Per House |  |  |  | QC Check against EESTracking and Exhibit 1
|  | Natural Gas Water and Space Heating - BB | 197 | 602 | 799 | 8.6682 | 12.5103 | 9238.8023
|  | Natural Gas Water and Space Heating - BB | 197 | 602 | 799 | 8.6682 | 12.5103 | 9238.8023 |  |  |  | EES Tracking | DBtC | 310605.67
|  | Natural Gas Water and Space Heating - BB | 197 | 602 | 799 | 8.6682 | 12.5103 | 9238.8023 |  |  |  |  | O & M | 169745.65
|  | Natural Gas Water and Space Heating - FAF | 197 | 602 | 799 | 8.6682 | 12.5103 | 9238.8023 |  |  |  |  | Total Budget | 480351.32
|  | Natural Gas Water and Space Heating - FAF | 197 | 602 | 799 | 8.6682 | 12.5103 | 9238.8023 |  |  |  |  | Savings | 1173000
|  | Natural Gas Water and Space Heating - FAF | 197 | 602 | 799 | 8.6682 | 12.5103 | 9238.8023
|  | Natural Gas Water and Space Heating - FAF | 197 | 602 | 799 | 8.6682 | 12.5103 | 9238.8023 |  |  |  | Exhibit 1 | Spending | 480351.32
|  | Natural Gas Space Heating Only -BB |  | 602 | 602 | 8.6682 | 12.5103 | 7531.1762 |  |  |  |  | Savings | 1173
|  | Natural Gas Space Heating Only -BB |  | 602 | 602 | 8.6682 | 12.5103 | 7531.1762
|  | Natural Gas Space Heating Only -BB |  | 602 | 602 | 8.6682 | 12.5103 | 7531.1762
|  | Natural Gas Space Heating Only -FAF |  | 602 | 602 | 8.6682 | 12.5103 | 7531.1762
|  | Natural Gas Space Heating Only -FAF |  | 602 | 602 | 8.6682 | 12.5103 | 7531.1762
|  | Natural Gas Space Heating Only -FAF |  | 602 | 602 | 8.6682 | 12.5103 | 7531.1762
|  | Natural Gas Space Heating Only -FAF |  | 602 | 602 | 8.6682 | 12.5103 | 7531.1762
|  | E2G Fuel Conv - WH Only - Storage | 197 |  | 197 | 8.6682 | 12.5103 | 1707.6261
|  | E2G Fuel Conv - WH Only - Tankless | 197 |  | 197 | 8.6682 | 12.5103 | 1707.6261
0
0
0
total

## E217 MFRetrofit
Rtn to Summary | E217 Residential Multifamily Retofit: 2015 Program Savings, Budget, and Benefit-Cost Analysis
| Discount Rate: |  |  | 7.8%
| Sch. No. | Order Number | Project Number | Measure Name | Measure Life | Weighted Life | Electric End-Use Type | Number of units offered | kWh per unit | Incentives Per Unit | Incremental Measure Cost per Unit | Agency or Customer Cost per Unit | Total kWh Savings | Unit Overhead | Program Overhead Cost | Total Incentive | Total Customer Cost | Total Incremental Measure Cost | Other Contribution Costs | Total Utility Program Costs | Total Resource Cost | UNIT ANNUAL Non-Energy Benefits | Utility Program Cost Time Zero | Total Resource Costs in Time Zero | TOTAL Non-Energy Benefits in time zero | PV one kWh UC | PV Total Electric Savings Time Zero UC | UC B/C Ratio | TRC B/C Ratio
| E217 |  |  | Attic Insulation R0 to R38 | 30 | 0.8067 | MF Space Heat | 316737 | 2.18 | 0.75 | 1.06 | 0.31 | 690486.66 |  |  |  |  | 335741.22 | 0 |  |  | 0 |  |  | 0 | 1.6954 | 1170652.8985
| E217 |  |  | Energy Star Fixture - Tenant Controlled | 15 | 0.03535 | Res Lighting | 1235 | 49 | 20 | 25 | 5 | 60515 |  |  |  |  | 30875 | 0 |  |  | 0 |  |  | 0 | 0.80126 | 48488.2888
| E217 |  |  | Floor Insulation R0 to R30 | 30 | 0.34157 | MF Space Heat | 224897 | 1.3 | 0.75 | 1.59 | 0.84 | 292366.1 |  |  |  |  | 357586.23 | 0 |  |  | 0 |  |  | 0 | 1.6954 | 495678.2545
| E217 |  |  | Parking Garage CO Sensor (Calculated) | 10 | 0 | Plug Load | 0 | 1 | 3028 | 9376 | 6348 | 0 |  |  |  |  | 0 | 0 |  |  | 0 |  |  | 0 | 0 | 0
| E217 |  |  | Wall Insulation R0 to R11 | 30 | 0.019504 | MF Space Heat | 12842 | 1.3 | 0.75 | 0.76 | 0.01 | 16694.6 |  |  |  |  | 9759.92 | 0 |  |  | 0 |  |  | 0 | 1.6954 | 28304.0687
| E217 |  |  | Windows (double to double paned) U= 0.6 to 0.30 | 30 | 1.7823 | MF Space Heat | 127771 | 11.94 | 6 | 20.61 | 14.61 | 1525585.74 |  |  |  |  | 2633360.31 | 0 |  |  | 0 |  |  | 0 | 1.6954 | 2586482.0739
| E217 |  |  | Windows (double to triple paned) U= 0.6 to 0.22 | 30 | 0.57154 | MF Space Heat | 35271 | 13.87 | 8 | 21.97 | 13.97 | 489208.77 |  |  |  |  | 774903.87 | 0 |  |  | 0 |  |  | 0 | 1.6954 | 829405.8346
| E217 |  |  | Windows (single to double paned) U= 1.2 to 0.30 | 30 | 1.5716 | MF Space Heat | 62132 | 21.65 | 6 | 20.61 | 14.61 | 1345157.8 |  |  |  |  | 1280540.52 | 0 |  |  | 0 |  |  | 0 | 1.6954 | 2280584.0702
| E217 |  |  | Windows (single to triple paned) U= 1.2 to 0.22 | 30 | 0.56924 | MF Space Heat | 20663 | 23.58 | 8 | 21.97 | 13.97 | 487233.54 |  |  |  |  | 453966.11 | 0 |  |  | 0 |  |  | 0 | 1.6954 | 826057.0245
| E217 |  |  | Floor Insulation R11 to R30 | 30 | 0.017293 | MF Space Heat | 22427 | 0.66 | 0.75 | 1.01 | 0.26 | 14801.82 |  |  |  |  | 22651.27 | 0 |  |  | 0 |  |  | 0 | 1.6954 | 25095.0445
| E217 |  |  | Solar Pool Heater (Calculated) | 12 | 0 | Comm Water Heat | 0 | 1 | 8000 | 12665 | 4665 | 0 |  |  |  |  | 0 | 0 |  |  | 0 |  |  | 0 | 0 | 0
| E217 |  |  | Common Area Lighting (Calculated) | 15 | 2.9282 | Comm Lighting | 5012783 | 1 | 8000 | 16055 | 8055 | 5012783 |  |  |  |  | 16055 | 0 |  |  | 0 |  |  | 0 | 0.78569 | 3938478.8949
| E217 |  |  | Pool Heat Pump | 15 | 0 | Comm Water Heat | 0 | 1 | 5071 | 11454 | 6383 | 0 |  |  |  |  | 0 | 0 |  |  | 0 |  |  | 0 | 0 | 0
| E217 |  |  | Variable Speed Drive | 15 | 0 | Comm Space Heat | 0 | 1 | 2555 | 172703 | 170148 | 0 |  |  |  |  | 0 | 0 |  |  | 0 |  |  | 0 | 0 | 0
| E217 |  |  | E2G Fuel Conv - WH Only - Tankless | 30 | 0 | Res Water Heat | 0 | 3500 | 950 | 3489 | 2539 | 0 |  |  |  |  | 0 | 0 |  |  | 0 |  |  | 0 | 0 | 0
| E217 |  |  | Water Heater (0.95+) - In-unit | 15 | 0.017234 | Res Water Heat | 198 | 149 | 50 | 73 | 23 | 29502 |  |  |  |  | 14454 | 0 |  |  | 0 |  |  | 0 | 0.77163 | 22764.7242
| E217 |  |  | Advanced Power Strip (IR) - Direct Install | 5 | 0.75443 | Plug Load | 12915 | 300 | 55 | 55 | 0 | 3874500 |  |  |  |  | 710325 | 0 |  |  | 0 |  |  | 0 | 0.32041 | 1241445.8113
| E217 |  |  | Refrigerator CEE Tier 3 | 15 | 0 | Res Refrigerator | 0 | 98 | 50 | 211 | 161 | 0 |  |  |  |  | 0 | 0 |  |  | 0 |  |  | 0 | 0 | 0
| E217 |  |  | Showerhead - Max 1.5 gpm EWH - Direct Install | 10 | 0.013988 | Res Water Heat | 117 | 307 | 18 | 18 | 0 | 35919 |  |  |  |  | 2106 | 0 |  |  | 19.579 |  |  | 2595.5904 | 0.57148 | 20526.8409
| E217 |  |  | Water Heater Pipewrap - Direct Install | 15 | 0.051779 | Res Water Heat | 4432 | 20 | 4.5 | 4.5 | 0 | 88640 |  |  |  |  | 19944 | 0 |  |  | 0 |  |  | 0 | 0.77163 | 68397.5714
| E217 |  |  | Clothes Washer CEE Tier 3 (EWH/Edryer) | 14 | 0.00074094 | Res Water Heat | 9 | 151 | 50 | 156 | 106 | 1359 |  |  |  |  | 1404 | 0 |  |  | 7.6043 |  |  | 482.3125 | 0.73569 | 999.7994
| E217 |  |  | LED - A-Lamp - Direct Install | 12 | 0.023389 | Res Lighting | 2944 | 17 | 15.41 | 15.41 | 0 | 50048 |  |  |  |  | 45367.04 | 0 |  |  | 0 |  |  | 0 | 0.68318 | 34191.6275
| E217 |  |  | LED - Candelabra - Direct Install | 12 | 0.0087903 | Res Lighting | 990 | 19 | 11.22 | 11.22 | 0 | 18810 |  |  |  |  | 11107.8 | 0 |  |  | 0 |  |  | 0 | 0.68318 | 12850.5537
| E217 |  |  | Ductless Heat Pump | 20 | 0.017842 | MF Space Heat | 22907 | 1 | 1200 | 3407 | 2207 | 22907 |  |  |  |  | 3407 | 0 |  |  | 0 |  |  | 0 | 1.4068 | 32225.9842
| E217 |  |  | Clothes Washer Replacement Electric WH / Electric Dryer | 14 | 0.46861 | Res Water Heat | 1125 | 764 | 600 | 600 | 0 | 859500 |  |  |  |  | 675000 | 0 |  |  | 7.6043 |  |  | 482.3125 | 0.73569 | 632323.4524
| E217 |  |  | Attic Insulation R11 to R38 | 30 | 5.5749 | MF Space Heat | 3432949 | 1.39 | 0.75 | 0.75 | 0 | 4771799.11 |  |  |  |  | 2574711.75 | 0 |  |  | 0 |  |  | 0 | 1.6954 | 8090120.7548
| E217 |  |  | E2G Fuel Conv - WH Only - Storage | 30 | 0 | Res Water Heat | 0 | 3500 | 950 | 2196 | 1246 | 0 |  |  |  |  | 0 | 0 |  |  | 0 |  |  | 0 | 0 | 0
| E217 |  |  | Thermostatic Restrictor Showerhead Adaptor | 10 | 0.51442 | Res Water Heat | 6774 | 195 | 33 | 33 | 0 | 1320930 |  |  |  |  | 223542 | 0 |  |  | 5.609 |  |  | 213.0228 | 0.57148 | 754879.5881
| E217 |  |  | Thermostatic Restrictor Showerhead | 10 | 0.59587 | Res Water Heat | 3048 | 502 | 41 | 41 | 0 | 1530096 |  |  |  |  | 124968 | 0 |  |  | 25.188 |  |  | 4295.7848 | 0.57148 | 874412.9047
| E217 |  |  | HRV/ERV | 15 | 0 | MF Space Heat | 0 | 1 | 6351 | 17958 | 11607 | 0 |  |  |  |  | 0 | 0 |  |  | 0 |  |  | 0 | 0 | 0
| E217 |  |  | LED - MR-16 - Direct Install | 12 | 0 | Res Lighting | 0 | 23 | 15.94 | 15.94 | 0 | 0 |  |  |  |  | 0 | 0 |  |  | 0 |  |  | 0 | 0 | 0
| E217 |  |  | Aerator - 1.5 gpm EWH - Direct Install | 10 | 0.082223 | Res Water Heat | 3199 | 66 | 2.1 | 2.1 | 0 | 211134 |  |  |  |  | 6717.9 | 0 |  |  | 2.364 |  |  | 37.8399 | 0.57148 | 120657.9811
| E217 |  |  | LED Reflector - Direct Install | 12 | 0 | Res Lighting | 0 | 25 | 15.76 | 15.76 | 0 | 0 |  |  |  |  | 0 | 0 |  |  | 0 |  |  | 0 | 0 | 0
| E217 |  |  | LED Globe - Direct Install | 12 | 0 | Res Lighting | 0 | 16 | 12.74 | 12.74 | 0 | 0 |  |  |  |  | 0 | 0 |  |  | 0 |  |  | 0 | 0 | 0
| E217 |  |  | LED - A-Lamp - Direct Install (Labor) | 12 | 0.43764 | Res Lighting | 55087 | 17 | 6.75 | 15.41 | 8.66 | 936479 |  |  |  |  | 848890.67 | 0 |  |  | 0 |  |  | 0 | 0.68318 | 639780.6334
| E217 |  |  | LED - Candelabra - Direct Install (Labor) | 12 | 0.063841 | Res Lighting | 7190 | 19 | 6.75 | 11.22 | 4.47 | 136610 |  |  |  |  | 80671.8 | 0 |  |  | 0 |  |  | 0 | 0.68318 | 93328.7691
| E217 |  |  | LED - MR-16 - Direct Install (Labor) | 12 | 0.063308 | Res Lighting | 5890 | 23 | 6.75 | 15.94 | 9.19 | 135470 |  |  |  |  | 93886.6 | 0 |  |  | 0 |  |  | 0 | 0.68318 | 92549.9476
| E217 |  |  | LED Reflector - Direct Install (Labor) | 12 | 0.10873 | Res Lighting | 9307 | 25 | 6.75 | 15.76 | 9.01 | 232675 |  |  |  |  | 146678.32 | 0 |  |  | 0 |  |  | 0 | 0.68318 | 158958.1388
| E217 |  |  | LED Globe - Direct Install (Labor) | 12 | 0.11978 | Res Lighting | 16019 | 16 | 6.75 | 12.74 | 5.99 | 256304 |  |  |  |  | 204082.06 | 0 |  |  | 0 |  |  | 0 | 0.68318 | 175100.9211
| E217 |  |  | Energy Star Heat Pump - Tier 3 = 10.0 HSPF, 16 SEER | 20 | 0.02706 | MF Space Heat | 37 | 939 | 800 | 1688 | 888 | 34743 |  |  |  |  | 62456 | 0 |  |  | 0 |  |  | 0 | 1.4068 | 48877.0843
| E217 |  |  | Thermostatic Restrictor Handheld Showerhead | 10 | 0.017595 | Res Water Heat | 90 | 502 | 58 | 58 | 0 | 45180 |  |  |  |  | 5220 | 0 |  |  | 0 |  |  | 0 | 0.57148 | 25819.2787
| E217 |  |  | Air Sealing | 30 | 0.27482 | MF Space Heat | 235227.45 | 1 | 1.48 | 1.48 | 0 | 235227.45 |  |  |  |  | 348136.626 | 0 |  |  | 0 |  |  | 0 | 1.6954 | 398805.2371
| E217 |  |  | Energy Star Ventilation Fan with Air Sealing | 10 | 0.014702 | Plug Load | 264 | 143 | 200 | 250 | 50 | 37752 |  |  |  |  | 66000 | 0 |  |  | 0 |  |  | 0 | 0.58831 | 22209.84
| E217 |  |  | Energy Star LED Fixture | 15 | 0.0079018 | Res Lighting | 501 | 27 | 30 | 50 | 20 | 13527 |  |  |  |  | 25050 | 0 |  |  | 0 |  |  | 0 | 0.80126 | 10838.6529
| E217 |  |  | Energy Star Heat Pump - Tier 2 = 9.0 HSPF, 14 SEER | 20 | 0.00049848 | SF Heat Pump | 5 | 128 | 350 | 884 | 534 | 640 |  |  |  |  | 4420 | 0 |  |  | 0 |  |  | 0 | 1.5297 | 979.0081
| E217 |  |  | Energy Star Ventilation Fan | 10 | 0.020883 | Plug Load | 375 | 143 | 50 | 40 | 0 | 53625 |  |  |  |  | 15000 | 0 |  |  | 0 |  |  | 0 | 0.58831 | 31548.0681
| E217 |  |  | Heat Pump (Calculated) | 15 | 0.016131 | MF Space Heat | 27615 | 1 | 356 | 1347 | 991 | 27615 |  |  |  |  | 1347 | 0 |  |  | 0 |  |  | 0 | 1.185 | 32722.8997
| E217 |  |  | Heat Pump Water Heater (Tier 1) - In Unit | 15 | 0 | Res Water Heat | 0 | 887 | 500 | 900 | 400 | 0 |  |  |  |  | 0 | 0 |  |  | 0 |  |  | 0 | 0 | 0
| E217 |  |  | Heat Pump Water Heater (Tier 2) - In Unit | 15 | 0.001048 | Res Water Heat | 1 | 1794 | 800 | 1369 | 569 | 1794 |  |  |  |  | 1369 | 0 |  |  | 0 |  |  | 0 | 0.77163 | 1384.3101
| E217 |  |  | Refrigerator Decommissioning | 7 | 0 | Res Refrigerator | 0 | 356 | 108.5 | 108.5 | 0 | 0 |  |  |  |  | 0 |  |  |  | 0 |  |  | 0 | 0 | 0
| E217 |  |  | Refrigerator Replacement | 20 | 0 | Res Refrigerator | 0 | 666 | 575 | 575 | 0 | 0 |  |  |  |  | 0 |  |  |  | 0 |  |  | 0 | 0 | 0
| E217 |  |  | Refrigerator Replacement | 20 | 0.47252 | Res Refrigerator | 1046 | 580 | 575 | 575 | 0 | 606680 |  |  |  |  | 601450 |  |  |  | 0 |  |  | 0 | 0.80524 | 488525.242
| E217 |  |  | LED - PAR30 - Direct Install | 12 | 0.08129 | Res Lighting | 7563 | 23 | 19.74 | 19.74 | 0 | 173949 |  |  |  |  | 149293.62 |  |  |  | 0 |  |  | 0 | 0.68318 | 118837.9039
[6 empty] | 18.4953 | [6 empty] | 25678247.59 |  | 1468973.27 | 10917887.14 | 2064558.496 | 12982445.636 | 0 | 12386860.41 | 14451418.906 |  | 11490594.0724 | 13405768.9295 | 8106.863 |  | 26475289.9816 | 2.3041 | 2.173
QC Check against EESTracking and Exhibit 1
[12 empty] | EES Tracking | DBtC | 10917887.14
[13 empty] | O & M | 1468973.27
[13 empty] | Total Budget | 12386860.41
[13 empty] | Savings | 25678247.59
[12 empty] | Exhibit 1 | Spending | 12386860.41
[13 empty] | Savings | 25678.248
need incentive and measure cost for the calculated measure
Note on G1: reblan: HAVE TO DEAL WITH CALCULATED MEASURES.n Measure costs have to be reverse calculated
Note on S60: reblan: note this formula unique to this program. It is needed because in some cases there are calculated measures. This referes to the detail formula, not the sum formula.

## E218MFNC
Rtn to Summary | E218 Residential Multifamily New Construction: 2015 Program Savings, Budget, and Benefit-Cost Analysis
| Discount Rate: | 7.8%
| Sch. No. | Order Number | Project Number | Measure Name | Measure Life | Weighted Life | Electric End-Use Type | Number of units offered | kWh per unit | Incentives Per Unit | Incremental Measure Cost per Unit | Agency or Customer Cost per Unit | Total kWh Savings | Unit Overhead | Program Overhead Cost | Total Incentive | Total Customer Cost | Total Incremental Measure Cost | Other Contribution Costs | Total Utility Program Costs | Total Resource Cost | UNIT ANNUAL Non-Energy Benefits | Utility Program Cost Time Zero | Total Resource Costs in Time Zero | TOTAL Non-Energy Benefits in time zero | PV one kWh UC | PV Total Electric Savings Time Zero UC | UC B/C Ratio | TRC B/C Ratio
| E218 |  |  | Stairwell bi-level >3 <10 floors | 12 | 0.2568 | Comm Lighting | 160 | 203 | 70 | 70 | 0 | 32480 |  |  |  | 0 | 11200 | 0 |  |  | 0 |  |  | 0 | 0.67085 | 21789.198
| E218 |  |  | Stairwell bi-level >= 10 floors | 12 | 0 | Comm Lighting | 0 | 379 | 70 | 70 | 0 | 0 |  |  |  | 0 | 0 | 0 |  |  | 0 |  |  | 0 | 0 | 0
| E218 |  |  | Whole Bldg - electric | 15 | 2.1818 | Flat | 220761 | 1 |  |  | 0 | 220761 |  |  |  | 0 | 66228 | 0 |  |  | 0 |  |  | 0 | 0.73293 | 161801.8421
| E218 |  |  | Energy Star Fixture (Hard-Wired) TCtrl | 0 | 0 | Res Lighting | 0 | 69 |  |  | 0 | 0 |  |  |  | 0 | 0 | 0 |  |  | 0 |  |  | 0 | 0 | 0
| E218 |  |  | Energy Star Refrigerator | 22 | 0.41839 | Res Refrigerator | 656 | 44 | 50 | 30 | 0 | 28864 |  |  |  | 0 | 19680 | 0 |  |  | 0 |  |  | 0 | 0.84992 | 24532.0451
| E218 |  |  | Energy Star hard-wired CFL Fixture - TCt 69 | 15 | 2.2415 | Res Lighting | 3287 | 69 |  |  | 0 | 226803 |  |  |  | 0 | 0 | 0 |  |  | 0 |  |  | 0 | 0.80126 | 181728.3211
| E218 |  |  | Corridor Lighting Reduction | 12 | 0.83384 | Comm Lighting | 1506604 | 0.07 | 0.02 | 0.02 | 0 | 105462.28 |  |  |  | 0 | 30132.08 | 0 |  |  | 0 |  |  | 0 | 0.67085 | 70749.3379
| E218 |  |  | Garage Lighting Reduction 2011 | 12 | 0.4686 | Comm Lighting | 3386750 | 0.0175 | 0 | 0.02 | 0.02 | 59268.125 |  |  |  | 67735 | 67735 | 0 |  |  | 0 |  |  | 0 | 0.67085 | 39760.0033
| E218 |  |  | Garage CO DCV w/VDF Fan Control 2011 | 10 | 0.044887 | Flat | 4.74 | 1437.27 | 0 | 20 | 20 | 6812.6598 |  |  |  | 94.8 | 94.8 | 0 |  |  | 0 |  |  | 0 | 0.54206 | 3692.8623
| E218 |  |  | Clothes Washer MEF 2.46+ WF 4- EWH/Edryer 92kWh | 14 | 0.0076377 | Res Water Heat | 9 | 92 | 100 | 102 | 2 | 828 |  |  |  | 18 | 918 | 0 |  |  | 0 |  |  | 0 | 0.73569 | 609.1493
| E218 |  |  | Showerhead - Max 1.75 gpm EWH | 10 | 0.7372 | Res Water Heat | 504 | 222 | 15 | 31 | 16 | 111888 |  |  |  | 8064 | 15624 | 0 |  |  | 0 |  |  | 0 | 0.57148 | 63941.2894
| E218 |  |  | Showerhead - Max 1.50 gpm EWH | 10 | 0.38635 | Res Water Heat | 191 | 307 | 25 | 31 | 6 | 58637 |  |  |  | 1146 | 5921 | 0 |  |  | 0 |  |  | 0 | 0.57148 | 33509.6291
| E218 |  |  | Corridor Lighting Power Density | 12 | 1.1618 | Comm Lighting | 2542285.36 | 0.0578 | 0.02 | 0.01 | 0 | 146944.0938 |  |  |  | 0 | 25422.8536 | 0 |  |  | 0 |  |  | 0 | 0.67085 | 98577.3999
| E218 |  |  | Garage Lighting Power Density | 12 | 1.9781 | Comm Lighting | 15071620 | 0.0166 | 0.01 | 0 | 0 | 250188.892 |  |  |  | 0 | 0 | 0 |  |  | 0 |  |  | 0 | 0.67085 | 167839.1409
| E218 |  |  | Clothes Washer 2.4+ MEF CEE Tier 3 | 14 | 0.60842 | Comm Water Heat | 929 | 71 | 75 | 78 | 3 | 65959 |  |  |  | 2787 | 72462 | 0 |  |  | 0 |  |  | 0 | 0.69937 | 46129.6695
| E218 |  |  | Whole Building - Commercial Electric | 0 | 0 | MF Space Heat | 0 | 1 | 0.3 | 0 | 0 | 0 |  |  |  | 0 | 0 | 0 |  |  | 0 |  |  | 0 | 0 | 0
| E218 |  |  | Whole Building - Residential Electric | 0 | 0 | MF Space Heat | 0 | 1 | 0.3 | 0 | 0 | 0 |  |  |  | 0 | 0 | 0 |  |  | 0 |  |  | 0 | 0 | 0
| E218 |  |  | LED Lamp Tenant Controlled | 30 | 0 | Res Lighting | 0 | 32 | 14 | 22.43 | 8.43 | 0 |  |  |  | 0 | 0 | 0 |  |  | 0 |  |  | 0 | 0 | 0
| E218 |  |  | LED Fixture Tenant Controlled | 18 | 2.3257 | Res Lighting | 3922 | 50 | 30 | 30 | 0 | 196100 |  |  |  | 0 | 117660 | 0 |  |  | 0 |  |  | 0 | 0.90108 | 176701.5577
| E218 |  |  | Ductless Heat Pump - Baywood 2 - Calculated | 12 | 0.053274 | Comm Space Heat | 6738 | 1 |  |  | 0 | 6738 |  |  |  | 0 | 12975 | 0 |  |  | 0 |  |  | 0 | 1.5496 | 10441.3733
| E218 |  |  | Variable Refrigerant Flow System | 12 | 0 | Comm Space Heat | 0 | 1 | 0 | 0 | 0 | 0 |  |  |  | 0 | 0 | 0 |  |  | 0 |  |  | 0 | 0 | 0
[6 empty] | 13.7044 | [6 empty] | 1517734.0506 | 0 | 268882.23 | 523229.16 | 0 | 446052.7336 | 0 | 792111.39 | 714934.9636 | 0 | 734797.2078 | 663204.9755 | 0 |  | 1101802.8189 | 1.4995 | 1.8275
QC Check against EESTracking and Exhibit 1
[12 empty] | EES Tracking | DBtC | 523229.16
[13 empty] | O & M | 268882.23
[13 empty] | Total Budget | 792111.39
[13 empty] | Savings | 1517734.0506
[12 empty] | Exhibit 1 | Spending | 792111.39
[9 empty] | Calculated Measures From Carolyn Tash |  |  |  | Savings | 1517.734
INCENTIVE PAID MEASURE COST
[9 empty] | MEASURES | Sum of Paid Grant Amt | Sum of Total Cost
[9 empty] | Calculated_Ductless HP_Baywood-2 | 2021.25 | 12975
[9 empty] | Whole Bldg - electric | 52341 | 66228

## E250 CI Retrofit
Rtn to Summary | E250 Commercial Retrofit: 2015 Program Savings, Budget, and Benefit-Cost Analysis
| Discount Rate: |  |  | 7.8%
| Sch. No. | Order Number | Project Number | Measure Name | Measure Life | Weighted Life | Electric End-Use Type | Number of units offered | kWh per unit | Incentives Per Unit | Incremental Measure Cost per Unit | Agency or Customer Cost per Unit | Total kWh Savings | Unit Overhead | Program Overhead Cost | Total Incentive | Total Customer Cost | Total Incremental Measure Cost | Other Contribution Costs | Total Utility Program Costs | Total Resource Cost | UNIT ANNUAL Non-Energy Benefits | Utility Program Cost Time Zero | Total Resource Costs in Time Zero | TOTAL Non-Energy Benefits in time zero | PV one kWh UC | PV Total Electric Savings Time Zero UC | UC B/C Ratio | TRC B/C Ratio
| E250 |  |  | C/I Retrofit - Tracking {E} | 12 | 1.7493 | Flat | 1 | 10094486 |  |  |  | 10094486 | [5 empty] | 0 | [5 empty] | 0 | 0.62445 | 6303497.434
| E250 |  |  | Building Tune Up and Tracking - Electric Tracking | 10 | 0.090055 | Flat | 1 | 623590 |  |  |  | 623590 | [11 empty] | 0 | 0.54206 | 338022.4559
| E250 |  |  | Data Center Efficiency - Tracking {E} | 5 | 0.02146 | Flat | 1 | 297201 |  |  |  | 297201 | [11 empty] | 0 | 0.29374 | 87300.026
| E250 |  |  | Industrial System Optimization - Tracking {E} | 15 | 1.3704 | Flat | 1 | 6326443 |  |  |  | 6326443 | [11 empty] | 0 | 0.73293 | 4636825.0336
| E250 |  |  | Energy Smart Grocer - Tracking {E} | 12 | 1.5658 | Comm Refrigeration | 1 | 9035416.91 |  |  |  | 9035416.91 | [11 empty] | 0 | 0.6151 | 5557718.1747
| E250 |  |  | LED - Decorative | 3 | 0.0026251 | Comm Lighting | 1 | 60592.6 |  |  |  | 60592.6 | [11 empty] | 0 | 0.19549 | 11845.0981
| E250 |  |  | LED - Directional (Par, BR, R) 20 | 5 | 0.0065034 | Comm Lighting | 1 | 90066 |  |  |  | 90066 | [11 empty] | 0 | 0.31759 | 28603.8767
| E250 |  |  | LED - Directional (Par, BR, R) 30 | 5 | 0.02018 | Comm Lighting | 1 | 279469 |  |  |  | 279469 | [11 empty] | 0 | 0.31759 | 88755.9881
| E250 |  |  | LED - Directional (Par, BR, R) 3840 | 5 | 0.025491 | Comm Lighting | 1 | 353030 |  |  |  | 353030 | [11 empty] | 0 | 0.31759 | 112118.0756
| E250 |  |  | LED - MR16 | 5 | 0.014201 | Comm Lighting | 1 | 196671 |  |  |  | 196671 | [11 empty] | 0 | 0.31759 | 62460.3406
| E250 |  |  | LED - New Exit Sign | 9 | 0.01433 | Comm Lighting | 1 | 110255.1 |  |  |  | 110255.1 | [11 empty] | 0 | 0.53474 | 58957.4791
| E250 |  |  | LED - Omni-Directional | 5 | 0.06715 | Comm Lighting | 1 | 929971 |  |  |  | 929971 | [11 empty] | 0 | 0.31759 | 295347.5878
| E250 |  |  | Lighting Enhanced with Controls | 12 | 2.4174 | Comm Lighting | 1 | 13949346 |  |  |  | 13949346 | [11 empty] | 0 | 0.67085 | 9357914.4516
| E250 |  |  | Lighting Standard | 12 | 2.6455 | Comm Lighting | 1 | 15265581 |  |  |  | 15265581 | [11 empty] | 0 | 0.67085 | 10240910.2944
| E250 |  |  | Lighting Standard with Controls | 12 | 1.0884 | Comm Lighting | 1 | 6280686 |  |  |  | 6280686 | [11 empty] | 0 | 0.67085 | 4213396.2614
| E250 |  |  | Occupancy Sensor | 10 | 0.073325 | Comm Lighting | 1 | 507745 |  |  |  | 507745 | [11 empty] | 0 | 0.58266 | 295843.5008
| E250 |  |  | Street Lighting | 20 | 1.1641 | Comm Lighting | 1 | 4030420 |  |  |  | 4030420 | [11 empty] | 0 | 0.94113 | 3793132.4464
| E250 |  |  | LED - TLED | 5 | 0.058813 | Comm Lighting | 1 | 814513 |  |  |  | 814513 | [11 empty] | 0 | 0.31759 | 258679.5177
|  |  |  | Program Total |  | 12.3951 |  |  | 69245482.61 |  |  |  | 69245482.61 |  | 5548625.25 | 13182865.46 | 20246560.15 | 33429425.61 | 0 | 18731490.71 | 38978050.86 | 0 | 17376150.9369 | 36157746.6234 | 0 |  | 45741328.0426 | 2.6324 | 1.3916
QC Check against EESTracking and Exhibit 1
[14 empty] | Commercial/Industrial Retrofit {E} | Business Lighting - Grants {E} | Building Tune Up and Tracking {E} | Data Center Efficiency {E} | Industrial System Optimization {E} | Energy Smart Grocer {E} |  | Total
[12 empty] | EES Tracking | DBtC | 2558137 | 9181591.26 | 0 | 55410 | 162012.8 | 1225714.4 |  | 18731490.71
[13 empty] | O & M | 1680987.38 | 2277841.02 | 10600 | 396876.16 | 251577.81 | 925258.88 |  | 5548625.25
[13 empty] | Total Budget | 4239124.38 | 11459432.28 | 10600 | 452286.16 | 413590.61 | 2150973.28 |  | 18726006.71
[13 empty] | Savings | [7 empty] | 69245482.61
[12 empty] | Exhibit 1 | Spending | 18726006.71 | 18726006.71 | 18726006.71
[13 empty] | Savings | 69245.4837 | 69245.4837 | 69245483.75
5484
[12 empty] | BEM data from Steve |  | savings | incentive | measure cost
[14 empty] | 69245482.61 | 13682858.21 | 33429425.61

## E251 CI New Construction
Rtn to Summary | E251 Commercial New Construction: 2015 Program Savings, Budget, and Benefit-Cost Analysis
| Discount Rate: | 7.8%
| Sch. No. | Order Number | Project Number | Measure Name | Measure Life | Weighted Life | Electric End-Use Type | Number of units offered | kWh per unit | Incentives Per Unit | Incremental Measure Cost per Unit | Agency or Customer Cost per Unit | Total kWh Savings | Unit Overhead | Program Overhead Cost | Total Incentive | Total Customer Cost | Total Incremental Measure Cost | Other Contribution Costs | Total Utility Program Costs | Total Resource Cost | UNIT ANNUAL Non-Energy Benefits | Utility Program Cost Time Zero | Total Resource Costs in Time Zero | TOTAL Non-Energy Benefits in time zero | PV one kWh UC | PV Total Electric Savings Time Zero UC | UC B/C Ratio | TRC B/C Ratio
| E251 |  |  | Commercial/Industrial New Construction {E} | 14 |  | Flat | 1 | 12493405 | 2485044.21 |  | 0 | 12493405 |  | 129167.88 | 2485044.21 |  | 263738.57 | [6 empty] | 0 | 0.69855 | 8727329.5589
| E251 |  |  | ESG New Construction {E} | 14 |  | Flat | 1 | 1768236.74 | 130353.72 |  |  | 1768236.74 |  | 156092.8 | 130353.72 |  | 3152727.23 | [6 empty] | 0 | 0.69855 | 1235210.4785
|  | Program Total |  |  |  | 14 | [6 empty] | 14261641.74 | 0 | 285260.68 | 2615397.93 | 801067.87 | 3416465.8 | 0 | 2900658.61 | 3701726.48 | 0 | 2690777.9314 | 3433883.5622 | 0 |  | 9962540.0374 | 3.7025 | 3.1914
QC Check against EESTracking and Exhibit 1
[14 empty] | Commercial/Industrial New Construction {E} | ESG New Construction {E} |  | Total
[12 empty] | EES Tracking | DBtC | 2485044.21 | 130353.72 |  | 2615397.93
[13 empty] | O & M | 129167.88 | 156092.8 |  | 285260.68
[13 empty] | Total Budget | 2614212.09 | 286446.52 |  | 2900658.61
[13 empty] | Savings | 12493405 | 1768236.74 |  | 14261641.74
[12 empty] | Exhibit 1 | Spending | 2900658.61
[13 empty] | Savings | 14261.642

## E253 CI RCM
Rtn to Summary | E253 Commercial RCM: 2015 Program Savings, Budget, and Benefit-Cost Analysis
| Discount Rate: |  |  | 7.8%
| Sch. No. | Order Number | Project Number | Measure Name | Measure Life | Weighted Life | Electric End-Use Type | Number of units offered | kWh per unit | Incentives Per Unit | Incremental Measure Cost per Unit | Agency or Customer Cost per Unit | Total kWh Savings | Unit Overhead | Program Overhead Cost | Total Incentive | Total Customer Cost | Total Incremental Measure Cost | Other Contribution Costs | Total Utility Program Costs | Total Resource Cost | UNIT ANNUAL Non-Energy Benefits | Utility Program Cost Time Zero | Total Resource Costs in Time Zero | TOTAL Non-Energy Benefits in time zero | PV one kWh UC | PV Total Electric Savings Time Zero UC | UC B/C Ratio | TRC B/C Ratio
| E253 |  |  | Community RCM {E} | 3 | 0 | Flat | 1 | 0 |  |  |  | 0 | [8 empty] | 0 |  |  |  | 0 | 0
| E253 |  |  | Strategic Resource Management {E} | 3 | 0.26109 | Flat | 1 | 1115973 |  |  |  | 1115973 |  |  |  |  | 30400 |  |  |  | 0 |  |  |  | 0.18077 | 201739.9442
| E253 |  |  | Resource Conservation Manager {E} | 3 | 2.7389 | Flat | 1 | 11707067 |  |  |  | 11707067 |  |  |  |  | 667572.72 |  |  |  | 0 |  |  |  | 0.18077 | 2116344.2516
|  |  |  | Program Total | 3 | 3 |  |  |  | 0 |  |  | 12823040 | 0 | 1124288.9 | 781243.64 | 0 | 697972.72 | 0 | 1905532.54 | 1822261.62 | 0 | 1767655.4174 | 1690409.666 | 348986.36 |  | 2318084.1958 | 1.3114 | 1.7149
QC Check against EESTracking and Exhibit 1
[14 empty] | Community RCM {E} | Strategic Resource Management {E} | Resource Conservation Manager {E} |  | Total
[7 empty] | Row Labels | Sum of KWH | Sum of Paid Grant Amt | Sum of Total Cost |  | EES Tracking | DBtC | 117978.31 | 23250.5 | 640014.83 |  | 781243.64
[7 empty] | E253 or G253 - RCM | 11707067 | 420618.08 | 667572.72 |  |  | O & M | 10040.97 | 157.74 | 1114090.19 |  | 1124288.9
[7 empty] | RESOURCE CONSERVATION MGMT (SRM) | 1115973 | 23787 | 30400 |  |  | Total Budget | 128019.28 | 23408.24 | 1754105.02 |  | 1905532.54
[7 empty] | Grand Total | 12823040 | 444405.08 | 697972.72 |  |  | Savings | 0 | 1115973 | 11707067 |  | 12823040
[12 empty] | Exhibit 1 | Spending | 1905532.54
[13 empty] | Savings | 12823.04
[14 empty] | Resource Conservation Manager - Tracking {E} | 11707067
[14 empty] | Strategic Resource Management - Tracking {E} | 1115973
[14 empty] | Community RCM - Tracking {E} | 0
[10 empty] | ORDERNAME | TARIFFTYPE | TARIFFID |  | DBtC | O&M | Total Budget
[10 empty] | Community RCM {E} | Electric | E253 |  | 117978.31 | 10040.97 | 128019.28
[10 empty] | Strategic Resource Management {E} | Electric | E253 |  | 23250.5 | 157.74 | 23408.24
[10 empty] | Resource Conservation Manager {E} | Electric | E253 |  | 640014.83 | 1114090.19 | 1754105.02
[14 empty] | 781243.64 | 1124288.9 | 1905532.54
Note on Z1: reblan: Total NEBs is half of measure cost

## Cancelled--E255 CI SBL (hidden)
Rtn to Summary | E255 Commercial Small Business Lighting: 2015 Program Savings, Budget, and Benefit-Cost Analysis
| Discount Rate: | 7.8%
| Sch. No. | SAP | Program Name | Measure Name | Measure Life | Weighted Life | Electric End-Use Type | Units offered | Number of kwh per unit | Incentives Per Unit | Incremental Measure Cost per Unit | Agency or Customer Cost per Unit | Total kWh Savings | Unit overhead | Program Overhead Cost | Total Incentive | Total Customer Cost | Total Incremental Measure Cost | Other Contribution Costs | Total Utility Program Costs | Total Resource Cost | Non-Energy Benefits | Utility Program Cost Time Zero | Total Resource Costs in Time Zero | Non-Energy Benefits in Time Zero | PV one kWh UC | PV Total Electric Savings Time Zero UC | UC B/C Ratio | TRC B/C Ratio
|  | Program Total |  |  |  | 0 |  |  | 0 | 0 | 0 | 0 | 0 | 0 | 0 | 0 | 0 | 0 | 0 | 0 | 0 | 0 | 0 | 0 | 0 | 0 | 0 | #DIV/0! | #DIV/0!

## E255 Small Business Lighting (hidden)
Rtn to Summary | E255 Small Business Lighting: 2015 Program Savings, Budget, and Benefit-Cost Analysis
| Discount Rate: | 7.8%
|  |  |  | paste | paste | Formula | paste | paste | paste | paste | paste | Formula | Formula |  | Paste total | Paste total | Formula total | Formula |  | Formula total | Formula total | Paste Details | Formula | Formula | Formula | Formula | Formula
| Sch. No. | Order Number | Project Number | Measure Name | Measure Life | Weighted Life | Electric End-Use Type | Number of units offered | kWh per unit | Incentives Per Unit | Incremental Measure Cost per Unit | Agency or Customer Cost per Unit | Total kWh Savings | Unit Overhead | Program Overhead Cost | Total Incentive | Total Customer Cost | Total Incremental Measure Cost | Other Contribution Costs | Total Utility Program Costs | Total Resource Cost | UNIT ANNUAL Non-Energy Benefits | Utility Program Cost Time Zero | Total Resource Costs in Time Zero | TOTAL Non-Energy Benefits in time zero | PV one kWh UC | PV Total Electric Savings Time Zero UC | UC B/C Ratio | TRC B/C Ratio
| E255 |  |  | Small Business Lighting | 3 | 3 | Flat | 1 | 14081463 | 481890 | 1218018.62 | 736128.62 | 14081463 |  |  |  |  | 1218018.62 |  |  |  | 4701429 |  |  | 12159896.2325 | 0.18077 | 2545575.5292
|  |  |  | Program Total | 3 | 3 | [5 empty] | 736128.62 | 14081463 |  |  |  | 1218018.62 | 1218018.62 | 0 | 0 | 1218018.62 | 4701429 | 0 | 1129887.4026 | 12159896.2325 |  | 2545575.5292 | #DIV/0! | 13.2403
[6 empty] | ck | [5 empty] | ck | ck |  | paste | paste | S-Q | ck |  | P+Q | P+T+S | ck | named range | named range | Fix |  | ck
QC Check against EESTracking and Exhibit 1
[12 empty] | EES Tracking | DBtC
O & M
Total Budget
Savings
[12 empty] | Exhibit 1 | Spending
Savings

## E258 CI High Voltage NON 449
Rtn to Summary | E258 Commercial Self Directed: 2015 Program Savings, Budget, and Benefit-Cost Analysis
| Discount Rate: | 7.8%
| Sch. No. | Order Number | Project Number | Measure Name | Measure Life | Weighted Life | Electric End-Use Type | Number of units offered | kWh per unit | Incentives Per Unit | Incremental Measure Cost per Unit | Agency or Customer Cost per Unit | Total kWh Savings | Unit Overhead | Program Overhead Cost | Total Incentive | Total Customer Cost | Total Incremental Measure Cost | Other Contribution Costs | Total Utility Program Costs | Total Resource Cost | UNIT ANNUAL Non-Energy Benefits | Utility Program Cost Time Zero | Total Resource Costs in Time Zero | TOTAL Non-Energy Benefits in time zero | PV one kWh UC | PV Total Electric Savings Time Zero UC | UC B/C Ratio | TRC B/C Ratio
| E258 |  |  | CI High Voltage | 15 | 15 | Flat | 4635950 | 1 | 2270850.66 |  | 0 | 4635950 |  |  |  |  | 2029537.61 | 0 |  |  | 0 |  |  | 0 | 0.73293 | 3397815.963
|  |  |  | Program Total |  | 15 |  |  |  | 2270850.66 | 0 | 0 | 4635950 | 0 | 391376.37 | 2270850.66 | 0 | 2029537.61 | 0 | 2662227.03 | 2420913.98 | 0 | 2469598.3581 | 2245745.8071 | 0 |  | 3397815.963 | 1.3759 | 1.6643
QC Check against EESTracking and Exhibit 1
[12 empty] | EES Tracking | DBtC | 2270850.66
[13 empty] | O & M | 391376.37
[8 empty] | Row Labels | Sum of KWH | Sum of Paid Grant Amt | Sum of Total Cost |  | Total Budget | 2662227.03
[8 empty] | E258 HV Sch 40, 46, 49 | 4635950 | 1748880.5 | 2029537.61 |  | Savings | 4635950
[8 empty] | Grand Total | 4635950 | 1748880.5 | 2029537.61
[12 empty] | Exhibit 1 | Spending | 2662227.03
[13 empty] | Savings | 4635.95
[12 empty] | spending | savings
[8 empty] | Large Power User - Self Directed Program 449 |  |  |  | 360133.55 | 0
[8 empty] | Large Power User - Self Directed Non 449 |  |  |  | 2662227.03 | 4635.95
[8 empty] | ORDERNAME | TARIFFNAME |  | DBtC | O&M | Total Budget
[8 empty] | High Voltage Program {E} | Large Power User - Self Directed |  | 205790.6 | 154342.95 | 360133.55
[8 empty] | High Voltage Program (Non-449) {E} | Large Power User - Self Directed |  | 2270850.66 | 391376.37 | 2662227.03

## E258 CI High Voltage 449
Rtn to Summary | E258 Commercial Self Directed: 2015 Program Savings, Budget, and Benefit-Cost Analysis
| Discount Rate: | 7.8%
| Sch. No. | Order Number | Project Number | Measure Name | Measure Life | Weighted Life | Electric End-Use Type | Number of units offered | kWh per unit | Incentives Per Unit | Incremental Measure Cost per Unit | Agency or Customer Cost per Unit | Total kWh Savings | Unit Overhead | Program Overhead Cost | Total Incentive | Total Customer Cost | Total Incremental Measure Cost | Other Contribution Costs | Total Utility Program Costs | Total Resource Cost | UNIT ANNUAL Non-Energy Benefits | Utility Program Cost Time Zero | Total Resource Costs in Time Zero | TOTAL Non-Energy Benefits in time zero | PV one kWh UC | PV Total Electric Savings Time Zero UC | UC B/C Ratio | TRC B/C Ratio
| E258 |  |  | CI High Voltage | 15 | 15 | Flat | 1 | 0 |  |  | 0 | 0 |  |  |  |  | 0 | 0 | [5 empty] | 0 | 0 | 0
|  |  |  | Program Total | 15 | 15 | [5 empty] | 0 | 0 | 0 | 154342.95 | 205790.6 | 0 | 0 | 0 | 360133.55 | 154342.95 | 0 | 334075.6494 | 143175.2783 | 0 |  | 0 | 0 | 0
QC Check against EESTracking and Exhibit 1
[12 empty] | EES Tracking | DBtC | 205790.6
[13 empty] | O & M | 154342.95
[13 empty] | Total Budget | 360133.55
[13 empty] | Savings | 0
[12 empty] | Exhibit 1 | Spending | 360133.55
[13 empty] | Savings | 0
[10 empty] | ORDERNAME | TARIFFNAME |  | DBtC | O&M | Total Budget
[10 empty] | High Voltage Program {E} | Large Power User - Self Directed |  | 205790.6 | 154342.95 | 360133.55

## E249R HER Res E
Rtn to Summary | E249R Home Energy Reports Residential Expansion: 2015 Program Savings, Budget, and Benefit-Cost Analysis
| Discount Rate: |  |  | 7.8%
| Sch. No. | Order Number | Project Number | Measure Name | Measure Life | Weighted Life | Electric End-Use Type | Number of units offered | kWh per unit | Incentives Per Unit | Incremental Measure Cost per Unit | Agency or Customer Cost per Unit | Total kWh Savings | Unit Overhead | Program Overhead Cost | Total Incentive | Total Customer Cost | Total Incremental Measure Cost | Other Contribution Costs | Total Utility Program Costs | Total Resource Cost | UNIT ANNUAL Non-Energy Benefits | Utility Program Cost Time Zero | Total Resource Costs in Time Zero | TOTAL Non-Energy Benefits in time zero | PV one kWh UC | PV Total Electric Savings Time Zero UC | UC B/C Ratio | TRC B/C Ratio
| E249R |  |  | Individual Energy Reports - Expansion - Electric Only | 2 | 0.74065 | Flat | 26496 | 45 | 6 | 6 | 0 | 1192320 |  |  |  | 0 |  |  |  |  | 0 |  |  | 0 | 0.12376 | 147564.1512
| E249R |  |  | Individual Energy Reports - Expansion - HRU | 2 | 0.54423 | Flat | 25032 | 35 | 4.69 | 4.69 | 0 | 876120 |  |  |  | 0 |  |  |  |  | 0 |  |  | 0 | 0.12376 | 108430.5423
| E249R |  |  | Individual Energy Reports - Expansion - Rural | 2 | 0.71512 | Flat | 32892 | 35 | 4.69 | 4.69 | 0 | 1151220 |  |  |  | 0 |  |  |  |  | 0 |  |  | 0 | 0.12376 | 142477.5246
[6 empty] | 2 | [5 empty] | 0 | 3219660 | 0 | 389770.72 | 289633.64 | 0 | 289633.64 | 0 | 679404.36 | 679404.36 |  | 630245.2319 | 630245.2319 | 0 |  | 398472.2181 | 0.63225 | 0.69547
QC Check against EESTracking and Exhibit 1
[12 empty] | EES Tracking | DBtC | 289633.64
[13 empty] | O & M | 389770.72
[13 empty] | Total Budget | 679404.36
[13 empty] | Savings | 3219660
[12 empty] | Exhibit 1 | Spending | 679404.36
[13 empty] | Savings | 3219.66
[11 empty] | ORDERNAME | Direct Benefit to Customer | Employee Expense | Labor | Labor - Marketing | Marketing | Materials | Miscellaneous | Outside Services | Overhead | Revenue | Total O & M | Total Budget
[11 empty] | Residential Energy Reports {E} | 137507.72 | 1772.7 | 61242.48 | 2769.93 | 0 | 1453.62 | 183.35 | 138457.51 | 44296.84 | 0 | 250176.43 | 387684.15
[11 empty] | MEASURENAME | MEASURELIFE | ENDUSE | # of Units | MEASURESAVINGS | MEASUREINCENTIVE | MEASURECOST | NEBSPERUNIT | SAVINGSYEAR | MEASUREYEAREND | SAVINGSUOM | Total NEBs
[11 empty] | Individual Energy Reports - Expansion - HRU | 2 | Res Lighting | 30000 | 237 | 4.69 | 4.69 | 0 | 2014 | 2014 | kWh | 0
[11 empty] | Individual Energy Reports - Expansion - Rural | 2 | Res Lighting | 39996 | 180 | 4.69 | 4.69 | 0 | 2014 | 2014 | kWh | 0
[11 empty] | Individual Energy Reports - Expansion - Electric Only | 2 | Res Lighting | 30000 | 415 | 6 | 6 | 0 | 2014 | 2014 | kWh | 0

## E262 Commercial Rebates
Rtn to Summary | E262 Commercial Rebates : 2015 Program Savings, Budget, and Benefit-Cost Analysis
| Discount Rate: |  |  | 7.8%
| Sch. No. | Order Number | Order Name | Measure Name | Measure Life | Weighted Life | Electric End-Use Type | Number of units offered | kWh per unit | Incentives Per Unit | Incremental Measure Cost per Unit | Agency or Customer Cost per Unit | Total kWh Savings | Percent overhead | Program Overhead Cost | Total Incentive | Total Customer Cost | Total Incremental Measure Cost | Other Contribution Costs | Total Utility Program Costs | Total Resource Cost | Unit Non-Energy Benefits | Utility Program Cost Time Zero | Total Resource Costs in Time Zero | Non-Energy Benefits in Time Zero | PV one kWh UC | PV Total Electric Savings Time Zero UC | UC B/C Ratio | TRC B/C Ratio
| E262 | 18230714 |  | LED - Omnidirectional $5 | 5 | 0.003726 | Comm Lighting | 42 | 271 | 5 | 13.8571 |  | 11382 |  |  | 210 | 372 | 582 | 0 |  |  | 0 |  |  | 0 | 0.31759 | 3614.7861
| E262 | 18230714 |  | LED - OMNIDIRECTIONAL $5 HOSPITAL | 5 | 0.0085165 | Comm Lighting | 96 | 271 | 5 | 17.5 |  | 26016 |  |  | 480 | 1200 | 1680 | 0 |  |  | 0 |  |  | 0 | 0.31759 | 8262.3682
| E262 | 18230714 |  | LED - OMNIDIRECTIONAL $5 OTHER | 5 | 0.010529 | Comm Lighting | 172 | 187 | 5 | 8.0581 |  | 32164 |  |  | 860 | 526 | 1386 | [6 empty] | 0 | 0.31759 | 10214.899
| E262 | 18230714 |  | LED - OMNIDIRECTIONAL $5 RESTAURANT | 5 | 0.0027648 | Comm Lighting | 41 | 206 | 5 | 12.2805 |  | 8446 |  |  | 205 | 298.5 | 503.5 | [6 empty] | 0 | 0.31759 | 2682.3479
| E262 | 18230714 |  | LED - OMNIDIRECTIONAL $5 WAREHOUSE | 5 | 0.00044259 | Comm Lighting | 8 | 169 | 5 | 15 |  | 1352 |  |  | 40 | 80 | 120 | [6 empty] | 0 | 0.31759 | 429.3789
| E262 | 18230714 |  | LED - OMNIDIRECTIONAL -5 Church | 5 | 0.0037797 | Comm Lighting | 251 | 46 | 6.0956 | 12.1179 |  | 11546 |  |  | 1530 | 1511.6 | 3041.6 | [6 empty] | 0 | 0.31759 | 3666.8705
| E262 | 18230714 |  | LED - OMNIDIRECTIONAL -5 GROCERY | 5 | 0.0014476 | Comm Lighting | 33 | 134 | 5 | 10.3682 |  | 4422 |  |  | 165 | 177.15 | 342.15 | [6 empty] | 0 | 0.31759 | 1404.3739
| E262 | 18230714 |  | LED - OMNIDIRECTIONAL -5 HOSPITAL | 5 | 0.033083 | Comm Lighting | 652 | 155 | 5.7148 | 13.2933 |  | 101060 |  |  | 3726.08 | 4941.17 | 8667.25 | [6 empty] | 0 | 0.31759 | 32095.4387
| E262 | 18230714 |  | LED - OMNIDIRECTIONAL -5 HOTEL COMMONS | 5 | 0.061097 | Comm Lighting | 893 | 209 | 9.804 | 15.652 |  | 186637 |  |  | 8755 | 5222.25 | 13977.25 | [6 empty] | 0 | 0.31759 | 59273.6631
| E262 | 18230714 |  | LED - OMNIDIRECTIONAL -5 HOTEL ROOMS | 5 | 0.004452 | Comm Lighting | 400 | 34 | 10 | 15.5 |  | 13600 |  |  | 4000 | 2200 | 6200 | [6 empty] | 0 | 0.31759 | 4319.1962
| E262 | 18230714 |  | LED - OMNIDIRECTIONAL -5 OFFICE | 5 | 0.015997 | Comm Lighting | 643 | 76 | 5.0933 | 11.9236 |  | 48868 |  |  | 3275 | 4391.9 | 7666.9 | [6 empty] | 0 | 0.31759 | 15519.8882
| E262 | 18230714 |  | LED - OMNIDIRECTIONAL -5 OTHER | 5 | 0.0045529 | Comm Lighting | 244 | 57 | 5 | 14.5353 |  | 13908 |  |  | 1220 | 2326.62 | 3546.62 | [6 empty] | 0 | 0.31759 | 4417.0133
| E262 | 18230714 |  | LED - OMNIDIRECTIONAL -5 OTHER HEALTH | 5 | 0.010009 | Comm Lighting | 273 | 112 | 5 | 16.9222 |  | 30576 |  |  | 1365 | 3254.75 | 4619.75 | [6 empty] | 0 | 0.31759 | 9710.5693
| E262 | 18230714 |  | LED - OMNIDIRECTIONAL -5 RESTAURANT | 5 | 0.0048789 | Comm Lighting | 162 | 92 | 5.2778 | 15.1314 |  | 14904 |  |  | 855 | 1596.28 | 2451.28 | [6 empty] | 0 | 0.31759 | 4733.3309
| E262 | 18230714 |  | LED - OMNIDIRECTIONAL -5 RETAIL | 5 | 0.018616 | Comm Lighting | 677 | 84 | 6.9276 | 13.2853 |  | 56868 |  |  | 4690 | 4304.18 | 8994.18 | [6 empty] | 0 | 0.31759 | 18060.5918
| E262 | 18230714 |  | LED - OMNIDIRECTIONAL -5 SCHOOL (K-12) | 5 | 0.002867 | Comm Lighting | 151 | 58 | 9.8808 | 15.0331 |  | 8758 |  |  | 1492 | 778 | 2270 | [6 empty] | 0 | 0.31759 | 2781.4353
| E262 | 18230714 |  | LED - OMNIDIRECTIONAL -5 UNIVERSITY | 5 | 0.32384 | Comm Lighting | 6301 | 157 | 5 | 15.503 |  | 989257 |  |  | 31505 | 66179.25 | 97684.25 | [6 empty] | 0 | 0.31759 | 314176.1072
| E262 | 18230714 |  | LED - OMNIDIRECTIONAL -5 WAREHOUSE | 5 | 0.0064299 | Comm Lighting | 322 | 61 | 5.2795 | 10.9129 |  | 19642 |  |  | 1700 | 1813.94 | 3513.94 | [6 empty] | 0 | 0.31759 | 6238.0626
| E262 | 18230714 |  | LED - PAR20 Church | 5 | 0.00069138 | Comm Lighting | 32 | 66 | 20.59 | 26.2063 |  | 2112 |  |  | 658.88 | 179.72 | 838.6 | [6 empty] | 0 | 0.31759 | 670.7458
| E262 | 18230714 |  | LED - PAR20 Grocery | 5 | 0.0030169 | Comm Lighting | 48 | 192 | 18.58 | 23.23 |  | 9216 |  |  | 891.84 | 223.2 | 1115.04 | [6 empty] | 0 | 0.31759 | 2926.8906
| E262 | 18230714 |  | LED - PAR20 Hospital | 5 | 0.003358 | Comm Lighting | 46 | 223 | 16.8696 | 21.9565 |  | 10258 |  |  | 776 | 234 | 1010 | [6 empty] | 0 | 0.31759 | 3257.8172
| E262 | 18230714 |  | LED - PAR20 Hotel Commons | 5 | 0.021436 | Comm Lighting | 219 | 299 | 19.2849 | 24.2452 |  | 65481 |  |  | 4223.4 | 1086.3 | 5309.7 | [6 empty] | 0 | 0.31759 | 20795.9769
| E262 | 18230714 |  | LED - PAR20 Office | 5 | 0.0082664 | Comm Lighting | 230 | 109.7913 | 18.3751 | 23.3124 |  | 25252 |  |  | 4226.28 | 1135.57 | 5361.85 | [6 empty] | 0 | 0.31759 | 8019.731
| E262 | 18230714 |  | LED - PAR20 Other | 5 | 0.0057101 | Comm Lighting | 121 | 144.157 | 19.6826 | 25.2721 |  | 17443 |  |  | 2381.6 | 676.32 | 3057.92 | [6 empty] | 0 | 0.31759 | 5539.6867
| E262 | 18230714 |  | LED - PAR20 Other Health | 5 | 0.0010541 | Comm Lighting | 20 | 161 | 16 | 20 |  | 3220 |  |  | 320 | 80 | 400 | [6 empty] | 0 | 0.31759 | 1022.6332
| E262 | 18230714 |  | LED - PAR20 Restaurant | 5 | 0.0060037 | Comm Lighting | 140 | 131 | 20.3777 | 26.14 |  | 18340 |  |  | 2852.88 | 806.72 | 3659.6 | [6 empty] | 0 | 0.31759 | 5824.5631
| E262 | 18230714 |  | LED - PAR20 Retail | 5 | 0.017794 | Comm Lighting | 444 | 122.4279 | 19.1923 | 25.2497 |  | 54358 |  |  | 8521.4 | 2689.45 | 11210.85 | [6 empty] | 0 | 0.31759 | 17263.446
| E262 | 18230714 |  | LED - PAR20 University | 5 | 0.0018332 | Comm Lighting | 25 | 224 | 20 | 25.5 |  | 5600 |  |  | 500 | 137.5 | 637.5 | [6 empty] | 0 | 0.31759 | 1778.4925
| E262 | 18230714 |  | LED - PAR20 Warehouse | 5 | 0.0014525 | Comm Lighting | 51 | 87 | 19.9373 | 24.9498 |  | 4437 |  |  | 1016.8 | 255.64 | 1272.44 | [6 empty] | 0 | 0.31759 | 1409.1378
| E262 | 18230714 |  | LED - TLED4 | 14 | 0.00013566 | Comm Lighting | 4 | 37 | 6 | 20 |  | 148 |  |  | 24 | 56 | 80 | [6 empty] | 0 | 0.74901 | 110.8536
| E262 | 18230714 |  | LED - TLED4 Grocery 2015 | 14 | 0.002066 | Comm Lighting | 49 | 46 | 6 | 19.5 |  | 2254 |  |  | 294 | 661.5 | 955.5 | [6 empty] | 0 | 0.74901 | 1688.2705
| E262 | 18230714 |  | LED - TLED4 Hospital | 14 | 0.021481 | Comm Lighting | 434 | 54 | 6 | 20 |  | 23436 |  |  | 2604 | 6076 | 8680 | [6 empty] | 0 | 0.74901 | 17553.8185
| E262 | 18230714 |  | LED - TLED4 Hotel Church | 14 | 0.0022585 | Comm Lighting | 154 | 16 | 6 | 21.5495 |  | 2464 |  |  | 924 | 2394.62 | 3318.62 | [6 empty] | 0 | 0.74901 | 1845.5628
| E262 | 18230714 |  | LED - TLED4 Hotel Commons 2015 | 14 | 0.030028 | Comm Lighting | 455 | 72 | 9.8242 | 19.8612 |  | 32760 |  |  | 4470 | 4566.85 | 9036.85 | [6 empty] | 0 | 0.74901 | 24537.5957
| E262 | 18230714 |  | LED - TLED4 Office | 14 | 0.00026215 | Comm Lighting | 11 | 26 | 6 | 22.9091 |  | 286 |  |  | 66 | 186 | 252 | [6 empty] | 0 | 0.74901 | 214.2171
| E262 | 18230714 |  | LED - TLED4 Office 2015 | 14 | 0.14121 | Comm Lighting | 5706 | 27 | 7.388 | 20.0152 |  | 154062 |  |  | 42156 | 72050.79 | 114206.79 | [6 empty] | 0 | 0.74901 | 115394.1109
| E262 | 18230714 |  | LED - TLED4 Other | 14 | 0.0025096 | Comm Lighting | 74 | 37 | 6 | 21 |  | 2738 |  |  | 444 | 1110 | 1554 | [6 empty] | 0 | 0.74901 | 2050.7917
| E262 | 18230714 |  | LED - TLED4 Other 2015 | 14 | 0.0029698 | Comm Lighting | 162 | 20 | 6 | 20 |  | 3240 |  |  | 972 | 2268 | 3240 | [6 empty] | 0 | 0.74901 | 2426.7952
| E262 | 18230714 |  | LED - TLED4 Other Health | 14 | 0.036534 | Comm Lighting | 1022 | 39 | 6.8376 | 21.5676 |  | 39858 |  |  | 6988 | 15054.06 | 22042.06 | [6 empty] | 0 | 0.74901 | 29854.0748
| E262 | 18230714 |  | LED - TLED4 Restaurant 2015 | 14 | 0.0084474 | Comm Lighting | 288 | 32 | 6.2222 | 20.7677 |  | 9216 |  |  | 1792 | 4189.1 | 5981.1 | [6 empty] | 0 | 0.74901 | 6902.8841
| E262 | 18230714 |  | LED - TLED4 Retail 2015 | 14 | 0.058054 | Comm Lighting | 2184 | 29 | 7.5952 | 19.5549 |  | 63336 |  |  | 16588 | 26119.9 | 42707.9 | [6 empty] | 0 | 0.74901 | 47439.3518
| E262 | 18230714 |  | LED - TLED4 School (K-12) 2015 | 14 | 0.0029698 | Comm Lighting | 162 | 20 | 8.6667 | 19.7437 |  | 3240 |  |  | 1404 | 1794.48 | 3198.48 | [6 empty] | 0 | 0.74901 | 2426.7952
| E262 | 18230714 |  | LED - TLED4 Warehouse 2015 | 14 | 0.023637 | Comm Lighting | 1228 | 21 | 7.4332 | 21.0984 |  | 25788 |  |  | 9128 | 16780.8 | 25908.8 | [6 empty] | 0 | 0.74901 | 19315.492
| E262 | 18230714 |  | LED: Decorative Church | 3 | 8.2494e-05 | Comm Lighting | 12 | 35 | 5 | 11.5 |  | 420 |  |  | 60 | 78 | 138 | [6 empty] | 0 | 0.19549 | 82.1048
| E262 | 18230714 |  | LED: Decorative Hospital | 3 | 0.0016903 | Comm Lighting | 66 | 130.3939 | 5 | 11.9561 |  | 8606 |  |  | 330 | 459.1 | 789.1 | [6 empty] | 0 | 0.19549 | 1682.3657
| E262 | 18230714 |  | LED: Decorative Hotel Commons | 3 | 0.024686 | Comm Lighting | 694 | 181.1037 | 6.4409 | 12.7126 |  | 125686 |  |  | 4470 | 4352.55 | 8822.55 | [6 empty] | 0 | 0.19549 | 24570.0466
| E262 | 18230714 |  | LED: Decorative Hotel rooms | 3 | 0.001389 | Comm Lighting | 272 | 26 | 5 | 10.5 |  | 7072 |  |  | 1360 | 1496 | 2856 | [6 empty] | 0 | 0.19549 | 1382.4879
| E262 | 18230714 |  | LED: Decorative Office | 3 | 0.00084301 | Comm Lighting | 74 | 58 | 5 | 14.7224 |  | 4292 |  |  | 370 | 719.46 | 1089.46 | [6 empty] | 0 | 0.19549 | 839.0325
| E262 | 18230714 |  | LED: Decorative Other | 3 | 0.031739 | Comm Lighting | 1423 | 113.5573 | 4.3408 | 5.5604 |  | 161592 |  |  | 6177 | 1735.5 | 7912.5 | [6 empty] | 0 | 0.19549 | 31589.2221
| E262 | 18230714 |  | LED: Decorative Restaurant | 3 | 0.0013095 | Comm Lighting | 70 | 95.2429 | 5 | 14.4851 |  | 6667 |  |  | 350 | 663.96 | 1013.96 | [6 empty] | 0 | 0.19549 | 1303.3154
| E262 | 18230714 |  | LED: Decorative Retail | 3 | 0.0045002 | Comm Lighting | 358 | 64 | 5.7821 | 12.8966 |  | 22912 |  |  | 2070 | 2547 | 4617 | [6 empty] | 0 | 0.19549 | 4479.0104
| E262 | 18230714 |  | LED: Decorative School (K-12) | 3 | 0.00035354 | Comm Lighting | 40 | 45 | 10 | 13 |  | 1800 |  |  | 400 | 120 | 520 | [6 empty] | 0 | 0.19549 | 351.8776
| E262 | 18230714 |  | LED: Decorative Warehouse | 3 | 0.00079508 | Comm Lighting | 88 | 46 | 5 | 12.01 |  | 4048 |  |  | 440 | 616.88 | 1056.88 | [6 empty] | 0 | 0.19549 | 791.3335
| E262 | 18230714 |  | LED: HW Recessed Retrofit Kit Church | 12 | 9.7421e-05 | Comm Lighting | 2 | 62 | 25 | 37.5 |  | 124 |  |  | 50 | 25 | 75 | [6 empty] | 0 | 0.67085 | 83.1854
| E262 | 18230714 |  | LED: HW Recessed Retrofit Kit Hospital | 12 | 0.022167 | Comm Lighting | 135 | 209 | 25 | 34.66 |  | 28215 |  |  | 3375 | 1304.1 | 4679.1 | [6 empty] | 0 | 0.67085 | 18928.024
| E262 | 18230714 |  | LED: HW Recessed Retrofit Kit Hotel Commons | 12 | 0.12431 | Comm Lighting | 572 | 276.6084 | 24.2987 | 31.9013 |  | 158220 |  |  | 13898.88 | 4348.64 | 18247.52 | [6 empty] | 0 | 0.67085 | 106141.8381
| E262 | 18230714 |  | LED: HW Recessed Retrofit Kit Office | 12 | 0.067666 | Comm Lighting | 837 | 102.8996 | 24.3818 | 35.8504 |  | 86127 |  |  | 20407.56 | 9599.2 | 30006.76 | [6 empty] | 0 | 0.67085 | 57778.2713
| E262 | 18230714 |  | LED: HW Recessed Retrofit Kit Other | 12 | 0.021424 | Comm Lighting | 201 | 135.6667 | 22.2438 | 28.6455 |  | 27269 |  |  | 4471 | 1286.75 | 5757.75 | [6 empty] | 0 | 0.67085 | 18293.4002
| E262 | 18230714 |  | LED: HW Recessed Retrofit Kit Other Health | 12 | 0.013168 | Comm Lighting | 111 | 151 | 19.7568 | 25.0487 |  | 16761 |  |  | 2193 | 587.41 | 2780.41 | [6 empty] | 0 | 0.67085 | 11244.1117
| E262 | 18230714 |  | LED: HW Recessed Retrofit Kit Restaurant | 12 | 0.0079241 | Comm Lighting | 82 | 123 | 25 | 31.5698 |  | 10086 |  |  | 2050 | 538.72 | 2588.72 | [6 empty] | 0 | 0.67085 | 6766.19
| E262 | 18230714 |  | LED: HW Recessed Retrofit Kit Retail | 12 | 0.0054155 | Comm Lighting | 61 | 113 | 21.8525 | 30.8279 |  | 6893 |  |  | 1333 | 547.5 | 1880.5 | [6 empty] | 0 | 0.67085 | 4624.1669
| E262 | 18230714 |  | LED: HW Recessed Retrofit Kit School (K-12) | 12 | 0.0010418 | Comm Lighting | 17 | 78 | 24 | 30 |  | 1326 |  |  | 408 | 102 | 510 | [6 empty] | 0 | 0.67085 | 889.5467
| E262 | 18230714 |  | LED: HW Recessed Retrofit Kit University | 12 | 0.00049732 | Comm Lighting | 3 | 211 | 25 | 32.5 |  | 633 |  |  | 75 | 22.5 | 97.5 | [6 empty] | 0 | 0.67085 | 424.6479
| E262 | 18230714 |  | LED: HW Recessed Retrofit Kit Warehouse | 12 | 0.0065995 | Comm Lighting | 91 | 92.3077 | 25 | 31.3077 |  | 8400 |  |  | 2275 | 574 | 2849 | [6 empty] | 0 | 0.67085 | 5635.1374
| E262 | 18230714 |  | LED: MR16 Church | 5 | 0.0013232 | Comm Lighting | 86 | 47 | 19.1279 | 24.9733 |  | 4042 |  |  | 1645 | 502.7 | 2147.7 | [6 empty] | 0 | 0.31759 | 1283.6905
| E262 | 18230714 |  | LED: MR16 Grocery | 5 | 0.0011405 | Comm Lighting | 26 | 134 | 15 | 21.5 |  | 3484 |  |  | 390 | 169 | 559 | [6 empty] | 0 | 0.31759 | 1106.4764
| E262 | 18230714 |  | LED: MR16 Hospital | 5 | 0.0034471 | Comm Lighting | 60 | 175.5 | 15.8333 | 27.0717 |  | 10530 |  |  | 950 | 674.3 | 1624.3 | [6 empty] | 0 | 0.31759 | 3344.2012
| E262 | 18230714 |  | LED: MR16 Hotel Commons | 5 | 0.049543 | Comm Lighting | 517 | 292.7311 | 15.1354 | 21.0721 |  | 151342 |  |  | 7825 | 3069.25 | 10894.25 | [6 empty] | 0 | 0.31759 | 48064.3962
| E262 | 18230714 |  | LED: MR16 Office | 5 | 0.0059523 | Comm Lighting | 209 | 87 | 14.1365 | 19.173 |  | 18183 |  |  | 2954.52 | 1052.63 | 4007.15 | [6 empty] | 0 | 0.31759 | 5774.7018
| E262 | 18230714 |  | LED: MR16 Other | 5 | 0.0042445 | Comm Lighting | 107 | 121.1776 | 15 | 20.3684 |  | 12966 |  |  | 1605 | 574.42 | 2179.42 | [6 empty] | 0 | 0.31759 | 4117.8454
| E262 | 18230714 |  | LED: MR16 Other Health | 5 | 0.0012898 | Comm Lighting | 20 | 197 | 15 | 24.75 |  | 3940 |  |  | 300 | 195 | 495 | [6 empty] | 0 | 0.31759 | 1251.2965
| E262 | 18230714 |  | LED: MR16 Restaurant | 5 | 0.0014757 | Comm Lighting | 49 | 92 | 14.3984 | 18.3561 |  | 4508 |  |  | 705.52 | 193.93 | 899.45 | [6 empty] | 0 | 0.31759 | 1431.6865
| E262 | 18230714 |  | LED: MR16 Retail | 5 | 0.014397 | Comm Lighting | 501 | 87.7844 | 16.1817 | 24.7814 |  | 43980 |  |  | 8107.04 | 4308.45 | 12415.49 | [6 empty] | 0 | 0.31759 | 13967.5182
| E262 | 18230714 |  | LED: MR16 University | 5 | 0.0037004 | Comm Lighting | 72 | 157 | 15.8333 | 21.3333 |  | 11304 |  |  | 1140 | 396 | 1536 | [6 empty] | 0 | 0.31759 | 3590.0142
| E262 | 18230714 |  | LED: PAR 38 & 40 Church | 5 | 0.010176 | Comm Lighting | 409 | 76 | 20.1834 | 29.1479 |  | 31084 |  |  | 8255 | 3666.5 | 11921.5 | [6 empty] | 0 | 0.31759 | 9871.904
| E262 | 18230714 |  | LED: PAR 38 & 40 Grocery | 5 | 0.006077 | Comm Lighting | 84 | 221 | 20 | 29.4963 |  | 18564 |  |  | 1680 | 797.69 | 2477.69 | [6 empty] | 0 | 0.31759 | 5895.7028
| E262 | 18230714 |  | LED: PAR 38 & 40 Hospital | 5 | 0.00595 | Comm Lighting | 71 | 256 | 20 | 30.8169 |  | 18176 |  |  | 1420 | 768 | 2188 | [6 empty] | 0 | 0.31759 | 5772.4787
| E262 | 18230714 |  | LED: PAR 38 & 40 Hotel Commons | 5 | 0.036358 | Comm Lighting | 369 | 300.9919 | 20.0271 | 26.3034 |  | 111066 |  |  | 7390 | 2315.94 | 9705.94 | [6 empty] | 0 | 0.31759 | 35273.2238
| E262 | 18230714 |  | LED: PAR 38 & 40 Hotel rooms | 5 | 0.0065995 | Comm Lighting | 360 | 56 | 20 | 26 |  | 20160 |  |  | 7200 | 2160 | 9360 | [6 empty] | 0 | 0.31759 | 6402.5732
| E262 | 18230714 |  | LED: PAR 38 & 40 Office | 5 | 0.036668 | Comm Lighting | 889 | 126 | 19.682 | 26.3926 |  | 112014 |  |  | 17497.3 | 5965.74 | 23463.04 | [6 empty] | 0 | 0.31759 | 35574.2972
| E262 | 18230714 |  | LED: PAR 38 & 40 Other | 5 | 0.006282 | Comm Lighting | 202 | 95 | 20 | 27.0178 |  | 19190 |  |  | 4040 | 1417.6 | 5457.6 | [6 empty] | 0 | 0.31759 | 6094.5128
| E262 | 18230714 |  | LED: PAR 38 & 40 Other Health | 5 | 0.00012112 | Comm Lighting | 2 | 185 | 20 | 27 |  | 370 |  |  | 40 | 14 | 54 | [6 empty] | 0 | 0.31759 | 117.5075
| E262 | 18230714 |  | LED: PAR 38 & 40 Restaurant | 5 | 0.0080392 | Comm Lighting | 159 | 154.4528 | 20.6604 | 30.7038 |  | 24558 |  |  | 3285 | 1596.9 | 4881.9 | [6 empty] | 0 | 0.31759 | 7799.325
| E262 | 18230714 |  | LED: PAR 38 & 40 Retail | 5 | 0.037905 | Comm Lighting | 844 | 137.1919 | 20.7248 | 28.8284 |  | 115790 |  |  | 17491.72 | 6839.48 | 24331.2 | [6 empty] | 0 | 0.31759 | 36773.5093
| E262 | 18230714 |  | LED: PAR 38 & 40 University | 5 | 0.011148 | Comm Lighting | 132 | 258 | 19.9879 | 25.4236 |  | 34056 |  |  | 2638.4 | 717.52 | 3355.92 | [6 empty] | 0 | 0.31759 | 10815.7754
| E262 | 18230714 |  | LED: PAR 38 & 40 Warehouse | 5 | 0.00036009 | Comm Lighting | 11 | 100 | 22.7273 | 28.4091 |  | 1100 |  |  | 250 | 62.5 | 312.5 | [6 empty] | 0 | 0.31759 | 349.3468
| E262 | 18230714 |  | LED: PAR30 Church | 5 | 0.0056538 | Comm Lighting | 303 | 57 | 17.4283 | 22.119 |  | 17271 |  |  | 5280.77 | 1421.28 | 6702.05 | [6 empty] | 0 | 0.31759 | 5485.0616
| E262 | 18230714 |  | LED: PAR30 Exterior | 5 | 0.00049496 | Comm Lighting | 12 | 126 | 20 | 29.6 |  | 1512 |  |  | 240 | 115.2 | 355.2 | [6 empty] | 0 | 0.31759 | 480.193
| E262 | 18230714 |  | LED: PAR30 Grocery | 5 | 0.0017608 | Comm Lighting | 33 | 163 | 19.2727 | 31.1018 |  | 5379 |  |  | 636 | 390.36 | 1026.36 | [6 empty] | 0 | 0.31759 | 1708.3056
| E262 | 18230714 |  | LED: PAR30 Hospital | 5 | 0.011215 | Comm Lighting | 180 | 190.3333 | 23.8778 | 30.9139 |  | 34260 |  |  | 4298 | 1266.5 | 5564.5 | [6 empty] | 0 | 0.31759 | 10880.5633
| E262 | 18230714 |  | LED: PAR30 Hotel Commons | 5 | 0.11726 | Comm Lighting | 1405 | 254.9537 | 19.9217 | 25.4881 |  | 358210 |  |  | 27990 | 7820.8 | 35810.8 | [6 empty] | 0 | 0.31759 | 113763.1812
| E262 | 18230714 |  | LED: PAR30 Hotel rooms | 5 | 0.0040265 | Comm Lighting | 300 | 41 | 20 | 25.5 |  | 12300 |  |  | 6000 | 1650 | 7650 | [6 empty] | 0 | 0.31759 | 3906.3318
| E262 | 18230714 |  | LED: PAR30 Office | 5 | 0.023746 | Comm Lighting | 780 | 93 | 19.0455 | 28.9217 |  | 72540 |  |  | 14855.46 | 7703.46 | 22558.92 | [6 empty] | 0 | 0.31759 | 23037.8302
| E262 | 18230714 |  | LED: PAR30 Other | 5 | 0.0094364 | Comm Lighting | 347 | 83.072 | 16.8982 | 22.5667 |  | 28826 |  |  | 5863.66 | 1966.99 | 7830.65 | [6 empty] | 0 | 0.31759 | 9154.7904
| E262 | 18230714 |  | LED: PAR30 Other Health | 5 | 0.0049529 | Comm Lighting | 110 | 137.5455 | 15.5971 | 19.4964 |  | 15130 |  |  | 1715.68 | 428.92 | 2144.6 | [6 empty] | 0 | 0.31759 | 4805.1058
| E262 | 18230714 |  | LED: PAR30 Restaurant | 5 | 0.020958 | Comm Lighting | 541 | 118.3401 | 20.4219 | 26.8435 |  | 64022 |  |  | 11048.24 | 3474.1 | 14522.34 | [6 empty] | 0 | 0.31759 | 20332.616
| E262 | 18230714 |  | LED: PAR30 Retail | 5 | 0.080248 | Comm Lighting | 2380 | 103 | 21.4794 | 28.395 |  | 245140 |  |  | 51120.93 | 16459.16 | 67580.09 | [6 empty] | 0 | 0.31759 | 77853.5112
| E262 | 18230714 |  | LED: PAR30 School (K-12) | 5 | 0.0029285 | Comm Lighting | 126 | 71 | 22.853 | 29.2606 |  | 8946 |  |  | 2879.48 | 807.35 | 3686.83 | [6 empty] | 0 | 0.31759 | 2841.1418
| E262 | 18230714 |  | LED: PAR30 University | 5 | 0.0019383 | Comm Lighting | 31 | 191 | 20 | 25.5 |  | 5921 |  |  | 620 | 170.5 | 790.5 | [6 empty] | 0 | 0.31759 | 1880.4383
| E262 | 18230714 |  | LED: PAR30 Warehouse | 5 | 0.0076791 | Comm Lighting | 317 | 74 | 19.9947 | 24.9934 |  | 23458 |  |  | 6338.32 | 1584.58 | 7922.9 | [6 empty] | 0 | 0.31759 | 7449.9782
| E262 | 18230716 |  | $30 under counter or door type sales incentive | 0 | 0 | Comm Cooking | 5 | 0 | 30 | 30 |  | 0 |  |  | 150 | 0 | 150 | [6 empty] | 0 | 0 | 0
| E262 | 18230716 |  | $50 Salesman incentive - electric oven | 0 | 0 | Comm Cooking | 20 | 0 | 50 | 50 |  | 0 |  |  | 1000 | 0 | 1000 | [6 empty] | 0 | 0 | 0
| E262 | 18230716 |  | Combination Oven - electric | 12 | 0.018065 | Comm Cooking | 2 | 11497 | 1000 | 1568 |  | 22994 |  |  | 2000 | 1136 | 3136 | [6 empty] | 0 | 0.62372 | 14341.7241
| E262 | 18230716 |  | Convection Oven - double electric | 12 | 0.026153 | Comm Cooking | 6 | 5548 | 2000 | 2014 |  | 33288 |  |  | 12000 | 84 | 12084 | [6 empty] | 0 | 0.62372 | 20762.2559
| E262 | 18230716 |  | Convection Oven - full size electric | 12 | 0.039229 | Comm Cooking | 18 | 2774 | 1000 | 1007 |  | 49932 |  |  | 18000 | 126 | 18126 | [6 empty] | 0 | 0.62372 | 31143.3838
| E262 | 18230716 |  | DTHT - All Electric | 15 | 0.011131 | Comm Cooking | 1 | 11334 | 750 | 2659 |  | 11334 |  |  | 750 | 1909 | 2659 | [6 empty] | 0 | 0.73234 | 8300.3356
| E262 | 18230716 |  | DTHT - Electric Booster | 15 | 0.0086559 | Comm Cooking | 2 | 4407 | 500 | 1813 |  | 8814 |  |  | 1000 | 2626 | 3626 | [6 empty] | 0 | 0.73234 | 6454.8401
| E262 | 18230716 |  | Ice Machine 1001-1500 lbs ice per day | 10 | 0.018732 | Comm Refrigeration | 11 | 2601 | 300 | 589 |  | 28611 |  |  | 3300 | 3179 | 6479 | [6 empty] | 0 | 0.53359 | 15266.5793
| E262 | 18230716 |  | Ice Machine 101-300 lbs ice per day | 10 | 0.0015811 | Comm Refrigeration | 3 | 805 | 100 | 286 |  | 2415 |  |  | 300 | 558 | 858 | [6 empty] | 0 | 0.53359 | 1288.6229
| E262 | 18230716 |  | Ice Machine 301-500 lbs ice per day | 10 | 0.00073131 | Comm Refrigeration | 1 | 1117 | 100 | 266 |  | 1117 |  |  | 100 | 166 | 266 | [6 empty] | 0 | 0.53359 | 596.0214
| E262 | 18230716 |  | Ice Machine 501-1000 lbs ice per day | 10 | 0.0035492 | Comm Refrigeration | 3 | 1807 | 300 | 592 |  | 5421 |  |  | 900 | 876 | 1776 | [6 empty] | 0 | 0.53359 | 2892.5982
| E262 | 18230716 |  | MTHT- All Electric | 20 | 0.034435 | Comm Cooking | 1 | 26298 | 1500 | 3394 |  | 26298 |  |  | 1500 | 1894 | 3394 | [6 empty] | 0 | 0.87841 | 23100.4601
| E262 | 18230716 |  | MTLT - Electric Water Heat | 20 | 0.024295 | Comm Cooking | 1 | 18554 | 1500 | 3394 |  | 18554 |  |  | 1500 | 1894 | 3394 | [6 empty] | 0 | 0.87841 | 16298.043
| E262 | 18230716 |  | Steamer 6 pan - electric | 9 | 0.049673 | Comm Cooking | 2 | 42150 | 500 | 608 |  | 84300 |  |  | 1000 | 216 | 1216 | [6 empty] | 0 | 0.49703 | 41899.8722
| E262 | 18230716 |  | STHT - Electric Booster | 20 | 0.0051735 | Comm Cooking | 1 | 3951 | 750 | 4446 |  | 3951 |  |  | 750 | 3696 | 4446 | [6 empty] | 0 | 0.87841 | 3470.603
| E262 | 18230716 |  | UCHT - All Electric | 10 | 0.01176 | Comm Cooking | 7 | 2566 | 150 | 232 |  | 17962 |  |  | 1050 | 574 | 1624 | [6 empty] | 0 | 0.54162 | 9728.6673
| E262 | 18230716 |  | UCHT - Electric Booster | 10 | 0.0019628 | Comm Cooking | 2 | 1499 | 150 | 192 |  | 2998 |  |  | 300 | 84 | 384 | [6 empty] | 0 | 0.54162 | 1623.7916
| E262 | 18230717 |  | 1.5 GPM Showerhead Any Commercial, electric DI | 10 | 0.0082101 | Comm Water Heat | 55 | 228 | 41 | 41 |  | 12540 |  |  | 2255 | 0 | 2255 | [6 empty] | 0 | 0.54266 | 6805.0143
| E262 | 18230717 |  | 1.5 GPM Showerhead Any Commercial, electric DI SPLIT | 10 | 0.00029855 | Comm Water Heat | 2 | 228 | 34.5 | 34.5 |  | 456 |  |  | 69 | 0 | 69 | [6 empty] | 0 | 0.54266 | 247.4551
| E262 | 18230717 |  | Aerator, electric $10 | 5 | 0.042187 | Comm Water Heat | 181 | 712 | 9.5 | 9.5 |  | 128872 |  |  | 1719.5 | 0 | 1719.5 |  |  |  | 65 |  |  | 47222.8918 | 0.29395 | 37881.8713
| E262 | 18230717 |  | Aerator, electric $10 SPLIT | 5 | 0.014917 | Comm Water Heat | 64 | 712 | 4.75 | 4.75 |  | 45568 |  |  | 304 | 0 | 304 |  |  |  | 65 |  |  | 16697.5971 | 0.29395 | 13394.6948
| E262 | 18230717 |  | Aerator, electric SPLIT | 5 | 0.0018646 | Comm Water Heat | 8 | 712 | 2.5 | 2.5 |  | 5696 |  |  | 20 | 0 | 20 |  |  |  | 65 |  |  | 2087.1996 | 0.29395 | 1674.3369
| E262 | 18230717 |  | Coolermiser installation | 10 | 0.0010115 | Comm Cooling | 3 | 515 | 178 | 178 |  | 1545 |  |  | 534 | 0 | 534 | [6 empty] | 0 | 0.34142 | 527.4901
| E262 | 18230717 |  | Electric head not prevously installed to .65gpm SPLIT | 5 | 0.0019772 | Comm Water Heat | 5 | 1208 | 64.5 | 64.5 |  | 6040 |  |  | 322.5 | 0 | 322.5 | [6 empty] | 0 | 0.29395 | 1775.4555
| E262 | 18230718 |  | $100 Heat pump Tier 1 | 15 | 0.017801 | Comm Space Heat | 4 | 4531.5 | 525 | 10010.2275 |  | 18126 |  |  | 2100 | 37940.91 | 40040.91 | [6 empty] | 0 | 1.7942 | 32522.5416
| E262 | 18230718 |  | $150 Electric EGP Retrofit Tier 2 | 15 | 0.0021026 | Comm Space Heat | 1 | 2141 | 1650 | 22244.06 |  | 2141 |  |  | 1650 | 20594.06 | 22244.06 | [6 empty] | 0 | 1.7942 | 3841.4852
| E262 | 18230718 |  | $150 Heat Pump Tier 2 | 15 | 0.0035993 | Comm Space Heat | 2 | 1832.5 | 625 | 9533.55 |  | 3665 |  |  | 1250 | 17817.1 | 19067.1 | [6 empty] | 0 | 1.7942 | 6575.9194
| E262 | 18230718 |  | $500 Electric HP Gas Pack Tier 1 | 15 | 0.016793 | Comm Space Heat | 1 | 17100 | 5000 | 19067.1 |  | 17100 |  |  | 5000 | 14067.1 | 19067.1 | [6 empty] | 0 | 1.7942 | 30681.643
| E262 | 18230718 |  | $550 Electric EGP Tier 2 | 15 | 0.024891 | Comm Space Heat | 2 | 12672.5 | 5225 | 18113.745 |  | 25345 |  |  | 10450 | 25777.49 | 36227.49 | [6 empty] | 0 | 1.7942 | 45475.2189
| E262 | 18230718 |  | Air Conditioner - Tier 2 | 15 | 0.001097 | Comm Space Heat | 1 | 1117 | 550 | 3600 |  | 1117 |  |  | 550 | 3050 | 3600 | [6 empty] | 0 | 1.7942 | 2004.1752
| E262 | 18230718 |  | Electric units - High Efficiency HVAC Retrofit | 15 | 0.5364 | Comm Space Heat | 716.5 | 762.3057 | 327.9218 | 3278.3181 |  | 546192 |  |  | 234955.95 | 2113958.99 | 2348914.94 | [6 empty] | 0 | 1.7942 | 980003.9746
| E262 | 18230718 |  | Electric units - Premium HVAC | 2 | 0.017174 | Comm Space Heat | 32.5 | 4035.6 | 1118 | 1118 |  | 131157 |  |  | 36335 | 0 | 36335 | [6 empty] | 0 | 0.33414 | 43825.3892
| E262 | 18230718 |  | HVAC Demand Control Ventilation - electric | 10 | 0.0054393 | Comm Space Heat | 3 | 2769.3333 | 1116.6667 | 6554.9467 |  | 8308 |  |  | 3350 | 16314.84 | 19664.84 | [6 empty] | 0 | 1.3585 | 11286.1023
| E262 | 18230718 |  | Occupancy based thermostat controls - 5 degrees | 10 | 0.081394 | Comm Space Heat | 560 | 222 | 100 | 108.3015 |  | 124320 |  |  | 56000 | 4648.86 | 60648.86 | [6 empty] | 0 | 1.3585 | 168883.9964
| E262 | 18230718 |  | Packaged Terminal Heat Pump - Hotel | 15 | 0.25757 | Comm Space Heat | 406 | 646 | 100 | 105 |  | 262276 |  |  | 40600 | 2030 | 42630 | [6 empty] | 0 | 1.7942 | 470588.2225
| E262 | 18230722 |  | LED Decorative | 3 | 0.0062966 | Comm Lighting | 327 | 98.0367 | 5 | 5 |  | 32058 |  |  | 1635 | 0 | 1635 | [6 empty] | 0 | 0.19549 | 6266.9395
| E262 | 18230722 |  | LED MR 16 | 5 | 0.029027 | Comm Lighting | 695 | 127.5856 | 14.9968 | 14.9968 |  | 88672 |  |  | 10422.8 | 0 | 10422.8 | [6 empty] | 0 | 0.31759 | 28161.1591
| E262 | 18230722 |  | LED: Directional (Par, BR, R) 20 | 5 | 0.15761 | Comm Lighting | 3296 | 146.0783 | 19.4229 | 19.514 |  | 481474 |  |  | 64017.9 | 300.2 | 64318.1 | [6 empty] | 0 | 0.31759 | 152910.3429
| E262 | 18230722 |  | LED: Directional (Par, BR, R) 30 | 5 | 0.13285 | Comm Lighting | 3496 | 116.0804 | 19.3902 | 19.3902 |  | 405817 |  |  | 67788.15 | 0 | 67788.15 | [6 empty] | 0 | 0.31759 | 128882.591
| E262 | 18230722 |  | LED: Directional (Par, BR, R) 38/40 | 5 | 0.041536 | Comm Lighting | 1009 | 125.7502 | 19.9928 | 19.9928 |  | 126882 |  |  | 20172.75 | 0 | 20172.75 | [6 empty] | 0 | 0.31759 | 40296.1949
| E262 | 18230722 |  | LED: Hard-wired | 12 | 0.0035637 | Comm Lighting | 42 | 108 | 25 | 25 |  | 4536 |  |  | 1050 | 0 | 1050 | [6 empty] | 0 | 0.67085 | 3042.9742
| E262 | 18230722 |  | LED: New Exit Sign | 9 | 0.0069494 | Comm Lighting | 77 | 153.1662 | 24.3895 | 24.3895 |  | 11793.8 |  |  | 1877.99 | 0 | 1877.99 | [6 empty] | 0 | 0.53474 | 6306.581
| E262 | 18230722 |  | LED: Omni Directional | 5 | 0.083087 | Comm Lighting | 1839 | 138.0158 | 8.7315 | 8.7315 |  | 253811 |  |  | 16057.23 | 0 | 16057.23 | [6 empty] | 0 | 0.31759 | 80607.3164
| E262 | 18230722 |  | Occupancy Sensor | 10 | 0.096237 | Comm Lighting | 182 | 807.6429 | 44.4921 | 44.4921 |  | 146991 |  |  | 8097.56 | 0 | 8097.56 | [6 empty] | 0 | 0.58266 | 85646.0074
| E262 | 18230722 |  | Per Item Install Cost | 0 | 0 | Comm Lighting | 224 | 0 | 0 | 1303.9244 |  | 0 |  |  | 0 | 292079.06 | 292079.06 | [6 empty] | 0 | 0 | 0
| E262 | 18230722 |  | T12 to T8 with Electronic Ballast | 12 | 0.16753 | Comm Lighting | 6020 | 35.4214 | 4.7774 | 4.7774 |  | 213237 |  |  | 28760 | 0 | 28760 | [6 empty] | 0 | 0.67085 | 143049.9755
| E262 | 18230722 |  | Tubular LED | 12 | 0.11686 | Comm Lighting | 5358 | 27.7609 | 4.0325 | 4.1204 |  | 148743 |  |  | 21606 | 471 | 22077 | [6 empty] | 0 | 0.67085 | 99784.1956
| E262 | 18231134 |  | 1.5 GPM Showerhead Any Commercial, electric SBDI | 10 | 0.0010449 | Comm Water Heat | 7 | 228 | 23.93 | 23.93 |  | 1596 |  |  | 167.51 | 0 | 167.51 | [6 empty] | 0 | 0.54266 | 866.0927
| E262 | 18231134 |  | 1.5 GPM Showerhead Fitness Center, electric SBDI | 10 | 0.0056148 | Comm Water Heat | 2 | 4288 | 23.93 | 23.93 |  | 8576 |  |  | 47.86 | 0 | 47.86 | [6 empty] | 0 | 0.54266 | 4653.8918
| E262 | 18231134 |  | 2' 1L T12 to 2' 1L T8 | 12 | 0.00051539 | Comm Lighting | 16 | 41 | 52.23 | 52.23 |  | 656 |  |  | 835.68 | 0 | 835.68 | [6 empty] | 0 | 0.67085 | 440.0774
| E262 | 18231134 |  | 2' 1L T12 to 2' 1L T8 2015 | 12 | 0.0030279 | Comm Lighting | 94 | 41 | 52.23 | 52.23 |  | 3854 |  |  | 4909.62 | 0 | 4909.62 | [6 empty] | 0 | 0.67085 | 2585.4547
| E262 | 18231134 |  | 3' 1L T12 to 3' 1L T8 2015 | 12 | 0.0028048 | Comm Lighting | 51 | 70 | 53.23 | 53.23 |  | 3570 |  |  | 2714.73 | 0 | 2714.73 | [6 empty] | 0 | 0.67085 | 2394.9334
| E262 | 18231134 |  | 35W LED Area Fixture with Photocell | 12 | 0.047359 | Comm Lighting | 88 | 685 | 211.25 | 211.25 |  | 60280 |  |  | 18590 | 0 | 18590 | [6 empty] | 0 | 0.67085 | 40438.8194
| E262 | 18231134 |  | 4' 1L T12 to 4' 1L T8 | 12 | 0.0007778 | Comm Lighting | 15 | 66 | 54.75 | 54.75 |  | 990 |  |  | 821.25 | 0 | 821.25 | [6 empty] | 0 | 0.67085 | 664.1412
| E262 | 18231134 |  | 4' 1L T12 to 4' 1L T8 2015 | 12 | 0.010734 | Comm Lighting | 207 | 66 | 54.75 | 54.75 |  | 13662 |  |  | 11333.25 | 0 | 11333.25 | [6 empty] | 0 | 0.67085 | 9165.1485
| E262 | 18231134 |  | 4' 2L T12 HO to 4' 2L T8 | 12 | 0.0026461 | Comm Lighting | 8 | 421 | 57.23 | 57.23 |  | 3368 |  |  | 457.84 | 0 | 457.84 | [6 empty] | 0 | 0.67085 | 2259.4218
| E262 | 18231134 |  | 4' 2L T12 HO to 4' 2L T8 2015 | 12 | 0.14024 | Comm Lighting | 424 | 421 | 57.23 | 57.23 |  | 178504 |  |  | 24265.52 | 0 | 24265.52 | [6 empty] | 0 | 0.67085 | 119749.3532
| E262 | 18231134 |  | 4' 2L T12 to 4' 2L T8 | 12 | 0.026071 | Comm Lighting | 244 | 136 | 57.23 | 57.23 |  | 33184 |  |  | 13964.12 | 0 | 13964.12 | [6 empty] | 0 | 0.67085 | 22261.4761
| E262 | 18231134 |  | 4' 2L T12 to 4' 2L T8 2015 | 12 | 0.15258 | Comm Lighting | 1428 | 136 | 57.23 | 57.23 |  | 194208 |  |  | 81724.44 | 0 | 81724.44 | [6 empty] | 0 | 0.67085 | 130284.3768
| E262 | 18231134 |  | 4' 3L T12 HO to 4' 2L T8 (delamp & reflector) | 12 | 0.020336 | Comm Lighting | 36 | 719 | 91 | 91 |  | 25884 |  |  | 3276 | 0 | 3276 | [6 empty] | 0 | 0.67085 | 17364.2734
| E262 | 18231134 |  | 4' 3L T12 HO to 4' 3L T8 2015 | 12 | 0.02582 | Comm Lighting | 52 | 632 | 61.25 | 61.25 |  | 32864 |  |  | 3185 | 0 | 3185 | [6 empty] | 0 | 0.67085 | 22046.8042
| E262 | 18231134 |  | 4' 3L T12 to 4' 2L T8 (delamp & reflector) 2015 | 12 | 0.0068116 | Comm Lighting | 30 | 289 | 91 | 91 |  | 8670 |  |  | 2730 | 0 | 2730 | [6 empty] | 0 | 0.67085 | 5816.2668
| E262 | 18231134 |  | 4' 3L T12 to 4' 3L T8 | 12 | 0.054435 | Comm Lighting | 343 | 202 | 61.25 | 61.25 |  | 69286 |  |  | 21008.75 | 0 | 21008.75 | [6 empty] | 0 | 0.67085 | 46480.4917
| E262 | 18231134 |  | 4' 4L T12 HO to 4' 2L T8 (delamp & reflector) 2015 | 12 | 0.17721 | Comm Lighting | 222 | 1016 | 88.83 | 88.83 |  | 225552 |  |  | 19720.26 | 0 | 19720.26 | [6 empty] | 0 | 0.67085 | 151311.4895
| E262 | 18231134 |  | 4' 4L T12 HO to 4' 4L T8 | 12 | 0.020532 | Comm Lighting | 31 | 843 | 67.83 | 67.83 |  | 26133 |  |  | 2102.73 | 0 | 2102.73 | [6 empty] | 0 | 0.67085 | 17531.315
| E262 | 18231134 |  | 4' 4L T12 HO to 4' 4L T8 2015 | 12 | 0.21459 | Comm Lighting | 324 | 843 | 67.83 | 67.83 |  | 273132 |  |  | 21976.92 | 0 | 21976.92 | [6 empty] | 0 | 0.67085 | 183230.5178
| E262 | 18231134 |  | 4' 4L T12 to 4' 2L T8 (delamp & reflector) | 12 | 0.22286 | Comm Lighting | 636 | 446 | 88.83 | 88.83 |  | 283656 |  |  | 56495.88 | 0 | 56495.88 | [6 empty] | 0 | 0.67085 | 190290.5399
| E262 | 18231134 |  | 4' 4L T12 to 4' 4L T8 | 12 | 0.13856 | Comm Lighting | 646 | 273 | 67.83 | 67.83 |  | 176358 |  |  | 43818.18 | 0 | 43818.18 | [6 empty] | 0 | 0.67085 | 118309.7098
| E262 | 18231134 |  | 4' 4L T12 to 4' 4L T8 2015 | 12 | 0.29449 | Comm Lighting | 1373 | 273 | 67.83 | 67.83 |  | 374829 |  |  | 93130.59 | 0 | 93130.59 | [6 empty] | 0 | 0.67085 | 251453.9188
| E262 | 18231134 |  | 400W HID to 4' 6L T8 (HBF) | 12 | 0.039137 | Comm Lighting | 45 | 1107 | 236.54 | 236.54 |  | 49815 |  |  | 10644.3 | 0 | 10644.3 | [6 empty] | 0 | 0.67085 | 33418.3773
| E262 | 18231134 |  | 400W HID to 4' 6L T8 (HBF) 2015 | 12 | 0.16699 | Comm Lighting | 192 | 1107 | 236.54 | 236.54 |  | 212544 |  |  | 45415.68 | 0 | 45415.68 | [6 empty] | 0 | 0.67085 | 142585.0767
| E262 | 18231134 |  | 60W LED Wall Pack with Photocell | 12 | 0.077615 | Comm Lighting | 111 | 890 | 222.5 | 222.5 |  | 98790 |  |  | 24697.5 | 0 | 24697.5 | [6 empty] | 0 | 0.67085 | 66273.241
| E262 | 18231134 |  | 8' 1L T12 HO F96 to 4' 2L 28W (retro kit 2L 8') | 12 | 0.019406 | Comm Lighting | 95 | 260 | 97.5 | 97.5 |  | 24700 |  |  | 9262.5 | 0 | 9262.5 | [6 empty] | 0 | 0.67085 | 16569.9874
| E262 | 18231134 |  | 8' 1L T8 F96 to 4' 2L 28W (retro kit 2L 8') | 12 | 0.00094279 | Comm Lighting | 24 | 50 | 78 | 78 |  | 1200 |  |  | 1872 | 0 | 1872 | [6 empty] | 0 | 0.67085 | 805.0196
| E262 | 18231134 |  | 8' 2L T12 Delamp to 4' 2L T8 (retro kit delamp) | 12 | 0.090452 | Comm Lighting | 290 | 397 | 114 | 114 |  | 115130 |  |  | 33060 | 0 | 33060 | [6 empty] | 0 | 0.67085 | 77234.9249
| E262 | 18231134 |  | 8' 2L T12 HO F96 to 4' 4L 28W (retro kit 4L 8' NBF) | 12 | 0.39324 | Comm Lighting | 970 | 516 | 98 | 98 |  | 500520 |  |  | 95060 | 0 | 95060 | [6 empty] | 0 | 0.67085 | 335773.6873
| E262 | 18231134 |  | 8' 2L T8 F96 to 4' 4L 28W (retro kit 4L 8') | 12 | 0.053732 | Comm Lighting | 664 | 103 | 90.25 | 90.25 |  | 68392 |  |  | 59926 | 0 | 59926 | [6 empty] | 0 | 0.67085 | 45880.7521
| E262 | 18231134 |  | Aerator, electric SBDI | 5 | 0.41138 | Comm Water Heat | 1765 | 712 | 8 | 8 |  | 1256680 |  |  | 14120 | 0 | 14120 |  |  |  | 65 |  |  | 460488.4197 | 0.29395 | 369400.5684
| E262 | 18231134 |  | LED A Lamp 11W | 5 | 0.099059 | Comm Lighting | 3037 | 99.6385 | 19.68 | 19.68 |  | 302602 |  |  | 59768.16 | 0 | 59768.16 | [6 empty] | 0 | 0.31759 | 96102.7502
| E262 | 18231134 |  | LED A Lamp 5W Globe | 5 | 0.024927 | Comm Lighting | 1299 | 58.6182 | 21.07 | 21.07 |  | 76145 |  |  | 27369.93 | 0 | 27369.93 | [6 empty] | 0 | 0.31759 | 24182.7348
| E262 | 18231134 |  | LED A Lamp 7W | 5 | 0.19077 | Comm Lighting | 8242 | 70.7064 | 18.7 | 18.7 |  | 582762 |  |  | 154125.4 | 0 | 154125.4 | [6 empty] | 0 | 0.31759 | 185078.1916
| E262 | 18231134 |  | LED Decorative | 3 | 0.027686 | Comm Lighting | 2126 | 66.3024 | 27.69 | 27.69 |  | 140959 |  |  | 58868.94 | 0 | 58868.94 | [6 empty] | 0 | 0.19549 | 27555.7277
| E262 | 18231134 |  | LED Direction Par 20 | 5 | 0.073767 | Comm Lighting | 1807 | 124.705 | 36.68 | 36.68 |  | 225342 |  |  | 66280.76 | 0 | 66280.76 | [6 empty] | 0 | 0.31759 | 71565.9049
| E262 | 18231134 |  | LED Direction Par 30 | 5 | 0.31745 | Comm Lighting | 9360 | 103.604 | 50.64 | 50.64 |  | 969733 |  |  | 473990.4 | 0 | 473990.4 | [6 empty] | 0 | 0.31759 | 307975.52
| E262 | 18231134 |  | LED Exit Sign | 9 | 0.014905 | Comm Lighting | 165 | 153.3 | 60 | 60 |  | 25294.5 |  |  | 9900 | 0 | 9900 | [6 empty] | 0 | 0.53474 | 13525.9045
| E262 | 18231134 |  | LED MR 16 | 5 | 0.040781 | Comm Lighting | 802 | 155.3317 | 32.41 | 32.41 |  | 124576 |  |  | 25992.82 | 0 | 25992.82 | [6 empty] | 0 | 0.31759 | 39563.837
| E262 | 18231134 |  | LED MR16 | 5 | 0.067412 | Comm Lighting | 2472 | 83.3046 | 32.41 | 32.41 |  | 205929 |  |  | 80117.52 | 0 | 80117.52 | [6 empty] | 0 | 0.31759 | 65400.5699
| E262 | 18231134 |  | LED Open Sign | 16 | 0.027806 | Plug Load | 168 | 158 | 165 | 165 |  | 26544 |  |  | 27720 | 0 | 27720 | [6 empty] | 0 | 0.82788 | 21975.3677
| E262 | 18231134 |  | LED Par 38 & 40 | 5 | 0.017986 | Comm Lighting | 419 | 131.1265 | 52.35 | 52.35 |  | 54942 |  |  | 21934.65 | 0 | 21934.65 | [6 empty] | 0 | 0.31759 | 17448.9174
| E262 | 18231134 |  | Occupancy Sensors (<100W) | 10 | 0.00259 | Comm Lighting | 86 | 46 | 82 | 82 |  | 3956 |  |  | 7052 | 0 | 7052 | [6 empty] | 0 | 0.58266 | 2305.0092
| E262 | 18231134 |  | Occupancy Sensors (>100W And <150W) | 10 | 0.001443 | Comm Lighting | 19 | 116 | 82 | 82 |  | 2204 |  |  | 1558 | 0 | 1558 | [6 empty] | 0 | 0.58266 | 1284.1861
| E262 | 18231134 |  | Occupancy Sensors (>150W And <200W) | 10 | 0.00021213 | Comm Lighting | 2 | 162 | 82 | 82 |  | 324 |  |  | 164 | 0 | 164 | [6 empty] | 0 | 0.58266 | 188.7823
| E262 | 18231134 |  | Occupancy Sensors (>200W And <450W) | 10 | 0.00039545 | Comm Lighting | 2 | 302 | 82 | 82 |  | 604 |  |  | 164 | 0 | 164 | [6 empty] | 0 | 0.58266 | 351.9276
| E262 | 18231134 |  | Programmable Thermostat (2015) | 10 | 0.0012387 | Comm Space Heat | 4 | 473 | 160 | 160 |  | 1892 |  |  | 640 | 0 | 640 | [6 empty] | 0 | 1.3585 | 2570.2101
| E262 | 18231134 |  | SBDI Electric sprayhead 1.6 previously installed to .65gpm | 5 | 0.0016479 | Comm Water Heat | 6 | 839 | 71.21 | 71.21 |  | 5034 |  |  | 427.26 | 0 | 427.26 | [6 empty] | 0 | 0.29395 | 1479.7422
| E262 | 18231134 |  | SBDI Electric sprayhead not previously installed to .65gpm | 5 | 0.0023727 | Comm Water Heat | 6 | 1208 | 71.21 | 71.21 |  | 7248 |  |  | 427.26 | 0 | 427.26 | [6 empty] | 0 | 0.29395 | 2130.5466
| E262 | 18231134 |  | Smart Strip Plug-in | 4 | 5.2377e-05 | Plug Load | 2 | 100 | 55 | 55 |  | 200 |  |  | 110 | 0 | 110 | [6 empty] | 0 | 0.2597 | 51.9391
| E262 | 18231134 |  | (blank) | 12 | 0.086522 | Flat | 207 | 532.0145 | 155.0181 | 155.0181 |  | 110127 |  |  | 32088.75 | 0 | 32088.75 | [6 empty] | 0 | 0.62445 | 68768.7577
[6 empty] | 7.7548 | 0 |  |  |  |  | 0 | 15273888.3 | 0 | 948934.99 | 3561101.52 | 2320533.15 | 5881634.67 | 0 | 4510036.51 | 6830569.66 |  | 4183707.3377 | 6336335.4917 | 526496.1082 |  | 7875164.1407 | 1.8823 | 1.4502
QC Check against EESTracking and Exhibit 1
[14 empty] | BL Markdown | CI Laundry and Kitchen | CI DI | Comm HVAC | BL Rebates | SBDI | Total
[12 empty] | EES Tracking | DBtC | 407080.04 | 45600 | 4584.83 | 393390.74 | 243955.38 | 2466490.53 | 3561101.52
[13 empty] | O & M | 248598.22 | 75416.98 | 16384.64 | 191843.47 | 144865.57 | 271826.11 | 948934.99
[13 empty] | Total Budget | 655678.26 | 121016.98 | 20969.47 | 585234.21 | 388820.95 | 2738316.64 | 4510036.51
[13 empty] | Savings | 4508420 | 317989 | 200717 | 1139747 | 1914014.8 | 7193000.5 | 15273888.3
[12 empty] | Exhibit 1 | Spending | 4510036.51
[13 empty] | Savings | 15273.8882
[14 empty] | EESTracking |  | Exhibit 1
[12 empty] | ordernumber | program | Savings | Total Budget | Savings | Total Budget
[12 empty] | 18230714 | Business Lighting - Markdown {E} | 4508420 | 655678.26
[12 empty] | 18230716 | Business Lighting - Rebates {E} | 1914014.8 | 121016.98
[12 empty] | 18230717 | Commercial Direct Install {E} | 200717 | 20969
[12 empty] | 18230718 | Commercial HVAC {E} | 1139747 | 585234.21
[12 empty] | 18230722 | Commercial Kitchen/Laundry {E} | 317989 | 388820.95
[12 empty] | 18321134 | Small Business Direct Install {E} | 7193000.5 | 2738316.64
[13 empty] | Total | 15273888.3 | 4510036.04 | 15273888.2 | 4510036.51
1000
[14 empty] | 15273888.3 |  | 5881634.67
Note on J1: reblan: This must be reverse engineered from CSY data. Note error indicators to see method.

## E262 Commercial Kitchen_Laundry (hidden)
Rtn to Summary | E262 Commercial Kitchen Laundry : 2015 Program Savings, Budget, and Benefit-Cost Analysis
| Discount Rate: |  |  | 7.8%
| Sch. No. | Order Number | Project Number | Measure Name | Measure Life | Weighted Life | Electric End-Use Type | Number of units offered | kWh per unit | Incentives Per Unit | Incremental Measure Cost per Unit | Agency or Customer Cost per Unit | Total kWh Savings | Percent overhead | Program Overhead Cost | Total Incentive | Total Customer Cost | Total Incremental Measure Cost | Other Contribution Costs | Total Utility Program Costs | Total Resource Cost | Non-Energy Benefits | Utility Program Cost Time Zero | Total Resource Costs in Time Zero | Non-Energy Benefits in Time Zero | PV one kWh UC | PV Total Electric Savings Time Zero UC | UC B/C Ratio | TRC B/C Ratio
| E262 |  |  | Convection Oven - $500 (OLD) | 12 | 0.17799 | Comm Cooking | 1 | 2262 | 500 | 763 | 263 | 2262 |  |  |  | 263 |  | 0 |  |  | 0 |  |  | 0 | 0.62372 | 1410.8454
| E262 |  |  | Convection Oven - Double - $2000 | 12 | 2.6193 | Comm Cooking | 6 | 5548 | 2000 | 2014 | 14 | 33288 |  |  |  | 84 |  | 0 |  |  | 0 |  |  | 0 | 0.62372 | 20762.2559
| E262 |  |  | Convection Oven - Full Size - $1000 | 12 | 1.5279 | Comm Cooking | 7 | 2774 | 1000 | 1007 | 7 | 19418 |  |  |  | 49 |  | 0 |  |  | 0 |  |  | 0 | 0.62372 | 12111.3159
| E262 |  |  | Dishwasher - Door Type High Temp - Electric Booster | 15 | 0.43346 | Comm Water Heat | 1 | 4407 | 500 | 1813 | 1313 | 4407 |  |  |  | 1313 |  | 0 |  |  | 0 |  |  | 0 | 0.73377 | 3233.7051
| E262 |  |  | Dishwasher - MT High Temp - Electric Booster | 20 | 2.7125 | Comm Water Heat | 2 | 10342 | 1000 | 2312 | 1312 | 20684 |  |  |  | 2624 |  | 0 |  |  | 0 |  |  | 0 | 0.88009 | 18203.8042
| E262 |  |  | Dishwasher - ST High Temp - Electric Booster | 20 | 1.0363 | Comm Water Heat | 2 | 3951 | 750 | 4446 | 3696 | 7902 |  |  |  | 7392 |  | 0 |  |  | 0 |  |  | 0 | 0.88009 | 6954.4798
| E262 |  |  | Dishwasher - Under Counter - High Temp - $150 | 10 | 0.50476 | Comm Water Heat | 3 | 2566 | 150 | 232 | 82 | 7698 |  |  |  | 246 |  | 0 |  |  | 0 |  |  | 0 | 0.54266 | 4177.4322
| E262 |  |  | Dishwasher - Under Counter High Temp - $150 (OLD) | 10 | 0.17573 | Comm Water Heat | 1 | 2680 | 150 | 333 | 183 | 2680 |  |  |  | 183 |  | 0 |  |  | 0 |  |  | 0 | 0.54266 | 1454.3412
| E262 |  |  | Dishwasher - Door Type Low Temp - $750 | 15 | 1.5669 | Comm Water Heat | 1 | 15931 | 750 | 2659 | 1909 | 15931 |  |  |  | 1909 |  | 0 |  |  | 0 |  |  | 0 | 0.73377 | 11689.6201
| E262 |  |  | Dishwasher - Under Counter High Temp - Electric Booster | 10 | 0.19658 | Comm Water Heat | 2 | 1499 | 150 | 192 | 42 | 2998 |  |  |  | 84 |  | 0 |  |  | 0 |  |  | 0 | 0.54266 | 1626.9085
| E262 |  |  | Ice Machine - 101 to 300 lbs Ice per Day | 10 | 0.052784 | Comm Refrigeration | 1 | 805 | 100 | 286 | 186 | 805 |  |  |  | 186 |  | 0 |  |  | 0 |  |  | 0 | 0.53359 | 429.541
| E262 |  |  | Ice Machine - 1001 to 1500 lbs Ice per Day | 10 | 0.6822 | Comm Refrigeration | 4 | 2601 | 300 | 589 | 289 | 10404 |  |  |  | 1156 |  | 0 |  |  | 0 |  |  | 0 | 0.53359 | 5551.4834
| E262 |  |  | Ice Machine - 301 to 500 lbs Ice per Day | 10 | 0.5127 | Comm Refrigeration | 7 | 1117 | 100 | 266 | 166 | 7819 |  |  |  | 1162 |  | 0 |  |  | 0 |  |  | 0 | 0.53359 | 4172.15
| E262 |  |  | Sales Incentive - $30 | 0 | 0 |  | 2 | 0 | 30 | 30 | 0 | 0 |  |  |  | 0 |  | 0 |  |  | 0 |  |  | 0 | 0 | 0
| E262 |  |  | Sales Incentive - Comml Ovens - $50 | 0 | 0 |  | 5 | 0 | 50 | 50 | 0 | 0 |  |  |  | 0 |  | 0 |  |  | 0 |  |  | 0 | 0 | 0
| E262 |  |  | Steam Cooker - 3 Pan - $750 (OLD) | 10 | 0.52607 | Comm Cooking | 1 | 8023 | 750 | 2579 | 1829 | 8023 |  |  |  | 1829 |  | 0 |  |  | 0 |  |  | 0 | 0.54162 | 4345.4569
| E262 |  |  | $100 Ice Maker Up to 500 Lbs (OLD) | 12 | 0.064443 | Comm Refrigeration | 819 | 1 | 100 | 286 | 186 | 819 |  |  |  | 152334 |  | 0 |  |  | 0 |  |  | 0 | 0.6151 | 503.7699
| E262 |  |  | Dishwasher - Under Counter High Temp - $500 (OLD) | 10 | 0.48319 | Comm Water Heat | 1 | 7369 | 500 | 1000 | 500 | 7369 |  |  |  | 500 |  | 0 |  |  | 0 |  |  | 0 | 0.54266 | 3998.8956
[6 empty] | 13.2728 | 0 |  |  |  |  | 11977 | 152507 | 0 | 70080.03 | 28810 | 171314 | 47976 | 0 | 98890.03 | 118056.03 | 0 | 91734.7217 | 109513.9425 | 0 | 10.027 | 100626.0052 | 1.0969 | 1.0107
[11 empty] | 281924 | [6 empty] | 47976
[6 empty] | Single Family Space Heat | SF Space Heat
[6 empty] | Single Family Heat Pump | SF Heat Pump
[6 empty] | Multifamily Space Heat | MF Space Heat
[6 empty] | Residential Water Heat | Res Water Heat
[6 empty] | Residential Refrigerator | Res Refrigerator
[6 empty] | Residential Plug Load | Plug Load
[6 empty] | Residential Lighting | Res Lighting
[6 empty] | Commercial Space Heat | Comm Space Heat
[6 empty] | Commercial Refrigeration | Comm Refrigeration
[6 empty] | Commercial Cooling | Comm Cooling
[6 empty] | Commercial Cooking | Comm Cooking
[6 empty] | Commcerical Lighting | Comm Lighting
[6 empty] | Commercial Flat | Flat
[6 empty] | Commercial Water Heat | Comm Water Heat

## E262 Business Lighting Markdown (hidden)
Rtn to Summary | E262 Business Lighting Markdown : 2015 Program Savings, Budget, and Benefit-Cost Analysis
| Discount Rate: |  |  | 7.8%
| Sch. No. | Order Number | Project Number | Measure Name | Measure Life | Weighted Life | Electric End-Use Type | Number of units offered | kWh per unit | Incentives Per Unit | Incremental Measure Cost per Unit | Agency or Customer Cost per Unit | Total kWh Savings | Percent overhead | Program Overhead Cost | Total Incentive | Total Customer Cost | Total Incremental Measure Cost | Other Contribution Costs | Total Utility Program Costs | Total Resource Cost | Non-Energy Benefits | Utility Program Cost Time Zero | Total Resource Costs in Time Zero | Non-Energy Benefits in Time Zero | PV one kWh UC | PV Total Electric Savings Time Zero UC | UC B/C Ratio | TRC B/C Ratio
| E262 |  |  | LED - Omnidirectional - Other | 5 | 0.015458 | Comm Lighting | 115 | 168 | 15 | 0 | 0 | 19320 |  |  |  | 0 | 0 | 0 |  |  | 0 |  |  | 0 | 0.31759 | 6135.7993
| E262 |  |  | LED - Decorative - Hospital | 3 | 0.0016735 | Comm Lighting | 21 | 166 | 5 | 22 | 17 | 3486 |  |  |  | 357 | 462 | 0 |  |  | 0 |  |  | 0 | 0.19549 | 681.4696
| E262 |  |  | LED - Decorative - Hotel Rooms | 3 | 0.0016937 | Comm Lighting | 98 | 36 | 5 | 22 | 17 | 3528 |  |  |  | 1666 | 2156 | 0 |  |  | 0 |  |  | 0 | 0.19549 | 689.68
| E262 |  |  | LED - Decorative - Other | 3 | 0.012861 | Comm Lighting | 235 | 114 | 5 | 22 | 17 | 26790 |  |  |  | 3995 | 5170 | 0 |  |  | 0 |  |  | 0 | 0.19549 | 5237.1111
| E262 |  |  | LED - Decorative - Other Health | 3 | 0.00023044 | Comm Lighting | 4 | 120 | 5 | 22 | 17 | 480 |  |  |  | 68 | 88 | 0 |  |  | 0 |  |  | 0 | 0.19549 | 93.834
| E262 |  |  | LED - Decorative Hotel Commons | 3 | 0.022083 | Comm Lighting | 211 | 218 | 5 | 22 | 17 | 45998 |  |  |  | 3587 | 4642 | 0 |  |  | 0 |  |  | 0 | 0.19549 | 8992.0357
| E262 |  |  | LED - Decorative Office | 3 | 0.00015362 | Comm Lighting | 4 | 80 | 5 | 22 | 17 | 320 |  |  |  | 68 | 88 | 0 |  |  | 0 |  |  | 0 | 0.19549 | 62.556
| E262 |  |  | LED - Decorative Restaurant | 3 | 0.0048776 | Comm Lighting | 80 | 127 | 5 | 22 | 17 | 10160 |  |  |  | 1360 | 1760 | 0 |  |  | 0 |  |  | 0 | 0.19549 | 1986.1534
| E262 |  |  | LED - Decorative Retail | 3 | 0.0024714 | Comm Lighting | 52 | 99 | 5 | 22 | 17 | 5148 |  |  |  | 884 | 1144 | 0 |  |  | 0 |  |  | 0 | 0.19549 | 1006.3698
| E262 |  |  | LED - HW Recessed Retrofit Kit - Hotel Commons | 12 | 0.15843 | Comm Lighting | 300 | 275 | 25 | 50 | 25 | 82500 |  |  |  | 7500 | 15000 | 0 |  |  | 0 |  |  | 0 | 0.67085 | 55345.0995
| E262 |  |  | LED - HW Recessed Retrofit Kit - Office | 12 | 0.051009 | Comm Lighting | 263 | 101 | 25 | 50 | 25 | 26563 |  |  |  | 6575 | 13150 | 0 |  |  | 0 |  |  | 0 | 0.67085 | 17819.7803
| E262 |  |  | LED - HW Recessed Retrofit Kit - Other | 12 | 0.21043 | Comm Lighting | 761 | 144 | 25 | 50 | 25 | 109584 |  |  |  | 19025 | 38050 | 0 |  |  | 0 |  |  | 0 | 0.67085 | 73514.3925
| E262 |  |  | LED - HW Recessed Retrofit Kit - Other Health | 12 | 0.037406 | Comm Lighting | 129 | 151 | 25 | 50 | 25 | 19479 |  |  |  | 3225 | 6450 | 0 |  |  | 0 |  |  | 0 | 0.67085 | 13067.4811
| E262 |  |  | LED - HW Recessed Retrofit Kit - Restaurant | 12 | 0.05469 | Comm Lighting | 178 | 160 | 25 | 50 | 25 | 28480 |  |  |  | 4450 | 8900 | 0 |  |  | 0 |  |  | 0 | 0.67085 | 19105.7992
| E262 |  |  | LED - HW Recessed Retrofit Kit - Retail | 12 | 0.10274 | Comm Lighting | 428 | 125 | 25 | 50 | 25 | 53500 |  |  |  | 10700 | 21400 | 0 |  |  | 0 |  |  | 0 | 0.67085 | 35890.4585
| E262 |  |  | LED - HW Recessed Retrofit Kit - Warehouse | 12 | 0.010735 | Comm Lighting | 43 | 130 | 25 | 50 | 25 | 5590 |  |  |  | 1075 | 2150 | 0 |  |  | 0 |  |  | 0 | 0.67085 | 3750.0498
| E262 |  |  | LED - MR16 - Grocery | 5 | 0.023685 | Comm Lighting | 117 | 253 | 15 | 28 | 13 | 29601 |  |  |  | 1521 | 3276 | 0 |  |  | 0 |  |  | 0 | 0.31759 | 9400.921
| E262 |  |  | LED - MR16 - Hotel Commons | 5 | 0.011458 | Comm Lighting | 40 | 358 | 15 | 28 | 13 | 14320 |  |  |  | 520 | 1120 | 0 |  |  | 0 |  |  | 0 | 0.31759 | 4547.8595
| E262 |  |  | LED - MR16 - Hotel Rooms | 5 | 0.00028324 | Comm Lighting | 6 | 59 | 15 | 28 | 13 | 354 |  |  |  | 78 | 168 | 0 |  |  | 0 |  |  | 0 | 0.31759 | 112.4261
| E262 |  |  | LED - MR16 - Office | 5 | 0.027566 | Comm Lighting | 261 | 132 | 15 | 28 | 13 | 34452 |  |  |  | 3393 | 7308 | 0 |  |  | 0 |  |  | 0 | 0.31759 | 10941.5402
| E262 |  |  | LED - MR16 - Other | 5 | 0.057763 | Comm Lighting | 384 | 188 | 15 | 28 | 13 | 72192 |  |  |  | 4992 | 10752 | 0 |  |  | 0 |  |  | 0 | 0.31759 | 22927.3096
| E262 |  |  | LED - MR16 - Other Health | 5 | 0.00047287 | Comm Lighting | 3 | 197 | 15 | 28 | 13 | 591 |  |  |  | 39 | 84 | 0 |  |  | 0 |  |  | 0 | 0.31759 | 187.6945
| E262 |  |  | LED - MR16 - Restaurant | 5 | 0.019139 | Comm Lighting | 115 | 208 | 15 | 28 | 13 | 23920 |  |  |  | 1495 | 3220 | 0 |  |  | 0 |  |  | 0 | 0.31759 | 7596.7039
| E262 |  |  | LED - MR16 - Retail | 5 | 0.019824 | Comm Lighting | 152 | 163 | 15 | 28 | 13 | 24776 |  |  |  | 1976 | 4256 | 0 |  |  | 0 |  |  | 0 | 0.31759 | 7868.5592
| E262 |  |  | LED - MR16 - University | 5 | 0.0074812 | Comm Lighting | 34 | 275 | 15 | 28 | 13 | 9350 |  |  |  | 442 | 952 | 0 |  |  | 0 |  |  | 0 | 0.31759 | 2969.4474
| E262 |  |  | LED - MR16 - Warehouse | 5 | 0.011562 | Comm Lighting | 85 | 170 | 15 | 28 | 13 | 14450 |  |  |  | 1105 | 2380 | 0 |  |  | 0 |  |  | 0 | 0.31759 | 4589.1459
| E262 |  |  | LED - Omnidirectional - Grocery | 5 | 0.027514 | Comm Lighting | 137 | 251 | 10 | 32 | 22 | 34387 |  |  |  | 3014 | 4384 | 0 |  |  | 0 |  |  | 0 | 0.31759 | 10920.897
| E262 |  |  | LED - Omnidirectional - Hospital | 5 | 0.044017 | Comm Lighting | 203 | 271 | 10 | 32 | 22 | 55013 |  |  |  | 4466 | 6496 | 0 |  |  | 0 |  |  | 0 | 0.31759 | 17471.4661
| E262 |  |  | LED - Omnidirectional - Hotel Commons | 5 | 1.1387 | Comm Lighting | 4009 | 355 | 10 | 32 | 22 | 1423195 |  |  |  | 88198 | 128288 | 0 |  |  | 0 |  |  | 0 | 0.31759 | 451989.5891
| E262 |  |  | LED - Omnidirectional - Hotel Rooms | 5 | 0.4217 | Comm Lighting | 8933 | 59 | 10 | 32 | 22 | 527047 |  |  |  | 196526 | 285856 | 0 |  |  | 0 |  |  | 0 | 0.31759 | 167383.7787
| E262 |  |  | LED - Omnidirectional - Office | 5 | 0.063833 | Comm Lighting | 609 | 131 | 10 | 32 | 22 | 79779 |  |  |  | 13398 | 19488 | 0 |  |  | 0 |  |  | 0 | 0.31759 | 25336.8494
| E262 |  |  | LED - Omnidirectional - Other | 5 | 0.32827 | Comm Lighting | 2194 | 187 | 10 | 32 | 22 | 410278 |  |  |  | 48268 | 70208 | 0 |  |  | 0 |  |  | 0 | 0.31759 | 130299.3509
| E262 |  |  | LED - Omnidirectional - Other Health | 5 | 0.18083 | Comm Lighting | 1159 | 195 | 10 | 32 | 22 | 226005 |  |  |  | 25498 | 37088 | 0 |  |  | 0 |  |  | 0 | 0.31759 | 71776.4657
| E262 |  |  | LED - Omnidirectional - Restaurant | 5 | 0.12115 | Comm Lighting | 735 | 206 | 10 | 32 | 22 | 151410 |  |  |  | 16170 | 23520 | 0 |  |  | 0 |  |  | 0 | 0.31759 | 48085.9922
| E262 |  |  | LED - Omnidirectional - Retail | 5 | 0.13766 | Comm Lighting | 1062 | 162 | 10 | 32 | 22 | 172044 |  |  |  | 23364 | 33984 | 0 |  |  | 0 |  |  | 0 | 0.31759 | 54639.1021
| E262 |  |  | LED - Omnidirectional - School (K-12) | 5 | 0.0026684 | Comm Lighting | 29 | 115 | 10 | 32 | 22 | 3335 |  |  |  | 638 | 928 | 0 |  |  | 0 |  |  | 0 | 0.31759 | 1059.1558
| E262 |  |  | LED - Omnidirectional - University | 5 | 0.01529 | Comm Lighting | 70 | 273 | 10 | 32 | 22 | 19110 |  |  |  | 1540 | 2240 | 0 |  |  | 0 |  |  | 0 | 0.31759 | 6069.1058
| E262 |  |  | LED - PAR 38 & 40 - Grocery | 5 | 0.045791 | Comm Lighting | 295 | 194 | 20 | 50 | 30 | 57230 |  |  |  | 8850 | 14750 | 0 |  |  | 0 |  |  | 0 | 0.31759 | 18175.5586
| E262 |  |  | LED - PAR 38 & 40 - Hotel Commons | 5 | 0.066671 | Comm Lighting | 303 | 275 | 20 | 50 | 30 | 83325 |  |  |  | 9090 | 15150 | 0 |  |  | 0 |  |  | 0 | 0.31759 | 26463.0163
| E262 |  |  | LED - PAR 38 & 40 - Hotel Rooms | 5 | 0.010226 | Comm Lighting | 284 | 45 | 20 | 50 | 30 | 12780 |  |  |  | 8520 | 14200 | 0 |  |  | 0 |  |  | 0 | 0.31759 | 4058.7741
| E262 |  |  | LED - PAR 38 & 40 - Office | 5 | 0.018829 | Comm Lighting | 233 | 101 | 20 | 50 | 30 | 23533 |  |  |  | 6990 | 11650 | 0 |  |  | 0 |  |  | 0 | 0.31759 | 7473.7973
| E262 |  |  | LED - PAR 38 & 40 - Other | 5 | 0.07662 | Comm Lighting | 665 | 144 | 20 | 50 | 30 | 95760 |  |  |  | 19950 | 33250 | 0 |  |  | 0 |  |  | 0 | 0.31759 | 30412.2225
| E262 |  |  | LED - PAR 38 & 40 - Other Health | 5 | 0.016915 | Comm Lighting | 140 | 151 | 20 | 50 | 30 | 21140 |  |  |  | 4200 | 7000 | 0 |  |  | 0 |  |  | 0 | 0.31759 | 6713.8094
| E262 |  |  | LED - PAR 38 & 40 - Restaurant | 5 | 0.012034 | Comm Lighting | 94 | 160 | 20 | 50 | 30 | 15040 |  |  |  | 2820 | 4700 | 0 |  |  | 0 |  |  | 0 | 0.31759 | 4776.5228
| E262 |  |  | LED - PAR 38 & 40 - Retail | 5 | 0.011702 | Comm Lighting | 117 | 125 | 20 | 50 | 30 | 14625 |  |  |  | 3510 | 5850 | 0 |  |  | 0 |  |  | 0 | 0.31759 | 4644.7238
| E262 |  |  | LED - PAR 38 & 40 - School (K-12) | 5 | 0.010753 | Comm Lighting | 151 | 89 | 20 | 50 | 30 | 13439 |  |  |  | 4530 | 7550 | 0 |  |  | 0 |  |  | 0 | 0.31759 | 4268.0645
| E262 |  |  | LED - PAR 38 & 40 - University | 5 | 0.044233 | Comm Lighting | 262 | 211 | 20 | 50 | 30 | 55282 |  |  |  | 7860 | 13100 | 0 |  |  | 0 |  |  | 0 | 0.31759 | 17556.8973
| E262 |  |  | LED - PAR20 - Grocery | 5 | 0.0043855 | Comm Lighting | 27 | 203 | 20 | 28 | 8 | 5481 |  |  |  | 216 | 756 | 0 |  |  | 0 |  |  | 0 | 0.31759 | 1740.6996
| E262 |  |  | LED - PAR20 - Hospital | 5 | 0.0036966 | Comm Lighting | 21 | 220 | 20 | 28 | 8 | 4620 |  |  |  | 168 | 588 | 0 |  |  | 0 |  |  | 0 | 0.31759 | 1467.2564
| E262 |  |  | LED - PAR20 - Hotel Commons | 5 | 0.024426 | Comm Lighting | 106 | 288 | 20 | 28 | 8 | 30528 |  |  |  | 848 | 2968 | 0 |  |  | 0 |  |  | 0 | 0.31759 | 9695.3251
| E262 |  |  | LED - PAR20 - Office | 5 | 0.015945 | Comm Lighting | 188 | 106 | 20 | 28 | 8 | 19928 |  |  |  | 1504 | 5264 | 0 |  |  | 0 |  |  | 0 | 0.31759 | 6328.8928
| E262 |  |  | LED - PAR20 - Other | 5 | 0.083365 | Comm Lighting | 690 | 151 | 20 | 28 | 8 | 104190 |  |  |  | 5520 | 19320 | 0 |  |  | 0 |  |  | 0 | 0.31759 | 33089.489
| E262 |  |  | LED - PAR20 - Restaurant | 5 | 0.018707 | Comm Lighting | 140 | 167 | 20 | 28 | 8 | 23380 |  |  |  | 1120 | 3920 | 0 |  |  | 0 |  |  | 0 | 0.31759 | 7425.2064
| E262 |  |  | LED - PAR20 - Retail | 5 | 0.025366 | Comm Lighting | 242 | 131 | 20 | 28 | 8 | 31702 |  |  |  | 1936 | 6776 | 0 |  |  | 0 |  |  | 0 | 0.31759 | 10068.1733
| E262 |  |  | LED - PAR20 - Warehouse | 5 | 0.0038366 | Comm Lighting | 35 | 137 | 20 | 28 | 8 | 4795 |  |  |  | 280 | 980 | 0 |  |  | 0 |  |  | 0 | 0.31759 | 1522.8342
| E262 |  |  | LED - PAR30 - Grocery | 5 | 0.055857 | Comm Lighting | 390 | 179 | 20 | 46 | 26 | 69810 |  |  |  | 10140 | 17940 | 0 |  |  | 0 |  |  | 0 | 0.31759 | 22170.8151
| E262 |  |  | LED - PAR30 - Hospital | 5 | 0.019921 | Comm Lighting | 129 | 193 | 20 | 46 | 26 | 24897 |  |  |  | 3354 | 5934 | 0 |  |  | 0 |  |  | 0 | 0.31759 | 7906.9873
| E262 |  |  | LED - PAR30 - Hotel Commons | 5 | 0.40362 | Comm Lighting | 1986 | 254 | 20 | 46 | 26 | 504444 |  |  |  | 51636 | 91356 | 0 |  |  | 0 |  |  | 0 | 0.31759 | 160205.3382
| E262 |  |  | LED - PAR30 - Hotel Rooms | 5 | 0.045468 | Comm Lighting | 1353 | 42 | 20 | 46 | 26 | 56826 |  |  |  | 35178 | 62238 | 0 |  |  | 0 |  |  | 0 | 0.31759 | 18047.2531
| E262 |  |  | LED - PAR30 - Office | 5 | 0.055958 | Comm Lighting | 744 | 94 | 20 | 46 | 26 | 69936 |  |  |  | 19344 | 34224 | 0 |  |  | 0 |  |  | 0 | 0.31759 | 22210.8312
| E262 |  |  | LED - PAR30 - Other | 5 | 0.18038 | Comm Lighting | 1695 | 133 | 20 | 46 | 26 | 225435 |  |  |  | 44070 | 77970 | 0 |  |  | 0 |  |  | 0 | 0.31759 | 71595.4406
| E262 |  |  | LED - PAR30 - Other Health | 5 | 0.0038086 | Comm Lighting | 34 | 140 | 20 | 46 | 26 | 4760 |  |  |  | 884 | 1564 | 0 |  |  | 0 |  |  | 0 | 0.31759 | 1511.7187
|  |  |  | LED - PAR30 - Restaurant | 5 |  | Comm Lighting | 389 | 147 | 20 | 46 | 26 | 57183 |  |  |  | 10114 | 17894 | 0 |  |  | 0 |  |  | 0 | 0.31759 | 18160.632
|  |  |  | LED - PAR30 - Retail | 5 |  | Comm Lighting | 1221 | 116 | 20 | 46 | 26 | 141636 |  |  |  | 31746 | 56166 | 0 |  |  | 0 |  |  | 0 | 0.31759 | 44981.8875
|  |  |  | LED - PAR30 - School (K-12) | 5 |  | Comm Lighting | 31 | 82 | 20 | 46 | 26 | 2542 |  |  |  | 806 | 1426 | 0 |  |  | 0 |  |  | 0 | 0.31759 | 807.3086
|  |  |  | LED - PAR30 - University | 5 |  | Comm Lighting | 38 | 195 | 20 | 46 | 26 | 7410 |  |  |  | 988 | 1748 | 0 |  |  | 0 |  |  | 0 | 0.31759 | 2353.3267
|  |  |  | LED - PAR30 - Warehouse | 5 |  | Comm Lighting | 71 | 121 | 20 | 46 | 26 | 8591 |  |  |  | 1846 | 3266 | 0 |  |  | 0 |  |  | 0 | 0.31759 | 2728.3981
|  |  |  | LED - Omnidirectional - Office | 5 |  | Comm Lighting | 9 | 118 | 15 | 0 | 0 | 1062 |  |  |  | 0 | 0 | 0 |  |  | 0 |  |  | 0 | 0.31759 | 337.2784
|  |  |  | LED - Omnidirectional - Retail [Retired] | 5 |  | Comm Lighting | 27 | 146 | 10 | 10 | 0 | 3942 |  |  |  | 0 | 270 | 0 |  |  | 0 |  |  | 0 | 0.31759 | 1251.9317
|  |  |  | LED - PAR20 - Grocery | 5 |  | Comm Lighting | 12 | 183 | 15 | 0 | 0 | 2196 |  |  |  | 0 | 0 | 0 |  |  | 0 |  |  | 0 | 0.31759 | 697.4231
|  |  |  | LED - PAR20 - Office | 5 |  | Comm Lighting | 6 | 96 | 15 | 0 | 0 | 576 |  |  |  | 0 | 0 | 0 |  |  | 0 |  |  | 0 | 0.31759 | 182.9307
|  |  |  | LED - PAR20 - Other | 5 |  | Comm Lighting | 18 | 136 | 15 | 0 | 0 | 2448 |  |  |  | 0 | 0 | 0 |  |  | 0 |  |  | 0 | 0.31759 | 777.4553
|  |  |  | LED - Decorative Retail [Retired] | 3 |  | Comm Lighting | 36 | 90 | 5 | 12 | 7 | 3240 |  |  |  | 252 | 432 | 0 |  |  | 0 |  |  | 0 | 0.19549 | 633.3796
|  |  |  | LED - HW Recessed Retrofit Kit - Office [Retired] | 12 |  | Comm Lighting | 3 | 91 | 25 | 32 | 7 | 273 |  |  |  | 21 | 96 | 0 |  |  | 0 |  |  | 0 | 0.67085 | 183.142
|  |  |  | LED - HW Recessed Retrofit Kit - Retail [Retired] | 12 |  | Comm Lighting | 6 | 113 | 25 | 30 | 5 | 678 |  |  |  | 30 | 180 | 0 |  |  | 0 |  |  | 0 | 0.67085 | 454.8361
|  |  |  | LED - HW Recessed Retrofit Kit - School (K-12) [Retired] | 12 |  | Comm Lighting | 6 | 80 | 25 | 35 | 10 | 480 |  |  |  | 60 | 210 | 0 |  |  | 0 |  |  | 0 | 0.67085 | 322.0079
|  |  |  | LED - MR16 - Grocery [Retired] | 5 |  | Comm Lighting | 4 | 227 | 15 | 21.4 | 6.4 | 908 |  |  |  | 25.6 | 85.6 | 0 |  |  | 0 |  |  | 0 | 0.31759 | 288.3699
|  |  |  | LED - MR16 - Hospital [Retired] | 5 |  | Comm Lighting | 100 | 273 | 15 | 26 | 11 | 27300 |  |  |  | 1100 | 2600 | 0 |  |  | 0 |  |  | 0 | 0.31759 | 8670.1512
|  |  |  | LED - MR16 - Office [Retired] | 5 |  | Comm Lighting | 15 | 119 | 15 | 21.94 | 6.94 | 1785 |  |  |  | 104.1 | 329.1 | 0 |  |  | 0 |  |  | 0 | 0.31759 | 566.8945
|  |  |  | LED - MR16 - Other [Retired] | 5 |  | Comm Lighting | 160 | 169 | 15 | 15.92 | 0.92 | 27040 |  |  |  | 147.2 | 2547.2 | 0 |  |  | 0 |  |  | 0 | 0.31759 | 8587.5783
|  |  |  | LED - MR16 - Other Health [Retired] | 5 |  | Comm Lighting | 61 | 177 | 15 | 17.88 | 2.88 | 10797 |  |  |  | 175.68 | 1090.68 | 0 |  |  | 0 |  |  | 0 | 0.31759 | 3428.9971
|  |  |  | LED - MR16 - Retail [Retired] | 5 |  | Comm Lighting | 6 | 147 | 15 | 15 | 0 | 882 |  |  |  | 0 | 90 | 0 |  |  | 0 |  |  | 0 | 0.31759 | 280.1126
|  |  |  | LED - MR16 - Warehouse [Retired] | 5 |  | Comm Lighting | 4 | 153 | 15 | 16.56 | 1.56 | 612 |  |  |  | 6.24 | 66.24 | 0 |  |  | 0 |  |  | 0 | 0.31759 | 194.3638
|  |  |  | LED - PAR 38 & 40 - Grocery [Retired] | 5 |  | Comm Lighting | 249 | 175 | 20 | 29.27 | 9.27 | 43575 |  |  |  | 2308.23 | 7288.23 | 0 |  |  | 0 |  |  | 0 | 0.31759 | 13838.8951
|  |  |  | LED - PAR 38 & 40 - Hotel Commons [Retired] | 5 |  | Comm Lighting | 34 | 247 | 20 | 29.27 | 9.27 | 8398 |  |  |  | 315.18 | 995.18 | 0 |  |  | 0 |  |  | 0 | 0.31759 | 2667.1036
|  |  |  | LED - PAR 38 & 40 - Office [Retired] | 5 |  | Comm Lighting | 54 | 91 | 20 | 32.31 | 12.31 | 4914 |  |  |  | 664.74 | 1744.74 | 0 |  |  | 0 |  |  | 0 | 0.31759 | 1560.6272
|  |  |  | LED - PAR 38 & 40 - Other [Retired] | 5 |  | Comm Lighting | 141 | 130 | 20 | 28.37 | 8.37 | 18330 |  |  |  | 1180.17 | 4000.17 | 0 |  |  | 0 |  |  | 0 | 0.31759 | 5821.3872
|  |  |  | LED - PAR 38 & 40 - Restaurant [Retired] | 5 |  | Comm Lighting | 88 | 144 | 20 | 42.68 | 22.68 | 12672 |  |  |  | 1995.84 | 3755.84 | 0 |  |  | 0 |  |  | 0 | 0.31759 | 4024.4746
|  |  |  | LED - PAR20 - Restaurant [Retired] | 5 |  | Comm Lighting | 15 | 151 | 20 | 27.99 | 7.99 | 2265 |  |  |  | 119.85 | 419.85 | 0 |  |  | 0 |  |  | 0 | 0.31759 | 719.3367
|  |  |  | LED - PAR30 - Grocery [Retired] | 5 |  | Comm Lighting | 33 | 161 | 20 | 20.71 | 0.71 | 5313 |  |  |  | 23.43 | 683.43 | 0 |  |  | 0 |  |  | 0 | 0.31759 | 1687.3448
|  |  |  | LED - PAR30 - Office [Retired] | 5 |  | Comm Lighting | 83 | 84 | 20 | 21.78 | 1.78 | 6972 |  |  |  | 147.74 | 1807.74 | 0 |  |  | 0 |  |  | 0 | 0.31759 | 2214.2232
|  |  |  | LED - PAR30 - Other [Retired] | 5 |  | Comm Lighting | 617 | 120 | 20 | 20.03 | 0.03 | 74040 |  |  |  | 18.51 | 12358.51 | 0 |  |  | 0 |  |  | 0 | 0.31759 | 23514.2122
|  |  |  | LED - PAR30 - Other Health [Retired] | 5 |  | Comm Lighting | 186 | 126 | 20 | 20.94 | 0.94 | 23436 |  |  |  | 174.84 | 3894.84 | 0 |  |  | 0 |  |  | 0 | 0.31759 | 7442.9913
|  |  |  | LED - PAR30 - Restaurant [Retired] | 5 |  | Comm Lighting | 31 | 133 | 20 | 26.81 | 6.81 | 4123 |  |  |  | 211.11 | 831.11 | 0 |  |  | 0 |  |  | 0 | 0.31759 | 1309.4151
|  |  |  | LED - PAR30 - Retail [Retired] | 5 |  | Comm Lighting | 81 | 104 | 20 | 28.24 | 8.24 | 8424 |  |  |  | 667.44 | 2287.44 | 0 |  |  | 0 |  |  | 0 | 0.31759 | 2675.3609
|  |  |  | LED - PAR30 - Warehouse [Retired] | 5 |  | Comm Lighting | 4 | 108 | 20 | 20 | 0 | 432 |  |  |  | 0 | 80 | 0 |  |  | 0 |  |  | 0 | 0.31759 | 137.198
|  |  |  | LED - Omnidirectional - Hotel Rooms [Retired] | 5 |  | Comm Lighting | 2936 | 63 | 15 | 22.5 | 7.5 | 184968 |  |  |  | 22020 | 66060 | 0 |  |  | 0 |  |  | 0 | 0.31759 | 58743.6088
|  |  |  | LED - HW Recessed Retrofit Kit - Other [Retired] | 12 |  | Comm Lighting | 14 | 130 | 25 | 32 | 7 | 1820 |  |  |  | 98 | 448 | 0 |  |  | 0 |  |  | 0 | 0.67085 | 1220.9464
|  |  |  | LED - PAR30 - University [Retired] | 5 |  | Comm Lighting | 12 | 176 | 20 | 25 | 5 | 2112 |  |  |  | 60 | 300 | 0 |  |  | 0 |  |  | 0 | 0.31759 | 670.7458
|  |  |  | LED - PAR20 - University [Retired] | 5 |  | Comm Lighting | 18 | 199 | 20 | 28 | 8 | 3582 |  |  |  | 144 | 504 | 0 |  |  | 0 |  |  | 0 | 0.31759 | 1137.6001
|  |  |  | LED - MR16 - University [Retired] | 5 |  | Comm Lighting | 37 | 248 | 15 | 22.52 | 7.52 | 9176 |  |  |  | 278.24 | 833.24 | 0 |  |  | 0 |  |  | 0 | 0.31759 | 2914.1871
|  |  |  | LED - Omnidirectional - Hotel Commons [Retired] | 5 |  | Comm Lighting | 64 | 320 | 10 | 22.5 | 12.5 | 20480 |  |  |  | 800 | 1440 | 0 |  |  | 0 |  |  | 0 | 0.31759 | 6504.2013
|  |  |  | LED - TLED4 - Other | 14 |  | Comm Lighting | 13 | 37 | 6 | 31.44 | 25.44 | 481 |  |  |  | 330.72 | 408.72 | 0 |  |  | 0 |  |  | 0 | 0.74901 | 360.2742
|  |  |  | LED - TLED4 - Office | 14 |  | Comm Lighting | 2176 | 26 | 6 | 31.44 | 25.44 | 56576 |  |  |  | 55357.44 | 68413.44 | 0 |  |  | 0 |  |  | 0 | 0.74901 | 42376.0383
|  |  |  | LED - Omnidirectional - $5 - Office | 5 |  | Comm Lighting | 13 | 131 | 5 | 30.2 | 25.2 | 1703 |  |  |  | 327.6 | 392.6 | 0 |  |  | 0 |  |  | 0 | 0.31759 | 540.8523
|  |  |  | LED - Omnidirectional - $5 - Other | 5 |  | Comm Lighting | 208 | 187 | 5 | 30.2 | 25.2 | 38896 |  |  |  | 5241.6 | 6281.6 | 0 |  |  | 0 |  |  | 0 | 0.31759 | 12352.9011
|  |  |  | LED - Omnidirectional - $5 - Restaurant | 5 |  | Comm Lighting | 86 | 206 | 5 | 30.2 | 25.2 | 17716 |  |  |  | 2167.2 | 2597.2 | 0 |  |  | 0 |  |  | 0 | 0.31759 | 5626.3882
|  |  |  | LED - Omnidirectional - $5 - University | 5 |  | Comm Lighting | 211 | 273 | 5 | 30.2 | 25.2 | 57603 |  |  |  | 5317.2 | 6372.2 | 0 |  |  | 0 |  |  | 0 | 0.31759 | 18294.019
[6 empty] | 4.6064 | 0 |  |  |  |  | 1705.3 | 6249009 | 0 | 193939.78 | 790359.28 | 901084.9 | 1508298.9 | 0 | 984299.06 | 1702238.68 | 0 | 913078.9054 | 1579071.1317 | 0 | 37.9493 | 2113323.8154 | 2.3145 | 1.4722

## E262 Commercial Direct Install (hidden)
Rtn to Summary | E262 Commercial Direct Install : 2015 Program Savings, Budget, and Benefit-Cost Analysis
| Discount Rate: |  |  | 7.8%
| Sch. No. | Order Number | Project Number | Measure Name | Measure Life | Weighted Life | Electric End-Use Type | Number of units offered | kWh per unit | Incentives Per Unit | Incremental Measure Cost per Unit | Agency or Customer Cost per Unit | Total kWh Savings | Percent overhead | Program Overhead Cost | Total Incentive | Total Customer Cost | Total Incremental Measure Cost | Other Contribution Costs | Total Utility Program Costs | Total Resource Cost | Non-Energy Benefits | Utility Program Cost Time Zero | Total Resource Costs in Time Zero | Non-Energy Benefits in Time Zero | PV one kWh UC | PV Total Electric Savings Time Zero UC | UC B/C Ratio | TRC B/C Ratio
| E262 |  |  | Showerhead - Any Comm - DI Split - E - 1.5 GPM | 10 | 1.9526 | Comm Water Heat | 254 | 228 | 34.5 | 34.5 | 0 | 57912 |  |  |  | 0 | 8763 | 0 | 0 | 0 | 0 | 0 | 0 | 0 | 0.54266 | 31426.7934
| E262 |  |  | Aerator - $10 | 5 | 2.2205 | Comm Water Heat | 185 | 712 | 9.5 | 9.5 | 0 | 131720 |  |  |  | 0 | 1757.5 | 0 | 0 | 0 | 60526.45 | 0 | 0 | 56146.9852 | 0.29395 | 38719.0397
| E262 |  |  | Aerator - Split | 5 | 0.024006 | Comm Water Heat | 2 | 712 | 2.5 | 2.5 | 0 | 1424 |  |  |  | 0 | 5 | 0 | 0 | 0 | 654.34 | 0 | 0 | 606.9944 | 0.29395 | 418.5842
| E262 |  |  | Aerator - Split - $10 | 5 | 0.15604 | Comm Water Heat | 13 | 712 | 4.75 | 4.75 | 0 | 9256 |  |  |  | 0 | 61.75 | 0 | 0 | 0 | 4253.21 | 0 | 0 | 3945.4638 | 0.29395 | 2720.7974
| E262 |  |  | Showerhead - Any Comm - DI - E - 1.5 GPM | 10 | 3.2056 | Comm Water Heat | 417 | 228 | 41 | 41 | 0 | 95076 |  |  |  | 0 | 17097 | 0 | 0 | 0 | 0 | 0 | 0 | 0 | 0.54266 | 51594.3812
| E262 |  |  | Sprayhead - Split - Not PI to 0.65 GPM | 5 | 0.020364 | Comm Water Heat | 1 | 1208 | 64.5 | 64.5 | 0 | 1208 |  |  |  | 0 | 64.5 | 0 | 0 | 0 | 229.88 | 0 | 0 | 213.2468 | 0.29395 | 355.0911
[6 empty] | 7.5791 | 0 |  |  |  |  | 0 | 296596 | 0 | 9200.59 | 27772.31 | 0 | 27748.75 | 0 | 36972.9 | 36949.34 | 65663.88 | 34297.6809 | 34275.8256 | 60912.6902 | 2.2611 | 125234.687 | 3.6514 | 5.7962
454000
|  |  |  | MEASURENAME | MEASURELIFE | ENDUSE | # of Units | MEASURESAVINGS | MEASUREINCENTIVE | MEASURECOST | NEBSPERUNIT | SAVINGSYEAR | MEASUREYEAREND | SAVINGSUOM | Total NEBs
|  |  |  | Showerhead - Any Comm - DI Split - E - 1.5 GPM | 10 | Comm Water Heat | 254 | 228 | 34.5 | 34.5 | 0 | 2014 | 2015 | kWh | 0
|  |  |  | Aerator - $10 | 5 | Comm Water Heat | 185 | 712 | 9.5 | 9.5 | 327.17 | 2014 | 2015 | kWh | 60526.45
|  |  |  | Aerator - Split | 5 | Comm Water Heat | 2 | 712 | 2.5 | 2.5 | 327.17 | 2014 | 2015 | kWh | 654.34
|  |  |  | Aerator - Split - $10 | 5 | Comm Water Heat | 13 | 712 | 4.75 | 4.75 | 327.17 | 2014 | 2015 | kWh | 4253.21
|  |  |  | Showerhead - Any Comm - DI - E - 1.5 GPM | 10 | Comm Water Heat | 417 | 228 | 41 | 41 | 0 | 2014 | 2015 | kWh | 0
|  |  |  | Sprayhead - Split - Not PI to 0.65 GPM | 5 | Comm Water Heat | 1 | 1208 | 64.5 | 64.5 | 229.88 | 2014 | 2015 | kWh | 229.88
Note on H25: reblan: SAVINGS DO NOT MATCH EXHIBIT 1 I THINK EXHIBIT 1 IS WRONG

## E262 Commercial HVAC (hidden)
Rtn to Summary | E262 Commercial HVAC : 2015 Program Savings, Budget, and Benefit-Cost Analysis
| Discount Rate: |  |  | 7.8%
| Sch. No. | Order Number | Project Number | Measure Name | Measure Life | Weighted Life | Electric End-Use Type | Number of units offered | kWh per unit | Incentives Per Unit | Incremental Measure Cost per Unit | Agency or Customer Cost per Unit | Total kWh Savings | Percent overhead | Program Overhead Cost | Total Incentive | Total Customer Cost | Total Incremental Measure Cost | Other Contribution Costs | Total Utility Program Costs | Total Resource Cost | Non-Energy Benefits | Utility Program Cost Time Zero | Total Resource Costs in Time Zero | Non-Energy Benefits in Time Zero | PV one kWh UC | PV Total Electric Savings Time Zero UC | UC B/C Ratio | TRC B/C Ratio
| E262 |  |  | Air Conditioner - Tier 1 | 15 | 0.16967 | Comm Cooling | 250.5 | 80 | 30 | 0 | 0 | 20040 |  |  |  | 0 | 0 | 0 | [5 empty] | 0 | 0.47265 | 9471.9628
| E262 |  |  | Air Conditioner - Tier 2 | 15 | 0.16459 | Comm Cooling | 243 | 80 | 30 | 0 | 0 | 19440 |  |  |  | 0 | 0 | 0 | [5 empty] | 0 | 0.47265 | 9188.3711
| E262 |  |  | High Efficiency HVAC Retrofit | 15 | 3.5555 | Comm Space Heat | 419937 | 1 | 0 | 0 | 0 | 419937 |  |  |  | 0 | 0 | 0 | [5 empty] | 0 | 1.7942 | 753471.1769
| E262 |  |  | HVAC Demand Control Ventilation | 10 | 0.028155 | Comm Cooling | 4988 | 1 | 0 | 0 | 0 | 4988 |  |  |  | 0 | 0 | 0 | [5 empty] | 0 | 0.34142 | 1702.9906
| E262 |  |  | Occupancy Based Thermostat Controls - 5 Degrees | 10 | 4.2968 | Comm Space Heat | 3429 | 222 | 100 | 186.09 | 86.09 | 761238 |  |  |  | 295202.61 | 638102.61 | 0 | [5 empty] | 0 | 1.3585 | 1034112.8996
| E262 |  |  | Occupancy-Based HVAC Controls Ltd Srvc | 10 |  | Comm Space Heat | 87 | 222 | 100 | 186.09 | 86.09 | 19314 |  |  |  | 7489.83 | 16189.83 | 0 | [5 empty] | 0 | 1.3585 | 26237.3352
| E262 |  |  | Packaged Terminal Heat Pump - Hotel | 15 |  | Comm Space Heat | 109 | 646 | 100 | 105 | 5 | 70414 |  |  |  | 545 | 11445 | 0 | [5 empty] | 0 | 1.7942 | 126340.1878
| E262 |  |  | Premium HVAC | 5 |  | Comm Cooling | 198519 | 1 | 0 | 0 | 0 | 198519 |  |  |  | 0 | 0 | 0 | [5 empty] | 0 | 0.17594 | 34927.8159
| E262 |  |  | PTAC to PTHP - Retrofit | 15 |  | Comm Space Heat | 2 | 646 | 150 | 105 | 0 | 1292 |  |  |  | 0 | 210 | 0 | [5 empty] | 0 | 1.7942 | 2318.1686
| E262 |  |  | PTHP to PTHP - New Construction | 15 |  | Comm Space Heat | 56202 | 1 | 0 | 0 | 0 | 56202 |  |  |  | 0 | 0 | 0 | [5 empty] | 0 | 1.7942 | 100840.3334
| E262 |  |  | PTHP to PTHP - New Retrofit | 15 |  | Comm Space Heat | 34 | 646 | 150 | 105 | 0 | 21964 |  |  |  | 0 | 3570 | 0 | [5 empty] | 0 | 1.7942 | 39408.8659
| E262 |  |  | $150 Electric EGP Retrofit Tier 2 | 15 |  | Comm Space Heat | 1385 | 1 | 1 | 1 | 0 | 1385 |  |  |  | 0 | 1385 | 0 | [5 empty] | 0 | 1.7942 | 2485.0337
| E262 |  |  | $150 Heat Pump Tier 2 | 15 |  | Comm Space Heat | 4118 | 1 | 1 | 1 | 0 | 4118 |  |  |  | 0 | 4118 | 0 | [5 empty] | 0 | 1.7942 | 7388.7138
| E262 |  |  | $550 Electric EGP Tier 2 | 15 |  | Comm Space Heat | 163905 | 1 | 1 | 1 | 0 | 163905 |  |  |  | 0 | 163905 | 0 | [5 empty] | 0 | 1.7942 | 294086.2397
| E262 |  |  | $550 Heat Pump Gas Pack Tier 2 | 15 |  | Comm Space Heat | 8890 | 1 | 1 | 1 | 0 | 8890 |  |  |  | 0 | 8890 | 0 | [5 empty] | 0 | 1.7942 | 15950.8659
[6 empty] | 8.2147 | [5 empty] | 177.18 | 1771646 |  | 169416.85 | 689707.83 | 303237.44 | 847815.44 | 0 | 859124.68 | 1017232.29 | 0 | 796961.6698 | 943629.2115 | 0 | 20.3278 | 2457930.961 | 3.0841 | 2.8652

## E262 Small Business DI (hidden)
Rtn to Summary | E262 Small Business Direct Install : 2015 Program Savings, Budget, and Benefit-Cost Analysis
| Discount Rate: |  |  | 7.8%
| Sch. No. | Order Number | Project Number | Measure Name | Measure Life | Weighted Life | Electric End-Use Type | Number of units offered | kWh per unit | Incentives Per Unit | Incremental Measure Cost per Unit | Agency or Customer Cost per Unit | Total kWh Savings | Percent overhead | Program Overhead Cost | Total Incentive | Total Customer Cost | Total Incremental Measure Cost | Other Contribution Costs | Total Utility Program Costs | Total Resource Cost | Non-Energy Benefits | Utility Program Cost Time Zero | Total Resource Costs in Time Zero | Non-Energy Benefits in Time Zero | PV one kWh UC | PV Total Electric Savings Time Zero UC | UC B/C Ratio | TRC B/C Ratio
| E262 |  |  | RFP: Outreach - SB Direct Install (Wilden/SBW) - Elec | 0 | 0 | Flat | 2830327 | 1 | 0 | 0 | 0 | 2830327 |  |  |  | 0 | 0 | 0 |  |  | 0 |  |  | 0 | Flat | #VALUE!
| E262 |  |  | Aerator - SBDI | 5 | 0.12274 | Comm Water Heat | 302 | 712 | 8 | 8 | 0 | 215024 |  |  |  | 0 | 2416 | 0 |  |  | 98805.34 |  |  | 91656.1596 | 0.29395 | 63206.2162
| E262 |  |  | Lamp - 120W Multi-Lamp Inc Fixture to 2L F17T8 (NBF) | 12 | 0.0010083 | Comm Lighting | 2 | 368 | 108 | 108 | 0 | 736 |  |  |  | 0 | 216 | 0 |  |  | 0 |  |  | 0 | 0.67085 | 493.7454
| E262 |  |  | Lamp - 2' 1L T12 to 2' 1L T8 | 12 | 0.0011796 | Comm Lighting | 21 | 41 | 52.23 | 52.23 | 0 | 861 |  |  |  | 0 | 1096.83 | 0 |  |  | 0 |  |  | 0 | 0.67085 | 577.6016
| E262 |  |  | Lamp - 240W Multi-Lamp Inc Fixture to 2L F28T8 (NBF) | 12 | 0.005432 | Comm Lighting | 5 | 793 | 111 | 111 | 0 | 3965 |  |  |  | 0 | 555 | 0 |  |  | 0 |  |  | 0 | 0.67085 | 2659.919
| E262 |  |  | Lamp - 3' 1L T12 to 3' 1L T8 | 12 | 0.0005754 | Comm Lighting | 6 | 70 | 53.23 | 53.23 | 0 | 420 |  |  |  | 0 | 319.38 | 0 |  |  | 0 |  |  | 0 | 0.67085 | 281.7569
| E262 |  |  | Lamp - 4' 1L T12 to 4' 1L T8 | 12 | 0.025498 | Comm Lighting | 282 | 66 | 54.75 | 54.75 | 0 | 18612 |  |  |  | 0 | 15439.5 | 0 |  |  | 0 |  |  | 0 | 0.67085 | 12485.8544
| E262 |  |  | Lamp - 4' 2L T12 HO to 4' 2L T8 | 12 | 0.23417 | Comm Lighting | 406 | 421 | 57.23 | 57.23 | 0 | 170926 |  |  |  | 0 | 23235.38 | 0 |  |  | 0 |  |  | 0 | 0.67085 | 114665.6543
| E262 |  |  | Lamp - 4' 2L T12 to 4' 2L T8 | 12 | 0.37841 | Comm Lighting | 2031 | 136 | 57.23 | 57.23 | 0 | 276216 |  |  |  | 0 | 116234.13 | 0 |  |  | 0 |  |  | 0 | 0.67085 | 185299.4182
| E262 |  |  | Lamp - 4' 3L T12 to 4' 2L T8 (Delamp & Reflector) | 12 | -0.056416 | Comm Lighting | -142 | 290 | 91 | 91 | 0 | -41180 |  |  |  | 0 | -12922 | 0 |  |  | 0 |  |  | 0 | 0.67085 | -27625.5903
| E262 |  |  | Lamp - 4' 4L T12 HO to 4' 2L T8 (Delamp & Reflector) | 12 | -0.0013933 | Comm Lighting | -1 | 1017 | 88.83 | 88.83 | 0 | -1017 |  |  |  | 0 | -88.83 | 0 |  |  | 0 |  |  | 0 | 0.67085 | -682.2541
| E262 |  |  | Lamp - 4' 4L T12 HO to 4' 4L T8 | 12 | 0.46658 | Comm Lighting | 404 | 843 | 67.83 | 67.83 | 0 | 340572 |  |  |  | 0 | 27403.32 | 0 |  |  | 0 |  |  | 0 | 0.67085 | 228472.6209
| E262 |  |  | Lamp - 4' 4L T12 to 4' 2L T8 (Delamp & Reflector) | 12 | 0.32995 | Comm Lighting | 540 | 446 | 88.83 | 88.83 | 0 | 240840 |  |  |  | 0 | 47968.2 | 0 |  |  | 0 |  |  | 0 | 0.67085 | 161567.4395
| E262 |  |  | Lamp - 4' 4L T12 to 4' 4L T8 | 12 | 0.8202 | Comm Lighting | 2193 | 273 | 67.83 | 67.83 | 0 | 598689 |  |  |  | 0 | 148751.19 | 0 |  |  | 0 |  |  | 0 | 0.67085 | 401630.3306
| E262 |  |  | Lamp - 400W HID to 4' 6L T8 (HBF) | 12 | 0.46711 | Comm Lighting | 308 | 1107 | 236.54 | 236.54 | 0 | 340956 |  |  |  | 0 | 72854.32 | 0 |  |  | 0 |  |  | 0 | 0.67085 | 228730.2272
| E262 |  |  | Lamp - 8' 1L T12 HO F96 to 4' 2L 28W (Retro Kit 2L 8') | 12 | 0.089405 | Comm Lighting | 251 | 260 | 97.5 | 97.5 | 0 | 65260 |  |  |  | 0 | 24472.5 | 0 |  |  | 0 |  |  | 0 | 0.67085 | 43779.6508
| E262 |  |  | Lamp - 8' 1L T8 F96 to 4' 2L 28W (Retro Kit 2L 8') | 12 | 0.015344 | Comm Lighting | 224 | 50 | 78 | 78 | 0 | 11200 |  |  |  | 0 | 17472 | 0 |  |  | 0 |  |  | 0 | 0.67085 | 7513.5165
| E262 |  |  | Lamp - 8' 2L T12 Delamp to 4' 2L T8 (Retro Kit Delamp) | 12 | 0.11802 | Comm Lighting | 217 | 397 | 114 | 114 | 0 | 86149 |  |  |  | 0 | 24738 | 0 |  |  | 0 |  |  | 0 | 0.67085 | 57793.03
| E262 |  |  | Lamp - 8' 2L T12 HO F96 to 4' 4L 28W (Retro Kit 4L 8' NBF) | 12 | -0.0070828 | Comm Lighting | -10 | 517 | 98 | 98 | 0 | -5170 |  |  |  | 0 | -980 | 0 |  |  | 0 |  |  | 0 | 0.67085 | -3468.2929
| E262 |  |  | Lamp - 8' 2L T8 F96 to 4' 4L 28W (Retro Kit 4L 8') | 12 | 0.12276 | Comm Lighting | 870 | 103 | 90.25 | 90.25 | 0 | 89610 |  |  |  | 0 | 78517.5 | 0 |  |  | 0 |  |  | 0 | 0.67085 | 60114.8408
| E262 |  |  | LED - 35W Area Fixture with Photocell | 12 | 0.056307 | Comm Lighting | 60 | 685 | 211.25 | 211.25 | 0 | 41100 |  |  |  | 0 | 12675 | 0 |  |  | 0 |  |  | 0 | 0.67085 | 27571.9223
| E262 |  |  | LED - 60W Wall Pack with Photocell | 12 | 0.082912 | Comm Lighting | 68 | 890 | 222.5 | 222.5 | 0 | 60520 |  |  |  | 0 | 15130 | 0 |  |  | 0 |  |  | 0 | 0.67085 | 40599.8233
| E262 |  |  | LED A Lamp 11W - Office (2014) | 8 | 0.0046214 | Comm Lighting | 44 | 115 | 19.68 | 19.68 | 0 | 5060 |  |  |  | 0 | 865.92 | 0 |  |  | 0 |  |  | 0 | 0.48489 | 2453.5623
| E262 |  |  | LED A Lamp 11W - Other (2014) | 6 | 0.0064033 | Comm Lighting | 57 | 164 | 19.68 | 19.68 | 0 | 9348 |  |  |  | 0 | 1121.76 | 0 |  |  | 0 |  |  | 0 | 0.37735 | 3527.4719
| E262 |  |  | LED A Lamp 11W - Restaurant (2014) | 7 | 0.0078541 | Comm Lighting | 54 | 182 | 19.68 | 19.68 | 0 | 9828 |  |  |  | 0 | 1062.72 | 0 |  |  | 0 |  |  | 0 | 0.43236 | 4249.2081
| E262 |  |  | LED A Lamp 11W - Retail (2014) | 9 | 0.01675 | Comm Lighting | 114 | 143 | 19.68 | 19.68 | 0 | 16302 |  |  |  | 0 | 2243.52 | 0 |  |  | 0 |  |  | 0 | 0.53474 | 8717.2822
| E262 |  |  | LED A Lamp 5W Globe - Office (2014) | 8 | 0.030861 | Comm Lighting | 218 | 155 | 21.07 | 21.07 | 0 | 33790 |  |  |  | 0 | 4593.26 | 0 |  |  | 0 |  |  | 0 | 0.48489 | 16384.5592
| E262 |  |  | LED A Lamp 5W Globe - Other (2014) | 6 | 0.035727 | Comm Lighting | 236 | 221 | 21.07 | 21.07 | 0 | 52156 |  |  |  | 0 | 4972.52 | 0 |  |  | 0 |  |  | 0 | 0.37735 | 19681.0894
| E262 |  |  | LED A Lamp 5W Globe - Other Health (2014) | 5 | 0.011389 | Comm Lighting | 86 | 232 | 21.07 | 21.07 | 0 | 19952 |  |  |  | 0 | 1812.02 | 0 |  |  | 0 |  |  | 0 | 0.31759 | 6336.5149
| E262 |  |  | LED A Lamp 5W Globe - Restaurant (2014) | 7 | 0.03955 | Comm Lighting | 202 | 245 | 21.07 | 21.07 | 0 | 49490 |  |  |  | 0 | 4256.14 | 0 |  |  | 0 |  |  | 0 | 0.43236 | 21397.3657
| E262 |  |  | LED A Lamp 5W Globe - Retail (2014) | 9 | 0.032748 | Comm Lighting | 166 | 192 | 21.07 | 21.07 | 0 | 31872 |  |  |  | 0 | 3497.62 | 0 |  |  | 0 |  |  | 0 | 0.53474 | 17043.137
| E262 |  |  | LED A Lamp 5W Globe - Warehouse (2014) | 5 | 0.0059366 | Comm Lighting | 52 | 200 | 21.07 | 21.07 | 0 | 10400 |  |  |  | 0 | 1095.64 | 0 |  |  | 0 |  |  | 0 | 0.31759 | 3302.9147
| E262 |  |  | LED A Lamp 7W - Office (2014) | 8 | 0.11771 | Comm Lighting | 1276 | 101 | 18.7 | 18.7 | 0 | 128876 |  |  |  | 0 | 23861.2 | 0 |  |  | 0 |  |  | 0 | 0.48489 | 62491.1645
| E262 |  |  | LED A Lamp 7W - Other (2014) | 6 | 0.10535 | Comm Lighting | 1068 | 144 | 18.7 | 18.7 | 0 | 153792 |  |  |  | 0 | 19971.6 | 0 |  |  | 0 |  |  | 0 | 0.37735 | 58033.4785
| E262 |  |  | LED A Lamp 7W - Other Health (2014) | 5 | 0.033616 | Comm Lighting | 390 | 151 | 18.7 | 18.7 | 0 | 58890 |  |  |  | 0 | 7293 | 0 |  |  | 0 |  |  | 0 | 0.31759 | 18702.7546
| E262 |  |  | LED A Lamp 7W - Restaurant (2014) | 7 | 0.26609 | Comm Lighting | 2081 | 160 | 18.7 | 18.7 | 0 | 332960 |  |  |  | 0 | 38914.7 | 0 |  |  | 0 |  |  | 0 | 0.43236 | 143957.706
| E262 |  |  | LED A Lamp 7W - Retail (2014) | 9 | 0.261 | Comm Lighting | 1568 | 162 | 18.7 | 18.7 | 0 | 254016 |  |  |  | 0 | 29321.6 | 0 |  |  | 0 |  |  | 0 | 0.53474 | 135831.7484
| E262 |  |  | LED A Lamp 7W - School (K-12) (2014) | 9 | 0.011248 | Comm Lighting | 123 | 89 | 18.7 | 18.7 | 0 | 10947 |  |  |  | 0 | 2300.1 | 0 |  |  | 0 |  |  | 0 | 0.53474 | 5853.7657
| E262 |  |  | LED A Lamp 7W - Warehouse (2014) | 5 | 0.0041556 | Comm Lighting | 56 | 130 | 18.7 | 18.7 | 0 | 7280 |  |  |  | 0 | 1047.2 | 0 |  |  | 0 |  |  | 0 | 0.31759 | 2312.0403
| E262 |  |  | LED Decorative - Office (2014) | 8 | 0.01591 | Comm Lighting | 260 | 67 | 27.69 | 27.69 | 0 | 17420 |  |  |  | 0 | 7199.4 | 0 |  |  | 0 |  |  | 0 | 0.48489 | 8446.8488
| E262 |  |  | LED Decorative - Other (2014) | 6 | 0.013744 | Comm Lighting | 209 | 96 | 27.69 | 27.69 | 0 | 20064 |  |  |  | 0 | 5787.21 | 0 |  |  | 0 |  |  | 0 | 0.37735 | 7571.1592
| E262 |  |  | LED Decorative - Other Health (2014) | 5 | 0.008821 | Comm Lighting | 153 | 101 | 27.69 | 27.69 | 0 | 15453 |  |  |  | 0 | 4236.57 | 0 |  |  | 0 |  |  | 0 | 0.31759 | 4907.6867
| E262 |  |  | LED Decorative - Restaurant (2014) | 7 | 0.062178 | Comm Lighting | 734 | 106 | 27.69 | 27.69 | 0 | 77804 |  |  |  | 0 | 20324.46 | 0 |  |  | 0 |  |  | 0 | 0.43236 | 33639.1319
| E262 |  |  | LED Decorative - Retail (2014) | 9 | 0.042637 | Comm Lighting | 494 | 84 | 27.69 | 27.69 | 0 | 41496 |  |  |  | 0 | 13678.86 | 0 |  |  | 0 |  |  | 0 | 0.53474 | 22189.4457
| E262 |  |  | LED Decorative - School (K-12) (2014) | 9 | 0.0024249 | Comm Lighting | 40 | 59 | 27.69 | 27.69 | 0 | 2360 |  |  |  | 0 | 1107.6 | 0 |  |  | 0 |  |  | 0 | 0.53474 | 1261.9793
| E262 |  |  | LED Direction Par 20 - Office (2014) | 8 | 0.024494 | Comm Lighting | 253 | 106 | 36.68 | 36.68 | 0 | 26818 |  |  |  | 0 | 9280.04 | 0 |  |  | 0 |  |  | 0 | 0.48489 | 13003.8801
| E262 |  |  | LED Direction Par 20 - Other (2014) | 6 | 0.0087919 | Comm Lighting | 85 | 151 | 36.68 | 36.68 | 0 | 12835 |  |  |  | 0 | 3117.8 | 0 |  |  | 0 |  |  | 0 | 0.37735 | 4843.2929
| E262 |  |  | LED Direction Par 20 - Other Health (2014) | 5 | 0.00081172 | Comm Lighting | 9 | 158 | 36.68 | 36.68 | 0 | 1422 |  |  |  | 0 | 330.12 | 0 |  |  | 0 |  |  | 0 | 0.31759 | 451.6101
| E262 |  |  | LED Direction Par 20 - Restaurant (2014) | 7 | 0.040839 | Comm Lighting | 306 | 167 | 36.68 | 36.68 | 0 | 51102 |  |  |  | 0 | 11224.08 | 0 |  |  | 0 |  |  | 0 | 0.43236 | 22094.3257
| E262 |  |  | LED Direction Par 20 - Retail (2014) | 9 | 0.095971 | Comm Lighting | 713 | 131 | 36.68 | 36.68 | 0 | 93403 |  |  |  | 0 | 26152.84 | 0 |  |  | 0 |  |  | 0 | 0.53474 | 49946.038
| E262 |  |  | LED Direction Par 20 - School (K-12) (2014) | 9 | 0.00028975 | Comm Lighting | 3 | 94 | 36.68 | 36.68 | 0 | 282 |  |  |  | 0 | 110.04 | 0 |  |  | 0 |  |  | 0 | 0.53474 | 150.7958
| E262 |  |  | LED Direction Par 20 - Warehouse (2014) | 5 | 0.0022679 | Comm Lighting | 29 | 137 | 36.68 | 36.68 | 0 | 3973 |  |  |  | 0 | 1063.72 | 0 |  |  | 0 |  |  | 0 | 0.31759 | 1261.7769
| E262 |  |  | LED Direction Par 30 - Office (2014) | 8 | 0.15969 | Comm Lighting | 1860 | 94 | 50.64 | 50.64 | 0 | 174840 |  |  |  | 0 | 94190.4 | 0 |  |  | 0 |  |  | 0 | 0.48489 | 84778.8199
| E262 |  |  | LED Direction Par 30 - Other (2014) | 6 | 0.075708 | Comm Lighting | 831 | 133 | 50.64 | 50.64 | 0 | 110523 |  |  |  | 0 | 42081.84 | 0 |  |  | 0 |  |  | 0 | 0.37735 | 41705.9024
| E262 |  |  | LED Direction Par 30 - Other Health (2014) | 5 | 0.043714 | Comm Lighting | 547 | 140 | 50.64 | 50.64 | 0 | 76580 |  |  |  | 0 | 27700.08 | 0 |  |  | 0 |  |  | 0 | 0.31759 | 24320.8856
| E262 |  |  | LED Direction Par 30 - Restaurant (2014) | 7 | 0.20065 | Comm Lighting | 1708 | 147 | 50.64 | 50.64 | 0 | 251076 |  |  |  | 0 | 86493.12 | 0 |  |  | 0 |  |  | 0 | 0.43236 | 108554.556
| E262 |  |  | LED Direction Par 30 - Retail (2014) | 9 | 0.32503 | Comm Lighting | 2727 | 116 | 50.64 | 50.64 | 0 | 316332 |  |  |  | 0 | 138095.28 | 0 |  |  | 0 |  |  | 0 | 0.53474 | 169154.4179
| E262 |  |  | LED Direction Par 30 - School (K-12) (2014) | 9 | 0.0037914 | Comm Lighting | 45 | 82 | 50.64 | 50.64 | 0 | 3690 |  |  |  | 0 | 2278.8 | 0 |  |  | 0 |  |  | 0 | 0.53474 | 1973.1795
| E262 |  |  | LED Direction Par 30 - Warehouse (2014) | 5 | 0.0085647 | Comm Lighting | 124 | 121 | 50.64 | 50.64 | 0 | 15004 |  |  |  | 0 | 6279.36 | 0 |  |  | 0 |  |  | 0 | 0.31759 | 4765.0897
| E262 |  |  | LED Exit Sign | 9 | 0.02221 | Comm Lighting | 141 | 153.3 | 60 | 60 | 0 | 21615.3 |  |  |  | 0 | 8460 | 0 |  |  | 0 |  |  | 0 | 0.53474 | 11558.5002
| E262 |  |  | LED MR16 - Office (2014) | 8 | 0.039182 | Comm Lighting | 325 | 132 | 32.41 | 32.41 | 0 | 42900 |  |  |  | 0 | 10533.25 | 0 |  |  | 0 |  |  | 0 | 0.48489 | 20801.9411
| E262 |  |  | LED MR16 - Other (2014) | 6 | 0.018158 | Comm Lighting | 141 | 188 | 32.41 | 32.41 | 0 | 26508 |  |  |  | 0 | 4569.81 | 0 |  |  | 0 |  |  | 0 | 0.37735 | 10002.8054
| E262 |  |  | LED MR16 - Other Health (2014) | 5 | 0.011695 | Comm Lighting | 104 | 197 | 32.41 | 32.41 | 0 | 20488 |  |  |  | 0 | 3370.64 | 0 |  |  | 0 |  |  | 0 | 0.31759 | 6506.742
| E262 |  |  | LED MR16 - Restaurant (2014) | 7 | 0.087268 | Comm Lighting | 525 | 208 | 32.41 | 32.41 | 0 | 109200 |  |  |  | 0 | 17015.25 | 0 |  |  | 0 |  |  | 0 | 0.43236 | 47213.4235
| E262 |  |  | LED MR16 - Retail (2014) | 9 | 0.17083 | Comm Lighting | 1020 | 163 | 32.41 | 32.41 | 0 | 166260 |  |  |  | 0 | 33058.2 | 0 |  |  | 0 |  |  | 0 | 0.53474 | 88905.3701
| E262 |  |  | LED MR16 - Warehouse (2014) | 5 | 0.0059195 | Comm Lighting | 61 | 170 | 32.41 | 32.41 | 0 | 10370 |  |  |  | 0 | 1977.01 | 0 |  |  | 0 |  |  | 0 | 0.31759 | 3293.3871
| E262 |  |  | LED Open Sign | 16 | 0.034345 | Comm Lighting | 119 | 158 | 165 | 165 | 0 | 18802 |  |  |  | 0 | 19635 | 0 |  |  | 0 |  |  | 0 | 0.8204 | 15425.0833
| E262 |  |  | LED Par 38 & 40 - Office (2014) | 8 | 0.0043356 | Comm Lighting | 47 | 101 | 52.35 | 52.35 | 0 | 4747 |  |  |  | 0 | 2460.45 | 0 |  |  | 0 |  |  | 0 | 0.48489 | 2301.7905
| E262 |  |  | LED Par 38 & 40 - Other (2014) | 6 | 0.0059184 | Comm Lighting | 60 | 144 | 52.35 | 52.35 | 0 | 8640 |  |  |  | 0 | 3141 | 0 |  |  | 0 |  |  | 0 | 0.37735 | 3260.3078
| E262 |  |  | LED Par 38 & 40 - Other Health (2014) | 5 | 0.00017239 | Comm Lighting | 2 | 151 | 52.35 | 52.35 | 0 | 302 |  |  |  | 0 | 104.7 | 0 |  |  | 0 |  |  | 0 | 0.31759 | 95.9116
| E262 |  |  | LED Par 38 & 40 - Restaurant (2014) | 7 | 0.02519 | Comm Lighting | 197 | 160 | 52.35 | 52.35 | 0 | 31520 |  |  |  | 0 | 10312.95 | 0 |  |  | 0 |  |  | 0 | 0.43236 | 13627.9039
| E262 |  |  | LED Par 38 & 40 - Retail (2014) | 9 | 0.078988 | Comm Lighting | 615 | 125 | 52.35 | 52.35 | 0 | 76875 |  |  |  | 0 | 32195.25 | 0 |  |  | 0 |  |  | 0 | 0.53474 | 41107.9052
| E262 |  |  | LED Wall Pack with Photocell - Less than 19W | 12 | 0.00099187 | Comm Lighting | 4 | 181 | 148.75 | 148.75 | 0 | 724 |  |  |  | 0 | 595 | 0 |  |  | 0 |  |  | 0 | 0.67085 | 485.6952
| E262 |  |  | LED Wall Pack with Photocell - Less than 30W | 12 | 0.092217 | Comm Lighting | 112 | 601 | 156.25 | 156.25 | 0 | 67312 |  |  |  | 0 | 17500 | 0 |  |  | 0 |  |  | 0 | 0.67085 | 45156.2344
| E262 |  |  | Occupancy Sensors (<100W) | 10 | 0.0078774 | Comm Lighting | 150 | 46 | 82 | 82 | 0 | 6900 |  |  |  | 0 | 12300 | 0 |  |  | 0 |  |  | 0 | 0.58266 | 4020.3649
| E262 |  |  | Occupancy Sensors (>100W And <150W) | 10 | 0.0054297 | Comm Lighting | 41 | 116 | 82 | 82 | 0 | 4756 |  |  |  | 0 | 3362 | 0 |  |  | 0 |  |  | 0 | 0.58266 | 2771.1384
| E262 |  |  | Occupancy Sensors (>200W And <450W) | 10 | 0.00068956 | Comm Lighting | 2 | 302 | 82 | 82 | 0 | 604 |  |  |  | 0 | 164 | 0 |  |  | 0 |  |  | 0 | 0.58266 | 351.9276
| E262 |  |  | Smart Strip Plug-In | 4 | 0.000411 | Comm Space Heat | 9 | 100 | 55 | 55 | 0 | 900 |  |  |  | 0 | 495 | 0 |  |  | 0 |  |  | 0 | 0.63099 | 567.8916
| E262 |  |  | Sprayhead - SBDI - 1.6 PI to 0.65 GPM | 5 | 0.00095785 | Comm Water Heat | 2 | 839 | 71.21 | 71.21 | 0 | 1678 |  |  |  | 0 | 142.42 | 0 |  |  | 459.76 |  |  | 426.4935 | 0.29395 | 493.2474
| E262 |  |  | Sprayhead - SBDI - Not PI to 0.65 GPM | 5 | 0.00068956 | Comm Water Heat | 1 | 1208 | 71.21 | 71.21 | 0 | 1208 |  |  |  | 0 | 71.21 | 0 |  |  | 229.88 |  |  | 213.2468 | 0.29395 | 355.0911
| E262 |  |  | Lamp - 4' 3L T12 to 4' 2L T8 (Delamp & Reflector) | 12 | 0.097794 | Comm Lighting | 247 | 289 | 91 | 91 | 0 | 71383 |  |  |  | 0 | 22477 | 0 |  |  | 0 |  |  | 0 | 0.67085 | 47887.2635
| E262 |  |  | Lamp - 4' 3L T12 to 4' 3L T8 | 12 | 0.055901 | Comm Lighting | 202 | 202 | 61.25 | 61.25 | 0 | 40804 |  |  |  | 0 | 12372.5 | 0 |  |  | 0 |  |  | 0 | 0.67085 | 27373.3508
| E262 |  |  | Lamp - 4' 4L T12 HO to 4' 2L T8 (Delamp & Reflector) | 12 | 0.0013919 | Comm Lighting | 1 | 1016 | 88.83 | 88.83 | 0 | 1016 |  |  |  | 0 | 88.83 | 0 |  |  | 0 |  |  | 0 | 0.67085 | 681.5833
| E262 |  |  | Lamp - 8' 2L T12 HO F96 to 4' 4L 28W (Retro Kit 4L 8' NBF) | 12 | 0.24883 | Comm Lighting | 352 | 516 | 98 | 98 | 0 | 181632 |  |  |  | 0 | 34496 | 0 |  |  | 0 |  |  | 0 | 0.67085 | 121847.771
[6 empty] | 6.4174 | [5 empty] | 0 | 8759196.3 | 0 | 253680.42 | 2627387.21 | 0 | 1515363.03 | 0 | 2881067.63 | 1769043.45 | 99494.98 | 2672604.4805 | 1641042.1614 | 92295.8998 |  | #VALUE! | #VALUE! | #VALUE!
Need End Use for Outreach…
Note on F5: reblan: Need Measure lIFE

## E262 Business Express Lighting (hidden)
Rtn to Summary | E262 Business Express Lighting: 2015 Program Savings, Budget, and Benefit-Cost Analysis
| Discount Rate: |  |  | 7.8%
| Schedule | SAP Order Number | Program Name | Measure Name | Measure Life | Weighted Life | Electric End-Use Type | Units offered | Number of kwh per unit | Incentives Per Unit | Incremental Measure Cost per Unit | Agency or Customer Cost per Unit | Total kWh Savings | Unit overhead | Program Overhead Cost | Total Incentive | Total Customer Cost | Total Incremental Measure Cost | Other Contribution Costs | Total Utility Program Costs | Total Resource Cost | Non-Energy Benefits | Utility Program Cost Time Zero | Total Resource Costs in Time Zero | Non-Energy Benefits in Time Zero | PV one kWh UC | PV Total Electric Savings Time Zero UC | UC B/C Ratio | TRC B/C Ratio
| E262 |  |  | Business Express Lighting | 5 | 5 | Comm Lighting | 1 | 5116000 | 892500 | 892500 | 0 | 5116000 | 319612.89 | 319612.89 | 892500 | 0 | 892500 | 0 | 1212112.89 | 1212112.89 |  | 1124408.9889 | 1124408.9889 | 0 | 0.31759 | 1624779.9759 | 1.445 | 1.5895
|  |  |  | Program Total |  | 5 |  |  |  | 892500 | 892500 | 0 | 5116000 | 319612.89 | 319612.89 | 892500 | 0 | 892500 | 0 | 1212112.89 | 1212112.89 | 0 | 1124408.9889 | 1124408.9889 | 0 |  | 1624779.9759 | 1.445 | 1.5895
Ratio for Measure Cost

## E254 NEEA
Rtn to Summary | NEEA: 2015 Program Savings, Budget, and Benefit-Cost Analysis
| Discount Rate: | 7.8%
| Sch. No. | Order Number | Project Number | Measure Name | Measure Life | Weighted Life | Electric End-Use Type | Number of units offered | kWh per unit | Incentives Per Unit | Incremental Measure Cost per Unit | Agency or Customer Cost per Unit | Total kWh Savings | Unit Overhead | Program Overhead Cost | Total Incentive | Total Customer Cost | Total Incremental Measure Cost | Other Contribution Costs | Total Utility Program Costs | Total Resource Cost | UNIT ANNUAL Non-Energy Benefits | Utility Program Cost Time Zero | Total Resource Costs in Time Zero | TOTAL Non-Energy Benefits in time zero | PV one kWh UC | PV Total Electric Savings Time Zero UC | UC B/C Ratio | TRC B/C Ratio
| E254 |  |  |  | 5 | 5 | Flat | 1 | 50195000 | 3113252 | 0 | 0 | 22338000 |  |  |  |  | 0 |  |  |  | 0 | 0 | 0 | 0 | 0.29374 | 6561579.4752
|  |  |  | Program Totals |  | 5 | [6 empty] | 22338000 |  | 1025326.5 | 1664802.74 |  | 1664802.74 | 0 | 2690129.24 | 2690129.24 |  | 2495481.6698 | 2495481.6698 | 0 |  | 6561579.4752 | 2.6294 | 2.8923
QC Check against EESTracking and Exhibit 1
[12 empty] | EES Tracking | DBtC | 1664802.74
[13 empty] | O & M | 1025326.5
[13 empty] | Total Budget | 2690129.24
[13 empty] | Savings | 22338000
[12 empty] | Exhibit 1 | Spending | 2690129.24
[13 empty] | Savings | 22338

## G201 LIW
Rtn to Summary | G201 Residential Low Income WX: 2015 Program Savings, Budget, and Benefit-Cost Analysis
| Discount Rate: |  |  | 7.8%
| Sch. No. | Order Number | Funding Source | Measure Name | Measure Life | Weighted Life | Gas End-Use Type | Number of units offered | Therms per unit | Incentives Per Unit | Incremental Measure Cost per Unit | Agency or Customer Cost per Unit | Total Therms Savings | Program Overhead Cost | Total Agency Admin | Total LIW Incentive | Total Customer Cost | Total Incremental Measure Cost | Other Contribution Costs | Total Utility Program Costs | Total Resource Cost | UNIT ANNUAL Non-Energy Benefits | Utility Program Cost Time Zero | Total Resource Costs in Time Zero | TOTAL Non-Energy Benefits in time zero | PV one Therm UC | PV Total Gas Savings Time Zero UC | UC B/C Ratio | TRC B/C Ratio
| G201 |  | TG | Furn-IntSWH_TG_SF | 18 | 0.30919 | SF Space Heat | 1 | 173 | 1526 | 1526 | 0 | 173 |  | 228.9 | 1526 | 0 | 1526 | 0 |  |  | 0 |  |  | 0 | 9.4024 | 1626.6136
| G201 |  | TG | Furn-Replace95_TG_MF | 18 | 0.58978 | SF Space Heat | 4 | 82.5 | 603 | 603 | 0 | 330 |  | 361.8 | 2412 | 0 | 2412 | 0 |  |  | 0 |  |  | 0 | 9.4024 | 3102.789
| G201 |  | TG | Furn-Replace95_TG_SF | 18 | 2.3591 | SF Space Heat | 12 | 110 | 692 | 692 | 0 | 1320 |  | 1245.6 | 8304 | 0 | 8304 | 0 |  |  | 0 |  |  | 0 | 9.4024 | 12411.1562
| G201 |  | TG | Insul-Attic_0_30_TG_MH | 25 | 0.057191 | SF Space Heat | 1 | 23.04 | 403.2 | 403.2 | 0 | 23.04 |  | 60.48 | 403.2 | 0 | 403.2 | 0 |  |  | 0 |  |  | 0 | 11.4504 | 263.8176
| G201 |  | TG | Insul-Attic_0_38_TG_SF | 30 | 3.6226 | SF Space Heat | 13 | 93.5515 | 987.4885 | 987.4885 | 0 | 1216.17 |  | 1925.6 | 12837.35 | 0 | 12837.35 | 0 |  |  | 0.03 |  |  | 4.4747 | 12.5103 | 15214.6022
| G201 |  | TG | Insul-Attic_11_38_TG_MF | 25 | 0.22564 | SF Space Heat | 1 | 90.9 | 1060.5 | 1060.5 | 0 | 90.9 |  | 159.07 | 1060.5 | 0 | 1060.5 | 0 |  |  | 0 |  |  | 0 | 11.4504 | 1040.843
| G201 |  | TG | Insul-Attic_11_38_TG_SF | 30 | 1.4392 | SF Space Heat | 21 | 23.0076 | 805.2571 | 805.2571 | 0 | 483.16 |  | 2536.57 | 16910.4 | 0 | 16910.4 | 0 |  |  | 0.01 |  |  | 2.4095 | 12.5103 | 6044.457
| G201 |  | TG | Insul-Duct_0_11_TG_SF | 30 | 2.2042 | SF Space Heat | 32 | 23.125 | 284.77 | 284.77 | 0 | 740 |  | 1366.9 | 9112.64 | 0 | 9112.64 | 0 |  |  | 0 |  |  | 0 | 12.5103 | 9257.592
| G201 |  | TG | Insul-Floor_0_22_TG_MH | 25 | 0.25051 | SF Space Heat | 3 | 33.64 | 588.7 | 588.7 | 0 | 100.92 |  | 264.91 | 1766.1 | 0 | 1766.1 | 0 |  |  | 0 |  |  | 0 | 11.4504 | 1155.5762
| G201 |  | TG | Insul-Floor_0_30_TG_SF | 30 | 2.199 | SF Space Heat | 21 | 35.1543 | 747.0286 | 747.0286 | 0 | 738.24 |  | 2353.14 | 15687.6 | 0 | 15687.6 | 0 |  |  | 0.02 |  |  | 4.8189 | 12.5103 | 9235.5739
| G201 |  | TG | Insul-Wall_0_11_TG_SF | 30 | 3.845 | SF Space Heat | 25 | 51.6336 | 731.476 | 731.476 | 0 | 1290.84 |  | 2743.03 | 18286.9 | 0 | 18286.9 | 0 |  |  | 0.03 |  |  | 8.6052 | 12.5103 | 16148.7434
| G201 |  | TG | Seal-Duct_TG_MH | 20 | 0.49248 | SF Space Heat | 4 | 62 | 400 | 400 | 0 | 248 |  | 240 | 1600 | 0 | 1600 | 0 |  |  | 0 |  |  | 0 | 10.0681 | 2496.892
| G201 |  | TG | Seal-Duct_TG_SF | 20 | 3.5744 | SF Space Heat | 36 | 50 | 384.3611 | 384.3611 | 0 | 1800 |  | 2112.6 | 13837 | 0 | 13837 | 0 |  |  | 11 |  |  | 3946.5407 | 10.0681 | 18122.6032
| G201 |  | TG | Seal-Struct_TG_MH | 25 | 0.29181 | SF Space Heat | 3 | 39.1867 | 431.0533 | 431.0533 | 0 | 117.56 |  | 193.98 | 1293.16 | 0 | 1293.16 | 0 |  |  | 0 |  |  | 0 | 11.4504 | 1346.1111
| G201 |  | TG | Seal-Struct_TG_SF | 20 | 2.5102 | SF Space Heat | 44 | 28.7289 | 401.41 | 401.41 | 0 | 1264.07 |  | 2649.31 | 17662.04 | 0 | 17662.04 | 0 |  |  | 0.01 |  |  | 4.385 | 10.0681 | 12726.7994
| G201 |  | TG | WH-PipeInsul_TG_MH | 10 | 0.00089361 | SF Water Heat | 1 | 0.9 | 5.5 | 5.5 | 0 | 0.9 |  | 0.82 | 5.5 | 0 | 5.5 | 0 |  |  | 0 |  |  | 0 | 4.0365 | 3.6328
| G201 |  | TG | WH-PipeInsul_TG_SF | 10 | 0.0071489 | SF Water Heat | 8 | 0.9 | 5.5 | 5.5 | 0 | 7.2 |  | 6.56 | 44 | 0 | 44 | 0 |  |  | 0 |  |  | 0 | 4.0365 | 29.0625
| G201 |  | SH | SH | 20 | 0.25319 | SF Space Heat | 1 | 127.5 | 0 | 0 | 0 | 127.5 | [8 empty] | 0 |  |  | 0 | 10.0681 | 1283.6844
[6 empty] | 24.2317 | [6 empty] | 10071.5 | 32973.7 | 18449.27 | 122748.39 |  | 122748.39 |  | 174171.36 | 174171.36 |  | 161568.9796 | 161568.9796 | 3971.234 |  | 111510.5494 | 0.69017 | 0.78377
QC Check against EESTracking and Exhibit 1
[12 empty] | EES Tracking | DBtC | 141197.66
[13 empty] | O & M | 32973.7
[13 empty] | Total Budget | 174171.36
[13 empty] | Savings | 10071.5
[12 empty] | Exhibit 1 | Spending | 174171.36
[13 empty] | Savings | 10070
[12 empty] | Dave's printout | Spending | 141197.66
[13 empty] | Savings | 10071.5
Note on J1: reblan: Unit values are reverse engineered from totals

## G214 ResSpaceHeat
Rtn to Summary | G214 Residential Single Family -Space Heat: 2015 Program Savings, Budget, and Benefit-Cost Analysis
| Discount Rate: | 7.8% |  | 7.8%
| Sch. No. | Order Number | Project Number | Measure Name | Measure Life | Weighted Life | Gas End-Use Type | Number of units offered | Therms per unit | Incentives Per Unit | Incremental Measure Cost per Unit | Agency or Customer Cost per Unit | Total Therms Savings | Unit Overhead | Program Overhead Cost | Total Incentive | Total Customer Cost | Total Incremental Measure Cost | Other Contribution Costs | Total Utility Program Costs | Total Resource Cost | UNIT ANNUAL Non-Energy Benefits | Utility Program Cost Time Zero | Total Resource Costs in Time Zero | TOTAL Non-Energy Benefits in time zero | PV one Therm UC | PV Total Gas Savings Time Zero UC | UC B/C Ratio | TRC B/C Ratio
| G214 |  |  | Energy Star qualified Boilers (95% AFUE) | 20 | 0.19125 | SF Space Heat | 39 | 119 | 350 | 1393 | 1043 | 4641 |  |  | 13650 | 40677 | 54327 |  |  |  | 0 |  |  | 0 | 10.0681 | 46726.1119
| G214 |  |  | NEW Integrated Space & Water Heating | 18 | 0.56464 | SF Space Heat | 88 | 173 | 800 | 1526 | 726 | 15224 |  |  | 70400 | 63888 | 134288 |  |  |  | 0 |  |  | 0 | 9.4024 | 143142.001
| G214 |  |  | High Efficiency Natural Gas Fireplace | 20 | 2.4271 | SF Space Heat | 818 | 72 | 200 | 562 | 362 | 58896 |  |  | 163600 | 296116 | 459716 |  |  |  | 0 |  |  | 0 | 10.0681 | 592971.5761
| G214 |  |  | Efficient 95% Gas Furnace (Note: Raised from 90%) | 18 | 15.0788 | SF Space Heat | 3696 | 110 | 250 | 603 | 353 | 406560 |  |  | 924000 | 1304688 | 2228688 |  |  |  | 0 |  |  | 0 | 9.4024 | 3822636.0961
|  | Total Space Heat |  |  |  | 18.2618 | [6 empty] | 485321 |  | 191647.66 | 1172700 | 1704319 | 2877019 | 0 | 1364347.66 | 3068666.66 | 0 | 1265628.6271 | 2846629.5547 | 0 |  | 4605475.7851 | 3.6389 | 1.7797
QC Check against EESTracking and Exhibit 1
[12 empty] | EES Tracking | DBtC | 1172700
[13 empty] | O & M | 191647.66
[13 empty] | Total Budget | 1364347.66
[13 empty] | Savings | 485321
[12 empty] | Exhibit 1 | Spending | 1364347.66
[13 empty] | Savings | 485321

## G214 Appliances
Rtn to Summary | G214 Residential Single Family -Appliances: 2015 Program Savings, Budget, and Benefit-Cost Analysis
| Discount Rate: |  |  | 7.8%
| Sch. No. | Order Number | Project Number | Measure Name | Measure Life | Weighted Life | Gas End-Use Type | Number of units offered | kWh per unit | Incentives Per Unit | Incremental Measure Cost per Unit | Agency or Customer Cost per Unit | Total kWh Savings | Unit Overhead | Program Overhead Cost | Total Incentive | Total Customer Cost | Total Incremental Measure Cost | Other Contribution Costs | Total Utility Program Costs | Total Resource Cost | UNIT ANNUAL Non-Energy Benefits | Utility Program Cost Time Zero | Total Resource Costs in Time Zero | TOTAL Non-Energy Benefits in time zero | PV one Therm UC | PV Total Gas Savings Time Zero UC | UC B/C Ratio | TRC B/C Ratio
| G214 |  |  | Showerhead - Engagement_C - Appl Repl - 1.5 gpm (G) | 10 | 0.90291 | SF Water Heat | 449 | 5 |  |  | 0 | 2245 |  |  | 0 | 0 | 0 | 0 |  |  | 8.267 |  |  | 55.9762 | 4.0365 | 9061.8341
| G214 |  |  | Clothes Washer MEF 2.4 -3.19 Electric WH / Gas Dryer | 14 | 0.0067567 | SF Water Heat | 6 | 2 |  |  | 0 | 12 |  |  | 0 | 0 | 0 | 0 |  |  | 7.6043 |  |  | 63.4264 | 5.3406 | 64.0871
| G214 |  |  | Clothes Washer MEF 3.2+ Electric WH / Gas Dryer | 14 | 0.019144 | SF Water Heat | 10 | 3.4 |  |  | 0 | 34 |  |  | 0 | 0 | 0 | 0 |  |  | 11.2629 |  |  | 93.9421 | 5.3406 | 181.5801
| G214 |  |  | Clothes Washer MEF 2.4 -3.19 Gas WH / Electric Dryer | 14 | 0.13936 | SF Water Heat | 225 | 1.1 |  |  | 0 | 247.5 |  |  | 0 | 0 | 0 | 0 |  |  | 7.6043 |  |  | 63.4264 | 5.3406 | 1321.796
| G214 |  |  | Clothes Washer MEF 3.2+ Gas / Electric Dryer | 14 | 0.2058 | SF Water Heat | 215 | 1.7 |  |  | 0 | 365.5 |  |  | 0 | 0 | 0 | 0 |  |  | 11.2629 |  |  | 93.9421 | 5.3406 | 1951.9856
| G214 |  |  | Clothes Washer MEF 2.4 -3.19 Gas WH / Gas Dryer | 14 | 0.061092 | SF Water Heat | 35 | 3.1 |  |  | 0 | 108.5 |  |  | 0 | 0 | 0 | 0 |  |  | 7.6043 |  |  | 63.4264 | 5.3406 | 579.454
| G214 |  |  | Clothes Washer MEF 3.2+ Gas WH / Gas Dryer | 14 | 0.14358 | SF Water Heat | 50 | 5.1 |  |  | 0 | 255 |  |  | 0 | 0 | 0 | 0 |  |  | 11.2629 |  |  | 93.9421 | 5.3406 | 1361.8504
| G214 |  |  | Showerhead - Leave Behind - Gas WH | 10 | 0 | SF Water Heat | 0 | 10.5 |  |  | 0 | 0 |  |  | 0 | 0 | 0 | 0 |  |  | 16.535 |  |  | 111.9591 | 0 | 0
| G214 |  |  | Clothes Washer MEF 2.4 -3.19 Any WH / Any Dryer | 14 | 0.058784 | SF Water Heat | 174 | 0.6 |  |  | 0 | 104.4 |  |  | 0 | 0 | 0 | 0 |  |  | 7.6043 |  |  | 63.4264 | 5.3406 | 557.5576
| G214 |  |  | Clothes Washer MEF 3.2+ Any WH / Any Dryer | 14 | 0.066892 | SF Water Heat | 132 | 0.9 |  |  | 0 | 118.8 |  |  | 0 | 0 | 0 | 0 |  |  | 11.2629 |  |  | 93.9421 | 5.3406 | 634.4621
| G214 |  |  | Clothes Washer MEF 2.4 -3.19 Any WH / Any Dryer | 14 | 0.28243 | SF Water Heat | 456 | 1.1 |  |  | 0 | 501.6 |  |  | 0 | 0 | 0 | 0 |  |  | 7.6043 |  |  | 63.4264 | 5.3406 | 2678.8399
| G214 |  |  | Clothes Washer MEF 2.4 -3.19 EWH / G Dryer | 14 | 0.036374 | SF Water Heat | 19 | 3.4 |  |  | 0 | 64.6 |  |  | 0 | 0 | 0 | 0 |  |  | 7.6043 |  |  | 63.4264 | 5.3406 | 345.0021
| G214 |  |  | Clothes Washer MEF 2.4 -3.19 GWH / E Dryer | 14 | 0.78868 | SF Water Heat | 667 | 2.1 |  |  | 0 | 1400.7 |  |  | 0 | 0 | 0 | 0 |  |  | 7.6043 |  |  | 63.4264 | 5.3406 | 7480.5643
| G214 |  |  | Clothes Washer MEF 2.4 -3.19 GWH / G Dryer | 14 | 0.40878 | SF Water Heat | 132 | 5.5 |  |  | 0 | 726 |  |  | 0 | 0 | 0 | 0 |  |  | 7.6043 |  |  | 63.4264 | 5.3406 | 3877.2683
| G214 |  |  | Clothes Washer MEF 3.2+ Any WH / Any Dryer | 14 | 0.42145 | SF Water Heat | 499 | 1.5 |  |  | 0 | 748.5 |  |  | 0 | 0 | 0 | 0 |  |  | 11.2629 |  |  | 93.9421 | 5.3406 | 3997.4315
| G214 |  |  | Clothes Washer MEF 3.2+ EWH / G Dryer | 14 | 0.16554 | SF Water Heat | 60 | 4.9 |  |  | 0 | 294 |  |  | 0 | 0 | 0 | 0 |  |  | 11.2629 |  |  | 93.9421 | 5.3406 | 1570.1334
| G214 |  |  | Clothes Washer MEF 3.2+ GWH / E Dryer | 14 | 1.4807 | SF Water Heat | 974 | 2.7 |  |  | 0 | 2629.8 |  |  | 0 | 0 | 0 | 0 |  |  | 11.2629 |  |  | 93.9421 | 5.3406 | 14044.6833
| G214 |  |  | Clothes Washer MEF 3.2+ GWH / G Dryer | 14 | 0.88581 | SF Water Heat | 207 | 7.6 |  |  | 0 | 1573.2 |  |  | 0 | 0 | 0 | 0 |  |  | 11.2629 |  |  | 93.9421 | 5.3406 | 8401.816
| G214 |  |  | Showerhead - Engagement_C - Appl Repl - 1.5 gpm (G) | 10 | 5.4034 | SF Water Heat | 2687 | 5 |  |  | 0 | 13435 |  |  | 0 | 0 | 0 | 0 |  |  | 8.267 |  |  | 55.9762 | 4.0365 | 54229.7287
|  |  |  | Program Totals |  | 11.4775 | [6 empty] | 24864.1 | 0 | 0 | 0 | 0 | 0 | 0 | 0 | 0 |  | 0 | 0 | 1482.8595 |  | 112340.0746 | 0 | 0
QC Check against EESTracking and Exhibit 1
[12 empty] | EES Tracking | DBtC | 0
[13 empty] | O & M | 0
[13 empty] | Total Budget | 0
[13 empty] | Savings | 24864.1
[12 empty] | Exhibit 1 | Spending | 0
[13 empty] | Savings | 24862

## G214 Showerheads
Rtn to Summary | G214 Residential Single Family Showerheads: 2015 Program Savings, Budget, and Benefit-Cost Analysis
| Discount Rate: |  |  | 7.8%
| Sch. No. | Order Number | Project Number | Measure Name | Measure Life | Weighted Life | Gas End-Use Type | Number of units offered | Therms per unit | Incentives Per Unit | Incremental Measure Cost per Unit | Agency or Customer Cost per Unit | Total Therms Savings | Unit Overhead | Program Overhead Cost | Total Incentive | Total Customer Cost | Total Incremental Measure Cost | Other Contribution Costs | Total Utility Program Costs | Total Resource Cost | UNIT ANNUAL Non-Energy Benefits | Utility Program Cost Time Zero | Total Resource Costs in Time Zero | TOTAL Non-Energy Benefits in time zero | PV one Therm UC | PV Total Gas Savings Time Zero UC | UC B/C Ratio | TRC B/C Ratio
| G214 |  |  | Showerhead - Retail_C - Any WH - 1.50 gpm and less (G) | 10 | 3.43 | SF Water Heat | 7428.79 | 5.1 | 10 | 24 | 14 | 37886.829 |  |  | 74287.9 | 104003.06 | 178290.96 | 0 |  |  | 8.267 |  |  | 415835.1217 | 4.0365 | 152928.3557
| G214 |  |  | Showerhead - Retail_C - Any WH - 1.51 to 1.75 gpm (G) | 10 | 0.57835 | SF Water Heat | 1638 | 3.9 | 10 | 24 | 14 | 6388.2 |  |  | 16380 | 22932 | 39312 |  |  |  | 6.081 |  |  | 67444.1132 | 4.0365 | 25785.6608
| G214 |  |  | Showerhead - Retail_C - Any WH - 1.76 to 2.0 gpm (G) | 10 | 1.3448 | SF Water Heat | 5713 | 2.6 | 10 | 24 | 14 | 14853.8 |  |  | 57130 | 79982 | 137112 |  |  |  | 3.89 |  |  | 150476.6012 | 4.0365 | 59956.6464
| G214 |  |  | Showerhead - Retail - Gas WH - 1.50 gpm and less | 10 | 0.6778 | SF Water Heat | 734 | 10.2 | 10 | 24 | 14 | 7486.8 |  |  | 7340 | 10276 | 17616 |  |  |  | 16.535 |  |  | 82177.9697 | 4.0365 | 30220.1067
| G214 |  |  | Showerhead - Retail - Gas WH - 1.51 to 1.75 gpm | 10 | 0.090117 | SF Water Heat | 126 | 7.9 | 10 | 24 | 14 | 995.4 |  |  | 1260 | 1764 | 3024 |  |  |  | 12.162 |  |  | 10376.0174 | 4.0365 | 4017.884
| G214 |  |  | Showerhead - Retail - Gas WH - 1.76 to 2.0 gpm | 10 | 0.021592 | SF Water Heat | 45 | 5.3 | 10 | 24 | 14 | 238.5 |  |  | 450 | 630 | 1080 |  |  |  | 7.78 |  |  | 2370.5398 | 4.0365 | 962.6937
| G214 |  |  | Adapter - ShowerStart - GO | 10 | 1.289 | SF Water Heat | 1766.43 | 8.06 | 10 | 30 | 20 | 14237.4258 |  |  | 17664.3 | 35328.6 | 52992.9 |  |  |  | 0 |  |  | 0 | 4.0365 | 57468.6817
| G214 |  |  | Showerhead - ShowerStart - GO - 1.5 gpm | 10 | 1.3069 | SF Water Heat | 1056 | 13.67 | 10 | 40 | 30 | 14435.52 |  |  | 10560 | 31680 | 42240 |  |  |  | 16.535 |  |  | 118228.7956 | 4.0365 | 58268.2794
| G214 |  |  | Showerhead - Engagement_C - Elec WH (G) | 10 | 0 | SF Water Heat | 0 | 5 | 10 | 24 | 14 | 0 |  |  | 0 | 0 | 0 |  |  |  | 8.267 |  |  | 0 | 0 | 0
| G214 |  |  | Showerhead - Direct Install - 1.50 gpm | 10 | 0.0082385 | SF Water Heat | 7 | 13 | 31 | 31 | 0 | 91 |  |  | 217 | 0 | 217 |  |  |  | 16.535 |  |  | 783.7136 | 4.0365 | 367.3171
| G214 |  |  | Showerhead - Retail_GO - Any WH - 1.50 gpm and less | 10 | 0.27776 | SF Water Heat | 577.79 | 5.31 | 10 | 24 | 14 | 3068.0649 |  |  | 5777.9 | 8089.06 | 13866.96 |  |  |  | 16.535 |  |  | 64688.8407 | 4.0365 | 12384.0958
| G214 |  |  | Showerhead - Retail_GO - Any WH - 1.51 to 1.75 gpm | 10 | 0.0011136 | SF Water Heat | 3 | 4.1 | 10 | 24 | 14 | 12.3 |  |  | 30 | 42 | 72 |  |  |  | 12.162 |  |  | 247.048 | 4.0365 | 49.6484
| G214 |  |  | Showerhead - Retail_GO - Any WH - 1.76 to 2.0 gpm | 10 | 0.015628 | SF Water Heat | 63 | 2.74 | 10 | 24 | 14 | 172.62 |  |  | 630 | 882 | 1512 |  |  |  | 7.78 |  |  | 3318.7558 | 4.0365 | 696.7723
| G214 |  |  | Adapter - ShowerStart - C - Therm | 10 | 0.46427 | SF Water Heat | 1036 | 4.95 | 5 | 15 | 10 | 5128.2 |  |  | 5180 | 10360 | 15540 |  |  |  | 0 |  |  | 0 | 4.0365 | 20699.7317
| G214 |  |  | Showerhead - ShowerStart - C - 1.5 gpm - Therm | 10 | 0.49448 | SF Water Heat | 651 | 8.39 | 5 | 20 | 15 | 5461.89 |  |  | 3255 | 9765 | 13020 |  |  |  | 0 |  |  | 0 | 4.0365 | 22046.6552
|  |  |  | Program Totals |  | 10 | [6 empty] | 110456.5497 |  | 52256.97 | 165577.18 | 350318.64 | 515895.82 | 0 | 217834.15 | 568152.79 |  | 202072.4954 | 527043.4045 | 915947.5169 |  | 445852.529 | 2.2064 | 2.6684
QC Check against EESTracking and Exhibit 1
[12 empty] | EES Tracking | DBtC | 165577.18
[13 empty] | O & M | 52256.97
[13 empty] | Total Budget | 217834.15
[13 empty] | Savings | 110456.5497
[12 empty] | Exhibit 1 | Spending | 217834.15
[13 empty] | Savings | 110458

## G214 Weatherization
Rtn to Summary | G214 Residential Weatherization Existing: 2015 Program Savings, Budget, and Benefit-Cost Analysis
| Discount Rate: |  |  | 7.8%
| Sch. No. | Order Number | Project Number | Measure Name | Measure Life | Weighted Life | Gas End-Use Type | Number of units offered | Therms per unit | Incentives Per Unit | Incremental Measure Cost per Unit | Agency or Customer Cost per Unit | Total Therms Savings | Unit Overhead | Program Overhead Cost | Total Incentive | Total Customer Cost | Total Incremental Measure Cost | Other Contribution Costs | Total Utility Program Costs | Total Resource Cost | UNIT ANNUAL Non-Energy Benefits | Utility Program Cost Time Zero | Total Resource Costs in Time Zero | TOTAL Non-Energy Benefits in time zero | PV one Therm UC | PV Total Gas Savings Time Zero UC | UC B/C Ratio | TRC B/C Ratio
| G214 |  |  | Windows Single Pane to U.30 - Gas | 25 | 4.2551 | SF Space Heat | 125125.63 | 0.75 | 4.16 | 18.51 | 14.35 | 93844.2225 |  |  | 520522.6208 |  | 2316075.4113 |  |  |  | 0 |  |  | 0 | 11.4504 | 1074555.5605
| G214 |  |  | Home Performance with Energy Star | 30 | 0 | SF Space Heat | 6 | 0 | 400 | 600 | 200 | 0 |  |  | 2400 |  | 3600 |  |  |  | 0 |  |  | 0 | 0 | 0
| G214 |  |  | Wall Insulation R-0 to R-13 - Gas | 30 | 0.08604 | SF Space Heat | 18825 | 0.084 | 0.22 | 0.97 | 0.75 | 1581.3 |  |  | 4141.5 |  | 18260.25 |  |  |  | 0 |  |  | 0 | 12.5103 | 19782.4734
| G214 |  |  | PTCS Duct Sealing -Gas | 20 | 0.023143 | SF Space Heat | 11 | 58 | 300 | 538 | 238 | 638 |  |  | 3300 |  | 5918 |  |  |  | 0 |  |  | 0 | 10.0681 | 6423.456
| G214 |  |  | Prescriptive Duct Sealing and Insulation - Gas | 20 | 3.2701 | SF Space Heat | 1202 | 75 | 300 | 1000 | 700 | 90150 |  |  | 360600 |  | 1202000 |  |  |  | 0 |  |  | 0 | 10.0681 | 907640.376
| G214 |  |  | Attic Insulation R-0 to R-49 - Gas | 30 | 0.79413 | SF Space Heat | 132683 | 0.11 | 0.33 | 1.08 | 0.75 | 14595.13 |  |  | 43785.39 |  | 143297.64 |  |  |  | 0 |  |  | 0 | 12.5103 | 182588.8638
| G214 |  |  | Floor Insulation R-0 to R-30 - Gas | 30 | 0.37148 | SF Space Heat | 103444 | 0.066 | 0.11 | 1.37 | 1.26 | 6827.304 |  |  | 11378.84 |  | 141718.28 |  |  |  | 0 |  |  | 0 | 12.5103 | 85411.3447
| G214 |  |  | Air Sealing CFM50 - Gas | 30 | 0.066996 | SF Space Heat | 14835 | 0.083 | 0.67 | 0.67 | 0 | 1231.305 |  |  | 9939.45 |  | 9939.45 |  |  |  | 0 |  |  | 0 | 12.5103 | 15403.9451
| G214 |  |  | Showerhead - leave behind | 10 | 0.46866 | SF Water Heat | 1615 | 16 | 10 | 10 | 0 | 25840 |  |  | 16150 |  | 16150 |  |  |  | 16.539 |  |  | 180857.666 | 4.0365 | 104301.9122
| G214 |  |  | HomePrint Assessment - Gas | 0 | 0 | Flat | 971 | 0 | 115 | 115 | 0 | 0 |  |  | 111665 |  | 111665 |  |  |  | 0 |  |  | 0 | 0 | 0
| G214 |  |  | Energy Star Windows- Double Pane to U.30- Average | 30 | 1.1033 | SF Space Heat | 38115 | 0.532 | 4.16 | 20.61 | 16.45 | 20277.18 |  |  | 158558.4 |  | 785550.15 |  |  |  | 0 |  |  | 0 | 12.5103 | 253672.7838
| G214 |  |  | Energy Star Windows- Single Pane to U.30- Average | 30 | 1.0481 | SF Space Heat | 19635 | 0.981 | 4.16 | 20.61 | 16.45 | 19261.935 |  |  | 81681.6 |  | 404677.35 |  |  |  | 0 |  |  | 0 | 12.5103 | 240971.8054
| G214 |  |  | Attic Insulation R-11 to R-49 - Gas | 30 | 1.1446 | SF Space Heat | 657398 | 0.032 | 0.33 | 0.98 | 0.65 | 21036.736 |  |  | 216941.34 |  | 644250.04 |  |  |  | 0 |  |  | 0 | 12.5103 | 263175.0264
| G214 |  |  | Air Sealing CFM 50 - Gas | 15 | 0.054585 | SF Space Heat | 80256 | 0.025 | 0.66 | 0.66 | 0 | 2006.4 |  |  | 52968.96 |  | 52968.96 |  |  |  | 0 |  |  | 0 | 8.2731 | 16599.053
| G214 |  |  | Windows Double Pane to U.30 - Gas | 25 | 5.1822 | SF Space Heat | 357161.89 | 0.32 | 4.16 | 18.51 | 14.35 | 114291.8048 |  |  | 1485793.4624 |  | 6611066.5839 |  |  |  | 0 |  |  | 0 | 11.4504 | 1308688.9219
| G214 |  |  | Attic Insulation R-0 to R-49 - Gas | 30 | 3.6849 | SF Space Heat | 546165 | 0.124 | 0.33 | 1.12 | 0.79 | 67724.46 |  |  | 180234.45 |  | 611704.8 |  |  |  | 0 |  |  | 0 | 12.5103 | 847250.5692
| G214 |  |  | CO Monitor | 5 | 0 |  | 0 | 0 | 38.3 | 38.3 | 0 | 0 |  |  | 0 |  | 0 |  |  |  | 0 |  |  | 0 | 0 | 0
| G214 |  |  | Floor Insulation R-0 to R-30 - Gas | 30 | 2.8887 | SF Space Heat | 1083494 | 0.049 | 0.11 | 1.32 | 1.21 | 53091.206 |  |  | 119184.34 |  | 1430212.08 |  |  |  | 0 |  |  | 0 | 12.5103 | 664184.7643
| G214 |  |  | Wall Insulation R-0 to R-13 - Gas | 30 | 1.032 | SF Space Heat | 223130 | 0.085 | 0.22 | 1.39 | 1.17 | 18966.05 |  |  | 49088.6 |  | 310150.7 |  |  |  | 0 |  |  | 0 | 12.5103 | 237270.2072
|  |  |  | Total SF Existing WX |  | 25.474 |  |  |  |  | 2389.1 |  | 551363.0333 |  | 320154.58 | 3617801.82 | 11201402.8752 | 14819204.6952 | 0 | 3937956.4 | 15139359.2752 |  | 3653020.7792 | 14043932.5373 | 180857.666 |  | 6227921.0629 | 1.7049 | 0.50068
QC Check against EESTracking and Exhibit 1
[12 empty] | EES Tracking | DBtC | 3617801.82
[13 empty] | O & M | 320154.58
[13 empty] | Total Budget | 3937956.4
[13 empty] | Savings | 551363.0333
[12 empty] | Exhibit 1 | Spending | 3937956.4
[13 empty] | Savings | 551364

## G214 HER
Rtn to Summary | G214 Home Energy Reports: 2015 Program Savings, Budget, and Benefit-Cost Analysis
| Discount Rate: |  |  | 7.8%
| Sch. No. | Order Number | Project Number | Measure Name | Measure Life | Weighted Life | Gas End-Use Type | Number of units offered | Therms per unit | Incentives Per Unit | Incremental Measure Cost per Unit | Agency or Customer Cost per Unit | Total Therms Savings | Unit Overhead | Program Overhead Cost | Total Incentive | Total Customer Cost | Total Incremental Measure Cost | Other Contribution Costs | Total Utility Program Costs | Total Resource Cost | UNIT ANNUAL Non-Energy Benefits | Utility Program Cost Time Zero | Total Resource Costs in Time Zero | TOTAL Non-Energy Benefits in time zero | PV one Therm UC | PV Total Gas Savings Time Zero UC | UC B/C Ratio | TRC B/C Ratio
| G214 |  |  | Home Energy Reports {G} | 2 | 2 | SF Space Heat | 1 | 0 | 25416.48 |  |  | 0 | [8 empty] | 0 | 0 | 0 | 0 | 0 | 0
| G214 |  |  | Home Energy Reports | 2 | 2 | SF Space Heat |  |  | 25416.48 |  |  | 0 |  | 29152.4 | 25416.48 | 0 | 0 | 0 | 54568.88 | 29152.4 | 0 | 50620.4824 | 27043.0427 | 0 |  | 0 | 0 | 0
QC Check against EESTracking and Exhibit 1
[12 empty] | EES Tracking | DBtC | 25416.48
[13 empty] | O & M | 29152.4
[13 empty] | Total Budget | 54568.88
[13 empty] | Savings | 0
[12 empty] | Exhibit 1 | Spending | 54568.88
[13 empty] | Savings | 0

## SFNC Gas
Rtn to Summary | SFNC Gas 2015 Cost Benefit Analysis
| Discount Rate: |  |  | 7.8%
| Sch. No. | Order Number | Project Number | Measure Name | Measure Life | Weighted Life | Gas End-Use Type | Number of units offered | Therms per unit | Incentives Per Unit | Incremental Measure Cost per Unit | Agency or Customer Cost per Unit | Total Therms Savings | Unit Overhead | Program Overhead Cost | Total Incentive | Total Customer Cost | Total Incremental Measure Cost | Other Contribution Costs | Total Utility Program Costs | Total Resource Cost | UNIT ANNUAL Non-Energy Benefits | Utility Program Cost Time Zero | Total Resource Costs in Time Zero | TOTAL Non-Energy Benefits in time zero | PV one Therm UC | PV Total Gas Savings Time Zero UC | UC B/C Ratio | TRC B/C Ratio
| G214 |  |  | Single Family New Construction | 30 | 30 | Flat | 0 | 0 | 0 | 0 |  | 0 |  |  |  | 0 |  |  |  | 0 |  |  |  | 0 | 0 | 0
|  |  |  | Total |  | 30 |  |  |  | 0 | 0 | 0 | 0 |  | 20666.99 | 0 | 0 | 0 | 0 | 20666.99 | 20666.99 | 0 | 19171.6048 | 19171.6048 | 0 |  | 0 | 0 | 0
QC Check against EESTracking and Exhibit 1
[12 empty] | EES Tracking | DBtC | 0
[13 empty] | O & M | 20666.99
[13 empty] | Total Budget | 20666.99
[13 empty] | Savings | 0
[12 empty] | Exhibit 1 | Spending | 20666.99
[13 empty] | Savings | 0

## Energy Star Manufactured Home
Rtn to Summary | Energy Star Manufactured Home: 2015 Program Savings, Budget, and Benefit-Cost Analysis
| Discount Rate: |  |  | 7.8%
| Sch. No. | Order Number | Project Number | Measure Name | Measure Life | Weighted Life | Gas End-Use Type | Number of units offered | Therms per unit | Incentives Per Unit | Incremental Measure Cost per Unit | Agency or Customer Cost per Unit | Total Therm Savings | Unit Overhead | Program Overhead Cost | Total Incentive | Total Customer Cost | Total Incremental Measure Cost | Other Contribution Costs | Total Utility Program Costs | Total Resource Cost | UNIT ANNUAL Non-Energy Benefits | Utility Program Cost Time Zero | Total Resource Costs in Time Zero | TOTAL Non-Energy Benefits in time zero | PV one Therm UC | PV Total Gas Savings Time Zero UC | UC B/C Ratio | TRC B/C Ratio
| G214 |  |  | Energy Star Manufactured Home | 30 | 30 | SF Space Heat | 0 | 0 | 150 | 0 | 0 | 0 |  |  |  | 0 | 0 |  |  |  | 0 |  |  | 0 | 0 | 0
|  |  |  | Total |  | 30 |  |  |  |  | 0 | 0 | 0 |  | 0 | 0 | 0 | 0 | 0 | 0 | 0 | 0 | 0 | 0 | 0 |  | 0 | 0 | 0
QC Check against EESTracking and Exhibit 1
[12 empty] | EES Tracking | DBtC | 0
[13 empty] | O & M | 0
[13 empty] | Total Budget | 0
[13 empty] | Savings | 0
[12 empty] | Exhibit 1 | Spending | 0
[13 empty] | Savings | 0

## G217 MFExisting
Rtn to Summary | G217 Residential Multifamily Existing: 2015 Program Savings, Budget, and Benefit-Cost Analysis
| Discount Rate: |  |  | 7.8%
| Sch. No. | Order Number | Project Number | Measure Name | Measure Life | Weighted Life | Gas End-Use Type | Number of units offered | Therms per unit | Incentives Per Unit | Incremental Measure Cost per Unit | Agency or Customer Cost per Unit | Total Therms Savings | Unit Overhead | Program Overhead Cost | Total Incentive | Total Customer Cost | Total Incremental Measure Cost | Other Contribution Costs | Total Utility Program Costs | Total Resource Cost | UNIT ANNUAL Non-Energy Benefits | Utility Program Cost Time Zero | Total Resource Costs in Time Zero | TOTAL Non-Energy Benefits in time zero | PV one Therm UC | PV Total Gas Savings Time Zero UC | UC B/C Ratio | TRC B/C Ratio
| G217 |  |  | Thermostatic Restrictor Showerhead | 10 | 3.37 | SF Water Heat | 1092 | 21.7 | 41 | 41 | 0 | 23696.4 |  |  |  |  | 44772 |  |  |  | 25.188 |  |  | 186239.3602 | 4.0365 | 95649.3743
| G217 |  |  | Attic Insulation R0 to R38 | 30 | 4.1942 | SF Space Heat | 109228 | 0.09 | 0.75 | 1.06 | 0.31 | 9830.52 |  |  |  |  | 115781.68 |  |  |  | 0 |  |  | 0 | 12.5103 | 122982.3562
| G217 |  |  | Variable Speed Drive - Gas | 15 | 0 | Commercial Space Heat | 0 | 1 | 13619 | 58100 | 44481 | 0 |  |  |  |  | 0 |  |  |  | 0 |  |  | 0 | 0 | 0
| G217 |  |  | Boiler (Domestic Water) Replacement (Calculated) | 15 | 0 | Commercial Water Heat | 0 | 1 | 5500 | 11560 | 6060 | 0 |  |  |  |  | 0 |  |  |  | 0 |  |  | 0 | 0 | 0
| G217 |  |  | Showerhead - Max 1.5 gpm GWH - Direct Install | 10 | 1.7065 | SF Water Heat | 923 | 13 | 18 | 18 | 0 | 11999 |  |  |  |  | 16614 |  |  |  | 19.579 |  |  | 122362.2222 | 4.0365 | 48433.3841
| G217 |  |  | Boiler (Space Heating ) Replacement (Calculated) | 24 | 0 | Commercial Space Heat | 0 | 1 | 3670 | 6000 | 2330 | 0 |  |  |  |  | 0 |  |  |  | 0 |  |  | 0 | 0 | 0
| G217 |  |  | Thermostatic Restrictor Showerhead Adaptor | 10 | 0.98117 | SF Water Heat | 793 | 8.7 | 33 | 33 | 0 | 6899.1 |  |  |  |  | 26169 |  |  |  | 5.609 |  |  | 30117.1433 | 4.0365 | 27847.884
| G217 |  |  | Aerator - 1.5 gpm GWH - Direct Install | 10 | 0.44321 | SF Water Heat | 1060 | 2.94 | 2.1 | 2.1 | 0 | 3116.4 |  |  |  |  | 2226 |  |  |  | 2.364 |  |  | 16967.1338 | 4.0365 | 12579.1981
| G217 |  |  | Attic Insulation R-11 to R-38 | 30 | 0 | SF Space Heat | 0 | 0.06 | 0.75 | 0.75 | 0 | 0 |  |  |  |  | 0 |  |  |  | 0 |  |  | 0 | 0 | 0
| G217 |  |  | Floor Insulation R-0 to R-30 | 30 | 0 | SF Space Heat | 0 | 0.05 | 0.5 | 1.59 | 1.09 | 0 |  |  |  |  | 0 |  |  |  | 0 |  |  | 0 | 0 | 0
| G217 |  |  | Wall Insulation R-0 to R-11 | 30 | 0.12947 | SF Space Heat | 6069 | 0.05 | 0.5 | 0.76 | 0.26 | 303.45 |  |  |  |  | 4612.44 |  |  |  | 0 |  |  | 0 | 12.5103 | 3796.2382
| G217 |  |  | Windows (single to double paned) U= 1.2 to 0.30 | 30 | 0.92737 | SF Space Heat | 2470 | 0.88 | 6 | 20.61 | 14.61 | 2173.6 |  |  |  |  | 50906.7 |  |  |  | 0 |  |  | 0 | 12.5103 | 27192.3001
| G217 |  |  | Windows (single to triple paned) U= 1.2 to 0.22 | 30 | 2.7618 | SF Space Heat | 6743 | 0.96 | 8 | 21.97 | 13.97 | 6473.28 |  |  |  |  | 148143.71 |  |  |  | 0 |  |  | 0 | 12.5103 | 80982.4126
| G217 |  |  | Natural Gas Furnace (.95 AFUE) - In-unit | 18 | 0.063281 | SF Space Heat | 3 | 82.4 | 250 | 603 | 353 | 247.2 |  |  |  |  | 1809 |  |  |  | 0 |  |  | 0 | 9.4024 | 2324.2711
| G217 |  |  | Natural Gas Boiler (.95 AFUE) - In-unit | 20 | 0 | SF Space Heat | 0 | 89.3 | 350 | 1393 | 1043 | 0 |  |  |  |  | 0 |  |  |  | 0 |  |  | 0 | 0 | 0
| G217 |  |  | Integrated Space & Water Heating Natural Gas Boiler - In-unit | 18 | 0.16601 | SF Space Heat | 5 | 129.7 | 800 | 1526 | 726 | 648.5 |  |  |  |  | 7630 |  |  |  | 0 |  |  | 0 | 9.4024 | 6097.4506
| G217 |  |  | High Efficiency Natural Gas Fireplace - In-unit | 20 | 0.061438 | SF Space Heat | 3 | 72 | 200 | 562 | 362 | 216 |  |  |  |  | 1686 |  |  |  | 0 |  |  | 0 | 10.0681 | 2174.7124
| G217 |  |  | Thermostatic Restrictor Handheld Showerhead | 10 | 0.54007 | SF Water Heat | 175 | 21.7 | 58 | 58 | 0 | 3797.5 |  |  |  |  | 10150 |  |  |  | 0 |  |  | 0 | 4.0365 | 15328.4254
| G217 |  |  | Boiler (Domestic Water + Space Heating) Replacement (Calculated) | 24 | 0.31197 | Commercial Space Heat | 914 | 1 | 9394 | 32205 | 22811 | 914 |  |  |  |  | 32205 |  |  |  | 0 |  |  | 0 | 10.4472 | 9548.7019
| G217 |  |  | Boiler (Pool Heating ) (Calculated) | 15 | 0 | Commercial Water Heat | 0 | 1 | 1686 | 3600 | 1914 | 0 |  |  |  |  | 0 |  |  |  | 0 |  |  | 0 | 0 | 0
|  |  |  | Multifamily Existing |  | 12.2865 |  |  |  |  | 115747.84 |  | 70314.95 |  | 115531.37 | 276123.58 | 186581.95 | 462705.53 | 0 | 391654.95 | 578236.9 |  | 363316.2801 | 536397.8664 | 355685.8595 |  | 454936.709 | 1.2522 | 1.596
QC Check against EESTracking and Exhibit 1
[12 empty] | EES Tracking | DBtC | 276123.58
[13 empty] | O & M | 115531.37
[13 empty] | Total Budget | 391654.95
[13 empty] | Savings | 70314.95
[12 empty] | Exhibit 1 | Spending | 391654.95
[13 empty] | Savings | 70314
Note on S4: reblan: Have to reverse engineer these for calculated measures

## G249 HER Expans
Rtn to Summary | G249 Home Energy Reports Expansion: 2015 Program Savings, Budget, and Benefit-Cost Analysis
| Discount Rate: | 7.8%
| Sch. No. | Order Number | Project Number | Measure Name | Measure Life | Weighted Life | Gas End-Use Type | Number of units offered | Therms per unit | Incentives Per Unit | Incremental Measure Cost per Unit | Agency or Customer Cost per Unit | Total Therms Savings | Unit Overhead | Program Overhead Cost | Total Incentive | Total Customer Cost | Total Incremental Measure Cost | Other Contribution Costs | Total Utility Program Costs | Total Resource Cost | UNIT ANNUAL Non-Energy Benefits | Utility Program Cost Time Zero | Total Resource Costs in Time Zero | TOTAL Non-Energy Benefits in time zero | PV one Therm UC | PV Total Gas Savings Time Zero UC | UC B/C Ratio | TRC B/C Ratio
| G249 |  |  | Individual Energy Reports - Expansion - HRU | 2 | 1 | Res Water Heat | 24036 | 0 | 1.31 | 1.31 | 0 | 0 |  |  | 0 | 0 | [8 empty] | 0 | 0
| G249 |  |  | Individual Energy Reports - Expansion - Rural | 2 | 1 | Res Water Heat | 30151 | 0 | 1.31 | 1.31 | 0 | 0 |  |  | 0 | 0 | [8 empty] | 0 | 0
| G249 |  |  | Home Energy Reports | 2 | 2 | [6 empty] | 0 |  | 197408.33 | 126016.47 | 0 | 0 | 0 | 323424.8 | 197408.33 | 0 | 300023.0056 | 183124.6104 |  |  | 0 | 0 | 0
QC Check against EESTracking and Exhibit 1
[12 empty] | EES Tracking | DBtC | 126016.47
[13 empty] | O & M | 197408.33
[13 empty] | Total Budget | 323424.8
[13 empty] | Savings | 0
[12 empty] | Exhibit 1 | Spending | 323424.8
[13 empty] | Savings | 0

## G262 Rebates
Rtn to Summary | G262 Commercial Rebates: 2015 Program Savings, Budget, and Benefit-Cost Analysis | [5 empty] | This is handled differently, be careful
| Discount Rate: |  |  | 7.8%
| Sch. No. | Order Number | Order Number | Measure Name | Measure Life | Weighted Measure Life | Gas End-Use Type | Number of units offered | Therm Savings per unit | Incentives Per Unit | Incremental Cost per Unit | Customer Cost per Unit | Total Therm Savings | Unit Overhead Costs | Total Utility Program Overhead Cost | Total Incentive | Total Customer Cost | Total Incremental Measure Cost | Other Contribution Costs | Total Utility Cost | Total ResourceCosts | Non-Energy Benefits | Utility Program Costs Time Zero | Total Resource Costs in Time Zero | Non-Energy Benefits in Time Zero | Present Value of One Therm in Time zero | Total Present Value of Therm Savings in Time Zero | UBC Ratio | TRC B/C Ratio
| G262 |  | 18231022 | Aerator, gas SBDI | 5 | 0.46899 | Commercial Water Heat | 799 | 32 | 8 | 8 | 0 | 25568 |  |  | 6392 | 0 | 6392 |  |  |  | 65.434 |  |  | 209850.9288 | 2.0407 | 52175.7837
| G262 |  | 18231022 | SBDI Gas sprayhead 1.6 previously installed to .65gpm | 5 | 0.0081443 | Commercial Water Heat | 12 | 37 | 71.21 | 71.21 | 0 | 444 |  |  | 854.52 | 0 | 854.52 |  |  |  | 0 |  |  | 0 | 2.0407 | 906.0563
| G262 |  | 18231022 | SBDI Gas sprayhead 2.2 previously installed to .65gpm | 5 | 0.0010639 | Commercial Water Heat | 1 | 58 | 71.21 | 71.21 | 0 | 58 |  |  | 71.21 | 0 | 71.21 |  |  |  | 0 |  |  | 0 | 2.0407 | 118.3587
| G262 |  | 18231027 | $30 gas under counter or door type sales incentive | 0 | 0 | Commercial Cooking | 2 | 0 | 30 | 30 | 0 | 0 |  |  | 60 | 0 | 60 |  |  |  | 0 |  |  | 0 | 0 | 0
| G262 |  | 18231027 | $30 Salesman incentive, fryer gas | 0 | 0 | Commercial Cooking | 2 | 0 | 30 | 30 | 0 | 0 |  |  | 60 | 0 | 60 |  |  |  | 0 |  |  | 0 | 0 | 0
| G262 |  | 18231027 | $50 Salesman incentive - gas oven | 0 | 0 | Commercial Cooking | 22 | 0 | 50 | 50 | 0 | 0 |  |  | 1100 | 0 | 1100 |  |  |  | 0 |  |  | 0 | 0 | 0
| G262 |  | 18231027 | Combination Oven - gas | 12 | 1.5106 | Commercial Cooking | 43 | 798 | 2000 | 3588 |  | 34314 |  |  | 86000 | 68284 | 154284 |  |  |  | 0 |  |  | 0 | 4.7923 | 164441.9375
| G262 |  | 18231027 | Comml Washer - Gas WH / Gas Dryer | 7 | 0.032871 | Commercial Water Heat | 40 | 32 | 150 | 210 |  | 1280 |  |  | 6000 | 2400 | 8400 |  |  |  | 135.9529 |  |  | 28507.5363 | 2.9006 | 3712.8269
| G262 |  | 18231027 | Convection Oven - double gas | 12 | 0.97441 | Commercial Cooking | 31 | 714 | 2000 | 2354 |  | 22134 |  |  | 62000 | 10974 | 72974 |  |  |  | 0 |  |  | 0 | 4.7923 | 106072.0943
| G262 |  | 18231027 | Convection Oven - full size gas | 12 | 0.25146 | Commercial Cooking | 16 | 357 | 1000 | 1177 |  | 5712 |  |  | 16000 | 2832 | 18832 |  |  |  | 0 |  |  | 0 | 4.7923 | 27373.4437
| G262 |  | 18231027 | Conveyer Oven - Double Gas | 12 | 0.15567 | Commercial Cooking | 2 | 1768 | 4000 | 9462 |  | 3536 |  |  | 8000 | 10924 | 18924 |  |  |  | 0 |  |  | 0 | 4.7923 | 16945.4651
| G262 |  | 18231027 | Double Rack Oven - gas | 12 | 0.46224 | Commercial Cooking | 5 | 2100 | 2000 | 4128 |  | 10500 |  |  | 10000 | 10640 | 20640 |  |  |  | 0 |  |  | 0 | 4.7923 | 50318.8303
| G262 |  | 18231027 | DTHT - Gas Water Heat | 15 | 0.047875 | Commercial Cooking | 3 | 290 | 250 | 846 |  | 870 |  |  | 750 | 1788 | 2538 |  |  |  | 0 |  |  | 0 | 5.7172 | 4973.9247
| G262 |  | 18231027 | DTLT - Gas Water Heat | 15 | 0.18325 | Commercial Cooking | 5 | 666 | 750 | 2659 |  | 3330 |  |  | 3750 | 9545 | 13295 |  |  |  | 0 |  |  | 0 | 5.7172 | 19038.1258
| G262 |  | 18231027 | Fryer Commercial - Gas | 8 | 1.0169 | Commercial Cooking | 55 | 630 | 500 | 1017 |  | 34650 |  |  | 27500 | 28435 | 55935 |  |  |  | 0 |  |  | 0 | 3.3369 | 115622.3369
| G262 |  | 18231027 | Gas Boiler - Kitchen | 15 | 0.088047 | Commercial Water Heat | 2 | 800 | 1500 | 3191 |  | 1600 |  |  | 3000 | 3382 | 6382 |  |  |  | 0 |  |  | 0 | 5.6713 | 9074.1451
| G262 |  | 18231027 | Gas Hot Water Heater - Laundry | 7 | 0.015331 | Commercial Water Heat | 1 | 597 | 800 | 1644 |  | 597 |  |  | 800 | 844 | 1644 |  |  |  | 0 |  |  | 0 | 2.9006 | 1731.6857
| G262 |  | 18231027 | Gas Hot Water Heater- Kitchen | 7 | 0.07871 | Commercial Water Heat | 5 | 613 | 800 | 1644 |  | 3065 |  |  | 4000 | 4220 | 8220 |  |  |  | 0 |  |  | 0 | 2.9006 | 8890.4801
| G262 |  | 18231027 | STHT - Gas Water Heat | 20 | 0.012913 | Commercial Cooking | 1 | 176 | 250 | 1436 |  | 176 |  |  | 250 | 1186 | 1436 |  |  |  | 0 |  |  | 0 | 7.0091 | 1233.6086
| G262 |  | 18231027 | UCHT - Gas Water Heat | 10 | 0.0049526 | Commercial Cooking | 3 | 45 | 0 | 40 |  | 135 |  |  | 0 | 120 | 120 |  |  |  | 0 |  |  | 0 | 4.1004 | 553.5478
| G262 |  | 18231027 | UCLT - Gas Water Heat | 10 | 0.0077041 | Commercial Cooking | 2 | 105 | 150 | 232 |  | 210 |  |  | 300 | 164 | 464 |  |  |  | 0 |  |  | 0 | 4.1004 | 861.0744
| G262 |  | 18231028 | 1.5 GPM Showerhead Any Commercial, gas DI | 10 | 1.8864 | Commercial Water Heat | 5142 | 10 | 41 | 41 |  | 51420 |  |  | 210822 | 0 | 210822 |  |  |  | 0 |  |  | 0 | 4.0667 | 209109.3921
| G262 |  | 18231028 | 1.5 GPM Showerhead Any Commercial, gas DI REINSTALL | 10 | -0.029716 | Commercial Water Heat | 81 | -10 | 0 | 0 |  | -810 |  |  | 0 | 0 | 0 |  |  |  | 0 |  |  | 0 | 4.0667 | -3294.0219
| G262 |  | 18231028 | 1.5 GPM Showerhead Any Commercial, gas DI SPLIT | 10 | 0.14601 | Commercial Water Heat | 398 | 10 | 34.5 | 34.5 |  | 3980 |  |  | 13731 | 0 | 13731 |  |  |  | 0 |  |  | 0 | 4.0667 | 16185.4411
| G262 |  | 18231028 | 1.5 GPM Showerhead Fitness Center, gas DI | 10 | 0.0069704 | Commercial Water Heat | 1 | 190 | 41 | 41 |  | 190 |  |  | 41 | 0 | 41 |  |  |  | 0 |  |  | 0 | 4.0667 | 772.6718
| G262 |  | 18231028 | Aerator, gas | 5 | 0.0082177 | Commercial Water Heat | 14 | 32 | 5 | 5 |  | 448 |  |  | 70 | 0 | 70 |  |  |  | 65.434 |  |  | 3676.9875 | 2.0407 | 914.219
| G262 |  | 18231028 | Aerator, gas $10 | 5 | 0.94092 | Commercial Water Heat | 1603 | 32 | 9.5 | 9.5 |  | 51296 |  |  | 15228.5 | 0 | 15228.5 |  |  |  | 65.434 |  |  | 421015.0674 | 2.0407 | 104678.0741
| G262 |  | 18231028 | Aerator, gas $10 SPLIT | 5 | 0.041675 | Commercial Water Heat | 71 | 32 | 4.75 | 4.75 |  | 2272 |  |  | 337.25 | 0 | 337.25 |  |  |  | 65.434 |  |  | 18647.5794 | 2.0407 | 4636.3963
| G262 |  | 18231028 | Aerator, Gas $7 | 10 | 0.16435 | Commercial Water Heat | 140 | 32 | 7 | 7 |  | 4480 |  |  | 980 | 0 | 980 |  |  |  | 65.434 |  |  | 62027.8393 | 4.0667 | 18218.788
| G262 |  | 18231028 | Gas head 1.6 previously installed to .65gpm | 5 | 0.00067869 | Commercial Water Heat | 1 | 37 | 117 | 117 |  | 37 |  |  | 117 | 0 | 117 |  |  |  | 0 |  |  | 0 | 2.0407 | 75.5047
| G262 |  | 18231028 | Gas head 2.2 previously installed to .65gpm | 5 | 0.0031917 | Commercial Water Heat | 3 | 58 | 117 | 117 |  | 174 |  |  | 351 | 0 | 351 |  |  |  | 0 |  |  | 0 | 2.0407 | 355.0761
| G262 |  | 18231028 | Gas head not previously installed to .65gpm | 5 | 0.00097218 | Commercial Water Heat | 1 | 53 | 129 | 129 |  | 53 |  |  | 129 | 0 | 129 |  |  |  | 0 |  |  | 0 | 2.0407 | 108.1554
| G262 |  | 18231028 | Gas head not previously installed to .65gpm SPLIT | 5 | 0.0058331 | Commercial Water Heat | 6 | 53 | 64.5 | 64.5 |  | 318 |  |  | 387 | 0 | 387 |  |  |  | 0 |  |  | 0 | 2.0407 | 648.9322
| G262 |  | 18231029 | $150 GAS EGP Retrofit Tier 2 | 15 | 0.28615 | Commercial Space Heat | 1 | 5200 | 3000 | 38134.2 |  | 5200 |  |  | 3000 | 35134.2 | 38134.2 |  |  |  | 0 |  |  | 0 | 7.6815 | 39943.5487
| G262 |  | 18231029 | Gas units - High Efficiency HVAC Retrofit | 15 | 0.28945 | Commercial Space Heat | 12 | 438.3333 | 2049.5042 | 31034.0483 |  | 5260 |  |  | 24594.05 | 347814.53 | 372408.58 |  |  |  | 0 |  |  | 0 | 7.6815 | 40404.4358
| G262 |  | 18231029 | Gas units - Premium HVAC | 2 | 0.000631 | Commercial Space Heat | 1 | 86 | 0 | 0 |  | 86 |  |  | 0 | 0 | 0 |  |  |  | 0 |  |  | 0 | 1.0044 | 86.3819
|  |  |  | G262 Rebates |  | 9.0729 | [5 empty] | 0 | 272583 |  | 178058.24 | 498847.18 | 546515.08 | 1045362.26 | 0 | 676905.42 | 1223420.5 |  | 627927.1058 | 1134898.423 | 743725.9387 |  | 1016886.7211 | 1.6194 | 1.6409
QC Check against EESTracking and Exhibit 1
[14 empty] | SBDI | Comm Laundry Kitchen | CIDI | Comm HVAC | total
[12 empty] | EES Tracking | DBtC | 0 | 229570 | 242832.92 | 26444.26 | 498847.18
[13 empty] | O & M | 22036.47 | 63522.34 | 68343.76 | 24155.67 | 178058.24
[13 empty] | Total Budget | 22036.47 | 293092.34 | 311176.68 | 50599.93 | 676905.42
[13 empty] | Savings | 26070 | 122109 | 113858 | 10546 | 272583
[12 empty] | Exhibit 1 | Spending | 676905.42
[13 empty] | Savings | 272583
Note on J1: reblan: This is handled differently. Unit savings, incentives and cost are reverse calculated. See error indicators for method.
Note on H2: reblan: Unit savings, incentives and costs are reverse calculated here. See error indicators for details.

## G253 RCM
Rtn to Summary | G253 RCM: 2015 Program Savings, Budget, and Benefit-Cost Analysis
| Discount Rate: | 7.8%
| Sch. No. | Order Number | Project Number | Measure Name | Measure Life | Weighted Life | Gas End-Use Type | Number of units offered | Therms per unit | Incentives Per Unit | Incremental Measure Cost per Unit | Agency or Customer Cost per Unit | Total Therms Savings | Unit Overhead | Program Overhead Cost | Total Incentive | Total Customer Cost | Total Incremental Measure Cost | Other Contribution Costs | Total Utility Program Costs | Total Resource Cost | UNIT ANNUAL Non-Energy Benefits | Utility Program Cost Time Zero | Total Resource Costs in Time Zero | TOTAL Non-Energy Benefits in time zero | PV one Therm UC | PV Total Gas Savings Time Zero UC | UC B/C Ratio | TRC B/C Ratio
| G253 |  |  |  | 3 |  | Commercial Space Heat | 1 | 778529 | 245886.34 | 440628.39 | 194742.05 | 778529 |  | 393832.95 | 245886.34 | 194742.05 | 440628.39 |  | 639719.29 | 834461.34 |  |  |  | 220314.195 | 1.6142 | 1256728.4584
|  | RCM Program Totals |  |  | 3 | 3 |  |  | 778529 | 245886.34 | 440628.39 | 194742.05 | 778529 | 0 | 393832.95 | 245886.34 | 194742.05 | 440628.39 | 0 | 639719.29 | 834461.34 | 0 | 593431.6234 | 774082.8757 | 220314.195 |  | 1256728.4584 | 2.1177 | 2.0705
QC Check against EESTracking and Exhibit 1
[12 empty] | EES Tracking | DBtC | 245886.34
[13 empty] | O & M | 393832.95
[13 empty] | Total Budget | 639719.29
[13 empty] | Savings | 777294
[12 empty] | Exhibit 1 | Spending | 639719.29
[13 empty] | Savings | 778529
[12 empty] | BEM | Grant Amount | 187390.35
[13 empty] | Savings | 777294
[13 empty] | Measure Cost | 440628.39
Note on Z1: reblan: NEBs total is half of measure cost

## G251 CI NC
Rtn to Summary | G251 Commercial New Construction: 2015 Program Savings, Budget, and Benefit-Cost Analysis
| Discount Rate: | 7.8%
| Sch. No. | Order Number | Project Number | Measure Name | Measure Life | Weighted Life | Gas End-Use Type | Number of units offered | Therms per unit | Incentives Per Unit | Incremental Measure Cost per Unit | Agency or Customer Cost per Unit | Total Therms Savings | Unit Overhead | Program Overhead Cost | Total Incentive | Total Customer Cost | Total Incremental Measure Cost | Other Contribution Costs | Total Utility Program Costs | Total Resource Cost | UNIT ANNUAL Non-Energy Benefits | Utility Program Cost Time Zero | Total Resource Costs in Time Zero | TOTAL Non-Energy Benefits in time zero | PV one Therm UC | PV Total Gas Savings Time Zero UC | UC B/C Ratio | TRC B/C Ratio
| G251 |  | CI New |  | 24 | 24 | Commercial Space Heat | 1 | 114935 | 270483 | 295462 | 24979 | 114935 |  | 37763.41 | 270483 | 24979 | 295462 |  | 308246.41 | 333225.41 |  |  |  | 0 | 10.4472 | 1200744.0409
|  | Program Total |  |  | 24 | #REF! | [6 empty] | 114935 | 0 | 37763.41 | 270483 | 24979 | 295462 | 0 | 308246.41 | 333225.41 | 0 | 285942.8664 | 309114.4805 | 0 |  | 1200744.0409 | 4.1992 | 4.2729
QC Check against EESTracking and Exhibit 1
[12 empty] | EES Tracking | DBtC | 270483
[13 empty] | O & M | 37763.41
[13 empty] | Total Budget | 308246.41
[13 empty] | Savings | 114935
[12 empty] | Exhibit 1 | Spending | 308246.41
[13 empty] | Savings | 114935
[12 empty] | BEM | Grant Amount | 270483
[13 empty] | Savings | 114935
[13 empty] | Measure Cost | 295462

## G250 CI Retrofit
Rtn to Summary | G250 Commercial Retrofit: 2015 Program Savings, Budget, and Benefit-Cost Analysis
| Discount Rate: |  |  | 7.8%
| Sch. No. | Order Number | Project Number | Measure Name | Measure Life | Weighted Life | Gas End-Use Type | Number of units offered | Therms per unit | Incentives Per Unit | Incremental Measure Cost per Unit | Agency or Customer Cost per Unit | Total Therms Savings | Unit Overhead | Program Overhead Cost | Total Incentive | Total Customer Cost | Total Incremental Measure Cost | Other Contribution Costs | Total Utility Program Costs | Total Resource Cost | UNIT ANNUAL Non-Energy Benefits | Utility Program Cost Time Zero | Total Resource Costs in Time Zero | TOTAL Non-Energy Benefits in time zero | PV one Therm UC | PV Total Gas Savings Time Zero UC | UC B/C Ratio | TRC B/C Ratio
| G250 |  |  | Commercial/Industrial Retrofit {G} | 17 |  | Commercial Space Heat | 1 | 775638 |  |  | 0 | 775638 |  |  | 0 |  |  | 0 | [5 empty] | 0 | 8.4046 | 6518933.5999
|  |  |  | Energy Smart Grocer {G} | 17 |  | Commercial Space Heat | 1 | 17375 |  |  | 0 | 17375 | [11 empty] | 0 | 8.4046 | 146030.0698
|  |  |  | Total Gas Commercial Retrofit Totals |  | 17 |  |  | 793013 |  | 0 | 0 | 793013 | 0 | 407765.77 | 2103387.77 | 1679745.15 | 3783132.92 | 0 | 2511153.54 | 4190898.69 | 0 | 2329455.974 | 3887661.1224 | 0 |  | 6664963.6697 | 2.8612 | 1.8858
QC Check against EESTracking and Exhibit 1
[7 empty] | Row Labels | Sum of THERM | Sum of Paid Grant Amt | Sum of Total Cost |  |  |  | Commercial/Industrial Retrofit {G} | Energy Smart Grocer {G} |  | Total
[7 empty] | E250 & G250 - C&I Retro | 775151 | 2069318 | 3682833.19 |  | EES Tracking | DBtC | 2069445 | 33942.77 |  | 2103387.77
[7 empty] | E250 & G250 - Controls | 487 | 2288 | 2288 |  |  | O & M | 398469.49 | 9296.28 |  | 407765.77
[7 empty] | E250 Energy S. Grocer REBATE | 17375 | 38225 | 98011.73 |  |  | Total Budget | 2467914.49 | 43239.05 |  | 2511153.54
[7 empty] | Grand Total | 793013 | 2109831 | 3783132.92 |  |  | Savings | 775638 | 17375 |  | 793013
[12 empty] | Exhibit 1 | Spending | 2511153.54
[13 empty] | Savings | 793013
[13 empty] | Commercial/Industrial Retrofit {G} | 775638
[13 empty] | Energy Smart Grocer {G} | 17375

## G218 MFNC
Rtn to Summary | G218 Residential Multifamily New Construction: 2015 Program Savings, Budget, and Benefit-Cost Analysis
| Discount Rate: | 0.078
| Sch. No. | Order Number | Project Number | Measure Name | Measure Life | Weighted Life | Gas End-Use Type | Number of units offered | Therms per unit | Incentives Per Unit | Incremental Measure Cost per Unit | Agency or Customer Cost per Unit | Total Therms Savings | Unit Overhead | Program Overhead Cost | Total Incentive | Total Customer Cost | Total Incremental Measure Cost | Other Contribution Costs | Total Utility Program Costs | Total Resource Cost | UNIT ANNUAL Non-Energy Benefits | Utility Program Cost Time Zero | Total Resource Costs in Time Zero | TOTAL Non-Energy Benefits in time zero | PV one Therm UC | PV Total Gas Savings Time Zero UC | UC B/C Ratio | TRC B/C Ratio
| G218 |  |  | Whole Bldg - Gas | 15 | 0.40735 | Flat | 838 | 1 | 4190 | 4190 | 0 | 838 |  |  |  |  | 4190 | 0 |  |  | 0 |  |  | 0 | 5.3328 | 4468.848
| G218 |  |  | Condensing Boiler - DHW (calculated) | 24 | 5.1977 | Commercial Water Heat | 6683 | 1 | 34625 | 53030 | 18405 | 6683 |  |  |  |  | 53030 |  |  |  | 0 |  |  | 0 | 7.7758 | 51965.5154
| G218 |  |  | Showerhead - Max 1.50 gpm GWH | 10 | 2.3044 | SF Water Heat | 547 | 13 | 25 | 31 | 6 | 7111 |  |  |  |  | 16957 |  |  |  | 0 |  |  | 0 | 4.0365 | 28703.2081
| G218 |  |  | Showerhead - Max 1.75 gpm GWH | 10 | 0 | SF Water Heat | 0 | 9 | 15 | 31 | 16 | 0 |  |  |  |  | 0 |  |  |  | 0 |  |  | 0 | 0 | 0
| G218 |  |  | Condensing boiler - space heat | 24 | 0 | SF Space Heat | 0 | 1 | 5 | 5 | 0 | 0 |  |  |  |  | 0 |  |  |  | 0 |  |  | 0 | 0 | 0
| G218 |  |  | Solar thermal | 20 | 0 | Commercial Water Heat | 0 | 1 | 5 | 5 | 0 | 0 |  |  |  |  | 0 |  |  |  | 0 |  |  | 0 | 0 | 0
| G218 |  |  | Whole Building - Commercial Gas | 15 | 0 | SF Space Heat | 0 | 1 | 5 | 0 | 0 | 0 |  |  |  |  | 0 |  |  |  | 0 |  |  | 0 | 0 | 0
| G218 |  |  | Whole Building - Residential Gas | 15 | 0 | SF Space Heat | 0 | 1 | 5 | 0 | 0 | 0 |  |  |  |  | 0 |  |  |  | 0 |  |  | 0 | 0 | 0
| G218 |  |  | Condensing Boiler - Service Water Heat | 15 | 5.0812 | Commercial Water Heat | 10453 | 1 | 4.4 | 4.4 | 0 | 10453 |  |  |  |  | 45993.2 |  |  |  | 0 |  |  | 0 | 5.6713 | 59282.5245
| G218 |  |  | Condensing Water Heater - Service Water Heat | 7 | 1.3096 | Commercial Water Heat | 5773 | 1 | 2.25 | 2.25 | 0 | 5773 |  |  |  |  | 12989.25 |  |  |  | 0 |  |  | 0 | 2.9006 | 16745.4296
|  | Program Totals |  |  |  | 14.3003 | [6 empty] | 30858 |  | 94387.34 | 89304.25 | 43855.2 | 133159.45 |  | 183691.59 | 227546.79 |  | 170400.3618 | 211082.3655 | 0 |  | 161165.5255 | 0.94581 | 0.83987
QC Check against EESTracking and Exhibit 1
[12 empty] | EES Tracking | DBtC | 89304.25
[13 empty] | O & M | 94387.34
[13 empty] | Total Budget | 183691.59
[13 empty] | Savings | 30858
[12 empty] | Exhibit 1 | Spending | 183691.59
[13 empty] | Savings | 30858
[11 empty] | Incentive | Measure Cost
[10 empty] | Row Labels | Sum of Paid Grant Amt | Sum of Total Cost
[10 empty] | Whole Building_Gas | 4190 | 4190
[10 empty] | Condensing Boiler - DHW | 34625 | 53030

## G214 Web Tstats
Rtn to Summary | G214 Residential Web Termostats: 2015 Program Savings, Budget, and Benefit-Cost Analysis
| Discount Rate: |  |  | 7.8%
| Sch. No. | Order Number | Project Number | Measure Name | Measure Life | Weighted Life | Gas End-Use Type | Number of units offered | Therms per unit | Incentives Per Unit | Incremental Measure Cost per Unit | Agency or Customer Cost per Unit | Total Therms Savings | Unit Overhead | Program Overhead Cost | Total Incentive | Total Customer Cost | Total Incremental Measure Cost | Other Contribution Costs | Total Utility Program Costs | Total Resource Cost | UNIT ANNUAL Non-Energy Benefits | Utility Program Cost Time Zero | Total Resource Costs in Time Zero | TOTAL Non-Energy Benefits in time zero | PV one Therm UC | PV Total Gas Savings Time Zero UC | UC B/C Ratio | TRC B/C Ratio
| G214 |  |  | Web-Enabled Thermostat | 20 | 20 | SF Space Heat | 0 | 54 | 255 | 255 | 0 | 0 |  |  |  |  | 0 | [6 empty] | 0 | 0 | 0
|  |  |  | Program Totals |  | 20 | [5 empty] | 0 | 0 |  | -76000 | 219 | 0 | 0 | 0 | -75781 | -76000 | 0 | -70500.9276 | -70297.7737 | 0 |  | 0 | 0 | 0
QC Check against EESTracking and Exhibit 1
[12 empty] | EES Tracking | DBtC | 219
[13 empty] | O & M | -76000
[13 empty] | Total Budget | -75781
[13 empty] | Savings | 0
[12 empty] | Exhibit 1 | Spending | -75781
[13 empty] | Savings | 0

## G262 Small Business DI Gas (hidden)
Rtn to Summary | G262 Small Business Direct Install Gas: 2015 Program Savings, Budget, and Benefit-Cost Analysis
| Discount Rate: |  |  | 7.8%
| Sch. No. | Order Number | Project Number | Measure Name | Measure Life | Weighted Measure Life | End-Use Type | Number of units offered | Therm Savings per unit | Incentives Per Unit | Incremental Cost per Unit | Customer Cost per Unit | Total Therm Savings | Unit Overhead Costs | Total Utility Program Overhead Cost | Total Incentive | Total Customer Cost | Total Incremental Measure Cost | Other Contribution Costs | Total Resource Cost | Total Utility Costs | Non-Energy Benefits | Utility Program Costs Time Zero | Total Resource Costs in Time Zero | Non-Energy Benefits in Time Zero | Present Value of One Therm in Time zero | Total Present Value of Therm Savings in Time Zero | UBC Ratio | TRC B/C Ratio
| G262 |  |  | RFP: Outreach - SB Direct Install (Wilden/SBW) - Gas | 5 | 0.040525 | Commercial Water Heat | 10.5 | 1 | 0 | 0 | 0 | 10.5 |  |  |  | 0 | 0 |  |  |  | 0 |  |  | 0 | 2.0407 | 21.427
| G262 |  |  | Aerator - SBDI - G | 5 | 4.8167 | Commercial Water Heat | 39 | 32 | 8 | 8 | 0 | 1248 |  |  |  | 0 | 312 |  |  |  | 12759.63 |  |  | 11836.3915 | 2.0407 | 2546.7529
| G262 |  |  | Sprayhead - SBDI - 1.6 PI to 0.65 GPM - G | 5 | 0.1428 | Commercial Water Heat | 1 | 37 | 71.21 | 71.21 | 0 | 37 |  |  |  | 0 | 71.21 |  |  |  | 229.88 |  |  | 213.2468 | 2.0407 | 75.5047
|  |  |  | Small Business DI Gas |  | 4.9595 |  |  |  |  | 79.21 | 0 | 1295.5 |  | 14944.25 | 12227.34 | 0 | 383.21 | 0 | 15327.46 | 14944.25 | 12989.51 | 13862.9406 | 14218.423 | 12049.6382 | 6.122 | 2643.6846 | 0.1907 | 1.0334
Note on H16: reblan: need end use and measure life for Outreach measure

## G262 Commercial DI Gas (hidden)
Rtn to Summary | G262 Commercial Direct Install: 2015 Program Savings, Budget, and Benefit-Cost Analysis
| Discount Rate: |  |  | 7.8%
| Sch. No. | Order Number | Project Number | Measure Name | Measure Life | Weighted Measure Life | End-Use Type | Number of units offered | Therm Savings per unit | Incentives Per Unit | Incremental Cost per Unit | Customer Cost per Unit | Total Therm Savings | Unit Overhead Costs | Total Utility Program Overhead Cost | Total Incentive | Total Customer Cost | Total Incremental Measure Cost | Other Contribution Costs | Total Resource Cost | Total Utility Costs | Non-Energy Benefits | Utility Program Costs Time Zero | Total Resource Costs in Time Zero | Non-Energy Benefits in Time Zero | Present Value of One Therm in Time zero | Total Present Value of Therm Savings in Time Zero | UBC Ratio | TRC B/C Ratio
| G262 |  |  | Aerator - $10 - G | 5 | 2.589 | Commercial Water Heat | 1597 | 32 | 9.5 | 9.5 | 0 | 51104 |  |  |  | 0 | 15171.5 |  |  |  | 522490.49 | 0 | 0 | 484685.0557 | 2.0407 | 104286.2659
| G263 |  |  | Aerator - G | 5 | 0.0081057 | Commercial Water Heat | 5 | 32 | 5 | 5 | 0 | 160 |  |  |  | 0 | 25 |  |  |  | 1635.85 |  |  | 1517.4861 | 2.0407 | 326.5068
| G264 |  |  | Aerator - Split - $10 - G | 5 | 0.15887 | Commercial Water Heat | 98 | 32 | 4.75 | 4.75 | 0 | 3136 |  |  |  | 0 | 465.5 |  |  |  | 32062.66 |  |  | 29742.7273 | 2.0407 | 6399.5329
| G265 |  |  | Aerator - Split - G | 5 | 0.0097268 | Commercial Water Heat | 6 | 32 | 2.5 | 2.5 | 0 | 192 |  |  |  | 0 | 15 |  |  |  | 1963.02 |  |  | 1820.9833 | 2.0407 | 391.8081
| G266 |  |  | Showerhead - Any Comm - DI - G - 1.5 GPM | 10 | 3.525 | Commercial Water Heat | 3479 | 10 | 41 | 41 | 0 | 34790 |  |  |  | 0 | 142639 |  |  |  | 0 |  |  | 0 | 4.0667 | 141480.2752
| G267 |  |  | Showerhead - Any Comm - DI Split - G - 1.5 GPM | 10 | 0.87339 | Commercial Water Heat | 862 | 10 | 34.5 | 34.5 | 0 | 8620 |  |  |  | 0 | 29739 |  |  |  | 0 |  |  | 0 | 4.0667 | 35054.9
| G268 |  |  | Sprayhead - Not PI to 0.65 GPM - G | 5 | 0.029535 | Commercial Water Heat | 11 | 53 | 129 | 129 | 0 | 583 |  |  |  | 0 | 1419 |  |  |  | 2528.68 |  |  | 2345.7143 | 2.0407 | 1189.7091
| G269 |  |  | Sprayhead - Split - 2.2 PI to 0.65 GPM - G | 5 | 0.0029383 | Commercial Water Heat | 1 | 58 | 58.5 | 58.5 | 0 | 58 |  |  |  | 0 | 58.5 |  |  |  | 229.88 |  |  | 213.2468 | 2.0407 | 118.3587
| G270 |  |  | Sprayhead - Split - Not PI to 0.65 GPM - G | 5 | 0.002685 | Commercial Water Heat | 1 | 53 | 64.5 | 64.5 | 0 | 53 |  |  |  | 0 | 64.5 |  |  |  | 229.88 |  |  | 213.2468 | 2.0407 | 108.1554
|  |  |  | Commercial Direct Install |  | 7.1992 |  |  |  |  | 349.25 | 0 | 98696 |  | 14944.25 | 12227.34 | 0 | 189597 | 0 | 27171.59 | 27171.59 | 561140.46 | 25205.5566 | 25205.5566 | 520538.4601 |  | 289355.5122 | 11.4798 | 32.1316
Note on H19: reblan: Savings values are wrong. Maybe other stuff is as well

## G262 Commercial HVAC Gas (hidden)
Rtn to Summary | G262 Commercial HVAC Gas: 2015 Program Savings, Budget, and Benefit-Cost Analysis
| Discount Rate: |  |  | 7.8%
| Sch. No. | Order Number | Project Number | Measure Name | Measure Life | Weighted Measure Life | End-Use Type | Number of units offered | Therm Savings per unit | Incentives Per Unit | Incremental Cost per Unit | Customer Cost per Unit | Total Therm Savings | Unit Overhead Costs | Total Utility Program Overhead Cost | Total Incentive | Total Customer Cost | Total Incremental Measure Cost | Other Contribution Costs | Total Resource Cost | Total Utility Costs | Non-Energy Benefits | Utility Program Costs Time Zero | Total Resource Costs in Time Zero | Non-Energy Benefits in Time Zero | Present Value of One Therm in Time zero | Total Present Value of Therm Savings in Time Zero | UBC Ratio | TRC B/C Ratio
| G262 |  |  | High Efficiency HVAC Retrofit - G | 15 | 8.4713 | Commercial Space Heat | 2163 | 1 | 0 | 0 | 0 | 2163 |  |  |  | 0 |  |  |  |  | 0 | 0 | 0 | 0 | 7.6815 | 16614.98
| G263 |  |  | HVAC Demand Control Ventilation - G | 10 |  | Commercial Space Heat | 803 | 1 | 0 | 0 | 0 | 803 |  |  |  | 0 | 0 |  |  |  | 0 |  |  | 0 | 5.5436 | 4451.5488
| G262 |  |  | Premium HVAC - G | 5 | 1.0953 | Commercial Space Heat | 839 | 1 | 0 | 0 | 0 | 839 |  |  |  | 0 | 0 |  |  |  | 0 | 0 | 0 | 0 | 2.8165 | 2363.0821
| G262 |  |  | $150 GAS EGP Retrofit Tier 2 | 15 | 0.097911 | Commercial Space Heat | 25 | 1 | 1 | 1 | 0 | 25 |  |  |  | 0 | 25 |  |  |  | 0 | 0 | 0 | 0 | 7.6815 | 192.0363
|  |  |  | Commercial HVAC Gas |  | 9.6645 | [6 empty] | 3830 |  | 30810.62 | 10074.67 | 0 | 25 | 0 | 30835.62 | 40885.29 | 0 | 28604.4712 | 37926.9852 | 0 |  | 23621.6472 | 0.8258 | 0.62282
Note on U16: reblan: Again things are off. Need to figure this out

## GasAvoidedCosts
Rtn to Gas Portfolio page
2014-2015 Gas Avoided Costs
Includes Both Capacity, Energy, but does not apply Conservation Credit
End-use Type
|  | Single Family Space Heat | Single Family Water Heat | OFFICE_SPACE_HEAT_FURNACE | RESTAURANT_COOKING | RESTAURANT_WATER_HEAT | Industrial
| Measure Life | SF Space Heat | SF Water Heat | Commercial Space Heat | Commercial Cooking | Commercial Water Heat | Flat
| 1 | 0.53393 | 0.39696 | 0.51069 | 0.401 | 0.39888 | 0.39797
| 2 | 1.0496 | 0.7788 | 1.0044 | 0.78687 | 0.78265 | 0.78063
| 3 | 1.7192 | 1.1823 | 1.6142 | 1.1988 | 1.1901 | 1.1515
| 4 | 2.3788 | 1.5987 | 2.2171 | 1.6231 | 1.6103 | 1.5377
| 5 | 3.0339 | 2.0254 | 2.8165 | 2.0576 | 2.0407 | 1.9351
| 6 | 3.6748 | 2.4575 | 3.4047 | 2.4971 | 2.4763 | 2.3401
| 7 | 4.2955 | 2.8788 | 3.9784 | 2.9249 | 2.9006 | 2.7361
| 8 | 4.8878 | 3.2844 | 4.5271 | 3.3369 | 3.3093 | 3.1183
| 9 | 5.4462 | 3.666 | 5.0456 | 3.7243 | 3.6936 | 3.478
| 10 | 5.9829 | 4.0365 | 5.5436 | 4.1004 | 4.0667 | 3.8273
| 11 | 6.4886 | 4.3837 | 6.0141 | 4.4529 | 4.4165 | 4.1531
| 12 | 6.9698 | 4.7182 | 6.4626 | 4.7923 | 4.7533 | 4.4692
| 13 | 7.4278 | 5.0385 | 6.8904 | 5.1171 | 5.0757 | 4.7724
| 14 | 7.8595 | 5.3406 | 7.2943 | 5.4235 | 5.3798 | 5.0586
| 15 | 8.2731 | 5.6302 | 7.6815 | 5.7172 | 5.6713 | 5.3328
| 16 | 8.6677 | 5.9084 | 8.0518 | 5.9992 | 5.9514 | 5.5965
| 17 | 9.0426 | 6.1732 | 8.4046 | 6.2676 | 6.2179 | 5.848
| 18 | 9.4024 | 6.4297 | 8.7442 | 6.5275 | 6.476 | 6.0921
| 19 | 9.7429 | 6.6732 | 9.0658 | 6.7742 | 6.7211 | 6.3241
| 20 | 10.0681 | 6.9051 | 9.3727 | 7.0091 | 6.9544 | 6.5447
| 21 | 10.3759 | 7.1252 | 9.6635 | 7.2322 | 7.1759 | 6.7544
| 22 | 10.6664 | 7.3338 | 9.9389 | 7.4439 | 7.3863 | 6.9538
| 23 | 10.9414 | 7.5318 | 10.1999 | 7.645 | 7.5861 | 7.1434
| 24 | 11.2018 | 7.7199 | 10.4472 | 7.836 | 7.7758 | 7.3237
| 25 | 11.4504 | 7.899 | 10.683 | 8.0177 | 7.9564 | 7.4951
| 26 | 11.6858 | 8.069 | 10.9066 | 8.1904 | 8.1278 | 7.658
| 27 | 11.9086 | 8.2305 | 11.1183 | 8.3543 | 8.2907 | 7.813
| 28 | 12.1197 | 8.3838 | 11.319 | 8.5099 | 8.4454 | 7.9603
| 29 | 12.3195 | 8.5295 | 11.5093 | 8.6577 | 8.5923 | 8.1003
| 30 | 12.5103 | 8.6682 | 11.6907 | 8.7984 | 8.7321 | 8.2335
This table contains the Present Value, in dollars, of one therm saved over the course of the measure life, by end use. For example: The value for a single family space heating measure that saves one therm each year, over a seven year time frame, is $4.30. This is today’s value of those 7 yearly therm savings. In other words, it is the value I am willing to pay-today- for one therm of energy savings each year, for seven years.

## ElectricAvoidedCosts
Rtn to Electric Portfolio page
Electric Conservation Cost Effectiveness Standard, 2014-2015
Includes Energy and Capacity and does NOT apply the conservation Credit to energy or capacity
End-use Type
|  | Single Family Space Heat | Single Family Heat Pump | Multifamily Space Heat | Residential Water Heat | Residential Refrigerator | Residential Plug Load | Residential Lighting | Commercial Space Heat | Commercial Refrigeration | Commercial Cooling | Commercial Cooking | Commcerical Lighting | Commercial Flat | Commercial Water Heat
| Measure Life | SF Space Heat | SF Heat Pump | MF Space Heat | Res Water Heat | Res Refrigerator | Plug Load | Res Lighting | Comm Space Heat | Comm Refrigeration | Comm Cooling | Comm Cooking | Comm Lighting | Flat | Comm Water Heat
| 1 | 0.12786 | 0.11923 | 0.10892 | 0.067232 | 0.057251 | 0.06957 | 0.070101 | 0.17278 | 0.06262 | 0.037164 | 0.063503 | 0.069346 | 0.0637 | 0.063625
| 2 | 0.24866 | 0.23185 | 0.21187 | 0.13106 | 0.11155 | 0.13553 | 0.13663 | 0.33414 | 0.12147 | 0.071507 | 0.12366 | 0.13399 | 0.12376 | 0.12389
| 3 | 0.36301 | 0.33846 | 0.30943 | 0.19162 | 0.16322 | 0.19811 | 0.19972 | 0.48546 | 0.17738 | 0.1048 | 0.18077 | 0.19549 | 0.18077 | 0.18111
| 4 | 0.4728 | 0.44113 | 0.40364 | 0.25127 | 0.21468 | 0.2597 | 0.26179 | 0.63099 | 0.23322 | 0.13971 | 0.23735 | 0.25686 | 0.23746 | 0.23778
| 5 | 0.57852 | 0.54033 | 0.49479 | 0.31025 | 0.26594 | 0.32041 | 0.32307 | 0.77036 | 0.28877 | 0.17594 | 0.29345 | 0.31759 | 0.29374 | 0.29395
| 6 | 0.68036 | 0.63606 | 0.58293 | 0.36835 | 0.31671 | 0.38009 | 0.38335 | 0.90352 | 0.34372 | 0.2129 | 0.34877 | 0.37735 | 0.34931 | 0.34938
| 7 | 0.77584 | 0.72588 | 0.66546 | 0.42285 | 0.36409 | 0.43597 | 0.43988 | 1.0279 | 0.3946 | 0.2466 | 0.40042 | 0.43236 | 0.40098 | 0.40116
| 8 | 0.86713 | 0.81199 | 0.74441 | 0.47554 | 0.40999 | 0.48993 | 0.49455 | 1.1442 | 0.44346 | 0.27984 | 0.45037 | 0.48489 | 0.45073 | 0.45122
| 9 | 0.95275 | 0.89258 | 0.81859 | 0.52466 | 0.45289 | 0.54032 | 0.54547 | 1.254 | 0.48941 | 0.31104 | 0.49703 | 0.53474 | 0.49736 | 0.49798
| 10 | 1.0334 | 0.96868 | 0.88869 | 0.57148 | 0.49394 | 0.58831 | 0.59399 | 1.3585 | 0.53359 | 0.34142 | 0.54162 | 0.58266 | 0.54206 | 0.54266
| 11 | 1.1092 | 1.0402 | 0.95465 | 0.61562 | 0.53272 | 0.63355 | 0.63975 | 1.4566 | 0.57543 | 0.37042 | 0.58375 | 0.62799 | 0.58435 | 0.58487
| 12 | 1.1807 | 1.1077 | 1.017 | 0.65754 | 0.56956 | 0.67648 | 0.68318 | 1.5496 | 0.6151 | 0.39782 | 0.62372 | 0.67085 | 0.62445 | 0.62492
| 13 | 1.2488 | 1.172 | 1.0762 | 0.69769 | 0.60479 | 0.71753 | 0.72475 | 1.6361 | 0.65269 | 0.42389 | 0.66188 | 0.7111 | 0.66257 | 0.66317
| 14 | 1.313 | 1.2327 | 1.1321 | 0.73569 | 0.63815 | 0.75638 | 0.76408 | 1.717 | 0.68807 | 0.44869 | 0.69801 | 0.74901 | 0.69855 | 0.69937
| 15 | 1.3735 | 1.2899 | 1.185 | 0.77163 | 0.66987 | 0.79317 | 0.80126 | 1.7942 | 0.72205 | 0.47265 | 0.73234 | 0.78569 | 0.73293 | 0.73377
| 16 | 1.4304 | 1.3437 | 1.2347 | 0.80558 | 0.69988 | 0.82788 | 0.83637 | 1.8671 | 0.75426 | 0.49555 | 0.76479 | 0.8204 | 0.76547 | 0.76625
| 17 | 1.4838 | 1.3942 | 1.2815 | 0.83763 | 0.7283 | 0.86067 | 0.86951 | 1.9355 | 0.78478 | 0.5174 | 0.79548 | 0.85328 | 0.79627 | 0.797
| 18 | 1.5343 | 1.442 | 1.3257 | 0.86819 | 0.75542 | 0.89191 | 0.90108 | 2.0004 | 0.81383 | 0.53828 | 0.82474 | 0.88455 | 0.82562 | 0.82631
| 19 | 1.5819 | 1.4872 | 1.3674 | 0.89705 | 0.78096 | 0.92139 | 0.9309 | 2.0603 | 0.84091 | 0.55777 | 0.85226 | 0.91347 | 0.85309 | 0.85389
| 20 | 1.6268 | 1.5297 | 1.4068 | 0.92435 | 0.80524 | 0.94933 | 0.95913 | 2.1169 | 0.86667 | 0.57646 | 0.87841 | 0.94113 | 0.8792 | 0.88009
| 21 | 1.6706 | 1.552 | 1.4439 | 0.95015 | 0.82821 | 0.97571 | 0.98579 | 2.17 | 0.89102 | 0.5942 | 0.90312 | 0.96725 | 0.90387 | 0.90485
| 22 | 1.7134 | 1.5729 | 1.4789 | 0.97452 | 0.84992 | 1.0006 | 1.011 | 2.22 | 0.91403 | 0.61103 | 0.92647 | 0.99193 | 0.92719 | 0.92824
| 23 | 1.7552 | 1.5924 | 1.5119 | 0.99755 | 0.87045 | 1.0242 | 1.0348 | 2.267 | 0.93579 | 0.627 | 0.94855 | 1.0152 | 0.94922 | 0.95036
| 24 | 1.7963 | 1.6107 | 1.5429 | 1.0193 | 0.88987 | 1.0464 | 1.0573 | 2.3112 | 0.95635 | 0.64216 | 0.96941 | 1.0373 | 0.97006 | 0.97127
| 25 | 1.8366 | 1.6277 | 1.5722 | 1.0399 | 0.90824 | 1.0674 | 1.0785 | 2.3528 | 0.9758 | 0.65654 | 0.98914 | 1.0581 | 0.98975 | 0.99103
| 26 | 1.8763 | 1.6437 | 1.5998 | 1.0593 | 0.92562 | 1.0873 | 1.0986 | 2.392 | 0.99418 | 0.67019 | 1.0078 | 1.0778 | 1.0084 | 1.0097
| 27 | 1.9155 | 1.6587 | 1.6258 | 1.0777 | 0.94206 | 1.1061 | 1.1176 | 2.4288 | 1.0116 | 0.68314 | 1.0254 | 1.0963 | 1.026 | 1.0274
| 28 | 1.9543 | 1.6727 | 1.6504 | 1.0951 | 0.95762 | 1.1238 | 1.1355 | 2.4635 | 1.028 | 0.69544 | 1.0421 | 1.1139 | 1.0426 | 1.0441
| 29 | 1.9927 | 1.6858 | 1.6736 | 1.1115 | 0.97234 | 1.1406 | 1.1525 | 2.4961 | 1.0436 | 0.70711 | 1.0579 | 1.1305 | 1.0584 | 1.0599
| 30 | 2.0308 | 1.698 | 1.6954 | 1.1271 | 0.98627 | 1.1564 | 1.1685 | 2.5268 | 1.0583 | 0.71818 | 1.0728 | 1.1462 | 1.0733 | 1.0749
This table represents the avoided cost of electricity. It is the present value of one kWh saved, over the measure life, by end use. For example: The value for a single family space heating measure that saves one kWh each year, over a seven year time frame, is 78¢. This is today’s value of those 7 yearly kWh savings. In other words, it is the value I am willing to pay-today- for one kWh of energy savings each year, for seven years.

## Named Ranges (hidden)
Discount Rate | 7.8%