## 9.0 - Columnar Summary
PacifiCorp
Washington General Rate Case - June 2012
Summary of Net Power Cost Adjustments
Washington Allocated ($)
| 1 | 2 | 3 | 4 | 5 | 6 | 7 | 8 | 9 | 10 | 11 | 12 | 13 | 14 | 15 | 16 | 17 | 18 | 19 | 20 | 21 | 22 | 23 | 24 | 25 | 26 | 27 | 28
[6 empty] | WCA Modifications |  |  |  | 10: Rebuttal Updates and Corrections
| Per Books NPC (unchanged in rebuttal) | Restating Adjustments (unchanged in rebuttal) | Restated NPC (unchanged in rebuttal) | Pro Forma Adjustments | Pro Forma NPC - No WCA Modifications | Inclusion of OR and CA QF's | East Control Area Sale | Idaho Point-to-Point | Direct, Pro Forma NPC - with WCA Modifications | Wind Reserve Correction | Hydro Median Correction | Coal Heat Rate Correction | BPA Exchange Correction | Chehalis Lateral Update | Stateline Losses Update | PGE Cove Update | Butter Creek Wind QF Termination | Small QF Update | BPA PTP Update | ID Trans Rate Update | DPUD Pro Forma Update | OFPC Update | BPA Final RoD Update | Coal Cost Update | P50 Wind Generation | Interrelated Changes | Subtotal of All Rebuttal Adjustments | REBUTTAL - Pro Forma NPC
Operating Revenues:
General Business Revenues | 0 | 0 | 0 | 0 | 0 | 0 | 0 | 0 | 0 | 0 | 0 | 0 | 0 | 0 | 0 | 0 | 0 | 0 | 0 | 0 | 0 | 0 | 0 | 0 | 0 | 0 | 0 | 0
Interdepartmental | 0 | 0 | 0 | 0 | 0 | 0 | 0 | 0 | 0 | 0 | 0 | 0 | 0 | 0 | 0 | 0 | 0 | 0 | 0 | 0 | 0 | 0 | 0 | 0 | 0 | 0 | 0 | 0
Special Sales | 20284349.5704 | 29248552.7143 | 49532902.2848 | -23019064.3612 | 26513837.9236 | 449479.9435 | -10403244.3031 | 144748.8343 | 16704822.3983 | 69463.5599 | -33057.6414 | 3578.1893 | -33267.5655 | 0 | -7162.9268 | 0 | -34970.4397 | 4361.1293 | 0 | 0 | 0 | -1381144.4081 | 0 | 0 | 305590.3479 | 133152.6201 | -973457.135 | 15731365.2633
Other Operating Revenues | 0 | 0 | 0 | 0 | 0 | 0 | 0 | 0 | 0 | 0 | 0 | 0 | 0 | 0 | 0 | 0 | 0 | 0 | 0 | 0 | 0 | 0 | 0 | 0 | 0 | 0 | 0 | 0
Total Operating Revenues | 20284349.5704 | 29248552.7143 | 49532902.2848 | -23019064.3612 | 26513837.9236 | 449479.9435 | -10403244.3031 | 144748.8343 | 16704822.3983 | 69463.5599 | -33057.6414 | 3578.1893 | -33267.5655 | 0 | -7162.9268 | 0 | -34970.4397 | 4361.1293 | 0 | 0 | 0 | -1381144.4081 | 0 | 0 | 305590.3479 | 133152.6201 | -973457.135 | 15731365.2633
Operating Expenses:
Steam Production | 43778995.7447 | -3081390.3274 | 40697605.4173 | 6816114.1228 | 47513719.5401 | -961863.7507 | -915494.7864 | 1085832.6077 | 46722193.6107 | 201364.3689 | -28663.0202 | -303241.5492 | 96507.0223 | 0 | 33.7547 | 0 | 151313.4607 | -5629.8067 | 0 | 0 | 0 | -533037.1739 | 0 | 42212.6454 | -96700.3847 | 11594.8275 | -464245.8552 | 46257947.7555
Nuclear Production | 0 | 0 | 0 | 0 | 0 | 0 | 0 | 0 | 0 | 0 | 0 | 0 | 0 | 0 | 0 | 0 | 0 | 0 | 0 | 0 | 0 | 0 | 0 | 0 | 0 | 0 | 0 | 0
Hydro Production | 0 | 0 | 0 | 0 | 0 | 0 | 0 | 0 | 0 | 0 | 0 | 0 | 0 | 0 | 0 | 0 | 0 | 0 | 0 | 0 | 0 | 0 | 0 | 0 | 0 | 0 | 0 | 0
Other Power Supply | 91674180.126 | 27610184.1197 | 119284364.2457 | -43856271.9 | 75428092.3457 | 12111781.1072 | -9186294.683 | -1664231.2388 | 76689347.5312 | -533079.8097 | 232286.2285 | -22422.0914 | 328507.6135 | -12053.3014 | 13534.0729 | 12027.8871 | -1264269.5154 | 26758.7674 | 0 | 0 | -23890.7693 | -805045.1688 | 0 | 0 | -597757.0509 | 51690.03 | -2593713.1076 | 74095634.4236
Transmission | 24045878.2624 | -213479.5041 | 23832398.7583 | 425605.4101 | 24258004.1684 | 0 | 0 | 482405.8196 | 24740409.988 | 0 | 0 | 0 | 0 | 0 | 0 | 0 | 0 | 0 | 127939.2256 | 67879.4703 | 0 | 0 | -437960.3788 | 0 | 0 | -3649.2003 | -245790.8832 | 24494619.1048
Distribution | 0 | 0 | 0 | 0 | 0 | 0 | 0 | 0 | 0 | 0 | 0 | 0 | 0 | 0 | 0 | 0 | 0 | 0 | 0 | 0 | 0 | 0 | 0 | 0 | 0 | 0 | 0 | 0
Customer Accounting | 0 | 0 | 0 | 0 | 0 | 0 | 0 | 0 | 0 | 0 | 0 | 0 | 0 | 0 | 0 | 0 | 0 | 0 | 0 | 0 | 0 | 0 | 0 | 0 | 0 | 0 | 0 | 0
Customer Service & Info | 0 | 0 | 0 | 0 | 0 | 0 | 0 | 0 | 0 | 0 | 0 | 0 | 0 | 0 | 0 | 0 | 0 | 0 | 0 | 0 | 0 | 0 | 0 | 0 | 0 | 0 | 0 | 0
Sales | 0 | 0 | 0 | 0 | 0 | 0 | 0 | 0 | 0 | 0 | 0 | 0 | 0 | 0 | 0 | 0 | 0 | 0 | 0 | 0 | 0 | 0 | 0 | 0 | 0 | 0 | 0 | 0
Administrative & General | 0 | 0 | 0 | 0 | 0 | 0 | 0 | 0 | 0 | 0 | 0 | 0 | 0 | 0 | 0 | 0 | 0 | 0 | 0 | 0 | 0 | 0 | 0 | 0 | 0 | 0 | 0 | 0
Total O&M Expenses | 159499054.1332 | 24315314.2882 | 183814368.4213 | -36614552.3671 | 147199816.0542 | 11149917.3564 | -10101789.4693 | -95992.8115 | 148151951.1299 | -331715.4408 | 203623.2083 | -325663.6407 | 425014.6359 | -12053.3014 | 13567.8276 | 12027.8871 | -1112956.0547 | 21128.9606 | 127939.2256 | 67879.4703 | -23890.7693 | -1338082.3427 | -437960.3788 | 42212.6454 | -694457.4356 | 59635.6572 | -3303749.846 | 144848201.2839
Depreciation | 0 | 0 | 0 | 0 | 0 | 0 | 0 | 0 | 0 | 0 | 0 | 0 | 0 | 0 | 0 | 0 | 0 | 0 | 0 | 0 | 0 | 0 | 0 | 0 | 0 | 0 | 0 | 0
Amortization | 0 | 0 | 0 | 0 | 0 | 0 | 0 | 0 | 0 | 0 | 0 | 0 | 0 | 0 | 0 | 0 | 0 | 0 | 0 | 0 | 0 | 0 | 0 | 0 | 0 | 0 | 0 | 0
Taxes Other Than Income | 0 | 0 | 0 | 0 | 0 | 0 | 0 | 0 | 0 | 0 | 0 | 0 | 0 | 0 | 0 | 0 | 0 | 0 | 0 | 0 | 0 | 0 | 0 | 0 | 0 | 0 | 0 | 0
Income Taxes - Federal | -48725146.5969 | 1726633.4492 | -46998513.1478 | 4758420.8021 | -42240092.3457 | -3745153.0945 | -105509.1918 | 84259.576 | -46006495.0561 | 140412.6502 | -82838.2974 | 115234.6405 | -160398.7705 | 4218.6555 | -7255.764 | -4209.7605 | 377294.9653 | -5868.741 | -44778.729 | -23757.8146 | 8361.7693 | -15071.7229 | 153286.1326 | -14774.4259 | 350016.7242 | 25730.937 | 815602.4488 | -45190892.6072
Income Taxes - State | 0 | 0 | 0 | 0 | 0 | 0 | 0 | 0 | 0 | 0 | 0 | 0 | 0 | 0 | 0 | 0 | 0 | 0 | 0 | 0 | 0 | 0 | 0 | 0 | 0 | 0 | 0 | 0
Income Taxes - Def Net | 0 | 0 | 0 | 0 | 0 | 0 | 0 | 0 | 0 | 0 | 0 | 0 | 0 | 0 | 0 | 0 | 0 | 0 | 0 | 0 | 0 | 0 | 0 | 0 | 0 | 0 | 0 | 0
Investment Tax Credit Adj. | 0 | 0 | 0 | 0 | 0 | 0 | 0 | 0 | 0 | 0 | 0 | 0 | 0 | 0 | 0 | 0 | 0 | 0 | 0 | 0 | 0 | 0 | 0 | 0 | 0 | 0 | 0 | 0
Misc Revenue & Expense | 0 | 0 | 0 | 0 | 0 | 0 | 0 | 0 | 0 | 0 | 0 | 0 | 0 | 0 | 0 | 0 | 0 | 0 | 0 | 0 | 0 | 0 | 0 | 0 | 0 | 0 | 0 | 0
Total Operating Expenses: | 110773907.5362 | 26041947.7373 | 136815855.2735 | -31856131.565 | 104959723.7085 | 7404764.2619 | -10207298.6612 | -11733.2355 | 102145456.0738 | -191302.7905 | 120784.9109 | -210429.0002 | 264615.8654 | -7834.6459 | 6312.0635 | 7818.1266 | -735661.0894 | 15260.2197 | 83160.4967 | 44121.6557 | -15529.0001 | -1353154.0656 | -284674.2462 | 27438.2195 | -344440.7114 | 85366.5942 | -2488147.3971 | 99657308.6767
0
Operating Rev For Return: | -90489557.9658 | 3206604.977 | -87282952.9888 | 8837067.2039 | -78445885.7849 | -6955284.3184 | -195945.642 | 156482.0698 | -85440633.6755 | 260766.3505 | -153842.5523 | 214007.1895 | -297883.4309 | 7834.6459 | -13474.9903 | -7818.1266 | 700690.6498 | -10899.0904 | -83160.4967 | -44121.6557 | 15529.0001 | -27990.3425 | 284674.2462 | -27438.2195 | 650031.0593 | 47786.0259 | 1514690.2621 | -83925943.4134
Rate Base:
Electric Plant In Service | 0 | 0 | 0 | 0 | 0 | 0 | 0 | 0 | 0 | 0 | 0 | 0 | 0 | 0 | 0 | 0 | 0 | 0 | 0 | 0 | 0 | 0 | 0 | 0 | 0 | 0 | 0 | 0
Plant Held for Future Use | 0 | 0 | 0 | 0 | 0 | 0 | 0 | 0 | 0 | 0 | 0 | 0 | 0 | 0 | 0 | 0 | 0 | 0 | 0 | 0 | 0 | 0 | 0 | 0 | 0 | 0 | 0 | 0
Misc Deferred Debits | 0 | 0 | 0 | 0 | 0 | 0 | 0 | 0 | 0 | 0 | 0 | 0 | 0 | 0 | 0 | 0 | 0 | 0 | 0 | 0 | 0 | 0 | 0 | 0 | 0 | 0 | 0 | 0
Elec Plant Acq Adj | 0 | 0 | 0 | 0 | 0 | 0 | 0 | 0 | 0 | 0 | 0 | 0 | 0 | 0 | 0 | 0 | 0 | 0 | 0 | 0 | 0 | 0 | 0 | 0 | 0 | 0 | 0 | 0
Nuclear Fuel | 0 | 0 | 0 | 0 | 0 | 0 | 0 | 0 | 0 | 0 | 0 | 0 | 0 | 0 | 0 | 0 | 0 | 0 | 0 | 0 | 0 | 0 | 0 | 0 | 0 | 0 | 0 | 0
Prepayments | 0 | 0 | 0 | 0 | 0 | 0 | 0 | 0 | 0 | 0 | 0 | 0 | 0 | 0 | 0 | 0 | 0 | 0 | 0 | 0 | 0 | 0 | 0 | 0 | 0 | 0 | 0 | 0
Fuel Stock | 0 | 0 | 0 | 0 | 0 | 0 | 0 | 0 | 0 | 0 | 0 | 0 | 0 | 0 | 0 | 0 | 0 | 0 | 0 | 0 | 0 | 0 | 0 | 0 | 0 | 0 | 0 | 0
Material & Supplies | 0 | 0 | 0 | 0 | 0 | 0 | 0 | 0 | 0 | 0 | 0 | 0 | 0 | 0 | 0 | 0 | 0 | 0 | 0 | 0 | 0 | 0 | 0 | 0 | 0 | 0 | 0 | 0
Working Capital | 0 | 0 | 0 | 0 | 0 | 0 | 0 | 0 | 0 | 0 | 0 | 0 | 0 | 0 | 0 | 0 | 0 | 0 | 0 | 0 | 0 | 0 | 0 | 0 | 0 | 0 | 0 | 0
Weatherization | 0 | 0 | 0 | 0 | 0 | 0 | 0 | 0 | 0 | 0 | 0 | 0 | 0 | 0 | 0 | 0 | 0 | 0 | 0 | 0 | 0 | 0 | 0 | 0 | 0 | 0 | 0 | 0
Misc Rate Base | 0 | 0 | 0 | 0 | 0 | 0 | 0 | 0 | 0 | 0 | 0 | 0 | 0 | 0 | 0 | 0 | 0 | 0 | 0 | 0 | 0 | 0 | 0 | 0 | 0 | 0 | 0 | 0
Total Electric Plant: | 0 | 0 | 0 | 0 | 0 | 0 | 0 | 0 | 0 | 0 | 0 | 0 | 0 | 0 | 0 | 0 | 0 | 0 | 0 | 0 | 0 | 0 | 0 | 0 | 0 | 0 | 0 | 0
Rate Base Deductions:
Accum Prov For Deprec | 0 | 0 | 0 | 0 | 0 | 0 | 0 | 0 | 0 | 0 | 0 | 0 | 0 | 0 | 0 | 0 | 0 | 0 | 0 | 0 | 0 | 0 | 0 | 0 | 0 | 0 | 0 | 0
Accum Prov For Amort | 0 | 0 | 0 | 0 | 0 | 0 | 0 | 0 | 0 | 0 | 0 | 0 | 0 | 0 | 0 | 0 | 0 | 0 | 0 | 0 | 0 | 0 | 0 | 0 | 0 | 0 | 0 | 0
Accum Def Income Tax | 0 | 0 | 0 | 0 | 0 | 0 | 0 | 0 | 0 | 0 | 0 | 0 | 0 | 0 | 0 | 0 | 0 | 0 | 0 | 0 | 0 | 0 | 0 | 0 | 0 | 0 | 0 | 0
Unamortized ITC | 0 | 0 | 0 | 0 | 0 | 0 | 0 | 0 | 0 | 0 | 0 | 0 | 0 | 0 | 0 | 0 | 0 | 0 | 0 | 0 | 0 | 0 | 0 | 0 | 0 | 0 | 0 | 0
Customer Adv For Const | 0 | 0 | 0 | 0 | 0 | 0 | 0 | 0 | 0 | 0 | 0 | 0 | 0 | 0 | 0 | 0 | 0 | 0 | 0 | 0 | 0 | 0 | 0 | 0 | 0 | 0 | 0 | 0
Customer Service Deposits | 0 | 0 | 0 | 0 | 0 | 0 | 0 | 0 | 0 | 0 | 0 | 0 | 0 | 0 | 0 | 0 | 0 | 0 | 0 | 0 | 0 | 0 | 0 | 0 | 0 | 0 | 0 | 0
Misc Rate Base Deductions | 0 | 0 | 0 | 0 | 0 | 0 | 0 | 0 | 0 | 0 | 0 | 0 | 0 | 0 | 0 | 0 | 0 | 0 | 0 | 0 | 0 | 0 | 0 | 0 | 0 | 0 | 0 | 0
| 0 | 0 | 0 | 0 | 0 | 0 | 0 | 0 | 0 | 0 | 0 | 0 | 0 | 0 | 0 | 0 | 0 | 0 | 0 | 0 | 0 | 0 | 0 | 0 | 0 | 0 | 0 | 0
Total Rate Base Deductions | 0 | 0 | 0 | 0 | 0 | 0 | 0 | 0 | 0 | 0 | 0 | 0 | 0 | 0 | 0 | 0 | 0 | 0 | 0 | 0 | 0 | 0 | 0 | 0 | 0 | 0 | 0 | 0
Total Rate Base: | 0 | 0 | 0 | 0 | 0 | 0 | 0 | 0 | 0 | 0 | 0 | 0 | 0 | 0 | 0 | 0 | 0 | 0 | 0 | 0 | 0 | 0 | 0 | 0 | 0 | 0 | 0 | 0
Estimated Return on Equity Impact |  | 0.7939% |  | 2.188% |  | -1.722% | -0.04851% | 0.03874% |  | 0.06456% | -0.03809% | 0.05298% | -0.07375% | 0.00194% | -0.003336% | -0.001936% | 0.1735% | -0.002698% | -0.02059% | -0.01092% | 0.003845% | -0.00693% | 0.07048% | -0.006793% | 0.1609% | 0.01183% | 0.375%
Estimated Price Change |  | -5176953.4663 |  | -14267141.1105 |  | 11229067.353 | 316347.5008 | -252634.9205 |  | -420998.3055 | 248373.5104 | -345507.2482 | 480922.5555 | -12648.7664 | 21754.9085 | 12622.0966 | -1131240.9586 | 17596.2067 | 134259.7621 | 71232.8959 | -25071.0366 | 45189.4455 | -459596.7811 | 44298.0619 | -1049452.7919 | -77148.8955 | -2445415.3408
TAX CALCULATION:
Operating Revenue (Cost) | -139214704.5627 | 4933238.4262 | -134281466.1365 | 13595488.0059 | -120685978.1306 | -10700437.413 | -301454.8338 | 240741.6458 | -131447128.7316 | 401179.0007 | -236680.8497 | 329241.83 | -458282.2013 | 12053.3014 | -20730.7544 | -12027.8871 | 1077985.615 | -16767.8314 | -127939.2256 | -67879.4703 | 23890.7693 | -43062.0654 | 437960.3788 | -42212.6454 | 1000047.7835 | 73516.9629 | 2330292.7109 | -129116836.0206
Other Deductions
Interest (AFUDC)
Interest
Schedule "M" Additions
Schedule "M" Deductions
Income Before Tax | -139214704.5627 | 4933238.4262 | -134281466.1365 | 13595488.0059 | -120685978.1306 | -10700437.413 | -301454.8338 | 240741.6458 | -131447128.7316 | 401179.0007 | -236680.8497 | 329241.83 | -458282.2013 | 12053.3014 | -20730.7544 | -12027.8871 | 1077985.615 | -16767.8314 | -127939.2256 | -67879.4703 | 23890.7693 | -43062.0654 | 437960.3788 | -42212.6454 | 1000047.7835 | 73516.9629 | 2330292.7109 | -129116836.0206
State Income Taxes | 0 | 0 | 0 | 0 | 0 | 0 | 0 | 0 | 0 | 0 | 0 | 0 | 0 | 0 | 0 | 0 | 0 | 0 | 0 | 0 | 0 | 0 | 0 | 0 | 0 | 0 | 0 | 0
Taxable Income | -139214704.5627 | 4933238.4262 | -134281466.1365 | 13595488.0059 | -120685978.1306 | -10700437.413 | -301454.8338 | 240741.6458 | -131447128.7316 | 401179.0007 | -236680.8497 | 329241.83 | -458282.2013 | 12053.3014 | -20730.7544 | -12027.8871 | 1077985.615 | -16767.8314 | -127939.2256 | -67879.4703 | 23890.7693 | -43062.0654 | 437960.3788 | -42212.6454 | 1000047.7835 | 73516.9629 | 2330292.7109 | -129116836.0206
Federal Income Taxes Before Credits | -48725146.5969 | 1726633.4492 | -46998513.1478 | 4758420.8021 | -42240092.3457 | -3745153.0945 | -105509.1918 | 84259.576 | -46006495.0561 | 140412.6502 | -82838.2974 | 115234.6405 | -160398.7705 | 4218.6555 | -7255.764 | -4209.7605 | 377294.9653 | -5868.741 | -44778.729 | -23757.8146 | 8361.7693 | -15071.7229 | 153286.1326 | -14774.4259 | 350016.7242 | 25730.937 | 815602.4488 | -45190892.6072
Energy Tax Credits
Federal Income Taxes | -48725146.5969 | 1726633.4492 | -46998513.1478 | 4758420.8021 | -42240092.3457 | -3745153.0945 | -105509.1918 | 84259.576 | -46006495.0561 | 140412.6502 | -82838.2974 | 115234.6405 | -160398.7705 | 4218.6555 | -7255.764 | -4209.7605 | 377294.9653 | -5868.741 | -44778.729 | -23757.8146 | 8361.7693 | -15071.7229 | 153286.1326 | -14774.4259 | 350016.7242 | 25730.937 | 815602.4488 | -45190892.6072

## 9.1 - Summary
PacifiCorp
Washington General Rate Case
Net Power Costs - West Control Area
| 1 | 2 | 3 | 4 | 5 | 6 | 7 | 8 | 9 | 10 | 11 | 12 | 13 | 14 | 15 | 16 | 17 | 18 | 19 | 20 | 21 | 22 | 23 | 24 | 25 | 26 | 27 | 28 | 29 | 30 | 31 | 32 | 33 | 34 | 35 | 36 | 37 | 38 | 39 | 40 | 41 | 42 | 43 | 44 | 45 | 46 | 47 | 48 | 49 | 50 | 51 | 52 | 53 | 54 | 55 | 56 | 57 | 58 | 59
[5 empty] | 4 | (8) - (4) | 6 |  | 8 | (12) - (6) | 10 |  | 12 | (12) - (6) | 14 | (12) - (6) | 16 | (12) - (6) | 18 |  | 20 |  | 22 |  | 24 |  | 26 |  | 28 |  | 30 |  | 32 |  | 34 |  | 36 |  | 38 |  | 40 |  | 42 |  | 44 |  | 46 |  | 48 |  | 50 |  | 52 |  | 54 |  | 56 |  | 58
|  |  |  | PER BOOKS NPC |  | RESTATING ADJUSTMENT |  | RESTATED NPC |  | PRO FORMA ADJ - No WCA Mods |  | PRO FORMA NPC - No WCA Mods |  | Inclusion of OR and CA QF's |  | East Control Area Sale |  | Idaho Point-to-Point |  | DIRECT - PRO FORMA NPC |  | Wind Reserve Correction |  | Hydro Median Correction |  | Coal Heat Rate Correction |  | BPA Exchange Correction |  | Chehalis Lateral Update |  | Stateline Losses Update |  | PGE Cove Update |  | Butter Creek Wind QF Termination |  | Small QF Update |  | BPA PTP Update |  | ID Trans Rate Update |  | DPUD Pro Forma Update |  | OFPC Update |  | BPA Final RoD Update |  | Coal Cost Update |  | P50 Wind Generation |  | Interrelated Changes |  | Total Rebuttal Changes |  | REVISED - PRO FORMA NPC
|  |  |  | 12 Months Ended June 2012 |  | 12 Months Ended June 2012 |  | 12 Months Ended June 2012 |  |  |  | 12 Months Ended December 2014 | [45 empty] | 12 Months Ended December 2014
|  |  |  | (unchanged from direct filing) |  | (unchanged from direct filing) |  | (unchanged from direct filing)
|  | WCA | WA |  |  |  | WCA |  |  |  | WCA |  | WCA |  | WCA |  | WCA |  | WCA
| FERC | Alloc. | Alloc. | Total West | Washington | Total West | Washington | Total West | Washington | Total West | Washington | Total West | Washington | Total West | Washington | Total West | Washington | Total West | Washington | Total West | Washington | Total West | Washington | Total West | Washington | Total West | Washington | Total West | Washington | Total West | Washington | Total West | Washington | Total West | Washington | Total West | Washington | Total West | Washington | Total West | Washington | Total West | Washington | Total West | Washington | Total West | Washington | Total West | Washington | Total West | Washington | Total West | Washington | Total West | Washington | Total West | Washington | Total West | Washington
Description | Account | Factor | % | Control Area | Allocated | Control Area | Allocated | Control Area | Allocated | Control Area | Allocated | Control Area | Allocated | Control Area | Allocated | Control Area | Allocated | Control Area | Allocated | Control Area | Allocated | Control Area | Allocated | Control Area | Allocated | Control Area | Allocated | Control Area | Allocated | Control Area | Allocated | Control Area | Allocated | Control Area | Allocated | Control Area | Allocated | Control Area | Allocated | Control Area | Allocated | Control Area | Allocated | Control Area | Allocated | Control Area | Allocated | Control Area | Allocated | Control Area | Allocated | Control Area | Allocated | Control Area | Allocated | Control Area | Allocated | Control Area | Allocated
Sales for Resale (Account 447)
Existing Firm Sales - Pacific | 447NPC | CAGW | 22.63% | 8952900.07 | 2025727.0481 | 4011899.93 | 907752.1405 | 12964800 | 2933479.1887 | 0 | 0 | 12964800 | 2933479.1887 | 0 | 0 | 0 | 0 | 0 | 0 | 12964800 | 2933479.1887 | 0 | 0 | 0 | 0 | 0 | 0 | 0 | 0 | 0 | 0 | 0 | 0 | 0 | 0 | 0 | 0 | 0 | 0 | 0 | 0 | 0 | 0 | 0 | 0 | 0 | 0 | 0 | 0 | 0 | 0 | 0 | 0 | 0 | 0 | 0 | 0 | 12964800 | 2933479.1887
Post-Merger Firm Sales | 447NPC | CAGW | 22.63% | 80695779.33 | 18258622.5223 | 125254957.56 | 28340800.5738 | 205950736.89 | 46599423.0961 | -101735020.58 | -23019064.3612 | 104215716.31 | 23580358.735 | 1986520.85 | 449479.9435 | -45978162.13 | -10403244.3031 | 639731.72 | 144748.8343 | 60863806.75 | 13771343.2096 | 307001.04 | 69463.5599 | -146101.5 | -33057.6414 | 15814.16 | 3578.1893 | -147029.28 | -33267.5655 | 0 | 0 | -31657.26 | -7162.9268 | 0 | 0 | -154555.3 | -34970.4397 | 19274.44 | 4361.1293 | 0 | 0 | 0 | 0 | 0 | 0 | -6104103.65 | -1381144.4081 | 0 | 0 | 0 | 0 | 1350586.62 | 305590.3479 | 588481.11 | 133152.6201 | -4302289.62 | -973457.135 | 56561517.13 | 12797886.0746
Non-Firm Sales | 447NPC | CAEW | 22.65% | 0 | 0 | 0 | 0 | 0 | 0 | 0 | 0 | 0 | 0 | 0 | 0 | 0 | 0 | 0 | 0 | 0 | 0 | 0 | 0 | 0 | 0 | 0 | 0 | 0 | 0 | 0 | 0 | 0 | 0 | 0 | 0 | 0 | 0 | 0 | 0 | 0 | 0 | 0 | 0 | 0 | 0 | 0 | 0 | 0 | 0 | 0 | 0 | 0 | 0 | 0 | 0 | 0 | 0 | 0 | 0
Total Sales for Resale |  |  |  | 89648679.4 | 20284349.5704 | 129266857.49 | 29248552.7143 | 218915536.89 | 49532902.2848 | -101735020.58 | -23019064.3612 | 117180516.31 | 26513837.9236 | 1986520.85 | 449479.9435 | -45978162.13 | -10403244.3031 | 639731.72 | 144748.8343 | 73828606.75 | 16704822.3983 | 307001.04 | 69463.5599 | -146101.5 | -33057.6414 | 15814.16 | 3578.1893 | -147029.28 | -33267.5655 | 0 | 0 | -31657.26 | -7162.9268 | 0 | 0 | -154555.3 | -34970.4397 | 19274.44 | 4361.1293 | 0 | 0 | 0 | 0 | 0 | 0 | -6104103.65 | -1381144.4081 | 0 | 0 | 0 | 0 | 1350586.62 | 305590.3479 | 588481.11 | 133152.6201 | -4302289.62 | -973457.135 | 69526317.13 | 15731365.2633
Purchased Power (Account 555)
Existing Firm Demand - Pacific | 555NPC | CAGW | 22.63% | 12043097.2642 | 2724930.2104 | 3025959.9532 | 684668.5293 | 15069057.2174 | 3409598.7397 | -15057543.3044 | -3406993.5453 | 11513.913 | 2605.1944 | 2517906.8512 | 569713.9444 | 0 | 0 | 0 | 0 | 2529420.7642 | 572319.1388 | 0 | 0 | 0 | 0 | 0 | 0 | 0 | 0 | 0 | 0 | 0 | 0 | 11014.7553 | 2492.2525 | 0 | 0 | 5.5749e-06 | 1.2614e-06 | 0 | 0 | 0 | 0 | -31655.151 | -7162.4496 | 516964.611 | 116970.9465 | 0 | 0 | 0 | 0 | 0 | 0 | 3394.605 | 768.08 | 499718.8203 | 113068.8294 | 3029139.5844 | 685387.9682
Existing Firm Energy | 555NPC | CAEW | 22.65% | 7773178.6158 | 1760474.7193 | 14742917.9868 | 3338985.9783 | 22516096.6026 | 5099460.6977 | -22405857.3256 | -5074493.6321 | 110239.277 | 24967.0656 | 12267609.2146 | 2778376.3833 | 0 | 0 | 0 | 0 | 12377848.4916 | 2803343.4488 | 0 | 0 | 0 | 0 | 0 | 0 | 0 | 0 | 0 | 0 | 0 | 0 | 42103.5247 | 9535.6346 | 0 | 0 | 2.7163e-05 | 6.1519e-06 | 0 | 0 | 0 | 0 | -73862.019 | -16728.3197 | 1206250.759 | 273192.4829 | 0 | 0 | 0 | 0 | 0 | 0 | 7920.745 | 1793.8957 | 1182413.0098 | 267793.6935 | 13560261.5013 | 3071137.1423
WCA Qualifying Facilities | 555NPC | CAGW | 22.63% | 61888677.79 | 14003235.554 | -17768877.76 | -4020473.3675 | 44119800.03 | 9982762.1865 | -44119800.03 | -9982762.1865 | 0 | 0 | 62111789.8943 | 14053717.9922 | 0 | 0 | 0 | 0 | 62111789.8943 | 14053717.9922 | 0 | 0 | 0 | 0 | 0 | 0 | 0 | 0 | 0 | 0 | 0 | 0 | 0 | 0 | -7352652.15 | -1663647.1109 | 268349.72 | 60718.1228 | 0 | 0 | 0 | 0 | 0 | 0 | -23135.87 | -5234.8353 | 0 | 0 | 0 | 0 | 692225.08 | 156626.2392 | 0 | 0 | -6415213.22 | -1451537.5842 | 55696576.6742 | 12602180.408
Post-Merger Firm Energy | 555NPC | CAGW | 22.63% | 215715474.3 | 48808840.4396 | 105966368.21 | 23976469.8138 | 321681842.51 | 72785310.2534 | -86986543.29 | -19682001.607 | 234695299.22 | 53103308.6464 | -22417736.89 | -5072347.0184 | -41099215.77 | -9299309.9879 | -6950914.65 | -1572748.0152 | 164227431.91 | 37158903.6249 | -2882245.68 | -652151.0335 | 911121.29 | 206154.7685 | -99096.64 | -22422.0914 | 1403944.33 | 317663.3249 | 0 | 0 | 59639.67 | 13494.364 | 0 | 0 | 1587888.02 | 359283.3257 | -138473.7 | -31331.738 | 0 | 0 | 0 | 0 | 0 | 0 | -5344283.69 | -1209223.8201 | 0 | 0 | 0 | 0 | -3226057.66 | -729943.6171 | -3305394.39 | -747894.7345 | -11032958.45 | -2496371.2516 | 153194473.46 | 34662532.3733
Other Generation Expenses | 555NPC | CAGW | 22.63% | 0 | 0 | 620611.67 | 140422.6381 | 620611.67 | 140422.6381 | -62867.04 | -14224.6046 | 557744.63 | 126198.0335 | 105421.68 | 23853.226 | 0 | 0 | 0 | 0 | 663166.31 | 150051.2595 | 0 | 0 | 0 | 0 | 0 | 0 | 0 | 0 | 0 | 0 | 0 | 0 | 0 | 0 | -38542.88 | -8720.9009 | 0 | 0 | 0 | 0 | 0 | 0 | 0 | 0 | -2600.65 | -588.4358 | 0 | 0 | 0 | 0 | 56296.27 | 12737.87 | -69.63 | -15.7548 | 15083.11 | 3412.7784 | 678249.42 | 153464.0379
Total Purchased Power |  |  |  | 297420427.97 | 67297480.9234 | 106586980.06 | 24120073.592 | 404007408.03 | 91417554.5154 | -168632610.99 | -38160475.5755 | 235374797.04 | 53257078.9399 | 54584990.75 | 12353314.5275 | -41099215.77 | -9299309.9879 | -6950914.65 | -1572748.0152 | 241909657.37 | 54738335.4642 | -2882245.68 | -652151.0335 | 911121.29 | 206154.7685 | -99096.64 | -22422.0914 | 1403944.33 | 317663.3249 | 0 | 0 | 59639.67 | 13494.364 | 53118.28 | 12027.8871 | -5803307.01 | -1313084.6862 | 129876.02 | 29386.3848 | 0 | 0 | 0 | 0 | -105517.17 | -23890.7693 | -3646804.84 | -824883.6618 | 0 | 0 | 0 | 0 | -2477536.31 | -560579.5079 | -3294148.67 | -745348.5137 | -15750956.73 | -3563633.5345 | 226158700.64 | 51174701.9297
Wheeling (Account 565)
Existing Firm - Pacific | 565NPC | CAGW | 22.63% | 0 | 0 | 22190023.0848 | 5020823.3768 | 22190023.0848 | 5020823.3768 | 2809812.8887 | 635762.0351 | 24999835.9735 | 5656585.4119 | 0 | 0 | 0 | 0 | 0 | 0 | 24999835.9735 | 5656585.4119 | 0 | 0 | 0 | 0 | 0 | 0 | 0 | 0 | 0 | 0 | 0 | 0 | 0 | 0 | 0 | 0 | 0 | 0 | 0 | 0 | 0 | 0 | 0 | 0 | 0 | 0 | -568119.5638 | -128545.5169 | 0 | 0 | 0 | 0 | 0 | 0 | -568119.5638 | -128545.5169 | 24431716.4097 | 5528039.895
Post Merger Firm | 565NPC | CAGW | 22.63% | 106273125.68 | 24045878.2624 | -23133516.7648 | -5234302.8809 | 83139608.9152 | 18811575.3815 | -928807.8887 | -210156.625 | 82210801.0265 | 18601418.7565 | 0 | 0 | 0 | 0 | 2132040 | 482405.8196 | 84342841.0265 | 19083824.5761 | 0 | 0 | 0 | 0 | 0 | 0 | 0 | 0 | 0 | 0 | 0 | 0 | 0 | 0 | 0 | 0 | 0 | 0 | 565440 | 127939.2256 | 300000 | 67879.4703 | 0 | 0 | 0 | 0 | -1367489.4362 | -309414.8619 | 0 | 0 | 0 | 0 | -16128 | -3649.2003 | -518177.4362 | -117245.3663 | 83824663.5903 | 18966579.2098
Non Firm | 565NPC | CAEW | 22.65% | 0 | 0 | 0 | 0 | 0 | 0 | 0 | 0 | 0 | 0 | 0 | 0 | 0 | 0 | 0 | 0 | 0 | 0 | 0 | 0 | 0 | 0 | 0 | 0 | 0 | 0 | 0 | 0 | 0 | 0 | 0 | 0 | 0 | 0 | 0 | 0 | 0 | 0 | 0 | 0 | 0 | 0 | 0 | 0 | 0 | 0 | 0 | 0 | 0 | 0 | 0 | 0 | 0 | 0 | 0 | 0
Total Wheeling Expense |  |  |  | 106273125.68 | 24045878.2624 | -943493.68 | -213479.5041 | 105329632 | 23832398.7583 | 1881005 | 425605.4101 | 107210637 | 24258004.1684 | 0 | 0 | 0 | 0 | 2132040 | 482405.8196 | 109342677 | 24740409.988 | 0 | 0 | 0 | 0 | 0 | 0 | 0 | 0 | 0 | 0 | 0 | 0 | 0 | 0 | 0 | 0 | 0 | 0 | 565440 | 127939.2256 | 300000 | 67879.4703 | 0 | 0 | 0 | 0 | -1935609 | -437960.3788 | 0 | 0 | 0 | 0 | -16128 | -3649.2003 | -1086297 | -245790.8832 | 108256380 | 24494619.1048
Fuel Expense (Accounts 501 and 547)
Fuel Consumed - Coal | 501NPC | CAEW | 22.65% | 193301244.15 | 43778995.7447 | -13605533.29 | -3081390.3274 | 179695710.86 | 40697605.4173 | 30095787.21 | 6816114.1228 | 209791498.07 | 47513719.5401 | -4247001.48 | -961863.7507 | -4042264.52 | -915494.7864 | 4794372.06 | 1085832.6077 | 206296604.13 | 46722193.6107 | 889101.78 | 201364.3689 | -126558.35 | -28663.0202 | -1338929.04 | -303241.5492 | 426115.93 | 96507.0223 | 0 | 0 | 149.04 | 33.7547 | 0 | 0 | 668107.61 | 151313.4607 | -24857.78 | -5629.8067 | 0 | 0 | 0 | 0 | 0 | 0 | -2353565.84 | -533037.1739 | 0 | 0 | 186385.2 | 42212.6454 | -426969.7 | -96700.3847 | 51195.66 | 11594.8275 | -2049825.49 | -464245.8552 | 204246778.64 | 46257947.7555
Fuel Consumed - Natural Gas | 547NPC | CAEW | 22.65% | 107632580.51 | 24376699.2027 | 15410191.48 | 3490110.5277 | 123042771.99 | 27866809.7304 | -25149149.66 | -5695796.3245 | 97893622.33 | 22171013.4059 | -1066463.72 | -241533.4204 | 499006.4 | 113015.305 | -403933.91 | -91483.2235 | 96922231.1 | 21951012.067 | 525745.63 | 119071.2238 | 115380.53 | 26131.46 | 0 | 0 | 47881.74 | 10844.2887 | -53220 | -12053.3014 | 175.33 | 39.7089 | 0 | 0 | 215537.91 | 48815.1708 | -11601.95 | -2627.6174 | 0 | 0 | 0 | 0 | 0 | 0 | 87594.64 | 19838.493 | 0 | 0 | 0 | 0 | -164153.27 | -37177.543 | 3519234.27 | 797038.5437 | 4282574.83 | 969920.427 | 101204805.93 | 22920932.4939
Total Fuel and Other Expense |  |  |  | 300933824.66 | 68155694.9474 | 1804658.19 | 408720.2003 | 302738482.85 | 68564415.1477 | 4946637.55 | 1120317.7983 | 307685120.4 | 69684732.9459 | -5313465.2 | -1203397.1711 | -3543258.12 | -802479.4814 | 4390438.15 | 994349.3842 | 303218835.23 | 68673205.6777 | 1414847.41 | 320435.5927 | -11177.82 | -2531.5602 | -1338929.04 | -303241.5492 | 473997.67 | 107351.311 | -53220 | -12053.3014 | 324.37 | 73.4635 | 0 | 0 | 883645.52 | 200128.6315 | -36459.73 | -8257.4242 | 0 | 0 | 0 | 0 | 0 | 0 | -2265971.2 | -513198.6809 | 0 | 0 | 186385.2 | 42212.6454 | -591122.97 | -133877.9277 | 3570429.93 | 808633.3712 | 2232749.34 | 505674.5718 | 305451584.57 | 69178880.2494
Total Net Power Cost |  |  |  | 614978698.91 | 139214704.5627 | -21818712.92 | -4933238.4262 | 593159985.99 | 134281466.1365 | -60069947.86 | -13595488.0059 | 533090038.13 | 120685978.1306 | 47285004.7 | 10700437.413 | 1335688.24 | 301454.8338 | -1068168.22 | -240741.6458 | 580642562.85 | 131447128.7316 | -1774399.31 | -401179.0007 | 1046044.97 | 236680.8497 | -1453839.84 | -329241.83 | 2024971.28 | 458282.2013 | -53220 | -12053.3014 | 91621.3 | 20730.7544 | 53118.28 | 12027.8871 | -4765106.19 | -1077985.615 | 74141.85 | 16767.8314 | 565440 | 127939.2256 | 300000 | 67879.4703 | -105517.17 | -23890.7693 | 191327.61 | 43062.0654 | -1935609 | -437960.3788 | 186385.2 | 42212.6454 | -4419245.9 | -1000047.7835 | -328327.85 | -73516.9629 | -10302214.77 | -2330292.7109 | 570340348.08 | 129116836.0206
|  |  |  | Ref. 9.2 | Ref. 9.2 | Ref 9.3 | Ref 9.3 | Ref. 9.3.2 |  | Ref 9.4 | Ref 9.4 |  |  | Ref 9.5 | Ref 9.5 | Ref 9.6 | Ref 9.6 | Ref 9.7 | Ref 9.7 | Ref. 9.8.1 |  | Ref. 9.9 | Ref. 9.9 | Ref. 9.10 | Ref. 9.10 | Ref. 9.11 | Ref. 9.11 | Ref. 9.12 | Ref. 9.12 | Ref. 9.13 | Ref. 9.13 | Ref. 9.14 | Ref. 9.14 | Ref. 9.15 | Ref. 9.15 | Ref. 9.16 | Ref. 9.16 | Ref. 9.17 | Ref. 9.17 | Ref. 9.18 | Ref. 9.18 | Ref. 9.19 | Ref. 9.19 | Ref. 9.20 | Ref. 9.20 | Ref. 9.21 | Ref. 9.21 | Ref. 9.22 | Ref. 9.22 | Ref. 9.23 | Ref. 9.23 | Ref. 9.24 | Ref. 9.24 | Ref. 9.25 | Ref. 9.25 | Ref 9.26 | Ref 9.26 | Ref. 9.26.1

## 9.2 - Per Books
PacifiCorp | [6 empty] | PAGE | 9.2
Washington General Rate Case - Rebuttal June 2012
Net Power Costs - Per Books NPC
|  |  |  | TOTAL |  |  | WA
|  | ACCOUNT | TYPE | COMPANY | FACTOR | % | ALLOCATED | REF #
Normalizing Adjustment:
Sales for Resale (Account 447)
| Existing Firm Sales - Pacific | 447NPC | RES | 8952900.07 | CAGW | 22.63% | 2025727.0481
| Post-Merger Firm Sales | 447NPC | RES | 80695779.33 | CAGW | 22.63% | 18258622.5223
| Non-Firm Sales | 447NPC | RES | 0 | CAEW | 22.65% | 0
| Total Sales for Resale |  |  | 89648679.4 |  |  | 20284349.5704 | 9.1
Purchased Power (Account 555)
| Existing Firm Demand - Pacific | 555NPC | RES | 12043097.2642 | CAGW | 22.63% | 2724930.2104
| Existing Firm Energy | 555NPC | RES | 7773178.6158 | CAEW | 22.65% | 1760474.7193
| WCA Qualifying Facilities | 555NPC | RES | 61888677.79 | CAGW | 22.63% | 14003235.554
| Post-Merger Firm Energy | 555NPC | RES | 215715474.3 | CAGW | 22.63% | 48808840.4396
| Other Generation Expenses | 555NPC | RES | 0 | CAGW | 22.63% | 0
| Total Purchased Power |  |  | 297420427.97 |  |  | 67297480.9234 | 9.1
Wheeling (Account 565)
| Existing Firm - Pacific | 565NPC | RES | 0 | CAGW | 22.63% | 0
| Post Merger Firm | 565NPC | RES | 106273125.68 | CAGW | 22.63% | 24045878.2624
| Non Firm | 565NPC | RES | 0 | CAEW | 22.65% | 0
| Total Wheeling Expense |  |  | 106273125.68 |  |  | 24045878.2624 | 9.1
Fuel Expense (Accounts 501 and 547)
| Fuel Consumed - Coal | 501NPC | RES | 193301244.15 | CAEW | 22.65% | 43778995.7447
| Fuel Consumed - Natural Gas | 547NPC | RES | 107632580.51 | CAEW | 22.65% | 24376699.2027
| Total Fuel and Other Expense |  |  | 300933824.66 |  |  | 68155694.9474 | 9.1
| Total Net Power Cost Adjustment - Restating |  |  | 614978698.91 |  |  | 139214704.5627 | 9.1
Description of Adjustment
This leadsheet represents the Company's per books WCA net power costs.

## 9.2.1 - Per Books
PacifiCorp |  |  |  | Study Results
MERGED PEAK/ENERGY SPLIT
Period Ending |  |  |  | ($)
2012-06-01
|  |  | Merged | Pre-Merger | Pre-Merger
|  |  | 07/11 - 06/12 | Demand | Energy | Non-Firm | Post-Merger
SPECIAL SALES FOR RESALE
| Pacific Pre Merger |  | 8952900.07 | 8952900.07
| Post Merger |  | 80695779.33 |  |  |  | 80695779.33
| Utah Pre Merger |  | 0 | 0
| NonFirm Sub Total |  | 0 |  |  | 0
|  |  | -------------------- | -------------------- | -------------------- | -------------------- | --------------------
TOTAL SPECIAL SALES |  |  | 89648679.4 | 8952900.07 | 0 | 0 | 80695779.33
PURCHASED POWER & NET INTERCHANGE
|  | BPA Peak Purchase | 9602500 | 9602500
|  | Pacific Capacity | 0 | 0 | 0
|  | Mid Columbia | 3482835.18 | 1044850.554 | 2437984.626
|  | Misc/Pacific | 6730940.7 | 1395746.7102 | 5335193.9898
|  | Q.F. Contracts/PPL | 61888677.79 |  |  |  | 61888677.79
|  | Small Purchases west | 12121.15 |  |  |  | 12121.15
| --------------------------------------------------------- |  | -------------------- | -------------------- | -------------------- | -------------------- | --------------------
| Pacific Sub Total |  | 81717074.82 | 12043097.2642 | 7773178.6158 | 0 | 61900798.94
|  | Gemstate | 0 |  | 0
|  | GSLM | 0 |  | 0
|  | QF Contracts/UPL | 0 | 0 | 0 |  | 0
|  | IPP Layoff | 0 | 0 | 0
|  | Small Purchases east | 0 |  | 0
|  | UP&L to PP&L | 0 | 0 | 0
| --------------------------------------------------------- |  | -------------------- | -------------------- | -------------------- | -------------------- | --------------------
| Utah Sub Total |  | 0 | 0 | 0 | 0 | 0
|  | APS Supplemental p27875 | 0 |  |  |  | 0
|  | Avoided Cost Resource | 0 |  |  |  | 0
|  | Blanding Purchase p379174 | 0 |  |  |  | 0
|  | BPA Reserve Purchase | 244080 |  |  |  | 244080
|  | Chehalis Station Service | 0 |  |  |  | 0
|  | Combine Hills Wind p160595 | 4738669.24 |  |  |  | 4738669.24
|  | Deseret Purchase p194277 | 0 |  |  |  | 0
|  | Georgia-Pacific Camas | 6699772.92 |  |  |  | 6699772.92
|  | Hermiston Purchase p99563 | 90307566.24 |  |  |  | 90307566.24
|  | Hurricane Purchase p393045 | 0 |  |  |  | 0
|  | Idaho Power p278538 | 0 |  |  |  | 0
|  | Kennecott Generation Incentive | 0 |  |  |  | 0
|  | LADWP p491303-4 | 0 |  |  |  | 0
|  | MagCorp p229846 | 0 |  |  |  | 0
|  | MagCorp Reserves p510378 | 0 |  |  |  | 0
|  | Nucor p346856 | 0 |  |  |  | 0
|  | P4 Production p137215/p145258 | 0 |  |  |  | 0
|  | Rock River Wind p100371 | 0 |  |  |  | 0
|  | Roseburg Forest Products p312292 | 859106.6 |  |  |  | 859106.6
|  | Three Buttes Wind p460457 | 0 |  |  |  | 0
|  | Top of the World Wind p522807 | 0 |  |  |  | 0
|  | Tri-State Purchase p27057 | 0 |  |  |  | 0
|  | West Valley Toll | 0 |  |  |  | 0
|  | Wolverine Creek Wind p244520 | 0 |  |  |  | 0
|  | BPA So. Idaho p64885/p83975/p64705 | 0 |  |  |  | 0
|  | Cargill p483225/s6 p485390/s89 | 0 |  |  |  | 0
|  | PSCo Exchange p340325 | 0 |  |  |  | 0
|  | Shell p489963/s489962 | 0 |  |  |  | 0
Seasonal Purchased Power
|  | Constellation 2013-2016 | 0 |  |  |  | 0
|  | Short Term Firm Purchases | 112854158.15 |  |  |  | 112854158.15
| --------------------------------------------------------- |  | -------------------- | -------------------- | -------------------- | -------------------- | --------------------
| New Firm Sub Total |  | 215703353.15 | 0 | 0 | 0 | 215703353.15
| Wind Integration Charge |  | 0 |  |  |  | 0
| Non Firm Sub Total |  | 0 |  |  | 0
|  |  | -------------------- | -------------------- | -------------------- | -------------------- | --------------------
TOTAL PURCHASED PW & NET INT. |  |  | 297420427.97 | 12043097.2642 | 7773178.6158 | 0 | 277604152.09
WHEELING & U. OF F. EXPENSE
| Pacific Firm Wheeling and Use of Facilities |  | 0 | 0
| Utah Firm Wheeling and Use of Facilities |  | 0 | 0
| Post Merger |  | 106273125.68 |  |  |  | 106273125.68
| Nonfirm Wheeling |  | 0 |  |  | 0
|  |  | -------------------- | -------------------- | -------------------- | -------------------- | --------------------
TOTAL WHEELING & U. OF F. EXPENSE |  |  | 106273125.68 | 0 | 0 | 0 | 106273125.68
THERMAL FUEL BURN EXPENSE
| Carbon |  | 0 |  |  | 0
| Cholla |  | 0 |  |  | 0
| Colstrip |  | 6396180.15 |  |  | 6396180.15
| Craig |  | 0 |  |  | 0
| Chehalis |  | 53974760.56 |  |  | 53974760.56
| Currant Creek |  | 0 |  |  | 0
| Dave Johnston |  | 0 |  |  | 0
| Gadsby |  | 0 |  |  | 0
| Gadsby CT |  | 0 |  |  | 0
| Hayden |  | 0 |  |  | 0
| Hermiston |  | 53657819.95 |  |  | 53657819.95
| Hunter |  | 0 |  |  | 0
| Huntington |  | 0 |  |  | 0
| Jim Bridger |  | 186905064 |  |  | 186905064
| Lake Side |  | 0 |  |  | 0
| Little Mountain |  | 0 |  |  | 0
| Naughton - Gas |  | 0 |  |  | 0
| Naughton |  | 0 |  |  | 0
| Wyodak |  | 0 |  |  | 0
|  |  | -------------------- | -------------------- | -------------------- | -------------------- | --------------------
TOTAL FUEL BURN EXPENSE |  |  | 300933824.66 | 0 | 0 | 300933824.66 | 0
OTHER GENERATION EXPENSE
| Blundell |  | 0 |  |  | 0
|  |  | -------------------- | -------------------- | -------------------- | -------------------- | --------------------
TOTAL OTHER GEN. EXPENSE |  |  | 0 | 0 | 0 | 0 | 0
|  |  | = | = | = | = | =
NET POWER COST |  |  | 614978698.91 | 3090197.1942 | 7773178.6158 | 300933824.66 | 303181498.44
|  |  | = | = | = | = | =

## 9.3 - Restating
PacifiCorp | [6 empty] | PAGE | 9.3
Washington General Rate Case - Rebuttal June 2012
Net Power Costs - Restating
|  |  |  | TOTAL |  |  | WA
|  | ACCOUNT | TYPE | COMPANY | FACTOR | % | ALLOCATED | REF #
Normalizing Adjustment:
Sales for Resale (Account 447)
| Existing Firm Sales - Pacific | 447NPC | RES | 4011899.93 | CAGW | 22.63% | 907752.1405
| Post-Merger Firm Sales | 447NPC | RES | 125254957.56 | CAGW | 22.63% | 28340800.5738
| Non-Firm Sales | 447NPC | RES | 0 | CAEW | 22.65% | 0
| Total Sales for Resale |  |  | 129266857.49 |  |  | 29248552.7143 | 9.1
Purchased Power (Account 555)
| Existing Firm Demand - Pacific | 555NPC | RES | 3025959.9532 | CAGW | 22.63% | 684668.5293
| Existing Firm Energy | 555NPC | RES | 14742917.9868 | CAEW | 22.65% | 3338985.9783
| WCA Qualifying Facilities | 555NPC | RES | -17768877.76 | CAGW | 22.63% | -4020473.3675
| Post-Merger Firm Energy | 555NPC | RES | 105966368.21 | CAGW | 22.63% | 23976469.8138
| Other Generation Expenses | 555NPC | RES | 620611.67 | CAGW | 22.63% | 140422.6381
| Total Purchased Power |  |  | 106586980.06 |  |  | 24120073.592 | 9.1
Wheeling (Account 565)
| Existing Firm - Pacific | 565NPC | RES | 22190023.0848 | CAGW | 22.63% | 5020823.3768
| Post Merger Firm | 565NPC | RES | -23133516.7648 | CAGW | 22.63% | -5234302.8809
| Non Firm | 565NPC | RES | 0 | CAEW | 22.65% | 0
| Total Wheeling Expense |  |  | -943493.68 |  |  | -213479.5041 | 9.1
Fuel Expense (Accounts 501 and 547)
| Fuel Consumed - Coal | 501NPC | RES | -13605533.29 | CAEW | 22.65% | -3081390.3274
| Fuel Consumed - Natural Gas | 547NPC | RES | 15410191.48 | CAEW | 22.65% | 3490110.5277
| Total Fuel and Other Expense |  |  | 1804658.19 |  |  | 408720.2003 | 9.1
| Total Net Power Cost Adjustment - Restating |  |  | -21818712.92 |  |  | -4933238.4262 | 9.1
Description of Adjustment
Restated (normalized) net power costs are calculated in the Company's GRID model reflecting sales for resale, purchase power, wheeling and fuel in a manner consistent with the contractual terms of sales and purchase agreements, and normal hydro and temperature conditions on a West Control Area (WCA) basis. This restating adjustment reflects the difference between normalized power costs for the 12-months ended June 2012 and per books net power costs for the same period.

## 9.3.2 - Restating
PacifiCorp |  |  |  | Study Results
MERGED PEAK/ENERGY SPLIT
Period Ending |  |  |  | ($)
2012-06-01
|  |  | Merged | Pre-Merger | Pre-Merger
|  |  | 07/11-06/12 | Demand | Energy | Non-Firm | Post-Merger
SPECIAL SALES FOR RESALE
| Pacific Pre Merger |  | 12964800 | 12964800
| Post Merger |  | 205950736.89 |  |  |  | 205950736.89
| Utah Pre Merger |  | 0 | 0
| NonFirm Sub Total |  | 0 |  |  | 0
|  |  | -------------------- | -------------------- | -------------------- | -------------------- | --------------------
TOTAL SPECIAL SALES |  |  | 218915536.89 | 12964800 | 0 | 0 | 205950736.89 | 0 | check | 0
Test Year
PURCHASED POWER & NET INTERCHANGE | [10 empty] | Pre-Merger PPL | 0%
|  | BPA Peak Purchase | 9602500 | 9602500 | [6 empty] | Post-Merger PPL | 100%
|  | Pacific Capacity | 0 | 0 | 0 | [5 empty] | Pre-Merger UPL | 0%
|  | Mid Columbia | 3482835.18 | 1044850.554 | 2437984.626 | [5 empty] | Post-Merger UPL | 100%
|  | Misc/Pacific | 6730940.7 | 1395746.7102 | 5335193.9898
|  | Q.F. Contracts/PPL | 61888677.97 | 3025959.9532 | 14742917.9868 |  | 44119800.03 | 17.03% | 82.97% |  | 29241657.86 | QF by State PPL
| --------------------------------------------------------- |  | -------------------- | -------------------- | -------------------- | -------------------- | -------------------- |  |  |  | 17768877.94 | QF PPL Pre Merger
| Pacific Sub Total |  | 81704953.85 | 15069057.2174 | 22516096.6026 | 0 | 44119800.03 |  |  |  | 14878142.17 | QF PPL Post Merger
61888677.97
|  | Gemstate | 0 |  | 0
|  | GSLM | 0 |  | 0 | [5 empty] | 0 | QF by State UPL
|  | QF Contracts/UPL | 0 | 0 | 0 |  | 0 | 70% | 30% |  | 0 | QF UPL Pre Merger
|  | IPP Layoff | 0 | 0 | 0 | [5 empty] | 0 | QF UPL Post Merger
|  | UP&L to PP&L | 0 | 0 | 0 | [5 empty] | 0
| --------------------------------------------------------- |  | -------------------- | -------------------- | -------------------- | -------------------- | --------------------
| Utah Sub Total |  | 0 | 0 | 0 | 0 | 0
|  | APS Supplemental p27875 | 0 |  |  |  | 0 | Post Merger
|  | Avoided Cost Resource | 0 |  |  |  | 0 | Post Merger
|  | Blanding Purchase p379174 | 0 |  |  |  | 0 | Post Merger
|  | BPA Reserve Purchase | 244080 |  |  |  | 244080 | Post Merger
|  | Chehalis Station Service | 0 |  |  |  | 0 | Post Merger
|  | Combine Hills Wind p160595 | 4738669.24 |  |  |  | 4738669.24 | Post Merger
|  | Constellation p257677 | 0 |  |  |  | 0 | Post Merger
|  | Constellation p257678 | 0 |  |  |  | 0 | Post Merger
|  | Constellation p268849 | 0 |  |  |  | 0 | Post Merger
|  | Deseret Purchase p194277 | 0 |  |  |  | 0 | Post Merger
|  | Georgia-Pacific Camas | 6699772.92 |  |  |  | 6699772.92 | Post Merger
|  | Hermiston Purchase p99563 | 91267996 |  |  |  | 91267996 | Post Merger
|  | Hurricane Purchase p393045 | 0 |  |  |  | 0 | Post Merger
|  | Idaho Power p278538 | 0 |  |  |  | 0 | Post Merger
|  | Kennecott Generation Incentive | 0 |  |  |  | 0 | Post Merger
|  | LADWP p491303-4 | 0 |  |  |  | 0 | Post Merger
|  | MagCorp p229846 | 0 |  |  |  | 0 | Post Merger
|  | MagCorp Reserves p510378 | 0 |  |  |  | 0 | Post Merger
|  | Morgan Stanley p189046 | 0 |  |  |  | 0 | Post Merger
|  | Morgan Stanley p272153-6-8 | 0 |  |  |  | 0 | Post Merger
|  | Morgan Stanley p272154-7 | 0 |  |  |  | 0 | Post Merger
|  | Nebo Heat Rate Option p360539 | 0 |  |  |  | 0 | Post Merger
|  | Nucor p346856 | 0 |  |  |  | 0 | Post Merger
|  | P4 Production p137215/p145258 | 0 |  |  |  | 0 | Post Merger
|  | Rock River Wind p100371 | 0 |  |  |  | 0 | Post Merger
|  | Roseburg Forest Products p312292 | 859106.6 |  |  |  | 859106.6 | Post Merger
|  | Three Buttes Wind p460457 | 0 |  |  |  | 0 | Post Merger
|  | Top of the World Wind p575862 | 0 |  |  |  | 0 | Post Merger
|  | Tri-State Purchase p27057 | 0 |  |  |  | 0 | Post Merger
|  | Weyerhaeuser Reserve p356685 | 0 |  |  |  | 0 | Post Merger
|  | Wolverine Creek Wind p244520 | 0 |  |  |  | 0 | Post Merger
|  | Place Holder | 0 |  |  |  | 0 | Post Merger
|  | BPA So. Idaho p64885/p83975/p64705 | 0 |  |  |  | 0 | Post Merger
|  | DSM (Irrigation) | 0 |  |  |  | 0 | Post Merger
|  | PSCo Exchange p340325 | 0 |  |  |  | 0 | Post Merger
|  | Small Purchases west | 12121.15 |  |  |  | 12121.15 | Post Merger
|  | TransAlta p371343/s371344 | 0 |  |  |  | 0 | Post Merger
Seasonal Purchased Power
|  | Morgan Stanley p244840 | 0 |  |  |  | 0 | Post Merger
|  | Morgan Stanley p244841 | 0 |  |  |  | 0 | Post Merger
|  | UBS p268848 | 0 |  |  |  | 0 | Post Merger
|  | UBS p268850 | 0 |  |  |  | 0 | Post Merger
[8 empty] | 0 | check | 0
|  | Short Term Firm Purchases | 217860096.6 |  |  |  | 217860096.6
| --------------------------------------------------------- |  | -------------------- | -------------------- | -------------------- | -------------------- | --------------------
| New Firm Sub Total |  | 321681842.51 | 0 | 0 | 0 | 321681842.51 |  | check | 0
| Seven Mile II Wind |  | 0 |  |  | 0
| Non Firm Sub Total |  | 0 |  |  | 0
|  |  | -------------------- | -------------------- | -------------------- | -------------------- | --------------------
TOTAL PURCHASED PW & NET INT. |  |  | 403386796.36 | 15069057.2174 | 22516096.6026 | 0 | 365801642.54 | 0 | check | 0
WHEELING & U. OF F. EXPENSE | [10 empty] | Pre Mgr PPL | 22190023.0848
[11 empty] | Pre Mgr UPL | 0
| Pacific Firm Wheeling and Use of Facilities |  | 22190023.0848 | 22190023.0848 | [6 empty] | Post Mgr Whl | 82005091.19
| Utah Firm Wheeling and Use of Facilities |  | 0 | 0 | [6 empty] | STF | 1134518.2
| Post Merger |  | 83139608.9152 |  |  |  | 83139608.9152 |  |  |  | check | 0.4748
| Nonfirm Wheeling |  | 0 |  |  | 0
|  |  | -------------------- | -------------------- | -------------------- | -------------------- | --------------------
TOTAL WHEELING & U. OF F. EXPENSE |  |  | 105329632 | 22190023.0848 | 0 | 0 | 83139608.9152 | 0 | check | 0
THERMAL FUEL BURN EXPENSE
| Carbon |  | 0 |  |  | 0
| Cholla |  | 0 |  |  | 0
| Colstrip |  | 6422537.93 |  |  | 6422537.93
| Craig |  | 0 |  |  | 0
| Chehalis |  | 68827091.73 |  |  | 68827091.73
| Currant Creek |  | 0 |  |  | 0
| Dave Johnston |  | 0 |  |  | 0
| Currant Creek |  | 0 |  |  | 0
| Gadsby |  | 0 |  |  | 0
| Hayden |  | 0 |  |  | 0
| Gadsby CT |  | 0 |  |  | 0
| Hunter |  | 0 |  |  | 0
| Huntington |  | 0 |  |  | 0
| Jim Bridger |  | 173398800.91 |  |  | 173398800.91
| Hermiston |  | 54215680.26 |  |  | 54215680.26
| Lake Side |  | 0 |  |  | 0
| Naughton |  | 0 |  |  | 0
| Little Mountain |  | 0 |  |  | 0
| Wyodak |  | 0 |  |  | 0
| Ramp Loss |  | -125627.98 |  |  | -125627.98
|  |  | -------------------- | -------------------- | -------------------- | -------------------- | --------------------
TOTAL FUEL BURN EXPENSE |  |  | 302738482.85 | 0 | 0 | 302738482.85 | 0 | 0 | check | 0
OTHER GENERATION EXPENSE
| Wind Integration Charge |  | 620611.67 |  |  | 620611.67
|  |  | -------------------- | -------------------- | -------------------- | -------------------- | --------------------
TOTAL OTHER GEN. EXPENSE |  |  | 620611.67 | 0 | 0 | 620611.67 | 0
|  |  | = | = | = | = | =
NET POWER COST |  |  | 593159985.99 | 24294280.3022 | 22516096.6026 | 303359094.52 | 242990514.5652 | 0 | check | 0
|  |  | = | = | = | = | =

## 9.4 - Pro Forma, No WCA Mods
PacifiCorp | [6 empty] | PAGE | 9.4
Washington General Rate Case - Rebuttal June 2012
Net Power Costs - Pro Forma, No WCA Modifications
|  |  |  | TOTAL |  |  | WA
|  | ACCOUNT | TYPE | COMPANY | FACTOR | % | ALLOCATED | REF #
Normalizing Adjustment:
Sales for Resale (Account 447)
| Existing Firm Sales - Pacific | 447NPC | PRO | 0 | CAGW | 22.63% | 0
| Post-Merger Firm Sales | 447NPC | PRO | -101735020.58 | CAGW | 22.63% | -23019064.3612
| Non-Firm Sales | 447NPC | PRO | 0 | CAEW | 22.65% | 0
| Total Sales for Resale |  |  | -101735020.58 |  |  | -23019064.3612 | 9.1.1
Purchased Power (Account 555)
| Existing Firm Demand - Pacific | 555NPC | PRO | -15057543.3044 | CAGW | 22.63% | -3406993.5453
| Existing Firm Energy | 555NPC | PRO | -22405857.3256 | CAEW | 22.65% | -5074493.6321
| WCA Qualifying Facilities | 555NPC | PRO | -44119800.03 | CAGW | 22.63% | -9982762.1865
| Post-Merger Firm Energy | 555NPC | PRO | -86986543.29 | CAGW | 22.63% | -19682001.607
| Other Generation Expenses | 555NPC | PRO | -62867.04 | CAGW | 22.63% | -14224.6046
| Total Purchased Power |  |  | -168632610.99 |  |  | -38160475.5755 | 9.1.1
Wheeling (Account 565)
| Existing Firm - Pacific | 565NPC | PRO | 2809812.8887 | CAGW | 22.63% | 635762.0351
| Post Merger Firm | 565NPC | PRO | -928807.8887 | CAGW | 22.63% | -210156.625
| Non Firm | 565NPC | PRO | 0 | CAEW | 22.65% | 0
| Total Wheeling Expense |  |  | 1881005 |  |  | 425605.4101 | 9.1.1
Fuel Expense (Accounts 501 and 547)
| Fuel Consumed - Coal | 501NPC | PRO | 30095787.21 | CAEW | 22.65% | 6816114.1228
| Fuel Consumed - Natural Gas | 547NPC | PRO | -25149149.66 | CAEW | 22.65% | -5695796.3245
| Total Fuel and Other Expense |  |  | 4946637.55 |  |  | 1120317.7983 | 9.1.1
| Total Net Power Cost Adjustment - Pro Forma |  |  | -60069947.86 |  |  | -13595488.0059 | 9.1.1
Description of Adjustment
Pro forma net power costs are calculated in the Company's GRID model including sales for resale, purchase power, wheeling and fuel in a manner consistent with the contractual terms of sales and purchase agreements, and normal hydro and temperature conditions on a West Control Area (WCA) basis. This pro forma adjustment reflects normalized power costs for the 12-months ended December 2014. This adjustment does not include any of the modifications to the WCA proposed by the Company in its direct and rebuttal positions.

## 9.5 - QFs
PacifiCorp | [6 empty] | PAGE | 9.5
Washington General Rate Case - Rebuttal June 2012
Net Power Costs - OR and CA QF's
|  |  |  | TOTAL |  |  | WA
|  | ACCOUNT | TYPE | COMPANY | FACTOR | % | ALLOCATED | REF #
Normalizing Adjustment:
Sales for Resale (Account 447)
| Existing Firm Sales - Pacific | 447NPC | PRO | 0 | CAGW | 22.63% | 0
| Post-Merger Firm Sales | 447NPC | PRO | 1986520.85 | CAGW | 22.63% | 449479.9435
| Non-Firm Sales | 447NPC | PRO | 0 | CAEW | 22.65% | 0
| Total Sales for Resale |  |  | 1986520.85 |  |  | 449479.9435 | 9.1.2
Purchased Power (Account 555)
| Existing Firm Demand - Pacific | 555NPC | PRO | 2517906.8512 | CAGW | 22.63% | 569713.9444
| Existing Firm Energy | 555NPC | PRO | 12267609.2146 | CAEW | 22.65% | 2778376.3833
| WCA Qualifying Facilities | 555NPC | PRO | 62111789.8943 | CAGW | 22.63% | 14053717.9922
| Post-Merger Firm Energy | 555NPC | PRO | -22417736.89 | CAGW | 22.63% | -5072347.0184
| Other Generation Expenses | 555NPC | PRO | 105421.68 | CAGW | 22.63% | 23853.226
| Total Purchased Power |  |  | 54584990.75 |  |  | 12353314.5275 | 9.1.2
Wheeling (Account 565)
| Existing Firm - Pacific | 565NPC | PRO | 0 | CAGW | 22.63% | 0
| Post Merger Firm | 565NPC | PRO | 0 | CAGW | 22.63% | 0
| Non Firm | 565NPC | PRO | 0 | CAEW | 22.65% | 0
| Total Wheeling Expense |  |  | 0 |  |  | 0 | 9.1.2
Fuel Expense (Accounts 501 and 547)
| Fuel Consumed - Coal | 501NPC | PRO | -4247001.48 | CAEW | 22.65% | -961863.7507
| Fuel Consumed - Natural Gas | 547NPC | PRO | -1066463.72 | CAEW | 22.65% | -241533.4204
| Total Fuel and Other Expense |  |  | -5313465.2 |  |  | -1203397.1711 | 9.1.2
| Total Net Power Cost Adjustment - Pro Forma |  |  | 47285004.7 |  |  | 10700437.413 | 9.1.2
Description of Adjustment
As discussed in Exhibit No.__(GND-1CT), pages 5 through 7, the Company is including the costs and benefits associated with all PACW QF contracts in the calculation of NPC.

## 9.5.1 - QFs
PacifiCorp |  |  |  | Study Results
MERGED PEAK/ENERGY SPLIT
Period Ending |  |  |  | ($)
2014-12-01
|  |  | Merged | Pre-Merger | Pre-Merger
|  |  | 01/14-12/14 | Demand | Energy | Non-Firm | Post-Merger
SPECIAL SALES FOR RESALE
| Pacific Pre Merger |  | 12964800 | 12964800
| Post Merger |  | 58877285.9 |  |  |  | 58877285.9
| Utah Pre Merger |  | 0 | 0
| NonFirm Sub Total |  | 0 |  |  | 0
|  |  | -------------------- | -------------------- | -------------------- | -------------------- | --------------------
TOTAL SPECIAL SALES |  |  | 71842085.9 | 12964800 | 0 | 0 | 58877285.9 | 0 | check | 0
Test Year
2014-12-01
PURCHASED POWER & NET INTERCHANGE | [10 empty] | Pre-Merger PPL | 0% | 0
|  | BPA Peak Purchase | 0 | 0 | [6 empty] | Post-Merger PPL | 100% | 0
|  | Pacific Capacity | 0 | 0 | 0 | [5 empty] | Pre-Merger UPL | 0% | 0
|  | Mid Columbia | -148246.81 | -44474.043 | -103772.767 | [5 empty] | Post-Merger UPL | 100% | 0
|  | Misc/Pacific | 270000 | 55987.956 | 214012.044
|  | Q.F. Contracts/PPL | 0 | 0 | 0 |  | 0 | 17.03% | 82.97% |  | 0 | QF by State PPL
|  | Small Purchases west | 0 |  | 0 | [5 empty] | 0 | QF PPL Pre Merger
| --------------------------------------------------------- |  | -------------------- | -------------------- | -------------------- | -------------------- | -------------------- |  |  |  | 0 | QF PPL Post Merger
| Pacific Sub Total |  | 121753.19 | 11513.913 | 110239.277 | 0 | 0 |  |  |  | 0
|  | Gemstate | 0 |  | 0 | [5 empty] | 0 | QF by State UPL
|  | GSLM | 0 |  | 0 | [5 empty] | 0 | QF UPL Pre Merger
|  | QF Contracts/UPL | 0 | 0 | 0 |  | 0 | 70% | 30% |  | 0 | QF UPL Post Merger
|  | IPP Layoff | 0 | 0 | 0 | [5 empty] | 0
|  | Small Purchases east | 0 |  | 0
|  | UP&L to PP&L | 0 | 0 | 0
| --------------------------------------------------------- |  | -------------------- | -------------------- | -------------------- | -------------------- | --------------------
| Utah Sub Total |  | 0 | 0 | 0 | 0 | 0
|  | APS Supplemental p27875 | 0 |  |  |  | 0 | Post Merger
|  | Avoided Cost Resource | 0 |  |  |  | 0 | Post Merger
|  | Blanding Purchase p379174 | 0 |  |  |  | 0 | Post Merger
|  | BPA Reserve Purchase | 0 |  |  |  | 0 | Post Merger
|  | Chehalis Station Service | 0 |  |  |  | 0 | Post Merger
|  | Combine Hills Wind p160595 | 4575693.2 |  |  |  | 4575693.2 | Post Merger
|  | Deseret Purchase p194277 | 0 |  |  |  | 0 | Post Merger
|  | Georgia-Pacific Camas | 8005931.22 |  |  |  | 8005931.22 | Post Merger
|  | Hermiston Purchase p99563 | 84829041.86 |  |  |  | 84829041.86 | Post Merger
|  | Hurricane Purchase p393045 | 0 |  |  |  | 0 | Post Merger
|  | Idaho Power p278538 | 0 |  |  |  | 0 | Post Merger
|  | Kennecott Generation Incentive | 0 |  |  |  | 0 | Post Merger
|  | LADWP p491303-4 | 0 |  |  |  | 0 | Post Merger
|  | MagCorp p229846 | 0 |  |  |  | 0 | Post Merger
|  | MagCorp Reserves p510378 | 0 |  |  |  | 0 | Post Merger
|  | Nucor p346856 | 0 |  |  |  | 0 | Post Merger
|  | P4 Production p137215/p145258 | 0 |  |  |  | 0 | Post Merger
|  | Rock River Wind p100371 | 0 |  |  |  | 0 | Post Merger
|  | Roseburg Forest Products p312292 | 0 |  |  |  | 0 | Post Merger
|  | Three Buttes Wind p460457 | 0 |  |  |  | 0 | Post Merger
|  | Top of the World Wind p522807 | 0 |  |  |  | 0 | Post Merger
|  | Tri-State Purchase p27057 | 0 |  |  |  | 0 | Post Merger
|  | West Valley Toll | 0 |  |  |  | 0 | Post Merger
|  | Wolverine Creek Wind p244520 | 0 |  |  |  | 0 | Post Merger
|  | BPA So. Idaho p64885/p83975/p64705 | 0 |  |  |  | 0 | Post Merger
|  | Cargill p483225/s6 p485390/s89 | 0 |  |  |  | 0 | Post Merger
|  | PSCo Exchange p340325 | 0 |  |  |  | 0 | Post Merger
|  | Shell p489963/s489962 | 0 |  |  |  | 0 | Post Merger
Seasonal Purchased Power
|  | Constellation 2013-2016 | 0 |  |  |  | 0 | Post Merger
[8 empty] | 0 | check | 0
|  | Short Term Firm Purchases | 89234502.52 |  |  |  | 89234502.52
| --------------------------------------------------------- |  | -------------------- | -------------------- | -------------------- | -------------------- | --------------------
| New Firm Sub Total |  | 186645168.8 | 0 | 0 | 0 | 186645168.8 |  | check | 0
| Wind Integration Charge |  | 557744.63 |  |  |  | 557744.63
| Non Firm Sub Total |  | 0 |  |  | 0
|  |  | -------------------- | -------------------- | -------------------- | -------------------- | --------------------
TOTAL PURCHASED PW & NET INT. |  |  | 187324666.62 | 11513.913 | 110239.277 | 0 | 187202913.43 | 0 | check | 0
WHEELING & U. OF F. EXPENSE | [10 empty] | Pre Mgr PPL | 24999835.9735
[11 empty] | Pre Mgr UPL | 0
| Pacific Firm Wheeling and Use of Facilities |  | 24999835.9735 | 24999835.9735 | [6 empty] | Post Mgr Whl | 83304574.0006
[11 empty] | NF Whl | 0
| Utah Firm Wheeling and Use of Facilities |  | 0 | 0 | [6 empty] | STF | 1038267.15
109342677.124
| Post Merger |  | 84342841.0265 |  |  |  | 84342841.0265 |  |  |  | check | 0
| Nonfirm Wheeling |  | 0 |  |  | 0
|  |  | -------------------- | -------------------- | -------------------- | -------------------- | --------------------
TOTAL WHEELING & U. OF F. EXPENSE |  |  | 109342677 | 24999835.9735 | 0 | 0 | 84342841.0265 | 0 | check | 0
THERMAL FUEL BURN EXPENSE
| Carbon |  | 0 |  |  | 0
| Cholla |  | 0 |  |  | 0
| Colstrip |  | 8054697.63 |  |  | 8054697.63
| Craig |  | 0 |  |  | 0
| Chehalis |  | 51328661.05 |  |  | 51328661.05
| Currant Creek |  | 0 |  |  | 0
| Dave Johnston |  | 0 |  |  | 0
| Gadsby |  | 0 |  |  | 0
| Gadsby CT |  | 0 |  |  | 0
| Hayden |  | 0 |  |  | 0
| Hermiston |  | 46660033.77 |  |  | 46660033.77
| Hunter |  | 0 |  |  | 0
| Huntington |  | 0 |  |  | 0
| Jim Bridger |  | 202488907.98 |  |  | 202488907.98
| Lake Side |  | 0 |  |  | 0
| Little Mountain |  | 0 |  |  | 0
| Naughton - Gas |  | 0 |  |  | 0
| Naughton |  | 0 |  |  | 0
| Wyodak |  | 0 |  |  | 0
|  |  | -------------------- | -------------------- | -------------------- | -------------------- | --------------------
TOTAL FUEL BURN EXPENSE |  |  | 308532300.43 | 0 | 0 | 308532300.43 | 0 | 0 | check | 0
OTHER GENERATION EXPENSE
| Blundell |  | 0 |  |  | 0
|  |  | -------------------- | -------------------- | -------------------- | -------------------- | --------------------
TOTAL OTHER GEN. EXPENSE |  |  | 0 | 0 | 0 | 0 | 0
|  |  | = | = | = | = | =
NET POWER COST |  |  | 533357558.15 | 12046549.8865 | 110239.277 | 308532300.43 | 212668468.5565 | 0 | check | 0
|  |  | = | = | = | = | =

## 9.6 - ECA Sale
PacifiCorp | [6 empty] | PAGE | 9.6
Washington General Rate Case - Rebuttal June 2012
Net Power Costs - East Control Area Sale
|  |  |  | TOTAL |  |  | WA
|  | ACCOUNT | TYPE | COMPANY | FACTOR | % | ALLOCATED | REF #
Normalizing Adjustment:
Sales for Resale (Account 447)
| Existing Firm Sales - Pacific | 447NPC | PRO | 0 | CAGW | 22.63% | 0
| Post-Merger Firm Sales | 447NPC | PRO | -45978162.13 | CAGW | 22.63% | -10403244.3031
| Non-Firm Sales | 447NPC | PRO | 0 | CAEW | 22.65% | 0
| Total Sales for Resale |  |  | -45978162.13 |  |  | -10403244.3031 | 9.1.3
Purchased Power (Account 555)
| Existing Firm Demand - Pacific | 555NPC | PRO | 0 | CAGW | 22.63% | 0
| Existing Firm Energy | 555NPC | PRO | 0 | CAEW | 22.65% | 0
| WCA Qualifying Facilities | 555NPC | PRO | 0 | CAGW | 22.63% | 0
| Post-Merger Firm Energy | 555NPC | PRO | -41099215.77 | CAGW | 22.63% | -9299309.9879
| Other Generation Expenses | 555NPC | PRO | 0 | CAGW | 22.63% | 0
| Total Purchased Power |  |  | -41099215.77 |  |  | -9299309.9879 | 9.1.3
Wheeling (Account 565)
| Existing Firm - Pacific | 565NPC | PRO | 0 | CAGW | 22.63% | 0
| Post Merger Firm | 565NPC | PRO | 0 | CAGW | 22.63% | 0
| Non Firm | 565NPC | PRO | 0 | CAEW | 22.65% | 0
| Total Wheeling Expense |  |  | 0 |  |  | 0 | 9.1.3
Fuel Expense (Accounts 501 and 547)
| Fuel Consumed - Coal | 501NPC | PRO | -4042264.52 | CAEW | 22.65% | -915494.7864
| Fuel Consumed - Natural Gas | 547NPC | PRO | 499006.4 | CAEW | 22.65% | 113015.305
| Total Fuel and Other Expense |  |  | -3543258.12 |  |  | -802479.4814 | 9.1.3
| Total Net Power Cost Adjustment - Pro Forma |  |  | 1335688.24 |  |  | 301454.8338 | 9.1.3
Description of Adjustment
As discussed in Exhibit No.__(GND-1CT), pages 9 through 10, the Company is excluding the assumed sale from PACW to PACE.

## 9.6.1 - ECA Sale
PacifiCorp |  |  |  | Study Results
MERGED PEAK/ENERGY SPLIT
Period Ending |  |  |  | ($)
2014-12-01
|  |  | Merged | Pre-Merger | Pre-Merger
|  |  | 01/14-12/14 | Demand | Energy | Non-Firm | Post-Merger
SPECIAL SALES FOR RESALE
| Pacific Pre Merger |  | 12964800 | 12964800
| Post Merger |  | 106841968.88 |  |  |  | 106841968.88
| Utah Pre Merger |  | 0 | 0
| NonFirm Sub Total |  | 0 |  |  | 0
|  |  | -------------------- | -------------------- | -------------------- | -------------------- | --------------------
TOTAL SPECIAL SALES |  |  | 119806768.88 | 12964800 | 0 | 0 | 106841968.88 | 0 | check | 0
Test Year
2014-12-01
PURCHASED POWER & NET INTERCHANGE | [10 empty] | Pre-Merger PPL | 42.63% | 14785516.07
|  | BPA Peak Purchase | 0 | 0 | [6 empty] | Post-Merger PPL | 57.37% | 19894560.74
|  | Pacific Capacity | 0 | 0 | 0 | [5 empty] | Pre-Merger UPL | 0% | 0
|  | Mid Columbia | -148246.81 | -44474.043 | -103772.767 | [5 empty] | Post-Merger UPL | 100% | 0
|  | Misc/Pacific | 270000 | 55987.956 | 214012.044
|  | Q.F. Contracts/PPL | 76897305.96 | 2517906.8512 | 12267609.2146 |  | 62111789.8943 | 17.03% | 82.97% |  | 34680076.8 | QF by State PPL
|  | Small Purchases west | 0 |  | 0 | [5 empty] | 0 | QF PPL Pre Merger
| --------------------------------------------------------- |  | -------------------- | -------------------- | -------------------- | -------------------- | -------------------- |  |  |  | 42217229.16 | QF PPL Post Merger
| Pacific Sub Total |  | 77019059.15 | 2529420.7642 | 12377848.4916 | 0 | 62111789.8943 |  |  |  | 76897305.96
|  | Gemstate | 0 |  | 0 | [5 empty] | 0 | QF by State UPL
|  | GSLM | 0 |  | 0 | [5 empty] | 0 | QF UPL Pre Merger
|  | QF Contracts/UPL | 0 | 0 | 0 |  | 0 | 70% | 30% |  | 0 | QF UPL Post Merger
|  | IPP Layoff | 0 | 0 | 0 | [5 empty] | 0
|  | Small Purchases east | 0 |  | 0
|  | UP&L to PP&L | 0 | 0 | 0
| --------------------------------------------------------- |  | -------------------- | -------------------- | -------------------- | -------------------- | --------------------
| Utah Sub Total |  | 0 | 0 | 0 | 0 | 0
|  | APS Supplemental p27875 | 0 |  |  |  | 0 | Post Merger
|  | Avoided Cost Resource | 0 |  |  |  | 0 | Post Merger
|  | Blanding Purchase p379174 | 0 |  |  |  | 0 | Post Merger
|  | BPA Reserve Purchase | 0 |  |  |  | 0 | Post Merger
|  | Chehalis Station Service | 0 |  |  |  | 0 | Post Merger
|  | Combine Hills Wind p160595 | 4575693.2 |  |  |  | 4575693.2 | Post Merger
|  | Deseret Purchase p194277 | 0 |  |  |  | 0 | Post Merger
|  | Georgia-Pacific Camas | 8005931.22 |  |  |  | 8005931.22 | Post Merger
|  | Hermiston Purchase p99563 | 84107675.97 |  |  |  | 84107675.97 | Post Merger
|  | Hurricane Purchase p393045 | 0 |  |  |  | 0 | Post Merger
|  | Idaho Power p278538 | 0 |  |  |  | 0 | Post Merger
|  | Kennecott Generation Incentive | 0 |  |  |  | 0 | Post Merger
|  | LADWP p491303-4 | 0 |  |  |  | 0 | Post Merger
|  | MagCorp p229846 | 0 |  |  |  | 0 | Post Merger
|  | MagCorp Reserves p510378 | 0 |  |  |  | 0 | Post Merger
|  | Nucor p346856 | 0 |  |  |  | 0 | Post Merger
|  | P4 Production p137215/p145258 | 0 |  |  |  | 0 | Post Merger
|  | Rock River Wind p100371 | 0 |  |  |  | 0 | Post Merger
|  | Roseburg Forest Products p312292 | 0 |  |  |  | 0 | Post Merger
|  | Three Buttes Wind p460457 | 0 |  |  |  | 0 | Post Merger
|  | Top of the World Wind p522807 | 0 |  |  |  | 0 | Post Merger
|  | Tri-State Purchase p27057 | 0 |  |  |  | 0 | Post Merger
|  | West Valley Toll | 0 |  |  |  | 0 | Post Merger
|  | Wolverine Creek Wind p244520 | 0 |  |  |  | 0 | Post Merger
|  | BPA So. Idaho p64885/p83975/p64705 | 0 |  |  |  | 0 | Post Merger
|  | Cargill p483225/s6 p485390/s89 | 0 |  |  |  | 0 | Post Merger
|  | PSCo Exchange p340325 | 0 |  |  |  | 0 | Post Merger
|  | Shell p489963/s489962 | 0 |  |  |  | 0 | Post Merger
Seasonal Purchased Power
|  | Constellation 2013-2016 | 0 |  |  |  | 0 | Post Merger
[8 empty] | 0 | check | 0
|  | Short Term Firm Purchases | 108637347.29 |  |  |  | 108637347.29
| --------------------------------------------------------- |  | -------------------- | -------------------- | -------------------- | -------------------- | --------------------
| New Firm Sub Total |  | 205326647.68 | 0 | 0 | 0 | 205326647.68 |  | check | 0
| Wind Integration Charge |  | 663166.31 |  |  |  | 663166.31
| Non Firm Sub Total |  | 0 |  |  | 0
|  |  | -------------------- | -------------------- | -------------------- | -------------------- | --------------------
TOTAL PURCHASED PW & NET INT. |  |  | 283008873.14 | 2529420.7642 | 12377848.4916 | 0 | 268101603.8843 | 0 | check | 0
WHEELING & U. OF F. EXPENSE | [10 empty] | Pre Mgr PPL | 24999835.9735
[11 empty] | Pre Mgr UPL | 0
| Pacific Firm Wheeling and Use of Facilities |  | 24999835.9735 | 24999835.9735 | [6 empty] | Post Mgr Whl | 83304574.0006
[11 empty] | NF Whl | 0
| Utah Firm Wheeling and Use of Facilities |  | 0 | 0 | [6 empty] | STF | 1038267.15
109342677.124
| Post Merger |  | 84342841.0265 |  |  |  | 84342841.0265 |  |  |  | check | 0
| Nonfirm Wheeling |  | 0 |  |  | 0
|  |  | -------------------- | -------------------- | -------------------- | -------------------- | --------------------
TOTAL WHEELING & U. OF F. EXPENSE |  |  | 109342677 | 24999835.9735 | 0 | 0 | 84342841.0265 | 0 | check | 0
THERMAL FUEL BURN EXPENSE
| Carbon |  | 0 |  |  | 0
| Cholla |  | 0 |  |  | 0
| Colstrip |  | 8068588.86 |  |  | 8068588.86
| Craig |  | 0 |  |  | 0
| Chehalis |  | 50462276.34 |  |  | 50462276.34
| Currant Creek |  | 0 |  |  | 0
| Dave Johnston |  | 0 |  |  | 0
| Gadsby |  | 0 |  |  | 0
| Gadsby CT |  | 0 |  |  | 0
| Hayden |  | 0 |  |  | 0
| Hermiston |  | 45960948.36 |  |  | 45960948.36
| Hunter |  | 0 |  |  | 0
| Huntington |  | 0 |  |  | 0
| Jim Bridger |  | 202270279.79 |  |  | 202270279.79
| Lake Side |  | 0 |  |  | 0
| Little Mountain |  | 0 |  |  | 0
| Naughton - Gas |  | 0 |  |  | 0
| Naughton |  | 0 |  |  | 0
| Wyodak |  | 0 |  |  | 0
|  |  | -------------------- | -------------------- | -------------------- | -------------------- | --------------------
TOTAL FUEL BURN EXPENSE |  |  | 306762093.35 | 0 | 0 | 306762093.35 | 0 | 0 | check | 0
OTHER GENERATION EXPENSE
| Blundell |  | 0 |  |  | 0
|  |  | -------------------- | -------------------- | -------------------- | -------------------- | --------------------
TOTAL OTHER GEN. EXPENSE |  |  | 0 | 0 | 0 | 0 | 0
|  |  | = | = | = | = | =
NET POWER COST |  |  | 579306874.61 | 14564456.7376 | 12377848.4916 | 306762093.35 | 245602476.0308 | 0 | check | 0
|  |  | = | = | = | = | =

## 9.7 - ID P2P
PacifiCorp | [6 empty] | PAGE | 9.7
Washington General Rate Case - Rebuttal June 2012
Net Power Costs - Idaho Point-to-Point
|  |  |  | TOTAL |  |  | WA
|  | ACCOUNT | TYPE | COMPANY | FACTOR | % | ALLOCATED | REF #
Normalizing Adjustment:
Sales for Resale (Account 447)
| Existing Firm Sales - Pacific | 447NPC | PRO | 0 | CAGW | 22.63% | 0
| Post-Merger Firm Sales | 447NPC | PRO | 639731.72 | CAGW | 22.63% | 144748.8343
| Non-Firm Sales | 447NPC | PRO | 0 | CAEW | 22.65% | 0
| Total Sales for Resale |  |  | 639731.72 |  |  | 144748.8343 | 9.1.3
Purchased Power (Account 555)
| Existing Firm Demand - Pacific | 555NPC | PRO | 0 | CAGW | 22.63% | 0
| Existing Firm Energy | 555NPC | PRO | 0 | CAEW | 22.65% | 0
| WCA Qualifying Facilities | 555NPC | PRO | 0 | CAGW | 22.63% | 0
| Post-Merger Firm Energy | 555NPC | PRO | -6950914.65 | CAGW | 22.63% | -1572748.0152
| Other Generation Expenses | 555NPC | PRO | 0 | CAGW | 22.63% | 0
| Total Purchased Power |  |  | -6950914.65 |  |  | -1572748.0152 | 9.1.3
Wheeling (Account 565)
| Existing Firm - Pacific | 565NPC | PRO | 0 | CAGW | 22.63% | 0
| Post Merger Firm | 565NPC | PRO | 2132040 | CAGW | 22.63% | 482405.8196
| Non Firm | 565NPC | PRO | 0 | CAEW | 22.65% | 0
| Total Wheeling Expense |  |  | 2132040 |  |  | 482405.8196 | 9.1.3
Fuel Expense (Accounts 501 and 547)
| Fuel Consumed - Coal | 501NPC | PRO | 4794372.06 | CAEW | 22.65% | 1085832.6077
| Fuel Consumed - Natural Gas | 547NPC | PRO | -403933.91 | CAEW | 22.65% | -91483.2235
| Total Fuel and Other Expense |  |  | 4390438.15 |  |  | 994349.3842 | 9.1.3
| Total Net Power Cost Adjustment - Pro Forma |  |  | -1068168.22 |  |  | -240741.6458 | 9.1.3
Description of Adjustment
As discussed in Exhibit No.__(GND-1CT), pages 8 and 9, the Company is including all of the costs and benefits associated with the full capacity and cost of the 200 MW point-to-point wheeling contract with Idaho Power Company in the calculation of NPC.

## 9.6.1 - ID P2P
PacifiCorp |  |  |  | Study Results
MERGED PEAK/ENERGY SPLIT
Period Ending |  |  |  | ($)
2014-12-01
|  |  | Merged | Pre-Merger | Pre-Merger
|  |  | 01/14-12/14 | Demand | Energy | Non-Firm | Post-Merger
SPECIAL SALES FOR RESALE
| Pacific Pre Merger |  | 12964800 | 12964800
| Post Merger |  | 60224075.03 |  |  |  | 60224075.03
| Utah Pre Merger |  | 0 | 0
| NonFirm Sub Total |  | 0 |  |  | 0
|  |  | -------------------- | -------------------- | -------------------- | -------------------- | --------------------
TOTAL SPECIAL SALES |  |  | 73188875.03 | 12964800 | 0 | 0 | 60224075.03 | 0 | check | 0
Test Year
2014-12-01
PURCHASED POWER & NET INTERCHANGE | [10 empty] | Pre-Merger PPL | 42.63% | 14785516.07
|  | BPA Peak Purchase | 0 | 0 | [6 empty] | Post-Merger PPL | 57.37% | 19894560.74
|  | Pacific Capacity | 0 | 0 | 0 | [5 empty] | Pre-Merger UPL | 0% | 0
|  | Mid Columbia | -148246.81 | -44474.043 | -103772.767 | [5 empty] | Post-Merger UPL | 100% | 0
|  | Misc/Pacific | 270000 | 55987.956 | 214012.044
|  | Q.F. Contracts/PPL | 76897305.96 | 2517906.8512 | 12267609.2146 |  | 62111789.8943 | 17.03% | 82.97% |  | 34680076.8 | QF by State PPL
|  | Small Purchases west | 0 |  | 0 | [5 empty] | 0 | QF PPL Pre Merger
| --------------------------------------------------------- |  | -------------------- | -------------------- | -------------------- | -------------------- | -------------------- |  |  |  | 42217229.16 | QF PPL Post Merger
| Pacific Sub Total |  | 77019059.15 | 2529420.7642 | 12377848.4916 | 0 | 62111789.8943 |  |  |  | 76897305.96
|  | Gemstate | 0 |  | 0 | [5 empty] | 0 | QF by State UPL
|  | GSLM | 0 |  | 0 | [5 empty] | 0 | QF UPL Pre Merger
|  | QF Contracts/UPL | 0 | 0 | 0 |  | 0 | 70% | 30% |  | 0 | QF UPL Post Merger
|  | IPP Layoff | 0 | 0 | 0 | [5 empty] | 0
|  | Small Purchases east | 0 |  | 0
|  | UP&L to PP&L | 0 | 0 | 0
| --------------------------------------------------------- |  | -------------------- | -------------------- | -------------------- | -------------------- | --------------------
| Utah Sub Total |  | 0 | 0 | 0 | 0 | 0
|  | APS Supplemental p27875 | 0 |  |  |  | 0 | Post Merger
|  | Avoided Cost Resource | 0 |  |  |  | 0 | Post Merger
|  | Blanding Purchase p379174 | 0 |  |  |  | 0 | Post Merger
|  | BPA Reserve Purchase | 0 |  |  |  | 0 | Post Merger
|  | Chehalis Station Service | 0 |  |  |  | 0 | Post Merger
|  | Combine Hills Wind p160595 | 4575693.2 |  |  |  | 4575693.2 | Post Merger
|  | Deseret Purchase p194277 | 0 |  |  |  | 0 | Post Merger
|  | Georgia-Pacific Camas | 8005931.22 |  |  |  | 8005931.22 | Post Merger
|  | Hermiston Purchase p99563 | 84410045.32 |  |  |  | 84410045.32 | Post Merger
|  | Hurricane Purchase p393045 | 0 |  |  |  | 0 | Post Merger
|  | Idaho Power p278538 | 0 |  |  |  | 0 | Post Merger
|  | Kennecott Generation Incentive | 0 |  |  |  | 0 | Post Merger
|  | LADWP p491303-4 | 0 |  |  |  | 0 | Post Merger
|  | MagCorp p229846 | 0 |  |  |  | 0 | Post Merger
|  | MagCorp Reserves p510378 | 0 |  |  |  | 0 | Post Merger
|  | Nucor p346856 | 0 |  |  |  | 0 | Post Merger
|  | P4 Production p137215/p145258 | 0 |  |  |  | 0 | Post Merger
|  | Rock River Wind p100371 | 0 |  |  |  | 0 | Post Merger
|  | Roseburg Forest Products p312292 | 0 |  |  |  | 0 | Post Merger
|  | Three Buttes Wind p460457 | 0 |  |  |  | 0 | Post Merger
|  | Top of the World Wind p522807 | 0 |  |  |  | 0 | Post Merger
|  | Tri-State Purchase p27057 | 0 |  |  |  | 0 | Post Merger
|  | West Valley Toll | 0 |  |  |  | 0 | Post Merger
|  | Wolverine Creek Wind p244520 | 0 |  |  |  | 0 | Post Merger
|  | BPA So. Idaho p64885/p83975/p64705 | 0 |  |  |  | 0 | Post Merger
|  | Cargill p483225/s6 p485390/s89 | 0 |  |  |  | 0 | Post Merger
|  | PSCo Exchange p340325 | 0 |  |  |  | 0 | Post Merger
|  | Shell p489963/s489962 | 0 |  |  |  | 0 | Post Merger
Seasonal Purchased Power
|  | Constellation 2013-2016 | 0 |  |  |  | 0 | Post Merger
[8 empty] | 0 | check | 0
|  | Short Term Firm Purchases | 74186676.82 |  |  |  | 74186676.82
| --------------------------------------------------------- |  | -------------------- | -------------------- | -------------------- | -------------------- | --------------------
| New Firm Sub Total |  | 171178346.56 | 0 | 0 | 0 | 171178346.56 |  | check | 0
| Wind Integration Charge |  | 663166.31 |  |  |  | 663166.31
| Non Firm Sub Total |  | 0 |  |  | 0
|  |  | -------------------- | -------------------- | -------------------- | -------------------- | --------------------
TOTAL PURCHASED PW & NET INT. |  |  | 248860572.02 | 2529420.7642 | 12377848.4916 | 0 | 233953302.7643 | 0 | check | 0
WHEELING & U. OF F. EXPENSE | [10 empty] | Pre Mgr PPL | 24999835.9735
[11 empty] | Pre Mgr UPL | 0
| Pacific Firm Wheeling and Use of Facilities |  | 24999835.9735 | 24999835.9735 | [6 empty] | Post Mgr Whl | 81172534.0006
[11 empty] | NF Whl | 0
| Utah Firm Wheeling and Use of Facilities |  | 0 | 0 | [6 empty] | STF | 1038267.15
107210637.124
| Post Merger |  | 82210801.0265 |  |  |  | 82210801.0265 |  |  |  | check | 0
| Nonfirm Wheeling |  | 0 |  |  | 0
|  |  | -------------------- | -------------------- | -------------------- | -------------------- | --------------------
TOTAL WHEELING & U. OF F. EXPENSE |  |  | 107210637 | 24999835.9735 | 0 | 0 | 82210801.0265 | 0 | check | 0
THERMAL FUEL BURN EXPENSE
| Carbon |  | 0 |  |  | 0
| Cholla |  | 0 |  |  | 0
| Colstrip |  | 8052001.96 |  |  | 8052001.96
| Craig |  | 0 |  |  | 0
| Chehalis |  | 51072563.61 |  |  | 51072563.61
| Currant Creek |  | 0 |  |  | 0
| Dave Johnston |  | 0 |  |  | 0
| Gadsby |  | 0 |  |  | 0
| Gadsby CT |  | 0 |  |  | 0
| Hayden |  | 0 |  |  | 0
| Hermiston |  | 46253601.4 |  |  | 46253601.4
| Hunter |  | 0 |  |  | 0
| Huntington |  | 0 |  |  | 0
| Jim Bridger |  | 193450230.11 |  |  | 193450230.11
| Lake Side |  | 0 |  |  | 0
| Little Mountain |  | 0 |  |  | 0
| Naughton - Gas |  | 0 |  |  | 0
| Naughton |  | 0 |  |  | 0
| Wyodak |  | 0 |  |  | 0
|  |  | -------------------- | -------------------- | -------------------- | -------------------- | --------------------
TOTAL FUEL BURN EXPENSE |  |  | 298828397.08 | 0 | 0 | 298828397.08 | 0 | 0 | check | 0
OTHER GENERATION EXPENSE
| Blundell |  | 0 |  |  | 0
|  |  | -------------------- | -------------------- | -------------------- | -------------------- | --------------------
TOTAL OTHER GEN. EXPENSE |  |  | 0 | 0 | 0 | 0 | 0
|  |  | = | = | = | = | =
NET POWER COST |  |  | 581710731.07 | 14564456.7376 | 12377848.4916 | 298828397.08 | 255940028.7608 | 0 | check | 0
|  |  | = | = | = | = | =

## 9.8 - Pro Forma Direct
PacifiCorp | [6 empty] | PAGE | 9.8
Washington General Rate Case - June 2012
Net Power Costs - Pro Forma, Direct Filing
|  |  |  | TOTAL |  |  | WA
|  | ACCOUNT | TYPE | COMPANY | FACTOR | % | ALLOCATED | REF #
Normalizing Adjustment:
Sales for Resale (Account 447)
| Existing Firm Sales - Pacific | 447NPC | PRO | 0 | CAGW | 22.63% | 0
| Post-Merger Firm Sales | 447NPC | PRO | -101735020.58 | CAGW | 22.63% | -23019064.3612
| Non-Firm Sales | 447NPC | PRO | 0 | CAEW | 22.65% | 0
| Total Sales for Resale |  |  | -101735020.58 |  |  | -23019064.3612 | 9.8.1
Purchased Power (Account 555)
| Existing Firm Demand - Pacific | 555NPC | PRO | -15057543.3044 | CAGW | 22.63% | -3406993.5453
| Existing Firm Energy | 555NPC | PRO | -22405857.3256 | CAEW | 22.65% | -5074493.6321
| WCA Qualifying Facilities | 555NPC | PRO | -44119800.03 | CAGW | 22.63% | -9982762.1865
| Post-Merger Firm Energy | 555NPC | PRO | -86986543.29 | CAGW | 22.63% | -19682001.607
| Other Generation Expenses | 555NPC | PRO | -62867.04 | CAGW | 22.63% | -14224.6046
| Total Purchased Power |  |  | -168632610.99 |  |  | -38160475.5755 | 9.8.1
Wheeling (Account 565)
| Existing Firm - Pacific | 565NPC | PRO | 2809812.8887 | CAGW | 22.63% | 635762.0351
| Post Merger Firm | 565NPC | PRO | -928807.8887 | CAGW | 22.63% | -210156.625
| Non Firm | 565NPC | PRO | 0 | CAEW | 22.65% | 0
| Total Wheeling Expense |  |  | 1881005 |  |  | 425605.4101 | 9.8.1
Fuel Expense (Accounts 501 and 547)
| Fuel Consumed - Coal | 501NPC | PRO | 30095787.21 | CAEW | 22.65% | 6816114.1228
| Fuel Consumed - Natural Gas | 547NPC | PRO | -25149149.66 | CAEW | 22.65% | -5695796.3245
| Total Fuel and Other Expense |  |  | 4946637.55 |  |  | 1120317.7983 | 9.8.1
| Total Net Power Cost Adjustment - Pro Forma |  |  | -60069947.86 |  |  | -13595488.0059
Description of Adjustment
Pro forma net power costs are calculated in the Company's GRID model including sales for resale, purchase power, wheeling and fuel in a manner consistent with the contractual terms of sales and purchase agreements, and normal hydro and temperature conditions on a West Control Area (WCA) basis. This pro forma adjustment reflects normalized power costs for the 12-months ended December 2014 with modifications to the WCA.

## 9.8.1 Pro Forma Direct
PacifiCorp |  |  |  | Study Results
MERGED PEAK/ENERGY SPLIT
Period Ending |  |  |  | ($)
2014-12-01
|  |  | Merged | Pre-Merger | Pre-Merger
|  |  | 01/14-12/14 | Demand | Energy | Non-Firm | Post-Merger
SPECIAL SALES FOR RESALE
| Pacific Pre Merger |  | 12964800 | 12964800
| Post Merger |  | 60863806.75 |  |  |  | 60863806.75
| Utah Pre Merger |  | 0 | 0
| NonFirm Sub Total |  | 0 |  |  | 0
|  |  | -------------------- | -------------------- | -------------------- | -------------------- | --------------------
TOTAL SPECIAL SALES |  |  | 73828606.75 | 12964800 | 0 | 0 | 60863806.75 | 0 | check | 0
Test Year
2014-12-01
PURCHASED POWER & NET INTERCHANGE | [10 empty] | Pre-Merger PPL | 42.63% | 14785516.07
|  | BPA Peak Purchase | 0 | 0 | [6 empty] | Post-Merger PPL | 57.37% | 19894560.74
|  | Pacific Capacity | 0 | 0 | 0 | [5 empty] | Pre-Merger UPL | 0% | 0
|  | Mid Columbia | -148246.81 | -44474.043 | -103772.767 | [5 empty] | Post-Merger UPL | 100% | 0
|  | Misc/Pacific | 270000 | 55987.956 | 214012.044
|  | Q.F. Contracts/PPL | 76897305.96 | 2517906.8512 | 12267609.2146 |  | 62111789.8943 | 17.03% | 82.97% |  | 34680076.8 | QF by State PPL
|  | Small Purchases west | 0 |  | 0 | [5 empty] | 0 | QF PPL Pre Merger
| --------------------------------------------------------- |  | -------------------- | -------------------- | -------------------- | -------------------- | -------------------- |  |  |  | 42217229.16 | QF PPL Post Merger
| Pacific Sub Total |  | 77019059.15 | 2529420.7642 | 12377848.4916 | 0 | 62111789.8943 |  |  |  | 76897305.96
|  | Gemstate | 0 |  | 0 | [5 empty] | 0 | QF by State UPL
|  | GSLM | 0 |  | 0 | [5 empty] | 0 | QF UPL Pre Merger
|  | QF Contracts/UPL | 0 | 0 | 0 |  | 0 | 70% | 30% |  | 0 | QF UPL Post Merger
|  | IPP Layoff | 0 | 0 | 0 | [5 empty] | 0
|  | Small Purchases east | 0 |  | 0
|  | UP&L to PP&L | 0 | 0 | 0
| --------------------------------------------------------- |  | -------------------- | -------------------- | -------------------- | -------------------- | --------------------
| Utah Sub Total |  | 0 | 0 | 0 | 0 | 0
|  | APS Supplemental p27875 | 0 |  |  |  | 0 | Post Merger
|  | Avoided Cost Resource | 0 |  |  |  | 0 | Post Merger
|  | Blanding Purchase p379174 | 0 |  |  |  | 0 | Post Merger
|  | BPA Reserve Purchase | 0 |  |  |  | 0 | Post Merger
|  | Chehalis Station Service | 0 |  |  |  | 0 | Post Merger
|  | Combine Hills Wind p160595 | 4575693.2 |  |  |  | 4575693.2 | Post Merger
|  | Deseret Purchase p194277 | 0 |  |  |  | 0 | Post Merger
|  | Georgia-Pacific Camas | 8005931.22 |  |  |  | 8005931.22 | Post Merger
|  | Hermiston Purchase p99563 | 84152812.78 |  |  |  | 84152812.78 | Post Merger
|  | Hurricane Purchase p393045 | 0 |  |  |  | 0 | Post Merger
|  | Idaho Power p278538 | 0 |  |  |  | 0 | Post Merger
|  | Kennecott Generation Incentive | 0 |  |  |  | 0 | Post Merger
|  | LADWP p491303-4 | 0 |  |  |  | 0 | Post Merger
|  | MagCorp p229846 | 0 |  |  |  | 0 | Post Merger
|  | MagCorp Reserves p510378 | 0 |  |  |  | 0 | Post Merger
|  | Nucor p346856 | 0 |  |  |  | 0 | Post Merger
|  | P4 Production p137215/p145258 | 0 |  |  |  | 0 | Post Merger
|  | Rock River Wind p100371 | 0 |  |  |  | 0 | Post Merger
|  | Roseburg Forest Products p312292 | 0 |  |  |  | 0 | Post Merger
|  | Three Buttes Wind p460457 | 0 |  |  |  | 0 | Post Merger
|  | Top of the World Wind p522807 | 0 |  |  |  | 0 | Post Merger
|  | Tri-State Purchase p27057 | 0 |  |  |  | 0 | Post Merger
|  | West Valley Toll | 0 |  |  |  | 0 | Post Merger
|  | Wolverine Creek Wind p244520 | 0 |  |  |  | 0 | Post Merger
|  | BPA So. Idaho p64885/p83975/p64705 | 0 |  |  |  | 0 | Post Merger
|  | Cargill p483225/s6 p485390/s89 | 0 |  |  |  | 0 | Post Merger
|  | PSCo Exchange p340325 | 0 |  |  |  | 0 | Post Merger
|  | Shell p489963/s489962 | 0 |  |  |  | 0 | Post Merger
Seasonal Purchased Power
|  | Constellation 2013-2016 | 0 |  |  |  | 0 | Post Merger
[8 empty] | 0 | check | 0
|  | Short Term Firm Purchases | 67492994.71 |  |  |  | 67492994.71
| --------------------------------------------------------- |  | -------------------- | -------------------- | -------------------- | -------------------- | --------------------
| New Firm Sub Total |  | 164227431.91 | 0 | 0 | 0 | 164227431.91 |  | check | 0
| Wind Integration Charge |  | 663166.31 |  |  |  | 663166.31
| Non Firm Sub Total |  | 0 |  |  | 0
|  |  | -------------------- | -------------------- | -------------------- | -------------------- | --------------------
TOTAL PURCHASED PW & NET INT. |  |  | 241909657.37 | 2529420.7642 | 12377848.4916 | 0 | 227002388.1143 | 0 | check | 0
WHEELING & U. OF F. EXPENSE | [10 empty] | Pre Mgr PPL | 24999835.9735
[11 empty] | Pre Mgr UPL | 0
| Pacific Firm Wheeling and Use of Facilities |  | 24999835.9735 | 24999835.9735 | [6 empty] | Post Mgr Whl | 83304574.0006
[11 empty] | NF Whl | 0
| Utah Firm Wheeling and Use of Facilities |  | 0 | 0 | [6 empty] | STF | 1038267.15
109342677.124
| Post Merger |  | 84342841.0265 |  |  |  | 84342841.0265 |  |  |  | check | 0
| Nonfirm Wheeling |  | 0 |  |  | 0
|  |  | -------------------- | -------------------- | -------------------- | -------------------- | --------------------
TOTAL WHEELING & U. OF F. EXPENSE |  |  | 109342677 | 24999835.9735 | 0 | 0 | 84342841.0265 | 0 | check | 0
THERMAL FUEL BURN EXPENSE
| Carbon |  | 0 |  |  | 0
| Cholla |  | 0 |  |  | 0
| Colstrip |  | 8051919.59 |  |  | 8051919.59
| Craig |  | 0 |  |  | 0
| Chehalis |  | 50918245.16 |  |  | 50918245.16
| Currant Creek |  | 0 |  |  | 0
| Dave Johnston |  | 0 |  |  | 0
| Gadsby |  | 0 |  |  | 0
| Gadsby CT |  | 0 |  |  | 0
| Hayden |  | 0 |  |  | 0
| Hermiston |  | 46003985.94 |  |  | 46003985.94
| Hunter |  | 0 |  |  | 0
| Huntington |  | 0 |  |  | 0
| Jim Bridger |  | 198244684.54 |  |  | 198244684.54
| Lake Side |  | 0 |  |  | 0
| Little Mountain |  | 0 |  |  | 0
| Naughton - Gas |  | 0 |  |  | 0
| Naughton |  | 0 |  |  | 0
| Wyodak |  | 0 |  |  | 0
|  |  | -------------------- | -------------------- | -------------------- | -------------------- | --------------------
TOTAL FUEL BURN EXPENSE |  |  | 303218835.23 | 0 | 0 | 303218835.23 | 0 | 0 | check | 0
OTHER GENERATION EXPENSE
| Blundell |  | 0 |  |  | 0
|  |  | -------------------- | -------------------- | -------------------- | -------------------- | --------------------
TOTAL OTHER GEN. EXPENSE |  |  | 0 | 0 | 0 | 0 | 0
|  |  | = | = | = | = | =
NET POWER COST |  |  | 580642562.85 | 14564456.7376 | 12377848.4916 | 303218835.23 | 250481422.3908 | 0 | check | 0
|  |  | = | = | = | = | =

## 9.9 - Wind Reserve
PacifiCorp | [6 empty] | PAGE | 9.9
Washington General Rate Case - June 2012
Net Power Costs - Wind Reserve
|  |  |  | TOTAL |  |  | WA
|  | ACCOUNT | TYPE | COMPANY | FACTOR | % | ALLOCATED | REF #
Normalizing Adjustment:
Sales for Resale (Account 447)
| Existing Firm Sales - Pacific | 447NPC | PRO | 0 | CAGW | 22.63% | 0
| Post-Merger Firm Sales | 447NPC | PRO | 307001.04 | CAGW | 22.63% | 69463.5599
| Non-Firm Sales | 447NPC | PRO | 0 | CAEW | 22.65% | 0
| Total Sales for Resale |  |  | 307001.04 |  |  | 69463.5599 | 9.1.4
Purchased Power (Account 555)
| Existing Firm Demand - Pacific | 555NPC | PRO | 0 | CAGW | 22.63% | 0
| Existing Firm Energy | 555NPC | PRO | 0 | CAEW | 22.65% | 0
| WCA Qualifying Facilities | 555NPC | PRO | 0 | CAGW | 22.63% | 0
| Post-Merger Firm Energy | 555NPC | PRO | -2882245.68 | CAGW | 22.63% | -652151.0335
| Other Generation Expenses | 555NPC | PRO | 0 | CAGW | 22.63% | 0
| Total Purchased Power |  |  | -2882245.68 |  |  | -652151.0335 | 9.1.4
Wheeling (Account 565)
| Existing Firm - Pacific | 565NPC | PRO | 0 | CAGW | 22.63% | 0
| Post Merger Firm | 565NPC | PRO | 0 | CAGW | 22.63% | 0
| Non Firm | 565NPC | PRO | 0 | CAEW | 22.65% | 0
| Total Wheeling Expense |  |  | 0 |  |  | 0 | 9.1.4
Fuel Expense (Accounts 501 and 547)
| Fuel Consumed - Coal | 501NPC | PRO | 889101.78 | CAEW | 22.65% | 201364.3689
| Fuel Consumed - Natural Gas | 547NPC | PRO | 525745.63 | CAEW | 22.65% | 119071.2238
| Total Fuel and Other Expense |  |  | 1414847.41 |  |  | 320435.5927 | 9.1.4
| Total Net Power Cost Adjustment - Pro Forma |  |  | -1774399.31 |  |  | -401179.0007
Description of Adjustment
As discussed in Exhibit No.__(GND-7CT), pages 8 through 9, the Company updated the reserve amounts required for wind integration based on the corrected 2012 Wind Integration Study.

## 9.9.1 - Wind Reserve
PacifiCorp |  |  |  | Study Results
MERGED PEAK/ENERGY SPLIT
Period Ending |  |  |  | ($)
2014-12-01
|  |  | Merged | Pre-Merger | Pre-Merger
|  |  | 01/14-12/14 | Demand | Energy | Non-Firm | Post-Merger
SPECIAL SALES FOR RESALE
| Pacific Pre Merger |  | 12964800 | 12964800
| Post Merger |  | 61170807.79 |  |  |  | 61170807.79
| Utah Pre Merger |  | 0 | 0
| NonFirm Sub Total |  | 0 |  |  | 0
|  |  | -------------------- | -------------------- | -------------------- | -------------------- | --------------------
TOTAL SPECIAL SALES |  |  | 74135607.79 | 12964800 | 0 | 0 | 61170807.79 | 0 | check | 0
Test Year
2014-12-01
PURCHASED POWER & NET INTERCHANGE | [10 empty] | Pre-Merger PPL | 42.63% | 14785516.07
|  | BPA Peak Purchase | 0 | 0 | [6 empty] | Post-Merger PPL | 57.37% | 19894560.74
|  | Pacific Capacity | 0 | 0 | 0 | [5 empty] | Pre-Merger UPL | 0% | 0
|  | Mid Columbia | -148246.81 | -44474.043 | -103772.767 | [5 empty] | Post-Merger UPL | 100% | 0
|  | Misc/Pacific | 270000 | 55987.956 | 214012.044
|  | Q.F. Contracts/PPL | 76897305.96 | 2517906.8512 | 12267609.2146 |  | 62111789.8943 | 17.03% | 82.97% |  | 34680076.8 | QF by State PPL
|  | Small Purchases west | 0 |  | 0 | [5 empty] | 0 | QF PPL Pre Merger
| --------------------------------------------------------- |  | -------------------- | -------------------- | -------------------- | -------------------- | -------------------- |  |  |  | 42217229.16 | QF PPL Post Merger
| Pacific Sub Total |  | 77019059.15 | 2529420.7642 | 12377848.4916 | 0 | 62111789.8943 |  |  |  | 76897305.96
|  | Gemstate | 0 |  | 0 | [5 empty] | 0 | QF by State UPL
|  | GSLM | 0 |  | 0 | [5 empty] | 0 | QF UPL Pre Merger
|  | QF Contracts/UPL | 0 | 0 | 0 |  | 0 | 70% | 30% |  | 0 | QF UPL Post Merger
|  | IPP Layoff | 0 | 0 | 0 | [5 empty] | 0
|  | Small Purchases east | 0 |  | 0
|  | UP&L to PP&L | 0 | 0 | 0
| --------------------------------------------------------- |  | -------------------- | -------------------- | -------------------- | -------------------- | --------------------
| Utah Sub Total |  | 0 | 0 | 0 | 0 | 0
|  | APS Supplemental p27875 | 0 |  |  |  | 0 | Post Merger
|  | Avoided Cost Resource | 0 |  |  |  | 0 | Post Merger
|  | Blanding Purchase p379174 | 0 |  |  |  | 0 | Post Merger
|  | BPA Reserve Purchase | 0 |  |  |  | 0 | Post Merger
|  | Chehalis Station Service | 0 |  |  |  | 0 | Post Merger
|  | Combine Hills Wind p160595 | 4575693.2 |  |  |  | 4575693.2 | Post Merger
|  | Deseret Purchase p194277 | 0 |  |  |  | 0 | Post Merger
|  | Georgia-Pacific Camas | 8005931.22 |  |  |  | 8005931.22 | Post Merger
|  | Hermiston Purchase p99563 | 84369826.36 |  |  |  | 84369826.36 | Post Merger
|  | Hurricane Purchase p393045 | 0 |  |  |  | 0 | Post Merger
|  | Idaho Power p278538 | 0 |  |  |  | 0 | Post Merger
|  | Kennecott Generation Incentive | 0 |  |  |  | 0 | Post Merger
|  | LADWP p491303-4 | 0 |  |  |  | 0 | Post Merger
|  | MagCorp p229846 | 0 |  |  |  | 0 | Post Merger
|  | MagCorp Reserves p510378 | 0 |  |  |  | 0 | Post Merger
|  | Nucor p346856 | 0 |  |  |  | 0 | Post Merger
|  | P4 Production p137215/p145258 | 0 |  |  |  | 0 | Post Merger
|  | Rock River Wind p100371 | 0 |  |  |  | 0 | Post Merger
|  | Roseburg Forest Products p312292 | 0 |  |  |  | 0 | Post Merger
|  | Three Buttes Wind p460457 | 0 |  |  |  | 0 | Post Merger
|  | Top of the World Wind p522807 | 0 |  |  |  | 0 | Post Merger
|  | Tri-State Purchase p27057 | 0 |  |  |  | 0 | Post Merger
|  | West Valley Toll | 0 |  |  |  | 0 | Post Merger
|  | Wolverine Creek Wind p244520 | 0 |  |  |  | 0 | Post Merger
|  | BPA So. Idaho p64885/p83975/p64705 | 0 |  |  |  | 0 | Post Merger
|  | Cargill p483225/s6 p485390/s89 | 0 |  |  |  | 0 | Post Merger
|  | PSCo Exchange p340325 | 0 |  |  |  | 0 | Post Merger
|  | Shell p489963/s489962 | 0 |  |  |  | 0 | Post Merger
Seasonal Purchased Power
|  | Constellation 2013-2016 | 0 |  |  |  | 0 | Post Merger
[8 empty] | 0 | check | 0
|  | Short Term Firm Purchases | 64393735.45 |  |  |  | 64393735.45
| --------------------------------------------------------- |  | -------------------- | -------------------- | -------------------- | -------------------- | --------------------
| New Firm Sub Total |  | 161345186.23 | 0 | 0 | 0 | 161345186.23 |  | check | 0
| Wind Integration Charge |  | 663166.31 |  |  |  | 663166.31
| Non Firm Sub Total |  | 0 |  |  | 0
|  |  | -------------------- | -------------------- | -------------------- | -------------------- | --------------------
TOTAL PURCHASED PW & NET INT. |  |  | 239027411.69 | 2529420.7642 | 12377848.4916 | 0 | 224120142.4343 | 0 | check | 0
WHEELING & U. OF F. EXPENSE | [10 empty] | Pre Mgr PPL | 24999835.9735
[11 empty] | Pre Mgr UPL | 0
| Pacific Firm Wheeling and Use of Facilities |  | 24999835.9735 | 24999835.9735 | [6 empty] | Post Mgr Whl | 83304574.0006
[11 empty] | NF Whl | 0
| Utah Firm Wheeling and Use of Facilities |  | 0 | 0 | [6 empty] | STF | 1038267.15
109342677.124
| Post Merger |  | 84342841.0265 |  |  |  | 84342841.0265 |  |  |  | check | 0
| Nonfirm Wheeling |  | 0 |  |  | 0
|  |  | -------------------- | -------------------- | -------------------- | -------------------- | --------------------
TOTAL WHEELING & U. OF F. EXPENSE |  |  | 109342677 | 24999835.9735 | 0 | 0 | 84342841.0265 | 0 | check | 0
THERMAL FUEL BURN EXPENSE
| Carbon |  | 0 |  |  | 0
| Cholla |  | 0 |  |  | 0
| Colstrip |  | 8051919.59 |  |  | 8051919.59
| Craig |  | 0 |  |  | 0
| Chehalis |  | 51235913.47 |  |  | 51235913.47
| Currant Creek |  | 0 |  |  | 0
| Dave Johnston |  | 0 |  |  | 0
| Gadsby |  | 0 |  |  | 0
| Gadsby CT |  | 0 |  |  | 0
| Hayden |  | 0 |  |  | 0
| Hermiston |  | 46212063.26 |  |  | 46212063.26
| Hunter |  | 0 |  |  | 0
| Huntington |  | 0 |  |  | 0
| Jim Bridger |  | 199133786.32 |  |  | 199133786.32
| Lake Side |  | 0 |  |  | 0
| Little Mountain |  | 0 |  |  | 0
| Naughton - Gas |  | 0 |  |  | 0
| Naughton |  | 0 |  |  | 0
| Wyodak |  | 0 |  |  | 0
|  |  | -------------------- | -------------------- | -------------------- | -------------------- | --------------------
TOTAL FUEL BURN EXPENSE |  |  | 304633682.64 | 0 | 0 | 304633682.64 | 0 | 0 | check | 0
OTHER GENERATION EXPENSE
| Blundell |  | 0 |  |  | 0
|  |  | -------------------- | -------------------- | -------------------- | -------------------- | --------------------
TOTAL OTHER GEN. EXPENSE |  |  | 0 | 0 | 0 | 0 | 0
|  |  | = | = | = | = | =
NET POWER COST |  |  | 578868163.54 | 14564456.7376 | 12377848.4916 | 304633682.64 | 247292175.6708 | 0 | check | 0
|  |  | = | = | = | = | =

## 9.10 - Hydro Median
PacifiCorp | [6 empty] | PAGE | 9.10
Washington General Rate Case - June 2012
Net Power Costs - Hydro Median
|  |  |  | TOTAL |  |  | WA
|  | ACCOUNT | TYPE | COMPANY | FACTOR | % | ALLOCATED | REF #
Normalizing Adjustment:
Sales for Resale (Account 447)
| Existing Firm Sales - Pacific | 447NPC | PRO | 0 | CAGW | 22.63% | 0
| Post-Merger Firm Sales | 447NPC | PRO | -146101.5 | CAGW | 22.63% | -33057.6414
| Non-Firm Sales | 447NPC | PRO | 0 | CAEW | 22.65% | 0
| Total Sales for Resale |  |  | -146101.5 |  |  | -33057.6414 | 9.1.5
Purchased Power (Account 555)
| Existing Firm Demand - Pacific | 555NPC | PRO | 0 | CAGW | 22.63% | 0
| Existing Firm Energy | 555NPC | PRO | 0 | CAEW | 22.65% | 0
| WCA Qualifying Facilities | 555NPC | PRO | 0 | CAGW | 22.63% | 0
| Post-Merger Firm Energy | 555NPC | PRO | 911121.29 | CAGW | 22.63% | 206154.7685
| Other Generation Expenses | 555NPC | PRO | 0 | CAGW | 22.63% | 0
| Total Purchased Power |  |  | 911121.29 |  |  | 206154.7685 | 9.1.5
Wheeling (Account 565)
| Existing Firm - Pacific | 565NPC | PRO | 0 | CAGW | 22.63% | 0
| Post Merger Firm | 565NPC | PRO | 0 | CAGW | 22.63% | 0
| Non Firm | 565NPC | PRO | 0 | CAEW | 22.65% | 0
| Total Wheeling Expense |  |  | 0 |  |  | 0 | 9.1.5
Fuel Expense (Accounts 501 and 547)
| Fuel Consumed - Coal | 501NPC | PRO | -126558.35 | CAEW | 22.65% | -28663.0202
| Fuel Consumed - Natural Gas | 547NPC | PRO | 115380.53 | CAEW | 22.65% | 26131.46
| Total Fuel and Other Expense |  |  | -11177.82 |  |  | -2531.5602 | 9.1.5
| Total Net Power Cost Adjustment - Pro Forma |  |  | 1046044.97 |  |  | 236680.8497
Description of Adjustment
As discussed in Exhibit No.__(GND-7CT) page 8, the Company's direct filing inadvertently relied on a previous version of normalized hydro flows used to calculate forecasted generation from the Lewis, Klamath, and North Umpqua river systems rather than updating to normalized flows calculated in 2012. In addition, the calculation of Klamath generation and forced outage rate for the Copco plant were incorrect.

## 9.10.1 - Hydro Median
PacifiCorp |  |  |  | Study Results
MERGED PEAK/ENERGY SPLIT
Period Ending |  |  |  | ($)
2014-12-01
|  |  | Merged | Pre-Merger | Pre-Merger
|  |  | 01/14-12/14 | Demand | Energy | Non-Firm | Post-Merger
SPECIAL SALES FOR RESALE
| Pacific Pre Merger |  | 12964800 | 12964800
| Post Merger |  | 60717705.25 |  |  |  | 60717705.25
| Utah Pre Merger |  | 0 | 0
| NonFirm Sub Total |  | 0 |  |  | 0
|  |  | -------------------- | -------------------- | -------------------- | -------------------- | --------------------
TOTAL SPECIAL SALES |  |  | 73682505.25 | 12964800 | 0 | 0 | 60717705.25 | 0 | check | 0
Test Year
2014-12-01
PURCHASED POWER & NET INTERCHANGE | [10 empty] | Pre-Merger PPL | 42.63% | 14785516.07
|  | BPA Peak Purchase | 0 | 0 | [6 empty] | Post-Merger PPL | 57.37% | 19894560.74
|  | Pacific Capacity | 0 | 0 | 0 | [5 empty] | Pre-Merger UPL | 0% | 0
|  | Mid Columbia | -148246.81 | -44474.043 | -103772.767 | [5 empty] | Post-Merger UPL | 100% | 0
|  | Misc/Pacific | 270000 | 55987.956 | 214012.044
|  | Q.F. Contracts/PPL | 76897305.96 | 2517906.8512 | 12267609.2146 |  | 62111789.8943 | 17.03% | 82.97% |  | 34680076.8 | QF by State PPL
|  | Small Purchases west | 0 |  | 0 | [5 empty] | 0 | QF PPL Pre Merger
| --------------------------------------------------------- |  | -------------------- | -------------------- | -------------------- | -------------------- | -------------------- |  |  |  | 42217229.16 | QF PPL Post Merger
| Pacific Sub Total |  | 77019059.15 | 2529420.7642 | 12377848.4916 | 0 | 62111789.8943 |  |  |  | 76897305.96
|  | Gemstate | 0 |  | 0 | [5 empty] | 0 | QF by State UPL
|  | GSLM | 0 |  | 0 | [5 empty] | 0 | QF UPL Pre Merger
|  | QF Contracts/UPL | 0 | 0 | 0 |  | 0 | 70% | 30% |  | 0 | QF UPL Post Merger
|  | IPP Layoff | 0 | 0 | 0 | [5 empty] | 0
|  | Small Purchases east | 0 |  | 0
|  | UP&L to PP&L | 0 | 0 | 0
| --------------------------------------------------------- |  | -------------------- | -------------------- | -------------------- | -------------------- | --------------------
| Utah Sub Total |  | 0 | 0 | 0 | 0 | 0
|  | APS Supplemental p27875 | 0 |  |  |  | 0 | Post Merger
|  | Avoided Cost Resource | 0 |  |  |  | 0 | Post Merger
|  | Blanding Purchase p379174 | 0 |  |  |  | 0 | Post Merger
|  | BPA Reserve Purchase | 0 |  |  |  | 0 | Post Merger
|  | Chehalis Station Service | 0 |  |  |  | 0 | Post Merger
|  | Combine Hills Wind p160595 | 4575693.2 |  |  |  | 4575693.2 | Post Merger
|  | Deseret Purchase p194277 | 0 |  |  |  | 0 | Post Merger
|  | Georgia-Pacific Camas | 8005931.22 |  |  |  | 8005931.22 | Post Merger
|  | Hermiston Purchase p99563 | 84216275.98 |  |  |  | 84216275.98 | Post Merger
|  | Hurricane Purchase p393045 | 0 |  |  |  | 0 | Post Merger
|  | Idaho Power p278538 | 0 |  |  |  | 0 | Post Merger
|  | Kennecott Generation Incentive | 0 |  |  |  | 0 | Post Merger
|  | LADWP p491303-4 | 0 |  |  |  | 0 | Post Merger
|  | MagCorp p229846 | 0 |  |  |  | 0 | Post Merger
|  | MagCorp Reserves p510378 | 0 |  |  |  | 0 | Post Merger
|  | Nucor p346856 | 0 |  |  |  | 0 | Post Merger
|  | P4 Production p137215/p145258 | 0 |  |  |  | 0 | Post Merger
|  | Rock River Wind p100371 | 0 |  |  |  | 0 | Post Merger
|  | Roseburg Forest Products p312292 | 0 |  |  |  | 0 | Post Merger
|  | Three Buttes Wind p460457 | 0 |  |  |  | 0 | Post Merger
|  | Top of the World Wind p522807 | 0 |  |  |  | 0 | Post Merger
|  | Tri-State Purchase p27057 | 0 |  |  |  | 0 | Post Merger
|  | West Valley Toll | 0 |  |  |  | 0 | Post Merger
|  | Wolverine Creek Wind p244520 | 0 |  |  |  | 0 | Post Merger
|  | BPA So. Idaho p64885/p83975/p64705 | 0 |  |  |  | 0 | Post Merger
|  | Cargill p483225/s6 p485390/s89 | 0 |  |  |  | 0 | Post Merger
|  | PSCo Exchange p340325 | 0 |  |  |  | 0 | Post Merger
|  | Shell p489963/s489962 | 0 |  |  |  | 0 | Post Merger
Seasonal Purchased Power
|  | Constellation 2013-2016 | 0 |  |  |  | 0 | Post Merger
[8 empty] | 0 | check | 0
|  | Short Term Firm Purchases | 68340652.8 |  |  |  | 68340652.8
| --------------------------------------------------------- |  | -------------------- | -------------------- | -------------------- | -------------------- | --------------------
| New Firm Sub Total |  | 165138553.2 | 0 | 0 | 0 | 165138553.2 |  | check | 0
| Wind Integration Charge |  | 663166.31 |  |  |  | 663166.31
| Non Firm Sub Total |  | 0 |  |  | 0
|  |  | -------------------- | -------------------- | -------------------- | -------------------- | --------------------
TOTAL PURCHASED PW & NET INT. |  |  | 242820778.66 | 2529420.7642 | 12377848.4916 | 0 | 227913509.4043 | 0 | check | 0
WHEELING & U. OF F. EXPENSE | [10 empty] | Pre Mgr PPL | 24999835.9735
[11 empty] | Pre Mgr UPL | 0
| Pacific Firm Wheeling and Use of Facilities |  | 24999835.9735 | 24999835.9735 | [6 empty] | Post Mgr Whl | 83304574.0006
[11 empty] | NF Whl | 0
| Utah Firm Wheeling and Use of Facilities |  | 0 | 0 | [6 empty] | STF | 1038267.15
109342677.124
| Post Merger |  | 84342841.0265 |  |  |  | 84342841.0265 |  |  |  | check | 0
| Nonfirm Wheeling |  | 0 |  |  | 0
|  |  | -------------------- | -------------------- | -------------------- | -------------------- | --------------------
TOTAL WHEELING & U. OF F. EXPENSE |  |  | 109342677 | 24999835.9735 | 0 | 0 | 84342841.0265 | 0 | check | 0
THERMAL FUEL BURN EXPENSE
| Carbon |  | 0 |  |  | 0
| Cholla |  | 0 |  |  | 0
| Colstrip |  | 8052491.11 |  |  | 8052491.11
| Craig |  | 0 |  |  | 0
| Chehalis |  | 50972141.55 |  |  | 50972141.55
| Currant Creek |  | 0 |  |  | 0
| Dave Johnston |  | 0 |  |  | 0
| Gadsby |  | 0 |  |  | 0
| Gadsby CT |  | 0 |  |  | 0
| Hayden |  | 0 |  |  | 0
| Hermiston |  | 46065470.08 |  |  | 46065470.08
| Hunter |  | 0 |  |  | 0
| Huntington |  | 0 |  |  | 0
| Jim Bridger |  | 198117554.67 |  |  | 198117554.67
| Lake Side |  | 0 |  |  | 0
| Little Mountain |  | 0 |  |  | 0
| Naughton - Gas |  | 0 |  |  | 0
| Naughton |  | 0 |  |  | 0
| Wyodak |  | 0 |  |  | 0
|  |  | -------------------- | -------------------- | -------------------- | -------------------- | --------------------
TOTAL FUEL BURN EXPENSE |  |  | 303207657.41 | 0 | 0 | 303207657.41 | 0 | 0 | check | 0
OTHER GENERATION EXPENSE
| Blundell |  | 0 |  |  | 0
|  |  | -------------------- | -------------------- | -------------------- | -------------------- | --------------------
TOTAL OTHER GEN. EXPENSE |  |  | 0 | 0 | 0 | 0 | 0
|  |  | = | = | = | = | =
NET POWER COST |  |  | 581688607.82 | 14564456.7376 | 12377848.4916 | 303207657.41 | 251538645.1808 | 0 | check | 0
|  |  | = | = | = | = | =

## 9.11 - Coal Heat Rate
PacifiCorp | [6 empty] | PAGE | 9.11
Washington General Rate Case - June 2012
Net Power Costs - Coal Heat Rate
|  |  |  | TOTAL |  |  | WA
|  | ACCOUNT | TYPE | COMPANY | FACTOR | % | ALLOCATED | REF #
Normalizing Adjustment:
Sales for Resale (Account 447)
| Existing Firm Sales - Pacific | 447NPC | PRO | 0 | CAGW | 22.63% | 0
| Post-Merger Firm Sales | 447NPC | PRO | 15814.16 | CAGW | 22.63% | 3578.1893
| Non-Firm Sales | 447NPC | PRO | 0 | CAEW | 22.65% | 0
| Total Sales for Resale |  |  | 15814.16 |  |  | 3578.1893 | 9.1.5
Purchased Power (Account 555)
| Existing Firm Demand - Pacific | 555NPC | PRO | 0 | CAGW | 22.63% | 0
| Existing Firm Energy | 555NPC | PRO | 0 | CAEW | 22.65% | 0
| WCA Qualifying Facilities | 555NPC | PRO | 0 | CAGW | 22.63% | 0
| Post-Merger Firm Energy | 555NPC | PRO | -99096.64 | CAGW | 22.63% | -22422.0914
| Other Generation Expenses | 555NPC | PRO | 0 | CAGW | 22.63% | 0
| Total Purchased Power |  |  | -99096.64 |  |  | -22422.0914 | 9.1.5
Wheeling (Account 565)
| Existing Firm - Pacific | 565NPC | PRO | 0 | CAGW | 22.63% | 0
| Post Merger Firm | 565NPC | PRO | 0 | CAGW | 22.63% | 0
| Non Firm | 565NPC | PRO | 0 | CAEW | 22.65% | 0
| Total Wheeling Expense |  |  | 0 |  |  | 0 | 9.1.5
Fuel Expense (Accounts 501 and 547)
| Fuel Consumed - Coal | 501NPC | PRO | -1338929.04 | CAEW | 22.65% | -303241.5492
| Fuel Consumed - Natural Gas | 547NPC | PRO | 0 | CAEW | 22.65% | 0
| Total Fuel and Other Expense |  |  | -1338929.04 |  |  | -303241.5492 | 9.1.5
| Total Net Power Cost Adjustment - Pro Forma |  |  | -1453839.84 |  |  | -329241.83
Description of Adjustment
As discussed in Exhibit No.__(GND-7CT) page 9, the Company's direct filing inadvertently excluded some months from the calculation of the 48-month average heat rate for its coal-fired generating units. This error was corrected in the Company's rebuttal NPC.

## 9.11.1 - Coal Heat Rate
PacifiCorp |  |  |  | Study Results
MERGED PEAK/ENERGY SPLIT
Period Ending |  |  |  | ($)
2014-12-01
|  |  | Merged | Pre-Merger | Pre-Merger
|  |  | 01/14-12/14 | Demand | Energy | Non-Firm | Post-Merger
SPECIAL SALES FOR RESALE
| Pacific Pre Merger |  | 12964800 | 12964800
| Post Merger |  | 60879620.91 |  |  |  | 60879620.91
| Utah Pre Merger |  | 0 | 0
| NonFirm Sub Total |  | 0 |  |  | 0
|  |  | -------------------- | -------------------- | -------------------- | -------------------- | --------------------
TOTAL SPECIAL SALES |  |  | 73844420.91 | 12964800 | 0 | 0 | 60879620.91 | 0 | check | 0
Test Year
2014-12-01
PURCHASED POWER & NET INTERCHANGE | [10 empty] | Pre-Merger PPL | 42.63% | 14785516.07
|  | BPA Peak Purchase | 0 | 0 | [6 empty] | Post-Merger PPL | 57.37% | 19894560.74
|  | Pacific Capacity | 0 | 0 | 0 | [5 empty] | Pre-Merger UPL | 0% | 0
|  | Mid Columbia | -148246.81 | -44474.043 | -103772.767 | [5 empty] | Post-Merger UPL | 100% | 0
|  | Misc/Pacific | 270000 | 55987.956 | 214012.044
|  | Q.F. Contracts/PPL | 76897305.96 | 2517906.8512 | 12267609.2146 |  | 62111789.8943 | 17.03% | 82.97% |  | 34680076.8 | QF by State PPL
|  | Small Purchases west | 0 |  | 0 | [5 empty] | 0 | QF PPL Pre Merger
| --------------------------------------------------------- |  | -------------------- | -------------------- | -------------------- | -------------------- | -------------------- |  |  |  | 42217229.16 | QF PPL Post Merger
| Pacific Sub Total |  | 77019059.15 | 2529420.7642 | 12377848.4916 | 0 | 62111789.8943 |  |  |  | 76897305.96
|  | Gemstate | 0 |  | 0 | [5 empty] | 0 | QF by State UPL
|  | GSLM | 0 |  | 0 | [5 empty] | 0 | QF UPL Pre Merger
|  | QF Contracts/UPL | 0 | 0 | 0 |  | 0 | 70% | 30% |  | 0 | QF UPL Post Merger
|  | IPP Layoff | 0 | 0 | 0 | [5 empty] | 0
|  | Small Purchases east | 0 |  | 0
|  | UP&L to PP&L | 0 | 0 | 0
| --------------------------------------------------------- |  | -------------------- | -------------------- | -------------------- | -------------------- | --------------------
| Utah Sub Total |  | 0 | 0 | 0 | 0 | 0
|  | APS Supplemental p27875 | 0 |  |  |  | 0 | Post Merger
|  | Avoided Cost Resource | 0 |  |  |  | 0 | Post Merger
|  | Blanding Purchase p379174 | 0 |  |  |  | 0 | Post Merger
|  | BPA Reserve Purchase | 0 |  |  |  | 0 | Post Merger
|  | Chehalis Station Service | 0 |  |  |  | 0 | Post Merger
|  | Combine Hills Wind p160595 | 4575693.2 |  |  |  | 4575693.2 | Post Merger
|  | Deseret Purchase p194277 | 0 |  |  |  | 0 | Post Merger
|  | Georgia-Pacific Camas | 8005931.22 |  |  |  | 8005931.22 | Post Merger
|  | Hermiston Purchase p99563 | 84152812.78 |  |  |  | 84152812.78 | Post Merger
|  | Hurricane Purchase p393045 | 0 |  |  |  | 0 | Post Merger
|  | Idaho Power p278538 | 0 |  |  |  | 0 | Post Merger
|  | Kennecott Generation Incentive | 0 |  |  |  | 0 | Post Merger
|  | LADWP p491303-4 | 0 |  |  |  | 0 | Post Merger
|  | MagCorp p229846 | 0 |  |  |  | 0 | Post Merger
|  | MagCorp Reserves p510378 | 0 |  |  |  | 0 | Post Merger
|  | Nucor p346856 | 0 |  |  |  | 0 | Post Merger
|  | P4 Production p137215/p145258 | 0 |  |  |  | 0 | Post Merger
|  | Rock River Wind p100371 | 0 |  |  |  | 0 | Post Merger
|  | Roseburg Forest Products p312292 | 0 |  |  |  | 0 | Post Merger
|  | Three Buttes Wind p460457 | 0 |  |  |  | 0 | Post Merger
|  | Top of the World Wind p522807 | 0 |  |  |  | 0 | Post Merger
|  | Tri-State Purchase p27057 | 0 |  |  |  | 0 | Post Merger
|  | West Valley Toll | 0 |  |  |  | 0 | Post Merger
|  | Wolverine Creek Wind p244520 | 0 |  |  |  | 0 | Post Merger
|  | BPA So. Idaho p64885/p83975/p64705 | 0 |  |  |  | 0 | Post Merger
|  | Cargill p483225/s6 p485390/s89 | 0 |  |  |  | 0 | Post Merger
|  | PSCo Exchange p340325 | 0 |  |  |  | 0 | Post Merger
|  | Shell p489963/s489962 | 0 |  |  |  | 0 | Post Merger
Seasonal Purchased Power
|  | Constellation 2013-2016 | 0 |  |  |  | 0 | Post Merger
[8 empty] | 0 | check | 0
|  | Short Term Firm Purchases | 67393898.07 |  |  |  | 67393898.07
| --------------------------------------------------------- |  | -------------------- | -------------------- | -------------------- | -------------------- | --------------------
| New Firm Sub Total |  | 164128335.27 | 0 | 0 | 0 | 164128335.27 |  | check | 0
| Wind Integration Charge |  | 663166.31 |  |  |  | 663166.31
| Non Firm Sub Total |  | 0 |  |  | 0
|  |  | -------------------- | -------------------- | -------------------- | -------------------- | --------------------
TOTAL PURCHASED PW & NET INT. |  |  | 241810560.73 | 2529420.7642 | 12377848.4916 | 0 | 226903291.4743 | 0 | check | 0
WHEELING & U. OF F. EXPENSE | [10 empty] | Pre Mgr PPL | 24999835.9735
[11 empty] | Pre Mgr UPL | 0
| Pacific Firm Wheeling and Use of Facilities |  | 24999835.9735 | 24999835.9735 | [6 empty] | Post Mgr Whl | 83304574.0006
[11 empty] | NF Whl | 0
| Utah Firm Wheeling and Use of Facilities |  | 0 | 0 | [6 empty] | STF | 1038267.15
109342677.124
| Post Merger |  | 84342841.0265 |  |  |  | 84342841.0265 |  |  |  | check | 0
| Nonfirm Wheeling |  | 0 |  |  | 0
|  |  | -------------------- | -------------------- | -------------------- | -------------------- | --------------------
TOTAL WHEELING & U. OF F. EXPENSE |  |  | 109342677 | 24999835.9735 | 0 | 0 | 84342841.0265 | 0 | check | 0
THERMAL FUEL BURN EXPENSE
| Carbon |  | 0 |  |  | 0
| Cholla |  | 0 |  |  | 0
| Colstrip |  | 7834973.82 |  |  | 7834973.82
| Craig |  | 0 |  |  | 0
| Chehalis |  | 50918245.16 |  |  | 50918245.16
| Currant Creek |  | 0 |  |  | 0
| Dave Johnston |  | 0 |  |  | 0
| Gadsby |  | 0 |  |  | 0
| Gadsby CT |  | 0 |  |  | 0
| Hayden |  | 0 |  |  | 0
| Hermiston |  | 46003985.94 |  |  | 46003985.94
| Hunter |  | 0 |  |  | 0
| Huntington |  | 0 |  |  | 0
| Jim Bridger |  | 197122701.27 |  |  | 197122701.27
| Lake Side |  | 0 |  |  | 0
| Little Mountain |  | 0 |  |  | 0
| Naughton - Gas |  | 0 |  |  | 0
| Naughton |  | 0 |  |  | 0
| Wyodak |  | 0 |  |  | 0
|  |  | -------------------- | -------------------- | -------------------- | -------------------- | --------------------
TOTAL FUEL BURN EXPENSE |  |  | 301879906.19 | 0 | 0 | 301879906.19 | 0 | 0 | check | 0
OTHER GENERATION EXPENSE
| Blundell |  | 0 |  |  | 0
|  |  | -------------------- | -------------------- | -------------------- | -------------------- | --------------------
TOTAL OTHER GEN. EXPENSE |  |  | 0 | 0 | 0 | 0 | 0
|  |  | = | = | = | = | =
NET POWER COST |  |  | 579188723.01 | 14564456.7376 | 12377848.4916 | 301879906.19 | 250366511.5908 | 0 | check | 0
|  |  | = | = | = | = | =

## 9.12 - BPA Exchange
PacifiCorp | [6 empty] | PAGE | 9.12
Washington General Rate Case - June 2012
Net Power Costs - BPA Exchange
|  |  |  | TOTAL |  |  | WA
|  | ACCOUNT | TYPE | COMPANY | FACTOR | % | ALLOCATED | REF #
Normalizing Adjustment:
Sales for Resale (Account 447)
| Existing Firm Sales - Pacific | 447NPC | PRO | 0 | CAGW | 22.63% | 0
| Post-Merger Firm Sales | 447NPC | PRO | -147029.28 | CAGW | 22.63% | -33267.5655
| Non-Firm Sales | 447NPC | PRO | 0 | CAEW | 22.65% | 0
| Total Sales for Resale |  |  | -147029.28 |  |  | -33267.5655 | 9.1.6
Purchased Power (Account 555)
| Existing Firm Demand - Pacific | 555NPC | PRO | 0 | CAGW | 22.63% | 0
| Existing Firm Energy | 555NPC | PRO | 0 | CAEW | 22.65% | 0
| WCA Qualifying Facilities | 555NPC | PRO | 0 | CAGW | 22.63% | 0
| Post-Merger Firm Energy | 555NPC | PRO | 1403944.33 | CAGW | 22.63% | 317663.3249
| Other Generation Expenses | 555NPC | PRO | 0 | CAGW | 22.63% | 0
| Total Purchased Power |  |  | 1403944.33 |  |  | 317663.3249 | 9.1.6
Wheeling (Account 565)
| Existing Firm - Pacific | 565NPC | PRO | 0 | CAGW | 22.63% | 0
| Post Merger Firm | 565NPC | PRO | 0 | CAGW | 22.63% | 0
| Non Firm | 565NPC | PRO | 0 | CAEW | 22.65% | 0
| Total Wheeling Expense |  |  | 0 |  |  | 0 | 9.1.6
Fuel Expense (Accounts 501 and 547)
| Fuel Consumed - Coal | 501NPC | PRO | 426115.93 | CAEW | 22.65% | 96507.0223
| Fuel Consumed - Natural Gas | 547NPC | PRO | 47881.74 | CAEW | 22.65% | 10844.2887
| Total Fuel and Other Expense |  |  | 473997.67 |  |  | 107351.311 | 9.1.6
| Total Net Power Cost Adjustment - Pro Forma |  |  | 2024971.28 |  |  | 458282.2013
Description of Adjustment
As discussed in Exhibit No.__(GND-7CT) page 9, the Company's direct filing inadvertently failed to include the Summer Storage and Spring Energy Option provisions of the AC Intertie agreement with BPA. This error was corrected in the Company's rebuttal NPC.

## 9.12.1 - BPA Exchange
PacifiCorp |  |  |  | Study Results
MERGED PEAK/ENERGY SPLIT
Period Ending |  |  |  | ($)
2014-12-01
|  |  | Merged | Pre-Merger | Pre-Merger
|  |  | 01/14-12/14 | Demand | Energy | Non-Firm | Post-Merger
SPECIAL SALES FOR RESALE
| Pacific Pre Merger |  | 12964800 | 12964800
| Post Merger |  | 60716777.47 |  |  |  | 60716777.47
| Utah Pre Merger |  | 0 | 0
| NonFirm Sub Total |  | 0 |  |  | 0
|  |  | -------------------- | -------------------- | -------------------- | -------------------- | --------------------
TOTAL SPECIAL SALES |  |  | 73681577.47 | 12964800 | 0 | 0 | 60716777.47 | 0 | check | 0
Test Year
2014-12-01
PURCHASED POWER & NET INTERCHANGE | [10 empty] | Pre-Merger PPL | 42.63% | 14785516.07
|  | BPA Peak Purchase | 0 | 0 | [6 empty] | Post-Merger PPL | 57.37% | 19894560.74
|  | Pacific Capacity | 0 | 0 | 0 | [5 empty] | Pre-Merger UPL | 0% | 0
|  | Mid Columbia | -148246.81 | -44474.043 | -103772.767 | [5 empty] | Post-Merger UPL | 100% | 0
|  | Misc/Pacific | 270000 | 55987.956 | 214012.044
|  | Q.F. Contracts/PPL | 76897305.96 | 2517906.8512 | 12267609.2146 |  | 62111789.8943 | 17.03% | 82.97% |  | 34680076.8 | QF by State PPL
|  | Small Purchases west | 0 |  | 0 | [5 empty] | 0 | QF PPL Pre Merger
| --------------------------------------------------------- |  | -------------------- | -------------------- | -------------------- | -------------------- | -------------------- |  |  |  | 42217229.16 | QF PPL Post Merger
| Pacific Sub Total |  | 77019059.15 | 2529420.7642 | 12377848.4916 | 0 | 62111789.8943 |  |  |  | 76897305.96
|  | Gemstate | 0 |  | 0 | [5 empty] | 0 | QF by State UPL
|  | GSLM | 0 |  | 0 | [5 empty] | 0 | QF UPL Pre Merger
|  | QF Contracts/UPL | 0 | 0 | 0 |  | 0 | 70% | 30% |  | 0 | QF UPL Post Merger
|  | IPP Layoff | 0 | 0 | 0 | [5 empty] | 0
|  | Small Purchases east | 0 |  | 0
|  | UP&L to PP&L | 0 | 0 | 0
| --------------------------------------------------------- |  | -------------------- | -------------------- | -------------------- | -------------------- | --------------------
| Utah Sub Total |  | 0 | 0 | 0 | 0 | 0
|  | APS Supplemental p27875 | 0 |  |  |  | 0 | Post Merger
|  | Avoided Cost Resource | 0 |  |  |  | 0 | Post Merger
|  | Blanding Purchase p379174 | 0 |  |  |  | 0 | Post Merger
|  | BPA Reserve Purchase | 0 |  |  |  | 0 | Post Merger
|  | Chehalis Station Service | 0 |  |  |  | 0 | Post Merger
|  | Combine Hills Wind p160595 | 4575693.2 |  |  |  | 4575693.2 | Post Merger
|  | Deseret Purchase p194277 | 0 |  |  |  | 0 | Post Merger
|  | Georgia-Pacific Camas | 8005931.22 |  |  |  | 8005931.22 | Post Merger
|  | Hermiston Purchase p99563 | 84292451.86 |  |  |  | 84292451.86 | Post Merger
|  | Hurricane Purchase p393045 | 0 |  |  |  | 0 | Post Merger
|  | Idaho Power p278538 | 0 |  |  |  | 0 | Post Merger
|  | Kennecott Generation Incentive | 0 |  |  |  | 0 | Post Merger
|  | LADWP p491303-4 | 0 |  |  |  | 0 | Post Merger
|  | MagCorp p229846 | 0 |  |  |  | 0 | Post Merger
|  | MagCorp Reserves p510378 | 0 |  |  |  | 0 | Post Merger
|  | Nucor p346856 | 0 |  |  |  | 0 | Post Merger
|  | P4 Production p137215/p145258 | 0 |  |  |  | 0 | Post Merger
|  | Rock River Wind p100371 | 0 |  |  |  | 0 | Post Merger
|  | Roseburg Forest Products p312292 | 0 |  |  |  | 0 | Post Merger
|  | Three Buttes Wind p460457 | 0 |  |  |  | 0 | Post Merger
|  | Top of the World Wind p522807 | 0 |  |  |  | 0 | Post Merger
|  | Tri-State Purchase p27057 | 0 |  |  |  | 0 | Post Merger
|  | West Valley Toll | 0 |  |  |  | 0 | Post Merger
|  | Wolverine Creek Wind p244520 | 0 |  |  |  | 0 | Post Merger
|  | BPA So. Idaho p64885/p83975/p64705 | 0 |  |  |  | 0 | Post Merger
|  | Cargill p483225/s6 p485390/s89 | 0 |  |  |  | 0 | Post Merger
|  | PSCo Exchange p340325 | 0 |  |  |  | 0 | Post Merger
|  | Shell p489963/s489962 | 0 |  |  |  | 0 | Post Merger
Seasonal Purchased Power
|  | Constellation 2013-2016 | 0 |  |  |  | 0 | Post Merger
[8 empty] | 0 | check | 0
|  | Short Term Firm Purchases | 68757299.96 |  |  |  | 68757299.96
| --------------------------------------------------------- |  | -------------------- | -------------------- | -------------------- | -------------------- | --------------------
| New Firm Sub Total |  | 165631376.24 | 0 | 0 | 0 | 165631376.24 |  | check | 0
| Wind Integration Charge |  | 663166.31 |  |  |  | 663166.31
| Non Firm Sub Total |  | 0 |  |  | 0
|  |  | -------------------- | -------------------- | -------------------- | -------------------- | --------------------
TOTAL PURCHASED PW & NET INT. |  |  | 243313601.7 | 2529420.7642 | 12377848.4916 | 0 | 228406332.4443 | 0 | check | 0
WHEELING & U. OF F. EXPENSE | [10 empty] | Pre Mgr PPL | 24999835.9735
[11 empty] | Pre Mgr UPL | 0
| Pacific Firm Wheeling and Use of Facilities |  | 24999835.9735 | 24999835.9735 | [6 empty] | Post Mgr Whl | 83304574.0006
[11 empty] | NF Whl | 0
| Utah Firm Wheeling and Use of Facilities |  | 0 | 0 | [6 empty] | STF | 1038267.15
109342677.124
| Post Merger |  | 84342841.0265 |  |  |  | 84342841.0265 |  |  |  | check | 0
| Nonfirm Wheeling |  | 0 |  |  | 0
|  |  | -------------------- | -------------------- | -------------------- | -------------------- | --------------------
TOTAL WHEELING & U. OF F. EXPENSE |  |  | 109342677 | 24999835.9735 | 0 | 0 | 84342841.0265 | 0 | check | 0
THERMAL FUEL BURN EXPENSE
| Carbon |  | 0 |  |  | 0
| Cholla |  | 0 |  |  | 0
| Colstrip |  | 8022141.37 |  |  | 8022141.37
| Craig |  | 0 |  |  | 0
| Chehalis |  | 50830295.85 |  |  | 50830295.85
| Currant Creek |  | 0 |  |  | 0
| Dave Johnston |  | 0 |  |  | 0
| Gadsby |  | 0 |  |  | 0
| Gadsby CT |  | 0 |  |  | 0
| Hayden |  | 0 |  |  | 0
| Hermiston |  | 46139816.99 |  |  | 46139816.99
| Hunter |  | 0 |  |  | 0
| Huntington |  | 0 |  |  | 0
| Jim Bridger |  | 198700578.69 |  |  | 198700578.69
| Lake Side |  | 0 |  |  | 0
| Little Mountain |  | 0 |  |  | 0
| Naughton - Gas |  | 0 |  |  | 0
| Naughton |  | 0 |  |  | 0
| Wyodak |  | 0 |  |  | 0
|  |  | -------------------- | -------------------- | -------------------- | -------------------- | --------------------
TOTAL FUEL BURN EXPENSE |  |  | 303692832.9 | 0 | 0 | 303692832.9 | 0 | 0 | check | 0
OTHER GENERATION EXPENSE
| Blundell |  | 0 |  |  | 0
|  |  | -------------------- | -------------------- | -------------------- | -------------------- | --------------------
TOTAL OTHER GEN. EXPENSE |  |  | 0 | 0 | 0 | 0 | 0
|  |  | = | = | = | = | =
NET POWER COST |  |  | 582667534.13 | 14564456.7376 | 12377848.4916 | 303692832.9 | 252032396.0008 | 0 | check | 0
|  |  | = | = | = | = | =

## 9.13 - Chehalis Lateral
PacifiCorp | [6 empty] | PAGE | 9.13
Washington General Rate Case - June 2012
Net Power Costs - Chehalis Lateral
|  |  |  | TOTAL |  |  | WA
|  | ACCOUNT | TYPE | COMPANY | FACTOR | % | ALLOCATED | REF #
Normalizing Adjustment:
Sales for Resale (Account 447)
| Existing Firm Sales - Pacific | 447NPC | PRO | 0 | CAGW | 22.63% | 0
| Post-Merger Firm Sales | 447NPC | PRO | 0 | CAGW | 22.63% | 0
| Non-Firm Sales | 447NPC | PRO | 0 | CAEW | 22.65% | 0
| Total Sales for Resale |  |  | 0 |  |  | 0 | 9.1.6
Purchased Power (Account 555)
| Existing Firm Demand - Pacific | 555NPC | PRO | 0 | CAGW | 22.63% | 0
| Existing Firm Energy | 555NPC | PRO | 0 | CAEW | 22.65% | 0
| WCA Qualifying Facilities | 555NPC | PRO | 0 | CAGW | 22.63% | 0
| Post-Merger Firm Energy | 555NPC | PRO | 0 | CAGW | 22.63% | 0
| Other Generation Expenses | 555NPC | PRO | 0 | CAGW | 22.63% | 0
| Total Purchased Power |  |  | 0 |  |  | 0 | 9.1.6
Wheeling (Account 565)
| Existing Firm - Pacific | 565NPC | PRO | 0 | CAGW | 22.63% | 0
| Post Merger Firm | 565NPC | PRO | 0 | CAGW | 22.63% | 0
| Non Firm | 565NPC | PRO | 0 | CAEW | 22.65% | 0
| Total Wheeling Expense |  |  | 0 |  |  | 0 | 9.1.6
Fuel Expense (Accounts 501 and 547)
| Fuel Consumed - Coal | 501NPC | PRO | 0 | CAEW | 22.65% | 0
| Fuel Consumed - Natural Gas | 547NPC | PRO | -53220 | CAEW | 22.65% | -12053.3014
| Total Fuel and Other Expense |  |  | -53220 |  |  | -12053.3014 | 9.1.6
| Total Net Power Cost Adjustment - Pro Forma |  |  | -53220 |  |  | -12053.3014
Description of Adjustment
As discussed in Exhibit No.__(GND-7CT), page 5, the Company updated the Chehalis pipeline contract expenses, per the Northwest Pipeline cost-of-service calculation of the new monthly payment taking effect April 2013.

## 9.13.1 - Chehalis Lateral
PacifiCorp |  |  |  | Study Results
MERGED PEAK/ENERGY SPLIT
Period Ending |  |  |  | ($)
2014-12-01
|  |  | Merged | Pre-Merger | Pre-Merger
|  |  | 01/14-12/14 | Demand | Energy | Non-Firm | Post-Merger
SPECIAL SALES FOR RESALE
| Pacific Pre Merger |  | 12964800 | 12964800
| Post Merger |  | 60863806.75 |  |  |  | 60863806.75
| Utah Pre Merger |  | 0 | 0
| NonFirm Sub Total |  | 0 |  |  | 0
|  |  | -------------------- | -------------------- | -------------------- | -------------------- | --------------------
TOTAL SPECIAL SALES |  |  | 73828606.75 | 12964800 | 0 | 0 | 60863806.75 | 0 | check | 0
Test Year
2014-12-01
PURCHASED POWER & NET INTERCHANGE | [10 empty] | Pre-Merger PPL | 42.63% | 14785516.07
|  | BPA Peak Purchase | 0 | 0 | [6 empty] | Post-Merger PPL | 57.37% | 19894560.74
|  | Pacific Capacity | 0 | 0 | 0 | [5 empty] | Pre-Merger UPL | 0% | 0
|  | Mid Columbia | -148246.81 | -44474.043 | -103772.767 | [5 empty] | Post-Merger UPL | 100% | 0
|  | Misc/Pacific | 270000 | 55987.956 | 214012.044
|  | Q.F. Contracts/PPL | 76897305.96 | 2517906.8512 | 12267609.2146 |  | 62111789.8943 | 17.03% | 82.97% |  | 34680076.8 | QF by State PPL
|  | Small Purchases west | 0 |  | 0 | [5 empty] | 0 | QF PPL Pre Merger
| --------------------------------------------------------- |  | -------------------- | -------------------- | -------------------- | -------------------- | -------------------- |  |  |  | 42217229.16 | QF PPL Post Merger
| Pacific Sub Total |  | 77019059.15 | 2529420.7642 | 12377848.4916 | 0 | 62111789.8943 |  |  |  | 76897305.96
|  | Gemstate | 0 |  | 0 | [5 empty] | 0 | QF by State UPL
|  | GSLM | 0 |  | 0 | [5 empty] | 0 | QF UPL Pre Merger
|  | QF Contracts/UPL | 0 | 0 | 0 |  | 0 | 70% | 30% |  | 0 | QF UPL Post Merger
|  | IPP Layoff | 0 | 0 | 0 | [5 empty] | 0
|  | Small Purchases east | 0 |  | 0
|  | UP&L to PP&L | 0 | 0 | 0
| --------------------------------------------------------- |  | -------------------- | -------------------- | -------------------- | -------------------- | --------------------
| Utah Sub Total |  | 0 | 0 | 0 | 0 | 0
|  | APS Supplemental p27875 | 0 |  |  |  | 0 | Post Merger
|  | Avoided Cost Resource | 0 |  |  |  | 0 | Post Merger
|  | Blanding Purchase p379174 | 0 |  |  |  | 0 | Post Merger
|  | BPA Reserve Purchase | 0 |  |  |  | 0 | Post Merger
|  | Chehalis Station Service | 0 |  |  |  | 0 | Post Merger
|  | Combine Hills Wind p160595 | 4575693.2 |  |  |  | 4575693.2 | Post Merger
|  | Deseret Purchase p194277 | 0 |  |  |  | 0 | Post Merger
|  | Georgia-Pacific Camas | 8005931.22 |  |  |  | 8005931.22 | Post Merger
|  | Hermiston Purchase p99563 | 84152812.78 |  |  |  | 84152812.78 | Post Merger
|  | Hurricane Purchase p393045 | 0 |  |  |  | 0 | Post Merger
|  | Idaho Power p278538 | 0 |  |  |  | 0 | Post Merger
|  | Kennecott Generation Incentive | 0 |  |  |  | 0 | Post Merger
|  | LADWP p491303-4 | 0 |  |  |  | 0 | Post Merger
|  | MagCorp p229846 | 0 |  |  |  | 0 | Post Merger
|  | MagCorp Reserves p510378 | 0 |  |  |  | 0 | Post Merger
|  | Nucor p346856 | 0 |  |  |  | 0 | Post Merger
|  | P4 Production p137215/p145258 | 0 |  |  |  | 0 | Post Merger
|  | Rock River Wind p100371 | 0 |  |  |  | 0 | Post Merger
|  | Roseburg Forest Products p312292 | 0 |  |  |  | 0 | Post Merger
|  | Three Buttes Wind p460457 | 0 |  |  |  | 0 | Post Merger
|  | Top of the World Wind p522807 | 0 |  |  |  | 0 | Post Merger
|  | Tri-State Purchase p27057 | 0 |  |  |  | 0 | Post Merger
|  | West Valley Toll | 0 |  |  |  | 0 | Post Merger
|  | Wolverine Creek Wind p244520 | 0 |  |  |  | 0 | Post Merger
|  | BPA So. Idaho p64885/p83975/p64705 | 0 |  |  |  | 0 | Post Merger
|  | Cargill p483225/s6 p485390/s89 | 0 |  |  |  | 0 | Post Merger
|  | PSCo Exchange p340325 | 0 |  |  |  | 0 | Post Merger
|  | Shell p489963/s489962 | 0 |  |  |  | 0 | Post Merger
Seasonal Purchased Power
|  | Constellation 2013-2016 | 0 |  |  |  | 0 | Post Merger
[8 empty] | 0 | check | 0
|  | Short Term Firm Purchases | 67492994.71 |  |  |  | 67492994.71
| --------------------------------------------------------- |  | -------------------- | -------------------- | -------------------- | -------------------- | --------------------
| New Firm Sub Total |  | 164227431.91 | 0 | 0 | 0 | 164227431.91 |  | check | 0
| Wind Integration Charge |  | 663166.31 |  |  |  | 663166.31
| Non Firm Sub Total |  | 0 |  |  | 0
|  |  | -------------------- | -------------------- | -------------------- | -------------------- | --------------------
TOTAL PURCHASED PW & NET INT. |  |  | 241909657.37 | 2529420.7642 | 12377848.4916 | 0 | 227002388.1143 | 0 | check | 0
WHEELING & U. OF F. EXPENSE | [10 empty] | Pre Mgr PPL | 24999835.9735
[11 empty] | Pre Mgr UPL | 0
| Pacific Firm Wheeling and Use of Facilities |  | 24999835.9735 | 24999835.9735 | [6 empty] | Post Mgr Whl | 83304574.0006
[11 empty] | NF Whl | 0
| Utah Firm Wheeling and Use of Facilities |  | 0 | 0 | [6 empty] | STF | 1038267.15
109342677.124
| Post Merger |  | 84342841.0265 |  |  |  | 84342841.0265 |  |  |  | check | 0
| Nonfirm Wheeling |  | 0 |  |  | 0
|  |  | -------------------- | -------------------- | -------------------- | -------------------- | --------------------
TOTAL WHEELING & U. OF F. EXPENSE |  |  | 109342677 | 24999835.9735 | 0 | 0 | 84342841.0265 | 0 | check | 0
THERMAL FUEL BURN EXPENSE
| Carbon |  | 0 |  |  | 0
| Cholla |  | 0 |  |  | 0
| Colstrip |  | 8051919.59 |  |  | 8051919.59
| Craig |  | 0 |  |  | 0
| Chehalis |  | 50865025.16 |  |  | 50865025.16
| Currant Creek |  | 0 |  |  | 0
| Dave Johnston |  | 0 |  |  | 0
| Gadsby |  | 0 |  |  | 0
| Gadsby CT |  | 0 |  |  | 0
| Hayden |  | 0 |  |  | 0
| Hermiston |  | 46003985.94 |  |  | 46003985.94
| Hunter |  | 0 |  |  | 0
| Huntington |  | 0 |  |  | 0
| Jim Bridger |  | 198244684.54 |  |  | 198244684.54
| Lake Side |  | 0 |  |  | 0
| Little Mountain |  | 0 |  |  | 0
| Naughton - Gas |  | 0 |  |  | 0
| Naughton |  | 0 |  |  | 0
| Wyodak |  | 0 |  |  | 0
|  |  | -------------------- | -------------------- | -------------------- | -------------------- | --------------------
TOTAL FUEL BURN EXPENSE |  |  | 303165615.23 | 0 | 0 | 303165615.23 | 0 | 0 | check | 0
OTHER GENERATION EXPENSE
| Blundell |  | 0 |  |  | 0
|  |  | -------------------- | -------------------- | -------------------- | -------------------- | --------------------
TOTAL OTHER GEN. EXPENSE |  |  | 0 | 0 | 0 | 0 | 0
|  |  | = | = | = | = | =
NET POWER COST |  |  | 580589342.85 | 14564456.7376 | 12377848.4916 | 303165615.23 | 250481422.3908 | 0 | check | 0
|  |  | = | = | = | = | =

## 9.14 - Stateline Losses
PacifiCorp | [6 empty] | PAGE | 9.14
Washington General Rate Case - June 2012
Net Power Costs - Stateline Losses
|  |  |  | TOTAL |  |  | WA
|  | ACCOUNT | TYPE | COMPANY | FACTOR | % | ALLOCATED | REF #
Normalizing Adjustment:
Sales for Resale (Account 447)
| Existing Firm Sales - Pacific | 447NPC | PRO | 0 | CAGW | 22.63% | 0
| Post-Merger Firm Sales | 447NPC | PRO | -31657.26 | CAGW | 22.63% | -7162.9268
| Non-Firm Sales | 447NPC | PRO | 0 | CAEW | 22.65% | 0
| Total Sales for Resale |  |  | -31657.26 |  |  | -7162.9268 | 9.1.7
Purchased Power (Account 555)
| Existing Firm Demand - Pacific | 555NPC | PRO | 0 | CAGW | 22.63% | 0
| Existing Firm Energy | 555NPC | PRO | 0 | CAEW | 22.65% | 0
| WCA Qualifying Facilities | 555NPC | PRO | 0 | CAGW | 22.63% | 0
| Post-Merger Firm Energy | 555NPC | PRO | 59639.67 | CAGW | 22.63% | 13494.364
| Other Generation Expenses | 555NPC | PRO | 0 | CAGW | 22.63% | 0
| Total Purchased Power |  |  | 59639.67 |  |  | 13494.364 | 9.1.7
Wheeling (Account 565)
| Existing Firm - Pacific | 565NPC | PRO | 0 | CAGW | 22.63% | 0
| Post Merger Firm | 565NPC | PRO | 0 | CAGW | 22.63% | 0
| Non Firm | 565NPC | PRO | 0 | CAEW | 22.65% | 0
| Total Wheeling Expense |  |  | 0 |  |  | 0 | 9.1.7
Fuel Expense (Accounts 501 and 547)
| Fuel Consumed - Coal | 501NPC | PRO | 149.04 | CAEW | 22.65% | 33.7547
| Fuel Consumed - Natural Gas | 547NPC | PRO | 175.33 | CAEW | 22.65% | 39.7089
| Total Fuel and Other Expense |  |  | 324.37 |  |  | 73.4635 | 9.1.7
| Total Net Power Cost Adjustment - Pro Forma |  |  | 91621.3 |  |  | 20730.7544
Description of Adjustment
As discussed in Exhibit No.__(GND-7CT) page 5, the Company updated the loss factor for the Seattle City Light Stateline Storage and Integration Agreement under the Company's current tariff rates recently approved by FERC.

## 9.14.1 - Stateline Losses
PacifiCorp |  |  |  | Study Results
MERGED PEAK/ENERGY SPLIT
Period Ending |  |  |  | ($)
2014-12-01
|  |  | Merged | Pre-Merger | Pre-Merger
|  |  | 01/14-12/14 | Demand | Energy | Non-Firm | Post-Merger
SPECIAL SALES FOR RESALE
| Pacific Pre Merger |  | 12964800 | 12964800
| Post Merger |  | 60832149.49 |  |  |  | 60832149.49
| Utah Pre Merger |  | 0 | 0
| NonFirm Sub Total |  | 0 |  |  | 0
|  |  | -------------------- | -------------------- | -------------------- | -------------------- | --------------------
TOTAL SPECIAL SALES |  |  | 73796949.49 | 12964800 | 0 | 0 | 60832149.49 | 0 | check | 0
Test Year
2014-12-01
PURCHASED POWER & NET INTERCHANGE | [10 empty] | Pre-Merger PPL | 42.63% | 14785516.07
|  | BPA Peak Purchase | 0 | 0 | [6 empty] | Post-Merger PPL | 57.37% | 19894560.74
|  | Pacific Capacity | 0 | 0 | 0 | [5 empty] | Pre-Merger UPL | 0% | 0
|  | Mid Columbia | -148246.81 | -44474.043 | -103772.767 | [5 empty] | Post-Merger UPL | 100% | 0
|  | Misc/Pacific | 270000 | 55987.956 | 214012.044
|  | Q.F. Contracts/PPL | 76897305.96 | 2517906.8512 | 12267609.2146 |  | 62111789.8943 | 17.03% | 82.97% |  | 34680076.8 | QF by State PPL
|  | Small Purchases west | 0 |  | 0 | [5 empty] | 0 | QF PPL Pre Merger
| --------------------------------------------------------- |  | -------------------- | -------------------- | -------------------- | -------------------- | -------------------- |  |  |  | 42217229.16 | QF PPL Post Merger
| Pacific Sub Total |  | 77019059.15 | 2529420.7642 | 12377848.4916 | 0 | 62111789.8943 |  |  |  | 76897305.96
|  | Gemstate | 0 |  | 0 | [5 empty] | 0 | QF by State UPL
|  | GSLM | 0 |  | 0 | [5 empty] | 0 | QF UPL Pre Merger
|  | QF Contracts/UPL | 0 | 0 | 0 |  | 0 | 70% | 30% |  | 0 | QF UPL Post Merger
|  | IPP Layoff | 0 | 0 | 0 | [5 empty] | 0
|  | Small Purchases east | 0 |  | 0
|  | UP&L to PP&L | 0 | 0 | 0
| --------------------------------------------------------- |  | -------------------- | -------------------- | -------------------- | -------------------- | --------------------
| Utah Sub Total |  | 0 | 0 | 0 | 0 | 0
|  | APS Supplemental p27875 | 0 |  |  |  | 0 | Post Merger
|  | Avoided Cost Resource | 0 |  |  |  | 0 | Post Merger
|  | Blanding Purchase p379174 | 0 |  |  |  | 0 | Post Merger
|  | BPA Reserve Purchase | 0 |  |  |  | 0 | Post Merger
|  | Chehalis Station Service | 0 |  |  |  | 0 | Post Merger
|  | Combine Hills Wind p160595 | 4575693.2 |  |  |  | 4575693.2 | Post Merger
|  | Deseret Purchase p194277 | 0 |  |  |  | 0 | Post Merger
|  | Georgia-Pacific Camas | 8005931.22 |  |  |  | 8005931.22 | Post Merger
|  | Hermiston Purchase p99563 | 84152845.24 |  |  |  | 84152845.24 | Post Merger
|  | Hurricane Purchase p393045 | 0 |  |  |  | 0 | Post Merger
|  | Idaho Power p278538 | 0 |  |  |  | 0 | Post Merger
|  | Kennecott Generation Incentive | 0 |  |  |  | 0 | Post Merger
|  | LADWP p491303-4 | 0 |  |  |  | 0 | Post Merger
|  | MagCorp p229846 | 0 |  |  |  | 0 | Post Merger
|  | MagCorp Reserves p510378 | 0 |  |  |  | 0 | Post Merger
|  | Nucor p346856 | 0 |  |  |  | 0 | Post Merger
|  | P4 Production p137215/p145258 | 0 |  |  |  | 0 | Post Merger
|  | Rock River Wind p100371 | 0 |  |  |  | 0 | Post Merger
|  | Roseburg Forest Products p312292 | 0 |  |  |  | 0 | Post Merger
|  | Three Buttes Wind p460457 | 0 |  |  |  | 0 | Post Merger
|  | Top of the World Wind p522807 | 0 |  |  |  | 0 | Post Merger
|  | Tri-State Purchase p27057 | 0 |  |  |  | 0 | Post Merger
|  | West Valley Toll | 0 |  |  |  | 0 | Post Merger
|  | Wolverine Creek Wind p244520 | 0 |  |  |  | 0 | Post Merger
|  | BPA So. Idaho p64885/p83975/p64705 | 0 |  |  |  | 0 | Post Merger
|  | Cargill p483225/s6 p485390/s89 | 0 |  |  |  | 0 | Post Merger
|  | PSCo Exchange p340325 | 0 |  |  |  | 0 | Post Merger
|  | Shell p489963/s489962 | 0 |  |  |  | 0 | Post Merger
Seasonal Purchased Power
|  | Constellation 2013-2016 | 0 |  |  |  | 0 | Post Merger
[8 empty] | 0 | check | 0
|  | Short Term Firm Purchases | 67552601.92 |  |  |  | 67552601.92
| --------------------------------------------------------- |  | -------------------- | -------------------- | -------------------- | -------------------- | --------------------
| New Firm Sub Total |  | 164287071.58 | 0 | 0 | 0 | 164287071.58 |  | check | 0
| Wind Integration Charge |  | 663166.31 |  |  |  | 663166.31
| Non Firm Sub Total |  | 0 |  |  | 0
|  |  | -------------------- | -------------------- | -------------------- | -------------------- | --------------------
TOTAL PURCHASED PW & NET INT. |  |  | 241969297.04 | 2529420.7642 | 12377848.4916 | 0 | 227062027.7843 | 0 | check | 0
WHEELING & U. OF F. EXPENSE | [10 empty] | Pre Mgr PPL | 24999835.9735
[11 empty] | Pre Mgr UPL | 0
| Pacific Firm Wheeling and Use of Facilities |  | 24999835.9735 | 24999835.9735 | [6 empty] | Post Mgr Whl | 83304574.0006
[11 empty] | NF Whl | 0
| Utah Firm Wheeling and Use of Facilities |  | 0 | 0 | [6 empty] | STF | 1038267.15
109342677.124
| Post Merger |  | 84342841.0265 |  |  |  | 84342841.0265 |  |  |  | check | 0
| Nonfirm Wheeling |  | 0 |  |  | 0
|  |  | -------------------- | -------------------- | -------------------- | -------------------- | --------------------
TOTAL WHEELING & U. OF F. EXPENSE |  |  | 109342677 | 24999835.9735 | 0 | 0 | 84342841.0265 | 0 | check | 0
THERMAL FUEL BURN EXPENSE
| Carbon |  | 0 |  |  | 0
| Cholla |  | 0 |  |  | 0
| Colstrip |  | 8051919.59 |  |  | 8051919.59
| Craig |  | 0 |  |  | 0
| Chehalis |  | 50918389.21 |  |  | 50918389.21
| Currant Creek |  | 0 |  |  | 0
| Dave Johnston |  | 0 |  |  | 0
| Gadsby |  | 0 |  |  | 0
| Gadsby CT |  | 0 |  |  | 0
| Hayden |  | 0 |  |  | 0
| Hermiston |  | 46004017.22 |  |  | 46004017.22
| Hunter |  | 0 |  |  | 0
| Huntington |  | 0 |  |  | 0
| Jim Bridger |  | 198244833.58 |  |  | 198244833.58
| Lake Side |  | 0 |  |  | 0
| Little Mountain |  | 0 |  |  | 0
| Naughton - Gas |  | 0 |  |  | 0
| Naughton |  | 0 |  |  | 0
| Wyodak |  | 0 |  |  | 0
|  |  | -------------------- | -------------------- | -------------------- | -------------------- | --------------------
TOTAL FUEL BURN EXPENSE |  |  | 303219159.6 | 0 | 0 | 303219159.6 | 0 | 0 | check | 0
OTHER GENERATION EXPENSE
| Blundell |  | 0 |  |  | 0
|  |  | -------------------- | -------------------- | -------------------- | -------------------- | --------------------
TOTAL OTHER GEN. EXPENSE |  |  | 0 | 0 | 0 | 0 | 0
|  |  | = | = | = | = | =
NET POWER COST |  |  | 580734184.15 | 14564456.7376 | 12377848.4916 | 303219159.6 | 250572719.3208 | 0 | check | 0
|  |  | = | = | = | = | =

## 9.15 - PGE Cove
PacifiCorp | [6 empty] | PAGE | 9.15
Washington General Rate Case - June 2012
Net Power Costs - PGE Cove
|  |  |  | TOTAL |  |  | WA
|  | ACCOUNT | TYPE | COMPANY | FACTOR | % | ALLOCATED | REF #
Normalizing Adjustment:
Sales for Resale (Account 447)
| Existing Firm Sales - Pacific | 447NPC | PRO | 0 | CAGW | 22.63% | 0
| Post-Merger Firm Sales | 447NPC | PRO | 0 | CAGW | 22.63% | 0
| Non-Firm Sales | 447NPC | PRO | 0 | CAEW | 22.65% | 0
| Total Sales for Resale |  |  | 0 |  |  | 0 | 9.1.7
Purchased Power (Account 555)
| Existing Firm Demand - Pacific | 555NPC | PRO | 11014.7553 | CAGW | 22.63% | 2492.2525
| Existing Firm Energy | 555NPC | PRO | 42103.5247 | CAEW | 22.65% | 9535.6346
| WCA Qualifying Facilities | 555NPC | PRO | 0 | CAGW | 22.63% | 0
| Post-Merger Firm Energy | 555NPC | PRO | 0 | CAGW | 22.63% | 0
| Other Generation Expenses | 555NPC | PRO | 0 | CAGW | 22.63% | 0
| Total Purchased Power |  |  | 53118.28 |  |  | 12027.8871 | 9.1.7
Wheeling (Account 565)
| Existing Firm - Pacific | 565NPC | PRO | 0 | CAGW | 22.63% | 0
| Post Merger Firm | 565NPC | PRO | 0 | CAGW | 22.63% | 0
| Non Firm | 565NPC | PRO | 0 | CAEW | 22.65% | 0
| Total Wheeling Expense |  |  | 0 |  |  | 0 | 9.1.7
Fuel Expense (Accounts 501 and 547)
| Fuel Consumed - Coal | 501NPC | PRO | 0 | CAEW | 22.65% | 0
| Fuel Consumed - Natural Gas | 547NPC | PRO | 0 | CAEW | 22.65% | 0
| Total Fuel and Other Expense |  |  | 0 |  |  | 0 | 9.1.7
| Total Net Power Cost Adjustment - Pro Forma |  |  | 53118.28 |  |  | 12027.8871
Description of Adjustment
As discussed in Exhibit No.__(GND-7CT) page 5, the Company updated the Portland General Electric Company Cove contract expenses to the latest projection provided by PGE.

## 9.15.1 - PGE Cove
PacifiCorp |  |  |  | Study Results
MERGED PEAK/ENERGY SPLIT
Period Ending |  |  |  | ($)
2014-12-01
|  |  | Merged | Pre-Merger | Pre-Merger
|  |  | 01/14-12/14 | Demand | Energy | Non-Firm | Post-Merger
SPECIAL SALES FOR RESALE
| Pacific Pre Merger |  | 12964800 | 12964800
| Post Merger |  | 60863806.75 |  |  |  | 60863806.75
| Utah Pre Merger |  | 0 | 0
| NonFirm Sub Total |  | 0 |  |  | 0
|  |  | -------------------- | -------------------- | -------------------- | -------------------- | --------------------
TOTAL SPECIAL SALES |  |  | 73828606.75 | 12964800 | 0 | 0 | 60863806.75 | 0 | check | 0
Test Year
2014-12-01
PURCHASED POWER & NET INTERCHANGE | [10 empty] | Pre-Merger PPL | 42.63% | 14785516.07
|  | BPA Peak Purchase | 0 | 0 | [6 empty] | Post-Merger PPL | 57.37% | 19894560.74
|  | Pacific Capacity | 0 | 0 | 0 | [5 empty] | Pre-Merger UPL | 0% | 0
|  | Mid Columbia | -148246.81 | -44474.043 | -103772.767 | [5 empty] | Post-Merger UPL | 100% | 0
|  | Misc/Pacific | 323118.28 | 67002.7113 | 256115.5687
|  | Q.F. Contracts/PPL | 76897305.96 | 2517906.8512 | 12267609.2146 |  | 62111789.8943 | 17.03% | 82.97% |  | 34680076.8 | QF by State PPL
|  | Small Purchases west | 0 |  | 0 | [5 empty] | 0 | QF PPL Pre Merger
| --------------------------------------------------------- |  | -------------------- | -------------------- | -------------------- | -------------------- | -------------------- |  |  |  | 42217229.16 | QF PPL Post Merger
| Pacific Sub Total |  | 77072177.43 | 2540435.5194 | 12419952.0163 | 0 | 62111789.8943 |  |  |  | 76897305.96
|  | Gemstate | 0 |  | 0 | [5 empty] | 0 | QF by State UPL
|  | GSLM | 0 |  | 0 | [5 empty] | 0 | QF UPL Pre Merger
|  | QF Contracts/UPL | 0 | 0 | 0 |  | 0 | 70% | 30% |  | 0 | QF UPL Post Merger
|  | IPP Layoff | 0 | 0 | 0 | [5 empty] | 0
|  | Small Purchases east | 0 |  | 0
|  | UP&L to PP&L | 0 | 0 | 0
| --------------------------------------------------------- |  | -------------------- | -------------------- | -------------------- | -------------------- | --------------------
| Utah Sub Total |  | 0 | 0 | 0 | 0 | 0
|  | APS Supplemental p27875 | 0 |  |  |  | 0 | Post Merger
|  | Avoided Cost Resource | 0 |  |  |  | 0 | Post Merger
|  | Blanding Purchase p379174 | 0 |  |  |  | 0 | Post Merger
|  | BPA Reserve Purchase | 0 |  |  |  | 0 | Post Merger
|  | Chehalis Station Service | 0 |  |  |  | 0 | Post Merger
|  | Combine Hills Wind p160595 | 4575693.2 |  |  |  | 4575693.2 | Post Merger
|  | Deseret Purchase p194277 | 0 |  |  |  | 0 | Post Merger
|  | Georgia-Pacific Camas | 8005931.22 |  |  |  | 8005931.22 | Post Merger
|  | Hermiston Purchase p99563 | 84152812.78 |  |  |  | 84152812.78 | Post Merger
|  | Hurricane Purchase p393045 | 0 |  |  |  | 0 | Post Merger
|  | Idaho Power p278538 | 0 |  |  |  | 0 | Post Merger
|  | Kennecott Generation Incentive | 0 |  |  |  | 0 | Post Merger
|  | LADWP p491303-4 | 0 |  |  |  | 0 | Post Merger
|  | MagCorp p229846 | 0 |  |  |  | 0 | Post Merger
|  | MagCorp Reserves p510378 | 0 |  |  |  | 0 | Post Merger
|  | Nucor p346856 | 0 |  |  |  | 0 | Post Merger
|  | P4 Production p137215/p145258 | 0 |  |  |  | 0 | Post Merger
|  | Rock River Wind p100371 | 0 |  |  |  | 0 | Post Merger
|  | Roseburg Forest Products p312292 | 0 |  |  |  | 0 | Post Merger
|  | Three Buttes Wind p460457 | 0 |  |  |  | 0 | Post Merger
|  | Top of the World Wind p522807 | 0 |  |  |  | 0 | Post Merger
|  | Tri-State Purchase p27057 | 0 |  |  |  | 0 | Post Merger
|  | West Valley Toll | 0 |  |  |  | 0 | Post Merger
|  | Wolverine Creek Wind p244520 | 0 |  |  |  | 0 | Post Merger
|  | BPA So. Idaho p64885/p83975/p64705 | 0 |  |  |  | 0 | Post Merger
|  | Cargill p483225/s6 p485390/s89 | 0 |  |  |  | 0 | Post Merger
|  | PSCo Exchange p340325 | 0 |  |  |  | 0 | Post Merger
|  | Shell p489963/s489962 | 0 |  |  |  | 0 | Post Merger
Seasonal Purchased Power
|  | Constellation 2013-2016 | 0 |  |  |  | 0 | Post Merger
[8 empty] | 0 | check | 0
|  | Short Term Firm Purchases | 67492994.71 |  |  |  | 67492994.71
| --------------------------------------------------------- |  | -------------------- | -------------------- | -------------------- | -------------------- | --------------------
| New Firm Sub Total |  | 164227431.91 | 0 | 0 | 0 | 164227431.91 |  | check | 0
| Wind Integration Charge |  | 663166.31 |  |  |  | 663166.31
| Non Firm Sub Total |  | 0 |  |  | 0
|  |  | -------------------- | -------------------- | -------------------- | -------------------- | --------------------
TOTAL PURCHASED PW & NET INT. |  |  | 241962775.65 | 2540435.5194 | 12419952.0163 | 0 | 227002388.1143 | 0 | check | 0
WHEELING & U. OF F. EXPENSE | [10 empty] | Pre Mgr PPL | 24999835.9735
[11 empty] | Pre Mgr UPL | 0
| Pacific Firm Wheeling and Use of Facilities |  | 24999835.9735 | 24999835.9735 | [6 empty] | Post Mgr Whl | 83304574.0006
[11 empty] | NF Whl | 0
| Utah Firm Wheeling and Use of Facilities |  | 0 | 0 | [6 empty] | STF | 1038267.15
109342677.124
| Post Merger |  | 84342841.0265 |  |  |  | 84342841.0265 |  |  |  | check | 0
| Nonfirm Wheeling |  | 0 |  |  | 0
|  |  | -------------------- | -------------------- | -------------------- | -------------------- | --------------------
TOTAL WHEELING & U. OF F. EXPENSE |  |  | 109342677 | 24999835.9735 | 0 | 0 | 84342841.0265 | 0 | check | 0
THERMAL FUEL BURN EXPENSE
| Carbon |  | 0 |  |  | 0
| Cholla |  | 0 |  |  | 0
| Colstrip |  | 8051919.59 |  |  | 8051919.59
| Craig |  | 0 |  |  | 0
| Chehalis |  | 50918245.16 |  |  | 50918245.16
| Currant Creek |  | 0 |  |  | 0
| Dave Johnston |  | 0 |  |  | 0
| Gadsby |  | 0 |  |  | 0
| Gadsby CT |  | 0 |  |  | 0
| Hayden |  | 0 |  |  | 0
| Hermiston |  | 46003985.94 |  |  | 46003985.94
| Hunter |  | 0 |  |  | 0
| Huntington |  | 0 |  |  | 0
| Jim Bridger |  | 198244684.54 |  |  | 198244684.54
| Lake Side |  | 0 |  |  | 0
| Little Mountain |  | 0 |  |  | 0
| Naughton - Gas |  | 0 |  |  | 0
| Naughton |  | 0 |  |  | 0
| Wyodak |  | 0 |  |  | 0
|  |  | -------------------- | -------------------- | -------------------- | -------------------- | --------------------
TOTAL FUEL BURN EXPENSE |  |  | 303218835.23 | 0 | 0 | 303218835.23 | 0 | 0 | check | 0
OTHER GENERATION EXPENSE
| Blundell |  | 0 |  |  | 0
|  |  | -------------------- | -------------------- | -------------------- | -------------------- | --------------------
TOTAL OTHER GEN. EXPENSE |  |  | 0 | 0 | 0 | 0 | 0
|  |  | = | = | = | = | =
NET POWER COST |  |  | 580695681.13 | 14575471.4929 | 12419952.0163 | 303218835.23 | 250481422.3908 | 0 | check | 0
|  |  | = | = | = | = | =

## 9.16 - Butter Creek
PacifiCorp | [6 empty] | PAGE | 9.16
Washington General Rate Case - June 2012
Net Power Costs - Butter Creek
|  |  |  | TOTAL |  |  | WA
|  | ACCOUNT | TYPE | COMPANY | FACTOR | % | ALLOCATED | REF #
Normalizing Adjustment:
Sales for Resale (Account 447)
| Existing Firm Sales - Pacific | 447NPC | PRO | 0 | CAGW | 22.63% | 0
| Post-Merger Firm Sales | 447NPC | PRO | -154555.3 | CAGW | 22.63% | -34970.4397
| Non-Firm Sales | 447NPC | PRO | 0 | CAEW | 22.65% | 0
| Total Sales for Resale |  |  | -154555.3 |  |  | -34970.4397 | 9.1.8
Purchased Power (Account 555)
| Existing Firm Demand - Pacific | 555NPC | PRO | 0 | CAGW | 22.63% | 0
| Existing Firm Energy | 555NPC | PRO | 0 | CAEW | 22.65% | 0
| WCA Qualifying Facilities | 555NPC | PRO | -7352652.15 | CAGW | 22.63% | -1663647.1109
| Post-Merger Firm Energy | 555NPC | PRO | 1587888.02 | CAGW | 22.63% | 359283.3257
| Other Generation Expenses | 555NPC | PRO | -38542.88 | CAGW | 22.63% | -8720.9009
| Total Purchased Power |  |  | -5803307.01 |  |  | -1313084.6862 | 9.1.8
Wheeling (Account 565)
| Existing Firm - Pacific | 565NPC | PRO | 0 | CAGW | 22.63% | 0
| Post Merger Firm | 565NPC | PRO | 0 | CAGW | 22.63% | 0
| Non Firm | 565NPC | PRO | 0 | CAEW | 22.65% | 0
| Total Wheeling Expense |  |  | 0 |  |  | 0 | 9.1.8
Fuel Expense (Accounts 501 and 547)
| Fuel Consumed - Coal | 501NPC | PRO | 668107.61 | CAEW | 22.65% | 151313.4607
| Fuel Consumed - Natural Gas | 547NPC | PRO | 215537.91 | CAEW | 22.65% | 48815.1708
| Total Fuel and Other Expense |  |  | 883645.52 |  |  | 200128.6315 | 9.1.8
| Total Net Power Cost Adjustment - Pro Forma |  |  | -4765106.19 |  |  | -1077985.615
Description of Adjustment
As discussed in Exhibit No.__(GND-7CT) page 5, in updating NPC for rebuttal the Company removed four Qualifying Facility contracts.

## 9.16.1 - Butter Creek
PacifiCorp |  |  |  | Study Results
MERGED PEAK/ENERGY SPLIT
Period Ending |  |  |  | ($)
2014-12-01
|  |  | Merged | Pre-Merger | Pre-Merger
|  |  | 01/14-12/14 | Demand | Energy | Non-Firm | Post-Merger
SPECIAL SALES FOR RESALE
| Pacific Pre Merger |  | 12964800 | 12964800
| Post Merger |  | 60709251.45 |  |  |  | 60709251.45
| Utah Pre Merger |  | 0 | 0
| NonFirm Sub Total |  | 0 |  |  | 0
|  |  | -------------------- | -------------------- | -------------------- | -------------------- | --------------------
TOTAL SPECIAL SALES |  |  | 73674051.45 | 12964800 | 0 | 0 | 60709251.45 | 0 | check | 0
Test Year
2014-12-01
PURCHASED POWER & NET INTERCHANGE | [10 empty] | Pre-Merger PPL | 42.63% | 14785516.07
|  | BPA Peak Purchase | 0 | 0 | [6 empty] | Post-Merger PPL | 57.37% | 19894560.74
|  | Pacific Capacity | 0 | 0 | 0 | [5 empty] | Pre-Merger UPL | 0% | 0
|  | Mid Columbia | -148246.81 | -44474.043 | -103772.767 | [5 empty] | Post-Merger UPL | 100% | 0
|  | Misc/Pacific | 270000 | 55987.956 | 214012.044
|  | Q.F. Contracts/PPL | 69544653.81 | 2517906.8512 | 12267609.2146 |  | 54759137.7443 | 17.03% | 82.97% |  | 34680076.8 | QF by State PPL
|  | Small Purchases west | 0 |  | 0 | [5 empty] | 0 | QF PPL Pre Merger
| --------------------------------------------------------- |  | -------------------- | -------------------- | -------------------- | -------------------- | -------------------- |  |  |  | 34864577.01 | QF PPL Post Merger
| Pacific Sub Total |  | 69666407 | 2529420.7642 | 12377848.4916 | 0 | 54759137.7443 |  |  |  | 69544653.81
|  | Gemstate | 0 |  | 0 | [5 empty] | 0 | QF by State UPL
|  | GSLM | 0 |  | 0 | [5 empty] | 0 | QF UPL Pre Merger
|  | QF Contracts/UPL | 0 | 0 | 0 |  | 0 | 70% | 30% |  | 0 | QF UPL Post Merger
|  | IPP Layoff | 0 | 0 | 0 | [5 empty] | 0
|  | Small Purchases east | 0 |  | 0
|  | UP&L to PP&L | 0 | 0 | 0
| --------------------------------------------------------- |  | -------------------- | -------------------- | -------------------- | -------------------- | --------------------
| Utah Sub Total |  | 0 | 0 | 0 | 0 | 0
|  | APS Supplemental p27875 | 0 |  |  |  | 0 | Post Merger
|  | Avoided Cost Resource | 0 |  |  |  | 0 | Post Merger
|  | Blanding Purchase p379174 | 0 |  |  |  | 0 | Post Merger
|  | BPA Reserve Purchase | 0 |  |  |  | 0 | Post Merger
|  | Chehalis Station Service | 0 |  |  |  | 0 | Post Merger
|  | Combine Hills Wind p160595 | 4575693.2 |  |  |  | 4575693.2 | Post Merger
|  | Deseret Purchase p194277 | 0 |  |  |  | 0 | Post Merger
|  | Georgia-Pacific Camas | 8005931.22 |  |  |  | 8005931.22 | Post Merger
|  | Hermiston Purchase p99563 | 84266760.9 |  |  |  | 84266760.9 | Post Merger
|  | Hurricane Purchase p393045 | 0 |  |  |  | 0 | Post Merger
|  | Idaho Power p278538 | 0 |  |  |  | 0 | Post Merger
|  | Kennecott Generation Incentive | 0 |  |  |  | 0 | Post Merger
|  | LADWP p491303-4 | 0 |  |  |  | 0 | Post Merger
|  | MagCorp p229846 | 0 |  |  |  | 0 | Post Merger
|  | MagCorp Reserves p510378 | 0 |  |  |  | 0 | Post Merger
|  | Nucor p346856 | 0 |  |  |  | 0 | Post Merger
|  | P4 Production p137215/p145258 | 0 |  |  |  | 0 | Post Merger
|  | Rock River Wind p100371 | 0 |  |  |  | 0 | Post Merger
|  | Roseburg Forest Products p312292 | 0 |  |  |  | 0 | Post Merger
|  | Three Buttes Wind p460457 | 0 |  |  |  | 0 | Post Merger
|  | Top of the World Wind p522807 | 0 |  |  |  | 0 | Post Merger
|  | Tri-State Purchase p27057 | 0 |  |  |  | 0 | Post Merger
|  | West Valley Toll | 0 |  |  |  | 0 | Post Merger
|  | Wolverine Creek Wind p244520 | 0 |  |  |  | 0 | Post Merger
|  | BPA So. Idaho p64885/p83975/p64705 | 0 |  |  |  | 0 | Post Merger
|  | Cargill p483225/s6 p485390/s89 | 0 |  |  |  | 0 | Post Merger
|  | PSCo Exchange p340325 | 0 |  |  |  | 0 | Post Merger
|  | Shell p489963/s489962 | 0 |  |  |  | 0 | Post Merger
Seasonal Purchased Power
|  | Constellation 2013-2016 | 0 |  |  |  | 0 | Post Merger
[8 empty] | 0 | check | 0
|  | Short Term Firm Purchases | 68966934.61 |  |  |  | 68966934.61
| --------------------------------------------------------- |  | -------------------- | -------------------- | -------------------- | -------------------- | --------------------
| New Firm Sub Total |  | 165815319.93 | 0 | 0 | 0 | 165815319.93 |  | check | 0
| Wind Integration Charge |  | 624623.43 |  |  |  | 624623.43
| Non Firm Sub Total |  | 0 |  |  | 0
|  |  | -------------------- | -------------------- | -------------------- | -------------------- | --------------------
TOTAL PURCHASED PW & NET INT. |  |  | 236106350.36 | 2529420.7642 | 12377848.4916 | 0 | 221199081.1043 | 0 | check | 0
WHEELING & U. OF F. EXPENSE | [10 empty] | Pre Mgr PPL | 24999835.9735
[11 empty] | Pre Mgr UPL | 0
| Pacific Firm Wheeling and Use of Facilities |  | 24999835.9735 | 24999835.9735 | [6 empty] | Post Mgr Whl | 83304574.0006
[11 empty] | NF Whl | 0
| Utah Firm Wheeling and Use of Facilities |  | 0 | 0 | [6 empty] | STF | 1038267.15
109342677.124
| Post Merger |  | 84342841.0265 |  |  |  | 84342841.0265 |  |  |  | check | 0
| Nonfirm Wheeling |  | 0 |  |  | 0
|  |  | -------------------- | -------------------- | -------------------- | -------------------- | --------------------
TOTAL WHEELING & U. OF F. EXPENSE |  |  | 109342677 | 24999835.9735 | 0 | 0 | 84342841.0265 | 0 | check | 0
THERMAL FUEL BURN EXPENSE
| Carbon |  | 0 |  |  | 0
| Cholla |  | 0 |  |  | 0
| Colstrip |  | 8051919.59 |  |  | 8051919.59
| Craig |  | 0 |  |  | 0
| Chehalis |  | 51023498.32 |  |  | 51023498.32
| Currant Creek |  | 0 |  |  | 0
| Dave Johnston |  | 0 |  |  | 0
| Gadsby |  | 0 |  |  | 0
| Gadsby CT |  | 0 |  |  | 0
| Hayden |  | 0 |  |  | 0
| Hermiston |  | 46114270.69 |  |  | 46114270.69
| Hunter |  | 0 |  |  | 0
| Huntington |  | 0 |  |  | 0
| Jim Bridger |  | 198912792.15 |  |  | 198912792.15
| Lake Side |  | 0 |  |  | 0
| Little Mountain |  | 0 |  |  | 0
| Naughton - Gas |  | 0 |  |  | 0
| Naughton |  | 0 |  |  | 0
| Wyodak |  | 0 |  |  | 0
|  |  | -------------------- | -------------------- | -------------------- | -------------------- | --------------------
TOTAL FUEL BURN EXPENSE |  |  | 304102480.75 | 0 | 0 | 304102480.75 | 0 | 0 | check | 0
OTHER GENERATION EXPENSE
| Blundell |  | 0 |  |  | 0
|  |  | -------------------- | -------------------- | -------------------- | -------------------- | --------------------
TOTAL OTHER GEN. EXPENSE |  |  | 0 | 0 | 0 | 0 | 0
|  |  | = | = | = | = | =
NET POWER COST |  |  | 575877456.66 | 14564456.7376 | 12377848.4916 | 304102480.75 | 244832670.6808 | 0 | check | 0
|  |  | = | = | = | = | =

## 9.17 - Small QF
PacifiCorp | [6 empty] | PAGE | 9.17
Washington General Rate Case - June 2012
Net Power Costs - Small QF
|  |  |  | TOTAL |  |  | WA
|  | ACCOUNT | TYPE | COMPANY | FACTOR | % | ALLOCATED | REF #
Normalizing Adjustment:
Sales for Resale (Account 447)
| Existing Firm Sales - Pacific | 447NPC | PRO | 0 | CAGW | 22.63% | 0
| Post-Merger Firm Sales | 447NPC | PRO | 19274.44 | CAGW | 22.63% | 4361.1293
| Non-Firm Sales | 447NPC | PRO | 0 | CAEW | 22.65% | 0
| Total Sales for Resale |  |  | 19274.44 |  |  | 4361.1293 | 9.1.8
Purchased Power (Account 555)
| Existing Firm Demand - Pacific | 555NPC | PRO | 5.5749e-06 | CAGW | 22.63% | 1.2614e-06
| Existing Firm Energy | 555NPC | PRO | 2.7163e-05 | CAEW | 22.65% | 6.1519e-06
| WCA Qualifying Facilities | 555NPC | PRO | 268349.72 | CAGW | 22.63% | 60718.1228
| Post-Merger Firm Energy | 555NPC | PRO | -138473.7 | CAGW | 22.63% | -31331.738
| Other Generation Expenses | 555NPC | PRO | 0 | CAGW | 22.63% | 0
| Total Purchased Power |  |  | 129876.02 |  |  | 29386.3848 | 9.1.8
Wheeling (Account 565)
| Existing Firm - Pacific | 565NPC | PRO | 0 | CAGW | 22.63% | 0
| Post Merger Firm | 565NPC | PRO | 0 | CAGW | 22.63% | 0
| Non Firm | 565NPC | PRO | 0 | CAEW | 22.65% | 0
| Total Wheeling Expense |  |  | 0 |  |  | 0 | 9.1.8
Fuel Expense (Accounts 501 and 547)
| Fuel Consumed - Coal | 501NPC | PRO | -24857.78 | CAEW | 22.65% | -5629.8067
| Fuel Consumed - Natural Gas | 547NPC | PRO | -11601.95 | CAEW | 22.65% | -2627.6174
| Total Fuel and Other Expense |  |  | -36459.73 |  |  | -8257.4242 | 9.1.8
| Total Net Power Cost Adjustment - Pro Forma |  |  | 74141.85 |  |  | 16767.8314
Description of Adjustment
As discussed in Exhibit No.__(GND-7CT) page 5, in updating its rebuttal NPC the Company added two new Qualifying Facility contracts.

## 9.17.1 - Small QF
PacifiCorp |  |  |  | Study Results
MERGED PEAK/ENERGY SPLIT
Period Ending |  |  |  | ($)
2014-12-01
|  |  | Merged | Pre-Merger | Pre-Merger
|  |  | 01/14-12/14 | Demand | Energy | Non-Firm | Post-Merger
SPECIAL SALES FOR RESALE
| Pacific Pre Merger |  | 12964800 | 12964800
| Post Merger |  | 60883081.19 |  |  |  | 60883081.19
| Utah Pre Merger |  | 0 | 0
| NonFirm Sub Total |  | 0 |  |  | 0
|  |  | -------------------- | -------------------- | -------------------- | -------------------- | --------------------
TOTAL SPECIAL SALES |  |  | 73847881.19 | 12964800 | 0 | 0 | 60883081.19 | 0 | check | 0
Test Year
2014-12-01
PURCHASED POWER & NET INTERCHANGE | [10 empty] | Pre-Merger PPL | 42.31% | 14785516.07
|  | BPA Peak Purchase | 0 | 0 | [6 empty] | Post-Merger PPL | 57.69% | 20162910.46
|  | Pacific Capacity | 0 | 0 | 0 | [5 empty] | Pre-Merger UPL | 0% | 0
|  | Mid Columbia | -148246.81 | -44474.043 | -103772.767 | [5 empty] | Post-Merger UPL | 100% | 0
|  | Misc/Pacific | 270000 | 55987.956 | 214012.044
|  | Q.F. Contracts/PPL | 77165655.68 | 2517906.8512 | 12267609.2146 |  | 62380139.6142 | 17.03% | 82.97% |  | 34948426.52 | QF by State PPL
|  | Small Purchases west | 0 |  | 0 | [5 empty] | 0 | QF PPL Pre Merger
| --------------------------------------------------------- |  | -------------------- | -------------------- | -------------------- | -------------------- | -------------------- |  |  |  | 42217229.16 | QF PPL Post Merger
| Pacific Sub Total |  | 77287408.87 | 2529420.7642 | 12377848.4916 | 0 | 62380139.6142 |  |  |  | 77165655.68
|  | Gemstate | 0 |  | 0 | [5 empty] | 0 | QF by State UPL
|  | GSLM | 0 |  | 0 | [5 empty] | 0 | QF UPL Pre Merger
|  | QF Contracts/UPL | 0 | 0 | 0 |  | 0 | 70% | 30% |  | 0 | QF UPL Post Merger
|  | IPP Layoff | 0 | 0 | 0 | [5 empty] | 0
|  | Small Purchases east | 0 |  | 0
|  | UP&L to PP&L | 0 | 0 | 0
| --------------------------------------------------------- |  | -------------------- | -------------------- | -------------------- | -------------------- | --------------------
| Utah Sub Total |  | 0 | 0 | 0 | 0 | 0
|  | APS Supplemental p27875 | 0 |  |  |  | 0 | Post Merger
|  | Avoided Cost Resource | 0 |  |  |  | 0 | Post Merger
|  | Blanding Purchase p379174 | 0 |  |  |  | 0 | Post Merger
|  | BPA Reserve Purchase | 0 |  |  |  | 0 | Post Merger
|  | Chehalis Station Service | 0 |  |  |  | 0 | Post Merger
|  | Combine Hills Wind p160595 | 4575693.2 |  |  |  | 4575693.2 | Post Merger
|  | Deseret Purchase p194277 | 0 |  |  |  | 0 | Post Merger
|  | Georgia-Pacific Camas | 8005931.22 |  |  |  | 8005931.22 | Post Merger
|  | Hermiston Purchase p99563 | 84147072.35 |  |  |  | 84147072.35 | Post Merger
|  | Hurricane Purchase p393045 | 0 |  |  |  | 0 | Post Merger
|  | Idaho Power p278538 | 0 |  |  |  | 0 | Post Merger
|  | Kennecott Generation Incentive | 0 |  |  |  | 0 | Post Merger
|  | LADWP p491303-4 | 0 |  |  |  | 0 | Post Merger
|  | MagCorp p229846 | 0 |  |  |  | 0 | Post Merger
|  | MagCorp Reserves p510378 | 0 |  |  |  | 0 | Post Merger
|  | Nucor p346856 | 0 |  |  |  | 0 | Post Merger
|  | P4 Production p137215/p145258 | 0 |  |  |  | 0 | Post Merger
|  | Rock River Wind p100371 | 0 |  |  |  | 0 | Post Merger
|  | Roseburg Forest Products p312292 | 0 |  |  |  | 0 | Post Merger
|  | Three Buttes Wind p460457 | 0 |  |  |  | 0 | Post Merger
|  | Top of the World Wind p522807 | 0 |  |  |  | 0 | Post Merger
|  | Tri-State Purchase p27057 | 0 |  |  |  | 0 | Post Merger
|  | West Valley Toll | 0 |  |  |  | 0 | Post Merger
|  | Wolverine Creek Wind p244520 | 0 |  |  |  | 0 | Post Merger
|  | BPA So. Idaho p64885/p83975/p64705 | 0 |  |  |  | 0 | Post Merger
|  | Cargill p483225/s6 p485390/s89 | 0 |  |  |  | 0 | Post Merger
|  | PSCo Exchange p340325 | 0 |  |  |  | 0 | Post Merger
|  | Shell p489963/s489962 | 0 |  |  |  | 0 | Post Merger
Seasonal Purchased Power
|  | Constellation 2013-2016 | 0 |  |  |  | 0 | Post Merger
[8 empty] | 0 | check | 0
|  | Short Term Firm Purchases | 67360261.44 |  |  |  | 67360261.44
| --------------------------------------------------------- |  | -------------------- | -------------------- | -------------------- | -------------------- | --------------------
| New Firm Sub Total |  | 164088958.21 | 0 | 0 | 0 | 164088958.21 |  | check | 0
| Wind Integration Charge |  | 663166.31 |  |  |  | 663166.31
| Non Firm Sub Total |  | 0 |  |  | 0
|  |  | -------------------- | -------------------- | -------------------- | -------------------- | --------------------
TOTAL PURCHASED PW & NET INT. |  |  | 242039533.39 | 2529420.7642 | 12377848.4916 | 0 | 227132264.1342 | 0 | check | 0
WHEELING & U. OF F. EXPENSE | [10 empty] | Pre Mgr PPL | 24999835.9735
[11 empty] | Pre Mgr UPL | 0
| Pacific Firm Wheeling and Use of Facilities |  | 24999835.9735 | 24999835.9735 | [6 empty] | Post Mgr Whl | 83304574.0006
[11 empty] | NF Whl | 0
| Utah Firm Wheeling and Use of Facilities |  | 0 | 0 | [6 empty] | STF | 1038267.15
109342677.124
| Post Merger |  | 84342841.0265 |  |  |  | 84342841.0265 |  |  |  | check | 0
| Nonfirm Wheeling |  | 0 |  |  | 0
|  |  | -------------------- | -------------------- | -------------------- | -------------------- | --------------------
TOTAL WHEELING & U. OF F. EXPENSE |  |  | 109342677 | 24999835.9735 | 0 | 0 | 84342841.0265 | 0 | check | 0
THERMAL FUEL BURN EXPENSE
| Carbon |  | 0 |  |  | 0
| Cholla |  | 0 |  |  | 0
| Colstrip |  | 8051919.59 |  |  | 8051919.59
| Craig |  | 0 |  |  | 0
| Chehalis |  | 50912210.43 |  |  | 50912210.43
| Currant Creek |  | 0 |  |  | 0
| Dave Johnston |  | 0 |  |  | 0
| Gadsby |  | 0 |  |  | 0
| Gadsby CT |  | 0 |  |  | 0
| Hayden |  | 0 |  |  | 0
| Hermiston |  | 45998418.72 |  |  | 45998418.72
| Hunter |  | 0 |  |  | 0
| Huntington |  | 0 |  |  | 0
| Jim Bridger |  | 198219826.76 |  |  | 198219826.76
| Lake Side |  | 0 |  |  | 0
| Little Mountain |  | 0 |  |  | 0
| Naughton - Gas |  | 0 |  |  | 0
| Naughton |  | 0 |  |  | 0
| Wyodak |  | 0 |  |  | 0
|  |  | -------------------- | -------------------- | -------------------- | -------------------- | --------------------
TOTAL FUEL BURN EXPENSE |  |  | 303182375.5 | 0 | 0 | 303182375.5 | 0 | 0 | check | 0
OTHER GENERATION EXPENSE
| Blundell |  | 0 |  |  | 0
|  |  | -------------------- | -------------------- | -------------------- | -------------------- | --------------------
TOTAL OTHER GEN. EXPENSE |  |  | 0 | 0 | 0 | 0 | 0
|  |  | = | = | = | = | =
NET POWER COST |  |  | 580716704.7 | 14564456.7376 | 12377848.4916 | 303182375.5 | 250592023.9708 | 0 | check | 0
|  |  | = | = | = | = | =

## 9.18 - BPA P2P
PacifiCorp | [6 empty] | PAGE | 9.18
Washington General Rate Case - June 2012
Net Power Costs - BPA Point-to-Point
|  |  |  | TOTAL |  |  | WA
|  | ACCOUNT | TYPE | COMPANY | FACTOR | % | ALLOCATED | REF #
Normalizing Adjustment:
Sales for Resale (Account 447)
| Existing Firm Sales - Pacific | 447NPC | PRO | 0 | CAGW | 22.63% | 0
| Post-Merger Firm Sales | 447NPC | PRO | 0 | CAGW | 22.63% | 0
| Non-Firm Sales | 447NPC | PRO | 0 | CAEW | 22.65% | 0
| Total Sales for Resale |  |  | 0 |  |  | 0 | 9.1.9
Purchased Power (Account 555)
| Existing Firm Demand - Pacific | 555NPC | PRO | 0 | CAGW | 22.63% | 0
| Existing Firm Energy | 555NPC | PRO | 0 | CAEW | 22.65% | 0
| WCA Qualifying Facilities | 555NPC | PRO | 0 | CAGW | 22.63% | 0
| Post-Merger Firm Energy | 555NPC | PRO | 0 | CAGW | 22.63% | 0
| Other Generation Expenses | 555NPC | PRO | 0 | CAGW | 22.63% | 0
| Total Purchased Power |  |  | 0 |  |  | 0 | 9.1.9
Wheeling (Account 565)
| Existing Firm - Pacific | 565NPC | PRO | 0 | CAGW | 22.63% | 0
| Post Merger Firm | 565NPC | PRO | 565440 | CAGW | 22.63% | 127939.2256
| Non Firm | 565NPC | PRO | 0 | CAEW | 22.65% | 0
| Total Wheeling Expense |  |  | 565440 |  |  | 127939.2256 | 9.1.9
Fuel Expense (Accounts 501 and 547)
| Fuel Consumed - Coal | 501NPC | PRO | 0 | CAEW | 22.65% | 0
| Fuel Consumed - Natural Gas | 547NPC | PRO | 0 | CAEW | 22.65% | 0
| Total Fuel and Other Expense |  |  | 0 |  |  | 0 | 9.1.9
| Total Net Power Cost Adjustment - Pro Forma |  |  | 565440 |  |  | 127939.2256
Description of Adjustment
As discussed in Exhibit No.__(GND-7CT) page 6, the Company updated NPC for a new point-to-point wheeling contract with the Bonneville Power Administration.

## 9.18.1 - BPA PTP
PacifiCorp |  |  |  | Study Results
MERGED PEAK/ENERGY SPLIT
Period Ending |  |  |  | ($)
2014-12-01
|  |  | Merged | Pre-Merger | Pre-Merger
|  |  | 01/14-12/14 | Demand | Energy | Non-Firm | Post-Merger
SPECIAL SALES FOR RESALE
| Pacific Pre Merger |  | 12964800 | 12964800
| Post Merger |  | 60863806.75 |  |  |  | 60863806.75
| Utah Pre Merger |  | 0 | 0
| NonFirm Sub Total |  | 0 |  |  | 0
|  |  | -------------------- | -------------------- | -------------------- | -------------------- | --------------------
TOTAL SPECIAL SALES |  |  | 73828606.75 | 12964800 | 0 | 0 | 60863806.75 | 0 | check | 0
Test Year
2014-12-01
PURCHASED POWER & NET INTERCHANGE | [10 empty] | Pre-Merger PPL | 42.63% | 14785516.07
|  | BPA Peak Purchase | 0 | 0 | [6 empty] | Post-Merger PPL | 57.37% | 19894560.74
|  | Pacific Capacity | 0 | 0 | 0 | [5 empty] | Pre-Merger UPL | 0% | 0
|  | Mid Columbia | -148246.81 | -44474.043 | -103772.767 | [5 empty] | Post-Merger UPL | 100% | 0
|  | Misc/Pacific | 270000 | 55987.956 | 214012.044
|  | Q.F. Contracts/PPL | 76897305.96 | 2517906.8512 | 12267609.2146 |  | 62111789.8943 | 17.03% | 82.97% |  | 34680076.8 | QF by State PPL
|  | Small Purchases west | 0 |  | 0 | [5 empty] | 0 | QF PPL Pre Merger
| --------------------------------------------------------- |  | -------------------- | -------------------- | -------------------- | -------------------- | -------------------- |  |  |  | 42217229.16 | QF PPL Post Merger
| Pacific Sub Total |  | 77019059.15 | 2529420.7642 | 12377848.4916 | 0 | 62111789.8943 |  |  |  | 76897305.96
|  | Gemstate | 0 |  | 0 | [5 empty] | 0 | QF by State UPL
|  | GSLM | 0 |  | 0 | [5 empty] | 0 | QF UPL Pre Merger
|  | QF Contracts/UPL | 0 | 0 | 0 |  | 0 | 70% | 30% |  | 0 | QF UPL Post Merger
|  | IPP Layoff | 0 | 0 | 0 | [5 empty] | 0
|  | Small Purchases east | 0 |  | 0
|  | UP&L to PP&L | 0 | 0 | 0
| --------------------------------------------------------- |  | -------------------- | -------------------- | -------------------- | -------------------- | --------------------
| Utah Sub Total |  | 0 | 0 | 0 | 0 | 0
|  | APS Supplemental p27875 | 0 |  |  |  | 0 | Post Merger
|  | Avoided Cost Resource | 0 |  |  |  | 0 | Post Merger
|  | Blanding Purchase p379174 | 0 |  |  |  | 0 | Post Merger
|  | BPA Reserve Purchase | 0 |  |  |  | 0 | Post Merger
|  | Chehalis Station Service | 0 |  |  |  | 0 | Post Merger
|  | Combine Hills Wind p160595 | 4575693.2 |  |  |  | 4575693.2 | Post Merger
|  | Deseret Purchase p194277 | 0 |  |  |  | 0 | Post Merger
|  | Georgia-Pacific Camas | 8005931.22 |  |  |  | 8005931.22 | Post Merger
|  | Hermiston Purchase p99563 | 84152812.78 |  |  |  | 84152812.78 | Post Merger
|  | Hurricane Purchase p393045 | 0 |  |  |  | 0 | Post Merger
|  | Idaho Power p278538 | 0 |  |  |  | 0 | Post Merger
|  | Kennecott Generation Incentive | 0 |  |  |  | 0 | Post Merger
|  | LADWP p491303-4 | 0 |  |  |  | 0 | Post Merger
|  | MagCorp p229846 | 0 |  |  |  | 0 | Post Merger
|  | MagCorp Reserves p510378 | 0 |  |  |  | 0 | Post Merger
|  | Nucor p346856 | 0 |  |  |  | 0 | Post Merger
|  | P4 Production p137215/p145258 | 0 |  |  |  | 0 | Post Merger
|  | Rock River Wind p100371 | 0 |  |  |  | 0 | Post Merger
|  | Roseburg Forest Products p312292 | 0 |  |  |  | 0 | Post Merger
|  | Three Buttes Wind p460457 | 0 |  |  |  | 0 | Post Merger
|  | Top of the World Wind p522807 | 0 |  |  |  | 0 | Post Merger
|  | Tri-State Purchase p27057 | 0 |  |  |  | 0 | Post Merger
|  | West Valley Toll | 0 |  |  |  | 0 | Post Merger
|  | Wolverine Creek Wind p244520 | 0 |  |  |  | 0 | Post Merger
|  | BPA So. Idaho p64885/p83975/p64705 | 0 |  |  |  | 0 | Post Merger
|  | Cargill p483225/s6 p485390/s89 | 0 |  |  |  | 0 | Post Merger
|  | PSCo Exchange p340325 | 0 |  |  |  | 0 | Post Merger
|  | Shell p489963/s489962 | 0 |  |  |  | 0 | Post Merger
Seasonal Purchased Power
|  | Constellation 2013-2016 | 0 |  |  |  | 0 | Post Merger
[8 empty] | 0 | check | 0
|  | Short Term Firm Purchases | 67492994.71 |  |  |  | 67492994.71
| --------------------------------------------------------- |  | -------------------- | -------------------- | -------------------- | -------------------- | --------------------
| New Firm Sub Total |  | 164227431.91 | 0 | 0 | 0 | 164227431.91 |  | check | 0
| Wind Integration Charge |  | 663166.31 |  |  |  | 663166.31
| Non Firm Sub Total |  | 0 |  |  | 0
|  |  | -------------------- | -------------------- | -------------------- | -------------------- | --------------------
TOTAL PURCHASED PW & NET INT. |  |  | 241909657.37 | 2529420.7642 | 12377848.4916 | 0 | 227002388.1143 | 0 | check | 0
WHEELING & U. OF F. EXPENSE | [10 empty] | Pre Mgr PPL | 24999835.9735
[11 empty] | Pre Mgr UPL | 0
| Pacific Firm Wheeling and Use of Facilities |  | 24999835.9735 | 24999835.9735 | [6 empty] | Post Mgr Whl | 83870014.0006
[11 empty] | NF Whl | 0
| Utah Firm Wheeling and Use of Facilities |  | 0 | 0 | [6 empty] | STF | 1038267.15
109908117.124
| Post Merger |  | 84908281.0265 |  |  |  | 84908281.0265 |  |  |  | check | 0
| Nonfirm Wheeling |  | 0 |  |  | 0
|  |  | -------------------- | -------------------- | -------------------- | -------------------- | --------------------
TOTAL WHEELING & U. OF F. EXPENSE |  |  | 109908117 | 24999835.9735 | 0 | 0 | 84908281.0265 | 0 | check | 0
THERMAL FUEL BURN EXPENSE
| Carbon |  | 0 |  |  | 0
| Cholla |  | 0 |  |  | 0
| Colstrip |  | 8051919.59 |  |  | 8051919.59
| Craig |  | 0 |  |  | 0
| Chehalis |  | 50918245.16 |  |  | 50918245.16
| Currant Creek |  | 0 |  |  | 0
| Dave Johnston |  | 0 |  |  | 0
| Gadsby |  | 0 |  |  | 0
| Gadsby CT |  | 0 |  |  | 0
| Hayden |  | 0 |  |  | 0
| Hermiston |  | 46003985.94 |  |  | 46003985.94
| Hunter |  | 0 |  |  | 0
| Huntington |  | 0 |  |  | 0
| Jim Bridger |  | 198244684.54 |  |  | 198244684.54
| Lake Side |  | 0 |  |  | 0
| Little Mountain |  | 0 |  |  | 0
| Naughton - Gas |  | 0 |  |  | 0
| Naughton |  | 0 |  |  | 0
| Wyodak |  | 0 |  |  | 0
|  |  | -------------------- | -------------------- | -------------------- | -------------------- | --------------------
TOTAL FUEL BURN EXPENSE |  |  | 303218835.23 | 0 | 0 | 303218835.23 | 0 | 0 | check | 0
OTHER GENERATION EXPENSE
| Blundell |  | 0 |  |  | 0
|  |  | -------------------- | -------------------- | -------------------- | -------------------- | --------------------
TOTAL OTHER GEN. EXPENSE |  |  | 0 | 0 | 0 | 0 | 0
|  |  | = | = | = | = | =
NET POWER COST |  |  | 581208002.85 | 14564456.7376 | 12377848.4916 | 303218835.23 | 251046862.3908 | 0 | check | 0
|  |  | = | = | = | = | =

## 9.19 - ID Trans Rate
PacifiCorp | [6 empty] | PAGE | 9.19
Washington General Rate Case - June 2012
Net Power Costs - Idaho Wheeling Rates
|  |  |  | TOTAL |  |  | WA
|  | ACCOUNT | TYPE | COMPANY | FACTOR | % | ALLOCATED | REF #
Normalizing Adjustment:
Sales for Resale (Account 447)
| Existing Firm Sales - Pacific | 447NPC | PRO | 0 | CAGW | 22.63% | 0
| Post-Merger Firm Sales | 447NPC | PRO | 0 | CAGW | 22.63% | 0
| Non-Firm Sales | 447NPC | PRO | 0 | CAEW | 22.65% | 0
| Total Sales for Resale |  |  | 0 |  |  | 0 | 9.1.9
Purchased Power (Account 555)
| Existing Firm Demand - Pacific | 555NPC | PRO | 0 | CAGW | 22.63% | 0
| Existing Firm Energy | 555NPC | PRO | 0 | CAEW | 22.65% | 0
| WCA Qualifying Facilities | 555NPC | PRO | 0 | CAGW | 22.63% | 0
| Post-Merger Firm Energy | 555NPC | PRO | 0 | CAGW | 22.63% | 0
| Other Generation Expenses | 555NPC | PRO | 0 | CAGW | 22.63% | 0
| Total Purchased Power |  |  | 0 |  |  | 0 | 9.1.9
Wheeling (Account 565)
| Existing Firm - Pacific | 565NPC | PRO | 0 | CAGW | 22.63% | 0
| Post Merger Firm | 565NPC | PRO | 300000 | CAGW | 22.63% | 67879.4703
| Non Firm | 565NPC | PRO | 0 | CAEW | 22.65% | 0
| Total Wheeling Expense |  |  | 300000 |  |  | 67879.4703 | 9.1.9
Fuel Expense (Accounts 501 and 547)
| Fuel Consumed - Coal | 501NPC | PRO | 0 | CAEW | 22.65% | 0
| Fuel Consumed - Natural Gas | 547NPC | PRO | 0 | CAEW | 22.65% | 0
| Total Fuel and Other Expense |  |  | 0 |  |  | 0 | 9.1.9
| Total Net Power Cost Adjustment - Pro Forma |  |  | 300000 |  |  | 67879.4703
Description of Adjustment
As discussed in Exhibit No.__(GND-7CT) page 6, the Company updated NPC for new Idaho Power wheeling rates to be effective October 1, 2013.

## 9.19.1 - ID Trans Rate
PacifiCorp |  |  |  | Study Results
MERGED PEAK/ENERGY SPLIT
Period Ending |  |  |  | ($)
2014-12-01
|  |  | Merged | Pre-Merger | Pre-Merger
|  |  | 01/14-12/14 | Demand | Energy | Non-Firm | Post-Merger
SPECIAL SALES FOR RESALE
| Pacific Pre Merger |  | 12964800 | 12964800
| Post Merger |  | 60863806.75 |  |  |  | 60863806.75
| Utah Pre Merger |  | 0 | 0
| NonFirm Sub Total |  | 0 |  |  | 0
|  |  | -------------------- | -------------------- | -------------------- | -------------------- | --------------------
TOTAL SPECIAL SALES |  |  | 73828606.75 | 12964800 | 0 | 0 | 60863806.75 | 0 | check | 0
Test Year
2014-12-01
PURCHASED POWER & NET INTERCHANGE | [10 empty] | Pre-Merger PPL | 42.63% | 14785516.07
|  | BPA Peak Purchase | 0 | 0 | [6 empty] | Post-Merger PPL | 57.37% | 19894560.74
|  | Pacific Capacity | 0 | 0 | 0 | [5 empty] | Pre-Merger UPL | 0% | 0
|  | Mid Columbia | -148246.81 | -44474.043 | -103772.767 | [5 empty] | Post-Merger UPL | 100% | 0
|  | Misc/Pacific | 270000 | 55987.956 | 214012.044
|  | Q.F. Contracts/PPL | 76897305.96 | 2517906.8512 | 12267609.2146 |  | 62111789.8943 | 17.03% | 82.97% |  | 34680076.8 | QF by State PPL
|  | Small Purchases west | 0 |  | 0 | [5 empty] | 0 | QF PPL Pre Merger
| --------------------------------------------------------- |  | -------------------- | -------------------- | -------------------- | -------------------- | -------------------- |  |  |  | 42217229.16 | QF PPL Post Merger
| Pacific Sub Total |  | 77019059.15 | 2529420.7642 | 12377848.4916 | 0 | 62111789.8943 |  |  |  | 76897305.96
|  | Gemstate | 0 |  | 0 | [5 empty] | 0 | QF by State UPL
|  | GSLM | 0 |  | 0 | [5 empty] | 0 | QF UPL Pre Merger
|  | QF Contracts/UPL | 0 | 0 | 0 |  | 0 | 70% | 30% |  | 0 | QF UPL Post Merger
|  | IPP Layoff | 0 | 0 | 0 | [5 empty] | 0
|  | Small Purchases east | 0 |  | 0
|  | UP&L to PP&L | 0 | 0 | 0
| --------------------------------------------------------- |  | -------------------- | -------------------- | -------------------- | -------------------- | --------------------
| Utah Sub Total |  | 0 | 0 | 0 | 0 | 0
|  | APS Supplemental p27875 | 0 |  |  |  | 0 | Post Merger
|  | Avoided Cost Resource | 0 |  |  |  | 0 | Post Merger
|  | Blanding Purchase p379174 | 0 |  |  |  | 0 | Post Merger
|  | BPA Reserve Purchase | 0 |  |  |  | 0 | Post Merger
|  | Chehalis Station Service | 0 |  |  |  | 0 | Post Merger
|  | Combine Hills Wind p160595 | 4575693.2 |  |  |  | 4575693.2 | Post Merger
|  | Deseret Purchase p194277 | 0 |  |  |  | 0 | Post Merger
|  | Georgia-Pacific Camas | 8005931.22 |  |  |  | 8005931.22 | Post Merger
|  | Hermiston Purchase p99563 | 84152812.78 |  |  |  | 84152812.78 | Post Merger
|  | Hurricane Purchase p393045 | 0 |  |  |  | 0 | Post Merger
|  | Idaho Power p278538 | 0 |  |  |  | 0 | Post Merger
|  | Kennecott Generation Incentive | 0 |  |  |  | 0 | Post Merger
|  | LADWP p491303-4 | 0 |  |  |  | 0 | Post Merger
|  | MagCorp p229846 | 0 |  |  |  | 0 | Post Merger
|  | MagCorp Reserves p510378 | 0 |  |  |  | 0 | Post Merger
|  | Nucor p346856 | 0 |  |  |  | 0 | Post Merger
|  | P4 Production p137215/p145258 | 0 |  |  |  | 0 | Post Merger
|  | Rock River Wind p100371 | 0 |  |  |  | 0 | Post Merger
|  | Roseburg Forest Products p312292 | 0 |  |  |  | 0 | Post Merger
|  | Three Buttes Wind p460457 | 0 |  |  |  | 0 | Post Merger
|  | Top of the World Wind p522807 | 0 |  |  |  | 0 | Post Merger
|  | Tri-State Purchase p27057 | 0 |  |  |  | 0 | Post Merger
|  | West Valley Toll | 0 |  |  |  | 0 | Post Merger
|  | Wolverine Creek Wind p244520 | 0 |  |  |  | 0 | Post Merger
|  | BPA So. Idaho p64885/p83975/p64705 | 0 |  |  |  | 0 | Post Merger
|  | Cargill p483225/s6 p485390/s89 | 0 |  |  |  | 0 | Post Merger
|  | PSCo Exchange p340325 | 0 |  |  |  | 0 | Post Merger
|  | Shell p489963/s489962 | 0 |  |  |  | 0 | Post Merger
Seasonal Purchased Power
|  | Constellation 2013-2016 | 0 |  |  |  | 0 | Post Merger
[8 empty] | 0 | check | 0
|  | Short Term Firm Purchases | 67492994.71 |  |  |  | 67492994.71
| --------------------------------------------------------- |  | -------------------- | -------------------- | -------------------- | -------------------- | --------------------
| New Firm Sub Total |  | 164227431.91 | 0 | 0 | 0 | 164227431.91 |  | check | 0
| Wind Integration Charge |  | 663166.31 |  |  |  | 663166.31
| Non Firm Sub Total |  | 0 |  |  | 0
|  |  | -------------------- | -------------------- | -------------------- | -------------------- | --------------------
TOTAL PURCHASED PW & NET INT. |  |  | 241909657.37 | 2529420.7642 | 12377848.4916 | 0 | 227002388.1143 | 0 | check | 0
WHEELING & U. OF F. EXPENSE | [10 empty] | Pre Mgr PPL | 24999835.9735
[11 empty] | Pre Mgr UPL | 0
| Pacific Firm Wheeling and Use of Facilities |  | 24999835.9735 | 24999835.9735 | [6 empty] | Post Mgr Whl | 83604574.0006
[11 empty] | NF Whl | 0
| Utah Firm Wheeling and Use of Facilities |  | 0 | 0 | [6 empty] | STF | 1038267.15
109642677.124
| Post Merger |  | 84642841.0265 |  |  |  | 84642841.0265 |  |  |  | check | 0
| Nonfirm Wheeling |  | 0 |  |  | 0
|  |  | -------------------- | -------------------- | -------------------- | -------------------- | --------------------
TOTAL WHEELING & U. OF F. EXPENSE |  |  | 109642677 | 24999835.9735 | 0 | 0 | 84642841.0265 | 0 | check | 0
THERMAL FUEL BURN EXPENSE
| Carbon |  | 0 |  |  | 0
| Cholla |  | 0 |  |  | 0
| Colstrip |  | 8051919.59 |  |  | 8051919.59
| Craig |  | 0 |  |  | 0
| Chehalis |  | 50918245.16 |  |  | 50918245.16
| Currant Creek |  | 0 |  |  | 0
| Dave Johnston |  | 0 |  |  | 0
| Gadsby |  | 0 |  |  | 0
| Gadsby CT |  | 0 |  |  | 0
| Hayden |  | 0 |  |  | 0
| Hermiston |  | 46003985.94 |  |  | 46003985.94
| Hunter |  | 0 |  |  | 0
| Huntington |  | 0 |  |  | 0
| Jim Bridger |  | 198244684.54 |  |  | 198244684.54
| Lake Side |  | 0 |  |  | 0
| Little Mountain |  | 0 |  |  | 0
| Naughton - Gas |  | 0 |  |  | 0
| Naughton |  | 0 |  |  | 0
| Wyodak |  | 0 |  |  | 0
|  |  | -------------------- | -------------------- | -------------------- | -------------------- | --------------------
TOTAL FUEL BURN EXPENSE |  |  | 303218835.23 | 0 | 0 | 303218835.23 | 0 | 0 | check | 0
OTHER GENERATION EXPENSE
| Blundell |  | 0 |  |  | 0
|  |  | -------------------- | -------------------- | -------------------- | -------------------- | --------------------
TOTAL OTHER GEN. EXPENSE |  |  | 0 | 0 | 0 | 0 | 0
|  |  | = | = | = | = | =
NET POWER COST |  |  | 580942562.85 | 14564456.7376 | 12377848.4916 | 303218835.23 | 250781422.3908 | 0 | check | 0
|  |  | = | = | = | = | =

## 9.20 - DPUD
PacifiCorp | [6 empty] | PAGE | 9.20
Washington General Rate Case - June 2012
Net Power Costs - Douglas PUD
|  |  |  | TOTAL |  |  | WA
|  | ACCOUNT | TYPE | COMPANY | FACTOR | % | ALLOCATED | REF #
Normalizing Adjustment:
Sales for Resale (Account 447)
| Existing Firm Sales - Pacific | 447NPC | PRO | 0 | CAGW | 22.63% | 0
| Post-Merger Firm Sales | 447NPC | PRO | 0 | CAGW | 22.63% | 0
| Non-Firm Sales | 447NPC | PRO | 0 | CAEW | 22.65% | 0
| Total Sales for Resale |  |  | 0 |  |  | 0 | 9.1.10
Purchased Power (Account 555)
| Existing Firm Demand - Pacific | 555NPC | PRO | -31655.151 | CAGW | 22.63% | -7162.4496
| Existing Firm Energy | 555NPC | PRO | -73862.019 | CAEW | 22.65% | -16728.3197
| WCA Qualifying Facilities | 555NPC | PRO | 0 | CAGW | 22.63% | 0
| Post-Merger Firm Energy | 555NPC | PRO | 0 | CAGW | 22.63% | 0
| Other Generation Expenses | 555NPC | PRO | 0 | CAGW | 22.63% | 0
| Total Purchased Power |  |  | -105517.17 |  |  | -23890.7693 | 9.1.10
Wheeling (Account 565)
| Existing Firm - Pacific | 565NPC | PRO | 0 | CAGW | 22.63% | 0
| Post Merger Firm | 565NPC | PRO | 0 | CAGW | 22.63% | 0
| Non Firm | 565NPC | PRO | 0 | CAEW | 22.65% | 0
| Total Wheeling Expense |  |  | 0 |  |  | 0 | 9.1.10
Fuel Expense (Accounts 501 and 547)
| Fuel Consumed - Coal | 501NPC | PRO | 0 | CAEW | 22.65% | 0
| Fuel Consumed - Natural Gas | 547NPC | PRO | 0 | CAEW | 22.65% | 0
| Total Fuel and Other Expense |  |  | 0 |  |  | 0 | 9.1.10
| Total Net Power Cost Adjustment - Pro Forma |  |  | -105517.17 |  |  | -23890.7693
Description of Adjustment
As discussed in Exhibit No.__(GND-7CT) page 6, the Company updated Mid-Columbia hydro costs for the Douglas PUD pro forma expenses for the fiscal year starting September 1, 2013.

## 9.20.1 - DPUD
PacifiCorp |  |  |  | Study Results
MERGED PEAK/ENERGY SPLIT
Period Ending |  |  |  | ($)
2014-12-01
|  |  | Merged | Pre-Merger | Pre-Merger
|  |  | 01/14-12/14 | Demand | Energy | Non-Firm | Post-Merger
SPECIAL SALES FOR RESALE
| Pacific Pre Merger |  | 12964800 | 12964800
| Post Merger |  | 60863806.75 |  |  |  | 60863806.75
| Utah Pre Merger |  | 0 | 0
| NonFirm Sub Total |  | 0 |  |  | 0
|  |  | -------------------- | -------------------- | -------------------- | -------------------- | --------------------
TOTAL SPECIAL SALES |  |  | 73828606.75 | 12964800 | 0 | 0 | 60863806.75 | 0 | check | 0
Test Year
2014-12-01
PURCHASED POWER & NET INTERCHANGE | [10 empty] | Pre-Merger PPL | 42.63% | 14785516.07
|  | BPA Peak Purchase | 0 | 0 | [6 empty] | Post-Merger PPL | 57.37% | 19894560.74
|  | Pacific Capacity | 0 | 0 | 0 | [5 empty] | Pre-Merger UPL | 0% | 0
|  | Mid Columbia | -253763.98 | -76129.194 | -177634.786 | [5 empty] | Post-Merger UPL | 100% | 0
|  | Misc/Pacific | 270000 | 55987.956 | 214012.044
|  | Q.F. Contracts/PPL | 76897305.96 | 2517906.8512 | 12267609.2146 |  | 62111789.8943 | 17.03% | 82.97% |  | 34680076.8 | QF by State PPL
|  | Small Purchases west | 0 |  | 0 | [5 empty] | 0 | QF PPL Pre Merger
| --------------------------------------------------------- |  | -------------------- | -------------------- | -------------------- | -------------------- | -------------------- |  |  |  | 42217229.16 | QF PPL Post Merger
| Pacific Sub Total |  | 76913541.98 | 2497765.6132 | 12303986.4726 | 0 | 62111789.8943 |  |  |  | 76897305.96
|  | Gemstate | 0 |  | 0 | [5 empty] | 0 | QF by State UPL
|  | GSLM | 0 |  | 0 | [5 empty] | 0 | QF UPL Pre Merger
|  | QF Contracts/UPL | 0 | 0 | 0 |  | 0 | 70% | 30% |  | 0 | QF UPL Post Merger
|  | IPP Layoff | 0 | 0 | 0 | [5 empty] | 0
|  | Small Purchases east | 0 |  | 0
|  | UP&L to PP&L | 0 | 0 | 0
| --------------------------------------------------------- |  | -------------------- | -------------------- | -------------------- | -------------------- | --------------------
| Utah Sub Total |  | 0 | 0 | 0 | 0 | 0
|  | APS Supplemental p27875 | 0 |  |  |  | 0 | Post Merger
|  | Avoided Cost Resource | 0 |  |  |  | 0 | Post Merger
|  | Blanding Purchase p379174 | 0 |  |  |  | 0 | Post Merger
|  | BPA Reserve Purchase | 0 |  |  |  | 0 | Post Merger
|  | Chehalis Station Service | 0 |  |  |  | 0 | Post Merger
|  | Combine Hills Wind p160595 | 4575693.2 |  |  |  | 4575693.2 | Post Merger
|  | Deseret Purchase p194277 | 0 |  |  |  | 0 | Post Merger
|  | Georgia-Pacific Camas | 8005931.22 |  |  |  | 8005931.22 | Post Merger
|  | Hermiston Purchase p99563 | 84152812.78 |  |  |  | 84152812.78 | Post Merger
|  | Hurricane Purchase p393045 | 0 |  |  |  | 0 | Post Merger
|  | Idaho Power p278538 | 0 |  |  |  | 0 | Post Merger
|  | Kennecott Generation Incentive | 0 |  |  |  | 0 | Post Merger
|  | LADWP p491303-4 | 0 |  |  |  | 0 | Post Merger
|  | MagCorp p229846 | 0 |  |  |  | 0 | Post Merger
|  | MagCorp Reserves p510378 | 0 |  |  |  | 0 | Post Merger
|  | Nucor p346856 | 0 |  |  |  | 0 | Post Merger
|  | P4 Production p137215/p145258 | 0 |  |  |  | 0 | Post Merger
|  | Rock River Wind p100371 | 0 |  |  |  | 0 | Post Merger
|  | Roseburg Forest Products p312292 | 0 |  |  |  | 0 | Post Merger
|  | Three Buttes Wind p460457 | 0 |  |  |  | 0 | Post Merger
|  | Top of the World Wind p522807 | 0 |  |  |  | 0 | Post Merger
|  | Tri-State Purchase p27057 | 0 |  |  |  | 0 | Post Merger
|  | West Valley Toll | 0 |  |  |  | 0 | Post Merger
|  | Wolverine Creek Wind p244520 | 0 |  |  |  | 0 | Post Merger
|  | BPA So. Idaho p64885/p83975/p64705 | 0 |  |  |  | 0 | Post Merger
|  | Cargill p483225/s6 p485390/s89 | 0 |  |  |  | 0 | Post Merger
|  | PSCo Exchange p340325 | 0 |  |  |  | 0 | Post Merger
|  | Shell p489963/s489962 | 0 |  |  |  | 0 | Post Merger
Seasonal Purchased Power
|  | Constellation 2013-2016 | 0 |  |  |  | 0 | Post Merger
[8 empty] | 0 | check | 0
|  | Short Term Firm Purchases | 67492994.71 |  |  |  | 67492994.71
| --------------------------------------------------------- |  | -------------------- | -------------------- | -------------------- | -------------------- | --------------------
| New Firm Sub Total |  | 164227431.91 | 0 | 0 | 0 | 164227431.91 |  | check | 0
| Wind Integration Charge |  | 663166.31 |  |  |  | 663166.31
| Non Firm Sub Total |  | 0 |  |  | 0
|  |  | -------------------- | -------------------- | -------------------- | -------------------- | --------------------
TOTAL PURCHASED PW & NET INT. |  |  | 241804140.2 | 2497765.6132 | 12303986.4726 | 0 | 227002388.1143 | 0 | check | 0
WHEELING & U. OF F. EXPENSE | [10 empty] | Pre Mgr PPL | 24999835.9735
[11 empty] | Pre Mgr UPL | 0
| Pacific Firm Wheeling and Use of Facilities |  | 24999835.9735 | 24999835.9735 | [6 empty] | Post Mgr Whl | 83304574.0006
[11 empty] | NF Whl | 0
| Utah Firm Wheeling and Use of Facilities |  | 0 | 0 | [6 empty] | STF | 1038267.15
109342677.124
| Post Merger |  | 84342841.0265 |  |  |  | 84342841.0265 |  |  |  | check | 0
| Nonfirm Wheeling |  | 0 |  |  | 0
|  |  | -------------------- | -------------------- | -------------------- | -------------------- | --------------------
TOTAL WHEELING & U. OF F. EXPENSE |  |  | 109342677 | 24999835.9735 | 0 | 0 | 84342841.0265 | 0 | check | 0
THERMAL FUEL BURN EXPENSE
| Carbon |  | 0 |  |  | 0
| Cholla |  | 0 |  |  | 0
| Colstrip |  | 8051919.59 |  |  | 8051919.59
| Craig |  | 0 |  |  | 0
| Chehalis |  | 50918245.16 |  |  | 50918245.16
| Currant Creek |  | 0 |  |  | 0
| Dave Johnston |  | 0 |  |  | 0
| Gadsby |  | 0 |  |  | 0
| Gadsby CT |  | 0 |  |  | 0
| Hayden |  | 0 |  |  | 0
| Hermiston |  | 46003985.94 |  |  | 46003985.94
| Hunter |  | 0 |  |  | 0
| Huntington |  | 0 |  |  | 0
| Jim Bridger |  | 198244684.54 |  |  | 198244684.54
| Lake Side |  | 0 |  |  | 0
| Little Mountain |  | 0 |  |  | 0
| Naughton - Gas |  | 0 |  |  | 0
| Naughton |  | 0 |  |  | 0
| Wyodak |  | 0 |  |  | 0
|  |  | -------------------- | -------------------- | -------------------- | -------------------- | --------------------
TOTAL FUEL BURN EXPENSE |  |  | 303218835.23 | 0 | 0 | 303218835.23 | 0 | 0 | check | 0
OTHER GENERATION EXPENSE
| Blundell |  | 0 |  |  | 0
|  |  | -------------------- | -------------------- | -------------------- | -------------------- | --------------------
TOTAL OTHER GEN. EXPENSE |  |  | 0 | 0 | 0 | 0 | 0
|  |  | = | = | = | = | =
NET POWER COST |  |  | 580537045.68 | 14532801.5866 | 12303986.4726 | 303218835.23 | 250481422.3908 | 0 | check | 0
|  |  | = | = | = | = | =

## 9.21 - OFPC
PacifiCorp | [6 empty] | PAGE | 9.21
Washington General Rate Case - June 2012
Net Power Costs - Official Forward Price Curve
|  |  |  | TOTAL |  |  | WA
|  | ACCOUNT | TYPE | COMPANY | FACTOR | % | ALLOCATED | REF #
Normalizing Adjustment:
Sales for Resale (Account 447)
| Existing Firm Sales - Pacific | 447NPC | PRO | 0 | CAGW | 22.63% | 0
| Post-Merger Firm Sales | 447NPC | PRO | -6104103.65 | CAGW | 22.63% | -1381144.4081
| Non-Firm Sales | 447NPC | PRO | 0 | CAEW | 22.65% | 0
| Total Sales for Resale |  |  | -6104103.65 |  |  | -1381144.4081 | 9.1.10
Purchased Power (Account 555)
| Existing Firm Demand - Pacific | 555NPC | PRO | 516964.611 | CAGW | 22.63% | 116970.9465
| Existing Firm Energy | 555NPC | PRO | 1206250.759 | CAEW | 22.65% | 273192.4829
| WCA Qualifying Facilities | 555NPC | PRO | -23135.87 | CAGW | 22.63% | -5234.8353
| Post-Merger Firm Energy | 555NPC | PRO | -5344283.69 | CAGW | 22.63% | -1209223.8201
| Other Generation Expenses | 555NPC | PRO | -2600.65 | CAGW | 22.63% | -588.4358
| Total Purchased Power |  |  | -3646804.84 |  |  | -824883.6618 | 9.1.10
Wheeling (Account 565)
| Existing Firm - Pacific | 565NPC | PRO | 0 | CAGW | 22.63% | 0
| Post Merger Firm | 565NPC | PRO | 0 | CAGW | 22.63% | 0
| Non Firm | 565NPC | PRO | 0 | CAEW | 22.65% | 0
| Total Wheeling Expense |  |  | 0 |  |  | 0 | 9.1.10
Fuel Expense (Accounts 501 and 547)
| Fuel Consumed - Coal | 501NPC | PRO | -2353565.84 | CAEW | 22.65% | -533037.1739
| Fuel Consumed - Natural Gas | 547NPC | PRO | 87594.64 | CAEW | 22.65% | 19838.493
| Total Fuel and Other Expense |  |  | -2265971.2 |  |  | -513198.6809 | 9.1.10
| Total Net Power Cost Adjustment - Pro Forma |  |  | 191327.61 |  |  | 43062.0654
Description of Adjustment
As discussed in Exhibit No.__(GND-7CT) page 5, the Company updated market prices to the Company's June 28, 2013 Official Forward Price Curve.

## 9.21.1 - OFPC
PacifiCorp |  |  |  | Study Results
MERGED PEAK/ENERGY SPLIT
Period Ending |  |  |  | ($)
2014-12-01
|  |  | Merged | Pre-Merger | Pre-Merger
|  |  | 01/14-12/14 | Demand | Energy | Non-Firm | Post-Merger
SPECIAL SALES FOR RESALE
| Pacific Pre Merger |  | 12964800 | 12964800
| Post Merger |  | 54759703.1 |  |  |  | 54759703.1
| Utah Pre Merger |  | 0 | 0
| NonFirm Sub Total |  | 0 |  |  | 0
|  |  | -------------------- | -------------------- | -------------------- | -------------------- | --------------------
TOTAL SPECIAL SALES |  |  | 67724503.1 | 12964800 | 0 | 0 | 54759703.1 | 0 | check | 0
Test Year
2014-12-01
PURCHASED POWER & NET INTERCHANGE | [10 empty] | Pre-Merger PPL | 42.66% | 14785516.07
|  | BPA Peak Purchase | 0 | 0 | [6 empty] | Post-Merger PPL | 57.34% | 19874794.47
|  | Pacific Capacity | 0 | 0 | 0 | [5 empty] | Pre-Merger UPL | 0% | 0
|  | Mid Columbia | 1574968.56 | 472490.568 | 1102477.992 | [5 empty] | Post-Merger UPL | 100% | 0
|  | Misc/Pacific | 270000 | 55987.956 | 214012.044
|  | Q.F. Contracts/PPL | 76874170.09 | 2517906.8512 | 12267609.2146 |  | 62088654.0243 | 17.03% | 82.97% |  | 34660310.53 | QF by State PPL
|  | Small Purchases west | 0 |  | 0 | [5 empty] | 0 | QF PPL Pre Merger
| --------------------------------------------------------- |  | -------------------- | -------------------- | -------------------- | -------------------- | -------------------- |  |  |  | 42213859.56 | QF PPL Post Merger
| Pacific Sub Total |  | 78719138.65 | 3046385.3752 | 13584099.2506 | 0 | 62088654.0243 |  |  |  | 76874170.09
|  | Gemstate | 0 |  | 0 | [5 empty] | 0 | QF by State UPL
|  | GSLM | 0 |  | 0 | [5 empty] | 0 | QF UPL Pre Merger
|  | QF Contracts/UPL | 0 | 0 | 0 |  | 0 | 70% | 30% |  | 0 | QF UPL Post Merger
|  | IPP Layoff | 0 | 0 | 0 | [5 empty] | 0
|  | Small Purchases east | 0 |  | 0
|  | UP&L to PP&L | 0 | 0 | 0
| --------------------------------------------------------- |  | -------------------- | -------------------- | -------------------- | -------------------- | --------------------
| Utah Sub Total |  | 0 | 0 | 0 | 0 | 0
|  | APS Supplemental p27875 | 0 |  |  |  | 0 | Post Merger
|  | Avoided Cost Resource | 0 |  |  |  | 0 | Post Merger
|  | Blanding Purchase p379174 | 0 |  |  |  | 0 | Post Merger
|  | BPA Reserve Purchase | 0 |  |  |  | 0 | Post Merger
|  | Chehalis Station Service | 0 |  |  |  | 0 | Post Merger
|  | Combine Hills Wind p160595 | 4575693.2 |  |  |  | 4575693.2 | Post Merger
|  | Deseret Purchase p194277 | 0 |  |  |  | 0 | Post Merger
|  | Georgia-Pacific Camas | 8005931.22 |  |  |  | 8005931.22 | Post Merger
|  | Hermiston Purchase p99563 | 81737623.68 |  |  |  | 81737623.68 | Post Merger
|  | Hurricane Purchase p393045 | 0 |  |  |  | 0 | Post Merger
|  | Idaho Power p278538 | 0 |  |  |  | 0 | Post Merger
|  | Kennecott Generation Incentive | 0 |  |  |  | 0 | Post Merger
|  | LADWP p491303-4 | 0 |  |  |  | 0 | Post Merger
|  | MagCorp p229846 | 0 |  |  |  | 0 | Post Merger
|  | MagCorp Reserves p510378 | 0 |  |  |  | 0 | Post Merger
|  | Nucor p346856 | 0 |  |  |  | 0 | Post Merger
|  | P4 Production p137215/p145258 | 0 |  |  |  | 0 | Post Merger
|  | Rock River Wind p100371 | 0 |  |  |  | 0 | Post Merger
|  | Roseburg Forest Products p312292 | 0 |  |  |  | 0 | Post Merger
|  | Three Buttes Wind p460457 | 0 |  |  |  | 0 | Post Merger
|  | Top of the World Wind p522807 | 0 |  |  |  | 0 | Post Merger
|  | Tri-State Purchase p27057 | 0 |  |  |  | 0 | Post Merger
|  | West Valley Toll | 0 |  |  |  | 0 | Post Merger
|  | Wolverine Creek Wind p244520 | 0 |  |  |  | 0 | Post Merger
|  | BPA So. Idaho p64885/p83975/p64705 | 0 |  |  |  | 0 | Post Merger
|  | Cargill p483225/s6 p485390/s89 | 0 |  |  |  | 0 | Post Merger
|  | PSCo Exchange p340325 | 0 |  |  |  | 0 | Post Merger
|  | Shell p489963/s489962 | 0 |  |  |  | 0 | Post Merger
Seasonal Purchased Power
|  | Constellation 2013-2016 | 0 |  |  |  | 0 | Post Merger
[8 empty] | 0 | check | 0
|  | Short Term Firm Purchases | 64563900.12 |  |  |  | 64563900.12
| --------------------------------------------------------- |  | -------------------- | -------------------- | -------------------- | -------------------- | --------------------
| New Firm Sub Total |  | 158883148.22 | 0 | 0 | 0 | 158883148.22 |  | check | 0
| Wind Integration Charge |  | 660565.66 |  |  |  | 660565.66
| Non Firm Sub Total |  | 0 |  |  | 0
|  |  | -------------------- | -------------------- | -------------------- | -------------------- | --------------------
TOTAL PURCHASED PW & NET INT. |  |  | 238262852.53 | 3046385.3752 | 13584099.2506 | 0 | 221632367.9043 | 0 | check | 0
WHEELING & U. OF F. EXPENSE | [10 empty] | Pre Mgr PPL | 24999835.9735
[11 empty] | Pre Mgr UPL | 0
| Pacific Firm Wheeling and Use of Facilities |  | 24999835.9735 | 24999835.9735 | [6 empty] | Post Mgr Whl | 83304574.0006
[11 empty] | NF Whl | 0
| Utah Firm Wheeling and Use of Facilities |  | 0 | 0 | [6 empty] | STF | 1038267.15
109342677.124
| Post Merger |  | 84342841.0265 |  |  |  | 84342841.0265 |  |  |  | check | 0
| Nonfirm Wheeling |  | 0 |  |  | 0
|  |  | -------------------- | -------------------- | -------------------- | -------------------- | --------------------
TOTAL WHEELING & U. OF F. EXPENSE |  |  | 109342677 | 24999835.9735 | 0 | 0 | 84342841.0265 | 0 | check | 0
THERMAL FUEL BURN EXPENSE
| Carbon |  | 0 |  |  | 0
| Cholla |  | 0 |  |  | 0
| Colstrip |  | 7998996.73 |  |  | 7998996.73
| Craig |  | 0 |  |  | 0
| Chehalis |  | 53394140.89 |  |  | 53394140.89
| Currant Creek |  | 0 |  |  | 0
| Dave Johnston |  | 0 |  |  | 0
| Gadsby |  | 0 |  |  | 0
| Gadsby CT |  | 0 |  |  | 0
| Hayden |  | 0 |  |  | 0
| Hermiston |  | 43615684.85 |  |  | 43615684.85
| Hunter |  | 0 |  |  | 0
| Huntington |  | 0 |  |  | 0
| Jim Bridger |  | 195944041.56 |  |  | 195944041.56
| Lake Side |  | 0 |  |  | 0
| Little Mountain |  | 0 |  |  | 0
| Naughton - Gas |  | 0 |  |  | 0
| Naughton |  | 0 |  |  | 0
| Wyodak |  | 0 |  |  | 0
|  |  | -------------------- | -------------------- | -------------------- | -------------------- | --------------------
TOTAL FUEL BURN EXPENSE |  |  | 300952864.03 | 0 | 0 | 300952864.03 | 0 | 0 | check | 0
OTHER GENERATION EXPENSE
| Blundell |  | 0 |  |  | 0
|  |  | -------------------- | -------------------- | -------------------- | -------------------- | --------------------
TOTAL OTHER GEN. EXPENSE |  |  | 0 | 0 | 0 | 0 | 0
|  |  | = | = | = | = | =
NET POWER COST |  |  | 580833890.46 | 15081421.3486 | 13584099.2506 | 300952864.03 | 251215505.8308 | 0 | check | 0
|  |  | = | = | = | = | =

## 9.22 - BPA RoD
PacifiCorp | [6 empty] | PAGE | 9.22
Washington General Rate Case - June 2012
Net Power Costs - BPA Record of Decision
|  |  |  | TOTAL |  |  | WA
|  | ACCOUNT | TYPE | COMPANY | FACTOR | % | ALLOCATED | REF #
Normalizing Adjustment:
Sales for Resale (Account 447)
| Existing Firm Sales - Pacific | 447NPC | PRO | 0 | CAGW | 22.63% | 0
| Post-Merger Firm Sales | 447NPC | PRO | 0 | CAGW | 22.63% | 0
| Non-Firm Sales | 447NPC | PRO | 0 | CAEW | 22.65% | 0
| Total Sales for Resale |  |  | 0 |  |  | 0 | 9.1.11
Purchased Power (Account 555)
| Existing Firm Demand - Pacific | 555NPC | PRO | 0 | CAGW | 22.63% | 0
| Existing Firm Energy | 555NPC | PRO | 0 | CAEW | 22.65% | 0
| WCA Qualifying Facilities | 555NPC | PRO | 0 | CAGW | 22.63% | 0
| Post-Merger Firm Energy | 555NPC | PRO | 0 | CAGW | 22.63% | 0
| Other Generation Expenses | 555NPC | PRO | 0 | CAGW | 22.63% | 0
| Total Purchased Power |  |  | 0 |  |  | 0 | 9.1.11
Wheeling (Account 565)
| Existing Firm - Pacific | 565NPC | PRO | -568119.5638 | CAGW | 22.63% | -128545.5169
| Post Merger Firm | 565NPC | PRO | -1367489.4362 | CAGW | 22.63% | -309414.8619
| Non Firm | 565NPC | PRO | 0 | CAEW | 22.65% | 0
| Total Wheeling Expense |  |  | -1935609 |  |  | -437960.3788 | 9.1.11
Fuel Expense (Accounts 501 and 547)
| Fuel Consumed - Coal | 501NPC | PRO | 0 | CAEW | 22.65% | 0
| Fuel Consumed - Natural Gas | 547NPC | PRO | 0 | CAEW | 22.65% | 0
| Total Fuel and Other Expense |  |  | 0 |  |  | 0 | 9.1.11
| Total Net Power Cost Adjustment - Pro Forma |  |  | -1935609 |  |  | -437960.3788
Description of Adjustment
As discussed in Exhibit No.__(GND-7CT) page 6, the Company updated NPC for updated the Bonneville Power Administration's (BPA) transmission rates based on BPA's July 24, 2013 Record of Decision.

## 9.22.1 - BPA RoD
PacifiCorp |  |  |  | Study Results
MERGED PEAK/ENERGY SPLIT
Period Ending |  |  |  | ($)
2014-12-01
|  |  | Merged | Pre-Merger | Pre-Merger
|  |  | 01/14-12/14 | Demand | Energy | Non-Firm | Post-Merger
SPECIAL SALES FOR RESALE
| Pacific Pre Merger |  | 12964800 | 12964800
| Post Merger |  | 60863806.75 |  |  |  | 60863806.75
| Utah Pre Merger |  | 0 | 0
| NonFirm Sub Total |  | 0 |  |  | 0
|  |  | -------------------- | -------------------- | -------------------- | -------------------- | --------------------
TOTAL SPECIAL SALES |  |  | 73828606.75 | 12964800 | 0 | 0 | 60863806.75 | 0 | check | 0
Test Year
2014-12-01
PURCHASED POWER & NET INTERCHANGE | [10 empty] | Pre-Merger PPL | 42.63% | 14785516.07
|  | BPA Peak Purchase | 0 | 0 | [6 empty] | Post-Merger PPL | 57.37% | 19894560.74
|  | Pacific Capacity | 0 | 0 | 0 | [5 empty] | Pre-Merger UPL | 0% | 0
|  | Mid Columbia | -148246.81 | -44474.043 | -103772.767 | [5 empty] | Post-Merger UPL | 100% | 0
|  | Misc/Pacific | 270000 | 55987.956 | 214012.044
|  | Q.F. Contracts/PPL | 76897305.96 | 2517906.8512 | 12267609.2146 |  | 62111789.8943 | 17.03% | 82.97% |  | 34680076.8 | QF by State PPL
|  | Small Purchases west | 0 |  | 0 | [5 empty] | 0 | QF PPL Pre Merger
| --------------------------------------------------------- |  | -------------------- | -------------------- | -------------------- | -------------------- | -------------------- |  |  |  | 42217229.16 | QF PPL Post Merger
| Pacific Sub Total |  | 77019059.15 | 2529420.7642 | 12377848.4916 | 0 | 62111789.8943 |  |  |  | 76897305.96
|  | Gemstate | 0 |  | 0 | [5 empty] | 0 | QF by State UPL
|  | GSLM | 0 |  | 0 | [5 empty] | 0 | QF UPL Pre Merger
|  | QF Contracts/UPL | 0 | 0 | 0 |  | 0 | 70% | 30% |  | 0 | QF UPL Post Merger
|  | IPP Layoff | 0 | 0 | 0 | [5 empty] | 0
|  | Small Purchases east | 0 |  | 0
|  | UP&L to PP&L | 0 | 0 | 0
| --------------------------------------------------------- |  | -------------------- | -------------------- | -------------------- | -------------------- | --------------------
| Utah Sub Total |  | 0 | 0 | 0 | 0 | 0
|  | APS Supplemental p27875 | 0 |  |  |  | 0 | Post Merger
|  | Avoided Cost Resource | 0 |  |  |  | 0 | Post Merger
|  | Blanding Purchase p379174 | 0 |  |  |  | 0 | Post Merger
|  | BPA Reserve Purchase | 0 |  |  |  | 0 | Post Merger
|  | Chehalis Station Service | 0 |  |  |  | 0 | Post Merger
|  | Combine Hills Wind p160595 | 4575693.2 |  |  |  | 4575693.2 | Post Merger
|  | Deseret Purchase p194277 | 0 |  |  |  | 0 | Post Merger
|  | Georgia-Pacific Camas | 8005931.22 |  |  |  | 8005931.22 | Post Merger
|  | Hermiston Purchase p99563 | 84152812.78 |  |  |  | 84152812.78 | Post Merger
|  | Hurricane Purchase p393045 | 0 |  |  |  | 0 | Post Merger
|  | Idaho Power p278538 | 0 |  |  |  | 0 | Post Merger
|  | Kennecott Generation Incentive | 0 |  |  |  | 0 | Post Merger
|  | LADWP p491303-4 | 0 |  |  |  | 0 | Post Merger
|  | MagCorp p229846 | 0 |  |  |  | 0 | Post Merger
|  | MagCorp Reserves p510378 | 0 |  |  |  | 0 | Post Merger
|  | Nucor p346856 | 0 |  |  |  | 0 | Post Merger
|  | P4 Production p137215/p145258 | 0 |  |  |  | 0 | Post Merger
|  | Rock River Wind p100371 | 0 |  |  |  | 0 | Post Merger
|  | Roseburg Forest Products p312292 | 0 |  |  |  | 0 | Post Merger
|  | Three Buttes Wind p460457 | 0 |  |  |  | 0 | Post Merger
|  | Top of the World Wind p522807 | 0 |  |  |  | 0 | Post Merger
|  | Tri-State Purchase p27057 | 0 |  |  |  | 0 | Post Merger
|  | West Valley Toll | 0 |  |  |  | 0 | Post Merger
|  | Wolverine Creek Wind p244520 | 0 |  |  |  | 0 | Post Merger
|  | BPA So. Idaho p64885/p83975/p64705 | 0 |  |  |  | 0 | Post Merger
|  | Cargill p483225/s6 p485390/s89 | 0 |  |  |  | 0 | Post Merger
|  | PSCo Exchange p340325 | 0 |  |  |  | 0 | Post Merger
|  | Shell p489963/s489962 | 0 |  |  |  | 0 | Post Merger
Seasonal Purchased Power
|  | Constellation 2013-2016 | 0 |  |  |  | 0 | Post Merger
[8 empty] | 0 | check | 0
|  | Short Term Firm Purchases | 67492994.71 |  |  |  | 67492994.71
| --------------------------------------------------------- |  | -------------------- | -------------------- | -------------------- | -------------------- | --------------------
| New Firm Sub Total |  | 164227431.91 | 0 | 0 | 0 | 164227431.91 |  | check | 0
| Wind Integration Charge |  | 663166.31 |  |  |  | 663166.31
| Non Firm Sub Total |  | 0 |  |  | 0
|  |  | -------------------- | -------------------- | -------------------- | -------------------- | --------------------
TOTAL PURCHASED PW & NET INT. |  |  | 241909657.37 | 2529420.7642 | 12377848.4916 | 0 | 227002388.1143 | 0 | check | 0
WHEELING & U. OF F. EXPENSE | [10 empty] | Pre Mgr PPL | 24431716.4097
[11 empty] | Pre Mgr UPL | 0
| Pacific Firm Wheeling and Use of Facilities |  | 24431716.4097 | 24431716.4097 | [6 empty] | Post Mgr Whl | 81972246.2205
[11 empty] | NF Whl | 0
| Utah Firm Wheeling and Use of Facilities |  | 0 | 0 | [6 empty] | STF | 1003105.8
107407068.4302
| Post Merger |  | 82975351.5903 |  |  |  | 82975351.5903 |  |  |  | check | 0
| Nonfirm Wheeling |  | 0 |  |  | 0
|  |  | -------------------- | -------------------- | -------------------- | -------------------- | --------------------
TOTAL WHEELING & U. OF F. EXPENSE |  |  | 107407068 | 24431716.4097 | 0 | 0 | 82975351.5903 | 0 | check | 0
THERMAL FUEL BURN EXPENSE
| Carbon |  | 0 |  |  | 0
| Cholla |  | 0 |  |  | 0
| Colstrip |  | 8051919.59 |  |  | 8051919.59
| Craig |  | 0 |  |  | 0
| Chehalis |  | 50918245.16 |  |  | 50918245.16
| Currant Creek |  | 0 |  |  | 0
| Dave Johnston |  | 0 |  |  | 0
| Gadsby |  | 0 |  |  | 0
| Gadsby CT |  | 0 |  |  | 0
| Hayden |  | 0 |  |  | 0
| Hermiston |  | 46003985.94 |  |  | 46003985.94
| Hunter |  | 0 |  |  | 0
| Huntington |  | 0 |  |  | 0
| Jim Bridger |  | 198244684.54 |  |  | 198244684.54
| Lake Side |  | 0 |  |  | 0
| Little Mountain |  | 0 |  |  | 0
| Naughton - Gas |  | 0 |  |  | 0
| Naughton |  | 0 |  |  | 0
| Wyodak |  | 0 |  |  | 0
|  |  | -------------------- | -------------------- | -------------------- | -------------------- | --------------------
TOTAL FUEL BURN EXPENSE |  |  | 303218835.23 | 0 | 0 | 303218835.23 | 0 | 0 | check | 0
OTHER GENERATION EXPENSE
| Blundell |  | 0 |  |  | 0
|  |  | -------------------- | -------------------- | -------------------- | -------------------- | --------------------
TOTAL OTHER GEN. EXPENSE |  |  | 0 | 0 | 0 | 0 | 0
|  |  | = | = | = | = | =
NET POWER COST |  |  | 578706953.85 | 13996337.1739 | 12377848.4916 | 303218835.23 | 249113932.9546 | 0 | check | 0
|  |  | = | = | = | = | =

## 9.23 - Coal Cost
PacifiCorp | [6 empty] | PAGE | 9.23
Washington General Rate Case - June 2012
Net Power Costs - Coal Costs
|  |  |  | TOTAL |  |  | WA
|  | ACCOUNT | TYPE | COMPANY | FACTOR | % | ALLOCATED | REF #
Normalizing Adjustment:
Sales for Resale (Account 447)
| Existing Firm Sales - Pacific | 447NPC | PRO | 0 | CAGW | 22.63% | 0
| Post-Merger Firm Sales | 447NPC | PRO | 0 | CAGW | 22.63% | 0
| Non-Firm Sales | 447NPC | PRO | 0 | CAEW | 22.65% | 0
| Total Sales for Resale |  |  | 0 |  |  | 0 | 9.1.11
Purchased Power (Account 555)
| Existing Firm Demand - Pacific | 555NPC | PRO | 0 | CAGW | 22.63% | 0
| Existing Firm Energy | 555NPC | PRO | 0 | CAEW | 22.65% | 0
| WCA Qualifying Facilities | 555NPC | PRO | 0 | CAGW | 22.63% | 0
| Post-Merger Firm Energy | 555NPC | PRO | 0 | CAGW | 22.63% | 0
| Other Generation Expenses | 555NPC | PRO | 0 | CAGW | 22.63% | 0
| Total Purchased Power |  |  | 0 |  |  | 0 | 9.1.11
Wheeling (Account 565)
| Existing Firm - Pacific | 565NPC | PRO | 0 | CAGW | 22.63% | 0
| Post Merger Firm | 565NPC | PRO | 0 | CAGW | 22.63% | 0
| Non Firm | 565NPC | PRO | 0 | CAEW | 22.65% | 0
| Total Wheeling Expense |  |  | 0 |  |  | 0 | 9.1.11
Fuel Expense (Accounts 501 and 547)
| Fuel Consumed - Coal | 501NPC | PRO | 186385.2 | CAEW | 22.65% | 42212.6454
| Fuel Consumed - Natural Gas | 547NPC | PRO | 0 | CAEW | 22.65% | 0
| Total Fuel and Other Expense |  |  | 186385.2 |  |  | 42212.6454 | 9.1.11
| Total Net Power Cost Adjustment - Pro Forma |  |  | 186385.2 |  |  | 42212.6454
Description of Adjustment
As discussed in Exhibit No.__(GND-7CT) page 6, the Company updated coal costs to reflect changes in contractual costs and fuel volume for the calendar year 2014.

## 9.23.1 - Coal Cost
PacifiCorp |  |  |  | Study Results
MERGED PEAK/ENERGY SPLIT
Period Ending |  |  |  | ($)
2014-12-01
|  |  | Merged | Pre-Merger | Pre-Merger
|  |  | 01/14-12/14 | Demand | Energy | Non-Firm | Post-Merger
SPECIAL SALES FOR RESALE |  |  | .
| Pacific Pre Merger |  | 12964800 | 12964800
| Post Merger |  | 60863806.75 |  |  |  | 60863806.75
| Utah Pre Merger |  | 0 | 0
| NonFirm Sub Total |  | 0 |  |  | 0
|  |  | -------------------- | -------------------- | -------------------- | -------------------- | --------------------
TOTAL SPECIAL SALES |  |  | 73828606.75 | 12964800 | 0 | 0 | 60863806.75 | 0 | check | 0
Test Year
2014-12-01
PURCHASED POWER & NET INTERCHANGE | [10 empty] | Pre-Merger PPL | 42.63% | 14785516.07
|  | BPA Peak Purchase | 0 | 0 | [6 empty] | Post-Merger PPL | 57.37% | 19894560.74
|  | Pacific Capacity | 0 | 0 | 0 | [5 empty] | Pre-Merger UPL | 0% | 0
|  | Mid Columbia | -148246.81 | -44474.043 | -103772.767 | [5 empty] | Post-Merger UPL | 100% | 0
|  | Misc/Pacific | 270000 | 55987.956 | 214012.044
|  | Q.F. Contracts/PPL | 76897305.96 | 2517906.8512 | 12267609.2146 |  | 62111789.8943 | 17.03% | 82.97% |  | 34680076.8 | QF by State PPL
|  | Small Purchases west | 0 |  | 0 | [5 empty] | 0 | QF PPL Pre Merger
| --------------------------------------------------------- |  | -------------------- | -------------------- | -------------------- | -------------------- | -------------------- |  |  |  | 42217229.16 | QF PPL Post Merger
| Pacific Sub Total |  | 77019059.15 | 2529420.7642 | 12377848.4916 | 0 | 62111789.8943 |  |  |  | 76897305.96
|  | Gemstate | 0 |  | 0 | [5 empty] | 0 | QF by State UPL
|  | GSLM | 0 |  | 0 | [5 empty] | 0 | QF UPL Pre Merger
|  | QF Contracts/UPL | 0 | 0 | 0 |  | 0 | 70% | 30% |  | 0 | QF UPL Post Merger
|  | IPP Layoff | 0 | 0 | 0 | [5 empty] | 0
|  | Small Purchases east | 0 |  | 0
|  | UP&L to PP&L | 0 | 0 | 0
| --------------------------------------------------------- |  | -------------------- | -------------------- | -------------------- | -------------------- | --------------------
| Utah Sub Total |  | 0 | 0 | 0 | 0 | 0
|  | APS Supplemental p27875 | 0 |  |  |  | 0 | Post Merger
|  | Avoided Cost Resource | 0 |  |  |  | 0 | Post Merger
|  | Blanding Purchase p379174 | 0 |  |  |  | 0 | Post Merger
|  | BPA Reserve Purchase | 0 |  |  |  | 0 | Post Merger
|  | Chehalis Station Service | . |  |  |  | . | Post Merger
|  | Combine Hills Wind p160595 | 4575693.2 |  |  |  | 4575693.2 | Post Merger
|  | Deseret Purchase p194277 | 0 |  |  |  | 0 | Post Merger
|  | Georgia-Pacific Camas | 8005931.22 |  |  |  | 8005931.22 | Post Merger
|  | Hermiston Purchase p99563 | 84152812.78 |  |  |  | 84152812.78 | Post Merger
|  | Hurricane Purchase p393045 | 0 |  |  |  | 0 | Post Merger
|  | Idaho Power p278538 | 0 |  |  |  | 0 | Post Merger
|  | Kennecott Generation Incentive | 0 |  |  |  | 0 | Post Merger
|  | LADWP p491303-4 | 0 |  |  |  | 0 | Post Merger
|  | MagCorp p229846 | 0 |  |  |  | 0 | Post Merger
|  | MagCorp Reserves p510378 | 0 |  |  |  | 0 | Post Merger
|  | Nucor p346856 | 0 |  |  |  | 0 | Post Merger
|  | P4 Production p137215/p145258 | 0 |  |  |  | 0 | Post Merger
|  | Rock River Wind p100371 | 0 |  |  |  | 0 | Post Merger
|  | Roseburg Forest Products p312292 | 0 |  |  |  | 0 | Post Merger
|  | Three Buttes Wind p460457 | 0 |  |  |  | 0 | Post Merger
|  | Top of the World Wind p522807 | 0 |  |  |  | 0 | Post Merger
|  | Tri-State Purchase p27057 | 0 |  |  |  | 0 | Post Merger
|  | West Valley Toll | 0 |  |  |  | 0 | Post Merger
|  | Wolverine Creek Wind p244520 | 0 |  |  |  | 0 | Post Merger
|  | BPA So. Idaho p64885/p83975/p64705 | 0 |  |  |  | 0 | Post Merger
|  | Cargill p483225/s6 p485390/s89 | 0 |  |  |  | 0 | Post Merger
|  | PSCo Exchange p340325 | 0 |  |  |  | 0 | Post Merger
|  | Shell p489963/s489962 | 0 |  |  |  | 0 | Post Merger
Seasonal Purchased Power
|  | Constellation 2013-2016 | 0 |  |  |  | 0 | Post Merger
[8 empty] | 0 | check | 0
|  | Short Term Firm Purchases | 67492994.71 |  |  |  | 67492994.71
| --------------------------------------------------------- |  | -------------------- | -------------------- | -------------------- | -------------------- | --------------------
| New Firm Sub Total |  | 164227431.91 | 0 | 0 | 0 | 164227431.91 |  | check | 0
| Wind Integration Charge |  | 663166.31 |  |  |  | 663166.31
| Non Firm Sub Total |  | 0 |  |  | 0
|  |  | -------------------- | -------------------- | -------------------- | -------------------- | --------------------
TOTAL PURCHASED PW & NET INT. |  |  | 241909657.37 | 2529420.7642 | 12377848.4916 | 0 | 227002388.1143 | 0 | check | 0
WHEELING & U. OF F. EXPENSE | [10 empty] | Pre Mgr PPL | 24999835.9735
[11 empty] | Pre Mgr UPL | 0
| Pacific Firm Wheeling and Use of Facilities |  | 24999835.9735 | 24999835.9735 | [6 empty] | Post Mgr Whl | 83304574.0006
[11 empty] | NF Whl | 0
| Utah Firm Wheeling and Use of Facilities |  | 0 | 0 | [6 empty] | STF | 1038267.15
109342677.124
| Post Merger |  | 84342841.0265 |  |  |  | 84342841.0265 |  |  |  | check | 0
| Nonfirm Wheeling |  | 0 |  |  | 0
|  |  | -------------------- | -------------------- | -------------------- | -------------------- | --------------------
TOTAL WHEELING & U. OF F. EXPENSE |  |  | 109342677 | 24999835.9735 | 0 | 0 | 84342841.0265 | 0 | check | 0
THERMAL FUEL BURN EXPENSE
| Carbon |  | 0 |  |  | 0
| Cholla |  | 0 |  |  | 0
| Colstrip |  | 7897693.01 |  |  | 7897693.01
| Craig |  | 0 |  |  | 0
| Chehalis |  | 50918245.16 |  |  | 50918245.16
| Currant Creek |  | 0 |  |  | 0
| Dave Johnston |  | 0 |  |  | 0
| Gadsby |  | 0 |  |  | 0
| Gadsby CT |  | 0 |  |  | 0
| Hayden |  | 0 |  |  | 0
| Hermiston |  | 46003985.94 |  |  | 46003985.94
| Hunter |  | 0 |  |  | 0
| Huntington |  | 0 |  |  | 0
| Jim Bridger |  | 198585296.32 |  |  | 198585296.32
| Lake Side |  | 0 |  |  | 0
| Little Mountain |  | 0 |  |  | 0
| Naughton - Gas |  | 0 |  |  | 0
| Naughton |  | 0 |  |  | 0
| Wyodak |  | 0 |  |  | 0
|  |  | -------------------- | -------------------- | -------------------- | -------------------- | --------------------
TOTAL FUEL BURN EXPENSE |  |  | 303405220.43 | 0 | 0 | 303405220.43 | 0 | 0 | check | 0
OTHER GENERATION EXPENSE
| Blundell |  | 0 |  |  | 0
|  |  | -------------------- | -------------------- | -------------------- | -------------------- | --------------------
TOTAL OTHER GEN. EXPENSE |  |  | 0 | 0 | 0 | 0 | 0
|  |  | = | = | = | = | =
NET POWER COST |  |  | 580828948.05 | 14564456.7376 | 12377848.4916 | 303405220.43 | 250481422.3908 | 0 | check | 0
|  |  | = | = | = | = | =

## 9.24 - P50 Wind
PacifiCorp | [6 empty] | PAGE | 9.24
Washington General Rate Case - June 2012
Net Power Costs - P50 Wind
|  |  |  | TOTAL |  |  | WA
|  | ACCOUNT | TYPE | COMPANY | FACTOR | % | ALLOCATED | REF #
Normalizing Adjustment:
Sales for Resale (Account 447)
| Existing Firm Sales - Pacific | 447NPC | PRO | 0 | CAGW | 22.63% | 0
| Post-Merger Firm Sales | 447NPC | PRO | 1350586.62 | CAGW | 22.63% | 305590.3479
| Non-Firm Sales | 447NPC | PRO | 0 | CAEW | 22.65% | 0
| Total Sales for Resale |  |  | 1350586.62 |  |  | 305590.3479 | 9.1.12
Purchased Power (Account 555)
| Existing Firm Demand - Pacific | 555NPC | PRO | 0 | CAGW | 22.63% | 0
| Existing Firm Energy | 555NPC | PRO | 0 | CAEW | 22.65% | 0
| WCA Qualifying Facilities | 555NPC | PRO | 692225.08 | CAGW | 22.63% | 156626.2392
| Post-Merger Firm Energy | 555NPC | PRO | -3226057.66 | CAGW | 22.63% | -729943.6171
| Other Generation Expenses | 555NPC | PRO | 56296.27 | CAGW | 22.63% | 12737.87
| Total Purchased Power |  |  | -2477536.31 |  |  | -560579.5079 | 9.1.12
Wheeling (Account 565)
| Existing Firm - Pacific | 565NPC | PRO | 0 | CAGW | 22.63% | 0
| Post Merger Firm | 565NPC | PRO | 0 | CAGW | 22.63% | 0
| Non Firm | 565NPC | PRO | 0 | CAEW | 22.65% | 0
| Total Wheeling Expense |  |  | 0 |  |  | 0 | 9.1.12
Fuel Expense (Accounts 501 and 547)
| Fuel Consumed - Coal | 501NPC | PRO | -426969.7 | CAEW | 22.65% | -96700.3847
| Fuel Consumed - Natural Gas | 547NPC | PRO | -164153.27 | CAEW | 22.65% | -37177.543
| Total Fuel and Other Expense |  |  | -591122.97 |  |  | -133877.9277 | 9.1.12
| Total Net Power Cost Adjustment - Pro Forma |  |  | -4419245.9 |  |  | -1000047.7835
Description of Adjustment
As discussed in Exhibit No.__(GND-7CT) pages 10 through 11, the Company based wind generation in the test period on the P50 forecast used in prior periods rather than the 48 month average reflected in the Company's direct filing.

## 9.24.1 - P50 Wind
PacifiCorp |  |  |  | Study Results
MERGED PEAK/ENERGY SPLIT
Period Ending |  |  |  | ($)
2014-12-01
|  |  | Merged | Pre-Merger | Pre-Merger
|  |  | 01/14-12/14 | Demand | Energy | Non-Firm | Post-Merger
SPECIAL SALES FOR RESALE
| Pacific Pre Merger |  | 12964800 | 12964800
| Post Merger |  | 62214393.37 |  |  |  | 62214393.37
| Utah Pre Merger |  | 0 | 0
| NonFirm Sub Total |  | 0 |  |  | 0
|  |  | -------------------- | -------------------- | -------------------- | -------------------- | --------------------
TOTAL SPECIAL SALES |  |  | 75179193.37 | 12964800 | 0 | 0 | 62214393.37 | 0 | check | 0
Test Year
2014-12-01
PURCHASED POWER & NET INTERCHANGE | [10 empty] | Pre-Merger PPL | 42.63% | 14785516.07
|  | BPA Peak Purchase | 0 | 0 | [6 empty] | Post-Merger PPL | 57.37% | 19894560.74
|  | Pacific Capacity | 0 | 0 | 0 | [5 empty] | Pre-Merger UPL | 0% | 0
|  | Mid Columbia | -148246.81 | -44474.043 | -103772.767 | [5 empty] | Post-Merger UPL | 100% | 0
|  | Misc/Pacific | 270000 | 55987.956 | 214012.044
|  | Q.F. Contracts/PPL | 77589531.04 | 2517906.8512 | 12267609.2146 |  | 62804014.9743 | 17.03% | 82.97% |  | 34680076.8 | QF by State PPL
|  | Small Purchases west | 0 |  | 0 | [5 empty] | 0 | QF PPL Pre Merger
| --------------------------------------------------------- |  | -------------------- | -------------------- | -------------------- | -------------------- | -------------------- |  |  |  | 42909454.24 | QF PPL Post Merger
| Pacific Sub Total |  | 77711284.23 | 2529420.7642 | 12377848.4916 | 0 | 62804014.9743 |  |  |  | 77589531.04
|  | APS Supplemental p27875 | 0 |  |  |  | 0 | Post Merger
|  | Avoided Cost Resource | 0 |  |  |  | 0 | Post Merger
|  | Blanding Purchase p379174 | 0 |  |  |  | 0 | Post Merger
|  | BPA Reserve Purchase | 0 |  |  |  | 0 | Post Merger
|  | Chehalis Station Service | 0 |  |  |  | 0 | Post Merger
|  | Combine Hills Wind p160595 | 4721023.51 |  |  |  | 4721023.51 | Post Merger
|  | Deseret Purchase p194277 | 0 |  |  |  | 0 | Post Merger
|  | Georgia-Pacific Camas | 8005931.22 |  |  |  | 8005931.22 | Post Merger
|  | Hermiston Purchase p99563 | 84065376.99 |  |  |  | 84065376.99 | Post Merger
|  | Hurricane Purchase p393045 | 0 |  |  |  | 0 | Post Merger
|  | Idaho Power p278538 | 0 |  |  |  | 0 | Post Merger
|  | Kennecott Generation Incentive | 0 |  |  |  | 0 | Post Merger
|  | LADWP p491303-4 | 0 |  |  |  | 0 | Post Merger
|  | MagCorp p229846 | 0 |  |  |  | 0 | Post Merger
|  | MagCorp Reserves p510378 | 0 |  |  |  | 0 | Post Merger
|  | Nucor p346856 | 0 |  |  |  | 0 | Post Merger
|  | P4 Production p137215/p145258 | 0 |  |  |  | 0 | Post Merger
|  | Rock River Wind p100371 | 0 |  |  |  | 0 | Post Merger
|  | Roseburg Forest Products p312292 | 0 |  |  |  | 0 | Post Merger
|  | Three Buttes Wind p460457 | 0 |  |  |  | 0 | Post Merger
|  | Top of the World Wind p522807 | 0 |  |  |  | 0 | Post Merger
|  | Tri-State Purchase p27057 | 0 |  |  |  | 0 | Post Merger
|  | West Valley Toll | 0 |  |  |  | 0 | Post Merger
|  | Wolverine Creek Wind p244520 | 0 |  |  |  | 0 | Post Merger
|  | BPA So. Idaho p64885/p83975/p64705 | 0 |  |  |  | 0 | Post Merger
|  | Cargill p483225/s6 p485390/s89 | 0 |  |  |  | 0 | Post Merger
|  | PSCo Exchange p340325 | 0 |  |  |  | 0 | Post Merger
|  | Shell p489963/s489962 | 0 |  |  |  | 0 | Post Merger
Seasonal Purchased Power
|  | Constellation 2013-2016 | 0 |  |  |  | 0 | Post Merger
[8 empty] | 0 | check | 0
|  | Short Term Firm Purchases | 64209042.53 |  |  |  | 64209042.53
| --------------------------------------------------------- |  | -------------------- | -------------------- | -------------------- | -------------------- | --------------------
| New Firm Sub Total |  | 161001374.25 | 0 | 0 | 0 | 161001374.25 |  | check | 0
| Wind Integration Charge |  | 719462.58 |  |  |  | 719462.58
| Non Firm Sub Total |  | 0 |  |  | 0
|  |  | -------------------- | -------------------- | -------------------- | -------------------- | --------------------
TOTAL PURCHASED PW & NET INT. |  |  | 239432121.06 | 2529420.7642 | 12377848.4916 | 0 | 224524851.8043 | 0 | check | 0
WHEELING & U. OF F. EXPENSE | [10 empty] | Pre Mgr PPL | 24999835.9735
[11 empty] | Pre Mgr UPL | 0
| Pacific Firm Wheeling and Use of Facilities |  | 24999835.9735 | 24999835.9735 | [6 empty] | Post Mgr Whl | 83304574.0006
[11 empty] | NF Whl | 0
| Utah Firm Wheeling and Use of Facilities |  | 0 | 0 | [6 empty] | STF | 1038267.15
109342677.124
| Post Merger |  | 84342841.0265 |  |  |  | 84342841.0265 |  |  |  | check | 0
| Nonfirm Wheeling |  | 0 |  |  | 0
|  |  | -------------------- | -------------------- | -------------------- | -------------------- | --------------------
TOTAL WHEELING & U. OF F. EXPENSE |  |  | 109342677 | 24999835.9735 | 0 | 0 | 84342841.0265 | 0 | check | 0
THERMAL FUEL BURN EXPENSE
| Carbon |  | 0 |  |  | 0
| Cholla |  | 0 |  |  | 0
| Colstrip |  | 8051917.68 |  |  | 8051917.68
| Craig |  | 0 |  |  | 0
| Chehalis |  | 50838875.62 |  |  | 50838875.62
| Currant Creek |  | 0 |  |  | 0
| Dave Johnston |  | 0 |  |  | 0
| Gadsby |  | 0 |  |  | 0
| Gadsby CT |  | 0 |  |  | 0
| Hayden |  | 0 |  |  | 0
| Hermiston |  | 45919202.21 |  |  | 45919202.21
| Hunter |  | 0 |  |  | 0
| Huntington |  | 0 |  |  | 0
| Jim Bridger |  | 197817716.75 |  |  | 197817716.75
| Lake Side |  | 0 |  |  | 0
| Little Mountain |  | 0 |  |  | 0
| Naughton - Gas |  | 0 |  |  | 0
| Naughton |  | 0 |  |  | 0
| Wyodak |  | 0 |  |  | 0
|  |  | -------------------- | -------------------- | -------------------- | -------------------- | --------------------
TOTAL FUEL BURN EXPENSE |  |  | 302627712.26 | 0 | 0 | 302627712.26 | 0 | 0 | check | 0
OTHER GENERATION EXPENSE
| Blundell |  | 0 |  |  | 0
|  |  | -------------------- | -------------------- | -------------------- | -------------------- | --------------------
TOTAL OTHER GEN. EXPENSE |  |  | 0 | 0 | 0 | 0 | 0
|  |  | = | = | = | = | =
NET POWER COST |  |  | 576223316.95 | 14564456.7376 | 12377848.4916 | 302627712.26 | 246653299.4608 | 0 | check | 0
|  |  | = | = | = | = | =

## 9.25 - Interrelated Changes
PacifiCorp | [6 empty] | PAGE | 9.25
Washington General Rate Case - June 2012
Net Power Costs - Interrelated Changes
|  |  |  | TOTAL |  |  | WA
|  | ACCOUNT | TYPE | COMPANY | FACTOR | % | ALLOCATED | REF #
Normalizing Adjustment:
Sales for Resale (Account 447)
| Existing Firm Sales - Pacific | 447NPC | PRO | 0 | CAGW | 22.63% | 0
| Post-Merger Firm Sales | 447NPC | PRO | 588481.11 | CAGW | 22.63% | 133152.6201
| Non-Firm Sales | 447NPC | PRO | 0 | CAEW | 22.65% | 0
| Total Sales for Resale |  |  | 588481.11 |  |  | 133152.6201 | 9.1.12
Purchased Power (Account 555)
| Existing Firm Demand - Pacific | 555NPC | PRO | 3394.605 | CAGW | 22.63% | 768.08
| Existing Firm Energy | 555NPC | PRO | 7920.745 | CAEW | 22.65% | 1793.8957
| WCA Qualifying Facilities | 555NPC | PRO | 0 | CAGW | 22.63% | 0
| Post-Merger Firm Energy | 555NPC | PRO | -3305394.39 | CAGW | 22.63% | -747894.7345
| Other Generation Expenses | 555NPC | PRO | -69.63 | CAGW | 22.63% | -15.7548
| Total Purchased Power |  |  | -3294148.67 |  |  | -745348.5137 | 9.1.12
Wheeling (Account 565)
| Existing Firm - Pacific | 565NPC | PRO | 0 | CAGW | 22.63% | 0
| Post Merger Firm | 565NPC | PRO | -16128 | CAGW | 22.63% | -3649.2003
| Non Firm | 565NPC | PRO | 0 | CAEW | 22.65% | 0
| Total Wheeling Expense |  |  | -16128 |  |  | -3649.2003 | 9.1.12
Fuel Expense (Accounts 501 and 547)
| Fuel Consumed - Coal | 501NPC | PRO | 51195.66 | CAEW | 22.65% | 11594.8275
| Fuel Consumed - Natural Gas | 547NPC | PRO | 3519234.27 | CAEW | 22.65% | 797038.5437
| Total Fuel and Other Expense |  |  | 3570429.93 |  |  | 808633.3712 | 9.1.12
| Total Net Power Cost Adjustment - Pro Forma |  |  | -328327.85 |  |  | -73516.9629
Description of Adjustment
As referenced in Exhibit No.__(GND-9), the impacts of the Company's adjustments to pro forma NPC (as detailed on tabs 9.4 through 9.19) were measured independently. To accurately calculate the cumulative impact between these adjustments, the interrelated impacts of them must be taken into account. This adjustment captures the interrelated impacts of the updates and corrections made by the Company in calculating pro forma rebuttal NPC.

## 9.26 - Pro Forma Rebuttal
PacifiCorp | [6 empty] | PAGE | 9.26
Washington General Rate Case - June 2012
Net Power Costs - Pro Forma
|  |  |  | TOTAL |  |  | WA
|  | ACCOUNT | TYPE | COMPANY | FACTOR | % | ALLOCATED | REF #
Normalizing Adjustment:
Sales for Resale (Account 447)
| Existing Firm Sales - Pacific | 447NPC | PRO | 0 | CAGW | 22.63% | 0
| Post-Merger Firm Sales | 447NPC | PRO | -4302289.62 | CAGW | 22.63% | -973457.135
| Non-Firm Sales | 447NPC | PRO | 0 | CAEW | 22.65% | 0
| Total Sales for Resale |  |  | -4302289.62 |  |  | -973457.135 | 9.1.13
Purchased Power (Account 555)
| Existing Firm Demand - Pacific | 555NPC | PRO | 499718.8203 | CAGW | 22.63% | 113068.8294
| Existing Firm Energy | 555NPC | PRO | 1182413.0098 | CAEW | 22.65% | 267793.6935
| WCA Qualifying Facilities | 555NPC | PRO | -6415213.22 | CAGW | 22.63% | -1451537.5842
| Post-Merger Firm Energy | 555NPC | PRO | -11032958.45 | CAGW | 22.63% | -2496371.2516
| Other Generation Expenses | 555NPC | PRO | 15083.11 | CAGW | 22.63% | 3412.7784
| Total Purchased Power |  |  | -15750956.73 |  |  | -3563633.5345 | 9.1.13
Wheeling (Account 565)
| Existing Firm - Pacific | 565NPC | PRO | -568119.5638 | CAGW | 22.63% | -128545.5169
| Post Merger Firm | 565NPC | PRO | -518177.4362 | CAGW | 22.63% | -117245.3663
| Non Firm | 565NPC | PRO | 0 | CAEW | 22.65% | 0
| Total Wheeling Expense |  |  | -1086297 |  |  | -245790.8832 | 9.1.13
Fuel Expense (Accounts 501 and 547)
| Fuel Consumed - Coal | 501NPC | PRO | -2049825.49 | CAEW | 22.65% | -464245.8552
| Fuel Consumed - Natural Gas | 547NPC | PRO | 4282574.83 | CAEW | 22.65% | 969920.427
| Total Fuel and Other Expense |  |  | 2232749.34 |  |  | 505674.5718 | 9.1.13
| Total Net Power Cost Adjustment - Pro Forma |  |  | -10302214.77 |  |  | -2330292.7109
Description of Adjustment
Pro forma net power costs are calculated in the Company's GRID model including sales for resale, purchase power, wheeling and fuel in a manner consistent with the contractual terms of sales and purchase agreements, and normal hydro and temperature conditions on a West Control Area (WCA) basis. This pro forma adjustment reflects normalized power costs for the 12-months ended December 2014. As explained in the rebuttal testimony of Mr. Gregory N. Duvall, the Company has made several adjustments and updates to its NPC study. These changes are reflected in the Company's revised pro forma NPC adjustment.

## 9.26.1 - Pro Forma Rebuttal
PacifiCorp |  |  |  | Study Results
MERGED PEAK/ENERGY SPLIT
Period Ending |  |  |  | ($)
2014-12-01
|  |  | Merged | Pre-Merger | Pre-Merger
|  |  | 01/14-12/14 | Demand | Energy | Non-Firm | Post-Merger
SPECIAL SALES FOR RESALE
| Pacific Pre Merger |  | 12964800 | 12964800
| Post Merger |  | 56561517.13 |  |  |  | 56561517.13
| Utah Pre Merger |  | 0 | 0
| NonFirm Sub Total |  | 0 |  |  | 0
|  |  | -------------------- | -------------------- | -------------------- | -------------------- | --------------------
TOTAL SPECIAL SALES |  |  | 69526317.13 | 12964800 | 0 | 0 | 56561517.13 | 0 | check | 0
Test Year
2014-12-01
PURCHASED POWER & NET INTERCHANGE | [10 empty] | Pre-Merger PPL | 42.33% | 14785516.07
|  | BPA Peak Purchase | 0 | 0 | [6 empty] | Post-Merger PPL | 57.67% | 20143144.19
|  | Pacific Capacity | 0 | 0 | 0 | [5 empty] | Pre-Merger UPL | 0% | 0
|  | Mid Columbia | 1480766.74 | 444230.022 | 1036536.718 | [5 empty] | Post-Merger UPL | 100% | 0
|  | Misc/Pacific | 323118.28 | 67002.7113 | 256115.5687
|  | Q.F. Contracts/PPL | 70482092.74 | 2517906.8512 | 12267609.2146 |  | 55696576.6742 | 17.03% | 82.97% |  | 34928660.25 | QF by State PPL
|  | Small Purchases west | 0 |  | 0 | [5 empty] | 0 | QF PPL Pre Merger
| --------------------------------------------------------- |  | -------------------- | -------------------- | -------------------- | -------------------- | -------------------- |  |  |  | 35553432.49 | QF PPL Post Merger
| Pacific Sub Total |  | 72285977.76 | 3029139.5844 | 13560261.5013 | 0 | 55696576.6742 |  |  |  | 70482092.74
|  | Gemstate | 0 |  | 0 | [5 empty] | 0 | QF by State UPL
|  | GSLM | 0 |  | 0 | [5 empty] | 0 | QF UPL Pre Merger
|  | QF Contracts/UPL | 0 | 0 | 0 |  | 0 | 70% | 30% |  | 0 | QF UPL Post Merger
|  | IPP Layoff | 0 | 0 | 0 | [5 empty] | 0
|  | Small Purchases east | 0 |  | 0
|  | UP&L to PP&L | 0 | 0 | 0
| --------------------------------------------------------- |  | -------------------- | -------------------- | -------------------- | -------------------- | --------------------
| Utah Sub Total |  | 0 | 0 | 0 | 0 | 0
|  | APS Supplemental p27875 | 0 |  |  |  | 0 | Post Merger
|  | Avoided Cost Resource | 0 |  |  |  | 0 | Post Merger
|  | Blanding Purchase p379174 | 0 |  |  |  | 0 | Post Merger
|  | BPA Reserve Purchase | 0 |  |  |  | 0 | Post Merger
|  | Chehalis Station Service | 0 |  |  |  | 0 | Post Merger
|  | Combine Hills Wind p160595 | 4721023.51 |  |  |  | 4721023.51 | Post Merger
|  | Deseret Purchase p194277 | 0 |  |  |  | 0 | Post Merger
|  | Georgia-Pacific Camas | 8005931.22 |  |  |  | 8005931.22 | Post Merger
|  | Hermiston Purchase p99563 | 81946595.29 |  |  |  | 81946595.29 | Post Merger
|  | Hurricane Purchase p393045 | 0 |  |  |  | 0 | Post Merger
|  | Idaho Power p278538 | 0 |  |  |  | 0 | Post Merger
|  | Kennecott Generation Incentive | 0 |  |  |  | 0 | Post Merger
|  | LADWP p491303-4 | 0 |  |  |  | 0 | Post Merger
|  | MagCorp p229846 | 0 |  |  |  | 0 | Post Merger
|  | MagCorp Reserves p510378 | 0 |  |  |  | 0 | Post Merger
|  | Nucor p346856 | 0 |  |  |  | 0 | Post Merger
|  | P4 Production p137215/p145258 | 0 |  |  |  | 0 | Post Merger
|  | Rock River Wind p100371 | 0 |  |  |  | 0 | Post Merger
|  | Roseburg Forest Products p312292 | 0 |  |  |  | 0 | Post Merger
|  | Three Buttes Wind p460457 | 0 |  |  |  | 0 | Post Merger
|  | Top of the World Wind p522807 | 0 |  |  |  | 0 | Post Merger
|  | Tri-State Purchase p27057 | 0 |  |  |  | 0 | Post Merger
|  | West Valley Toll | 0 |  |  |  | 0 | Post Merger
|  | Wolverine Creek Wind p244520 | 0 |  |  |  | 0 | Post Merger
|  | BPA So. Idaho p64885/p83975/p64705 | 0 |  |  |  | 0 | Post Merger
|  | Cargill p483225/s6 p485390/s89 | 0 |  |  |  | 0 | Post Merger
|  | PSCo Exchange p340325 | 0 |  |  |  | 0 | Post Merger
|  | Shell p489963/s489962 | 0 |  |  |  | 0 | Post Merger
Seasonal Purchased Power
|  | Constellation 2013-2016 | 0 |  |  |  | 0 | Post Merger
[8 empty] | 0 | check | 0
|  | Short Term Firm Purchases | 58520923.44 |  |  |  | 58520923.44
| --------------------------------------------------------- |  | -------------------- | -------------------- | -------------------- | -------------------- | --------------------
| New Firm Sub Total |  | 153194473.46 | 0 | 0 | 0 | 153194473.46 |  | check | 0
| Wind Integration Charge |  | 678249.42 |  |  |  | 678249.42
| Non Firm Sub Total |  | 0 |  |  | 0
|  |  | -------------------- | -------------------- | -------------------- | -------------------- | --------------------
TOTAL PURCHASED PW & NET INT. |  |  | 226158700.64 | 3029139.5844 | 13560261.5013 | 0 | 209569299.5542 | 0 | check | 0
WHEELING & U. OF F. EXPENSE | [10 empty] | Pre Mgr PPL | 24431716.4097
[11 empty] | Pre Mgr UPL | 0
| Pacific Firm Wheeling and Use of Facilities |  | 24431716.4097 | 24431716.4097 | [6 empty] | Post Mgr Whl | 82821558.2205
[11 empty] | NF Whl | 0
| Utah Firm Wheeling and Use of Facilities |  | 0 | 0 | [6 empty] | STF | 1003105.8
108256380.4302
| Post Merger |  | 83824663.5903 |  |  |  | 83824663.5903 |  |  |  | check | 0
| Nonfirm Wheeling |  | 0 |  |  | 0
|  |  | -------------------- | -------------------- | -------------------- | -------------------- | --------------------
TOTAL WHEELING & U. OF F. EXPENSE |  |  | 108256380 | 24431716.4097 | 0 | 0 | 83824663.5903 | 0 | check | 0
THERMAL FUEL BURN EXPENSE
| Carbon |  | 0 |  |  | 0
| Cholla |  | 0 |  |  | 0
| Colstrip |  | 7625187.25 |  |  | 7625187.25
| Craig |  | 0 |  |  | 0
| Chehalis |  | 57389298.82 |  |  | 57389298.82
| Currant Creek |  | 0 |  |  | 0
| Dave Johnston |  | 0 |  |  | 0
| Gadsby |  | 0 |  |  | 0
| Gadsby CT |  | 0 |  |  | 0
| Hayden |  | 0 |  |  | 0
| Hermiston |  | 43815507.11 |  |  | 43815507.11
| Hunter |  | 0 |  |  | 0
| Huntington |  | 0 |  |  | 0
| Jim Bridger |  | 196621591.39 |  |  | 196621591.39
| Lake Side |  | 0 |  |  | 0
| Little Mountain |  | 0 |  |  | 0
| Naughton - Gas |  | 0 |  |  | 0
| Naughton |  | 0 |  |  | 0
| Wyodak |  | 0 |  |  | 0
|  |  | -------------------- | -------------------- | -------------------- | -------------------- | --------------------
TOTAL FUEL BURN EXPENSE |  |  | 305451584.57 | 0 | 0 | 305451584.57 | 0 | 0 | check | 0
OTHER GENERATION EXPENSE
| Blundell |  | 0 |  |  | 0
|  |  | -------------------- | -------------------- | -------------------- | -------------------- | --------------------
TOTAL OTHER GEN. EXPENSE |  |  | 0 | 0 | 0 | 0 | 0
|  |  | = | = | = | = | =
NET POWER COST |  |  | 570340348.08 | 14496055.9941 | 13560261.5013 | 305451584.57 | 236832446.0145 | 0 | check | 0
|  |  | = | = | = | = | =