## E201
Schedule: | E201
Programs | Order Numbers
Low Income Weatherization | 18230611
Measure Name | Measure Savings | Unit Type | Savings UOM | Savings Type
Air Sealing - Mechanical Ventilation | 143 | Per building unit | kwh | PSE Deemed
Air Sealing - Ceilings | 1 | Per Sq Ft | kwh | calculated
Air Sealing - Floors | 1 | Per Sq Ft | kwh | calculated
Air Sealing - MF Package | 1 | Per Sq Ft | kwh | calculated
Air Sealing - Walls (R13 & Air tightening) | 1 | Per Sq Ft | kwh | calculated
Attic Insulation (R0 to R19) | 0.5 | Per Sq Ft | kwh | RTF Deemed
Attic Insulation (R0 to R30) | 0.84 | Per Sq Ft | kwh | RTF Deemed
Attic Insulation (R0 to R38) | 2.18 | Per Sq Ft | kwh | RTF Deemed
Attic Insulation (R0 to R38) | 2.29 | Per Sq Ft | kwh | RTF Deemed
Attic Insulation (R11 to R33) | 1.01 | Per Sq Ft | kwh | RTF Deemed
Attic Insulation (R11 to R38) | 1.39 | Per Sq Ft | kwh | RTF Deemed
Attic Insulation (R11 to R38) | 0.49 | Per Sq Ft | kwh | RTF Deemed
Attic Insulation (R19 to R38) | 0.58 | Per Sq Ft | kwh | RTF Deemed
Attic Insulation (R19 to R38) | 0.23 | Per Sq Ft | kwh | RTF Deemed
Duct Insulation (R0-R11) | 4.65 | Per Sq Ft | kwh | PSE Deemed
Duct Sealing | 1543 | Per building unit | kwh | PSE Deemed
Duct Sealing | 1244 | Per building unit | kwh | PSE Deemed
Ductless Heat Pump | 2700 | Per unit | kwh | RTF Deemed
Ductless Heat Pump | 3400 | Per unit | kwh | PSE Deemed
Ductless Heat Pump | 2700 | Per unit | kwh | RTF Deemed
Electronic Thermostat | 348 | Per unit | kwh | PSE Deemed
EnergyStar Whole House Ventilation | 161 | Per unit | kwh | PSE Deemed
EnergyStar Whole House Ventilation | 161 | Per unit | kwh | PSE Deemed
Floor Insulation (R0-R19) | 1.04 | Per Sq Ft | kwh | RTF Deemed
Floor Insulation (R0-R19) | 0.82 | Per Sq Ft | kwh | RTF Deemed
Floor Insulation (R0-R22) | 1.13 | Per Sq Ft | kwh | RTF Deemed
Floor Insulation (R0-R30) | 1.3 | Per Sq Ft | kwh | RTF Deemed
Floor Insulation (R0-R30) | 1.47 | Per Sq Ft | kwh | RTF Deemed
Floor Insulation (R0-R30) | 0.92 | Per Sq Ft | kwh | RTF Deemed
Floor Insulation (R11-R22) | 0.59 | Per Sq Ft | kwh | RTF Deemed
Floor Insulation (R11-R30) | 0.66 | Per Sq Ft | kwh | RTF Deemed
Floor Insulation (R11-R30) | 0.61 | Per Sq Ft | kwh | RTF Deemed
LED A Lamp | 17 | Per unit | kwh | PSE Deemed
LED A Lamp | 16.7 | Per unit | kwh | PSE Deemed
LED A Lamp | 13.5 | Per unit | kwh | PSE Deemed
LED Fixture | 29.41 | Per unit | kwh | PSE Deemed
LED Fixture | 24.56 | Per unit | kwh | PSE Deemed
Pipe Insulation | 20 | Per unit | kwh | RTF Deemed
Pipe Insulation | 20 | Per unit | kwh | RTF Deemed
Pipe Insulation | 20 | Per unit | kwh | RTF Deemed
Refrigerator Replacement | 666 | Per unit | kwh | PSE Deemed
Refrigerator Replacement | 666 | Per unit | kwh | PSE Deemed
Shell Sealing | 0.84 | Per CFM reduction | kwh | PSE Deemed
Shell Sealing | 0.49 | Per CFM reduction | kwh | PSE Deemed
Showerheads | 139 | Per unit | kwh | RTF Deemed
Showerheads | 139 | Per unit | kwh | RTF Deemed
Showerheads | 139 | Per unit | kwh | RTF Deemed
Wall Insulation (R0-R11) | 1.3 | Per Sq Ft | kwh | RTF Deemed
Wall Insulation (R0-R11) | 1.68 | Per Sq Ft | kwh | RTF Deemed
Wall Insulation (R0-R11) | 1.42 | Per Sq Ft | kwh | RTF Deemed
Windows - Early Double to EF Double | 6.07 | Per Sq Ft | kwh | PSE Deemed
Windows - Single to Double Pane | 21.65 | Per Sq Ft | kwh | RTF Deemed
Windows - Single to Double Pane | 20.11 | Per Sq Ft | kwh | PSE Deemed
Windows - Single to Double Pane | 12.4 | Per Sq Ft | kwh | PSE Deemed

## E214
Schedule: | E214
Programs | Order Numbers
Retail Showerheads | 18230435
Home Appliances | 18230434
Retail Lighting | 18230440
Space Heat | 18230628
Water Heat | 18230626
Manufactured Home Duct Sealing | 18230634
Weatherization | 18230627
ARRA Weatherizatin | 18230501
Home Energy Reports | 18230461
HomePrint | 18230625
Measure Name | Measure Savings | Unit Type | Savings UOM | Savings Type
Adapter - ShowerStart - C - kWh | 108 | per unit | kWh | PSE Deemed
Adapter - ShowerStart - EO | 131 | per unit | kWh | PSE Deemed
Advanced Power Strips | 300 | per unit | kWh | RTF Deemed
Air Sealing CFM50 - FAF | 2.04 | per unit | kWh | RTF Deemed
Air Sealing CFM50 - FAF | 0.61 | per unit | kWh | RTF Deemed
Air Sealing CFM50 - HP | 0.96 | per unit | kWh | RTF Deemed
Air Sealing CFM50 - HP | 0.3 | per unit | kWh | RTF Deemed
Air Sealing CFM50 - Zonal | 1.81 | per unit | kWh | RTF Deemed
Air Sealing CFM50 - Zonal | 0.49 | per unit | kWh | RTF Deemed
A-Lamp Induction | 10.53 | per unit | kWh | PSE Deemed
A-Lamp LED | 13.48 | per unit | kWh | PSE Deemed
A-Lamp LED | 16.02 | per unit | kWh | PSE Deemed
A-Lamp LED - DI | 19 | per unit | kWh | PSE Deemed
APS - Advanced Power Strip | 300 | per unit | kWh | RTF Deemed
Attic Insulation R-0 to R-49 FAF | 2.38 | square foot | kWh | PSE Deemed
Attic Insulation R-0 to R-49 FAF | 3.06 | square foot | kWh | RTF Deemed
Attic Insulation R-0 to R-49 HP | 1.04 | square foot | kWh | PSE Deemed
Attic Insulation R-0 to R-49 HP | 1.51 | square foot | kWh | RTF Deemed
Attic Insulation R-0 to R-49 Zonal | 2.14 | square foot | kWh | PSE Deemed
Attic Insulation R-0 to R-49 Zonal | 2.04 | square foot | kWh | RTF Deemed
Attic Insulation R-11 to R-49 - FAF | 0.78 | square foot | kWh | PSE Deemed
Attic Insulation R-11 to R-49 - HP | 0.32 | square foot | kWh | PSE Deemed
Attic Insulation R-11 to R-49 - Zonal | 0.44 | square foot | kWh | PSE Deemed
Candelabra LED | 17.76 | per unit | kWh | PSE Deemed
Candelabra LED | 17.76 | per unit | kWh | PSE Deemed
CFL bulbs - leave-behind | 15 | per unit | kWh | RTF Deemed
Clothes Dryer - Vented | 183 | per unit | kWh | RTF Deemed
Clothes Dryer - Ventless | 228 | per unit | kWh | RTF Deemed
Clothes Washer MEF 2.4 -3.19 Any WH / Any Dryer | 71 | per unit | kWh | RTF Deemed
Clothes Washer MEF 2.4 -3.19 Any WH / Any Dryer | 0.6 | per unit | therm | RTF Deemed
Clothes Washer MEF 2.4 -3.19 Any WH / Any Dryer | 1.1 | per unit | therm | RTF Deemed
Clothes Washer MEF 2.4 -3.19 Any WH / Any Dryer | 126 | per unit | kWh | RTF Deemed
Clothes Washer MEF 2.4 -3.19 Electric WH / Electric Dryer | 84 | per unit | kWh | PSE Deemed
Clothes Washer MEF 2.4 -3.19 Electric WH / Gas Dryer | 33 | per unit | kWh | RTF Deemed
Clothes Washer MEF 2.4 -3.19 Electric WH / Gas Dryer | 2 | per unit | therm | RTF Deemed
Clothes Washer MEF 2.4 -3.19 EWH / E Dryer | 151 | per unit | kWh | RTF Deemed
Clothes Washer MEF 2.4 -3.19 EWH / G Dryer | 3.4 | per unit | therm | RTF Deemed
Clothes Washer MEF 2.4 -3.19 EWH / G Dryer | 63 | per unit | kWh | RTF Deemed
Clothes Washer MEF 2.4 -3.19 Gas WH / Electric Dryer | 60 | per unit | kWh | RTF Deemed
Clothes Washer MEF 2.4 -3.19 Gas WH / Electric Dryer | 1.1 | per unit | therm | RTF Deemed
Clothes Washer MEF 2.4 -3.19 Gas WH / Gas Dryer | 9 | per unit | kWh | RTF Deemed
Clothes Washer MEF 2.4 -3.19 Gas WH / Gas Dryer | 3.1 | per unit | therm | RTF Deemed
Clothes Washer MEF 2.4 -3.19 GWH / E Dryer | 105 | per unit | kWh | RTF Deemed
Clothes Washer MEF 2.4 -3.19 GWH / E Dryer | 2.1 | per unit | therm | RTF Deemed
Clothes Washer MEF 2.4 -3.19 GWH / G Dryer | 16 | per unit | kWh | RTF Deemed
Clothes Washer MEF 2.4 -3.19 GWH / G Dryer | 5.5 | per unit | therm | RTF Deemed
Clothes Washer MEF 3.2+ Any WH / Any Dryer | 122 | per unit | kWh | RTF Deemed
Clothes Washer MEF 3.2+ Any WH / Any Dryer | 0.9 | per unit | therm | RTF Deemed
Clothes Washer MEF 3.2+ Any WH / Any Dryer | 1.5 | per unit | therm | RTF Deemed
Clothes Washer MEF 3.2+ Any WH / Any Dryer | 177 | per unit | kWh | RTF Deemed
Clothes Washer MEF 3.2+ Electric WH / Electric Dryer | 143 | per unit | kWh | RTF Deemed
Clothes Washer MEF 3.2+ Electric WH / Gas Dryer | 54 | per unit | kWh | RTF Deemed
Clothes Washer MEF 3.2+ Electric WH / Gas Dryer | 3.4 | per unit | therm | RTF Deemed
Clothes Washer MEF 3.2+ EWH / E Dryer | 211 | per unit | kWh | RTF Deemed
Clothes Washer MEF 3.2+ EWH / G Dryer | 4.9 | per unit | therm | RTF Deemed
Clothes Washer MEF 3.2+ EWH / G Dryer | 84 | per unit | kWh | RTF Deemed
Clothes Washer MEF 3.2+ Gas / Electric Dryer | 106 | per unit | kWh | RTF Deemed
Clothes Washer MEF 3.2+ Gas / Electric Dryer | 1.7 | per unit | therm | RTF Deemed
Clothes Washer MEF 3.2+ Gas WH / Gas Dryer | 16 | per unit | kWh | RTF Deemed
Clothes Washer MEF 3.2+ Gas WH / Gas Dryer | 5.1 | per unit | therm | RTF Deemed
Clothes Washer MEF 3.2+ GWH / E Dryer | 2.7 | per unit | therm | RTF Deemed
Clothes Washer MEF 3.2+ GWH / E Dryer | 151 | per unit | kWh | RTF Deemed
Clothes Washer MEF 3.2+ GWH / G Dryer | 7.6 | per unit | therm | RTF Deemed
Clothes Washer MEF 3.2+ GWH / G Dryer | 24 | per unit | kWh | RTF Deemed
Clothes Washer Replacement EWH / E Dryer | 764 | per unit | kWh | PSE Deemed
Ductless Heat Pump | 3500 | per unit | kWh | RTF Deemed
Ductless Heat Pump | 2700 | per unit | kWh | RTF Deemed
Ductless Heat Pump (Manufactured Homes) | 3400 | per unit | kWh | RTF Deemed
Elec - Manufactured Home Duct Sealing- Level 1 (In Park) | 900 | per unit | kWh | PSE Deemed
Elec - Manufactured Home Duct Sealing- Level 1 (Out of Park) | 1000 | per unit | kWh | PSE Deemed
Elec - Manufactured Home Duct Sealing- Level 2 (In Park) | 900 | per unit | kWh | PSE Deemed
Elec - Manufactured Home Duct Sealing- Level 2 (Out of Park) | 1000 | per unit | kWh | PSE Deemed
Elec - Manufactured Home Duct Sealing- Level 3 (In Park) | 1600 | per unit | kWh | PSE Deemed
Elec - Manufactured Home Duct Sealing- Level 3 (Out of Park) | 2500 | per unit | kWh | PSE Deemed
Elec - MHDS Direct Install LED A-Lamp | 17 | per unit | kWh | PSE Deemed
Elec - MHDS Direct Install LED A-Lamp (old) | 17 | per unit | kWh | PSE Deemed
Elec - MHDS Direct Install LED Globe | 16 | per unit | kWh | PSE Deemed
Elec - MHDS Direct Install LED Globe (old) | 16 | per unit | kWh | PSE Deemed
Elec - MHDS Direct Install Showerhead | 307 | per unit | kWh | RTF Deemed
Elec - MHDS Showerhead - Direct Install #1 (old) | 307 | per unit | kWh | RTF Deemed
Energy Star Freezer | 40 | per unit | kWh | RTF Deemed
Energy Star Geothermal Heat Pump | 4037 | per home | kWh | PSE Deemed
Energy Star Heat Pump - Tier 1 = 8.5 HSPF, 14 SEER | 408 | per unit | kWh | PSE Deemed
Energy Star Heat Pump - Tier 2 = 9.0 HSPF, 14 SEER | 554 | per unit | kWh | PSE Deemed
Energy Star Heat Pump - Tier 2 = 9.0 HSPF, 14 SEER | 128 | per unit | kWh | RTF Deemed
Energy Star Whole House Ventilation | 81 | per unit | kWh | PSE Deemed
Engagement Bulb | 6 | per unit | kWh | PSE Deemed
Engagement Bulb LED | 13.48 | per unit | kWh | PSE Deemed
Floor Insulation R-0 to R-30 FAF | 1.46 | square foot | kWh | PSE Deemed
Floor Insulation R-0 to R-30 FAF | 1.22 | square foot | kWh | PSE Deemed
Floor Insulation R-0 to R-30 HP | 0.57 | square foot | kWh | PSE Deemed
Floor Insulation R-0 to R-30 HP | 0.24 | square foot | kWh | PSE Deemed
Floor Insulation R-0 to R-30 Zonal | 1.38 | square foot | kWh | PSE Deemed
Floor Insulation R-0 to R-30 Zonal | 1.02 | square foot | kWh | PSE Deemed
Forced-air-furnace to Heat Pump Conversion (>= 8.5 HSPF, 14 SEER) | 3912 | per home | kWh | RTF Deemed
Forced-air-furnace to Heat Pump Conversion (greater than or equal to 8.5 HSPF, 14 SEER) | 5176 | per home | kWh | PSE Deemed
Freezer Decomm | 478 | per unit | kWh | RTF Deemed
Freezer Decomm | 570 | per unit | kWh | RTF Deemed
Globe LED | 15.71 | per unit | kWh | PSE Deemed
Globe LED | 15.71 | per unit | kWh | PSE Deemed
Globe LED - DI | 15 | per unit | kWh | PSE Deemed
Heat Pump Sizing & Lock out Controls | 1447 | per home | kWh | PSE Deemed
Heat Pump Sizing & Lock out Controls | 1152 | per home | kWh | RTF Deemed
High Efficiency Electric Water Heater (=> .95 EF) | 149 | per unit | kWh | RTF Deemed
Home Energy Reports (Original) - Elec | 34 | per home | kWh | PSE Deemed
Indoor LED Fixture | 23.99 | per unit | kWh | PSE Deemed
Indoor LED Fixture | 23.99 | per unit | kWh | PSE Deemed
LED: Engagement - Appl Repl | 13.48 | per unit | kWh | PSE Deemed
LED: Engagement - Appl Repl | 13.48 | per unit | kWh | PSE Deemed
Mobile Home Floor Insulation R-0 to R-30 | 1.47 | square foot | kWh | RTF Deemed
Mobile Home Floor Insulation R-0 to R-30 | 1.47 | square foot | kWh | RTF Deemed
MR-16 LED | 25.42 | per unit | kWh | RTF Deemed
MR-16 LED | 25.42 | per unit | kWh | PSE Deemed
NEEA Northern Climate Specs Heat Pump Water Heater - Tier 1 | 881 | per home | kWh | RTF Deemed
NEEA Northern Climate Specs Heat Pump Water Heater - Tier 1 | 887 | per home | kWh | RTF Deemed
NEEA Northern Climate Specs Heat Pump Water Heater - Tier 2 | 1786 | per unit | kWh | RTF Deemed
NEEA Northern Climate Specs Heat Pump Water Heater - Tier 2 | 1794 | per unit | kWh | RTF Deemed
NEW Energy Star Heat Pump - Tier 3 = 10.0 HSPF, 16 SEER | 939 | per unit | kWh | PSE Deemed
New: Direct Install Showerhead | 307 | per unit | kWh | RTF Deemed
Outdoor LED Fixture | 58.47 | per unit | kWh | PSE Deemed
Prescriptive Duct Sealing and Insulation - Electric | 1859 | per home | kWh | PSE Deemed
PTCS Duct Sealing - FAF | 1362 | per unit | kWh | RTF Deemed
PTCS Duct Sealing - HP | 1049 | per unit | kWh | RTF Deemed
Reflector LED | 24.45 | per unit | kWh | PSE Deemed
Reflector LED | 28.23 | per unit | kWh | PSE Deemed
Reflector LED - BR30 - DI | 30 | per unit | kWh | PSE Deemed
Refrigerator CEE Tier 1 | 22 | per unit | kWh | RTF Deemed
Refrigerator CEE Tier 2 | 47 | per unit | kWh | RTF Deemed
Refrigerator CEE Tier 3 | 85 | per unit | kWh | RTF Deemed
Refrigerator CEE Tier 3 | 88 | per unit | kWh | RTF Deemed
Refrigerator Decomm | 424 | per unit | kWh | RTF Deemed
Refrigerator Decomm | 356 | per unit | kWh | RTF Deemed
Refrigerator Decomm 20yrs | 424 | per unit | kWh | RTF Deemed
Refrigerator Replacement Year 1-14 | 578 | per unit | kWh | PSE Deemed
Refrigerator Replacement Year 1-14 | 494 | per unit | kWh | PSE Deemed
Refrigerator Replacement Year 15-20 | 101 | per unit | kWh | PSE Deemed
Refrigerator Replacement Year 15-20 | 86 | per unit | kWh | PSE Deemed
Retail Refrigerator Decomm | 424 | per unit | kWh | RTF Deemed
Retrofit Kit LED | 19.99 | per unit | kWh | PSE Deemed
Retrofit Kit LED | 19.99 | per unit | kWh | PSE Deemed
Showerhead - Engagement_C - Appl Repl - 1.5 gpm (E) | 103 | per unit | kWh | PSE Deemed
Showerhead - Engagement_C - Appl Repl - 1.5 gpm (E) | 103 | per unit | kWh | PSE Deemed
Showerhead - Engagement_C - Appl Repl - 1.5 gpm (G) | 5 | per unit | therm | PSE Deemed
Showerhead - Engagement_C - Appl Repl - 1.5 gpm (G) | 5 | per unit | therm | PSE Deemed
Showerhead - Engagement_C - Elec WH (E) | 103 | per unit | kWh | PSE Deemed
Showerhead - Engagement_EO - Appl Repl - 1.5 gpm | 125 | per unit | kWh | PSE Deemed
Showerhead - Engagement_EO - Elec WH | 125 | per unit | kWh | PSE Deemed
Showerhead - leave behind | 260 | per unit | kWh | RTF Deemed
Showerhead - Leave Behind - Elec WH | 226 | per unit | kWh | RTF Deemed
Showerhead - Leave Behind - Gas WH | 10.5 | per unit | therm | PSE Deemed
Showerhead - Retail - Elec WH - 1.50 gpm and less | 239 | per unit | kWh | PSE Deemed
Showerhead - Retail - Elec WH - 1.51 to 1.75 gpm | 185 | per unit | kWh | PSE Deemed
Showerhead - Retail - Elec WH - 1.76 to 2.0 gpm | 123 | per unit | kWh | PSE Deemed
Showerhead - Retail_C - Any WH - 1.50 gpm and less (E) | 122 | per unit | kWh | PSE Deemed
Showerhead - Retail_C - Any WH - 1.51 to 1.75 gpm (E) | 94 | per unit | kWh | PSE Deemed
Showerhead - Retail_C - Any WH - 1.76 to 2.0 gpm (E) | 63 | per unit | kWh | PSE Deemed
Showerhead - Retail_EO - Any WH - 1.50 gpm and less | 145 | per unit | kWh | PSE Deemed
Showerhead - Retail_EO - Any WH - 1.51 to 1.75 gpm | 112 | per unit | kWh | PSE Deemed
Showerhead - Retail_EO - Any WH - 1.76 to 2.0 gpm | 75 | per unit | kWh | PSE Deemed
Showerhead - ShowerStart - C - 1.5 gpm - kWh | 190 | per unit | kWh | PSE Deemed
Showerhead - ShowerStart - EO - 1.5 gpm | 230 | per unit | kWh | PSE Deemed
Specialty CFL | 17 | per unit | kWh | PSE Deemed
Specialty CFL | 15.09 | per unit | kWh | PSE Deemed
Standard CFL | 16 | per unit | kWh | PSE Deemed
Standard CFL | 9.09 | per unit | kWh | PSE Deemed
Standard CFL - Door-to-Door/Direct-Mail | 15 | per unit | kWh | PSE Deemed
Wall Insulation R-0 to R-13 FAF | 1.67 | square foot | kWh | PSE Deemed
Wall Insulation R-0 to R-13 FAF | 2.1 | square foot | kWh | PSE Deemed
Wall Insulation R-0 to R-13 HP | 0.72 | square foot | kWh | PSE Deemed
Wall Insulation R-0 to R-13 HP | 0.85 | square foot | kWh | PSE Deemed
Wall Insulation R-0 to R-13 Zonal | 1.48 | square foot | kWh | PSE Deemed
Wall Insulation R-0 to R-13 Zonal | 1.14 | square foot | kWh | PSE Deemed
Windows - Double Pane to U.30 - FAF | 7.9 | square foot | kWh | RTF Deemed
Windows - Double Pane to U.30 - HP | 4.51 | square foot | kWh | RTF Deemed
Windows - Double Pane to U.30 - Zonal | 5.32 | square foot | kWh | RTF Deemed
Windows - Single Pane to U.30 - FAF | 18.52 | square foot | kWh | RTF Deemed
Windows - Single Pane to U.30 - HP | 8.48 | square foot | kWh | RTF Deemed
Windows - Single Pane to U.30 - Zonal | 9.2 | square foot | kWh | RTF Deemed
Windows- Double Pane to U.30- Average | 11.53 | square foot | kWh | RTF Deemed
Windows- Single Pane to U.30- Average | 20.84 | square foot | kWh | RTF Deemed

## E216
Schedule: | E216
Programs | Order Numbers
Fuel Conversion | 18230612
Measure Name | Measure Savings | Unit Type | Savings UOM | Savings Type
E2G Fuel Conv - Space & WH - BB | 12000 | per unit | kWh | PSE Deemed
E2G Fuel Conv - Space & WH - FA | 12000 | per unit | kWh | PSE Deemed
E2G Fuel Conv - Space Heat Only - BB | 8500 | per unit | kWh | PSE Deemed
E2G Fuel Conv - Space Heat Only - FA | 8500 | per unit | kWh | PSE Deemed
E2G Fuel Conv - WH Only - Storage | 3500 | per home | kWh | PSE Deemed
E2G Fuel Conv - WH Only - Tankless | 3500 | per home | kWh | PSE Deemed

## E217
Schedule: | E217
Programs | Order Numbers
Multifamily Retrofit | 18230407
Measure Name | Measure Savings | Unit Type | Savings UOM | Savings Type
Advanced Power Strip (IR) - Direct Install | 300 | per unit | kWh | RTF Deemed
Aerator - 1.5 gpm EWH - Direct Install | 66 | per unit | kWh | PSE Deemed
Air Sealing | 1 | calculated | kWh | PSE Deemed
Attic Insulation R0 to R38 | 2.18 | square foot | kWh | RTF Deemed
Attic Insulation R11 to R38 | 1.39 | square foot | kWh | RTF Deemed
Clothes Washer CEE Tier 3 (EWH/Edryer) | 151 | per unit | kWh | RTF Deemed
Clothes Washer Replacement Electric WH / Electric Dryer | 764 | per unit | kWh | PSE Deemed
Common Area Lighting (Calculated) | 1 | calculated | kWh | custom
Ductless Heat Pump | 1 | calculated | kWh | calculated
E2G Fuel Conv - WH Only - Storage | 3500 | per home | kWh | PSE Deemed
E2G Fuel Conv - WH Only - Tankless | 3500 | per home | kWh | PSE Deemed
Energy Star Fixture - Tenant Controlled | 49 | per unit | kWh | RTF Deemed
Energy Star Heat Pump - Tier 2 = 9.0 HSPF, 14 SEER | 128 | per unit | kWh | PSE Deemed
Energy Star Heat Pump - Tier 3 = 10.0 HSPF, 16 SEER | 939 | per unit | kWh | PSE Deemed
Energy Star LED Fixture | 27 | per unit | kWh | PSE Deemed
Energy Star Ventilation Fan | 143 | per unit | kWh | PSE Deemed
Energy Star Ventilation Fan with Air Sealing | 143 | per unit | kWh | PSE Deemed
Floor Insulation R0 to R30 | 1.3 | square foot | kWh | RTF Deemed
Floor Insulation R11 to R30 | 0.66 | square foot | kWh | RTF Deemed
Heat Pump (Calculated) | 1 | calculated | kWh | Calculated
Heat Pump Water Heater (Tier 1) - In Unit | 887 | per unit | kWh | RTF Deemed
Heat Pump Water Heater (Tier 2) - In Unit | 1794 | per unit | kWh | RTF Deemed
HRV/ERV | 1 | calculated | kWh | calculated
LED - A-Lamp - Direct Install | 17 | per unit | kWh | PSE Deemed
LED - A-Lamp - Direct Install (Labor) | 17 | per unit | kWh | PSE Deemed
LED - Candelabra - Direct Install | 19 | per unit | kWh | PSE Deemed
LED - Candelabra - Direct Install (Labor) | 19 | per unit | kWh | PSE Deemed
LED - MR-16 - Direct Install | 23 | per unit | kWh | PSE Deemed
LED - MR-16 - Direct Install (Labor) | 23 | per unit | kWh | PSE Deemed
LED - PAR30 - Direct Install | 23 | per unit | kWh | PSE Deemed
LED Globe - Direct Install | 16 | per unit | kWh | PSE Deemed
LED Globe - Direct Install (Labor) | 16 | per unit | kWh | PSE Deemed
LED Reflector - Direct Install | 25 | per unit | kWh | PSE Deemed
LED Reflector - Direct Install (Labor) | 25 | per unit | kWh | PSE Deemed
Parking Garage CO Sensor (Calculated) | 1 | calculated | kWh | custom
Pool Heat Pump | 1 | calculated | kWh | calculated
Refrigerator CEE Tier 3 | 98 | per unit | kWh | RTF Deemed
Refrigerator Decommissioning | 356 | per unit | kWh | RTF Deemed
Refrigerator Replacement | 666 | per unit | kWh | PSE Deemed
Refrigerator Replacement | 580 | per unit | kWh | PSE Deemed
Showerhead - Max 1.5 gpm EWH - Direct Install | 307 | per unit | kWh | RTF Deemed
Solar Pool Heater (Calculated) | 1 | calculated | kWh | custom
Thermostatic Restrictor Handheld Showerhead | 502 | per unit | kWh | PSE Deemed
Thermostatic Restrictor Showerhead | 502 | per unit | kWh | PSE Deemed
Thermostatic Restrictor Showerhead Adaptor | 195 | per unit | kWh | PSE Deemed
Variable Speed Drive | 1 | calculated | kWh | calculated
Wall Insulation R0 to R11 | 1.3 | square foot | kWh | RTF Deemed
Water Heater (0.95+) - In-unit | 149 | per unit | kWh | RTF Deemed
Water Heater Pipewrap - Direct Install | 20 | per unit | kWh | RTF Deemed
Windows (double to double paned) U= 0.6 to 0.30 | 11.94 | square foot | kWh | PSE Deemed
Windows (double to triple paned) U= 0.6 to 0.22 | 13.87 | square foot | kWh | PSE Deemed
Windows (single to double paned) U= 1.2 to 0.30 | 21.65 | square foot | kWh | PSE Deemed
Windows (single to triple paned) U= 1.2 to 0.22 | 23.58 | square foot | kWh | PSE Deemed

## E218
Schedule: | E218
Programs | Order Numbers
Multifamily New Construction | 18230486
Measure Name | Measure Savings | Unit Type | Savings UOM | Savings Type
Clothes Washer 2.4+ MEF CEE Tier 3 | 71 | per unit | kWh | RTF Deemed
Clothes Washer MEF 2.46+ WF 4- EWH/Edryer 92kWh | 92 | per unit | kWh | RTF Deemed
Corridor Lighting Power Density | 0.0578 | square foot | kWh | Calculated
Corridor Lighting Reduction | 0.07 | square foot | kWh | calculated
Ductless Heat Pump - Baywood 2 - Calculated | 1 | calculated | kWh | Calculated
Energy Star Fixture (Hard-Wired) TCtrl | 69 | per unit | kWh | PSE Deemed
Energy Star hard-wired CFL Fixture - TCt 69 | 69 | per unit | kWh | RTF Deemed
Energy Star Refrigerator | 44 | per unit | kWh | RTF Deemed
Garage CO DCV w/VDF Fan Control 2011 | 1437.27 | per unit | kWh | calculated
Garage Lighting Power Density | 0.0166 | square foot | kWh | PSE Deemed
Garage Lighting Reduction 2011 | 0.0175 | square foot | kWh | PSE Deemed
LED Fixture Tenant Controlled | 50 | per unit | kWh | PSE Deemed
LED Lamp Tenant Controlled | 32 | per unit | kWh | PSE Deemed
Showerhead - Max 1.50 gpm EWH | 307 | per unit | kWh | RTF Deemed
Showerhead - Max 1.75 gpm EWH | 222 | per unit | kWh | RTF Deemed
Stairwell bi-level >= 10 floors | 379 | per unit | kWh | PSE Deemed
Stairwell bi-level >3 | 203 | per unit | kWh | PSE Deemed
Variable Refrigerant Flow System | 1 | calculated | kWh | Calculated
Whole Bldg - electric | 1 |  | kWh | custom
Whole Building - Commercial Electric | 1 | calculated | kWh | custom
Whole Building - Residential Electric | 1 | calculated | kWh | custom

## E262
Schedule: | E262
Programs | Order Numbers
Small Business Direct Install | 18231134
Commercial HVAC | 18230718
Commercial Kitchen & Laundry | 18230716
Commercial Direct Install (Non-SBDI) | 18230717
Lighting to Go (Business Lighting Markdown) | 18230714
Business Lighting Rebates | 18230722
Measure Name | Measure Savings | Unit Type | Savings UOM | Savings Type
$150 Electric EGP Retrofit Tier 2 | 1 | calculated | kWh | Calculated
$150 Heat Pump Tier 2 | 1 | calculated | kWh | Calculated
$550 Electric EGP Tier 2 | 1 | calculated | kWh | Calculated
Aerator | 712 | per unit | kWh | PSE Deemed
Aerator - $10 | 712 | per unit | kWh | PSE Deemed
Aerator - $7 | 712 | per unit | kWh | PSE Deemed
Aerator - Reinstall | -712 | per unit | kWh | PSE Deemed
Aerator - Reinstall - $10 | -712 | per unit | kWh | PSE Deemed
Aerator - Reinstall - $7 | -712 | per unit | kWh | PSE Deemed
Aerator - SBDI | 712 | per unit | kWh | PSE Deemed
Aerator - Split | 712 | per unit | kWh | PSE Deemed
Aerator - Split - $10 | 712 | per unit | kWh | PSE Deemed
Aerator - Split - $7 | 712 | per unit | kWh | PSE Deemed
Aerator - Split Reinstall | -712 | per unit | kWh | PSE Deemed
Aerator - Split Reinstall - $10 | -712 | per unit | kWh | PSE Deemed
Aerator - Split Reinstall - $7 | -712 | per unit | kWh | PSE Deemed
Air Conditioner - Tier 2 | 80 | per ton | kWh | Calculated
Bi-Level Stair | 457 | per unit | kWh | PSE Deemed
Combination Oven - $1000 | 11497 | per unit | kWh | PSE Deemed
Commercial Fryer | 2449 | per unit | kWh | RTF Deemed
Commercial Washer - E Dryer Only | 320 | per unit | kWh | PSE Deemed
Commercial Washer - EWH / E Dryer | 750 | per unit | kWh | PSE Deemed
Commercial Washer - EWH Only | 430 | per unit | kWh | PSE Deemed
Convection Oven - Double - $2000 | 5548 | per unit | kWh | PSE Deemed
Convection Oven - Full Size - $1000 | 2774 | per unit | kWh | PSE Deemed
Convection Oven - Half Size - $500 | 2518 | per unit | kWh | PSE Deemed
CoolerMiser Installation | 515 | per unit | kWh | Calculated
Dishwasher - Door Type High Temp - $750 | 11334 | per unit | kWh | PSE Deemed
Dishwasher - Door Type High Temp - Electric Booster | 4407 | per unit | kWh | PSE Deemed
Dishwasher - Door Type Low Temp - $750 | 15931 | per unit | kWh | PSE Deemed
Dishwasher - MT High Temp - $1500 | 26298 | per unit | kWh | PSE Deemed
Dishwasher - MT High Temp - Electric Booster | 10342 | per unit | kWh | PSE Deemed
Dishwasher - MT Low Temp - $1500 | 18554 | per unit | kWh | PSE Deemed
Dishwasher - ST High Temp - $1000 | 8157 | per unit | kWh | PSE Deemed
Dishwasher - ST High Temp - Electric Booster | 3951 | per unit | kWh | PSE Deemed
Dishwasher - ST Low Temp - $1000 | 13224 | per unit | kWh | PSE Deemed
Dishwasher - ST Low Temp - Incidental Elec Savings | 360 | per unit | kWh | PSE Deemed
Dishwasher - Under Counter - High Temp - $150 | 2566 | per unit | kWh | PSE Deemed
Dishwasher - Under Counter High Temp - Electric Booster | 1499 | per unit | kWh | PSE Deemed
Dishwasher - Under Counter Low Temp - $150 | 2505 | per unit | kWh | PSE Deemed
ECM - Display Case | 477 | per unit | kWh | PSE Deemed
ECM - Walk In | 1199 | per unit | kWh | PSE Deemed
High Efficiency HVAC Retrofit | 1 | calculated | kWh | Calculated
HVAC Demand Control Ventilation | 1 | calculated | kWh | Calculated
Ice Machine - 1001 to 1500 lbs Ice per Day | 2601 | per unit | kWh | PSE Deemed
Ice Machine - 101 to 300 lbs Ice per Day | 805 | per unit | kWh | PSE Deemed
Ice Machine - 301 to 500 lbs Ice per Day | 1117 | per unit | kWh | PSE Deemed
Ice Machine - 501 to 1000 lbs Ice per Day | 1807 | per unit | kWh | PSE Deemed
Ice Machine - Greater Than 1500 lbs Ice Per Day | 3641 | per unit | kWh | PSE Deemed
Lamp - 120W Multi-Lamp Inc Fixture to 2L F17T8 (NBF) | 368 | per unit | kWh | PSE Deemed
Lamp - 160W Multi-Lamp Inc Fixture to 2L F25T8 (NBF) | 479 | per unit | kWh | PSE Deemed
Lamp - 2' 1L T12 HO to 2' 1L T8 | 198 | per unit | kWh | PSE Deemed
Lamp - 2' 1L T12 to 2' 1L T8 | 41 | per unit | kWh | PSE Deemed
Lamp - 2' 1L T12 to 2' 1L T8 | 41 | per unit | kWh | PSE Deemed
Lamp - 240W Multi-Lamp Inc Fixture to 2L F28T8 (NBF) | 793 | per unit | kWh | PSE Deemed
Lamp - 3' 1L T12 to 3' 1L T8 | 70 | per unit | kWh | PSE Deemed
Lamp - 4' 1L T12 to 4' 1L T8 | 66 | per unit | kWh | PSE Deemed
Lamp - 4' 1L T12 to 4' 1L T8 | 66 | per unit | kWh | PSE Deemed
Lamp - 4' 2L T12 HO to 4' 2L T8 | 421 | per unit | kWh | PSE Deemed
Lamp - 4' 2L T12 HO to 4' 2L T8 | 421 | per unit | kWh | PSE Deemed
Lamp - 4' 2L T12 to 4' 2L T8 | 136 | per unit | kWh | PSE Deemed
Lamp - 4' 2L T12 to 4' 2L T8 | 136 | per unit | kWh | PSE Deemed
Lamp - 4' 3L T12 HO to 4' 2L T8 (Delamp & Reflector) | 719 | per unit | kWh | PSE Deemed
Lamp - 4' 3L T12 HO to 4' 3L T8 | 632 | per unit | kWh | PSE Deemed
Lamp - 4' 3L T12 to 4' 2L T8 (Delamp & Reflector) | 289 | per unit | kWh | PSE Deemed
Lamp - 4' 3L T12 to 4' 3L T8 | 202 | per unit | kWh | PSE Deemed
Lamp - 4' 4L T12 HO to 4' 2L T8 (Delamp & Reflector) | 1016 | per unit | kWh | PSE Deemed
Lamp - 4' 4L T12 HO to 4' 3L T8 (Delamp) | 930 | per unit | kWh | PSE Deemed
Lamp - 4' 4L T12 HO to 4' 4L T8 | 843 | per unit | kWh | PSE Deemed
Lamp - 4' 4L T12 HO to 4' 4L T8 | 843 | per unit | kWh | PSE Deemed
Lamp - 4' 4L T12 to 4' 2L T8 (Delamp & Reflector) | 446 | per unit | kWh | PSE Deemed
Lamp - 4' 4L T12 to 4' 3L T8 (Delamp) | 359 | per unit | kWh | PSE Deemed
Lamp - 4' 4L T12 to 4' 4L T8 | 273 | per unit | kWh | PSE Deemed
Lamp - 4' 4L T12 to 4' 4L T8 | 273 | per unit | kWh | PSE Deemed
Lamp - 400W HID to 4' 6L T8 (HBF) | 1107 | per unit | kWh | PSE Deemed
Lamp - 400W HID to 4' 6L T8 (HBF) | 1107 | per unit | kWh | PSE Deemed
Lamp - 8' 1L T12 HO F96 to 4' 2L 28W (Retro Kit 2L 8') | 260 | per unit | kWh | PSE Deemed
Lamp - 8' 1L T8 F96 to 4' 2L 28W (Retro Kit 2L 8') | 50 | per unit | kWh | PSE Deemed
Lamp - 8' 2L T12 Delamp to 4' 2L T8 (Retro Kit Delamp) | 397 | per unit | kWh | PSE Deemed
Lamp - 8' 2L T12 HO F96 to 4' 4L 28W (Retro Kit 4L 8' NBF) | 516 | per unit | kWh | PSE Deemed
Lamp - 8' 2L T8 F96 to 4' 4L 28W (Retro Kit 4L 8') | 103 | per unit | kWh | PSE Deemed
Lamp - 80W Multi-Lamp Inc Fixture to 2L F17T8 (NBF) | 202 | per unit | kWh | PSE Deemed
LED - 35W Area Fixture with Photocell | 685 | per unit | kWh | PSE Deemed
LED - 60W Wall Pack with Photocell | 890 | per unit | kWh | PSE Deemed
LED - Decorative | 1 | calculated | kWh | PSE Deemed
LED - Decorative - Church | 35 | per unit | kWh | PSE Deemed
LED - Decorative - Exterior | 79 | per unit | kWh | PSE Deemed
LED - Decorative - Grocery | 102 | per unit | kWh | PSE Deemed
LED - Decorative - Hospital | 166 | per unit | kWh | PSE Deemed
LED - Decorative - Hospital | 119 | per unit | kWh | PSE Deemed
LED - Decorative - Hotel Commons | 159 | per unit | kWh | PSE Deemed
LED - Decorative - Hotel rooms | 26 | per unit | kWh | PSE Deemed
LED - Decorative - Office | 58 | per unit | kWh | PSE Deemed
LED - Decorative - Other | 114 | per unit | kWh | PSE Deemed
LED - Decorative - Other | 44 | per unit | kWh | PSE Deemed
LED - Decorative - Other Health | 86 | per unit | kWh | PSE Deemed
LED - Decorative - Restaurant | 70 | per unit | kWh | PSE Deemed
LED - Decorative - Retail | 64 | per unit | kWh | PSE Deemed
LED - Decorative - School (K-12) | 45 | per unit | kWh | PSE Deemed
LED - Decorative - University | 120 | per unit | kWh | PSE Deemed
LED - Decorative - Warehouse | 46 | per unit | kWh | PSE Deemed
LED - Decorative Hotel Commons | 218 | per unit | kWh | PSE Deemed
LED - Decorative Restaurant | 127 | per unit | kWh | PSE Deemed
LED - Directional (Par, BR, R) 20 | 1 | calculated | kWh | PSE Deemed
LED - Directional (Par, BR, R) 30 | 1 | calculated | kWh | PSE Deemed
LED - Directional (Par, BR, R) 3840 | 1 | calculated | kWh | PSE Deemed
LED - Hard-Wired | 1 | calculated | kWh | PSE Deemed
LED - HW Recessed Retrofit Kit - Church | 62 | per unit | kWh | PSE Deemed
LED - HW Recessed Retrofit Kit - Exterior | 138 | per unit | kWh | PSE Deemed
LED - HW Recessed Retrofit Kit - Grocery | 180 | per unit | kWh | PSE Deemed
LED - HW Recessed Retrofit Kit - Hospital | 209 | per unit | kWh | PSE Deemed
LED - HW Recessed Retrofit Kit - Hospital | 209 | per unit | kWh | PSE Deemed
LED - HW Recessed Retrofit Kit - Hotel Commons | 275 | per unit | kWh | PSE Deemed
LED - HW Recessed Retrofit Kit - Hotel Commons | 280 | per unit | kWh | PSE Deemed
LED - HW Recessed Retrofit Kit - Hotel rooms | 45 | per unit | kWh | PSE Deemed
LED - HW Recessed Retrofit Kit - Office | 101 | per unit | kWh | PSE Deemed
LED - HW Recessed Retrofit Kit - Office | 103 | per unit | kWh | PSE Deemed
LED - HW Recessed Retrofit Kit - Other | 144 | per unit | kWh | PSE Deemed
LED - HW Recessed Retrofit Kit - Other | 77 | per unit | kWh | PSE Deemed
LED - HW Recessed Retrofit Kit - Other Health | 151 | per unit | kWh | PSE Deemed
LED - HW Recessed Retrofit Kit - Restaurant | 123 | per unit | kWh | PSE Deemed
LED - HW Recessed Retrofit Kit - Retail | 113 | per unit | kWh | PSE Deemed
LED - HW Recessed Retrofit Kit - School (K-12) | 78 | per unit | kWh | PSE Deemed
LED - HW Recessed Retrofit Kit - University | 211 | per unit | kWh | PSE Deemed
LED - HW Recessed Retrofit Kit - University | 210 | per unit | kWh | PSE Deemed
LED - HW Recessed Retrofit Kit - Warehouse | 130 | per unit | kWh | PSE Deemed
LED - HW Recessed Retrofit Kit - Warehouse | 81 | per unit | kWh | PSE Deemed
LED - MR16 | 1 | calculated | kWh | PSE Deemed
LED - MR16 - Church | 47 | per unit | kWh | PSE Deemed
LED - MR16 - Exterior | 103 | per unit | kWh | PSE Deemed
LED - MR16 - Grocery | 134 | per unit | kWh | PSE Deemed
LED - MR16 - Hospital | 273 | per unit | kWh | PSE Deemed
LED - MR16 - Hospital | 156 | per unit | kWh | PSE Deemed
LED - MR16 - Hotel Commons | 358 | per unit | kWh | PSE Deemed
LED - MR16 - Hotel Commons | 210 | per unit | kWh | PSE Deemed
LED - MR16 - Hotel Rooms | 59 | per unit | kWh | PSE Deemed
LED - MR16 - Hotel rooms | 34 | per unit | kWh | PSE Deemed
LED - MR16 - Office | 132 | per unit | kWh | PSE Deemed
LED - MR16 - Office | 77 | per unit | kWh | PSE Deemed
LED - MR16 - Other | 188 | per unit | kWh | PSE Deemed
LED - MR16 - Other | 58 | per unit | kWh | PSE Deemed
LED - MR16 - Other Health | 197 | per unit | kWh | PSE Deemed
LED - MR16 - Other Health | 113 | per unit | kWh | PSE Deemed
LED - MR16 - Restaurant | 92 | per unit | kWh | PSE Deemed
LED - MR16 - Retail | 163 | per unit | kWh | PSE Deemed
LED - MR16 - Retail | 84 | per unit | kWh | PSE Deemed
LED - MR16 - School (K-12) | 59 | per unit | kWh | PSE Deemed
LED - MR16 - University | 157 | per unit | kWh | PSE Deemed
LED - MR16 - Warehouse | 61 | per unit | kWh | PSE Deemed
LED - New Exit Sign | 1 | calculated | kWh | PSE Deemed
LED - Omni-Directional | 1 | calculated | kWh | PSE Deemed
LED - Omnidirectional - $5 - Church | 46 | per unit | kWh | PSE Deemed
LED - Omnidirectional - $5 - Exterior | 103 | per unit | kWh | PSE Deemed
LED - Omnidirectional - $5 - Grocery | 134 | per unit | kWh | PSE Deemed
LED - Omnidirectional - $5 - Hospital | 271 | per unit | kWh | PSE Deemed
LED - Omnidirectional - $5 - Hospital | 155 | per unit | kWh | PSE Deemed
LED - Omnidirectional - $5 - Hotel Commons | 209 | per unit | kWh | PSE Deemed
LED - Omnidirectional - $5 - Hotel Rooms | 34 | per unit | kWh | PSE Deemed
LED - Omnidirectional - $5 - Office | 76 | per unit | kWh | PSE Deemed
LED - Omnidirectional - $5 - Other | 57 | per unit | kWh | PSE Deemed
LED - Omnidirectional - $5 - Other | 187 | per unit | kWh | PSE Deemed
LED - Omnidirectional - $5 - Other Health | 112 | per unit | kWh | PSE Deemed
LED - Omnidirectional - $5 - Restaurant | 92 | per unit | kWh | PSE Deemed
LED - Omnidirectional - $5 - Restaurant | 206 | per unit | kWh | PSE Deemed
LED - Omnidirectional - $5 - Retail | 84 | per unit | kWh | PSE Deemed
LED - Omnidirectional - $5 - School (K-12) | 58 | per unit | kWh | PSE Deemed
LED - Omnidirectional - $5 - University | 157 | per unit | kWh | PSE Deemed
LED - Omnidirectional - $5 - Warehouse | 169 | per unit | kWh | PSE Deemed
LED - Omnidirectional - $5 - Warehouse | 61 | per unit | kWh | PSE Deemed
LED - PAR 38 & 40 - Church | 76 | per unit | kWh | PSE Deemed
LED - PAR 38 & 40 - Exterior | 170 | per unit | kWh | PSE Deemed
LED - PAR 38 & 40 - Grocery | 221 | per unit | kWh | PSE Deemed
LED - PAR 38 & 40 - Hospital | 256 | per unit | kWh | PSE Deemed
LED - PAR 38 & 40 - Hotel Commons | 275 | per unit | kWh | PSE Deemed
LED - PAR 38 & 40 - Hotel Commons | 344 | per unit | kWh | PSE Deemed
LED - PAR 38 & 40 - Hotel rooms | 56 | per unit | kWh | PSE Deemed
LED - PAR 38 & 40 - Office | 126 | per unit | kWh | PSE Deemed
LED - PAR 38 & 40 - Other | 95 | per unit | kWh | PSE Deemed
LED - PAR 38 & 40 - Other Health | 185 | per unit | kWh | PSE Deemed
LED - PAR 38 & 40 - Restaurant | 160 | per unit | kWh | PSE Deemed
LED - PAR 38 & 40 - Restaurant | 151 | per unit | kWh | PSE Deemed
LED - PAR 38 & 40 - Retail | 125 | per unit | kWh | PSE Deemed
LED - PAR 38 & 40 - Retail | 139 | per unit | kWh | PSE Deemed
LED - PAR 38 & 40 - School (K-12) | 96 | per unit | kWh | PSE Deemed
LED - PAR 38 & 40 - University | 258 | per unit | kWh | PSE Deemed
LED - PAR 38 & 40 - Warehouse | 100 | per unit | kWh | PSE Deemed
LED - PAR20 - Church | 66 | per unit | kWh | PSE Deemed
LED - PAR20 - Exterior | 147 | per unit | kWh | PSE Deemed
LED - PAR20 - Grocery | 192 | per unit | kWh | PSE Deemed
LED - PAR20 - Hospital | 223 | per unit | kWh | PSE Deemed
LED - PAR20 - Hotel Commons | 299 | per unit | kWh | PSE Deemed
LED - PAR20 - Hotel rooms | 48 | per unit | kWh | PSE Deemed
LED - PAR20 - Office | 106 | per unit | kWh | PSE Deemed
LED - PAR20 - Office | 110 | per unit | kWh | PSE Deemed
LED - PAR20 - Other | 151 | per unit | kWh | PSE Deemed
LED - PAR20 - Other | 82 | per unit | kWh | PSE Deemed
LED - PAR20 - Other Health | 161 | per unit | kWh | PSE Deemed
LED - PAR20 - Restaurant | 131 | per unit | kWh | PSE Deemed
LED - PAR20 - Retail | 131 | per unit | kWh | PSE Deemed
LED - PAR20 - Retail | 120 | per unit | kWh | PSE Deemed
LED - PAR20 - School (K-12) | 84 | per unit | kWh | PSE Deemed
LED - PAR20 - University | 224 | per unit | kWh | PSE Deemed
LED - PAR20 - Warehouse | 87 | per unit | kWh | PSE Deemed
LED - PAR30 - Church | 57 | per unit | kWh | PSE Deemed
LED - PAR30 - Exterior | 126 | per unit | kWh | PSE Deemed
LED - PAR30 - Grocery | 163 | per unit | kWh | PSE Deemed
LED - PAR30 - Hospital | 193 | per unit | kWh | PSE Deemed
LED - PAR30 - Hospital | 190 | per unit | kWh | PSE Deemed
LED - PAR30 - Hotel Commons | 254 | per unit | kWh | PSE Deemed
LED - PAR30 - Hotel Commons | 255 | per unit | kWh | PSE Deemed
LED - PAR30 - Hotel rooms | 41 | per unit | kWh | PSE Deemed
LED - PAR30 - Office | 93 | per unit | kWh | PSE Deemed
LED - PAR30 - Other | 133 | per unit | kWh | PSE Deemed
LED - PAR30 - Other | 70 | per unit | kWh | PSE Deemed
LED - PAR30 - Other Health | 140 | per unit | kWh | PSE Deemed
LED - PAR30 - Other Health | 137 | per unit | kWh | PSE Deemed
LED - PAR30 - Restaurant | 147 | per unit | kWh | PSE Deemed
LED - PAR30 - Restaurant | 112 | per unit | kWh | PSE Deemed
LED - PAR30 - Retail | 103 | per unit | kWh | PSE Deemed
LED - PAR30 - School (K-12) | 71 | per unit | kWh | PSE Deemed
LED - PAR30 - University | 191 | per unit | kWh | PSE Deemed
LED - PAR30 - Warehouse | 74 | per unit | kWh | PSE Deemed
LED - TLED | 1 | calculated | kWh | PSE Deemed
LED - TLED4 - Grocery | 46 | per unit | kWh | PSE Deemed
LED - TLED4 - Hospital | 54 | per unit | kWh | PSE Deemed
LED - TLED4 - Hotel Church | 16 | per unit | kWh | PSE Deemed
LED - TLED4 - Hotel Commons | 72 | per unit | kWh | PSE Deemed
LED - TLED4 - Hotel Exterior | 36 | per unit | kWh | PSE Deemed
LED - TLED4 - Hotel Rooms | 12 | per unit | kWh | PSE Deemed
LED - TLED4 - Office | 26 | per unit | kWh | PSE Deemed
LED - TLED4 - Office | 27 | per unit | kWh | PSE Deemed
LED - TLED4 - Other | 37 | per unit | kWh | PSE Deemed
LED - TLED4 - Other | 20 | per unit | kWh | PSE Deemed
LED - TLED4 - Other Health | 39 | per unit | kWh | PSE Deemed
LED - TLED4 - Restaurant | 32 | per unit | kWh | PSE Deemed
LED - TLED4 - Retail | 29 | per unit | kWh | PSE Deemed
LED - TLED4 - School (K-12) | 20 | per unit | kWh | PSE Deemed
LED - TLED4 - University | 54 | per unit | kWh | PSE Deemed
LED - TLED4 - Warehouse | 21 | per unit | kWh | PSE Deemed
LED A Lamp 11W - Hotel/Motel Common Areas | 313 | per unit | kWh | PSE Deemed
LED A Lamp 11W - Hotel/Motel Common Areas | 247 | per unit | kWh | PSE Deemed
LED A Lamp 11W - Office | 115 | per unit | kWh | PSE Deemed
LED A Lamp 11W - Office | 90 | per unit | kWh | PSE Deemed
LED A Lamp 11W - Other | 164 | per unit | kWh | PSE Deemed
LED A Lamp 11W - Other | 68 | per unit | kWh | PSE Deemed
LED A Lamp 11W - Other Health | 172 | per unit | kWh | PSE Deemed
LED A Lamp 11W - Other Health | 133 | per unit | kWh | PSE Deemed
LED A Lamp 11W - Restaurant | 182 | per unit | kWh | PSE Deemed
LED A Lamp 11W - Restaurant | 108 | per unit | kWh | PSE Deemed
LED A Lamp 11W - Retail | 143 | per unit | kWh | PSE Deemed
LED A Lamp 11W - Retail | 99 | per unit | kWh | PSE Deemed
LED A Lamp 11W - School (K-12) | 102 | per unit | kWh | PSE Deemed
LED A Lamp 11W - School (K-12) | 69 | per unit | kWh | PSE Deemed
LED A Lamp 11W - Warehouse | 149 | per unit | kWh | PSE Deemed
LED A Lamp 11W - Warehouse | 72 | per unit | kWh | PSE Deemed
LED A Lamp 5W Globe - Hotel/Motel Common Areas | 421 | per unit | kWh | PSE Deemed
LED A Lamp 5W Globe - Hotel/Motel Common Areas | 112 | per unit | kWh | PSE Deemed
LED A Lamp 5W Globe - Office | 155 | per unit | kWh | PSE Deemed
LED A Lamp 5W Globe - Office | 41 | per unit | kWh | PSE Deemed
LED A Lamp 5W Globe - Other | 221 | per unit | kWh | PSE Deemed
LED A Lamp 5W Globe - Other | 31 | per unit | kWh | PSE Deemed
LED A Lamp 5W Globe - Other Health | 232 | per unit | kWh | PSE Deemed
LED A Lamp 5W Globe - Other Health | 60 | per unit | kWh | PSE Deemed
LED A Lamp 5W Globe - Restaurant | 245 | per unit | kWh | PSE Deemed
LED A Lamp 5W Globe - Restaurant | 49 | per unit | kWh | PSE Deemed
LED A Lamp 5W Globe - Retail | 192 | per unit | kWh | PSE Deemed
LED A Lamp 5W Globe - Retail | 45 | per unit | kWh | PSE Deemed
LED A Lamp 5W Globe - School (K-12) | 137 | per unit | kWh | PSE Deemed
LED A Lamp 5W Globe - School (K-12) | 31 | per unit | kWh | PSE Deemed
LED A Lamp 5W Globe - Warehouse | 200 | per unit | kWh | PSE Deemed
LED A Lamp 5W Globe - Warehouse | 33 | per unit | kWh | PSE Deemed
LED A Lamp 7W - Hotel/Motel Common Areas | 275 | per unit | kWh | PSE Deemed
LED A Lamp 7W - Hotel/Motel Common Areas | 157 | per unit | kWh | PSE Deemed
LED A Lamp 7W - Office | 101 | per unit | kWh | PSE Deemed
LED A Lamp 7W - Office | 58 | per unit | kWh | PSE Deemed
LED A Lamp 7W - Other | 144 | per unit | kWh | PSE Deemed
LED A Lamp 7W - Other | 43 | per unit | kWh | PSE Deemed
LED A Lamp 7W - Other Health | 151 | per unit | kWh | PSE Deemed
LED A Lamp 7W - Other Health | 84 | per unit | kWh | PSE Deemed
LED A Lamp 7W - Restaurant | 160 | per unit | kWh | PSE Deemed
LED A Lamp 7W - Restaurant | 69 | per unit | kWh | PSE Deemed
LED A Lamp 7W - Retail | 162 | per unit | kWh | PSE Deemed
LED A Lamp 7W - Retail | 63 | per unit | kWh | PSE Deemed
LED A Lamp 7W - School (K-12) | 89 | per unit | kWh | PSE Deemed
LED A Lamp 7W - School (K-12) | 44 | per unit | kWh | PSE Deemed
LED A Lamp 7W - Warehouse | 130 | per unit | kWh | PSE Deemed
LED A Lamp 7W - Warehouse | 46 | per unit | kWh | PSE Deemed
LED Decorative - Hotel/Motel Common Areas | 183 | per unit | kWh | PSE Deemed
LED Decorative - Hotel/Motel Common Areas | 159 | per unit | kWh | PSE Deemed
LED Decorative - Office | 67 | per unit | kWh | PSE Deemed
LED Decorative - Office | 58 | per unit | kWh | PSE Deemed
LED Decorative - Other | 96 | per unit | kWh | PSE Deemed
LED Decorative - Other | 44 | per unit | kWh | PSE Deemed
LED Decorative - Other Health | 101 | per unit | kWh | PSE Deemed
LED Decorative - Other Health | 86 | per unit | kWh | PSE Deemed
LED Decorative - Restaurant | 106 | per unit | kWh | PSE Deemed
LED Decorative - Restaurant | 70 | per unit | kWh | PSE Deemed
LED Decorative - Retail | 84 | per unit | kWh | PSE Deemed
LED Decorative - Retail | 64 | per unit | kWh | PSE Deemed
LED Decorative - School (K-12) | 59 | per unit | kWh | PSE Deemed
LED Decorative - School (K-12) | 45 | per unit | kWh | PSE Deemed
LED Decorative - Warehouse | 87 | per unit | kWh | PSE Deemed
LED Decorative - Warehouse | 46 | per unit | kWh | PSE Deemed
LED Direction Par 20 - Hotel/Motel Common Areas | 288 | per unit | kWh | PSE Deemed
LED Direction Par 20 - Hotel/Motel Common Areas | 299 | per unit | kWh | PSE Deemed
LED Direction Par 20 - Office | 106 | per unit | kWh | PSE Deemed
LED Direction Par 20 - Office | 110 | per unit | kWh | PSE Deemed
LED Direction Par 20 - Other | 151 | per unit | kWh | PSE Deemed
LED Direction Par 20 - Other | 82 | per unit | kWh | PSE Deemed
LED Direction Par 20 - Other Health | 158 | per unit | kWh | PSE Deemed
LED Direction Par 20 - Other Health | 161 | per unit | kWh | PSE Deemed
LED Direction Par 20 - Restaurant | 167 | per unit | kWh | PSE Deemed
LED Direction Par 20 - Restaurant | 131 | per unit | kWh | PSE Deemed
LED Direction Par 20 - Retail | 131 | per unit | kWh | PSE Deemed
LED Direction Par 20 - Retail | 120 | per unit | kWh | PSE Deemed
LED Direction Par 20 - School (K-12) | 94 | per unit | kWh | PSE Deemed
LED Direction Par 20 - School (K-12) | 84 | per unit | kWh | PSE Deemed
LED Direction Par 20 - Warehouse | 137 | per unit | kWh | PSE Deemed
LED Direction Par 20 - Warehouse | 87 | per unit | kWh | PSE Deemed
LED Direction Par 30 - Hotel/Motel Common Areas | 254 | per unit | kWh | PSE Deemed
LED Direction Par 30 - Hotel/Motel Common Areas | 255 | per unit | kWh | PSE Deemed
LED Direction Par 30 - Office | 94 | per unit | kWh | PSE Deemed
LED Direction Par 30 - Office | 93 | per unit | kWh | PSE Deemed
LED Direction Par 30 - Other | 133 | per unit | kWh | PSE Deemed
LED Direction Par 30 - Other | 70 | per unit | kWh | PSE Deemed
LED Direction Par 30 - Other Health | 140 | per unit | kWh | PSE Deemed
LED Direction Par 30 - Other Health | 137 | per unit | kWh | PSE Deemed
LED Direction Par 30 - Restaurant | 147 | per unit | kWh | PSE Deemed
LED Direction Par 30 - Restaurant | 112 | per unit | kWh | PSE Deemed
LED Direction Par 30 - Retail | 116 | per unit | kWh | PSE Deemed
LED Direction Par 30 - Retail | 103 | per unit | kWh | PSE Deemed
LED Direction Par 30 - School (K-12) | 82 | per unit | kWh | PSE Deemed
LED Direction Par 30 - School (K-12) | 71 | per unit | kWh | PSE Deemed
LED Direction Par 30 - Warehouse | 121 | per unit | kWh | PSE Deemed
LED Direction Par 30 - Warehouse | 74 | per unit | kWh | PSE Deemed
LED Exit Sign | 153.3 | per unit | kWh | PSE Deemed
LED MR16 - Hotel/Motel Common Areas | 358 | per unit | kWh | PSE Deemed
LED MR16 - Hotel/Motel Common Areas | 210 | per unit | kWh | PSE Deemed
LED MR16 - Office | 132 | per unit | kWh | PSE Deemed
LED MR16 - Office | 77 | per unit | kWh | PSE Deemed
LED MR16 - Other | 188 | per unit | kWh | PSE Deemed
LED MR16 - Other | 58 | per unit | kWh | PSE Deemed
LED MR16 - Other Health | 197 | per unit | kWh | PSE Deemed
LED MR16 - Other Health | 113 | per unit | kWh | PSE Deemed
LED MR16 - Restaurant | 208 | per unit | kWh | PSE Deemed
LED MR16 - Restaurant | 92 | per unit | kWh | PSE Deemed
LED MR16 - Retail | 163 | per unit | kWh | PSE Deemed
LED MR16 - Retail | 84 | per unit | kWh | PSE Deemed
LED MR16 - School (K-12) | 116 | per unit | kWh | PSE Deemed
LED MR16 - School (K-12) | 59 | per unit | kWh | PSE Deemed
LED MR16 - Warehouse | 170 | per unit | kWh | PSE Deemed
LED MR16 - Warehouse | 61 | per unit | kWh | PSE Deemed
LED Open Sign | 158 | per unit | kWh | PSE Deemed
LED Par 38 & 40 - Hotel/Motel Common Areas | 275 | per unit | kWh | PSE Deemed
LED Par 38 & 40 - Hotel/Motel Common Areas | 344 | per unit | kWh | PSE Deemed
LED Par 38 & 40 - Office | 101 | per unit | kWh | PSE Deemed
LED Par 38 & 40 - Office | 126 | per unit | kWh | PSE Deemed
LED Par 38 & 40 - Other | 144 | per unit | kWh | PSE Deemed
LED Par 38 & 40 - Other | 95 | per unit | kWh | PSE Deemed
LED Par 38 & 40 - Other Health | 151 | per unit | kWh | PSE Deemed
LED Par 38 & 40 - Other Health | 185 | per unit | kWh | PSE Deemed
LED Par 38 & 40 - Restaurant | 160 | per unit | kWh | PSE Deemed
LED Par 38 & 40 - Restaurant | 151 | per unit | kWh | PSE Deemed
LED Par 38 & 40 - Retail | 125 | per unit | kWh | PSE Deemed
LED Par 38 & 40 - Retail | 139 | per unit | kWh | PSE Deemed
LED Par 38 & 40 - School (K-12) | 89 | per unit | kWh | PSE Deemed
LED Par 38 & 40 - School (K-12) | 96 | per unit | kWh | PSE Deemed
LED Par 38 & 40 - Warehouse | 130 | per unit | kWh | PSE Deemed
LED Par 38 & 40 - Warehouse | 100 | per unit | kWh | PSE Deemed
LED Wall Pack with Photocell - Less than 19W | 181 | per unit | kWh | PSE Deemed
LED Wall Pack with Photocell - Less than 30W | 601 | per unit | kWh | PSE Deemed
Occupancy Based Thermostat Controls - 5 Degrees | 222 | per unit | kWh | PSE Deemed
Occupancy Sensor | 1 | calculated | kWh | PSE Deemed
Occupancy Sensors (<100W) | 46 | per unit | kWh | PSE Deemed
Occupancy Sensors (<100W) | 46 | per unit | kWh | PSE Deemed
Occupancy Sensors (>100W And <150W) | 116 | per unit | kWh | PSE Deemed
Occupancy Sensors (>100W And <150W) | 116 | per unit | kWh | PSE Deemed
Occupancy Sensors (>150W And <200W) | 162 | per unit | kWh | PSE Deemed
Occupancy Sensors (>200W And <450W) | 302 | per unit | kWh | PSE Deemed
Occupancy Sensors (>450) | 464 | per unit | kWh | PSE Deemed
Packaged Terminal Heat Pump - Hotel | 646 | per unit | kWh | PSE Deemed
Premium HVAC | 1 | calculated | kWh | Calculated
Programmable Thermostat | 473 | per unit | kWh | PSE Deemed
Refrigerated DC 3' T12 to LED | 204 | per unit | kWh | PSE Deemed
Refrigerated DC 3' T8 to LED | 158 | per unit | kWh | PSE Deemed
Refrigerated DC 4' T12 to LED | 272 | per unit | kWh | PSE Deemed
Refrigerated DC 4' T8 to LED | 210 | per unit | kWh | PSE Deemed
Refrigerated DC 5' T12 to LED | 340 | per unit | kWh | PSE Deemed
Refrigerated DC 5' T8 to LED | 263 | per unit | kWh | PSE Deemed
Refrigerated DC 6' T12 to LED | 408 | per unit | kWh | PSE Deemed
Refrigerated DC 6' T8 to LED | 315 | per unit | kWh | PSE Deemed
Showerhead - Any Comm - DI - E - 1.5 GPM | 228 | per unit | kWh | PSE Deemed
Showerhead - Any Comm - DI Reinstall - E - 1.5 GPM | -228 | per unit | kWh | PSE Deemed
Showerhead - Any Comm - DI Split - E - 1.5 GPM | 228 | per unit | kWh | PSE Deemed
Showerhead - Any Comm - DI Split Reinstall - E - 1.5 GPM | -228 | per unit | kWh | PSE Deemed
Showerhead - Any Comm - SBDI - E - 1.5 GPM | 228 | per unit | kWh | PSE Deemed
Showerhead - Fit Ctr - DI - E - 1.5 GPM | 4288 | per unit | kWh | PSE Deemed
Showerhead - Fit Ctr - DI Reinstall - E - 1.5 GPM | -4288 | per unit | kWh | PSE Deemed
Showerhead - Fit Ctr - DI Split - E - 1.5 GPM | 4288 | per unit | kWh | PSE Deemed
Showerhead - Fit Ctr - DI Split Reinstall - E - 1.5 GPM | -4288 | per unit | kWh | PSE Deemed
Showerhead - Fit Ctr - SBDI - E - 1.5 GPM | 4288 | per unit | kWh | PSE Deemed
Showerhead - Super Low Flow - 1.5 GPM | 228 | per unit | kWh | PSE Deemed
Smart Strip Plug-In | 100 | per unit | kWh | RTF Deemed
Sprayhead - 1.6 PI to 0.65 GPM | 839 | per unit | kWh | PSE Deemed
Sprayhead - 2.2 PI to 0.65 GPM | 1322 | per unit | kWh | PSE Deemed
Sprayhead - 2.6 PI to 0.65 GPM | 2187 | per unit | kWh | PSE Deemed
Sprayhead - Not PI to 0.65 GPM | 1208 | per unit | kWh | PSE Deemed
Sprayhead - Reinstall - 1.6 PI to 0.65 GPM | -839 | per unit | kWh | PSE Deemed
Sprayhead - Reinstall - 2.2 PI to 0.65 GPM | -1322 | per unit | kWh | PSE Deemed
Sprayhead - Reinstall - 2.6 PI to 0.65 GPM | -2187 | per unit | kWh | PSE Deemed
Sprayhead - Reinstall - Not PI to 0.65 GPM | -1208 | per unit | kWh | PSE Deemed
Sprayhead - SBDI - 1.6 PI to 0.65 GPM | 839 | per unit | kWh | PSE Deemed
Sprayhead - SBDI - 2.2 PI to 0.65 GPM | 1322 | per unit | kWh | PSE Deemed
Sprayhead - SBDI - 2.6 PI to 0.65 GPM | 2187 | per unit | kWh | PSE Deemed
Sprayhead - SBDI - Not PI to 0.65 GPM | 1208 | per unit | kWh | PSE Deemed
Sprayhead - Split - 1.6 PI to 0.65 GPM | 839 | per unit | kWh | PSE Deemed
Sprayhead - Split - 2.2 PI to 0.65 GPM | 1322 | per unit | kWh | PSE Deemed
Sprayhead - Split - 2.6 PI to 0.65 GPM | 2187 | per unit | kWh | PSE Deemed
Sprayhead - Split - Not PI to 0.65 GPM | 1208 | per unit | kWh | PSE Deemed
Sprayhead - Split Reinstall - 1.6 PI to 0.65 GPM | -839 | per unit | kWh | PSE Deemed
Sprayhead - Split Reinstall - 2.2 PI to 0.65 GPM | -1322 | per unit | kWh | PSE Deemed
Sprayhead - Split Reinstall - 2.6 PI to 0.65 GPM (E 26 to 65 SPLIT REI) | -2187 | per unit | kWh | PSE Deemed
Sprayhead - Split Reinstall - Not PI to 0.65 GPM | -1208 | per unit | kWh | PSE Deemed
Steam Cooker - 10 Pan - $500 | 70529 | per unit | kWh | PSE Deemed
Steam Cooker - 3 Pan - $250 | 20866 | per unit | kWh | PSE Deemed
Steam Cooker - 4 Pan - $250 | 27960 | per unit | kWh | PSE Deemed
Steam Cooker - 5 Pan - $250 | 35055 | per unit | kWh | PSE Deemed
Steam Cooker - 6 Pan - $500 | 42150 | per unit | kWh | PSE Deemed
T12 to T8 with Electronic Ballast | 1 | calculated | kWh | PSE Deemed

## G201
Schedule: | G201
Programs | Order Numbers
Low Income Weatherization | 18230661
Measure Name | Measure Savings | Unit Type | Savings UOM | Savings Type
Attic Insulation (R0 to R30) | 0.04 | Per Sq Ft | therm | PSE Deemed
Attic Insulation (R0 to R38) | 0.09 | Per Sq Ft | therm | PSE Deemed
Attic Insulation (R11 to R38) | 0.06 | Per Sq Ft | therm | PSE Deemed
Attic Insulation (R11 to R38) | 0.02 | Per Sq Ft | therm | PSE Deemed
Duct Insulation (R0-R11) | 0.2 | Per Sq Ft | therm | PSE Deemed
Duct Sealing | 62 | Per building unit | therm | PSE Deemed
Duct Sealing | 50 | Per building unit | therm | PSE Deemed
Floor Insulation (R0-R22) | 0.04 | Per Sq Ft | therm | PSE Deemed
Floor Insulation (R0-R30) | 0.06 | Per Sq Ft | therm | PSE Deemed
Floor Insulation (R0-R30) | 0.04 | Per Sq Ft | therm | PSE Deemed
Gas Furnace Replacement >95% | 82.5 | Per unit | therm | PSE Deemed
Gas Furnace Replacement >95% | 110 | Per unit | therm | PSE Deemed
Integrated Space and Water Heat | 173 | Per unit | therm | PSE Deemed
Pipe Insulation | 0.9 | Per unit | therm | PSE Deemed
Pipe Insulation | 0.9 | Per unit | therm | PSE Deemed
Shell Sealing | 0.04 | Per CFM reduction | therm | PSE Deemed
Shell Sealing | 0.02 | Per CFM reduction | therm | Calculated
Wall Insulation (R0-R11) | 0.06 | Per Sq Ft | therm | PSE Deemed

## G214
Schedule: | G214
Programs | Order Numbers
Retail Showerheads | 18230700
Space Heat | 18230638
Weatherization | 18230637
Measure Name | Measure Savings | Unit Type | Savings UOM | Savings Type
Adapter - ShowerStart - C - Therm | 4.95 | per unit | therm | PSE Deemed
Adapter - ShowerStart - GO | 8.06 | per unit | therm | PSE Deemed
Air Sealing CFM 50 - Gas | 0.025 | per unit | therm | PSE Deemed
Air Sealing CFM50 - Gas | 0.083 | per unit | therm | PSE Deemed
Attic Insulation R-0 to R-49 - Gas | 0.11 | square foot | therm | PSE Deemed
Attic Insulation R-0 to R-49 - Gas | 0.124 | square foot | therm | PSE Deemed
Attic Insulation R-11 to R-49 - Gas | 0.032 | square foot | therm | PSE Deemed
Efficient 95% Gas Furnace (Note: Raised from 90%) | 110 | per unit | therm | PSE Deemed
Energy Star qualified Boilers (95% AFUE) | 119 | per unit | therm | PSE Deemed
Energy Star Windows- Double Pane to U.30- Average | 0.532 | square foot | therm | PSE Deemed
Energy Star Windows- Single Pane to U.30- Average | 0.981 | square foot | therm | PSE Deemed
Floor Insulation R-0 to R-30 - Gas | 0.066 | square foot | therm | PSE Deemed
Floor Insulation R-0 to R-30 - Gas | 0.049 | square foot | therm | PSE Deemed
High Efficiency Natural Gas Fireplace | 72 | per home | therm | PSE Deemed
NEW Integrated Space & Water Heating | 173 | per home | therm | PSE Deemed
Prescriptive Duct Sealing and Insulation - Gas | 75 | per unit | therm | PSE Deemed
PTCS Duct Sealing -Gas | 58 | per home | therm | PSE Deemed
Showerhead - Direct Install - 1.50 gpm | 13 | per unit | therm | PSE Deemed
Showerhead - Engagement_C - Elec WH (G) | 5 | per unit | therm | PSE Deemed
Showerhead - leave behind | 16 | per unit | therm | PSE Deemed
Showerhead - Retail - Gas WH - 1.50 gpm and less | 10.2 | per unit | therm | PSE Deemed
Showerhead - Retail - Gas WH - 1.51 to 1.75 gpm | 7.9 | per unit | therm | PSE Deemed
Showerhead - Retail - Gas WH - 1.76 to 2.0 gpm | 5.3 | per unit | therm | PSE Deemed
Showerhead - Retail_C - Any WH - 1.50 gpm and less (G) | 5.1 | per unit | therm | PSE Deemed
Showerhead - Retail_C - Any WH - 1.51 to 1.75 gpm (G) | 3.9 | per unit | therm | PSE Deemed
Showerhead - Retail_C - Any WH - 1.76 to 2.0 gpm (G) | 2.6 | per unit | therm | PSE Deemed
Showerhead - Retail_GO - Any WH - 1.50 gpm and less | 5.31 | per unit | therm | PSE Deemed
Showerhead - Retail_GO - Any WH - 1.51 to 1.75 gpm | 4.1 | per unit | therm | PSE Deemed
Showerhead - Retail_GO - Any WH - 1.76 to 2.0 gpm | 2.74 | per unit | therm | PSE Deemed
Showerhead - ShowerStart - C - 1.5 gpm - Therm | 8.39 | per unit | therm | PSE Deemed
Showerhead - ShowerStart - GO - 1.5 gpm | 13.67 | per unit | therm | PSE Deemed
Wall Insulation R-0 to R-13 - Gas | 0.084 | square foot | therm | PSE Deemed
Wall Insulation R-0 to R-13 - Gas | 0.085 | square foot | therm | PSE Deemed
Web-Enabled Thermostat | 54 | per unit | therm | PSE Deemed
Windows Double Pane to U.30 - Gas | 0.32 | square foot | therm | PSE Deemed
Windows Single Pane to U.30 - Gas | 0.75 | square foot | therm | PSE Deemed

## G217
Schedule: | G217
Programs | Order Numbers
Multifamily Retrofit | 18230736
Measure Name | Measure Savings | Unit Type | Savings UOM | Savings Type
Aerator - 1.5 gpm GWH - Direct Install | 2.94 | per unit | therm | PSE Deemed
Attic Insulation R0 to R38 | 0.09 | square foot | therm | PSE Deemed
Attic Insulation R-11 to R-38 | 0.06 | square foot | therm | PSE Deemed
Boiler (Domestic Water + Space Heating) Replacement (Calculated) | 1 | calculated | therm | Calculated
Boiler (Domestic Water) Replacement (Calculated) | 1 | calculated | therm | calculated
Boiler (Pool Heating ) (Calculated) | 1 | calculated | therm | Calculated
Boiler (Space Heating ) Replacement (Calculated) | 1 | calculated | therm | calculated
Floor Insulation R-0 to R-30 | 0.05 | square foot | therm | PSE Deemed
High Efficiency Natural Gas Fireplace - In-unit | 72 | per home | therm | PSE Deemed
Integrated Space & Water Heating Natural Gas Boiler - In-unit | 129.7 | per home | therm | PSE Deemed
Natural Gas Boiler (.95 AFUE) - In-unit | 89.3 | per home | therm | PSE Deemed
Natural Gas Furnace (.95 AFUE) - In-unit | 82.4 | per home | therm | PSE Deemed
Showerhead - Max 1.5 gpm GWH - Direct Install | 13 | per unit | therm | RTF Deemed
Thermostatic Restrictor Handheld Showerhead | 21.7 | per unit | therm | PSE Deemed
Thermostatic Restrictor Showerhead | 21.7 | per unit | therm | PSE Deemed
Thermostatic Restrictor Showerhead Adaptor | 8.7 | per unit | therm | PSE Deemed
Variable Speed Drive - Gas | 1 | calculated | therm | calculated
Wall Insulation R-0 to R-11 | 0.05 | square foot | therm | PSE Deemed
Windows (single to double paned) U= 1.2 to 0.30 | 0.88 | square foot | therm | PSE Deemed
Windows (single to triple paned) U= 1.2 to 0.22 | 0.96 | square foot | therm | PSE Deemed

## G218
Schedule: | G218
Programs | Order Numbers
Multifamily New Construction | 18230673
Measure Name | Measure Savings | Unit Type | Savings UOM | Savings Type
Condensing Boiler - DHW (calculated) | 1 | calculated | therm | PSE Deemed
Condensing Boiler - Service Water Heat | 1 | calculated | therm | Calculated
Condensing boiler - space heat | 1 | calculated | therm | Calculated
Condensing Water Heater - Service Water Heat | 1 | calculated | therm | Calculated
Showerhead - Max 1.50 gpm GWH | 13 | per unit | therm | PSE Deemed
Showerhead - Max 1.75 gpm GWH | 9 | per unit | therm | PSE Deemed
Solar thermal | 1 | calculated | therm | Calculated
Whole Bldg - Gas | 1 |  | therm | custom
Whole Building - Commercial Gas | 1 | calculated | therm | custom
Whole Building - Residential Gas | 1 | calculated | therm | custom

## G262
Schedule: | G262
Programs | Order Numbers
Small Business Direct Install | 18231022
Commercial HVAC | 18231029
Commercial Kitchen & Laundry | 18231027
Commercial Direct Install (Non-SBDI) | 18231028
Measure Name | Measure Savings | Unit Type | Savings UOM | Savings Type
$150 GAS EGP Retrofit Tier 2 | 1 | calculated | therm | Calculated
Aerator - $10 - G | 32 | per unit | therm | PSE Deemed
Aerator - $7 - G | 32 | per unit | therm | PSE Deemed
Aerator - G | 32 | per unit | therm | PSE Deemed
Aerator - Reinstall - $7 - G | -32 | per unit | therm | PSE Deemed
Aerator - Reinstall - G | -32 | per unit | therm | PSE Deemed
Aerator - SBDI - G | 32 | per unit | therm | PSE Deemed
Aerator - Split - $10 - G | 32 | per unit | therm | PSE Deemed
Aerator - Split - $7 - G | 32 | per unit | therm | PSE Deemed
Aerator - Split - G | 32 | per unit | therm | PSE Deemed
Aerator - Split Reinstall - $10 - G | -32 | per unit | therm | PSE Deemed
Aerator - Split Reinstall - $7 - G | -32 | per unit | therm | PSE Deemed
Aerator - Split Reinstall - G | -32 | per unit | therm | PSE Deemed
Aerator- Reinstall - $10 - G | -32 | per unit | therm | PSE Deemed
Boiler - Kitchen - G | 800 | per unit | therm | Calculated
Boiler - Laundry - G | 597 | per unit | therm | Calculated
Combination Oven - $2000 - G | 798 | per unit | therm | PSE Deemed
Commercial Fryer - G | 630 | per unit | therm | PSE Deemed
Commercial Washer - G Dryer Only | 12 | per unit | therm | PSE Deemed
Commercial Washer - GWH / G Dryer | 32 | per unit | therm | PSE Deemed
Commercial Washer - GWH Only | 20 | per unit | therm | PSE Deemed
Convection Oven - Double - $2000 - G | 714 | per unit | therm | PSE Deemed
Convection Oven - Full Size - $1000 - G | 357 | per unit | therm | PSE Deemed
Conveyer Oven - $2000 - G | 884 | per unit | therm | PSE Deemed
Conveyer Oven - $4000 - G | 1768 | per unit | therm | PSE Deemed
Dishwasher - Door Type High Temp - $250 - G | 290 | per unit | therm | PSE Deemed
Dishwasher - Door Type Low Temp - $750 - G | 666 | per unit | therm | PSE Deemed
Dishwasher - MT High Temp - $500 - G | 667 | per unit | therm | PSE Deemed
Dishwasher - MT Low Temp - $1500 - G | 776 | per unit | therm | PSE Deemed
Dishwasher - ST High Temp - $250 - G | 176 | per unit | therm | PSE Deemed
Dishwasher - ST Low Temp - $1000 - G | 538 | per unit | therm | PSE Deemed
Dishwasher - Under Counter High Temp - $0 - G | 45 | per unit | therm | PSE Deemed
Dishwasher - Under Counter Low Temp - $150 - G | 105 | per unit | therm | PSE Deemed
Double Rack Oven - $2000 - G | 2100 | per unit | therm | PSE Deemed
High Efficiency HVAC Retrofit - G | 1 | calculated | therm | Calculated
Hot Water Heater - Laundry - G | 597 | per unit | therm | Calculated
Hot Water Heater- Kitchen - G | 613 | per unit | therm | Calculated
HVAC Demand Control Ventilation - G | 1 | calculated | therm | Calculated
Premium HVAC - G | 1 | calculated | therm | Calculated
Showerhead - Any Comm - DI - G - 1.5 GPM | 10 | per unit | therm | PSE Deemed
Showerhead - Any Comm - DI Reinstall - G - 1.5 GPM | -10 | per unit | therm | PSE Deemed
Showerhead - Any Comm - DI Split - G - 1.5 GPM | 10 | per unit | therm | PSE Deemed
Showerhead - Any Comm - DI Split Reinstall - G - 1.5 GPM | -10 | per unit | therm | PSE Deemed
Showerhead - Any Comm - SBDI - 1.5 GPM - G | 10 | per unit | therm | PSE Deemed
Showerhead - Fit Ctr - DI - G - 1.5 GPM | 190 | per unit | therm | PSE Deemed
Showerhead - Fit Ctr - DI Reinstall - G - 1.5 GPM | -190 | per unit | therm | PSE Deemed
Showerhead - Fit Ctr - DI Split - G - 1.5 GPM | 190 | per unit | therm | PSE Deemed
Showerhead - Fit Ctr - DI Split Reinstall - G - 1.5 GPM | -190 | per unit | therm | PSE Deemed
Showerhead - Fit Ctr - SBDI - 1.5 GPM - G | 190 | per unit | therm | PSE Deemed
Showerhead - Super Low Flow - 1.5 GPM - G | 10 | per unit | therm | PSE Deemed
Sprayhead - 1.6 PI to 0.65 GPM - G | 37 | per unit | therm | PSE Deemed
Sprayhead - 2.2 PI to 0.65 GPM - G | 58 | per unit | therm | PSE Deemed
Sprayhead - 2.6 PI to 0.65 GPM - G | 97 | per unit | therm | PSE Deemed
Sprayhead - Not PI to 0.65 GPM - G | 53 | per unit | therm | PSE Deemed
Sprayhead - Reinstall - 1.6 PI to .65 GPM - G | -37 | per unit | therm | PSE Deemed
Sprayhead - Reinstall - 2.2 PI to 0.65 GPM - G | -58 | per unit | therm | PSE Deemed
Sprayhead - Reinstall - 2.6 PI to 0.65 GPM - G | -97 | per unit | therm | PSE Deemed
Sprayhead - Reinstall - Not PI to 0.65 GPM - G | -53 | per unit | therm | PSE Deemed
Sprayhead - SBDI - 1.6 PI to 0.65 GPM - G | 37 | per unit | therm | PSE Deemed
Sprayhead - SBDI - 2.2 PI to 0.65 GPM - G | 58 | per unit | therm | PSE Deemed
Sprayhead - SBDI - 2.6 PI to 0.65 GPM - G | 97 | per unit | therm | PSE Deemed
Sprayhead - SBDI - Not PI to 0.65 GPM - G | 53 | per unit | therm | PSE Deemed
Sprayhead - Split - 1.6 PI to 0.65 GPM - G | 37 | per unit | therm | PSE Deemed
Sprayhead - Split - 2.2 PI to 0.65 GPM - G | 58 | per unit | therm | PSE Deemed
Sprayhead - Split - 2.6 PI to 0.65 GPM - G | 97 | per unit | therm | PSE Deemed
Sprayhead - Split - Not PI to 0.65 GPM - G | 53 | per unit | therm | PSE Deemed
Sprayhead - Split Reinstall - 1.6 PI to 0.65 GPM - G | -37 | per unit | therm | PSE Deemed
Sprayhead - Split Reinstall - 2.2 PI to 0.65 GPM - G | -58 | per unit | therm | PSE Deemed
Sprayhead - Split Reinstall - 2.6 PI to 0.65 GPM - G | -97 | per unit | therm | PSE Deemed
Sprayhead - Split Reinstall - Not PI to 0.65 GPM - G | -53 | per unit | therm | PSE Deemed
Steam Cooker - 10 Pan - $500 - G | 4187 | per unit | therm | PSE Deemed
Steam Cooker - 3 Pan - $250 - G | 1256 | per unit | therm | PSE Deemed
Steam Cooker - 4 Pan - $250 - G | 1675 | per unit | therm | PSE Deemed
Steam Cooker - 5 Pan - $250 - G | 2093 | per unit | therm | PSE Deemed
Steam Cooker - 6 Pan - $500 - G | 2512 | per unit | therm | PSE Deemed

## Electric Measures
Vlookup | MMID | MEASUREID | SAVINGSYEAR | TARIFFID | ORDERNUM | ORDERNAME | MEASURENAME | MEASURESAVINGS | UNITTYPE | SAVINGSUOM
PSE Deemed |  |  | 2015 | E201 | 18230611 | Low Income Weatherization {E} | Air Sealing - Mechanical Ventilation | 143 | Per building unit | kwh
calculated |  |  | 2015 | E201 | 18230611 | Low Income Weatherization {E} | Air Sealing - Ceilings | 1 | Per Sq Ft | kwh
calculated |  |  | 2015 | E201 | 18230611 | Low Income Weatherization {E} | Air Sealing - Floors | 1 | Per Sq Ft | kwh
calculated |  |  | 2015 | E201 | 18230611 | Low Income Weatherization {E} | Air Sealing - MF Package | 1 | Per Sq Ft | kwh
calculated |  |  | 2015 | E201 | 18230611 | Low Income Weatherization {E} | Air Sealing - Walls (R13 & Air tightening) | 1 | Per Sq Ft | kwh
RTF Deemed |  |  | 2015 | E201 | 18230611 | Low Income Weatherization {E} | Attic Insulation (R0 to R19) | 0.5 | Per Sq Ft | kwh
RTF Deemed |  |  | 2015 | E201 | 18230611 | Low Income Weatherization {E} | Attic Insulation (R0 to R30) | 0.84 | Per Sq Ft | kwh
RTF Deemed |  |  | 2015 | E201 | 18230611 | Low Income Weatherization {E} | Attic Insulation (R0 to R38) | 2.18 | Per Sq Ft | kwh
RTF Deemed |  |  | 2015 | E201 | 18230611 | Low Income Weatherization {E} | Attic Insulation (R0 to R38) | 2.29 | Per Sq Ft | kwh
RTF Deemed |  |  | 2015 | E201 | 18230611 | Low Income Weatherization {E} | Attic Insulation (R11 to R33) | 1.01 | Per Sq Ft | kwh
RTF Deemed |  |  | 2015 | E201 | 18230611 | Low Income Weatherization {E} | Attic Insulation (R11 to R38) | 1.39 | Per Sq Ft | kwh
RTF Deemed |  |  | 2015 | E201 | 18230611 | Low Income Weatherization {E} | Attic Insulation (R11 to R38) | 0.49 | Per Sq Ft | kwh
RTF Deemed |  |  | 2015 | E201 | 18230611 | Low Income Weatherization {E} | Attic Insulation (R19 to R38) | 0.58 | Per Sq Ft | kwh
RTF Deemed |  |  | 2015 | E201 | 18230611 | Low Income Weatherization {E} | Attic Insulation (R19 to R38) | 0.23 | Per Sq Ft | kwh
PSE Deemed |  |  | 2015 | E201 | 18230611 | Low Income Weatherization {E} | Duct Insulation (R0-R11) | 4.65 | Per Sq Ft | kwh
PSE Deemed |  |  | 2015 | E201 | 18230611 | Low Income Weatherization {E} | Duct Sealing | 1543 | Per building unit | kwh
PSE Deemed |  |  | 2015 | E201 | 18230611 | Low Income Weatherization {E} | Duct Sealing | 1244 | Per building unit | kwh
RTF Deemed |  |  | 2015 | E201 | 18230611 | Low Income Weatherization {E} | Ductless Heat Pump | 2700 | Per unit | kwh
PSE Deemed |  |  | 2015 | E201 | 18230611 | Low Income Weatherization {E} | Ductless Heat Pump | 3400 | Per unit | kwh
RTF Deemed |  |  | 2015 | E201 | 18230611 | Low Income Weatherization {E} | Ductless Heat Pump | 2700 | Per unit | kwh
PSE Deemed |  |  | 2015 | E201 | 18230611 | Low Income Weatherization {E} | Electronic Thermostat | 348 | Per unit | kwh
PSE Deemed |  |  | 2015 | E201 | 18230611 | Low Income Weatherization {E} | EnergyStar Whole House Ventilation | 161 | Per unit | kwh
PSE Deemed |  |  | 2015 | E201 | 18230611 | Low Income Weatherization {E} | EnergyStar Whole House Ventilation | 161 | Per unit | kwh
RTF Deemed |  |  | 2015 | E201 | 18230611 | Low Income Weatherization {E} | Floor Insulation (R0-R19) | 1.04 | Per Sq Ft | kwh
RTF Deemed |  |  | 2015 | E201 | 18230611 | Low Income Weatherization {E} | Floor Insulation (R0-R19) | 0.82 | Per Sq Ft | kwh
RTF Deemed |  |  | 2015 | E201 | 18230611 | Low Income Weatherization {E} | Floor Insulation (R0-R22) | 1.13 | Per Sq Ft | kwh
RTF Deemed |  |  | 2015 | E201 | 18230611 | Low Income Weatherization {E} | Floor Insulation (R0-R30) | 1.3 | Per Sq Ft | kwh
RTF Deemed |  |  | 2015 | E201 | 18230611 | Low Income Weatherization {E} | Floor Insulation (R0-R30) | 1.47 | Per Sq Ft | kwh
RTF Deemed |  |  | 2015 | E201 | 18230611 | Low Income Weatherization {E} | Floor Insulation (R0-R30) | 0.92 | Per Sq Ft | kwh
RTF Deemed |  |  | 2015 | E201 | 18230611 | Low Income Weatherization {E} | Floor Insulation (R11-R22) | 0.59 | Per Sq Ft | kwh
RTF Deemed |  |  | 2015 | E201 | 18230611 | Low Income Weatherization {E} | Floor Insulation (R11-R30) | 0.66 | Per Sq Ft | kwh
RTF Deemed |  |  | 2015 | E201 | 18230611 | Low Income Weatherization {E} | Floor Insulation (R11-R30) | 0.61 | Per Sq Ft | kwh
PSE Deemed |  |  | 2015 | E201 | 18230611 | Low Income Weatherization {E} | LED A Lamp | 17 | Per unit | kwh
PSE Deemed |  |  | 2015 | E201 | 18230611 | Low Income Weatherization {E} | LED A Lamp | 16.7 | Per unit | kwh
PSE Deemed |  |  | 2015 | E201 | 18230611 | Low Income Weatherization {E} | LED A Lamp | 13.5 | Per unit | kwh
PSE Deemed |  |  | 2015 | E201 | 18230611 | Low Income Weatherization {E} | LED Fixture | 29.41 | Per unit | kwh
PSE Deemed |  |  | 2015 | E201 | 18230611 | Low Income Weatherization {E} | LED Fixture | 24.56 | Per unit | kwh
RTF Deemed |  |  | 2015 | E201 | 18230611 | Low Income Weatherization {E} | Pipe Insulation | 20 | Per unit | kwh
RTF Deemed |  |  | 2015 | E201 | 18230611 | Low Income Weatherization {E} | Pipe Insulation | 20 | Per unit | kwh
RTF Deemed |  |  | 2015 | E201 | 18230611 | Low Income Weatherization {E} | Pipe Insulation | 20 | Per unit | kwh
PSE Deemed |  |  | 2015 | E201 | 18230611 | Low Income Weatherization {E} | Refrigerator Replacement | 666 | Per unit | kwh
PSE Deemed |  |  | 2015 | E201 | 18230611 | Low Income Weatherization {E} | Refrigerator Replacement | 666 | Per unit | kwh
PSE Deemed |  |  | 2015 | E201 | 18230611 | Low Income Weatherization {E} | Shell Sealing | 0.84 | Per CFM reduction | kwh
PSE Deemed |  |  | 2015 | E201 | 18230611 | Low Income Weatherization {E} | Shell Sealing | 0.49 | Per CFM reduction | kwh
RTF Deemed |  |  | 2015 | E201 | 18230611 | Low Income Weatherization {E} | Showerheads | 139 | Per unit | kwh
RTF Deemed |  |  | 2015 | E201 | 18230611 | Low Income Weatherization {E} | Showerheads | 139 | Per unit | kwh
RTF Deemed |  |  | 2015 | E201 | 18230611 | Low Income Weatherization {E} | Showerheads | 139 | Per unit | kwh
RTF Deemed |  |  | 2015 | E201 | 18230611 | Low Income Weatherization {E} | Wall Insulation (R0-R11) | 1.3 | Per Sq Ft | kwh
RTF Deemed |  |  | 2015 | E201 | 18230611 | Low Income Weatherization {E} | Wall Insulation (R0-R11) | 1.68 | Per Sq Ft | kwh
RTF Deemed |  |  | 2015 | E201 | 18230611 | Low Income Weatherization {E} | Wall Insulation (R0-R11) | 1.42 | Per Sq Ft | kwh
PSE Deemed |  |  | 2015 | E201 | 18230611 | Low Income Weatherization {E} | Windows - Early Double to EF Double | 6.07 | Per Sq Ft | kwh
RTF Deemed |  |  | 2015 | E201 | 18230611 | Low Income Weatherization {E} | Windows - Single to Double Pane | 21.65 | Per Sq Ft | kwh
PSE Deemed |  |  | 2015 | E201 | 18230611 | Low Income Weatherization {E} | Windows - Single to Double Pane | 20.11 | Per Sq Ft | kwh
PSE Deemed |  |  | 2015 | E201 | 18230611 | Low Income Weatherization {E} | Windows - Single to Double Pane | 12.4 | Per Sq Ft | kwh
PSE Deemed | 5217 | 2235 | 2015 | E214 | 18230435 | Residential Showerheads {E} | Adapter - ShowerStart - C - kWh | 108 | per unit | kWh
PSE Deemed | 4129 | 1270 | 2015 | E214 | 18230435 | Residential Showerheads {E} | Adapter - ShowerStart - EO | 131 | per unit | kWh
RTF Deemed | 4117 | 1255 | 2015 | E214 | 18230434 | Home Appliances | Advanced Power Strips | 300 | per unit | kWh
RTF Deemed | 3998 | 1208 | 2015 | E214 | 18230627 | SF Existing Weatherization {E} | Air Sealing CFM50 - FAF | 2.04 | per unit | kWh
RTF Deemed | 5044 | 1894 | 2015 | E214 | 18230627 | SF Existing Weatherization {E} | Air Sealing CFM50 - FAF | 0.61 | per unit | kWh
RTF Deemed | 4000 | 1209 | 2015 | E214 | 18230627 | SF Existing Weatherization {E} | Air Sealing CFM50 - HP | 0.96 | per unit | kWh
RTF Deemed | 5046 | 1895 | 2015 | E214 | 18230627 | SF Existing Weatherization {E} | Air Sealing CFM50 - HP | 0.3 | per unit | kWh
RTF Deemed | 3999 | 1207 | 2015 | E214 | 18230627 | SF Existing Weatherization {E} | Air Sealing CFM50 - Zonal | 1.81 | per unit | kWh
RTF Deemed | 5045 | 1896 | 2015 | E214 | 18230627 | SF Existing Weatherization {E} | Air Sealing CFM50 - Zonal | 0.49 | per unit | kWh
PSE Deemed | 4553 | 1963 | 2015 | E214 | 18230440 | Residential Lighting | A-Lamp Induction | 10.53 | per unit | kWh
PSE Deemed | 4134 | 1340 | 2015 | E214 | 18230440 | Residential Lighting | A-Lamp LED | 13.48 | per unit | kWh
PSE Deemed | 4954 | 1952 | 2015 | E214 | 18230440 | Residential Lighting | A-Lamp LED | 16.02 | per unit | kWh
PSE Deemed | 4971 | 2217 | 2015 | E214 | 18230625 | HomePrint {E} | A-Lamp LED - DI | 19 | per unit | kWh
RTF Deemed | 4970 | 1990 | 2015 | E214 | 18230625 | HomePrint {E} | APS - Advanced Power Strip | 300 | per unit | kWh
PSE Deemed | 4003 | 1202 | 2015 | E214 | 18230627 | SF Existing Weatherization {E} | Attic Insulation R-0 to R-49 FAF | 2.38 | square foot | kWh
RTF Deemed | 5050 | 1901 | 2015 | E214 | 18230627 | SF Existing Weatherization {E} | Attic Insulation R-0 to R-49 FAF | 3.06 | square foot | kWh
PSE Deemed | 4002 | 1203 | 2015 | E214 | 18230627 | SF Existing Weatherization {E} | Attic Insulation R-0 to R-49 HP | 1.04 | square foot | kWh
RTF Deemed | 5049 | 1902 | 2015 | E214 | 18230627 | SF Existing Weatherization {E} | Attic Insulation R-0 to R-49 HP | 1.51 | square foot | kWh
PSE Deemed | 4001 | 1201 | 2015 | E214 | 18230627 | SF Existing Weatherization {E} | Attic Insulation R-0 to R-49 Zonal | 2.14 | square foot | kWh
RTF Deemed | 5048 | 1903 | 2015 | E214 | 18230627 | SF Existing Weatherization {E} | Attic Insulation R-0 to R-49 Zonal | 2.04 | square foot | kWh
PSE Deemed | 5157 | 1891 | 2015 | E214 | 18230627 | SF Existing Weatherization {E} | Attic Insulation R-11 to R-49 - FAF | 0.78 | square foot | kWh
PSE Deemed | 5156 | 1893 | 2015 | E214 | 18230627 | SF Existing Weatherization {E} | Attic Insulation R-11 to R-49 - HP | 0.32 | square foot | kWh
PSE Deemed | 5155 | 1892 | 2015 | E214 | 18230627 | SF Existing Weatherization {E} | Attic Insulation R-11 to R-49 - Zonal | 0.44 | square foot | kWh
PSE Deemed | 4135 | 1345 | 2015 | E214 | 18230440 | Residential Lighting | Candelabra LED | 17.76 | per unit | kWh
PSE Deemed | 4955 | 1953 | 2015 | E214 | 18230440 | Residential Lighting | Candelabra LED | 17.76 | per unit | kWh
RTF Deemed | 4347 | 1835 | 2015 | E214 | 18230625 | HomePrint {E} | CFL bulbs - leave-behind | 15 | per unit | kWh
RTF Deemed | 5213 | 2224 | 2015 | E214 | 18230434 | Home Appliances | Clothes Dryer - Vented | 183 | per unit | kWh
RTF Deemed | 5214 | 2225 | 2015 | E214 | 18230434 | Home Appliances | Clothes Dryer - Ventless | 228 | per unit | kWh
RTF Deemed | 4534 | 1842 | 2015 | E214 | 18230434 | Home Appliances | Clothes Washer MEF 2.4 -3.19 Any WH / Any Dryer | 71 | per unit | kWh
RTF Deemed | 4536 | 1844 | 2015 | E214 | 18230434 | Home Appliances | Clothes Washer MEF 2.4 -3.19 Any WH / Any Dryer | 0.6 | per unit | therm
RTF Deemed | 4748 | 1924 | 2015 | E214 | 18230434 | Home Appliances | Clothes Washer MEF 2.4 -3.19 Any WH / Any Dryer | 1.1 | per unit | therm
RTF Deemed | 4746 | 1925 | 2015 | E214 | 18230434 | Home Appliances | Clothes Washer MEF 2.4 -3.19 Any WH / Any Dryer | 126 | per unit | kWh
PSE Deemed | 4090 | 1256 | 2015 | E214 | 18230434 | Home Appliances | Clothes Washer MEF 2.4 -3.19 Electric WH / Electric Dryer | 84 | per unit | kWh
RTF Deemed | 4092 | 1258 | 2015 | E214 | 18230434 | Home Appliances | Clothes Washer MEF 2.4 -3.19 Electric WH / Gas Dryer | 33 | per unit | kWh
RTF Deemed | 4099 | 1264 | 2015 | E214 | 18230434 | Home Appliances | Clothes Washer MEF 2.4 -3.19 Electric WH / Gas Dryer | 2 | per unit | therm
RTF Deemed | 4718 | 1926 | 2015 | E214 | 18230434 | Home Appliances | Clothes Washer MEF 2.4 -3.19 EWH / E Dryer | 151 | per unit | kWh
RTF Deemed | 4726 | 1927 | 2015 | E214 | 18230434 | Home Appliances | Clothes Washer MEF 2.4 -3.19 EWH / G Dryer | 3.4 | per unit | therm
RTF Deemed | 4720 | 1928 | 2015 | E214 | 18230434 | Home Appliances | Clothes Washer MEF 2.4 -3.19 EWH / G Dryer | 63 | per unit | kWh
RTF Deemed | 4094 | 1260 | 2015 | E214 | 18230434 | Home Appliances | Clothes Washer MEF 2.4 -3.19 Gas WH / Electric Dryer | 60 | per unit | kWh
RTF Deemed | 4101 | 1266 | 2015 | E214 | 18230434 | Home Appliances | Clothes Washer MEF 2.4 -3.19 Gas WH / Electric Dryer | 1.1 | per unit | therm
RTF Deemed | 4096 | 1262 | 2015 | E214 | 18230434 | Home Appliances | Clothes Washer MEF 2.4 -3.19 Gas WH / Gas Dryer | 9 | per unit | kWh
RTF Deemed | 4103 | 1268 | 2015 | E214 | 18230434 | Home Appliances | Clothes Washer MEF 2.4 -3.19 Gas WH / Gas Dryer | 3.1 | per unit | therm
RTF Deemed | 4722 | 1929 | 2015 | E214 | 18230434 | Home Appliances | Clothes Washer MEF 2.4 -3.19 GWH / E Dryer | 105 | per unit | kWh
RTF Deemed | 4728 | 1930 | 2015 | E214 | 18230434 | Home Appliances | Clothes Washer MEF 2.4 -3.19 GWH / E Dryer | 2.1 | per unit | therm
RTF Deemed | 4724 | 1931 | 2015 | E214 | 18230434 | Home Appliances | Clothes Washer MEF 2.4 -3.19 GWH / G Dryer | 16 | per unit | kWh
RTF Deemed | 4730 | 1932 | 2015 | E214 | 18230434 | Home Appliances | Clothes Washer MEF 2.4 -3.19 GWH / G Dryer | 5.5 | per unit | therm
RTF Deemed | 4535 | 1843 | 2015 | E214 | 18230434 | Home Appliances | Clothes Washer MEF 3.2+ Any WH / Any Dryer | 122 | per unit | kWh
RTF Deemed | 4537 | 1845 | 2015 | E214 | 18230434 | Home Appliances | Clothes Washer MEF 3.2+ Any WH / Any Dryer | 0.9 | per unit | therm
RTF Deemed | 4749 | 1933 | 2015 | E214 | 18230434 | Home Appliances | Clothes Washer MEF 3.2+ Any WH / Any Dryer | 1.5 | per unit | therm
RTF Deemed | 4747 | 1934 | 2015 | E214 | 18230434 | Home Appliances | Clothes Washer MEF 3.2+ Any WH / Any Dryer | 177 | per unit | kWh
RTF Deemed | 4091 | 1257 | 2015 | E214 | 18230434 | Home Appliances | Clothes Washer MEF 3.2+ Electric WH / Electric Dryer | 143 | per unit | kWh
RTF Deemed | 4093 | 1259 | 2015 | E214 | 18230434 | Home Appliances | Clothes Washer MEF 3.2+ Electric WH / Gas Dryer | 54 | per unit | kWh
RTF Deemed | 4100 | 1265 | 2015 | E214 | 18230434 | Home Appliances | Clothes Washer MEF 3.2+ Electric WH / Gas Dryer | 3.4 | per unit | therm
RTF Deemed | 4719 | 1935 | 2015 | E214 | 18230434 | Home Appliances | Clothes Washer MEF 3.2+ EWH / E Dryer | 211 | per unit | kWh
RTF Deemed | 4727 | 1936 | 2015 | E214 | 18230434 | Home Appliances | Clothes Washer MEF 3.2+ EWH / G Dryer | 4.9 | per unit | therm
RTF Deemed | 4721 | 1937 | 2015 | E214 | 18230434 | Home Appliances | Clothes Washer MEF 3.2+ EWH / G Dryer | 84 | per unit | kWh
RTF Deemed | 4095 | 1261 | 2015 | E214 | 18230434 | Home Appliances | Clothes Washer MEF 3.2+ Gas / Electric Dryer | 106 | per unit | kWh
RTF Deemed | 4102 | 1267 | 2015 | E214 | 18230434 | Home Appliances | Clothes Washer MEF 3.2+ Gas / Electric Dryer | 1.7 | per unit | therm
RTF Deemed | 4097 | 1263 | 2015 | E214 | 18230434 | Home Appliances | Clothes Washer MEF 3.2+ Gas WH / Gas Dryer | 16 | per unit | kWh
RTF Deemed | 4104 | 1269 | 2015 | E214 | 18230434 | Home Appliances | Clothes Washer MEF 3.2+ Gas WH / Gas Dryer | 5.1 | per unit | therm
RTF Deemed | 4729 | 1938 | 2015 | E214 | 18230434 | Home Appliances | Clothes Washer MEF 3.2+ GWH / E Dryer | 2.7 | per unit | therm
RTF Deemed | 4723 | 1939 | 2015 | E214 | 18230434 | Home Appliances | Clothes Washer MEF 3.2+ GWH / E Dryer | 151 | per unit | kWh
RTF Deemed | 4731 | 1940 | 2015 | E214 | 18230434 | Home Appliances | Clothes Washer MEF 3.2+ GWH / G Dryer | 7.6 | per unit | therm
RTF Deemed | 4725 | 1941 | 2015 | E214 | 18230434 | Home Appliances | Clothes Washer MEF 3.2+ GWH / G Dryer | 24 | per unit | kWh
PSE Deemed | 4116 | 1228 | 2015 | E214 | 18230434 | Home Appliances | Clothes Washer Replacement EWH / E Dryer | 764 | per unit | kWh
RTF Deemed | 3084 | 499 | 2015 | E214 | 18230628 | SF Existing Space Heat {E} | Ductless Heat Pump | 3500 | per unit | kWh
RTF Deemed | 4974 | 1995 | 2015 | E214 | 18230628 | SF Existing Space Heat {E} | Ductless Heat Pump | 2700 | per unit | kWh
RTF Deemed | 3879 | 1157 | 2015 | E214 | 18230628 | SF Existing Space Heat {E} | Ductless Heat Pump (Manufactured Homes) | 3400 | per unit | kWh
PSE Deemed | 4083 | 1323 | 2015 | E214 | 18230634 | SF Existing Mobile Home Duct Sealing {E} | Elec - Manufactured Home Duct Sealing- Level 1 (In Park) | 900 | per unit | kWh
PSE Deemed | 4086 | 1326 | 2015 | E214 | 18230634 | SF Existing Mobile Home Duct Sealing {E} | Elec - Manufactured Home Duct Sealing- Level 1 (Out of Park) | 1000 | per unit | kWh
PSE Deemed | 4082 | 1324 | 2015 | E214 | 18230634 | SF Existing Mobile Home Duct Sealing {E} | Elec - Manufactured Home Duct Sealing- Level 2 (In Park) | 900 | per unit | kWh
PSE Deemed | 4085 | 1327 | 2015 | E214 | 18230634 | SF Existing Mobile Home Duct Sealing {E} | Elec - Manufactured Home Duct Sealing- Level 2 (Out of Park) | 1000 | per unit | kWh
PSE Deemed | 4081 | 1325 | 2015 | E214 | 18230634 | SF Existing Mobile Home Duct Sealing {E} | Elec - Manufactured Home Duct Sealing- Level 3 (In Park) | 1600 | per unit | kWh
PSE Deemed | 4084 | 1328 | 2015 | E214 | 18230634 | SF Existing Mobile Home Duct Sealing {E} | Elec - Manufactured Home Duct Sealing- Level 3 (Out of Park) | 2500 | per unit | kWh
PSE Deemed |  | 2230 | 2015 | E214 | 18230634 | SF Existing Mobile Home Duct Sealing {E} | Elec - MHDS Direct Install LED A-Lamp | 17 | per unit | kWh
PSE Deemed | 4087 | 1330 | 2015 | E214 | 18230634 | SF Existing Mobile Home Duct Sealing {E} | Elec - MHDS Direct Install LED A-Lamp (old) | 17 | per unit | kWh
PSE Deemed |  | 2231 | 2015 | E214 | 18230634 | SF Existing Mobile Home Duct Sealing {E} | Elec - MHDS Direct Install LED Globe | 16 | per unit | kWh
PSE Deemed | 4088 | 1331 | 2015 | E214 | 18230634 | SF Existing Mobile Home Duct Sealing {E} | Elec - MHDS Direct Install LED Globe (old) | 16 | per unit | kWh
RTF Deemed |  | 2232 | 2015 | E214 | 18230634 | SF Existing Mobile Home Duct Sealing {E} | Elec - MHDS Direct Install Showerhead | 307 | per unit | kWh
RTF Deemed | 4089 | 1329 | 2015 | E214 | 18230634 | SF Existing Mobile Home Duct Sealing {E} | Elec - MHDS Showerhead - Direct Install #1 (old) | 307 | per unit | kWh
RTF Deemed | 4109 | 1222 | 2015 | E214 | 18230434 | Home Appliances | Energy Star Freezer | 40 | per unit | kWh
PSE Deemed | 3201 | 68 | 2015 | E214 | 18230628 | SF Existing Space Heat {E} | Energy Star Geothermal Heat Pump | 4037 | per home | kWh
PSE Deemed | 2749 | 558 | 2015 | E214 | 18230628 | SF Existing Space Heat {E} | Energy Star Heat Pump - Tier 1 = 8.5 HSPF, 14 SEER | 408 | per unit | kWh
PSE Deemed | 2750 | 559 | 2015 | E214 | 18230628 | SF Existing Space Heat {E} | Energy Star Heat Pump - Tier 2 = 9.0 HSPF, 14 SEER | 554 | per unit | kWh
RTF Deemed | 4975 | 1992 | 2015 | E214 | 18230628 | SF Existing Space Heat {E} | Energy Star Heat Pump - Tier 2 = 9.0 HSPF, 14 SEER | 128 | per unit | kWh
PSE Deemed | 4008 | 1295 | 2015 | E214 | 18230627 | SF Existing Weatherization {E} | Energy Star Whole House Ventilation | 81 | per unit | kWh
PSE Deemed | 0 | 1954 | 2015 | E214 | 18230440 | Residential Lighting | Engagement Bulb | 6 | per unit | kWh
PSE Deemed |  | 1347 | 2015 | E214 | 18230440 | Residential Lighting | Engagement Bulb LED | 13.48 | per unit | kWh
PSE Deemed | 4006 | 1205 | 2015 | E214 | 18230627 | SF Existing Weatherization {E} | Floor Insulation R-0 to R-30 FAF | 1.46 | square foot | kWh
PSE Deemed | 5053 | 1904 | 2015 | E214 | 18230627 | SF Existing Weatherization {E} | Floor Insulation R-0 to R-30 FAF | 1.22 | square foot | kWh
PSE Deemed | 4005 | 1206 | 2015 | E214 | 18230627 | SF Existing Weatherization {E} | Floor Insulation R-0 to R-30 HP | 0.57 | square foot | kWh
PSE Deemed | 5052 | 1905 | 2015 | E214 | 18230627 | SF Existing Weatherization {E} | Floor Insulation R-0 to R-30 HP | 0.24 | square foot | kWh
PSE Deemed | 4004 | 1204 | 2015 | E214 | 18230627 | SF Existing Weatherization {E} | Floor Insulation R-0 to R-30 Zonal | 1.38 | square foot | kWh
PSE Deemed | 5051 | 1906 | 2015 | E214 | 18230627 | SF Existing Weatherization {E} | Floor Insulation R-0 to R-30 Zonal | 1.02 | square foot | kWh
RTF Deemed | 4976 | 1993 | 2015 | E214 | 18230628 | SF Existing Space Heat {E} | Forced-air-furnace to Heat Pump Conversion (>= 8.5 HSPF, 14 SEER) | 3912 | per home | kWh
PSE Deemed | 3085 | 560 | 2015 | E214 | 18230628 | SF Existing Space Heat {E} | Forced-air-furnace to Heat Pump Conversion (greater than or equal to 8.5 HSPF, 14 SEER) | 5176 | per home | kWh
RTF Deemed | 4115 | 1226 | 2015 | E214 | 18230434 | Home Appliances | Freezer Decomm | 478 | per unit | kWh
RTF Deemed | 4755 | 1942 | 2015 | E214 | 18230434 | Home Appliances | Freezer Decomm | 570 | per unit | kWh
PSE Deemed | 4136 | 1346 | 2015 | E214 | 18230440 | Residential Lighting | Globe LED | 15.71 | per unit | kWh
PSE Deemed | 4956 | 1955 | 2015 | E214 | 18230440 | Residential Lighting | Globe LED | 15.71 | per unit | kWh
PSE Deemed | 4973 | 1991 | 2015 | E214 | 18230625 | HomePrint {E} | Globe LED - DI | 15 | per unit | kWh
PSE Deemed | 3200 | 804 | 2015 | E214 | 18230628 | SF Existing Space Heat {E} | Heat Pump Sizing & Lock out Controls | 1447 | per home | kWh
RTF Deemed | 4977 | 1994 | 2015 | E214 | 18230628 | SF Existing Space Heat {E} | Heat Pump Sizing & Lock out Controls | 1152 | per home | kWh
RTF Deemed | 4665 | 1294 | 2015 | E214 | 18230626 | SF Existing Water Heat {E} | High Efficiency Electric Water Heater (=> .95 EF) | 149 | per unit | kWh
PSE Deemed | 4953 | 1962 | 2015 | E214 | 18230461 | Home Energy Reports {E} | Home Energy Reports (Original) - Elec | 34 | per home | kWh
PSE Deemed | 4142 | 1339 | 2015 | E214 | 18230440 | Residential Lighting | Indoor LED Fixture | 23.99 | per unit | kWh
PSE Deemed | 4968 | 1956 | 2015 | E214 | 18230440 | Residential Lighting | Indoor LED Fixture | 23.99 | per unit | kWh
PSE Deemed | 4179 | 1377 | 2015 | E214 | 18230434 | Home Appliances | LED: Engagement - Appl Repl | 13.48 | per unit | kWh
PSE Deemed | 0 | 1943 | 2015 | E214 | 18230434 | Home Appliances | LED: Engagement - Appl Repl | 13.48 | per unit | kWh
RTF Deemed | 4080 | 1964 | 2015 | E214 | 18230501 | SF Existing ARRA Weatherization {E} | Mobile Home Floor Insulation R-0 to R-30 | 1.47 | square foot | kWh
RTF Deemed | 4080 | 2228 | 2015 | E214 | 18230501 | SF Existing ARRA Weatherization {E} | Mobile Home Floor Insulation R-0 to R-30 | 1.47 | square foot | kWh
RTF Deemed | 4137 | 1343 | 2015 | E214 | 18230440 | Residential Lighting | MR-16 LED | 25.42 | per unit | kWh
PSE Deemed | 4957 | 1957 | 2015 | E214 | 18230440 | Residential Lighting | MR-16 LED | 25.42 | per unit | kWh
RTF Deemed | 3642 | 999 | 2015 | E214 | 18230626 | SF Existing Water Heat {E} | NEEA Northern Climate Specs Heat Pump Water Heater - Tier 1 | 881 | per home | kWh
RTF Deemed | 4978 | 1970 | 2015 | E214 | 18230626 | SF Existing Water Heat {E} | NEEA Northern Climate Specs Heat Pump Water Heater - Tier 1 | 887 | per home | kWh
RTF Deemed | 3643 | 1001 | 2015 | E214 | 18230626 | SF Existing Water Heat {E} | NEEA Northern Climate Specs Heat Pump Water Heater - Tier 2 | 1786 | per unit | kWh
RTF Deemed | 4979 | 1971 | 2015 | E214 | 18230626 | SF Existing Water Heat {E} | NEEA Northern Climate Specs Heat Pump Water Heater - Tier 2 | 1794 | per unit | kWh
PSE Deemed | 3951 | 805 | 2015 | E214 | 18230628 | SF Existing Space Heat {E} | NEW Energy Star Heat Pump - Tier 3 = 10.0 HSPF, 16 SEER | 939 | per unit | kWh
RTF Deemed | 3210 | 794 | 2015 | E214 | 18230626 | SF Existing Water Heat {E} | New: Direct Install Showerhead | 307 | per unit | kWh
PSE Deemed | 4143 | 1341 | 2015 | E214 | 18230440 | Residential Lighting | Outdoor LED Fixture | 58.47 | per unit | kWh
PSE Deemed | 4007 | 1200 | 2015 | E214 | 18230627 | SF Existing Weatherization {E} | Prescriptive Duct Sealing and Insulation - Electric | 1859 | per home | kWh
RTF Deemed | 3655 | 1019 | 2015 | E214 | 18230627 | SF Existing Weatherization {E} | PTCS Duct Sealing - FAF | 1362 | per unit | kWh
RTF Deemed | 3654 | 1020 | 2015 | E214 | 18230627 | SF Existing Weatherization {E} | PTCS Duct Sealing - HP | 1049 | per unit | kWh
PSE Deemed | 4138 | 1342 | 2015 | E214 | 18230440 | Residential Lighting | Reflector LED | 24.45 | per unit | kWh
PSE Deemed | 4958 | 1958 | 2015 | E214 | 18230440 | Residential Lighting | Reflector LED | 28.23 | per unit | kWh
PSE Deemed | 4972 | 2218 | 2015 | E214 | 18230625 | HomePrint {E} | Reflector LED - BR30 - DI | 30 | per unit | kWh
RTF Deemed | 4751 | 1944 | 2015 | E214 | 18230434 | Home Appliances | Refrigerator CEE Tier 1 | 22 | per unit | kWh
RTF Deemed | 4750 | 1945 | 2015 | E214 | 18230434 | Home Appliances | Refrigerator CEE Tier 2 | 47 | per unit | kWh
RTF Deemed | 4057 | 1221 | 2015 | E214 | 18230434 | Home Appliances | Refrigerator CEE Tier 3 | 85 | per unit | kWh
RTF Deemed | 4752 | 1946 | 2015 | E214 | 18230434 | Home Appliances | Refrigerator CEE Tier 3 | 88 | per unit | kWh
RTF Deemed | 4116 | 1225 | 2015 | E214 | 18230434 | Home Appliances | Refrigerator Decomm | 424 | per unit | kWh
RTF Deemed | 4770 | 1947 | 2015 | E214 | 18230434 | Home Appliances | Refrigerator Decomm | 356 | per unit | kWh
RTF Deemed | 4598 | 1229 | 2015 | E214 | 18230434 | Home Appliances | Refrigerator Decomm 20yrs | 424 | per unit | kWh
PSE Deemed | 4112 | 1251 | 2015 | E214 | 18230434 | Home Appliances | Refrigerator Replacement Year 1-14 | 578 | per unit | kWh
PSE Deemed | 4960 | 1948 | 2015 | E214 | 18230434 | Home Appliances | Refrigerator Replacement Year 1-14 | 494 | per unit | kWh
PSE Deemed | 4113 | 1252 | 2015 | E214 | 18230434 | Home Appliances | Refrigerator Replacement Year 15-20 | 101 | per unit | kWh
PSE Deemed | 4961 | 1949 | 2015 | E214 | 18230434 | Home Appliances | Refrigerator Replacement Year 15-20 | 86 | per unit | kWh
RTF Deemed | 4114 | 1223 | 2015 | E214 | 18230434 | Home Appliances | Retail Refrigerator Decomm | 424 | per unit | kWh
PSE Deemed | 4139 | 1344 | 2015 | E214 | 18230440 | Residential Lighting | Retrofit Kit LED | 19.99 | per unit | kWh
PSE Deemed | 4959 | 1959 | 2015 | E214 | 18230440 | Residential Lighting | Retrofit Kit LED | 19.99 | per unit | kWh
PSE Deemed | 4124 | 1249 | 2015 | E214 | 18230434 | Home Appliances | Showerhead - Engagement_C - Appl Repl - 1.5 gpm (E) | 103 | per unit | kWh
PSE Deemed | 0 | 1950 | 2015 | E214 | 18230434 | Home Appliances | Showerhead - Engagement_C - Appl Repl - 1.5 gpm (E) | 103 | per unit | kWh
PSE Deemed |  | 1254 | 2015 | E214 | 18230434 | Home Appliances | Showerhead - Engagement_C - Appl Repl - 1.5 gpm (G) | 5 | per unit | therm
PSE Deemed | 0 | 1951 | 2015 | E214 | 18230434 | Home Appliances | Showerhead - Engagement_C - Appl Repl - 1.5 gpm (G) | 5 | per unit | therm
PSE Deemed | 4124 | 1272 | 2015 | E214 | 18230435 | Residential Showerheads {E} | Showerhead - Engagement_C - Elec WH (E) | 103 | per unit | kWh
PSE Deemed |  | 1253 | 2015 | E214 | 18230434 | Home Appliances | Showerhead - Engagement_EO - Appl Repl - 1.5 gpm | 125 | per unit | kWh
PSE Deemed | 4128 | 1273 | 2015 | E214 | 18230435 | Residential Showerheads {E} | Showerhead - Engagement_EO - Elec WH | 125 | per unit | kWh
RTF Deemed | 3194 | 793 | 2015 | E214 | 18230625 | HomePrint {E} | Showerhead - leave behind | 260 | per unit | kWh
RTF Deemed | 4675 | 1370 | 2015 | E214 | 18230434 | Home Appliances | Showerhead - Leave Behind - Elec WH | 226 | per unit | kWh
PSE Deemed |  | 1369 | 2015 | E214 | 18230434 | Home Appliances | Showerhead - Leave Behind - Gas WH | 10.5 | per unit | therm
PSE Deemed | 4125 | 1232 | 2015 | E214 | 18230435 | Residential Showerheads {E} | Showerhead - Retail - Elec WH - 1.50 gpm and less | 239 | per unit | kWh
PSE Deemed | 4126 | 1147 | 2015 | E214 | 18230435 | Residential Showerheads {E} | Showerhead - Retail - Elec WH - 1.51 to 1.75 gpm | 185 | per unit | kWh
PSE Deemed | 4127 | 1148 | 2015 | E214 | 18230435 | Residential Showerheads {E} | Showerhead - Retail - Elec WH - 1.76 to 2.0 gpm | 123 | per unit | kWh
PSE Deemed | 4121 | 1231 | 2015 | E214 | 18230435 | Residential Showerheads {E} | Showerhead - Retail_C - Any WH - 1.50 gpm and less (E) | 122 | per unit | kWh
PSE Deemed | 4122 | 1144 | 2015 | E214 | 18230435 | Residential Showerheads {E} | Showerhead - Retail_C - Any WH - 1.51 to 1.75 gpm (E) | 94 | per unit | kWh
PSE Deemed | 4123 | 1145 | 2015 | E214 | 18230435 | Residential Showerheads {E} | Showerhead - Retail_C - Any WH - 1.76 to 2.0 gpm (E) | 63 | per unit | kWh
PSE Deemed | 4118 | 1230 | 2015 | E214 | 18230435 | Residential Showerheads {E} | Showerhead - Retail_EO - Any WH - 1.50 gpm and less | 145 | per unit | kWh
PSE Deemed | 4119 | 1141 | 2015 | E214 | 18230435 | Residential Showerheads {E} | Showerhead - Retail_EO - Any WH - 1.51 to 1.75 gpm | 112 | per unit | kWh
PSE Deemed | 4120 | 1142 | 2015 | E214 | 18230435 | Residential Showerheads {E} | Showerhead - Retail_EO - Any WH - 1.76 to 2.0 gpm | 75 | per unit | kWh
PSE Deemed |  | 2236 | 2015 | E214 | 18230435 | Residential Showerheads {E} | Showerhead - ShowerStart - C - 1.5 gpm - kWh | 190 | per unit | kWh
PSE Deemed | 4130 | 1271 | 2015 | E214 | 18230435 | Residential Showerheads {E} | Showerhead - ShowerStart - EO - 1.5 gpm | 230 | per unit | kWh
PSE Deemed | 4133 | 1338 | 2015 | E214 | 18230440 | Residential Lighting | Specialty CFL | 17 | per unit | kWh
PSE Deemed | 4951 | 1960 | 2015 | E214 | 18230440 | Residential Lighting | Specialty CFL | 15.09 | per unit | kWh
PSE Deemed | 4131 | 1337 | 2015 | E214 | 18230440 | Residential Lighting | Standard CFL | 16 | per unit | kWh
PSE Deemed | 4952 | 1961 | 2015 | E214 | 18230440 | Residential Lighting | Standard CFL | 9.09 | per unit | kWh
PSE Deemed | 4132 | 1376 | 2015 | E214 | 18230440 | Residential Lighting | Standard CFL - Door-to-Door/Direct-Mail | 15 | per unit | kWh
PSE Deemed | 3659 | 1011 | 2015 | E214 | 18230627 | SF Existing Weatherization {E} | Wall Insulation R-0 to R-13 FAF | 1.67 | square foot | kWh
PSE Deemed | 5056 | 1907 | 2015 | E214 | 18230627 | SF Existing Weatherization {E} | Wall Insulation R-0 to R-13 FAF | 2.1 | square foot | kWh
PSE Deemed | 3658 | 1012 | 2015 | E214 | 18230627 | SF Existing Weatherization {E} | Wall Insulation R-0 to R-13 HP | 0.72 | square foot | kWh
PSE Deemed | 5055 | 1908 | 2015 | E214 | 18230627 | SF Existing Weatherization {E} | Wall Insulation R-0 to R-13 HP | 0.85 | square foot | kWh
PSE Deemed | 3657 | 1010 | 2015 | E214 | 18230627 | SF Existing Weatherization {E} | Wall Insulation R-0 to R-13 Zonal | 1.48 | square foot | kWh
PSE Deemed | 5054 | 1909 | 2015 | E214 | 18230627 | SF Existing Weatherization {E} | Wall Insulation R-0 to R-13 Zonal | 1.14 | square foot | kWh
RTF Deemed | 5163 | 2216 | 2015 | E214 | 18230627 | SF Existing Weatherization {E} | Windows - Double Pane to U.30 - FAF | 7.9 | square foot | kWh
RTF Deemed | 5162 | 1887 | 2015 | E214 | 18230627 | SF Existing Weatherization {E} | Windows - Double Pane to U.30 - HP | 4.51 | square foot | kWh
RTF Deemed | 5161 | 1886 | 2015 | E214 | 18230627 | SF Existing Weatherization {E} | Windows - Double Pane to U.30 - Zonal | 5.32 | square foot | kWh
RTF Deemed | 5160 | 1888 | 2015 | E214 | 18230627 | SF Existing Weatherization {E} | Windows - Single Pane to U.30 - FAF | 18.52 | square foot | kWh
RTF Deemed | 5159 | 1890 | 2015 | E214 | 18230627 | SF Existing Weatherization {E} | Windows - Single Pane to U.30 - HP | 8.48 | square foot | kWh
RTF Deemed | 5158 | 1889 | 2015 | E214 | 18230627 | SF Existing Weatherization {E} | Windows - Single Pane to U.30 - Zonal | 9.2 | square foot | kWh
RTF Deemed | 3849 | 1003 | 2015 | E214 | 18230627 | SF Existing Weatherization {E} | Windows- Double Pane to U.30- Average | 11.53 | square foot | kWh
RTF Deemed | 3848 | 1002 | 2015 | E214 | 18230627 | SF Existing Weatherization {E} | Windows- Single Pane to U.30- Average | 20.84 | square foot | kWh
PSE Deemed | 3991 | 1357 | 2015 | E216 | 18230612 | Fuel Conversion Rebate | E2G Fuel Conv - Space & WH - BB | 12000 | per unit | kWh
PSE Deemed | 3992 | 1358 | 2015 | E216 | 18230612 | Fuel Conversion Rebate | E2G Fuel Conv - Space & WH - FA | 12000 | per unit | kWh
PSE Deemed | 3993 | 1359 | 2015 | E216 | 18230612 | Fuel Conversion Rebate | E2G Fuel Conv - Space Heat Only - BB | 8500 | per unit | kWh
PSE Deemed | 3994 | 1360 | 2015 | E216 | 18230612 | Fuel Conversion Rebate | E2G Fuel Conv - Space Heat Only - FA | 8500 | per unit | kWh
PSE Deemed | 3995 | 1355 | 2015 | E216 | 18230612 | Fuel Conversion Rebate | E2G Fuel Conv - WH Only - Storage | 3500 | per home | kWh
PSE Deemed | 3996 | 1356 | 2015 | E216 | 18230612 | Fuel Conversion Rebate | E2G Fuel Conv - WH Only - Tankless | 3500 | per home | kWh
RTF Deemed | 4053 | 1171 | 2015 | E217 | 18230407 | Multi-Family Retrofit {E} | Advanced Power Strip (IR) - Direct Install | 300 | per unit | kWh
PSE Deemed | 4076 | 1281 | 2015 | E217 | 18230407 | Multi-Family Retrofit {E} | Aerator - 1.5 gpm EWH - Direct Install | 66 | per unit | kWh
PSE Deemed | 5189 | 1914 | 2015 | E217 | 18230407 | Multi-Family Retrofit {E} | Air Sealing | 1 | calculated | kWh
RTF Deemed | 3245 | 656 | 2015 | E217 | 18230407 | Multi-Family Retrofit {E} | Attic Insulation R0 to R38 | 2.18 | square foot | kWh
RTF Deemed | 3247 | 1246 | 2015 | E217 | 18230407 | Multi-Family Retrofit {E} | Attic Insulation R11 to R38 | 1.39 | square foot | kWh
RTF Deemed | 4074 | 1240 | 2015 | E217 | 18230407 | Multi-Family Retrofit {E} | Clothes Washer CEE Tier 3 (EWH/Edryer) | 151 | per unit | kWh
PSE Deemed | 4075 | 1245 | 2015 | E217 | 18230407 | Multi-Family Retrofit {E} | Clothes Washer Replacement Electric WH / Electric Dryer | 764 | per unit | kWh
custom | 3933 | 1057 | 2015 | E217 | 18230407 | Multi-Family Retrofit {E} | Common Area Lighting (Calculated) | 1 | calculated | kWh
calculated | 4671 | 1244 | 2015 | E217 | 18230407 | Multi-Family Retrofit {E} | Ductless Heat Pump | 1 | calculated | kWh
PSE Deemed | 4071 | 1274 | 2015 | E217 | 18230407 | Multi-Family Retrofit {E} | E2G Fuel Conv - WH Only - Storage | 3500 | per home | kWh
PSE Deemed | 4072 | 1133 | 2015 | E217 | 18230407 | Multi-Family Retrofit {E} | E2G Fuel Conv - WH Only - Tankless | 3500 | per home | kWh
RTF Deemed | 3269 | 659 | 2015 | E217 | 18230407 | Multi-Family Retrofit {E} | Energy Star Fixture - Tenant Controlled | 49 | per unit | kWh
PSE Deemed | 0 | 1917 | 2015 | E217 | 18230407 | Multi-Family Retrofit {E} | Energy Star Heat Pump - Tier 2 = 9.0 HSPF, 14 SEER | 128 | per unit | kWh
PSE Deemed | 3951 | 1810 | 2015 | E217 | 18230407 | Multi-Family Retrofit {E} | Energy Star Heat Pump - Tier 3 = 10.0 HSPF, 16 SEER | 939 | per unit | kWh
PSE Deemed | 5190 | 1916 | 2015 | E217 | 18230407 | Multi-Family Retrofit {E} | Energy Star LED Fixture | 27 | per unit | kWh
PSE Deemed | 0 | 1918 | 2015 | E217 | 18230407 | Multi-Family Retrofit {E} | Energy Star Ventilation Fan | 143 | per unit | kWh
PSE Deemed | 5191 | 1915 | 2015 | E217 | 18230407 | Multi-Family Retrofit {E} | Energy Star Ventilation Fan with Air Sealing | 143 | per unit | kWh
RTF Deemed | 3242 | 661 | 2015 | E217 | 18230407 | Multi-Family Retrofit {E} | Floor Insulation R0 to R30 | 1.3 | square foot | kWh
RTF Deemed | 3243 | 909 | 2015 | E217 | 18230407 | Multi-Family Retrofit {E} | Floor Insulation R11 to R30 | 0.66 | square foot | kWh
Calculated | 0 | 1919 | 2015 | E217 | 18230407 | Multi-Family Retrofit {E} | Heat Pump (Calculated) | 1 | calculated | kWh
RTF Deemed | 5192 | 1920 | 2015 | E217 | 18230407 | Multi-Family Retrofit {E} | Heat Pump Water Heater (Tier 1) - In Unit | 887 | per unit | kWh
RTF Deemed | 5193 | 1921 | 2015 | E217 | 18230407 | Multi-Family Retrofit {E} | Heat Pump Water Heater (Tier 2) - In Unit | 1794 | per unit | kWh
calculated |  | 1278 | 2015 | E217 | 18230407 | Multi-Family Retrofit {E} | HRV/ERV | 1 | calculated | kWh
PSE Deemed | 4062 | 1242 | 2015 | E217 | 18230407 | Multi-Family Retrofit {E} | LED - A-Lamp - Direct Install | 17 | per unit | kWh
PSE Deemed |  | 1371 | 2015 | E217 | 18230407 | Multi-Family Retrofit {E} | LED - A-Lamp - Direct Install (Labor) | 17 | per unit | kWh
PSE Deemed | 4064 | 1243 | 2015 | E217 | 18230407 | Multi-Family Retrofit {E} | LED - Candelabra - Direct Install | 19 | per unit | kWh
PSE Deemed |  | 1372 | 2015 | E217 | 18230407 | Multi-Family Retrofit {E} | LED - Candelabra - Direct Install (Labor) | 19 | per unit | kWh
PSE Deemed | 4065 | 1279 | 2015 | E217 | 18230407 | Multi-Family Retrofit {E} | LED - MR-16 - Direct Install | 23 | per unit | kWh
PSE Deemed |  | 1373 | 2015 | E217 | 18230407 | Multi-Family Retrofit {E} | LED - MR-16 - Direct Install (Labor) | 23 | per unit | kWh
PSE Deemed | 5199 | 2223 | 2015 | E217 | 18230407 | Multi-Family Retrofit {E} | LED - PAR30 - Direct Install | 23 | per unit | kWh
PSE Deemed | 4066 | 1285 | 2015 | E217 | 18230407 | Multi-Family Retrofit {E} | LED Globe - Direct Install | 16 | per unit | kWh
PSE Deemed |  | 1375 | 2015 | E217 | 18230407 | Multi-Family Retrofit {E} | LED Globe - Direct Install (Labor) | 16 | per unit | kWh
PSE Deemed | 4063 | 1284 | 2015 | E217 | 18230407 | Multi-Family Retrofit {E} | LED Reflector - Direct Install | 25 | per unit | kWh
PSE Deemed | 5194 | 1374 | 2015 | E217 | 18230407 | Multi-Family Retrofit {E} | LED Reflector - Direct Install (Labor) | 25 | per unit | kWh
custom | 3290 | 664 | 2015 | E217 | 18230407 | Multi-Family Retrofit {E} | Parking Garage CO Sensor (Calculated) | 1 | calculated | kWh
calculated | 4667 | 1104 | 2015 | E217 | 18230407 | Multi-Family Retrofit {E} | Pool Heat Pump | 1 | calculated | kWh
RTF Deemed | 4108 | 1234 | 2015 | E217 | 18230407 | Multi-Family Retrofit {E} | Refrigerator CEE Tier 3 | 98 | per unit | kWh
RTF Deemed | 5195 | 1922 | 2015 | E217 | 18230407 | Multi-Family Retrofit {E} | Refrigerator Decommissioning | 356 | per unit | kWh
PSE Deemed | 5197 | 1923 | 2015 | E217 | 18230407 | Multi-Family Retrofit {E} | Refrigerator Replacement | 666 | per unit | kWh
PSE Deemed | 0 | 2222 | 2015 | E217 | 18230407 | Multi-Family Retrofit {E} | Refrigerator Replacement | 580 | per unit | kWh
RTF Deemed | 4056 | 1235 | 2015 | E217 | 18230407 | Multi-Family Retrofit {E} | Showerhead - Max 1.5 gpm EWH - Direct Install | 307 | per unit | kWh
custom | 3282 | 1056 | 2015 | E217 | 18230407 | Multi-Family Retrofit {E} | Solar Pool Heater (Calculated) | 1 | calculated | kWh
PSE Deemed |  | 1884 | 2015 | E217 | 18230407 | Multi-Family Retrofit {E} | Thermostatic Restrictor Handheld Showerhead | 502 | per unit | kWh
PSE Deemed | 4055 | 1277 | 2015 | E217 | 18230407 | Multi-Family Retrofit {E} | Thermostatic Restrictor Showerhead | 502 | per unit | kWh
PSE Deemed | 4054 | 1276 | 2015 | E217 | 18230407 | Multi-Family Retrofit {E} | Thermostatic Restrictor Showerhead Adaptor | 195 | per unit | kWh
calculated | 2037 | 1108 | 2015 | E217 | 18230407 | Multi-Family Retrofit {E} | Variable Speed Drive | 1 | calculated | kWh
RTF Deemed | 3240 | 669 | 2015 | E217 | 18230407 | Multi-Family Retrofit {E} | Wall Insulation R0 to R11 | 1.3 | square foot | kWh
RTF Deemed | 3739 | 1139 | 2015 | E217 | 18230407 | Multi-Family Retrofit {E} | Water Heater (0.95+) - In-unit | 149 | per unit | kWh
RTF Deemed | 4599 | 1237 | 2015 | E217 | 18230407 | Multi-Family Retrofit {E} | Water Heater Pipewrap - Direct Install | 20 | per unit | kWh
PSE Deemed | 3479 | 670 | 2015 | E217 | 18230407 | Multi-Family Retrofit {E} | Windows (double to double paned) U= 0.6 to 0.30 | 11.94 | square foot | kWh
PSE Deemed | 3478 | 671 | 2015 | E217 | 18230407 | Multi-Family Retrofit {E} | Windows (double to triple paned) U= 0.6 to 0.22 | 13.87 | square foot | kWh
PSE Deemed | 3481 | 672 | 2015 | E217 | 18230407 | Multi-Family Retrofit {E} | Windows (single to double paned) U= 1.2 to 0.30 | 21.65 | square foot | kWh
PSE Deemed | 3480 | 673 | 2015 | E217 | 18230407 | Multi-Family Retrofit {E} | Windows (single to triple paned) U= 1.2 to 0.22 | 23.58 | square foot | kWh
RTF Deemed | 4045 | 1286 | 2015 | E218 | 18230486 | Multi-Family New Construction {E} | Clothes Washer 2.4+ MEF CEE Tier 3 | 71 | per unit | kWh
RTF Deemed | 3730 | 1167 | 2015 | E218 | 18230486 | Multi-Family New Construction {E} | Clothes Washer MEF 2.46+ WF 4- EWH/Edryer 92kWh | 92 | per unit | kWh
Calculated | 4022 | 1247 | 2015 | E218 | 18230486 | Multi-Family New Construction {E} | Corridor Lighting Power Density | 0.0578 | square foot | kWh
calculated | 2049 | 1063 | 2015 | E218 | 18230486 | Multi-Family New Construction {E} | Corridor Lighting Reduction | 0.07 | square foot | kWh
Calculated |  | 2229 | 2015 | E218 | 18230486 | Multi-Family New Construction {E} | Ductless Heat Pump - Baywood 2 - Calculated | 1 | calculated | kWh
PSE Deemed |  | 549 | 2015 | E218 | 18230486 | Multi-Family New Construction {E} | Energy Star Fixture (Hard-Wired) TCtrl | 69 | per unit | kWh
RTF Deemed | 2791 | 940 | 2015 | E218 | 18230486 | Multi-Family New Construction {E} | Energy Star hard-wired CFL Fixture - TCt 69 | 69 | per unit | kWh
RTF Deemed | 2792 | 552 | 2015 | E218 | 18230486 | Multi-Family New Construction {E} | Energy Star Refrigerator | 44 | per unit | kWh
calculated | 3292 | 1103 | 2015 | E218 | 18230486 | Multi-Family New Construction {E} | Garage CO DCV w/VDF Fan Control 2011 | 1437.27 | per unit | kWh
PSE Deemed | 2994 | 1248 | 2015 | E218 | 18230486 | Multi-Family New Construction {E} | Garage Lighting Power Density | 0.0166 | square foot | kWh
PSE Deemed | 2994 | 1064 | 2015 | E218 | 18230486 | Multi-Family New Construction {E} | Garage Lighting Reduction 2011 | 0.0175 | square foot | kWh
PSE Deemed | 3731 | 1846 | 2015 | E218 | 18230486 | Multi-Family New Construction {E} | LED Fixture Tenant Controlled | 50 | per unit | kWh
PSE Deemed | 3732 | 1361 | 2015 | E218 | 18230486 | Multi-Family New Construction {E} | LED Lamp Tenant Controlled | 32 | per unit | kWh
RTF Deemed | 3734 | 1173 | 2015 | E218 | 18230486 | Multi-Family New Construction {E} | Showerhead - Max 1.50 gpm EWH | 307 | per unit | kWh
RTF Deemed | 3733 | 1169 | 2015 | E218 | 18230486 | Multi-Family New Construction {E} | Showerhead - Max 1.75 gpm EWH | 222 | per unit | kWh
PSE Deemed | 3949 | 195 | 2015 | E218 | 18230486 | Multi-Family New Construction {E} | Stairwell bi-level >= 10 floors | 379 | per unit | kWh
PSE Deemed | 2103 | 184 | 2015 | E218 | 18230486 | Multi-Family New Construction {E} | Stairwell bi-level >3 | 203 | per unit | kWh
Calculated |  | 2239 | 2015 | E218 | 18230486 | Multi-Family New Construction {E} | Variable Refrigerant Flow System | 1 | calculated | kWh
custom |  | 389 | 2015 | E218 | 18230486 | Multi-Family New Construction {E} | Whole Bldg - electric | 1 |  | kWh
custom |  | 1287 | 2015 | E218 | 18230486 | Multi-Family New Construction {E} | Whole Building - Commercial Electric | 1 | calculated | kWh
custom |  | 1288 | 2015 | E218 | 18230486 | Multi-Family New Construction {E} | Whole Building - Residential Electric | 1 | calculated | kWh
custom |  | 1335 | 2015 | E249B | 18230506 | Business Energy Reports {E} | Business Energy Reports - Tracking {E} | 1 | calculated | kWh
custom | 0 | 1965 | 2015 | E249R | 18230522 | Residential Energy Reports {E} | Individual Energy Reports - Expansion - Electric Only | 45 | per home | kWh
custom | 0 | 1966 | 2015 | E249R | 18230522 | Residential Energy Reports {E} | Individual Energy Reports - Expansion - HRU | 35 | per home | kWh
custom | 0 | 1967 | 2015 | E249R | 18230522 | Residential Energy Reports {E} | Individual Energy Reports - Expansion - Rural | 35 | per home | kWh
custom |  | 925 | 2015 | E250 | 18231131 | Building Tune Up and Tracking {E} | Building Tune Up and Tracking - Electric Tracking | 1 | calculated | kWh
custom |  | 483 | 2015 | E250 | 18230711 | Commercial/Industrial Retrofit {E} | C/I Retrofit - Tracking {E} | 1 | calculated | kWh
custom |  | 926 | 2015 | E250 | 18231132 | Data Center Efficiency {E} | Data Center Efficiency - Tracking {E} | 1 | calculated | kWh
calculated |  | 929 | 2015 | E250 | 18231135 | Energy Smart Grocer {E} | Energy Smart Grocer - Tracking {E} | 1 | calculated | kWh
custom |  | 927 | 2015 | E250 | 18231133 | Industrial System Optimization {E} | Industrial System Optimization - Tracking {E} | 1 | calculated | kWh
PSE Deemed | 0 | 2202 | 2015 | E250 | 18230724 | Business Lighting - Grants | LED - Decorative | 1 | calculated | kWh
PSE Deemed | 0 | 2203 | 2015 | E250 | 18230724 | Business Lighting - Grants | LED - Directional (Par, BR, R) 20 | 1 | calculated | kWh
PSE Deemed | 0 | 2204 | 2015 | E250 | 18230724 | Business Lighting - Grants | LED - Directional (Par, BR, R) 30 | 1 | calculated | kWh
PSE Deemed | 0 | 2205 | 2015 | E250 | 18230724 | Business Lighting - Grants | LED - Directional (Par, BR, R) 3840 | 1 | calculated | kWh
PSE Deemed | 0 | 2206 | 2015 | E250 | 18230724 | Business Lighting - Grants | LED - MR16 | 1 | calculated | kWh
PSE Deemed | 0 | 2207 | 2015 | E250 | 18230724 | Business Lighting - Grants | LED - New Exit Sign | 1 | calculated | kWh
PSE Deemed | 0 | 2208 | 2015 | E250 | 18230724 | Business Lighting - Grants | LED - Omni-Directional | 1 | calculated | kWh
PSE Deemed | 0 | 2219 | 2015 | E250 | 18230724 | Business Lighting - Grants | LED - TLED | 1 | calculated | kWh
Custom | 0 | 2209 | 2015 | E250 | 18230724 | Business Lighting - Grants | Lighting Enhanced with Controls | 1 | calculated | kWh
Custom | 0 | 2210 | 2015 | E250 | 18230724 | Business Lighting - Grants | Lighting Standard | 1 | calculated | kWh
Custom | 0 | 2211 | 2015 | E250 | 18230724 | Business Lighting - Grants | Lighting Standard with Controls | 1 | calculated | kWh
Custom | 0 | 2212 | 2015 | E250 | 18230724 | Business Lighting - Grants | Occupancy Sensor | 1 | calculated | kWh
Custom | 0 | 2213 | 2015 | E250 | 18230724 | Business Lighting - Grants | Street Lighting | 1 | calculated | kWh
custom |  | 484 | 2015 | E251 | 18230715 | Commercial/Industrial New Construction {E} | C/I New Construction - Tracking {E} | 1 | calculated | kWh
calculated |  | 975 | 2015 | E251 | 18231136 | ESG New Construction {E} | ESG New Construction - Tracking {E} | 1 | calculated | kWh
Custom |  | 2226 | 2015 | E253 | 18230414 | Community RCM {E} | Community RCM - Tracking {E} | 1 | calculated | kWh
custom |  | 485 | 2015 | E253 | 18230723 | Resource Conservation Manager {E} | Resource Conservation Manager - Tracking {E} | 1 | calculated | kWh
custom |  | 1336 | 2015 | E253 | 18230505 | Strategic Resource Management {E} | Strategic Resource Management - Tracking {E} | 1 | calculated | kWh
NEEA Deemed |  | 1363 | 2015 | E254 | 18230421 | NW Energy Efficiency Alliance | NW Energy Efficiency Alliance - Savings Tracking | 1 | calculated | kWh
custom |  | 948 | 2015 | E258 | 18230720 | High Voltage Program | High Voltage - Tracking {E} | 1 | calculated | kWh
custom |  | 949 | 2015 | E258 | 18230721 | High Voltage Program (Non-449) | High Voltage (Non-449) - Tracking {E} | 1 | calculated | kWh
custom |  | 1362 | 2015 | E261 | 18230448 | Energy Efficient Technology Evaluation {E} | Energy Efficient Technology Evaluation - Tracking {E} | 1 | calculated | kWh
Calculated |  | 1805 | 2015 | E262 | 18230718 | Commercial HVAC {E} | $150 Electric EGP Retrofit Tier 2 | 1 | calculated | kWh
Calculated |  | 1806 | 2015 | E262 | 18230718 | Commercial HVAC {E} | $150 Heat Pump Tier 2 | 1 | calculated | kWh
Calculated |  | 1807 | 2015 | E262 | 18230718 | Commercial HVAC {E} | $550 Electric EGP Tier 2 | 1 | calculated | kWh
PSE Deemed | 4499 | 1681 | 2015 | E262 | 18230717 | Commercial Direct Install {E} | Aerator | 712 | per unit | kWh
PSE Deemed | 4500 | 1682 | 2015 | E262 | 18230717 | Commercial Direct Install {E} | Aerator - $10 | 712 | per unit | kWh
PSE Deemed | 4962 | 1976 | 2015 | E262 | 18230717 | Commercial Direct Install {E} | Aerator - $7 | 712 | per unit | kWh
PSE Deemed |  | 1691 | 2015 | E262 | 18230717 | Commercial Direct Install {E} | Aerator - Reinstall | -712 | per unit | kWh
PSE Deemed |  | 1692 | 2015 | E262 | 18230717 | Commercial Direct Install {E} | Aerator - Reinstall - $10 | -712 | per unit | kWh
PSE Deemed | 0 | 1978 | 2015 | E262 | 18230717 | Commercial Direct Install {E} | Aerator - Reinstall - $7 | -712 | per unit | kWh
PSE Deemed | 3967 | 1379 | 2015 | E262 | 18231134 | Small Business Direct Install {E} | Aerator - SBDI | 712 | per unit | kWh
PSE Deemed | 4504 | 1693 | 2015 | E262 | 18230717 | Commercial Direct Install {E} | Aerator - Split | 712 | per unit | kWh
PSE Deemed | 4505 | 1694 | 2015 | E262 | 18230717 | Commercial Direct Install {E} | Aerator - Split - $10 | 712 | per unit | kWh
PSE Deemed | 4963 | 1977 | 2015 | E262 | 18230717 | Commercial Direct Install {E} | Aerator - Split - $7 | 712 | per unit | kWh
PSE Deemed |  | 1695 | 2015 | E262 | 18230717 | Commercial Direct Install {E} | Aerator - Split Reinstall | -712 | per unit | kWh
PSE Deemed |  | 1696 | 2015 | E262 | 18230717 | Commercial Direct Install {E} | Aerator - Split Reinstall - $10 | -712 | per unit | kWh
PSE Deemed | 0 | 1979 | 2015 | E262 | 18230717 | Commercial Direct Install {E} | Aerator - Split Reinstall - $7 | -712 | per unit | kWh
Calculated | 4485 | 1764 | 2015 | E262 | 18230718 | Commercial HVAC {E} | Air Conditioner - Tier 2 | 80 | per ton | kWh
PSE Deemed | 4554 | 1380 | 2015 | E262 | 18231134 | Small Business Direct Install {E} | Bi-Level Stair | 457 | per unit | kWh
PSE Deemed | 4759 | 1596 | 2015 | E262 | 18230716 | Commercial Kitchen/Laundry {E} | Combination Oven - $1000 | 11497 | per unit | kWh
RTF Deemed | 3968 | 1637 | 2015 | E262 | 18230716 | Commercial Kitchen/Laundry {E} | Commercial Fryer | 2449 | per unit | kWh
PSE Deemed | 4773 | 1974 | 2015 | E262 | 18230716 | Commercial Kitchen/Laundry {E} | Commercial Washer - E Dryer Only | 320 | per unit | kWh
PSE Deemed | 4771 | 1972 | 2015 | E262 | 18230716 | Commercial Kitchen/Laundry {E} | Commercial Washer - EWH / E Dryer | 750 | per unit | kWh
PSE Deemed | 4772 | 1973 | 2015 | E262 | 18230716 | Commercial Kitchen/Laundry {E} | Commercial Washer - EWH Only | 430 | per unit | kWh
PSE Deemed | 4758 | 1598 | 2015 | E262 | 18230716 | Commercial Kitchen/Laundry {E} | Convection Oven - Double - $2000 | 5548 | per unit | kWh
PSE Deemed | 4757 | 1599 | 2015 | E262 | 18230716 | Commercial Kitchen/Laundry {E} | Convection Oven - Full Size - $1000 | 2774 | per unit | kWh
PSE Deemed | 4756 | 1600 | 2015 | E262 | 18230716 | Commercial Kitchen/Laundry {E} | Convection Oven - Half Size - $500 | 2518 | per unit | kWh
Calculated | 0 | 1975 | 2015 | E262 | 18230717 | Commercial Direct Install {E} | CoolerMiser Installation | 515 | per unit | kWh
PSE Deemed | 4615 | 1601 | 2015 | E262 | 18230716 | Commercial Kitchen/Laundry {E} | Dishwasher - Door Type High Temp - $750 | 11334 | per unit | kWh
PSE Deemed | 4616 | 1602 | 2015 | E262 | 18230716 | Commercial Kitchen/Laundry {E} | Dishwasher - Door Type High Temp - Electric Booster | 4407 | per unit | kWh
PSE Deemed | 4614 | 1615 | 2015 | E262 | 18230716 | Commercial Kitchen/Laundry {E} | Dishwasher - Door Type Low Temp - $750 | 15931 | per unit | kWh
PSE Deemed | 4206 | 1603 | 2015 | E262 | 18230716 | Commercial Kitchen/Laundry {E} | Dishwasher - MT High Temp - $1500 | 26298 | per unit | kWh
PSE Deemed | 4609 | 1605 | 2015 | E262 | 18230716 | Commercial Kitchen/Laundry {E} | Dishwasher - MT High Temp - Electric Booster | 10342 | per unit | kWh
PSE Deemed | 4205 | 1606 | 2015 | E262 | 18230716 | Commercial Kitchen/Laundry {E} | Dishwasher - MT Low Temp - $1500 | 18554 | per unit | kWh
PSE Deemed | 4618 | 1607 | 2015 | E262 | 18230716 | Commercial Kitchen/Laundry {E} | Dishwasher - ST High Temp - $1000 | 8157 | per unit | kWh
PSE Deemed | 4619 | 1609 | 2015 | E262 | 18230716 | Commercial Kitchen/Laundry {E} | Dishwasher - ST High Temp - Electric Booster | 3951 | per unit | kWh
PSE Deemed | 4610 | 1610 | 2015 | E262 | 18230716 | Commercial Kitchen/Laundry {E} | Dishwasher - ST Low Temp - $1000 | 13224 | per unit | kWh
PSE Deemed | 4617 | 1611 | 2015 | E262 | 18230716 | Commercial Kitchen/Laundry {E} | Dishwasher - ST Low Temp - Incidental Elec Savings | 360 | per unit | kWh
PSE Deemed | 4612 | 1612 | 2015 | E262 | 18230716 | Commercial Kitchen/Laundry {E} | Dishwasher - Under Counter - High Temp - $150 | 2566 | per unit | kWh
PSE Deemed | 4613 | 1616 | 2015 | E262 | 18230716 | Commercial Kitchen/Laundry {E} | Dishwasher - Under Counter High Temp - Electric Booster | 1499 | per unit | kWh
PSE Deemed | 4611 | 1617 | 2015 | E262 | 18230716 | Commercial Kitchen/Laundry {E} | Dishwasher - Under Counter Low Temp - $150 | 2505 | per unit | kWh
PSE Deemed | 4228 | 1381 | 2015 | E262 | 18231134 | Small Business Direct Install {E} | ECM - Display Case | 477 | per unit | kWh
PSE Deemed | 4229 | 1382 | 2015 | E262 | 18231134 | Small Business Direct Install {E} | ECM - Walk In | 1199 | per unit | kWh
Calculated | 4486 | 1765 | 2015 | E262 | 18230718 | Commercial HVAC {E} | High Efficiency HVAC Retrofit | 1 | calculated | kWh
Calculated | 4488 | 1766 | 2015 | E262 | 18230718 | Commercial HVAC {E} | HVAC Demand Control Ventilation | 1 | calculated | kWh
PSE Deemed | 4768 | 1620 | 2015 | E262 | 18230716 | Commercial Kitchen/Laundry {E} | Ice Machine - 1001 to 1500 lbs Ice per Day | 2601 | per unit | kWh
PSE Deemed | 4765 | 1618 | 2015 | E262 | 18230716 | Commercial Kitchen/Laundry {E} | Ice Machine - 101 to 300 lbs Ice per Day | 805 | per unit | kWh
PSE Deemed | 4766 | 1621 | 2015 | E262 | 18230716 | Commercial Kitchen/Laundry {E} | Ice Machine - 301 to 500 lbs Ice per Day | 1117 | per unit | kWh
PSE Deemed | 4767 | 1622 | 2015 | E262 | 18230716 | Commercial Kitchen/Laundry {E} | Ice Machine - 501 to 1000 lbs Ice per Day | 1807 | per unit | kWh
PSE Deemed | 4769 | 1619 | 2015 | E262 | 18230716 | Commercial Kitchen/Laundry {E} | Ice Machine - Greater Than 1500 lbs Ice Per Day | 3641 | per unit | kWh
PSE Deemed | 0 | 2172 | 2015 | E262 | 18231134 | Small Business Direct Install {E} | Lamp - 120W Multi-Lamp Inc Fixture to 2L F17T8 (NBF) | 368 | per unit | kWh
PSE Deemed | 0 | 2173 | 2015 | E262 | 18231134 | Small Business Direct Install {E} | Lamp - 160W Multi-Lamp Inc Fixture to 2L F25T8 (NBF) | 479 | per unit | kWh
PSE Deemed | 0 | 2174 | 2015 | E262 | 18231134 | Small Business Direct Install {E} | Lamp - 2' 1L T12 HO to 2' 1L T8 | 198 | per unit | kWh
PSE Deemed | 4379 | 1386 | 2015 | E262 | 18231134 | Small Business Direct Install {E} | Lamp - 2' 1L T12 to 2' 1L T8 | 41 | per unit | kWh
PSE Deemed | 0 | 2175 | 2015 | E262 | 18231134 | Small Business Direct Install {E} | Lamp - 2' 1L T12 to 2' 1L T8 | 41 | per unit | kWh
PSE Deemed | 0 | 2176 | 2015 | E262 | 18231134 | Small Business Direct Install {E} | Lamp - 240W Multi-Lamp Inc Fixture to 2L F28T8 (NBF) | 793 | per unit | kWh
PSE Deemed | 0 | 2177 | 2015 | E262 | 18231134 | Small Business Direct Install {E} | Lamp - 3' 1L T12 to 3' 1L T8 | 70 | per unit | kWh
PSE Deemed | 4376 | 1389 | 2015 | E262 | 18231134 | Small Business Direct Install {E} | Lamp - 4' 1L T12 to 4' 1L T8 | 66 | per unit | kWh
PSE Deemed | 0 | 2178 | 2015 | E262 | 18231134 | Small Business Direct Install {E} | Lamp - 4' 1L T12 to 4' 1L T8 | 66 | per unit | kWh
PSE Deemed | 4374 | 1390 | 2015 | E262 | 18231134 | Small Business Direct Install {E} | Lamp - 4' 2L T12 HO to 4' 2L T8 | 421 | per unit | kWh
PSE Deemed | 0 | 2179 | 2015 | E262 | 18231134 | Small Business Direct Install {E} | Lamp - 4' 2L T12 HO to 4' 2L T8 | 421 | per unit | kWh
PSE Deemed | 4375 | 1391 | 2015 | E262 | 18231134 | Small Business Direct Install {E} | Lamp - 4' 2L T12 to 4' 2L T8 | 136 | per unit | kWh
PSE Deemed | 0 | 2180 | 2015 | E262 | 18231134 | Small Business Direct Install {E} | Lamp - 4' 2L T12 to 4' 2L T8 | 136 | per unit | kWh
PSE Deemed | 4380 | 1392 | 2015 | E262 | 18231134 | Small Business Direct Install {E} | Lamp - 4' 3L T12 HO to 4' 2L T8 (Delamp & Reflector) | 719 | per unit | kWh
PSE Deemed | 0 | 2181 | 2015 | E262 | 18231134 | Small Business Direct Install {E} | Lamp - 4' 3L T12 HO to 4' 3L T8 | 632 | per unit | kWh
PSE Deemed |  | 1880 | 2015 | E262 | 18231134 | Small Business Direct Install {E} | Lamp - 4' 3L T12 to 4' 2L T8 (Delamp & Reflector) | 289 | per unit | kWh
PSE Deemed |  | 1881 | 2015 | E262 | 18231134 | Small Business Direct Install {E} | Lamp - 4' 3L T12 to 4' 3L T8 | 202 | per unit | kWh
PSE Deemed |  | 1882 | 2015 | E262 | 18231134 | Small Business Direct Install {E} | Lamp - 4' 4L T12 HO to 4' 2L T8 (Delamp & Reflector) | 1016 | per unit | kWh
PSE Deemed | 4381 | 1397 | 2015 | E262 | 18231134 | Small Business Direct Install {E} | Lamp - 4' 4L T12 HO to 4' 3L T8 (Delamp) | 930 | per unit | kWh
PSE Deemed | 4372 | 1398 | 2015 | E262 | 18231134 | Small Business Direct Install {E} | Lamp - 4' 4L T12 HO to 4' 4L T8 | 843 | per unit | kWh
PSE Deemed | 0 | 2182 | 2015 | E262 | 18231134 | Small Business Direct Install {E} | Lamp - 4' 4L T12 HO to 4' 4L T8 | 843 | per unit | kWh
PSE Deemed | 4382 | 1399 | 2015 | E262 | 18231134 | Small Business Direct Install {E} | Lamp - 4' 4L T12 to 4' 2L T8 (Delamp & Reflector) | 446 | per unit | kWh
PSE Deemed | 4628 | 1400 | 2015 | E262 | 18231134 | Small Business Direct Install {E} | Lamp - 4' 4L T12 to 4' 3L T8 (Delamp) | 359 | per unit | kWh
PSE Deemed | 4373 | 1401 | 2015 | E262 | 18231134 | Small Business Direct Install {E} | Lamp - 4' 4L T12 to 4' 4L T8 | 273 | per unit | kWh
PSE Deemed | 0 | 2183 | 2015 | E262 | 18231134 | Small Business Direct Install {E} | Lamp - 4' 4L T12 to 4' 4L T8 | 273 | per unit | kWh
PSE Deemed | 4368 | 1402 | 2015 | E262 | 18231134 | Small Business Direct Install {E} | Lamp - 400W HID to 4' 6L T8 (HBF) | 1107 | per unit | kWh
PSE Deemed | 0 | 2184 | 2015 | E262 | 18231134 | Small Business Direct Install {E} | Lamp - 400W HID to 4' 6L T8 (HBF) | 1107 | per unit | kWh
PSE Deemed | 4369 | 1403 | 2015 | E262 | 18231134 | Small Business Direct Install {E} | Lamp - 8' 1L T12 HO F96 to 4' 2L 28W (Retro Kit 2L 8') | 260 | per unit | kWh
PSE Deemed | 4371 | 1404 | 2015 | E262 | 18231134 | Small Business Direct Install {E} | Lamp - 8' 1L T8 F96 to 4' 2L 28W (Retro Kit 2L 8') | 50 | per unit | kWh
PSE Deemed | 4383 | 1405 | 2015 | E262 | 18231134 | Small Business Direct Install {E} | Lamp - 8' 2L T12 Delamp to 4' 2L T8 (Retro Kit Delamp) | 397 | per unit | kWh
PSE Deemed |  | 1883 | 2015 | E262 | 18231134 | Small Business Direct Install {E} | Lamp - 8' 2L T12 HO F96 to 4' 4L 28W (Retro Kit 4L 8' NBF) | 516 | per unit | kWh
PSE Deemed | 4370 | 1407 | 2015 | E262 | 18231134 | Small Business Direct Install {E} | Lamp - 8' 2L T8 F96 to 4' 4L 28W (Retro Kit 4L 8') | 103 | per unit | kWh
PSE Deemed | 0 | 2185 | 2015 | E262 | 18231134 | Small Business Direct Install {E} | Lamp - 80W Multi-Lamp Inc Fixture to 2L F17T8 (NBF) | 202 | per unit | kWh
PSE Deemed | 4557 | 1409 | 2015 | E262 | 18231134 | Small Business Direct Install {E} | LED - 35W Area Fixture with Photocell | 685 | per unit | kWh
PSE Deemed | 4556 | 1410 | 2015 | E262 | 18231134 | Small Business Direct Install {E} | LED - 60W Wall Pack with Photocell | 890 | per unit | kWh
PSE Deemed | 5154 | 2192 | 2015 | E262 | 18230722 | Business Lighting - Rebates | LED - Decorative | 1 | calculated | kWh
PSE Deemed | 4816 | 2064 | 2015 | E262 | 18230714 | Business Lighting - Markdown {E} | LED - Decorative - Church | 35 | per unit | kWh
PSE Deemed | 4838 | 2065 | 2015 | E262 | 18230714 | Business Lighting - Markdown {E} | LED - Decorative - Exterior | 79 | per unit | kWh
PSE Deemed | 4822 | 2052 | 2015 | E262 | 18230714 | Business Lighting - Markdown {E} | LED - Decorative - Grocery | 102 | per unit | kWh
PSE Deemed | 4398 | 1512 | 2015 | E262 | 18230714 | Business Lighting - Markdown {E} | LED - Decorative - Hospital | 166 | per unit | kWh
PSE Deemed | 4845 | 2056 | 2015 | E262 | 18230714 | Business Lighting - Markdown {E} | LED - Decorative - Hospital | 119 | per unit | kWh
PSE Deemed | 4852 | 2054 | 2015 | E262 | 18230714 | Business Lighting - Markdown {E} | LED - Decorative - Hotel Commons | 159 | per unit | kWh
PSE Deemed | 4861 | 2055 | 2015 | E262 | 18230714 | Business Lighting - Markdown {E} | LED - Decorative - Hotel rooms | 26 | per unit | kWh
PSE Deemed | 4890 | 2057 | 2015 | E262 | 18230714 | Business Lighting - Markdown {E} | LED - Decorative - Office | 58 | per unit | kWh
PSE Deemed | 4433 | 1514 | 2015 | E262 | 18230714 | Business Lighting - Markdown {E} | LED - Decorative - Other | 114 | per unit | kWh
PSE Deemed | 2058 | 2058 | 2015 | E262 | 18230714 | Business Lighting - Markdown {E} | LED - Decorative - Other | 44 | per unit | kWh
PSE Deemed | 4906 | 2053 | 2015 | E262 | 18230714 | Business Lighting - Markdown {E} | LED - Decorative - Other Health | 86 | per unit | kWh
PSE Deemed | 4907 | 2059 | 2015 | E262 | 18230714 | Business Lighting - Markdown {E} | LED - Decorative - Restaurant | 70 | per unit | kWh
PSE Deemed | 4915 | 2060 | 2015 | E262 | 18230714 | Business Lighting - Markdown {E} | LED - Decorative - Retail | 64 | per unit | kWh
PSE Deemed | 4923 | 2061 | 2015 | E262 | 18230714 | Business Lighting - Markdown {E} | LED - Decorative - School (K-12) | 45 | per unit | kWh
PSE Deemed | 4931 | 2062 | 2015 | E262 | 18230714 | Business Lighting - Markdown {E} | LED - Decorative - University | 120 | per unit | kWh
PSE Deemed | 4939 | 2063 | 2015 | E262 | 18230714 | Business Lighting - Markdown {E} | LED - Decorative - Warehouse | 46 | per unit | kWh
PSE Deemed | 4391 | 1519 | 2015 | E262 | 18230714 | Business Lighting - Markdown {E} | LED - Decorative Hotel Commons | 218 | per unit | kWh
PSE Deemed | 4440 | 1521 | 2015 | E262 | 18230714 | Business Lighting - Markdown {E} | LED - Decorative Restaurant | 127 | per unit | kWh
PSE Deemed | 5140 | 2193 | 2015 | E262 | 18230722 | Business Lighting - Rebates | LED - Directional (Par, BR, R) 20 | 1 | calculated | kWh
PSE Deemed | 5126 | 2194 | 2015 | E262 | 18230722 | Business Lighting - Rebates | LED - Directional (Par, BR, R) 30 | 1 | calculated | kWh
PSE Deemed | 5112 | 2195 | 2015 | E262 | 18230722 | Business Lighting - Rebates | LED - Directional (Par, BR, R) 3840 | 1 | calculated | kWh
PSE Deemed | 5098 | 2196 | 2015 | E262 | 18230722 | Business Lighting - Rebates | LED - Hard-Wired | 1 | calculated | kWh
PSE Deemed | 4817 | 2050 | 2015 | E262 | 18230714 | Business Lighting - Markdown {E} | LED - HW Recessed Retrofit Kit - Church | 62 | per unit | kWh
PSE Deemed | 4839 | 2051 | 2015 | E262 | 18230714 | Business Lighting - Markdown {E} | LED - HW Recessed Retrofit Kit - Exterior | 138 | per unit | kWh
PSE Deemed | 4823 | 2038 | 2015 | E262 | 18230714 | Business Lighting - Markdown {E} | LED - HW Recessed Retrofit Kit - Grocery | 180 | per unit | kWh
PSE Deemed | 4399 | 1525 | 2015 | E262 | 18230714 | Business Lighting - Markdown {E} | LED - HW Recessed Retrofit Kit - Hospital | 209 | per unit | kWh
PSE Deemed | 4847 | 2042 | 2015 | E262 | 18230714 | Business Lighting - Markdown {E} | LED - HW Recessed Retrofit Kit - Hospital | 209 | per unit | kWh
PSE Deemed | 4392 | 1526 | 2015 | E262 | 18230714 | Business Lighting - Markdown {E} | LED - HW Recessed Retrofit Kit - Hotel Commons | 275 | per unit | kWh
PSE Deemed | 4853 | 2040 | 2015 | E262 | 18230714 | Business Lighting - Markdown {E} | LED - HW Recessed Retrofit Kit - Hotel Commons | 280 | per unit | kWh
PSE Deemed | 4863 | 2041 | 2015 | E262 | 18230714 | Business Lighting - Markdown {E} | LED - HW Recessed Retrofit Kit - Hotel rooms | 45 | per unit | kWh
PSE Deemed | 4420 | 1528 | 2015 | E262 | 18230714 | Business Lighting - Markdown {E} | LED - HW Recessed Retrofit Kit - Office | 101 | per unit | kWh
PSE Deemed | 4889 | 2043 | 2015 | E262 | 18230714 | Business Lighting - Markdown {E} | LED - HW Recessed Retrofit Kit - Office | 103 | per unit | kWh
PSE Deemed | 4434 | 1529 | 2015 | E262 | 18230714 | Business Lighting - Markdown {E} | LED - HW Recessed Retrofit Kit - Other | 144 | per unit | kWh
PSE Deemed | 4891 | 2044 | 2015 | E262 | 18230714 | Business Lighting - Markdown {E} | LED - HW Recessed Retrofit Kit - Other | 77 | per unit | kWh
PSE Deemed | 4900 | 2039 | 2015 | E262 | 18230714 | Business Lighting - Markdown {E} | LED - HW Recessed Retrofit Kit - Other Health | 151 | per unit | kWh
PSE Deemed | 4908 | 2045 | 2015 | E262 | 18230714 | Business Lighting - Markdown {E} | LED - HW Recessed Retrofit Kit - Restaurant | 123 | per unit | kWh
PSE Deemed | 4916 | 2046 | 2015 | E262 | 18230714 | Business Lighting - Markdown {E} | LED - HW Recessed Retrofit Kit - Retail | 113 | per unit | kWh
PSE Deemed | 4924 | 2047 | 2015 | E262 | 18230714 | Business Lighting - Markdown {E} | LED - HW Recessed Retrofit Kit - School (K-12) | 78 | per unit | kWh
PSE Deemed | 4455 | 1534 | 2015 | E262 | 18230714 | Business Lighting - Markdown {E} | LED - HW Recessed Retrofit Kit - University | 211 | per unit | kWh
PSE Deemed | 4932 | 2048 | 2015 | E262 | 18230714 | Business Lighting - Markdown {E} | LED - HW Recessed Retrofit Kit - University | 210 | per unit | kWh
PSE Deemed | 4462 | 1535 | 2015 | E262 | 18230714 | Business Lighting - Markdown {E} | LED - HW Recessed Retrofit Kit - Warehouse | 130 | per unit | kWh
PSE Deemed | 4940 | 2049 | 2015 | E262 | 18230714 | Business Lighting - Markdown {E} | LED - HW Recessed Retrofit Kit - Warehouse | 81 | per unit | kWh
PSE Deemed | 5084 | 2197 | 2015 | E262 | 18230722 | Business Lighting - Rebates | LED - MR16 | 1 | calculated | kWh
PSE Deemed | 4820 | 2008 | 2015 | E262 | 18230714 | Business Lighting - Markdown {E} | LED - MR16 - Church | 47 | per unit | kWh
PSE Deemed | 4840 | 2009 | 2015 | E262 | 18230714 | Business Lighting - Markdown {E} | LED - MR16 - Exterior | 103 | per unit | kWh
PSE Deemed | 4824 | 1996 | 2015 | E262 | 18230714 | Business Lighting - Markdown {E} | LED - MR16 - Grocery | 134 | per unit | kWh
PSE Deemed | 4400 | 1537 | 2015 | E262 | 18230714 | Business Lighting - Markdown {E} | LED - MR16 - Hospital | 273 | per unit | kWh
PSE Deemed | 4847 | 2000 | 2015 | E262 | 18230714 | Business Lighting - Markdown {E} | LED - MR16 - Hospital | 156 | per unit | kWh
PSE Deemed | 4393 | 1538 | 2015 | E262 | 18230714 | Business Lighting - Markdown {E} | LED - MR16 - Hotel Commons | 358 | per unit | kWh
PSE Deemed | 4854 | 1998 | 2015 | E262 | 18230714 | Business Lighting - Markdown {E} | LED - MR16 - Hotel Commons | 210 | per unit | kWh
PSE Deemed | 4407 | 1539 | 2015 | E262 | 18230714 | Business Lighting - Markdown {E} | LED - MR16 - Hotel Rooms | 59 | per unit | kWh
PSE Deemed | 4864 | 1999 | 2015 | E262 | 18230714 | Business Lighting - Markdown {E} | LED - MR16 - Hotel rooms | 34 | per unit | kWh
PSE Deemed | 4421 | 1540 | 2015 | E262 | 18230714 | Business Lighting - Markdown {E} | LED - MR16 - Office | 132 | per unit | kWh
PSE Deemed | 4884 | 2001 | 2015 | E262 | 18230714 | Business Lighting - Markdown {E} | LED - MR16 - Office | 77 | per unit | kWh
PSE Deemed | 4435 | 1541 | 2015 | E262 | 18230714 | Business Lighting - Markdown {E} | LED - MR16 - Other | 188 | per unit | kWh
PSE Deemed | 4893 | 2002 | 2015 | E262 | 18230714 | Business Lighting - Markdown {E} | LED - MR16 - Other | 58 | per unit | kWh
PSE Deemed | 4428 | 1542 | 2015 | E262 | 18230714 | Business Lighting - Markdown {E} | LED - MR16 - Other Health | 197 | per unit | kWh
PSE Deemed | 4901 | 1997 | 2015 | E262 | 18230714 | Business Lighting - Markdown {E} | LED - MR16 - Other Health | 113 | per unit | kWh
PSE Deemed | 4909 | 2003 | 2015 | E262 | 18230714 | Business Lighting - Markdown {E} | LED - MR16 - Restaurant | 92 | per unit | kWh
PSE Deemed | 4449 | 1544 | 2015 | E262 | 18230714 | Business Lighting - Markdown {E} | LED - MR16 - Retail | 163 | per unit | kWh
PSE Deemed | 4917 | 2004 | 2015 | E262 | 18230714 | Business Lighting - Markdown {E} | LED - MR16 - Retail | 84 | per unit | kWh
PSE Deemed | 4925 | 2005 | 2015 | E262 | 18230714 | Business Lighting - Markdown {E} | LED - MR16 - School (K-12) | 59 | per unit | kWh
PSE Deemed | 4933 | 2006 | 2015 | E262 | 18230714 | Business Lighting - Markdown {E} | LED - MR16 - University | 157 | per unit | kWh
PSE Deemed | 4945 | 2007 | 2015 | E262 | 18230714 | Business Lighting - Markdown {E} | LED - MR16 - Warehouse | 61 | per unit | kWh
PSE Deemed | 0 | 2198 | 2015 | E262 | 18230722 | Business Lighting - Rebates | LED - New Exit Sign | 1 | calculated | kWh
PSE Deemed | 5070 | 2199 | 2015 | E262 | 18230722 | Business Lighting - Rebates | LED - Omni-Directional | 1 | calculated | kWh
PSE Deemed | 4814 | 2106 | 2015 | E262 | 18230714 | Business Lighting - Markdown {E} | LED - Omnidirectional - $5 - Church | 46 | per unit | kWh
PSE Deemed | 4841 | 2107 | 2015 | E262 | 18230714 | Business Lighting - Markdown {E} | LED - Omnidirectional - $5 - Exterior | 103 | per unit | kWh
PSE Deemed | 4825 | 2094 | 2015 | E262 | 18230714 | Business Lighting - Markdown {E} | LED - Omnidirectional - $5 - Grocery | 134 | per unit | kWh
PSE Deemed |  | 1866 | 2015 | E262 | 18230714 | Business Lighting - Markdown {E} | LED - Omnidirectional - $5 - Hospital | 271 | per unit | kWh
PSE Deemed | 4848 | 2098 | 2015 | E262 | 18230714 | Business Lighting - Markdown {E} | LED - Omnidirectional - $5 - Hospital | 155 | per unit | kWh
PSE Deemed | 4855 | 2096 | 2015 | E262 | 18230714 | Business Lighting - Markdown {E} | LED - Omnidirectional - $5 - Hotel Commons | 209 | per unit | kWh
PSE Deemed | 4864 | 2097 | 2015 | E262 | 18230714 | Business Lighting - Markdown {E} | LED - Omnidirectional - $5 - Hotel Rooms | 34 | per unit | kWh
PSE Deemed | 4888 | 2099 | 2015 | E262 | 18230714 | Business Lighting - Markdown {E} | LED - Omnidirectional - $5 - Office | 76 | per unit | kWh
PSE Deemed | 4894 | 2100 | 2015 | E262 | 18230714 | Business Lighting - Markdown {E} | LED - Omnidirectional - $5 - Other | 57 | per unit | kWh
PSE Deemed |  | 1870 | 2015 | E262 | 18230714 | Business Lighting - Markdown {E} | LED - Omnidirectional - $5 - Other | 187 | per unit | kWh
PSE Deemed | 4902 | 2095 | 2015 | E262 | 18230714 | Business Lighting - Markdown {E} | LED - Omnidirectional - $5 - Other Health | 112 | per unit | kWh
PSE Deemed | 4910 | 2101 | 2015 | E262 | 18230714 | Business Lighting - Markdown {E} | LED - Omnidirectional - $5 - Restaurant | 92 | per unit | kWh
PSE Deemed |  | 1872 | 2015 | E262 | 18230714 | Business Lighting - Markdown {E} | LED - Omnidirectional - $5 - Restaurant | 206 | per unit | kWh
PSE Deemed | 4918 | 2102 | 2015 | E262 | 18230714 | Business Lighting - Markdown {E} | LED - Omnidirectional - $5 - Retail | 84 | per unit | kWh
PSE Deemed | 4926 | 2103 | 2015 | E262 | 18230714 | Business Lighting - Markdown {E} | LED - Omnidirectional - $5 - School (K-12) | 58 | per unit | kWh
PSE Deemed | 4934 | 2104 | 2015 | E262 | 18230714 | Business Lighting - Markdown {E} | LED - Omnidirectional - $5 - University | 157 | per unit | kWh
PSE Deemed |  | 1876 | 2015 | E262 | 18230714 | Business Lighting - Markdown {E} | LED - Omnidirectional - $5 - Warehouse | 169 | per unit | kWh
PSE Deemed | 4942 | 2105 | 2015 | E262 | 18230714 | Business Lighting - Markdown {E} | LED - Omnidirectional - $5 - Warehouse | 61 | per unit | kWh
PSE Deemed | 4818 | 2036 | 2015 | E262 | 18230714 | Business Lighting - Markdown {E} | LED - PAR 38 & 40 - Church | 76 | per unit | kWh
PSE Deemed | 4842 | 2037 | 2015 | E262 | 18230714 | Business Lighting - Markdown {E} | LED - PAR 38 & 40 - Exterior | 170 | per unit | kWh
PSE Deemed | 4826 | 2024 | 2015 | E262 | 18230714 | Business Lighting - Markdown {E} | LED - PAR 38 & 40 - Grocery | 221 | per unit | kWh
PSE Deemed | 2028 | 2028 | 2015 | E262 | 18230714 | Business Lighting - Markdown {E} | LED - PAR 38 & 40 - Hospital | 256 | per unit | kWh
PSE Deemed | 4395 | 1562 | 2015 | E262 | 18230714 | Business Lighting - Markdown {E} | LED - PAR 38 & 40 - Hotel Commons | 275 | per unit | kWh
PSE Deemed | 4856 | 2026 | 2015 | E262 | 18230714 | Business Lighting - Markdown {E} | LED - PAR 38 & 40 - Hotel Commons | 344 | per unit | kWh
PSE Deemed | 2027 | 2027 | 2015 | E262 | 18230714 | Business Lighting - Markdown {E} | LED - PAR 38 & 40 - Hotel rooms | 56 | per unit | kWh
PSE Deemed | 4887 | 2029 | 2015 | E262 | 18230714 | Business Lighting - Markdown {E} | LED - PAR 38 & 40 - Office | 126 | per unit | kWh
PSE Deemed | 4895 | 2030 | 2015 | E262 | 18230714 | Business Lighting - Markdown {E} | LED - PAR 38 & 40 - Other | 95 | per unit | kWh
PSE Deemed | 4903 | 2025 | 2015 | E262 | 18230714 | Business Lighting - Markdown {E} | LED - PAR 38 & 40 - Other Health | 185 | per unit | kWh
PSE Deemed | 4444 | 1567 | 2015 | E262 | 18230714 | Business Lighting - Markdown {E} | LED - PAR 38 & 40 - Restaurant | 160 | per unit | kWh
PSE Deemed | 4911 | 2031 | 2015 | E262 | 18230714 | Business Lighting - Markdown {E} | LED - PAR 38 & 40 - Restaurant | 151 | per unit | kWh
PSE Deemed | 4451 | 1568 | 2015 | E262 | 18230714 | Business Lighting - Markdown {E} | LED - PAR 38 & 40 - Retail | 125 | per unit | kWh
PSE Deemed | 2032 | 2032 | 2015 | E262 | 18230714 | Business Lighting - Markdown {E} | LED - PAR 38 & 40 - Retail | 139 | per unit | kWh
PSE Deemed | 4927 | 2033 | 2015 | E262 | 18230714 | Business Lighting - Markdown {E} | LED - PAR 38 & 40 - School (K-12) | 96 | per unit | kWh
PSE Deemed | 4935 | 2034 | 2015 | E262 | 18230714 | Business Lighting - Markdown {E} | LED - PAR 38 & 40 - University | 258 | per unit | kWh
PSE Deemed | 4943 | 2035 | 2015 | E262 | 18230714 | Business Lighting - Markdown {E} | LED - PAR 38 & 40 - Warehouse | 100 | per unit | kWh
PSE Deemed | 4815 | 2078 | 2015 | E262 | 18230714 | Business Lighting - Markdown {E} | LED - PAR20 - Church | 66 | per unit | kWh
PSE Deemed | 4843 | 2079 | 2015 | E262 | 18230714 | Business Lighting - Markdown {E} | LED - PAR20 - Exterior | 147 | per unit | kWh
PSE Deemed | 4827 | 2066 | 2015 | E262 | 18230714 | Business Lighting - Markdown {E} | LED - PAR20 - Grocery | 192 | per unit | kWh
PSE Deemed | 4850 | 2070 | 2015 | E262 | 18230714 | Business Lighting - Markdown {E} | LED - PAR20 - Hospital | 223 | per unit | kWh
PSE Deemed | 4860 | 2068 | 2015 | E262 | 18230714 | Business Lighting - Markdown {E} | LED - PAR20 - Hotel Commons | 299 | per unit | kWh
PSE Deemed | 4866 | 2069 | 2015 | E262 | 18230714 | Business Lighting - Markdown {E} | LED - PAR20 - Hotel rooms | 48 | per unit | kWh
PSE Deemed | 4424 | 1576 | 2015 | E262 | 18230714 | Business Lighting - Markdown {E} | LED - PAR20 - Office | 106 | per unit | kWh
PSE Deemed | 4885 | 2071 | 2015 | E262 | 18230714 | Business Lighting - Markdown {E} | LED - PAR20 - Office | 110 | per unit | kWh
PSE Deemed | 4438 | 1577 | 2015 | E262 | 18230714 | Business Lighting - Markdown {E} | LED - PAR20 - Other | 151 | per unit | kWh
PSE Deemed | 4896 | 2072 | 2015 | E262 | 18230714 | Business Lighting - Markdown {E} | LED - PAR20 - Other | 82 | per unit | kWh
PSE Deemed | 4904 | 2067 | 2015 | E262 | 18230714 | Business Lighting - Markdown {E} | LED - PAR20 - Other Health | 161 | per unit | kWh
PSE Deemed | 4912 | 2073 | 2015 | E262 | 18230714 | Business Lighting - Markdown {E} | LED - PAR20 - Restaurant | 131 | per unit | kWh
PSE Deemed | 4452 | 1580 | 2015 | E262 | 18230714 | Business Lighting - Markdown {E} | LED - PAR20 - Retail | 131 | per unit | kWh
PSE Deemed | 4920 | 2074 | 2015 | E262 | 18230714 | Business Lighting - Markdown {E} | LED - PAR20 - Retail | 120 | per unit | kWh
PSE Deemed | 4928 | 2075 | 2015 | E262 | 18230714 | Business Lighting - Markdown {E} | LED - PAR20 - School (K-12) | 84 | per unit | kWh
PSE Deemed | 4936 | 2076 | 2015 | E262 | 18230714 | Business Lighting - Markdown {E} | LED - PAR20 - University | 224 | per unit | kWh
PSE Deemed | 4944 | 2077 | 2015 | E262 | 18230714 | Business Lighting - Markdown {E} | LED - PAR20 - Warehouse | 87 | per unit | kWh
PSE Deemed | 4819 | 2022 | 2015 | E262 | 18230714 | Business Lighting - Markdown {E} | LED - PAR30 - Church | 57 | per unit | kWh
PSE Deemed | 4844 | 2023 | 2015 | E262 | 18230714 | Business Lighting - Markdown {E} | LED - PAR30 - Exterior | 126 | per unit | kWh
PSE Deemed | 4828 | 2010 | 2015 | E262 | 18230714 | Business Lighting - Markdown {E} | LED - PAR30 - Grocery | 163 | per unit | kWh
PSE Deemed | 4404 | 1585 | 2015 | E262 | 18230714 | Business Lighting - Markdown {E} | LED - PAR30 - Hospital | 193 | per unit | kWh
PSE Deemed | 4851 | 2014 | 2015 | E262 | 18230714 | Business Lighting - Markdown {E} | LED - PAR30 - Hospital | 190 | per unit | kWh
PSE Deemed | 4397 | 1586 | 2015 | E262 | 18230714 | Business Lighting - Markdown {E} | LED - PAR30 - Hotel Commons | 254 | per unit | kWh
PSE Deemed | 4858 | 2012 | 2015 | E262 | 18230714 | Business Lighting - Markdown {E} | LED - PAR30 - Hotel Commons | 255 | per unit | kWh
PSE Deemed | 4867 | 2013 | 2015 | E262 | 18230714 | Business Lighting - Markdown {E} | LED - PAR30 - Hotel rooms | 41 | per unit | kWh
PSE Deemed | 4886 | 2015 | 2015 | E262 | 18230714 | Business Lighting - Markdown {E} | LED - PAR30 - Office | 93 | per unit | kWh
PSE Deemed | 4439 | 1589 | 2015 | E262 | 18230714 | Business Lighting - Markdown {E} | LED - PAR30 - Other | 133 | per unit | kWh
PSE Deemed | 4897 | 2016 | 2015 | E262 | 18230714 | Business Lighting - Markdown {E} | LED - PAR30 - Other | 70 | per unit | kWh
PSE Deemed | 4432 | 1590 | 2015 | E262 | 18230714 | Business Lighting - Markdown {E} | LED - PAR30 - Other Health | 140 | per unit | kWh
PSE Deemed | 4905 | 2011 | 2015 | E262 | 18230714 | Business Lighting - Markdown {E} | LED - PAR30 - Other Health | 137 | per unit | kWh
PSE Deemed | 4446 | 1591 | 2015 | E262 | 18230714 | Business Lighting - Markdown {E} | LED - PAR30 - Restaurant | 147 | per unit | kWh
PSE Deemed | 4913 | 2017 | 2015 | E262 | 18230714 | Business Lighting - Markdown {E} | LED - PAR30 - Restaurant | 112 | per unit | kWh
PSE Deemed | 4921 | 2018 | 2015 | E262 | 18230714 | Business Lighting - Markdown {E} | LED - PAR30 - Retail | 103 | per unit | kWh
PSE Deemed | 4929 | 2019 | 2015 | E262 | 18230714 | Business Lighting - Markdown {E} | LED - PAR30 - School (K-12) | 71 | per unit | kWh
PSE Deemed | 4937 | 2020 | 2015 | E262 | 18230714 | Business Lighting - Markdown {E} | LED - PAR30 - University | 191 | per unit | kWh
PSE Deemed | 4945 | 2021 | 2015 | E262 | 18230714 | Business Lighting - Markdown {E} | LED - PAR30 - Warehouse | 74 | per unit | kWh
PSE Deemed | 4792 | 2191 | 2015 | E262 | 18230722 | Business Lighting - Rebates | LED - TLED | 1 | calculated | kWh
PSE Deemed | 4795 | 2080 | 2015 | E262 | 18230714 | Business Lighting - Markdown {E} | LED - TLED4 - Grocery | 46 | per unit | kWh
PSE Deemed | 4796 | 2085 | 2015 | E262 | 18230714 | Business Lighting - Markdown {E} | LED - TLED4 - Hospital | 54 | per unit | kWh
PSE Deemed | 4793 | 2092 | 2015 | E262 | 18230714 | Business Lighting - Markdown {E} | LED - TLED4 - Hotel Church | 16 | per unit | kWh
PSE Deemed | 4797 | 2091 | 2015 | E262 | 18230714 | Business Lighting - Markdown {E} | LED - TLED4 - Hotel Commons | 72 | per unit | kWh
PSE Deemed | 4794 | 2093 | 2015 | E262 | 18230714 | Business Lighting - Markdown {E} | LED - TLED4 - Hotel Exterior | 36 | per unit | kWh
PSE Deemed | 4798 | 2090 | 2015 | E262 | 18230714 | Business Lighting - Markdown {E} | LED - TLED4 - Hotel Rooms | 12 | per unit | kWh
PSE Deemed | 4800 | 2084 | 2015 | E262 | 18230714 | Business Lighting - Markdown {E} | LED - TLED4 - Office | 26 | per unit | kWh
PSE Deemed | 0 | 2221 | 2015 | E262 | 18230714 | Business Lighting - Markdown {E} | LED - TLED4 - Office | 27 | per unit | kWh
PSE Deemed |  | 1855 | 2015 | E262 | 18230714 | Business Lighting - Markdown {E} | LED - TLED4 - Other | 37 | per unit | kWh
PSE Deemed | 4801 | 2083 | 2015 | E262 | 18230714 | Business Lighting - Markdown {E} | LED - TLED4 - Other | 20 | per unit | kWh
PSE Deemed | 4802 | 2081 | 2015 | E262 | 18230714 | Business Lighting - Markdown {E} | LED - TLED4 - Other Health | 39 | per unit | kWh
PSE Deemed | 4803 | 2089 | 2015 | E262 | 18230714 | Business Lighting - Markdown {E} | LED - TLED4 - Restaurant | 32 | per unit | kWh
PSE Deemed | 4804 | 2088 | 2015 | E262 | 18230714 | Business Lighting - Markdown {E} | LED - TLED4 - Retail | 29 | per unit | kWh
PSE Deemed | 4805 | 2087 | 2015 | E262 | 18230714 | Business Lighting - Markdown {E} | LED - TLED4 - School (K-12) | 20 | per unit | kWh
PSE Deemed | 4806 | 2086 | 2015 | E262 | 18230714 | Business Lighting - Markdown {E} | LED - TLED4 - University | 54 | per unit | kWh
PSE Deemed | 4807 | 2082 | 2015 | E262 | 18230714 | Business Lighting - Markdown {E} | LED - TLED4 - Warehouse | 21 | per unit | kWh
PSE Deemed | 4312 | 1411 | 2015 | E262 | 18231134 | Small Business Direct Install {E} | LED A Lamp 11W - Hotel/Motel Common Areas | 313 | per unit | kWh
PSE Deemed | 4985 | 2108 | 2015 | E262 | 18231134 | Small Business Direct Install {E} | LED A Lamp 11W - Hotel/Motel Common Areas | 247 | per unit | kWh
PSE Deemed | 4288 | 1412 | 2015 | E262 | 18231134 | Small Business Direct Install {E} | LED A Lamp 11W - Office | 115 | per unit | kWh
PSE Deemed | 4993 | 2109 | 2015 | E262 | 18231134 | Small Business Direct Install {E} | LED A Lamp 11W - Office | 90 | per unit | kWh
PSE Deemed | 4336 | 1413 | 2015 | E262 | 18231134 | Small Business Direct Install {E} | LED A Lamp 11W - Other | 164 | per unit | kWh
PSE Deemed | 5001 | 2110 | 2015 | E262 | 18231134 | Small Business Direct Install {E} | LED A Lamp 11W - Other | 68 | per unit | kWh
PSE Deemed | 4320 | 1414 | 2015 | E262 | 18231134 | Small Business Direct Install {E} | LED A Lamp 11W - Other Health | 172 | per unit | kWh
PSE Deemed | 5009 | 2111 | 2015 | E262 | 18231134 | Small Business Direct Install {E} | LED A Lamp 11W - Other Health | 133 | per unit | kWh
PSE Deemed | 4296 | 1415 | 2015 | E262 | 18231134 | Small Business Direct Install {E} | LED A Lamp 11W - Restaurant | 182 | per unit | kWh
PSE Deemed | 5017 | 2112 | 2015 | E262 | 18231134 | Small Business Direct Install {E} | LED A Lamp 11W - Restaurant | 108 | per unit | kWh
PSE Deemed | 4248 | 1416 | 2015 | E262 | 18231134 | Small Business Direct Install {E} | LED A Lamp 11W - Retail | 143 | per unit | kWh
PSE Deemed | 5025 | 2113 | 2015 | E262 | 18231134 | Small Business Direct Install {E} | LED A Lamp 11W - Retail | 99 | per unit | kWh
PSE Deemed | 4325 | 1417 | 2015 | E262 | 18231134 | Small Business Direct Install {E} | LED A Lamp 11W - School (K-12) | 102 | per unit | kWh
PSE Deemed | 5030 | 2114 | 2015 | E262 | 18231134 | Small Business Direct Install {E} | LED A Lamp 11W - School (K-12) | 69 | per unit | kWh
PSE Deemed | 4304 | 1418 | 2015 | E262 | 18231134 | Small Business Direct Install {E} | LED A Lamp 11W - Warehouse | 149 | per unit | kWh
PSE Deemed | 5041 | 2115 | 2015 | E262 | 18231134 | Small Business Direct Install {E} | LED A Lamp 11W - Warehouse | 72 | per unit | kWh
PSE Deemed | 4313 | 1419 | 2015 | E262 | 18231134 | Small Business Direct Install {E} | LED A Lamp 5W Globe - Hotel/Motel Common Areas | 421 | per unit | kWh
PSE Deemed | 4986 | 2116 | 2015 | E262 | 18231134 | Small Business Direct Install {E} | LED A Lamp 5W Globe - Hotel/Motel Common Areas | 112 | per unit | kWh
PSE Deemed | 4289 | 1420 | 2015 | E262 | 18231134 | Small Business Direct Install {E} | LED A Lamp 5W Globe - Office | 155 | per unit | kWh
PSE Deemed | 4994 | 2117 | 2015 | E262 | 18231134 | Small Business Direct Install {E} | LED A Lamp 5W Globe - Office | 41 | per unit | kWh
PSE Deemed | 4337 | 1421 | 2015 | E262 | 18231134 | Small Business Direct Install {E} | LED A Lamp 5W Globe - Other | 221 | per unit | kWh
PSE Deemed | 5002 | 2118 | 2015 | E262 | 18231134 | Small Business Direct Install {E} | LED A Lamp 5W Globe - Other | 31 | per unit | kWh
PSE Deemed | 4321 | 1422 | 2015 | E262 | 18231134 | Small Business Direct Install {E} | LED A Lamp 5W Globe - Other Health | 232 | per unit | kWh
PSE Deemed | 5010 | 2119 | 2015 | E262 | 18231134 | Small Business Direct Install {E} | LED A Lamp 5W Globe - Other Health | 60 | per unit | kWh
PSE Deemed | 4297 | 1423 | 2015 | E262 | 18231134 | Small Business Direct Install {E} | LED A Lamp 5W Globe - Restaurant | 245 | per unit | kWh
PSE Deemed | 5018 | 2120 | 2015 | E262 | 18231134 | Small Business Direct Install {E} | LED A Lamp 5W Globe - Restaurant | 49 | per unit | kWh
PSE Deemed | 4249 | 1424 | 2015 | E262 | 18231134 | Small Business Direct Install {E} | LED A Lamp 5W Globe - Retail | 192 | per unit | kWh
PSE Deemed | 5026 | 2121 | 2015 | E262 | 18231134 | Small Business Direct Install {E} | LED A Lamp 5W Globe - Retail | 45 | per unit | kWh
PSE Deemed | 4324 | 1425 | 2015 | E262 | 18231134 | Small Business Direct Install {E} | LED A Lamp 5W Globe - School (K-12) | 137 | per unit | kWh
PSE Deemed | 5029 | 2122 | 2015 | E262 | 18231134 | Small Business Direct Install {E} | LED A Lamp 5W Globe - School (K-12) | 31 | per unit | kWh
PSE Deemed | 4305 | 1426 | 2015 | E262 | 18231134 | Small Business Direct Install {E} | LED A Lamp 5W Globe - Warehouse | 200 | per unit | kWh
PSE Deemed | 5042 | 2123 | 2015 | E262 | 18231134 | Small Business Direct Install {E} | LED A Lamp 5W Globe - Warehouse | 33 | per unit | kWh
PSE Deemed | 4311 | 1427 | 2015 | E262 | 18231134 | Small Business Direct Install {E} | LED A Lamp 7W - Hotel/Motel Common Areas | 275 | per unit | kWh
PSE Deemed | 4984 | 2124 | 2015 | E262 | 18231134 | Small Business Direct Install {E} | LED A Lamp 7W - Hotel/Motel Common Areas | 157 | per unit | kWh
PSE Deemed | 4287 | 1428 | 2015 | E262 | 18231134 | Small Business Direct Install {E} | LED A Lamp 7W - Office | 101 | per unit | kWh
PSE Deemed | 4992 | 2125 | 2015 | E262 | 18231134 | Small Business Direct Install {E} | LED A Lamp 7W - Office | 58 | per unit | kWh
PSE Deemed | 4335 | 1429 | 2015 | E262 | 18231134 | Small Business Direct Install {E} | LED A Lamp 7W - Other | 144 | per unit | kWh
PSE Deemed | 5000 | 2126 | 2015 | E262 | 18231134 | Small Business Direct Install {E} | LED A Lamp 7W - Other | 43 | per unit | kWh
PSE Deemed | 4319 | 1430 | 2015 | E262 | 18231134 | Small Business Direct Install {E} | LED A Lamp 7W - Other Health | 151 | per unit | kWh
PSE Deemed | 5008 | 2127 | 2015 | E262 | 18231134 | Small Business Direct Install {E} | LED A Lamp 7W - Other Health | 84 | per unit | kWh
PSE Deemed | 4295 | 1431 | 2015 | E262 | 18231134 | Small Business Direct Install {E} | LED A Lamp 7W - Restaurant | 160 | per unit | kWh
PSE Deemed | 5016 | 2128 | 2015 | E262 | 18231134 | Small Business Direct Install {E} | LED A Lamp 7W - Restaurant | 69 | per unit | kWh
PSE Deemed | 4243 | 1432 | 2015 | E262 | 18231134 | Small Business Direct Install {E} | LED A Lamp 7W - Retail | 162 | per unit | kWh
PSE Deemed | 5024 | 2129 | 2015 | E262 | 18231134 | Small Business Direct Install {E} | LED A Lamp 7W - Retail | 63 | per unit | kWh
PSE Deemed | 4326 | 1433 | 2015 | E262 | 18231134 | Small Business Direct Install {E} | LED A Lamp 7W - School (K-12) | 89 | per unit | kWh
PSE Deemed | 5031 | 2130 | 2015 | E262 | 18231134 | Small Business Direct Install {E} | LED A Lamp 7W - School (K-12) | 44 | per unit | kWh
PSE Deemed | 4303 | 1434 | 2015 | E262 | 18231134 | Small Business Direct Install {E} | LED A Lamp 7W - Warehouse | 130 | per unit | kWh
PSE Deemed | 5040 | 2131 | 2015 | E262 | 18231134 | Small Business Direct Install {E} | LED A Lamp 7W - Warehouse | 46 | per unit | kWh
PSE Deemed | 4314 | 1435 | 2015 | E262 | 18231134 | Small Business Direct Install {E} | LED Decorative - Hotel/Motel Common Areas | 183 | per unit | kWh
PSE Deemed | 4987 | 2132 | 2015 | E262 | 18231134 | Small Business Direct Install {E} | LED Decorative - Hotel/Motel Common Areas | 159 | per unit | kWh
PSE Deemed | 4290 | 1436 | 2015 | E262 | 18231134 | Small Business Direct Install {E} | LED Decorative - Office | 67 | per unit | kWh
PSE Deemed | 4995 | 2133 | 2015 | E262 | 18231134 | Small Business Direct Install {E} | LED Decorative - Office | 58 | per unit | kWh
PSE Deemed | 4338 | 1437 | 2015 | E262 | 18231134 | Small Business Direct Install {E} | LED Decorative - Other | 96 | per unit | kWh
PSE Deemed | 5003 | 2134 | 2015 | E262 | 18231134 | Small Business Direct Install {E} | LED Decorative - Other | 44 | per unit | kWh
PSE Deemed | 4322 | 1438 | 2015 | E262 | 18231134 | Small Business Direct Install {E} | LED Decorative - Other Health | 101 | per unit | kWh
PSE Deemed | 5011 | 2135 | 2015 | E262 | 18231134 | Small Business Direct Install {E} | LED Decorative - Other Health | 86 | per unit | kWh
PSE Deemed | 4298 | 1439 | 2015 | E262 | 18231134 | Small Business Direct Install {E} | LED Decorative - Restaurant | 106 | per unit | kWh
PSE Deemed | 5019 | 2136 | 2015 | E262 | 18231134 | Small Business Direct Install {E} | LED Decorative - Restaurant | 70 | per unit | kWh
PSE Deemed | 4250 | 1440 | 2015 | E262 | 18231134 | Small Business Direct Install {E} | LED Decorative - Retail | 84 | per unit | kWh
PSE Deemed | 5027 | 2137 | 2015 | E262 | 18231134 | Small Business Direct Install {E} | LED Decorative - Retail | 64 | per unit | kWh
PSE Deemed | 4323 | 1441 | 2015 | E262 | 18231134 | Small Business Direct Install {E} | LED Decorative - School (K-12) | 59 | per unit | kWh
PSE Deemed | 5028 | 2138 | 2015 | E262 | 18231134 | Small Business Direct Install {E} | LED Decorative - School (K-12) | 45 | per unit | kWh
PSE Deemed | 4306 | 1442 | 2015 | E262 | 18231134 | Small Business Direct Install {E} | LED Decorative - Warehouse | 87 | per unit | kWh
PSE Deemed | 5043 | 2139 | 2015 | E262 | 18231134 | Small Business Direct Install {E} | LED Decorative - Warehouse | 46 | per unit | kWh
PSE Deemed | 4308 | 1443 | 2015 | E262 | 18231134 | Small Business Direct Install {E} | LED Direction Par 20 - Hotel/Motel Common Areas | 288 | per unit | kWh
PSE Deemed | 4981 | 2140 | 2015 | E262 | 18231134 | Small Business Direct Install {E} | LED Direction Par 20 - Hotel/Motel Common Areas | 299 | per unit | kWh
PSE Deemed | 4284 | 1444 | 2015 | E262 | 18231134 | Small Business Direct Install {E} | LED Direction Par 20 - Office | 106 | per unit | kWh
PSE Deemed | 4989 | 2141 | 2015 | E262 | 18231134 | Small Business Direct Install {E} | LED Direction Par 20 - Office | 110 | per unit | kWh
PSE Deemed | 4332 | 1445 | 2015 | E262 | 18231134 | Small Business Direct Install {E} | LED Direction Par 20 - Other | 151 | per unit | kWh
PSE Deemed | 4997 | 2142 | 2015 | E262 | 18231134 | Small Business Direct Install {E} | LED Direction Par 20 - Other | 82 | per unit | kWh
PSE Deemed | 4316 | 1446 | 2015 | E262 | 18231134 | Small Business Direct Install {E} | LED Direction Par 20 - Other Health | 158 | per unit | kWh
PSE Deemed | 5005 | 2143 | 2015 | E262 | 18231134 | Small Business Direct Install {E} | LED Direction Par 20 - Other Health | 161 | per unit | kWh
PSE Deemed | 4292 | 1447 | 2015 | E262 | 18231134 | Small Business Direct Install {E} | LED Direction Par 20 - Restaurant | 167 | per unit | kWh
PSE Deemed | 5013 | 2144 | 2015 | E262 | 18231134 | Small Business Direct Install {E} | LED Direction Par 20 - Restaurant | 131 | per unit | kWh
PSE Deemed | 4244 | 1448 | 2015 | E262 | 18231134 | Small Business Direct Install {E} | LED Direction Par 20 - Retail | 131 | per unit | kWh
PSE Deemed | 5021 | 2145 | 2015 | E262 | 18231134 | Small Business Direct Install {E} | LED Direction Par 20 - Retail | 120 | per unit | kWh
PSE Deemed | 4329 | 1449 | 2015 | E262 | 18231134 | Small Business Direct Install {E} | LED Direction Par 20 - School (K-12) | 94 | per unit | kWh
PSE Deemed | 5034 | 2146 | 2015 | E262 | 18231134 | Small Business Direct Install {E} | LED Direction Par 20 - School (K-12) | 84 | per unit | kWh
PSE Deemed | 4300 | 1450 | 2015 | E262 | 18231134 | Small Business Direct Install {E} | LED Direction Par 20 - Warehouse | 137 | per unit | kWh
PSE Deemed | 5037 | 2147 | 2015 | E262 | 18231134 | Small Business Direct Install {E} | LED Direction Par 20 - Warehouse | 87 | per unit | kWh
PSE Deemed | 4308 | 1451 | 2015 | E262 | 18231134 | Small Business Direct Install {E} | LED Direction Par 30 - Hotel/Motel Common Areas | 254 | per unit | kWh
PSE Deemed | 4982 | 2148 | 2015 | E262 | 18231134 | Small Business Direct Install {E} | LED Direction Par 30 - Hotel/Motel Common Areas | 255 | per unit | kWh
PSE Deemed | 4284 | 1452 | 2015 | E262 | 18231134 | Small Business Direct Install {E} | LED Direction Par 30 - Office | 94 | per unit | kWh
PSE Deemed | 4990 | 2149 | 2015 | E262 | 18231134 | Small Business Direct Install {E} | LED Direction Par 30 - Office | 93 | per unit | kWh
PSE Deemed | 4333 | 1453 | 2015 | E262 | 18231134 | Small Business Direct Install {E} | LED Direction Par 30 - Other | 133 | per unit | kWh
PSE Deemed | 4998 | 2150 | 2015 | E262 | 18231134 | Small Business Direct Install {E} | LED Direction Par 30 - Other | 70 | per unit | kWh
PSE Deemed | 4317 | 1454 | 2015 | E262 | 18231134 | Small Business Direct Install {E} | LED Direction Par 30 - Other Health | 140 | per unit | kWh
PSE Deemed | 5006 | 2151 | 2015 | E262 | 18231134 | Small Business Direct Install {E} | LED Direction Par 30 - Other Health | 137 | per unit | kWh
PSE Deemed | 4293 | 1455 | 2015 | E262 | 18231134 | Small Business Direct Install {E} | LED Direction Par 30 - Restaurant | 147 | per unit | kWh
PSE Deemed | 5014 | 2152 | 2015 | E262 | 18231134 | Small Business Direct Install {E} | LED Direction Par 30 - Restaurant | 112 | per unit | kWh
PSE Deemed | 4245 | 1456 | 2015 | E262 | 18231134 | Small Business Direct Install {E} | LED Direction Par 30 - Retail | 116 | per unit | kWh
PSE Deemed | 5022 | 2153 | 2015 | E262 | 18231134 | Small Business Direct Install {E} | LED Direction Par 30 - Retail | 103 | per unit | kWh
PSE Deemed | 4328 | 1457 | 2015 | E262 | 18231134 | Small Business Direct Install {E} | LED Direction Par 30 - School (K-12) | 82 | per unit | kWh
PSE Deemed | 5033 | 2154 | 2015 | E262 | 18231134 | Small Business Direct Install {E} | LED Direction Par 30 - School (K-12) | 71 | per unit | kWh
PSE Deemed | 4301 | 1458 | 2015 | E262 | 18231134 | Small Business Direct Install {E} | LED Direction Par 30 - Warehouse | 121 | per unit | kWh
PSE Deemed | 5038 | 2155 | 2015 | E262 | 18231134 | Small Business Direct Install {E} | LED Direction Par 30 - Warehouse | 74 | per unit | kWh
PSE Deemed | 4366 | 1459 | 2015 | E262 | 18231134 | Small Business Direct Install {E} | LED Exit Sign | 153.3 | per unit | kWh
PSE Deemed | 4307 | 1460 | 2015 | E262 | 18231134 | Small Business Direct Install {E} | LED MR16 - Hotel/Motel Common Areas | 358 | per unit | kWh
PSE Deemed | 4980 | 2156 | 2015 | E262 | 18231134 | Small Business Direct Install {E} | LED MR16 - Hotel/Motel Common Areas | 210 | per unit | kWh
PSE Deemed | 4283 | 1461 | 2015 | E262 | 18231134 | Small Business Direct Install {E} | LED MR16 - Office | 132 | per unit | kWh
PSE Deemed | 4988 | 2157 | 2015 | E262 | 18231134 | Small Business Direct Install {E} | LED MR16 - Office | 77 | per unit | kWh
PSE Deemed | 4331 | 1462 | 2015 | E262 | 18231134 | Small Business Direct Install {E} | LED MR16 - Other | 188 | per unit | kWh
PSE Deemed | 4996 | 2158 | 2015 | E262 | 18231134 | Small Business Direct Install {E} | LED MR16 - Other | 58 | per unit | kWh
PSE Deemed | 4315 | 1463 | 2015 | E262 | 18231134 | Small Business Direct Install {E} | LED MR16 - Other Health | 197 | per unit | kWh
PSE Deemed | 5004 | 2159 | 2015 | E262 | 18231134 | Small Business Direct Install {E} | LED MR16 - Other Health | 113 | per unit | kWh
PSE Deemed | 4291 | 1464 | 2015 | E262 | 18231134 | Small Business Direct Install {E} | LED MR16 - Restaurant | 208 | per unit | kWh
PSE Deemed | 5012 | 2160 | 2015 | E262 | 18231134 | Small Business Direct Install {E} | LED MR16 - Restaurant | 92 | per unit | kWh
PSE Deemed | 4243 | 1465 | 2015 | E262 | 18231134 | Small Business Direct Install {E} | LED MR16 - Retail | 163 | per unit | kWh
PSE Deemed | 5020 | 2161 | 2015 | E262 | 18231134 | Small Business Direct Install {E} | LED MR16 - Retail | 84 | per unit | kWh
PSE Deemed | 4330 | 1466 | 2015 | E262 | 18231134 | Small Business Direct Install {E} | LED MR16 - School (K-12) | 116 | per unit | kWh
PSE Deemed | 5035 | 2162 | 2015 | E262 | 18231134 | Small Business Direct Install {E} | LED MR16 - School (K-12) | 59 | per unit | kWh
PSE Deemed | 4299 | 1467 | 2015 | E262 | 18231134 | Small Business Direct Install {E} | LED MR16 - Warehouse | 170 | per unit | kWh
PSE Deemed | 5036 | 2163 | 2015 | E262 | 18231134 | Small Business Direct Install {E} | LED MR16 - Warehouse | 61 | per unit | kWh
PSE Deemed | 4367 | 1468 | 2015 | E262 | 18231134 | Small Business Direct Install {E} | LED Open Sign | 158 | per unit | kWh
PSE Deemed | 4310 | 1469 | 2015 | E262 | 18231134 | Small Business Direct Install {E} | LED Par 38 & 40 - Hotel/Motel Common Areas | 275 | per unit | kWh
PSE Deemed | 4983 | 2164 | 2015 | E262 | 18231134 | Small Business Direct Install {E} | LED Par 38 & 40 - Hotel/Motel Common Areas | 344 | per unit | kWh
PSE Deemed | 4286 | 1470 | 2015 | E262 | 18231134 | Small Business Direct Install {E} | LED Par 38 & 40 - Office | 101 | per unit | kWh
PSE Deemed | 4991 | 2165 | 2015 | E262 | 18231134 | Small Business Direct Install {E} | LED Par 38 & 40 - Office | 126 | per unit | kWh
PSE Deemed | 4334 | 1471 | 2015 | E262 | 18231134 | Small Business Direct Install {E} | LED Par 38 & 40 - Other | 144 | per unit | kWh
PSE Deemed | 4999 | 2166 | 2015 | E262 | 18231134 | Small Business Direct Install {E} | LED Par 38 & 40 - Other | 95 | per unit | kWh
PSE Deemed | 4318 | 1472 | 2015 | E262 | 18231134 | Small Business Direct Install {E} | LED Par 38 & 40 - Other Health | 151 | per unit | kWh
PSE Deemed | 5007 | 2167 | 2015 | E262 | 18231134 | Small Business Direct Install {E} | LED Par 38 & 40 - Other Health | 185 | per unit | kWh
PSE Deemed | 4294 | 1473 | 2015 | E262 | 18231134 | Small Business Direct Install {E} | LED Par 38 & 40 - Restaurant | 160 | per unit | kWh
PSE Deemed | 5015 | 2168 | 2015 | E262 | 18231134 | Small Business Direct Install {E} | LED Par 38 & 40 - Restaurant | 151 | per unit | kWh
PSE Deemed | 4246 | 1474 | 2015 | E262 | 18231134 | Small Business Direct Install {E} | LED Par 38 & 40 - Retail | 125 | per unit | kWh
PSE Deemed | 5023 | 2169 | 2015 | E262 | 18231134 | Small Business Direct Install {E} | LED Par 38 & 40 - Retail | 139 | per unit | kWh
PSE Deemed | 4327 | 1475 | 2015 | E262 | 18231134 | Small Business Direct Install {E} | LED Par 38 & 40 - School (K-12) | 89 | per unit | kWh
PSE Deemed | 5032 | 2170 | 2015 | E262 | 18231134 | Small Business Direct Install {E} | LED Par 38 & 40 - School (K-12) | 96 | per unit | kWh
PSE Deemed | 4302 | 1476 | 2015 | E262 | 18231134 | Small Business Direct Install {E} | LED Par 38 & 40 - Warehouse | 130 | per unit | kWh
PSE Deemed | 5039 | 2171 | 2015 | E262 | 18231134 | Small Business Direct Install {E} | LED Par 38 & 40 - Warehouse | 100 | per unit | kWh
PSE Deemed | 4663 | 1477 | 2015 | E262 | 18231134 | Small Business Direct Install {E} | LED Wall Pack with Photocell - Less than 19W | 181 | per unit | kWh
PSE Deemed | 4664 | 1478 | 2015 | E262 | 18231134 | Small Business Direct Install {E} | LED Wall Pack with Photocell - Less than 30W | 601 | per unit | kWh
PSE Deemed | 4490 | 1767 | 2015 | E262 | 18230718 | Commercial HVAC {E} | Occupancy Based Thermostat Controls - 5 Degrees | 222 | per unit | kWh
PSE Deemed | 0 | 2200 | 2015 | E262 | 18230722 | Business Lighting - Rebates | Occupancy Sensor | 1 | calculated | kWh
PSE Deemed | 4242 | 1479 | 2015 | E262 | 18231134 | Small Business Direct Install {E} | Occupancy Sensors (<100W) | 46 | per unit | kWh
PSE Deemed | 0 | 2186 | 2015 | E262 | 18231134 | Small Business Direct Install {E} | Occupancy Sensors (<100W) | 46 | per unit | kWh
PSE Deemed | 4241 | 1480 | 2015 | E262 | 18231134 | Small Business Direct Install {E} | Occupancy Sensors (>100W And <150W) | 116 | per unit | kWh
PSE Deemed | 0 | 2187 | 2015 | E262 | 18231134 | Small Business Direct Install {E} | Occupancy Sensors (>100W And <150W) | 116 | per unit | kWh
PSE Deemed | 0 | 2188 | 2015 | E262 | 18231134 | Small Business Direct Install {E} | Occupancy Sensors (>150W And <200W) | 162 | per unit | kWh
PSE Deemed | 0 | 2189 | 2015 | E262 | 18231134 | Small Business Direct Install {E} | Occupancy Sensors (>200W And <450W) | 302 | per unit | kWh
PSE Deemed | 0 | 2190 | 2015 | E262 | 18231134 | Small Business Direct Install {E} | Occupancy Sensors (>450) | 464 | per unit | kWh
PSE Deemed | 4480 | 1769 | 2015 | E262 | 18230718 | Commercial HVAC {E} | Packaged Terminal Heat Pump - Hotel | 646 | per unit | kWh
Calculated | 4487 | 1770 | 2015 | E262 | 18230718 | Commercial HVAC {E} | Premium HVAC | 1 | calculated | kWh
PSE Deemed | 4555 | 1484 | 2015 | E262 | 18231134 | Small Business Direct Install {E} | Programmable Thermostat | 473 | per unit | kWh
PSE Deemed | 4339 | 1485 | 2015 | E262 | 18231134 | Small Business Direct Install {E} | Refrigerated DC 3' T12 to LED | 204 | per unit | kWh
PSE Deemed | 4340 | 1486 | 2015 | E262 | 18231134 | Small Business Direct Install {E} | Refrigerated DC 3' T8 to LED | 158 | per unit | kWh
PSE Deemed | 4341 | 1487 | 2015 | E262 | 18231134 | Small Business Direct Install {E} | Refrigerated DC 4' T12 to LED | 272 | per unit | kWh
PSE Deemed | 4342 | 1488 | 2015 | E262 | 18231134 | Small Business Direct Install {E} | Refrigerated DC 4' T8 to LED | 210 | per unit | kWh
PSE Deemed | 4343 | 1489 | 2015 | E262 | 18231134 | Small Business Direct Install {E} | Refrigerated DC 5' T12 to LED | 340 | per unit | kWh
PSE Deemed | 4344 | 1490 | 2015 | E262 | 18231134 | Small Business Direct Install {E} | Refrigerated DC 5' T8 to LED | 263 | per unit | kWh
PSE Deemed | 4345 | 1491 | 2015 | E262 | 18231134 | Small Business Direct Install {E} | Refrigerated DC 6' T12 to LED | 408 | per unit | kWh
PSE Deemed | 4346 | 1492 | 2015 | E262 | 18231134 | Small Business Direct Install {E} | Refrigerated DC 6' T8 to LED | 315 | per unit | kWh
PSE Deemed | 4501 | 1698 | 2015 | E262 | 18230717 | Commercial Direct Install {E} | Showerhead - Any Comm - DI - E - 1.5 GPM | 228 | per unit | kWh
PSE Deemed |  | 1699 | 2015 | E262 | 18230717 | Commercial Direct Install {E} | Showerhead - Any Comm - DI Reinstall - E - 1.5 GPM | -228 | per unit | kWh
PSE Deemed | 4502 | 1700 | 2015 | E262 | 18230717 | Commercial Direct Install {E} | Showerhead - Any Comm - DI Split - E - 1.5 GPM | 228 | per unit | kWh
PSE Deemed |  | 1701 | 2015 | E262 | 18230717 | Commercial Direct Install {E} | Showerhead - Any Comm - DI Split Reinstall - E - 1.5 GPM | -228 | per unit | kWh
PSE Deemed | 4363 | 1495 | 2015 | E262 | 18231134 | Small Business Direct Install {E} | Showerhead - Any Comm - SBDI - E - 1.5 GPM | 228 | per unit | kWh
PSE Deemed | 4511 | 1702 | 2015 | E262 | 18230717 | Commercial Direct Install {E} | Showerhead - Fit Ctr - DI - E - 1.5 GPM | 4288 | per unit | kWh
PSE Deemed |  | 1703 | 2015 | E262 | 18230717 | Commercial Direct Install {E} | Showerhead - Fit Ctr - DI Reinstall - E - 1.5 GPM | -4288 | per unit | kWh
PSE Deemed | 4666 | 1704 | 2015 | E262 | 18230717 | Commercial Direct Install {E} | Showerhead - Fit Ctr - DI Split - E - 1.5 GPM | 4288 | per unit | kWh
PSE Deemed |  | 1705 | 2015 | E262 | 18230717 | Commercial Direct Install {E} | Showerhead - Fit Ctr - DI Split Reinstall - E - 1.5 GPM | -4288 | per unit | kWh
PSE Deemed | 4364 | 1496 | 2015 | E262 | 18231134 | Small Business Direct Install {E} | Showerhead - Fit Ctr - SBDI - E - 1.5 GPM | 4288 | per unit | kWh
PSE Deemed | 4365 | 1497 | 2015 | E262 | 18231134 | Small Business Direct Install {E} | Showerhead - Super Low Flow - 1.5 GPM | 228 | per unit | kWh
RTF Deemed | 4232 | 1498 | 2015 | E262 | 18231134 | Small Business Direct Install {E} | Smart Strip Plug-In | 100 | per unit | kWh
PSE Deemed | 3976 | 1706 | 2015 | E262 | 18230717 | Commercial Direct Install {E} | Sprayhead - 1.6 PI to 0.65 GPM | 839 | per unit | kWh
PSE Deemed | 3977 | 1707 | 2015 | E262 | 18230717 | Commercial Direct Install {E} | Sprayhead - 2.2 PI to 0.65 GPM | 1322 | per unit | kWh
PSE Deemed | 3978 | 1708 | 2015 | E262 | 18230717 | Commercial Direct Install {E} | Sprayhead - 2.6 PI to 0.65 GPM | 2187 | per unit | kWh
PSE Deemed | 3975 | 1709 | 2015 | E262 | 18230717 | Commercial Direct Install {E} | Sprayhead - Not PI to 0.65 GPM | 1208 | per unit | kWh
PSE Deemed |  | 1710 | 2015 | E262 | 18230717 | Commercial Direct Install {E} | Sprayhead - Reinstall - 1.6 PI to 0.65 GPM | -839 | per unit | kWh
PSE Deemed |  | 1711 | 2015 | E262 | 18230717 | Commercial Direct Install {E} | Sprayhead - Reinstall - 2.2 PI to 0.65 GPM | -1322 | per unit | kWh
PSE Deemed |  | 1712 | 2015 | E262 | 18230717 | Commercial Direct Install {E} | Sprayhead - Reinstall - 2.6 PI to 0.65 GPM | -2187 | per unit | kWh
PSE Deemed |  | 1713 | 2015 | E262 | 18230717 | Commercial Direct Install {E} | Sprayhead - Reinstall - Not PI to 0.65 GPM | -1208 | per unit | kWh
PSE Deemed | 3983 | 1499 | 2015 | E262 | 18231134 | Small Business Direct Install {E} | Sprayhead - SBDI - 1.6 PI to 0.65 GPM | 839 | per unit | kWh
PSE Deemed | 3986 | 1500 | 2015 | E262 | 18231134 | Small Business Direct Install {E} | Sprayhead - SBDI - 2.2 PI to 0.65 GPM | 1322 | per unit | kWh
PSE Deemed | 3985 | 1501 | 2015 | E262 | 18231134 | Small Business Direct Install {E} | Sprayhead - SBDI - 2.6 PI to 0.65 GPM | 2187 | per unit | kWh
PSE Deemed | 3984 | 1502 | 2015 | E262 | 18231134 | Small Business Direct Install {E} | Sprayhead - SBDI - Not PI to 0.65 GPM | 1208 | per unit | kWh
PSE Deemed | 4508 | 1714 | 2015 | E262 | 18230717 | Commercial Direct Install {E} | Sprayhead - Split - 1.6 PI to 0.65 GPM | 839 | per unit | kWh
PSE Deemed | 4507 | 1715 | 2015 | E262 | 18230717 | Commercial Direct Install {E} | Sprayhead - Split - 2.2 PI to 0.65 GPM | 1322 | per unit | kWh
PSE Deemed | 4506 | 1716 | 2015 | E262 | 18230717 | Commercial Direct Install {E} | Sprayhead - Split - 2.6 PI to 0.65 GPM | 2187 | per unit | kWh
PSE Deemed | 4509 | 1717 | 2015 | E262 | 18230717 | Commercial Direct Install {E} | Sprayhead - Split - Not PI to 0.65 GPM | 1208 | per unit | kWh
PSE Deemed |  | 1719 | 2015 | E262 | 18230717 | Commercial Direct Install {E} | Sprayhead - Split Reinstall - 1.6 PI to 0.65 GPM | -839 | per unit | kWh
PSE Deemed |  | 1718 | 2015 | E262 | 18230717 | Commercial Direct Install {E} | Sprayhead - Split Reinstall - 2.2 PI to 0.65 GPM | -1322 | per unit | kWh
PSE Deemed |  | 1721 | 2015 | E262 | 18230717 | Commercial Direct Install {E} | Sprayhead - Split Reinstall - 2.6 PI to 0.65 GPM (E 26 to 65 SPLIT REI) | -2187 | per unit | kWh
PSE Deemed |  | 1720 | 2015 | E262 | 18230717 | Commercial Direct Install {E} | Sprayhead - Split Reinstall - Not PI to 0.65 GPM | -1208 | per unit | kWh
PSE Deemed | 3974 | 1631 | 2015 | E262 | 18230716 | Commercial Kitchen/Laundry {E} | Steam Cooker - 10 Pan - $500 | 70529 | per unit | kWh
PSE Deemed | 3970 | 1632 | 2015 | E262 | 18230716 | Commercial Kitchen/Laundry {E} | Steam Cooker - 3 Pan - $250 | 20866 | per unit | kWh
PSE Deemed | 3971 | 1634 | 2015 | E262 | 18230716 | Commercial Kitchen/Laundry {E} | Steam Cooker - 4 Pan - $250 | 27960 | per unit | kWh
PSE Deemed | 3972 | 1635 | 2015 | E262 | 18230716 | Commercial Kitchen/Laundry {E} | Steam Cooker - 5 Pan - $250 | 35055 | per unit | kWh
PSE Deemed | 3973 | 1636 | 2015 | E262 | 18230716 | Commercial Kitchen/Laundry {E} | Steam Cooker - 6 Pan - $500 | 42150 | per unit | kWh
PSE Deemed | 0 | 2201 | 2015 | E262 | 18230722 | Business Lighting - Rebates | T12 to T8 with Electronic Ballast | 1 | calculated | kWh
custom |  | 972 | 2015 | E292 | 18230713 | Generation, Transmission, & Distribution | Generation, and T & D - Tracking {E} | 1 | calculated | kWh

## Gas Measures
Vlookup | MMID | MEASUREID | SAVINGSYEAR | TARIFFID | ORDERNUM | ORDERNAME | MEASURENAME | MEASURESAVINGS | UNITTYPE | SAVINGSUOM
PSE Deemed |  |  |  | G201 | 18230661 | Low Income Weatherization | Attic Insulation (R0 to R30) | 0.04 | Per Sq Ft | therm
PSE Deemed |  |  |  | G201 | 18230661 | Low Income Weatherization | Attic Insulation (R0 to R38) | 0.09 | Per Sq Ft | therm
PSE Deemed |  |  |  | G201 | 18230661 | Low Income Weatherization | Attic Insulation (R11 to R38) | 0.06 | Per Sq Ft | therm
PSE Deemed |  |  |  | G201 | 18230661 | Low Income Weatherization | Attic Insulation (R11 to R38) | 0.02 | Per Sq Ft | therm
PSE Deemed |  |  |  | G201 | 18230661 | Low Income Weatherization | Duct Insulation (R0-R11) | 0.2 | Per Sq Ft | therm
PSE Deemed |  |  |  | G201 | 18230661 | Low Income Weatherization | Duct Sealing | 62 | Per building unit | therm
PSE Deemed |  |  |  | G201 | 18230661 | Low Income Weatherization | Duct Sealing | 50 | Per building unit | therm
PSE Deemed |  |  |  | G201 | 18230661 | Low Income Weatherization | Floor Insulation (R0-R22) | 0.04 | Per Sq Ft | therm
PSE Deemed |  |  |  | G201 | 18230661 | Low Income Weatherization | Floor Insulation (R0-R30) | 0.06 | Per Sq Ft | therm
PSE Deemed |  |  |  | G201 | 18230661 | Low Income Weatherization | Floor Insulation (R0-R30) | 0.04 | Per Sq Ft | therm
PSE Deemed |  |  |  | G201 | 18230661 | Low Income Weatherization | Gas Furnace Replacement >95% | 82.5 | Per unit | therm
PSE Deemed |  |  |  | G201 | 18230661 | Low Income Weatherization | Gas Furnace Replacement >95% | 110 | Per unit | therm
PSE Deemed |  |  |  | G201 | 18230661 | Low Income Weatherization | Integrated Space and Water Heat | 173 | Per unit | therm
PSE Deemed |  |  |  | G201 | 18230661 | Low Income Weatherization | Pipe Insulation | 0.9 | Per unit | therm
PSE Deemed |  |  |  | G201 | 18230661 | Low Income Weatherization | Pipe Insulation | 0.9 | Per unit | therm
PSE Deemed |  |  |  | G201 | 18230661 | Low Income Weatherization | Shell Sealing | 0.04 | Per CFM reduction | therm
Calculated |  |  |  | G201 | 18230661 | Low Income Weatherization | Shell Sealing | 0.02 | Per CFM reduction | therm
PSE Deemed |  |  |  | G201 | 18230661 | Low Income Weatherization | Wall Insulation (R0-R11) | 0.06 | Per Sq Ft | therm
PSE Deemed | 5222 | 2237 | 2015 | G214 | 18230700 | Residential Showerheads {G} | Adapter - ShowerStart - C - Therm | 4.95 | per unit | therm
PSE Deemed | 4158 | 1296 | 2015 | G214 | 18230700 | Residential Showerheads {G} | Adapter - ShowerStart - GO | 8.06 | per unit | therm
PSE Deemed | 5047 | 1898 | 2015 | G214 | 18230637 | SF Existing Weatherization {G} | Air Sealing CFM 50 - Gas | 0.025 | per unit | therm
PSE Deemed | 4009 | 1213 | 2015 | G214 | 18230637 | SF Existing Weatherization {G} | Air Sealing CFM50 - Gas | 0.083 | per unit | therm
PSE Deemed | 4010 | 1211 | 2015 | G214 | 18230637 | SF Existing Weatherization {G} | Attic Insulation R-0 to R-49 - Gas | 0.11 | square foot | therm
PSE Deemed | 5164 | 1910 | 2015 | G214 | 18230637 | SF Existing Weatherization {G} | Attic Insulation R-0 to R-49 - Gas | 0.124 | square foot | therm
PSE Deemed | 5165 | 1897 | 2015 | G214 | 18230637 | SF Existing Weatherization {G} | Attic Insulation R-11 to R-49 - Gas | 0.032 | square foot | therm
PSE Deemed | 3197 | 1070 | 2015 | G214 | 18230638 | SF Existing Space Heat {G} | Efficient 95% Gas Furnace (Note: Raised from 90%) | 110 | per unit | therm
PSE Deemed | 2403 | 74 | 2015 | G214 | 18230638 | SF Existing Space Heat {G} | Energy Star qualified Boilers (95% AFUE) | 119 | per unit | therm
PSE Deemed | 4014 | 1353 | 2015 | G214 | 18230637 | SF Existing Weatherization {G} | Energy Star Windows- Double Pane to U.30- Average | 0.532 | square foot | therm
PSE Deemed | 4013 | 1354 | 2015 | G214 | 18230637 | SF Existing Weatherization {G} | Energy Star Windows- Single Pane to U.30- Average | 0.981 | square foot | therm
PSE Deemed | 4011 | 1212 | 2015 | G214 | 18230637 | SF Existing Weatherization {G} | Floor Insulation R-0 to R-30 - Gas | 0.066 | square foot | therm
PSE Deemed | 5166 | 1912 | 2015 | G214 | 18230637 | SF Existing Weatherization {G} | Floor Insulation R-0 to R-30 - Gas | 0.049 | square foot | therm
PSE Deemed | 3195 | 923 | 2015 | G214 | 18230638 | SF Existing Space Heat {G} | High Efficiency Natural Gas Fireplace | 72 | per home | therm
PSE Deemed | 3198 | 811 | 2015 | G214 | 18230638 | SF Existing Space Heat {G} | NEW Integrated Space & Water Heating | 173 | per home | therm
PSE Deemed | 4012 | 1210 | 2015 | G214 | 18230637 | SF Existing Weatherization {G} | Prescriptive Duct Sealing and Insulation - Gas | 75 | per unit | therm
PSE Deemed | 3644 | 1067 | 2015 | G214 | 18230637 | SF Existing Weatherization {G} | PTCS Duct Sealing -Gas | 58 | per home | therm
PSE Deemed | 3862 | 1368 | 2015 | G214 | 18230700 | Residential Showerheads {G} | Showerhead - Direct Install - 1.50 gpm | 13 | per unit | therm
PSE Deemed | 4153 | 1298 | 2015 | G214 | 18230700 | Residential Showerheads {G} | Showerhead - Engagement_C - Elec WH (G) | 5 | per unit | therm
PSE Deemed | 4015 | 1351 | 2015 | G214 | 18230637 | SF Existing Weatherization {G} | Showerhead - leave behind | 16 | per unit | therm
PSE Deemed | 4154 | 1152 | 2015 | G214 | 18230700 | Residential Showerheads {G} | Showerhead - Retail - Gas WH - 1.50 gpm and less | 10.2 | per unit | therm
PSE Deemed | 4155 | 1153 | 2015 | G214 | 18230700 | Residential Showerheads {G} | Showerhead - Retail - Gas WH - 1.51 to 1.75 gpm | 7.9 | per unit | therm
PSE Deemed | 4156 | 1154 | 2015 | G214 | 18230700 | Residential Showerheads {G} | Showerhead - Retail - Gas WH - 1.76 to 2.0 gpm | 5.3 | per unit | therm
PSE Deemed | 4150 | 1149 | 2015 | G214 | 18230700 | Residential Showerheads {G} | Showerhead - Retail_C - Any WH - 1.50 gpm and less (G) | 5.1 | per unit | therm
PSE Deemed | 4151 | 1150 | 2015 | G214 | 18230700 | Residential Showerheads {G} | Showerhead - Retail_C - Any WH - 1.51 to 1.75 gpm (G) | 3.9 | per unit | therm
PSE Deemed | 4152 | 1151 | 2015 | G214 | 18230700 | Residential Showerheads {G} | Showerhead - Retail_C - Any WH - 1.76 to 2.0 gpm (G) | 2.6 | per unit | therm
PSE Deemed | 4360 | 1839 | 2015 | G214 | 18230700 | Residential Showerheads {G} | Showerhead - Retail_GO - Any WH - 1.50 gpm and less | 5.31 | per unit | therm
PSE Deemed | 4361 | 1840 | 2015 | G214 | 18230700 | Residential Showerheads {G} | Showerhead - Retail_GO - Any WH - 1.51 to 1.75 gpm | 4.1 | per unit | therm
PSE Deemed | 4362 | 1841 | 2015 | G214 | 18230700 | Residential Showerheads {G} | Showerhead - Retail_GO - Any WH - 1.76 to 2.0 gpm | 2.74 | per unit | therm
PSE Deemed | 5223 | 2238 | 2015 | G214 | 18230700 | Residential Showerheads {G} | Showerhead - ShowerStart - C - 1.5 gpm - Therm | 8.39 | per unit | therm
PSE Deemed | 4159 | 1297 | 2015 | G214 | 18230700 | Residential Showerheads {G} | Showerhead - ShowerStart - GO - 1.5 gpm | 13.67 | per unit | therm
PSE Deemed | 3646 | 1066 | 2015 | G214 | 18230637 | SF Existing Weatherization {G} | Wall Insulation R-0 to R-13 - Gas | 0.084 | square foot | therm
PSE Deemed | 5167 | 1913 | 2015 | G214 | 18230637 | SF Existing Weatherization {G} | Wall Insulation R-0 to R-13 - Gas | 0.085 | square foot | therm
PSE Deemed | 3850 | 1350 | 2015 | G214 | 18230687 | Web-Enabled Thermostats {G} | Web-Enabled Thermostat | 54 | per unit | therm
PSE Deemed | 5169 | 1899 | 2015 | G214 | 18230637 | SF Existing Weatherization {G} | Windows Double Pane to U.30 - Gas | 0.32 | square foot | therm
PSE Deemed | 5168 | 1900 | 2015 | G214 | 18230637 | SF Existing Weatherization {G} | Windows Single Pane to U.30 - Gas | 0.75 | square foot | therm
PSE Deemed | 4046 | 1301 | 2015 | G217 | 18230736 | Multi-Family Retrofit {G} | Aerator - 1.5 gpm GWH - Direct Install | 2.94 | per unit | therm
PSE Deemed | 4172 | 859 | 2015 | G217 | 18230736 | Multi-Family Retrofit {G} | Attic Insulation R0 to R38 | 0.09 | square foot | therm
PSE Deemed | 4173 | 1302 | 2015 | G217 | 18230736 | Multi-Family Retrofit {G} | Attic Insulation R-11 to R-38 | 0.06 | square foot | therm
Calculated | 0 | 1980 | 2015 | G217 | 18230736 | Multi-Family Retrofit {G} | Boiler (Domestic Water + Space Heating) Replacement (Calculated) | 1 | calculated | therm
calculated |  | 1214 | 2015 | G217 | 18230736 | Multi-Family Retrofit {G} | Boiler (Domestic Water) Replacement (Calculated) | 1 | calculated | therm
Calculated | 0 | 1981 | 2015 | G217 | 18230736 | Multi-Family Retrofit {G} | Boiler (Pool Heating ) (Calculated) | 1 | calculated | therm
calculated |  | 1216 | 2015 | G217 | 18230736 | Multi-Family Retrofit {G} | Boiler (Space Heating ) Replacement (Calculated) | 1 | calculated | therm
PSE Deemed | 5200 | 1303 | 2015 | G217 | 18230736 | Multi-Family Retrofit {G} | Floor Insulation R-0 to R-30 | 0.05 | square foot | therm
PSE Deemed | 4049 | 1310 | 2015 | G217 | 18230736 | Multi-Family Retrofit {G} | High Efficiency Natural Gas Fireplace - In-unit | 72 | per home | therm
PSE Deemed | 4050 | 1309 | 2015 | G217 | 18230736 | Multi-Family Retrofit {G} | Integrated Space & Water Heating Natural Gas Boiler - In-unit | 129.7 | per home | therm
PSE Deemed | 4222 | 1308 | 2015 | G217 | 18230736 | Multi-Family Retrofit {G} | Natural Gas Boiler (.95 AFUE) - In-unit | 89.3 | per home | therm
PSE Deemed | 4048 | 1307 | 2015 | G217 | 18230736 | Multi-Family Retrofit {G} | Natural Gas Furnace (.95 AFUE) - In-unit | 82.4 | per home | therm
RTF Deemed |  | 1215 | 2015 | G217 | 18230736 | Multi-Family Retrofit {G} | Showerhead - Max 1.5 gpm GWH - Direct Install | 13 | per unit | therm
PSE Deemed |  | 1885 | 2015 | G217 | 18230736 | Multi-Family Retrofit {G} | Thermostatic Restrictor Handheld Showerhead | 21.7 | per unit | therm
PSE Deemed | 4052 | 1300 | 2015 | G217 | 18230736 | Multi-Family Retrofit {G} | Thermostatic Restrictor Showerhead | 21.7 | per unit | therm
PSE Deemed | 4051 | 1299 | 2015 | G217 | 18230736 | Multi-Family Retrofit {G} | Thermostatic Restrictor Showerhead Adaptor | 8.7 | per unit | therm
calculated |  | 990 | 2015 | G217 | 18230736 | Multi-Family Retrofit {G} | Variable Speed Drive - Gas | 1 | calculated | therm
PSE Deemed | 5201 | 1304 | 2015 | G217 | 18230736 | Multi-Family Retrofit {G} | Wall Insulation R-0 to R-11 | 0.05 | square foot | therm
PSE Deemed | 4177 | 1305 | 2015 | G217 | 18230736 | Multi-Family Retrofit {G} | Windows (single to double paned) U= 1.2 to 0.30 | 0.88 | square foot | therm
PSE Deemed | 4178 | 1306 | 2015 | G217 | 18230736 | Multi-Family Retrofit {G} | Windows (single to triple paned) U= 1.2 to 0.22 | 0.96 | square foot | therm
PSE Deemed | 2987 | 997 | 2015 | G218 | 18230673 | Multi-Family New Construction {G} | Condensing Boiler - DHW (calculated) | 1 | calculated | therm
Calculated | 0 | 2214 | 2015 | G218 | 18230673 | Multi-Family New Construction {G} | Condensing Boiler - Service Water Heat | 1 | calculated | therm
Calculated | 4210 | 1317 | 2015 | G218 | 18230673 | Multi-Family New Construction {G} | Condensing boiler - space heat | 1 | calculated | therm
Calculated | 0 | 2215 | 2015 | G218 | 18230673 | Multi-Family New Construction {G} | Condensing Water Heater - Service Water Heat | 1 | calculated | therm
PSE Deemed | 3736 | 1165 | 2015 | G218 | 18230673 | Multi-Family New Construction {G} | Showerhead - Max 1.50 gpm GWH | 13 | per unit | therm
PSE Deemed | 3735 | 1172 | 2015 | G218 | 18230673 | Multi-Family New Construction {G} | Showerhead - Max 1.75 gpm GWH | 9 | per unit | therm
Calculated | 4016 | 1320 | 2015 | G218 | 18230673 | Multi-Family New Construction {G} | Solar thermal | 1 | calculated | therm
custom |  | 498 | 2015 | G218 | 18230673 | Multi-Family New Construction {G} | Whole Bldg - Gas | 1 |  | therm
custom |  | 1321 | 2015 | G218 | 18230673 | Multi-Family New Construction {G} | Whole Building - Commercial Gas | 1 | calculated | therm
custom |  | 1322 | 2015 | G218 | 18230673 | Multi-Family New Construction {G} | Whole Building - Residential Gas | 1 | calculated | therm
custom |  | 1334 | 2015 | G249B | 18231026 | Business Energy Reports {G} | Business Energy Reports - Tracking {G} | 1 | calculated | therm
custom |  | 490 | 2015 | G250 | 18230731 | Commercial/Industrial Retrofit {G} | C/I Retrofit - Tracking {G} | 1 | calculated | therm
calculated |  | 931 | 2015 | G250 | 18231021 | Energy Smart Grocer {G} | Energy Smart Grocer - Tracking {G} | 1 | calculated | therm
custom |  | 492 | 2015 | G251 | 18230706 | Commercial/Industrial New Construction {G} | C/I New Construction - Tracking {E} | 1 | calculated | therm
calculated |  | 974 | 2015 | G251 | 18231023 | ESG New Construction {G} | ESG New Construction - Tracking {G} | 1 | calculated | therm
Custom |  | 2227 | 2015 | G253 | 18231025 | Community RCM {G} | Community RCM - Tracking {G} | 1 | calculated | therm
custom |  | 491 | 2015 | G253 | 18230691 | Resource Conservation Manager {G} | Resource Conservation Manager - Tracking {G} | 1 | calculated | therm
custom |  | 1838 | 2015 | G253 | 18231032 | Strategic Resource Management {G} | Strategic Resource Management - Tracking {G} | 1 | calculated | therm
Calculated |  | 1809 | 2015 | G262 | 18231029 | Commercial HVAC {G} | $150 GAS EGP Retrofit Tier 2 | 1 | calculated | therm
PSE Deemed | 4965 | 1723 | 2015 | G262 | 18231028 | Commercial Direct Install {G} | Aerator - $10 - G | 32 | per unit | therm
PSE Deemed | 4966 | 1986 | 2015 | G262 | 18231028 | Commercial Direct Install {G} | Aerator - $7 - G | 32 | per unit | therm
PSE Deemed | 4964 | 1724 | 2015 | G262 | 18231028 | Commercial Direct Install {G} | Aerator - G | 32 | per unit | therm
PSE Deemed | 0 | 1988 | 2015 | G262 | 18231028 | Commercial Direct Install {G} | Aerator - Reinstall - $7 - G | -32 | per unit | therm
PSE Deemed |  | 1733 | 2015 | G262 | 18231028 | Commercial Direct Install {G} | Aerator - Reinstall - G | -32 | per unit | therm
PSE Deemed | 3965 | 1504 | 2015 | G262 | 18231022 | Small Business Direct Install {G} | Aerator - SBDI - G | 32 | per unit | therm
PSE Deemed | 4524 | 1734 | 2015 | G262 | 18231028 | Commercial Direct Install {G} | Aerator - Split - $10 - G | 32 | per unit | therm
PSE Deemed | 4967 | 1987 | 2015 | G262 | 18231028 | Commercial Direct Install {G} | Aerator - Split - $7 - G | 32 | per unit | therm
PSE Deemed | 4694 | 1735 | 2015 | G262 | 18231028 | Commercial Direct Install {G} | Aerator - Split - G | 32 | per unit | therm
PSE Deemed |  | 1736 | 2015 | G262 | 18231028 | Commercial Direct Install {G} | Aerator - Split Reinstall - $10 - G | -32 | per unit | therm
PSE Deemed | 0 | 1989 | 2015 | G262 | 18231028 | Commercial Direct Install {G} | Aerator - Split Reinstall - $7 - G | -32 | per unit | therm
PSE Deemed |  | 1737 | 2015 | G262 | 18231028 | Commercial Direct Install {G} | Aerator - Split Reinstall - G | -32 | per unit | therm
PSE Deemed |  | 1738 | 2015 | G262 | 18231028 | Commercial Direct Install {G} | Aerator- Reinstall - $10 - G | -32 | per unit | therm
Calculated | 4226 | 1641 | 2015 | G262 | 18231027 | Commercial Kitchen/Laundry {G} | Boiler - Kitchen - G | 800 | per unit | therm
Calculated | 4227 | 1642 | 2015 | G262 | 18231027 | Commercial Kitchen/Laundry {G} | Boiler - Laundry - G | 597 | per unit | therm
PSE Deemed | 4762 | 1643 | 2015 | G262 | 18231027 | Commercial Kitchen/Laundry {G} | Combination Oven - $2000 - G | 798 | per unit | therm
PSE Deemed | 3969 | 1676 | 2015 | G262 | 18231027 | Commercial Kitchen/Laundry {G} | Commercial Fryer - G | 630 | per unit | therm
PSE Deemed | 4776 | 1985 | 2015 | G262 | 18231027 | Commercial Kitchen/Laundry {G} | Commercial Washer - G Dryer Only | 12 | per unit | therm
PSE Deemed | 4774 | 1983 | 2015 | G262 | 18231027 | Commercial Kitchen/Laundry {G} | Commercial Washer - GWH / G Dryer | 32 | per unit | therm
PSE Deemed | 4775 | 1984 | 2015 | G262 | 18231027 | Commercial Kitchen/Laundry {G} | Commercial Washer - GWH Only | 20 | per unit | therm
PSE Deemed | 4761 | 1646 | 2015 | G262 | 18231027 | Commercial Kitchen/Laundry {G} | Convection Oven - Double - $2000 - G | 714 | per unit | therm
PSE Deemed | 4760 | 1647 | 2015 | G262 | 18231027 | Commercial Kitchen/Laundry {G} | Convection Oven - Full Size - $1000 - G | 357 | per unit | therm
PSE Deemed | 4764 | 1644 | 2015 | G262 | 18231027 | Commercial Kitchen/Laundry {G} | Conveyer Oven - $2000 - G | 884 | per unit | therm
PSE Deemed | 0 | 2220 | 2015 | G262 | 18231027 | Commercial Kitchen/Laundry {G} | Conveyer Oven - $4000 - G | 1768 | per unit | therm
PSE Deemed | 4623 | 1649 | 2015 | G262 | 18231027 | Commercial Kitchen/Laundry {G} | Dishwasher - Door Type High Temp - $250 - G | 290 | per unit | therm
PSE Deemed | 4622 | 1651 | 2015 | G262 | 18231027 | Commercial Kitchen/Laundry {G} | Dishwasher - Door Type Low Temp - $750 - G | 666 | per unit | therm
PSE Deemed | 4603 | 1653 | 2015 | G262 | 18231027 | Commercial Kitchen/Laundry {G} | Dishwasher - MT High Temp - $500 - G | 667 | per unit | therm
PSE Deemed | 4601 | 1654 | 2015 | G262 | 18231027 | Commercial Kitchen/Laundry {G} | Dishwasher - MT Low Temp - $1500 - G | 776 | per unit | therm
PSE Deemed | 4605 | 1656 | 2015 | G262 | 18231027 | Commercial Kitchen/Laundry {G} | Dishwasher - ST High Temp - $250 - G | 176 | per unit | therm
PSE Deemed | 4624 | 1657 | 2015 | G262 | 18231027 | Commercial Kitchen/Laundry {G} | Dishwasher - ST Low Temp - $1000 - G | 538 | per unit | therm
PSE Deemed | 4621 | 1658 | 2015 | G262 | 18231027 | Commercial Kitchen/Laundry {G} | Dishwasher - Under Counter High Temp - $0 - G | 45 | per unit | therm
PSE Deemed | 4620 | 1660 | 2015 | G262 | 18231027 | Commercial Kitchen/Laundry {G} | Dishwasher - Under Counter Low Temp - $150 - G | 105 | per unit | therm
PSE Deemed | 4763 | 1661 | 2015 | G262 | 18231027 | Commercial Kitchen/Laundry {G} | Double Rack Oven - $2000 - G | 2100 | per unit | therm
Calculated | 4512 | 1774 | 2015 | G262 | 18231029 | Commercial HVAC {G} | High Efficiency HVAC Retrofit - G | 1 | calculated | therm
Calculated | 4207 | 1662 | 2015 | G262 | 18231027 | Commercial Kitchen/Laundry {G} | Hot Water Heater - Laundry - G | 597 | per unit | therm
Calculated | 4202 | 1663 | 2015 | G262 | 18231027 | Commercial Kitchen/Laundry {G} | Hot Water Heater- Kitchen - G | 613 | per unit | therm
Calculated | 4513 | 1775 | 2015 | G262 | 18231029 | Commercial HVAC {G} | HVAC Demand Control Ventilation - G | 1 | calculated | therm
Calculated | 4514 | 1776 | 2015 | G262 | 18231029 | Commercial HVAC {G} | Premium HVAC - G | 1 | calculated | therm
PSE Deemed | 4526 | 1739 | 2015 | G262 | 18231028 | Commercial Direct Install {G} | Showerhead - Any Comm - DI - G - 1.5 GPM | 10 | per unit | therm
PSE Deemed |  | 1740 | 2015 | G262 | 18231028 | Commercial Direct Install {G} | Showerhead - Any Comm - DI Reinstall - G - 1.5 GPM | -10 | per unit | therm
PSE Deemed | 4527 | 1741 | 2015 | G262 | 18231028 | Commercial Direct Install {G} | Showerhead - Any Comm - DI Split - G - 1.5 GPM | 10 | per unit | therm
PSE Deemed |  | 1742 | 2015 | G262 | 18231028 | Commercial Direct Install {G} | Showerhead - Any Comm - DI Split Reinstall - G - 1.5 GPM | -10 | per unit | therm
PSE Deemed | 4468 | 1505 | 2015 | G262 | 18231022 | Small Business Direct Install {G} | Showerhead - Any Comm - SBDI - 1.5 GPM - G | 10 | per unit | therm
PSE Deemed | 4532 | 1743 | 2015 | G262 | 18231028 | Commercial Direct Install {G} | Showerhead - Fit Ctr - DI - G - 1.5 GPM | 190 | per unit | therm
PSE Deemed |  | 1744 | 2015 | G262 | 18231028 | Commercial Direct Install {G} | Showerhead - Fit Ctr - DI Reinstall - G - 1.5 GPM | -190 | per unit | therm
PSE Deemed | 4533 | 1745 | 2015 | G262 | 18231028 | Commercial Direct Install {G} | Showerhead - Fit Ctr - DI Split - G - 1.5 GPM | 190 | per unit | therm
PSE Deemed |  | 1746 | 2015 | G262 | 18231028 | Commercial Direct Install {G} | Showerhead - Fit Ctr - DI Split Reinstall - G - 1.5 GPM | -190 | per unit | therm
PSE Deemed | 4469 | 1506 | 2015 | G262 | 18231022 | Small Business Direct Install {G} | Showerhead - Fit Ctr - SBDI - 1.5 GPM - G | 190 | per unit | therm
PSE Deemed | 4468 | 1507 | 2015 | G262 | 18231022 | Small Business Direct Install {G} | Showerhead - Super Low Flow - 1.5 GPM - G | 10 | per unit | therm
PSE Deemed | 3979 | 1747 | 2015 | G262 | 18231028 | Commercial Direct Install {G} | Sprayhead - 1.6 PI to 0.65 GPM - G | 37 | per unit | therm
PSE Deemed | 3980 | 1748 | 2015 | G262 | 18231028 | Commercial Direct Install {G} | Sprayhead - 2.2 PI to 0.65 GPM - G | 58 | per unit | therm
PSE Deemed | 3981 | 1749 | 2015 | G262 | 18231028 | Commercial Direct Install {G} | Sprayhead - 2.6 PI to 0.65 GPM - G | 97 | per unit | therm
PSE Deemed | 3982 | 1750 | 2015 | G262 | 18231028 | Commercial Direct Install {G} | Sprayhead - Not PI to 0.65 GPM - G | 53 | per unit | therm
PSE Deemed |  | 1762 | 2015 | G262 | 18231028 | Commercial Direct Install {G} | Sprayhead - Reinstall - 1.6 PI to .65 GPM - G | -37 | per unit | therm
PSE Deemed |  | 1751 | 2015 | G262 | 18231028 | Commercial Direct Install {G} | Sprayhead - Reinstall - 2.2 PI to 0.65 GPM - G | -58 | per unit | therm
PSE Deemed |  | 1752 | 2015 | G262 | 18231028 | Commercial Direct Install {G} | Sprayhead - Reinstall - 2.6 PI to 0.65 GPM - G | -97 | per unit | therm
PSE Deemed |  | 1753 | 2015 | G262 | 18231028 | Commercial Direct Install {G} | Sprayhead - Reinstall - Not PI to 0.65 GPM - G | -53 | per unit | therm
PSE Deemed | 3990 | 1508 | 2015 | G262 | 18231022 | Small Business Direct Install {G} | Sprayhead - SBDI - 1.6 PI to 0.65 GPM - G | 37 | per unit | therm
PSE Deemed | 3989 | 1509 | 2015 | G262 | 18231022 | Small Business Direct Install {G} | Sprayhead - SBDI - 2.2 PI to 0.65 GPM - G | 58 | per unit | therm
PSE Deemed | 3988 | 1510 | 2015 | G262 | 18231022 | Small Business Direct Install {G} | Sprayhead - SBDI - 2.6 PI to 0.65 GPM - G | 97 | per unit | therm
PSE Deemed | 3987 | 1511 | 2015 | G262 | 18231022 | Small Business Direct Install {G} | Sprayhead - SBDI - Not PI to 0.65 GPM - G | 53 | per unit | therm
PSE Deemed | 4528 | 1754 | 2015 | G262 | 18231028 | Commercial Direct Install {G} | Sprayhead - Split - 1.6 PI to 0.65 GPM - G | 37 | per unit | therm
PSE Deemed | 4530 | 1755 | 2015 | G262 | 18231028 | Commercial Direct Install {G} | Sprayhead - Split - 2.2 PI to 0.65 GPM - G | 58 | per unit | therm
PSE Deemed | 4531 | 1756 | 2015 | G262 | 18231028 | Commercial Direct Install {G} | Sprayhead - Split - 2.6 PI to 0.65 GPM - G | 97 | per unit | therm
PSE Deemed | 4529 | 1757 | 2015 | G262 | 18231028 | Commercial Direct Install {G} | Sprayhead - Split - Not PI to 0.65 GPM - G | 53 | per unit | therm
PSE Deemed |  | 1758 | 2015 | G262 | 18231028 | Commercial Direct Install {G} | Sprayhead - Split Reinstall - 1.6 PI to 0.65 GPM - G | -37 | per unit | therm
PSE Deemed |  | 1759 | 2015 | G262 | 18231028 | Commercial Direct Install {G} | Sprayhead - Split Reinstall - 2.2 PI to 0.65 GPM - G | -58 | per unit | therm
PSE Deemed |  | 1760 | 2015 | G262 | 18231028 | Commercial Direct Install {G} | Sprayhead - Split Reinstall - 2.6 PI to 0.65 GPM - G | -97 | per unit | therm
PSE Deemed |  | 1761 | 2015 | G262 | 18231028 | Commercial Direct Install {G} | Sprayhead - Split Reinstall - Not PI to 0.65 GPM - G | -53 | per unit | therm
PSE Deemed | 4201 | 1670 | 2015 | G262 | 18231027 | Commercial Kitchen/Laundry {G} | Steam Cooker - 10 Pan - $500 - G | 4187 | per unit | therm
PSE Deemed | 4197 | 1671 | 2015 | G262 | 18231027 | Commercial Kitchen/Laundry {G} | Steam Cooker - 3 Pan - $250 - G | 1256 | per unit | therm
PSE Deemed | 4198 | 1672 | 2015 | G262 | 18231027 | Commercial Kitchen/Laundry {G} | Steam Cooker - 4 Pan - $250 - G | 1675 | per unit | therm
PSE Deemed | 4199 | 1673 | 2015 | G262 | 18231027 | Commercial Kitchen/Laundry {G} | Steam Cooker - 5 Pan - $250 - G | 2093 | per unit | therm
PSE Deemed | 4200 | 1674 | 2015 | G262 | 18231027 | Commercial Kitchen/Laundry {G} | Steam Cooker - 6 Pan - $500 - G | 2512 | per unit | therm