{"text_format":"1","workbook":"xlsx","n_sheets":17,"sheets":["Peak Calc CP","Peak Calc NCP","Peak Calc Billing kW est","Generation Level Energy","WA DemEst","ID DemEst","PT Ratio","Electric Factors ","2018 Daylight","Schedule Shifting Adj - ID","Losses","WA Sch 25 (12.2018)","ID Sch 25 (12.2018)","12.2018 WA Usage","12.2018 ID Usage","Load Shape","Notes"],"not_rendered":{"charts":0,"images":0,"macros":0,"external_links":4,"defined_names":72,"comments":10,"pivot_tables":0},"unopened":[],"bounds":{"document_bytes":16777216,"sheet_cells":100000,"rows_first":2000,"rows_last":500,"rows_between":2000,"halvings":0,"cell_chars":16384,"cell_head_chars":4096},"cells_cut":0,"cells_raw":0,"read":"whole","date_system":"1900"}

{"sheet":"Peak Calc CP","index":0,"n_rows":121,"n_cols":14,"rows_kept":121,"cut":false,"hidden":false,"merged":[]}
["AVISTA UTILITIES"]
["Electric Cost Study"]
["Twelve Months Ended December 31, 2018"]
["Coincident Peak Calculations"]
[]
[]
["Estimate 12 Monthly Coincident Peaks"]
["Washington",null,"Jan","Feb","Mar","Apr","May","Jun","Jul","Aug","Sep","Oct","Nov","Dec"]
["Schedule 1",null,{"$f":"'WA DemEst'!D16","v":507231.75595127069},{"$f":"'WA DemEst'!E16","v":544572.25371519255},{"$f":"'WA DemEst'!F16","v":426588.007948071},{"$f":"'WA DemEst'!G16","v":326621.0272692609},{"$f":"'WA DemEst'!H16","v":304270.07114628737},{"$f":"'WA DemEst'!I16","v":278375.74871364346},{"$f":"'WA DemEst'!J16","v":449869.55425004865},{"$f":"'WA DemEst'!K16","v":556847.40463268862},{"$f":"'WA DemEst'!L16","v":299878.56133840361},{"$f":"'WA DemEst'!M16","v":312760.39586652769},{"$f":"'WA DemEst'!N16","v":379916.28941953572},{"$f":"'WA DemEst'!O16","v":454338.70635593863}]
["Schedule 11/12",2,{"$f":"CHOOSE($B10,'WA DemEst'!D41,'WA DemEst'!D49)","v":88608.834884222189},{"$f":"CHOOSE($B10,'WA DemEst'!E41,'WA DemEst'!E49)","v":96522.140412940949},{"$f":"CHOOSE($B10,'WA DemEst'!F41,'WA DemEst'!F49)","v":85882.004616764098},{"$f":"CHOOSE($B10,'WA DemEst'!G41,'WA DemEst'!G49)","v":83724.557636249418},{"$f":"CHOOSE($B10,'WA DemEst'!H41,'WA DemEst'!H49)","v":56491.787510166119},{"$f":"CHOOSE($B10,'WA DemEst'!I41,'WA DemEst'!I49)","v":88576.181294350958},{"$f":"CHOOSE($B10,'WA DemEst'!J41,'WA DemEst'!J49)","v":114006.76742038601},{"$f":"CHOOSE($B10,'WA DemEst'!K41,'WA DemEst'!K49)","v":120352.95855691197},{"$f":"CHOOSE($B10,'WA DemEst'!L41,'WA DemEst'!L49)","v":81841.542367746486},{"$f":"CHOOSE($B10,'WA DemEst'!M41,'WA DemEst'!M49)","v":80704.882362551842},{"$f":"CHOOSE($B10,'WA DemEst'!N41,'WA DemEst'!N49)","v":77049.253643401404},{"$f":"CHOOSE($B10,'WA DemEst'!O41,'WA DemEst'!O49)","v":95486.050849385851}]
["Schedule 21/22  Secondary",null,{"$f":"'WA DemEst'!D70+'WA DemEst'!D65+'WA DemEst'!D57","v":160637.74741310932},{"$f":"'WA DemEst'!E70+'WA DemEst'!E65+'WA DemEst'!E57","v":171809.6057548344},{"$f":"'WA DemEst'!F70+'WA DemEst'!F65+'WA DemEst'!F57","v":167507.30908815376},{"$f":"'WA DemEst'!G70+'WA DemEst'!G65+'WA DemEst'!G57","v":165620.86715395091},{"$f":"'WA DemEst'!H70+'WA DemEst'!H65+'WA DemEst'!H57","v":156763.57772261926},{"$f":"'WA DemEst'!I70+'WA DemEst'!I65+'WA DemEst'!I57","v":175248.43738757545},{"$f":"'WA DemEst'!J70+'WA DemEst'!J65+'WA DemEst'!J57","v":209731.54009126622},{"$f":"'WA DemEst'!K70+'WA DemEst'!K65+'WA DemEst'!K57","v":206776.58576549005},{"$f":"'WA DemEst'!L70+'WA DemEst'!L65+'WA DemEst'!L57","v":165537.86536579896},{"$f":"'WA DemEst'!M70+'WA DemEst'!M65+'WA DemEst'!M57","v":166446.04331359078},{"$f":"'WA DemEst'!N70+'WA DemEst'!N65+'WA DemEst'!N57","v":152360.56132058878},{"$f":"'WA DemEst'!O70+'WA DemEst'!O65+'WA DemEst'!O57","v":174505.85799888134}]
["Schedule 21 Primary",null,{"$f":"'WA DemEst'!D75","v":10958.854477127981},{"$f":"'WA DemEst'!E75","v":14664.485670135458},{"$f":"'WA DemEst'!F75","v":14519.563331090189},{"$f":"'WA DemEst'!G75","v":15154.20144653563},{"$f":"'WA DemEst'!H75","v":13172.220849435562},{"$f":"'WA DemEst'!I75","v":14460.965533385866},{"$f":"'WA DemEst'!J75","v":13273.429884922809},{"$f":"'WA DemEst'!K75","v":12669.644164461526},{"$f":"'WA DemEst'!L75","v":13408.509782242789},{"$f":"'WA DemEst'!M75","v":15825.107628597134},{"$f":"'WA DemEst'!N75","v":12436.562503928239},{"$f":"'WA DemEst'!O75","v":13642.190138994365}]
["Schedule 31/32",null,{"$f":"'WA DemEst'!D80","v":6374.0847825915489},{"$f":"'WA DemEst'!E80","v":16849.189983878845},{"$f":"'WA DemEst'!F80","v":24744.954917271476},{"$f":"'WA DemEst'!G80","v":35502.555028115668},{"$f":"'WA DemEst'!H80","v":35232.28157667155},{"$f":"'WA DemEst'!I80","v":30688.303965829866},{"$f":"'WA DemEst'!J80","v":16275.860218416989},{"$f":"'WA DemEst'!K80","v":7820.2914481796197},{"$f":"'WA DemEst'!L80","v":4849.9887090440625},{"$f":"'WA DemEst'!M80","v":7755.0732657695153},{"$f":"'WA DemEst'!N80","v":6951.9284798140625},{"$f":"'WA DemEst'!O80","v":5666.4152009856207}]
["Street Lights",{"$f":"SUM('12.2018 WA Usage'!O98:O102)","v":10967850.22577},{"$f":"$B14/'2018 Daylight'!Hrs_Darkness*'2018 Daylight'!B$59","v":2556.4793291177989},{"$f":"$B14/'2018 Daylight'!Hrs_Darkness*'2018 Daylight'!C$59","v":0},{"$f":"$B14/'2018 Daylight'!Hrs_Darkness*'2018 Daylight'!D$59","v":0},{"$f":"$B14/'2018 Daylight'!Hrs_Darkness*'2018 Daylight'!E$59","v":0},{"$f":"$B14/'2018 Daylight'!Hrs_Darkness*'2018 Daylight'!F$59","v":0},{"$f":"$B14/'2018 Daylight'!Hrs_Darkness*'2018 Daylight'!G$59","v":0},{"$f":"$B14/'2018 Daylight'!Hrs_Darkness*'2018 Daylight'!H$59","v":0},{"$f":"$B14/'2018 Daylight'!Hrs_Darkness*'2018 Daylight'!I$59","v":0},{"$f":"$B14/'2018 Daylight'!Hrs_Darkness*'2018 Daylight'!J$59","v":0},{"$f":"$B14/'2018 Daylight'!Hrs_Darkness*'2018 Daylight'!K$59","v":426.07988818630173},{"$f":"$B14/'2018 Daylight'!Hrs_Darkness*'2018 Daylight'!L$59","v":2556.4793291177989},{"$f":"$B14/'2018 Daylight'!Hrs_Darkness*'2018 Daylight'!M$59","v":1022.5917316471227}]
["Area Lights",{"$f":"SUM('12.2018 WA Usage'!O103:O104)","v":7574181.3147400003},{"$f":"$B15/'2018 Daylight'!Hrs_Darkness*'2018 Daylight'!B$59","v":1765.4542656524727},{"$f":"$B15/'2018 Daylight'!Hrs_Darkness*'2018 Daylight'!C$59","v":0},{"$f":"$B15/'2018 Daylight'!Hrs_Darkness*'2018 Daylight'!D$59","v":0},{"$f":"$B15/'2018 Daylight'!Hrs_Darkness*'2018 Daylight'!E$59","v":0},{"$f":"$B15/'2018 Daylight'!Hrs_Darkness*'2018 Daylight'!F$59","v":0},{"$f":"$B15/'2018 Daylight'!Hrs_Darkness*'2018 Daylight'!G$59","v":0},{"$f":"$B15/'2018 Daylight'!Hrs_Darkness*'2018 Daylight'!H$59","v":0},{"$f":"$B15/'2018 Daylight'!Hrs_Darkness*'2018 Daylight'!I$59","v":0},{"$f":"$B15/'2018 Daylight'!Hrs_Darkness*'2018 Daylight'!J$59","v":0},{"$f":"$B15/'2018 Daylight'!Hrs_Darkness*'2018 Daylight'!K$59","v":294.24237760874678},{"$f":"$B15/'2018 Daylight'!Hrs_Darkness*'2018 Daylight'!L$59","v":1765.4542656524727},{"$f":"$B15/'2018 Daylight'!Hrs_Darkness*'2018 Daylight'!M$59","v":706.18170626099129}]
["Schedule 21 Transmission",null,0,0,0,0,0,0,0,0,0,0,0,0]
["Schedule 25 Transmission",null,58824,56916,56772,53424,50868,51660,54864,54756,52884,56124,55800,56304]
["Schedule 25 Primary",null,68016.89999999998,73361.899999999994,72614.299999999988,64952.1,75434.39999999998,74988.099999999991,79431,84712.698999999979,78730.2,64115.4,68114.8,75413.399000000005]
["Schedule 25 Secondary",null,9377.6927177364123,9885.6,9700,10369.200000000001,10098,11914.4,12362.4,14006.8,13006.8,9896,10796.8,9728.4]
[]
["Idaho",null,"Jan","Feb","Mar","Apr","May","Jun","Jul","Aug","Sep","Oct","Nov","Dec"]
["Schedule 1",null,{"$f":"'ID DemEst'!D16","v":259220.68835321628},{"$f":"'ID DemEst'!E16","v":260926.26066372931},{"$f":"'ID DemEst'!F16","v":205547.11912707929},{"$f":"'ID DemEst'!G16","v":159674.94199915638},{"$f":"'ID DemEst'!H16","v":134791.89316682628},{"$f":"'ID DemEst'!I16","v":142488.77531457957},{"$f":"'ID DemEst'!J16","v":222205.44502186804},{"$f":"'ID DemEst'!K16","v":248441.38582696451},{"$f":"'ID DemEst'!L16","v":148776.80008585827},{"$f":"'ID DemEst'!M16","v":143787.43216503083},{"$f":"'ID DemEst'!N16","v":209240.49329380019},{"$f":"'ID DemEst'!O16","v":213411.41434420276}]
["Schedule 11/12 ",2,{"$f":"CHOOSE($B23,'ID DemEst'!D41,'ID DemEst'!D49)-C24","v":53882.154743327272},{"$f":"CHOOSE($B23,'ID DemEst'!E41,'ID DemEst'!E49)-D24","v":57069.397335444548},{"$f":"CHOOSE($B23,'ID DemEst'!F41,'ID DemEst'!F49)-E24","v":49406.727373287744},{"$f":"CHOOSE($B23,'ID DemEst'!G41,'ID DemEst'!G49)-F24","v":50316.758162615268},{"$f":"CHOOSE($B23,'ID DemEst'!H41,'ID DemEst'!H49)-G24","v":30689.060741000609},{"$f":"CHOOSE($B23,'ID DemEst'!I41,'ID DemEst'!I49)-H24","v":54799.285805857064},{"$f":"CHOOSE($B23,'ID DemEst'!J41,'ID DemEst'!J49)-I24","v":76722.801859135827},{"$f":"CHOOSE($B23,'ID DemEst'!K41,'ID DemEst'!K49)-J24","v":81860.818717665315},{"$f":"CHOOSE($B23,'ID DemEst'!L41,'ID DemEst'!L49)-K24","v":53325.751018154144},{"$f":"CHOOSE($B23,'ID DemEst'!M41,'ID DemEst'!M49)-L24","v":44505.537096835964},{"$f":"CHOOSE($B23,'ID DemEst'!N41,'ID DemEst'!N49)-M24","v":47114.295375283597},{"$f":"CHOOSE($B23,'ID DemEst'!O41,'ID DemEst'!O49)-N24","v":54969.64212082031}]
["Schedule 11/12 demand metered",null,{"$f":"CHOOSE($B23,'ID DemEst'!D41,'ID DemEst'!D49)*'12.2018 ID Usage'!C133/SUM('12.2018 ID Usage'!C104:C105)","v":0},{"$f":"CHOOSE($B23,'ID DemEst'!E41,'ID DemEst'!E49)*'12.2018 ID Usage'!D133/SUM('12.2018 ID Usage'!D104:D105)","v":0},{"$f":"CHOOSE($B23,'ID DemEst'!F41,'ID DemEst'!F49)*'12.2018 ID Usage'!E133/SUM('12.2018 ID Usage'!E104:E105)","v":0},{"$f":"CHOOSE($B23,'ID DemEst'!G41,'ID DemEst'!G49)*'12.2018 ID Usage'!F133/SUM('12.2018 ID Usage'!F104:F105)","v":0},{"$f":"CHOOSE($B23,'ID DemEst'!H41,'ID DemEst'!H49)*'12.2018 ID Usage'!G133/SUM('12.2018 ID Usage'!G104:G105)","v":0},{"$f":"CHOOSE($B23,'ID DemEst'!I41,'ID DemEst'!I49)*'12.2018 ID Usage'!H133/SUM('12.2018 ID Usage'!H104:H105)","v":0},{"$f":"CHOOSE($B23,'ID DemEst'!J41,'ID DemEst'!J49)*'12.2018 ID Usage'!I133/SUM('12.2018 ID Usage'!I104:I105)","v":0},{"$f":"CHOOSE($B23,'ID DemEst'!K41,'ID DemEst'!K49)*'12.2018 ID Usage'!J133/SUM('12.2018 ID Usage'!J104:J105)","v":0},{"$f":"CHOOSE($B23,'ID DemEst'!L41,'ID DemEst'!L49)*'12.2018 ID Usage'!K133/SUM('12.2018 ID Usage'!K104:K105)","v":0},{"$f":"CHOOSE($B23,'ID DemEst'!M41,'ID DemEst'!M49)*'12.2018 ID Usage'!L133/SUM('12.2018 ID Usage'!L104:L105)","v":0},{"$f":"CHOOSE($B23,'ID DemEst'!N41,'ID DemEst'!N49)*'12.2018 ID Usage'!M133/SUM('12.2018 ID Usage'!M104:M105)","v":0},{"$f":"CHOOSE($B23,'ID DemEst'!O41,'ID DemEst'!O49)*'12.2018 ID Usage'!N133/SUM('12.2018 ID Usage'!N104:N105)","v":0}]
["Schedule 21/22 Secondary",null,{"$f":"'ID DemEst'!D78+'ID DemEst'!D73+'ID DemEst'!D65+'ID DemEst'!D57","v":84227.472633877143},{"$f":"'ID DemEst'!E78+'ID DemEst'!E73+'ID DemEst'!E65+'ID DemEst'!E57","v":97210.646121850936},{"$f":"'ID DemEst'!F78+'ID DemEst'!F73+'ID DemEst'!F65+'ID DemEst'!F57","v":91286.488459131593},{"$f":"'ID DemEst'!G78+'ID DemEst'!G73+'ID DemEst'!G65+'ID DemEst'!G57","v":94008.377711299472},{"$f":"'ID DemEst'!H78+'ID DemEst'!H73+'ID DemEst'!H65+'ID DemEst'!H57","v":72952.262330703306},{"$f":"'ID DemEst'!I78+'ID DemEst'!I73+'ID DemEst'!I65+'ID DemEst'!I57","v":86761.808730675344},{"$f":"'ID DemEst'!J78+'ID DemEst'!J73+'ID DemEst'!J65+'ID DemEst'!J57","v":113115.35342471588},{"$f":"'ID DemEst'!K78+'ID DemEst'!K73+'ID DemEst'!K65+'ID DemEst'!K57","v":112829.89505872021},{"$f":"'ID DemEst'!L78+'ID DemEst'!L73+'ID DemEst'!L65+'ID DemEst'!L57","v":84041.704970551873},{"$f":"'ID DemEst'!M78+'ID DemEst'!M73+'ID DemEst'!M65+'ID DemEst'!M57","v":82099.052466727924},{"$f":"'ID DemEst'!N78+'ID DemEst'!N73+'ID DemEst'!N65+'ID DemEst'!N57","v":73431.916483577559},{"$f":"'ID DemEst'!O78+'ID DemEst'!O73+'ID DemEst'!O65+'ID DemEst'!O57","v":93509.944957845102}]
["Schedule 21 Primary",null,{"$f":"'ID DemEst'!D83","v":3983.4189418306405},{"$f":"'ID DemEst'!E83","v":5838.7952089586379},{"$f":"'ID DemEst'!F83","v":4956.9370841680575},{"$f":"'ID DemEst'!G83","v":5010.8943946538193},{"$f":"'ID DemEst'!H83","v":3332.2230485607456},{"$f":"'ID DemEst'!I83","v":3640.8691111910084},{"$f":"'ID DemEst'!J83","v":4902.5470883428898},{"$f":"'ID DemEst'!K83","v":4954.9098451635718},{"$f":"'ID DemEst'!L83","v":4627.8628672236127},{"$f":"'ID DemEst'!M83","v":6633.1961627191131},{"$f":"'ID DemEst'!N83","v":4316.8068945304685},{"$f":"'ID DemEst'!O83","v":5721.0323331245263}]
["Schedule 31/32",null,{"$f":"'ID DemEst'!D88","v":6721.7510522294642},{"$f":"'ID DemEst'!E88","v":6372.04439690035},{"$f":"'ID DemEst'!F88","v":8793.5274820029226},{"$f":"'ID DemEst'!G88","v":14217.256385704917},{"$f":"'ID DemEst'!H88","v":12392.541227158972},{"$f":"'ID DemEst'!I88","v":10918.197050192544},{"$f":"'ID DemEst'!J88","v":5982.3085908234398},{"$f":"'ID DemEst'!K88","v":3245.640314558736},{"$f":"'ID DemEst'!L88","v":3873.2842797470162},{"$f":"'ID DemEst'!M88","v":5038.0155381342356},{"$f":"'ID DemEst'!N88","v":3041.8447140467028},{"$f":"'ID DemEst'!O88","v":5299.0698542541422}]
["Street Lights",{"$f":"SUM('12.2018 ID Usage'!O114:O119)","v":7455506.4630100001},{"$f":"$B28/'2018 Daylight'!Hrs_Darkness*'2018 Daylight'!B$59","v":1737.7925271085762},{"$f":"$B28/'2018 Daylight'!Hrs_Darkness*'2018 Daylight'!C$59","v":0},{"$f":"$B28/'2018 Daylight'!Hrs_Darkness*'2018 Daylight'!D$59","v":0},{"$f":"$B28/'2018 Daylight'!Hrs_Darkness*'2018 Daylight'!E$59","v":0},{"$f":"$B28/'2018 Daylight'!Hrs_Darkness*'2018 Daylight'!F$59","v":0},{"$f":"$B28/'2018 Daylight'!Hrs_Darkness*'2018 Daylight'!G$59","v":0},{"$f":"$B28/'2018 Daylight'!Hrs_Darkness*'2018 Daylight'!H$59","v":0},{"$f":"$B28/'2018 Daylight'!Hrs_Darkness*'2018 Daylight'!I$59","v":0},{"$f":"$B28/'2018 Daylight'!Hrs_Darkness*'2018 Daylight'!J$59","v":0},{"$f":"$B28/'2018 Daylight'!Hrs_Darkness*'2018 Daylight'!K$59","v":289.63208785143064},{"$f":"$B28/'2018 Daylight'!Hrs_Darkness*'2018 Daylight'!L$59","v":1737.7925271085762},{"$f":"$B28/'2018 Daylight'!Hrs_Darkness*'2018 Daylight'!M$59","v":695.11701084343269}]
["Area Lights",{"$f":"SUM('12.2018 ID Usage'!O120:O122)","v":4101952.3457200001},{"$f":"$B29/'2018 Daylight'!Hrs_Darkness*'2018 Daylight'!B$59","v":956.11775917766386},{"$f":"$B29/'2018 Daylight'!Hrs_Darkness*'2018 Daylight'!C$59","v":0},{"$f":"$B29/'2018 Daylight'!Hrs_Darkness*'2018 Daylight'!D$59","v":0},{"$f":"$B29/'2018 Daylight'!Hrs_Darkness*'2018 Daylight'!E$59","v":0},{"$f":"$B29/'2018 Daylight'!Hrs_Darkness*'2018 Daylight'!F$59","v":0},{"$f":"$B29/'2018 Daylight'!Hrs_Darkness*'2018 Daylight'!G$59","v":0},{"$f":"$B29/'2018 Daylight'!Hrs_Darkness*'2018 Daylight'!H$59","v":0},{"$f":"$B29/'2018 Daylight'!Hrs_Darkness*'2018 Daylight'!I$59","v":0},{"$f":"$B29/'2018 Daylight'!Hrs_Darkness*'2018 Daylight'!J$59","v":0},{"$f":"$B29/'2018 Daylight'!Hrs_Darkness*'2018 Daylight'!K$59","v":159.35295986294469},{"$f":"$B29/'2018 Daylight'!Hrs_Darkness*'2018 Daylight'!L$59","v":956.11775917766386},{"$f":"$B29/'2018 Daylight'!Hrs_Darkness*'2018 Daylight'!M$59","v":382.44710367106671}]
["Schedule 25 Primary",null,37498.653000000006,45842.358,44993.671999999991,43897.145000000004,42831.789999999994,37350.874999999993,39943.576000000015,39783.841999999997,40222.386000000006,41807.587999999996,40924.420999999995,43835.598999999995]
["Schedule 25 Secondary",null,480,662.4,518.4,580.79999999999995,456,129.6,571.20000000000005,480,552,508.8,566.4,542.4]
["Schedule 25P Primary",null,44580,35280,50090,47470,53750,43110,102260,101570,69000,71130,44110,36180]
["Schedule 25P Generation"]
[]
["Total Washington",null,{"$f":"SUM(C9:C19)","v":914351.80382082844},984581.17553698225,858328.13990135049,755368.50853411248,702330.33880517981,725912.13689478557,949814.55186504067,1057942.3835677318,710137.4675632359,714347.22470283217,767748.12896203855,886813.79298209399]
["Total Idaho",null,{"$f":"SUM(C22:C33)","v":493288.04901076702},{"$f":"SUM(D22:D33)","v":509201.90172688378},455592.87152566959,415176.17365342984,351195.77051424992,379199.41101249558,565703.23198488611,593166.49176307232,404419.78922153491,395958.60647716245,425440.08804752474,454546.66672476137]
["Total",null,{"$f":"C35+C36","v":1407639.8528315956},{"$f":"D35+D36","v":1493783.0772638661},1313921.0114270202,1170544.6821875423,1053526.1093194298,1105111.5479072812,1515517.7838499267,1651108.8753308041,1114557.2567847709,1110305.8311799946,1193188.2170095632,1341360.4597068555]
[]
["Estimated Coincident Peak with Losses"]
["Washington",null,"Jan","Feb","Mar","Apr","May","Jun","Jul","Aug","Sep","Oct","Nov","Dec"]
[{"$f":"A9","v":"Schedule 1"},{"$f":"1+Loss_Sec","v":1.0620000000000001},{"$f":"C9*$B41","v":538680.1248202495},{"$f":"D9*$B41","v":578335.73344553448},453036.46444085141,346871.53095995507,323134.81555735721,295635.04513388936,477761.46661355166,591371.94371991535,318471.03214138467,332151.5404102524,403471.09936354693,482507.70615000685]
["Schedule 11/12",{"$f":"1+Loss_Sec","v":1.0620000000000001},{"$f":"C10*$B42","v":94102.582647043964},102506.5131185433,91206.68890300348,88915.480209696892,59994.278335796422,94067.904534600719,121075.18700044995,127814.84198744051,86915.71799454678,85708.585069030058,81826.307369292292,101406.18600204778]
["Schedule 21/22  Secondary",{"$f":"1+Loss_Sec","v":1.0620000000000001},{"$f":"C11*$B43","v":170597.2877527221},182461.80131163413,177892.76225161931,175889.36091749588,166482.91954142167,186113.84050560513,222734.89557692473,219596.73408295045,175801.21301847851,176765.69799903341,161806.91612246528,185325.22119481201]
["Schedule 21 Primary",{"$f":"1+Loss_Prim","v":1.046},{"$f":"C12*$B44","v":11462.961783075869},15339.05201096169,15187.463244320337,15851.29471307627,13778.143008509598,15126.169947921617,13884.007659629258,13252.447796026758,14025.301232225958,16553.062579512603,13008.644379108939,14269.730885388106]
["Schedule 31/32",{"$f":"1+Loss_Sec","v":1.0620000000000001},{"$f":"C13*$B45","v":6769.2780391122251},17893.839762879335,26279.142122142308,37703.713439858839,37416.683034425187,32590.97881171132,17284.963551958841,8305.1495179667563,5150.6880090047944,8235.8878082472256,7382.9480455625344,6017.7329434467292]
["Street Lights",{"$f":"1+Loss_Sec","v":1.0620000000000001},{"$f":"C14*$B46","v":2714.9810475231025},0,0,0,0,0,0,0,0,452.49684125385244,2714.9810475231025,1085.9924190092445]
["Area Lights",{"$f":"1+Loss_Sec","v":1.0620000000000001},{"$f":"C15*$B47","v":1874.912430122926},0,0,0,0,0,0,0,0,312.48540502048911,1874.912430122926,749.96497204917284]
["Schedule 21 Transmission",{"$f":"1+Loss_Transm","v":1.03},{"$f":"C16*$B48","v":0},0,0,0,0,0,0,0,0,0,0,0]
["Schedule 25 Transmission",{"$f":"1+Loss_Transm","v":1.03},{"$f":"C17*$B49","v":60588.72},58623.48,58475.16,55026.720000000001,52394.04,53209.8,56509.919999999998,56398.68,54470.520000000004,57807.72,57474,57993.120000000003]
["Schedule 25 Primary",{"$f":"1+Loss_Prim","v":1.046},{"$f":"C18*$B50","v":71145.677399999986},76736.547399999996,75954.557799999995,67939.896600000007,78904.382399999988,78437.552599999995,83084.826000000001,88609.483153999987,82351.789199999999,67064.708400000003,71248.080800000011,78882.415354000012]
["Schedule 25 Secondary",{"$f":"1+Loss_Sec","v":1.0620000000000001},{"$f":"C19*$B51","v":9959.1096662360706},10498.507200000002,10301.4,11012.090400000001,10724.076000000001,12653.0928,13128.8688,14875.221600000001,13813.221600000001,10509.552,11466.2016,10331.560799999999]
["     Total",null,{"$f":"SUM(C41:C51)","v":967895.63558608561},1042395.4742495529,908333.6387619368,799210.08724008303,742829.33787751012,767834.38433372811,1005464.1352025145,1120224.5018582998,750999.48319564073,755561.73651235003,812274.09115762194,938569.63072075986]
[]
["Idaho",null,"Jan","Feb","Mar","Apr","May","Jun","Jul","Aug","Sep","Oct","Nov","Dec"]
[{"$f":"A22","v":"Schedule 1"},{"$f":"1+Loss_Sec","v":1.0620000000000001},{"$f":"C22*$B55","v":275292.3710311157},277103.68882488052,218291.04051295822,169574.78840310409,143148.99054316952,151323.07938408351,235982.18261322388,263844.7517482363,158000.9616911815,152702.25295926275,222213.40387801582,226642.92203354335]
["Schedule 11/12 ",{"$f":"1+Loss_Sec","v":1.0620000000000001},{"$f":"C23*$B56","v":57222.848337413569},60607.699970242116,52469.94447043159,53436.397168697418,32591.782506942647,58196.841525820208,81479.615574402254,86936.189478160566,56631.947581279703,47264.880396839799,50035.381688551184,58377.759932311172]
["Schedule 11/12 demand metered",{"$f":"1+Loss_Sec","v":1.0620000000000001},{"$f":"C24*$B57","v":0},0,0,0,0,0,0,0,0,0,0,0]
["Schedule 21/22 Secondary",{"$f":"1+Loss_Sec","v":1.0620000000000001},{"$f":"C25*$B58","v":89449.575937177535},{"$f":"D25*$B58","v":103237.70618140569},96946.25074359776,99836.897129400051,77475.302595206915,92141.040871977224,120128.50533704828,119825.34855236087,89252.290678726087,87189.193719665054,77984.695305559377,99307.561545231511]
["Schedule 21 Primary",{"$f":"1+Loss_Prim","v":1.046},{"$f":"C26*$B59","v":4166.6562131548499},6107.3797885707354,5184.9561900397885,5241.395536807895,3485.5053087945403,3808.349090305795,5128.0642544066632,5182.8356980410963,4840.7445591158994,6938.323186204193,4515.3800116788707,5984.1998204482552]
["Schedule 31/32",{"$f":"1+Loss_Sec","v":1.0620000000000001},{"$f":"C27*$B60","v":7138.4996174676917},6767.1111495081723,9338.7261858871043,15098.726281618623,13160.87878324283,11595.125267304482,6353.211723454493,3446.8700140613778,4113.427905091331,5350.3725014985584,3230.4390863175986,5627.6121852178994]
["Street Lights",{"$f":"1+Loss_Sec","v":1.0620000000000001},{"$f":"C28*$B61","v":1845.535663789308},0,0,0,0,0,0,0,0,307.58927729821937,{"$f":"M28*$B61","v":1845.535663789308},738.21426551572551]
["Area Lights",{"$f":"1+Loss_Sec","v":1.0620000000000001},{"$f":"C29*$B62","v":1015.3970602466791},0,0,0,0,0,0,0,0,169.23284337444727,1015.3970602466791,406.15882409867288]
["Schedule 25 Primary",{"$f":"1+Loss_Prim","v":1.046},{"$f":"C30*$B63","v":39223.591038000006},47951.106468000005,47063.380911999993,45916.413670000009,44802.052339999995,39069.015249999997,41780.980496000018,41613.898732000001,42072.615756000007,43730.737047999995,42806.944365999996,45852.036553999998]
[{"$f":"A31","v":"Schedule 25 Secondary"},{"$f":"1+Loss_Sec","v":1.0620000000000001},{"$f":"C31*$B64","v":509.76000000000005},703.46879999999999,550.54079999999999,616.80959999999993,484.27200000000005,137.6352,606.61440000000005,509.76000000000005,586.22400000000005,540.34559999999999,601.51679999999999,576.02880000000005]
["Schedule 25P Primary",{"$f":"1+Loss_Prim","v":1.046},{"$f":"C32*$B65","v":46630.68},36902.880000000005,52394.14,49653.62,56222.5,45093.060000000005,106963.96,106242.22,72174,74401.98,46139.060000000005,37844.28]
["Schedule 25P Generation",1,{"$f":"C33*$B66","v":0},0,0,0,0,0,0,0,0,0,0,0]
["     Total",null,{"$f":"SUM(C55:C66)","v":522494.91489836533},539381.04118260718,482238.97981491446,439375.04778962809,371371.28407735645,401364.14658949123,598423.13439853559,627601.87422286021,427672.21217139449,418594.907532143,450387.75386015879,481356.77396036661]
["Idaho Excluding Generation (directly assigned)",null,{"$f":"C67-C66","v":522494.91489836533},{"$f":"D67-D66","v":539381.04118260718},482238.97981491446,439375.04778962809,371371.28407735645,401364.14658949123,598423.13439853559,627601.87422286021,427672.21217139449,418594.907532143,450387.75386015879,481356.77396036661]
[]
[null,null,{"$f":"C71","v":"2018-01-02"},{"$f":"D71","v":"2018-02-21"},"2018-03-07","2018-04-02","2018-05-15","2018-06-20","2018-07-30","2018-08-10","2018-09-07",{"$f":"L71","v":"2018-10-16"},"2018-11-26","2018-12-07"]
["System Peak Time",null,{"$f":"'PT Ratio'!B23","v":"2018-01-02"},{"$f":"'PT Ratio'!C23","v":"2018-02-21"},{"$f":"'PT Ratio'!D23","v":"2018-03-07"},{"$f":"'PT Ratio'!E23","v":"2018-04-02"},{"$f":"'PT Ratio'!F23","v":"2018-05-15"},{"$f":"'PT Ratio'!G23","v":"2018-06-20"},{"$f":"'PT Ratio'!H23","v":"2018-07-30"},{"$f":"'PT Ratio'!I23","v":"2018-08-10"},{"$f":"'PT Ratio'!J23","v":"2018-09-07"},{"$f":"'PT Ratio'!K23","v":"2018-10-16"},{"$f":"'PT Ratio'!L23","v":"2018-11-26"},{"$f":"'PT Ratio'!M23","v":"2018-12-07"}]
[null,null,{"$f":"'PT Ratio'!B24","v":"18:00:00"},{"$f":"'PT Ratio'!C24","v":"08:00:00"},{"$f":"'PT Ratio'!D24","v":"08:00:00"},{"$f":"'PT Ratio'!E24","v":"10:00:00"},{"$f":"'PT Ratio'!F24","v":"19:00:00"},{"$f":"'PT Ratio'!G24","v":"17:00:00"},{"$f":"'PT Ratio'!H24","v":"16:00:00"},{"$f":"'PT Ratio'!I24","v":"16:00:00"},{"$f":"'PT Ratio'!J24","v":"17:00:00"},{"$f":"'PT Ratio'!K24","v":"08:00:00"},{"$f":"'PT Ratio'!L24","v":"18:00:00"},{"$f":"'PT Ratio'!M24","v":"08:00:00"}]
["Degree Days on Day of Peak",null,43,51,29,29,-5,-6,-16,-23,-6,17,31,43]
["Washington Retail Peak",{"$f":"SUM(C74:N74)","v":10918000},{"$f":"'PT Ratio'!B10*1000","v":969000},{"$f":"'PT Ratio'!C10*1000","v":1020000},{"$f":"'PT Ratio'!D10*1000","v":863000},{"$f":"'PT Ratio'!E10*1000","v":776000},{"$f":"'PT Ratio'!F10*1000","v":828000},{"$f":"'PT Ratio'!G10*1000","v":870000},{"$f":"'PT Ratio'!H10*1000","v":1061000},{"$f":"'PT Ratio'!I10*1000","v":1123000},{"$f":"'PT Ratio'!J10*1000","v":823000},{"$f":"'PT Ratio'!K10*1000","v":761000},{"$f":"'PT Ratio'!L10*1000","v":865000},{"$f":"'PT Ratio'!M10*1000","v":959000}]
["Idaho Retail Peak (excluding CP Gen)",5784000,{"$f":"'PT Ratio'!B19*1000","v":507000},{"$f":"'PT Ratio'!C19*1000","v":526000},{"$f":"'PT Ratio'!D19*1000","v":462000},{"$f":"'PT Ratio'!E19*1000","v":438000},{"$f":"'PT Ratio'!F19*1000","v":412000},{"$f":"'PT Ratio'!G19*1000","v":433000},{"$f":"'PT Ratio'!H19*1000","v":564000},{"$f":"'PT Ratio'!I19*1000","v":606000},{"$f":"'PT Ratio'!J19*1000","v":432000},{"$f":"'PT Ratio'!K19*1000","v":441000},{"$f":"'PT Ratio'!L19*1000","v":459000},{"$f":"'PT Ratio'!M19*1000","v":504000}]
["System Peak KW (excluding CP Gen)",16702000,{"$f":"C74+C75","v":1476000},1546000,1325000,1214000,1240000,1303000,1625000,1729000,1255000,1202000,1324000,1463000]
["Washington Estimation Error",306407.86330391653,{"$f":"C74-C52","v":1104.3644139143871},{"$f":"D74-D52","v":-22395.474249552935},-45333.638761936803,-23210.087240083027,85170.662122489884,102165.61566627189,55535.864797485527,2775.4981417001691,72000.516804359271,5438.2634876499651,52725.908842378063,20430.369279240142]
["Idaho Estimation Error",23737.929502178566,{"$f":"C75-C68","v":-15494.914898365329},{"$f":"D75-D68","v":-13381.04118260718},-20238.979814914463,-1375.0477896280936,40628.715922643547,31635.853410508775,-34423.134398535592,-21601.874222860206,4327.7878286055056,22405.092467857001,8612.2461398412124,22643.226039633388]
["Total Estimation Error",330145.79280609475,{"$f":"C76-(C52+C67-C66)","v":-14390.550484451},{"$f":"D76-(D52+D67-D66)","v":-35776.515432160115},-65572.618576851208,-24585.135029711062,125799.37804513332,133801.4690767806,21112.730398949934,-18826.376081160037,76328.304632964777,27843.355955506908,61338.154982219217,43073.595318873413]
[null,{"$f":"B79/B76","v":1.9766841863614822E-2},-9.7496954501700532E-3,-2.314134245288494E-2,-4.9488768737246197E-2,-2.0251346811953098E-2,0.10145111132672041,0.1026872364365162,1.2992449476276882E-2,-1.0888592296795858E-2,6.0819366241406193E-2,2.3164189646844351E-2,4.6327911617990346E-2,2.944196535808162E-2]
[]
["Adjusted Coincident Peak with Losses"]
[null,"12 Month Average","Jan","Feb","Mar","Apr","May","Jun","Jul","Aug","Sep","Oct","Nov","Dec"]
["Washington"]
[{"$f":"A41","v":"Schedule 1"},{"$f":"AVERAGE(C85:N85)","v":441770.39165450074},{"$f":"C41+C$77*(C41/SUM(C$41:C$45))","v":539404.187991368},563888.91875986336,426140.54560722259,334769.09753028717,368942.56005604309,344074.64803710848,508876.31993701565,593081.07779906155,356664.66253824509,335067.72463896492,435341.52720976603,494993.42974906182]
[{"$f":"A42","v":"Schedule 11/12"},{"$f":"AVERAGE(C86:N86)","v":98085.430338384802},{"$f":"C42+C$77*(C42/SUM(C$41:C$45))","v":94229.06998389271},99945.902536390204,85791.920127499121,85813.197133519498,68499.095647570721,109480.86729593489,128960.37018889908,128184.241828913,97339.356171119551,86461.079017228694,88289.8172193145,104030.24691033573]
[{"$f":"A43","v":"Schedule 21/22  Secondary"},190824.18917434604,{"$f":"C43+C$77*(C43/SUM(C$41:C$45))","v":170826.59491937445},177903.90928054944,167331.60510389428,169752.53765154566,190083.61706636866,216608.46784182524,237240.80300185079,220231.39432660266,196884.72101667727,178317.64425839877,174588.14296482128,190120.83266024376]
[{"$f":"A44","v":"Schedule 21 Primary"},14876.17575824752,{"$f":"C44+C$77*(C44/SUM(C$41:C$45))","v":11478.36964402458},14955.88280829802,14285.81224982011,15298.239123566966,15731.339087092263,17604.582699671319,14788.222193575019,13290.74892005002,15707.329163829032,16698.393171602114,14036.205120672606,14638.984916768204]
[{"$f":"A45","v":"Schedule 31/32"},18411.694227282613,{"$f":"C45+C$77*(C45/SUM(C$41:C$45))","v":6778.3769174582903},17446.852014898937,24718.999111563928,36388.221561080682,42720.889742925247,37930.988725460062,18410.669878659417,8329.1523713728093,5768.4003101290455,8308.1962675311752,7966.13160777964,6173.4522185321393]
["Street Lights",580.70427960910854,{"$f":"C46","v":2714.9810475231025},{"$f":"D46","v":0},0,0,0,0,0,0,0,452.49684125385244,2714.9810475231025,1085.9924190092445]
["Area Lights",401.02293644295946,1874.912430122926,{"$f":"D47","v":0},0,0,0,0,0,0,0,312.48540502048911,1874.912430122926,749.96497204917284]
["Schedule 21 Transmission",0,0,{"$f":"D48","v":0},0,0,0,0,0,0,0,0,0,0]
[{"$f":"A49","v":"Schedule 25 Transmission"},56580.99,60588.72,{"$f":"D49","v":58623.48},58475.16,55026.720000000001,52394.04,53209.8,56509.919999999998,56398.68,54470.520000000004,57807.72,57474,57993.120000000003]
[{"$f":"A50","v":"Schedule 25 Primary"},76696.659759000016,71145.677399999986,{"$f":"D50","v":76736.547399999996},75954.557799999995,67939.896600000007,78904.382399999988,78437.552599999995,83084.826000000001,88609.483153999987,82351.789199999999,67064.708400000003,71248.080800000011,78882.415354000012]
[{"$f":"A51","v":"Schedule 25 Secondary"},11606.075205519674,9959.1096662360706,{"$f":"D51","v":10498.507200000002},10301.4,11012.090400000001,10724.076000000001,12653.0928,13128.8688,14875.221600000001,13813.221600000001,10509.552,11466.2016,10331.560799999999]
["Washington Retail Total",{"$f":"SUM(B85:B95)","v":909833.3333333336},969000.00000000012,1019999.9999999999,863000,775999.99999999988,828000.00000000012,870000,1061000,1123000,823000,761000,865000.00000000012,959000]
[]
["Idaho"]
[{"$f":"A55","v":"Schedule 1"},{"$f":"AVERAGE(C99:N99)","v":208537.81712764563},{"$f":"C55+C$78*(C55/SUM(C$55:C$60))","v":265447.16517248424},{"$f":"D55+D$78*(D55/SUM(D$55:D$60))","v":268933.25434967503},206732.61403964789,168895.35526729244,164700.5604690199,166421.69724015717,217893.20357617727,251951.77794148086,160186.73080852616,164127.74958641772,227559.4016212628,239604.29545960581]
["Schedule 11/12 ",58153.060177840271,55176.403244914414,{"$f":"D56+D$78*(D56/SUM(D$55:D$60))","v":58820.674891652416},49691.681130832192,53222.2942396199,37498.586788560388,64003.568921306061,75233.876842136684,83017.484188507951,57415.388142357959,50801.335957197778,51239.130125510172,61716.297661487319]
["Schedule 11/12 demand metered",0,0,{"$f":"D57+D$78*(D57/SUM(D$55:D$60))","v":0},0,0,0,0,0,0,0,0,0,0]
["Schedule 21/22 Secondary",96880.013457315436,86250.615189481192,{"$f":"D58+D$78*(D58/SUM(D$55:D$60))","v":100193.73041441852},91812.984126471245,99436.881910598269,89139.474274458,101334.63097501591,110920.17447609015,114424.14302420089,90486.997724365021,93712.868514654168,79860.846779032989,104986.81407899881]
["Schedule 21 Primary",6468.3857583045974,{"$f":"C59+C$78*(C59/SUM(C$55:C$60))-'Schedule Shifting Adj - ID'!D7","v":5355.6884252839991},{"$f":"D59+D$78*(D59/SUM(D$55:D$60))-'Schedule Shifting Adj - ID'!E7","v":7134.8053855901499},{"$f":"E59+E$78*(E59/SUM(E$55:E$60))-'Schedule Shifting Adj - ID'!F7","v":6047.6259578807694},{"$f":"F59+F$78*(F59/SUM(F$55:F$60))-'Schedule Shifting Adj - ID'!G7","v":6276.0181043486809},{"$f":"G59+G$78*(G59/SUM(G$55:G$60))-'Schedule Shifting Adj - ID'!H7","v":5478.8440493231146},{"$f":"H59+H$78*(H59/SUM(H$55:H$60))-'Schedule Shifting Adj - ID'!I7","v":5698.3417207779021},{"$f":"I59+I$78*(I59/SUM(I$55:I$60))-'Schedule Shifting Adj - ID'!J7","v":6496.0231994254827},{"$f":"J59+J$78*(J59/SUM(J$55:J$60))-'Schedule Shifting Adj - ID'!K7","v":6810.6776077001014},{"$f":"K59+K$78*(K59/SUM(K$55:K$60))-'Schedule Shifting Adj - ID'!L7","v":6413.950923427974},{"$f":"L59+L$78*(L59/SUM(L$55:L$60))-'Schedule Shifting Adj - ID'!M7","v":8381.2899969552891},{"$f":"M59+M$78*(M59/SUM(M$55:M$60))-'Schedule Shifting Adj - ID'!N7","v":5994.6891735099125},{"$f":"N59+N$78*(N59/SUM(N$55:N$60))-'Schedule Shifting Adj - ID'!O7","v":7532.6745554317931}]
["Schedule 31/32",7796.9968381975123,6883.2074058001635,{"$f":"D60+D$78*(D60/SUM(D$55:D$60))","v":6567.5820906639556},8844.2442331679031,15038.230408140687,15142.294078638586,12752.056292742949,5866.2126101703907,3291.500106110208,4170.3326453228856,5750.6983761024039,3308.1568106481755,5949.4470008618364]
["Street Lights",394.73957253271345,{"$f":"C61","v":1845.535663789308},{"$f":"D61","v":0},0,0,0,0,0,0,0,307.58927729821937,1845.535663789308,738.21426551572551]
["Area Lights",217.18214899720655,1015.3970602466791,{"$f":"D62","v":0},0,0,0,0,0,0,0,169.23284337444727,1015.3970602466791,406.15882409867288]
["Schedule 25 Primary",42128.025252500003,{"$f":"C63+'Schedule Shifting Adj - ID'!D7","v":37885.547838000006},{"$f":"D63+'Schedule Shifting Adj - ID'!E7","v":46743.604068000008},{"$f":"E63+'Schedule Shifting Adj - ID'!F7","v":45926.169711999995},{"$f":"F63+'Schedule Shifting Adj - ID'!G7","v":44860.790470000007},{"$f":"G63+'Schedule Shifting Adj - ID'!H7","v":43333.468339999992},{"$f":"H63+'Schedule Shifting Adj - ID'!I7","v":37559.00965},{"$f":"I63+'Schedule Shifting Adj - ID'!J7","v":40019.934896000021},{"$f":"J63+'Schedule Shifting Adj - ID'!K7","v":39752.437131999999},{"$f":"K63+'Schedule Shifting Adj - ID'!L7","v":40566.375756000009},{"$f":"L63+'Schedule Shifting Adj - ID'!M7","v":42806.909847999996},{"$f":"M63+'Schedule Shifting Adj - ID'!N7","v":41436.265965999999},{"$f":"N63+'Schedule Shifting Adj - ID'!O7","v":44645.789354}]
[{"$f":"A64","v":"Schedule 25 Secondary"},535.24800000000005,509.76000000000005,{"$f":"D64","v":703.46879999999999},550.54079999999999,616.80959999999993,484.27200000000005,137.6352,606.61440000000005,509.76000000000005,586.22400000000005,540.34559999999999,601.51679999999999,576.02880000000005]
["Schedule 25P Primary",60888.531666666677,46630.68,36902.880000000005,52394.14,49653.62,56222.5,45093.060000000005,106963.96,106242.22,72174,74401.98,46139.060000000005,37844.28]
["Schedule 25P Generation",0,0,{"$f":"D66","v":0},0,0,0,0,0,0,0,0,0,0]
["     Idaho Retail Total",{"$f":"SUM(B99:B110)","v":482000.00000000012},{"$f":"SUM(C99:C110)","v":507000},{"$f":"SUM(D99:D110)","v":526000},462000.00000000006,437999.99999999994,412000,433000.00000000006,564000,606000,432000,441000.00000000006,459000,504000]
[]
["System Total (Generation)",{"$f":"SUM(C113:N113)","v":16702000},{"$f":"C96+C111","v":1476000},{"$f":"D96+D111","v":1546000},1325000,1213999.9999999998,1240000,1303000,1625000,1729000,1255000,1202000,1324000,1463000]
["Check to PT Demand Total",{"$f":"B113-SUM(C110:N110)","v":16702000}]
[]
[]
[]
["Street and Area Lights",null,{"$f":"C90+C91","v":4589.8934776460283},{"$f":"D90+D91","v":0},0,0,0,0,0,0,0,764.98224627434161,4589.8934776460283,1835.9573910584172]
[]
[]
["Street and Area Lights",null,{"$f":"C105+C106","v":2860.9327240359871},{"$f":"D105+D106","v":0},0,0,0,0,0,0,0,476.82212067266664,2860.9327240359871,1144.3730896143984]

{"sheet":"Peak Calc NCP","index":1,"n_rows":151,"n_cols":15,"rows_kept":151,"cut":false,"hidden":false,"merged":[]}
["AVISTA UTILITIES"]
["Electric Cost Study"]
["Twelve Months Ended December 31, 2018"]
["Non-Coincident Peak Calculations"]
[{"$f":"RIGHT(A3,4)","v":"2018"},null,{"$f":"DATE($A5,COLUMN(C1)-COLUMN($C1)+2,0)","v":"2018-01-31"},{"$f":"DATE($A5,COLUMN(D1)-COLUMN($C1)+2,0)","v":"2018-02-28"},"2018-03-31","2018-04-30","2018-05-31","2018-06-30","2018-07-31","2018-08-31","2018-09-30","2018-10-31","2018-11-30","2018-12-31"]
["2014 Peak Study"]
["Non-Coincident Peak"]
[]
["Washington"]
["Schedule 1",null,507848.69,624592.67000000004,561716.97,353689.46,318933.53999999998,364476.09,546251.81999999995,497044.11,473685.39,402146.48,519493.65,667793.93000000005]
["Schedule 11/12",null,113663.72,129671.11,107434.2,96963,105680.87,109290.04,128986.91,118837.75,110384.67,96624.53,108900.6,118071.66]
["Schedule 21/22 Secondary",null,212068.28,216809.85,199018.7,221250.98,239637.25,234600.7,251224.25,242479.11,260012.03,209256.07,214619,224310.65]
["Schedule 21 Primary",null,26568.880000000001,26881.06,25548.69,26545.02,26872.16,25681.78,27674.55,26976.63,26485.07,23622.33,23919.74,25413.5]
["Schedule 31/32",null,14337.37,10953.91,9774.14,20503.330000000002,51744.84,54919.98,52109.81,40017.31,33834.89,16178.41,11972.72,11511.68]
["     Total Washington",null,{"$f":"SUM(C10:C14)","v":874486.94000000006},1008908.6000000001,903492.69999999984,718951.79,742868.65999999992,788968.59000000008,1006247.3400000001,925354.90999999992,904402.05,747827.82000000007,878905.71,1047101.4200000002]
[]
["Idaho"]
["Schedule 1",null,278665.17,332295.90999999997,308302.63,206622.77,170404.93,174478.24,248396.94,222555.47,214493.19,196320.37,252404.2,336893.8]
["Schedule 11/12",null,75217.59,86493.68,70605.22,60612.21,61331.33,60730.2,73788.710000000006,69675.820000000007,68675.5,55909.59,66035.37,89776.39]
["Schedule 21/22 Secondary",null,118829.55,117905.69,112281.69,116846.09,120049.77,120410.59,124835.45,124546.7,124746.58,113195.98,118912.81,122350.82]
["Schedule 21 Primary",null,18992.759999999998,18926.189999999999,17507.12,18085.599999999999,16812.52,17739.599999999999,15957.95,16271.12,16456.349999999999,16780.810000000001,17982.3,18463.48]
["Schedule 31/32",null,13048.9,12837.85,17073.66,12472.93,20908.29,19728.16,37122.54,24572.9,24609.200000000001,13409.19,12741.64,13508.82]
["     Total Idaho",null,{"$f":"SUM(C18:C22)","v":504753.97000000003},568459.31999999995,525770.31999999995,414639.59999999992,389506.84,393086.79,500101.59,457622.01000000007,448980.82,395615.94,468076.32,580993.30999999994]
[]
["monthly kWh consumption",null,"Jan","Feb","Mar","Apr","May","Jun","Jul","Aug","Sep","Oct","Nov","Dec"]
["Washington"]
[{"$f":"A10","v":"Schedule 1"},null,274145636.94,264080031.38,225090809.40000001,175969889.75999999,157862499.27000001,157780438.08000001,224439339.38,206247756.84,171964807.30000001,194630473.93000001,243789672.81999999,310636626.92000002]
[{"$f":"A11","v":"Schedule 11/12"},null,60470813.119999997,55841909.32,53036987.990000002,46792751.079999998,46682773.560000002,46086295.780000001,56493222.020000003,53658065.369999997,48977016.119999997,49930255.509999998,54443209.960000001,61779452.390000001]
[{"$f":"A12","v":"Schedule 21/22 Secondary"},null,115112236.29000001,104931143.40000001,109549055.5,105331705.25,113503682.45,110129391.06999999,125768613.09,125685575.77,115178491.26000001,113349590.45999999,111319943.55,116194385.64]
[{"$f":"A13","v":"Schedule 21 Primary"},null,12824351.640000001,12259201.57,12736146.960000001,12102715.9,12288086.199999999,11776620.6,12892900.51,12584113.49,11365458.439999999,12077046.49,11618844.949999999,12838879.140000001]
[{"$f":"A14","v":"Schedule 31/32"},null,6066578.9100000001,4344676.3899999997,4776252.45,6097816.1799999997,17895192.460000001,24228254.890000001,26393810.52,21159226.239999998,11680999.460000001,6785895.6299999999,5290683.59,5071140.78]
["     Total Washington",null,{"$f":"SUM(C27:C31)","v":468619616.90000004},441456962.06,405189252.29999995,346294878.16999996,348232233.94,350001000.42000002,445987885.51999998,419334737.71000004,359166772.57999998,376773262.01999998,426462354.86999995,506520484.86999995]
[]
["Idaho"]
[{"$f":"A18","v":"Schedule 1"},null,139199851.49000001,133633182.54000001,117635348.72,98131288.810000002,80754914.159999996,71756362.170000002,93213781.980000004,87867556.829999998,76735058.519999996,93922380.469999999,113844327.09,151248173.59]
[{"$f":"A19","v":"Schedule 11/12"},null,41202569.990000002,38804160.670000002,35187479.640000001,28766972.739999998,26714399.829999998,25857421.469999999,30614799.57,30620453.379999999,27728993.440000001,29961500.75,33281014.879999999,44164859.32]
["Schedule 21/22 Secondary",null,56186903.710000001,51509767.990000002,53661657.289999999,53115637.18,54068840.030000001,52531517.93,54490134.920000002,57049651.210000001,52937224.079999998,54269426.649999999,53720422.539999999,57454741.899999999]
["Schedule 21 Primary",null,9059799.4100000001,8238944.3799999999,8825853.4100000001,8409761.4600000009,8123746.7699999996,8107965.46,7835964.3300000001,7778007.8300000001,7506774.9100000001,8245671.3399999999,8403416.1699999999,8940971.5999999996]
[{"$f":"A22","v":"Schedule 31/32"},null,3157426.16,3122714.45,3260629.3,2974703.96,4298937.88,6269028.5099999998,12076616.6,9769644.0299999993,6942761.71,3634800.6400000001,2733408,3138474.66]
["     Total Idaho",null,{"$f":"SUM(C35:C39)","v":248806550.76000002},235308770.03,218570968.36000001,191398364.15000001,173960838.66999999,164522295.53999999,198231297.40000004,193085313.28,171850812.66,190033779.84999999,211982588.67999998,264947221.06999999]
[]
[null,null,{"$f":"C$5","v":"2018-01-31"},{"$f":"D$5","v":"2018-02-28"},"2018-03-31","2018-04-30","2018-05-31","2018-06-30","2018-07-31","2018-08-31","2018-09-30","2018-10-31","2018-11-30","2018-12-31"]
["2014 Study Average kW (consumption/hours)",null,{"$f":"IF(MONTH(C$5)=IF($A$5+0>2006,3,4),-1,IF(MONTH(C$5)=IF($A$5+0>2006,11,10),1))+DAY(C$5)*24","v":744},{"$f":"IF(MONTH(D$5)=IF($A$5+0>2006,3,4),-1,IF(MONTH(D$5)=IF($A$5+0>2006,11,10),1))+DAY(D$5)*24","v":672},{"$f":"IF(MONTH(E$5)=IF($A$5+0>2006,3,4),-1,IF(MONTH(E$5)=IF($A$5+0>2006,11,10),1))+DAY(E$5)*24","v":743},720,744,720,744,744,720,744,721,744]
["Washington"]
[{"$f":"A27","v":"Schedule 1"},null,{"$f":"C27/C$43","v":368475.31846774195},{"$f":"D27/D$43","v":392976.23717261903},302948.59946164198,244402.62466666664,212180.77858870968,219139.49733333336,301665.77873655915,277214.72693548386,238840.0101388889,261600.09936827957,338127.14676837722,417522.3480107527]
[{"$f":"A28","v":"Schedule 11/12"},null,{"$f":"C28/C$43","v":81277.974623655915},83098.079345238089,71382.218021534325,64989.932055555553,62745.663387096778,64008.744138888891,75931.750026881724,72121.055604838708,68023.633499999996,67110.558481182787,75510.693425797508,83036.898373655917]
[{"$f":"A29","v":"Schedule 21/22 Secondary"},null,{"$f":"C29/C$43","v":154720.74770161291},156147.53482142859,147441.52826379542,146294.03506944445,152558.71297043012,152957.48759722221,169043.83479838711,168932.22549731183,159970.12675,152351.60008064515,154396.59299583911,156175.24951612903]
[{"$f":"A30","v":"Schedule 21 Primary"},null,{"$f":"C30/C$43","v":17237.031774193551},18242.859479166666,17141.516769851954,16809.327638888888,16516.244892473118,16356.4175,17329.167352150536,16914.131034946236,15785.358944444444,16232.58936827957,16114.90284327323,17256.557983870967]
[{"$f":"A31","v":"Schedule 31/32"},null,8154.0039112903232,{"$f":"D31/D$43","v":6465.2922470238091},6428.334387617766,8469.1891388888889,24052.67803763441,33650.354013888893,35475.551774193547,28439.820215053762,16223.610361111112,9120.827459677419,7337.9800138696255,6816.0494354838711]
[]
["Idaho"]
[{"$f":"A35","v":"Schedule 1"},null,{"$f":"C35/C$43","v":187096.57458333333},198858.90258928572,158324.83004037684,136293.45668055557,108541.55129032258,99661.614125000007,125287.34137096774,118101.55487903225,106576.47016666667,126239.75869623656,157897.81843273231,203290.55590053764]
[{"$f":"A36","v":"Schedule 11/12"},null,{"$f":"C36/C$43","v":55379.798373655918},57744.286711309527,47358.653620457604,39954.128805555556,35906.451384408603,35913.085374999995,41148.924153225809,41156.523360215055,38512.490888888889,40270.834341397851,46159.521331484051,59361.370053763443]
[{"$f":"A37","v":"Schedule 21/22 Secondary"},null,{"$f":"C37/C$43","v":75520.031868279577},76651.440461309525,72222.957321668902,73771.718305555551,72673.172083333338,72960.441569444447,73239.428655913987,76679.638723118274,73523.922333333336,72942.777755376344,74508.214341192783,77224.115456989239]
[{"$f":"A38","v":"Schedule 21 Primary"},null,{"$f":"C38/C$43","v":12177.149744623655},{"$f":"D38/D$43","v":12260.333898809524},11878.672153432033,11680.224250000001,10919.014475806451,11261.063138888889,10532.210120967742,10454.311599462366,10426.076263888888,11082.891586021506,11655.223536754507,12017.434946236559]
[{"$f":"A39","v":"Schedule 31/32"},null,{"$f":"C39/C$43","v":4243.8523655913978},{"$f":"D39/D$43","v":4646.8965029761912},4388.464737550471,4131.5332777777776,5778.1423118279572,8706.9840416666666,16232.011559139784,13131.241975806452,9642.7245972222227,4885.4847311827962,3791.1345353675451,4218.3799193548393]
[]
["Ratio of Non-Coincident Peak kW to Average kW"]
["Washington"]
[{"$f":"A45","v":"Schedule 1"},null,{"$f":"C10/C45","v":1.3782434386971281},1.5893904285251756,1.8541659245106432,1.4471590085515096,1.5031217347836177,1.6632149586689751,1.8107848437029201,1.7929931627177838,1.9832748697529579,1.5372566026202452,1.5363855134526123,1.5994208050937717]
[{"$f":"A46","v":"Schedule 11/12"},null,{"$f":"C11/C46","v":1.3984565994207026},1.5604585692199968,1.5050555023043644,1.4919695548706344,1.6842736899285466,1.7074235945460488,1.6987216803818619,1.6477538910568441,1.6227399849200941,1.4397813427091755,1.4421877890316812,1.4219179944401577]
[{"$f":"A47","v":"Schedule 21/22 Secondary"},null,{"$f":"C12/C47","v":1.3706518560069578},1.3884935823543116,1.3498144135071983,1.5123718468423828,1.5707870454206572,1.5337640784069762,1.4861485501652676,1.4353632605394078,1.625378658393793,1.373507530536163,1.3900501030212749,1.4362752785410742]
[{"$f":"A48","v":"Schedule 21 Primary"},null,{"$f":"C13/C48","v":1.5413837108415407},{"$f":"D13/D48","v":1.4735113226464391},1.4904567864691156,1.5791839251551796,1.6270138990398684,1.5701347804309838,1.5969924831134839,1.5949166968296311,1.6778250081745052,1.4552410255729669,1.4843241831882783,1.4726865011987331]
[{"$f":"A49","v":"Schedule 31/32"},null,{"$f":"C14/C49","v":1.7583226787698703},{"$f":"D14/D49","v":1.6942637055645013},1.5204778424138781,2.4209318818790635,2.1513130437715335,1.6320773320046575,1.4688935730072825,1.4070873056651054,2.0855339376926909,1.7737875287657496,1.6316097859860865,1.6889079383830476]
[]
["Idaho"]
[{"$f":"A52","v":"Schedule 1"},null,{"$f":"C18/C52","v":1.4894188769654986},1.6710134958670122,1.947279083902222,1.5160138647322019,1.5699511198638367,1.750706543656434,1.9826180145726988,1.8844414895972932,2.0125754743478628,1.5551389833720639,1.598528735262605,1.657203397903193]
[{"$f":"A53","v":"Schedule 11/12"},null,{"$f":"C19/C53","v":1.358213504001865},1.4978742474112117,1.4908620622082156,1.5170449666161152,1.7080866427984431,1.6910326519112118,1.7932111596705123,1.6929471760812969,1.7832006815174175,1.3883394996493958,1.4305904414775465,1.5123705857646101]
[{"$f":"A54","v":"Schedule 21/22 Secondary"},null,{"$f":"C20/C54","v":1.5734838434292502},1.5382057961391333,1.5546537301140446,1.5838873308607837,1.6519131690349302,1.6503544579755873,1.7044842141859022,1.624247350065438,1.6966801558061599,1.5518463031339211,1.5959691297320164,1.5843602646137727]
[{"$f":"A55","v":"Schedule 21 Primary"},null,{"$f":"C21/C55","v":1.5597048897575978},{"$f":"D21/D55","v":1.5436928680904627},1.4738280317755694,1.5483949291470149,1.539747019957886,1.5753041947467792,1.515156820526262,1.5564028147809155,1.5783838122302245,1.5141183931786446,1.5428532917702682,1.5363910919927315]
[{"$f":"A56","v":"Schedule 31/32"},null,{"$f":"C22/C56","v":3.0747770836230734},{"$f":"D22/D56","v":2.7626718158619976},3.8905770061012457,3.0189591034127647,3.6185141991398115,2.2657857078400814,2.286995660688607,1.8713309864576511,2.552100265011112,2.744700011937931,3.3609042045680702,3.2023715877317289]
[]
[{"$f":"RIGHT(A3,4)","v":"2018"},null,{"$f":"C$5","v":"2018-01-31"},{"$f":"D$5","v":"2018-02-28"},"2018-03-31","2018-04-30","2018-05-31","2018-06-30","2018-07-31","2018-08-31","2018-09-30","2018-10-31","2018-11-30","2018-12-31"]
["2018 Average kW (consumption/hours)",null,{"$f":"C43","v":744},{"$f":"D43","v":672},743,720,744,720,744,744,720,744,721,744]
["Washington"]
["Schedule 1",null,{"$f":"'12.2018 WA Usage'!C87/C$74","v":389895.9916478495},{"$f":"'12.2018 WA Usage'!D87/D$74","v":337853.43170089286},{"$f":"'12.2018 WA Usage'!E87/E$74","v":313023.02117631224},{"$f":"'12.2018 WA Usage'!F87/F$74","v":271348.24087501387},{"$f":"'12.2018 WA Usage'!G87/G$74","v":214181.83124491936},{"$f":"'12.2018 WA Usage'!H87/H$74","v":206958.59531947222},{"$f":"'12.2018 WA Usage'!I87/I$74","v":218663.75121100809},{"$f":"'12.2018 WA Usage'!J87/J$74","v":275228.37471641129},{"$f":"'12.2018 WA Usage'!K87/K$74","v":230032.55705694444},{"$f":"'12.2018 WA Usage'!L87/L$74","v":200430.78015188171},{"$f":"'12.2018 WA Usage'!M87/M$74","v":250813.67305409157},{"$f":"'12.2018 WA Usage'!N87/N$74","v":329612.21388978494}]
["Schedule 11/12",null,{"$f":"(SUM('12.2018 WA Usage'!C89:C90)+'12.2018 WA Usage'!C116)/C$74","v":87322.603788978493},{"$f":"(SUM('12.2018 WA Usage'!D89:D90)+'12.2018 WA Usage'!D116)/D$74","v":83270.995869047634},{"$f":"(SUM('12.2018 WA Usage'!E89:E90)+'12.2018 WA Usage'!E116)/E$74","v":75020.330977119782},{"$f":"(SUM('12.2018 WA Usage'!F89:F90)+'12.2018 WA Usage'!F116)/F$74","v":70405.889047222227},{"$f":"(SUM('12.2018 WA Usage'!G89:G90)+'12.2018 WA Usage'!G116)/G$74","v":63102.404661344095},{"$f":"(SUM('12.2018 WA Usage'!H89:H90)+'12.2018 WA Usage'!H116)/H$74","v":64028.745594444445},{"$f":"(SUM('12.2018 WA Usage'!I89:I90)+'12.2018 WA Usage'!I116)/I$74","v":64742.397399193549},{"$f":"(SUM('12.2018 WA Usage'!J89:J90)+'12.2018 WA Usage'!J116)/J$74","v":74207.551478494614},{"$f":"(SUM('12.2018 WA Usage'!K89:K90)+'12.2018 WA Usage'!K116)/K$74","v":67378.45598194444},{"$f":"(SUM('12.2018 WA Usage'!L89:L90)+'12.2018 WA Usage'!L116)/L$74","v":61346.640697580639},{"$f":"(SUM('12.2018 WA Usage'!M89:M90)+'12.2018 WA Usage'!M116)/M$74","v":66196.442450762828},{"$f":"(SUM('12.2018 WA Usage'!N89:N90)+'12.2018 WA Usage'!N116)/N$74","v":76659.17847043011}]
["Schedule 21/22  Secondary",null,{"$f":"(SUM('12.2018 WA Usage'!C91:C92)-'12.2018 WA Usage'!C116)/C$74-C79","v":156019.36940456988},{"$f":"(SUM('12.2018 WA Usage'!D91:D92)-'12.2018 WA Usage'!D116)/D$74-D79","v":155788.95419345237},{"$f":"(SUM('12.2018 WA Usage'!E91:E92)-'12.2018 WA Usage'!E116)/E$74-E79","v":139502.93858950201},{"$f":"(SUM('12.2018 WA Usage'!F91:F92)-'12.2018 WA Usage'!F116)/F$74-F79","v":142378.73695555553},{"$f":"(SUM('12.2018 WA Usage'!G91:G92)-'12.2018 WA Usage'!G116)/G$74-G79","v":139324.35238440862},{"$f":"(SUM('12.2018 WA Usage'!H91:H92)-'12.2018 WA Usage'!H116)/H$74-H79","v":144465.71441666665},{"$f":"(SUM('12.2018 WA Usage'!I91:I92)-'12.2018 WA Usage'!I116)/I$74-I79","v":142589.39615994622},{"$f":"(SUM('12.2018 WA Usage'!J91:J92)-'12.2018 WA Usage'!J116)/J$74-J79","v":154109.55355510756},{"$f":"(SUM('12.2018 WA Usage'!K91:K92)-'12.2018 WA Usage'!K116)/K$74-K79","v":144324.4038652778},{"$f":"(SUM('12.2018 WA Usage'!L91:L92)-'12.2018 WA Usage'!L116)/L$74-L79","v":136859.77910483873},{"$f":"(SUM('12.2018 WA Usage'!M91:M92)-'12.2018 WA Usage'!M116)/M$74-M79","v":139114.46847018032},{"$f":"(SUM('12.2018 WA Usage'!N91:N92)-'12.2018 WA Usage'!N116)/N$74-N79","v":147792.21744489245}]
["Schedule 21 Primary",null,{"$f":"'12.2018 WA Usage'!C114/C$74","v":13250.862903225807},{"$f":"'12.2018 WA Usage'!D114/D$74","v":12960.465773809523},{"$f":"'12.2018 WA Usage'!E114/E$74","v":11538.690444145357},{"$f":"'12.2018 WA Usage'!F114/F$74","v":11913.948611111111},{"$f":"'12.2018 WA Usage'!G114/G$74","v":11580.506787634409},{"$f":"'12.2018 WA Usage'!H114/H$74","v":13052.496944444445},{"$f":"'12.2018 WA Usage'!I114/I$74","v":11866.974569892473},{"$f":"'12.2018 WA Usage'!J114/J$74","v":13577.862137096774},{"$f":"'12.2018 WA Usage'!K114/K$74","v":13607.378000000001},{"$f":"'12.2018 WA Usage'!L114/L$74","v":11592.070282258062},{"$f":"'12.2018 WA Usage'!M114/M$74","v":12135.583467406379},{"$f":"'12.2018 WA Usage'!N114/N$74","v":12311.207634408604}]
["Schedule 31/32",null,{"$f":"SUM('12.2018 WA Usage'!C95:C97)/C$74","v":6988.9861263440862},{"$f":"SUM('12.2018 WA Usage'!D95:D97)/D$74","v":6391.85309375},{"$f":"SUM('12.2018 WA Usage'!E95:E97)/E$74","v":5688.6242261103635},{"$f":"SUM('12.2018 WA Usage'!F95:F97)/F$74","v":7394.2097263888882},{"$f":"SUM('12.2018 WA Usage'!G95:G97)/G$74","v":13610.397426088712},{"$f":"SUM('12.2018 WA Usage'!H95:H97)/H$74","v":25717.550766666667},{"$f":"SUM('12.2018 WA Usage'!I95:I97)/I$74","v":31026.818057795703},{"$f":"SUM('12.2018 WA Usage'!J95:J97)/J$74","v":37655.695797043016},{"$f":"SUM('12.2018 WA Usage'!K95:K97)/K$74","v":33054.094429166675},{"$f":"SUM('12.2018 WA Usage'!L95:L97)/L$74","v":17392.075176075268},{"$f":"SUM('12.2018 WA Usage'!M95:M97)/M$74","v":8713.710504854369},{"$f":"SUM('12.2018 WA Usage'!N95:N97)/N$74","v":5374.0362137096781}]
[]
["Idaho"]
["Schedule 1",null,{"$f":"'12.2018 ID Usage'!C103/C$74","v":186031.76495478494},{"$f":"'12.2018 ID Usage'!D103/D$74","v":168840.85739284227},{"$f":"'12.2018 ID Usage'!E103/E$74","v":155669.56564872139},{"$f":"'12.2018 ID Usage'!F103/F$74","v":136478.49466250002},{"$f":"'12.2018 ID Usage'!G103/G$74","v":102963.66670295698},{"$f":"'12.2018 ID Usage'!H103/H$74","v":99656.612031944445},{"$f":"'12.2018 ID Usage'!I103/I$74","v":108039.91405107528},{"$f":"'12.2018 ID Usage'!J103/J$74","v":126716.41412634408},{"$f":"'12.2018 ID Usage'!K103/K$74","v":105415.49647083334},{"$f":"'12.2018 ID Usage'!L103/L$74","v":98703.486793010743},{"$f":"'12.2018 ID Usage'!M103/M$74","v":127003.16135783635},{"$f":"'12.2018 ID Usage'!N103/N$74","v":168953.63881854838}]
["Schedule 11/12 ",null,{"$f":"SUM('12.2018 ID Usage'!C104:C105)/C$74-C85","v":51959.448463924731},{"$f":"SUM('12.2018 ID Usage'!D104:D105)/D$74-D85","v":50761.086321428571},{"$f":"SUM('12.2018 ID Usage'!E104:E105)/E$74-E85","v":45500.52946837146},{"$f":"SUM('12.2018 ID Usage'!F104:F105)/F$74-F85","v":42272.196518055556},{"$f":"SUM('12.2018 ID Usage'!G104:G105)/G$74-G85","v":36803.866592741935},{"$f":"SUM('12.2018 ID Usage'!H104:H105)/H$74-H85","v":37841.485472222223},{"$f":"SUM('12.2018 ID Usage'!I104:I105)/I$74-I85","v":39410.721608870968},{"$f":"SUM('12.2018 ID Usage'!J104:J105)/J$74-J85","v":43913.233994623653},{"$f":"SUM('12.2018 ID Usage'!K104:K105)/K$74-K85","v":40496.854034722215},{"$f":"SUM('12.2018 ID Usage'!L104:L105)/L$74-L85","v":35576.540192204302},{"$f":"SUM('12.2018 ID Usage'!M104:M105)/M$74-M85","v":39955.747070735088},{"$f":"SUM('12.2018 ID Usage'!N104:N105)/N$74-N85","v":48270.162159946238}]
["Schedule 11/12 Demand Metered",null,{"$f":"'12.2018 ID Usage'!C133/C$74","v":0},{"$f":"'12.2018 ID Usage'!D133/D$74","v":0},{"$f":"'12.2018 ID Usage'!E133/E$74","v":0},{"$f":"'12.2018 ID Usage'!F133/F$74","v":0},{"$f":"'12.2018 ID Usage'!G133/G$74","v":0},{"$f":"'12.2018 ID Usage'!H133/H$74","v":0},{"$f":"'12.2018 ID Usage'!I133/I$74","v":0},{"$f":"'12.2018 ID Usage'!J133/J$74","v":0},{"$f":"'12.2018 ID Usage'!K133/K$74","v":0},{"$f":"'12.2018 ID Usage'!L133/L$74","v":0},{"$f":"'12.2018 ID Usage'!M133/M$74","v":0},{"$f":"'12.2018 ID Usage'!N133/N$74","v":0}]
["Schedule 21/22 Secondary",null,{"$f":"SUM('12.2018 ID Usage'!C106:C107)/C$74-C87","v":71181.479401881719},{"$f":"SUM('12.2018 ID Usage'!D106:D107)/D$74-D87","v":74176.041750000004},{"$f":"SUM('12.2018 ID Usage'!E106:E107)/E$74-E87","v":66092.874476446828},{"$f":"SUM('12.2018 ID Usage'!F106:F107)/F$74-F87","v":66459.38615416667},{"$f":"SUM('12.2018 ID Usage'!G106:G107)/G$74-G87","v":62262.755655913978},{"$f":"SUM('12.2018 ID Usage'!H106:H107)/H$74-H87","v":64847.504665277782},{"$f":"SUM('12.2018 ID Usage'!I106:I107)/I$74-I87","v":64860.607659946239},{"$f":"SUM('12.2018 ID Usage'!J106:J107)/J$74-J87","v":69842.95181317204},{"$f":"SUM('12.2018 ID Usage'!K106:K107)/K$74-K87","v":67893.063648611103},{"$f":"SUM('12.2018 ID Usage'!L106:L107)/L$74-L87","v":60656.575075268825},{"$f":"SUM('12.2018 ID Usage'!M106:M107)/M$74-M87","v":63548.177027739242},{"$f":"SUM('12.2018 ID Usage'!N106:N107)/N$74-N87","v":69081.967473118275}]
["Schedule 21 Primary",null,{"$f":"'12.2018 ID Usage'!C132/C$74","v":5067.6306438172051},{"$f":"'12.2018 ID Usage'!D132/D$74","v":5346.8757916666673},{"$f":"'12.2018 ID Usage'!E132/E$74","v":4522.3880215343206},{"$f":"'12.2018 ID Usage'!F132/F$74","v":4756.8324736111108},{"$f":"'12.2018 ID Usage'!G132/G$74","v":4170.0502862903231},{"$f":"'12.2018 ID Usage'!H132/H$74","v":4016.1930541666666},{"$f":"'12.2018 ID Usage'!I132/I$74","v":3776.6608010752689},{"$f":"'12.2018 ID Usage'!J132/J$74","v":4005.7002540322583},{"$f":"'12.2018 ID Usage'!K132/K$74","v":4151.9808291666668},{"$f":"'12.2018 ID Usage'!L132/L$74","v":4122.675524193548},{"$f":"'12.2018 ID Usage'!M132/M$74","v":4549.4135922330097},{"$f":"'12.2018 ID Usage'!N132/N$74","v":4627.3897849462364}]
["Schedule 31/32",null,{"$f":"SUM('12.2018 ID Usage'!C111:C113)/C$74","v":4939.2731411424729},{"$f":"SUM('12.2018 ID Usage'!D111:D113)/D$74","v":5294.2161622023805},{"$f":"SUM('12.2018 ID Usage'!E111:E113)/E$74","v":4671.9946890982501},{"$f":"SUM('12.2018 ID Usage'!F111:F113)/F$74","v":4770.21245},{"$f":"SUM('12.2018 ID Usage'!G111:G113)/G$74","v":5695.3435456989255},{"$f":"SUM('12.2018 ID Usage'!H111:H113)/H$74","v":9040.8814444444452},{"$f":"SUM('12.2018 ID Usage'!I111:I113)/I$74","v":11202.688298387096},{"$f":"SUM('12.2018 ID Usage'!J111:J113)/J$74","v":12948.860254032257},{"$f":"SUM('12.2018 ID Usage'!K111:K113)/K$74","v":10662.0295625},{"$f":"SUM('12.2018 ID Usage'!L111:L113)/L$74","v":7038.2962836021516},{"$f":"SUM('12.2018 ID Usage'!M111:M113)/M$74","v":4301.5943966712903},{"$f":"SUM('12.2018 ID Usage'!N111:N113)/N$74","v":4806.1091129032257}]
[]
["Estimate 12 Monthly Non-Coincident Peaks",null,{"$f":"C$5","v":"2018-01-31"},{"$f":"D$5","v":"2018-02-28"},"2018-03-31","2018-04-30","2018-05-31","2018-06-30","2018-07-31","2018-08-31","2018-09-30","2018-10-31","2018-11-30","2018-12-31"]
["Washington"]
[{"$f":"A76","v":"Schedule 1"},null,{"$f":"C76*C60","v":537371.59226295887},{"$f":"D76*D60","v":536981.01058978331},580396.61945249164,392684.05123688129,321941.36573999521,344216.63156046515,395953.00656011951,493482.59405245358,456217.78963605134,308113.54015680694,385346.49385614612,527188.63250834029]
[{"$f":"A77","v":"Schedule 11/12"},null,{"$f":"C77*C61","v":122116.87154729622},129940.93907133833,112909.76192180868,105043.44294205542,106281.71994232634,109324.19095714082,109979.31410190836,122275.78169449056,109337.71464407974,88325.74871426,95467.700979828573,109003.06530610409]
[{"$f":"A78","v":"Schedule 21/22  Secondary"},null,{"$f":"C78*C62","v":213848.23824740888},216311.96309929845,188303.07723471936,215329.59336055935,218848.8878370517,221576.32333368415,211909.02437204504,221203.19127113165,234581.80592802918,187977.93722801181,193376.08122872404,212270.30827686589]
[{"$f":"A79","v":"Schedule 21 Primary"},null,{"$f":"C79*C63","v":20424.664233626707},19097.393064479977,17197.919479442782,18814.316131791544,18841.645501406721,20494.179423941365,18951.469185417147,21655.559029706503,22830.799104083584,16869.256246067132,18013.140017771148,18130.54929664834]
[{"$f":"A80","v":"Schedule 31/32"},null,{"$f":"C80*C64","v":12288.892807558792},10829.484708040796,8649.4270896196031,17900.878067915128,29280.225513659152,41973.031640955669,45575.093635962403,52984.851542006094,68935.435711726008,30849.846046678689,14217.375331970152,9076.2524224922508]
["Street Lights",{"$f":"'Peak Calc CP'!B14","v":10967850.22577},{"$f":"$B97/'2018 Daylight'!Hrs_Darkness","v":2556.4793291177989},{"$f":"$B97/'2018 Daylight'!Hrs_Darkness","v":2556.4793291177989},{"$f":"$B97/'2018 Daylight'!Hrs_Darkness","v":2556.4793291177989},{"$f":"$B97/'2018 Daylight'!Hrs_Darkness","v":2556.4793291177989},{"$f":"$B97/'2018 Daylight'!Hrs_Darkness","v":2556.4793291177989},{"$f":"$B97/'2018 Daylight'!Hrs_Darkness","v":2556.4793291177989},{"$f":"$B97/'2018 Daylight'!Hrs_Darkness","v":2556.4793291177989},{"$f":"$B97/'2018 Daylight'!Hrs_Darkness","v":2556.4793291177989},{"$f":"$B97/'2018 Daylight'!Hrs_Darkness","v":2556.4793291177989},{"$f":"$B97/'2018 Daylight'!Hrs_Darkness","v":2556.4793291177989},{"$f":"$B97/'2018 Daylight'!Hrs_Darkness","v":2556.4793291177989},{"$f":"$B97/'2018 Daylight'!Hrs_Darkness","v":2556.4793291177989}]
["Area Lights",{"$f":"'Peak Calc CP'!B15","v":7574181.3147400003},{"$f":"$B98/'2018 Daylight'!Hrs_Darkness","v":1765.4542656524727},{"$f":"$B98/'2018 Daylight'!Hrs_Darkness","v":1765.4542656524727},{"$f":"$B98/'2018 Daylight'!Hrs_Darkness","v":1765.4542656524727},{"$f":"$B98/'2018 Daylight'!Hrs_Darkness","v":1765.4542656524727},{"$f":"$B98/'2018 Daylight'!Hrs_Darkness","v":1765.4542656524727},{"$f":"$B98/'2018 Daylight'!Hrs_Darkness","v":1765.4542656524727},{"$f":"$B98/'2018 Daylight'!Hrs_Darkness","v":1765.4542656524727},{"$f":"$B98/'2018 Daylight'!Hrs_Darkness","v":1765.4542656524727},{"$f":"$B98/'2018 Daylight'!Hrs_Darkness","v":1765.4542656524727},{"$f":"$B98/'2018 Daylight'!Hrs_Darkness","v":1765.4542656524727},{"$f":"$B98/'2018 Daylight'!Hrs_Darkness","v":1765.4542656524727},{"$f":"$B98/'2018 Daylight'!Hrs_Darkness","v":1765.4542656524727}]
["Schedule 21 Transmission",null,0,0,0,0,0,0,0,0,0,0,0,0]
["Schedule 25 Transmission",null,57024,57816,53532,54648,54684,53280,54540,111024,56196,57636,58500,57132]
["Schedule 25 Primary",null,81358.399000000005,82960.799999999988,80982.7,87438.89899999999,86286.800000000017,84776.900000000009,82125.299999999988,110108.6,79936.100000000006,79333.599999999991,79784.799999999988,77841.900000000009]
["Schedule 25 Secondary",null,10818.4,11245.6,10124.4,13214.8,14651.6,14230.8,10425.6,18090,10904.8,9937.4039251696449,9194,10827.2]
["     Total Washington",null,{"$f":"SUM(C92:C102)","v":1059572.9916936196},1069505.1241277112,1056417.8387728522,909395.91433397296,855138.17812920944,894193.99051095755,933780.74145022279,1155146.5111845587,1043262.37861874,783365.26591176447,858221.52500921045,1025791.8414052211]
[]
["Idaho"]
[{"$f":"A83","v":"Schedule 1"},null,{"$f":"C83*C67","v":277079.2224388654},282135.35135719704,303132.08918789896,206903.29014612985,161647.92384559414,174469.48280295564,214201.87989054789,238789.66819267534,212156.64281340287,153497.64010656066,203018.20289969468,279990.54433820717]
["Schedule 11/12 ",null,{"$f":"C84*C68","v":70572.024564191539},76033.723971485379,67835.013194781961,64128.82295552345,62864.192930398349,63991.187530351541,70671.745799695229,74342.78548379532,72214.017714028028,49392.316009701542,57160.309841488095,73002.373420790609]
["Schedule 11/12 Demand Metered",null,{"$f":"C85*C68","v":0},0,0,0,0,0,0,0,0,0,0,0]
["Schedule 21/22 Secondary",null,{"$f":"C86*C69","v":112002.90779025285},{"$f":"D86*D69","v":114098.01735450835},102751.5338387674,105264.17974636918,102852.66600840839,107021.36841293388,110553.88187888358,113442.22940329276,115192.81380948302,94129.681791321069,101420.92878701712,109450.72426574971]
["Schedule 21 Primary",null,{"$f":"C87*C70","v":7904.0082946471384},{"$f":"D87*D70","v":8253.9340261613816},6665.2222367033391,7365.4552809412953,6420.8225013900546,6326.7257651416285,5722.2333715633704,6234.4831505444345,6553.4193294468923,6242.2188402888614,7019.0777364011001,7109.4804447695587]
["Schedule 31/32",null,{"$f":"C88*C71","v":15187.163864139829},14626.181778397586,18176.755110032791,14401.076301140407,20608.681489090843,20484.699963098814,25620.499526458323,24231.603432680455,27210.568472012561,19318.01189362552,14457.24669411899,15390.947270699833]
["Street Lights",{"$f":"'Peak Calc CP'!B28","v":7455506.4630100001},{"$f":"$B112/'2018 Daylight'!Hrs_Darkness","v":1737.7925271085762},{"$f":"$B112/'2018 Daylight'!Hrs_Darkness","v":1737.7925271085762},{"$f":"$B112/'2018 Daylight'!Hrs_Darkness","v":1737.7925271085762},{"$f":"$B112/'2018 Daylight'!Hrs_Darkness","v":1737.7925271085762},{"$f":"$B112/'2018 Daylight'!Hrs_Darkness","v":1737.7925271085762},{"$f":"$B112/'2018 Daylight'!Hrs_Darkness","v":1737.7925271085762},{"$f":"$B112/'2018 Daylight'!Hrs_Darkness","v":1737.7925271085762},{"$f":"$B112/'2018 Daylight'!Hrs_Darkness","v":1737.7925271085762},{"$f":"$B112/'2018 Daylight'!Hrs_Darkness","v":1737.7925271085762},{"$f":"$B112/'2018 Daylight'!Hrs_Darkness","v":1737.7925271085762},{"$f":"$B112/'2018 Daylight'!Hrs_Darkness","v":1737.7925271085762},{"$f":"$B112/'2018 Daylight'!Hrs_Darkness","v":1737.7925271085762}]
["Area Lights",{"$f":"'Peak Calc CP'!B29","v":4101952.3457200001},{"$f":"$B113/'2018 Daylight'!Hrs_Darkness","v":956.11775917766386},{"$f":"$B113/'2018 Daylight'!Hrs_Darkness","v":956.11775917766386},{"$f":"$B113/'2018 Daylight'!Hrs_Darkness","v":956.11775917766386},{"$f":"$B113/'2018 Daylight'!Hrs_Darkness","v":956.11775917766386},{"$f":"$B113/'2018 Daylight'!Hrs_Darkness","v":956.11775917766386},{"$f":"$B113/'2018 Daylight'!Hrs_Darkness","v":956.11775917766386},{"$f":"$B113/'2018 Daylight'!Hrs_Darkness","v":956.11775917766386},{"$f":"$B113/'2018 Daylight'!Hrs_Darkness","v":956.11775917766386},{"$f":"$B113/'2018 Daylight'!Hrs_Darkness","v":956.11775917766386},{"$f":"$B113/'2018 Daylight'!Hrs_Darkness","v":956.11775917766386},{"$f":"$B113/'2018 Daylight'!Hrs_Darkness","v":956.11775917766386},{"$f":"$B113/'2018 Daylight'!Hrs_Darkness","v":956.11775917766386}]
["Schedule 25 Primary",null,46234.767,47317.413999999997,45147.765000000007,46230.294000000002,48663.307000000001,46240.626000000011,46205.487999999998,54918.6,46948.452999999994,48393.303,47679.671000000009,49672.165999999997]
["Schedule 25 Secondary",null,609.6,528,883.2,528,614.4,384,393.6,436.8,523.20000000000005,427.2,590.4,528]
["Schedule 25P Primary",null,55510,56140,74690,102260,102270,89300,74400,63870,75340,71050,51840,67710]
["Schedule 25P Generation",null,0,0,0,0,0,0,0,0,0,0,0,0]
["Total",null,{"$f":"SUM(C92:C102,C106:C117)","v":1647366.5959320029},1671331.6569017475,1678393.3276273229,1459170.9430503633,1363774.0821903776,1405105.9912717254,1484243.9802036574,1734106.5911338334,1602095.4040434,1228509.5478395487,1344101.2722542167,1631339.9874317243]
[]
["Estimated Non-Coincident Peak with Losses",null,{"$f":"C$5","v":"2018-01-31"},{"$f":"D$5","v":"2018-02-28"},"2018-03-31","2018-04-30","2018-05-31","2018-06-30","2018-07-31","2018-08-31","2018-09-30","2018-10-31","2018-11-30","2018-12-31","12 Month"]
["Washington",null,null,null,null,null,null,null,null,null,null,null,null,null,"Average"]
[{"$f":"A92","v":"Schedule 1"},{"$f":"'Peak Calc CP'!B41","v":1.0620000000000001},{"$f":"C92*$B122","v":570688.63098326232},570273.83324634994,616381.20985854615,417030.46241356793,341901.73041587492,365558.06271721399,420502.09296684695,524078.51488370571,484503.29259348655,327216.57964652899,409237.97647522722,559874.32772385736,{"$f":"AVERAGE(C122:N122)","v":467270.55949370563}]
["Schedule 11/12",{"$f":"'Peak Calc CP'!B42","v":1.0620000000000001},{"$f":"C93*$B123","v":129688.1175832286},137997.27729376132,119910.16716096082,111556.13640446286,112871.18657875058,116102.29079648356,116798.03157622668,129856.88015954899,116116.65295201269,93801.945134544119,101386.69844057795,115761.25535508255,116820.55328630337]
["Schedule 21/22  Secondary",{"$f":"'Peak Calc CP'!B43","v":1.0620000000000001},{"$f":"C94*$B124","v":227106.82901874825},229723.30481145496,199977.86802327196,228680.02814891405,232417.51888294893,235314.05538037259,225047.38388311185,234917.78912994184,249125.87789556701,199632.56933614856,205365.39826490494,225431.06739003159,224394.97418045136]
["Schedule 21 Primary",{"$f":"'Peak Calc CP'!B44","v":1.046},{"$f":"C95*$B125","v":21364.198788373535},{"$f":"D95*$B125","v":19975.873145446058},17989.023775497149,19679.774673853957,19708.361194471432,21436.911677442669,19823.236767946335,22651.714745073004,23881.015862871431,17645.242033386221,18841.744458588622,18964.554564294165,20163.470973937048]
["Schedule 31/32",{"$f":"'Peak Calc CP'!B45","v":1.0620000000000001},{"$f":"C96*$B126","v":13050.804161627437},11500.912759939327,9185.6915691760187,19010.732508125868,31095.59949550602,44575.359602694924,48400.749441392072,56269.912337610476,73209.432725853025,32762.536501572769,15098.852602552302,9638.9800726867707,30316.630314894748]
["Street Lights",{"$f":"'Peak Calc CP'!B46","v":1.0620000000000001},{"$f":"C97*$B127","v":2714.9810475231025},2714.9810475231025,2714.9810475231025,2714.9810475231025,2714.9810475231025,2714.9810475231025,2714.9810475231025,2714.9810475231025,2714.9810475231025,2714.9810475231025,2714.9810475231025,2714.9810475231025,2714.9810475231025]
["Area Lights",{"$f":"'Peak Calc CP'!B47","v":1.0620000000000001},{"$f":"C98*$B128","v":1874.912430122926},1874.912430122926,1874.912430122926,1874.912430122926,1874.912430122926,1874.912430122926,1874.912430122926,1874.912430122926,1874.912430122926,1874.912430122926,1874.912430122926,1874.912430122926,1874.9124301229265]
["Schedule 21 Transmission",{"$f":"'Peak Calc CP'!B48","v":1.03},{"$f":"C99*$B129","v":0},0,0,0,0,0,0,0,0,0,0,0,0]
["Schedule 25 Transmission",{"$f":"'Peak Calc CP'!B49","v":1.03},{"$f":"C100*$B130","v":58734.720000000001},59550.48,55137.96,56287.44,56324.520000000004,54878.400000000001,56176.200000000004,114354.72,57881.880000000005,59365.08,60255,58845.96,62316.03]
["Schedule 25 Primary",{"$f":"'Peak Calc CP'!B50","v":1.046},{"$f":"C101*$B131","v":85100.885354000013},86776.996799999994,84707.904200000004,91461.088353999992,90255.992800000022,88676.637400000007,85903.063799999989,115173.59560000002,83613.160600000003,82982.945599999992,83454.900799999989,81422.627400000012,88294.149892333327]
["Schedule 25 Secondary",{"$f":"'Peak Calc CP'!B51","v":1.0620000000000001},{"$f":"C102*$B132","v":11489.140800000001},11942.827200000002,10752.112800000001,14034.1176,15559.999200000002,15113.1096,11071.987200000001,19211.580000000002,11580.8976,10553.522968530164,9764.0280000000002,11498.486400000002,12714.317447377513]
["     Total",null,{"$f":"SUM(C122:C132)","v":1121813.220166886},1132331.3987345977,1118631.8308650982,962329.67358057073,904724.80204519792,946244.72065185383,988312.63911316975,1221104.6003335263,1104502.1037074367,828550.3146983569,907994.49251949706,1086027.1523835987,1026880.5790666491]
[]
["Idaho"]
[{"$f":"A106","v":"Schedule 1"},{"$f":"'Peak Calc CP'!B55","v":1.0620000000000001},{"$f":"C106*$B136","v":294258.13423007505},299627.74314134329,321926.2787175487,219731.29413518991,171670.09512402097,185286.5907367389,227482.39644376189,253594.62762062124,225310.35466783386,163014.49379316744,215605.33147947575,297349.95808717603,{"$f":"AVERAGE(C136:N136)","v":239571.44151474614}]
[{"$f":"A107","v":"Schedule 11/12 "},{"$f":"'Peak Calc CP'!B56","v":1.0620000000000001},{"$f":"C107*$B137","v":74947.49008717142},80747.814857717472,72040.78401285845,68104.809978765901,66761.772892083056,67958.641157233345,75053.394039276332,78952.038183790632,76691.286812297767,52454.639602303039,60704.249051660358,77528.520572879628,70995.453437336444]
[{"$f":"A108","v":"Schedule 11/12 Demand Metered"},{"$f":"'Peak Calc CP'!B57","v":1.0620000000000001},{"$f":"C108*$B138","v":0},0,0,0,0,0,0,0,0,0,0,0,0]
[{"$f":"A109","v":"Schedule 21/22 Secondary"},{"$f":"'Peak Calc CP'!B58","v":1.0620000000000001},{"$f":"C109*$B139","v":118947.08807324854},121172.09443048788,109122.12893677098,111790.55889064407,109229.53130092971,113656.69325453578,117408.22255537436,120475.64762629692,122334.76826567098,99965.722062382978,107709.02637181219,116236.6691702262,114004.0125781984]
["Schedule 21 Primary",{"$f":"'Peak Calc CP'!B59","v":1.046},{"$f":"C110*$B140-'Schedule Shifting Adj - ID'!D14","v":9475.095076200907},{"$f":"D110*$B140-'Schedule Shifting Adj - ID'!E14","v":9967.8925913648054},{"$f":"E110*$B140-'Schedule Shifting Adj - ID'!F14","v":8126.6064595916923},{"$f":"F110*$B140-'Schedule Shifting Adj - ID'!G14","v":9236.8654238645959},{"$f":"G110*$B140-'Schedule Shifting Adj - ID'!H14","v":8114.4731364539975},{"$f":"H110*$B140-'Schedule Shifting Adj - ID'!I14","v":7827.7679503381441},{"$f":"I110*$B140-'Schedule Shifting Adj - ID'!J14","v":7103.8393066552862},{"$f":"J110*$B140-'Schedule Shifting Adj - ID'!K14","v":7363.5085754694783},{"$f":"K110*$B140-'Schedule Shifting Adj - ID'!L14","v":8162.7950186014505},{"$f":"L110*$B140-'Schedule Shifting Adj - ID'!M14","v":7828.4929069421487},{"$f":"M110*$B140-'Schedule Shifting Adj - ID'!N14","v":8707.6129122755501},{"$f":"N110*$B140-'Schedule Shifting Adj - ID'!O14","v":8661.5917452289577},8381.3784252489186]
["Schedule 31/32",{"$f":"'Peak Calc CP'!B60","v":1.0620000000000001},{"$f":"C111*$B141","v":16128.7680237165},15533.005048658237,19303.713926854824,15293.943031811114,21886.419741414476,21754.75136081094,27208.97049709874,25733.962845506645,28897.62371727734,20515.728631030302,15353.595989154368,16345.186001483224,20329.639067901393]
["Street Lights",{"$f":"'Peak Calc CP'!B61","v":1.0620000000000001},{"$f":"C112*$B142","v":1845.535663789308},1845.535663789308,1845.535663789308,1845.535663789308,1845.535663789308,1845.535663789308,1845.535663789308,1845.535663789308,1845.535663789308,1845.535663789308,1845.535663789308,1845.535663789308,1845.5356637893083]
["Area Lights",{"$f":"'Peak Calc CP'!B62","v":1.0620000000000001},{"$f":"C113*$B143","v":1015.3970602466791},1015.3970602466791,1015.3970602466791,1015.3970602466791,1015.3970602466791,1015.3970602466791,1015.3970602466791,1015.3970602466791,1015.3970602466791,1015.3970602466791,1015.3970602466791,1015.3970602466791,1015.3970602466792]
["Schedule 25 Primary",{"$f":"'Peak Calc CP'!B63","v":1.046},{"$f":"C114*$B144+'Schedule Shifting Adj - ID'!D14","v":47154.063882000002},{"$f":"D114*$B144+'Schedule Shifting Adj - ID'!E14","v":48159.737443999999},{"$f":"E114*$B144+'Schedule Shifting Adj - ID'!F14","v":46069.778190000012},{"$f":"F114*$B144+'Schedule Shifting Adj - ID'!G14","v":46824.288324000008},{"$f":"G114*$B144+'Schedule Shifting Adj - ID'!H14","v":49503.526321999998},{"$f":"H114*$B144+'Schedule Shifting Adj - ID'!I14","v":47157.681996000014},{"$f":"I114*$B144+'Schedule Shifting Adj - ID'!J14","v":47212.557248000005},{"$f":"J114*$B144+'Schedule Shifting Adj - ID'!K14","v":56602.616399999999},{"$f":"K114*$B144+'Schedule Shifting Adj - ID'!L14","v":47800.163437999996},{"$f":"L114*$B144+'Schedule Shifting Adj - ID'!M14","v":49320.262938000007},{"$f":"M114*$B144+'Schedule Shifting Adj - ID'!N14","v":48507.278266000016},{"$f":"N114*$B144+'Schedule Shifting Adj - ID'!O14","v":50732.010435999997},48753.663740333337]
[{"$f":"A115","v":"Schedule 25 Secondary"},{"$f":"'Peak Calc CP'!B64","v":1.0620000000000001},{"$f":"C115*$B145","v":647.39520000000005},{"$f":"D115*$B145","v":560.73599999999999},937.9584000000001,560.73599999999999,652.49279999999999,407.80799999999999,418.00320000000005,463.88160000000005,555.63840000000005,453.68639999999999,627.00480000000005,560.73599999999999,570.50639999999987]
[{"$f":"A116","v":"Schedule 25P Primary"},{"$f":"'Peak Calc CP'!B65","v":1.046},{"$f":"C116*$B146","v":58063.46},{"$f":"D116*$B146","v":58722.44},78125.740000000005,106963.96,106974.42,93407.8,77822.400000000009,66808.02,78805.64,74318.3,54224.639999999999,70824.66,77088.45666666668]
[{"$f":"A117","v":"Schedule 25P Generation"},{"$f":"'Peak Calc CP'!B66","v":1},{"$f":"C117*$B147","v":0},{"$f":"D117*$B147","v":0},0,0,0,0,0,0,0,0,0,0,0]
["     Total",null,{"$f":"SUM(C136:C147)","v":622482.42729644838},{"$f":"SUM(D136:D147)","v":637352.39623760758},658513.92136766063,581367.38850831147,537653.66404093825,540318.66717969312,582570.71601420257,612855.2355757209,591419.20304371743,470732.25905786193,514299.67159441428,641100.26473703014,{"$f":"SUM(O136:O147)","v":582555.48455446737}]
[]
[]
["Street and Area Lights","Idaho",{"$f":"C142+C143","v":2860.9327240359871},{"$f":"D142+D143","v":2860.9327240359871},2860.9327240359871,2860.9327240359871,2860.9327240359871,2860.9327240359871,2860.9327240359871,2860.9327240359871,2860.9327240359871,2860.9327240359871,2860.9327240359871,2860.9327240359871,{"$f":"SUM(C151:N151)","v":34331.192688431838}]

{"sheet":"Peak Calc Billing kW est","index":2,"n_rows":120,"n_cols":15,"rows_kept":120,"cut":false,"hidden":false,"merged":[]}
["AVISTA UTILITIES"]
["Electric Cost Study"]
["Twelve Months Ended December 31, 2018"]
["Estimated Billing Peak Calculations"]
[{"$f":"RIGHT(A3,4)","v":"2018"},null,{"$f":"DATE($A5,COLUMN(C1)-COLUMN($C1)+2,0)","v":"2018-01-31"},{"$f":"DATE($A5,COLUMN(D1)-COLUMN($C1)+2,0)","v":"2018-02-28"},"2018-03-31","2018-04-30","2018-05-31","2018-06-30","2018-07-31","2018-08-31","2018-09-30","2018-10-31","2018-11-30","2018-12-31"]
["2014 Peak Study Estimated Billing Peak"]
[]
[]
["Washington"]
["Schedule 1",null,1532794.33,1573167.53,1485152.94,1340494.8999999999,1240116.55,1251942.07,1337810.24,1295810.3400000001,1291960.6100000001,1374625.44,1460726.95,1588979.67]
["Schedule 11/12",null,212496.86,222798.72,210544.46,195152.76,190258.33,187706.61,211017.51,205230.87,206309.43,197819.48,202994.35,219421]
["Schedule 21/22 Secondary",null,255572,263659.23,258513.13,254799.44,283461.84000000003,280541.8,314780.07,311514.19,326416.01,275958.19,267561.18,269192.37]
["Schedule 21 Primary",null,28557.99,29385.14,28542.09,27741.360000000001,29304.37,29349.65,31298.61,29854.23,29456.73,26076.17,25890.29,28356.02]
["Schedule 31/32",null,32862.660000000003,24043.33,26304.58,45125.57,65844.929999999993,66747.34,68989.61,57916.93,43411.43,35825.760000000002,21751.9,24460.27]
["     Total Washington",null,{"$f":"SUM(C10:C14)","v":2062283.8399999999},2113053.9499999997,2009057.2,1863314.03,1808986.0200000003,1816287.4700000002,1963896.0400000003,1900326.5599999998,1897554.21,1910305.0399999998,1978924.67,2130409.33]
[]
["Idaho"]
["Schedule 1",null,731101.08,767700.69,717778.53,631690.65,616013,583732.64,602144.49,622828.55000000005,640928.16,643206.91,674116.76,735227.51]
["Schedule 11/12",null,147699.92000000001,148613.31,151533.42000000001,131878.18,129263.67,130229.57,128655.14,122026.25,120283.19,122060.16,129351,178515.93]
["Schedule 21/22 Secondary",null,135125.35999999999,137838.98000000001,132357.32,132601.26999999999,132518.68,131054.12,148941.75,150501.04999999999,147877.20000000001,131536.29,133235.57999999999,137792.44]
["Schedule 21 Primary",null,20632.71,20672.89,20943.8,20488.29,19975.29,19773.98,18964.349999999999,19180.46,19307.64,19519.78,20560.830000000002,21399.31]
["Schedule 31/32",null,23623.94,19491.45,31410.98,26032.68,38090.07,39449.949999999997,51325.4,43851.89,47064.91,22924.41,23326.97,27330.67]
["     Total Idaho",null,{"$f":"SUM(C18:C22)","v":1058183.01},1094317.3199999998,1054024.05,942691.07000000018,935860.71000000008,904240.25999999989,950031.13,958388.20000000007,975461.10000000009,939247.55000000016,980591.1399999999,1100265.8599999999]
[]
["monthly kWh consumption",null,"Jan","Feb","Mar","Apr","May","Jun","Jul","Aug","Sep","Oct","Nov","Dec"]
["Washington"]
[{"$f":"A10","v":"Schedule 1"},null,274145636.94,264080031.38,225090809.40000001,175969889.75999999,157862499.27000001,157780438.08000001,224439339.38,206247756.84,171964807.30000001,194630473.93000001,243789672.81999999,310636626.92000002]
[{"$f":"A11","v":"Schedule 11/12"},null,60470813.119999997,55841909.32,53036987.990000002,46792751.079999998,46682773.560000002,46086295.780000001,56493222.020000003,53658065.369999997,48977016.119999997,49930255.509999998,54443209.960000001,61779452.390000001]
[{"$f":"A12","v":"Schedule 21/22 Secondary"},null,115112236.29000001,104931143.40000001,109549055.5,105331705.25,113503682.45,110129391.06999999,125768613.09,125685575.77,115178491.26000001,113349590.45999999,111319943.55,116194385.64]
[{"$f":"A13","v":"Schedule 21 Primary"},null,12824351.640000001,12259201.57,12736146.960000001,12102715.9,12288086.199999999,11776620.6,12892900.51,12584113.49,11365458.439999999,12077046.49,11618844.949999999,12838879.140000001]
[{"$f":"A14","v":"Schedule 31/32"},null,6066578.9100000001,4344676.3899999997,4776252.45,6097816.1799999997,17895192.460000001,24228254.890000001,26393810.52,21159226.239999998,11680999.460000001,6785895.6299999999,5290683.59,5071140.78]
["     Total Washington",null,{"$f":"SUM(C27:C31)","v":468619616.90000004},441456962.06,405189252.29999995,346294878.16999996,348232233.94,350001000.42000002,445987885.51999998,419334737.71000004,359166772.57999998,376773262.01999998,426462354.86999995,506520484.86999995]
[]
["Idaho"]
[{"$f":"A18","v":"Schedule 1"},null,139199851.49000001,133633182.54000001,117635348.72,98131288.810000002,80754914.159999996,71756362.170000002,93213781.980000004,87867556.829999998,76735058.519999996,93922380.469999999,113844327.09,151248173.59]
[{"$f":"A19","v":"Schedule 11/12"},null,41202569.990000002,38804160.670000002,35187479.640000001,28766972.739999998,26714399.829999998,25857421.469999999,30614799.57,30620453.379999999,27728993.440000001,29961500.75,33281014.879999999,44164859.32]
["Schedule 21/22 Secondary",null,56186903.710000001,51509767.990000002,53661657.289999999,53115637.18,54068840.030000001,52531517.93,54490134.920000002,57049651.210000001,52937224.079999998,54269426.649999999,53720422.539999999,57454741.899999999]
["Schedule 21 Primary",null,9059799.4100000001,8238944.3799999999,8825853.4100000001,8409761.4600000009,8123746.7699999996,8107965.46,7835964.3300000001,7778007.8300000001,7506774.9100000001,8245671.3399999999,8403416.1699999999,8940971.5999999996]
[{"$f":"A22","v":"Schedule 31/32"},null,3157426.16,3122714.45,3260629.3,2974703.96,4298937.88,6269028.5099999998,12076616.6,9769644.0299999993,6942761.71,3634800.6400000001,2733408,3138474.66]
["     Total Idaho",null,{"$f":"SUM(C35:C39)","v":248806550.76000002},235308770.03,218570968.36000001,191398364.15000001,173960838.66999999,164522295.53999999,198231297.40000004,193085313.28,171850812.66,190033779.84999999,211982588.67999998,264947221.06999999]
[]
[null,null,{"$f":"C$5","v":"2018-01-31"},{"$f":"D$5","v":"2018-02-28"},"2018-03-31","2018-04-30","2018-05-31","2018-06-30","2018-07-31","2018-08-31","2018-09-30","2018-10-31","2018-11-30","2018-12-31"]
["2014 Study Average kW (consumption/hours)",null,{"$f":"IF(MONTH(C$5)=IF($A$5+0>2006,3,4),-1,IF(MONTH(C$5)=IF($A$5+0>2006,11,10),1))+DAY(C$5)*24","v":744},{"$f":"IF(MONTH(D$5)=IF($A$5+0>2006,3,4),-1,IF(MONTH(D$5)=IF($A$5+0>2006,11,10),1))+DAY(D$5)*24","v":672},743,720,744,720,744,744,720,744,721,744]
["Washington"]
[{"$f":"A27","v":"Schedule 1"},null,{"$f":"C27/C$43","v":368475.31846774195},{"$f":"D27/D$43","v":392976.23717261903},302948.59946164198,244402.62466666664,212180.77858870968,219139.49733333336,301665.77873655915,277214.72693548386,238840.0101388889,261600.09936827957,338127.14676837722,417522.3480107527]
[{"$f":"A28","v":"Schedule 11/12"},null,81277.974623655915,83098.079345238089,71382.218021534325,64989.932055555553,62745.663387096778,64008.744138888891,75931.750026881724,72121.055604838708,68023.633499999996,67110.558481182787,75510.693425797508,83036.898373655917]
[{"$f":"A29","v":"Schedule 21/22 Secondary"},null,154720.74770161291,156147.53482142859,147441.52826379542,146294.03506944445,152558.71297043012,152957.48759722221,169043.83479838711,168932.22549731183,159970.12675,152351.60008064515,154396.59299583911,156175.24951612903]
[{"$f":"A30","v":"Schedule 21 Primary"},null,17237.031774193551,18242.859479166666,17141.516769851954,16809.327638888888,16516.244892473118,16356.4175,17329.167352150536,16914.131034946236,15785.358944444444,16232.58936827957,16114.90284327323,17256.557983870967]
[{"$f":"A31","v":"Schedule 31/32"},null,8154.0039112903232,6465.2922470238091,6428.334387617766,8469.1891388888889,24052.67803763441,33650.354013888893,35475.551774193547,28439.820215053762,16223.610361111112,9120.827459677419,7337.9800138696255,6816.0494354838711]
[]
["Idaho"]
[{"$f":"A35","v":"Schedule 1"},null,{"$f":"C35/C$43","v":187096.57458333333},198858.90258928572,158324.83004037684,136293.45668055557,108541.55129032258,99661.614125000007,125287.34137096774,118101.55487903225,106576.47016666667,126239.75869623656,157897.81843273231,203290.55590053764]
[{"$f":"A36","v":"Schedule 11/12"},null,{"$f":"C36/C$43","v":55379.798373655918},57744.286711309527,47358.653620457604,39954.128805555556,35906.451384408603,35913.085374999995,41148.924153225809,41156.523360215055,38512.490888888889,40270.834341397851,46159.521331484051,59361.370053763443]
[{"$f":"A37","v":"Schedule 21/22 Secondary"},null,{"$f":"C37/C$43","v":75520.031868279577},76651.440461309525,72222.957321668902,73771.718305555551,72673.172083333338,72960.441569444447,73239.428655913987,76679.638723118274,73523.922333333336,72942.777755376344,74508.214341192783,77224.115456989239]
[{"$f":"A38","v":"Schedule 21 Primary"},null,{"$f":"C38/C$43","v":12177.149744623655},12260.333898809524,11878.672153432033,11680.224250000001,10919.014475806451,11261.063138888889,10532.210120967742,10454.311599462366,10426.076263888888,11082.891586021506,11655.223536754507,12017.434946236559]
[{"$f":"A39","v":"Schedule 31/32"},null,{"$f":"C39/C$43","v":4243.8523655913978},4646.8965029761912,4388.464737550471,4131.5332777777776,5778.1423118279572,8706.9840416666666,16232.011559139784,13131.241975806452,9642.7245972222227,4885.4847311827962,3791.1345353675451,4218.3799193548393]
[]
["Ratio of Billing Peak kW to Average kW"]
["Washington"]
[{"$f":"A45","v":"Schedule 1"},null,{"$f":"C10/C45","v":4.1598290392255626},4.003212869354666,4.9023264759738341,5.4847811140664318,5.8446224877128792,5.7129914289055312,4.4347431306362814,4.6743921375489323,5.4093139974692948,5.2546824076882626,4.3200522760765567,3.8057356152803536]
[{"$f":"A46","v":"Schedule 11/12"},null,{"$f":"C11/C46","v":2.6144458075380346},2.6811536651089569,2.9495365349460521,3.002815264265501,3.032214813416497,2.9325151200077637,2.7790418359289042,2.8456442890199565,3.0329081142071015,2.9476655309829805,2.6882861326055432,2.6424517810459665]
[{"$f":"A47","v":"Schedule 21/22 Secondary"},null,{"$f":"C12/C47","v":1.6518275912994165},1.6885263689979,1.7533264409568552,1.7416939786987831,1.8580508086414071,1.8341161613398178,1.8621209722047989,1.8440187423266796,2.0404810362507262,1.8113245273034577,1.7329474362637691,1.7236557702582642]
[{"$f":"A48","v":"Schedule 21 Primary"},null,{"$f":"C13/C48","v":1.6567811891346422},1.6107748915984257,1.66508544040858,1.6503551240098102,1.7742755808467554,1.7943813185252824,1.8061231312487653,1.7650466310281185,1.8660792005852427,1.606408528448084,1.6066054044382443,1.643202545171712]
[{"$f":"A49","v":"Schedule 31/32"},null,{"$f":"C14/C49","v":4.030248250739394},3.718831118743001,4.0919744390814188,5.3282043014947034,2.7375300952756554,1.9835553579154206,1.944708582381685,2.0364731409006382,2.6758180844912047,3.9279067780180408,2.9642898943423681,3.5886286083345529]
[]
["Idaho"]
[{"$f":"A52","v":"Schedule 1"},null,{"$f":"C18/C52","v":3.9076133896527621},3.8605296519491241,4.5335815602451515,4.6347833959524252,5.6753657256317744,5.8571461552675306,4.8061079707732723,5.2736693487053916,6.0137867110601642,5.0951215103928682,4.2693228234004224,3.6166338703885437]
[{"$f":"A53","v":"Schedule 11/12"},null,{"$f":"C19/C53","v":2.6670360733971292},2.5736452636948632,3.1996986488345152,3.3007397218397752,3.6000123937652391,3.6262428761037642,3.1265736018013066,2.9649309523058407,3.1232254061941891,3.0309816520122075,2.8022604279428149,3.0072744250733865]
[{"$f":"A54","v":"Schedule 21/22 Secondary"},null,{"$f":"C20/C54","v":1.7892651347881148},1.798256877763118,1.8326211624165814,1.7974539978962933,1.8234883135146849,1.7962352910825166,2.0336279615143225,1.9627250793844073,2.0112800746615953,1.8032805172449708,1.7881998807524644,1.7843187867492625]
[{"$f":"A55","v":"Schedule 21 Primary"},null,{"$f":"C21/C55","v":1.6943792622004641},1.6861604398887808,1.7631431972763751,1.7541007399750908,1.8294041137375336,1.7559603170781144,1.8006049805487052,1.8346937354523079,1.8518606148002912,1.7612533559941765,1.7640871438597336,1.780688649094915]
[{"$f":"A56","v":"Schedule 31/32"},null,{"$f":"C22/C56","v":5.566626254848031},4.1945091713396971,7.1576238795376099,6.3009730891002684,6.5920962040046964,4.5308398190711046,3.1619864126513715,3.3395081806271296,4.8808725713848533,4.6923511711497881,6.1530314427996116,6.4789493887454217]
[]
[{"$f":"RIGHT(A3,4)","v":"2018"},null,{"$f":"C$5","v":"2018-01-31"},{"$f":"D$5","v":"2018-02-28"},"2018-03-31","2018-04-30","2018-05-31","2018-06-30","2018-07-31","2018-08-31","2018-09-30","2018-10-31","2018-11-30","2018-12-31"]
["2018 Average kW (consumption/hours)",null,{"$f":"C43","v":744},{"$f":"D43","v":672},743,720,744,720,744,744,720,744,721,744]
["Washington"]
["Schedule 1",null,{"$f":"'12.2018 WA Usage'!C87/C$74","v":389895.9916478495},{"$f":"'12.2018 WA Usage'!D87/D$74","v":337853.43170089286},{"$f":"'12.2018 WA Usage'!E87/E$74","v":313023.02117631224},{"$f":"'12.2018 WA Usage'!F87/F$74","v":271348.24087501387},{"$f":"'12.2018 WA Usage'!G87/G$74","v":214181.83124491936},{"$f":"'12.2018 WA Usage'!H87/H$74","v":206958.59531947222},{"$f":"'12.2018 WA Usage'!I87/I$74","v":218663.75121100809},{"$f":"'12.2018 WA Usage'!J87/J$74","v":275228.37471641129},{"$f":"'12.2018 WA Usage'!K87/K$74","v":230032.55705694444},{"$f":"'12.2018 WA Usage'!L87/L$74","v":200430.78015188171},{"$f":"'12.2018 WA Usage'!M87/M$74","v":250813.67305409157},{"$f":"'12.2018 WA Usage'!N87/N$74","v":329612.21388978494}]
["Schedule 11/12",null,{"$f":"(SUM('12.2018 WA Usage'!C89:C90)+'12.2018 WA Usage'!C116)/C$74","v":87322.603788978493},{"$f":"(SUM('12.2018 WA Usage'!D89:D90)+'12.2018 WA Usage'!D116)/D$74","v":83270.995869047634},{"$f":"(SUM('12.2018 WA Usage'!E89:E90)+'12.2018 WA Usage'!E116)/E$74","v":75020.330977119782},{"$f":"(SUM('12.2018 WA Usage'!F89:F90)+'12.2018 WA Usage'!F116)/F$74","v":70405.889047222227},{"$f":"(SUM('12.2018 WA Usage'!G89:G90)+'12.2018 WA Usage'!G116)/G$74","v":63102.404661344095},{"$f":"(SUM('12.2018 WA Usage'!H89:H90)+'12.2018 WA Usage'!H116)/H$74","v":64028.745594444445},{"$f":"(SUM('12.2018 WA Usage'!I89:I90)+'12.2018 WA Usage'!I116)/I$74","v":64742.397399193549},{"$f":"(SUM('12.2018 WA Usage'!J89:J90)+'12.2018 WA Usage'!J116)/J$74","v":74207.551478494614},{"$f":"(SUM('12.2018 WA Usage'!K89:K90)+'12.2018 WA Usage'!K116)/K$74","v":67378.45598194444},{"$f":"(SUM('12.2018 WA Usage'!L89:L90)+'12.2018 WA Usage'!L116)/L$74","v":61346.640697580639},{"$f":"(SUM('12.2018 WA Usage'!M89:M90)+'12.2018 WA Usage'!M116)/M$74","v":66196.442450762828},{"$f":"(SUM('12.2018 WA Usage'!N89:N90)+'12.2018 WA Usage'!N116)/N$74","v":76659.17847043011}]
["Schedule 21/22  Secondary",null,{"$f":"(SUM('12.2018 WA Usage'!C91:C92)-'12.2018 WA Usage'!C116)/C$74-C79","v":156019.36940456988},{"$f":"(SUM('12.2018 WA Usage'!D91:D92)-'12.2018 WA Usage'!D116)/D$74-D79","v":155788.95419345237},{"$f":"(SUM('12.2018 WA Usage'!E91:E92)-'12.2018 WA Usage'!E116)/E$74-E79","v":139502.93858950201},{"$f":"(SUM('12.2018 WA Usage'!F91:F92)-'12.2018 WA Usage'!F116)/F$74-F79","v":142378.73695555553},{"$f":"(SUM('12.2018 WA Usage'!G91:G92)-'12.2018 WA Usage'!G116)/G$74-G79","v":139324.35238440862},{"$f":"(SUM('12.2018 WA Usage'!H91:H92)-'12.2018 WA Usage'!H116)/H$74-H79","v":144465.71441666665},{"$f":"(SUM('12.2018 WA Usage'!I91:I92)-'12.2018 WA Usage'!I116)/I$74-I79","v":142589.39615994622},{"$f":"(SUM('12.2018 WA Usage'!J91:J92)-'12.2018 WA Usage'!J116)/J$74-J79","v":154109.55355510756},{"$f":"(SUM('12.2018 WA Usage'!K91:K92)-'12.2018 WA Usage'!K116)/K$74-K79","v":144324.4038652778},{"$f":"(SUM('12.2018 WA Usage'!L91:L92)-'12.2018 WA Usage'!L116)/L$74-L79","v":136859.77910483873},{"$f":"(SUM('12.2018 WA Usage'!M91:M92)-'12.2018 WA Usage'!M116)/M$74-M79","v":139114.46847018032},{"$f":"(SUM('12.2018 WA Usage'!N91:N92)-'12.2018 WA Usage'!N116)/N$74-N79","v":147792.21744489245}]
["Schedule 21 Primary",null,{"$f":"'12.2018 WA Usage'!C114/C$74","v":13250.862903225807},{"$f":"'12.2018 WA Usage'!D114/D$74","v":12960.465773809523},{"$f":"'12.2018 WA Usage'!E114/E$74","v":11538.690444145357},{"$f":"'12.2018 WA Usage'!F114/F$74","v":11913.948611111111},{"$f":"'12.2018 WA Usage'!G114/G$74","v":11580.506787634409},{"$f":"'12.2018 WA Usage'!H114/H$74","v":13052.496944444445},{"$f":"'12.2018 WA Usage'!I114/I$74","v":11866.974569892473},{"$f":"'12.2018 WA Usage'!J114/J$74","v":13577.862137096774},{"$f":"'12.2018 WA Usage'!K114/K$74","v":13607.378000000001},{"$f":"'12.2018 WA Usage'!L114/L$74","v":11592.070282258062},{"$f":"'12.2018 WA Usage'!M114/M$74","v":12135.583467406379},{"$f":"'12.2018 WA Usage'!N114/N$74","v":12311.207634408604}]
["Schedule 31/32",null,{"$f":"SUM('12.2018 WA Usage'!C95:C97)/C$74","v":6988.9861263440862},{"$f":"SUM('12.2018 WA Usage'!D95:D97)/D$74","v":6391.85309375},{"$f":"SUM('12.2018 WA Usage'!E95:E97)/E$74","v":5688.6242261103635},{"$f":"SUM('12.2018 WA Usage'!F95:F97)/F$74","v":7394.2097263888882},{"$f":"SUM('12.2018 WA Usage'!G95:G97)/G$74","v":13610.397426088712},{"$f":"SUM('12.2018 WA Usage'!H95:H97)/H$74","v":25717.550766666667},{"$f":"SUM('12.2018 WA Usage'!I95:I97)/I$74","v":31026.818057795703},{"$f":"SUM('12.2018 WA Usage'!J95:J97)/J$74","v":37655.695797043016},{"$f":"SUM('12.2018 WA Usage'!K95:K97)/K$74","v":33054.094429166675},{"$f":"SUM('12.2018 WA Usage'!L95:L97)/L$74","v":17392.075176075268},{"$f":"SUM('12.2018 WA Usage'!M95:M97)/M$74","v":8713.710504854369},{"$f":"SUM('12.2018 WA Usage'!N95:N97)/N$74","v":5374.0362137096781}]
[]
["Idaho"]
["Schedule 1",null,{"$f":"'12.2018 ID Usage'!C103/C$74","v":186031.76495478494},{"$f":"'12.2018 ID Usage'!D103/D$74","v":168840.85739284227},{"$f":"'12.2018 ID Usage'!E103/E$74","v":155669.56564872139},{"$f":"'12.2018 ID Usage'!F103/F$74","v":136478.49466250002},{"$f":"'12.2018 ID Usage'!G103/G$74","v":102963.66670295698},{"$f":"'12.2018 ID Usage'!H103/H$74","v":99656.612031944445},{"$f":"'12.2018 ID Usage'!I103/I$74","v":108039.91405107528},{"$f":"'12.2018 ID Usage'!J103/J$74","v":126716.41412634408},{"$f":"'12.2018 ID Usage'!K103/K$74","v":105415.49647083334},{"$f":"'12.2018 ID Usage'!L103/L$74","v":98703.486793010743},{"$f":"'12.2018 ID Usage'!M103/M$74","v":127003.16135783635},{"$f":"'12.2018 ID Usage'!N103/N$74","v":168953.63881854838}]
["Schedule 11/12 ",null,{"$f":"SUM('12.2018 ID Usage'!C104:C105)/C$74-C85","v":51959.448463924731},{"$f":"SUM('12.2018 ID Usage'!D104:D105)/D$74-D85","v":50761.086321428571},{"$f":"SUM('12.2018 ID Usage'!E104:E105)/E$74-E85","v":45500.52946837146},{"$f":"SUM('12.2018 ID Usage'!F104:F105)/F$74-F85","v":42272.196518055556},{"$f":"SUM('12.2018 ID Usage'!G104:G105)/G$74-G85","v":36803.866592741935},{"$f":"SUM('12.2018 ID Usage'!H104:H105)/H$74-H85","v":37841.485472222223},{"$f":"SUM('12.2018 ID Usage'!I104:I105)/I$74-I85","v":39410.721608870968},{"$f":"SUM('12.2018 ID Usage'!J104:J105)/J$74-J85","v":43913.233994623653},{"$f":"SUM('12.2018 ID Usage'!K104:K105)/K$74-K85","v":40496.854034722215},{"$f":"SUM('12.2018 ID Usage'!L104:L105)/L$74-L85","v":35576.540192204302},{"$f":"SUM('12.2018 ID Usage'!M104:M105)/M$74-M85","v":39955.747070735088},{"$f":"SUM('12.2018 ID Usage'!N104:N105)/N$74-N85","v":48270.162159946238}]
["Schedule 11/12 Demand Metered",null,{"$f":"'12.2018 ID Usage'!C133/C$74","v":0},{"$f":"'12.2018 ID Usage'!D133/D$74","v":0},{"$f":"'12.2018 ID Usage'!E133/E$74","v":0},{"$f":"'12.2018 ID Usage'!F133/F$74","v":0},{"$f":"'12.2018 ID Usage'!G133/G$74","v":0},{"$f":"'12.2018 ID Usage'!H133/H$74","v":0},{"$f":"'12.2018 ID Usage'!I133/I$74","v":0},{"$f":"'12.2018 ID Usage'!J133/J$74","v":0},{"$f":"'12.2018 ID Usage'!K133/K$74","v":0},{"$f":"'12.2018 ID Usage'!L133/L$74","v":0},{"$f":"'12.2018 ID Usage'!M133/M$74","v":0},{"$f":"'12.2018 ID Usage'!N133/N$74","v":0}]
["Schedule 21/22 Secondary",null,{"$f":"SUM('12.2018 ID Usage'!C106:C107)/C$74-C87","v":71181.479401881719},{"$f":"SUM('12.2018 ID Usage'!D106:D107)/D$74-D87","v":74176.041750000004},{"$f":"SUM('12.2018 ID Usage'!E106:E107)/E$74-E87","v":66092.874476446828},{"$f":"SUM('12.2018 ID Usage'!F106:F107)/F$74-F87","v":66459.38615416667},{"$f":"SUM('12.2018 ID Usage'!G106:G107)/G$74-G87","v":62262.755655913978},{"$f":"SUM('12.2018 ID Usage'!H106:H107)/H$74-H87","v":64847.504665277782},{"$f":"SUM('12.2018 ID Usage'!I106:I107)/I$74-I87","v":64860.607659946239},{"$f":"SUM('12.2018 ID Usage'!J106:J107)/J$74-J87","v":69842.95181317204},{"$f":"SUM('12.2018 ID Usage'!K106:K107)/K$74-K87","v":67893.063648611103},{"$f":"SUM('12.2018 ID Usage'!L106:L107)/L$74-L87","v":60656.575075268825},{"$f":"SUM('12.2018 ID Usage'!M106:M107)/M$74-M87","v":63548.177027739242},{"$f":"SUM('12.2018 ID Usage'!N106:N107)/N$74-N87","v":69081.967473118275}]
["Schedule 21 Primary",null,{"$f":"'12.2018 ID Usage'!C132/C$74","v":5067.6306438172051},{"$f":"'12.2018 ID Usage'!D132/D$74","v":5346.8757916666673},{"$f":"'12.2018 ID Usage'!E132/E$74","v":4522.3880215343206},{"$f":"'12.2018 ID Usage'!F132/F$74","v":4756.8324736111108},{"$f":"'12.2018 ID Usage'!G132/G$74","v":4170.0502862903231},{"$f":"'12.2018 ID Usage'!H132/H$74","v":4016.1930541666666},{"$f":"'12.2018 ID Usage'!I132/I$74","v":3776.6608010752689},{"$f":"'12.2018 ID Usage'!J132/J$74","v":4005.7002540322583},{"$f":"'12.2018 ID Usage'!K132/K$74","v":4151.9808291666668},{"$f":"'12.2018 ID Usage'!L132/L$74","v":4122.675524193548},{"$f":"'12.2018 ID Usage'!M132/M$74","v":4549.4135922330097},{"$f":"'12.2018 ID Usage'!N132/N$74","v":4627.3897849462364}]
["Schedule 31/32",null,{"$f":"SUM('12.2018 ID Usage'!C111:C113)/C$74","v":4939.2731411424729},{"$f":"SUM('12.2018 ID Usage'!D111:D113)/D$74","v":5294.2161622023805},{"$f":"SUM('12.2018 ID Usage'!E111:E113)/E$74","v":4671.9946890982501},{"$f":"SUM('12.2018 ID Usage'!F111:F113)/F$74","v":4770.21245},{"$f":"SUM('12.2018 ID Usage'!G111:G113)/G$74","v":5695.3435456989255},{"$f":"SUM('12.2018 ID Usage'!H111:H113)/H$74","v":9040.8814444444452},{"$f":"SUM('12.2018 ID Usage'!I111:I113)/I$74","v":11202.688298387096},{"$f":"SUM('12.2018 ID Usage'!J111:J113)/J$74","v":12948.860254032257},{"$f":"SUM('12.2018 ID Usage'!K111:K113)/K$74","v":10662.0295625},{"$f":"SUM('12.2018 ID Usage'!L111:L113)/L$74","v":7038.2962836021516},{"$f":"SUM('12.2018 ID Usage'!M111:M113)/M$74","v":4301.5943966712903},{"$f":"SUM('12.2018 ID Usage'!N111:N113)/N$74","v":4806.1091129032257}]
[]
["Estimate 12 Monthly Billing Peaks",null,{"$f":"C$5","v":"2018-01-31"},{"$f":"D$5","v":"2018-02-28"},"2018-03-31","2018-04-30","2018-05-31","2018-06-30","2018-07-31","2018-08-31","2018-09-30","2018-10-31","2018-11-30","2018-12-31","Annual Total"]
["Washington"]
[{"$f":"A76","v":"Schedule 1"},null,{"$f":"C76*C60","v":1621900.6683343716},{"$f":"D76*D60","v":1352499.205740652},1534541.0443019536,1488285.7068864251,1251811.9473535807,1182352.6811984733,969717.56860217894,1286525.3508047643,1244318.3307617838,1053200.0944233267,1083528.1791484496,1254416.9416317602,{"$f":"SUM(C92:N92)","v":15323097.719187722}]
[{"$f":"A77","v":"Schedule 11/12"},null,228300.21537939971,223262.33577156987,221275.20708075986,211415.87832518216,191340.04617632978,187765.26457083883,179921.83093069354,211168.29506693262,204352.6658703853,180829.37822585614,177954.97826820661,202568.18268270866,{"$f":"SUM(C93:N93)","v":2420154.2783488636}]
[{"$f":"A78","v":"Schedule 21/22  Secondary"},null,257717.09915960455,263053.75715425028,244594.1908201543,247980.18885022897,258871.72561129078,264966.901571111,265518.70500345429,284180.90512721549,294491.20915529033,247897.47469392765,241078.06148259592,254742.90839815297,3125093.127027276]
[{"$f":"A79","v":"Schedule 21 Primary"},null,21953.780397866569,20876.392851873141,19212.905459928046,19662.246137536782,20547.010407129834,23421.156677219442,21433.217268623663,23965.559821646912,25392.445060301219,18621.600563788939,19497.093984746498,20229.807718997628,254813.21634965867]
[{"$f":"A80","v":"Schedule 31/32"},null,28167.349110140145,23770.222191471225,23277.704926782924,39397.860070299248,37258.872562580167,51012.185615683498,60338.119360990342,76684.813092603159,88446.743640044166,68314.449967905355,25829.96399176474,19285.420098744453,541783.70462900947]
["Street Lights",{"$f":"'Peak Calc CP'!B14","v":10967850.22577},{"$f":"$B97/'2018 Daylight'!Hrs_Darkness","v":2556.4793291177989},{"$f":"$B97/'2018 Daylight'!Hrs_Darkness","v":2556.4793291177989},{"$f":"$B97/'2018 Daylight'!Hrs_Darkness","v":2556.4793291177989},{"$f":"$B97/'2018 Daylight'!Hrs_Darkness","v":2556.4793291177989},{"$f":"$B97/'2018 Daylight'!Hrs_Darkness","v":2556.4793291177989},{"$f":"$B97/'2018 Daylight'!Hrs_Darkness","v":2556.4793291177989},{"$f":"$B97/'2018 Daylight'!Hrs_Darkness","v":2556.4793291177989},{"$f":"$B97/'2018 Daylight'!Hrs_Darkness","v":2556.4793291177989},{"$f":"$B97/'2018 Daylight'!Hrs_Darkness","v":2556.4793291177989},{"$f":"$B97/'2018 Daylight'!Hrs_Darkness","v":2556.4793291177989},{"$f":"$B97/'2018 Daylight'!Hrs_Darkness","v":2556.4793291177989},{"$f":"$B97/'2018 Daylight'!Hrs_Darkness","v":2556.4793291177989},30677.751949413589]
["Area Lights",{"$f":"'Peak Calc CP'!B15","v":7574181.3147400003},{"$f":"$B98/'2018 Daylight'!Hrs_Darkness","v":1765.4542656524727},{"$f":"$B98/'2018 Daylight'!Hrs_Darkness","v":1765.4542656524727},{"$f":"$B98/'2018 Daylight'!Hrs_Darkness","v":1765.4542656524727},{"$f":"$B98/'2018 Daylight'!Hrs_Darkness","v":1765.4542656524727},{"$f":"$B98/'2018 Daylight'!Hrs_Darkness","v":1765.4542656524727},{"$f":"$B98/'2018 Daylight'!Hrs_Darkness","v":1765.4542656524727},{"$f":"$B98/'2018 Daylight'!Hrs_Darkness","v":1765.4542656524727},{"$f":"$B98/'2018 Daylight'!Hrs_Darkness","v":1765.4542656524727},{"$f":"$B98/'2018 Daylight'!Hrs_Darkness","v":1765.4542656524727},{"$f":"$B98/'2018 Daylight'!Hrs_Darkness","v":1765.4542656524727},{"$f":"$B98/'2018 Daylight'!Hrs_Darkness","v":1765.4542656524727},{"$f":"$B98/'2018 Daylight'!Hrs_Darkness","v":1765.4542656524727},21185.451187829665]
["Schedule 21 Transmission",null,0,0,0,0,0,0,0,0,0,0,0,0]
["Schedule 25 Transmission",null,{"$f":"'WA Sch 25 (12.2018)'!D103+'WA Sch 25 (12.2018)'!D105","v":61887},{"$f":"'WA Sch 25 (12.2018)'!E103+'WA Sch 25 (12.2018)'!E105","v":62443},{"$f":"'WA Sch 25 (12.2018)'!F103+'WA Sch 25 (12.2018)'!F105","v":62402},{"$f":"'WA Sch 25 (12.2018)'!G103+'WA Sch 25 (12.2018)'!G105","v":61411.3},{"$f":"'WA Sch 25 (12.2018)'!H103+'WA Sch 25 (12.2018)'!H105","v":65364.7},{"$f":"'WA Sch 25 (12.2018)'!I103+'WA Sch 25 (12.2018)'!I105","v":59328.3},{"$f":"'WA Sch 25 (12.2018)'!J103+'WA Sch 25 (12.2018)'!J105","v":61807.21},{"$f":"'WA Sch 25 (12.2018)'!K103+'WA Sch 25 (12.2018)'!K105","v":60540.94},{"$f":"'WA Sch 25 (12.2018)'!L103+'WA Sch 25 (12.2018)'!L105","v":62665.97},{"$f":"'WA Sch 25 (12.2018)'!M103+'WA Sch 25 (12.2018)'!M105","v":60701.58},{"$f":"'WA Sch 25 (12.2018)'!N103+'WA Sch 25 (12.2018)'!N105","v":61976.13},{"$f":"'WA Sch 25 (12.2018)'!O103+'WA Sch 25 (12.2018)'!O105","v":61206.479999999996},{"$f":"SUM(C100:N100)","v":741734.61}]
["Schedule 25 Primary",null,{"$f":"'WA Sch 25 (12.2018)'!D91-C100-C102","v":36791.640999999981},{"$f":"'WA Sch 25 (12.2018)'!E91-D100-D102","v":37984.937000000005},{"$f":"'WA Sch 25 (12.2018)'!F91-E100-E102","v":37517.820000000022},{"$f":"'WA Sch 25 (12.2018)'!G91-F100-F102","v":43151.059999999983},{"$f":"'WA Sch 25 (12.2018)'!H91-G100-G102","v":42294.153000000006},{"$f":"'WA Sch 25 (12.2018)'!I91-H100-H102","v":41967.230000000025},{"$f":"'WA Sch 25 (12.2018)'!J91-I100-I102","v":45046.921000000002},{"$f":"'WA Sch 25 (12.2018)'!K91-J100-J102","v":46939.974999999991},{"$f":"'WA Sch 25 (12.2018)'!L91-K100-K102","v":43477.78899999999},{"$f":"'WA Sch 25 (12.2018)'!M91-L100-L102","v":39660.63299999998},{"$f":"'WA Sch 25 (12.2018)'!N91-M100-M102","v":36659.12200000001},{"$f":"'WA Sch 25 (12.2018)'!O91-N100-N102","v":37854.022999999986},489345.30399999995]
["Schedule 25 Secondary",null,{"$f":"'WA Sch 25 (12.2018)'!D89+'WA Sch 25 (12.2018)'!D90+'WA Sch 25 (12.2018)'!D107-'WA Sch 25 (12.2018)'!D105-'WA Sch 25 (12.2018)'!D103","v":3525.0049999999974},{"$f":"'WA Sch 25 (12.2018)'!E89+'WA Sch 25 (12.2018)'!E90+'WA Sch 25 (12.2018)'!E107-'WA Sch 25 (12.2018)'!E105-'WA Sch 25 (12.2018)'!E103","v":3267.375},{"$f":"'WA Sch 25 (12.2018)'!F89+'WA Sch 25 (12.2018)'!F90+'WA Sch 25 (12.2018)'!F107-'WA Sch 25 (12.2018)'!F105-'WA Sch 25 (12.2018)'!F103","v":4212.5709999999963},{"$f":"'WA Sch 25 (12.2018)'!G89+'WA Sch 25 (12.2018)'!G90+'WA Sch 25 (12.2018)'!G107-'WA Sch 25 (12.2018)'!G105-'WA Sch 25 (12.2018)'!G103","v":5790.8809999999939},{"$f":"'WA Sch 25 (12.2018)'!H89+'WA Sch 25 (12.2018)'!H90+'WA Sch 25 (12.2018)'!H107-'WA Sch 25 (12.2018)'!H105-'WA Sch 25 (12.2018)'!H103","v":644.48099999999613},{"$f":"'WA Sch 25 (12.2018)'!I89+'WA Sch 25 (12.2018)'!I90+'WA Sch 25 (12.2018)'!I107-'WA Sch 25 (12.2018)'!I105-'WA Sch 25 (12.2018)'!I103","v":4267.1930000000029},{"$f":"'WA Sch 25 (12.2018)'!J89+'WA Sch 25 (12.2018)'!J90+'WA Sch 25 (12.2018)'!J107-'WA Sch 25 (12.2018)'!J105-'WA Sch 25 (12.2018)'!J103","v":6545.1850000000049},{"$f":"'WA Sch 25 (12.2018)'!K89+'WA Sch 25 (12.2018)'!K90+'WA Sch 25 (12.2018)'!K107-'WA Sch 25 (12.2018)'!K105-'WA Sch 25 (12.2018)'!K103","v":6678.5739999999951},{"$f":"'WA Sch 25 (12.2018)'!L89+'WA Sch 25 (12.2018)'!L90+'WA Sch 25 (12.2018)'!L107-'WA Sch 25 (12.2018)'!L105-'WA Sch 25 (12.2018)'!L103","v":3254.4159999999993},{"$f":"'WA Sch 25 (12.2018)'!M89+'WA Sch 25 (12.2018)'!M90+'WA Sch 25 (12.2018)'!M107-'WA Sch 25 (12.2018)'!M105-'WA Sch 25 (12.2018)'!M103","v":4490.9669999999987},{"$f":"'WA Sch 25 (12.2018)'!N89+'WA Sch 25 (12.2018)'!N90+'WA Sch 25 (12.2018)'!N107-'WA Sch 25 (12.2018)'!N105-'WA Sch 25 (12.2018)'!N103","v":2170.3000000000011},{"$f":"'WA Sch 25 (12.2018)'!O89+'WA Sch 25 (12.2018)'!O90+'WA Sch 25 (12.2018)'!O107-'WA Sch 25 (12.2018)'!O105-'WA Sch 25 (12.2018)'!O103","v":3467.5310000000009},48314.478999999985]
["     Total Washington",null,{"$f":"SUM(C92:C102)","v":2264564.6919761524},1991479.1593045867,2151355.3771843491,2121417.0548644429,1872454.8697056812,1819402.8462280964,1614650.6907607112,2001006.3465079328,1970721.503082575,1678038.1114695752,1653015.7624705336,1858093.2281251343,22996199.641679771]
[]
["Idaho"]
[{"$f":"A83","v":"Schedule 1"},null,{"$f":"C83*C67","v":726940.21563805314},651815.13642558106,705740.67231641535,632548.2609663367,584356.46499133564,583703.34200989129,519251.49208253215,668260.46915595967,633946.31181610713,502906.2587098474,542217.49542901723,611043.45267655468,{"$f":"SUM(C106:N106)","v":7362729.5722176321}]
["Schedule 11/12 ",null,{"$f":"C84*C68","v":138577.7234071063},130641.02939115075,145587.98266120319,139529.518176563,132494.37587235341,137222.41711482991,123220.52181023629,130199.70668650873,126480.80339218208,107831.84056464609,111966.40888521298,145161.62415775144,{"$f":"SUM(C107:N107)","v":1568913.9521197441}]
["Schedule 11/12 Demand Metered",null,{"$f":"C85*C68","v":0},0,0,0,0,0,0,0,0,0,0,0,0]
["Schedule 21/22 Secondary",null,{"$f":"C86*C69","v":127362.53933642531},133387.57724218169,121123.20045047918,119457.68934054044,113535.40730577949,116481.37641841009,131902.34533807673,137082.51314194943,136551.96612418297,109380.82007603918,113636.8425830398,123264.25238788642,1483166.5297449906]
["Schedule 21 Primary",null,{"$f":"C87*C69","v":9067.3348269659728},9615.0561669097006,8287.8239929230494,8550.1875470152063,7604.0379638189697,7214.0276996946432,7680.3230062217472,7862.0883490856049,8350.7963120798468,7434.3404517009221,8135.260843124709,8256.7385268911985,98058.01568643158]
["Schedule 31/32",null,{"$f":"C88*C71","v":27495.087547349394},22206.638247412739,33440.380751762525,30056.980276741058,37544.252568104537,40962.785647989978,35422.748184668511,43242.824748138213,52040.007646900696,33026.157809259756,26467.845576889074,31138.537699288154,413044.24670450465]
["Street Lights",{"$f":"'Peak Calc CP'!B28","v":7455506.4630100001},{"$f":"$B112/'2018 Daylight'!Hrs_Darkness","v":1737.7925271085762},{"$f":"$B112/'2018 Daylight'!Hrs_Darkness","v":1737.7925271085762},{"$f":"$B112/'2018 Daylight'!Hrs_Darkness","v":1737.7925271085762},{"$f":"$B112/'2018 Daylight'!Hrs_Darkness","v":1737.7925271085762},{"$f":"$B112/'2018 Daylight'!Hrs_Darkness","v":1737.7925271085762},{"$f":"$B112/'2018 Daylight'!Hrs_Darkness","v":1737.7925271085762},{"$f":"$B112/'2018 Daylight'!Hrs_Darkness","v":1737.7925271085762},{"$f":"$B112/'2018 Daylight'!Hrs_Darkness","v":1737.7925271085762},{"$f":"$B112/'2018 Daylight'!Hrs_Darkness","v":1737.7925271085762},{"$f":"$B112/'2018 Daylight'!Hrs_Darkness","v":1737.7925271085762},{"$f":"$B112/'2018 Daylight'!Hrs_Darkness","v":1737.7925271085762},{"$f":"$B112/'2018 Daylight'!Hrs_Darkness","v":1737.7925271085762},20853.510325302919]
["Area Lights",{"$f":"'Peak Calc CP'!B29","v":4101952.3457200001},{"$f":"$B113/'2018 Daylight'!Hrs_Darkness","v":956.11775917766386},{"$f":"$B113/'2018 Daylight'!Hrs_Darkness","v":956.11775917766386},{"$f":"$B113/'2018 Daylight'!Hrs_Darkness","v":956.11775917766386},{"$f":"$B113/'2018 Daylight'!Hrs_Darkness","v":956.11775917766386},{"$f":"$B113/'2018 Daylight'!Hrs_Darkness","v":956.11775917766386},{"$f":"$B113/'2018 Daylight'!Hrs_Darkness","v":956.11775917766386},{"$f":"$B113/'2018 Daylight'!Hrs_Darkness","v":956.11775917766386},{"$f":"$B113/'2018 Daylight'!Hrs_Darkness","v":956.11775917766386},{"$f":"$B113/'2018 Daylight'!Hrs_Darkness","v":956.11775917766386},{"$f":"$B113/'2018 Daylight'!Hrs_Darkness","v":956.11775917766386},{"$f":"$B113/'2018 Daylight'!Hrs_Darkness","v":956.11775917766386},{"$f":"$B113/'2018 Daylight'!Hrs_Darkness","v":956.11775917766386},11473.413110131965]
["Schedule 25 Primary",null,{"$f":"'ID Sch 25 (12.2018)'!E54-C115","v":60269.497999999992},{"$f":"'ID Sch 25 (12.2018)'!F54-D115","v":60422.026999999995},{"$f":"'ID Sch 25 (12.2018)'!G54-E115","v":59781.165999999997},{"$f":"'ID Sch 25 (12.2018)'!H54-F115","v":58783.852999999996},{"$f":"'ID Sch 25 (12.2018)'!I54-G115","v":60309.717000000004},{"$f":"'ID Sch 25 (12.2018)'!J54-H115","v":61420.008000000009},{"$f":"'ID Sch 25 (12.2018)'!K54-I115","v":59538.318000000014},{"$f":"'ID Sch 25 (12.2018)'!L54-J115","v":61534.920000000006},{"$f":"'ID Sch 25 (12.2018)'!M54-K115","v":61402.292999999998},{"$f":"'ID Sch 25 (12.2018)'!N54-L115","v":58892.167000000001},{"$f":"'ID Sch 25 (12.2018)'!O54-M115","v":58446.771000000001},{"$f":"'ID Sch 25 (12.2018)'!P54-N115","v":58794.024000000005},{"$f":"SUM(C114:N114)","v":719594.76199999999}]
["Schedule 25 Secondary",null,{"$f":"'ID Sch 25 (12.2018)'!E83","v":0},{"$f":"'ID Sch 25 (12.2018)'!F83","v":0},{"$f":"'ID Sch 25 (12.2018)'!G83","v":0},{"$f":"'ID Sch 25 (12.2018)'!H83","v":0},{"$f":"'ID Sch 25 (12.2018)'!I83","v":0},{"$f":"'ID Sch 25 (12.2018)'!J83","v":0},{"$f":"'ID Sch 25 (12.2018)'!K83","v":0},{"$f":"'ID Sch 25 (12.2018)'!L83","v":0},{"$f":"'ID Sch 25 (12.2018)'!M83","v":0},{"$f":"'ID Sch 25 (12.2018)'!N83","v":0},{"$f":"'ID Sch 25 (12.2018)'!O83","v":0},{"$f":"'ID Sch 25 (12.2018)'!P83","v":0},0]
["Schedule 25P Primary",null,{"$f":"'ID Sch 25 (12.2018)'!E91","v":86200},{"$f":"'ID Sch 25 (12.2018)'!F91","v":56450},{"$f":"'ID Sch 25 (12.2018)'!G91","v":83990},{"$f":"'ID Sch 25 (12.2018)'!H91","v":60660},{"$f":"'ID Sch 25 (12.2018)'!I91","v":60400},{"$f":"'ID Sch 25 (12.2018)'!J91","v":89400},{"$f":"'ID Sch 25 (12.2018)'!K91","v":118390},{"$f":"'ID Sch 25 (12.2018)'!L91","v":118500},{"$f":"'ID Sch 25 (12.2018)'!M91","v":83600},{"$f":"'ID Sch 25 (12.2018)'!N91","v":77850},{"$f":"'ID Sch 25 (12.2018)'!O91","v":66790},{"$f":"'ID Sch 25 (12.2018)'!P91","v":79580},981810]
["Schedule 25P Generation",null,0,0,0,0,0,0,0,0,0,0,0,0,0]
["     Total Idaho",null,{"$f":"SUM(C106:C117)","v":1178606.3090421862},{"$f":"SUM(D106:D117)","v":1067231.3747595223},1160645.1364590696,1052280.3995934827,998938.16598767834,1039097.8671771021,998099.65870802163,1169376.4323679279,1105066.088577739,900015.49489777966,930354.53460357001,1059932.5397346581,12659644.001908736]
[]
["Total",null,{"$f":"SUM(C92:C102,C106:C117)","v":3443171.0010183384},3058710.5340641085,3312000.513643418,3173697.4544579256,2871393.0356933596,2858500.713405198,2612750.3494687323,3170382.7788758604,3075787.5916603138,2578053.6063673547,2583370.2970741033,2918025.7678597919,35655843.643588513]

{"sheet":"Generation Level Energy","index":3,"n_rows":28,"n_cols":16,"rows_kept":28,"cut":false,"hidden":false,"merged":[]}
["WUTC Docket No. UE-19____"]
["Normalized Usage by Month"]
["Twelve Months Ended December 31, 2018"]
["WASHINGTON ELECTRIC SYSTEM"]
[null,null,null,"January","February","March","April","May","June","July","August","September","October","November","December","Annual Total"]
[]
["Normalized Test Year Usage"]
[null,"Residential Schedule 001/002",null,292945712.06200004,209125084.00199997,229152606.20699999,174130864.29800999,159047392.68922001,151500181.59101999,166667942.63099,194633616.92300999,145837333.60800001,161623305.058,216281572.46800002,273758077.04299998,{"$f":"SUM(D8:O8)","v":2374703688.5802498}]
[null,"General Svc Schedule 011/012",null,61842177.218999997,55474186.224000007,54102587.916000001,47514875.114,47298627.068040006,46432321.828000002,51151868.664999999,50745216.299999997,43885424.306999996,49943728.678999998,52992525.006999999,57922413.782000005,619305952.10904002]
[null,"Large Gen Svc Schedule 021/022",null,109593425.837,115965593.21799999,108864331.37199999,109146751.608,116261884.22399999,114370455.17999999,123453224.823,112125247.27500001,104087347.943,122196435.94400001,117307306.447,112532620.25899999,1365904624.1299999]
[null,"Extra Large Gen Schedule 25",null,93238368.5,87059587.700000003,95150558.5,92496437,94067376.599999994,91430985.900000006,95462593,98727949.189999998,89411353.689999998,95120660.701000005,88922599.879999995,92475540.900000006,1113564011.5609999]
[null,"Pumping Schedule 31/32",null,5528837.6780000003,4179537.2790000001,4089372.8,5346233.0029999996,11056361.685010001,20734509.552000001,25117040.635000002,28742733.673000004,22268510.989000004,11147651.931,4972313.2740000002,2639414.9430000004,145822517.44200999]
[null,"Street and Area Lights",null,1677509.9980299999,1505148.60812,1474261.9374699998,1503568.73648,1565521.43,1544276.2680000002,1517440.93136,1578869.159,1535455.0220000001,1534835.862,1517745.8010000002,1587397.7870499999,18542031.540509999]
["Total Normalized Test Year Usage",null,null,{"$f":"SUM(D8:D13)","v":564826031.29402995},473309137.03112,492833718.73246998,430138729.75949001,429297163.69626999,426012730.31901997,463370110.68535,486553632.52000999,407025425.55900007,441566618.17499995,481994062.87700003,540915464.71404994,5637842825.3628101]
[]
[null,"Percentage of Annual Usage",null,{"$f":"ROUND(D14/$P$14,3)","v":0.1},{"$f":"ROUND(E14/$P$14,3)","v":8.4000000000000005E-2},{"$f":"ROUND(F14/$P$14,3)+0.001","v":8.7999999999999995E-2},{"$f":"ROUND(G14/$P$14,3)","v":7.5999999999999998E-2},7.5999999999999998E-2,7.5999999999999998E-2,8.2000000000000003E-2,8.5999999999999993E-2,7.1999999999999995E-2,7.8E-2,{"$f":"ROUND(N14/$P$14,3)+0.001","v":8.6000000000000007E-2},{"$f":"ROUND(O14/$P$14,3)","v":9.6000000000000002E-2},{"$f":"SUM(D16:O16)","v":0.99999999999999978}]
[]
["By Service Voltage Level",null,"Loss Factor"]
[null,"Secondary Residential Sch 01/02",{"$f":"Loss_Sec","v":6.2E-2},{"$f":"D8*(1+$C19)","v":311108346.20984405},{"$f":"E8*(1+$C19)","v":222090839.21012399},243360067.791834,184926977.88448662,168908331.03595167,160893192.84966323,177001355.0741114,206700901.17223662,154879248.29169601,171643949.971596,229691029.96101603,290731077.81966597,{"$f":"SUM(D19:O19)","v":2521935317.2722259}]
[null,"Secondary General Svc Sch 11/12",{"$f":"Loss_Sec","v":6.2E-2},{"$f":"D9*(1+$C20)","v":65676392.206578001},{"$f":"E9*(1+$C20)","v":58913585.769888014},57456948.366792001,50460797.371068001,50231141.946258485,49311125.781336002,54323284.522229999,53891419.710599996,46606320.614033997,53040239.857097998,56278061.557434,61513603.436484009,{"$f":"SUM(D20:O20)","v":657702921.13980055}]
[null,"Secondary Large Gen Svc Sch 21/22",{"$f":"Loss_Sec","v":6.2E-2},{"$f":"(D10-'12.2018 WA Usage'!C114)*(1+$C21)","v":105918340.434894},{"$f":"(E10-'12.2018 WA Usage'!D114)*(1+$C21)","v":113906042.15151601},{"$f":"(F10-'12.2018 WA Usage'!E114)*(1+$C21)","v":106509131.603064},{"$f":"(G10-'12.2018 WA Usage'!F114)*(1+$C21)","v":106803968.541696},{"$f":"(H10-'12.2018 WA Usage'!G114)*(1+$C21)","v":114320038.37878799},{"$f":"(I10-'12.2018 WA Usage'!H114)*(1+$C21)","v":111480962.13756},{"$f":"(J10-'12.2018 WA Usage'!I114)*(1+$C21)","v":121730895.87906601},{"$f":"(K10-'12.2018 WA Usage'!J114)*(1+$C21)","v":108348763.55139001},{"$f":"(L10-'12.2018 WA Usage'!K114)*(1+$C21)","v":100136018.00154601},{"$f":"(M10-'12.2018 WA Usage'!L114)*(1+$C21)","v":120613395.66454802},{"$f":"(N10-'12.2018 WA Usage'!M114)*(1+$C21)","v":115288118.914554},{"$f":"(O10-'12.2018 WA Usage'!N114)*(1+$C21)","v":109782212.84929799},1334837888.1079202]
[null,"Primary Large Gen Svc Sch 21/22",{"$f":"Loss_Prim","v":4.5999999999999999E-2},{"$f":"('12.2018 WA Usage'!C114)*(1+$C22)","v":10312139.532},{"$f":"('12.2018 WA Usage'!D114)*(1+$C22)","v":9110066.9179999996},{"$f":"('12.2018 WA Usage'!E114)*(1+$C22)","v":8967616.3619999997},{"$f":"('12.2018 WA Usage'!F114)*(1+$C22)","v":8972632.9780000001},{"$f":"('12.2018 WA Usage'!G114)*(1+$C22)","v":9012228.3143000007},{"$f":"('12.2018 WA Usage'!H114)*(1+$C22)","v":9830096.498800002},{"$f":"('12.2018 WA Usage'!I114)*(1+$C22)","v":9235164.4176800009},{"$f":"('12.2018 WA Usage'!J114)*(1+$C22)","v":10566618.18378},{"$f":"('12.2018 WA Usage'!K114)*(1+$C22)","v":10247988.51936},{"$f":"('12.2018 WA Usage'!L114)*(1+$C22)","v":9021227.3033399992},{"$f":"('12.2018 WA Usage'!M114)*(1+$C22)","v":9152244.4412799999},{"$f":"('12.2018 WA Usage'!N114)*(1+$C22)-269000","v":9311877.2500800006},113739900.71862002]
[null,"Transmission Extra Large Gen Sch 25",{"$f":"Loss_Transm","v":0.03},{"$f":"('WA Sch 25 (12.2018)'!D97+'WA Sch 25 (12.2018)'!D99)*(1+$C23)","v":41981234.399999999},{"$f":"('WA Sch 25 (12.2018)'!E97+'WA Sch 25 (12.2018)'!E99)*(1+$C23)","v":38619932.399999999},{"$f":"('WA Sch 25 (12.2018)'!F97+'WA Sch 25 (12.2018)'!F99)*(1+$C23)","v":41820344.280000001},{"$f":"('WA Sch 25 (12.2018)'!G97+'WA Sch 25 (12.2018)'!G99)*(1+$C23)","v":40753181.880000003},{"$f":"('WA Sch 25 (12.2018)'!H97+'WA Sch 25 (12.2018)'!H99)*(1+$C23)","v":39253852.079999998},{"$f":"('WA Sch 25 (12.2018)'!I97+'WA Sch 25 (12.2018)'!I99)*(1+$C23)","v":39549008.880000003},{"$f":"('WA Sch 25 (12.2018)'!J97+'WA Sch 25 (12.2018)'!J99)*(1+$C23)","v":40463809.560000002},{"$f":"('WA Sch 25 (12.2018)'!K97+'WA Sch 25 (12.2018)'!K99)*(1+$C23)","v":41056718.759999998},{"$f":"('WA Sch 25 (12.2018)'!L97+'WA Sch 25 (12.2018)'!L99)*(1+$C23)","v":38264001.480000004},{"$f":"('WA Sch 25 (12.2018)'!M97+'WA Sch 25 (12.2018)'!M99)*(1+$C23)","v":41275453.68},{"$f":"('WA Sch 25 (12.2018)'!N97+'WA Sch 25 (12.2018)'!N99)*(1+$C23)","v":39407622.840000004},{"$f":"('WA Sch 25 (12.2018)'!O97+'WA Sch 25 (12.2018)'!O99)*(1+$C23)","v":41109631.920000002},483554792.16000003]
[null,"Primary Extra Large Gen Sch 25",{"$f":"Loss_Prim","v":4.5999999999999999E-2},{"$f":"(D11-'WA Sch 25 (12.2018)'!D5-'WA Sch 25 (12.2018)'!D14-'WA Sch 25 (12.2018)'!D25-'WA Sch 25 (12.2018)'!D26)*(1+$C24)","v":47657237.684200004},{"$f":"(E11-'WA Sch 25 (12.2018)'!E5-'WA Sch 25 (12.2018)'!E14-'WA Sch 25 (12.2018)'!E25-'WA Sch 25 (12.2018)'!E26)*(1+$C24)","v":44942140.2958},{"$f":"(F11-'WA Sch 25 (12.2018)'!F5-'WA Sch 25 (12.2018)'!F14-'WA Sch 25 (12.2018)'!F25-'WA Sch 25 (12.2018)'!F26)*(1+$C24)","v":49543060.414999999},{"$f":"(G11-'WA Sch 25 (12.2018)'!G5-'WA Sch 25 (12.2018)'!G14-'WA Sch 25 (12.2018)'!G25-'WA Sch 25 (12.2018)'!G26)*(1+$C24)","v":48002252.102399997},{"$f":"(H11-'WA Sch 25 (12.2018)'!H5-'WA Sch 25 (12.2018)'!H14-'WA Sch 25 (12.2018)'!H25-'WA Sch 25 (12.2018)'!H26)*(1+$C24)","v":51231647.189200006},{"$f":"(I11-'WA Sch 25 (12.2018)'!I5-'WA Sch 25 (12.2018)'!I14-'WA Sch 25 (12.2018)'!I25-'WA Sch 25 (12.2018)'!I26)*(1+$C24)","v":48546216.766600013},{"$f":"(J11-'WA Sch 25 (12.2018)'!J5-'WA Sch 25 (12.2018)'!J14-'WA Sch 25 (12.2018)'!J25-'WA Sch 25 (12.2018)'!J26)*(1+$C24)","v":50683511.809200004},{"$f":"(K11-'WA Sch 25 (12.2018)'!K5-'WA Sch 25 (12.2018)'!K14-'WA Sch 25 (12.2018)'!K25-'WA Sch 25 (12.2018)'!K26)*(1+$C24)","v":53052578.998339996},{"$f":"(L11-'WA Sch 25 (12.2018)'!L5-'WA Sch 25 (12.2018)'!L14-'WA Sch 25 (12.2018)'!L25-'WA Sch 25 (12.2018)'!L26)*(1+$C24)","v":47164059.342940003},{"$f":"(M11-'WA Sch 25 (12.2018)'!M5-'WA Sch 25 (12.2018)'!M14-'WA Sch 25 (12.2018)'!M25-'WA Sch 25 (12.2018)'!M26)*(1+$C24)","v":49889119.683646008},{"$f":"(N11-'WA Sch 25 (12.2018)'!N5-'WA Sch 25 (12.2018)'!N14-'WA Sch 25 (12.2018)'!N25-'WA Sch 25 (12.2018)'!N26)*(1+$C24)","v":45812319.599279992},{"$f":"(O11-'WA Sch 25 (12.2018)'!O5-'WA Sch 25 (12.2018)'!O14-'WA Sch 25 (12.2018)'!O25-'WA Sch 25 (12.2018)'!O26)*(1+$C24)","v":47549474.345895998},584073618.23250198]
[null,"Secondary Extra Large Gen Sch 25",{"$f":"Loss_Sec","v":6.2E-2},{"$f":"('WA Sch 25 (12.2018)'!D98+'WA Sch 25 (12.2018)'!D25+'WA Sch 25 (12.2018)'!D26+'WA Sch 25 (12.2018)'!D5)*(1+$C25)","v":7347421.2996000005},{"$f":"('WA Sch 25 (12.2018)'!E98+'WA Sch 25 (12.2018)'!E25+'WA Sch 25 (12.2018)'!E26+'WA Sch 25 (12.2018)'!E5)*(1+$C25)","v":7007915.4048000006},{"$f":"('WA Sch 25 (12.2018)'!F98+'WA Sch 25 (12.2018)'!F25+'WA Sch 25 (12.2018)'!F26+'WA Sch 25 (12.2018)'!F5)*(1+$C25)","v":7567512.5160000008},{"$f":"('WA Sch 25 (12.2018)'!G98+'WA Sch 25 (12.2018)'!G25+'WA Sch 25 (12.2018)'!G26+'WA Sch 25 (12.2018)'!G5)*(1+$C25)","v":7476068.5811999999},{"$f":"('WA Sch 25 (12.2018)'!H98+'WA Sch 25 (12.2018)'!H25+'WA Sch 25 (12.2018)'!H26+'WA Sch 25 (12.2018)'!H5)*(1+$C25)","v":7410995.3807999995},{"$f":"('WA Sch 25 (12.2018)'!I98+'WA Sch 25 (12.2018)'!I25+'WA Sch 25 (12.2018)'!I26+'WA Sch 25 (12.2018)'!I5)*(1+$C25)","v":7034274.6696000006},{"$f":"('WA Sch 25 (12.2018)'!J98+'WA Sch 25 (12.2018)'!J25+'WA Sch 25 (12.2018)'!J26+'WA Sch 25 (12.2018)'!J5)*(1+$C25)","v":8200800.9576000003},{"$f":"('WA Sch 25 (12.2018)'!K98+'WA Sch 25 (12.2018)'!K25+'WA Sch 25 (12.2018)'!K26+'WA Sch 25 (12.2018)'!K5)*(1+$C25)","v":8654253.2927999999},{"$f":"('WA Sch 25 (12.2018)'!L98+'WA Sch 25 (12.2018)'!L25+'WA Sch 25 (12.2018)'!L26+'WA Sch 25 (12.2018)'!L5)*(1+$C25)","v":7636133.4336000001},{"$f":"('WA Sch 25 (12.2018)'!M98+'WA Sch 25 (12.2018)'!M25+'WA Sch 25 (12.2018)'!M26+'WA Sch 25 (12.2018)'!M5)*(1+$C25)","v":7788044.8871999998},{"$f":"('WA Sch 25 (12.2018)'!N98+'WA Sch 25 (12.2018)'!N25+'WA Sch 25 (12.2018)'!N26+'WA Sch 25 (12.2018)'!N5)*(1+$C25)","v":7350491.9664000003},{"$f":"('WA Sch 25 (12.2018)'!O98+'WA Sch 25 (12.2018)'!O25+'WA Sch 25 (12.2018)'!O26+'WA Sch 25 (12.2018)'!O5)*(1+$C25)","v":7545391.5062880013},91019303.895888001]
[null,"Secondary Pumping Schedule 31/32",{"$f":"Loss_Sec","v":6.2E-2},{"$f":"D12*(1+$C26)","v":5871625.6140360003},{"$f":"E12*(1+$C26)","v":4438668.5902980007},4342913.9135999996,5677699.449186,11741856.109480621,22020049.144224003,26674297.154370002,30524783.160726007,23649158.670318004,11838806.350722,5280596.6969880005,2803058.6694660005,154863513.52341464]
[null,"Secondary Street and Area Lights",{"$f":"Loss_Sec","v":6.2E-2},{"$f":"D13*(1+$C27)","v":1781515.6179078601},{"$f":"E13*(1+$C27)","v":1598467.82182344},1565666.1775931399,1596789.99814176,1662583.7586600001,1640021.3966160002,1611522.2691043201,1676759.0468580001,1630653.2333640002,1629995.6854439999,1611846.0406620004,1685816.4498471001,19691637.496021621]
["Total Generation Level Normalized TY Usage",null,null,{"$f":"SUM(D19:D27)","v":597654252.99905992},{"$f":"SUM(E19:E27)","v":500627658.56224936},521133261.42588311,454670368.78617841,453772674.19343877,450304948.12439919,489924641.64336175,514472795.87673068,430213581.58685809,466740233.08359408,509872332.01761407,572032144.24702513,5961418892.5463934]

{"sheet":"WA DemEst","index":4,"n_rows":80,"n_cols":16,"rows_kept":80,"cut":false,"hidden":false,"merged":[]}
[null,null,null,"JAN","FEB","MAR","APR","MAY","JUN","JUL","AUG","SEP","OCT","NOV","DEC"]
[null,null,null,{"$f":"'Peak Calc CP'!C70","v":"2018-01-02"},{"$f":"'Peak Calc CP'!D70","v":"2018-02-21"},{"$f":"'Peak Calc CP'!E70","v":"2018-03-07"},{"$f":"'Peak Calc CP'!F70","v":"2018-04-02"},{"$f":"'Peak Calc CP'!G70","v":"2018-05-15"},{"$f":"'Peak Calc CP'!H70","v":"2018-06-20"},{"$f":"'Peak Calc CP'!I70","v":"2018-07-30"},{"$f":"'Peak Calc CP'!J70","v":"2018-08-10"},{"$f":"'Peak Calc CP'!K70","v":"2018-09-07"},{"$f":"'Peak Calc CP'!L70","v":"2018-10-16"},{"$f":"'Peak Calc CP'!M70","v":"2018-11-26"},{"$f":"'Peak Calc CP'!N70","v":"2018-12-07"}]
[null,null,null,{"$f":"'Peak Calc CP'!C71","v":"2018-01-02"},{"$f":"'Peak Calc CP'!D71","v":"2018-02-21"},{"$f":"'Peak Calc CP'!E71","v":"2018-03-07"},{"$f":"'Peak Calc CP'!F71","v":"2018-04-02"},{"$f":"'Peak Calc CP'!G71","v":"2018-05-15"},{"$f":"'Peak Calc CP'!H71","v":"2018-06-20"},{"$f":"'Peak Calc CP'!I71","v":"2018-07-30"},{"$f":"'Peak Calc CP'!J71","v":"2018-08-10"},{"$f":"'Peak Calc CP'!K71","v":"2018-09-07"},{"$f":"'Peak Calc CP'!L71","v":"2018-10-16"},{"$f":"'Peak Calc CP'!M71","v":"2018-11-26"},{"$f":"'Peak Calc CP'!N71","v":"2018-12-07"}]
[null,null,null,{"$f":"'Peak Calc CP'!C72","v":"18:00:00"},{"$f":"'Peak Calc CP'!D72","v":"08:00:00"},{"$f":"'Peak Calc CP'!E72","v":"08:00:00"},{"$f":"'Peak Calc CP'!F72","v":"10:00:00"},{"$f":"'Peak Calc CP'!G72","v":"19:00:00"},{"$f":"'Peak Calc CP'!H72","v":"17:00:00"},{"$f":"'Peak Calc CP'!I72","v":"16:00:00"},{"$f":"'Peak Calc CP'!J72","v":"16:00:00"},{"$f":"'Peak Calc CP'!K72","v":"17:00:00"},{"$f":"'Peak Calc CP'!L72","v":"08:00:00"},{"$f":"'Peak Calc CP'!M72","v":"18:00:00"},{"$f":"'Peak Calc CP'!N72","v":"08:00:00"}]
[null,null,"days in month",{"$f":"DAY(DATE(YEAR(D3),MONTH(D3)+1,0))","v":31},{"$f":"DAY(DATE(YEAR(E3),MONTH(E3)+1,0))","v":28},31,30,31,30,31,31,30,31,30,31,{"$f":"SUM(D5:O5)","v":365}]
[null,null,"m.wkdy.h",{"$f":"MONTH(D3)&\".\"&WEEKDAY(D3)&\".\"&HOUR(D4)","v":"1.3.18"},{"$f":"MONTH(E3)&\".\"&WEEKDAY(E3)&\".\"&HOUR(E4)","v":"2.4.8"},"3.4.8","4.2.10","5.3.19","6.4.17","7.2.16","8.6.16","9.6.17","10.3.8","11.2.18","12.6.8"]
[null,null,"DDH",{"$f":"MAX('Peak Calc CP'!C73,0)","v":43},{"$f":"MAX('Peak Calc CP'!D73,0)","v":51},{"$f":"MAX('Peak Calc CP'!E73,0)","v":29},{"$f":"MAX('Peak Calc CP'!F73,0)","v":29},{"$f":"MAX('Peak Calc CP'!G73,0)","v":0},{"$f":"MAX('Peak Calc CP'!H73,0)","v":0},{"$f":"MAX('Peak Calc CP'!I73,0)","v":0},{"$f":"MAX('Peak Calc CP'!J73,0)","v":0},{"$f":"MAX('Peak Calc CP'!K73,0)","v":0},{"$f":"MAX('Peak Calc CP'!L73,0)","v":17},{"$f":"MAX('Peak Calc CP'!M73,0)","v":31},{"$f":"MAX('Peak Calc CP'!N73,0)","v":43}]
[null,null,"DDC",{"$f":"MAX(-'Peak Calc CP'!C73,0)","v":0},{"$f":"MAX(-'Peak Calc CP'!D73,0)","v":0},{"$f":"MAX(-'Peak Calc CP'!E73,0)","v":0},{"$f":"MAX(-'Peak Calc CP'!F73,0)","v":0},{"$f":"MAX(-'Peak Calc CP'!G73,0)","v":5},{"$f":"MAX(-'Peak Calc CP'!H73,0)","v":6},{"$f":"MAX(-'Peak Calc CP'!I73,0)","v":16},{"$f":"MAX(-'Peak Calc CP'!J73,0)","v":23},{"$f":"MAX(-'Peak Calc CP'!K73,0)","v":6},{"$f":"MAX(-'Peak Calc CP'!L73,0)","v":0},{"$f":"MAX(-'Peak Calc CP'!M73,0)","v":0},{"$f":"MAX(-'Peak Calc CP'!N73,0)","v":0}]
[]
["WA Res Sch 1","Peak Day Estimate",null,{"$f":"(($C12*12)/$P$5+D13*D$7+D14*D$8)*D11","v":9870954.6757260263},{"$f":"(($C12*12)/$P$5+E13*E$7+E14*E$8)*E11","v":10866924.264328768},8070865.5969315069,7033296.1955068493,5548596.5130136991,5802429.1356164385,8433072.5014794525,10275058.868082194,5783360.0562739726,5971088.6531506851,7292126.2614794523,9959300.3484931514]
[{"$f":"'Load Shape'!E2","v":"WA01"},"Number of Cust",{"$f":"AVERAGE(D11:O11)","v":215660.5},215194,214194,216041,214967,215095,214825,215404,215645,214119,218385,216937,217120]
[{"$f":"MATCH(A11,'Load Shape'!$E$2:$N$2,0)","v":1},"Baseload/Cust/Mo",{"$f":"'Electric Factors '!$H$8","v":600}]
[null,"Usage/DDH/Cust",null,{"$f":"IF(OR(MONTH(D$3)={12,1,2,3}),'Electric Factors '!$E$8,IF(OR(MONTH(D$3)={7,8,9}),0,'Electric Factors '!$D$8))","v":0.60799999999999998},{"$f":"IF(OR(MONTH(E$3)={12,1,2,3}),'Electric Factors '!$E$8,IF(OR(MONTH(E$3)={7,8,9}),0,'Electric Factors '!$D$8))","v":0.60799999999999998},{"$f":"IF(OR(MONTH(F$3)={12,1,2,3}),'Electric Factors '!$E$8,IF(OR(MONTH(F$3)={7,8,9}),0,'Electric Factors '!$D$8))","v":0.60799999999999998},{"$f":"IF(OR(MONTH(G$3)={12,1,2,3}),'Electric Factors '!$E$8,IF(OR(MONTH(G$3)={7,8,9}),0,'Electric Factors '!$D$8))","v":0.44800000000000001},{"$f":"IF(OR(MONTH(H$3)={12,1,2,3}),'Electric Factors '!$E$8,IF(OR(MONTH(H$3)={7,8,9}),0,'Electric Factors '!$D$8))","v":0.44800000000000001},{"$f":"IF(OR(MONTH(I$3)={12,1,2,3}),'Electric Factors '!$E$8,IF(OR(MONTH(I$3)={7,8,9}),0,'Electric Factors '!$D$8))","v":0.44800000000000001},{"$f":"IF(OR(MONTH(J$3)={12,1,2,3}),'Electric Factors '!$E$8,IF(OR(MONTH(J$3)={7,8,9}),0,'Electric Factors '!$D$8))","v":0},{"$f":"IF(OR(MONTH(K$3)={12,1,2,3}),'Electric Factors '!$E$8,IF(OR(MONTH(K$3)={7,8,9}),0,'Electric Factors '!$D$8))","v":0},{"$f":"IF(OR(MONTH(L$3)={12,1,2,3}),'Electric Factors '!$E$8,IF(OR(MONTH(L$3)={7,8,9}),0,'Electric Factors '!$D$8))","v":0},{"$f":"IF(OR(MONTH(M$3)={12,1,2,3}),'Electric Factors '!$E$8,IF(OR(MONTH(M$3)={7,8,9}),0,'Electric Factors '!$D$8))","v":0.44800000000000001},{"$f":"IF(OR(MONTH(N$3)={12,1,2,3}),'Electric Factors '!$E$8,IF(OR(MONTH(N$3)={7,8,9}),0,'Electric Factors '!$D$8))","v":0.44800000000000001},{"$f":"IF(OR(MONTH(O$3)={12,1,2,3}),'Electric Factors '!$E$8,IF(OR(MONTH(O$3)={7,8,9}),0,'Electric Factors '!$D$8))","v":0.60799999999999998}]
[null,"Usage/DDC/Cust",null,{"$f":"IF(OR(MONTH(D$3)={4,5,10,11}),'Electric Factors '!$F$8,IF(OR(MONTH(D$3)={6,7,8,9}),'Electric Factors '!$G$8,0))","v":0},{"$f":"IF(OR(MONTH(E$3)={4,5,10,11}),'Electric Factors '!$F$8,IF(OR(MONTH(E$3)={6,7,8,9}),'Electric Factors '!$G$8,0))","v":0},{"$f":"IF(OR(MONTH(F$3)={4,5,10,11}),'Electric Factors '!$F$8,IF(OR(MONTH(F$3)={6,7,8,9}),'Electric Factors '!$G$8,0))","v":0},{"$f":"IF(OR(MONTH(G$3)={4,5,10,11}),'Electric Factors '!$F$8,IF(OR(MONTH(G$3)={6,7,8,9}),'Electric Factors '!$G$8,0))","v":1.214},{"$f":"IF(OR(MONTH(H$3)={4,10,11}),'Electric Factors '!$F$8,IF(OR(MONTH(H$3)={5,6,7,8,9}),'Electric Factors '!$G$8,0))","v":1.214},{"$f":"IF(OR(MONTH(I$3)={4,5,10,11}),'Electric Factors '!$F$8,IF(OR(MONTH(I$3)={6,7,8,9}),'Electric Factors '!$G$8,0))","v":1.214},{"$f":"IF(OR(MONTH(J$3)={4,5,10,11}),'Electric Factors '!$F$8,IF(OR(MONTH(J$3)={6,7,8,9}),'Electric Factors '!$G$8,0))","v":1.214},{"$f":"IF(OR(MONTH(K$3)={4,5,10,11}),'Electric Factors '!$F$8,IF(OR(MONTH(K$3)={6,7,8,9}),'Electric Factors '!$G$8,0))","v":1.214},{"$f":"IF(OR(MONTH(L$3)={4,5,10,11}),'Electric Factors '!$F$8,IF(OR(MONTH(L$3)={6,7,8,9}),'Electric Factors '!$G$8,0))","v":1.214},{"$f":"IF(OR(MONTH(M$3)={4,5,10,11}),'Electric Factors '!$F$8,IF(OR(MONTH(M$3)={6,7,8,9}),'Electric Factors '!$G$8,0))","v":1.214},{"$f":"IF(OR(MONTH(N$3)={4,5,10,11}),'Electric Factors '!$F$8,IF(OR(MONTH(N$3)={6,7,8,9}),'Electric Factors '!$G$8,0))","v":1.214},{"$f":"IF(OR(MONTH(O$3)={4,5,10,11}),'Electric Factors '!$F$8,IF(OR(MONTH(O$3)={6,7,8,9}),'Electric Factors '!$G$8,0))","v":0}]
[null,"Seasonal Profile hourly %",null,{"$f":"INDEX(LoadShape,MATCH(D$6,M.WkDy.H,0),$A12)","v":5.1386291662205701E-2},{"$f":"INDEX(LoadShape,MATCH(E$6,M.WkDy.H,0),$A12)","v":5.0112823138261736E-2},5.2855298211167974E-2,4.6439253827802597E-2,5.4837303529397245E-2,4.7975725718892276E-2,5.3345865836102555E-2,5.4194084119794671E-2,5.1851961216401496E-2,5.2379124483689851E-2,5.2099521565669785E-2,4.5619540575928146E-2]
[null,"Peak Hour Estimate",{"$f":"AVERAGE(D16:O16)","v":403439.14805057243},{"$f":"D10*D15","v":507231.75595127069},544572.25371519255,426588.007948071,326621.0272692609,304270.07114628737,278375.74871364346,449869.55425004865,556847.40463268862,299878.56133840361,312760.39586652769,379916.28941953572,454338.70635593863]
[]
["WA Res Sch 11 (Sch 12)","Peak Day Estimate",null,{"$f":"(($C20*12)/$P$5+D21*D$7+D22*D$8)*D19","v":248547.70424657536},{"$f":"(($C20*12)/$P$5+E21*E$7+E22*E$8)*E19","v":267860.37895890413},202108.2982191781,184143.38893150687,132850.75109589042,136420.68452054795,179182.71912328768,205700.94489041096,136304.64353424657,159137.49731506853,192886.55210958904,249431.19843835619]
[null,"Number of Cust",{"$f":"AVERAGE(D19:O19)","v":9489.5833333333339},9565,9368,9435,9384,9434,9405,9564,9481,9397,9671,9572,9599]
[null,"Baseload/Cust/Mo",{"$f":"'Electric Factors '!$H$9","v":364}]
[null,"Usage/DDH/Cust",null,{"$f":"IF(OR(MONTH(D$3)={12,1,2,3}),'Electric Factors '!$E$9,IF(OR(MONTH(D$3)={7,8,9}),0,'Electric Factors '!$D$9))","v":0.32600000000000001},{"$f":"IF(OR(MONTH(E$3)={12,1,2,3}),'Electric Factors '!$E$9,IF(OR(MONTH(E$3)={7,8,9}),0,'Electric Factors '!$D$9))","v":0.32600000000000001},{"$f":"IF(OR(MONTH(F$3)={12,1,2,3}),'Electric Factors '!$E$9,IF(OR(MONTH(F$3)={7,8,9}),0,'Electric Factors '!$D$9))","v":0.32600000000000001},{"$f":"IF(OR(MONTH(G$3)={12,1,2,3}),'Electric Factors '!$E$9,IF(OR(MONTH(G$3)={7,8,9}),0,'Electric Factors '!$D$9))","v":0.26400000000000001},{"$f":"IF(OR(MONTH(H$3)={12,1,2,3}),'Electric Factors '!$E$9,IF(OR(MONTH(H$3)={7,8,9}),0,'Electric Factors '!$D$9))","v":0.26400000000000001},{"$f":"IF(OR(MONTH(I$3)={12,1,2,3}),'Electric Factors '!$E$9,IF(OR(MONTH(I$3)={7,8,9}),0,'Electric Factors '!$D$9))","v":0.26400000000000001},{"$f":"IF(OR(MONTH(J$3)={12,1,2,3}),'Electric Factors '!$E$9,IF(OR(MONTH(J$3)={7,8,9}),0,'Electric Factors '!$D$9))","v":0},{"$f":"IF(OR(MONTH(K$3)={12,1,2,3}),'Electric Factors '!$E$9,IF(OR(MONTH(K$3)={7,8,9}),0,'Electric Factors '!$D$9))","v":0},{"$f":"IF(OR(MONTH(L$3)={12,1,2,3}),'Electric Factors '!$E$9,IF(OR(MONTH(L$3)={7,8,9}),0,'Electric Factors '!$D$9))","v":0},{"$f":"IF(OR(MONTH(M$3)={12,1,2,3}),'Electric Factors '!$E$9,IF(OR(MONTH(M$3)={7,8,9}),0,'Electric Factors '!$D$9))","v":0.26400000000000001},{"$f":"IF(OR(MONTH(N$3)={12,1,2,3}),'Electric Factors '!$E$9,IF(OR(MONTH(N$3)={7,8,9}),0,'Electric Factors '!$D$9))","v":0.26400000000000001},{"$f":"IF(OR(MONTH(O$3)={12,1,2,3}),'Electric Factors '!$E$9,IF(OR(MONTH(O$3)={7,8,9}),0,'Electric Factors '!$D$9))","v":0.32600000000000001}]
[null,"Usage/DDC/Cust",null,{"$f":"IF(OR(MONTH(D$3)={4,5,10,11}),'Electric Factors '!$F$9,IF(OR(MONTH(D$3)={6,7,8,9}),'Electric Factors '!$G$9,0))","v":0},{"$f":"IF(OR(MONTH(E$3)={4,5,10,11}),'Electric Factors '!$F$9,IF(OR(MONTH(E$3)={6,7,8,9}),'Electric Factors '!$G$9,0))","v":0},{"$f":"IF(OR(MONTH(F$3)={4,5,10,11}),'Electric Factors '!$F$9,IF(OR(MONTH(F$3)={6,7,8,9}),'Electric Factors '!$G$9,0))","v":0},{"$f":"IF(OR(MONTH(G$3)={4,5,10,11}),'Electric Factors '!$F$9,IF(OR(MONTH(G$3)={6,7,8,9}),'Electric Factors '!$G$9,0))","v":0.42299999999999999},{"$f":"IF(OR(MONTH(H$3)={4,10,11}),'Electric Factors '!$F$9,IF(OR(MONTH(H$3)={5,6,7,8,9}),'Electric Factors '!$G$9,0))","v":0.42299999999999999},{"$f":"IF(OR(MONTH(I$3)={4,5,10,11}),'Electric Factors '!$F$9,IF(OR(MONTH(I$3)={6,7,8,9}),'Electric Factors '!$G$9,0))","v":0.42299999999999999},{"$f":"IF(OR(MONTH(J$3)={4,5,10,11}),'Electric Factors '!$F$9,IF(OR(MONTH(J$3)={6,7,8,9}),'Electric Factors '!$G$9,0))","v":0.42299999999999999},{"$f":"IF(OR(MONTH(K$3)={4,5,10,11}),'Electric Factors '!$F$9,IF(OR(MONTH(K$3)={6,7,8,9}),'Electric Factors '!$G$9,0))","v":0.42299999999999999},{"$f":"IF(OR(MONTH(L$3)={4,5,10,11}),'Electric Factors '!$F$9,IF(OR(MONTH(L$3)={6,7,8,9}),'Electric Factors '!$G$9,0))","v":0.42299999999999999},{"$f":"IF(OR(MONTH(M$3)={4,5,10,11}),'Electric Factors '!$F$9,IF(OR(MONTH(M$3)={6,7,8,9}),'Electric Factors '!$G$9,0))","v":0.42299999999999999},{"$f":"IF(OR(MONTH(N$3)={4,5,10,11}),'Electric Factors '!$F$9,IF(OR(MONTH(N$3)={6,7,8,9}),'Electric Factors '!$G$9,0))","v":0.42299999999999999},{"$f":"IF(OR(MONTH(O$3)={4,5,10,11}),'Electric Factors '!$F$9,IF(OR(MONTH(O$3)={6,7,8,9}),'Electric Factors '!$G$9,0))","v":0}]
[]
["WA Com Sch 11","Peak Day Estimate",null,{"$f":"(($C26*12)/$P$5+D27*D$7+D28*D$8)*D25","v":1812164.232328767},{"$f":"(($C26*12)/$P$5+E27*E$7+E28*E$8)*E25","v":1876964.8997260276},1661559.5271232878,1489587.5379863014,1529968.8452054795,1560949.8916438357,1874510.344109589,2108246.2989041097,1513530.9073972602,1490170.0708219178,1509519.7338767126,1798283.4180821916]
[null,"Number of Cust",{"$f":"AVERAGE(D25:O25)","v":22556.916666666668},22716,22534,22571,22377,22556,22549,22537,22684,21864,23210,22543,22542]
[null,"Baseload/Cust/Mo",{"$f":"'Electric Factors '!$H$10","v":1851}]
[null,"Usage/DDH/Cust",null,{"$f":"IF(OR(MONTH(D$3)={12,1,2,3}),'Electric Factors '!$E$10,IF(OR(MONTH(D$3)={7,8,9}),0,'Electric Factors '!$D$10))","v":0.44},{"$f":"IF(OR(MONTH(E$3)={12,1,2,3}),'Electric Factors '!$E$10,IF(OR(MONTH(E$3)={7,8,9}),0,'Electric Factors '!$D$10))","v":0.44},{"$f":"IF(OR(MONTH(F$3)={12,1,2,3}),'Electric Factors '!$E$10,IF(OR(MONTH(F$3)={7,8,9}),0,'Electric Factors '!$D$10))","v":0.44},{"$f":"IF(OR(MONTH(G$3)={12,1,2,3}),'Electric Factors '!$E$10,IF(OR(MONTH(G$3)={7,8,9}),0,'Electric Factors '!$D$10))","v":0.19700000000000001},{"$f":"IF(OR(MONTH(H$3)={12,1,2,3}),'Electric Factors '!$E$10,IF(OR(MONTH(H$3)={7,8,9}),0,'Electric Factors '!$D$10))","v":0.19700000000000001},{"$f":"IF(OR(MONTH(I$3)={12,1,2,3}),'Electric Factors '!$E$10,IF(OR(MONTH(I$3)={7,8,9}),0,'Electric Factors '!$D$10))","v":0.19700000000000001},{"$f":"IF(OR(MONTH(J$3)={12,1,2,3}),'Electric Factors '!$E$10,IF(OR(MONTH(J$3)={7,8,9}),0,'Electric Factors '!$D$10))","v":0},{"$f":"IF(OR(MONTH(K$3)={12,1,2,3}),'Electric Factors '!$E$10,IF(OR(MONTH(K$3)={7,8,9}),0,'Electric Factors '!$D$10))","v":0},{"$f":"IF(OR(MONTH(L$3)={12,1,2,3}),'Electric Factors '!$E$10,IF(OR(MONTH(L$3)={7,8,9}),0,'Electric Factors '!$D$10))","v":0},{"$f":"IF(OR(MONTH(M$3)={12,1,2,3}),'Electric Factors '!$E$10,IF(OR(MONTH(M$3)={7,8,9}),0,'Electric Factors '!$D$10))","v":0.19700000000000001},{"$f":"IF(OR(MONTH(N$3)={12,1,2,3}),'Electric Factors '!$E$10,IF(OR(MONTH(N$3)={7,8,9}),0,'Electric Factors '!$D$10))","v":0.19700000000000001},{"$f":"IF(OR(MONTH(O$3)={12,1,2,3}),'Electric Factors '!$E$10,IF(OR(MONTH(O$3)={7,8,9}),0,'Electric Factors '!$D$10))","v":0.44}]
[null,"Usage/DDC/Cust",null,{"$f":"IF(OR(MONTH(D$3)={4,5,10,11}),'Electric Factors '!$F$10,IF(OR(MONTH(D$3)={6,7,8,9}),'Electric Factors '!$G$10,0))","v":0},{"$f":"IF(OR(MONTH(E$3)={4,5,10,11}),'Electric Factors '!$F$10,IF(OR(MONTH(E$3)={6,7,8,9}),'Electric Factors '!$G$10,0))","v":0},{"$f":"IF(OR(MONTH(F$3)={4,5,10,11}),'Electric Factors '!$F$10,IF(OR(MONTH(F$3)={6,7,8,9}),'Electric Factors '!$G$10,0))","v":0},{"$f":"IF(OR(MONTH(G$3)={4,5,10,11}),'Electric Factors '!$F$10,IF(OR(MONTH(G$3)={6,7,8,9}),'Electric Factors '!$G$10,0))","v":1.395},{"$f":"IF(OR(MONTH(H$3)={4,10,11}),'Electric Factors '!$F$10,IF(OR(MONTH(H$3)={5,6,7,8,9}),'Electric Factors '!$G$10,0))","v":1.395},{"$f":"IF(OR(MONTH(I$3)={4,5,10,11}),'Electric Factors '!$F$10,IF(OR(MONTH(I$3)={6,7,8,9}),'Electric Factors '!$G$10,0))","v":1.395},{"$f":"IF(OR(MONTH(J$3)={4,5,10,11}),'Electric Factors '!$F$10,IF(OR(MONTH(J$3)={6,7,8,9}),'Electric Factors '!$G$10,0))","v":1.395},{"$f":"IF(OR(MONTH(K$3)={4,5,10,11}),'Electric Factors '!$F$10,IF(OR(MONTH(K$3)={6,7,8,9}),'Electric Factors '!$G$10,0))","v":1.395},{"$f":"IF(OR(MONTH(L$3)={4,5,10,11}),'Electric Factors '!$F$10,IF(OR(MONTH(L$3)={6,7,8,9}),'Electric Factors '!$G$10,0))","v":1.395},{"$f":"IF(OR(MONTH(M$3)={4,5,10,11}),'Electric Factors '!$F$10,IF(OR(MONTH(M$3)={6,7,8,9}),'Electric Factors '!$G$10,0))","v":1.395},{"$f":"IF(OR(MONTH(N$3)={4,5,10,11}),'Electric Factors '!$F$10,IF(OR(MONTH(N$3)={6,7,8,9}),'Electric Factors '!$G$10,0))","v":1.395},{"$f":"IF(OR(MONTH(O$3)={4,5,10,11}),'Electric Factors '!$F$10,IF(OR(MONTH(O$3)={6,7,8,9}),'Electric Factors '!$G$10,0))","v":0}]
[]
["WA Ind Sch 11","Peak Day Estimate",null,{"$f":"(($C32*12)/$P$5+D33*D$7+D34*D$8)*D31","v":22550.269616438356},{"$f":"(($C32*12)/$P$5+E33*E$7+E34*E$8)*E31","v":23218.207726027398},18784.666547945206,17510.020616438356,14449.576438356165,14476.397260273974,16018.528438356165,16881.897260273974,13897.341369863014,16749.245684931506,17902.614794520548,22372.708438356167]
[null,"Number of Cust",{"$f":"AVERAGE(D31:O31)","v":125.5},127,122,121,127,126,125,126,125,120,133,128,126]
[null,"Baseload/Cust/Mo",{"$f":"'Electric Factors '!$H$11","v":3316}]
[null,"Usage/DDH/Cust",null,{"$f":"IF(OR(MONTH(D$3)={12,1,2,3}),'Electric Factors '!$E$11,IF(OR(MONTH(D$3)={7,8,9}),0,'Electric Factors '!$D$11))","v":1.5940000000000001},{"$f":"IF(OR(MONTH(E$3)={12,1,2,3}),'Electric Factors '!$E$11,IF(OR(MONTH(E$3)={7,8,9}),0,'Electric Factors '!$D$11))","v":1.5940000000000001},{"$f":"IF(OR(MONTH(F$3)={12,1,2,3}),'Electric Factors '!$E$11,IF(OR(MONTH(F$3)={7,8,9}),0,'Electric Factors '!$D$11))","v":1.5940000000000001},{"$f":"IF(OR(MONTH(G$3)={12,1,2,3}),'Electric Factors '!$E$11,IF(OR(MONTH(G$3)={7,8,9}),0,'Electric Factors '!$D$11))","v":0.995},{"$f":"IF(OR(MONTH(H$3)={12,1,2,3}),'Electric Factors '!$E$11,IF(OR(MONTH(H$3)={7,8,9}),0,'Electric Factors '!$D$11))","v":0.995},{"$f":"IF(OR(MONTH(I$3)={12,1,2,3}),'Electric Factors '!$E$11,IF(OR(MONTH(I$3)={7,8,9}),0,'Electric Factors '!$D$11))","v":0.995},{"$f":"IF(OR(MONTH(J$3)={12,1,2,3}),'Electric Factors '!$E$11,IF(OR(MONTH(J$3)={7,8,9}),0,'Electric Factors '!$D$11))","v":0},{"$f":"IF(OR(MONTH(K$3)={12,1,2,3}),'Electric Factors '!$E$11,IF(OR(MONTH(K$3)={7,8,9}),0,'Electric Factors '!$D$11))","v":0},{"$f":"IF(OR(MONTH(L$3)={12,1,2,3}),'Electric Factors '!$E$11,IF(OR(MONTH(L$3)={7,8,9}),0,'Electric Factors '!$D$11))","v":0},{"$f":"IF(OR(MONTH(M$3)={12,1,2,3}),'Electric Factors '!$E$11,IF(OR(MONTH(M$3)={7,8,9}),0,'Electric Factors '!$D$11))","v":0.995},{"$f":"IF(OR(MONTH(N$3)={12,1,2,3}),'Electric Factors '!$E$11,IF(OR(MONTH(N$3)={7,8,9}),0,'Electric Factors '!$D$11))","v":0.995},{"$f":"IF(OR(MONTH(O$3)={12,1,2,3}),'Electric Factors '!$E$11,IF(OR(MONTH(O$3)={7,8,9}),0,'Electric Factors '!$D$11))","v":1.5940000000000001}]
[null,"Usage/DDC/Cust",null,{"$f":"IF(OR(MONTH(D$3)={4,5,10,11}),'Electric Factors '!$F$11,IF(OR(MONTH(D$3)={6,7,8,9}),'Electric Factors '!$G$11,0))","v":0},{"$f":"IF(OR(MONTH(E$3)={4,5,10,11}),'Electric Factors '!$F$11,IF(OR(MONTH(E$3)={6,7,8,9}),'Electric Factors '!$G$11,0))","v":0},{"$f":"IF(OR(MONTH(F$3)={4,5,10,11}),'Electric Factors '!$F$11,IF(OR(MONTH(F$3)={6,7,8,9}),'Electric Factors '!$G$11,0))","v":0},{"$f":"IF(OR(MONTH(G$3)={4,5,10,11}),'Electric Factors '!$F$11,IF(OR(MONTH(G$3)={6,7,8,9}),'Electric Factors '!$G$11,0))","v":1.1319999999999999},{"$f":"IF(OR(MONTH(H$3)={4,5,10,11}),'Electric Factors '!$F$11,IF(OR(MONTH(H$3)={6,7,8,9}),'Electric Factors '!$G$11,0))","v":1.1319999999999999},{"$f":"IF(OR(MONTH(I$3)={4,5,10,11}),'Electric Factors '!$F$11,IF(OR(MONTH(I$3)={6,7,8,9}),'Electric Factors '!$G$11,0))","v":1.1319999999999999},{"$f":"IF(OR(MONTH(J$3)={4,5,10,11}),'Electric Factors '!$F$11,IF(OR(MONTH(J$3)={6,7,8,9}),'Electric Factors '!$G$11,0))","v":1.1319999999999999},{"$f":"IF(OR(MONTH(K$3)={4,5,10,11}),'Electric Factors '!$F$11,IF(OR(MONTH(K$3)={6,7,8,9}),'Electric Factors '!$G$11,0))","v":1.1319999999999999},{"$f":"IF(OR(MONTH(L$3)={4,5,10,11}),'Electric Factors '!$F$11,IF(OR(MONTH(L$3)={6,7,8,9}),'Electric Factors '!$G$11,0))","v":1.1319999999999999},{"$f":"IF(OR(MONTH(M$3)={4,5,10,11}),'Electric Factors '!$F$11,IF(OR(MONTH(M$3)={6,7,8,9}),'Electric Factors '!$G$11,0))","v":1.1319999999999999},{"$f":"IF(OR(MONTH(N$3)={4,5,10,11}),'Electric Factors '!$F$11,IF(OR(MONTH(N$3)={6,7,8,9}),'Electric Factors '!$G$11,0))","v":1.1319999999999999},{"$f":"IF(OR(MONTH(O$3)={4,5,10,11}),'Electric Factors '!$F$11,IF(OR(MONTH(O$3)={6,7,8,9}),'Electric Factors '!$G$11,0))","v":0}]
[]
["WA Other Sch 11","Billed Usage",null,{"$f":"'12.2018 WA Usage'!F146","v":204981.31199999899},{"$f":"'12.2018 WA Usage'!G146","v":178237.56700000167},{"$f":"'12.2018 WA Usage'!H146","v":118138.79800000042},{"$f":"'12.2018 WA Usage'!I146","v":139780.31799999624},{"$f":"'12.2018 WA Usage'!J146","v":150693.61900000274},{"$f":"'12.2018 WA Usage'!K146","v":178237.2650000006},{"$f":"'12.2018 WA Usage'!L146","v":224232.70300000161},{"$f":"'12.2018 WA Usage'!M146","v":175484.15999999642},{"$f":"'12.2018 WA Usage'!N146","v":227377.02000000328},{"$f":"'12.2018 WA Usage'!C146","v":272160.45799999684},{"$f":"'12.2018 WA Usage'!D146","v":211471.03900000453},{"$f":"'12.2018 WA Usage'!E146","v":236280.78299999982}]
[null,"Estimated Daily Usage",null,{"$f":"D36/D$5","v":6612.3003870967414},{"$f":"E36/E$5","v":6365.6273928572027},3810.9289677419488,4659.343933333208,4861.0844838710564,5941.2421666666869,7233.3130000000519,5660.7793548385944,7579.2340000001095,8779.3696129031232,7049.0346333334846,7621.9607419354779]
[]
["Total WA Sch 11","Peak Day Estimate",null,{"$f":"D18+D24+D30+D37","v":2089874.5065788776},{"$f":"E18+E24+E30+E37","v":2174409.1138038165},1886263.4208581531,1695900.2914675795,1682130.257223597,1717788.2155913245,2076944.9046712329,2336489.9204096333,1671312.1263013699,1674836.183434821,1727357.9354141559,2077709.2857008395]
[{"$f":"'Load Shape'!F2","v":"WA11"},"Seasonal Profile hourly %",null,{"$f":"INDEX(LoadShape,MATCH(D$6,M.WkDy.H,0),$A41)","v":4.2463341012229275E-2},4.4613114574054827E-2,4.5435066767051197E-2,4.9760593825599407E-2,3.3490718932632911E-2,5.1554963957636937E-2,5.5326577544809838E-2,5.2342939031940726E-2,4.8684934194492935E-2,4.8380199907932096E-2,4.4963638455951735E-2,4.5952963450876981E-2]
[{"$f":"MATCH(A40,'Load Shape'!$E$2:$N$2,0)","v":2},"Peak Hour Estimate #1",{"$f":"AVERAGE(D41:O41)","v":89457.401466345022},{"$f":"D39*D40","v":88743.053845623275},97007.162924998687,85702.504466936574,84389.005572433874,56335.751652752988,88560.5095416642,114910.25332459064,122298.74945274547,81367.720887440257,81028.909367614673,77668.297691981337,95476.898867358395]
[]
["Total WA Sch 11/12","Peak Day Estimate",null,{"$f":"(($C45*12)/$P$5+D46*D$7+D47*D$8)*D44","v":2086713.6869589039},{"$f":"(($C45*12)/$P$5+E46*E$7+E47*E$8)*E44","v":2163537.366410959},1890214.1171506848,1682547.3974383562,1686789.3347945204,1718092.1970410959,2060614.8523835617,2299316.0258630137,1681044.530958904,1668138.6706986302,1713590.2762602738,2077908.4454794519]
[null,"Number of Cust",{"$f":"AVERAGE(D44:O44)","v":32233.333333333332},32467,32081,32186,31947,32176,32138,32288,32352,31445,33083,32307,32330]
[null,"Baseload/Cust/Mo",{"$f":"'Electric Factors '!$H$12","v":1437}]
[null,"Usage/DDH/Cust",null,{"$f":"IF(OR(MONTH(D$3)={12,1,2,3}),'Electric Factors '!$E$12,IF(OR(MONTH(D$3)={7,8,9}),0,'Electric Factors '!$D$12))","v":0.39600000000000002},{"$f":"IF(OR(MONTH(E$3)={12,1,2,3}),'Electric Factors '!$E$12,IF(OR(MONTH(E$3)={7,8,9}),0,'Electric Factors '!$D$12))","v":0.39600000000000002},{"$f":"IF(OR(MONTH(F$3)={12,1,2,3}),'Electric Factors '!$E$12,IF(OR(MONTH(F$3)={7,8,9}),0,'Electric Factors '!$D$12))","v":0.39600000000000002},{"$f":"IF(OR(MONTH(G$3)={12,1,2,3}),'Electric Factors '!$E$12,IF(OR(MONTH(G$3)={7,8,9}),0,'Electric Factors '!$D$12))","v":0.187},{"$f":"IF(OR(MONTH(H$3)={12,1,2,3}),'Electric Factors '!$E$12,IF(OR(MONTH(H$3)={7,8,9}),0,'Electric Factors '!$D$12))","v":0.187},{"$f":"IF(OR(MONTH(I$3)={12,1,2,3}),'Electric Factors '!$E$12,IF(OR(MONTH(I$3)={7,8,9}),0,'Electric Factors '!$D$12))","v":0.187},{"$f":"IF(OR(MONTH(J$3)={12,1,2,3}),'Electric Factors '!$E$12,IF(OR(MONTH(J$3)={7,8,9}),0,'Electric Factors '!$D$12))","v":0},{"$f":"IF(OR(MONTH(K$3)={12,1,2,3}),'Electric Factors '!$E$12,IF(OR(MONTH(K$3)={7,8,9}),0,'Electric Factors '!$D$12))","v":0},{"$f":"IF(OR(MONTH(L$3)={12,1,2,3}),'Electric Factors '!$E$12,IF(OR(MONTH(L$3)={7,8,9}),0,'Electric Factors '!$D$12))","v":0},{"$f":"IF(OR(MONTH(M$3)={12,1,2,3}),'Electric Factors '!$E$12,IF(OR(MONTH(M$3)={7,8,9}),0,'Electric Factors '!$D$12))","v":0.187},{"$f":"IF(OR(MONTH(N$3)={12,1,2,3}),'Electric Factors '!$E$12,IF(OR(MONTH(N$3)={7,8,9}),0,'Electric Factors '!$D$12))","v":0.187},{"$f":"IF(OR(MONTH(O$3)={12,1,2,3}),'Electric Factors '!$E$12,IF(OR(MONTH(O$3)={7,8,9}),0,'Electric Factors '!$D$12))","v":0.39600000000000002}]
[null,"Usage/DDC/Cust",null,{"$f":"IF(OR(MONTH(D$3)={4,5,10,11}),'Electric Factors '!$F$12,IF(OR(MONTH(D$3)={6,7,8,9}),'Electric Factors '!$G$12,0))","v":0},{"$f":"IF(OR(MONTH(E$3)={4,5,10,11}),'Electric Factors '!$F$12,IF(OR(MONTH(E$3)={6,7,8,9}),'Electric Factors '!$G$12,0))","v":0},{"$f":"IF(OR(MONTH(F$3)={4,5,10,11}),'Electric Factors '!$F$12,IF(OR(MONTH(F$3)={6,7,8,9}),'Electric Factors '!$G$12,0))","v":0},{"$f":"IF(OR(MONTH(G$3)={4,5,10,11}),'Electric Factors '!$F$12,IF(OR(MONTH(G$3)={6,7,8,9}),'Electric Factors '!$G$12,0))","v":1.036},{"$f":"IF(OR(MONTH(H$3)={4,5,10,11}),'Electric Factors '!$F$12,IF(OR(MONTH(H$3)={6,7,8,9}),'Electric Factors '!$G$12,0))","v":1.036},{"$f":"IF(OR(MONTH(I$3)={4,5,10,11}),'Electric Factors '!$F$12,IF(OR(MONTH(I$3)={6,7,8,9}),'Electric Factors '!$G$12,0))","v":1.036},{"$f":"IF(OR(MONTH(J$3)={4,5,10,11}),'Electric Factors '!$F$12,IF(OR(MONTH(J$3)={6,7,8,9}),'Electric Factors '!$G$12,0))","v":1.036},{"$f":"IF(OR(MONTH(K$3)={4,5,10,11}),'Electric Factors '!$F$12,IF(OR(MONTH(K$3)={6,7,8,9}),'Electric Factors '!$G$12,0))","v":1.036},{"$f":"IF(OR(MONTH(L$3)={4,5,10,11}),'Electric Factors '!$F$12,IF(OR(MONTH(L$3)={6,7,8,9}),'Electric Factors '!$G$12,0))","v":1.036},{"$f":"IF(OR(MONTH(M$3)={4,5,10,11}),'Electric Factors '!$F$12,IF(OR(MONTH(M$3)={6,7,8,9}),'Electric Factors '!$G$12,0))","v":1.036},{"$f":"IF(OR(MONTH(N$3)={4,5,10,11}),'Electric Factors '!$F$12,IF(OR(MONTH(N$3)={6,7,8,9}),'Electric Factors '!$G$12,0))","v":1.036},{"$f":"IF(OR(MONTH(O$3)={4,5,10,11}),'Electric Factors '!$F$12,IF(OR(MONTH(O$3)={6,7,8,9}),'Electric Factors '!$G$12,0))","v":0}]
[null,"Seasonal Profile hourly %",null,{"$f":"D40","v":4.2463341012229275E-2},{"$f":"E40","v":4.4613114574054827E-2},4.5435066767051197E-2,4.9760593825599407E-2,3.3490718932632911E-2,5.1554963957636937E-2,5.5326577544809838E-2,5.2342939031940726E-2,4.8684934194492935E-2,4.8380199907932096E-2,4.4963638455951735E-2,4.5952963450876981E-2]
[null,"Peak Hour Estimate #2",{"$f":"AVERAGE(D49:O49)","v":89103.913462923098},{"$f":"D43*D48","v":88608.834884222189},96522.140412940949,85882.004616764098,83724.557636249418,56491.787510166119,88576.181294350958,114006.76742038601,120352.95855691197,81841.542367746486,80704.882362551842,77049.253643401404,95486.050849385851]
[]
["WA Res Sch 21 (Sch 22)","Peak Day Estimate",null,{"$f":"(($C53*12)/$P$5+D54*D$7+D55*D$8)*D52","v":114085.91605479454},{"$f":"(($C53*12)/$P$5+E54*E$7+E55*E$8)*E52","v":119746.50213698632},97643.71813698631,90539.762136986305,82471.013972602741,82952.348054794536,102417.41413698629,117252.6821369863,84680.521972602743,84888.085972602741,90100.472219178089,104578.75638356165]
[null,"Number of Cust",{"$f":"AVERAGE(D52:O52)","v":47.333333333333336},48,47,47,47,49,48,47,47,49,49,46,44]
[null,"Baseload/Cust/Mo",{"$f":"'Electric Factors '!$H$13","v":44336}]
[null,"Usage/DDH/Cust",null,{"$f":"IF(OR(MONTH(D$3)={12,1,2,3}),'Electric Factors '!$E$13,IF(OR(MONTH(D$3)={7,8,9}),0,'Electric Factors '!$D$13))","v":21.376000000000001},{"$f":"IF(OR(MONTH(E$3)={12,1,2,3}),'Electric Factors '!$E$13,IF(OR(MONTH(E$3)={7,8,9}),0,'Electric Factors '!$D$13))","v":21.376000000000001},{"$f":"IF(OR(MONTH(F$3)={12,1,2,3}),'Electric Factors '!$E$13,IF(OR(MONTH(F$3)={7,8,9}),0,'Electric Factors '!$D$13))","v":21.376000000000001},{"$f":"IF(OR(MONTH(G$3)={12,1,2,3}),'Electric Factors '!$E$13,IF(OR(MONTH(G$3)={7,8,9}),0,'Electric Factors '!$D$13))","v":16.164000000000001},{"$f":"IF(OR(MONTH(H$3)={12,1,2,3}),'Electric Factors '!$E$13,IF(OR(MONTH(H$3)={7,8,9}),0,'Electric Factors '!$D$13))","v":16.164000000000001},{"$f":"IF(OR(MONTH(I$3)={12,1,2,3}),'Electric Factors '!$E$13,IF(OR(MONTH(I$3)={7,8,9}),0,'Electric Factors '!$D$13))","v":16.164000000000001},{"$f":"IF(OR(MONTH(J$3)={12,1,2,3}),'Electric Factors '!$E$13,IF(OR(MONTH(J$3)={7,8,9}),0,'Electric Factors '!$D$13))","v":0},{"$f":"IF(OR(MONTH(K$3)={12,1,2,3}),'Electric Factors '!$E$13,IF(OR(MONTH(K$3)={7,8,9}),0,'Electric Factors '!$D$13))","v":0},{"$f":"IF(OR(MONTH(L$3)={12,1,2,3}),'Electric Factors '!$E$13,IF(OR(MONTH(L$3)={7,8,9}),0,'Electric Factors '!$D$13))","v":0},{"$f":"IF(OR(MONTH(M$3)={12,1,2,3}),'Electric Factors '!$E$13,IF(OR(MONTH(M$3)={7,8,9}),0,'Electric Factors '!$D$13))","v":16.164000000000001},{"$f":"IF(OR(MONTH(N$3)={12,1,2,3}),'Electric Factors '!$E$13,IF(OR(MONTH(N$3)={7,8,9}),0,'Electric Factors '!$D$13))","v":16.164000000000001},{"$f":"IF(OR(MONTH(O$3)={12,1,2,3}),'Electric Factors '!$E$13,IF(OR(MONTH(O$3)={7,8,9}),0,'Electric Factors '!$D$13))","v":21.376000000000001}]
[null,"Usage/DDC/Cust",null,{"$f":"IF(OR(MONTH(D$3)={4,5,10,11}),'Electric Factors '!$F$13,IF(OR(MONTH(D$3)={6,7,8,9}),'Electric Factors '!$G$13,0))","v":0},{"$f":"IF(OR(MONTH(E$3)={4,5,10,11}),'Electric Factors '!$F$13,IF(OR(MONTH(E$3)={6,7,8,9}),'Electric Factors '!$G$13,0))","v":0},{"$f":"IF(OR(MONTH(F$3)={4,5,10,11}),'Electric Factors '!$F$13,IF(OR(MONTH(F$3)={6,7,8,9}),'Electric Factors '!$G$13,0))","v":0},{"$f":"IF(OR(MONTH(G$3)={4,5,10,11}),'Electric Factors '!$F$13,IF(OR(MONTH(G$3)={6,7,8,9}),'Electric Factors '!$G$13,0))","v":45.091999999999999},{"$f":"IF(OR(MONTH(H$3)={4,10,11}),'Electric Factors '!$F$13,IF(OR(MONTH(H$3)={5,6,7,8,9}),'Electric Factors '!$G$13,0))","v":45.091999999999999},{"$f":"IF(OR(MONTH(I$3)={4,5,10,11}),'Electric Factors '!$F$13,IF(OR(MONTH(I$3)={6,7,8,9}),'Electric Factors '!$G$13,0))","v":45.091999999999999},{"$f":"IF(OR(MONTH(J$3)={4,5,10,11}),'Electric Factors '!$F$13,IF(OR(MONTH(J$3)={6,7,8,9}),'Electric Factors '!$G$13,0))","v":45.091999999999999},{"$f":"IF(OR(MONTH(K$3)={4,5,10,11}),'Electric Factors '!$F$13,IF(OR(MONTH(K$3)={6,7,8,9}),'Electric Factors '!$G$13,0))","v":45.091999999999999},{"$f":"IF(OR(MONTH(L$3)={4,5,10,11}),'Electric Factors '!$F$13,IF(OR(MONTH(L$3)={6,7,8,9}),'Electric Factors '!$G$13,0))","v":45.091999999999999},{"$f":"IF(OR(MONTH(M$3)={4,5,10,11}),'Electric Factors '!$F$13,IF(OR(MONTH(M$3)={6,7,8,9}),'Electric Factors '!$G$13,0))","v":45.091999999999999},{"$f":"IF(OR(MONTH(N$3)={4,5,10,11}),'Electric Factors '!$F$13,IF(OR(MONTH(N$3)={6,7,8,9}),'Electric Factors '!$G$13,0))","v":45.091999999999999},{"$f":"IF(OR(MONTH(O$3)={4,5,10,11}),'Electric Factors '!$F$13,IF(OR(MONTH(O$3)={6,7,8,9}),'Electric Factors '!$G$13,0))","v":0}]
[null,"Seasonal Profile hourly %",null,{"$f":"D69","v":4.3280798163194127E-2},{"$f":"E69","v":4.5944665235750193E-2},4.6642895283063715E-2,4.8571922955983317E-2,4.3737764674029275E-2,4.8717117878007386E-2,5.189411712771181E-2,4.7749968927900427E-2,4.6318889277712605E-2,4.7915776413268996E-2,4.5044592364249174E-2,4.7364193687560396E-2]
[null,"Peak Hour Estimate",{"$f":"AVERAGE(D57:O57)","v":4579.5918874655918},{"$f":"D51*D56","v":4937.7295060306706},5501.7129538358813,4554.385720112442,4397.6903509707545,3607.0978015622791,4041.199318442922,5314.861285142134,5598.8119287540812,3922.3077212278959,4067.4785476135889,4058.5390429392342,4953.288472955207]
[]
["WA Com Sch 21 ","Peak Day Estimate",null,{"$f":"(($C61*12)/$P$5+D62*D$7+D63*D$8)*D60","v":3599900.1702739727},{"$f":"(($C61*12)/$P$5+E62*E$7+E63*E$8)*E60","v":3633234.6807534248},3533506.5297945202,3334983.5178082194,3543212.5668493151,3581055.6588493153,3932551.2959999996,4229177.7786575342,3503912.7364931507,3409136.5150684933,3296956.3397260276,3589730.9607534246]
[null,"Number of Cust",{"$f":"AVERAGE(D60:O60)","v":1760.6666666666667},1770,1765,1775,1754,1764,1764,1752,1766,1726,1793,1734,1765]
[null,"Baseload/Cust/Mo",{"$f":"'Electric Factors '!$H$14","v":57833}]
[null,"Usage/DDH/Cust",null,{"$f":"IF(OR(MONTH(D$3)={12,1,2,3}),'Electric Factors '!$E$14,IF(OR(MONTH(D$3)={7,8,9}),0,'Electric Factors '!$D$14))","v":3.081},{"$f":"IF(OR(MONTH(E$3)={12,1,2,3}),'Electric Factors '!$E$14,IF(OR(MONTH(E$3)={7,8,9}),0,'Electric Factors '!$D$14))","v":3.081},{"$f":"IF(OR(MONTH(F$3)={12,1,2,3}),'Electric Factors '!$E$14,IF(OR(MONTH(F$3)={7,8,9}),0,'Electric Factors '!$D$14))","v":3.081},{"$f":"IF(OR(MONTH(G$3)={12,1,2,3}),'Electric Factors '!$E$14,IF(OR(MONTH(G$3)={7,8,9}),0,'Electric Factors '!$D$14))","v":0},{"$f":"IF(OR(MONTH(H$3)={12,1,2,3}),'Electric Factors '!$E$14,IF(OR(MONTH(H$3)={7,8,9}),0,'Electric Factors '!$D$14))","v":0},{"$f":"IF(OR(MONTH(I$3)={12,1,2,3}),'Electric Factors '!$E$14,IF(OR(MONTH(I$3)={7,8,9}),0,'Electric Factors '!$D$14))","v":0},{"$f":"IF(OR(MONTH(J$3)={12,1,2,3}),'Electric Factors '!$E$14,IF(OR(MONTH(J$3)={7,8,9}),0,'Electric Factors '!$D$14))","v":0},{"$f":"IF(OR(MONTH(K$3)={12,1,2,3}),'Electric Factors '!$E$14,IF(OR(MONTH(K$3)={7,8,9}),0,'Electric Factors '!$D$14))","v":0},{"$f":"IF(OR(MONTH(L$3)={12,1,2,3}),'Electric Factors '!$E$14,IF(OR(MONTH(L$3)={7,8,9}),0,'Electric Factors '!$D$14))","v":0},{"$f":"IF(OR(MONTH(M$3)={12,1,2,3}),'Electric Factors '!$E$14,IF(OR(MONTH(M$3)={7,8,9}),0,'Electric Factors '!$D$14))","v":0},{"$f":"IF(OR(MONTH(N$3)={12,1,2,3}),'Electric Factors '!$E$14,IF(OR(MONTH(N$3)={7,8,9}),0,'Electric Factors '!$D$14))","v":0},{"$f":"IF(OR(MONTH(O$3)={12,1,2,3}),'Electric Factors '!$E$14,IF(OR(MONTH(O$3)={7,8,9}),0,'Electric Factors '!$D$14))","v":3.081}]
[null,"Usage/DDC/Cust",null,{"$f":"IF(OR(MONTH(D$3)={4,5,10,11}),'Electric Factors '!$F$14,IF(OR(MONTH(D$3)={6,7,8,9}),'Electric Factors '!$G$14,0))","v":0},{"$f":"IF(OR(MONTH(E$3)={4,5,10,11}),'Electric Factors '!$F$14,IF(OR(MONTH(E$3)={6,7,8,9}),'Electric Factors '!$G$14,0))","v":0},{"$f":"IF(OR(MONTH(F$3)={4,5,10,11}),'Electric Factors '!$F$14,IF(OR(MONTH(F$3)={6,7,8,9}),'Electric Factors '!$G$14,0))","v":0},{"$f":"IF(OR(MONTH(G$3)={4,5,10,11}),'Electric Factors '!$F$14,IF(OR(MONTH(G$3)={6,7,8,9}),'Electric Factors '!$G$14,0))","v":21.452999999999999},{"$f":"IF(OR(MONTH(H$3)={4,10,11}),'Electric Factors '!$F$14,IF(OR(MONTH(H$3)={5,6,7,8,9}),'Electric Factors '!$G$14,0))","v":21.452999999999999},{"$f":"IF(OR(MONTH(I$3)={4,5,10,11}),'Electric Factors '!$F$14,IF(OR(MONTH(I$3)={6,7,8,9}),'Electric Factors '!$G$14,0))","v":21.452999999999999},{"$f":"IF(OR(MONTH(J$3)={4,5,10,11}),'Electric Factors '!$F$14,IF(OR(MONTH(J$3)={6,7,8,9}),'Electric Factors '!$G$14,0))","v":21.452999999999999},{"$f":"IF(OR(MONTH(K$3)={4,5,10,11}),'Electric Factors '!$F$14,IF(OR(MONTH(K$3)={6,7,8,9}),'Electric Factors '!$G$14,0))","v":21.452999999999999},{"$f":"IF(OR(MONTH(L$3)={4,5,10,11}),'Electric Factors '!$F$14,IF(OR(MONTH(L$3)={6,7,8,9}),'Electric Factors '!$G$14,0))","v":21.452999999999999},{"$f":"IF(OR(MONTH(M$3)={4,5,10,11}),'Electric Factors '!$F$14,IF(OR(MONTH(M$3)={6,7,8,9}),'Electric Factors '!$G$14,0))","v":21.452999999999999},{"$f":"IF(OR(MONTH(N$3)={4,5,10,11}),'Electric Factors '!$F$14,IF(OR(MONTH(N$3)={6,7,8,9}),'Electric Factors '!$G$14,0))","v":21.452999999999999},{"$f":"IF(OR(MONTH(O$3)={4,5,10,11}),'Electric Factors '!$F$14,IF(OR(MONTH(O$3)={6,7,8,9}),'Electric Factors '!$G$14,0))","v":0}]
[null,"Seasonal Profile hourly %",null,{"$f":"D69","v":4.3280798163194127E-2},{"$f":"E69","v":4.5944665235750193E-2},4.6642895283063715E-2,4.8571922955983317E-2,4.3737764674029275E-2,4.8717117878007386E-2,5.189411712771181E-2,4.7749968927900427E-2,4.6318889277712605E-2,4.7915776413268996E-2,4.5044592364249174E-2,4.7364193687560396E-2]
[null,"Peak Hour Estimate",{"$f":"AVERAGE(D65:O65)","v":169097.30587553926},{"$f":"D59*D64","v":155806.55267727599},{"$f":"E59*E64","v":166927.75113013384},164812.97505122767,161986.56248645505,154972.19743891858,174458.7106598675,204076.27756535885,201943.1075214642,162297.34608039324,163351.42301833298,148510.05436568594,170024.71251135747]
[]
["WA Other Sec Sch 21","Billed Usage",null,{"$f":"'12.2018 WA Usage'!F157-D72","v":-76305.845000013709},{"$f":"'12.2018 WA Usage'!G157-E72","v":-377759.48800000921},{"$f":"'12.2018 WA Usage'!H157-F72","v":-1236235.4829999991},{"$f":"'12.2018 WA Usage'!I157-G72","v":-471498.12299999781},{"$f":"'12.2018 WA Usage'!J157-H72","v":-1286925.4629999921},{"$f":"'12.2018 WA Usage'!K157-I72","v":-2002256.7420000024},{"$f":"'12.2018 WA Usage'!L157-J72","v":203345.56300000101},{"$f":"'12.2018 WA Usage'!M157-K72","v":-496866.17100001127},{"$f":"'12.2018 WA Usage'!N157-L72","v":-441583.4100000076},{"$f":"'12.2018 WA Usage'!C157-M72","v":-629408.68500000238},{"$f":"'12.2018 WA Usage'!D157-N72","v":-138550.76300001144},{"$f":"'12.2018 WA Usage'!E157-O72","v":-309018.9319999963}]
[{"$f":"'Load Shape'!G2","v":"WA21S"},"Estimated Daily Usage",null,{"$f":"D67/D$5","v":-2461.4788709681843},{"$f":"E67/E$5","v":-13491.410285714615},-39878.563967741902,-15716.604099999928,-41513.724612902974,-66741.89140000008,6559.5342903226137,-16027.941000000363,-14719.447000000253,-20303.505967742014,-4618.3587666670483,-9968.3526451611706]
[{"$f":"MATCH(A68,'Load Shape'!$E$2:$N$2,0)","v":3},"Seasonal Profile hourly %",null,{"$f":"INDEX(LoadShape,MATCH(D$6,M.WkDy.H,0),$A69)","v":4.3280798163194127E-2},4.5944665235750193E-2,4.6642895283063715E-2,4.8571922955983317E-2,4.3737764674029275E-2,4.8717117878007386E-2,5.189411712771181E-2,4.7749968927900427E-2,4.6318889277712605E-2,4.7915776413268996E-2,4.5044592364249174E-2,4.7364193687560396E-2]
[null,"Peak Hour Estimate",{"$f":"AVERAGE(D70:O70)","v":-931.397898349927},{"$f":"D68*D69","v":-106.53477019734095},-619.85832913531488,-1860.0516831863433,-763.38568347488797,-1815.7175178616073,-3251.4725907349712,340.4012407652437,-765.33368472823861,-681.78843582217064,-972.8582523557991,-208.03208803637375,-472.14298543131872]
[]
["WA Primary Sch 21","Billed Usage",null,{"$f":"'12.2018 WA Usage'!F114","v":8578043},{"$f":"'12.2018 WA Usage'!G114","v":8615897.0500000007},{"$f":"'12.2018 WA Usage'!H114","v":9397797.8000000007},{"$f":"'12.2018 WA Usage'!I114","v":8829029.0800000001},{"$f":"'12.2018 WA Usage'!J114","v":10101929.43},{"$f":"'12.2018 WA Usage'!K114","v":9797312.1600000001},{"$f":"'12.2018 WA Usage'!L114","v":8624500.2899999991},{"$f":"'12.2018 WA Usage'!M114","v":8749755.6799999997},{"$f":"'12.2018 WA Usage'!N114","v":9159538.4800000004},{"$f":"'12.2018 WA Usage'!C114","v":9858642},{"$f":"'12.2018 WA Usage'!D114","v":8709433},{"$f":"'12.2018 WA Usage'!E114","v":8573247}]
[{"$f":"'Load Shape'!H2","v":"WA21P"},"Estimated Daily Usage",null,{"$f":"D72/D$5","v":276711.06451612903},{"$f":"E72/E$5","v":307710.60892857146},303154.7677419355,294300.96933333331,325868.69129032257,326577.07199999999,278209.68677419354,282250.18322580645,305317.94933333335,318020.70967741933,290314.43333333335,276556.3548387097]
[{"$f":"MATCH(A73,'Load Shape'!$E$2:$N$2,0)","v":4},"Seasonal Profile hourly %",null,{"$f":"INDEX(LoadShape,MATCH(D$6,M.WkDy.H,0),$A74)","v":3.9603961974889544E-2},4.765674385162167E-2,4.7894886955728695E-2,5.1492190055859338E-2,4.0421866848509791E-2,4.428040659690239E-2,4.771016436856159E-2,4.488799270087817E-2,4.3916546051486607E-2,4.9761248708139638E-2,4.2838250792887105E-2,4.9328789233393754E-2]
[null,"Peak Hour Estimate",{"$f":"AVERAGE(D75:O75)","v":13682.144617571461},{"$f":"D73*D74","v":10958.854477127981},14664.485670135458,14519.563331090189,15154.20144653563,13172.220849435562,14460.965533385866,13273.429884922809,12669.644164461526,13408.509782242789,15825.107628597134,12436.562503928239,13642.190138994365]
[]
["WA Total Sch 31","Billed Usage",null,{"$f":"SUM('12.2018 WA Usage'!F95:F97)","v":5323831.0029999996},{"$f":"SUM('12.2018 WA Usage'!G95:G97)","v":10126135.685010001},{"$f":"SUM('12.2018 WA Usage'!H95:H97)","v":18516636.552000001},{"$f":"SUM('12.2018 WA Usage'!I95:I97)","v":23083952.635000002},{"$f":"SUM('12.2018 WA Usage'!J95:J97)","v":28015837.673000004},{"$f":"SUM('12.2018 WA Usage'!K95:K97)","v":23798947.989000004},{"$f":"SUM('12.2018 WA Usage'!L95:L97)","v":12939703.931},{"$f":"SUM('12.2018 WA Usage'!M95:M97)","v":6282585.2740000002},{"$f":"SUM('12.2018 WA Usage'!N95:N97)","v":3998282.9430000004},{"$f":"SUM('12.2018 WA Usage'!C95:C97)","v":5199805.6780000003},{"$f":"SUM('12.2018 WA Usage'!D95:D97)","v":4295325.2790000001},{"$f":"SUM('12.2018 WA Usage'!E95:E97)","v":4226647.8}]
[{"$f":"'Load Shape'!I2","v":"WA31"},"Estimated Daily Usage",null,{"$f":"D77/D$5","v":171736.48396774192},{"$f":"E77/E$5","v":361647.70303607144},597310.8565161291,769465.08783333341,903736.69912903244,793298.26630000013,417409.80422580644,202664.04109677419,133276.0981,167735.66703225806,143177.50930000001,136343.47741935484]
[{"$f":"MATCH(A78,'Load Shape'!$E$2:$N$2,0)","v":5},"Seasonal Profile hourly %",null,{"$f":"INDEX(LoadShape,MATCH(D$6,M.WkDy.H,0),$A79)","v":3.7115495993203303E-2},4.6590064978784825E-2,4.1427264626661429E-2,4.6139266861455766E-2,3.898511769039182E-2,3.8684446026791802E-2,3.8992520189133427E-2,3.8587464287487237E-2,3.639053647417715E-2,4.6233895288818327E-2,4.8554612479308312E-2,4.155985536115743E-2]
[null,"Peak Hour Estimate",{"$f":"AVERAGE(D80:O80)","v":16559.243964714067},{"$f":"D78*D79","v":6374.0847825915489},16849.189983878845,24744.954917271476,35502.555028115668,35232.28157667155,30688.303965829866,16275.860218416989,7820.2914481796197,4849.9887090440625,7755.0732657695153,6951.9284798140625,5666.4152009856207]

{"sheet":"ID DemEst","index":5,"n_rows":88,"n_cols":16,"rows_kept":88,"cut":false,"hidden":false,"merged":[]}
[null,null,null,"JAN","FEB","MAR","APR","MAY","JUN","JUL","AUG","SEP","OCT","NOV","DEC"]
[null,null,null,{"$f":"'Peak Calc CP'!C70","v":"2018-01-02"},{"$f":"'Peak Calc CP'!D70","v":"2018-02-21"},{"$f":"'Peak Calc CP'!E70","v":"2018-03-07"},{"$f":"'Peak Calc CP'!F70","v":"2018-04-02"},{"$f":"'Peak Calc CP'!G70","v":"2018-05-15"},{"$f":"'Peak Calc CP'!H70","v":"2018-06-20"},{"$f":"'Peak Calc CP'!I70","v":"2018-07-30"},{"$f":"'Peak Calc CP'!J70","v":"2018-08-10"},{"$f":"'Peak Calc CP'!K70","v":"2018-09-07"},{"$f":"'Peak Calc CP'!L70","v":"2018-10-16"},{"$f":"'Peak Calc CP'!M70","v":"2018-11-26"},{"$f":"'Peak Calc CP'!N70","v":"2018-12-07"}]
[null,null,null,{"$f":"'Peak Calc CP'!C71","v":"2018-01-02"},{"$f":"'Peak Calc CP'!D71","v":"2018-02-21"},{"$f":"'Peak Calc CP'!E71","v":"2018-03-07"},{"$f":"'Peak Calc CP'!F71","v":"2018-04-02"},{"$f":"'Peak Calc CP'!G71","v":"2018-05-15"},{"$f":"'Peak Calc CP'!H71","v":"2018-06-20"},{"$f":"'Peak Calc CP'!I71","v":"2018-07-30"},{"$f":"'Peak Calc CP'!J71","v":"2018-08-10"},{"$f":"'Peak Calc CP'!K71","v":"2018-09-07"},{"$f":"'Peak Calc CP'!L71","v":"2018-10-16"},{"$f":"'Peak Calc CP'!M71","v":"2018-11-26"},{"$f":"'Peak Calc CP'!N71","v":"2018-12-07"}]
[null,null,null,{"$f":"'Peak Calc CP'!C72","v":"18:00:00"},{"$f":"'Peak Calc CP'!D72","v":"08:00:00"},{"$f":"'Peak Calc CP'!E72","v":"08:00:00"},{"$f":"'Peak Calc CP'!F72","v":"10:00:00"},{"$f":"'Peak Calc CP'!G72","v":"19:00:00"},{"$f":"'Peak Calc CP'!H72","v":"17:00:00"},{"$f":"'Peak Calc CP'!I72","v":"16:00:00"},{"$f":"'Peak Calc CP'!J72","v":"16:00:00"},{"$f":"'Peak Calc CP'!K72","v":"17:00:00"},{"$f":"'Peak Calc CP'!L72","v":"08:00:00"},{"$f":"'Peak Calc CP'!M72","v":"18:00:00"},{"$f":"'Peak Calc CP'!N72","v":"08:00:00"}]
[null,null,"days in month",{"$f":"DAY(DATE(YEAR(D3),MONTH(D3)+1,0))","v":31},{"$f":"DAY(DATE(YEAR(E3),MONTH(E3)+1,0))","v":28},31,30,31,30,31,31,30,31,30,31,{"$f":"SUM(D5:O5)","v":365}]
[null,null,"m.wkdy.h",{"$f":"MONTH(D3)&\".\"&WEEKDAY(D3)&\".\"&HOUR(D4)","v":"1.3.18"},{"$f":"MONTH(E3)&\".\"&WEEKDAY(E3)&\".\"&HOUR(E4)","v":"2.4.8"},"3.4.8","4.2.10","5.3.19","6.4.17","7.2.16","8.6.16","9.6.17","10.3.8","11.2.18","12.6.8"]
[null,null,"DDH",{"$f":"MAX('Peak Calc CP'!C73,0)","v":43},{"$f":"MAX('Peak Calc CP'!D73,0)","v":51},{"$f":"MAX('Peak Calc CP'!E73,0)","v":29},{"$f":"MAX('Peak Calc CP'!F73,0)","v":29},{"$f":"MAX('Peak Calc CP'!G73,0)","v":0},{"$f":"MAX('Peak Calc CP'!H73,0)","v":0},{"$f":"MAX('Peak Calc CP'!I73,0)","v":0},{"$f":"MAX('Peak Calc CP'!J73,0)","v":0},{"$f":"MAX('Peak Calc CP'!K73,0)","v":0},{"$f":"MAX('Peak Calc CP'!L73,0)","v":17},{"$f":"MAX('Peak Calc CP'!M73,0)","v":31},{"$f":"MAX('Peak Calc CP'!N73,0)","v":43}]
[null,null,"DDC",{"$f":"MAX(-'Peak Calc CP'!C73,0)","v":0},{"$f":"MAX(-'Peak Calc CP'!D73,0)","v":0},{"$f":"MAX(-'Peak Calc CP'!E73,0)","v":0},{"$f":"MAX(-'Peak Calc CP'!F73,0)","v":0},{"$f":"MAX(-'Peak Calc CP'!G73,0)","v":5},{"$f":"MAX(-'Peak Calc CP'!H73,0)","v":6},{"$f":"MAX(-'Peak Calc CP'!I73,0)","v":16},{"$f":"MAX(-'Peak Calc CP'!J73,0)","v":23},{"$f":"MAX(-'Peak Calc CP'!K73,0)","v":6},{"$f":"MAX(-'Peak Calc CP'!L73,0)","v":0},{"$f":"MAX(-'Peak Calc CP'!M73,0)","v":0},{"$f":"MAX(-'Peak Calc CP'!N73,0)","v":0}]
[]
["ID Res Sch 1","Peak Day Estimate",null,{"$f":"(($C12*12)/$P$5+D13*D$7+D14*D$8)*D11","v":4783086.0323287677},{"$f":"(($C12*12)/$P$5+E13*E$7+E14*E$8)*E11","v":5291948.9710273976},3890095.6476027402,3464981.6321095889,2565784.959657534,2670551.1803835616,3741249.5072876713,4496902.5205479451,2691383.0109041096,2903882.292369863,3611212.0864520548,4851783.4571917811]
[{"$f":"'Load Shape'!J2","v":"ID01"},"Number of Cust",{"$f":"AVERAGE(D11:O11)","v":107925.25},107432,107381,107485,107448,107481,107428,107727,108000,108266,108597,108883,108975]
[{"$f":"MATCH(A11,'Load Shape'!$E$2:$N$2,0)","v":6},"Baseload/Cust/Mo",{"$f":"'Electric Factors '!$H$19","v":576}]
[null,"Usage/DDH/Cust",null,{"$f":"IF(OR(MONTH(D$3)={12,1,2,3}),'Electric Factors '!$E$19,IF(OR(MONTH(D$3)={7,8,9}),0,'Electric Factors '!$D$19))","v":0.59499999999999997},{"$f":"IF(OR(MONTH(E$3)={12,1,2,3}),'Electric Factors '!$E$19,IF(OR(MONTH(E$3)={7,8,9}),0,'Electric Factors '!$D$19))","v":0.59499999999999997},{"$f":"IF(OR(MONTH(F$3)={12,1,2,3}),'Electric Factors '!$E$19,IF(OR(MONTH(F$3)={7,8,9}),0,'Electric Factors '!$D$19))","v":0.59499999999999997},{"$f":"IF(OR(MONTH(G$3)={12,1,2,3}),'Electric Factors '!$E$19,IF(OR(MONTH(G$3)={7,8,9}),0,'Electric Factors '!$D$19))","v":0.45900000000000002},{"$f":"IF(OR(MONTH(H$3)={12,1,2,3}),'Electric Factors '!$E$19,IF(OR(MONTH(H$3)={7,8,9}),0,'Electric Factors '!$D$19))","v":0.45900000000000002},{"$f":"IF(OR(MONTH(I$3)={12,1,2,3}),'Electric Factors '!$E$19,IF(OR(MONTH(I$3)={7,8,9}),0,'Electric Factors '!$D$19))","v":0.45900000000000002},{"$f":"IF(OR(MONTH(J$3)={12,1,2,3}),'Electric Factors '!$E$19,IF(OR(MONTH(J$3)={7,8,9}),0,'Electric Factors '!$D$19))","v":0},{"$f":"IF(OR(MONTH(K$3)={12,1,2,3}),'Electric Factors '!$E$19,IF(OR(MONTH(K$3)={7,8,9}),0,'Electric Factors '!$D$19))","v":0},{"$f":"IF(OR(MONTH(L$3)={12,1,2,3}),'Electric Factors '!$E$19,IF(OR(MONTH(L$3)={7,8,9}),0,'Electric Factors '!$D$19))","v":0},{"$f":"IF(OR(MONTH(M$3)={12,1,2,3}),'Electric Factors '!$E$19,IF(OR(MONTH(M$3)={7,8,9}),0,'Electric Factors '!$D$19))","v":0.45900000000000002},{"$f":"IF(OR(MONTH(N$3)={12,1,2,3}),'Electric Factors '!$E$19,IF(OR(MONTH(N$3)={7,8,9}),0,'Electric Factors '!$D$19))","v":0.45900000000000002},{"$f":"IF(OR(MONTH(O$3)={12,1,2,3}),'Electric Factors '!$E$19,IF(OR(MONTH(O$3)={7,8,9}),0,'Electric Factors '!$D$19))","v":0.59499999999999997}]
[null,"Usage/DDC/Cust",null,{"$f":"IF(OR(MONTH(D$3)={4,5,10,11}),'Electric Factors '!$F$19,IF(OR(MONTH(D$3)={6,7,8,9}),'Electric Factors '!$G$19,0))","v":0},{"$f":"IF(OR(MONTH(E$3)={4,5,10,11}),'Electric Factors '!$F$19,IF(OR(MONTH(E$3)={6,7,8,9}),'Electric Factors '!$G$19,0))","v":0},{"$f":"IF(OR(MONTH(F$3)={4,5,10,11}),'Electric Factors '!$F$19,IF(OR(MONTH(F$3)={6,7,8,9}),'Electric Factors '!$G$19,0))","v":0},{"$f":"IF(OR(MONTH(G$3)={4,5,10,11}),'Electric Factors '!$F$19,IF(OR(MONTH(G$3)={6,7,8,9}),'Electric Factors '!$G$19,0))","v":0.98699999999999999},{"$f":"IF(OR(MONTH(H$3)={4,10,11}),'Electric Factors '!$F$19,IF(OR(MONTH(H$3)={5,6,7,8,9}),'Electric Factors '!$G$19,0))","v":0.98699999999999999},{"$f":"IF(OR(MONTH(I$3)={4,5,10,11}),'Electric Factors '!$F$19,IF(OR(MONTH(I$3)={6,7,8,9}),'Electric Factors '!$G$19,0))","v":0.98699999999999999},{"$f":"IF(OR(MONTH(J$3)={4,5,10,11}),'Electric Factors '!$F$19,IF(OR(MONTH(J$3)={6,7,8,9}),'Electric Factors '!$G$19,0))","v":0.98699999999999999},{"$f":"IF(OR(MONTH(K$3)={4,5,10,11}),'Electric Factors '!$F$19,IF(OR(MONTH(K$3)={6,7,8,9}),'Electric Factors '!$G$19,0))","v":0.98699999999999999},{"$f":"IF(OR(MONTH(L$3)={4,5,10,11}),'Electric Factors '!$F$19,IF(OR(MONTH(L$3)={6,7,8,9}),'Electric Factors '!$G$19,0))","v":0.98699999999999999},{"$f":"IF(OR(MONTH(M$3)={4,5,10,11}),'Electric Factors '!$F$19,IF(OR(MONTH(M$3)={6,7,8,9}),'Electric Factors '!$G$19,0))","v":0.98699999999999999},{"$f":"IF(OR(MONTH(N$3)={4,5,10,11}),'Electric Factors '!$F$19,IF(OR(MONTH(N$3)={6,7,8,9}),'Electric Factors '!$G$19,0))","v":0.98699999999999999},{"$f":"IF(OR(MONTH(O$3)={4,5,10,11}),'Electric Factors '!$F$19,IF(OR(MONTH(O$3)={6,7,8,9}),'Electric Factors '!$G$19,0))","v":0}]
[null,"Seasonal Profile hourly %",null,{"$f":"INDEX(LoadShape,MATCH(D$6,M.WkDy.H,0),$A12)","v":5.419528032762732E-2},{"$f":"INDEX(LoadShape,MATCH(E$6,M.WkDy.H,0),$A12)","v":4.9306269219952847E-2},5.2838577183506291E-2,4.6082478625418082E-2,5.2534368735569138E-2,5.3355568079438351E-2,5.9393377690803204E-2,5.5247225104779918E-2,5.5278940040525873E-2,4.9515585581013911E-2,5.7941901025086257E-2,4.3986178737607053E-2]
[null,"Peak Hour Estimate",{"$f":"AVERAGE(D16:O16)","v":195709.38744685927},{"$f":"D10*D15","v":259220.68835321628},260926.26066372931,205547.11912707929,159674.94199915638,134791.89316682628,142488.77531457957,222205.44502186804,248441.38582696451,148776.80008585827,143787.43216503083,209240.49329380019,213411.41434420276]
[]
["ID Res Sch 11","Peak Day Estimate",null,{"$f":"(($C20*12)/$P$5+D21*D$7+D22*D$8)*D19","v":103877.9040410959},{"$f":"(($C20*12)/$P$5+E21*E$7+E22*E$8)*E19","v":113725.15594520548},86328.06227397261,73832.542273972605,55622.738835616437,56603.245808219181,67924.291068493141,76279.217917808215,57213.0133150685,65297.280821917804,77428.63664383562,106192.73198630138]
[null,"Number of Cust",{"$f":"AVERAGE(D19:O19)","v":5426.666666666667},5385,5376,5386,5386,5397,5384,5398,5436,5442,5500,5525,5505]
[null,"Baseload/Cust/Mo",{"$f":"'Electric Factors '!$H$20","v":282}]
[null,"Usage/DDH/Cust",null,{"$f":"IF(OR(MONTH(D$3)={12,1,2,3}),'Electric Factors '!$E$20,IF(OR(MONTH(D$3)={7,8,9}),0,'Electric Factors '!$D$20))","v":0.23300000000000001},{"$f":"IF(OR(MONTH(E$3)={12,1,2,3}),'Electric Factors '!$E$20,IF(OR(MONTH(E$3)={7,8,9}),0,'Electric Factors '!$D$20))","v":0.23300000000000001},{"$f":"IF(OR(MONTH(F$3)={12,1,2,3}),'Electric Factors '!$E$20,IF(OR(MONTH(F$3)={7,8,9}),0,'Electric Factors '!$D$20))","v":0.23300000000000001},{"$f":"IF(OR(MONTH(G$3)={12,1,2,3}),'Electric Factors '!$E$20,IF(OR(MONTH(G$3)={7,8,9}),0,'Electric Factors '!$D$20))","v":0.153},{"$f":"IF(OR(MONTH(H$3)={12,1,2,3}),'Electric Factors '!$E$20,IF(OR(MONTH(H$3)={7,8,9}),0,'Electric Factors '!$D$20))","v":0.153},{"$f":"IF(OR(MONTH(I$3)={12,1,2,3}),'Electric Factors '!$E$20,IF(OR(MONTH(I$3)={7,8,9}),0,'Electric Factors '!$D$20))","v":0.153},{"$f":"IF(OR(MONTH(J$3)={12,1,2,3}),'Electric Factors '!$E$20,IF(OR(MONTH(J$3)={7,8,9}),0,'Electric Factors '!$D$20))","v":0},{"$f":"IF(OR(MONTH(K$3)={12,1,2,3}),'Electric Factors '!$E$20,IF(OR(MONTH(K$3)={7,8,9}),0,'Electric Factors '!$D$20))","v":0},{"$f":"IF(OR(MONTH(L$3)={12,1,2,3}),'Electric Factors '!$E$20,IF(OR(MONTH(L$3)={7,8,9}),0,'Electric Factors '!$D$20))","v":0},{"$f":"IF(OR(MONTH(M$3)={12,1,2,3}),'Electric Factors '!$E$20,IF(OR(MONTH(M$3)={7,8,9}),0,'Electric Factors '!$D$20))","v":0.153},{"$f":"IF(OR(MONTH(N$3)={12,1,2,3}),'Electric Factors '!$E$20,IF(OR(MONTH(N$3)={7,8,9}),0,'Electric Factors '!$D$20))","v":0.153},{"$f":"IF(OR(MONTH(O$3)={12,1,2,3}),'Electric Factors '!$E$20,IF(OR(MONTH(O$3)={7,8,9}),0,'Electric Factors '!$D$20))","v":0.23300000000000001}]
[null,"Usage/DDC/Cust",null,{"$f":"IF(OR(MONTH(D$3)={4,5,10,11}),'Electric Factors '!$F$20,IF(OR(MONTH(D$3)={6,7,8,9}),'Electric Factors '!$G$20,0))","v":0},{"$f":"IF(OR(MONTH(E$3)={4,5,10,11}),'Electric Factors '!$F$20,IF(OR(MONTH(E$3)={6,7,8,9}),'Electric Factors '!$G$20,0))","v":0},{"$f":"IF(OR(MONTH(F$3)={4,5,10,11}),'Electric Factors '!$F$20,IF(OR(MONTH(F$3)={6,7,8,9}),'Electric Factors '!$G$20,0))","v":0},{"$f":"IF(OR(MONTH(G$3)={4,5,10,11}),'Electric Factors '!$F$20,IF(OR(MONTH(G$3)={6,7,8,9}),'Electric Factors '!$G$20,0))","v":0.20699999999999999},{"$f":"IF(OR(MONTH(H$3)={4,10,11}),'Electric Factors '!$F$20,IF(OR(MONTH(H$3)={5,6,7,8,9}),'Electric Factors '!$G$20,0))","v":0.20699999999999999},{"$f":"IF(OR(MONTH(I$3)={4,5,10,11}),'Electric Factors '!$F$20,IF(OR(MONTH(I$3)={6,7,8,9}),'Electric Factors '!$G$20,0))","v":0.20699999999999999},{"$f":"IF(OR(MONTH(J$3)={4,5,10,11}),'Electric Factors '!$F$20,IF(OR(MONTH(J$3)={6,7,8,9}),'Electric Factors '!$G$20,0))","v":0.20699999999999999},{"$f":"IF(OR(MONTH(K$3)={4,5,10,11}),'Electric Factors '!$F$20,IF(OR(MONTH(K$3)={6,7,8,9}),'Electric Factors '!$G$20,0))","v":0.20699999999999999},{"$f":"IF(OR(MONTH(L$3)={4,5,10,11}),'Electric Factors '!$F$20,IF(OR(MONTH(L$3)={6,7,8,9}),'Electric Factors '!$G$20,0))","v":0.20699999999999999},{"$f":"IF(OR(MONTH(M$3)={4,5,10,11}),'Electric Factors '!$F$20,IF(OR(MONTH(M$3)={6,7,8,9}),'Electric Factors '!$G$20,0))","v":0.20699999999999999},{"$f":"IF(OR(MONTH(N$3)={4,5,10,11}),'Electric Factors '!$F$20,IF(OR(MONTH(N$3)={6,7,8,9}),'Electric Factors '!$G$20,0))","v":0.20699999999999999},{"$f":"IF(OR(MONTH(O$3)={4,5,10,11}),'Electric Factors '!$F$20,IF(OR(MONTH(O$3)={6,7,8,9}),'Electric Factors '!$G$20,0))","v":0}]
[]
["ID Com Sch 11","Peak Day Estimate",null,{"$f":"(($C26*12)/$P$5+D27*D$7+D28*D$8)*D25","v":1113884.2797945207},{"$f":"(($C26*12)/$P$5+E27*E$7+E28*E$8)*E25","v":1181458.1568493152},1015842.9089041096,902638.97320547944,918541.36986301374,946750.19449315069,1195147.0106301368,1368707.7062739728,944155.87372602744,867540.65961643844,916181.58861643844,1127477.6339041097]
[null,"Number of Cust",{"$f":"AVERAGE(D25:O25)","v":16037.25},15897,15994,16018,16004,16000,16057,16044,16034,16013,16184,16111,16091]
[null,"Baseload/Cust/Mo",{"$f":"'Electric Factors '!$H$21","v":1510}]
[null,"Usage/DDH/Cust",null,{"$f":"IF(OR(MONTH(D$3)={12,1,2,3}),'Electric Factors '!$E$21,IF(OR(MONTH(D$3)={7,8,9}),0,'Electric Factors '!$D$21))","v":0.47499999999999998},{"$f":"IF(OR(MONTH(E$3)={12,1,2,3}),'Electric Factors '!$E$21,IF(OR(MONTH(E$3)={7,8,9}),0,'Electric Factors '!$D$21))","v":0.47499999999999998},{"$f":"IF(OR(MONTH(F$3)={12,1,2,3}),'Electric Factors '!$E$21,IF(OR(MONTH(F$3)={7,8,9}),0,'Electric Factors '!$D$21))","v":0.47499999999999998},{"$f":"IF(OR(MONTH(G$3)={12,1,2,3}),'Electric Factors '!$E$21,IF(OR(MONTH(G$3)={7,8,9}),0,'Electric Factors '!$D$21))","v":0.23300000000000001},{"$f":"IF(OR(MONTH(H$3)={12,1,2,3}),'Electric Factors '!$E$21,IF(OR(MONTH(H$3)={7,8,9}),0,'Electric Factors '!$D$21))","v":0.23300000000000001},{"$f":"IF(OR(MONTH(I$3)={12,1,2,3}),'Electric Factors '!$E$21,IF(OR(MONTH(I$3)={7,8,9}),0,'Electric Factors '!$D$21))","v":0.23300000000000001},{"$f":"IF(OR(MONTH(J$3)={12,1,2,3}),'Electric Factors '!$E$21,IF(OR(MONTH(J$3)={7,8,9}),0,'Electric Factors '!$D$21))","v":0},{"$f":"IF(OR(MONTH(K$3)={12,1,2,3}),'Electric Factors '!$E$21,IF(OR(MONTH(K$3)={7,8,9}),0,'Electric Factors '!$D$21))","v":0},{"$f":"IF(OR(MONTH(L$3)={12,1,2,3}),'Electric Factors '!$E$21,IF(OR(MONTH(L$3)={7,8,9}),0,'Electric Factors '!$D$21))","v":0},{"$f":"IF(OR(MONTH(M$3)={12,1,2,3}),'Electric Factors '!$E$21,IF(OR(MONTH(M$3)={7,8,9}),0,'Electric Factors '!$D$21))","v":0.23300000000000001},{"$f":"IF(OR(MONTH(N$3)={12,1,2,3}),'Electric Factors '!$E$21,IF(OR(MONTH(N$3)={7,8,9}),0,'Electric Factors '!$D$21))","v":0.23300000000000001},{"$f":"IF(OR(MONTH(O$3)={12,1,2,3}),'Electric Factors '!$E$21,IF(OR(MONTH(O$3)={7,8,9}),0,'Electric Factors '!$D$21))","v":0.47499999999999998}]
[null,"Usage/DDC/Cust",null,{"$f":"IF(OR(MONTH(D$3)={4,5,10,11}),'Electric Factors '!$F$21,IF(OR(MONTH(D$3)={6,7,8,9}),'Electric Factors '!$G$21,0))","v":0},{"$f":"IF(OR(MONTH(E$3)={4,5,10,11}),'Electric Factors '!$F$21,IF(OR(MONTH(E$3)={6,7,8,9}),'Electric Factors '!$G$21,0))","v":0},{"$f":"IF(OR(MONTH(F$3)={4,5,10,11}),'Electric Factors '!$F$21,IF(OR(MONTH(F$3)={6,7,8,9}),'Electric Factors '!$G$21,0))","v":0},{"$f":"IF(OR(MONTH(G$3)={4,5,10,11}),'Electric Factors '!$F$21,IF(OR(MONTH(G$3)={6,7,8,9}),'Electric Factors '!$G$21,0))","v":1.5529999999999999},{"$f":"IF(OR(MONTH(H$3)={4,5,10,11}),'Electric Factors '!$F$21,IF(OR(MONTH(H$3)={6,7,8,9}),'Electric Factors '!$G$21,0))","v":1.5529999999999999},{"$f":"IF(OR(MONTH(I$3)={4,5,10,11}),'Electric Factors '!$F$21,IF(OR(MONTH(I$3)={6,7,8,9}),'Electric Factors '!$G$21,0))","v":1.5529999999999999},{"$f":"IF(OR(MONTH(J$3)={4,5,10,11}),'Electric Factors '!$F$21,IF(OR(MONTH(J$3)={6,7,8,9}),'Electric Factors '!$G$21,0))","v":1.5529999999999999},{"$f":"IF(OR(MONTH(K$3)={4,5,10,11}),'Electric Factors '!$F$21,IF(OR(MONTH(K$3)={6,7,8,9}),'Electric Factors '!$G$21,0))","v":1.5529999999999999},{"$f":"IF(OR(MONTH(L$3)={4,5,10,11}),'Electric Factors '!$F$21,IF(OR(MONTH(L$3)={6,7,8,9}),'Electric Factors '!$G$21,0))","v":1.5529999999999999},{"$f":"IF(OR(MONTH(M$3)={4,5,10,11}),'Electric Factors '!$F$21,IF(OR(MONTH(M$3)={6,7,8,9}),'Electric Factors '!$G$21,0))","v":1.5529999999999999},{"$f":"IF(OR(MONTH(N$3)={4,5,10,11}),'Electric Factors '!$F$21,IF(OR(MONTH(N$3)={6,7,8,9}),'Electric Factors '!$G$21,0))","v":1.5529999999999999},{"$f":"IF(OR(MONTH(O$3)={4,5,10,11}),'Electric Factors '!$F$21,IF(OR(MONTH(O$3)={6,7,8,9}),'Electric Factors '!$G$21,0))","v":0}]
[]
["ID Ind Sch 11","Peak Day Estimate",null,{"$f":"(($C32*12)/$P$5+D33*D$7+D34*D$8)*D31","v":15326.900630136985},{"$f":"(($C32*12)/$P$5+E33*E$7+E34*E$8)*E31","v":16122.212630136986},13492.720356164384,12661.628424657532,11535.108356164383,11510.048219178081,13260.035287671233,14656.196424657533,11701.882356164382,11886.728424657533,12998.758561643835,14840.332356164383]
[null,"Number of Cust",{"$f":"AVERAGE(D31:O31)","v":122.91666666666667},126,126,122,123,122,120,121,123,122,123,125,122]
[null,"Baseload/Cust/Mo",{"$f":"'Electric Factors '!$H$22","v":2668}]
[null,"Usage/DDH/Cust",null,{"$f":"IF(OR(MONTH(D$3)={12,1,2,3}),'Electric Factors '!$E$22,IF(OR(MONTH(D$3)={7,8,9}),0,'Electric Factors '!$D$22))","v":0.78900000000000003},{"$f":"IF(OR(MONTH(E$3)={12,1,2,3}),'Electric Factors '!$E$22,IF(OR(MONTH(E$3)={7,8,9}),0,'Electric Factors '!$D$22))","v":0.78900000000000003},{"$f":"IF(OR(MONTH(F$3)={12,1,2,3}),'Electric Factors '!$E$22,IF(OR(MONTH(F$3)={7,8,9}),0,'Electric Factors '!$D$22))","v":0.78900000000000003},{"$f":"IF(OR(MONTH(G$3)={12,1,2,3}),'Electric Factors '!$E$22,IF(OR(MONTH(G$3)={7,8,9}),0,'Electric Factors '!$D$22))","v":0.52500000000000002},{"$f":"IF(OR(MONTH(H$3)={12,1,2,3}),'Electric Factors '!$E$22,IF(OR(MONTH(H$3)={7,8,9}),0,'Electric Factors '!$D$22))","v":0.52500000000000002},{"$f":"IF(OR(MONTH(I$3)={12,1,2,3}),'Electric Factors '!$E$22,IF(OR(MONTH(I$3)={7,8,9}),0,'Electric Factors '!$D$22))","v":0.52500000000000002},{"$f":"IF(OR(MONTH(J$3)={12,1,2,3}),'Electric Factors '!$E$22,IF(OR(MONTH(J$3)={7,8,9}),0,'Electric Factors '!$D$22))","v":0},{"$f":"IF(OR(MONTH(K$3)={12,1,2,3}),'Electric Factors '!$E$22,IF(OR(MONTH(K$3)={7,8,9}),0,'Electric Factors '!$D$22))","v":0},{"$f":"IF(OR(MONTH(L$3)={12,1,2,3}),'Electric Factors '!$E$22,IF(OR(MONTH(L$3)={7,8,9}),0,'Electric Factors '!$D$22))","v":0},{"$f":"IF(OR(MONTH(M$3)={12,1,2,3}),'Electric Factors '!$E$22,IF(OR(MONTH(M$3)={7,8,9}),0,'Electric Factors '!$D$22))","v":0.52500000000000002},{"$f":"IF(OR(MONTH(N$3)={12,1,2,3}),'Electric Factors '!$E$22,IF(OR(MONTH(N$3)={7,8,9}),0,'Electric Factors '!$D$22))","v":0.52500000000000002},{"$f":"IF(OR(MONTH(O$3)={12,1,2,3}),'Electric Factors '!$E$22,IF(OR(MONTH(O$3)={7,8,9}),0,'Electric Factors '!$D$22))","v":0.78900000000000003}]
[null,"Usage/DDC/Cust",null,{"$f":"IF(OR(MONTH(D$3)={4,5,10,11}),'Electric Factors '!$F$22,IF(OR(MONTH(D$3)={6,7,8,9}),'Electric Factors '!$G$22,0))","v":0},{"$f":"IF(OR(MONTH(E$3)={4,5,10,11}),'Electric Factors '!$F$22,IF(OR(MONTH(E$3)={6,7,8,9}),'Electric Factors '!$G$22,0))","v":0},{"$f":"IF(OR(MONTH(F$3)={4,5,10,11}),'Electric Factors '!$F$22,IF(OR(MONTH(F$3)={6,7,8,9}),'Electric Factors '!$G$22,0))","v":0},{"$f":"IF(OR(MONTH(G$3)={4,5,10,11}),'Electric Factors '!$F$22,IF(OR(MONTH(G$3)={6,7,8,9}),'Electric Factors '!$G$22,0))","v":1.367},{"$f":"IF(OR(MONTH(H$3)={4,10,11}),'Electric Factors '!$F$22,IF(OR(MONTH(H$3)={5,6,7,8,9}),'Electric Factors '!$G$22,0))","v":1.367},{"$f":"IF(OR(MONTH(I$3)={4,5,10,11}),'Electric Factors '!$F$22,IF(OR(MONTH(I$3)={6,7,8,9}),'Electric Factors '!$G$22,0))","v":1.367},{"$f":"IF(OR(MONTH(J$3)={4,5,10,11}),'Electric Factors '!$F$22,IF(OR(MONTH(J$3)={6,7,8,9}),'Electric Factors '!$G$22,0))","v":1.367},{"$f":"IF(OR(MONTH(K$3)={4,5,10,11}),'Electric Factors '!$F$22,IF(OR(MONTH(K$3)={6,7,8,9}),'Electric Factors '!$G$22,0))","v":1.367},{"$f":"IF(OR(MONTH(L$3)={4,5,10,11}),'Electric Factors '!$F$22,IF(OR(MONTH(L$3)={6,7,8,9}),'Electric Factors '!$G$22,0))","v":1.367},{"$f":"IF(OR(MONTH(M$3)={4,5,10,11}),'Electric Factors '!$F$22,IF(OR(MONTH(M$3)={6,7,8,9}),'Electric Factors '!$G$22,0))","v":1.367},{"$f":"IF(OR(MONTH(N$3)={4,5,10,11}),'Electric Factors '!$F$22,IF(OR(MONTH(N$3)={6,7,8,9}),'Electric Factors '!$G$22,0))","v":1.367},{"$f":"IF(OR(MONTH(O$3)={4,5,10,11}),'Electric Factors '!$F$22,IF(OR(MONTH(O$3)={6,7,8,9}),'Electric Factors '!$G$22,0))","v":0}]
[]
["ID Other Sch 11","Billed Usage",null,{"$f":"'12.2018 ID Usage'!F160","v":510610.6400000006},{"$f":"'12.2018 ID Usage'!G160","v":453384.68499999866},{"$f":"'12.2018 ID Usage'!H160","v":401190.27500000224},{"$f":"'12.2018 ID Usage'!I160","v":417642.42000000179},{"$f":"'12.2018 ID Usage'!J160","v":451102.83000000194},{"$f":"'12.2018 ID Usage'!K160","v":450044.63999999687},{"$f":"'12.2018 ID Usage'!L160","v":442625.37999999896},{"$f":"'12.2018 ID Usage'!M160","v":499520.65000000224},{"$f":"'12.2018 ID Usage'!N160","v":629540.46000000089},{"$f":"'12.2018 ID Usage'!C160","v":580640.57400000095},{"$f":"'12.2018 ID Usage'!D160","v":541204.28999999911},{"$f":"'12.2018 ID Usage'!E160","v":532169.68999999389}]
[null,"Estimated Daily Usage",null,{"$f":"D36/D$5","v":16471.310967741956},{"$f":"E36/E$5","v":16192.310178571381},12941.62177419362,13921.414000000059,14551.70419354845,15001.487999999896,14278.238064516096,16113.569354838783,20984.68200000003,18730.341096774224,18040.142999999971,17166.764193548192]
[]
["Total ID Sch 11","Peak Day Estimate",null,{"$f":"D18+D24+D30+D37","v":1249560.3954334955},{"$f":"E18+E24+E30+E37","v":1327497.8356032288},1128605.3133084404,1003054.5579041097,1000250.921248343,1029864.9765205479,1290609.5750508173,1475756.689971277,1034055.4513972603,963455.00995978795,1024649.1268219178,1265677.4624401238]
[{"$f":"'Load Shape'!K2","v":"ID11"},"Seasonal Profile hourly %",null,{"$f":"INDEX(LoadShape,MATCH(D$6,M.WkDy.H,0),$A41)","v":4.3279420105516109E-2},4.3157139941612382E-2,4.3918023263804708E-2,5.0538839534092155E-2,3.0963992430561388E-2,5.3783003107448095E-2,6.0059497860159995E-2,5.6053994763852984E-2,5.229561817543766E-2,4.6690367824064737E-2,4.6350123465005111E-2,4.3523580808684646E-2]
[{"$f":"MATCH(A40,'Load Shape'!$E$2:$N$2,0)","v":7},"Peak Hour Estimate #1",{"$f":"AVERAGE(D41:O41)","v":54988.922299348917},{"$f":"D39*D40","v":54080.249301181088},57291.009863316096,49566.114405533684,50693.213345855547,30971.761954195747,55389.231232456586,77513.363011066569,82722.057772370972,54076.569058500958,44984.068796960455,47492.613536505574,55086.815314243657]
[]
["Total ID Sch 11","Peak Day Estimate",null,{"$f":"(($C45*12)/$P$5+D46*D$7+D47*D$8)*D44","v":1244983.2879452053},{"$f":"(($C45*12)/$P$5+E46*E$7+E47*E$8)*E44","v":1322362.8213698629},1124976.1191780821,995605.72871232871,991120.92246575339,1018895.982739726,1277446.6086575342,{"$f":"(($C45*12)/$P$5+K46*K$7+K47*K$8)*K44","v":1460392.2354246576},1019698.2630410959,953205.96454794507,1016486.9444383561,1262985.2852054795]
[null,"Number of Cust",{"$f":"AVERAGE(D44:O44)","v":21616.666666666668},21439,21526,21555,21542,21548,21590,21592,21622,21607,21838,21792,21749]
[null,"Baseload/Cust/Mo",{"$f":"'Electric Factors '!$H$23","v":1217}]
[null,"Usage/DDH/Cust",null,{"$f":"IF(OR(MONTH(D$3)={12,1,2,3}),'Electric Factors '!$E$23,IF(OR(MONTH(D$3)={7,8,9}),0,'Electric Factors '!$D$23))","v":0.42},{"$f":"IF(OR(MONTH(E$3)={12,1,2,3}),'Electric Factors '!$E$23,IF(OR(MONTH(E$3)={7,8,9}),0,'Electric Factors '!$D$23))","v":0.42},{"$f":"IF(OR(MONTH(F$3)={12,1,2,3}),'Electric Factors '!$E$23,IF(OR(MONTH(F$3)={7,8,9}),0,'Electric Factors '!$D$23))","v":0.42},{"$f":"IF(OR(MONTH(G$3)={12,1,2,3}),'Electric Factors '!$E$23,IF(OR(MONTH(G$3)={7,8,9}),0,'Electric Factors '!$D$23))","v":0.214},{"$f":"IF(OR(MONTH(H$3)={12,1,2,3}),'Electric Factors '!$E$23,IF(OR(MONTH(H$3)={7,8,9}),0,'Electric Factors '!$D$23))","v":0.214},{"$f":"IF(OR(MONTH(I$3)={12,1,2,3}),'Electric Factors '!$E$23,IF(OR(MONTH(I$3)={7,8,9}),0,'Electric Factors '!$D$23))","v":0.214},{"$f":"IF(OR(MONTH(J$3)={12,1,2,3}),'Electric Factors '!$E$23,IF(OR(MONTH(J$3)={7,8,9}),0,'Electric Factors '!$D$23))","v":0},{"$f":"IF(OR(MONTH(K$3)={12,1,2,3}),'Electric Factors '!$E$23,IF(OR(MONTH(K$3)={7,8,9}),0,'Electric Factors '!$D$23))","v":0},{"$f":"IF(OR(MONTH(L$3)={12,1,2,3}),'Electric Factors '!$E$23,IF(OR(MONTH(L$3)={7,8,9}),0,'Electric Factors '!$D$23))","v":0},{"$f":"IF(OR(MONTH(M$3)={12,1,2,3}),'Electric Factors '!$E$23,IF(OR(MONTH(M$3)={7,8,9}),0,'Electric Factors '!$D$23))","v":0.214},{"$f":"IF(OR(MONTH(N$3)={12,1,2,3}),'Electric Factors '!$E$23,IF(OR(MONTH(N$3)={7,8,9}),0,'Electric Factors '!$D$23))","v":0.214},{"$f":"IF(OR(MONTH(O$3)={12,1,2,3}),'Electric Factors '!$E$23,IF(OR(MONTH(O$3)={7,8,9}),0,'Electric Factors '!$D$23))","v":0.42}]
[null,"Usage/DDC/Cust",null,{"$f":"IF(OR(MONTH(D$3)={4,5,10,11}),'Electric Factors '!$F$23,IF(OR(MONTH(D$3)={6,7,8,9}),'Electric Factors '!$G$23,0))","v":0},{"$f":"IF(OR(MONTH(E$3)={4,5,10,11}),'Electric Factors '!$F$23,IF(OR(MONTH(E$3)={6,7,8,9}),'Electric Factors '!$G$23,0))","v":0},{"$f":"IF(OR(MONTH(F$3)={4,5,10,11}),'Electric Factors '!$F$23,IF(OR(MONTH(F$3)={6,7,8,9}),'Electric Factors '!$G$23,0))","v":0},{"$f":"IF(OR(MONTH(G$3)={4,5,10,11}),'Electric Factors '!$F$23,IF(OR(MONTH(G$3)={6,7,8,9}),'Electric Factors '!$G$23,0))","v":1.1970000000000001},{"$f":"IF(OR(MONTH(H$3)={4,5,10,11}),'Electric Factors '!$F$23,IF(OR(MONTH(H$3)={6,7,8,9}),'Electric Factors '!$G$23,0))","v":1.1970000000000001},{"$f":"IF(OR(MONTH(I$3)={4,5,10,11}),'Electric Factors '!$F$23,IF(OR(MONTH(I$3)={6,7,8,9}),'Electric Factors '!$G$23,0))","v":1.1970000000000001},{"$f":"IF(OR(MONTH(J$3)={4,5,10,11}),'Electric Factors '!$F$23,IF(OR(MONTH(J$3)={6,7,8,9}),'Electric Factors '!$G$23,0))","v":1.1970000000000001},{"$f":"IF(OR(MONTH(K$3)={4,5,10,11}),'Electric Factors '!$F$23,IF(OR(MONTH(K$3)={6,7,8,9}),'Electric Factors '!$G$23,0))","v":1.1970000000000001},{"$f":"IF(OR(MONTH(L$3)={4,5,10,11}),'Electric Factors '!$F$23,IF(OR(MONTH(L$3)={6,7,8,9}),'Electric Factors '!$G$23,0))","v":1.1970000000000001},{"$f":"IF(OR(MONTH(M$3)={4,5,10,11}),'Electric Factors '!$F$23,IF(OR(MONTH(M$3)={6,7,8,9}),'Electric Factors '!$G$23,0))","v":1.1970000000000001},{"$f":"IF(OR(MONTH(N$3)={4,5,10,11}),'Electric Factors '!$F$23,IF(OR(MONTH(N$3)={6,7,8,9}),'Electric Factors '!$G$23,0))","v":1.1970000000000001},{"$f":"IF(OR(MONTH(O$3)={4,5,10,11}),'Electric Factors '!$F$23,IF(OR(MONTH(O$3)={6,7,8,9}),'Electric Factors '!$G$23,0))","v":0}]
[null,"Seasonal Profile hourly %",null,{"$f":"D40","v":4.3279420105516109E-2},{"$f":"E40","v":4.3157139941612382E-2},4.3918023263804708E-2,5.0538839534092155E-2,3.0963992430561388E-2,5.3783003107448095E-2,6.0059497860159995E-2,5.6053994763852984E-2,5.229561817543766E-2,4.6690367824064737E-2,4.6350123465005111E-2,4.3523580808684646E-2]
[null,"Peak Hour Estimate #2",{"$f":"AVERAGE(D49:O49)","v":54555.185862452308},{"$f":"D43*D48","v":53882.154743327272},57069.397335444548,49406.727373287744,50316.758162615268,30689.060741000609,54799.285805857064,76722.801859135827,81860.818717665315,53325.751018154144,44505.537096835964,47114.295375283597,54969.64212082031]
[]
["ID Res Sch 21","Peak Day Estimate",null,{"$f":"(($C53*12)/$P$5+D54*D$7+D55*D$8)*D52","v":25695.847013698629},{"$f":"(($C53*12)/$P$5+E54*E$7+E55*E$8)*E52","v":31099.219890410961},25072.89189041096,21155.281890410959,19484.485890410957,19955.563890410958,24666.343890410957,26410.340452054796,21064.206328767123,18406.536452054796,22623.669328767122,28907.827890410957]
[null,"Number of Cust",{"$f":"AVERAGE(D52:O52)","v":17.833333333333332},16,18,18,18,18,18,18,17,19,17,19,18]
[null,"Baseload/Cust/Mo",{"$f":"'Electric Factors '!$H$24","v":28945}]
[null,"Usage/DDH/Cust",null,{"$f":"IF(OR(MONTH(D$3)={12,1,2,3}),'Electric Factors '!$E$24,IF(OR(MONTH(D$3)={7,8,9}),0,'Electric Factors '!$D$24))","v":15.218},{"$f":"IF(OR(MONTH(E$3)={12,1,2,3}),'Electric Factors '!$E$24,IF(OR(MONTH(E$3)={7,8,9}),0,'Electric Factors '!$D$24))","v":15.218},{"$f":"IF(OR(MONTH(F$3)={12,1,2,3}),'Electric Factors '!$E$24,IF(OR(MONTH(F$3)={7,8,9}),0,'Electric Factors '!$D$24))","v":15.218},{"$f":"IF(OR(MONTH(G$3)={12,1,2,3}),'Electric Factors '!$E$24,IF(OR(MONTH(G$3)={7,8,9}),0,'Electric Factors '!$D$24))","v":7.7130000000000001},{"$f":"IF(OR(MONTH(H$3)={12,1,2,3}),'Electric Factors '!$E$24,IF(OR(MONTH(H$3)={7,8,9}),0,'Electric Factors '!$D$24))","v":7.7130000000000001},{"$f":"IF(OR(MONTH(I$3)={12,1,2,3}),'Electric Factors '!$E$24,IF(OR(MONTH(I$3)={7,8,9}),0,'Electric Factors '!$D$24))","v":7.7130000000000001},{"$f":"IF(OR(MONTH(J$3)={12,1,2,3}),'Electric Factors '!$E$24,IF(OR(MONTH(J$3)={7,8,9}),0,'Electric Factors '!$D$24))","v":0},{"$f":"IF(OR(MONTH(K$3)={12,1,2,3}),'Electric Factors '!$E$24,IF(OR(MONTH(K$3)={7,8,9}),0,'Electric Factors '!$D$24))","v":0},{"$f":"IF(OR(MONTH(L$3)={12,1,2,3}),'Electric Factors '!$E$24,IF(OR(MONTH(L$3)={7,8,9}),0,'Electric Factors '!$D$24))","v":0},{"$f":"IF(OR(MONTH(M$3)={12,1,2,3}),'Electric Factors '!$E$24,IF(OR(MONTH(M$3)={7,8,9}),0,'Electric Factors '!$D$24))","v":7.7130000000000001},{"$f":"IF(OR(MONTH(N$3)={12,1,2,3}),'Electric Factors '!$E$24,IF(OR(MONTH(N$3)={7,8,9}),0,'Electric Factors '!$D$24))","v":7.7130000000000001},{"$f":"IF(OR(MONTH(O$3)={12,1,2,3}),'Electric Factors '!$E$24,IF(OR(MONTH(O$3)={7,8,9}),0,'Electric Factors '!$D$24))","v":15.218}]
[{"$f":"$A$76","v":"ID21S"},"Usage/DDC/Cust",null,{"$f":"IF(OR(MONTH(D$3)={4,5,10,11}),'Electric Factors '!$F$24,IF(OR(MONTH(D$3)={6,7,8,9}),'Electric Factors '!$G$24,0))","v":0},{"$f":"IF(OR(MONTH(E$3)={4,5,10,11}),'Electric Factors '!$F$24,IF(OR(MONTH(E$3)={6,7,8,9}),'Electric Factors '!$G$24,0))","v":0},{"$f":"IF(OR(MONTH(F$3)={4,5,10,11}),'Electric Factors '!$F$24,IF(OR(MONTH(F$3)={6,7,8,9}),'Electric Factors '!$G$24,0))","v":0},{"$f":"IF(OR(MONTH(G$3)={4,5,10,11}),'Electric Factors '!$F$24,IF(OR(MONTH(G$3)={6,7,8,9}),'Electric Factors '!$G$24,0))","v":26.170999999999999},{"$f":"IF(OR(MONTH(H$3)={4,10,11}),'Electric Factors '!$F$24,IF(OR(MONTH(H$3)={5,6,7,8,9}),'Electric Factors '!$G$24,0))","v":26.170999999999999},{"$f":"IF(OR(MONTH(I$3)={4,5,10,11}),'Electric Factors '!$F$24,IF(OR(MONTH(I$3)={6,7,8,9}),'Electric Factors '!$G$24,0))","v":26.170999999999999},{"$f":"IF(OR(MONTH(J$3)={4,5,10,11}),'Electric Factors '!$F$24,IF(OR(MONTH(J$3)={6,7,8,9}),'Electric Factors '!$G$24,0))","v":26.170999999999999},{"$f":"IF(OR(MONTH(K$3)={4,5,10,11}),'Electric Factors '!$F$24,IF(OR(MONTH(K$3)={6,7,8,9}),'Electric Factors '!$G$24,0))","v":26.170999999999999},{"$f":"IF(OR(MONTH(L$3)={4,5,10,11}),'Electric Factors '!$F$24,IF(OR(MONTH(L$3)={6,7,8,9}),'Electric Factors '!$G$24,0))","v":26.170999999999999},{"$f":"IF(OR(MONTH(M$3)={4,5,10,11}),'Electric Factors '!$F$24,IF(OR(MONTH(M$3)={6,7,8,9}),'Electric Factors '!$G$24,0))","v":26.170999999999999},{"$f":"IF(OR(MONTH(N$3)={4,5,10,11}),'Electric Factors '!$F$24,IF(OR(MONTH(N$3)={6,7,8,9}),'Electric Factors '!$G$24,0))","v":26.170999999999999},{"$f":"IF(OR(MONTH(O$3)={4,5,10,11}),'Electric Factors '!$F$24,IF(OR(MONTH(O$3)={6,7,8,9}),'Electric Factors '!$G$24,0))","v":0}]
[{"$f":"MATCH(A55,'Load Shape'!$E$2:$N$2,0)","v":8},"Seasonal Profile hourly %",null,{"$f":"INDEX(LoadShape,MATCH(D$6,M.WkDy.H,0),$A56)","v":4.4111206243174966E-2},4.9370603466562128E-2,4.9679290542176818E-2,5.5437200094292885E-2,4.1036045346583873E-2,4.8582670659871166E-2,5.6827784487244258E-2,5.272290437011317E-2,4.8041452285384804E-2,4.8717051064889536E-2,4.4801188627681739E-2,5.0554118355760069E-2]
[null,"Peak Hour Estimate",{"$f":"AVERAGE(D57:O57)","v":1169.5103141229208},{"$f":"D51*D56","v":1133.4748072143318},{"$f":"E51*E56","v":1535.3872533289014},1245.603480956315,1172.7895952098829,799.56624655377766,969.49458831985294,1401.733674692528,1392.4298540358163,1011.9550632729663,896.71217626250416,1013.5672770483937,1461.4097525797774]
[]
["ID Com Sch 21","Peak Day Estimate",null,{"$f":"(($C61*12)/$P$5+D62*D$7+D63*D$8)*D60","v":1682518.0381917807},{"$f":"(($C61*12)/$P$5+E62*E$7+E63*E$8)*E60","v":1705720.7580000001},{"$f":"(($C61*12)/$P$5+F62*F$7+F63*F$8)*F60","v":1624388.750191781},1495200,1606952.8421917809,1621214.9233972603,1815661.7372054795,1964195.4083013698,1599049.8756164382,1493736.98630137,1474717.8082191781,1636690.6986301369]
[null,"Number of Cust",{"$f":"AVERAGE(D60:O60)","v":1019.1666666666666},1028,1022,1028,1022,1028,1024,1018,1021,1010,1021,1008,1000]
[null,"Baseload/Cust/Mo",{"$f":"'Electric Factors '!$H$25","v":44500}]
[null,"Usage/DDH/Cust",null,{"$f":"IF(OR(MONTH(D$3)={12,1,2,3}),'Electric Factors '!$E$25,IF(OR(MONTH(D$3)={7,8,9}),0,'Electric Factors '!$D$25))","v":4.0389999999999997},{"$f":"IF(OR(MONTH(E$3)={12,1,2,3}),'Electric Factors '!$E$25,IF(OR(MONTH(E$3)={7,8,9}),0,'Electric Factors '!$D$25))","v":4.0389999999999997},{"$f":"IF(OR(MONTH(F$3)={12,1,2,3}),'Electric Factors '!$E$25,IF(OR(MONTH(F$3)={7,8,9}),0,'Electric Factors '!$D$25))","v":4.0389999999999997},{"$f":"IF(OR(MONTH(G$3)={12,1,2,3}),'Electric Factors '!$E$25,IF(OR(MONTH(G$3)={7,8,9}),0,'Electric Factors '!$D$25))","v":0},{"$f":"IF(OR(MONTH(H$3)={12,1,2,3}),'Electric Factors '!$E$25,IF(OR(MONTH(H$3)={7,8,9}),0,'Electric Factors '!$D$25))","v":0},{"$f":"IF(OR(MONTH(I$3)={12,1,2,3}),'Electric Factors '!$E$25,IF(OR(MONTH(I$3)={7,8,9}),0,'Electric Factors '!$D$25))","v":0},{"$f":"IF(OR(MONTH(J$3)={12,1,2,3}),'Electric Factors '!$E$25,IF(OR(MONTH(J$3)={7,8,9}),0,'Electric Factors '!$D$25))","v":0},{"$f":"IF(OR(MONTH(K$3)={12,1,2,3}),'Electric Factors '!$E$25,IF(OR(MONTH(K$3)={7,8,9}),0,'Electric Factors '!$D$25))","v":0},{"$f":"IF(OR(MONTH(L$3)={12,1,2,3}),'Electric Factors '!$E$25,IF(OR(MONTH(L$3)={7,8,9}),0,'Electric Factors '!$D$25))","v":0},{"$f":"IF(OR(MONTH(M$3)={12,1,2,3}),'Electric Factors '!$E$25,IF(OR(MONTH(M$3)={7,8,9}),0,'Electric Factors '!$D$25))","v":0},{"$f":"IF(OR(MONTH(N$3)={12,1,2,3}),'Electric Factors '!$E$25,IF(OR(MONTH(N$3)={7,8,9}),0,'Electric Factors '!$D$25))","v":0},{"$f":"IF(OR(MONTH(O$3)={12,1,2,3}),'Electric Factors '!$E$25,IF(OR(MONTH(O$3)={7,8,9}),0,'Electric Factors '!$D$25))","v":4.0389999999999997}]
[{"$f":"$A$76","v":"ID21S"},"Usage/DDC/Cust",null,{"$f":"IF(OR(MONTH(D$3)={4,5,10,11}),'Electric Factors '!$F$25,IF(OR(MONTH(D$3)={6,7,8,9}),'Electric Factors '!$G$25,0))","v":0},{"$f":"IF(OR(MONTH(E$3)={4,5,10,11}),'Electric Factors '!$F$25,IF(OR(MONTH(E$3)={6,7,8,9}),'Electric Factors '!$G$25,0))","v":0},{"$f":"IF(OR(MONTH(F$3)={4,5,10,11}),'Electric Factors '!$F$25,IF(OR(MONTH(F$3)={6,7,8,9}),'Electric Factors '!$G$25,0))","v":0},{"$f":"IF(OR(MONTH(G$3)={4,5,10,11}),'Electric Factors '!$F$25,IF(OR(MONTH(G$3)={6,7,8,9}),'Electric Factors '!$G$25,0))","v":20.033999999999999},{"$f":"IF(OR(MONTH(H$3)={4,10,11}),'Electric Factors '!$F$25,IF(OR(MONTH(H$3)={5,6,7,8,9}),'Electric Factors '!$G$25,0))","v":20.033999999999999},{"$f":"IF(OR(MONTH(I$3)={4,5,10,11}),'Electric Factors '!$F$25,IF(OR(MONTH(I$3)={6,7,8,9}),'Electric Factors '!$G$25,0))","v":20.033999999999999},{"$f":"IF(OR(MONTH(J$3)={4,5,10,11}),'Electric Factors '!$F$25,IF(OR(MONTH(J$3)={6,7,8,9}),'Electric Factors '!$G$25,0))","v":20.033999999999999},{"$f":"IF(OR(MONTH(K$3)={4,5,10,11}),'Electric Factors '!$F$25,IF(OR(MONTH(K$3)={6,7,8,9}),'Electric Factors '!$G$25,0))","v":20.033999999999999},{"$f":"IF(OR(MONTH(L$3)={4,5,10,11}),'Electric Factors '!$F$25,IF(OR(MONTH(L$3)={6,7,8,9}),'Electric Factors '!$G$25,0))","v":20.033999999999999},{"$f":"IF(OR(MONTH(M$3)={4,5,10,11}),'Electric Factors '!$F$25,IF(OR(MONTH(M$3)={6,7,8,9}),'Electric Factors '!$G$25,0))","v":20.033999999999999},{"$f":"IF(OR(MONTH(N$3)={4,5,10,11}),'Electric Factors '!$F$25,IF(OR(MONTH(N$3)={6,7,8,9}),'Electric Factors '!$G$25,0))","v":20.033999999999999},{"$f":"IF(OR(MONTH(O$3)={4,5,10,11}),'Electric Factors '!$F$25,IF(OR(MONTH(O$3)={6,7,8,9}),'Electric Factors '!$G$25,0))","v":0}]
[{"$f":"MATCH(A63,'Load Shape'!$E$2:$N$2,0)","v":8},"Seasonal Profile hourly %",null,{"$f":"INDEX(LoadShape,MATCH(D$6,M.WkDy.H,0),$A64)","v":4.4111206243174966E-2},4.9370603466562128E-2,4.9679290542176818E-2,5.5437200094292885E-2,4.1036045346583873E-2,4.8582670659871166E-2,5.6827784487244258E-2,5.272290437011317E-2,4.8041452285384804E-2,4.8717051064889536E-2,4.4801188627681739E-2,5.0554118355760069E-2]
[null,"Peak Hour Estimate",{"$f":"AVERAGE(D65:O65)","v":80988.692659762615},{"$f":"D59*D64","v":74217.900190539774},{"$f":"E59*E64","v":84212.463167901791},{"$f":"F59*F64","v":80698.480674220962},{"$f":"G59*G64","v":82889.701580986715},{"$f":"H59*H64","v":65942.989702003761},{"$f":"I59*I64","v":78762.950692277358},{"$f":"J59*J64","v":103180.03390364851},{"$f":"K59*K64","v":103558.08667608851},{"$f":"L59*L64","v":76820.678301377629},{"$f":"M59*M64","v":72770.461039158035},{"$f":"N59*N64","v":66069.110698628778},{"$f":"O59*O64","v":82741.455290319573}]
[]
["ID Ind Sch 21","Peak Day Estimate",null,{"$f":"(($C69*12)/$P$5+D70*D$7+D71*D$8)*D68","v":282754.73346575344},{"$f":"(($C69*12)/$P$5+E70*E$7+E71*E$8)*E68","v":309007.82079452055},254063.31324657536,249750.07446575339,225774.24657534246,222011.34246575343,222011.34246575343,225774.24657534246,218248.43835616438,238271.9784657534,238866.66213698627,263584.92102739727]
[null,"Number of Cust",{"$f":"AVERAGE(D68:O68)","v":58.583333333333336},59,62,57,59,60,59,59,60,58,59,56,55]
[null,"Baseload/Cust/Mo",{"$f":"'Electric Factors '!$H$26","v":114455}]
[null,"Usage/DDH/Cust",null,{"$f":"IF(OR(MONTH(D$3)={12,1,2,3}),'Electric Factors '!$E$26,IF(OR(MONTH(D$3)={7,8,9}),0,'Electric Factors '!$D$26))","v":23.943000000000001},{"$f":"IF(OR(MONTH(E$3)={12,1,2,3}),'Electric Factors '!$E$26,IF(OR(MONTH(E$3)={7,8,9}),0,'Electric Factors '!$D$26))","v":23.943000000000001},{"$f":"IF(OR(MONTH(F$3)={12,1,2,3}),'Electric Factors '!$E$26,IF(OR(MONTH(F$3)={7,8,9}),0,'Electric Factors '!$D$26))","v":23.943000000000001},{"$f":"IF(OR(MONTH(G$3)={12,1,2,3}),'Electric Factors '!$E$26,IF(OR(MONTH(G$3)={7,8,9}),0,'Electric Factors '!$D$26))","v":16.212},{"$f":"IF(OR(MONTH(H$3)={12,1,2,3}),'Electric Factors '!$E$26,IF(OR(MONTH(H$3)={7,8,9}),0,'Electric Factors '!$D$26))","v":16.212},{"$f":"IF(OR(MONTH(I$3)={12,1,2,3}),'Electric Factors '!$E$26,IF(OR(MONTH(I$3)={7,8,9}),0,'Electric Factors '!$D$26))","v":16.212},{"$f":"IF(OR(MONTH(J$3)={12,1,2,3}),'Electric Factors '!$E$26,IF(OR(MONTH(J$3)={7,8,9}),0,'Electric Factors '!$D$26))","v":0},{"$f":"IF(OR(MONTH(K$3)={12,1,2,3}),'Electric Factors '!$E$26,IF(OR(MONTH(K$3)={7,8,9}),0,'Electric Factors '!$D$26))","v":0},{"$f":"IF(OR(MONTH(L$3)={12,1,2,3}),'Electric Factors '!$E$26,IF(OR(MONTH(L$3)={7,8,9}),0,'Electric Factors '!$D$26))","v":0},{"$f":"IF(OR(MONTH(M$3)={12,1,2,3}),'Electric Factors '!$E$26,IF(OR(MONTH(M$3)={7,8,9}),0,'Electric Factors '!$D$26))","v":16.212},{"$f":"IF(OR(MONTH(N$3)={12,1,2,3}),'Electric Factors '!$E$26,IF(OR(MONTH(N$3)={7,8,9}),0,'Electric Factors '!$D$26))","v":16.212},{"$f":"IF(OR(MONTH(O$3)={12,1,2,3}),'Electric Factors '!$E$26,IF(OR(MONTH(O$3)={7,8,9}),0,'Electric Factors '!$D$26))","v":23.943000000000001}]
[{"$f":"$A$76","v":"ID21S"},"Usage/DDC/Cust",null,{"$f":"IF(OR(MONTH(D$3)={4,5,10,11}),'Electric Factors '!$F$26,IF(OR(MONTH(D$3)={6,7,8,9}),'Electric Factors '!$G$26,0))","v":0},{"$f":"IF(OR(MONTH(E$3)={4,5,10,11}),'Electric Factors '!$F$26,IF(OR(MONTH(E$3)={6,7,8,9}),'Electric Factors '!$G$26,0))","v":0},{"$f":"IF(OR(MONTH(F$3)={4,5,10,11}),'Electric Factors '!$F$26,IF(OR(MONTH(F$3)={6,7,8,9}),'Electric Factors '!$G$26,0))","v":0},{"$f":"IF(OR(MONTH(G$3)={4,5,10,11}),'Electric Factors '!$F$26,IF(OR(MONTH(G$3)={6,7,8,9}),'Electric Factors '!$G$26,0))","v":0},{"$f":"IF(OR(MONTH(H$3)={4,5,10,11}),'Electric Factors '!$F$26,IF(OR(MONTH(H$3)={6,7,8,9}),'Electric Factors '!$G$26,0))","v":0},{"$f":"IF(OR(MONTH(I$3)={4,5,10,11}),'Electric Factors '!$F$26,IF(OR(MONTH(I$3)={6,7,8,9}),'Electric Factors '!$G$26,0))","v":0},{"$f":"IF(OR(MONTH(J$3)={4,5,10,11}),'Electric Factors '!$F$26,IF(OR(MONTH(J$3)={6,7,8,9}),'Electric Factors '!$G$26,0))","v":0},{"$f":"IF(OR(MONTH(K$3)={4,5,10,11}),'Electric Factors '!$F$26,IF(OR(MONTH(K$3)={6,7,8,9}),'Electric Factors '!$G$26,0))","v":0},{"$f":"IF(OR(MONTH(L$3)={4,5,10,11}),'Electric Factors '!$F$26,IF(OR(MONTH(L$3)={6,7,8,9}),'Electric Factors '!$G$26,0))","v":0},{"$f":"IF(OR(MONTH(M$3)={4,5,10,11}),'Electric Factors '!$F$26,IF(OR(MONTH(M$3)={6,7,8,9}),'Electric Factors '!$G$26,0))","v":0},{"$f":"IF(OR(MONTH(N$3)={4,5,10,11}),'Electric Factors '!$F$26,IF(OR(MONTH(N$3)={6,7,8,9}),'Electric Factors '!$G$26,0))","v":0},{"$f":"IF(OR(MONTH(O$3)={4,5,10,11}),'Electric Factors '!$F$26,IF(OR(MONTH(O$3)={6,7,8,9}),'Electric Factors '!$G$26,0))","v":0}]
[{"$f":"MATCH(A71,'Load Shape'!$E$2:$N$2,0)","v":8},"Seasonal Profile hourly %",null,{"$f":"INDEX(LoadShape,MATCH(D$6,M.WkDy.H,0),$A72)","v":4.4111206243174966E-2},4.9370603466562128E-2,4.9679290542176818E-2,5.5437200094292885E-2,4.1036045346583873E-2,4.8582670659871166E-2,5.6827784487244258E-2,5.272290437011317E-2,4.8041452285384804E-2,4.8717051064889536E-2,4.4801188627681739E-2,5.0554118355760069E-2]
[null,"Peak Hour Estimate",{"$f":"AVERAGE(D73:O73)","v":12073.837634162834},{"$f":"D67*D72","v":12472.652364141817},{"$f":"E67*E72","v":15255.902588512765},{"$f":"F67*F72","v":12621.685154884697},{"$f":"G67*G72","v":13845.444851722519},{"$f":"H67*H72","v":9264.8822205565612},{"$f":"I67*I72","v":10785.903933769569},{"$f":"J67*J72","v":12616.412723367615},{"$f":"K67*K72","v":11903.474011426131},{"$f":"L67*L72","v":10484.971937647419},{"$f":"M67*M72","v":11607.908142248369},{"$f":"N67*N72","v":10701.510387263845},{"$f":"O67*O72","v":13325.303294412714}]
[]
["ID Other Sec Sch 21","Billed Usage",null,{"$f":"('12.2018 ID Usage'!F173)-D80","v":-3324119.3810000001},{"$f":"('12.2018 ID Usage'!G173)-E80","v":-3021997.4130000002},{"$f":"('12.2018 ID Usage'!H173)-F80","v":-2823538.9989999924},{"$f":"('12.2018 ID Usage'!I173)-G80","v":-2744915.6360000074},{"$f":"('12.2018 ID Usage'!J173)-H80","v":-2912000.9890000075},{"$f":"('12.2018 ID Usage'!K173)-I80","v":-2918346.1970000002},{"$f":"('12.2018 ID Usage'!L173)-J80","v":-2991870.59},{"$f":"('12.2018 ID Usage'!M173)-K80","v":-3184807.2},{"$f":"('12.2018 ID Usage'!N173)-L80","v":-3302058},{"$f":"('12.2018 ID Usage'!O173)-M80","v":-2591597.1990000079},{"$f":"('12.2018 ID Usage'!P173)-N80","v":-3593100.5320000001},{"$f":"('12.2018 ID Usage'!Q173)-O80","v":-3360134.3000000003}]
[{"$f":"'Load Shape'!L2","v":"ID21S"},"Estimated Daily Usage",null,{"$f":"D75/D$5+D51","v":-81533.810437914275},-76829.259145303338,-66009.011303137187,-70341.905976255948,-74451.02988378283,-77322.642676255724,-71845.61062571808,-76325.375676977477,-89004.393671232887,-65193.373193106752,-97146.348404566219,-79483.601141847117]
[{"$f":"MATCH(A76,'Load Shape'!$E$2:$N$2,0)","v":8},"Seasonal Profile hourly %",null,{"$f":"INDEX(LoadShape,MATCH(D$6,M.WkDy.H,0),$A77)","v":4.4111206243174966E-2},4.9370603466562128E-2,4.9679290542176818E-2,5.5437200094292885E-2,4.1036045346583873E-2,4.8582670659871166E-2,5.6827784487244258E-2,5.272290437011317E-2,4.8041452285384804E-2,4.8717051064889536E-2,4.4801188627681739E-2,5.0554118355760069E-2]
[null,"Peak Hour Estimate",{"$f":"AVERAGE(D78:O78)","v":-3775.796995575341},{"$f":"D76*D77","v":-3596.5547280187684},-3793.106887892513,-3279.2808509303859,-3899.5583166196375,-3055.1758384107834,-3756.5404836914308,-4082.8268769927731,-4024.0954828302451,-4275.9003317461402,-3176.0288909409824,-4352.2718793634604,-4018.2233794669655]
[]
["ID Primary Sch 21","Billed Usage",null,{"$f":"'12.2018 ID Usage'!F132","v":3424919.3810000001},{"$f":"'12.2018 ID Usage'!G132","v":3102517.4130000002},{"$f":"'12.2018 ID Usage'!H132","v":2891658.9989999998},{"$f":"'12.2018 ID Usage'!I132","v":2809835.6359999999},{"$f":"'12.2018 ID Usage'!J132","v":2980240.9890000001},{"$f":"'12.2018 ID Usage'!K132","v":2989426.1970000002},{"$f":"'12.2018 ID Usage'!L132","v":3067270.59},{"$f":"'12.2018 ID Usage'!M132","v":3280127.2},{"$f":"'12.2018 ID Usage'!N132","v":3442778},{"$f":"'12.2018 ID Usage'!C132","v":3770317.1990000005},{"$f":"'12.2018 ID Usage'!D132","v":3593100.5320000001},{"$f":"'12.2018 ID Usage'!E132","v":3360134.3000000003}]
[{"$f":"'Load Shape'!M2","v":"ID21P"},"Estimated Daily Usage",null,{"$f":"D80/D$5","v":110481.27035483871},{"$f":"E80/E$5","v":110804.19332142858},93279.322548387092,93661.18786666666,96136.806096774191,99647.539900000003,98944.212580645151,105810.55483870968,114759.26666666666,121623.13545161292,119770.01773333334,108391.42903225808]
[{"$f":"MATCH(A81,'Load Shape'!$E$2:$N$2,0)","v":9},"Seasonal Profile hourly %",null,{"$f":"INDEX(LoadShape,MATCH(D$6,M.WkDy.H,0),$A82)","v":3.6055151511535641E-2},5.2694713385269189E-2,5.3140792072077163E-2,5.3500222544552639E-2,3.4661262255856827E-2,3.6537471119154126E-2,4.9548598755556679E-2,4.6828124592262987E-2,4.0326703033628189E-2,5.4538934044814961E-2,3.6042466856286128E-2,5.2781224347747138E-2]
[null,"Peak Hour Estimate",{"$f":"AVERAGE(D83:O83)","v":4826.6244150389239},{"$f":"D81*D82","v":3983.4189418306405},{"$f":"E81*E82","v":5838.7952089586379},4956.9370841680575,5010.8943946538193,3332.2230485607456,3640.8691111910084,4902.5470883428898,4954.9098451635718,4627.8628672236127,6633.1961627191131,4316.8068945304685,5721.0323331245263]
[]
["ID Total Sch 31","Billed Usage",null,{"$f":"SUM('12.2018 ID Usage'!F111:F113)","v":3434552.9640000002},{"$f":"SUM('12.2018 ID Usage'!G111:G113)","v":4237335.5980000002},{"$f":"SUM('12.2018 ID Usage'!H111:H113)","v":6509434.6400000006},{"$f":"SUM('12.2018 ID Usage'!I111:I113)","v":8334800.0939999996},{"$f":"SUM('12.2018 ID Usage'!J111:J113)","v":9633952.0289999992},{"$f":"SUM('12.2018 ID Usage'!K111:K113)","v":7676661.2850000001},{"$f":"SUM('12.2018 ID Usage'!L111:L113)","v":5236492.4350000005},{"$f":"SUM('12.2018 ID Usage'!M111:M113)","v":3101449.56},{"$f":"SUM('12.2018 ID Usage'!N111:N113)","v":3575745.1799999997},{"$f":"SUM('12.2018 ID Usage'!C111:C113)","v":3674819.2170099998},{"$f":"SUM('12.2018 ID Usage'!D111:D113)","v":3557713.2609999999},{"$f":"SUM('12.2018 ID Usage'!E111:E113)","v":3471292.054}]
[{"$f":"'Load Shape'!N2","v":"ID31"},"Estimated Daily Usage",null,{"$f":"D85/D$5","v":110792.0310967742},{"$f":"E85/E$5","v":151333.41421428573},209981.76258064518,277826.66979999997,310772.64609677414,255888.7095,168919.11080645162,100046.76,119191.50599999999,118542.55538741934,118590.44203333333,111977.16303225806]
[{"$f":"MATCH(A86,'Load Shape'!$E$2:$N$2,0)","v":10},"Seasonal Profile hourly %",null,{"$f":"INDEX(LoadShape,MATCH(D$6,M.WkDy.H,0),$A87)","v":6.0669986692076933E-2},4.2105997740047252E-2,4.1877577242574564E-2,5.1173115942899007E-2,3.9876550857374855E-2,4.2667756117596677E-2,3.5415226626891255E-2,3.244123362474443E-2,3.2496311270259613E-2,4.2499636705730315E-2,2.5649998953471337E-2,4.732277288296366E-2]
[null,"Peak Hour Estimate",{"$f":"AVERAGE(D88:O88)","v":7157.9567404794543},{"$f":"D86*D87","v":6721.7510522294642},6372.04439690035,8793.5274820029226,14217.256385704917,12392.541227158972,10918.197050192544,5982.3085908234398,3245.640314558736,3873.2842797470162,5038.0155381342356,3041.8447140467028,5299.0698542541422]

{"sheet":"PT Ratio","index":6,"n_rows":39,"n_cols":15,"rows_kept":39,"cut":false,"hidden":false,"merged":[]}
[2018]
[null,"2018-01-31",{"$f":"EOMONTH(B2,1)","v":"2018-02-28"},"2018-03-31","2018-04-30","2018-05-31","2018-06-30","2018-07-31","2018-08-31","2018-09-30","2018-10-31","2018-11-30","2018-12-31","Total"]
["Washington"]
["Area Load at Time of Sys Pk",1314,1394,1194,1082,1111,1155,1412,1487,1118,1058,1177,1321,{"$f":"SUM(B4:M4)","v":14823}]
["<BPA & GCPD Borderline Load>",-177,-211,-165,-149,-166,-179,-204,-211,-160,-157,-153,-191,{"$f":"SUM(B5:M5)","v":-2123},"opp. sign as source"]
["AVA Load on BPA at time of Sys Pk",0,0,0,0,0,0,0,0,0,0,0,0,{"$f":"SUM(B6:M6)","v":0}]
["Adj at Time of Sys Pk",9,11,14,6,11,11,9,6,9,5,8,10,{"$f":"SUM(B7:M7)","v":109}]
["Subtotal",{"$f":"SUM(B4:B7)","v":1146},1194,1043,939,956,987,1217,1282,967,906,1032,1140,{"$f":"IF(ROUND(SUM(N4:N7),3)<>ROUND(SUM(B8:M8),3),#VALUE!,SUM(B8:M8))","v":12809}]
["+ Adj. To WA Peak",{"$f":"B36","v":-177},{"$f":"C36","v":-174},-180,-163,-128,-117,-156,-159,-144,-145,-167,-181,{"$f":"SUM(B9:M9)","v":-1891},"Pend Oreille PUD; opp. sign as source"]
["WA Retail Peak",{"$f":"B8+B9","v":969},{"$f":"C8+C9","v":1020},863,776,828,870,1061,1123,823,761,865,959,{"$f":"IF(ROUND(N8+N9,3)<>ROUND(SUM(B10:M10),3),#VALUE!,N8+N9)","v":10918}]
[null,{"$f":"B10/B21","v":0.6565040650406504},{"$f":"C10/C21","v":0.65976714100905565},0.65132075471698114,0.6392092257001647,0.66774193548387095,0.66768994627782041,0.65292307692307694,0.64950838635049157,0.65577689243027892,0.63311148086522462,0.65332326283987918,0.65550239234449759,0.65369416836307026]
["Idaho"]
["Area Load at Time of Sys Pk",727,776,669,613,558,586,715,750,560,590,650,738,{"$f":"SUM(B13:M13)","v":7932}]
["<BPA & GCPD Borderline Load>",-156,-184,-145,-121,-91,-95,-125,-138,-91,-119,-131,-165,{"$f":"SUM(B14:M14)","v":-1561},"opp. sign as source"]
["AVA Load on BPA at time of Sys Pk",0,0,0,0,0,0,0,0,0,0,0,0,{"$f":"SUM(B15:M15)","v":0}]
["Adj at Time of Sys Pk",{"$f":"-B7","v":-9},{"$f":"-C7","v":-11},-14,-6,-11,-11,-9,-6,-9,-5,-8,-10,{"$f":"SUM(B16:M16)","v":-109}]
["Subtotal",{"$f":"SUM(B13:B16)","v":562},581,510,486,456,480,581,606,460,466,511,563,{"$f":"IF(ROUND(SUM(N13:N16),3)<>ROUND(SUM(B17:M17),3),#VALUE!,SUM(B17:M17))","v":6262}]
["+ Adj. To ID Peak",{"$f":"B39","v":-55},{"$f":"C39","v":-55},-48,-48,-44,-47,-17,0,-28,-25,-52,-59,{"$f":"SUM(B18:M18)","v":-478}]
["ID Retail Peak",{"$f":"B17+B18","v":507},526,462,438,412,433,564,606,432,441,459,504,{"$f":"IF(ROUND(N17+N18,3)<>ROUND(SUM(B19:M19),3),#VALUE!,N17+N18)","v":5784}]
[null,{"$f":"B19/B21","v":0.3434959349593496},{"$f":"C19/C21","v":0.34023285899094435},0.34867924528301886,0.36079077429983525,0.33225806451612905,0.33231005372217959,0.34707692307692306,0.35049161364950837,0.34422310756972113,0.36688851913477538,0.34667673716012087,0.34449760765550241,0.34630583163692968]
["System Total for P/T Allocation",{"$f":"B10+B19","v":1476},{"$f":"C10+C19","v":1546},1325,1214,1240,1303,1625,1729,1255,1202,1324,1463,{"$f":"SUM(B21:M21)","v":16702}]
[]
["Date:  (Net System Peak)","2018-01-02","2018-02-21","2018-03-07","2018-04-02","2018-05-15","2018-06-20","2018-07-30","2018-08-10","2018-09-07","2018-10-16","2018-11-26","2018-12-07"]
["Time:  HE PT","18:00:00","08:00:00","08:00:00","10:00:00","19:00:00","17:00:00","16:00:00","16:00:00","17:00:00","08:00:00","18:00:00","08:00:00"]
[]
["Adjustment to Peak Detail"]
["Washington"]
["Deduct Box Canyon PPUD",-39,-71,-77,-73,0,-43,-51,-45,-32,-70,-42,-53,{"$f":"SUM(B28:M28)","v":-596},"opp. sign as source"]
["Add back Pine PUD Rathdrum",34,59,39,4,63,81,44,42,33,48,39,54,{"$f":"SUM(B29:M29)","v":540}]
["Kaiser Trentwood (BPA)",-37,-38,-37,-35,-36,-36,-38,-40,-38,-39,-37,-36,-447]
["Pend Oreille PUD (Usk-BPA)",-99,-79,-82,-88,-80,-46,-84,-86,-78,-104,-85,-93,-1004]
["Pend Oreille PUD (Newport-BPA)",-8,-16,-15,18,-16,-37,-10,-7,-9,15,-15,-15,-115]
["Pend Oreille PUD (Box Canyon-BPA)",-9,-4,11,26,-50,-24,-4,-9,-10,21,-10,-15,-77]
["Pend Oreille PUD (Metaline Falls-BPA)",-9,-11,-9,-8,-6,-7,-8,-8,-6,-8,-8,-11,-99]
["Pend Oreille PUD (Diamond Lake-BPA)",-10,-14,-10,-7,-3,-5,-5,-6,-4,-8,-9,-12,-93]
["Total Washington Adjustment",{"$f":"SUM(B28:B35)","v":-177},{"$f":"SUM(C28:C35)","v":-174},-180,-163,-128,-117,-156,-159,-144,-145,-167,-181,-1891]
[]
["Idaho"]
["Deduct PFI Generation",-55,-55,-48,-48,-44,-47,-17,0,-28,-25,-52,-59,{"$f":"SUM(B39:M39)","v":-478},"opp. sign as source"]

{"sheet":"Electric Factors ","index":7,"n_rows":33,"n_cols":10,"rows_kept":33,"cut":false,"hidden":false,"merged":[[0,0,0,9]]}
["Weather Sensitivity Regression Summary for January 2007 through December 2016"]
[]
["Adj","Dependent",null,"Shoulder Mo.","Winter Mo","Shoulder Mo","Summer Mo","Usage/Cust","Usage/Cust","Durbin Watson"]
["R2","Variable",null,"Heating","Heating","Cooling","Cooling","Base Load","2016 Low","test results"]
[null,null,null,"Apr, May, Jun, Oct, Nov","Dec, Jan, Feb, Mar","Apr, May, Oct, Nov","Jun, Jul, Aug, Sep"]
[]
["Washington Electric "]
[0.96,"WR1",null,0.44800000000000001,0.60799999999999998,{"$f":"G8","v":1.214},1.214,600,703,"No Autocorrelation"]
[0.94199999999999995,"WR11",null,0.26400000000000001,0.32600000000000001,{"$f":"G9","v":0.42299999999999999},0.42299999999999999,364,407,"Corrected with AR(1)"]
[0.91600000000000004,"WC11",null,0.19700000000000001,0.44,1.395,1.395,1851,1863,"Corrected with AR(1),(2)"]
[0.95199999999999996,"WI11",null,0.995,1.5940000000000001,1.1319999999999999,1.1319999999999999,3316,3708,"Corrected with AR(1),(2)"]
[0.91800000000000004,"WT11",null,0.187,0.39600000000000002,1.036,1.036,1437,1453,"Corrected with AR(1),(2)"]
[0.89,"WR21",null,16.164000000000001,21.376000000000001,45.091999999999999,45.091999999999999,44336,42888,"Corrected with AR(1),(2)"]
[0.95599999999999996,"WC21",null,0,3.081,21.452999999999999,21.452999999999999,57833,55067,"Corrected with AR(1),(2)"]
[0.88100000000000001,"WI21",null,0,4.3209999999999997,0,0,105245,87859,"Corrected with AR(1),(3)"]
[0.95599999999999996,"WT21",null,0,3.4220000000000002,20.98,20.98,59700,56587,"Corrected with AR(1),(2)"]
[]
["Idaho Electric "]
[0.97099999999999997,"IR1",null,0.45900000000000002,0.59499999999999997,{"$f":"G19","v":0.98699999999999999},0.98699999999999999,576,685,"No Autocorrelation"]
[0.94,"IR11",null,0.153,0.23300000000000001,{"$f":"G20","v":0.20699999999999999},0.20699999999999999,282,294,"Corrected with AR(1)"]
[0.85699999999999998,"IC11",null,0.23300000000000001,0.47499999999999998,1.5529999999999999,1.5529999999999999,1510,1532,"No Autocorrelation"]
[0.751,"II11",null,0.52500000000000002,0.78900000000000003,1.367,1.367,2668,2598,"Corrected with AR(1)"]
[0.874,"IT11",null,0.214,0.42,1.1970000000000001,1.1970000000000001,1217,1242,"Corrected with AR(1)"]
[0.874,"IR21",null,7.7130000000000001,15.218,26.170999999999999,26.170999999999999,28945,28764,"Corrected with AR(1)"]
[0.878,"IC21",null,0,4.0389999999999997,20.033999999999999,20.033999999999999,44500,41063,"Corrected with AR(1)"]
[0.66900000000000004,"II21",null,16.212,23.943000000000001,0,0,114455,69361,"Corrected with AR(1),(2)"]
[0.873,"IT21",null,1.8819999999999999,5.1740000000000004,20.170000000000002,20.170000000000002,48140,43852,"Corrected with AR(1)"]
[]
["Dependent Variable Name Code"]
[null,"1st letter",null,null,null,null,"2nd letter",null,"Numerical reference"]
[null,"W = Washington Jurisdiction",null,null,null,null,"R = Residential Class",null,"Rate Schedule"]
[null," I  = Idaho Jurisdiction",null,null,null,null,"C = Commercial Class"]
[null,null,null,null,null,null," I  = Industrial Class"]

{"sheet":"2018 Daylight","index":8,"n_rows":64,"n_cols":64,"rows_kept":64,"cut":false,"hidden":false,"merged":[[6,1,6,2],[3,0,3,11]]}
["http://aa.usno.navy.mil/data/docs/RS_OneYear.html"]
["                       o   ,      o   ,                   SPOKANE, WASHINGTON                             Astronomical Applications Dept."]
["Location: W117 25, N47 40                Rise and Set for the Sun for 2018                             U. S. Naval Observatory        "]
["                                                                                                                                                         Washington, DC  20392-5420     "]
["                                                                   Pacific Standard Time                                                        "]
["                                                                                                                                      ",null,null,null,null,null,null,null,null,null,null,null,null,null,null,null,null,null,null,null,null,null,null,null,null,null,"RISE - in Excel date format",null,null,null,null,null,null,null,null,null,null,null,null,"SET - in Excel date format",null,null,null,null,null,null,null,null,null,null,null,null,"DAYLIGHT - in Excel format"]
[null,"2018-01-01",null,{"$f":"EOMONTH(B7,1)","v":"2018-02-28"},null,{"$f":"EOMONTH(D7,1)","v":"2018-03-31"},null,{"$f":"EOMONTH(F7,1)","v":"2018-04-30"},null,{"$f":"EOMONTH(H7,1)","v":"2018-05-31"},null,{"$f":"EOMONTH(J7,1)","v":"2018-06-30"},null,{"$f":"EOMONTH(L7,1)","v":"2018-07-31"},null,{"$f":"EOMONTH(N7,1)","v":"2018-08-31"},null,{"$f":"EOMONTH(P7,1)","v":"2018-09-30"},null,{"$f":"EOMONTH(R7,1)","v":"2018-10-31"},null,{"$f":"EOMONTH(T7,1)","v":"2018-11-30"},null,{"$f":"EOMONTH(V7,1)","v":"2018-12-31"},null,null,{"$f":"B7","v":"2018-01-01"},{"$f":"DATE(YEAR(AA7),MONTH(AA7)+1,DAY(AA7))","v":"2018-02-01"},"2018-03-01","2018-04-01","2018-05-01","2018-06-01","2018-07-01","2018-08-01","2018-09-01","2018-10-01","2018-11-01","2018-12-01",null,{"$f":"AA7","v":"2018-01-01"},"2018-02-01","2018-03-01","2018-04-01","2018-05-01","2018-06-01","2018-07-01","2018-08-01","2018-09-01","2018-10-01","2018-11-01","2018-12-01",null,{"$f":"AA7","v":"2018-01-01"},"2018-02-01","2018-03-01","2018-04-01","2018-05-01","2018-06-01","2018-07-01","2018-08-01","2018-09-01","2018-10-01","2018-11-01","2018-12-01"]
["Day","Rise","Set","Rise","Set","Rise","Set","Rise","Set","Rise","Set","Rise","Set","Rise","Set","Rise","Set","Rise","Set","Rise","Set","Rise","Set","Rise","Set"]
[1,738,1609,716,1651,630,1735,528,1820,432,1902,356,1940,356,1951,427,1924,508,1830,549,1729,634,1632,717,1600,null,{"$f":"IF(B9=0,0,TIME(INT(B9/100),RIGHT(B9,2),0))","v":"07:38:00"},{"$f":"IF(D9=0,0,TIME(INT(D9/100),RIGHT(D9,2),0))","v":"07:16:00"},{"$f":"IF(F9=0,0,TIME(INT(F9/100),RIGHT(F9,2),0))","v":"06:30:00"},{"$f":"IF(H9=0,0,TIME(INT(H9/100),RIGHT(H9,2),0))","v":"05:28:00"},{"$f":"IF(J9=0,0,TIME(INT(J9/100),RIGHT(J9,2),0))","v":"04:32:00"},{"$f":"IF(L9=0,0,TIME(INT(L9/100),RIGHT(L9,2),0))","v":"03:56:00"},{"$f":"IF(N9=0,0,TIME(INT(N9/100),RIGHT(N9,2),0))","v":"03:56:00"},{"$f":"IF(P9=0,0,TIME(INT(P9/100),RIGHT(P9,2),0))","v":"04:27:00"},{"$f":"IF(R9=0,0,TIME(INT(R9/100),RIGHT(R9,2),0))","v":"05:08:00"},{"$f":"IF(T9=0,0,TIME(INT(T9/100),RIGHT(T9,2),0))","v":"05:49:00"},{"$f":"IF(V9=0,0,TIME(INT(V9/100),RIGHT(V9,2),0))","v":"06:34:00"},{"$f":"IF(X9=0,0,TIME(INT(X9/100),RIGHT(X9,2),0))","v":"07:17:00"},null,{"$f":"IF(C9=0,0,TIME(INT(C9/100),RIGHT(C9,2),0))","v":"16:09:00"},{"$f":"IF(E9=0,0,TIME(INT(E9/100),RIGHT(E9,2),0))","v":"16:51:00"},{"$f":"IF(G9=0,0,TIME(INT(G9/100),RIGHT(G9,2),0))","v":"17:35:00"},{"$f":"IF(I9=0,0,TIME(INT(I9/100),RIGHT(I9,2),0))","v":"18:20:00"},{"$f":"IF(K9=0,0,TIME(INT(K9/100),RIGHT(K9,2),0))","v":"19:02:00"},{"$f":"IF(M9=0,0,TIME(INT(M9/100),RIGHT(M9,2),0))","v":"19:40:00"},{"$f":"IF(O9=0,0,TIME(INT(O9/100),RIGHT(O9,2),0))","v":"19:51:00"},{"$f":"IF(Q9=0,0,TIME(INT(Q9/100),RIGHT(Q9,2),0))","v":"19:24:00"},{"$f":"IF(S9=0,0,TIME(INT(S9/100),RIGHT(S9,2),0))","v":"18:30:00"},{"$f":"IF(U9=0,0,TIME(INT(U9/100),RIGHT(U9,2),0))","v":"17:29:00"},{"$f":"IF(W9=0,0,TIME(INT(W9/100),RIGHT(W9,2),0))","v":"16:32:00"},{"$f":"IF(Y9=0,0,TIME(INT(Y9/100),RIGHT(Y9,2),0))","v":"16:00:00"},null,{"$f":"AN9-AA9","v":"08:31:00"},"09:35:00","11:05:00","12:52:00","14:30:00","15:44:00","15:55:00","14:57:00","13:22:00","11:40:00","09:58:00","08:43:00"]
[2,738,1610,715,1653,628,1736,526,1821,431,1903,355,1941,356,1951,428,1923,510,1828,550,1727,636,1630,718,1600,null,"07:38:00","07:15:00","06:28:00","05:26:00","04:31:00","03:55:00","03:56:00","04:28:00","05:10:00","05:50:00","06:36:00","07:18:00",null,"16:10:00","16:53:00","17:36:00","18:21:00","19:03:00","19:41:00","19:51:00","19:23:00","18:28:00","17:27:00","16:30:00","16:00:00",null,"08:32:00","09:38:00","11:08:00","12:55:00","14:32:00","15:46:00","15:55:00","14:55:00","13:18:00","11:37:00","09:54:00","08:42:00"]
[3,738,1611,713,1654,626,1738,524,1823,429,1905,355,1942,357,1950,430,1921,511,1826,552,1725,637,1629,720,1559,null,"07:38:00","07:13:00","06:26:00","05:24:00","04:29:00","03:55:00","03:57:00","04:30:00","05:11:00","05:52:00","06:37:00","07:20:00",null,"16:11:00","16:54:00","17:38:00","18:23:00","19:05:00","19:42:00","19:50:00","19:21:00","18:26:00","17:25:00","16:29:00","15:59:00",null,"08:33:00","09:41:00","11:12:00","12:59:00","14:36:00","15:47:00","15:53:00","14:51:00","13:15:00","11:33:00","09:52:00","08:39:00"]
[4,738,1612,712,1656,624,1739,522,1824,427,1906,354,1942,358,1950,431,1920,512,1824,553,1723,639,1627,721,1559,null,"07:38:00","07:12:00","06:24:00","05:22:00","04:27:00","03:54:00","03:58:00","04:31:00","05:12:00","05:53:00","06:39:00","07:21:00",null,"16:12:00","16:56:00","17:39:00","18:24:00","19:06:00","19:42:00","19:50:00","19:20:00","18:24:00","17:23:00","16:27:00","15:59:00",null,"08:34:00","09:44:00","11:15:00","13:02:00","14:39:00","15:48:00","15:52:00","14:49:00","13:12:00","11:30:00","09:48:00","08:38:00"]
[5,738,1613,711,1657,622,1741,520,1825,426,1908,354,1943,359,1950,432,1918,514,1822,554,1721,640,1626,722,1559,null,"07:38:00","07:11:00","06:22:00","05:20:00","04:26:00","03:54:00","03:59:00","04:32:00","05:14:00","05:54:00","06:40:00","07:22:00",null,"16:13:00","16:57:00","17:41:00","18:25:00","19:08:00","19:43:00","19:50:00","19:18:00","18:22:00","17:21:00","16:26:00","15:59:00",null,"08:35:00","09:46:00","11:19:00","13:05:00","14:42:00","15:49:00","15:51:00","14:46:00","13:08:00","11:27:00","09:46:00","08:37:00"]
[6,737,1614,709,1659,620,1742,518,1827,424,1909,353,1944,359,1949,434,1917,515,1820,556,1719,642,1624,723,1558,null,"07:37:00","07:09:00","06:20:00","05:18:00","04:24:00","03:53:00","03:59:00","04:34:00","05:15:00","05:56:00","06:42:00","07:23:00",null,"16:14:00","16:59:00","17:42:00","18:27:00","19:09:00","19:44:00","19:49:00","19:17:00","18:20:00","17:19:00","16:24:00","15:58:00",null,"08:37:00","09:50:00","11:22:00","13:09:00","14:45:00","15:51:00","15:50:00","14:43:00","13:05:00","11:23:00","09:42:00","08:35:00"]
[7,737,1615,708,1700,618,1744,516,1828,423,1910,353,1945,400,1949,435,1915,516,1818,557,1717,643,1623,724,1558,null,"07:37:00","07:08:00","06:18:00","05:16:00","04:23:00","03:53:00","04:00:00","04:35:00","05:16:00","05:57:00","06:43:00","07:24:00",null,"16:15:00","17:00:00",{"$f":"IF(G15=0,0,TIME(INT(G15/100),RIGHT(G15,2),0))","v":"17:44:00"},"18:28:00","19:10:00","19:45:00","19:49:00","19:15:00","18:18:00","17:17:00","16:23:00","15:58:00",null,"08:38:00","09:52:00","11:26:00","13:12:00","14:47:00","15:52:00","15:49:00","14:40:00","13:02:00","11:20:00","09:40:00","08:34:00"]
[8,737,1616,706,1702,616,1745,514,1830,421,1912,352,1946,401,1948,436,1913,518,1816,559,1715,645,1622,725,1558,null,"07:37:00","07:06:00",{"$f":"IF(F16=0,0,TIME(INT(F16/100),RIGHT(F16,2),0))","v":"06:16:00"},"05:14:00","04:21:00","03:52:00","04:01:00","04:36:00","05:18:00","05:59:00","06:45:00","07:25:00",null,"16:16:00","17:02:00","17:45:00","18:30:00","19:12:00","19:46:00","19:48:00","19:13:00","18:16:00","17:15:00","16:22:00","15:58:00",null,"08:39:00","09:56:00","11:29:00","13:16:00","14:51:00","15:54:00","15:47:00","14:37:00","12:58:00","11:16:00","09:37:00","08:33:00"]
[9,736,1618,705,1704,614,1747,512,1831,420,1913,352,1946,402,1948,438,1912,519,1814,600,1713,646,1620,726,1558,null,"07:36:00","07:05:00","06:14:00","05:12:00","04:20:00","03:52:00","04:02:00","04:38:00","05:19:00","06:00:00","06:46:00","07:26:00",null,"16:18:00","17:04:00","17:47:00","18:31:00","19:13:00","19:46:00","19:48:00","19:12:00","18:14:00","17:13:00","16:20:00","15:58:00",null,"08:42:00","09:59:00","11:33:00","13:19:00","14:53:00","15:54:00","15:46:00","14:34:00","12:55:00","11:13:00","09:34:00","08:32:00"]
[10,736,1619,703,1705,612,1748,510,1833,419,1914,352,1947,403,1947,439,1910,520,1812,602,1711,648,1619,727,1558,null,"07:36:00","07:03:00","06:12:00","05:10:00","04:19:00","03:52:00","04:03:00","04:39:00","05:20:00","06:02:00","06:48:00","07:27:00",null,"16:19:00","17:05:00","17:48:00","18:33:00","19:14:00","19:47:00","19:47:00","19:10:00","18:12:00","17:11:00","16:19:00","15:58:00",null,"08:43:00","10:02:00","11:36:00","13:23:00","14:55:00","15:55:00","15:44:00","14:31:00","12:52:00","11:09:00","09:31:00","08:31:00"]
[11,736,1620,702,1707,610,1750,508,1834,417,1916,352,1947,403,1946,440,1909,522,1810,603,1709,649,1618,728,1558,null,"07:36:00","07:02:00","06:10:00","05:08:00","04:17:00","03:52:00","04:03:00","04:40:00","05:22:00","06:03:00","06:49:00","07:28:00",null,"16:20:00","17:07:00","17:50:00","18:34:00","19:16:00","19:47:00","19:46:00","19:09:00","18:10:00","17:09:00","16:18:00","15:58:00",null,"08:44:00","10:05:00","11:40:00","13:26:00","14:59:00","15:55:00","15:43:00","14:29:00","12:48:00","11:06:00","09:29:00","08:30:00"]
[12,735,1621,700,1708,608,1751,506,1835,416,1917,351,1948,404,1946,442,1907,523,1808,604,1707,651,1616,729,1558,null,"07:35:00","07:00:00","06:08:00","05:06:00","04:16:00","03:51:00","04:04:00","04:42:00","05:23:00","06:04:00","06:51:00","07:29:00",null,"16:21:00","17:08:00","17:51:00","18:35:00","19:17:00","19:48:00","19:46:00","19:07:00","18:08:00","17:07:00","16:16:00","15:58:00",null,"08:46:00","10:08:00","11:43:00","13:29:00","15:01:00","15:57:00","15:42:00","14:25:00","12:45:00","11:03:00","09:25:00","08:29:00"]
[13,734,1623,658,1710,606,1752,504,1837,414,1918,351,1949,405,1945,443,1905,524,1806,606,1705,652,1615,730,1558,null,"07:34:00","06:58:00","06:06:00","05:04:00","04:14:00","03:51:00","04:05:00","04:43:00","05:24:00","06:06:00","06:52:00","07:30:00",null,"16:23:00","17:10:00","17:52:00","18:37:00","19:18:00","19:49:00","19:45:00","19:05:00","18:06:00","17:05:00","16:15:00","15:58:00",null,"08:49:00","10:12:00","11:46:00","13:33:00","15:04:00","15:58:00","15:40:00","14:22:00","12:42:00","10:59:00","09:23:00","08:28:00"]
[14,734,1624,657,1711,604,1754,502,1838,413,1920,351,1949,406,1944,444,1903,526,1804,607,1703,654,1614,731,1558,null,"07:34:00","06:57:00","06:04:00","05:02:00","04:13:00","03:51:00","04:06:00","04:44:00","05:26:00","06:07:00","06:54:00","07:31:00",null,"16:24:00","17:11:00","17:54:00","18:38:00","19:20:00","19:49:00","19:44:00","19:03:00","18:04:00","17:03:00","16:14:00","15:58:00",null,"08:50:00","10:14:00","11:50:00","13:36:00","15:07:00","15:58:00","15:38:00","14:19:00","12:38:00","10:56:00","09:20:00","08:27:00"]
[15,733,1625,655,1713,602,1755,501,1840,412,1921,351,1950,407,1943,446,1902,527,1802,609,1701,655,1613,732,1558,null,"07:33:00","06:55:00","06:02:00","05:01:00","04:12:00","03:51:00","04:07:00","04:46:00","05:27:00","06:09:00","06:55:00","07:32:00",null,"16:25:00","17:13:00","17:55:00","18:40:00","19:21:00","19:50:00","19:43:00","19:02:00","18:02:00","17:01:00","16:13:00","15:58:00",null,"08:52:00","10:18:00","11:53:00","13:39:00","15:09:00","15:59:00","15:36:00","14:16:00","12:35:00","10:52:00","09:18:00","08:26:00"]
[16,733,1627,653,1715,600,1757,459,1841,411,1922,351,1950,408,1943,447,1900,528,1759,610,1659,657,1612,732,1558,null,"07:33:00","06:53:00","06:00:00","04:59:00","04:11:00","03:51:00","04:08:00","04:47:00","05:28:00","06:10:00","06:57:00","07:32:00",null,"16:27:00","17:15:00","17:57:00","18:41:00","19:22:00","19:50:00","19:43:00","19:00:00","17:59:00","16:59:00","16:12:00","15:58:00",null,"08:54:00","10:22:00","11:57:00","13:42:00","15:11:00","15:59:00","15:35:00","14:13:00","12:31:00","10:49:00","09:15:00","08:26:00"]
[17,732,1628,652,1716,558,1758,457,1842,409,1923,351,1950,409,1942,448,1858,530,1757,612,1658,658,1611,733,1559,null,"07:32:00","06:52:00","05:58:00","04:57:00","04:09:00","03:51:00","04:09:00","04:48:00","05:30:00","06:12:00","06:58:00","07:33:00",null,"16:28:00","17:16:00","17:58:00","18:42:00","19:23:00","19:50:00","19:42:00","18:58:00","17:57:00","16:58:00","16:11:00","15:59:00",null,"08:56:00","10:24:00","12:00:00","13:45:00","15:14:00","15:59:00","15:33:00","14:10:00","12:27:00","10:46:00","09:13:00","08:26:00"]
[18,731,1630,650,1718,556,1800,455,1844,408,1925,351,1951,410,1941,450,1856,531,1755,613,1656,700,1610,734,1559,null,"07:31:00","06:50:00","05:56:00","04:55:00","04:08:00","03:51:00","04:10:00","04:50:00","05:31:00","06:13:00","07:00:00","07:34:00",null,"16:30:00","17:18:00","18:00:00","18:44:00","19:25:00","19:51:00","19:41:00","18:56:00","17:55:00","16:56:00","16:10:00","15:59:00",null,"08:59:00","10:28:00","12:04:00","13:49:00","15:17:00","16:00:00","15:31:00","14:06:00","12:24:00","10:43:00","09:10:00","08:25:00"]
[19,730,1631,648,1719,554,1801,453,1845,407,1926,351,1951,412,1940,451,1855,532,1753,615,1654,701,1609,734,1559,null,"07:30:00","06:48:00","05:54:00","04:53:00","04:07:00","03:51:00","04:12:00","04:51:00","05:32:00","06:15:00","07:01:00","07:34:00",null,"16:31:00","17:19:00","18:01:00","18:45:00","19:26:00","19:51:00","19:40:00","18:55:00","17:53:00","16:54:00","16:09:00","15:59:00",null,"09:01:00","10:31:00","12:07:00","13:52:00","15:19:00","16:00:00","15:28:00","14:04:00","12:21:00","10:39:00","09:08:00","08:25:00"]
[20,729,1633,647,1721,552,1803,451,1847,406,1927,351,1951,413,1939,452,1853,534,1751,616,1652,703,1608,735,1600,null,"07:29:00","06:47:00","05:52:00","04:51:00","04:06:00","03:51:00","04:13:00","04:52:00","05:34:00","06:16:00","07:03:00","07:35:00",null,"16:33:00","17:21:00","18:03:00","18:47:00","19:27:00","19:51:00","19:39:00","18:53:00","17:51:00","16:52:00","16:08:00","16:00:00",null,"09:04:00","10:34:00","12:11:00","13:56:00","15:21:00","16:00:00","15:26:00","14:01:00","12:17:00","10:36:00","09:05:00","08:25:00"]
[21,728,1634,645,1722,550,1804,449,1848,405,1928,352,1951,414,1938,454,1851,535,1749,618,1650,704,1607,735,1600,null,"07:28:00","06:45:00","05:50:00","04:49:00","04:05:00","03:52:00","04:14:00","04:54:00","05:35:00","06:18:00","07:04:00","07:35:00",null,"16:34:00","17:22:00","18:04:00","18:48:00","19:28:00","19:51:00","19:38:00","18:51:00","17:49:00","16:50:00","16:07:00","16:00:00",null,"09:06:00","10:37:00","12:14:00","13:59:00","15:23:00","15:59:00","15:24:00","13:57:00","12:14:00","10:32:00","09:03:00","08:25:00"]
[22,728,1636,643,1724,548,1805,448,1850,404,1929,352,1952,415,1937,455,1849,537,1747,619,1648,705,1606,736,1601,null,"07:28:00","06:43:00","05:48:00","04:48:00","04:04:00","03:52:00","04:15:00","04:55:00","05:37:00","06:19:00","07:05:00","07:36:00",null,"16:36:00","17:24:00","18:05:00","18:50:00","19:29:00","19:52:00","19:37:00","18:49:00","17:47:00","16:48:00","16:06:00","16:01:00",null,"09:08:00","10:41:00","12:17:00",{"$f":"AQ30-AD30","v":"14:02:00"},"15:25:00","16:00:00","15:22:00","13:54:00","12:10:00","10:29:00","09:01:00","08:25:00"]
[23,727,1637,641,1725,546,1807,446,1851,403,1931,352,1952,416,1935,456,1847,538,1745,620,1647,707,1605,736,1601,null,"07:27:00","06:41:00","05:46:00","04:46:00","04:03:00","03:52:00","04:16:00","04:56:00","05:38:00","06:20:00","07:07:00","07:36:00",null,"16:37:00","17:25:00","18:07:00","18:51:00","19:31:00","19:52:00","19:35:00","18:47:00","17:45:00","16:47:00","16:05:00","16:01:00",null,{"$f":"AN31-AA31","v":"09:10:00"},"10:44:00","12:21:00","14:05:00","15:28:00","16:00:00","15:19:00","13:51:00","12:07:00","10:27:00","08:58:00","08:25:00"]
[24,726,1639,639,1727,544,1808,444,1852,402,1932,353,1952,417,1934,458,1845,539,1743,622,1645,708,1604,737,1602,null,"07:26:00","06:39:00","05:44:00","04:44:00","04:02:00","03:53:00","04:17:00","04:58:00","05:39:00","06:22:00","07:08:00","07:37:00",null,"16:39:00","17:27:00","18:08:00","18:52:00","19:32:00","19:52:00","19:34:00","18:45:00","17:43:00","16:45:00","16:04:00","16:02:00",null,"09:13:00","10:48:00","12:24:00","14:08:00","15:30:00","15:59:00","15:17:00","13:47:00","12:04:00","10:23:00","08:56:00","08:25:00"]
[25,724,1640,637,1729,542,1810,442,1854,401,1933,353,1952,418,1933,459,1843,541,1741,623,1643,709,1604,737,1603,null,"07:24:00","06:37:00","05:42:00","04:42:00","04:01:00","03:53:00","04:18:00","04:59:00","05:41:00","06:23:00","07:09:00","07:37:00",null,"16:40:00","17:29:00","18:10:00","18:54:00","19:33:00","19:52:00","19:33:00","18:43:00","17:41:00","16:43:00","16:04:00","16:03:00",null,"09:16:00","10:52:00","12:28:00","14:12:00","15:32:00","15:59:00","15:15:00","13:44:00","12:00:00","10:20:00","08:55:00","08:26:00"]
[26,723,1642,636,1730,540,1811,441,1855,400,1934,353,1952,420,1932,500,1842,542,1739,625,1642,711,1603,737,1603,null,"07:23:00","06:36:00","05:40:00","04:41:00","04:00:00","03:53:00","04:20:00","05:00:00","05:42:00","06:25:00","07:11:00","07:37:00",null,"16:42:00","17:30:00","18:11:00","18:55:00","19:34:00","19:52:00","19:32:00","18:42:00","17:39:00","16:42:00","16:03:00","16:03:00",null,"09:19:00","10:54:00","12:31:00","14:14:00","15:34:00","15:59:00","15:12:00","13:42:00","11:57:00","10:17:00","08:52:00","08:26:00"]
[27,722,1643,634,1732,538,1813,439,1857,359,1935,354,1952,421,1931,502,1840,543,1737,626,1640,712,1602,738,1604,null,"07:22:00","06:34:00","05:38:00","04:39:00","03:59:00","03:54:00","04:21:00","05:02:00","05:43:00","06:26:00","07:12:00","07:38:00",null,"16:43:00","17:32:00","18:13:00","18:57:00","19:35:00","19:52:00","19:31:00","18:40:00","17:37:00","16:40:00","16:02:00","16:04:00",null,"09:21:00","10:58:00","12:35:00","14:18:00","15:36:00","15:58:00","15:10:00","13:38:00","11:54:00","10:14:00","08:50:00","08:26:00"]
[28,721,1645,632,1733,536,1814,437,1858,359,1936,354,1952,422,1929,503,1838,545,1735,628,1638,713,1602,738,1605,null,"07:21:00","06:32:00","05:36:00","04:37:00","03:59:00","03:54:00","04:22:00","05:03:00","05:45:00","06:28:00","07:13:00","07:38:00",null,"16:45:00","17:33:00","18:14:00","18:58:00","19:36:00","19:52:00","19:29:00","18:38:00","17:35:00","16:38:00","16:02:00","16:05:00",null,"09:24:00","11:01:00","12:38:00","14:21:00","15:37:00","15:58:00","15:07:00","13:35:00","11:50:00","10:10:00","08:49:00","08:27:00"]
[29,720,1646,null,null,534,1815,435,1859,358,1937,355,1951,423,1928,504,1836,546,1733,629,1637,715,1601,738,1606,null,"07:20:00","00:00:00","05:34:00","04:35:00","03:58:00","03:55:00","04:23:00","05:04:00","05:46:00","06:29:00","07:15:00","07:38:00",null,"16:46:00","00:00:00","18:15:00","18:59:00","19:37:00","19:51:00","19:28:00","18:36:00","17:33:00","16:37:00","16:01:00","16:06:00",null,"09:26:00","00:00:00","12:41:00","14:24:00","15:39:00","15:56:00","15:05:00","13:32:00","11:47:00","10:08:00","08:46:00","08:28:00"]
[30,719,1648,null,null,532,1817,434,1901,357,1938,355,1951,425,1927,506,1834,548,1731,631,1635,716,1600,738,1607,null,"07:19:00","00:00:00","05:32:00","04:34:00","03:57:00","03:55:00","04:25:00","05:06:00","05:48:00","06:31:00","07:16:00","07:38:00",null,"16:48:00","00:00:00","18:17:00","19:01:00","19:38:00","19:51:00","19:27:00","18:34:00","17:31:00","16:35:00","16:00:00","16:07:00",null,"09:29:00","00:00:00","12:45:00","14:27:00","15:41:00","15:56:00","15:02:00","13:28:00","11:43:00","10:04:00","08:44:00","08:29:00"]
[31,717,1649,null,null,530,1818,null,null,356,1939,null,null,426,1925,507,1832,null,null,633,1633,null,null,738,1608,null,"07:17:00","00:00:00","05:30:00","00:00:00","03:56:00","00:00:00","04:26:00","05:07:00","00:00:00","06:33:00","00:00:00","07:38:00",null,"16:49:00","00:00:00","18:18:00","00:00:00","19:39:00","00:00:00","19:25:00","18:32:00","00:00:00","16:33:00","00:00:00","16:08:00",null,"09:32:00","00:00:00","12:48:00","00:00:00","15:43:00","00:00:00","14:59:00","13:25:00","00:00:00","10:00:00","00:00:00","08:30:00"]
[]
["                                             Add one hour for daylight time, if and when in use."]
[]
[null,null,"2018 Daylight Savings = 3/11 - 11/3"]
[]
[null,1,1,{"$f":"B45+1","v":2},2,3,3,4,4,5,5,6,6,7,7,8,8,9,9,10,10,11,11,12,12]
[null,1,2,3,4,5,6,7,8,9,10,11,12]
[null,{"$f":"B7","v":"2018-01-01"},{"$f":"EOMONTH(B47,1)","v":"2018-02-28"},"2018-03-31","2018-04-30","2018-05-31","2018-06-30","2018-07-31","2018-08-31","2018-09-30","2018-10-31","2018-11-30","2018-12-31"]
["Peak Day",{"$f":"'Peak Calc CP'!C71","v":"2018-01-02"},{"$f":"'Peak Calc CP'!D71","v":"2018-02-21"},{"$f":"'Peak Calc CP'!E71","v":"2018-03-07"},{"$f":"'Peak Calc CP'!F71","v":"2018-04-02"},{"$f":"'Peak Calc CP'!G71","v":"2018-05-15"},{"$f":"'Peak Calc CP'!H71","v":"2018-06-20"},{"$f":"'Peak Calc CP'!I71","v":"2018-07-30"},{"$f":"'Peak Calc CP'!J71","v":"2018-08-10"},{"$f":"'Peak Calc CP'!K71","v":"2018-09-07"},{"$f":"'Peak Calc CP'!L71","v":"2018-10-16"},{"$f":"'Peak Calc CP'!M71","v":"2018-11-26"},{"$f":"'Peak Calc CP'!N71","v":"2018-12-07"}]
["Peak Time",{"$f":"'Peak Calc CP'!C72","v":"18:00:00"},{"$f":"'Peak Calc CP'!D72","v":"08:00:00"},{"$f":"'Peak Calc CP'!E72","v":"08:00:00"},{"$f":"'Peak Calc CP'!F72","v":"10:00:00"},{"$f":"'Peak Calc CP'!G72","v":"19:00:00"},{"$f":"'Peak Calc CP'!H72","v":"17:00:00"},{"$f":"'Peak Calc CP'!I72","v":"16:00:00"},{"$f":"'Peak Calc CP'!J72","v":"16:00:00"},{"$f":"'Peak Calc CP'!K72","v":"17:00:00"},{"$f":"'Peak Calc CP'!L72","v":"08:00:00"},{"$f":"'Peak Calc CP'!M72","v":"18:00:00"},{"$f":"'Peak Calc CP'!N72","v":"08:00:00"}]
[]
["Rise",{"$f":"INDEX($B$9:$Y$39,DAY(B$48),MATCH(B$46,$B$45:$Y$45,0))","v":738},645,618,526,412,351,425,439,516,610,711,724]
["Rise",{"$f":"TIME(INT(B51/100),RIGHT(B51,2),0)","v":"07:38:00"},{"$f":"TIME(INT(C51/100),RIGHT(C51,2),0)","v":"06:45:00"},{"$f":"TIME(INT(D51/100),RIGHT(D51,2),0)","v":"06:18:00"},{"$f":"TIME(INT(E51/100)+1,RIGHT(E51,2),0)","v":"06:26:00"},"05:12:00","04:51:00","05:25:00","05:39:00","06:16:00","07:10:00",{"$f":"TIME(INT(L51/100),RIGHT(L51,2),0)","v":"07:11:00"},{"$f":"TIME(INT(M51/100),RIGHT(M51,2),0)","v":"07:24:00"}]
["Set",{"$f":"INDEX($B$9:$Y$39,DAY(B$48),MATCH(B$46,$B$45:$Y$45,0)+1)","v":1610},1722,1744,1821,1921,1951,1927,1910,1818,1659,1603,1558]
["Set",{"$f":"TIME(INT(B53/100),RIGHT(B53,2),0)","v":"16:10:00"},{"$f":"TIME(INT(C53/100),RIGHT(C53,2),0)","v":"17:22:00"},{"$f":"TIME(INT(D53/100),RIGHT(D53,2),0)","v":"17:44:00"},{"$f":"TIME(INT(E53/100)+1,RIGHT(E53,2),0)","v":"19:21:00"},"20:21:00","20:51:00","20:27:00","20:10:00","19:18:00","17:59:00",{"$f":"TIME(INT(L53/100),RIGHT(L53,2),0)","v":"16:03:00"},{"$f":"TIME(INT(M53/100),RIGHT(M53,2),0)","v":"15:58:00"}]
[]
["Hours of darkness at Peak Hour?"]
["check AM",{"$f":"IF(B49-1/24<B52,MIN(60,(B52-(B49-1/24))*24*60)/60,0)","v":0},0,0,0,0,0,0,0,0,0.16666666666666741,0,0.40000000000000124]
["check PM",{"$f":"IF(B49>B54,MIN(60,(B49-B54)*24*60)/60,0)","v":1},{"$f":"IF(C49>C54,MIN(60,(C49-C54)*24*60)/60,0)","v":0},0,0,0,0,0,0,0,0,1,0]
["Total",{"$f":"B57+B58","v":1},0,0,0,0,0,0,0,0,0.16666666666666741,1,0.40000000000000124]
[]
["Annual Hrs"]
["Light",{"$f":"BA63","v":277.38333333333333},287.89999999999998,370.3,410.14999999999992,470,477.81666666666661,481.43333333333339,440.35000000000008,376.35,335.68333333333328,279.03333333333342,263.38333333333333,{"$f":"SUM(B62:M62)","v":4469.7833333333328},null,null,null,null,null,null,null,null,null,null,null,null,"Dark AM",null,null,null,null,null,null,null,null,null,null,null,null,"Dark PM",null,null,null,null,null,null,null,null,null,null,null,null,"Light"]
["Dark",{"$f":"AA63+AN63","v":466.61666666666667},384.1,373.7,309.85000000000002,274,242.18333333333339,262.56666666666666,303.65000000000003,343.65,408.31666666666672,440.9666666666667,480.61666666666673,{"$f":"SUM(B63:M63)","v":4290.2166666666672},null,null,null,null,null,null,null,null,null,null,null,null,{"$f":"SUM(AA9:AA39)*24","v":232.91666666666663},193.78333333333336,185.99999999999997,150.01666666666668,130.14999999999998,116.33333333333336,128.74999999999997,148.28333333333336,163.9,191.35000000000002,207.83333333333337,232.81666666666675,null,{"$f":"SUM(IF(AN9:AN39>0,1-AN9:AN39,0))*24","v":233.70000000000005},{"$f":"SUM(IF(AO9:AO39>0,1-AO9:AO39,0))*24","v":190.31666666666666},{"$f":"SUM(IF(AP9:AP39>0,1-AP9:AP39,0))*24","v":187.70000000000002},{"$f":"SUM(IF(AQ9:AQ39>0,1-AQ9:AQ39,0))*24","v":159.83333333333334},{"$f":"SUM(IF(AR9:AR39>0,1-AR9:AR39,0))*24","v":143.85000000000002},{"$f":"SUM(IF(AS9:AS39>0,1-AS9:AS39,0))*24","v":125.85000000000002},{"$f":"SUM(IF(AT9:AT39>0,1-AT9:AT39,0))*24","v":133.81666666666669},{"$f":"SUM(IF(AU9:AU39>0,1-AU9:AU39,0))*24","v":155.36666666666667},{"$f":"SUM(IF(AV9:AV39>0,1-AV9:AV39,0))*24","v":179.75},{"$f":"SUM(IF(AW9:AW39>0,1-AW9:AW39,0))*24","v":216.9666666666667},{"$f":"SUM(IF(AX9:AX39>0,1-AX9:AX39,0))*24","v":233.13333333333333},{"$f":"SUM(IF(AY9:AY39>0,1-AY9:AY39,0))*24","v":247.79999999999998},null,{"$f":"SUM(BA9:BA39)*24","v":277.38333333333333},287.89999999999998,370.3,410.14999999999992,470,477.81666666666661,481.43333333333339,440.35000000000008,376.35,335.68333333333328,279.03333333333342,263.38333333333333]
["Total",{"$f":"B62+B63","v":744},672,744,720,744,720,744,744.00000000000011,720,744,720.00000000000011,744,{"$f":"SUM(B64:M64)","v":8760}]

{"sheet":"Schedule Shifting Adj - ID","index":9,"n_rows":25,"n_cols":15,"rows_kept":25,"cut":false,"hidden":false,"merged":[]}
["Schedule Shifting Adjustment - Idaho"]
[]
[]
["CP",null,null,"January","February","March","April","May","June","July","August","September","October","November","December"]
[]
["Sch 25 Customer 4 moved to Schedule 21 in 2019",null,null,{"$f":"D20","v":1338.0432000000001},1207.5024000000001,1137.2112000000002,1055.6232,1468.5840000000001,1510.0056,1761.0455999999999,1861.4616000000001,1506.24,923.82720000000006,1370.6784000000002,1206.2472]
["Schedule 25 Adjustment",null,null,{"$f":"-D6","v":-1338.0432000000001},{"$f":"-E6","v":-1207.5024000000001},-1137.2112000000002,-1055.6232,-1468.5840000000001,-1510.0056,-1761.0455999999999,-1861.4616000000001,-1506.24,-923.82720000000006,-1370.6784000000002,-1206.2472]
["Schedule 21 Adjustment",null,null,{"$f":"D6","v":1338.0432000000001},{"$f":"E6","v":1207.5024000000001},1137.2112000000002,1055.6232,1468.5840000000001,1510.0056,1761.0455999999999,1861.4616000000001,1506.24,923.82720000000006,1370.6784000000002,1206.2472]
[]
[]
["NCP",null,null,"January","February","March","April","May","June","July","August","September","October","November","December"]
[]
["Sch 25 Customer 4 moved to Schedule 21 in 2019",null,null,{"$f":"D25","v":1207.5024000000001},{"$f":"E25","v":1334.2775999999999},1154.7840000000001,1532.5992000000001,1398.2927999999999,1210.0128,1118.3832,842.2392000000001,1307.9184000000002,1299.1320000000001,1365.6576,1225.0752]
["Schedule 25 Adjustment",null,null,{"$f":"-D13","v":-1207.5024000000001},{"$f":"-E13","v":-1334.2775999999999},-1154.7840000000001,-1532.5992000000001,-1398.2927999999999,-1210.0128,-1118.3832,-842.2392000000001,-1307.9184000000002,-1299.1320000000001,-1365.6576,-1225.0752]
["Schedule 21 Adjustment",null,null,{"$f":"D13","v":1207.5024000000001},{"$f":"E13","v":1334.2775999999999},1154.7840000000001,1532.5992000000001,1398.2927999999999,1210.0128,1118.3832,842.2392000000001,1307.9184000000002,1299.1320000000001,1365.6576,1225.0752]
[]
[null,null,null,"January","February","March","April","May","June","July","August","September","October","November","December"]
[null,"Customer 4"]
["12 Monthly Coincident Peaks",null,null,1279.2,1154.4000000000001,1087.2,1009.2,1404,1443.6,1683.6,1779.6,1440,883.2,1310.4000000000001,1153.2]
["Coincident Peak with Losses",null,null,{"$f":"D19*'Peak Calc CP'!$B$63","v":1338.0432000000001},{"$f":"E19*'Peak Calc CP'!$B$63","v":1207.5024000000001},{"$f":"F19*'Peak Calc CP'!$B$63","v":1137.2112000000002},{"$f":"G19*'Peak Calc CP'!$B$63","v":1055.6232},{"$f":"H19*'Peak Calc CP'!$B$63","v":1468.5840000000001},{"$f":"I19*'Peak Calc CP'!$B$63","v":1510.0056},{"$f":"J19*'Peak Calc CP'!$B$63","v":1761.0455999999999},{"$f":"K19*'Peak Calc CP'!$B$63","v":1861.4616000000001},{"$f":"L19*'Peak Calc CP'!$B$63","v":1506.24},{"$f":"M19*'Peak Calc CP'!$B$63","v":923.82720000000006},{"$f":"N19*'Peak Calc CP'!$B$63","v":1370.6784000000002},{"$f":"O19*'Peak Calc CP'!$B$63","v":1206.2472}]
[]
[null,null,null,"January","February","March","April","May","June","July","August","September","October","November","December"]
[null,"Customer 4"]
["12 Monthly Non-Coincident Peaks",null,null,1154.4000000000001,1275.5999999999999,1104,1465.2,1336.8,1156.8,1069.2,805.2,1250.4000000000001,1242,1305.5999999999999,1171.2]
["Coincident Peak with Losses",null,null,{"$f":"D24*'Peak Calc CP'!$B$63","v":1207.5024000000001},{"$f":"E24*'Peak Calc CP'!$B$63","v":1334.2775999999999},{"$f":"F24*'Peak Calc CP'!$B$63","v":1154.7840000000001},{"$f":"G24*'Peak Calc CP'!$B$63","v":1532.5992000000001},{"$f":"H24*'Peak Calc CP'!$B$63","v":1398.2927999999999},{"$f":"I24*'Peak Calc CP'!$B$63","v":1210.0128},{"$f":"J24*'Peak Calc CP'!$B$63","v":1118.3832},{"$f":"K24*'Peak Calc CP'!$B$63","v":842.2392000000001},{"$f":"L24*'Peak Calc CP'!$B$63","v":1307.9184000000002},{"$f":"M24*'Peak Calc CP'!$B$63","v":1299.1320000000001},{"$f":"N24*'Peak Calc CP'!$B$63","v":1365.6576},{"$f":"O24*'Peak Calc CP'!$B$63","v":1225.0752}]

{"sheet":"Losses","index":10,"n_rows":48,"n_cols":9,"rows_kept":48,"cut":false,"hidden":false,"merged":[]}
["Compute Estimated Losses by Voltage Level"]
["Avista Retail Load 2018"]
[]
["FERC Form 1 Page 401"]
[null,null,"MWHs"]
["Retail Sales",null,8587539]
["less: Clearwater purchased generation",null,0]
["Retail Sales subject to losses",null,{"$f":"C6-C7","v":8587539}]
["Retail Losses",null,491751,{"$f":"C9/C8","v":5.726332072553033E-2}]
[]
["Standard Transmission Loss %",null,{"$f":"ROUND(C8*D11,0)","v":257626},0.03]
["Remainder Distribution Losses",null,{"$f":"C9-C11","v":234125},{"$f":"C12/C8","v":2.7263340521655854E-2}]
[]
["Differentiate Distribution Sales by Voltage"]
[]
["Secondary KWHs per Revenue Runs",null,"Washington","Idaho","Montana","Total","Cumulative MWHs","Losses","Loss %"]
["Schedule 1",null,{"$f":"'12.2018 WA Usage'!O87+'12.2018 WA Usage'!O88","v":2366635281.5802503},{"$f":"'12.2018 ID Usage'!O103","v":1155417467.83535},{"$f":"'12.2018 ID Usage'!O86","v":311977.91399999999}]
["Schedule 11",null,{"$f":"'12.2018 WA Usage'!O89+'12.2018 WA Usage'!O90","v":622702573.10904002},{"$f":"'12.2018 ID Usage'!O104+'12.2018 ID Usage'!O105","v":373980898.90016001},{"$f":"'12.2018 ID Usage'!O89","v":745975}]
["Schedule 21S",null,{"$f":"'12.2018 WA Usage'!O91+'12.2018 WA Usage'!O92-C27","v":1271344801.1600001},{"$f":"'12.2018 ID Usage'!O106+'12.2018 ID Usage'!O107-D27","v":584222943.43299997}]
["Schedule 25S",null,{"$f":"'WA Sch 25 (12.2018)'!P5+'WA Sch 25 (12.2018)'!P25+'WA Sch 25 (12.2018)'!P26+'WA Sch 25 (12.2018)'!P98","v":85705559.223999992},{"$f":"'ID Sch 25 (12.2018)'!Q77","v":4343016}]
["Schedule 31",null,{"$f":"'12.2018 WA Usage'!O95+'12.2018 WA Usage'!O96+'12.2018 WA Usage'!O97","v":145807692.44200999},{"$f":"'12.2018 ID Usage'!O112+'12.2018 ID Usage'!O113","v":62444248.31701}]
["Street Lights",null,{"$f":"SUM('12.2018 WA Usage'!O98:O102)","v":10967850.22577},{"$f":"SUM('12.2018 ID Usage'!O114:O119)","v":7455506.4630100001}]
["Area Lights",null,{"$f":"'12.2018 WA Usage'!O103+'12.2018 WA Usage'!O104","v":7574181.3147400003},{"$f":"SUM('12.2018 ID Usage'!O120:O122)","v":4101952.3457200001}]
["     Total",null,{"$f":"SUM(C17:C23)","v":4510737939.05581},{"$f":"SUM(D17:D23)","v":2191966033.2942495},{"$f":"SUM(E17:E23)","v":1057952.9139999999},{"$f":"C24+D24+E24","v":6703761925.2640591},{"$f":"F24/1000","v":6703761.9252640586},{"$f":"H37-H35-H30","v":104923},{"$f":"H24/G24","v":1.5651361305744332E-2}]
[]
["Primary KWHs per Revenue Runs",null,"Washington","Idaho",null,"Total"]
["Schedule 21P",null,{"$f":"'12.2018 WA Usage'!O114","v":108995124.96999998},{"$f":"'12.2018 ID Usage'!O132","v":38712326.436000004}]
["Schedule 25",null,{"$f":"'WA Sch 25 (12.2018)'!P36-C20-C34","v":558387780.33700013},{"$f":"'ID Sch 25 (12.2018)'!Q24-D20","v":322606415.62900001}]
["Schedule 25P less PFI generation",null,null,{"$f":"'ID Sch 25 (12.2018)'!Q37-C7*1000","v":446649200}]
[null,null,{"$f":"SUM(C27:C29)","v":667382905.30700016},{"$f":"SUM(D27:D29)","v":807967942.06500006},null,{"$f":"C30+D30","v":1475350847.3720002},{"$f":"G24+F30/1000","v":8179112.7726360587},{"$f":"ROUND(G30*I30,0)","v":130866},1.6E-2]
[]
["Transmission  KWHs per Revenue Runs",null,"Washington","Idaho",null,"Total"]
["Schedule 28T",null,{"$f":"'12.2018 WA Usage'!O94","v":0},0]
["Schedule 25T",null,{"$f":"'WA Sch 25 (12.2018)'!P97+'WA Sch 25 (12.2018)'!P99","v":469470672}]
[null,null,{"$f":"SUM(C33:C34)","v":469470672},null,null,{"$f":"C35+D35","v":469470672},{"$f":"G30+F35/1000","v":8648583.4446360581},{"$f":"ROUND(G35*I35,0)","v":259458},{"$f":"D11","v":0.03}]
[]
["Sum",null,{"$f":"C24+C30+C35","v":5647591516.3628101},{"$f":"D24+D30+D35","v":2999933975.3592496},{"$f":"E24+E30+E35","v":1057952.9139999999},{"$f":"F24+F30+F35","v":8648583444.6360588},{"$f":"F37/1000","v":8648583.4446360581},{"$f":"ROUND(G37*I37,0)","v":495247},{"$f":"D9","v":5.726332072553033E-2}]
[null,null,null,null,null,null,{"$f":"C8","v":8587539}]
["Difference from Rev Run",null,{"$f":"C37-'12.2018 WA Usage'!O112","v":90587578},{"$f":"D37-'12.2018 ID Usage'!O130","v":61311845.748999119},{"$f":"E37-'12.2018 ID Usage'!O90","v":0},"Difference",{"$f":"G38-G37","v":-61044.444636058062},"Annual Net Unbilled"]
["Schedule 25 Unbilled Change",null,{"$f":"-SUM('WA Sch 25 (12.2018)'!P30:P33)","v":-90587578},{"$f":"-SUM('ID Sch 25 (12.2018)'!Q19:Q20,'ID Sch 25 (12.2018)'!Q22:Q23,'ID Sch 25 (12.2018)'!Q32:Q33,'ID Sch 25 (12.2018)'!Q35:Q36)","v":-61311845.749000013}]
[]
["Unexplained diff. from Rev Run",null,{"$f":"SUM(C39:C41)","v":0},{"$f":"SUM(D39:D41)","v":-8.9406967163085938E-7},null,null,"Losses from System"]
[null,null,null,null,null,null,"Secondary",{"$f":"ROUND(I24+I30+I35,3)","v":6.2E-2}]
[null,null,null,null,null,null,"Primary",{"$f":"ROUND(I30+I35,3)","v":4.5999999999999999E-2}]
[null,null,null,null,null,null,"Transmission",{"$f":"ROUND(I35,3)","v":0.03}]
[]
["Sch 21 Secondary",null,{"$f":"(C19)/(C19+C27)","v":0.92103747569224848},{"$f":"(D19+D20)/(D19+D27)","v":0.94482683498844477}]
["Sch 21 Primary",null,{"$f":"C27/(C19+C27)","v":7.8962524307751455E-2},{"$f":"D27/(D19+D27)","v":6.2145022618708051E-2}]

{"sheet":"WA Sch 25 (12.2018)","index":11,"n_rows":109,"n_cols":19,"rows_kept":109,"cut":false,"hidden":false,"merged":[]}
["Washington Schedule 25 Billing Determinants",null,null,null,null,null,null,null,null,null,null,null,null,null,null,null,"1st",{"$f":"Q2","v":500000},{"$f":"R2","v":6000000}]
[null,null,null,null,null,null,null,null,null,null,null,null,null,null,null,"12-mo Ended",500000,6000000,99999999]
["KWHs",null,"Acct No.","2018-01-01","2018-02-01","2018-03-01","2018-04-01","2018-05-01","2018-06-01","2018-07-01","2018-08-01","2018-09-01","2018-10-01","2018-11-01","2018-12-01","Total","kwhs/mo","kwhs/mo","kwhs/mo"]
[1,null,null,5417357.4000000004,5209482.5999999996,5598083.4000000004,5938930.2000000002,6179069.4000000004,5771215.7999999998,6205584,6286131.5999999996,5214997.2,6027205.7999999998,4774253.4000000004,6083616,{"$f":"SUM(D4:O4)","v":68705926.799999997},{"$f":"Q$2*12-SUMPRODUCT(--($D4:$O4<=Q$2),Q$2-$D4:$O4)","v":6000000},{"$f":"R$2*12-SUM($Q4:Q4)-SUMPRODUCT(--($D4:$O4<=R$2),R$2-$D4:$O4)","v":61924320},{"$f":"S$2*12-SUM($Q4:R4)-SUMPRODUCT(--($D4:$O4<=S$2),S$2-$D4:$O4)","v":781606.79999995232}]
[22,null,null,606597,661977.19999999995,727160,697581,691017.6,762333.6,723049.6,817499.2,511733.6,638428,649174.4,720994.4,{"$f":"SUM(D5:O5)","v":8207545.6000000006},6000000,{"$f":"R$2*12-SUM($Q5:Q5)-SUMPRODUCT(--($D5:$O5<=R$2),R$2-$D5:$O5)","v":2207545.6000000015},{"$f":"S$2*12-SUM($Q5:R5)-SUMPRODUCT(--($D5:$O5<=S$2),S$2-$D5:$O5)","v":0}]
[23,null,null,979473.6,895377,951957.3,876397.2,896023.8,891303,781783.8,831364.8,779045.4,873927.6,836098.2,812217,{"$f":"SUM(D6:O6)","v":10404968.699999999},6000000,{"$f":"R$2*12-SUM($Q6:Q6)-SUMPRODUCT(--($D6:$O6<=R$2),R$2-$D6:$O6)","v":4404968.6999999955},{"$f":"S$2*12-SUM($Q6:R6)-SUMPRODUCT(--($D6:$O6<=S$2),S$2-$D6:$O6)","v":0}]
[2,null,null,3098709.6,2900940,3192966,3000358.2,2990820,2914699.2,2818183.2,2977010.4,2712145.8,2877663.6,2753625,1593639.598,33830760.597999997,6000000,{"$f":"R$2*12-SUM($Q7:Q7)-SUMPRODUCT(--($D7:$O7<=R$2),R$2-$D7:$O7)","v":27830760.597999997},{"$f":"S$2*12-SUM($Q7:R7)-SUMPRODUCT(--($D7:$O7<=S$2),S$2-$D7:$O7)","v":0}]
[3,null,null,1451406.6,1330051.8,1413395.2,1259812.3999999999,1296068.2,1267047.6000000001,1254391.6000000001,1297139.2,1191800.3999999999,1372032.2,1325175.6000000001,1396154.9,15854475.699999999,6000000,{"$f":"R$2*12-SUM($Q8:Q8)-SUMPRODUCT(--($D8:$O8<=R$2),R$2-$D8:$O8)","v":9854475.700000003},{"$f":"S$2*12-SUM($Q8:R8)-SUMPRODUCT(--($D8:$O8<=S$2),S$2-$D8:$O8)","v":0}]
[4,null,null,1294328.7,1157305.8,1248464.7,1205773.8,1278664.8,1238120.1000000001,1324371.3,1312516.8,1250367.3,1238766.8999999999,1209572.7,1305220.344,15063473.244000003,6000000,{"$f":"R$2*12-SUM($Q9:Q9)-SUMPRODUCT(--($D9:$O9<=R$2),R$2-$D9:$O9)","v":9063473.2440000027},{"$f":"S$2*12-SUM($Q9:R9)-SUMPRODUCT(--($D9:$O9<=S$2),S$2-$D9:$O9)","v":0}]
[5,null,null,1680174.3,1550971.8,1669355.1,1622050.5,1966864.2,1912079.4,2179709.7000000002,2106808.2000000002,1816311,1649123.7,1620303.3,1705474.05,21479225.25,6000000,{"$f":"R$2*12-SUM($Q10:Q10)-SUMPRODUCT(--($D10:$O10<=R$2),R$2-$D10:$O10)","v":15479225.249999993},{"$f":"S$2*12-SUM($Q10:R10)-SUMPRODUCT(--($D10:$O10<=S$2),S$2-$D10:$O10)","v":0}]
[6,null,null,2251093.6,2295039.6,2148288.7999999998,2103292.7999999998,1859382,1633699.2,1985695.6,2040340.4,2035250,2111894.4,2195715.2000000002,2199177.4,24858868.999999996,6000000,{"$f":"R$2*12-SUM($Q11:Q11)-SUMPRODUCT(--($D11:$O11<=R$2),R$2-$D11:$O11)","v":18858869},{"$f":"S$2*12-SUM($Q11:R11)-SUMPRODUCT(--($D11:$O11<=S$2),S$2-$D11:$O11)","v":0}]
[7,null,null,1342430.6,1273123.6000000001,1374676.8,1291710,1411495.4,1389838.8,1540082.6,1508025.4,1332346.3999999999,1340910.2,1106404.6000000001,1156736.7,16067781.1,6000000,{"$f":"R$2*12-SUM($Q12:Q12)-SUMPRODUCT(--($D12:$O12<=R$2),R$2-$D12:$O12)","v":10067781.100000001},{"$f":"S$2*12-SUM($Q12:R12)-SUMPRODUCT(--($D12:$O12<=S$2),S$2-$D12:$O12)","v":0}]
[8,null,null,1108779,1009331.4,1067136,1043343,1082596.2,1052801.3999999999,1056594,1131643.8,962224.2,1076833.8,959767.2,904652.7,12455702.699999999,6000000,{"$f":"R$2*12-SUM($Q13:Q13)-SUMPRODUCT(--($D13:$O13<=R$2),R$2-$D13:$O13)","v":6455702.700000003},{"$f":"S$2*12-SUM($Q13:R13)-SUMPRODUCT(--($D13:$O13<=S$2),S$2-$D13:$O13)","v":0}]
[9,null,null,42113570,38726690,42012008,40858220,39613368,39658628,40571988,41162272,38387778,41469272,39553724,41299864,485427382,6000000,{"$f":"R$2*12-SUM($Q14:Q14)-SUMPRODUCT(--($D14:$O14<=R$2),R$2-$D14:$O14)","v":66000000},{"$f":"S$2*12-SUM($Q14:R14)-SUMPRODUCT(--($D14:$O14<=S$2),S$2-$D14:$O14)","v":413427382}]
[10,null,null,5475880.2000000002,3225600,5302936.8,5139876,5546520,4880064,4436115.5999999996,5475225,4745651.4000000004,5373593.4000000004,4515264.5999999996,4882489.5,58999216.5,6000000,{"$f":"R$2*12-SUM($Q15:Q15)-SUMPRODUCT(--($D15:$O15<=R$2),R$2-$D15:$O15)","v":52999216.5},{"$f":"S$2*12-SUM($Q15:R15)-SUMPRODUCT(--($D15:$O15<=S$2),S$2-$D15:$O15)","v":0}]
[11,null,null,2675148,4832542.4000000004,5366177.5999999996,5075285.5999999996,5759633.5999999996,4983580,4542300,5232987.2,5027002.4009999996,5821580.7999999998,5324020.8,5382109.5999999996,60022368.001000002,6000000,{"$f":"R$2*12-SUM($Q16:Q16)-SUMPRODUCT(--($D16:$O16<=R$2),R$2-$D16:$O16)","v":54022368.001000002},{"$f":"S$2*12-SUM($Q16:R16)-SUMPRODUCT(--($D16:$O16<=S$2),S$2-$D16:$O16)","v":0}]
[12,null,null,3200689.8,2917420.8,3190861.8,3189855.9,4044789,3911493.6,4551246,4441298.4000000004,3624860.4,3239193.3,3056115.3,3093191.85,42461016.149999991,6000000,{"$f":"R$2*12-SUM($Q17:Q17)-SUMPRODUCT(--($D17:$O17<=R$2),R$2-$D17:$O17)","v":36461016.149999999},{"$f":"S$2*12-SUM($Q17:R17)-SUMPRODUCT(--($D17:$O17<=S$2),S$2-$D17:$O17)","v":0}]
[13,null,null,911570.1,817296.9,882348.6,881155.8,1073816.1000000001,1046600.1,1202604.8999999999,1199814,978219.9,934644.9,858442.2,887575.5,11674089,6000000,{"$f":"R$2*12-SUM($Q18:Q18)-SUMPRODUCT(--($D18:$O18<=R$2),R$2-$D18:$O18)","v":5674089},{"$f":"S$2*12-SUM($Q18:R18)-SUMPRODUCT(--($D18:$O18<=S$2),S$2-$D18:$O18)","v":0}]
[14,null,null,889757.4,844967.4,962325,864949.2,926184,881078.4,904692,991965,957684.6,1042830.6,790020.6,875425.8,10931880,6000000,{"$f":"R$2*12-SUM($Q19:Q19)-SUMPRODUCT(--($D19:$O19<=R$2),R$2-$D19:$O19)","v":4931880},{"$f":"S$2*12-SUM($Q19:R19)-SUMPRODUCT(--($D19:$O19<=S$2),S$2-$D19:$O19)","v":0}]
[15,null,null,1270193.3999999999,1112622,1160409.6000000001,1219999.2,1452465,1443086.4,1530123,1495053,1277089.8,1209801.6000000001,1110093.6000000001,1091279.7009999999,15372216.300999999,6000000,{"$f":"R$2*12-SUM($Q20:Q20)-SUMPRODUCT(--($D20:$O20<=R$2),R$2-$D20:$O20)","v":9372216.300999999},{"$f":"S$2*12-SUM($Q20:R20)-SUMPRODUCT(--($D20:$O20<=S$2),S$2-$D20:$O20)","v":0}]
[16,null,null,2358092.7999999998,2190658.4,2360405.6,2160110.4,1789183.2,2045484,1923790.4,1989926.4,1954489.6,2159164,2107380.7999999998,2255610,25294295.600000001,6000000,{"$f":"R$2*12-SUM($Q21:Q21)-SUMPRODUCT(--($D21:$O21<=R$2),R$2-$D21:$O21)","v":19294295.599999994},{"$f":"S$2*12-SUM($Q21:R21)-SUMPRODUCT(--($D21:$O21<=S$2),S$2-$D21:$O21)","v":0}]
[17,null,null,2503933.6,2509035.2000000002,2568546.4,2359705.6000000001,2259538.4,2136456,2168320,2295686.4,2237127.2000000002,2436683.2000000002,2370692.7999999998,2555655.2000000002,28401380,6000000,{"$f":"R$2*12-SUM($Q22:Q22)-SUMPRODUCT(--($D22:$O22<=R$2),R$2-$D22:$O22)","v":22401380},{"$f":"S$2*12-SUM($Q22:R22)-SUMPRODUCT(--($D22:$O22<=S$2),S$2-$D22:$O22)","v":0}]
[18,null,null,4357473,3896860,3695622,3595240,4259323,4201313,5094661.29,5131098.29,4086204.3,3815254.08,3722507,3968524.87,49824080.829999991,6000000,{"$f":"R$2*12-SUM($Q23:Q23)-SUMPRODUCT(--($D23:$O23<=R$2),R$2-$D23:$O23)","v":43824080.829999998},{"$f":"S$2*12-SUM($Q23:R23)-SUMPRODUCT(--($D23:$O23<=S$2),S$2-$D23:$O23)","v":0}]
[19,null,null,3294921,2997090.6,3210345.6,3063408.6,2906194.2,2811337.2,2954351.4,2975448,2907105.6,3094039.2,3162175.8,3309637.8,36686055,6000000,{"$f":"R$2*12-SUM($Q24:Q24)-SUMPRODUCT(--($D24:$O24<=R$2),R$2-$D24:$O24)","v":30686055},{"$f":"S$2*12-SUM($Q24:R24)-SUMPRODUCT(--($D24:$O24<=S$2),S$2-$D24:$O24)","v":0}]
[20,null,null,2586936,2474712,2788048,2708744,2555544,2409704,2499608,2613272,2564312,2750072,2713584,2854344.4240000001,31518880.423999999,6000000,{"$f":"R$2*12-SUM($Q25:Q25)-SUMPRODUCT(--($D25:$O25<=R$2),R$2-$D25:$O25)","v":25518880.424000002},{"$f":"S$2*12-SUM($Q25:R25)-SUMPRODUCT(--($D25:$O25<=S$2),S$2-$D25:$O25)","v":0}]
[21,null,null,2369852.7999999998,2230491.2000000002,2259040,2340637.6,2228816.7999999998,2189023.2000000002,3213347.2,3415423.2,2857607.2,2567745.6,2208488.7999999998,2141949.6,30022423.199999999,6000000,{"$f":"R$2*12-SUM($Q26:Q26)-SUMPRODUCT(--($D26:$O26<=R$2),R$2-$D26:$O26)","v":24022423.199999996},{"$f":"S$2*12-SUM($Q26:R26)-SUMPRODUCT(--($D26:$O26<=S$2),S$2-$D26:$O26)","v":0}]
[null,"Schedule 25 Total",null,{"$f":"SUM(D4:D26)","v":93238368.5},87059587.700000018,95150558.299999967,92496437,94067376.899999991,91430986,95462593.190000027,98727948.690000027,89411353.70099999,95120660.879999995,88922599.899999976,92475540.936999992,{"$f":"IF(ROUND(SUM(P4:P26),0)<>ROUND(SUM(D27:O27),0),#VALUE!,SUM(P4:P26))","v":1113564011.698},{"$f":"SUM(Q4:Q26)","v":138000000},{"$f":"SUM(R4:R26)","v":561355022.898},{"$f":"SUM(S4:S26)","v":414208988.79999995}]
[null,null,null,null,null,null,null,null,null,null,null,null,null,null,null,null,null,null,{"$f":"SUM(Q27:S27)","v":1113564011.698}]
[null,"Revenue Run Total",null,85895739.5,82389792.700000003,59452404.5,91719050,50375927.600000001,94067376.900000006,91430986,95462593.189999998,98727948.689999998,89411353.701000005,95120660.879999995,88922599.900000006,{"$f":"SUM(D29:O29)","v":1022976433.5610001}]
[null,"Booked Unbilled Reversal",null,-2136242,-11830759,-16075679,-45932134,-49900218,-92404792,-94046228,-95141639,-98894442,-89933574,-95301943,-87801605,{"$f":"SUM(D30:O30)","v":-779399255}]
[null,"Gross Booked Unbilled",null,11830759,16075679,45932134,49900218,92404792,94046228,95141639,98894442,89933574,95301943,87801605,92515285,869778298]
[null,"Gross Unbilled True-up",null,0,424875,6266574,3075877,4262752,-15075,2921121,2433674,2077947,2418885,3721162,2560423,30148215]
[null,"Unbilled Reversal True-up",null,-2351888,0,-424875,-6266574,-3075877,-4262752,15075,-2921121,-2433674,-2077947,-2418885,-3721162,-29939680]
[null,null,null,null,null,null,null,null,null,null,null,null,null,null,null,0]
[null,null,null,null,null,null,null,null,null,null,null,null,null,null,null,0]
[null,"Adj Revenue Runs, Sch 25",null,{"$f":"SUM(D29:D35)","v":93238368.5},87059587.700000003,95150558.5,92496437,94067376.599999994,91430985.900000006,95462593,{"$f":"SUM(K29:K35)","v":98727949.189999998},{"$f":"SUM(L29:L35)","v":89411353.689999998},{"$f":"SUM(M29:M35)","v":95120660.701000005},{"$f":"SUM(N29:N35)","v":88922599.879999995},{"$f":"SUM(O29:O35)","v":92475540.900000006},{"$f":"IF(ROUND(SUM(P29:P35),0)<>ROUND(SUM(D36:O36),0),#VALUE!,SUM(P29:P35))","v":1113564011.5610001}]
[null,null,null,{"$f":"D36-D27","v":0},0,0.20000003278255463,0,-0.29999999701976776,-9.9999994039535522E-2,-0.1900000274181366,0.49999997019767761,-1.0999992489814758E-2,-0.17899999022483826,-1.9999980926513672E-2,-3.6999985575675964E-2,-0.13699984550476074]
[]
[]
[null,"KVA",null,{"$f":"D$3","v":"2018-01-01"},"2018-02-01","2018-03-01","2018-04-01","2018-05-01","2018-06-01","2018-07-01","2018-08-01","2018-09-01","2018-10-01","2018-11-01","2018-12-01","Total","Peak","Month"]
[1,null,null,9397.4339999999993,10808.555,10876.92,12189.222,10398.216,11271.489,10980.262000000001,11527.986000000001,10716.938,11924.82,10440.25,10616.861999999999,{"$f":"SUM(D41:O41)","v":131148.954},{"$f":"MAX(D41:O41)","v":12189.222},{"$f":"INDEX($D$40:$O$40,MATCH(Q41,$D41:$O41,0))","v":"2018-04-01"}]
[22,null,null,2039,2084,2418.837,2431.6640000000002,2296.9009999999998,2265.1979999999999,2143.4180000000001,2308.64,2129.444,2274.5100000000002,2130.739,2258.7649999999999,{"$f":"SUM(D42:O42)","v":26781.116000000002},{"$f":"MAX(D42:O42)","v":2431.6640000000002},"2018-04-01"]
[23,null,null,4001.76,3968.2510000000002,3931.9270000000001,3862.1370000000002,3778.404,3829.9029999999998,3654.6179999999999,3595.9949999999999,3626.6219999999998,3622.5039999999999,3699.8539999999998,3744.723,{"$f":"SUM(D43:O43)","v":45316.697999999997},{"$f":"MAX(D43:O43)","v":4001.76},"2018-01-01"]
[2,null,null,5106.8680000000004,5228.8360000000002,5152.5969999999998,5015.616,4996.5810000000001,4970.7349999999997,4928.08,5016.8540000000003,5010.1260000000002,5221.1120000000001,5144.9229999999998,5190.3100000000004,60982.638000000006,{"$f":"MAX(D44:O44)","v":5228.8360000000002},"2018-02-01"]
[3,null,null,3044.835,3165.7240000000002,2936.1570000000002,2832.7370000000001,2790.268,2642.027,2697.375,2738.0790000000002,2684.6880000000001,2751.567,2958.556,3120.7350000000001,34362.748,{"$f":"MAX(D45:O45)","v":3165.7240000000002},"2018-02-01"]
[4,null,null,2633.598,2437.0320000000002,2551.9549999999999,2453.0300000000002,2354.556,2611.7449999999999,2612.4029999999998,2763.9859999999999,2602.4960000000001,2752.6959999999999,2553.4960000000001,2503.2179999999998,30830.210999999999,2763.9859999999999,"2018-08-01"]
[5,null,null,2779.067,2869.538,2721.9920000000002,3450.44,3858.0239999999999,3693.93,3911.6970000000001,3885,3581.145,3055.4209999999998,2832.3609999999999,2887.8719999999998,39526.487000000001,3911.6970000000001,"2018-07-01"]
[6,null,null,4475.3249999999998,4880.0200000000004,4434.5249999999996,4814.7790000000005,4723.3999999999996,4119.1229999999996,4821.9930000000004,5334.5519999999997,5154.96,4196.4179999999997,4699.3639999999996,4772.5309999999999,56426.990000000005,5334.5519999999997,"2018-08-01"]
[7,null,null,3061.67,3134.306,3167.087,3035.386,3408.92,3260.4760000000001,3649.7249999999999,3544.7089999999998,3110.4180000000001,3118.114,3034.5920000000001,2905.0309999999999,38430.434000000001,3649.7249999999999,"2018-07-01"]
[8,null,null,4179.9939999999997,4116.866,4122.7659999999996,4175.7380000000003,4152.0309999999999,4106.2939999999999,4239.0709999999999,4195.2430000000004,4110.0389999999998,4143.3459999999995,4199.8739999999998,4103.4840000000004,49844.745999999985,4239.0709999999999,"2018-07-01"]
[9,null,null,62256,62379,63189,61994.13,61517.53,59396.53,62813.1,61040.2,59942.23,61096.84,60588.02,60856.67,737069.25000000012,63189,"2018-03-01"]
[10,null,null,8442.4179999999997,8358.5110000000004,8105.56,8224.9040000000005,8483.3549999999996,8479.8610000000008,8624.3089999999993,8557.473,9557.9490000000005,8207.0059999999994,8147.16,8210.1049999999996,101398.61100000002,9557.9490000000005,"2018-09-01"]
[11,null,null,8657.7160000000003,8652.44,8902.7880000000005,9184,9377.5310000000009,8867.607,8953.0669999999991,8889.2520000000004,8913.0679999999993,9166.2610000000004,9181.9779999999992,9106.7780000000002,107852.48600000002,9377.5310000000009,"2018-05-01"]
[12,null,null,5071.4459999999999,5121.7960000000003,5189.1419999999998,7026.4409999999998,7631.1180000000004,7475.982,8008.9009999999998,8512.1190000000006,7510.1090000000004,6467.3239999999996,5024.3389999999999,5040.6610000000001,78079.377999999997,8512.1190000000006,"2018-08-01"]
[13,null,null,1785.914,1777.6469999999999,1775.5619999999999,2368.0140000000001,2782.8029999999999,2718.5,2820.4270000000001,2869.4879999999998,2416.0839999999998,2158.5300000000002,2108.1869999999999,1774.4490000000001,27355.604999999996,2869.4879999999998,"2018-08-01"]
[14,null,null,6008.5889999999999,5809.049,6148.5940000000001,6208.0169999999998,6002.5249999999996,6222.2669999999998,6246.7430000000004,6290.1589999999997,5921.3220000000001,6413.4849999999997,5857.6760000000004,6328.8339999999998,73457.260000000009,6413.4849999999997,"2018-10-01"]
[15,null,null,3065.39,2963.9740000000002,2942.471,3177.0439999999999,3683.0909999999999,3760.2930000000001,3950.1979999999999,3875.2510000000002,3607.348,3124.8110000000001,2862.7240000000002,2867.9450000000002,39880.54,3950.1979999999999,"2018-07-01"]
[16,null,null,4777.3739999999998,4899.0110000000004,4820.9589999999998,4753.4470000000001,4477.8860000000004,4414.1220000000003,4523.0389999999998,4447.9089999999997,4598.1149999999998,4784.4449999999997,4793.2470000000003,4869.4759999999997,56159.030000000006,4899.0110000000004,"2018-02-01"]
[17,null,null,4509.5410000000002,4640.6400000000003,4637.1379999999999,4368.6319999999996,3971.7069999999999,3937.0030000000002,3983.5650000000001,4133.5439999999999,4257.915,4457.1499999999996,4390.9139999999998,4512.5990000000002,51800.347999999998,4640.6400000000003,"2018-02-01"]
[18,null,null,8308,7585,7410,9091.2000000000007,9326.83,9601.17,10739.17,10982.51,9616.0300000000007,7396.07,7264.42,7321.84,104642.23999999998,10982.51,"2018-08-01"]
[19,null,null,5683.2809999999999,5615.9319999999998,5617.817,5574.0569999999998,5024.5339999999997,4956.9750000000004,4832.4830000000002,5151.4189999999999,5185.6850000000004,5362.3459999999995,5780.5309999999999,5915.085,64700.144999999997,5915.085,"2018-12-01"]
[20,null,null,4817.3819999999996,5010.6570000000002,5289.2520000000004,5335.1059999999998,4795.3310000000001,4586.6450000000004,4694.7389999999996,5016.1980000000003,4987.9470000000001,5059.4920000000002,5305.9480000000003,5437.4110000000001,60336.108,5437.4110000000001,"2018-12-01"]
[21,null,null,4338.6229999999996,4320.7179999999998,4136.3190000000004,5872.9449999999997,5696.32,5612.3180000000002,6844.5559999999996,7163.116,6990.2089999999998,5036.2150000000001,4252.4620000000004,4379.93,64643.731000000007,7163.116,"2018-08-01"]
[null,"Schedule 25 Total",null,{"$f":"SUM(D41:D63)","v":168441.22500000001},169827.503,170479.36500000002,177438.68600000002,175527.86199999996,172800.19300000003,180672.93900000001,181839.68200000003,176230.88699999996,171790.48299999995,167251.61499999999,168725.31399999995,{"$f":"IF(ROUND(SUM(P41:P63),0)<>ROUND(SUM(D64:O64),0),#VALUE!,SUM(P41:P63))","v":2081025.7540000002}]
[]
[null,null,null,null,null,null,null,null,null,null,null,null,null,null,null,{"$f":"P$2","v":"12-mo Ended"}]
[null,"KVA in excess of 3,000",null,{"$f":"D$3","v":"2018-01-01"},"2018-02-01","2018-03-01","2018-04-01","2018-05-01","2018-06-01","2018-07-01","2018-08-01","2018-09-01","2018-10-01","2018-11-01","2018-12-01","Total"]
[1,{"$f":"B4","v":0},{"$f":"C4","v":0},{"$f":"IF(D41>3000,D41-3000,0)","v":6397.4339999999993},7808.5550000000003,7876.92,{"$f":"MAX(0,G41-3000)","v":9189.2219999999998},{"$f":"MAX(0,H41-3000)","v":7398.2160000000003},8271.4889999999996,7980.2620000000006,8527.9860000000008,7716.9380000000001,8924.82,7440.25,7616.8619999999992,{"$f":"SUM(D68:O68)","v":95148.953999999998}]
[22,null,null,0,0,0,{"$f":"MAX(0,G42-3000)","v":0},0,0,0,0,0,0,0,0,{"$f":"SUM(D69:O69)","v":0}]
[23,null,null,1001.7600000000002,968.2510000000002,931.92700000000013,862.13700000000017,778.404,829.90299999999979,654.61799999999994,595.99499999999989,626.62199999999984,622.50399999999991,699.85399999999981,744.72299999999996,{"$f":"SUM(D70:O70)","v":9316.6980000000021}]
[2,{"$f":"B7","v":0},0,2106.8680000000004,2228.8360000000002,2152.5969999999998,2015.616,1996.5810000000001,1970.7349999999997,1928.08,2016.8540000000003,2010.1260000000002,2221.1120000000001,2144.9229999999998,2190.3100000000004,24982.638000000003]
[3,0,0,44.835000000000036,165.72400000000016,0,0,0,0,0,0,0,0,0,120.73500000000013,331.29400000000032]
[4,0,0,0,0,0,0,0,0,0,0,0,0,0,0,0]
[5,0,0,0,0,0,450.44000000000005,858.02399999999989,693.92999999999984,911.69700000000012,885,581.14499999999998,55.420999999999822,0,0,4435.6569999999992]
[6,0,0,1475.3249999999998,1880.0200000000004,1434.5249999999996,1814.7790000000005,1723.3999999999996,1119.1229999999996,1821.9930000000004,2334.5519999999997,2154.96,1196.4179999999997,1699.3639999999996,1772.5309999999999,20426.990000000002]
[7,0,0,61.670000000000073,134.30600000000004,167.08699999999999,35.385999999999967,408.92000000000007,260.47600000000011,649.72499999999991,544.70899999999983,110.41800000000012,118.11400000000003,34.592000000000098,0,2525.4030000000002]
[8,"Huntwood Industries",610074869,1179.9939999999997,1116.866,1122.7659999999996,1175.7380000000003,1152.0309999999999,1106.2939999999999,1239.0709999999999,1195.2430000000004,1110.0389999999998,1143.3459999999995,1199.8739999999998,1103.4840000000004,13844.746000000001]
[9,{"$f":"B14","v":0},0,{"$f":"MAX(0,D51-3000)","v":59256},{"$f":"MAX(0,E51-3000)","v":59379},{"$f":"MAX(0,F51-3000)","v":60189},58994.13,58517.53,56396.53,59813.1,58040.2,56942.23,58096.84,57588.02,57856.67,701069.25000000012]
[10,0,0,{"$f":"IF(D52>3000,D52-3000,0)","v":5442.4179999999997},5358.5110000000004,5105.5600000000004,5224.9040000000005,5483.3549999999996,5479.8610000000008,5624.3089999999993,5557.473,6557.9490000000005,5207.0059999999994,5147.16,5210.1049999999996,65398.611000000004]
[11,0,0,5657.7160000000003,5652.4400000000005,5902.7880000000005,6184,6377.5310000000009,5867.607,5953.0669999999991,5889.2520000000004,5913.0679999999993,6166.2610000000004,6181.9779999999992,6106.7780000000002,71852.486000000004]
[12,0,0,2071.4459999999999,2121.7960000000003,2189.1419999999998,4026.4409999999998,4631.1180000000004,4475.982,5008.9009999999998,5512.1190000000006,4510.1090000000004,3467.3239999999996,2024.3389999999999,2040.6610000000001,42079.378000000004]
[13,0,0,0,0,0,0,0,0,0,0,0,0,0,0,0]
[14,0,0,3008.5889999999999,2809.049,3148.5940000000001,3208.0169999999998,3002.5249999999996,3222.2669999999998,3246.7430000000004,3290.1589999999997,2921.3220000000001,3413.4849999999997,2857.6760000000004,3328.8339999999998,37457.26]
[15,0,0,65.389999999999873,0,0,177.04399999999987,683.09099999999989,760.29300000000012,950.19799999999987,875.2510000000002,607.34799999999996,124.81100000000015,0,0,4243.4259999999995]
[16,0,0,1777.3739999999998,1899.0110000000004,1820.9589999999998,{"$f":"MAX(0,G58-3000)","v":1753.4470000000001},1477.8860000000004,1414.1220000000003,1523.0389999999998,1447.9089999999997,1598.1149999999998,1784.4449999999997,1793.2470000000003,1869.4759999999997,20159.03]
[17,0,0,1509.5410000000002,1640.6400000000003,1637.1379999999999,1368.6319999999996,971.70699999999988,937.00300000000016,983.56500000000005,1133.5439999999999,1257.915,1457.1499999999996,1390.9139999999998,1512.5990000000002,15800.348]
[18,0,0,5308,4585,4410,6091.2000000000007,6326.83,6601.17,7739.17,7982.51,6616.0300000000007,4396.07,4264.42,4321.84,68642.239999999991]
[19,0,0,2683.2809999999999,2615.9319999999998,2617.817,2574.0569999999998,2024.5339999999997,1956.9750000000004,1832.4830000000002,2151.4189999999999,2185.6850000000004,2362.3459999999995,2780.5309999999999,2915.085,28700.145]
[20,0,0,1817.3819999999996,2010.6570000000002,2289.2520000000004,2335.1059999999998,1795.3310000000001,1586.6450000000004,1694.7389999999996,2016.1980000000003,1987.9470000000001,2059.4920000000002,2305.9480000000003,2437.4110000000001,24336.108000000004]
[21,0,0,1338.6229999999996,1320.7179999999998,1136.3190000000004,2872.9449999999997,2696.3199999999997,2612.3180000000002,3844.5559999999996,4163.116,3990.2089999999998,2036.2150000000001,1252.4620000000004,1379.9300000000003,28643.731]
[null,"Schedule 25 Total",null,{"$f":"SUM(D68:D90)","v":102203.64599999998},103695.31200000001,104132.39100000002,110353.24099999998,108303.334,105562.72300000003,113399.31600000001,114159.48899999999,109398.17499999999,104853.17999999998,100805.55200000001,102528.03399999999,{"$f":"IF(ROUND(SUM(P68:P90),0)<>ROUND(SUM(D91:O91),0),#VALUE!,SUM(P68:P90))","v":1279394.3930000002}]
[]
[]
[]
[]
[null,"9 KWHs",null,{"$f":"D$3","v":"2018-01-01"},"2018-02-01","2018-03-01","2018-04-01","2018-05-01","2018-06-01","2018-07-01","2018-08-01","2018-09-01","2018-10-01","2018-11-01","2018-12-01","Total"]
[null," 60 KV",null,5562144,4876344,5097348,5210820,5487552,5107032,5177772,5112972,5004972,5215464,5106708,5000688,{"$f":"SUM(D97:O97)","v":61959816}]
[null,"4.16 KV",null,1355090,1231610,1351470,1292650,1502960,1262550,1286030,1302820,1256680,1377130,1350120,1387600,{"$f":"SUM(D98:O98)","v":15956710}]
[null,"115 KV",null,35196336,32618736,35504928,34355376,32622984,33290064,34107480,34747920,32144544,34857792,33153120,34911576,{"$f":"SUM(D99:O99)","v":407510856}]
["*","Total ",null,{"$f":"SUM(D97:D99)","v":42113570},38726690,41953746,40858846,39613496,39659646,40571282,41163712,38406196,41450386,39609948,41299864,485427382]
[null,null,null,{"$f":"D14","v":42113570},38726690,42012008,40858220,39613368,39658628,40571988,41162272,38387778,41469272,39553724,41299864,{"$f":"SUM(D101:O101)","v":485427382}]
[null,"9 KVA"]
[null,"60 KV",null,9615,9738,9266,9426.5,13524.7,8784.2999999999993,8958.43,9132.94,11689.97,9293.58,10280.129999999999,9078.2800000000007,{"$f":"SUM(D103:O103)","v":118787.83}]
[null,"4.16 KV",null,null,null,null,null,null,null,null,null,null,null,null,null,{"$f":"SUM(D104:O104)","v":0}]
[null,"115 KV",null,52272,52705,53136,51984.800000000003,51840,50544,52848.78,51408,50976,51408,51696,52128.2,{"$f":"SUM(D105:O105)","v":622946.77999999991}]
["*","Total",null,{"$f":"SUM(D103:D105)","v":61887},62443,62402,61411.3,65364.7,59328.3,61807.21,60540.94,62665.97,60701.58,61976.13,61206.479999999996,741734.60999999987]
[null,null,null,{"$f":"D51","v":62256},{"$f":"E51","v":62379},63189,{"$f":"G51","v":61994.13},61517.53,59396.53,62813.1,61040.2,59942.23,61096.84,60588.02,60856.67,{"$f":"SUM(D107:O107)","v":737069.25000000012}]
[]
["*9","Class Peak","Class Peak",1850,1780,1740,1770,2010,1790,1910,1960,1970,1880,1870,1890,{"$f":"AVERAGE(D109:O109)","v":1868.3333333333333}]

{"sheet":"ID Sch 25 (12.2018)","index":12,"n_rows":104,"n_cols":21,"rows_kept":104,"cut":false,"hidden":false,"merged":[]}
["Idaho Schedule 25 Billing Determinants",null,null,null,null,null,null,null,null,null,null,null,null,null,null,null,null,null,"1st",{"$f":"S2","v":500000}]
[null,null,null,null,null,null,null,null,null,null,null,null,null,null,null,null,"12-mo Ended",null,500000,99999999]
["KWH",null,"SA Account ID","new SA","2018-01-01","2018-02-01","2018-03-01","2018-04-01","2018-05-01","2018-06-01","2018-07-01","2018-08-01","2018-09-01","2018-10-01","2018-11-01","2018-12-01","Total",null,"kwhs/mo","kwhs/mo"]
[1,null,null,null,3570885,3377124,3974775,3647640.65,3727456,3396866.07,3511807.18,3611794.59,3359233.92,3676400.6,3409588.82,3662546.52,{"$f":"SUM(E4:P4)","v":42926118.350000001},null,{"$f":"S$2*12-SUMPRODUCT(--($E4:$P4<=S$2),S$2-$E4:$P4)","v":6000000},{"$f":"T$2*12-SUM($R4:S4)-SUMPRODUCT(--($E4:$P4<=T$2),T$2-$E4:$P4)","v":36926118.350000143}]
[2,null,null,null,3679156.8,3339014.4,3604975.2,3383438.4,3228696,3316248,3255537.6,3484065.6,3198009.6,3393489.6,3015792,2906258.4,39804681.600000001,null,{"$f":"S$2*12-SUMPRODUCT(--($E5:$P5<=S$2),S$2-$E5:$P5)","v":6000000},{"$f":"T$2*12-SUM($R5:S5)-SUMPRODUCT(--($E5:$P5<=T$2),T$2-$E5:$P5)","v":33804681.600000143}]
[3,null,null,null,2000737.2,1839734.4,1923717.6,1877064,1960232.4,1635102,2054488.8,2241414,1943197.2,2062267.2,1865614.8,1876803.6,23280373.200000003,null,{"$f":"S$2*12-SUMPRODUCT(--($E6:$P6<=S$2),S$2-$E6:$P6)","v":6000000},{"$f":"T$2*12-SUM($R6:S6)-SUMPRODUCT(--($E6:$P6<=T$2),T$2-$E6:$P6)","v":17280373.200000048}]
[4,null,null,null,855483.6,770070,810138,737127.6,784754.4,776937.6,944554.8,909382.8,732451.2,716073.6,766382.4,875492.39899999998,9678848.3990000002,null,6000000,{"$f":"T$2*12-SUM($R7:S7)-SUMPRODUCT(--($E7:$P7<=T$2),T$2-$E7:$P7)","v":3678848.3989999294},"Moved to Schedule 21 January 1, 2019"]
[5,null,null,null,2716546,2657172,2845054.8,2747959.2,2874925.2,2812964,2897428.8,2947613.2,2809640.4,2854894,2695456.4,2726613.4,33586267.399999999,null,6000000,{"$f":"T$2*12-SUM($R8:S8)-SUMPRODUCT(--($E8:$P8<=T$2),T$2-$E8:$P8)","v":27586267.400000095}]
[6,null,null,null,2024685.6,1845659.2,1983111.2,1946565.6,1911795.2,2014941.6,2110444,2128162.4,1961960,1978127.2,1944516,2034099.2,23884067.199999996,null,6000000,{"$f":"T$2*12-SUM($R9:S9)-SUMPRODUCT(--($E9:$P9<=T$2),T$2-$E9:$P9)","v":17884067.200000048}]
[7,null,null,null,2152806,1935968,2017902,1866831.21,1957436.21,1838540.85,1886185.42,2016673.57,1833304.79,2202865.0699999998,1956988.43,2004567.71,23670069.260000002,null,6000000,{"$f":"T$2*12-SUM($R10:S10)-SUMPRODUCT(--($E10:$P10<=T$2),T$2-$E10:$P10)","v":17670069.25999999}]
[8,null,null,null,4215097.5999999996,4053899.2,4386580.2,4053510.6,4146743.2,3186219.6,4270046,4460645.5999999996,4008280.6,4380319.4000000004,4211462.4000000004,4357252.5999999996,49730057,null,6000000,{"$f":"T$2*12-SUM($R11:S11)-SUMPRODUCT(--($E11:$P11<=T$2),T$2-$E11:$P11)","v":43730057}]
[9,null,null,null,3318210,2835778.8,3183040.32,2981333.76,3035629.44,3049105.68,2820538.8,2933392.08,2812996.32,3297083.52,2928690.48,2996199.12,36191998.32,null,6000000,{"$f":"T$2*12-SUM($R12:S12)-SUMPRODUCT(--($E12:$P12<=T$2),T$2-$E12:$P12)","v":30191998.320000172}]
[10,null,null,null,1545243,1428527.1,1557110.1,1532766.9,1515313.8,1496607,1531580.4,1474000.5,1452761.1,1518279,1414324.8,1376247.6,{"$f":"SUM(E13:P13)","v":17842761.300000001},null,6000000,{"$f":"T$2*12-SUM($R13:S13)-SUMPRODUCT(--($E13:$P13<=T$2),T$2-$E13:$P13)","v":11842761.299999952}]
[11,null,null,null,1283114,1178436,1294904.8,1281126,1444072,1393207.2,1552877.2,1562327.2,1394870.4,1363555.2,1271264.3999999999,1285708.2,16305462.599999998,null,6000000,{"$f":"T$2*12-SUM($R14:S14)-SUMPRODUCT(--($E14:$P14<=T$2),T$2-$E14:$P14)","v":10305462.600000143}]
[12,null,null,null,883282,846266,918610,841644,844392,848816,669522,818122,744832,890448,852706,890087,10048727,null,6000000,{"$f":"T$2*12-SUM($R15:S15)-SUMPRODUCT(--($E15:$P15<=T$2),T$2-$E15:$P15)","v":4048727}]
[null,null,null,null,{"$f":"SUM(E4:E15)","v":28245246.799999997},{"$f":"SUM(F4:F15)","v":26107649.100000001},28499919.220000003,26897007.920000002,27431445.850000001,25765555.599999998,27505011,28587593.539999995,26251537.530000001,28333802.390000001,26332786.93,26991875.748999998,{"$f":"IF(ROUND(SUM(E16:P16),3)<>ROUND(SUM(Q4:Q15),3),#VALUE!,SUM(E16:P16))","v":326949431.62900001},null,{"$f":"SUM(S4:S15)","v":72000000},{"$f":"SUM(T4:T15)","v":254949431.62900066}]
[null,null,null,null,null,null,null,null,null,null,null,null,null,null,null,null,null,null,null,{"$f":"SUM(S16:T16)","v":326949431.62900066}]
["Revenue Run Total",null,null,null,28245246.800000001,26107649.100000001,22507242.219999999,27375213.059999999,5514471.8600000003,27431445.850000001,25765555.600000001,27505011,28587593.539999999,26251537.530000001,28333802.390000001,26332786.93,{"$f":"SUM(E18:P18)","v":299957555.88}]
["Booked Unbilled Reversal",null,null,null,null,null,null,5514472,65455690,23353787,27387310,31378615,26434177,28254820,26284114,27065983,{"$f":"SUM(E19:P19)","v":261128968}]
["Gross Booked Unbilled",null,null,null,null,null,null,null,-5514472,-65455690,-23353787,-27387310,-31378615,-26434177,-28254820,-26284114,{"$f":"SUM(E20:P20)","v":-234062985}]
["Calendar per Books Total",null,null,null,{"$f":"SUM(E18:E20)","v":28245246.800000001},26107649.100000001,22507242.219999999,32889685.059999999,65455689.859999999,-14670457.149999999,29799078.600000001,31496316,23643155.539999999,28072180.530000001,26363096.390000001,27114655.93,327023538.88]
["Gross Unbilled True-up",null,null,null,{"$f":"E16-E21-E23","v":-3.7252902984619141E-9},{"$f":"F16-F21-F23","v":-3.7252902984619141E-9},{"$f":"G16-G21-G23","v":5992677},{"$f":"H16-H21-H23","v":-0.13999999687075615},{"$f":"I16-I21-I23","v":-38024244.149999991},2411768.6000000089,117701.00000000745,-2791021.4599999972,-182639.46999999508,78982.390000004321,48672.930000003427,-74107.250999998301,{"$f":"SUM(E22:P22)","v":-32422210.550999962}]
["Unbilled Reversal True-up",null,null,null,0,{"$f":"-E22","v":3.7252902984619141E-9},{"$f":"-F22","v":3.7252902984619141E-9},{"$f":"-G22","v":-5992677},{"$f":"-H22","v":0.13999999687075615},38024244.149999991,-2411768.6000000089,-117701.00000000745,2791021.4599999972,182639.46999999508,-78982.390000004321,-48672.930000003427,{"$f":"SUM(E23:P23)","v":32348103.299999963}]
["Adj Revenue Runs, Sch 25",null,null,null,{"$f":"SUM(E21:E23)","v":28245246.799999997},26107649.100000001,{"$f":"SUM(G21:G23)","v":28499919.220000003},{"$f":"SUM(H21:H23)","v":26897007.920000002},27431445.850000005,25765555.600000001,27505011,28587593.539999995,26251537.530000001,28333802.390000001,26332786.93,{"$f":"SUM(P21:P23)","v":26991875.748999998},{"$f":"SUM(Q21:Q23)","v":326949431.62900001}]
[]
["Schedule 25P KWH"]
[1,null,2166400000,2160125933,31034360,29136680,33893450,34523990,36069710,33600660,38255050,62513600,47084840,35905670,30311220,34319970,{"$f":"SUM(E27:P27)","v":446649200},null,{"$f":"Q27/8760/1000","v":50.987351598173518}]
[null,null,null,null,null,null,null,null,null,null,null,null,null,null,null,null,{"$f":"SUM(E28:P28)","v":0},null,{"$f":"Q28/8760/1000","v":0}]
["25P Tie Load",null,null,null,{"$f":"E27-E28","v":31034360},29136680,33893450,34523990,36069710,33600660,38255050,62513600,47084840,35905670,30311220,34319970,{"$f":"IF(ROUND(SUM(E29:P29),3)<>ROUND(Q27-Q28,3),#VALUE!,SUM(E29:P29))","v":446649200},null,{"$f":"Q29/8760/1000","v":50.987351598173518}]
[]
["Revenue Run Total",null,null,null,31034360,29136680,33893450,34523990,0,36069710,33600660,38255050,62513600,47084840,35905670,30311220,{"$f":"SUM(E31:P31)","v":412329230}]
["Booked Unbilled Reversal",null,null,null,null,null,null,null,null,35849850,37927498,62513600,46333333,36250894,30311220,30311220,{"$f":"SUM(E32:P32)","v":279497615}]
["Gross Booked Unbilled",null,null,null,null,null,null,null,null,null,-35849850,-37927498,-62513600,-46333333,-36250894,-30311220,{"$f":"SUM(E33:P33)","v":-249186395}]
["Calendar per Books Total",null,null,null,{"$f":"SUM(E31:E33)","v":31034360},29136680,33893450,34523990,0,71919560,35678308,62841152,46333333,37002401,29965996,30311220,442640450]
["Gross Unbilled True-up",null,null,null,{"$f":"E29-E34-E36","v":0},0,0,0,36069710,-2249190,327552,0,751507,-345224,0,4008750,{"$f":"SUM(E35:P35)","v":38563105}]
["Unbilled Reversal True-up",null,null,null,0,{"$f":"-E35","v":0},{"$f":"-F35","v":0},{"$f":"-G35","v":0},{"$f":"-H35","v":0},-36069710,2249190,-327552,0,-751507,345224,0,{"$f":"SUM(E36:P36)","v":-34554355}]
["Adj Revenue Runs, Sch 25P",null,null,null,{"$f":"SUM(E34:E36)","v":31034360},29136680,{"$f":"SUM(G34:G36)","v":33893450},{"$f":"SUM(H34:H36)","v":34523990},36069710,33600660,38255050,62513600,47084840,35905670,30311220,{"$f":"SUM(P34:P36)","v":34319970},{"$f":"SUM(Q34:Q36)","v":446649200}]
[]
[]
[null,null,null,null,null,null,null,null,null,null,null,null,null,null,null,null,{"$f":"Q$2","v":"12-mo Ended"}]
["KVA",null,null,null,{"$f":"E$3","v":"2018-01-01"},"2018-02-01","2018-03-01","2018-04-01","2018-05-01","2018-06-01","2018-07-01","2018-08-01","2018-09-01","2018-10-01","2018-11-01","2018-12-01","Total",null,"Peak","Month"]
[1,null,null,null,9479,9446,9544,7905.73,9368,7767.28,7735.2,8952.48,7523.96,8152.61,7792.81,7960.9,{"$f":"SUM(E42:P42)","v":101627.96999999999},null,{"$f":"MAX(F42:P42)","v":9544},{"$f":"INDEX($E$41:$P$41,MATCH(S42,$E42:$P42,0))","v":"2018-03-01"}]
[2,null,null,null,9294.4390000000003,9199.2109999999993,9152.6470000000008,9054.8520000000008,8977.1270000000004,9117.3040000000001,9052.8369999999995,9060.9879999999994,9160.1769999999997,9216.1460000000006,8951.9369999999999,9318.1460000000006,{"$f":"SUM(E43:P43)","v":109555.81100000002},null,{"$f":"MAX(F43:P43)","v":9318.1460000000006},{"$f":"INDEX($E$41:$P$41,MATCH(S43,$E43:$P43,0))","v":"2018-12-01"}]
[3,null,null,null,3551.1239999999998,3553.4279999999999,3500.3719999999998,3878.2170000000001,3781.306,3664.134,3889.2269999999999,4324.0990000000002,4174.5550000000003,3991.6529999999998,3724.7910000000002,3528.16,45561.065999999992,null,{"$f":"MAX(F44:P44)","v":4324.0990000000002},"2018-08-01"]
[4,null,null,null,1470.951,1514.2170000000001,1452.9739999999999,1502.412,2113.1610000000001,1640.702,2285.4499999999998,2076.4450000000002,1636.68,1387.86,1481.502,1528.6659999999999,20091.02,null,2285.4499999999998,"2018-07-01"]
[5,null,null,null,4610.7730000000001,4618.8829999999998,4475.1289999999999,4611.0410000000002,4669.1239999999998,4824.6170000000002,4914.2389999999996,4870.2780000000002,4810.2470000000003,4657.5039999999999,4480.6189999999997,4578.2420000000002,56120.696000000004,null,4914.2389999999996,"2018-07-01"]
[6,null,null,null,3605.53,3655.5259999999998,3541.9279999999999,3690.5659999999998,3858.152,6465.03,4155.7430000000004,4294.4949999999999,6812.5649999999996,3414.2550000000001,3577.1680000000001,3630.3380000000002,50701.296000000002,null,6812.5649999999996,"2018-09-01"]
[7,null,null,null,5044,4912,4816,4658.95,4604.62,4645.7700000000004,4557.76,4585.66,4714.62,4812.7,4439.93,4633,56425.009999999995,null,4912,"2018-02-01"]
[8,null,null,null,{"$f":"4906.126+3000","v":7906.1260000000002},{"$f":"5327.918+3000","v":8327.9179999999997},{"$f":"3000+5152.47","v":8152.47},{"$f":"3000+5030.346","v":8030.3459999999995},{"$f":"3000+4837.043","v":7837.0429999999997},{"$f":"3000+5031.288","v":8031.2879999999996},{"$f":"3000+4936.945","v":7936.9449999999997},{"$f":"3000+5199.279","v":8199.2790000000005},{"$f":"3000+4591.183","v":7591.183},{"$f":"3000+5205.028","v":8205.0280000000002},{"$f":"3000+5566.527","v":8566.527},{"$f":"3000+5125.313","v":8125.3130000000001},96909.466,null,8566.527,"2018-11-01"]
[9,null,null,null,7335.11,7167.3249999999998,7153.7039999999997,7160.1189999999997,6821.8230000000003,7082.7089999999998,6755.7489999999998,6814.9459999999999,6787.0259999999998,7060.482,7534.9070000000002,7524.973,85198.873000000007,null,7534.9070000000002,"2018-11-01"]
[10,null,null,null,3289.6320000000001,3213.1210000000001,3223.9859999999999,3157.4450000000002,3102.3760000000002,3153.3719999999998,3175.2109999999998,3113.8119999999999,3079.127,3144.7040000000002,3151.069,3234.1010000000001,38037.956000000006,null,{"$f":"MAX(F51:P51)","v":3234.1010000000001},"2018-12-01"]
[11,null,null,null,2116.2150000000001,2162.4490000000001,2160.4679999999998,2609.4140000000002,2681.3890000000001,2621.4340000000002,2733.3339999999998,2945.4140000000002,2722.09,2404.8719999999998,2213.8780000000002,2150.415,29521.372000000003,null,{"$f":"MAX(F52:P52)","v":2945.4140000000002},"2018-08-01"]
[12,null,null,null,2566.598,2651.9490000000001,2607.4879999999998,2524.761,2495.596,2406.3679999999999,2346.623,2297.0239999999999,2390.0630000000001,2444.3530000000001,2531.6329999999998,2581.77,29844.225999999999,null,2651.9490000000001,"2018-02-01"]
[null,null,null,null,{"$f":"SUM(E42:E53)","v":60269.497999999992},{"$f":"SUM(F42:F53)","v":60422.026999999995},59781.165999999997,58783.852999999996,60309.717000000004,61420.008000000009,59538.318000000014,61534.920000000006,61402.292999999998,58892.167000000001,58446.771000000001,58794.024000000005,{"$f":"IF(ROUND(SUM(E54:P54),3)<>ROUND(SUM(Q42:Q53),3),#VALUE!,SUM(E54:P54))","v":719594.76199999999}]
[]
[null,null,null,null,null,null,null,null,null,null,null,null,null,null,null,null,{"$f":"Q$2","v":"12-mo Ended"}]
["KVA in excess of 3,000",null,null,null,{"$f":"E$3","v":"2018-01-01"},"2018-02-01","2018-03-01","2018-04-01","2018-05-01","2018-06-01","2018-07-01","2018-08-01","2018-09-01","2018-10-01","2018-11-01","2018-12-01","Total"]
[1,{"$f":"B42","v":0},{"$f":"C42","v":0},0,{"$f":"MAX(0,E42-3000)","v":6479},6446,6544,4905.7299999999996,6368,4767.28,4735.2,5952.48,4523.96,5152.6099999999997,4792.8100000000004,4960.8999999999996,{"$f":"SUM(E58:P58)","v":65627.97}]
[2,{"$f":"B43","v":0},0,0,6294.4390000000003,6199.2109999999993,6152.6470000000008,6054.8520000000008,5977.1270000000004,6117.3040000000001,6052.8369999999995,6060.9879999999994,6160.1769999999997,6216.1460000000006,5951.9369999999999,6318.1460000000006,73555.810999999987]
[3,0,0,0,551.1239999999998,553.42799999999988,500.37199999999984,878.2170000000001,781.30600000000004,664.13400000000001,889.22699999999986,1324.0990000000002,1174.5550000000003,991.65299999999979,724.79100000000017,528.15999999999985,9561.0659999999989]
[4,0,0,0,0,0,0,0,0,0,0,0,0,0,0,0,0]
[5,0,0,0,1610.7730000000001,1618.8829999999998,1475.1289999999999,1611.0410000000002,1669.1239999999998,1824.6170000000002,1914.2389999999996,1870.2780000000002,1810.2470000000003,1657.5039999999999,1480.6189999999997,1578.2420000000002,20120.695999999996]
[6,0,0,0,605.5300000000002,655.52599999999984,541.92799999999988,690.5659999999998,858.15200000000004,3465.0299999999997,1155.7430000000004,1294.4949999999999,3812.5649999999996,414.25500000000011,577.16800000000012,630.33800000000019,14701.296]
[7,0,0,0,2044,1912,1816,1658.9499999999998,1604.62,1645.7700000000004,1557.7600000000002,1585.6599999999999,1714.62,1812.6999999999998,1439.9300000000003,1633,20425.010000000002]
[8,0,0,0,4906.1260000000002,5327.9179999999997,5152.47,5030.3459999999995,4837.0429999999997,5031.2879999999996,4936.9449999999997,5199.2790000000005,4591.183,5205.0280000000002,5566.527,5125.3130000000001,60909.466]
[9,0,0,0,4335.1099999999997,4167.3249999999998,4153.7039999999997,4160.1189999999997,3821.8230000000003,4082.7089999999998,3755.7489999999998,3814.9459999999999,3787.0259999999998,4060.482,4534.9070000000002,4524.973,49198.873]
[10,0,0,0,289.63200000000006,213.12100000000009,223.98599999999988,157.44500000000016,102.3760000000002,153.37199999999984,175.21099999999979,113.8119999999999,79.126999999999953,144.70400000000018,151.06899999999996,234.10100000000011,2037.9560000000001]
[11,0,0,0,0,0,0,0,0,0,0,0,0,0,0,0,0]
[12,0,0,0,0,0,0,0,0,0,0,0,0,0,0,0,0]
[null,null,null,null,{"$f":"SUM(E58:E69)","v":27115.734000000004},{"$f":"SUM(F58:F69)","v":27093.412},26560.236000000001,25147.265999999996,26019.571000000004,27751.503999999997,25172.911,27216.037000000004,27653.46,25655.082000000002,25219.757999999998,25533.172999999999,{"$f":"IF(ROUND(SUM(E70:P70),3)<>ROUND(SUM(Q58:Q69),3),#VALUE!,SUM(E70:P70))","v":316138.14399999997}]
[null,null,null,null,{"$f":"E54-E70","v":33153.763999999988},{"$f":"F54-F70","v":33328.614999999991},33220.929999999993,33636.587,34290.146000000001,33668.504000000015,34365.407000000014,34318.883000000002,33748.832999999999,33237.084999999999,33227.013000000006,{"$f":"P54-P70","v":33260.85100000001}]
[]
[null,null,null,null,null,null,null,null,null,null,null,null,null,null,null,null,{"$f":"Q$2","v":"12-mo Ended"}]
["Cust 8 KWH",null,null,null,{"$f":"E$3","v":"2018-01-01"},"2018-02-01","2018-03-01","2018-04-01","2018-05-01","2018-06-01","2018-07-01","2018-08-01","2018-09-01","2018-10-01","2018-11-01","2018-12-01","Total"]
[null,"PVD",null,null,3717403.2,3583395.2,3884182.4,3562462.4,3689912.8,2876042.4,3857330.4,4039974.4,3599360.8,3912596.8,3823215.2,3917488.4,{"$f":"SUM(E75:P75)","v":44463364.399999999}]
[null,"PVD",null,null,109648,99545.600000000006,108442.6,92163.4,61420.800000000003,29391.599999999999,63266,71192.800000000003,76889.399999999994,91508.2,57215.199999999997,62993,{"$f":"SUM(E76:P76)","v":923676.6}]
[null,"No PVD",null,null,388046.4,370958.4,393955.2,398884.8,395409.6,280785.59999999998,349449.6,349478.40000000002,332030.40000000002,376214.4,331032,376771.2,{"$f":"SUM(E77:P77)","v":4343016}]
["*",null,null,null,{"$f":"SUM(E75:E77)","v":4215097.6000000006},4053899.2,4386580.2,4053510.5999999996,4146743.1999999997,3186219.6,4270046,4460645.5999999996,4008280.5999999996,4380319.4000000004,4211462.4000000004,4357252.5999999996,{"$f":"IF(ROUND(SUM(E78:P78),3)<>ROUND(SUM(Q75:Q77),3),#VALUE!,SUM(E78:P78))","v":49730057}]
[null,null,null,null,{"$f":"E11","v":4215097.5999999996},{"$f":"F11","v":4053899.2},4386580.2,4053510.6,4146743.2,3186219.6,4270046,4460645.5999999996,4008280.6,4380319.4000000004,4211462.4000000004,4357252.5999999996,{"$f":"Q18","v":299957555.88}]
["Customer 8 KVA"]
[null,"PVD",9500610000,9500733110,6930.665,7393.875,7200.7550000000001,7069.7640000000001,7102.4690000000001,6787.098,7137.8370000000004,7297.4679999999998,6656.2020000000002,7292.1980000000003,7282.8680000000004,7237.6620000000003,{"$f":"SUM(E81:P81)","v":85388.86099999999}]
[null,"PVD",9500610000,9509358876,283.47800000000001,285.83300000000003,283.47800000000001,278.10399999999998,214.14099999999999,216.30799999999999,277.14299999999997,289.39100000000002,288.27800000000002,288.27800000000002,287.21499999999997,280.67099999999999,{"$f":"SUM(E82:P82)","v":3272.3180000000007}]
[null,"No PVD",null,null,null,null,null,null,null,null,null,null,null,null,null,null,{"$f":"SUM(E83:P83)","v":0}]
["*",null,null,null,{"$f":"SUM(E81:E83)","v":7214.143},7679.7079999999996,7484.2330000000002,7347.8680000000004,7316.61,7003.4059999999999,7414.9800000000005,7586.8589999999995,6944.4800000000005,7580.4760000000006,7570.0830000000005,7518.3330000000005,88661.178999999989]
[null,null,null,"Totalized KVA",{"$f":"E49","v":7906.1260000000002},8327.9179999999997,8152.47,8030.3459999999995,7837.0429999999997,8031.2879999999996,7936.9449999999997,8199.2790000000005,7591.183,8205.0280000000002,8566.527,8125.3130000000001,{"$f":"Q49","v":96909.466}]
[]
[null,"Schedule 25 PVD",null,-0.2,{"$f":"(E54-E49+E81+E82)*$D$87","v":-11915.502999999999},-11954.7634,-11822.585800000001,-11620.275000000001,-11957.856800000001,-12078.425200000001,-11803.270600000003,-12184.500000000002,-12151.118,-11653.523000000001,-11490.065399999999,-11637.408800000003,{"$f":"SUM(E87:P87)","v":-142269.29500000001}]
[]
[]
["Schedule 25P kVA"]
[null,"Total KVA",{"$f":"C27","v":2166400000},{"$f":"D27","v":2160125933},86200,56450,83990,60660,60400,89400,118390,118500,83600,77850,66790,79580,{"$f":"SUM(E91:P91)","v":981810}]
[null,"Block 2 KVA",null,null,{"$f":"IF(E91>55000, 52000,E91-3000)","v":52000},52000,52000,52000,52000,52000,52000,52000,52000,52000,52000,52000,{"$f":"SUM(E92:P92)","v":624000}]
[null,"Block 3 KVA",null,null,{"$f":"MAX(0,E91-55000)","v":31200},1450,28990,5660,5400,34400,63390,63500,28600,22850,11790,24580,{"$f":"SUM(E93:P93)","v":321810}]
[null,"Bills",null,null,1,1,1,1,1,1,1,1,1,1,1,1,{"$f":"SUM(E94:P94)","v":12}]
[null,"Block 1 kWhs",null,null,{"$f":"E29","v":31034360},{"$f":"F29","v":29136680},33893450,34523990,36069710,33600660,38255050,62513600,47084840,35905670,30311220,34319970,{"$f":"SUM(E95:P95)","v":446649200}]
[null,"Block 2 kWhs",null,null,{"$f":"E28","v":0},{"$f":"F28","v":0},0,0,0,0,0,0,0,0,0,0,0]
[]
["Summarize Schedule 25 Billing Determinants"]
[null,"Bills",null,null,12,12,12,12,12,12,12,12,12,12,12,12,{"$f":"SUM(E99:P99)","v":144}]
[null,"Total Block 1 kWhs",null,500000,{"$f":"E99*$D$100","v":6000000},{"$f":"F99*$D$100","v":6000000},6000000,6000000,6000000,6000000,6000000,6000000,6000000,6000000,6000000,6000000,{"$f":"SUM(E100:P100)","v":72000000}]
[null,"Total Block 2 kWhs",null,"Over 500,000",{"$f":"E16-E100","v":22245246.799999997},{"$f":"F16-F100","v":20107649.100000001},22499919.220000003,20897007.920000002,21431445.850000001,19765555.599999998,21505011,22587593.539999995,20251537.530000001,22333802.390000001,20332786.93,20991875.748999998,{"$f":"SUM(E101:P101)","v":254949431.62900001}]
[null,"Total kWhs",null,null,{"$f":"SUM(E99:E101)","v":28245258.799999997},{"$f":"SUM(F99:F101)","v":26107661.100000001},28499931.220000003,26897019.920000002,27431457.850000001,25765567.599999998,27505023,28587605.539999995,26251549.530000001,28333814.390000001,26332798.93,26991887.748999998,326949575.62900001]
[null,"Primary Voltage KVA",null,null,{"$f":"E54-E49+E81+E82","v":59577.514999999992},59773.816999999995,59112.928999999996,58101.375,59789.284000000007,60392.126000000004,59016.35300000001,60922.500000000007,60755.59,58267.614999999998,57450.326999999997,58187.044000000009,{"$f":"SUM(E103:P103)","v":711346.47499999998}]
[null,"Excess KVA",null,null,{"$f":"E70","v":27115.734000000004},{"$f":"F70","v":27093.412},26560.236000000001,25147.265999999996,26019.571000000004,27751.503999999997,25172.911,27216.037000000004,27653.46,25655.082000000002,25219.757999999998,25533.172999999999,{"$f":"SUM(E104:P104)","v":316138.14399999997}]

{"sheet":"12.2018 WA Usage","index":13,"n_rows":157,"n_cols":19,"rows_kept":157,"cut":false,"hidden":false,"merged":[[54,0,57,0],[58,0,65,0],[25,0,27,0],[28,0,30,0],[31,0,35,0],[36,0,38,0],[39,0,40,0],[41,0,42,0],[5,0,5,1],[43,0,44,0],[45,0,46,0],[47,0,48,0],[49,0,53,0],[7,0,9,0],[10,0,11,0],[12,0,15,0],[16,0,18,0],[19,0,22,0],[23,0,24,0],[66,0,70,0],[71,0,74,0],[75,0,77,0],[78,0,79,0],[80,0,80,1]]}
["Electric Revenue Usage Report by Location  Twelve Months Ended  for Report Date : '12/31/2018'"]
[]
["State Cde:WA"]
[]
[]
["Usage Qty",null,"201801","201802","201803","201804","201805","201806","201807","201808","201809","201810","201811","201812","Total"]
["Rate Schedule","Revenue Class"]
["0001","01",290063813.78600001,227022910.10299999,232561818.734,195357911.43000999,159343564.44622001,149003284.63001999,162680718.90099001,204768685.78900999,165622041.081,149119850.433,180831722.27200001,245220528.134,2361596849.7392502,null,{"$f":"IF(ISBLANK(A8),Q7,TRIM(A8))","v":"0001"},{"$f":"IF(ISBLANK(B8),\"\",IF(CODE(LEFT(B8,1))>57,\"\",LEFT(B8,2)))","v":"01"},{"$f":"Q8&R8","v":"000101"}]
[null,"80",18804,14596,14286,12822,7718,6904,5112,1225,1400,650,4936,10959,99412,null,"0001","80",{"$f":"Q9&R9","v":"000180"}]
[null,"Total",290082617.78600001,227037506.10299999,232576104.734,195370733.43000999,159351282.44622001,149010188.63001999,162685830.90099001,204769910.78900999,165623441.081,149120500.433,180836658.27200001,245231487.134,2361696261.7392502,null,"0001","","0001"]
["0002","01",698936.27599999995,537918.89899999998,559959.473,456615.86800000002,335660.24300000002,266055.96100000001,279567.73,335409.13400000002,278108.527,292086.625,378573.196,520127.90899999999,4939019.841,null,"0002","01","000201"]
[null,"Total",698936.27599999995,537918.89899999998,559959.473,456615.86800000002,335660.24300000002,266055.96100000001,279567.73,335409.13400000002,278108.527,292086.625,378573.196,520127.90899999999,4939019.841,null,"0002","","0002"]
["0011","21",56489202.219999999,49024370.082999997,48788620.18,44806193.207999997,42230616.168030001,41902848.603,43920888.460000001,50433544.531999998,43947218.631999999,41104022.906999998,42509822.936999999,50084833.218999997,555242181.14902997,null,"0011","21","001121"]
[null,"31",678455.52,578282.23999999999,572815.87600000005,531464.88399999996,449807.592,411419.68800000002,430646.43,468963.29,428318.32,433870.82,486883.17700000003,614012.35800000001,6084940.1950000003,null,"0011","31","001131"]
[null,"80",272160.45799999998,211471.03899999999,236280.783,204981.31200000001,178237.56700000001,118138.798,139780.318,150693.61900000001,178237.26500000001,224232.70300000001,175484.16,227377.02,2317075.0419999999,null,"0011","80","001180"]
[null,"Total",57439818.197999999,49814123.362000003,49597716.839000002,45542639.403999999,42858661.327030003,42432407.089000002,44491315.207999997,51053201.441,44553774.217,41762126.43,43172190.273999996,50926222.597000003,563644196.38602996,null,"0011","","0011"]
["0012","01",7528199.0209999997,6143985.8619999997,6142389.0769999996,5149600.71,4089527.74101,3668289.7390000001,3677028.4569999999,4157216.8590000002,3958714.09,3879774.2489999998,4555444.733,6108206.1849999996,59058376.723010004,null,"0012","01","001201"]
[null,"80",0,0,0,0,0,0,0,0,0,0,0,0,0,null,"0012","80","001280"]
[null,"Total",7528199.0209999997,6143985.8619999997,6142389.0769999996,5149600.71,4089527.74101,3668289.7390000001,3677028.4569999999,4157216.8590000002,3958714.09,3879774.2489999998,4555444.733,6108206.1849999996,59058376.723010004,null,"0012","","0012"]
["0021","21",113012594.642,101759015.98100001,100935643.344,99912777.893000007,101660707.42200001,103035273.06299999,104330094.146,113376473.388,103436047.845,99338320.091000006,98394465.378000006,107331994.869,1246523408.062,null,"0021","21","002121"]
[null,"31",8514832.1989999991,7913195.2390000001,7616524.432,7898252.3590000002,7621647.4840000002,7547323.3990000002,7762960.5199999996,8179551.8499999996,7167096.7199999997,8128938.1239999998,7776495.5499999998,7959762.1100000003,94086579.986000001,null,"0021","31","002131"]
[null,"80",714401.11600000004,657686.99800000002,647703.63600000006,603484.79599999997,616490.07799999998,614238.91799999995,594570.43700000003,635452.11699999997,627958.69799999997,698907.72900000005,476393.95899999997,758192.96,7645481.4419999998,null,"0021","80","002180"]
[null,"Total",122241827.957,110329898.21799999,109199871.412,108414515.04799999,109898844.984,111196835.38,112687625.103,122191477.355,111231103.263,108166165.94400001,106647354.88699999,116049949.939,1348255469.49,null,"0021","","0021"]
["0022","01",3695224.88,3069712,3024058.96,2676218.56,2374370.2400000002,2216276.7999999998,2227914.7200000002,2567959.92,2479779.6800000002,2282010,2403932.56,3066998.32,32084456.640000001,null,"0022","01","002201"]
[null,"Total",3695224.88,3069712,3024058.96,2676218.56,2374370.2400000002,2216276.7999999998,2227914.7200000002,2567959.92,2479779.6800000002,2282010,2403932.56,3066998.32,32084456.640000001,null,"0022","","0022"]
["0025","21",24450972.899999999,22846223.899999999,19965299,24594987.399999999,2170499.2000000002,24432932.5,23489825.800000001,27173915.390000001,27531705.690000001,24357364.899999999,23837417.280000001,23117597.100000001,267968741.06,null,"0025","21","002521"]
[null,"31",61444766.600000001,59543568.799999997,39487105.5,67124062.599999994,48205428.399999999,69634444.400000006,67941160.200000003,68288677.799999997,71196243,65053988.800999999,71283243.599999994,65805002.799999997,755007692.50100005,null,"0025","31","002531"]
[null,"Total",85895739.5,82389792.700000003,59452404.5,91719050,50375927.600000001,94067376.900000006,91430986,95462593.189999998,98727948.689999998,89411353.701000005,95120660.879999995,88922599.900000006,1022976433.561,null,"0025","","0025"]
["0030","39",8400,8140,10492.6,672675.6,2875560,5388700,6825160,6313060,5757540,2982260,485460,5500,31332948.199999999,null,"0030","39","003039"]
[null,"01",null,null,null,2.6549999999999998,9.1579999999999995,8.7680000000000007,119.14400000000001,228.56700000000001,215.392,142.36500000000001,186.72399999999999,445.20299999999997,1357.9760000000001,null,"0030","01","003001"]
[null,"Total",8400,8140,10492.6,672678.255,2875569.1579999998,5388708.7680000002,6825279.1440000003,6313288.5669999998,5757755.392,2982402.3650000002,485646.72399999999,5945.2030000000004,31334306.175999999,null,"0030","","0030"]
["0031","21",3930732.5249999999,2982338.236,3005634.048,3144021.463,4449184.8130000001,8275219.6299999999,9508409.6669999994,12959302.045,11828154.220000001,6626756.8530000001,4306460.1210000003,2776140.34,73792353.960999995,null,"0031","21","003121"]
[null,"31",564757.97699999996,694313.576,574144.1,569714.576,597971.72100999998,841233.54099999997,995677.72900000005,2131930.4180000001,1940102.3389999999,1156606.9269999999,546024.95799999998,559087.50699999998,11171565.36901,null,"0031","31","003131"]
[null,"39",331540.33600000001,294069.34499999997,301365.08100000001,529826.93299999996,1580174.6270000001,3093252.0120000001,4189633.1770000001,4680304.9419999998,2953735.3130000001,1488971.6429999999,605860.35800000001,349754.81599999999,20398488.583000001,null,"0031","39","003139"]
[null,"80",44925,42165,52686,50225,6817,17305,54387,49882,62971,57358,56962,51730,547413,null,"0031","80","003180"]
[null,"Total",4871955.8380000005,4012886.1570000001,3933829.2289999998,4293787.9720000001,6634148.1610099999,12227010.183,14748107.573000001,19821419.405000001,16784962.872000001,9329693.4230000004,5515307.4369999999,3736712.6630000002,105909820.91301,null,"0031","","0031"]
["0032","01",299471.63799999998,257277.823,262459.734,244285.84700000001,341077.58199999999,519826.52500000002,977234.29299999995,1303019.773,866741.26599999995,420124.88400000002,219873.55499999999,236027.788,5947420.7079999996,null,"0032","01","003201"]
[null,"39",19978.202000000001,17021.298999999999,19866.237000000001,113078.929,275340.78399999999,381091.076,533331.625,578109.92799999996,389488.45899999997,207483.25899999999,61757.557999999997,19597.289000000001,2616144.645,null,"0032","39","003239"]
[null,"Total",319449.84000000003,274299.12199999997,282325.97100000002,357364.77600000001,616418.36600000004,900917.60100000002,1510565.9180000001,1881129.7009999999,1256229.7250000001,627608.14300000004,281631.11300000001,255625.07699999999,8563565.3530000001,null,"0032","","0032"]
["0041","51",3880,3513.4670000000001,3521.7109999999998,3822.5349999999999,3734.4340000000002,3557,3828.7660000000001,788.79,6159.8,3687.933,3825.172,3836.1640000000002,44155.771999999997,null,{"$f":"IF(ISBLANK(A40),Q39,TRIM(A40))","v":"0041"},{"$f":"IF(ISBLANK(B40),\"\",IF(CODE(LEFT(B40,1))>57,\"\",LEFT(B40,2)))","v":"51"},"004151"]
[null,"Total",3880,3513.4670000000001,3521.7109999999998,3822.5349999999999,3734.4340000000002,3557,3828.7660000000001,788.79,6159.8,3687.933,3825.172,3836.1640000000002,44155.771999999997,null,"0041","","0041"]
["0042","51",838565.61499999999,738160.10369999998,730337.59051000001,749459.84614000004,789057.91299999994,756007.3,744118.15671000001,803308.56599999999,753224.26800000004,782225.08600000001,748764.29700000002,781373.56105000002,9214602.3031099997,null,"0042","51","004251"]
[null,"Total",838565.61499999999,738160.10369999998,730337.59051000001,749459.84614000004,789057.91299999994,756007.3,744118.15671000001,803308.56599999999,753224.26800000004,782225.08600000001,748764.29700000002,781373.56105000002,9214602.3031099997,null,"0042","","0042"]
["0044","51",16765.2,15419.099,15340.288,15992.300999999999,15961.266,15880.8,15999.665999999999,15302.999,21135.165000000001,17249.064999999999,17951.249,18740.102999999999,201737.201,null,"0044","51","004451"]
[null,"Total",16765.2,15419.099,15340.288,15992.300999999999,15961.266,15880.8,15999.665999999999,15302.999,21135.165000000001,17249.064999999999,17951.249,18740.102999999999,201737.201,null,"0044","","0044"]
["0045","51",38423.135000000002,35769.569000000003,37961.103000000003,35920.474999999999,37106.400999999998,39165.436000000002,31779.4,32524.399000000001,35130.567000000003,33323.9,34996.754999999997,37467.851000000002,429568.99099999998,null,"0045","51","004551"]
[null,"Total",38423.135000000002,35769.569000000003,37961.103000000003,35920.474999999999,37106.400999999998,39165.436000000002,31779.4,32524.399000000001,35130.567000000003,33323.9,34996.754999999997,37467.851000000002,429568.99099999998,null,"0045","","0045"]
["0046","51",99372.054000000004,89516.599000000002,70893.067660000001,90965.236000000004,95519.964000000007,92416.929000000004,91028.332999999999,93064.664000000004,80159.396999999997,84168.733999999997,96310.505999999994,94370.475000000006,1077785.95866,null,"0046","51","004651"]
[null,"Total",99372.054000000004,89516.599000000002,70893.067660000001,90965.236000000004,95519.964000000007,92416.929000000004,91028.332999999999,93064.664000000004,80159.396999999997,84168.733999999997,96310.505999999994,94370.475000000006,1077785.95866,null,"0046","","0046"]
["0047","21",423672.93303000001,390214.89542000002,390036.80699999997,372692.09662000003,389511.489,399713.06800000003,397393.81073000003,397558.766,404647.02799999999,384502.65,387321.08899999998,408726.36499999999,4745990.9978,null,"0047","21","004721"]
[null,"31",10707.191000000001,10463.700999999999,10361.598,10353.063,9259.7350000000006,10839.767,7019.2369200000003,10511.174000000001,10718.932000000001,9956.2309999999998,10417.518,10794.416999999999,121402.56392,null,"0047","31","004731"]
[null,"39",408.4,372.03399999999999,365.959,392.98200000000003,371.86700000000002,384.66699999999997,395.93400000000003,387.334,395.93400000000003,366.36799999999999,380.89299999999997,405.733,4628.1049999999996,null,"0047","39","004739"]
[null,"80",7022.5,7007.2979999999998,6635.3609999999999,6581.9009999999998,7060.5649999999996,6771.3339999999998,6921.232,6875.1660000000002,6856.9009999999998,7048.3320000000003,6706.2629999999999,7166.1790000000001,82653.032000000007,null,"0047","80","004780"]
[null,"Total",441811.02402999997,408057.92842000001,407399.72499999998,390020.04262000002,406203.65600000002,417708.83600000001,411730.21364999999,415332.44,422618.79499999998,401873.58100000001,404825.76299999998,427092.69400000002,4954674.6987199998,null,"0047","","0047"]
["0048","01",238599.47,214629.67499999999,208726.40330000001,217303.30072,217849.96299999999,219454.967,218871.39600000001,218456.63399999999,216942.03,212248.94200000001,210962.37100000001,224393.861,2618439.01302,null,"0048","01","004801"]
[null,"39",93.5,82.167000000000002,82.049000000000007,85,87.832999999999998,85,85,90.667000000000002,85,58.621000000000002,40.353999999999999,40.299999999999997,915.49099999999999,null,"0048","39","004839"]
[null,"80",null,null,null,null,null,null,null,null,null,null,69.334000000000003,82.778000000000006,152.11199999999999,null,"0048","80","004880"]
[null,"Total",238692.97,214711.842,208808.4523,217388.30072,217937.796,219539.967,218956.39600000001,218547.30100000001,217027.03,212307.56299999999,211072.05900000001,224516.93900000001,2619506.6160200001,null,"0048","","0048"]
["0058","01",0,0,0,0,0,0,0,0,0,0,0,0,0,null,"0058","01","005801"]
[null,"21",0,0,0,0,0,0,0,0,0,0,0,0,0,null,"0058","21","005821"]
[null,"31",0,0,0,0,0,0,0,0,0,0,0,0,0,null,"0058","31","005831"]
[null,"39",0,0,0,0,0,0,0,0,0,0,0,0,0,null,"0058","39","005839"]
[null,"51",0,0,0,0,0,0,0,0,0,0,0,0,0,null,"0058","51","005851"]
[null,"80",0,0,0,0,0,0,0,0,0,0,0,0,0,null,"0058","80","005880"]
[null,"85",0,0,0,0,0,0,0,0,0,0,0,0,0,null,"0058","85","005885"]
[null,"Total",0,0,0,0,0,0,0,0,0,0,0,0,0,null,"0058","","0058"]
["0058A","01",0,0,0,0,0,0,0,0,0,0,0,0,0,null,"0058A","01","0058A01"]
[null,"21",0,0,0,0,0,0,0,0,0,0,0,0,0,null,"0058A","21","0058A21"]
[null,"39",0,0,0,0,0,0,0,0,0,0,0,0,0,null,"0058A","39","0058A39"]
[null,"51",0,0,0,0,0,0,0,0,0,0,0,0,0,null,"0058A","51","0058A51"]
[null,"Total",0,0,0,0,0,0,0,0,0,0,0,0,0,null,"0058A","","0058A"]
["0095","01",0,0,0,0,0,0,0,0,0,0,0,0,0,null,{"$f":"IF(ISBLANK(A72),Q71,TRIM(A72))","v":"0095"},{"$f":"IF(ISBLANK(B72),\"\",IF(CODE(LEFT(B72,1))>57,\"\",LEFT(B72,2)))","v":"01"},"009501"]
[null,"21",0,0,0,0,0,0,0,0,0,0,0,0,0,null,"0095","21",{"$f":"Q73&R73","v":"009521"}]
[null,"31",0,0,0,0,0,0,0,0,0,0,0,0,0,null,"0095","31","009531"]
[null,"Total",0,0,0,0,0,0,0,0,0,0,0,0,0,null,"0095","","0095"]
["0099","83",0,0,0,0,0,0,0,0,0,0,0,0,0,null,"0099","83","009983"]
[null,"85",0,0,0,0,0,0,0,0,0,0,0,0,0,null,"0099","85",{"$f":"Q77&R77","v":"009985"}]
[null,"Total",0,0,0,0,0,0,0,0,0,0,0,0,0,null,{"$f":"IF(ISBLANK(A78),Q76,TRIM(A78))","v":"0099"},"","0099"]
["025B","31",0,0,0,0,0,0,0,0,0,0,0,0,0,null,{"$f":"IF(ISBLANK(A79),Q78,TRIM(A79))","v":"025B"},"31","025B31"]
[null,"Total",0,0,0,0,0,0,0,0,0,0,0,0,0,null,{"$f":"IF(ISBLANK(A80),Q79,TRIM(A80))","v":"025B"},"","025B"]
["Total",null,574459679.29402995,485123411.03112,466253414.73246998,456156772.75949001,380975931.69626999,422918343.31901997,442081661.68535,510132475.52000999,452187272.55900002,409388557.17500001,440915145.87699997,516411272.71404999,5557003938.3628101,null,null,""]
[]
[]
[]
["Summary by Rate Schedule"]
[]
["0001",null,{"$f":"SUMIF($S$7:$S$81,$A87,C$7:C$81)","v":290082617.78600001},227037506.10299999,232576104.734,195370733.43000999,159351282.44622001,149010188.63001999,162685830.90099001,204769910.78900999,165623441.081,149120500.433,180836658.27200001,245231487.134,2361696261.7392502]
["0002",null,698936.27599999995,537918.89899999998,559959.473,456615.86800000002,335660.24300000002,266055.96100000001,279567.73,335409.13400000002,278108.527,292086.625,378573.196,520127.90899999999,4939019.841]
["0011",null,57439818.197999999,49814123.362000003,49597716.839000002,45542639.403999999,42858661.327030003,42432407.089000002,44491315.207999997,51053201.441,44553774.217,41762126.43,43172190.273999996,50926222.597000003,563644196.38602996]
["0012",null,7528199.0209999997,6143985.8619999997,6142389.0769999996,5149600.71,4089527.74101,3668289.7390000001,3677028.4569999999,4157216.8590000002,3958714.09,3879774.2489999998,4555444.733,6108206.1849999996,59058376.723010004]
["0021",null,122241827.957,110329898.21799999,109199871.412,108414515.04799999,109898844.984,111196835.38,112687625.103,122191477.355,111231103.263,108166165.94400001,106647354.88699999,116049949.939,1348255469.49]
["0022",null,3695224.88,3069712,3024058.96,2676218.56,2374370.2400000002,2216276.7999999998,2227914.7200000002,2567959.92,2479779.6800000002,2282010,2403932.56,3066998.32,32084456.640000001]
["0025",null,85895739.5,82389792.700000003,59452404.5,91719050,50375927.600000001,94067376.900000006,91430986,95462593.189999998,98727948.689999998,89411353.701000005,95120660.879999995,88922599.900000006,1022976433.561]
["0028",null,0,0,0,0,0,0,0,0,0,0,0,0,0]
["0030",null,8400,8140,10492.6,672678.255,2875569.1579999998,5388708.7680000002,6825279.1440000003,6313288.5669999998,5757755.392,2982402.3650000002,485646.72399999999,5945.2030000000004,31334306.175999999]
["0031",null,4871955.8380000005,4012886.1570000001,3933829.2289999998,4293787.9720000001,6634148.1610099999,12227010.183,14748107.573000001,19821419.405000001,16784962.872000001,9329693.4230000004,5515307.4369999999,3736712.6630000002,105909820.91301]
["0032",null,{"$f":"SUMIF($S$7:$S$81,$A97,C$7:C$81)","v":319449.84000000003},274299.12199999997,282325.97100000002,357364.77600000001,616418.36600000004,900917.60100000002,1510565.9180000001,1881129.7009999999,1256229.7250000001,627608.14300000004,281631.11300000001,255625.07699999999,8563565.3530000001]
["0041",null,3880,3513.4670000000001,3521.7109999999998,3822.5349999999999,3734.4340000000002,3557,3828.7660000000001,788.79,6159.8,3687.933,3825.172,3836.1640000000002,44155.771999999997]
["0042",null,838565.61499999999,738160.10369999998,730337.59051000001,749459.84614000004,789057.91299999994,756007.3,744118.15671000001,803308.56599999999,753224.26800000004,782225.08600000001,748764.29700000002,781373.56105000002,9214602.3031099997]
["0044",null,16765.2,15419.099,15340.288,15992.300999999999,15961.266,15880.8,15999.665999999999,15302.999,21135.165000000001,17249.064999999999,17951.249,18740.102999999999,201737.201]
["0045",null,38423.135000000002,35769.569000000003,37961.103000000003,35920.474999999999,37106.400999999998,39165.436000000002,31779.4,32524.399000000001,35130.567000000003,33323.9,34996.754999999997,37467.851000000002,429568.99099999998]
["0046",null,99372.054000000004,89516.599000000002,70893.067660000001,90965.236000000004,95519.964000000007,92416.929000000004,91028.332999999999,93064.664000000004,80159.396999999997,84168.733999999997,96310.505999999994,94370.475000000006,1077785.95866]
["0047",null,441811.02402999997,408057.92842000001,407399.72499999998,390020.04262000002,406203.65600000002,417708.83600000001,411730.21364999999,415332.44,422618.79499999998,401873.58100000001,404825.76299999998,427092.69400000002,4954674.6987199998]
["0048",null,238692.97,214711.842,208808.4523,217388.30072,217937.796,219539.967,218956.39600000001,218547.30100000001,217027.03,212307.56299999999,211072.05900000001,224516.93900000001,2619506.6160200001]
["0058",null,0,0,0,0,0,0,0,0,0,0,0,0,0]
["0062",null,0,0,0,0,0,0,0,0,0,0,0,0,0]
["0063",null,0,0,0,0,0,0,0,0,0,0,0,0,0]
["0090",null,0,0,0,0,0,0,0,0,0,0,0,0,0]
["0095",null,0,0,0,0,0,0,0,0,0,0,0,0,0]
["0099",null,0,0,0,0,0,0,0,0,0,0,0,0,0]
[]
[null,null,{"$f":"SUM(C87:C111)","v":574459679.29403019},485123411.03111988,466253414.73247004,456156772.75949007,380975931.69627011,422918343.31902009,442081661.68535,510132475.52000993,452187272.55900007,409388557.17500001,440915145.87699991,516411272.71404999,{"$f":"IF(ROUND(SUM(O87:O111),3)<>ROUND(SUM(C112:N112),3),#VALUE!,SUM(C112:N112))","v":5557003938.3628101}]
[null,null,null,null,null,null,null,null,null,null,null,null,null,null,{"$f":"O112-O81","v":0}]
["P 021","Primary Sch 021",9858642,8709433,8573247,8578043,8615897.0500000007,9397797.8000000007,8829029.0800000001,10101929.43,9797312.1600000001,8624500.2899999991,8749755.6799999997,9159538.4800000004,{"$f":"SUM(C114:N114)","v":108995124.96999998}]
[null,null,null,null,null,null,null,null,null,null,null,null,null,"Primary Voltage Proportion of Total Schedule 21/22",{"$f":"O114/(O91+O92-O116)","v":7.8962524307751455E-2}]
["Schedule 21 to Schedule 11 Shifted KWhs",null,null,null,null,null,null,null,null,null,null,null,null,null,{"$f":"SUM(C116:N116)","v":0}]
[null,"Customer bills",null,null,null,null,null,null,null,null,null,null,null,null,{"$f":"SUM(C117:N117)","v":0}]
[]
["Summary by Rate Class"]
[]
["Res","01",{"$f":"SUMIF($R$7:$R$81,$B121,C$7:C$81)","v":302524245.0710001},237246434.36199999,242759412.38129997,204101938.37073001,166702059.37323001,155893197.39002001,170061454.64098999,213350976.67600998,173422542.06600001,156206237.49800003,188600695.41100004,255376727.40000001,2466245920.6402802]
["Theft","18",0,0,0,0,0,0,0,0,0,0,0,0,0]
["Comm","21",198307175.22003001,177002163.09542003,173085233.37900001,172830672.06062001,150900519.09202999,178045986.86399999,181646611.88373002,204340794.12099999,187147773.41499999,171810967.40099999,169435486.80499998,183719291.89300001,2148272675.2298298]
["Ind","31",71213519.487000003,68739823.556000009,48260951.505999997,76133847.481999993,56884114.932009995,78445260.795000002,77137464.115920007,79079634.53199999,80742479.311000004,74783360.903000012,80103064.803000003,74948659.191999987,866472180.61493003]
["Pump","39",360420.43800000002,319684.84499999997,332171.92599999998,1316059.4439999999,4731535.1109999996,8863512.754999999,11548605.736000001,11571952.870999999,9101244.7060000021,4679139.8909999998,1153499.1629999999,375298.13799999998,54353125.023999996]
["Lighting","51",997006.00399999996,882378.83770000003,858053.76017000014,896160.39314000006,941379.97799999989,907027.46500000008,886754.32170999993,944989.41799999995,895809.19700000016,920654.71799999988,901847.97900000005,935788.15405000001,10967850.22577]
["EnExch","61",0,0,0,0,0,0,0,0,0,0,0,0,0]
["Intdpt","80",1057313.074,932926.33499999996,957591.78,878095.00899999996,816323.21,763358.04999999993,800770.98699999996,844127.902,877423.86399999994,988196.76400000008,720551.71600000001,1055507.9369999999,10692186.627999999]
["Svc.","83",0,0,0,0,0,0,0,0,0,0,0,0,0]
["Rent","85",0,0,0,0,0,0,0,0,0,0,0,0,0]
["MiscOth","86",0,0,0,0,0,0,0,0,0,0,0,0,0]
[]
[null,null,{"$f":"SUM(C121:C132)","v":574459679.29403007},{"$f":"SUM(D121:D132)","v":485123411.03112},466253414.73246992,456156772.75949001,380975931.69626999,422918343.31901997,442081661.68535,510132475.52000993,452187272.55900007,409388557.17500001,440915145.87700003,516411272.71404994,{"$f":"IF(ROUND(SUM(O121:O132),3)<>ROUND(SUM(C133:N133),3),#VALUE!,SUM(C133:N133))","v":5557003938.3628101}]
[null,null,null,null,null,null,null,null,null,null,null,null,null,null,{"$f":"O133-O112","v":0}]
["Selected Schedule & Class"]
["01101","Res 011",{"$f":"SUMIF($S$6:$S$81,$A136,C$6:C$81)","v":0},0,0,0,0,0,0,0,0,0,0,0,0]
["01121","Comm 011",56489202.219999999,49024370.082999997,48788620.18,44806193.207999997,42230616.168030001,41902848.603,43920888.460000001,50433544.531999998,43947218.631999999,41104022.906999998,42509822.936999999,50084833.218999997,555242181.14902997]
["01131","Ind 011",678455.52,578282.23999999999,572815.87600000005,531464.88399999996,449807.592,411419.68800000002,430646.43,468963.29,428318.32,433870.82,486883.17700000003,614012.35800000001,6084940.1950000003]
["01201","Res 012",7528199.0209999997,6143985.8619999997,6142389.0769999996,5149600.71,4089527.74101,3668289.7390000001,3677028.4569999999,4157216.8590000002,3958714.09,3879774.2489999998,4555444.733,6108206.1849999996,59058376.723010004]
["01221","Comm 012",0,0,0,0,0,0,0,0,0,0,0,0,0]
["01231","Ind 012",0,0,0,0,0,0,0,0,0,0,0,0,0]
[null,null,{"$f":"SUM(C136:C141)","v":64695856.761},{"$f":"SUM(D136:D141)","v":55746638.185000002},55503825.133000001,50487258.802000001,46769951.501040004,45982558.030000001,48028563.347000003,55059724.680999994,48334251.041999996,45417667.975999996,47552150.847000003,56807051.762000002,{"$f":"SUM(O136:O141)","v":620385498.06703997}]
[]
[null,"Total Sch 011 & Sch 012",{"$f":"SUM(C89:C90)","v":64968017.218999997},{"$f":"SUM(D89:D90)","v":55958109.224000007},55740105.916000001,50692240.114,46948189.068040006,46100696.828000002,48168343.664999999,55210418.299999997,48512488.306999996,45641900.678999998,47727635.006999999,57034428.782000005,{"$f":"SUM(O89:O90)","v":622702573.10904002}]
[null,"less: Res & Comm Sch 011 & Sch 012",{"$f":"C142","v":64695856.761},{"$f":"D142","v":55746638.185000002},55503825.133000001,50487258.802000001,46769951.501040004,45982558.030000001,48028563.347000003,55059724.680999994,48334251.041999996,45417667.975999996,47552150.847000003,56807051.762000002,{"$f":"O142","v":620385498.06703997}]
[null,"Other Sch 011 & Sch 012",{"$f":"C144-C145","v":272160.45799999684},{"$f":"D144-D145","v":211471.03900000453},236280.78299999982,204981.31199999899,178237.56700000167,118138.79800000042,139780.31799999624,150693.61900000274,178237.2650000006,224232.70300000161,175484.15999999642,227377.02000000328,{"$f":"IF(ROUND(O144-O145,3)<>ROUND(SUM(C146:N146),3),#VALUE!,SUM(C146:N146))","v":2317075.0420000032}]
[]
["Selected Schedule & Class"]
["02101","Res 021",{"$f":"SUMIF($S$6:$S$81,$A149,C$6:C$81)","v":0},0,0,0,0,0,0,0,0,0,0,0,0]
["02121","Comm 021",113012594.642,101759015.98100001,100935643.344,99912777.893000007,101660707.42200001,103035273.06299999,104330094.146,113376473.388,103436047.845,99338320.091000006,98394465.378000006,107331994.869,1246523408.062]
["02201","Res 022",3695224.88,3069712,3024058.96,2676218.56,2374370.2400000002,2216276.7999999998,2227914.7200000002,2567959.92,2479779.6800000002,2282010,2403932.56,3066998.32,32084456.640000001]
["02221","Comm 022",0,0,0,0,0,0,0,0,0,0,0,0,0]
[null,null,{"$f":"SUM(C149:C152)","v":116707819.522},104828727.98100001,103959702.30399999,102588996.45300001,104035077.662,105251549.86299999,106558008.866,115944433.308,105915827.52500001,101620330.09100001,100798397.93800001,110398993.189,1278607864.7020001]
[]
[null,"Total Sch 021 & Sch 022",{"$f":"SUM(C91:C92)","v":125937052.837},{"$f":"SUM(D91:D92)","v":113399610.21799999},112223930.37199999,111090733.608,112273215.22399999,113413112.17999999,114915539.823,124759437.27500001,113710882.943,110448175.94400001,109051287.447,119116948.25899999,1380339926.1300001]
[null,"less: Res & Comm Sch 021 & Sch 022",{"$f":"C153","v":116707819.522},{"$f":"D153","v":104828727.98100001},103959702.30399999,102588996.45300001,104035077.662,105251549.86299999,106558008.866,115944433.308,105915827.52500001,101620330.09100001,100798397.93800001,110398993.189,{"$f":"O153","v":1278607864.7020001}]
[null,"Other Sch 021 & Sch 022",{"$f":"C155-C156","v":9229233.3149999976},{"$f":"D155-D156","v":8570882.2369999886},8264228.0680000037,8501737.1549999863,8238137.5619999915,8161562.3170000017,8357530.9570000023,8815003.9670000076,7795055.4179999977,8827845.8530000001,8252889.5089999884,8717955.0699999928,{"$f":"IF(ROUND(O155-O156,3)<>ROUND(SUM(C157:N157),3),#VALUE!,SUM(C157:N157))","v":101732061.42799996}]

{"sheet":"12.2018 ID Usage","index":14,"n_rows":173,"n_cols":20,"rows_kept":173,"cut":false,"hidden":false,"merged":[[5,0,5,1],[62,0,64,0],[14,0,15,0],[16,0,19,0],[20,0,21,0],[22,0,24,0],[40,0,41,0],[7,0,9,0],[10,0,13,0],[42,0,43,0],[44,0,46,0],[47,0,48,0],[49,0,54,0],[55,0,61,0],[25,0,29,0],[30,0,33,0],[34,0,35,0],[36,0,37,0],[38,0,39,0],[89,0,89,1],[65,0,67,0],[68,0,69,0],[70,0,71,0],[72,0,72,1],[83,0,85,0],[86,0,88,0],[81,0,81,1]]}
["Electric Revenue Usage Report by Location  Twelve Months Ended  for Report Date : '12/31/2018'"]
[]
["State Cde:ID"]
[]
[]
["Usage Qty",null,"201801","201802","201803","201804","201805","201806","201807","201808","201809","201810","201811","201812","Total"]
["Rate Schedule","Revenue Class"]
["0001","01",138383688.60635999,113441903.75799,115644283.277,98251149.647,76600939.466999993,71752413.523000002,80381410.873999998,94276718.640000001,75898851.638999999,73432507.113999993,91559080.468999997,125686473.641,1155309420.65535,null,{"$f":"IF(ISBLANK(A8),Q7,TRIM(A8))","v":"0001"},{"$f":"IF(ISBLANK(B8),\"\",IF(CODE(LEFT(B8,1))>57,\"\",LEFT(B8,2)))","v":"01"},{"$f":"Q8&R8","v":"000101"},{"$f":"MATCH(Q8,$A$103:$A$128,0)","v":1}]
[null,"80",23944.52,19152.41,18204,13366.51,4028.56,347.14,285.18,293.47000000000003,305.82,2887.06,10198.870000000001,15033.64,108047.18,null,"0001","80","000180",1]
[null,"Total",138407633.12636,113461056.16799,115662487.277,98264516.157000005,76604968.026999995,71752760.663000003,80381696.054000005,94277012.109999999,75899157.459000006,73435394.173999995,91569279.339000002,125701507.281,1155417467.83535,null,"0001","","0001",1]
["0011","21",34806907.38414,30805696.364,30464350.504000001,27628802.284000002,25214084.649,25298760.467999998,27244721.535999998,30321397.671999998,26947249.315000001,24280843.598000001,26143470.901999999,32344141.164999999,341500425.84113997,null,"0011","21","001121",2]
[null,"31",469017.69400000002,445105.66,440590.94,428610.28,394771.64500000002,351164.54499999998,367308.88,396407.87,401036.82,386013.55,421252.07,527320.9,5028600.8540000003,null,"0011","31","001131",2]
[null,"80",111622.88,96098.63,91578.75,82000.36,58613.04,50025.73,50333.54,54694.96,49007.82,56611.83,78268.58,102219.56,881075.68,null,"0011","80","001180",2]
[null,"Total",35387547.958140001,31346900.653999999,30996520.193999998,28139412.923999999,25667469.333999999,25699950.743000001,27662363.956,30772500.502,27397293.954999998,24723468.978,26642991.552000001,32973681.625,347410102.37514001,null,"0011","","0011",2]
["0012","01",3270281.6990200002,2764549.3539999998,2810373.2009999999,2296568.5690000001,1714607.4110000001,1545918.797,1659212.9210000001,1898945.59,1760440.95,1745476.925,2165102.0860000001,2939319.0219999999,26570796.52502,null,"0012","01","001201",3]
[null,"Total",3270281.6990200002,2764549.3539999998,2810373.2009999999,2296568.5690000001,1714607.4110000001,1545918.797,1659212.9210000001,1898945.59,1760440.95,1745476.925,2165102.0860000001,2939319.0219999999,26570796.52502,null,"0012","","0012",3]
["0021","21",50928841.636,46836712.490000002,47197375.004000001,45021521.412,43773070.662,44043381.807999998,45525831.318000004,49124511.020000003,46388351.702,42639038.848999999,43594650.134999998,48777481,553850767.03600001,null,"0021","21","002121",4]
[null,"31",4833096.2379999999,5805248.0980000002,4429405.0319999997,5554876,5050056.9589999998,4992840.55,4960816.4170000004,5189846.1179999998,4854240.3219999997,5014403.5970000001,4859992.7019999996,5259160.8,60803982.832999997,null,"0021","31","002131",4]
[null,"80",154920,135400,123280,100800,80520,68120,64920,68240,71080,75400,95320,140720,1178720,null,"0021","80","002180",4]
[null,"Total",55916857.873999998,52777360.588,51750060.035999998,50677197.412,48903647.620999999,49104342.358000003,50551567.734999999,54382597.137999997,51313672.023999996,47728842.446000002,48549962.836999997,54177361.799999997,615833469.86899996,null,"0021","","0021",4]
["0022","01",812480,662040,717080,598480,522360,477520,514560,560800,558760,466920,548400,662400,7101800,null,"0022","01","002201",5]
[null,"Total",812480,662040,717080,598480,522360,477520,514560,560800,558760,466920,548400,662400,7101800,null,"0022","","0022",5]
["0025","21",6164020.4000000004,5633899.5999999996,6011871.5999999996,5841883.2000000002,0,6100854,5820188.4000000004,6662364.7999999998,6841286.4000000004,6032478.7999999998,6120023.2000000002,5847777.5999999996,67076648,null,"0025","21","002521",6]
[null,"31",22081226.399999999,20473749.5,16495370.619999999,21533329.859999999,5514471.8600000003,21330591.850000001,19945367.199999999,20842646.199999999,21746307.140000001,20219058.73,22213779.190000001,20485009.329999998,232880907.88,null,"0025","31","002531",6]
[null,"Total",28245246.800000001,26107649.100000001,22507242.219999999,27375213.059999999,5514471.8600000003,27431445.850000001,25765555.600000001,27505011,28587593.539999999,26251537.530000001,28333802.390000001,26332786.93,299957555.88,null,"0025","","0025",6]
["0031","21",2204162.5839999998,2057060.14,1994150.81,2011228.92,2338702.4500000002,3483049.42,4398613.1100000003,5102455.53,4355501.13,2976183.56,1850104.27,1973168.17,34744380.093999997,null,"0031","21","003121",10]
[null,"31",977265.63300000003,966702.93099999998,1045849.314,1027626.184,1121326.189,1590755.2549999999,1930093.365,2323592.35,2166966.3229999999,1686592.2309999999,868074.255,1130719.8799999999,16835563.91,null,"0031","31","003131",10]
[null,"39",270259.51,340385.12,235828.26,229250.24,481193.26899999997,717422.60499999998,851965.32900000003,1008790.319,667919.18200000003,336013.77399999998,218030.58499999999,269719.52,5626777.7130000005,null,"0031","39","003139",10]
[null,"80",0,0,0,0,24320,72080,74160,119760,35400,640,440,0,326800,null,"0031","80","003180",10]
[null,"Total",3451687.727,3364148.1910000001,3275828.3840000001,3268105.344,3965541.9079999998,5863307.2800000003,7254831.8039999995,8554598.1989999991,7225786.6349999998,4999429.5650000004,2936649.11,3373607.57,57533521.717,null,"0031","","0031",10]
["0032","01",212136.49001000001,183751.07,186011.67,158281.62,154953.69,215416.36,307163.28999999998,371643.83,257884.65,178222.87,153667.45000000001,191303.61,2570436.6000100002,null,"0032","01","003201",11]
[null,"39",8694,7498,7997,6921,116247,429637,770071,700654,191829,57943,9301,8973,2315765,null,"0032","39","003239",11]
[null,"80",2301,2316,1455,1245,593,1074,2734,7056,1161,897,1832,1861,24525,null,"0032","80","003280",11]
[null,"Total",223131.49001000001,193565.07,195463.67,166447.62,271793.69,646127.35999999999,1079968.29,1079353.83,450874.65,237062.87,164800.45000000001,202137.61,4910726.6000100002,null,"0032","","0032",11]
["0041","51",1778.6669999999999,1778.6669999999999,1778.6669999999999,1786.778,1952,1840,1962.6669999999999,1784,1906.6669999999999,1890.6669999999999,1781.223,1912,22152.003000000001,null,"0041","51","004151",12]
[null,"Total",1778.6669999999999,1778.6669999999999,1778.6669999999999,1786.778,1952,1840,1962.6669999999999,1784,1906.6669999999999,1890.6669999999999,1781.223,1912,22152.003000000001,null,"0041","","0041",12]
["0042","51",511138.58100000001,494248.86200000002,480654.83399999997,486809.55300000001,493392.51799999998,478596.28100000002,480727.19199999998,482037.29200000002,479335.64,525822.995,468799.614,489687.70699999999,5871251.0690000001,null,"0042","51","004251",13]
[null,"Total",511138.58100000001,494248.86200000002,480654.83399999997,486809.55300000001,493392.51799999998,478596.28100000002,480727.19199999998,482037.29200000002,479335.64,525822.995,468799.614,489687.70699999999,5871251.0690000001,null,"0042","","0042",13]
["0044","51",-78852.748989999993,20657.194,20702.006000000001,21184.254000000001,22165.666000000001,21294.6,20926.133999999998,22391.933000000001,21977.967000000001,32372.366999999998,10319.773999999999,22814.511999999999,157953.65801000001,null,"0044","51","004451",15]
[null,"Total",-78852.748989999993,20657.194,20702.006000000001,21184.254000000001,22165.666000000001,21294.6,20926.133999999998,22391.933000000001,21977.967000000001,32372.366999999998,10319.773999999999,22814.511999999999,157953.65801000001,null,{"$f":"IF(ISBLANK(A40),Q39,TRIM(A40))","v":"0044"},{"$f":"IF(ISBLANK(B40),\"\",IF(CODE(LEFT(B40,1))>57,\"\",LEFT(B40,2)))","v":""},{"$f":"Q40&R40","v":"0044"},{"$f":"MATCH(Q40,$A$103:$A$128,0)","v":15}]
["0045","51",7183,33303.934000000001,29555.100999999999,28015.258999999998,29458.333999999999,30522.535,28600.834999999999,28913.067999999999,31489.968000000001,44878.036,31202.678,29240.668000000001,352363.41600000003,null,"0045","51","004551",16]
[null,"Total",7183,33303.934000000001,29555.100999999999,28015.258999999998,29458.333999999999,30522.535,28600.834999999999,28913.067999999999,31489.968000000001,44878.036,31202.678,29240.668000000001,352363.41600000003,null,"0045","","0045",16]
["0046","51",65422.43,186569.62899999999,78028.547999999995,77553.543999999994,82760.232999999993,81162.399000000005,78898.665999999997,82212.798999999999,83011.732000000004,86120.667000000001,69942.698999999993,80102.971000000005,1051786.317,null,"0046","51","004651",17]
[null,"Total",65422.43,186569.62899999999,78028.547999999995,77553.543999999994,82760.232999999993,81162.399000000005,78898.665999999997,82212.798999999999,83011.732000000004,86120.667000000001,69942.698999999993,80102.971000000005,1051786.317,null,"0046","","0046",17]
["0047","21",46668.892999999996,45820.046999999999,45088.019,45770.498,45541.347999999998,46278.256999999998,45192.273999999998,44564.356,44640.362000000001,45679.978000000003,43809.027999999998,45116.692000000003,544169.75199999998,null,"0047","21","004721",18]
[null,"31",896.4,825.8,837.274,841.11500000000001,682.43299999999999,860.13300000000004,871.53300000000002,850.36599999999999,896.83399999999995,825.06700000000001,859.471,901.03899999999999,10147.465,null,"0047","31","004731",18]
[null,"Total",47565.292999999998,46645.847000000002,45925.292999999998,46611.612999999998,46223.781000000003,47138.39,46063.807000000001,45414.722000000002,45537.196000000004,46505.044999999998,44668.499000000003,46017.731,554317.21699999995,null,"0047","","0047",18]
["0048","01",81682.61,75492.362999999998,79025.569090000005,92966.709000000003,90661.186000000002,93481.822,92448.555999999997,91551.895999999993,92152.512000000002,87781.934999999998,87232.630820000006,94063.827000000005,1058541.6159099999,null,"0048","01","004801",19]
[null,"Total",81682.61,75492.362999999998,79025.569090000005,92966.709000000003,90661.186000000002,93481.822,92448.555999999997,91551.895999999993,92152.512000000002,87781.934999999998,87232.630820000006,94063.827000000005,1058541.6159099999,null,"0048","","0048",19]
["0049","01",18153.592000000001,16849.464,11399.058000000001,206.86699999999999,277.267,308,317.13299999999998,616.74300000000005,0,-93.6,0,0,48034.523999999998,null,"0049","01","004901",20]
[null,"21",215795.48569999999,193963.14131000001,194199.86243000001,201067.64199999999,197836.43,193994.16936999999,199947.21900000001,198881.364,199680.318,192366.78899999999,192519.26199999999,203688.96799999999,2383940.65081,null,"0049","21","004921",20]
[null,"31",5054.4660000000003,4631.6670000000004,4540.0110000000004,4707.0479999999998,4625.9350000000004,4693.1660000000002,4644.201,4810.3,4648.634,4495.1000000000004,4635.0550000000003,4829.7560000000003,56315.339,null,"0049","31","004931",20]
[null,"39",41.332999999999998,41.332999999999998,38.610999999999997,40,38.667000000000002,42.667000000000002,40,42.667000000000002,40,38.667000000000002,38.722000000000001,44,486.66699999999997,null,"0049","39","004939",20]
[null,"80",28.6,25.132999999999999,25.132999999999999,25.097000000000001,27.733000000000001,26,27.733000000000001,25.132999999999999,26.867000000000001,26.867000000000001,25.169,26.867000000000001,316.33199999999999,null,"0049","80","004980",20]
[null,"Total",239073.4767,215510.73830999999,210202.67543,206046.65400000001,202806.03200000001,199064.00237,204976.28599999999,204376.20699999999,204395.81899999999,196833.823,197218.20800000001,208589.59099999999,2489093.5128100002,null,"0049","","0049",20]
["0058","01",0,0,0,0,0,0,0,0,0,0,0,0,0,null,"0058","01","005801",21]
[null,"21",0,0,0,0,0,0,0,0,0,0,0,0,0,null,"0058","21","005821",21]
[null,"31",0,0,0,0,0,0,0,0,0,0,0,0,0,null,"0058","31","005831",21]
[null,"39",0,0,0,0,0,0,0,0,0,0,0,0,0,null,"0058","39","005839",21]
[null,"51",0,0,0,0,0,0,0,0,0,0,0,0,0,null,"0058","51","005851",21]
[null,"85",0,0,0,0,0,0,0,0,0,0,0,0,0,null,"0058","85","005885",21]
[null,"Total",0,0,0,0,0,0,0,0,0,0,0,0,0,null,"0058","","0058",21]
["0095","01",0,0,0,0,0,0,0,0,0,0,0,0,0,null,"0095","01","009501",25]
[null,"21",0,0,0,0,0,0,0,0,0,0,0,0,0,null,"0095","21","009521",25]
[null,"Total",0,0,0,0,0,0,0,0,0,0,0,0,0,null,"0095","","0095",25]
["0099","83",0,0,0,0,0,0,0,0,0,0,0,0,0,null,"0099","83","009983",26]
[null,"85",0,0,0,0,0,0,0,0,0,0,0,0,0,null,"0099","85","009985",26]
[null,"Total",0,0,0,0,0,0,0,0,0,0,0,0,0,null,"0099","","0099",26]
["025B","31",0,0,0,0,0,0,0,0,0,0,0,0,0,null,"025B","31","025B31",{"$error":"#N/A"}]
[null,"Total",0,0,0,0,0,0,0,0,0,0,0,0,0,null,"025B","","025B",{"$error":"#N/A"}]
["025P","31",31034360,29136680,33893450,34523990,0,36069710,33600660,38255050,62513600,47084840,35905670,30311220,412329230,null,"025P","31","025P31",7]
[null,"Total",31034360,29136680,33893450,34523990,0,36069710,33600660,38255050,62513600,47084840,35905670,30311220,412329230,null,"025P","",{"$f":"Q72&R72","v":"025P"},7]
["Total",null,297624217.98324001,260888156.35929999,262754377.67552,246270905.44999999,164134279.60100001,219544183.08037001,229425020.50299999,258244550.28600001,256666986.71399999,227695178.023,237727823.08982,277646450.84500003,2938622129.61025]
[]
[]
[]
["Electric Revenue Usage Report by Location  Twelve Months Ended  for Report Date : '12/31/2018'"]
[]
["State Cde:MT"]
[]
[]
["Usage Qty",null,"201801","201802","201803","201804","201805","201806","201807","201808","201809","201810","201811","201812","Total"]
["Rate Schedule","Revenue Class"]
["0001","01",23198.585999999999,26626.797999999999,25563,22859,13353,8370,7337,7683,7113,13251.852999999999,22661.449000000001,21722.558000000001,199739.24400000001,null,{"$f":"IF(ISBLANK(A84),Q83,TRIM(A84))","v":"0001"},{"$f":"IF(ISBLANK(B84),\"\",IF(CODE(LEFT(B84,1))>57,\"\",LEFT(B84,2)))","v":"01"},{"$f":"Q84&R84","v":"000101"},{"$f":"MATCH(Q84,$A$103:$A$128,0)","v":1}]
[null,"80",20052.356,21875,24928,16741,6724,1258,1338,1240,1345,3675.3139999999999,3396,9666,112238.67,null,"0001","80","000180",1]
[null,"Total",43250.942000000003,48501.798000000003,50491,39600,20077,9628,8675,8923,8458,16927.167000000001,26057.449000000001,31388.558000000001,311977.91399999999,null,"0001","","0001",1]
["0011","21",51467,55528,52780,39877,26260,19727,14241,12593,10606.205,11882.795,22870,34674,352506,null,"0011","21","001121",2]
[null,"80",67651,55913,52271,44125,22876,10864,7773,8430,7016,19759,43350,53441,393469,null,"0011","80","001180",2]
[null,"Total",119118,111441,105051,84002,49136,30591,22014,21023,17622.205000000002,31641.794999999998,66220,88115,745975,null,"0011","","0011",2]
["Total",null,162368.94200000001,159942.79800000001,155542,123602,69213,40219,30689,29946,26080.205000000002,48568.962,92277.448999999993,119503.558,1057952.9140000001]
[]
[]
[]
[]
[]
[]
[]
[]
[]
[]
["Summary by Rate Schedule"]
[]
["0001",null,{"$f":"SUMIF($S$7:$S$73,$A103,C$7:C$73)","v":138407633.12636},113461056.16799,115662487.277,98264516.157000005,76604968.026999995,71752760.663000003,80381696.054000005,94277012.109999999,75899157.459000006,73435394.173999995,91569279.339000002,125701507.281,1155417467.83535]
["0011",null,35387547.958140001,31346900.653999999,30996520.193999998,28139412.923999999,25667469.333999999,25699950.743000001,27662363.956,30772500.502,27397293.954999998,24723468.978,26642991.552000001,32973681.625,347410102.37514001]
["0012",null,3270281.6990200002,2764549.3539999998,2810373.2009999999,2296568.5690000001,1714607.4110000001,1545918.797,1659212.9210000001,1898945.59,1760440.95,1745476.925,2165102.0860000001,2939319.0219999999,26570796.52502]
["0021",null,55916857.873999998,52777360.588,51750060.035999998,50677197.412,48903647.620999999,49104342.358000003,50551567.734999999,54382597.137999997,51313672.023999996,47728842.446000002,48549962.836999997,54177361.799999997,615833469.86899996]
["0022",null,812480,662040,717080,598480,522360,477520,514560,560800,558760,466920,548400,662400,7101800]
["0025",null,28245246.800000001,26107649.100000001,22507242.219999999,27375213.059999999,5514471.8600000003,27431445.850000001,25765555.600000001,27505011,28587593.539999999,26251537.530000001,28333802.390000001,26332786.93,299957555.88]
["025P",null,31034360,29136680,33893450,34523990,0,36069710,33600660,38255050,62513600,47084840,35905670,30311220,412329230]
["0028",null,0,0,0,0,0,0,0,0,0,0,0,0,0]
["0030",null,0,0,0,0,0,0,0,0,0,0,0,0,0]
["0031",null,3451687.727,3364148.1910000001,3275828.3840000001,3268105.344,3965541.9079999998,5863307.2800000003,7254831.8039999995,8554598.1989999991,7225786.6349999998,4999429.5650000004,2936649.11,3373607.57,57533521.717]
["0032",null,{"$f":"SUMIF($S$7:$S$73,$A113,C$7:C$73)","v":223131.49001000001},193565.07,195463.67,166447.62,271793.69,646127.35999999999,1079968.29,1079353.83,450874.65,237062.87,164800.45000000001,202137.61,4910726.6000100002]
["0041",null,1778.6669999999999,1778.6669999999999,1778.6669999999999,1786.778,1952,1840,1962.6669999999999,1784,1906.6669999999999,1890.6669999999999,1781.223,1912,22152.003000000001]
["0042",null,511138.58100000001,494248.86200000002,480654.83399999997,486809.55300000001,493392.51799999998,478596.28100000002,480727.19199999998,482037.29200000002,479335.64,525822.995,468799.614,489687.70699999999,5871251.0690000001]
["0043",null,0,0,0,0,0,0,0,0,0,0,0,0,0]
["0044",null,-78852.748989999993,20657.194,20702.006000000001,21184.254000000001,22165.666000000001,21294.6,20926.133999999998,22391.933000000001,21977.967000000001,32372.366999999998,10319.773999999999,22814.511999999999,157953.65801000001]
["0045",null,7183,33303.934000000001,29555.100999999999,28015.258999999998,29458.333999999999,30522.535,28600.834999999999,28913.067999999999,31489.968000000001,44878.036,31202.678,29240.668000000001,352363.41600000003]
["0046",null,65422.43,186569.62899999999,78028.547999999995,77553.543999999994,82760.232999999993,81162.399000000005,78898.665999999997,82212.798999999999,83011.732000000004,86120.667000000001,69942.698999999993,80102.971000000005,1051786.317]
["0047",null,47565.292999999998,46645.847000000002,45925.292999999998,46611.612999999998,46223.781000000003,47138.39,46063.807000000001,45414.722000000002,45537.196000000004,46505.044999999998,44668.499000000003,46017.731,554317.21699999995]
["0048",null,81682.61,75492.362999999998,79025.569090000005,92966.709000000003,90661.186000000002,93481.822,92448.555999999997,91551.895999999993,92152.512000000002,87781.934999999998,87232.630820000006,94063.827000000005,1058541.6159099999]
["0049",null,239073.4767,215510.73830999999,210202.67543,206046.65400000001,202806.03200000001,199064.00237,204976.28599999999,204376.20699999999,204395.81899999999,196833.823,197218.20800000001,208589.59099999999,2489093.5128100002]
["0058",null,{"$f":"SUMIF($S$7:$S$73,$A123,C$7:C$73)","v":0},0,0,0,0,0,0,0,0,0,0,0,0]
["058A",null,0,0,0,0,0,0,0,0,0,0,0,0,0]
["0063",null,0,0,0,0,0,0,0,0,0,0,0,0,0]
["0090",null,0,0,0,0,0,0,0,0,0,0,0,0,0]
["0095",null,0,0,0,0,0,0,0,0,0,0,0,0,0]
["0099",null,0,0,0,0,0,0,0,0,0,0,0,0,0]
[]
[null,null,{"$f":"SUM(C103:C129)","v":297624217.98324001},260888156.35930002,262754377.67552003,246270905.45000005,164134279.60100001,219544183.08036998,229425020.50300002,258244550.28599998,256666986.71399999,227695178.02300003,237727823.08982,277646450.84500015,{"$f":"IF(ROUND(SUM(O103:O129),3)<>ROUND(SUM(C130:N130),3),#VALUE!,SUM(C130:N130))","v":2938622129.6102505}]
[null,null,null,null,null,null,null,null,null,null,null,null,null,null,{"$f":"O130-O73","v":0}]
["P 021","Primary Sch 021",3770317.1990000005,3593100.5320000001,3360134.3000000003,3424919.3810000001,3102517.4130000002,2891658.9989999998,2809835.6359999999,2980240.9890000001,2989426.1970000002,3067270.59,3280127.2,3442778,{"$f":"SUM(C132:N132)","v":38712326.436000004}]
["D 011","Demand Metered Sch 011",0,0,0,0,0,0,0,0,0,0,0,0,{"$f":"SUM(C133:N133)","v":0}]
[null,null,null,null,null,null,null,null,null,null,null,null,null,null,{"$f":"O132/(O106+O107)","v":6.2145022618708051E-2}]
["Summary by Rate Class"]
[]
["Res","01",{"$f":"SUMIF($R$7:$R$73,$B137,C$7:C$73)","v":142778422.99739},117144586.00899,119448172.77508999,101397653.41200002,79083799.020999998,74085058.502000004,82955112.774000004,97200276.699000001,78568089.751000002,75910815.244000003,94513482.635820001,129573560.10000001,1192659029.9202898]
["Theft","18",0,0,0,0,0,0,0,0,0,0,0,0,0]
["Comm","21",94366396.382840008,85573151.782310009,85907035.799429998,80750273.956000015,71569235.539000019,79166318.12236999,83234493.857000008,91454174.741999999,84776709.227000013,76166591.574000001,77944576.796999991,89191373.594999984,1000100331.37395]
["Ind","31",59400916.831,56832943.656000003,56310043.191,63073980.487000003,12085935.021000002,64340615.498999998,60809761.596000001,67013203.204000004,91687696.072999999,74396228.275000006,64274262.743000001,57719161.704999998,727944748.2809999]
["Pump","39",278994.84299999999,347924.45299999998,243863.87100000001,236211.24,597478.93599999999,1147102.2719999999,1622076.3289999999,1709486.986,859788.18200000003,393995.44099999999,227370.307,278736.52,7943029.3800000008]
["Lighting","51",506669.92901000002,736558.28599999996,610719.15599999996,615349.38800000004,629728.75100000005,613415.81499999994,611115.49399999995,617339.09200000006,617721.97400000005,691084.73199999996,582045.98800000001,623757.85800000001,7455506.4630100001]
["EnExch","61",0,0,0,0,0,0,0,0,0,0,0,0,0]
["Intdpt","80",292817,252992.17300000001,234542.883,197436.967,168102.33300000001,191672.87,192460.45300000001,250069.56299999999,156981.50700000001,136462.75700000001,186084.61900000001,259861.06700000001,2519484.1920000003]
["Svc.","83",0,0,0,0,0,0,0,0,0,0,0,0,0]
["Rent","85",0,0,0,0,0,0,0,0,0,0,0,0,0]
["MiscOth","86",0,0,0,0,0,0,0,0,0,0,0,0,0]
[]
[null,null,{"$f":"SUM(C137:C148)","v":297624217.98324001},260888156.35930005,262754377.67551994,246270905.45000005,164134279.60099998,219544183.08037001,229425020.50299999,258244550.28599998,256666986.71400002,227695178.02300003,237727823.08982,277646450.84499991,{"$f":"IF(ROUND(SUM(O137:O148),3)<>ROUND(SUM(C149:N149),3),#VALUE!,SUM(C149:N149))","v":2938622129.61025}]
[null,null,null,null,null,null,null,null,null,null,null,null,null,null,{"$f":"O149-O130","v":0}]
["Selected Schedule & Class"]
["01101","Res 011",{"$f":"SUMIF($S$6:$S$73,$A152,C$6:C$73)","v":0},0,0,0,0,0,0,0,0,0,0,0,0]
["01121","Comm 011",34806907.38414,30805696.364,30464350.504000001,27628802.284000002,25214084.649,25298760.467999998,27244721.535999998,30321397.671999998,26947249.315000001,24280843.598000001,26143470.901999999,32344141.164999999,341500425.84113997]
["01201","Res 012",3270281.6990200002,2764549.3539999998,2810373.2009999999,2296568.5690000001,1714607.4110000001,1545918.797,1659212.9210000001,1898945.59,1760440.95,1745476.925,2165102.0860000001,2939319.0219999999,26570796.52502]
["01221","Comm 012",0,0,0,0,0,0,0,0,0,0,0,0,0]
[null,null,{"$f":"SUM(C152:C155)","v":38077189.083159998},{"$f":"SUM(D152:D155)","v":33570245.718000002},33274723.705000002,29925370.853,26928692.059999999,26844679.264999997,28903934.456999999,32220343.261999998,28707690.265000001,26026320.523000002,28308572.987999998,35283460.186999999,{"$f":"IF(ROUND(SUM(O152:O155),3)<>ROUND(SUM(C156:N156),3),#VALUE!,SUM(C156:N156))","v":368071222.36615992}]
[]
[null,"Total Sch 011 & Sch 012",{"$f":"SUM(C104:C105)","v":38657829.657159999},{"$f":"SUM(D104:D105)","v":34111450.008000001},33806893.394999996,30435981.493000001,27382076.744999997,27245869.539999999,29321576.877,32671446.092,29157734.904999997,26468945.903000001,28808093.638,35913000.647,{"$f":"SUM(O104:O105)","v":373980898.90016001}]
[null,"less: Res & Comm Sch 011 & Sch 012",{"$f":"C156","v":38077189.083159998},{"$f":"D156","v":33570245.718000002},33274723.705000002,29925370.853,26928692.059999999,26844679.264999997,28903934.456999999,32220343.261999998,28707690.265000001,26026320.523000002,28308572.987999998,35283460.186999999,{"$f":"O156","v":368071222.36615992}]
[null,"Other Sch 011 & Sch 012",{"$f":"C158-C159","v":580640.57400000095},{"$f":"D158-D159","v":541204.28999999911},532169.68999999389,510610.6400000006,453384.68499999866,401190.27500000224,417642.42000000179,451102.83000000194,450044.63999999687,442625.37999999896,499520.65000000224,629540.46000000089,{"$f":"IF(ROUND(O158-O159,3)<>ROUND(SUM(C160:N160),3),#VALUE!,SUM(C160:N160))","v":5909676.5339999981}]
[]
["Selected Schedule & Class"]
["02101","Res 021",{"$f":"SUMIF($S$6:$S$76,$A163,C$6:C$76)","v":0},0,0,0,0,0,0,0,0,0,0,0,0]
["02121","Comm 021",50928841.636,46836712.490000002,47197375.004000001,45021521.412,43773070.662,44043381.807999998,45525831.318000004,49124511.020000003,46388351.702,42639038.848999999,43594650.134999998,48777481,553850767.03600001]
["02131","Ind 021",4833096.2379999999,5805248.0980000002,4429405.0319999997,5554876,5050056.9589999998,4992840.55,4960816.4170000004,5189846.1179999998,4854240.3219999997,5014403.5970000001,4859992.7019999996,5259160.8,60803982.832999997]
["02201","Res 022",812480,662040,717080,598480,522360,477520,514560,560800,558760,466920,548400,662400,7101800]
["02221","Comm 022",0,0,0,0,0,0,0,0,0,0,0,0,0]
["02231","Ind 021",0,0,0,0,0,0,0,0,0,0,0,0,0]
[null,null,{"$f":"SUM(C163:C168)","v":56574417.873999998},53304000.588,52343860.035999998,51174877.412,49345487.620999999,49513742.357999995,51001207.735000007,54875157.138000004,51801352.023999996,48120362.446000002,49003042.836999997,54699041.799999997,621756549.86899996]
[]
[null,"Total Sch 021 & Sch 022",{"$f":"SUM(C106:C107)","v":56729337.873999998},{"$f":"SUM(D106:D107)","v":53439400.588},52467140.035999998,51275677.412,49426007.620999999,49581862.358000003,51066127.734999999,54943397.137999997,51872432.023999996,48195762.446000002,49098362.836999997,54839761.799999997,{"$f":"SUM(O106:O107)","v":622935269.86899996}]
[null,"less: Res, Comm, Ind Sch 021 & Sch 022",{"$f":"C169","v":56574417.873999998},{"$f":"D169","v":53304000.588},52343860.035999998,51174877.412,49345487.620999999,49513742.357999995,51001207.735000007,54875157.138000004,51801352.023999996,48120362.446000002,49003042.836999997,54699041.799999997,{"$f":"O169","v":621756549.86899996}]
[null,"Other Sch 021 & Sch 022",{"$f":"C171-C172","v":154920},{"$f":"D171-D172","v":135400},123280,100800,80520,68120.000000007451,64919.999999992549,68239.999999992549,71080,75400,95320,140720,{"$f":"IF(ROUND(O171-O172,3)<>ROUND(SUM(C173:N173),3),#VALUE!,SUM(C173:N173))","v":1178719.9999999925}]

{"sheet":"Load Shape","index":15,"n_rows":2018,"n_cols":14,"rows_kept":2018,"cut":false,"hidden":false,"merged":[]}
[]
["Month","Weekday","Hour","m.wkdy.h","WA01","WA11","WA21S","WA21P","WA31","ID01","ID11","ID21S","ID21P","ID31"]
["January","Sunday",1,"1.1.1",3.3117184923626648E-2,4.1208921689680079E-2,3.8253727424905376E-2,4.3713039832378009E-2,3.7214527766290181E-2,3.1936529166383773E-2,4.137078834011982E-2,3.630701165001906E-2,4.2955323530289524E-2,3.9825360066951802E-2]
[null,null,2,"1.1.2",3.1864448617745414E-2,4.0317342047925725E-2,3.852807854140141E-2,4.3025138314176023E-2,4.223061820196658E-2,3.1282001095037176E-2,4.0924879112753949E-2,3.5999505666820086E-2,4.2919510728918406E-2,4.0985809287248334E-2]
[null,null,3,"1.1.3",3.1210665039675931E-2,4.1160755601555736E-2,3.7932947657925382E-2,4.285417835554612E-2,4.2505651226004873E-2,3.0904409127174726E-2,4.1749510643368001E-2,3.5524246606799086E-2,4.2269018089728126E-2,3.5272491165066158E-2]
[null,null,4,"1.1.4",3.1036847733168903E-2,4.1060412069980276E-2,3.8969670444698346E-2,4.1750415814866979E-2,3.8807260068818482E-2,3.0630154032118894E-2,4.1933311281166258E-2,3.5708948553397145E-2,4.2451492839571441E-2,3.3494175217355815E-2]
[null,null,5,"1.1.5",3.2017646393967807E-2,4.1339611347984043E-2,3.9129761093331085E-2,4.0109403296204008E-2,3.7164464729524088E-2,3.1443517424715857E-2,4.2590520033913483E-2,3.5959515543565843E-2,4.164229406573354E-2,3.2272816422195927E-2]
[null,null,6,"1.1.6",3.3157118679211048E-2,4.2400473166948172E-2,4.1000230938438374E-2,4.1135347669969E-2,3.6243129193249839E-2,3.3763439663089485E-2,4.4243678596352899E-2,3.7503190974516092E-2,4.2777112209180866E-2,4.7048992007445577E-2]
[null,null,7,"1.1.7",3.5639106522436667E-2,4.4116647290130387E-2,4.2859274736759351E-2,4.1883620577449571E-2,3.5825184392578521E-2,3.7393110594278675E-2,4.630860839167196E-2,4.04469811902258E-2,4.258738963048863E-2,3.8152539502904773E-2]
[null,null,8,"1.1.8",3.9842786280112452E-2,4.2446387527732964E-2,4.5074069407351897E-2,4.2165815282380247E-2,3.6597585531255396E-2,4.1962519575624392E-2,4.3981360571236298E-2,4.3603526654231839E-2,4.2725204964336419E-2,3.3138463300153853E-2]
[null,null,9,"1.1.9",4.453380044775606E-2,3.7523813321424716E-2,4.4195043390353607E-2,3.9904011337266891E-2,3.9378154347730072E-2,4.566003418584802E-2,3.8762917827585369E-2,4.3663069078669715E-2,4.2279570075846394E-2,4.2773383490337907E-2]
[null,null,10,"1.1.10",4.6614180522977174E-2,3.7464224563485131E-2,4.4053883283743156E-2,3.9522674626089702E-2,4.2822842596793552E-2,4.7325512298344426E-2,4.0524710609288653E-2,4.4560544497583968E-2,4.1273400894467342E-2,4.4682533204854734E-2]
[null,null,11,"1.1.11",4.8125849669450819E-2,3.8508742719110471E-2,4.437516702521957E-2,3.8193673263025585E-2,4.3512432697210716E-2,4.4339912980972195E-2,4.0025814188026962E-2,4.6242042399377646E-2,4.0953537153649709E-2,4.4797774120496195E-2]
[null,null,12,"1.1.12",4.6896866161877451E-2,4.0266342660499943E-2,4.5853174605830709E-2,3.9890164688349779E-2,4.370515656806967E-2,4.3990673595392812E-2,4.3276777497306351E-2,4.7745709996655922E-2,4.2472063883216164E-2,4.7552105095816845E-2]
[null,null,13,"1.1.13",4.7081820105370382E-2,3.8924551759748023E-2,4.4160536886550909E-2,3.9284973819679332E-2,4.5940050830920932E-2,4.4727468226731661E-2,4.2077821809973007E-2,4.6091043377736549E-2,4.0131867850762941E-2,4.8000155928511645E-2]
[null,null,14,"1.1.14",4.5783451730972848E-2,3.9206226446615138E-2,4.2071334235389925E-2,3.9351068490510337E-2,4.3647439783828061E-2,4.543525445180794E-2,4.1278929908330486E-2,4.5851315163224E-2,4.0755820646079986E-2,5.8916126297221663E-2]
[null,null,15,"1.1.15",4.5447599706692883E-2,3.8225815415710088E-2,4.1699755414089733E-2,3.9553321875692909E-2,4.3578179642738121E-2,4.496140851011781E-2,4.0488268823763461E-2,4.5183242785280568E-2,4.0421994176156349E-2,5.5916451554351432E-2]
[null,null,16,"1.1.16",4.5366729764180463E-2,3.8646933164512426E-2,4.0518061213577032E-2,3.9104321206807451E-2,4.9226268865860165E-2,4.6416886537776834E-2,3.848229513548658E-2,4.4512903473866564E-2,4.0387460403405628E-2,4.9604514130412267E-2]
[null,null,17,"1.1.17",4.7844694480543071E-2,4.3059394199750189E-2,4.1277936635176309E-2,4.0416152725214365E-2,4.9622130722995574E-2,4.8671462474830077E-2,4.0642769428257286E-2,4.7854965563686652E-2,3.991976227121375E-2,4.4563394076422021E-2]
[null,null,18,"1.1.18",4.9153012120040897E-2,4.6700854846661907E-2,4.3782359149188037E-2,4.3111172159447674E-2,4.7254738798928775E-2,5.4401139500985012E-2,4.2677310125417131E-2,4.9375050718208809E-2,4.106342702928549E-2,3.0091035450590758E-2]
[null,null,19,"1.1.19",5.0245217355164608E-2,4.7251454373539697E-2,4.3310725641142758E-2,4.2371484174295711E-2,4.5441678946121632E-2,5.1213740521815432E-2,4.1671328352928062E-2,4.5174901178525587E-2,4.1559157205407739E-2,3.5701538210403588E-2]
[null,null,20,"1.1.20",4.9624396078335277E-2,4.6778189005489426E-2,4.2418304926981454E-2,4.1833588019362412E-2,4.2352325333954326E-2,5.0228199724928535E-2,4.1533017116371564E-2,4.2429556193579264E-2,4.1942332862935035E-2,4.2084618017783147E-2]
[null,null,21,"1.1.21",4.7816395897318689E-2,4.5862541231774474E-2,4.1294591417363143E-2,4.328425527091153E-2,4.3879561633495399E-2,4.7010643335884249E-2,4.179460211706669E-2,4.1118117470438038E-2,4.1197938205863913E-2,4.4860145525156256E-2]
[null,null,22,"1.1.22",4.4967311799405191E-2,4.2819458485223637E-2,4.0269775028068416E-2,4.556359830465323E-2,4.0498738260907968E-2,4.2504539731634629E-2,4.1087045058340994E-2,3.8002199704724841E-2,4.1471756916347267E-2,4.4424276607434129E-2]
[null,null,23,"1.1.23",3.9166817877895575E-2,4.2633385281627488E-2,4.021959806726725E-2,4.6328487190834329E-2,3.7333600001606022E-2,3.8168577854042478E-2,4.1392653411434922E-2,3.58842462681759E-2,4.1922827676473977E-2,3.602606442527552E-2]
[null,null,24,"1.1.24",3.3446052092073818E-2,4.2077521782889662E-2,3.8751992835246565E-2,4.5650093704888768E-2,3.5218279859150964E-2,3.5628865390465038E-2,4.1181081619839882E-2,3.5258165290691194E-2,4.1919736690641349E-2,2.9815236895609512E-2]
["January","Monday",1,"1.2.1",3.3847255359846368E-2,3.3450418558704204E-2,3.1710478633551996E-2,2.8460198388984552E-2,3.9531064435092425E-2,3.4119754048902676E-2,3.5365122339492336E-2,2.5359908750470134E-2,3.121130193736342E-2,2.6349880276771723E-2]
[null,null,2,"1.2.2",3.2046790479524079E-2,3.3570178590495353E-2,3.2525841650430584E-2,2.8867384744026586E-2,3.2579841258004158E-2,3.3092546485763624E-2,3.6478729865820146E-2,2.5288175625932996E-2,3.199674456290081E-2,3.3755699057456144E-2]
[null,null,3,"1.2.3",3.2195223920361213E-2,3.3735395781260391E-2,3.2370912880228683E-2,2.827368002017204E-2,3.3545404863324052E-2,3.2431613369805372E-2,3.6226071286845657E-2,2.4514072117315374E-2,3.1253886661039683E-2,3.0292423428994068E-2]
[null,null,4,"1.2.4",3.2464905813613429E-2,3.3879781977328938E-2,3.2941863580750803E-2,2.837108470142943E-2,3.6500391234129417E-2,3.3490763150644177E-2,3.7211874790991195E-2,2.5708417808889345E-2,3.1547793704786435E-2,2.9628894282762216E-2]
[null,null,5,"1.2.5",3.3623634206496764E-2,3.4313098192386191E-2,3.4961128054289421E-2,3.1394688348794102E-2,3.6049470247840977E-2,3.400072231412149E-2,3.7146120146951941E-2,3.0311686224403382E-2,3.4644483970152046E-2,4.0393097704783845E-2]
[null,null,6,"1.2.6",3.8375761590882601E-2,3.719714819560057E-2,3.7628869250174467E-2,3.3797800984958458E-2,3.8816352584872205E-2,3.5773360659071621E-2,3.9657147506764363E-2,3.863348053682425E-2,4.364749025844257E-2,3.991219125934975E-2]
[null,null,7,"1.2.7",4.2955526717772419E-2,4.3593924711935114E-2,4.3555350497746392E-2,4.0126264296818502E-2,4.0152559049640532E-2,4.1617681231080034E-2,4.3343407785397775E-2,4.4901903008812714E-2,4.8659527084166002E-2,4.3629733878922543E-2]
[null,null,8,"1.2.8",4.4101241584431745E-2,4.9115326570462386E-2,4.7396272109757699E-2,4.7850571478483039E-2,4.1796243261924292E-2,4.8159883996475875E-2,4.6125693790300633E-2,5.1234705609627187E-2,5.485741563857563E-2,4.424948040329648E-2]
[null,null,9,"1.2.9",4.4795174477332181E-2,4.9291480639700208E-2,4.8226940498255967E-2,4.9686707699161697E-2,4.6433174650699703E-2,4.5204527014671932E-2,4.5727571265121003E-2,5.4029532128500597E-2,5.4259458497805745E-2,5.1824810511388035E-2]
[null,null,10,"1.2.10",4.300141446483071E-2,4.9674332011959567E-2,4.9191600635244942E-2,5.2363944938293258E-2,5.2714764163176345E-2,4.4833284392108423E-2,4.7704432008638088E-2,5.5837821103220019E-2,5.4803238854012067E-2,5.5698753084977383E-2]
[null,null,11,"1.2.11",4.3855803801248219E-2,4.9915355593203314E-2,4.8911218424755584E-2,4.9801390115546885E-2,5.0034559942299918E-2,4.08760967785975E-2,4.8185969101879854E-2,5.5104522260576452E-2,5.3421288095315711E-2,4.8707581487770948E-2]
[null,null,12,"1.2.12",4.2289049463389169E-2,5.0109867128081693E-2,4.8931986756487078E-2,5.184874374921402E-2,4.5899192933521356E-2,4.0543532976393966E-2,4.8169101846680544E-2,5.6230881414682722E-2,5.2339523413346717E-2,4.2943962224260203E-2]
[null,null,13,"1.2.13",4.1777830496572015E-2,4.8793961795470721E-2,4.7718061222187191E-2,5.149165123024721E-2,4.4124726330891685E-2,3.9745242797991485E-2,4.5770117303372354E-2,5.5102585249574551E-2,5.2676900685420844E-2,4.3667897340755928E-2]
[null,null,14,"1.2.14",4.0442088570846316E-2,4.8192651732031737E-2,4.7252308188236274E-2,5.3440498582095125E-2,4.2176346975142442E-2,3.891841462439842E-2,4.5830378568122658E-2,5.6031101668125832E-2,5.2799744330657081E-2,5.1286541807370037E-2]
[null,null,15,"1.2.15",3.8858442318801999E-2,4.8698112544553536E-2,4.6957451079873445E-2,5.0938299874342161E-2,4.143756559989048E-2,3.893352362495052E-2,4.7053540299531842E-2,5.5294655182604187E-2,5.3717932153438626E-2,4.9805659009234386E-2]
[null,null,16,"1.2.16",4.0887963676033992E-2,4.6555308873574515E-2,4.586702607494219E-2,4.5577969519408207E-2,4.1598956634785439E-2,4.1251318362535372E-2,4.5197718241958611E-2,4.9650332558027685E-2,4.4376904589691353E-2,5.1205532250349489E-2]
[null,null,17,"1.2.17",4.5682457566034146E-2,4.7461966398853805E-2,4.5136034000218032E-2,4.3115544389835336E-2,3.8226579656493093E-2,4.7117805065200143E-2,4.5648249080287549E-2,4.6854435585705866E-2,3.4635709424063743E-2,4.6353387569153713E-2]
[null,null,18,"1.2.18",5.2013052577963487E-2,4.3535445149990318E-2,4.5490977181734664E-2,4.3204426161482692E-2,3.7241816083228796E-2,5.3027634815169283E-2,4.2930925050600373E-2,4.3828607761363506E-2,3.5219498490415814E-2,4.2871849670611861E-2]
[null,null,19,"1.2.19",5.3316986141992456E-2,3.9086839518332119E-2,4.2885638302186224E-2,4.1812003051317589E-2,4.0682227730541524E-2,5.4336132842134968E-2,3.9077725030890569E-2,4.0509628614077031E-2,3.425598892958185E-2,3.9904230782648313E-2]
[null,null,20,"1.2.20",5.2158056854193141E-2,3.774139733875919E-2,4.1912206286252855E-2,4.1538110364258141E-2,3.7002790395341247E-2,5.2126289537170745E-2,3.7574050706729686E-2,3.963996164820164E-2,3.4441381403355814E-2,4.4627603046614915E-2]
[null,null,21,"1.2.21",4.9404387450655986E-2,3.6760909821217436E-2,4.0502996148145981E-2,3.9813003884417518E-2,4.0190680725124349E-2,5.0212414642436379E-2,3.7513052075631881E-2,3.7034439724282789E-2,3.4183216547344908E-2,4.3689203322515663E-2]
[null,null,22,"1.2.22",4.60585942333053E-2,3.5796609368821113E-2,3.8167554748040955E-2,4.0343279607500879E-2,4.7506146772346249E-2,4.5245040578332306E-2,3.7327678175867733E-2,3.2482909892108738E-2,3.4327875807167667E-2,4.1780093704176041E-2]
[null,null,23,"1.2.23",4.0285343102860541E-2,3.5620043044740632E-2,3.6182644637675787E-2,3.976766432445128E-2,4.7657381302459029E-2,3.9262550572599066E-2,3.7324212554034432E-2,2.9167690075385153E-2,3.3724283636799801E-2,2.9126915987236074E-2]
[null,null,24,"1.2.24",3.5563015131011649E-2,3.3910446462536985E-2,3.3574639158832867E-2,3.8115089544761248E-2,4.8101763169230177E-2,3.5679866119444528E-2,3.7411111178088548E-2,2.7248545451287753E-2,3.2998411324155472E-2,2.8294577908600148E-2]
["January","Tuesday",1,"1.3.1",3.3163054526489148E-2,3.3037483624188103E-2,3.293341198477482E-2,3.4029743834091263E-2,4.8673156711395674E-2,3.4174949038412027E-2,3.643658118279814E-2,2.6580993618719725E-2,3.302885848780808E-2,4.6601147170791196E-2]
[null,null,2,"1.3.2",3.2547212951679845E-2,3.3359217090331829E-2,3.2361962679859316E-2,3.3164546169619995E-2,4.4178639038671252E-2,3.235159367527448E-2,3.5971574141835064E-2,2.5631345318884547E-2,3.3670582479670183E-2,4.5871993545425462E-2]
[null,null,3,"1.3.3",3.2383412035368375E-2,3.3239298143769989E-2,3.2079799841271114E-2,3.2936884954596922E-2,3.9472013043828753E-2,3.2158482363720396E-2,3.6011373404747742E-2,2.4947917152847155E-2,3.2257866925997296E-2,3.4245876630452428E-2]
[null,null,4,"1.3.4",3.2405932929745869E-2,3.2724565431632414E-2,3.2574663810244042E-2,3.249293761210973E-2,3.9479574609390666E-2,3.4220879029610393E-2,3.6043643558442133E-2,2.5156131701097782E-2,3.2363747009444492E-2,4.0930905448829422E-2]
[null,null,5,"1.3.5",3.3696929205656173E-2,3.3395150739617054E-2,3.4274561661605175E-2,3.3651495595449159E-2,4.2652099930061915E-2,3.4728681369427326E-2,3.6162489568490372E-2,2.9713747523534003E-2,3.5058637758460562E-2,3.6752124862631637E-2]
[null,null,6,"1.3.6",3.7747365492148965E-2,3.5577771646318625E-2,3.6675699540719302E-2,3.6698796505105345E-2,4.5124347382423102E-2,3.8034401948436047E-2,3.8151544949182513E-2,3.8192689178018394E-2,4.3625776351194134E-2,3.9643468220957892E-2]
[null,null,7,"1.3.7",4.4431802160360467E-2,4.2758028162132908E-2,4.3097510517095192E-2,4.4187909642682995E-2,4.3819528755544443E-2,4.37269252154837E-2,4.1834347315672323E-2,4.5262963240150549E-2,4.8101616242370727E-2,3.9303814783386889E-2]
[null,null,8,"1.3.8",4.6316596901180347E-2,4.7738261412350456E-2,4.740046053239292E-2,4.8812095353850803E-2,4.1159908271801625E-2,4.7404862309240993E-2,4.54220657543985E-2,4.9639778026933909E-2,5.2918006574747482E-2,5.0883098937684612E-2]
[null,null,9,"1.3.9",4.4616993120214513E-2,5.1059013404668334E-2,4.8458807258178103E-2,5.0509003275493673E-2,4.6288443992573258E-2,4.3817206023113182E-2,4.5184925512991768E-2,5.329566266092263E-2,5.3224509926755009E-2,5.2831527258057794E-2]
[null,null,10,"1.3.10",4.258721199384919E-2,5.1019176534788963E-2,5.0400540863337409E-2,5.2384298084275797E-2,4.3429018751016485E-2,4.1790868111095607E-2,4.8191425198967401E-2,5.5496470208729526E-2,5.1836613746512265E-2,4.7520413983056745E-2]
[null,null,11,"1.3.11",4.1400454720774978E-2,5.088707953997338E-2,5.1266625693131666E-2,5.0240413007104329E-2,4.4562869098918982E-2,4.1221857403710351E-2,4.9311251150169329E-2,5.6257314536374371E-2,5.0860385058259905E-2,3.871121806909919E-2]
[null,null,12,"1.3.12",4.0404760350515129E-2,5.1215394436534299E-2,4.9393872127396307E-2,5.1484549920209614E-2,4.4624258758311469E-2,4.1113045008087941E-2,4.9073932915636873E-2,5.6212839818410985E-2,5.0320165939785173E-2,3.3260070202771948E-2]
[null,null,13,"1.3.13",3.9564003853148053E-2,5.045030315053313E-2,4.9380182593662787E-2,5.0348104256610925E-2,4.339133908533508E-2,4.087058867014981E-2,4.7518006007090004E-2,5.5999474243503579E-2,5.3304536496212467E-2,3.3323827673988352E-2]
[null,null,14,"1.3.14",3.8111533386519132E-2,4.8872789525110628E-2,4.9375156760213389E-2,4.9179500051081591E-2,4.2764369954337113E-2,4.0468853305511886E-2,4.8308847264009816E-2,5.589813721664124E-2,5.293033671218874E-2,3.3551731652918242E-2]
[null,null,15,"1.3.15",3.8730125755984383E-2,4.9176015720683301E-2,4.836967952072687E-2,4.5833098124163016E-2,3.9843298729131518E-2,3.8687778533227218E-2,4.8763121319491509E-2,5.4194190162059216E-2,5.3856449357937923E-2,3.2532307649505481E-2]
[null,null,16,"1.3.16",4.2231480246707545E-2,4.7972130380442457E-2,4.6356868081853894E-2,4.2518482656871769E-2,3.9088423794221859E-2,3.8490085940811283E-2,4.7011366374019266E-2,4.9108053877678422E-2,4.4740500325157653E-2,3.9593621470734162E-2]
[null,null,17,"1.3.17",4.7270986944694636E-2,4.6787568984620026E-2,4.4417866045694192E-2,3.9339570921066359E-2,3.4286445176022348E-2,4.5641231000993022E-2,4.6313668919792647E-2,4.64906036542162E-2,3.5212008758375046E-2,5.7189987990410876E-2]
[null,null,18,"1.3.18",5.1386291662205701E-2,4.2463341012229275E-2,4.3280798163194127E-2,3.9603961974889544E-2,3.7115495993203303E-2,5.419528032762732E-2,4.3279420105516109E-2,4.4111206243174966E-2,3.6055151511535641E-2,6.0669986692076933E-2]
[null,null,19,"1.3.19",5.2887456565786396E-2,3.9495368102165501E-2,4.2353218173299657E-2,3.9555378656997639E-2,4.050115493301798E-2,5.4746172376110729E-2,3.8867468899483636E-2,4.2135448306350604E-2,3.5573560207862252E-2,5.1314331288457353E-2]
[null,null,20,"1.3.20",5.3234687141776489E-2,3.7326138244579254E-2,4.0451095487508207E-2,3.8526890015979337E-2,3.7862168551910214E-2,5.1073899107048654E-2,3.6577391544561154E-2,4.0061242942983549E-2,3.5206838055577103E-2,4.8153351788223185E-2]
[null,null,21,"1.3.21",5.1382308240139681E-2,3.6187082395929854E-2,3.8724579098331879E-2,3.9413881072502786E-2,3.8643573047350645E-2,4.9893468758599673E-2,3.603899793786064E-2,3.6598509245144302E-2,3.439662870177574E-2,4.3772402056931947E-2]
[null,null,22,"1.3.22",4.6865856805956486E-2,3.5386261629105305E-2,3.7466922901781864E-2,4.0072307285552222E-2,4.2573536545494922E-2,4.4380067435115064E-2,3.6339290140275489E-2,3.1988604220401978E-2,3.417675450895228E-2,3.4710262866257696E-2]
[null,null,23,"1.3.23",4.0942400762962447E-2,3.4732177936801778E-2,3.5096941387405711E-2,3.777060615715417E-2,4.0068607750450909E-2,4.020440012328947E-2,3.6057758413312324E-2,2.9076477581733193E-2,3.3307678692528132E-2,3.0570895989539142E-2]
[null,null,24,"1.3.24",3.5691142246136072E-2,3.5140382751492845E-2,3.3808775276321805E-2,3.724554487254108E-2,4.0397728095586387E-2,3.6604422925903497E-2,3.7129508421255258E-2,2.7950199321489178E-2,3.3972790170891727E-2,2.8061633767811525E-2]
["January","Wednesday",1,"1.4.1",3.3973629375949041E-2,3.5002192128448018E-2,3.4161126786977164E-2,3.5279603519907866E-2,4.1224560918427883E-2,3.4165749567415866E-2,3.7944041132655683E-2,2.8711702610945855E-2,3.4848512385453841E-2,2.9527868845696512E-2]
[null,null,2,"1.4.2",3.3525048547723028E-2,3.435790073275341E-2,3.3092678065454413E-2,3.3940321635546195E-2,3.775406165369357E-2,3.3117442844284632E-2,3.7243979396486458E-2,2.715146165864419E-2,3.4599396623249817E-2,2.6883662123182495E-2]
[null,null,3,"1.4.3",3.2828928128139381E-2,3.4035273876319529E-2,3.2889012614659714E-2,3.367005949897648E-2,3.7284697175049182E-2,3.2918453874926264E-2,3.7637684392321319E-2,2.6590630869665274E-2,3.4229917072145503E-2,2.7538113599823444E-2]
[null,null,4,"1.4.4",3.1879565208603695E-2,3.4794081015618324E-2,3.420629875960593E-2,3.3701606725196828E-2,3.6529476048113609E-2,3.3122566195084302E-2,3.8382923226895287E-2,2.7292482856841226E-2,3.5275111477972125E-2,3.7591668067491216E-2]
[null,null,5,"1.4.5",3.3710925439903429E-2,3.5105009703916161E-2,3.5516108452309389E-2,3.4384070820481616E-2,3.3565886305789876E-2,3.2643813534601419E-2,3.8070994497793054E-2,3.044110866194049E-2,3.6165856774147936E-2,3.7900433860283994E-2]
[null,null,6,"1.4.6",3.770815484992552E-2,3.6884544663941754E-2,3.8342343145715725E-2,3.6777756327681356E-2,3.5072316897450391E-2,3.5228954868946123E-2,3.9476132760022598E-2,3.8113920345994999E-2,4.343321996635538E-2,4.1465575295436478E-2]
[null,null,7,"1.4.7",4.2724164554850223E-2,4.2961958529562923E-2,4.3149117187358671E-2,4.3108308708718464E-2,4.0140794942754611E-2,4.1142612838501041E-2,4.1803655110259304E-2,4.4706715235941892E-2,4.6244859490921081E-2,3.4505041421436435E-2]
[null,null,8,"1.4.8",4.4922441608373581E-2,4.7502411531751422E-2,4.667364312246406E-2,4.7463051502821339E-2,4.4317141030293598E-2,4.4379910480288665E-2,4.5333568647216861E-2,4.9044851830876021E-2,5.1569093108780294E-2,4.3821023093494983E-2]
[null,null,9,"1.4.9",4.3080123384438083E-2,4.8488646296303339E-2,4.7509648317240923E-2,4.8990254993732989E-2,4.714124836344754E-2,4.3383506309211187E-2,4.4504192782248084E-2,5.2454465981232677E-2,5.2356583849323172E-2,5.29297171090694E-2]
[null,null,10,"1.4.10",4.3288951284964246E-2,4.833626938641826E-2,4.8059251092863374E-2,4.7979427395602167E-2,4.726077532469776E-2,4.2134172052950281E-2,4.5722816052037443E-2,5.294248035384426E-2,5.0760032751199988E-2,5.339977538680804E-2]
[null,null,11,"1.4.11",4.1700789488640158E-2,4.9540849907901745E-2,4.9803827969653235E-2,4.8971008916153962E-2,3.9515181364162648E-2,4.0093987309141252E-2,4.8289625993597395E-2,5.4719037135531917E-2,5.0295021099945283E-2,5.462266943187713E-2]
[null,null,12,"1.4.12",4.1890783624925994E-2,4.8562253535911669E-2,4.8297380273584378E-2,5.0213606495696436E-2,3.9005597400278307E-2,4.098517195411136E-2,4.684705276472477E-2,5.4394768113546897E-2,4.9325786363994338E-2,5.5236075889970475E-2]
[null,null,13,"1.4.13",4.1236537085875213E-2,4.7570375182104753E-2,4.7785754951602893E-2,4.907477432498808E-2,4.2403166703285942E-2,4.1538839588075048E-2,4.6105450385978249E-2,5.3826933673985153E-2,5.1130311177009391E-2,4.6823290882333835E-2]
[null,null,14,"1.4.14",4.0557916096149234E-2,4.75061104383857E-2,4.7348998571773118E-2,5.0600933806974453E-2,4.3287583926030701E-2,4.0121278918396605E-2,4.6573394800580786E-2,5.4293753922448389E-2,5.129001954513538E-2,4.9692935822297758E-2]
[null,null,15,"1.4.15",4.0669095395910744E-2,4.6958642184101521E-2,4.6285635090812155E-2,4.8014923699061601E-2,4.4345736981436082E-2,3.9968992816406597E-2,4.5872409287326353E-2,5.2710454797458638E-2,5.287405493954548E-2,4.184714958846697E-2]
[null,null,16,"1.4.16",4.1884002281693519E-2,4.6354477409699599E-2,4.484305049797898E-2,4.3186927119961124E-2,4.3976252605523174E-2,4.2382513124533991E-2,4.4619958180464714E-2,4.8247319201891563E-2,4.42611870252895E-2,3.6728691396118458E-2]
[null,null,17,"1.4.17",4.6583872985148801E-2,4.7015609355924227E-2,4.5397399150060004E-2,4.1107079774038331E-2,4.5904730634369284E-2,4.7704112005842035E-2,4.6374328170284543E-2,4.7503639258465548E-2,3.6400393072984059E-2,3.9079601553935528E-2]
[null,null,18,"1.4.18",5.1601212454817878E-2,4.3387944264874835E-2,4.4213175059484661E-2,4.0706997397194959E-2,4.8008281716612887E-2,5.4291910441924156E-2,4.4099857018369264E-2,4.4525062089517391E-2,3.6173046646493748E-2,3.4184931528040037E-2]
[null,null,19,"1.4.19",5.2639898094141414E-2,3.9787424537417897E-2,4.2869575144075078E-2,4.0264156046107606E-2,4.443728517034546E-2,5.389814882783571E-2,3.8921793193261438E-2,4.2185099330405748E-2,3.5777071084337267E-2,3.6637319822165754E-2]
[null,null,20,"1.4.20",5.1700405593326844E-2,3.961574113924661E-2,4.1544363542072631E-2,3.9525633210704639E-2,4.2125847695084047E-2,5.2850807503847262E-2,3.7334744160889347E-2,4.0786427209626441E-2,3.5494535730303624E-2,4.3084275323384214E-2]
[null,null,21,"1.4.21",4.9321056622292178E-2,3.8128580189524162E-2,4.0435697563827804E-2,3.880435921841497E-2,4.2710110293966375E-2,5.1247791413723855E-2,3.7070353293854018E-2,3.7816265196224733E-2,3.4852040748734658E-2,4.1834774205990306E-2]
[null,null,22,"1.4.22",4.6258078337958218E-2,3.6414803569663437E-2,3.8143178185028055E-2,3.9731121402214735E-2,4.2223464808876184E-2,4.6251940654337291E-2,3.7596862243032519E-2,3.3545805415614832E-2,3.4744858392468367E-2,4.3680975015134064E-2]
[null,null,23,"1.4.23",4.1055149863321434E-2,3.573394412138934E-2,3.5753188214803597E-2,3.8092617481529999E-2,4.137710694556565E-2,3.9773842992476535E-2,3.6979691171349485E-2,2.9862348527469534E-2,3.4169069448774458E-2,4.9409952076331358E-2]
[null,null,24,"1.4.24",3.5259269692928211E-2,3.5954956298821499E-2,3.3679548240594222E-2,3.6411399978293686E-2,4.0388695094745165E-2,3.6653479883138378E-2,3.7194491338350781E-2,2.8133265721886416E-2,3.3730021225435183E-2,4.1574478661231123E-2]
["January","Thursday",1,"1.5.1",3.3401224539033769E-2,3.4130440136326406E-2,3.2737213220976738E-2,3.4295627686645042E-2,3.8104608365981035E-2,3.4269945014031668E-2,3.6307664372468164E-2,2.7046391359557467E-2,3.283629766733169E-2,3.9975251418324448E-2]
[null,null,2,"1.5.2",3.2509234760842123E-2,3.3783390405358243E-2,3.2575945485883342E-2,3.3539097565908331E-2,3.705915723474322E-2,3.2465440855281018E-2,3.6399249502060915E-2,2.6027520557056753E-2,3.3187023169277449E-2,3.3331215433771537E-2]
[null,null,3,"1.5.3",3.2017762667481922E-2,3.3605748196353424E-2,3.2015197345263736E-2,3.2979001804050036E-2,3.824050317647943E-2,3.2299749316627331E-2,3.6466638312122712E-2,2.5711706133193287E-2,3.2144869227701676E-2,3.0273626454745118E-2]
[null,null,4,"1.5.4",3.2260208436470185E-2,3.4593670142294627E-2,3.3404397457855839E-2,3.3390720940097665E-2,3.8925511853980778E-2,3.1593962576197426E-2,3.7763777001433796E-2,2.641084252156763E-2,3.357783892826921E-2,2.6508288903707336E-2]
[null,null,5,"1.5.5",3.3904573507010635E-2,3.4805453594652536E-2,3.4442626369738709E-2,3.4024701674796834E-2,3.5579633370626168E-2,3.294026048711967E-2,3.7857450715272606E-2,3.0743483217801997E-2,3.5463622942394864E-2,3.0079314310482847E-2]
[null,null,6,"1.5.6",3.7969402662569401E-2,3.6153431459505933E-2,3.698784244143296E-2,3.5115079203607534E-2,3.7683087371962389E-2,3.7049520769765185E-2,3.8539039582294508E-2,3.824360875446934E-2,4.3466126527549623E-2,3.4941024722056534E-2]
[null,null,7,"1.5.7",4.3264858038861327E-2,4.2688915841883245E-2,4.215880696867607E-2,4.1530028217992829E-2,4.3290156669420807E-2,4.418624420379183E-2,4.1402886409219998E-2,4.46868681663481E-2,4.773548191412217E-2,4.2832770856221565E-2]
[null,null,8,"1.5.8",4.5118692188599666E-2,4.8069706625806216E-2,4.7269069025498128E-2,4.7864678783888892E-2,4.4345589892193421E-2,4.7145796029662991E-2,4.5623503136890134E-2,5.0888884844130421E-2,5.3738483929107322E-2,4.4158205863538601E-2]
[null,null,9,"1.5.9",4.4212176221286238E-2,4.8837764351731962E-2,4.7627052749330462E-2,4.8935209205625614E-2,4.591771989262828E-2,4.4455244723699126E-2,4.5888142389728256E-2,5.3402507142064036E-2,5.2527295586428914E-2,4.3707689558693488E-2]
[null,null,10,"1.5.10",4.3564450006778166E-2,5.0385087058727566E-2,4.8928367984576344E-2,4.9722723347231088E-2,4.1023431230307612E-2,4.2376121011329482E-2,4.6607041612057407E-2,5.5102700835520407E-2,5.351393994132559E-2,4.7582212028888168E-2]
[null,null,11,"1.5.11",4.2508593081624454E-2,4.9855941076581443E-2,4.9348718511379959E-2,4.6708173121028228E-2,4.2769901918538231E-2,4.1938025939580847E-2,4.7312841006666342E-2,5.5434521886290743E-2,5.219976332613957E-2,4.891525502492234E-2]
[null,null,12,"1.5.12",4.0636539408942463E-2,5.1011057953341654E-2,4.9411460804011959E-2,4.9603337364722805E-2,4.4931568315062481E-2,4.0735503079196621E-2,4.8263288919186777E-2,5.6607017515527117E-2,5.2267094398870693E-2,5.0233904528788946E-2]
[null,null,13,"1.5.13",4.0386124908443614E-2,5.0048571185598696E-2,4.9261645503570421E-2,4.780860420626068E-2,4.7948630773305717E-2,4.0321599188728872E-2,4.7140994568189105E-2,5.605040952311819E-2,5.3902571295286007E-2,4.9245482859509866E-2]
[null,null,14,"1.5.14",3.912518055153421E-2,4.9137224133174139E-2,4.8005784814009737E-2,4.9362268682075397E-2,4.8999913027321283E-2,3.8929987945705867E-2,4.742865087190222E-2,5.5960637662774405E-2,5.3459394062748578E-2,5.6443051428564386E-2]
[null,null,15,"1.5.15",3.9291904892953824E-2,4.9457626570795422E-2,4.7995108729602325E-2,4.7747979527665733E-2,4.5462991148553296E-2,3.9483117500381193E-2,4.7831889711953686E-2,5.4128287214256575E-2,5.5284400219237174E-2,5.4056816048497033E-2]
[null,null,16,"1.5.16",4.2040040907910525E-2,4.8395823320556745E-2,4.5823276532014429E-2,4.3864490019700213E-2,4.3018169383245111E-2,4.1704784137824372E-2,4.566220588169477E-2,4.8225128960789045E-2,4.3879493056129766E-2,5.6028930096771574E-2]
[null,null,17,"1.5.17",4.607334391379158E-2,4.7801482859345004E-2,4.6310723001840519E-2,4.3003394245318315E-2,3.9401983767735516E-2,4.7509634104095505E-2,4.7340930333567489E-2,4.6781092339382505E-2,3.5373548358454958E-2,5.1502999295335757E-2]
[null,null,18,"1.5.18",5.1884198365970725E-2,4.1402063212382205E-2,4.4572784329765081E-2,4.1550048662246486E-2,3.820630710052856E-2,5.354630418889484E-2,4.2477285403119132E-2,4.3337156310642777E-2,3.4547522020569515E-2,4.5897556581331773E-2]
[null,null,19,"1.5.19",5.2451181697169863E-2,3.8775371205454295E-2,4.3174080269409158E-2,4.1670864676487174E-2,3.7536222144034667E-2,5.4367157005212087E-2,3.8568691795366192E-2,4.1448905167646599E-2,3.4381378743773082E-2,4.5849441193228729E-2]
[null,null,20,"1.5.20",5.2640109927288438E-2,3.8352102519544878E-2,4.1944930087605435E-2,4.0702559856469894E-2,4.1068301225919444E-2,5.0617560012916091E-2,3.7325430054769924E-2,3.9483948798516355E-2,3.4350026106852491E-2,3.8154269037809448E-2]
[null,null,21,"1.5.21",5.0292004234163551E-2,3.6965413929627294E-2,4.0074732793819297E-2,4.0414083455178544E-2,4.2579550351251022E-2,4.9893101832755027E-2,3.7480056329259194E-2,3.6508482231117995E-2,3.3722909121233775E-2,3.7397582592428334E-2]
[null,null,22,"1.5.22",4.6745655397342781E-2,3.4933783881023403E-2,3.8056156193834637E-2,4.1108428862703134E-2,4.1573039260257842E-2,4.5234534743670174E-2,3.7255966868518148E-2,3.2228638903737158E-2,3.3664636904662093E-2,3.2846565990357596E-2]
[null,null,23,"1.5.23",4.1914763209454989E-2,3.3581428933688838E-2,3.4823885378350912E-2,3.8261972366500148E-2,4.1258257462848835E-2,4.0457633963913026E-2,3.6176580846929436E-2,2.846605054151654E-2,3.2404684932019062E-2,2.9458337934110301E-2]
[null,null,24,"1.5.24",3.5787776474475702E-2,3.3228501406245975E-2,3.3050194001553679E-2,3.6796926523799567E-2,4.5075765063074959E-2,3.6478771369619606E-2,3.6879794375328956E-2,2.7075209412974623E-2,3.2371597620514753E-2,3.0580207837914482E-2]
["January","Friday",1,"1.6.1",3.3774675350484472E-2,3.4386011225147707E-2,3.3881925775003853E-2,3.5598767977658471E-2,4.5993720895362661E-2,3.3810114764849061E-2,3.7692613228056997E-2,2.793792696230174E-2,3.3347843844823782E-2,3.278706316260771E-2]
[null,null,2,"1.6.2",3.2640681297594391E-2,3.3752951127718658E-2,3.3552216951804666E-2,3.4480773272017401E-2,4.2689612167116947E-2,3.2620328292399636E-2,3.7523779390471808E-2,2.665114863848423E-2,3.3481669873370513E-2,3.0523538896171314E-2]
[null,null,3,"1.6.3",3.2517267473167334E-2,3.3118427111802254E-2,3.3307096317913662E-2,3.3807646229940029E-2,4.5044404167304188E-2,3.1965344970439243E-2,3.7247021147616841E-2,2.5679364129570604E-2,3.2738177221949112E-2,2.8011778771729768E-2]
[null,null,4,"1.6.4",3.2513955882075236E-2,3.4418237349127641E-2,3.4004054679633709E-2,3.421671016833449E-2,4.5843371529840055E-2,3.1543368552160486E-2,3.9072100978703103E-2,2.667405211961996E-2,3.3732105321150688E-2,2.9632612903410401E-2]
[null,null,5,"1.6.5",3.3921563744678369E-2,3.4381828600898147E-2,3.5899596726748736E-2,3.5101810571419791E-2,3.9225137596243777E-2,3.2630692479433718E-2,3.9612075507192201E-2,3.1302710065179179E-2,3.6102170246308761E-2,3.9822122629697816E-2]
[null,null,6,"1.6.6",3.8585224848220558E-2,3.6871854361581316E-2,3.8416790847612299E-2,3.7866308890218033E-2,3.9859241922350026E-2,3.5136763078842101E-2,3.9477948442831347E-2,3.8815545894960425E-2,4.3065560318523162E-2,4.4576687811441779E-2]
[null,null,7,"1.6.7",4.405338134864064E-2,4.1893762001330735E-2,4.3373906607056603E-2,4.4780680071774132E-2,3.7322006946324662E-2,4.3260741028828383E-2,4.1812937307362165E-2,4.5074418760311832E-2,4.7540951691783483E-2,4.7000835280116809E-2]
[null,null,8,"1.6.8",4.5524007252701219E-2,4.514085270981321E-2,4.717046571576524E-2,4.8401958982538067E-2,4.116506346818067E-2,4.8498022338758766E-2,4.447087688270842E-2,5.0145810771459895E-2,5.1991974941092707E-2,5.3930720095126831E-2]
[null,null,9,"1.6.9",4.4630802201898814E-2,4.9477507076676579E-2,4.8822989283545511E-2,4.939944566308456E-2,4.37467593374775E-2,4.6411093152429722E-2,4.3936953640960084E-2,5.1746952249847121E-2,5.1191468825753081E-2,5.2640209354782114E-2]
[null,null,10,"1.6.10",4.4313147956782893E-2,4.9727140033971072E-2,4.9000976931881469E-2,5.101116608480652E-2,4.3548473974381732E-2,4.4951749945807695E-2,4.6446622003568416E-2,5.3207687715838246E-2,5.1567386868335847E-2,5.5112504318968476E-2]
[null,null,11,"1.6.11",4.2133534153930549E-2,5.0031087354734848E-2,4.9917840531297913E-2,4.8273499298765753E-2,4.3855509660330014E-2,4.3615167551605293E-2,4.7740921736990141E-2,5.5009084872333754E-2,5.037924217253479E-2,5.1416986712672516E-2]
[null,null,12,"1.6.12",4.1441134485342111E-2,5.057049650349045E-2,4.8992965735910887E-2,5.0035535835064059E-2,4.1564598253923626E-2,4.1808136162460104E-2,4.7213314158587753E-2,5.5789968498095879E-2,5.0737082775338609E-2,3.8904360327963378E-2]
[null,null,13,"1.6.13",4.1378845366537145E-2,4.8288377043897844E-2,4.7534729358137795E-2,4.7890331403872569E-2,4.1196543824795873E-2,4.1412493381384377E-2,4.5002876050274622E-2,5.4273430103536781E-2,5.0956197237714225E-2,3.664182269053335E-2]
[null,null,14,"1.6.14",4.0442098249174135E-2,4.7518515257620735E-2,4.7118157626147919E-2,5.00859246881823E-2,4.2528428652889104E-2,4.0902585553878129E-2,4.504755569654989E-2,5.3683016409697817E-2,5.1098035611364438E-2,3.8235228535836635E-2]
[null,null,15,"1.6.15",3.8935110050238586E-2,4.7626397087371847E-2,4.699336703826152E-2,4.7109155352703679E-2,4.4099891259898043E-2,4.0804451825776411E-2,4.4958519530961243E-2,5.3213668478007244E-2,5.2428747075825122E-2,4.2544429384100795E-2]
[null,null,16,"1.6.16",4.0744284429568692E-2,4.6455132835316243E-2,4.4700977953152081E-2,4.2773715439306179E-2,3.9098296289232524E-2,4.4105470832553111E-2,4.4318610645714455E-2,4.8362334879460213E-2,4.4181130384295907E-2,4.8083561951717931E-2]
[null,null,17,"1.6.17",4.4542313786479056E-2,4.7204788563016326E-2,4.4993491190882112E-2,4.0391236914950335E-2,3.9717989153381802E-2,4.7810859626622966E-2,4.5466739491650497E-2,4.6421761498220242E-2,3.683036660253259E-2,4.7756001121599854E-2]
[null,null,18,"1.6.18",5.0092675528784082E-2,4.3831631567926306E-2,4.4043950069520388E-2,4.0491972098947893E-2,4.052002278441915E-2,5.1523694356045278E-2,4.4913516757724085E-2,4.4098871311404358E-2,3.679414550524656E-2,4.5101574442835808E-2]
[null,null,19,"1.6.19",5.0028141421362526E-2,4.1033734786588123E-2,4.2419397707514697E-2,4.110458999504446E-2,3.9157781898161249E-2,5.1648226468613979E-2,4.0893626413208622E-2,4.2610334235682147E-2,3.7679013006221292E-2,3.8391115918844636E-2]
[null,null,20,"1.6.20",4.9840936385124601E-2,3.9328927018355463E-2,4.0867688661351174E-2,3.9301094275800773E-2,4.0730879848370975E-2,4.9517565130301811E-2,3.8775866992599946E-2,4.0776426538960485E-2,3.6831889610279535E-2,3.9102080780841875E-2]
[null,null,21,"1.6.21",4.8273878438910657E-2,3.7730646706307394E-2,3.9683396489394569E-2,3.8320148746193515E-2,4.0699808327555966E-2,4.8138323538775764E-2,3.7646215133848068E-2,3.7558156342714956E-2,3.5073544057568101E-2,4.2946974018703725E-2]
[null,null,22,"1.6.22",4.7119164817844415E-2,3.6745668571423799E-2,3.7689858481125028E-2,3.9296757007431099E-2,3.9175157419669641E-2,4.1859994096066985E-2,3.7645510129567593E-2,3.392092797547859E-2,3.4866348786255524E-2,4.3205470818375218E-2]
[null,null,23,"1.6.23",4.343497082251873E-2,3.5598912505744762E-2,3.5109683391417033E-2,3.6538509457753859E-2,4.032470148087481E-2,4.0003172060956237E-2,3.6553047246610924E-2,2.9589584333455519E-2,3.3889637296367243E-2,4.1418093710417679E-2]
[null,null,24,"1.6.24",3.9118204707940946E-2,3.4867112600138625E-2,3.2504475928921042E-2,3.3722261574191996E-2,4.2892599141914983E-2,3.6021640811010718E-2,3.6530751486240819E-2,2.7456817215379001E-2,3.3495310725364887E-2,3.2214226361503638E-2]
["January","Saturday",1,"1.7.1",3.4540611270297374E-2,3.9873904028341629E-2,3.702791033211511E-2,4.5757302514355544E-2,4.3028971758749618E-2,3.1729525863410428E-2,4.107361198394123E-2,3.4137307703445842E-2,3.8258173473401567E-2,2.74529344518692E-2]
[null,null,2,"1.7.2",3.2136555715965721E-2,3.9529258110494167E-2,3.7328480536183144E-2,4.4000809371420944E-2,3.9997931216154144E-2,3.1840691199190529E-2,4.1019970550832029E-2,3.3982630986493172E-2,3.9016498820699193E-2,2.6119546565314573E-2]
[null,null,3,"1.7.3",3.1540853603503304E-2,3.8933644109673454E-2,3.6639287290542867E-2,4.2864939090871593E-2,4.3309222680453459E-2,3.0469471319252078E-2,4.1555515937333927E-2,3.2835350378820405E-2,3.7595243917070774E-2,2.746121485153E-2]
[null,null,4,"1.7.4",3.1705597964428019E-2,3.9169505719747311E-2,3.7269677920608965E-2,4.231692391712194E-2,4.3750324020795241E-2,2.9563494857344504E-2,4.1717563506497468E-2,3.2880425081961005E-2,3.7650582967950048E-2,3.1689820125365246E-2]
[null,null,5,"1.7.5",3.2222074679903338E-2,3.9418246188064499E-2,3.7341881851705831E-2,4.3768841950585134E-2,4.3790041701089702E-2,3.0884205661514664E-2,4.2358844613972005E-2,3.5040592382850504E-2,4.0101827650465265E-2,3.614248327237498E-2]
[null,null,6,"1.7.6",3.4591776678329245E-2,4.0216927180545599E-2,3.9068279506176466E-2,4.4769869380811227E-2,4.3783360222161657E-2,3.2040077283478158E-2,4.267937919885683E-2,3.7610745770160728E-2,4.5969190861443916E-2,3.9047442306315357E-2]
[null,null,7,"1.7.7",3.716137381616097E-2,4.163711266206855E-2,4.1011236073887743E-2,4.4071138247317988E-2,4.7888510367984936E-2,3.6722958549333308E-2,4.2516208359857345E-2,4.1806599962074746E-2,4.5742803835119618E-2,4.4983027616107035E-2]
[null,null,8,"1.7.8",4.0484093646749146E-2,4.1650139044461298E-2,4.2617354277539751E-2,4.4044106813453651E-2,3.9314193205851548E-2,4.3114306951604106E-2,4.2336591154957914E-2,4.4665628640801716E-2,4.6385515179036538E-2,4.2792374823493545E-2]
[null,null,9,"1.7.9",4.5816252278231932E-2,3.8383069231667087E-2,4.2513437425042516E-2,4.199506126273729E-2,3.7775102161668787E-2,4.4419896570094035E-2,3.9311053254943516E-2,4.5235158665640991E-2,4.5975360738471624E-2,4.2043729277690997E-2]
[null,null,10,"1.7.10",4.7696532600553287E-2,3.917581975334198E-2,4.3762985451701063E-2,4.1362101379663958E-2,4.0970086400183722E-2,4.7537472309294143E-2,4.0247012547305554E-2,4.6005644707190492E-2,4.6580103608371885E-2,4.4238278728968392E-2]
[null,null,11,"1.7.11",4.8245338937156781E-2,4.0272174974498975E-2,4.4510951095744121E-2,4.1396440730241624E-2,4.435771994779044E-2,4.8786505484306866E-2,4.2259276280211831E-2,4.6692167108870301E-2,4.4073994480902608E-2,4.2510597693859987E-2]
[null,null,12,"1.7.12",4.7072253988734727E-2,4.120175414474999E-2,4.4782898084189018E-2,4.1160544321925528E-2,4.7857948788443724E-2,4.7484949288561493E-2,4.2501139589039227E-2,4.6788941796544851E-2,4.6225193297501216E-2,5.6273352553602198E-2]
[null,null,13,"1.7.13",4.5093443693191286E-2,4.1783722161750428E-2,4.600465386743835E-2,4.2422770839840723E-2,4.7753519747420314E-2,4.4741513621834081E-2,4.268703015000358E-2,4.8408131268083909E-2,4.6162545315373733E-2,7.0162505278754783E-2]
[null,null,14,"1.7.14",4.3829349050699913E-2,3.9599951682890586E-2,4.5130999898893333E-2,4.1652139235458331E-2,4.6705393673357104E-2,4.3891601182794303E-2,4.0060443785685546E-2,4.7259564672130869E-2,4.5830795773653225E-2,5.7865137617806942E-2]
[null,null,15,"1.7.15",4.2603071952346652E-2,4.0658658741118597E-2,4.3831110064656877E-2,4.1146399966996511E-2,4.2277800303710346E-2,4.4130735016048903E-2,3.9470324440172913E-2,4.6384897301545679E-2,4.5467057792573672E-2,5.6291374599922742E-2]
[null,null,16,"1.7.16",4.3953909463856133E-2,4.0809487431473557E-2,4.3656756985590572E-2,4.0583376061072186E-2,3.9510059523316078E-2,4.375361828865635E-2,3.8859625943514872E-2,4.5538244941471503E-2,4.303128526322024E-2,4.4116021063388411E-2]
[null,null,17,"1.7.17",4.6544515100821596E-2,4.7107337626954855E-2,4.4398528109493483E-2,4.0919697389384273E-2,3.6977655278498278E-2,4.5859585046004944E-2,4.2947967852271618E-2,4.8575879486164014E-2,3.8550151038589636E-2,4.5091403435196867E-2]
[null,null,18,"1.7.18",4.889315526480062E-2,4.8770200334254311E-2,4.542599503483525E-2,4.1860611311162067E-2,3.9162127694693044E-2,5.2075155889160993E-2,4.4586543023905141E-2,4.8316614481859137E-2,3.8685508648459009E-2,3.853137857451458E-2]
[null,null,19,"1.7.19",4.9156233100425321E-2,4.6900494017069611E-2,4.4441625350224563E-2,4.1503623508703701E-2,4.0176970105207321E-2,5.1294829674892566E-2,4.3162385228314983E-2,4.5921274109004248E-2,3.8877818969353363E-2,3.7904990694292026E-2]
[null,null,20,"1.7.20",4.7617694586366902E-2,4.6242019976186058E-2,4.3882698330555657E-2,4.0314790476920152E-2,4.0232772827365572E-2,5.0430791957023081E-2,4.2329915117253689E-2,4.5512883299184376E-2,3.9017163268994487E-2,3.64171977081802E-2]
[null,null,21,"1.7.21",4.6459711952928737E-2,4.3536707371923368E-2,4.257507290043689E-2,3.8981763604610281E-2,3.8495217112801815E-2,4.8721743874944635E-2,4.1671191536666201E-2,4.2156095764324129E-2,3.7945787853429537E-2,3.5918181858034005E-2]
[null,null,22,"1.7.22",4.3538115783980702E-2,4.2995500277404411E-2,4.1422174496550175E-2,3.8470602333425676E-2,3.8020955840002348E-2,4.4192625093992174E-2,4.2031358472366588E-2,3.8384080519926048E-2,3.7766766498441011E-2,4.7394085164397588E-2]
[null,null,23,"1.7.23",4.1494376762493485E-2,4.1154384140375005E-2,3.8448547983327121E-2,3.7711443372485706E-2,3.740786828280919E-2,4.0214735221980304E-2,4.123407002031805E-2,3.3312256690813898E-2,3.7634351445307926E-2,3.4212419527910057E-2]
[null,null,24,"1.7.24",3.7603108108074726E-2,4.0979981090944625E-2,3.6907457132560849E-2,3.6924702919434151E-2,3.745624713949184E-2,3.609950979528332E-2,4.1382977451778026E-2,3.2548884280637617E-2,3.7456279302169819E-2,3.5340502211110243E-2]
["February","Sunday",1,"2.1.1",3.3666790198623557E-2,4.169178283045611E-2,3.7576849100741105E-2,4.120702221337131E-2,3.7811749620090054E-2,3.2645482933429476E-2,4.1251794869626761E-2,3.570384515145493E-2,4.1597634487658922E-2,2.3352905886034919E-2]
[null,null,2,"2.1.2",3.2482240996298005E-2,4.163945728497187E-2,3.8355138230151173E-2,4.0606833671923165E-2,3.4957724424278476E-2,3.0863582981916545E-2,4.104121382554976E-2,3.5288954309945268E-2,4.2472164432934736E-2,2.8310972781734917E-2]
[null,null,3,"2.1.3",3.1229619706763412E-2,4.2685144633513826E-2,3.8284611665862708E-2,4.1240262738464518E-2,3.5199078968864331E-2,3.1635073837306828E-2,4.2361643955436998E-2,3.6003332116361655E-2,4.2676405790498563E-2,2.8660853578161252E-2]
[null,null,4,"2.1.4",3.1538694196929638E-2,4.1890437543328884E-2,3.8843860972779143E-2,4.1298638157252383E-2,3.6875460438506986E-2,3.1278704063734661E-2,4.3022860342348132E-2,3.6289639443811694E-2,4.3498595046850039E-2,3.5551699303354195E-2]
[null,null,5,"2.1.5",3.2419893283122475E-2,4.2479121989700198E-2,3.9618144303631128E-2,4.1569470354991714E-2,3.8279354785015665E-2,3.1001130823480775E-2,4.4083917739559546E-2,3.689287991419106E-2,4.2905025003177832E-2,4.1485582351083856E-2]
[null,null,6,"2.1.6",3.4583578938131271E-2,4.38952794945923E-2,4.1140860926838843E-2,4.0489487925620946E-2,4.0057764804157577E-2,3.2638995309616559E-2,4.426209236359703E-2,3.7244480858398939E-2,4.3423105638362311E-2,4.0795743639581904E-2]
[null,null,7,"2.1.7",3.7074064831679639E-2,4.4469257491979851E-2,4.2049855510156664E-2,4.0589878773217895E-2,3.6506339024533076E-2,3.7106081890373843E-2,4.5625306250278018E-2,4.0396625211323312E-2,4.3361853716685696E-2,5.423469876811398E-2]
[null,null,8,"2.1.8",4.1257406615980735E-2,3.9502992615303711E-2,4.3805919473461283E-2,3.9187307086902261E-2,4.1665408006312812E-2,4.1338209213434209E-2,4.2175377840752946E-2,4.1094351418122073E-2,4.2819804938236457E-2,6.4614826491473584E-2]
[null,null,9,"2.1.9",4.4812459249188752E-2,3.7631714633710893E-2,4.4300241142945763E-2,3.8384998305625584E-2,4.4568906260114227E-2,4.4501819786142073E-2,3.9189638020895014E-2,4.3200105105449541E-2,4.2159144579015449E-2,5.5379402360732868E-2]
[null,null,10,"2.1.10",4.618801381714787E-2,3.8111850780133003E-2,4.5502256444115874E-2,4.0689600348497536E-2,4.7667368434031292E-2,4.8150648428038782E-2,4.1669639446615676E-2,4.4851601773333166E-2,4.3753435817972815E-2,4.8726705787957167E-2]
[null,null,11,"2.1.11",4.6509584959917298E-2,3.8198751187178102E-2,4.5209419548759566E-2,3.9115248767404888E-2,5.2304119055912257E-2,4.6799935366920051E-2,4.1707790825014253E-2,4.5846603944259559E-2,4.1745233181866279E-2,4.4747431908692036E-2]
[null,null,12,"2.1.12",4.7608907200027202E-2,3.8585692566390058E-2,4.451445562492011E-2,3.9399912593035366E-2,5.0432773666153945E-2,4.5529117137639123E-2,4.2507573989247906E-2,4.5446723725226769E-2,4.0725153101636512E-2,4.0880683503944047E-2]
[null,null,13,"2.1.13",4.6118554950801388E-2,3.9887742733617094E-2,4.4758901248211413E-2,4.0928976747323154E-2,4.4612368572740792E-2,4.6355017190849383E-2,4.081908217857478E-2,4.6089295826653116E-2,4.0792038561259972E-2,3.8840936013490368E-2]
[null,null,14,"2.1.14",4.673142009408196E-2,3.73959408436031E-2,4.2420556551099026E-2,4.0501163009378512E-2,4.5151177951969518E-2,4.7299160573506555E-2,3.847087090676015E-2,4.5426133780471389E-2,4.0586158356293423E-2,3.1586912830861118E-2]
[null,null,15,"2.1.15",4.4189493036063072E-2,3.7874753409616671E-2,4.2467055983309639E-2,4.1521059657372732E-2,5.1229428609298466E-2,4.7276745066978147E-2,3.869108082470657E-2,4.5601010123343444E-2,4.0305198454689821E-2,3.7390607675269347E-2]
[null,null,16,"2.1.16",4.3653088429736447E-2,3.8260885934134521E-2,4.1755073160051309E-2,4.13479412179611E-2,5.0650855837666708E-2,4.6942259529952853E-2,3.7361163422036221E-2,4.4910521489407502E-2,4.0720646271279033E-2,3.8136212979962343E-2]
[null,null,17,"2.1.17",4.4850290688327334E-2,3.8736463081371665E-2,4.0405509668779885E-2,4.0209434642620855E-2,4.6488029369426573E-2,4.8243651324997798E-2,3.6113839910140756E-2,4.6791564949115204E-2,3.9273441586715668E-2,4.2685457164012737E-2]
[null,null,18,"2.1.18",4.7993271806409193E-2,4.5525665841830966E-2,4.206895773119658E-2,4.1683990284843049E-2,4.1776067369666998E-2,5.0818548349422572E-2,4.138318044900046E-2,4.822028601506078E-2,4.0130866062225601E-2,3.9526408657197996E-2]
[null,null,19,"2.1.19",4.8990939486325685E-2,4.8084499726312992E-2,4.311331460498681E-2,4.3133187942598149E-2,3.9026690791846341E-2,4.9685993132834866E-2,4.3356978219871653E-2,4.5764261438681619E-2,4.1531978163587495E-2,4.1199406452929133E-2]
[null,null,20,"2.1.20",4.9303261959208561E-2,4.7495329967125209E-2,4.1746571369612545E-2,4.3184498820258821E-2,3.6234930753130973E-2,4.8658195161547527E-2,4.2825023396039483E-2,4.3352076862125576E-2,4.1046674476457393E-2,5.1725202074517279E-2]
[null,null,21,"2.1.21",4.8988405746999385E-2,4.5696363595185585E-2,4.1605326759268965E-2,4.503302896067736E-2,3.7904684990706455E-2,4.6600816399515597E-2,4.3380888574732268E-2,4.2481840774226141E-2,4.1529519892483421E-2,5.4412318344291839E-2]
[null,null,22,"2.1.22",4.4796894478080336E-2,4.4208350380558779E-2,4.1231485417353719E-2,4.6954807238046264E-2,3.6513428621628194E-2,4.3050706915244548E-2,4.3448351377998046E-2,3.9602806837851556E-2,4.1440305136997917E-2,5.6685452004114435E-2]
[null,null,23,"2.1.23",3.9678957397339419E-2,4.3314654182264087E-2,4.087522210161592E-2,4.7066278260674291E-2,3.777707224299439E-2,3.8185872802738233E-2,4.3096594050865009E-2,3.7079467651814906E-2,4.0509849524104323E-2,3.3549857219660251E-2]
[null,null,24,"2.1.24",3.5334167932817309E-2,4.2737867253120641E-2,3.8350412460150522E-2,4.4656972281938261E-2,3.6309217400953699E-2,3.3394251780378935E-2,4.2154097220352467E-2,3.6421591279370724E-2,4.0995767779010442E-2,2.7519722222828627E-2]
["February","Monday",1,"2.2.1",3.3665980302765047E-2,3.4371177997007729E-2,3.2529603690019199E-2,3.3257683077705352E-2,3.4161725586739133E-2,3.2244713651396119E-2,3.5737305157159067E-2,2.7217528411788903E-2,3.2467372203684328E-2,2.7939637750056142E-2]
[null,null,2,"2.2.2",3.2513033393595729E-2,3.4154643775063574E-2,3.2638694419565982E-2,3.1698367971095383E-2,3.9069020125528764E-2,3.0786528474222762E-2,3.6112971773099307E-2,2.6706313714171516E-2,3.3058831622036655E-2,2.5692894989560591E-2]
[null,null,3,"2.2.3",3.2472338635897303E-2,3.3175684577041155E-2,3.2492320008752143E-2,3.0546752884803085E-2,3.8826657069811539E-2,3.0995800596191413E-2,3.6214182083481289E-2,2.5993101339368246E-2,3.2387279570104788E-2,2.5406229246594646E-2]
[null,null,4,"2.2.4",3.2708283293996943E-2,3.4477630239667538E-2,3.30820617971639E-2,3.1671659299244127E-2,4.2047283089444221E-2,3.1823743568378991E-2,3.6900166925981276E-2,2.7007368311916503E-2,3.25699162514482E-2,2.4107872319078086E-2]
[null,null,5,"2.2.5",3.4294211634396179E-2,3.5007091027027842E-2,3.5072624192013582E-2,3.4618871460981748E-2,3.6781061922805294E-2,3.1826353648401591E-2,3.7678630480706361E-2,3.1026616552532398E-2,3.539592830069227E-2,2.4199844244946325E-2]
[null,null,6,"2.2.6",3.8318473380983667E-2,3.7094742459910242E-2,3.8474854061990992E-2,3.6894158527301789E-2,3.542163130082239E-2,3.4224336521240732E-2,3.9725168097124203E-2,3.7966802395488969E-2,4.4106599314547176E-2,3.0908061518468439E-2]
[null,null,7,"2.2.7",4.288970247895979E-2,4.4023416897282133E-2,4.2944392484444434E-2,4.2955568160502514E-2,4.0029714156502513E-2,4.1868293642477634E-2,4.1691925932763371E-2,4.3596047125881089E-2,4.715736435046626E-2,4.0697696640755274E-2]
[null,null,8,"2.2.8",4.4928956958477435E-2,4.3902926467942104E-2,4.5091333809377403E-2,4.7278389143889994E-2,4.0546288238464859E-2,4.5262247227312001E-2,4.106768596294421E-2,4.833430166067991E-2,5.2359006711221318E-2,5.041662087977717E-2]
[null,null,9,"2.2.9",4.4297891737510649E-2,4.7795097857999867E-2,4.7252329410408411E-2,4.9633633893798358E-2,4.1045027456931588E-2,4.3428543184142465E-2,4.3733647310515315E-2,5.2383232595963919E-2,5.3248783324427076E-2,6.4322537182935749E-2]
[null,null,10,"2.2.10",4.2022227852726156E-2,4.8812722164370118E-2,4.8349035957654822E-2,5.0777898484266039E-2,4.4049883476237818E-2,4.4740205633772775E-2,4.7055725891018023E-2,5.5072349753674379E-2,5.3387472556728842E-2,6.0627176867985653E-2]
[null,null,11,"2.2.11",4.2657510520687295E-2,5.0118766304443389E-2,4.8809956601250724E-2,4.8526458446384618E-2,4.7849027880509591E-2,4.2713253312851751E-2,4.7455768218479556E-2,5.4419788890970738E-2,5.2454783488752328E-2,5.1514789563455857E-2]
[null,null,12,"2.2.12",4.1334522238496506E-2,5.0259292399190879E-2,4.900278334279163E-2,5.0813416528975801E-2,4.3119604257118214E-2,4.3033131414130919E-2,4.7453152203952388E-2,5.5313937090973167E-2,5.1038911326149308E-2,5.2197054031714783E-2]
[null,null,13,"2.2.13",4.2437730516932025E-2,4.8778071400501055E-2,4.8082620274829603E-2,4.8704834219105486E-2,5.0810252180192625E-2,4.0560413249978097E-2,4.6488916968599796E-2,5.4438431304095619E-2,5.2823161834251876E-2,5.3157384270650684E-2]
[null,null,14,"2.2.14",4.1104541835709323E-2,4.8413907857501194E-2,4.8424076331786518E-2,4.9283054520423072E-2,4.6486412461473899E-2,4.0716844045999082E-2,4.6666598061252576E-2,5.4228487680331915E-2,5.1498846857152322E-2,5.4854684357128182E-2]
[null,null,15,"2.2.15",4.0612134199174046E-2,4.7859519673587154E-2,4.724859067490423E-2,4.6348242813473536E-2,4.1513511103396815E-2,4.120673047722069E-2,4.7432310710732693E-2,5.2427495593246796E-2,5.4222712933352103E-2,5.3683893685231465E-2]
[null,null,16,"2.2.16",4.1142218407781657E-2,4.6204612171716009E-2,4.4938862084682382E-2,4.1431490545326549E-2,4.1227516328056379E-2,4.423379381354535E-2,4.5086057522659886E-2,4.8362316215922234E-2,4.6229213334292966E-2,5.1764188759836217E-2]
[null,null,17,"2.2.17",4.3474901962252822E-2,4.3415279765736309E-2,4.3823202675478019E-2,3.9797323824746898E-2,4.1225764689677355E-2,4.824153074581123E-2,4.3534674285055364E-2,4.6732034641372815E-2,3.5422360462072408E-2,4.2345546886571148E-2]
[null,null,18,"2.2.18",4.953872000692057E-2,4.2538638275940482E-2,4.4463297520394164E-2,4.0826393240192264E-2,3.9076185918897548E-2,5.3118127492971887E-2,4.3913979066894308E-2,4.4508328383458542E-2,3.5366470771443337E-2,4.0750968691323101E-2]
[null,null,19,"2.2.19",5.2442222592108748E-2,4.1415198733669015E-2,4.3937619645205803E-2,4.1519191499325522E-2,4.3767073497950178E-2,5.3895455383936933E-2,4.1738147964276405E-2,4.2786159067714311E-2,3.5043313714088094E-2,3.7806433734824632E-2]
[null,null,20,"2.2.20",5.2752983531246099E-2,3.9378243423575272E-2,4.2443751825873371E-2,4.0342494950181308E-2,4.7243120241216525E-2,5.2134751696536669E-2,4.0074570620195718E-2,4.0900741298239819E-2,3.4404244559273961E-2,3.7775139391217509E-2]
[null,null,21,"2.2.21",5.104424441643271E-2,3.8191692136220062E-2,4.046076409619595E-2,4.0676970565528638E-2,4.4219155439593552E-2,4.992631181137773E-2,3.8664919931244907E-2,3.785955758446586E-2,3.3258028211714606E-2,3.3914707385942863E-2]
[null,null,22,"2.2.22",4.5985824068229077E-2,3.7564276535979838E-2,3.8555499299573505E-2,4.2207613127357109E-2,4.1136590372199258E-2,4.6378291855954622E-2,3.8356282190838364E-2,3.3741150552180889E-2,3.4042633484007274E-2,3.9187923727801319E-2]
[null,null,23,"2.2.23",4.0533380922018747E-2,3.6758102416480323E-2,3.6935123556525742E-2,4.0647231918299297E-2,4.2400636322451141E-2,4.1186586800810998E-2,3.8140521628445834E-2,3.0424430953709943E-2,3.3775764192000679E-2,3.9327912165616347E-2]
[null,null,24,"2.2.24",3.6827965112701533E-2,3.6289265442146564E-2,3.4946602239117691E-2,3.9542300897091542E-2,3.7946856883978634E-2,3.5454011751337708E-2,3.9076691012579885E-2,2.8553478881851491E-2,3.428100062609192E-2,3.7400801708527824E-2]
["February","Tuesday",1,"2.3.1",3.4380576924096379E-2,3.4738202400961836E-2,3.3921165862757667E-2,3.5199849678745947E-2,3.8373973236732931E-2,3.4870334166649856E-2,3.7840234799527951E-2,2.7632347791200464E-2,3.3831467819189116E-2,4.2117484157114971E-2]
[null,null,2,"2.3.2",3.3945027995223663E-2,3.4705079358563345E-2,3.2922829460733986E-2,3.4021451649716088E-2,3.7516871927784468E-2,3.4029559581430051E-2,3.703851903472765E-2,2.6526875379770297E-2,3.3077716087328991E-2,3.8795332791323973E-2]
[null,null,3,"2.3.3",3.3985157396155513E-2,3.4221737008336459E-2,3.3047490677606227E-2,3.3974733516268098E-2,3.9829799484526029E-2,3.3836983221872986E-2,3.7668973777817978E-2,2.6250124867676923E-2,3.2761486912468142E-2,3.8947999767710281E-2]
[null,null,4,"2.3.4",3.3966720644341919E-2,3.4797085195793817E-2,3.3637664992390577E-2,3.3951786063054663E-2,4.1143485939882582E-2,3.3972875104756849E-2,3.843642365244896E-2,2.6957246950833097E-2,3.2749453838843298E-2,4.3708351178507396E-2]
[null,null,5,"2.3.5",3.5406840554373133E-2,3.5028840630586977E-2,3.4822206633579107E-2,3.4045222329950629E-2,3.9116313467589592E-2,3.6358037406740061E-2,3.7987271906869589E-2,3.1185011762655264E-2,3.4991295675642242E-2,4.2667811177491126E-2]
[null,null,6,"2.3.6",4.0081189119186934E-2,3.7877116453312598E-2,3.8285539079994262E-2,3.7724995662622635E-2,3.9063851260461913E-2,3.8231833592012363E-2,4.0626720565104232E-2,3.9293136817377707E-2,4.4270239409230645E-2,4.1152483685276464E-2]
[null,null,7,"2.3.7",4.6491202938804377E-2,4.4326758578012264E-2,4.3727795394734786E-2,4.4776603970382765E-2,4.4340401686725546E-2,4.4858913447770848E-2,4.374443756655589E-2,4.4771575775597358E-2,4.8887490200064297E-2,4.4895433329219872E-2]
[null,null,8,"2.3.8",4.760227456079065E-2,4.6215642415584908E-2,4.6803550205811228E-2,4.7089563189568397E-2,4.6484630458672169E-2,4.8297139569887897E-2,4.4085283096128289E-2,4.9628008729498976E-2,5.353610720281337E-2,4.7877543390994419E-2]
[null,null,9,"2.3.9",4.4323196653946607E-2,4.8536701971838479E-2,4.7792485634732693E-2,4.8906065063336009E-2,4.6363147660292134E-2,4.5804462151433363E-2,4.4855470136224616E-2,5.2734246262799878E-2,5.2354379152363024E-2,5.1179051822385475E-2]
[null,null,10,"2.3.10",4.3210031764651435E-2,4.8100609359294381E-2,4.8721063264013431E-2,4.8536333227480064E-2,4.6647755133959794E-2,4.1629529064985328E-2,4.6314995191484562E-2,5.4142435089477067E-2,5.1995552896870231E-2,4.3006945099775699E-2]
[null,null,11,"2.3.11",4.0089287530418911E-2,4.9977883664605899E-2,5.0083151353351611E-2,4.7961772218434236E-2,4.1439569521359423E-2,3.8676337417664748E-2,4.8311860042160558E-2,5.4543440159553522E-2,5.1063631454871611E-2,4.632886962013371E-2]
[null,null,12,"2.3.12",3.8233660726029156E-2,5.0378853619265807E-2,4.8039270693820683E-2,4.9419450014375615E-2,4.204714745765685E-2,3.8585555137996025E-2,4.7070008070532375E-2,5.4636798579606946E-2,4.8863905375759603E-2,4.9042394689276202E-2]
[null,null,13,"2.3.13",3.787715197079064E-2,4.7782258811526188E-2,4.7351267899156238E-2,4.7606549758825362E-2,4.5625725761353687E-2,3.7754347485817963E-2,4.4811641274210744E-2,5.3089564490618635E-2,5.1508935399481606E-2,4.3864420836388182E-2]
[null,null,14,"2.3.14",3.7652889710988E-2,4.7713236789937274E-2,4.6492011345490178E-2,4.8519199815103213E-2,4.1953699151210687E-2,3.6509270379365494E-2,4.5235268951825752E-2,5.2686903367322541E-2,5.2173080843082059E-2,4.0418865555063556E-2]
[null,null,15,"2.3.15",3.6499483424293488E-2,4.8011673519956666E-2,4.6937250819897122E-2,4.7146365854024971E-2,3.8805474890358092E-2,3.8118119357906551E-2,4.5877852759384413E-2,5.2678559893086216E-2,5.3776848895801053E-2,3.8709358372229767E-2]
[null,null,16,"2.3.16",3.8454792417907419E-2,4.7083534348600846E-2,4.5947427309845898E-2,4.2807908001087483E-2,4.4081861372224446E-2,3.9813655055108456E-2,4.5846426678385378E-2,4.9391724067451771E-2,4.6391028525363677E-2,4.0079277941913051E-2]
[null,null,17,"2.3.17",4.276903234102792E-2,4.3601980301552601E-2,4.3867382718023686E-2,3.9923783584318105E-2,4.2190762749668875E-2,4.5248629184920994E-2,4.3317799006928989E-2,4.6387441260993256E-2,3.591631815542929E-2,3.7170438954986604E-2]
[null,null,18,"2.3.18",4.8058806827820912E-2,4.2765176508117356E-2,4.4280143796827855E-2,4.1836397212800282E-2,4.0492298793910267E-2,5.2770751137256544E-2,4.2649964847952505E-2,4.5252374799279391E-2,3.6580624040011417E-2,4.0237842899556474E-2]
[null,null,19,"2.3.19",5.3111439461050826E-2,3.9735065063076988E-2,4.2948250465901644E-2,4.1685335054426627E-2,3.7214722403608486E-2,5.2724148858758375E-2,4.0225383678747645E-2,4.2536624501866141E-2,3.5038304883269963E-2,4.2446410034916046E-2]
[null,null,20,"2.3.20",5.3896422701632765E-2,3.8189809265500647E-2,4.0888403376344917E-2,3.9866826564795073E-2,3.5933496938912186E-2,5.1762642871999033E-2,3.677493000041468E-2,3.9863590264217354E-2,3.4089216256233235E-2,4.1242314476731108E-2]
[null,null,21,"2.3.21",5.1600268458732453E-2,3.7360086463373604E-2,3.9603311920957236E-2,3.9608641990299516E-2,3.7599335959613282E-2,5.1022116571267706E-2,3.7169766118791067E-2,3.6824669398050444E-2,3.3785020154997222E-2,3.9338173912412254E-2]
[null,null,22,"2.3.22",4.7530116836741486E-2,3.6635096462921339E-2,3.874716365124535E-2,4.0340902425576676E-2,4.3254761887977132E-2,4.626411052239502E-2,3.7878144541223013E-2,3.3452312961493674E-2,3.4320572151793544E-2,3.3006917878323744E-2]
[null,null,23,"2.3.23",4.2659131807437287E-2,3.6132110831158408E-2,3.6664727583809412E-2,3.8179365526586427E-2,4.6161496051645115E-2,4.042598126587342E-2,3.8082097582959717E-2,3.0631788854276389E-2,3.4406969620419905E-2,3.6961060620358741E-2]
[null,null,24,"2.3.24",3.8175297233558197E-2,3.6085460978121327E-2,3.4468445858974441E-2,3.6870897628221211E-2,4.4319416803874474E-2,3.8434667446130014E-2,3.815052671959341E-2,2.8903197975296693E-2,3.3630355048672587E-2,3.6805217807910913E-2]
["February","Wednesday",1,"2.4.1",3.5982754381023163E-2,3.4232833530549192E-2,3.326645408463666E-2,3.5113101343539926E-2,3.8783639861146003E-2,3.5235070901647216E-2,3.8366318251605872E-2,2.7402523711264861E-2,3.3991586451453872E-2,3.1759360266520764E-2]
[null,null,2,"2.4.2",3.5079730011240595E-2,3.4475436339875924E-2,3.2862015511310384E-2,3.4096852724949327E-2,3.7433342656074967E-2,3.5004653868717185E-2,3.8287825844912478E-2,2.6388257909003787E-2,3.489521795983324E-2,3.5499579810634056E-2]
[null,null,3,"2.4.3",3.5142249942731595E-2,3.4570532058205816E-2,3.2837196625490672E-2,3.4601932535336902E-2,3.6779767767505522E-2,3.5042040315897457E-2,3.9148388674319294E-2,2.5854155960739107E-2,3.4319074363107667E-2,3.7997530009385792E-2]
[null,null,4,"2.4.4",3.553272266768772E-2,3.5519291307518304E-2,3.3551231287715186E-2,3.4786342183461397E-2,3.9858755808218078E-2,3.5024918831958955E-2,4.052798812994024E-2,2.6963655820695993E-2,3.4830638342142964E-2,3.8139146441620052E-2]
[null,null,5,"2.4.5",3.7730238144277659E-2,3.5819379443502053E-2,3.5354637090696618E-2,3.5552737219423841E-2,4.1858282117750271E-2,3.6624923601664888E-2,4.0182198651044561E-2,3.1315431685026186E-2,3.6867634088665231E-2,3.4915838240846597E-2]
[null,null,6,"2.4.6",4.2337958677146487E-2,3.8454012516135082E-2,3.8338691340547758E-2,3.7989410874622619E-2,4.3217581304188443E-2,3.8498877353519034E-2,4.1256647271971134E-2,3.9709344807279695E-2,4.5220790224224122E-2,3.392293201933895E-2]
[null,null,7,"2.4.7",4.8654409685775939E-2,4.3700855058283757E-2,4.3412739282468339E-2,4.401081569749777E-2,4.4668762783201567E-2,4.5360369672327809E-2,4.3952309622735858E-2,4.4797509193219016E-2,4.7160272358498359E-2,3.5541405530587676E-2]
[null,null,8,"2.4.8",5.0112823138261736E-2,4.4613114574054827E-2,4.5944665235750193E-2,4.765674385162167E-2,4.6590064978784825E-2,4.9306269219952847E-2,4.3157139941612382E-2,4.9370603466562128E-2,5.2694713385269189E-2,4.2105997740047252E-2]
[null,null,9,"2.4.9",4.6907701093736785E-2,4.9832938895763339E-2,4.7861994407452764E-2,5.0749954741860767E-2,4.7262264656389726E-2,4.4483852381667049E-2,4.5387383234379491E-2,5.3628243503713764E-2,5.2749952310126448E-2,5.6411757846357324E-2]
[null,null,10,"2.4.10",4.3819445338154454E-2,4.9598812161650414E-2,4.8597014296152756E-2,5.0285604698373045E-2,5.0124739524565018E-2,4.1237780392197873E-2,4.6416036022754334E-2,5.3988537992729381E-2,5.095251312548519E-2,5.545317599285509E-2]
[null,null,11,"2.4.11",4.0479425045701289E-2,5.0236785883502416E-2,4.9703586953999804E-2,4.9045291193784347E-2,4.5025893112956558E-2,4.1246079177558521E-2,4.7800259757262833E-2,5.5418546445235604E-2,5.1525113700791346E-2,4.8338484640527278E-2]
[null,null,12,"2.4.12",3.9495740683333835E-2,4.9502208286489373E-2,4.7927847184494395E-2,4.8405588246821972E-2,4.4559962973919405E-2,3.909235576771293E-2,4.7243059937255576E-2,5.4822257193930926E-2,4.8830001725612471E-2,4.4075898224384548E-2]
[null,null,13,"2.4.13",3.8389832386072791E-2,4.8427254891165963E-2,4.7994305604787485E-2,4.6933841657198022E-2,4.6084091543321423E-2,3.6938145118575343E-2,4.5338802520118536E-2,5.404789236023054E-2,5.1744942075223316E-2,4.2169418261063879E-2]
[null,null,14,"2.4.14",3.6106446922607061E-2,4.8504439785733697E-2,4.7669481022174956E-2,4.8616809952553915E-2,4.2857657256078138E-2,3.6550884185808423E-2,4.5810221107230452E-2,5.503694878016354E-2,5.3206921550017099E-2,4.3559896135826309E-2]
[null,null,15,"2.4.15",3.5361048609855797E-2,4.8302650739953754E-2,4.6307164574849805E-2,4.6477064484942938E-2,4.6901564575402933E-2,3.6385783413668271E-2,4.4541690298049726E-2,5.2628516775914187E-2,5.4075525460272701E-2,4.4390727692513676E-2]
[null,null,16,"2.4.16",3.6555645458717839E-2,4.6028525605656193E-2,4.57144646064956E-2,4.2787643489280235E-2,4.1866508066240933E-2,3.7432886847853397E-2,4.417179955892974E-2,4.8703216269156926E-2,4.4566297540201E-2,4.9530517659205409E-2]
[null,null,17,"2.4.17",3.9332145280616973E-2,4.3080114074176834E-2,4.5013217133744989E-2,4.0445630724489423E-2,3.8917427929050737E-2,4.2578652445538358E-2,4.2093813656894873E-2,4.5584591037113611E-2,3.490995370800945E-2,4.2316717535683147E-2]
[null,null,18,"2.4.18",4.5529430853025646E-2,4.1420673914385156E-2,4.4664279208481969E-2,4.0537682044405068E-2,3.8918824788228397E-2,5.1600427567672233E-2,4.1141899831174278E-2,4.4060346918290909E-2,3.4524569605433826E-2,4.1821400993406324E-2]
[null,null,19,"2.4.19",5.0341780766925873E-2,3.9579986038676553E-2,4.4348439374723422E-2,4.0864543540581333E-2,3.6719702822866157E-2,5.3359088976946599E-2,3.9260712236591444E-2,4.2153332024525432E-2,3.4435430407449868E-2,4.0544352652648545E-2]
[null,null,20,"2.4.20",5.099545575913441E-2,3.9319168435993777E-2,4.2214458500113128E-2,3.9604376833031384E-2,3.7771848196794494E-2,5.1118773190560143E-2,3.7478920852149045E-2,4.0525579679450724E-2,3.4039417240615995E-2,4.3149367601933719E-2]
[null,null,21,"2.4.21",4.9862258271128945E-2,3.7490382138999183E-2,4.1077016767676722E-2,3.9871627552275066E-2,4.1330734968320793E-2,5.0450207534075343E-2,3.7229055076571184E-2,3.7332761488030962E-2,3.4329139764867372E-2,4.3939282693449079E-2]
[null,null,22,"2.4.22",4.6457890857891461E-2,3.6257668524454771E-2,3.7386120649680131E-2,3.8824064087776528E-2,3.9238860746487761E-2,4.6850488883855602E-2,3.7319494969609721E-2,3.2633819981323337E-2,3.3460696901039942E-2,3.9075451552973074E-2]
[null,null,23,"2.4.23",4.2258975585558078E-2,3.5576542811410795E-2,3.492858891640882E-2,3.7091206944773199E-2,3.7269754925713487E-2,4.2283773130362509E-2,3.6684009030443089E-2,2.9556041436586852E-2,3.3205116219557483E-2,3.8304858125566728E-2]
[null,null,24,"2.4.24",3.7533890439393917E-2,3.5456392983862682E-2,3.302439034014748E-2,3.5651133377399259E-2,3.5959966636794578E-2,3.8293697220262123E-2,3.7204025522443812E-2,2.8077885559812461E-2,3.3464481492101593E-2,3.7036902332624959E-2]
["February","Thursday",1,"2.5.1",3.5891787745627492E-2,3.5307532190774822E-2,3.2524198033169235E-2,3.6236917212425106E-2,3.6560518042083996E-2,3.6431528678117178E-2,3.7140275630251171E-2,2.7297503810254472E-2,3.3051273299771963E-2,3.9800678948087094E-2]
[null,null,2,"2.5.2",3.5350372126893001E-2,3.5152818887941875E-2,3.2536181409230792E-2,3.6229176891656729E-2,3.8702301256218499E-2,3.5436342370864966E-2,3.7079032773900136E-2,2.6502150947688152E-2,3.4044977822981173E-2,3.7532077308049583E-2]
[null,null,3,"2.5.3",3.5085224108840303E-2,3.5479521084740971E-2,3.2580917668183294E-2,3.6346808705238626E-2,4.059059586601791E-2,3.3729100674824292E-2,3.8023802473569797E-2,2.6649862902735386E-2,3.3520965916257223E-2,3.7759731614984499E-2]
[null,null,4,"2.5.4",3.5447238649001372E-2,3.6234773584261769E-2,3.3422032344453671E-2,3.6872308033594675E-2,3.8368171996905349E-2,3.4432912211945541E-2,3.9089445328939584E-2,2.7310460123364074E-2,3.4323424629768499E-2,3.3862033989758643E-2]
[null,null,5,"2.5.5",3.725463392038475E-2,3.5960960184907353E-2,3.4943996629751006E-2,3.7140481187834889E-2,3.992917958478371E-2,3.5935379392909285E-2,3.9030140971963237E-2,3.1133308928532381E-2,3.4932703315531811E-2,2.5866779434962892E-2]
[null,null,6,"2.5.6",4.0731244087249097E-2,3.8263510916497954E-2,3.7725782555209107E-2,3.8766369791139288E-2,4.3401940882091462E-2,3.8405063238862176E-2,3.9744057697426761E-2,3.8445924443175614E-2,4.3570679349764246E-2,2.762404126543146E-2]
[null,null,7,"2.5.7",4.6401395529443924E-2,4.3820339327538649E-2,4.2757642443713231E-2,4.4349194619624041E-2,4.883386281933088E-2,4.6496846896604167E-2,4.2112440752039626E-2,4.3752945127242981E-2,4.7624075050884035E-2,3.5198400066707998E-2]
[null,null,8,"2.5.8",4.808056694924645E-2,4.5662797642268861E-2,4.6380033248455903E-2,4.6108143022803777E-2,4.8521237734678556E-2,4.850340463907598E-2,4.3240355755463825E-2,4.9856579355595433E-2,5.3816796507769313E-2,4.0880933929734665E-2]
[null,null,9,"2.5.9",4.6208788283085528E-2,4.9510640560510799E-2,4.746578124622667E-2,4.6741796220943717E-2,4.7203944126289456E-2,4.4010516097123656E-2,4.4490241825738401E-2,5.2776530410189398E-2,5.2949702674419126E-2,4.2396643951972873E-2]
[null,null,10,"2.5.10",4.2855156228845122E-2,4.9587885109389183E-2,4.9195107028950545E-2,4.7856402411589075E-2,4.435056822337885E-2,4.3119144990808787E-2,4.6534037741690765E-2,5.4754277904977652E-2,5.2556250486073021E-2,4.064798533659196E-2]
[null,null,11,"2.5.11",4.0510795300947415E-2,5.1137956404243352E-2,5.0217967477557933E-2,4.6708096865217479E-2,4.6684096994905624E-2,4.1322144577549236E-2,4.7757196537400945E-2,5.5383308154648557E-2,5.1360420176634405E-2,4.3391528568519862E-2]
[null,null,12,"2.5.12",4.0351650599441971E-2,4.999157224918898E-2,4.8781951187794555E-2,4.7206794674722496E-2,4.5885347234587572E-2,3.8500385096162999E-2,4.7570362938375972E-2,5.5145800711633615E-2,4.8311447790417801E-2,5.2361593571324722E-2]
[null,null,13,"2.5.13",3.8166948034956696E-2,4.8410997263706845E-2,4.9706829914486834E-2,4.6953207022882547E-2,4.3383857826126686E-2,3.8656407818766191E-2,4.7128625249009244E-2,5.5050088756985797E-2,5.2263700006004145E-2,6.1717259086263541E-2]
[null,null,14,"2.5.14",3.7469956733459132E-2,4.8213260186781237E-2,4.8435075248584078E-2,4.8030954543202338E-2,4.4794662012207526E-2,3.7428015528613738E-2,4.6435362977060184E-2,5.5286772388184524E-2,5.1585756579464327E-2,5.8574879626682216E-2]
[null,null,15,"2.5.15",3.693689277826942E-2,4.775274296030281E-2,4.75541901136304E-2,4.5033028264650096E-2,4.0726788972203082E-2,3.7503675295395972E-2,4.7525382890938328E-2,5.2884075298197421E-2,5.3007648623501637E-2,4.9061047311285709E-2]
[null,null,16,"2.5.16",3.8323087947379257E-2,4.5309603845678746E-2,4.591168716324328E-2,4.1204886764635962E-2,3.9586253163109326E-2,4.0173414542367746E-2,4.5891450931271387E-2,4.9558883722007757E-2,4.4531743943378992E-2,4.6974216164382285E-2]
[null,null,17,"2.5.17",4.2291387002044135E-2,4.3079931564114556E-2,4.4473744973755738E-2,3.9120055060534835E-2,3.9911422349647126E-2,4.3501982455225734E-2,4.4068832647513406E-2,4.5617356087315271E-2,3.5222916615456901E-2,5.3316550446054635E-2]
[null,null,18,"2.5.18",4.7812533907840488E-2,4.1285417734885851E-2,4.4298343341686634E-2,4.1275339480201123E-2,3.7867548294384983E-2,4.9768589032193951E-2,4.2797245677159257E-2,4.3377598988978201E-2,3.5271997398476716E-2,5.1773927802260172E-2]
[null,null,19,"2.5.19",5.0502842137906949E-2,3.9400832466367698E-2,4.3789289023088429E-2,4.2366672053298055E-2,3.5813085062206526E-2,5.2003304526442022E-2,3.9439044255992185E-2,4.2413839019981484E-2,3.6221053721697455E-2,4.3418441190076124E-2]
[null,null,20,"2.5.20",5.039049123769037E-2,3.8167999554044298E-2,4.1409399348568812E-2,4.0222971787162665E-2,3.713461434136215E-2,5.2683451484855967E-2,3.7154548475204698E-2,4.0016459260808143E-2,3.5747089707018342E-2,3.5689886302997728E-2]
[null,null,21,"2.5.21",4.9440945949973739E-2,3.6150814683365083E-2,3.9345206177855814E-2,3.9527396022875756E-2,4.1712885708732793E-2,5.0256000790135764E-2,3.7145542172800125E-2,3.6883477959738668E-2,3.4533932027548099E-2,3.6046588836247499E-2]
[null,null,22,"2.5.22",4.6291722058649287E-2,3.6024823230817807E-2,3.7294752350599945E-2,4.0267202191553345E-2,4.153938611771938E-2,4.5559919618358827E-2,3.6822619055726757E-2,3.2673475046939807E-2,3.4228567352897678E-2,3.3327090487513311E-2]
[null,null,23,"2.5.23",4.1300245745703706E-2,3.5111482552054159E-2,3.5772410437905716E-2,3.8542900938479667E-2,4.0471671263727034E-2,3.9873259778252491E-2,3.7192254861271805E-2,2.9852356446297506E-2,3.354441831011399E-2,3.7832307455082932E-2]
[null,null,24,"2.5.24",3.6904092937120297E-2,3.4981785815616291E-2,3.3477480633898174E-2,3.6892896233733673E-2,3.8026060127301455E-2,3.6269210264543397E-2,3.6587700379292272E-2,2.7376964204527812E-2,3.3778458694169101E-2,3.4945377305027427E-2]
["February","Friday",1,"2.6.1",3.5270297302311918E-2,3.5433562571160857E-2,3.3838504398280282E-2,3.6128833012795653E-2,3.9730849726355516E-2,3.5224647191076604E-2,3.843918822169165E-2,2.829773487038556E-2,3.4751271027241418E-2,3.7631068589355721E-2]
[null,null,2,"2.6.2",3.4568645883042141E-2,3.5384034316449785E-2,3.3489736850943322E-2,3.5691936162744284E-2,4.1350704178942536E-2,3.3425742912073765E-2,3.8638342944610472E-2,2.7826450301453722E-2,3.4881567575785942E-2,3.6563458531961843E-2]
[null,null,3,"2.6.3",3.4709444709078476E-2,3.4974865483172211E-2,3.3306290196515605E-2,3.4879587552808747E-2,3.9243721429195022E-2,3.203961836847951E-2,3.7709279857019232E-2,2.6903665223455265E-2,3.2984472803180093E-2,3.176314795449061E-2]
[null,null,4,"2.6.4",3.471562859720987E-2,3.5240793358071072E-2,3.3538748083549418E-2,3.4852669737402739E-2,3.5962399402401604E-2,3.2949847661301684E-2,3.8897299143679093E-2,2.7301374548589451E-2,3.3475464331196761E-2,3.6367380272035087E-2]
[null,null,5,"2.6.5",3.6613083276008172E-2,3.5766790531835159E-2,3.5005765987481834E-2,3.5430574528157878E-2,3.821800044364683E-2,3.343524058600484E-2,3.8613264333287774E-2,3.1221366187992296E-2,3.5701582504094533E-2,3.1646419090721502E-2]
[null,null,6,"2.6.6",4.0821284300127915E-2,3.7750212673663873E-2,3.7642266806573184E-2,3.8152483316001545E-2,3.9731019575831514E-2,3.68228919203255E-2,3.9914190654068295E-2,3.850014686916664E-2,4.1769889895313939E-2,3.3297892060338764E-2]
[null,null,7,"2.6.7",4.7017054292075637E-2,4.1419801634008331E-2,4.2842151951106494E-2,4.4582269410993171E-2,4.1013383119611745E-2,4.388889339987391E-2,4.0149897630600506E-2,4.3411879932791247E-2,4.6016999432947452E-2,4.4877657658287835E-2]
[null,null,8,"2.6.8",4.7991285419444238E-2,4.3805100030160637E-2,4.6228253420669246E-2,4.8096183152128991E-2,4.9182123818229818E-2,4.7628811655904137E-2,4.1961507599653995E-2,4.7811543431055564E-2,5.2440750557350049E-2,4.8525325354383579E-2]
[null,null,9,"2.6.9",4.3817076777757015E-2,4.9027505793862058E-2,4.8307207881801748E-2,4.9585152464318244E-2,4.8099503258222501E-2,4.6831001577833209E-2,4.4486081885786531E-2,5.357400415357963E-2,5.2266803024028634E-2,5.5287730091389514E-2]
[null,null,10,"2.6.10",4.4484396487984794E-2,4.8641354545921625E-2,4.9276674600653214E-2,5.0127805269897442E-2,4.3418451699734656E-2,4.2435623527624748E-2,4.5018220889921974E-2,5.4394152878679498E-2,5.1695729990105507E-2,5.3844795204236157E-2]
[null,null,11,"2.6.11",4.2783753957304965E-2,4.9749471110307524E-2,4.9997049317162132E-2,4.8351902398486066E-2,4.1097968158658439E-2,4.1154126497370214E-2,4.7432729910922254E-2,5.4706746258427995E-2,5.0665419058069185E-2,4.6789693934296078E-2]
[null,null,12,"2.6.12",4.0822085110926311E-2,4.975233911614825E-2,4.8740792628121705E-2,4.9584686579051594E-2,4.0058829064506453E-2,4.1821801492217439E-2,4.6606521099655185E-2,5.5453646857122181E-2,4.8995768890353404E-2,3.852249238420672E-2]
[null,null,13,"2.6.13",3.9187193218714611E-2,4.8104939402223254E-2,4.8373415018548818E-2,4.843524409618543E-2,4.0170759869188728E-2,4.2171760976737076E-2,4.6086139914709272E-2,5.441868668307584E-2,5.0918053235001558E-2,3.4757877230964011E-2]
[null,null,14,"2.6.14",3.8060191822526776E-2,4.7632392542439624E-2,4.8025551499217764E-2,4.8887773985184131E-2,3.87975268557499E-2,4.0299313972130921E-2,4.606711782354312E-2,5.4151942076983213E-2,5.1216799918408752E-2,3.3970722477344978E-2]
[null,null,15,"2.6.15",3.8004045484413725E-2,4.672640910764915E-2,4.6873367805686204E-2,4.6423240924645601E-2,3.8022503696773846E-2,3.9232567168498711E-2,4.5232827731715261E-2,5.3284256652484985E-2,5.1938107826629776E-2,3.4559175850503117E-2]
[null,null,16,"2.6.16",3.866735571142374E-2,4.5085174380638207E-2,4.6378283325592809E-2,4.3127257958239185E-2,4.2493961001880909E-2,4.0570678427816191E-2,4.4738502016181805E-2,5.0117380842223391E-2,4.5445844348301047E-2,4.4389101458804765E-2]
[null,null,17,"2.6.17",4.1554924717527766E-2,4.2032574369107352E-2,4.437680406456674E-2,3.9907990765739899E-2,4.2833490104399678E-2,4.578579814512123E-2,4.2427238014741603E-2,4.6014766105242064E-2,3.6707770523491001E-2,4.6081014203323313E-2]
[null,null,18,"2.6.18",4.6858396027928489E-2,4.1219776611270194E-2,4.3621637184516095E-2,3.9690318816158622E-2,4.4925526100259433E-2,5.0403165869438916E-2,4.1829756084928955E-2,4.354929540680208E-2,3.6362090826376321E-2,5.7030793686323751E-2]
[null,null,19,"2.6.19",5.0586569342583008E-2,4.0190971439172198E-2,4.2381950037355405E-2,3.9900226011295857E-2,4.3839678400208172E-2,5.0370763327288334E-2,4.0684079156196373E-2,4.1443130451681215E-2,3.65951148804484E-2,4.8031960100587925E-2]
[null,null,20,"2.6.20",4.910480333347729E-2,3.9845707659115007E-2,4.0817058187097494E-2,3.8557182317624943E-2,4.1628917620626253E-2,4.9273844868646541E-2,3.8912733501497376E-2,3.9674707661402041E-2,3.5522711927377229E-2,4.2725824446783883E-2]
[null,null,21,"2.6.21",4.8472010784418582E-2,3.9288971345827185E-2,3.9965818959390283E-2,3.8536165715596406E-2,4.388366941449149E-2,4.7164027097951831E-2,3.9438336436959487E-2,3.7231873486485066E-2,3.5139945303346853E-2,4.2062393545024987E-2]
[null,null,22,"2.6.22",4.5432037982233567E-2,3.8036853924079135E-2,3.7639651582698934E-2,3.8975702582158739E-2,4.1882502888290339E-2,4.5474835442683603E-2,3.8605236335895528E-2,3.3162546215308696E-2,3.4866716394875014E-2,4.6514047684833817E-2]
[null,null,23,"2.6.23",4.1671840379481594E-2,3.7210218650882212E-2,3.6066694511159743E-2,3.6894127210800307E-2,4.2315619052083669E-2,4.3404949458240263E-2,3.8719510971341853E-2,2.9329463124599425E-2,3.4469016539210438E-2,4.2560567853133231E-2]
[null,null,24,"2.6.24",3.8786595081999373E-2,3.76801794028351E-2,3.3266325701311508E-2,3.520068603158464E-2,4.2098891120711003E-2,3.8190048455360809E-2,3.9391997841392273E-2,2.8219239781012963E-2,3.5172109186866668E-2,3.2199460336668775E-2]
["February","Saturday",1,"2.7.1",3.6169967451613216E-2,4.147914210275562E-2,3.784329573782802E-2,4.4046066521751588E-2,3.6730404474385255E-2,3.2915486080376311E-2,4.2084903493752816E-2,3.3381265894973144E-2,3.9440026049693745E-2,3.3163748439504141E-2]
[null,null,2,"2.7.2",3.4141696010348228E-2,4.1558078362720928E-2,3.7389618734600089E-2,4.1939819435218809E-2,4.1959227683106594E-2,3.3208204329279137E-2,4.2496406771181008E-2,3.3382346949088024E-2,3.954469337150731E-2,2.839160407962921E-2]
[null,null,3,"2.7.3",3.4404399725821405E-2,4.1834469013608121E-2,3.6743344068627205E-2,4.1142539464610363E-2,4.1981322685397109E-2,3.285906990910821E-2,4.2357191932401415E-2,3.293216739951272E-2,3.9072840237519252E-2,2.7304945970507297E-2]
[null,null,4,"2.7.4",3.4399542646827666E-2,4.1359799349486734E-2,3.7114420081287507E-2,4.0054607514369067E-2,4.0512086866419654E-2,3.3447730481493569E-2,4.3652006717266975E-2,3.3270203482523616E-2,3.9951082196815937E-2,2.7007895093571026E-2]
[null,null,5,"2.7.5",3.536220945968712E-2,4.0769128074223969E-2,3.7181772816102063E-2,3.9912452402977174E-2,4.3793440206586626E-2,3.3421542576348551E-2,4.2920897258764378E-2,3.5445347953085238E-2,4.0656736433230513E-2,2.6283130103879719E-2]
[null,null,6,"2.7.6",3.7008350796466132E-2,4.2277603983096379E-2,3.9202859121711307E-2,4.0336708810609911E-2,4.6567099494122639E-2,3.5285524866198854E-2,4.462298692705411E-2,3.874633079502357E-2,4.607279801162318E-2,3.5392119391941257E-2]
[null,null,7,"2.7.7",4.0352659107794342E-2,4.4985862703512874E-2,4.2549542681779531E-2,3.9464752871711389E-2,4.1313398949489016E-2,3.863477876194879E-2,4.519086024179244E-2,4.3212356117857724E-2,4.6730086120990326E-2,4.4533162769688675E-2]
[null,null,8,"2.7.8",4.4579730469682118E-2,3.9421510386757813E-2,4.2907214378795092E-2,4.061232583861183E-2,3.7173613853664626E-2,4.2605508970073688E-2,4.1377150878319974E-2,4.4485821967334388E-2,4.5199751632380415E-2,4.2972055195674312E-2]
[null,null,9,"2.7.9",4.7275901002656946E-2,3.7976971142342185E-2,4.4111977109011394E-2,4.1787189736671726E-2,4.0370678851760364E-2,4.6006907651661301E-2,4.0183877955179248E-2,4.6813633535913862E-2,4.5975310036793213E-2,4.5375867234407403E-2]
[null,null,10,"2.7.10",4.817762149008175E-2,3.7649126902691579E-2,4.3986995601096479E-2,4.1279136631797449E-2,4.5307193363512369E-2,4.7294725225060945E-2,4.0760630897326004E-2,4.6571286639924665E-2,4.5118417188263552E-2,5.0218971029464807E-2]
[null,null,11,"2.7.11",4.5363892475280811E-2,4.0819856564057587E-2,4.4727363896597983E-2,4.2673396814556903E-2,4.3637629523767582E-2,4.7877610186137128E-2,4.0857400714389168E-2,4.7052657780285251E-2,4.3210316797187516E-2,5.7609273859865397E-2]
[null,null,12,"2.7.12",4.5382636585698556E-2,3.9108537783981087E-2,4.3173516961870682E-2,4.1920794164671621E-2,4.3262832818246992E-2,4.5501421016004885E-2,4.0597555835238081E-2,4.6682857783722373E-2,4.3459232314316358E-2,6.1220375047530591E-2]
[null,null,13,"2.7.13",4.3050260488892662E-2,3.9677470308976032E-2,4.2750200996998097E-2,4.1796951766877581E-2,4.4853181983113187E-2,4.4610642066443704E-2,3.9439358447121077E-2,4.6845524632302883E-2,4.3870911184770794E-2,6.3213111737620398E-2]
[null,null,14,"2.7.14",4.1793257810862676E-2,3.8491834035376017E-2,4.3309833056737301E-2,4.3129219495045085E-2,4.2035987357730682E-2,4.3184009600431617E-2,3.9956410492973139E-2,4.8472177220253432E-2,4.5171034244446004E-2,5.8532480580360091E-2]
[null,null,15,"2.7.15",4.0518611474699019E-2,3.9477371439604309E-2,4.3000668274000411E-2,4.3025186180442501E-2,4.3597367519593762E-2,4.2805642886221136E-2,3.8803528800175471E-2,4.6582605912421665E-2,4.4882632318907351E-2,5.1408153288040007E-2]
[null,null,16,"2.7.16",4.3409361743216537E-2,4.0309799228636908E-2,4.3135411375060315E-2,4.309672689815551E-2,4.3221916147338633E-2,4.424273305911039E-2,3.8567322657027746E-2,4.529567458007288E-2,4.3271246781456239E-2,4.9372106873718138E-2]
[null,null,17,"2.7.17",4.4643837668698658E-2,4.1141871577017659E-2,4.3037930916761266E-2,4.0873335449152434E-2,4.162616598191253E-2,4.730333987019588E-2,3.9278397582035156E-2,4.5970856466235367E-2,3.8151994521780391E-2,5.44493768048777E-2]
[null,null,18,"2.7.18",4.5630243552697874E-2,4.7164315805891296E-2,4.5454892347916484E-2,4.2981862717923071E-2,4.3724372866093313E-2,5.1991046765427679E-2,4.339483982098509E-2,4.7222621744141227E-2,3.8624508911411684E-2,4.9724946547970286E-2]
[null,null,19,"2.7.19",4.7781495089405997E-2,4.6351920651997579E-2,4.5914530169780372E-2,4.3465190096655497E-2,4.400489756184104E-2,4.9784193385003964E-2,4.4029280138472238E-2,4.6430129588659379E-2,3.928066343967615E-2,4.318664631517441E-2]
[null,null,20,"2.7.20",4.6734977974967847E-2,4.5476598285098382E-2,4.3485263260759265E-2,4.1539291173998856E-2,3.7722551910571209E-2,4.733761363117376E-2,4.1838227041642778E-2,4.406527601879056E-2,3.7947383132747738E-2,3.3081533369775484E-2]
[null,null,21,"2.7.21",4.4885463690541777E-2,4.418961877283973E-2,4.3807538833980787E-2,4.226061257380842E-2,3.7571487561577535E-2,4.5358719778715952E-2,4.2140335725624409E-2,4.1720724009285039E-2,3.8265352632047799E-2,2.9878571278263263E-2]
[null,null,22,"2.7.22",4.3015743229069939E-2,4.3058137436957272E-2,4.1645402399512484E-2,4.1152372750511153E-2,3.7025168171609092E-2,4.2571142799314871E-2,4.1936406323373948E-2,3.8219921032494435E-2,3.8417535895081782E-2,2.8990599587652269E-2]
[null,null,23,"2.7.23",4.0145009225029067E-2,4.3523579861756333E-2,4.0118770515527119E-2,4.1483355453476228E-2,4.0695229885405498E-2,3.7200373606583723E-2,4.2015477291248909E-2,3.4353562786327313E-2,3.8980736772926988E-2,2.9647096706943897E-2]
[null,null,24,"2.7.24",3.5773130829959796E-2,4.1897396226613606E-2,3.7407636663658761E-2,4.0026105236395756E-2,4.1312744282754478E-2,3.4552032497686062E-2,4.1498546056654102E-2,3.2844649709771148E-2,3.8704709774425868E-2,2.9042228693940211E-2]
["March","Sunday",1,"3.1.1",3.3947564686188481E-2,4.4856643499949188E-2,3.8111460707143476E-2,4.1401144403838554E-2,4.1297950721303961E-2,3.3681394784623203E-2,4.3916303578236754E-2,3.6171394937867321E-2,4.2532357604459191E-2,3.2847330331991949E-2]
[null,null,2,"3.1.2",3.1824011540240414E-2,4.4157891250695316E-2,3.8169415699289957E-2,4.1204271237099681E-2,3.7064776712357028E-2,3.2197829814979338E-2,4.3794428155681832E-2,3.6926373298865535E-2,4.3953606984237489E-2,3.5346758824607957E-2]
[null,null,3,"3.1.3",3.1741900119351414E-2,4.4470191479916786E-2,3.818190594232073E-2,4.1206387463321947E-2,3.7530287381226213E-2,3.1218667408429934E-2,4.3731250305058623E-2,3.6334639172325663E-2,4.2628908695573113E-2,3.5812109730141733E-2]
[null,null,4,"3.1.4",3.1963221709697523E-2,4.4309741520003262E-2,3.7940862104477009E-2,4.1101986969689745E-2,3.8833282831738453E-2,3.0738392173973048E-2,4.3884152150974895E-2,3.5530405827054946E-2,4.2952419795484871E-2,3.8810555121457313E-2]
[null,null,5,"3.1.5",3.2075603062582392E-2,4.3863968067322102E-2,3.8738928464100139E-2,4.1190291318419198E-2,3.8460629934087269E-2,3.1121416023090317E-2,4.3910737769465823E-2,3.6358914522043158E-2,4.2972076385334963E-2,5.7348752358203282E-2]
[null,null,6,"3.1.6",3.3232523118573366E-2,4.4377114892263612E-2,4.0588621712591512E-2,4.179559614605706E-2,3.7135777610525174E-2,3.4103046426721323E-2,4.497582040958787E-2,3.7356466562811129E-2,4.2995716248899182E-2,6.0378329743199066E-2]
[null,null,7,"3.1.7",3.6444455604818786E-2,4.4737822615578647E-2,4.1794039264589834E-2,4.1438659323233422E-2,3.3881411394680275E-2,3.7979193026997454E-2,4.6118449371202755E-2,4.0343698193388011E-2,4.2220363361155637E-2,4.4998943865214407E-2]
[null,null,8,"3.1.8",4.0991029358268913E-2,3.9025738312537764E-2,4.3747535755717555E-2,4.0376762656122979E-2,3.8381347860415756E-2,4.3016600188739693E-2,4.1701407741064997E-2,4.0385011242259107E-2,4.1307154565740897E-2,3.0994795708056477E-2]
[null,null,9,"3.1.9",4.5474559913759233E-2,3.7552493545336518E-2,4.4202269204079263E-2,4.0052467019576245E-2,4.1816678124555383E-2,4.5273638578503438E-2,3.9576650374307548E-2,4.3251270713410429E-2,4.1431155608319503E-2,3.2860724329272971E-2]
[null,null,10,"3.1.10",4.7807829927468661E-2,3.7813264099798689E-2,4.5054091877011114E-2,3.9614857088036803E-2,4.2367987201918408E-2,4.754202363175572E-2,4.3771553076371532E-2,4.4264287051035467E-2,4.1722540739797837E-2,3.7427172402284006E-2]
[null,null,11,"3.1.11",4.8190527430766336E-2,3.8468675551653383E-2,4.521543354995651E-2,3.9498272261609679E-2,3.9519127071787188E-2,4.7352564936847349E-2,4.2532844834271236E-2,4.6072710696287017E-2,4.0647056836986266E-2,3.8660687151880514E-2]
[null,null,12,"3.1.12",4.6482060124501713E-2,3.8888732095166863E-2,4.5872087083905139E-2,4.0552665944841138E-2,4.3624418009846171E-2,4.7137359393943562E-2,4.3797645272099069E-2,4.6417180905735184E-2,4.1115351277115485E-2,4.1275774621017759E-2]
[null,null,13,"3.1.13",4.6578920290100495E-2,3.7990379383704267E-2,4.5547565576255444E-2,4.0538814282295346E-2,4.410336861928639E-2,4.580006259367108E-2,4.1646183865387487E-2,4.6620659284632715E-2,4.0608003436006547E-2,4.2140411445496483E-2]
[null,null,14,"3.1.14",4.5021074119378633E-2,3.9528258768195927E-2,4.5147117408615094E-2,4.18429226597552E-2,4.8934009077254391E-2,4.4704184485537042E-2,3.9588393836076E-2,4.8249520265893596E-2,4.2471829162585975E-2,4.0485347781474404E-2]
[null,null,15,"3.1.15",4.3749080786875616E-2,3.9740854622736979E-2,4.3855663306952189E-2,4.1686578431576249E-2,4.5901062488392763E-2,4.3980790815714751E-2,3.7618808059946371E-2,4.7863811931493222E-2,4.1265416784649504E-2,5.6160306599457761E-2]
[null,null,16,"3.1.16",4.382108070193276E-2,3.8408737899136396E-2,4.1476910076531662E-2,4.0657451206877401E-2,4.6252130026945039E-2,4.3790003412974093E-2,3.6520843726872657E-2,4.5985034726412244E-2,4.0227167831774227E-2,6.549103570531975E-2]
[null,null,17,"3.1.17",4.5142515526160366E-2,3.8391648068124014E-2,4.1253441180972648E-2,4.0046118340909417E-2,4.9463868552493961E-2,4.6086045645105184E-2,3.6295842946771274E-2,4.787055508419253E-2,4.0399227937642716E-2,6.3010250208919219E-2]
[null,null,18,"3.1.18",4.7115225362446708E-2,3.8031268995405369E-2,4.0852305355695874E-2,3.9698223575580949E-2,4.5357491558631252E-2,4.6482557132218098E-2,3.5929190359758688E-2,4.6739683422167375E-2,4.0557433178418624E-2,5.236347037021552E-2]
[null,null,19,"3.1.19",4.8587521580275926E-2,4.0975047162387618E-2,4.1781317598316034E-2,4.0695350894676317E-2,4.3089942797440807E-2,4.7864112438285228E-2,3.6912917454654595E-2,4.3780743063360029E-2,4.0516128361861373E-2,4.4222273022878573E-2]
[null,null,20,"3.1.20",5.0650664033231659E-2,4.6440355948862679E-2,4.1775148515866209E-2,4.1312711798974409E-2,4.431026224989492E-2,5.0225176116337325E-2,4.2362929771473615E-2,4.2817041649142587E-2,4.0758588500981525E-2,3.8036237278643838E-2]
[null,null,21,"3.1.21",5.0505927928420867E-2,4.5521394106251341E-2,4.0719567595588549E-2,4.3044682641737775E-2,4.0687723116589171E-2,4.9360663646742742E-2,4.1686506373610918E-2,4.0734186673813011E-2,4.0327009453347641E-2,3.3646807169698152E-2]
[null,null,22,"3.1.22",4.5509810679491378E-2,4.5777097964019138E-2,4.1337189946577604E-2,4.7590849591722245E-2,4.0634777896157846E-2,4.5094518734727786E-2,4.3705197583152146E-2,3.8999173484281252E-2,4.2583014454953945E-2,2.7543669408635115E-2]
[null,null,23,"3.1.23",3.9321398604679356E-2,4.3707256507942542E-2,4.0141730206122064E-2,4.7047620733271102E-2,4.2055746158349103E-2,3.9815778118708053E-2,4.2935596230652719E-2,3.54242386340003E-2,4.1702364592506772E-2,2.4884779948389675E-2]
[null,null,24,"3.1.24",3.3821493790788804E-2,4.2965423643011612E-2,3.8495391867324397E-2,4.6405314010777104E-2,3.9295942604122877E-2,3.5433980471374298E-2,4.308634675332066E-2,3.5502998657528206E-2,4.2105108202166723E-2,2.5253476873544203E-2]
["March","Monday",1,"3.2.1",3.39324761184433E-2,3.4579380793789811E-2,3.1390769015298352E-2,3.2864689858599132E-2,3.649847156856998E-2,3.3752457442076868E-2,3.7194847938788307E-2,2.5321947496958794E-2,3.2159125871452643E-2,2.5782425135855453E-2]
[null,null,2,"3.2.2",3.2389410371853909E-2,3.4950402057296742E-2,3.1654356542597878E-2,3.2674106473968192E-2,3.8104063608400893E-2,3.1736834040432253E-2,3.6940715110503529E-2,2.5083337216206692E-2,3.2834714139192742E-2,2.5215151363174867E-2]
[null,null,3,"3.2.3",3.2235426471779398E-2,3.4863609403448431E-2,3.203439044584603E-2,3.2464162380834612E-2,4.2142845332559728E-2,3.1605300815585345E-2,3.7286371300023734E-2,2.4871615282545275E-2,3.2987358066940572E-2,2.5647171904290469E-2]
[null,null,4,"3.2.4",3.3606723369870493E-2,3.5391029642654441E-2,3.2412573244670347E-2,3.2209720249044602E-2,4.1743263603190042E-2,3.0790537098740536E-2,3.7424032278013386E-2,2.5342753704168625E-2,3.3338611056658411E-2,2.5506192623505942E-2]
[null,null,5,"3.2.5",3.4848557954246268E-2,3.5866566615452809E-2,3.4347670178592443E-2,3.3970596995795702E-2,3.769621467083735E-2,3.2828620509388645E-2,3.8148016924918274E-2,3.0828209218630654E-2,3.5824961065216522E-2,2.4669202187587745E-2]
[null,null,6,"3.2.6",4.0770020648061588E-2,3.7372321878596466E-2,3.7359855495644065E-2,3.636455537162632E-2,3.6079599686747975E-2,3.6630613346903491E-2,3.9751469987189814E-2,3.8572243578172599E-2,4.4448549340363942E-2,3.8877702250969176E-2]
[null,null,7,"3.2.7",4.7709388492891101E-2,4.2684530999647863E-2,4.3065933595395962E-2,4.4222656271154619E-2,4.0297128472916374E-2,4.5708509157584121E-2,4.1951260290012865E-2,4.6336068692005135E-2,4.8993542130120867E-2,4.7275249606383477E-2]
[null,null,8,"3.2.8",5.1242941517995751E-2,4.5756646548333751E-2,4.5075783755042079E-2,4.7690569845673943E-2,3.8383269776038828E-2,5.0979587861390702E-2,4.3629729699525534E-2,4.9525754398220115E-2,5.2913012273153794E-2,5.5076498043073317E-2]
[null,null,9,"3.2.9",4.7796844238639544E-2,5.0119749709755614E-2,4.8562999272835312E-2,5.0781829636596339E-2,4.4235200569986428E-2,4.6670471662691747E-2,4.8401179496210728E-2,5.5220721120717305E-2,5.4974631214122389E-2,5.6412247111010713E-2]
[null,null,10,"3.2.10",4.4409080693016301E-2,5.0751014753946062E-2,4.9900757799391689E-2,5.1937605265390638E-2,4.7797490476426681E-2,4.4335961926482842E-2,5.0321239137453504E-2,5.6571411012555167E-2,5.5424494297545611E-2,5.4676859297544074E-2]
[null,null,11,"3.2.11",4.3405955215408507E-2,5.1139255894665871E-2,5.000676870946559E-2,4.9106835007049286E-2,4.2971319802168215E-2,4.5037355313386124E-2,5.0315873503505054E-2,5.4957316864520427E-2,5.1652244857791144E-2,5.2243683279185958E-2]
[null,null,12,"3.2.12",4.145509439432863E-2,5.1339308377273449E-2,4.9727625409902589E-2,5.0863830586128526E-2,4.2722050949050454E-2,4.2846327654609204E-2,5.0977572367791733E-2,5.6529692821789747E-2,5.196950348924971E-2,5.1721428100369345E-2]
[null,null,13,"3.2.13",4.0648954601768907E-2,5.0212815318874331E-2,4.9671096361357109E-2,4.9344579091878976E-2,4.0014790787023191E-2,4.3077860635047774E-2,4.8943159789023277E-2,5.6057761077573237E-2,5.3765979663172786E-2,5.2652997073396497E-2]
[null,null,14,"3.2.14",3.8946275671303793E-2,4.9221431206165622E-2,4.9275420084468925E-2,5.0953864650144322E-2,4.0995707565297169E-2,4.0259901601198973E-2,4.7528221611208295E-2,5.5945902591938275E-2,5.2588346310712672E-2,4.4440855242711429E-2]
[null,null,15,"3.2.15",3.8179481993360673E-2,4.8277770753161198E-2,4.7924693001773613E-2,4.7928765229070122E-2,4.4914238988454473E-2,3.8986001626332568E-2,4.6444722401750724E-2,5.4083710024937295E-2,5.2843370134540935E-2,4.3484012673129069E-2]
[null,null,16,"3.2.16",3.7319695798998097E-2,4.787434481162639E-2,4.7059328746559985E-2,4.401541996942001E-2,4.416242408573446E-2,4.0918893600787216E-2,4.625877071822497E-2,4.972822090162804E-2,4.5471753069214374E-2,4.0562542871325401E-2]
[null,null,17,"3.2.17",4.0198031588036399E-2,4.370738052435464E-2,4.4083451056628545E-2,4.023001785337129E-2,4.2375955551480417E-2,4.2288725183573711E-2,4.2130086274951017E-2,4.5029117319136586E-2,3.4681917302969628E-2,3.6026722089557782E-2]
[null,null,18,"3.2.18",4.4418124552350328E-2,3.7509052176362134E-2,4.4183973604463335E-2,4.0153928915060193E-2,4.1920883318627727E-2,4.6016266658858385E-2,3.7952342165861734E-2,4.2785146187405323E-2,3.5153208736735254E-2,3.8435611761226118E-2]
[null,null,19,"3.2.19",4.7655128140315098E-2,3.4269758456111431E-2,4.2806670724338088E-2,3.9681644965222931E-2,4.1767188402660145E-2,4.9096312379087438E-2,3.3240905446969449E-2,4.0649183282323573E-2,3.3712945818812977E-2,4.4943562874192378E-2]
[null,null,20,"3.2.20",5.0279607900086426E-2,3.8595738245879536E-2,4.262305415569994E-2,3.961873394505349E-2,4.3858541554245171E-2,5.2684823310256146E-2,3.7919088905786276E-2,4.0441713557761459E-2,3.3390065552233721E-2,4.4492389685687285E-2]
[null,null,21,"3.2.21",5.1902902154555938E-2,3.7875455381889245E-2,4.0559565268450823E-2,3.8589367044734514E-2,4.3629564939421411E-2,4.9733888030593164E-2,3.7852941233765675E-2,3.687724110327055E-2,3.2097221748241221E-2,3.9811838073646459E-2]
[null,null,22,"3.2.22",4.821713138913513E-2,3.6400975441190024E-2,3.7890440479444933E-2,3.9532851827849456E-2,4.4554740692751962E-2,4.7239554403857992E-2,3.6114202426367016E-2,3.2546884439712473E-2,3.2613221715437325E-2,4.3960262008216289E-2]
[null,null,23,"3.2.23",4.1981754823984328E-2,3.5637027888552775E-2,3.5096885750089353E-2,3.7761414694642365E-2,4.1793743677464648E-2,4.0619943319733863E-2,3.6296753596657926E-2,2.9508934901481754E-2,3.2783458054268751E-2,4.6432335671272647E-2]
[null,null,24,"3.2.24",3.6450991899569934E-2,3.5604433120971245E-2,3.3285937302043128E-2,3.7038253871690401E-2,4.1341301919946366E-2,3.6155252421401177E-2,3.6976497395497361E-2,2.7185113206340719E-2,3.3377764091851961E-2,4.1653059072688049E-2]
["March","Tuesday",1,"3.3.1",3.4897683081830409E-2,3.403254656226757E-2,3.2848299856427614E-2,3.5654164791755157E-2,4.3523426512124729E-2,3.4162418952636282E-2,3.7772999648271445E-2,2.6874364757545868E-2,3.4039540067763857E-2,3.3776446149819284E-2]
[null,null,2,"3.3.2",3.4260680700139587E-2,3.4263777076640835E-2,3.2401620321610057E-2,3.462337500696936E-2,4.0178690728950965E-2,3.2544588521590284E-2,3.7170598489159962E-2,2.5928541536473313E-2,3.4021827762935906E-2,3.0109462720858161E-2]
[null,null,3,"3.3.3",3.4431084624934757E-2,3.4038424266428162E-2,3.2380422760433063E-2,3.4081371078871187E-2,3.8035730422297416E-2,3.1494548305456449E-2,3.6751625547893962E-2,2.5492477008800161E-2,3.2813881223079551E-2,2.4278386972817336E-2]
[null,null,4,"3.3.4",3.5569336825956067E-2,3.4821111325553579E-2,3.2839614513464989E-2,3.4189642327603006E-2,3.7866894870133332E-2,3.1140294433613647E-2,3.7137965182681601E-2,2.5876661160709392E-2,3.3582448330268376E-2,2.3812862844289139E-2]
[null,null,5,"3.3.5",3.6979934702785988E-2,3.5079920789772956E-2,3.4566480323798103E-2,3.4802621675483009E-2,4.0057277422454199E-2,3.3887367992000497E-2,3.7640551766723235E-2,3.0799711366058094E-2,3.6024379314313432E-2,2.38457710208572E-2]
[null,null,6,"3.3.6",4.2572911778774529E-2,3.7976077880124359E-2,3.75651598721395E-2,3.8749664620901403E-2,4.1697283879294167E-2,3.8545766631469899E-2,4.0410448305255191E-2,3.9140343361994394E-2,4.5372313463718762E-2,3.2083193895482615E-2]
[null,null,7,"3.3.7",5.0119603830748892E-2,4.3318734086745248E-2,4.423475785869465E-2,4.5601842144081625E-2,4.2536209665024388E-2,4.6864565782707215E-2,4.3458916718560496E-2,4.6380791843480623E-2,4.9292691347988034E-2,4.0652736213625702E-2]
[null,null,8,"3.3.8",5.3232342592268299E-2,4.5528995755467642E-2,4.5920200240215953E-2,4.7573609471434998E-2,4.6866463126886949E-2,5.2254715626553205E-2,4.5265299629194317E-2,4.857961394899965E-2,5.3247432736094009E-2,4.2670766856707162E-2]
[null,null,9,"3.3.9",4.8722095043953716E-2,5.089312190923069E-2,4.7905503255592646E-2,4.9209768311941682E-2,4.8441437774521902E-2,4.9258047276156187E-2,4.815003342546894E-2,5.4177478764532966E-2,5.2711655920929669E-2,4.6629873637664777E-2]
[null,null,10,"3.3.10",4.4439006427156355E-2,5.173789221855235E-2,4.9100852698353688E-2,5.1398348005274971E-2,4.7547211780489061E-2,4.4929375543538153E-2,4.8591750792462286E-2,5.5212617043296316E-2,5.1633409161587658E-2,5.5204731892022699E-2]
[null,null,11,"3.3.11",4.1888054971585265E-2,5.2348180228097091E-2,4.984163591556099E-2,4.8896612885649539E-2,4.2728988044805523E-2,4.3728343079309041E-2,5.007880701552548E-2,5.3997501792870377E-2,5.1326912826892016E-2,5.3826891853099933E-2]
[null,null,12,"3.3.12",3.901217353400882E-2,5.2890031080401606E-2,4.9931411081249051E-2,5.166184762457144E-2,4.163719510546815E-2,3.9238865638631854E-2,5.1127049415305194E-2,5.6297034416575062E-2,5.0538184709138657E-2,4.8737515776939265E-2]
[null,null,13,"3.3.13",3.8482544430488715E-2,5.0234111541817714E-2,4.9911770891913634E-2,4.9424367756088099E-2,4.2763743762314142E-2,3.8340713449636327E-2,4.7497304175386321E-2,5.5723722592976699E-2,5.1905378745397468E-2,4.471841485869988E-2]
[null,null,14,"3.3.14",3.504534226405092E-2,5.0684259324579671E-2,4.9685592581383345E-2,5.1137115281515245E-2,4.6906779759196944E-2,3.817181899051704E-2,4.900295991033015E-2,5.5866938310852876E-2,5.3053740112330307E-2,4.8510955638259134E-2]
[null,null,15,"3.3.15",3.4564807042718269E-2,5.0010731572121908E-2,4.8213343756277317E-2,4.724571922415393E-2,4.3998421318075832E-2,3.723197296651154E-2,4.6980915238636886E-2,5.3641192284187837E-2,5.3036435925125115E-2,5.3601597413518574E-2]
[null,null,16,"3.3.16",3.6038795293545027E-2,4.8444990097361029E-2,4.7094019350038971E-2,4.1596669520256362E-2,4.2629046048236301E-2,3.7636811614612242E-2,4.723320793881871E-2,5.0409555887213783E-2,4.7018986448046224E-2,5.4045857797187402E-2]
[null,null,17,"3.3.17",3.9492331219683326E-2,4.3093857479415951E-2,4.4168795840225199E-2,3.821996669714562E-2,4.0423370980211641E-2,4.0715417007772967E-2,4.346876351896789E-2,4.5345204612623605E-2,3.5507539156845319E-2,4.7076412279711398E-2]
[null,null,18,"3.3.18",4.3719530312446617E-2,3.5241421596222539E-2,4.2659176746356581E-2,3.8426200217287342E-2,4.0386761624435899E-2,4.8406488967234339E-2,3.7829955393362945E-2,4.250978164277408E-2,3.4865080395090516E-2,4.4902447507661272E-2]
[null,null,19,"3.3.19",4.7812490547139305E-2,3.377614532405844E-2,4.0552824675191133E-2,3.795339057676355E-2,4.2741036693541845E-2,5.101568608709614E-2,3.3528628909419086E-2,3.9676088458932453E-2,3.368766105341689E-2,4.2174865949808439E-2]
[null,null,20,"3.3.20",5.207212208993154E-2,3.8858400188249799E-2,4.1253369131055859E-2,3.926252274924126E-2,4.4377799283414336E-2,5.1901223835388789E-2,3.5825226783069875E-2,4.0609248590069251E-2,3.4238456597098947E-2,4.4633866158901934E-2]
[null,null,21,"3.3.21",5.1794832833995517E-2,3.7164192781349324E-2,3.9058426561671578E-2,3.8156331701006636E-2,3.9005492175715632E-2,5.1719126662762266E-2,3.5889651789154167E-2,3.6766324304162885E-2,3.2515710487888295E-2,4.4406040321123039E-2]
[null,null,22,"3.3.22",4.7572826637360302E-2,3.6655907429424858E-2,3.8459038065721811E-2,3.958506959989997E-2,3.4655621042192664E-2,4.8502664885831187E-2,3.6657323497838505E-2,3.3113887750699969E-2,3.3704720370048416E-2,3.8981507123607664E-2]
[null,null,23,"3.3.23",4.186596557392662E-2,3.4717367125959811E-2,3.618751805869154E-2,3.7134663472071124E-2,3.4096594634798506E-2,4.0624488749987864E-2,3.624154866268773E-2,2.999809419836243E-2,3.2931010980812761E-2,4.2335609735352442E-2]
[null,null,24,"3.3.24",3.5413503640571005E-2,3.4189802360156729E-2,3.3220165643932591E-2,3.5415115260033707E-2,3.6898523345415449E-2,3.7684688998986367E-2,3.6288468245825545E-2,2.7582824365807959E-2,3.2930602863190002E-2,3.8983785381985457E-2]
["March","Wednesday",1,"3.4.1",3.3340280934004325E-2,3.346165584962954E-2,3.3142942605727581E-2,3.5401242131813372E-2,4.2249111259857371E-2,3.4808685834040856E-2,3.7389312589738849E-2,2.6911864801148759E-2,3.3933493296886934E-2,3.5436960895635375E-2]
[null,null,2,"3.4.2",3.3288318728112554E-2,3.3283404151846399E-2,3.1934199137917299E-2,3.4183906482353234E-2,4.1260052008540021E-2,3.3123054491826939E-2,3.6727372117057185E-2,2.5453213083133142E-2,3.4026872055785536E-2,3.1775782386103311E-2]
[null,null,3,"3.4.3",3.3038911651813455E-2,3.41448756983984E-2,3.199266811793948E-2,3.4645357311031105E-2,4.3172504017418532E-2,3.1961033000640848E-2,3.6953647686800407E-2,2.5576561605293362E-2,3.3739202563611181E-2,2.7025438753760039E-2]
[null,null,4,"3.4.4",3.3867004446427262E-2,3.4346058504015162E-2,3.3188441448187812E-2,3.4836919404449156E-2,3.8826329894586648E-2,3.1680857015875988E-2,3.7654683003338144E-2,2.5954065638706871E-2,3.450593489066698E-2,2.7124544313631749E-2]
[null,null,5,"3.4.5",3.5365112544025822E-2,3.4705395460223949E-2,3.4541536878879037E-2,3.4808665086570295E-2,3.7267427642039747E-2,3.3750076075249602E-2,3.7354492742477215E-2,2.9886895451157584E-2,3.5420599701899917E-2,2.7839448993007835E-2]
[null,null,6,"3.4.6",4.1322170774178199E-2,3.7096810064508844E-2,3.8151996395248682E-2,3.872265174300505E-2,3.7562080646239525E-2,3.8575716594535535E-2,4.0231928825239696E-2,3.9330133039380849E-2,4.5653934842653079E-2,3.982101237076436E-2]
[null,null,7,"3.4.7",5.0083339010478935E-2,4.2701496259623932E-2,4.4359250831250779E-2,4.4560222905840954E-2,3.7471704595554475E-2,4.6702497811712214E-2,4.400563931900757E-2,4.6552621998968674E-2,4.8956463395402362E-2,5.3250811769158753E-2]
[null,null,8,"3.4.8",5.2855298211167974E-2,4.5435066767051197E-2,4.6642895283063715E-2,4.7894886955728695E-2,4.1427264626661429E-2,5.2838577183506291E-2,4.3918023263804708E-2,4.9679290542176818E-2,5.3140792072077163E-2,4.1877577242574564E-2]
[null,null,9,"3.4.9",4.9478179332516116E-2,5.0376796527552975E-2,4.7879566224452108E-2,4.9747999302478335E-2,4.6505078575544812E-2,4.8426091388061296E-2,4.7769025695999896E-2,5.3666996190096294E-2,5.2399805129788632E-2,4.8302257017072067E-2]
[null,null,10,"3.4.10",4.4096533100977421E-2,5.2581279062915785E-2,4.9987877089161574E-2,5.03583034776647E-2,5.0651206833377184E-2,4.6812148771777189E-2,4.9308494719620385E-2,5.5342841105361702E-2,5.2579277779870356E-2,4.875196717066077E-2]
[null,null,11,"3.4.11",4.2159778940890021E-2,5.3497072040321371E-2,5.0397486703425087E-2,4.7524253577375726E-2,4.1112302397588611E-2,4.2752539828404469E-2,4.9718466893026309E-2,5.5313020438456748E-2,5.0426185457003364E-2,4.6441164166616873E-2]
[null,null,12,"3.4.12",3.9581645531466328E-2,5.1433341446531604E-2,4.9399312918799156E-2,4.952611018060344E-2,3.6598407926013488E-2,4.1104170540331608E-2,4.9169835205080024E-2,5.5646222498371783E-2,4.8548428020746985E-2,4.8026604115619848E-2]
[null,null,13,"3.4.13",3.9139470327189896E-2,4.9337418839393736E-2,4.896217593802886E-2,4.8316738103363989E-2,4.2766488763498221E-2,3.791694427474708E-2,4.7838708140489121E-2,5.48918084687341E-2,5.0856406565155922E-2,4.7851301818761328E-2]
[null,null,14,"3.4.14",3.6717640844766031E-2,5.0062630674659589E-2,4.9207068139481246E-2,5.1796328258665113E-2,4.552228133522998E-2,3.6098562965138331E-2,4.8789082633397041E-2,5.6093756915995475E-2,5.3089797998068705E-2,4.3792705033964825E-2]
[null,null,15,"3.4.15",3.6162133781433375E-2,4.9824680691925652E-2,4.7891269356288207E-2,4.9184876565448746E-2,4.3969133363063774E-2,3.6317615316161463E-2,4.7361661270516588E-2,5.3820297387425761E-2,5.4304798037390425E-2,5.4723450666347942E-2]
[null,null,16,"3.4.16",3.7284969273964123E-2,4.7148721310146663E-2,4.5646635343928932E-2,4.2647001952329726E-2,4.3469695674727443E-2,3.9562360328389411E-2,4.6948782099426448E-2,4.9047776206600759E-2,4.5340851096062174E-2,4.7767883822386906E-2]
[null,null,17,"3.4.17",4.0142340181402135E-2,4.3161472996505724E-2,4.3767792553072483E-2,3.9440845958277085E-2,4.1532534108920056E-2,4.3788078309766609E-2,4.3931895627753639E-2,4.5028916608306914E-2,3.4723239183316677E-2,4.4107203330743645E-2]
[null,null,18,"3.4.18",4.6615624435969137E-2,3.7394859177357631E-2,4.2792851652387859E-2,3.9665953236049385E-2,3.863203830996785E-2,4.6868502862588861E-2,3.6951018563894829E-2,4.2434056558650422E-2,3.4464046901302885E-2,3.7013934540528703E-2]
[null,null,19,"3.4.19",4.8503553405087059E-2,3.4403227317758266E-2,4.1250752309656406E-2,3.9015558474683555E-2,4.0839651053667957E-2,5.0042446505711193E-2,3.3750456863542298E-2,4.0293093724956791E-2,3.4157751326901416E-2,6.8870395824618028E-2]
[null,null,20,"3.4.20",5.0145751936954724E-2,3.9830422038677211E-2,4.1904520595741561E-2,3.9093666936464488E-2,4.2842817600312749E-2,5.156221144655225E-2,3.6491670179823243E-2,4.0639932238573838E-2,3.4644678507612083E-2,4.4951592661208399E-2]
[null,null,21,"3.4.21",5.053448636523266E-2,3.8887067500680779E-2,4.0502965530262336E-2,3.9143957440488243E-2,4.1741719125112431E-2,5.1465974825978075E-2,3.6687251274018444E-2,3.7887045095725991E-2,3.4881685056128681E-2,3.7604583756648539E-2]
[null,null,22,"3.4.22",4.7412073671802543E-2,3.6525011349101487E-2,3.804718834791649E-2,3.797783956031045E-2,4.0888223949822666E-2,4.6522024685116063E-2,3.7383434469421509E-2,3.3194784939594268E-2,3.3846571579827053E-2,3.3814169604972209E-2]
[null,null,23,"3.4.23",4.2024930469161489E-2,3.5414753178138893E-2,3.5329954531365622E-2,3.6147690664964274E-2,4.3409783461351964E-2,4.1538053364987754E-2,3.6726153743027769E-2,2.974340246786546E-2,3.3386548740111113E-2,2.98514412637702E-2]
[null,null,24,"3.4.24",3.684045210097852E-2,3.4946483093035177E-2,3.3078652067817696E-2,3.535902429004071E-2,4.028216283090285E-2,3.5781776578900165E-2,3.6938963073498539E-2,2.7611402995317679E-2,3.2972635801730744E-2,3.3977768481443862E-2]
["March","Thursday",1,"3.5.1",3.3445155001430263E-2,3.4398439821212032E-2,3.2186463651988934E-2,3.6115132234747466E-2,3.7282424542229693E-2,3.3911025624516852E-2,3.6917332474691381E-2,2.6886894632700352E-2,3.347196119551922E-2,3.3843379171281163E-2]
[null,null,2,"3.5.2",3.2028331016452929E-2,3.3932536233074059E-2,3.1838032533559539E-2,3.5832526514941253E-2,4.0997643226229771E-2,3.2616948353275464E-2,3.6218776673315169E-2,2.6010564697383286E-2,3.394942571905607E-2,2.8603549191875948E-2]
[null,null,3,"3.5.3",3.1831720225936527E-2,3.4589611954930689E-2,3.223219548173057E-2,3.5129803681830794E-2,4.2955053415079242E-2,3.1309755505596927E-2,3.6738258434014098E-2,2.5665163469792536E-2,3.2950129762804342E-2,3.6382445875900289E-2]
[null,null,4,"3.5.4",3.2413038303868408E-2,3.5396211250658775E-2,3.2728268346758231E-2,3.4632555692255845E-2,4.1669496760237026E-2,3.1480780644759759E-2,3.6442339057549532E-2,2.6399224646407472E-2,3.3178873227009235E-2,3.5566547945664224E-2]
[null,null,5,"3.5.5",3.4696884666961088E-2,3.4999335527449757E-2,3.4282914928108248E-2,3.4795984871030451E-2,4.1330205919744095E-2,3.237775329285722E-2,3.7005442231156392E-2,3.0176563093271245E-2,3.4918838522596904E-2,2.8705685930724034E-2]
[null,null,6,"3.5.6",4.1227828842754506E-2,3.7121231671287155E-2,3.7064165501024267E-2,3.8191837221821678E-2,3.9495183928315108E-2,3.9690283961199585E-2,3.9413077801084107E-2,3.8191748739712865E-2,4.425020672648957E-2,3.6052355244494315E-2]
[null,null,7,"3.5.7",4.868215348507459E-2,4.3209166436780778E-2,4.3172614500095116E-2,4.6617211231591106E-2,4.169785109393262E-2,4.8046467025322011E-2,4.3148618534380984E-2,4.6254125718627317E-2,4.9150211371280429E-2,4.1629212542487221E-2]
[null,null,8,"3.5.8",5.1509119258227397E-2,4.5235000411931577E-2,4.6573754887118859E-2,4.8543106398224074E-2,4.0154061750292194E-2,5.1092861586554489E-2,4.6214613926073685E-2,5.1065531129598607E-2,5.511410619656721E-2,4.4666046351422156E-2]
[null,null,9,"3.5.9",4.9608893407685713E-2,4.9260793262924547E-2,4.7376611291837407E-2,4.7914911345046489E-2,4.3181888084643925E-2,4.5650801400565585E-2,4.7665792398823945E-2,5.5085406807965816E-2,5.3531297982645776E-2,4.2330296340060337E-2]
[null,null,10,"3.5.10",4.508823673821942E-2,5.0922788841663576E-2,4.8907374168202851E-2,4.8825429172776186E-2,4.5302856322663981E-2,4.3150006343786081E-2,4.8584633163687684E-2,5.5292930692515098E-2,5.2231921899589591E-2,5.5749915683371343E-2]
[null,null,11,"3.5.11",4.4005827330881771E-2,5.0505337239484326E-2,4.9123499117117816E-2,4.6144466301022195E-2,4.4370527384198971E-2,4.1153359354674658E-2,4.9234704282660656E-2,5.3480534460192436E-2,5.1232126503459693E-2,6.5362489744466817E-2]
[null,null,12,"3.5.12",4.017083014094746E-2,5.12398174584194E-2,4.9427684183013437E-2,4.7973084889291744E-2,3.8979038938670052E-2,4.0088758763034318E-2,5.0300669522082481E-2,5.4040420293872231E-2,5.0203613314334622E-2,4.7679199745495351E-2]
[null,null,13,"3.5.13",3.8573696988420912E-2,5.0569134884339693E-2,5.0108693766138974E-2,4.7290168223969066E-2,4.0924754967294794E-2,3.8318883410026143E-2,4.8018929198133331E-2,5.3923477550263853E-2,5.2575037095896941E-2,4.3575072895014444E-2]
[null,null,14,"3.5.14",3.6422918130102955E-2,5.0206248691582481E-2,4.9798742313811067E-2,4.8958866154614998E-2,4.8547425106112485E-2,3.6088204250305601E-2,4.8285415221826292E-2,5.5654494951477812E-2,5.0265127659330049E-2,4.6094047126417549E-2]
[null,null,15,"3.5.15",3.5361598029594925E-2,5.0549649209553668E-2,4.8450232593185677E-2,4.6686080106441763E-2,5.105125694601078E-2,3.7601404170422764E-2,4.90191134314686E-2,5.422154324964365E-2,5.2476231239997666E-2,4.6847754068127849E-2]
[null,null,16,"3.5.16",3.5640348439260401E-2,4.7605242308919972E-2,4.8424470394550639E-2,4.428008343263299E-2,4.4836371465480113E-2,4.0265985020189514E-2,4.830104111816122E-2,5.0409479847301958E-2,4.623356572270864E-2,4.2994304740627709E-2]
[null,null,17,"3.5.17",4.0668947525622723E-2,4.2937098392583632E-2,4.5105879003762957E-2,4.1407566623845746E-2,3.7281623572351291E-2,4.4179052917233334E-2,4.3320291947565405E-2,4.6090384903650049E-2,3.5476463146581101E-2,4.3166765135731838E-2]
[null,null,18,"3.5.18",4.4937376966575571E-2,3.677908695813574E-2,4.3875086036809154E-2,4.0202559375637173E-2,4.0956633568455372E-2,4.8616426046808749E-2,3.7905992873787771E-2,4.3015384571016689E-2,3.5482789385038002E-2,4.1838987530706813E-2]
[null,null,19,"3.5.19",4.9186534511367418E-2,3.3687778493693851E-2,4.2273752015707149E-2,3.9350724393610141E-2,3.9848892226619366E-2,5.0702233529696418E-2,3.3621135278670722E-2,4.0159142281801861E-2,3.3945596679990045E-2,4.3009374095539732E-2]
[null,null,20,"3.5.20",5.1373562451567156E-2,3.9041039839510905E-2,4.2097291427495541E-2,3.9847972383185076E-2,4.8229760452336519E-2,5.2799150760422339E-2,3.5772053653196058E-2,4.0541746009825366E-2,3.4416402005151212E-2,4.326794509014107E-2]
[null,null,21,"3.5.21",5.2813843884548392E-2,3.8607138574197848E-2,3.9211113566388858E-2,3.938467782410348E-2,4.4011212296745879E-2,5.1532674820746027E-2,3.6283902195252356E-2,3.7070312267013274E-2,3.3132258838379419E-2,3.9302551983294548E-2]
[null,null,22,"3.5.22",4.9454134464061876E-2,3.795347146542348E-2,3.8006259520469272E-2,3.996296133445585E-2,3.6902764819865076E-2,4.8506571617135466E-2,3.7030075748382629E-2,3.3172072248094799E-2,3.3823400389796171E-2,3.1803993139855581E-2]
[null,null,23,"3.5.23",4.3957550294756648E-2,3.5858499224920029E-2,3.494316944724199E-2,3.6559186516549512E-2,3.6893633763251242E-2,4.2630927566054411E-2,3.7045828512617444E-2,2.9519266484145452E-2,3.3472543875377091E-2,3.8252481061648025E-2]
[null,null,24,"3.5.24",3.6901469895680883E-2,3.5395341847322008E-2,3.2791731323883591E-2,3.5353104076375312E-2,3.3099439449240292E-2,3.8189684034816332E-2,3.7511962321417833E-2,2.767358725372597E-2,3.4517871540400764E-2,4.3275599365651923E-2]
["March","Friday",1,"3.6.1",3.4596582281054646E-2,3.5308697102662767E-2,3.2857627582234136E-2,3.4270047863354289E-2,3.5040875414376067E-2,3.3948892771391022E-2,3.8217606543263012E-2,2.7731871545417768E-2,3.4092685734848568E-2,3.4903183343408098E-2]
[null,null,2,"3.6.2",3.301335999444803E-2,3.5440490572446283E-2,3.2329887107006197E-2,3.3707363070270654E-2,4.0682219884726756E-2,3.217063976292165E-2,3.7298773138183375E-2,2.6569208998244179E-2,3.5266640722695954E-2,3.8168133440928877E-2]
[null,null,3,"3.6.3",3.3084468633522227E-2,3.5852329176341131E-2,3.2771475244707325E-2,3.4521487518562287E-2,4.3936967316815956E-2,3.07272769552395E-2,3.815678002582866E-2,2.6373311360937603E-2,3.4394913343290784E-2,4.1564582469281464E-2]
[null,null,4,"3.6.4",3.3575284452351521E-2,3.6525594404111524E-2,3.2999938330433215E-2,3.4349212023713757E-2,4.5180075066593321E-2,3.0257864235000372E-2,3.892324580284115E-2,2.732377414733329E-2,3.5083892655063717E-2,3.5339996400842406E-2]
[null,null,5,"3.6.5",3.5252776271145418E-2,3.7463725705739963E-2,3.444196339610326E-2,3.4498390998203711E-2,4.3469413784549452E-2,3.1959973188186157E-2,3.9018984072320261E-2,3.134272385540484E-2,3.6877663328905907E-2,3.471731028719776E-2]
[null,null,6,"3.6.6",4.1229348988015842E-2,3.864469354621463E-2,3.7556009741157546E-2,3.8586140369492997E-2,4.3719439791500204E-2,3.6523534814379255E-2,4.0342057684029264E-2,3.8417722971919567E-2,4.3855882930973443E-2,3.4010674164077451E-2]
[null,null,7,"3.6.7",4.9610235591412373E-2,4.2174464622250975E-2,4.4126395204721454E-2,4.5947068354207789E-2,4.6022912572715367E-2,4.3612297019652038E-2,4.2127270770555308E-2,4.6316591673950351E-2,4.8260352146642156E-2,4.7953655954660626E-2]
[null,null,8,"3.6.8",5.3972475992081236E-2,4.2522801314898891E-2,4.6484859344658562E-2,4.9318267707415944E-2,4.3108337689599673E-2,4.9188063701799567E-2,4.2585213086526033E-2,4.9238985442380645E-2,5.2133930338030772E-2,4.805193889258335E-2]
[null,null,9,"3.6.9",4.8894972290773588E-2,4.9408708093268854E-2,4.8478168868671838E-2,4.9940702194470686E-2,3.8713693765991028E-2,4.8687984671343894E-2,4.6338764528626772E-2,5.372138900787006E-2,5.0965787419576511E-2,4.59179251015761E-2]
[null,null,10,"3.6.10",4.7604299906162974E-2,5.0627609371773526E-2,5.0010743039799868E-2,5.0984676072417731E-2,3.6283493237294608E-2,4.5579494068487873E-2,4.7626151528196284E-2,5.5232397180037467E-2,5.0002229343760064E-2,4.5987314675803942E-2]
[null,null,11,"3.6.11",4.460999749670852E-2,5.0201543952042023E-2,5.0974344372843171E-2,5.0279060638854213E-2,4.2751181009520432E-2,4.6185766885957213E-2,4.9087386999569514E-2,5.5081922320817114E-2,4.9793077875170524E-2,4.0642724912654457E-2]
[null,null,12,"3.6.12",4.3876989555495884E-2,4.9840216940038748E-2,4.9397255459112499E-2,5.159160130184038E-2,4.4051120274920835E-2,4.1547382444094359E-2,4.8818402927249233E-2,5.5701702383943348E-2,5.0512196918224922E-2,3.9601881299236745E-2]
[null,null,13,"3.6.13",4.131654378873427E-2,4.8922864464337579E-2,4.9141722871285057E-2,4.8559931955642628E-2,4.2294895795006775E-2,4.2765023321031048E-2,4.6705510116229004E-2,5.4766725254067172E-2,5.1759467009988368E-2,4.4624093925727679E-2]
[null,null,14,"3.6.14",3.7800156548125921E-2,4.9691965275710931E-2,4.9535041115892409E-2,5.1268640537695906E-2,4.6307396768736415E-2,3.9890073677199302E-2,4.8663624623331889E-2,5.5858382391997516E-2,5.3018361240538048E-2,4.5216976648474468E-2]
[null,null,15,"3.6.15",3.8858334756861082E-2,4.8933339152920606E-2,4.8859667844647015E-2,4.7686225179469438E-2,5.0550816601922843E-2,3.7564048276008621E-2,4.7700839431769247E-2,5.4279117582657993E-2,5.3332960253831337E-2,4.8018495392873534E-2]
[null,null,16,"3.6.16",3.7846496400571382E-2,4.665039712074262E-2,4.6589733403698735E-2,4.2983349640369324E-2,5.106654627530658E-2,4.1165937179785728E-2,4.5866250538097286E-2,4.9562551295386732E-2,4.5956281780084075E-2,4.9630836089767809E-2]
[null,null,17,"3.6.17",3.9518886319041463E-2,4.2715211537472944E-2,4.4721215094837778E-2,3.9907105125653437E-2,5.1111619546317946E-2,4.2138728641721232E-2,4.2463108049935416E-2,4.5533654298285507E-2,3.6803434899799495E-2,4.7717048881883703E-2]
[null,null,18,"3.6.18",4.236672950206128E-2,3.6488044706368829E-2,4.1787118803175191E-2,3.8528901166865213E-2,4.3099355697187987E-2,4.8532464605413626E-2,3.7127636676711144E-2,4.1672282711915122E-2,3.4932612791717096E-2,4.115734529594426E-2]
[null,null,19,"3.6.19",4.4889987763063167E-2,3.46513926283235E-2,4.0516554179085035E-2,3.8571579519701721E-2,4.0497354149998957E-2,4.8337964583081289E-2,3.4515863108049931E-2,3.9921219648130238E-2,3.430889471627261E-2,4.9398551646205088E-2]
[null,null,20,"3.6.20",4.6673260908967638E-2,3.9684956614678434E-2,4.1134202142330913E-2,3.8278019398622395E-2,3.8807923031837263E-2,5.1034282631122266E-2,3.8041368919500641E-2,3.9734194285033428E-2,3.3998032033303476E-2,4.1885822071936286E-2]
[null,null,21,"3.6.21",4.680600064848333E-2,3.8599156365454752E-2,3.994711532412281E-2,3.7347519729393576E-2,3.5583714373947785E-2,5.0596532232500886E-2,3.772085665088247E-2,3.6631143595730525E-2,3.3430026794470193E-2,4.0384504693806562E-2]
[null,null,22,"3.6.22",4.4449681480088453E-2,3.7404714977114804E-2,3.7886854708709165E-2,3.8044320548907211E-2,3.2579482875668163E-2,4.8466050294158083E-2,3.7472277227722769E-2,3.2825931327862802E-2,3.3836041356360966E-2,4.0260968501000916E-2]
[null,null,23,"3.6.23",4.2400043610408035E-2,3.5879048870419962E-2,3.5102910405749616E-2,3.6436601892642681E-2,3.2409641564610826E-2,4.1602400216732088E-2,3.7254520017219107E-2,2.8948121540195777E-2,3.3354469892359642E-2,2.9545170679014521E-2]
[null,null,24,"3.6.24",3.775308682042168E-2,3.6368033484665815E-2,3.234919641501726E-2,3.4393787192231885E-2,3.2731523510855079E-2,3.7517323822793124E-2,3.7927507533362027E-2,2.7215075180481045E-2,3.4030164474091164E-2,3.5300865231113927E-2]
["March","Saturday",1,"3.7.1",3.3215203739798367E-2,4.0792368387491916E-2,3.7560401624964442E-2,4.3011697416806369E-2,3.6304934153576544E-2,3.3367034296169301E-2,4.2761385868443393E-2,3.3873565796792182E-2,3.9038301795808084E-2,3.3214026586273142E-2]
[null,null,2,"3.7.2",3.2912671722617609E-2,4.090974057402659E-2,3.6694772362320195E-2,4.1115395723987189E-2,3.7126864722361638E-2,3.1160198550392957E-2,4.1579366945705389E-2,3.3835879774191079E-2,3.9398487538027806E-2,2.9421284947183299E-2]
[null,null,3,"3.7.3",3.1861422618069749E-2,4.1597391922123333E-2,3.7386770848330503E-2,4.0444991334706991E-2,3.8798906336575865E-2,3.1771156577228135E-2,4.2548470510719499E-2,3.3840158595525083E-2,3.926759353959338E-2,3.0306860801650744E-2]
[null,null,4,"3.7.4",3.22728052477722E-2,4.1438237205794398E-2,3.7460401405953601E-2,4.1040712010388801E-2,4.0428807700993656E-2,3.1836761929056642E-2,4.2992480499616959E-2,3.4084564330209302E-2,4.0148552568408394E-2,2.877993659218429E-2]
[null,null,5,"3.7.5",3.421003507019009E-2,4.1096430621074667E-2,3.7939397658236486E-2,4.1124957104963097E-2,4.3802506522932314E-2,3.2220811126791885E-2,4.2850652874828747E-2,3.5643459073134681E-2,4.1193962332524987E-2,2.9158059945886352E-2]
[null,null,6,"3.7.6",3.6015739469456513E-2,4.3829633987310483E-2,4.0754412659563206E-2,4.3030295468826578E-2,4.7361074490262799E-2,3.47199330044222E-2,4.5865409849706107E-2,4.0059405157718234E-2,4.8451761849883666E-2,3.6840905420937153E-2]
[null,null,7,"3.7.7",3.9902161435684945E-2,4.3542696155096143E-2,4.3193095102272171E-2,4.3069298907075858E-2,4.0737227362042543E-2,3.9202514133329265E-2,4.4107567474991373E-2,4.4082401568246055E-2,4.7753736273741763E-2,3.9619290063356676E-2]
[null,null,8,"3.7.8",4.4540008041505229E-2,3.8458831134549266E-2,4.3734114969312649E-2,4.2742171415272118E-2,4.0325348821462458E-2,4.6489351653618546E-2,4.0735962163677718E-2,4.4569012886581549E-2,4.6956858459198871E-2,4.0721693174270671E-2]
[null,null,9,"3.7.9",4.8927870683498631E-2,3.8275258056652266E-2,4.3803396868080755E-2,4.2741530103133488E-2,4.165948564628727E-2,4.8143794315727378E-2,4.2162531675278628E-2,4.6386337639793787E-2,4.6734005366956918E-2,4.9312034698206428E-2]
[null,null,10,"3.7.10",5.0396836737431117E-2,4.137767714524393E-2,4.4314298012253291E-2,4.2230462629750568E-2,4.3749276733715751E-2,4.9193363494392288E-2,4.3419208278910701E-2,4.6649167952146527E-2,4.6588113097868561E-2,5.3764026184402909E-2]
[null,null,11,"3.7.11",4.8663595051776733E-2,4.2963760148037621E-2,4.5305987889281737E-2,4.3726643849169453E-2,4.4918114188596002E-2,4.9112629269921125E-2,4.5790202946049206E-2,4.8203756878019699E-2,4.4513503821756298E-2,6.5176775407880028E-2]
[null,null,12,"3.7.12",4.8169578228735355E-2,4.3130448591423981E-2,4.4113268791367538E-2,4.4038321548542605E-2,4.195851181512146E-2,4.7684464662876444E-2,4.4775934962505017E-2,4.7845645178295454E-2,4.5059652970316603E-2,5.8616791891866221E-2]
[null,null,13,"3.7.13",4.557823785237658E-2,4.2496656451168346E-2,4.433013369449882E-2,4.436783938559033E-2,4.0330567428248393E-2,4.6512127448417963E-2,4.3381092219170275E-2,4.8520889077522972E-2,4.6513954981857397E-2,5.7765192338745927E-2]
[null,null,14,"3.7.14",4.2828201353019693E-2,4.1401451922088502E-2,4.4531118734525386E-2,4.4130553894298007E-2,4.382442467143325E-2,4.4957366492393347E-2,4.189540803086339E-2,4.8671282223590871E-2,4.5696094738167305E-2,5.5612811915233165E-2]
[null,null,15,"3.7.15",4.2021015163770208E-2,3.9935176632332148E-2,4.2993763688689728E-2,4.2472237306013287E-2,4.6078993268127706E-2,4.2973776234201476E-2,4.0629925555600611E-2,4.5979498668726408E-2,4.4550848000707785E-2,4.996342980898013E-2]
[null,null,16,"3.7.16",4.1660920736571419E-2,4.0978629378057643E-2,4.3787214050512981E-2,4.3053849114645271E-2,4.8468462850238633E-2,4.1784805993630415E-2,3.9533548769013292E-2,4.5305834019013329E-2,4.1646864656969089E-2,4.6124107756753074E-2]
[null,null,17,"3.7.17",4.287683710611908E-2,4.0116730620900508E-2,4.2754555893908718E-2,4.0534250324183285E-2,4.6403068749534399E-2,4.2814360226929402E-2,3.8016632112926788E-2,4.6478676493881967E-2,3.8213624156366206E-2,2.8922783192471734E-2]
[null,null,18,"3.7.18",4.5143842281100473E-2,4.0280705913001535E-2,4.2929638327344741E-2,4.0074371219683581E-2,4.0064418482165604E-2,4.6308086604168838E-2,3.5852877501629597E-2,4.4965849944057446E-2,3.7649522532326188E-2,2.899329315118139E-2]
[null,null,19,"3.7.19",4.5653936604355301E-2,4.1970910828610791E-2,4.298554604887958E-2,4.0250440552288685E-2,4.0388493963572289E-2,4.9545073392524168E-2,3.6950609037698562E-2,4.2920532852823948E-2,3.7072013363307656E-2,3.7540342291142566E-2]
[null,null,20,"3.7.20",4.7009896792166751E-2,4.5423780728110368E-2,4.2841169312583645E-2,4.0508656139741687E-2,4.1323668299612218E-2,4.8590217361384788E-2,4.0182675152402446E-2,4.3668449225434128E-2,3.7089132601528824E-2,5.2290806451259365E-2]
[null,null,21,"3.7.21",4.5369688704881075E-2,4.3343487754210618E-2,4.2418655133005134E-2,4.0411876307912382E-2,4.0574145899982005E-2,4.726646041358467E-2,4.0804706546158642E-2,4.0807402517483E-2,3.5969110228350934E-2,5.2519324478061916E-2]
[null,null,22,"3.7.22",4.4396359997846968E-2,4.273017675133222E-2,4.100538518599256E-2,3.8828243433226058E-2,4.0338264873257645E-2,4.3280084958081506E-2,4.0400057521930689E-2,3.6952103508386479E-2,3.6281271204941359E-2,3.3279421832952051E-2]
[null,null,23,"3.7.23",4.0339883213579453E-2,4.2779063951701578E-2,4.0174576751944802E-2,3.9221484376411979E-2,3.964536435725486E-2,3.7066451234366804E-2,4.197535655770606E-2,3.433581347945612E-2,3.7409019959971278E-2,2.9157877277599539E-2]
[null,null,24,"3.7.24",3.6033252147676255E-2,4.1130755139661294E-2,3.6987924986177555E-2,3.7829720433382417E-2,3.5389068662644595E-2,3.399917662639057E-2,4.0787936944466897E-2,3.2320313158969702E-2,3.6804013961420502E-2,3.2898923791521414E-2]
["April","Sunday",1,"4.1.1",3.3000468063582915E-2,4.3709182766444164E-2,3.8514056422615385E-2,4.2274103546709983E-2,4.1918603970002896E-2,2.9919995279169803E-2,4.5392876780800805E-2,3.5879403653018491E-2,4.2663573500205568E-2,4.3333785365216634E-2]
[null,null,2,"4.1.2",3.065687280756553E-2,4.4754855777476517E-2,3.8431546611133842E-2,4.1296523672068805E-2,3.7501957096191141E-2,2.9280273082225583E-2,4.4386569422567745E-2,3.6431434694336642E-2,4.368768140681617E-2,3.3306964806806588E-2]
[null,null,3,"4.1.3",2.9594304347177289E-2,4.4178979873613904E-2,3.7821148474734501E-2,4.0717688592302646E-2,3.7971527046270534E-2,2.943501638231534E-2,4.3563517579058499E-2,3.5781687727056477E-2,4.2639028673466507E-2,2.7927283137703974E-2]
[null,null,4,"4.1.4",3.0506390915264577E-2,4.5439766900752687E-2,3.869590967088752E-2,4.0965800594706829E-2,3.9310340603967861E-2,2.810833045337453E-2,4.3848052606541232E-2,3.5873348124119381E-2,4.3665024643672418E-2,1.8937624622678936E-2]
[null,null,5,"4.1.5",3.093297260295437E-2,4.4693045005760122E-2,3.8832409729576314E-2,4.1222275923034735E-2,3.9034882643459133E-2,3.083235148869571E-2,4.5335349761878085E-2,3.714136083080051E-2,4.3217331446454406E-2,1.8902215458485888E-2]
[null,null,6,"4.1.6",3.330637219710187E-2,4.6116591914203434E-2,4.1767402828999135E-2,4.259729963074059E-2,4.2044949839757741E-2,3.4923024834959501E-2,4.6381734276627291E-2,3.9046614521165812E-2,4.4564076102734641E-2,3.0489048271982552E-2]
[null,null,7,"4.1.7",3.7987506928403324E-2,3.9501605866169194E-2,4.0553809862258795E-2,3.919714301352379E-2,4.2121636057859742E-2,3.8985941341083935E-2,4.2962647866410741E-2,3.9428018811857833E-2,4.260637627952403E-2,4.7861386934269529E-2]
[null,null,8,"4.1.8",4.5112439197862397E-2,3.6905122716995545E-2,4.3085841038236518E-2,3.8744222451831664E-2,4.6092810560544296E-2,4.4363254763895923E-2,3.973768318560341E-2,3.9153112844630585E-2,4.1858369908086834E-2,3.5811723698022602E-2]
[null,null,9,"4.1.9",4.866850478202453E-2,3.8646005383430396E-2,4.4961904961790963E-2,4.0203622825523658E-2,5.1697827543346342E-2,4.8464187015156562E-2,3.9526111593787647E-2,4.3138609965753159E-2,4.2221655556337924E-2,4.2568093580644978E-2]
[null,null,10,"4.1.10",4.9044044309802866E-2,3.9153452827632329E-2,4.5389162928332207E-2,4.0675779036840373E-2,5.2754659486564465E-2,5.08913138949528E-2,4.427720416770467E-2,4.3548317271951881E-2,4.1758635725228539E-2,6.3840211751824444E-2]
[null,null,11,"4.1.11",5.011842417909624E-2,3.8904623845135128E-2,4.6546640931689781E-2,4.0695386389839355E-2,5.2963549549415199E-2,4.6158606485830006E-2,4.5852325905263544E-2,4.5625758610144028E-2,4.1087928898634739E-2,6.4417305789523885E-2]
[null,null,12,"4.1.12",4.7256729096952776E-2,3.9105269010972825E-2,4.5615281096927057E-2,4.0376464894614203E-2,4.7091062753823382E-2,4.7172251320747323E-2,4.5649447285196099E-2,4.5263780907504117E-2,4.1141238929561223E-2,6.9501157703878921E-2]
[null,null,13,"4.1.13",4.7552764700984719E-2,3.765237324386532E-2,4.4186642669465773E-2,3.9676733292328265E-2,3.9964969309536455E-2,4.6641360211741485E-2,4.1505584355463282E-2,4.4752013491567939E-2,3.960757597734501E-2,6.2876379325066151E-2]
[null,null,14,"4.1.14",4.5235984425829906E-2,3.8344156581545184E-2,4.3112270434565787E-2,4.0560922694154386E-2,3.7716971405626416E-2,4.5000462806657822E-2,3.8319546290793642E-2,4.6259915411407553E-2,4.1854260593202922E-2,6.0906273700282752E-2]
[null,null,15,"4.1.15",4.4042135724842946E-2,3.7271327555191122E-2,4.1429711150018186E-2,3.9773562021356415E-2,3.7841320238451527E-2,4.2650321061823836E-2,3.5865635420280415E-2,4.5539758816182455E-2,4.0296052814247633E-2,5.9070019738725554E-2]
[null,null,16,"4.1.16",4.2427858463676173E-2,3.8231929991909969E-2,4.1704430041862965E-2,4.0728653841847103E-2,3.9329245886902731E-2,4.2106830283582433E-2,3.5268504963862642E-2,4.5491088913105146E-2,4.1161341253723088E-2,6.3083811733743167E-2]
[null,null,17,"4.1.17",4.2821666736546783E-2,3.7206364571169895E-2,4.1307203124680163E-2,4.0360202871984725E-2,4.0346270227321374E-2,4.331914387097037E-2,3.3823522126888939E-2,4.7029550567295859E-2,4.042288626282689E-2,4.9204423885364695E-2]
[null,null,18,"4.1.18",4.3637976244717568E-2,3.5083848847308398E-2,4.0043212926704125E-2,3.9092043884415499E-2,3.8741584486378065E-2,4.9310900681864618E-2,3.1471402120413959E-2,4.5384477753698166E-2,3.9048820215696819E-2,2.9457411062726948E-2]
[null,null,19,"4.1.19",4.4579019422754627E-2,3.9481028380874951E-2,4.2676910907973278E-2,4.1131766151371194E-2,4.2576827342045022E-2,4.8726027503748617E-2,3.2126794663218453E-2,4.4690085365279839E-2,4.0373019171397746E-2,2.3533784360701342E-2]
[null,null,20,"4.1.20",4.9585856188284511E-2,4.4129131845489118E-2,4.1518957866446396E-2,4.1471224258031292E-2,4.0557689870283117E-2,4.8091868234161846E-2,3.8870687091528196E-2,4.4262418338277862E-2,4.0659782712756436E-2,2.5098819192269244E-2]
[null,null,21,"4.1.21",5.1651814381064476E-2,4.9732649322842139E-2,4.2144030363748822E-2,4.4320516474404659E-2,3.6213069461737295E-2,5.2169139982700889E-2,4.5324291790462941E-2,4.3120781886882495E-2,4.0298496190665098E-2,2.5124685461147853E-2]
[null,null,22,"4.1.22",4.8069177182981503E-2,4.918261764408742E-2,4.1522835905319543E-2,4.8448375372830123E-2,3.6619399909041624E-2,4.8247702445980145E-2,4.8495756343672154E-2,4.1536132720343295E-2,4.2231317999443352E-2,2.9739679860975077E-2]
[null,null,23,"4.1.23",4.0394195064063325E-2,4.7155568921457822E-2,4.1098074048431611E-2,4.8438246455878034E-2,4.0212735024619466E-2,4.0898490215735515E-2,4.6368630900094902E-2,3.8526027095746151E-2,4.1545950914344765E-2,3.6433518666405477E-2]
[null,null,24,"4.1.24",3.3816522036464881E-2,4.5420501205672252E-2,3.9040606003601479E-2,4.7031442109661988E-2,3.9376109686853948E-2,3.4303206358625361E-2,4.5646123501880569E-2,3.709630167787422E-2,4.1389574823627082E-2,3.8574391891552512E-2]
["April","Monday",1,"4.2.1",3.2930846562691178E-2,3.4249172732692026E-2,3.0137380269543042E-2,2.9115478723203529E-2,2.8965291947977832E-2,3.372949495193539E-2,3.6494730688028311E-2,2.5224819983603611E-2,3.1215212744484279E-2,3.3728013831026166E-2]
[null,null,2,"4.2.2",3.1965086278296063E-2,3.4313740990618673E-2,3.0720462938673206E-2,2.9146539104294083E-2,2.6458390164981638E-2,3.1812153819531612E-2,3.434657755312049E-2,2.5561537862660431E-2,3.202729766048705E-2,2.6512828516886581E-2]
[null,null,3,"4.2.3",3.1860981422438088E-2,3.4949628815039657E-2,3.1351954012998604E-2,2.9438332516184058E-2,2.7962594503100617E-2,3.1088735993136052E-2,3.5112992422697761E-2,2.5166597276427512E-2,3.2180923813803386E-2,2.8295494111008394E-2]
[null,null,4,"4.2.4",3.1713331228719305E-2,3.577556573308565E-2,3.2031382499308023E-2,3.0343205599693227E-2,3.1205306862430091E-2,3.2646695264231265E-2,3.6291114397626792E-2,2.5709677714326331E-2,3.2403852431837986E-2,3.2477218426960899E-2]
[null,null,5,"4.2.5",3.6096972545278001E-2,3.6072169419581489E-2,3.309448344075834E-2,3.1206045569352751E-2,3.2588352365323092E-2,3.4412293713543728E-2,3.6138192436487429E-2,2.9763879283405043E-2,3.4923918781266647E-2,3.404473472524043E-2]
[null,null,6,"4.2.6",4.1900654864197667E-2,3.8856394039871622E-2,3.7622321265937765E-2,3.4751167159133359E-2,3.5207133629759475E-2,4.3126335229692933E-2,3.8733848873136759E-2,3.8184241443108946E-2,4.5354366460679599E-2,4.0731651679052967E-2]
[null,null,7,"4.2.7",5.0255308841650831E-2,3.830909090376234E-2,4.233674166647123E-2,3.8768058200767917E-2,4.2958346562563567E-2,5.2833141969080899E-2,3.6505916999400111E-2,4.4713566753521984E-2,4.8537158965942351E-2,4.5965830641966125E-2]
[null,null,8,"4.2.8",5.2949229129875354E-2,4.3538163457552771E-2,4.6117771270652551E-2,4.6638236258031068E-2,5.1126603179718184E-2,5.3592776755336184E-2,4.2574770576380795E-2,4.9620922130926282E-2,5.4172849052489348E-2,5.6819344226867248E-2]
[null,null,9,"4.2.9",4.8916164257112996E-2,4.8314625788614653E-2,4.7909658016400729E-2,4.9301243024839889E-2,4.6539122651862157E-2,4.8847669891837205E-2,5.0083277003475993E-2,5.4746263943937973E-2,5.5140779166245255E-2,5.3942923004886491E-2]
[null,null,10,"4.2.10",4.6439253827802597E-2,4.9760593825599407E-2,4.8571922955983317E-2,5.1492190055859338E-2,4.6139266861455766E-2,4.6082478625418082E-2,5.0538839534092155E-2,5.5437200094292885E-2,5.3500222544552639E-2,5.1173115942899007E-2]
[null,null,11,"4.2.11",4.184926655854166E-2,5.1984203698076784E-2,5.040209175288532E-2,4.9483076881990579E-2,4.5462190376698519E-2,4.5862586003073476E-2,5.2023212206258891E-2,5.5747893404813793E-2,5.2300572982877928E-2,4.527499969984753E-2]
[null,null,12,"4.2.12",4.0216710645476078E-2,5.3146709987350577E-2,5.065705146031653E-2,5.1401157013709821E-2,4.7052017842931955E-2,4.1834817493690932E-2,5.254090961185838E-2,5.7312273486159242E-2,5.2738322171966542E-2,4.0020650490449151E-2]
[null,null,13,"4.2.13",3.9447243821727422E-2,5.1710999449534785E-2,5.0775395431008452E-2,5.2261500541524675E-2,4.8042483412364244E-2,3.8985119987599133E-2,5.0811505873779562E-2,5.7062269727772411E-2,5.2733542691641148E-2,4.0659615084462919E-2]
[null,null,14,"4.2.14",3.7005795413469537E-2,5.1542575940623857E-2,5.0475144185221012E-2,5.545294018438255E-2,4.5181489924677999E-2,3.8218563107906861E-2,5.1269381936974903E-2,5.6829830938719995E-2,5.4023917031635456E-2,4.5756204151709071E-2]
[null,null,15,"4.2.15",3.745820393912299E-2,5.050568931034545E-2,4.9167043657482819E-2,5.2454423245008638E-2,4.2696521159720981E-2,3.6439364595607281E-2,4.8843528622262357E-2,5.5282215070754002E-2,5.4266304962423462E-2,5.7145189756396264E-2]
[null,null,16,"4.2.16",3.7047304109693195E-2,4.8486627853626632E-2,4.7095989538520434E-2,4.6534953233806589E-2,4.4158335722591181E-2,3.8329544976857283E-2,4.8935942808254307E-2,5.0678862817021213E-2,4.6641497581881665E-2,5.3193262177186014E-2]
[null,null,17,"4.2.17",3.9354418502886741E-2,4.3963317517092274E-2,4.4790186861985146E-2,4.3197442714642473E-2,4.7187306603240865E-2,4.2533689057011319E-2,4.6298058046176475E-2,4.6889220683123352E-2,3.5586559589237801E-2,4.2166380521304829E-2]
[null,null,18,"4.2.18",4.4331076734399379E-2,3.6791690568053668E-2,4.312030813705741E-2,4.0444331814277493E-2,4.7926596937243833E-2,4.6358771740590547E-2,4.0530548443490869E-2,4.1929222059390349E-2,3.462784704468088E-2,4.7002917482080901E-2]
[null,null,19,"4.2.19",4.9419252691331267E-2,3.2672834194991542E-2,4.1961851849445578E-2,4.0252976644044841E-2,4.7842871858767386E-2,4.5293336348709579E-2,3.0629366284274474E-2,3.9224694652381244E-2,3.2917305175366382E-2,4.5637824014599419E-2]
[null,null,20,"4.2.20",5.1605323948218818E-2,3.4736966948810621E-2,4.1488891548923094E-2,4.046610310943443E-2,4.7098098270254636E-2,4.4974612927008703E-2,3.3294810049822814E-2,3.9160246713426335E-2,3.2857561671298913E-2,3.915885269717017E-2]
[null,null,21,"4.2.21",5.3843154575905348E-2,3.9294767162249902E-2,4.0568743973451386E-2,4.026795529511281E-2,4.8724515915620721E-2,4.8905661127411668E-2,3.6738948204022452E-2,3.6395985495261615E-2,3.2728771746102052E-2,3.7976011814001523E-2]
[null,null,22,"4.2.22",4.8501536909655807E-2,3.8685163215398673E-2,3.8918252160262304E-2,4.1283020160509602E-2,4.5683524053930329E-2,4.8238998167228105E-2,3.6949555939031348E-2,3.2659244916065013E-2,3.2948115753892601E-2,3.757092603042346E-2]
[null,null,23,"4.2.23",4.0925967933123808E-2,3.7023741421433637E-2,3.6551968414308682E-2,3.9133061221172258E-2,3.6847786647410591E-2,4.1649787337382178E-2,3.673401605764489E-2,2.9428401284536537E-2,3.2840833490160024E-2,3.4233470603066363E-2]
[null,null,24,"4.2.24",3.3966915258385903E-2,3.531556702599329E-2,3.4133002692404983E-2,3.7166561729024016E-2,3.6945852545374192E-2,3.4203370916179462E-2,3.7579955431701617E-2,2.7270932264363737E-2,3.3332266485046405E-2,3.0512540370508223E-2]
["April","Tuesday",1,"4.3.1",3.365451950974651E-2,3.3208027284725189E-2,3.1257344776382569E-2,3.3651236841067154E-2,3.7100200930085966E-2,3.3251138015739048E-2,3.5159920586080369E-2,2.6071713561619719E-2,3.1342151315923765E-2,2.916068969389915E-2]
[null,null,2,"4.3.2",3.0920511325002956E-2,3.3566546084666478E-2,3.1360312875310048E-2,3.3909961588852296E-2,3.49179863799461E-2,3.1500235455480419E-2,3.4483121932590857E-2,2.6174007277595678E-2,3.2818229321453472E-2,2.8561061722412694E-2]
[null,null,3,"4.3.3",3.1522520799035281E-2,3.3451238882704494E-2,3.1238032890439013E-2,3.3318232627191718E-2,3.3996418424865719E-2,3.1025679643416251E-2,3.4455437836342882E-2,2.5250227272610844E-2,3.1881654479904362E-2,2.614900224968477E-2]
[null,null,4,"4.3.4",3.2107098143001229E-2,3.3949474212686244E-2,3.1940002232084749E-2,3.3748604951146413E-2,3.6820857768640032E-2,3.0567929585138386E-2,3.4533663556924499E-2,2.5438494131112377E-2,3.2182159067802162E-2,3.4390058191793776E-2]
[null,null,5,"4.3.5",3.4379084590138657E-2,3.4529186696164955E-2,3.3710984830985932E-2,3.3871128688581296E-2,3.4771064462515676E-2,3.3775296881560078E-2,3.5597176269271176E-2,2.9597877484853059E-2,3.4714443758982326E-2,3.7572366692727774E-2]
[null,null,6,"4.3.6",4.0619368923362868E-2,3.7429741958255679E-2,3.736551502934643E-2,3.7777155532714171E-2,3.9865543189754174E-2,3.9436851276514993E-2,3.8303860758138887E-2,3.8774995530661674E-2,4.522388585968834E-2,4.3339515483320962E-2]
[null,null,7,"4.3.7",4.9781826524319318E-2,3.9239583122977512E-2,4.2426570995218731E-2,4.4589668838919599E-2,4.4288704577324527E-2,4.8764922445485498E-2,3.8346828986900797E-2,4.4932744756926921E-2,4.7908610019806529E-2,4.6143080579868136E-2]
[null,null,8,"4.3.8",5.2914714178771277E-2,4.1774179631590899E-2,4.4875638029581985E-2,4.712937569933854E-2,4.5302110130699416E-2,5.2641301228932506E-2,4.3694901953074738E-2,4.8884393662310448E-2,5.2774941814517487E-2,4.2805269343695988E-2]
[null,null,9,"4.3.9",4.7612503373828857E-2,5.0372652296090441E-2,4.8294974361861205E-2,5.0223078080384641E-2,4.7655870383313904E-2,4.7211827805549639E-2,5.0080314290422576E-2,5.494911248334735E-2,5.4673210870975493E-2,4.3974092301868502E-2]
[null,null,10,"4.3.10",4.3878917169641901E-2,5.1764551655355852E-2,4.9471426757785937E-2,5.1401874296538502E-2,4.5883140258538804E-2,4.5534044904554288E-2,5.2332418463224228E-2,5.5074459924152316E-2,5.4191170758981534E-2,4.3697053969266215E-2]
[null,null,11,"4.3.11",4.215172344704473E-2,5.2712626383795126E-2,5.0697731515201412E-2,4.8256717223174088E-2,4.1438273460448011E-2,4.3654338518247626E-2,5.2266592706376652E-2,5.5159293449441454E-2,5.1625481940694946E-2,4.5610797858617394E-2]
[null,null,12,"4.3.12",4.0200287864214618E-2,5.5028517245280871E-2,5.1321986349738564E-2,5.1543660559815623E-2,4.2262805462613441E-2,4.1243603389477544E-2,5.4243562873731624E-2,5.6285413017517306E-2,5.2324516322820661E-2,4.7143442241532663E-2]
[null,null,13,"4.3.13",3.9398655899125778E-2,5.2239331807144421E-2,5.0286669596083335E-2,5.0367371110723431E-2,4.0729108451174868E-2,3.9314510223308334E-2,5.1169863002571564E-2,5.6174713317522079E-2,5.3889208054424334E-2,5.1548567705930193E-2]
[null,null,14,"4.3.14",3.738300611298058E-2,5.2152624946048262E-2,5.021138115135565E-2,5.1699080117638622E-2,4.4411914701749433E-2,3.8547870155998296E-2,5.1353409934109306E-2,5.6070966328189545E-2,5.3320277445135705E-2,5.2644547842419183E-2]
[null,null,15,"4.3.15",3.5865303716364594E-2,5.0470567398877265E-2,4.9248212916559016E-2,4.9135317089101641E-2,4.2259248693662613E-2,3.7093141971986508E-2,5.2283681896902502E-2,5.536370314292529E-2,5.3541977455395538E-2,4.8066052535578115E-2]
[null,null,16,"4.3.16",3.6068869523940159E-2,4.9173611992122931E-2,4.831057737810298E-2,4.4267879109267383E-2,4.345113108900605E-2,3.8206176485998687E-2,5.1423787576378242E-2,5.053625316373167E-2,4.8358704121353485E-2,5.4976107161804129E-2]
[null,null,17,"4.3.17",3.9794027855566808E-2,4.5199384474285634E-2,4.561094962678118E-2,4.1741585651546814E-2,4.275382197623568E-2,4.0462161282401904E-2,4.5597491958221305E-2,4.645157224260018E-2,3.7119540910644226E-2,4.986689986841171E-2]
[null,null,18,"4.3.18",4.3367867566224086E-2,3.6756510708170528E-2,4.3417585273449258E-2,4.0324822478013125E-2,4.3931750893387404E-2,4.7253123397366717E-2,3.7613484929168446E-2,4.3316328397079537E-2,3.6412553164921736E-2,5.3909774642765848E-2]
[null,null,19,"4.3.19",4.7617444820375908E-2,3.2631032316742595E-2,4.2064873004678434E-2,3.8909642525781558E-2,4.4599420264900859E-2,4.9615158733938465E-2,3.1436831474937824E-2,3.9947703487779741E-2,3.4583544649785559E-2,5.8081056978793899E-2]
[null,null,20,"4.3.20",5.1679556385467097E-2,3.4782809397956062E-2,4.0006112174329388E-2,3.829249406654834E-2,4.3124729138364522E-2,5.1844052044582464E-2,3.2636626067184142E-2,3.9364271738739846E-2,3.3489426930990517E-2,4.0478422228409174E-2]
[null,null,21,"4.3.21",5.5608424620905733E-2,3.9330046194381636E-2,3.9920765232031329E-2,3.7592842186127816E-2,4.125888462644077E-2,5.2603516907399332E-2,3.6024092109285047E-2,3.6815721665908373E-2,3.2410619437119245E-2,3.2098945290917738E-2]
[null,null,22,"4.3.22",5.2570415551790858E-2,3.8136803256805851E-2,3.804304125576511E-2,3.7159523311416427E-2,4.209317494342002E-2,4.9720592257408582E-2,3.5268106345620623E-2,3.2120310458082328E-2,3.1921885244098003E-2,3.267697566028778E-2]
[null,null,23,"4.3.23",4.4670522145400231E-2,3.7323082494494675E-2,3.6257174871504989E-2,3.6439729337763599E-2,4.3664172429240367E-2,4.1312963699578181E-2,3.6068610333513704E-2,3.0189004264039952E-2,3.191167842748216E-2,2.9188570234813058E-2]
[null,null,24,"4.3.24",3.6232829953749997E-2,3.4777869558676448E-2,3.2662136875423062E-2,3.4649018088347361E-2,4.3419667363671796E-2,3.5419563689936179E-2,3.5626214159028086E-2,2.7056719241252466E-2,3.1380128627098325E-2,2.791764952118116E-2]
["April","Wednesday",1,"4.4.1",3.261290679626043E-2,3.3235882634776184E-2,3.1936221061196507E-2,3.4478307888212455E-2,4.0016251634573063E-2,3.2645768757782585E-2,3.6629151000845364E-2,2.6557669357032705E-2,3.4031058742718209E-2,3.0914214678744598E-2]
[null,null,2,"4.4.2",3.1287239925753288E-2,3.36549239065096E-2,3.1755835766760825E-2,3.4418518814310808E-2,3.9853208521097007E-2,3.0782124564428043E-2,3.5243881757041927E-2,2.6067024111150985E-2,3.5026859334742318E-2,2.5679631124604405E-2]
[null,null,3,"4.4.3",3.0853727880157923E-2,3.4057478034138458E-2,3.2179437664286457E-2,3.442735871380246E-2,4.1066303661384182E-2,2.9614905687119657E-2,3.4982099678148824E-2,2.5271181828871454E-2,3.3918832030095929E-2,2.4150244414618324E-2]
[null,null,4,"4.4.4",3.1486677235674131E-2,3.4245400391669505E-2,3.1936088740185949E-2,3.3910377005601185E-2,4.2953066778092214E-2,3.1063501743292608E-2,3.538277688938582E-2,2.5536382485422272E-2,3.3433973154834574E-2,2.4834704399463128E-2]
[null,null,5,"4.4.5",3.4168707947483633E-2,3.4598636557419273E-2,3.3052952169077464E-2,3.372029739337927E-2,4.193691480457809E-2,3.3824159327040894E-2,3.4574471803215011E-2,2.8920172345529186E-2,3.4764550542237593E-2,2.993695241963043E-2]
[null,null,6,"4.4.6",4.1231622126241527E-2,3.7032229891859399E-2,3.7131953740362995E-2,3.7564739199885455E-2,4.4135575404126458E-2,3.8523435151468118E-2,3.8602981968619741E-2,3.7571625439712035E-2,4.5668165208154102E-2,4.5557894319774549E-2]
[null,null,7,"4.4.7",5.0133106432935323E-2,3.6544538017190299E-2,4.0706351784298545E-2,4.2488519670431123E-2,4.3097503095397734E-2,4.8815483525459433E-2,3.7547623122097543E-2,4.414936863290389E-2,4.7437639274443014E-2,5.418684469890199E-2]
[null,null,8,"4.4.8",5.4134214775448185E-2,4.1463218616207088E-2,4.3791585516396239E-2,4.6783491526891013E-2,4.2752215334497946E-2,5.2379661441844062E-2,4.2549068682934094E-2,4.8084696868920813E-2,5.3401234254158665E-2,5.3136282817677093E-2]
[null,null,9,"4.4.9",4.8219137214929021E-2,5.0037956299049106E-2,4.847741653494992E-2,5.0459365594815064E-2,4.5101939329439955E-2,4.6871069066866063E-2,4.918204963730826E-2,5.4501733604843422E-2,5.4631568937196805E-2,5.1502493672954917E-2]
[null,null,10,"4.4.10",4.630965956446275E-2,5.0638655052671226E-2,4.9856302028952158E-2,5.1078158559230508E-2,4.6342902182713135E-2,4.3946522322629307E-2,5.0898942331485342E-2,5.4603364949350142E-2,5.4340428030708092E-2,5.1999940567873958E-2]
[null,null,11,"4.4.11",4.170653650452974E-2,5.2215753804543005E-2,5.1150375048025915E-2,4.913738693093582E-2,4.7792787920841774E-2,4.3901527846619645E-2,5.2370553389199728E-2,5.4722560012384257E-2,5.2534085515486113E-2,5.5188474129690808E-2]
[null,null,12,"4.4.12",3.9725782774994174E-2,5.3046208503239205E-2,5.1233282100402323E-2,5.2401051695470949E-2,4.3745937197559918E-2,4.2112757224439294E-2,5.2934108476074472E-2,5.7113628858378569E-2,5.2146508589608405E-2,4.8075241071561227E-2]
[null,null,13,"4.4.13",3.9272320453944826E-2,5.1788462982822553E-2,5.0439207837511067E-2,5.0768370160296554E-2,4.1201054249176271E-2,4.0614412914400537E-2,5.0958328172022498E-2,5.6816560657801274E-2,5.3592484927113604E-2,5.726859854094131E-2]
[null,null,14,"4.4.14",3.8053094089666832E-2,5.1475267024183827E-2,5.046454466461308E-2,5.2409543224539286E-2,4.2147706865304557E-2,3.7877756571030333E-2,5.1543247196888888E-2,5.5932126603128143E-2,5.0693482835481203E-2,4.5672796430110296E-2]
[null,null,15,"4.4.15",3.4947374914029022E-2,5.2422446877261983E-2,5.0200839476248031E-2,5.0455881890581894E-2,4.0443358321099444E-2,3.8326357462618005E-2,5.2076105159958093E-2,5.5581803034713835E-2,5.473265757155632E-2,3.7463634967881888E-2]
[null,null,16,"4.4.16",3.6383884302510841E-2,4.9754530455581043E-2,4.7847684967174064E-2,4.3664400488032121E-2,3.9910048460083711E-2,3.9454999778010508E-2,5.0710250517868746E-2,5.0906082043023451E-2,4.7432140729477851E-2,3.6310453615701961E-2]
[null,null,17,"4.4.17",4.2197009479887297E-2,4.5889257610562562E-2,4.5165368712231292E-2,4.0051537920425394E-2,3.7909435540323097E-2,4.0316909313429523E-2,4.6291853406682723E-2,4.6318931926976475E-2,3.5365513309263324E-2,3.4960948140517353E-2]
[null,null,18,"4.4.18",4.4856902688184576E-2,3.7723769342295418E-2,4.3347447398031709E-2,3.9281029636655737E-2,4.1867415447192267E-2,4.6660822722580902E-2,3.8355337500305446E-2,4.3841308741731241E-2,3.4946214008586607E-2,3.8659211236633961E-2]
[null,null,19,"4.4.19",4.9186419018074037E-2,3.3319657412688136E-2,4.2837884479205939E-2,3.9250024668980595E-2,3.9377928074622266E-2,4.7325937158322222E-2,3.1718713846826702E-2,4.1558725374303114E-2,3.4562443767684775E-2,4.2481291261991669E-2]
[null,null,20,"4.4.20",5.0633464990225363E-2,3.5215607249494102E-2,4.0930974638984617E-2,3.8435447526661441E-2,3.8153617879109016E-2,5.0635225920937707E-2,3.2671368268865533E-2,3.9759954015447428E-2,3.2714791671057862E-2,4.7115412236084217E-2]
[null,null,21,"4.4.21",5.3914809967805177E-2,4.0238124575521804E-2,4.0378936675769118E-2,3.8206960075268907E-2,4.0281844533336039E-2,5.3732239976985945E-2,3.6891543477966797E-2,3.7338940126443315E-2,3.2089508416686209E-2,4.877475719500176E-2]
[null,null,22,"4.4.22",5.0296221979274962E-2,3.9041808312834804E-2,3.7828412147343997E-2,3.7578848202029759E-2,4.124311070627406E-2,5.0205633861015238E-2,3.6112320913836246E-2,3.258133521916752E-2,3.0958641002184536E-2,4.8335949997771299E-2]
[null,null,23,"4.4.23",4.3210336739225169E-2,3.6556625401301751E-2,3.4742807916416735E-2,3.5165642733415367E-2,3.8235181917116841E-2,4.3396157930171216E-2,3.5890155648988488E-2,2.9209414713163583E-2,3.0664962305711904E-2,3.9301870626166968E-2]
[null,null,24,"4.4.24",3.5178842198301849E-2,3.580356104617971E-2,3.2608088931575054E-2,3.386474048014676E-2,4.0434692142061107E-2,3.6972629731508264E-2,3.5883067153433659E-2,2.7055409049600968E-2,3.091225584081176E-2,2.8492157435701871E-2]
["April","Thursday",1,"4.5.1",3.2684984031601118E-2,3.4807197414289968E-2,3.2789970036971768E-2,3.5444406843425355E-2,3.8948138902291034E-2,3.3513432621666256E-2,3.6300325271620082E-2,2.7035922363196515E-2,3.1357237645068682E-2,2.2933620265873155E-2]
[null,null,2,"4.5.2",3.1486877274281913E-2,3.442743079632965E-2,3.1709347264703806E-2,3.5042903485636899E-2,3.9007476090080172E-2,3.1407825416711735E-2,3.434293492332418E-2,2.6483254050187539E-2,3.1870908019207819E-2,2.1753331016321067E-2]
[null,null,3,"4.5.3",3.0678069232326431E-2,3.4706088692101796E-2,3.1911586293977792E-2,3.5163932155298512E-2,3.946028476312001E-2,3.0163851055333823E-2,3.4600796165772163E-2,2.5222833914554744E-2,3.1288720169404191E-2,1.9755774815214715E-2]
[null,null,4,"4.5.4",3.1451089647676081E-2,3.5531636656301886E-2,3.2566827421706593E-2,3.5653430871149555E-2,3.7310036938058698E-2,2.9671450662140199E-2,3.459537609129363E-2,2.6611343944739706E-2,3.199462715115798E-2,1.8942508844167406E-2]
[null,null,5,"4.5.5",3.4294377538134045E-2,3.5304706386760851E-2,3.3565588366144872E-2,3.46120122581067E-2,4.0013307353314841E-2,3.3093467552694884E-2,3.5139829767451947E-2,3.0357577540554365E-2,3.4307702965534106E-2,1.9010525512785668E-2]
[null,null,6,"4.5.6",4.0661929511970354E-2,3.8402170902879049E-2,3.7318458402846762E-2,3.7789267213467988E-2,4.0083720816157964E-2,3.9470293869484689E-2,3.8015706896186198E-2,3.8185920574220628E-2,4.4309821697807415E-2,3.5372668662000097E-2]
[null,null,7,"4.5.7",4.9692495661128974E-2,4.003272726565258E-2,4.1083875921990913E-2,4.3942324398785315E-2,4.1952974091933347E-2,4.9145343456850218E-2,3.6500268461565101E-2,4.415080870729407E-2,4.6240784062413769E-2,4.1231704516386809E-2]
[null,null,8,"4.5.8",5.436011190249352E-2,4.2519663218252311E-2,4.4493799208095944E-2,4.5615021374066866E-2,4.6404318059457703E-2,5.1175959860955238E-2,4.2920610490328713E-2,4.8304113804873455E-2,5.1498172951592938E-2,4.5219881885720785E-2]
[null,null,9,"4.5.9",4.9084421769455801E-2,4.83922562184129E-2,4.7362021755921885E-2,4.8080573911445823E-2,4.5674338789233909E-2,4.649285671538287E-2,4.9699612757262882E-2,5.2647646022447335E-2,5.3413881118050129E-2,6.3207490048894657E-2]
[null,null,10,"4.5.10",4.4810264603052055E-2,5.0667187616189449E-2,4.9358517456643304E-2,4.9648001742633376E-2,5.4336381462693317E-2,4.6601867769975228E-2,5.2545175841126009E-2,5.5187680311346431E-2,5.2924988281236172E-2,6.7316497029538694E-2]
[null,null,11,"4.5.11",4.2601292872494978E-2,5.1900734818925605E-2,4.9831743458025525E-2,4.7239766767994996E-2,5.1740972868796108E-2,4.469602496213692E-2,5.3762318318384003E-2,5.440923895927726E-2,5.21418832580203E-2,5.8371371544119741E-2]
[null,null,12,"4.5.12",4.0602199549262794E-2,5.1716814370103871E-2,5.0016750522564664E-2,4.9207800617436896E-2,4.7820498941358633E-2,4.4276316194656183E-2,5.4296651324498332E-2,5.5821718800529885E-2,5.1319673550046324E-2,5.9484977785222562E-2]
[null,null,13,"4.5.13",4.1123447802903848E-2,5.0409752453085772E-2,4.9451654027060518E-2,4.7221819977313013E-2,4.3811942255158609E-2,3.9013760608422342E-2,5.1436338922917046E-2,5.5073074246626039E-2,5.2078253867950564E-2,6.3682006337019662E-2]
[null,null,14,"4.5.14",3.7455734520618317E-2,5.1183647048341892E-2,5.0905689343725698E-2,5.1839360968624182E-2,4.1269541549019705E-2,3.7143392942200218E-2,5.2719745408069729E-2,5.6710081267782118E-2,5.3906482157729078E-2,5.6165764356651667E-2]
[null,null,15,"4.5.15",3.6082764649157384E-2,5.0917137644748048E-2,5.040345686806242E-2,4.9303872031306387E-2,3.9480327546551001E-2,3.6427128273491115E-2,5.2190232910673047E-2,5.6331314128734544E-2,5.5814352531767072E-2,4.6077958838446002E-2]
[null,null,16,"4.5.16",3.7350808118062316E-2,4.8157454676433606E-2,4.8376148868449313E-2,4.4320440844966308E-2,3.9136435578208589E-2,3.7623754703612913E-2,4.9627688848585275E-2,5.1340129815149918E-2,4.8168796720195695E-2,4.4296722316749082E-2]
[null,null,17,"4.5.17",4.11293149766946E-2,4.4995802161299919E-2,4.5908179682480732E-2,4.1228993982553253E-2,3.5716108213624947E-2,4.0965933679833345E-2,4.5732693822103182E-2,4.6342158164700983E-2,3.6206218555071785E-2,4.0547803581731094E-2]
[null,null,18,"4.5.18",4.5444619166272293E-2,3.6277239225152538E-2,4.2749765784214827E-2,4.0063686430083845E-2,3.8632465063252783E-2,4.8535383600523486E-2,3.6052872490781318E-2,4.2244994595372121E-2,3.5361169688542984E-2,3.6942920144963524E-2]
[null,null,19,"4.5.19",4.7893522035069372E-2,3.3430912854187388E-2,4.2679591839658505E-2,3.9577384486323031E-2,3.9498919865391606E-2,4.9325380177466301E-2,3.1144827172051678E-2,4.0816785782265677E-2,3.5424967633288396E-2,3.9068774454326272E-2]
[null,null,20,"4.5.20",4.9845827314217515E-2,3.6697030520888581E-2,4.1576539526285566E-2,3.9384344319049962E-2,4.1047620466688292E-2,5.2951277365545717E-2,3.3147160969784671E-2,4.0111201235466611E-2,3.488955370598637E-2,3.2970213233589771E-2]
[null,null,21,"4.5.21",5.3121425637719745E-2,3.9704391244774755E-2,4.0369622311782684E-2,3.9083511240243264E-2,3.8165019883891628E-2,5.3076284648465651E-2,3.7050262125354137E-2,3.7513143651882339E-2,3.4105015968027196E-2,3.3901641495609189E-2]
[null,null,22,"4.5.22",4.8600228451959368E-2,3.8368458094511379E-2,3.8495496216780785E-2,3.8962538654302527E-2,3.9103866055133218E-2,4.8950554323964071E-2,3.6863053712170642E-2,3.3276911054182554E-2,3.423800560713984E-2,4.3660566416143042E-2]
[null,null,23,"4.5.23",4.3593007390479846E-2,3.6463981450886099E-2,3.504059390439572E-2,3.6758841009717852E-2,4.1020325360305289E-2,4.0585469193537026E-2,3.6050929897716001E-2,2.9375464171757567E-2,3.3994949764807228E-2,4.7448161296061622E-2]
[null,null,24,"4.5.24",3.5951186342967192E-2,3.4985578269490059E-2,3.2034775517509523E-2,3.4815764416068075E-2,4.0364979086278507E-2,3.5692990344949459E-2,3.5264587410980076E-2,2.6446682892857447E-2,3.3143832929953897E-2,4.2637115602463638E-2]
["April","Friday",1,"4.6.1",3.2871283563177825E-2,3.5838407635079929E-2,3.2984732240618812E-2,3.5981026788086977E-2,4.4634795758900378E-2,3.3183107554507388E-2,3.6512049788211855E-2,2.7879319216957691E-2,3.3878640027185193E-2,3.539297872661093E-2]
[null,null,2,"4.6.2",3.2253079212295178E-2,3.5691480772768881E-2,3.1949550735137479E-2,3.5707126078272165E-2,4.2083430363871528E-2,3.102447860822374E-2,3.5421127303427564E-2,2.7735616018626705E-2,3.4910169626025299E-2,2.7802364572740254E-2]
[null,null,3,"4.6.3",3.0373715756041583E-2,3.5720955322271833E-2,3.2816171688258386E-2,3.5645646372062419E-2,3.9868889531082967E-2,3.0996521954884539E-2,3.613888558993008E-2,2.6825082704914967E-2,3.4178059113592736E-2,2.7038577383775984E-2]
[null,null,4,"4.6.4",3.1683570958177837E-2,3.5838453761135487E-2,3.2467026063347802E-2,3.5253153032699096E-2,3.5861364637489228E-2,3.0442283217274033E-2,3.5776137838436549E-2,2.7065550323537815E-2,3.4271189182241091E-2,1.8878315928436973E-2]
[null,null,5,"4.6.5",3.3499277816833893E-2,3.7159842250120013E-2,3.5127724439875989E-2,3.6260730722506636E-2,3.6126503505725029E-2,3.1660764378867008E-2,3.700017049419755E-2,3.1699648250574586E-2,3.6363657875283957E-2,1.9907768226606209E-2]
[null,null,6,"4.6.6",4.163964421572687E-2,3.7344546351934856E-2,3.6967292707592248E-2,3.8075071547726318E-2,3.7421896261962809E-2,3.8079328589336922E-2,3.8266545004571342E-2,3.7768980679429756E-2,4.3030908788055822E-2,3.2249956126939899E-2]
[null,null,7,"4.6.7",5.1178326168928062E-2,3.7418132785905209E-2,4.0825683538636907E-2,4.4358354980031441E-2,4.9189011747475572E-2,4.708867799121505E-2,3.5272267264590741E-2,4.385912031827733E-2,4.4957484264441058E-2,4.5976667961784075E-2]
[null,null,8,"4.6.8",5.4270299348951466E-2,4.088656615840161E-2,4.412257476766536E-2,4.7397348569881474E-2,5.6791623295185126E-2,5.1333539640669383E-2,4.003063036304598E-2,4.6550903320919226E-2,5.0375507704653953E-2,4.6609921621129362E-2]
[null,null,9,"4.6.9",4.9829956013237704E-2,4.8274161342976712E-2,4.7395634226018502E-2,4.946140042611756E-2,5.3256438385374423E-2,4.7777989490917855E-2,4.6039843459834813E-2,5.2101185734538695E-2,5.2876582461140374E-2,5.1523193458098866E-2]
[null,null,10,"4.6.10",4.7257959158721913E-2,5.09960137555278E-2,4.9335689731909819E-2,5.1248793604409801E-2,5.2706801302968148E-2,4.5145981639709204E-2,4.9655026562815695E-2,5.4365195376774117E-2,5.2746690523288731E-2,6.5093571594064731E-2]
[null,null,11,"4.6.11",4.4684241735462552E-2,5.239188044889017E-2,5.0375922758012934E-2,4.9197210062423724E-2,5.041510365667181E-2,4.4868069527446243E-2,5.1701908435776961E-2,5.3987982991957777E-2,5.0839721377145257E-2,6.8710193340337691E-2]
[null,null,12,"4.6.12",4.0715507626131964E-2,5.2464621238508584E-2,5.0432107345573657E-2,5.1715062591224818E-2,4.373837387105553E-2,4.4020860381555012E-2,5.1432533112344407E-2,5.4962980528250667E-2,4.9430347370930557E-2,6.3352187892670289E-2]
[null,null,13,"4.6.13",3.9619603146595683E-2,5.122184692355046E-2,5.06616731570559E-2,5.0485813213046078E-2,4.4541927012460118E-2,4.2797798924428664E-2,5.0181032086086527E-2,5.5031489084187674E-2,5.0445482021206446E-2,5.1460097994662682E-2]
[null,null,14,"4.6.14",3.9421235352797179E-2,5.0872119170293127E-2,4.9748828074374467E-2,5.1627726933805372E-2,3.9099986813199136E-2,3.9744909401716065E-2,5.1103363378021641E-2,5.4940620947879264E-2,5.2808298345470801E-2,5.4459814703695278E-2]
[null,null,15,"4.6.15",3.5890823911237324E-2,5.0117558402735879E-2,5.0602589376880266E-2,4.9120848819851071E-2,3.9344924624807452E-2,3.9391016467227098E-2,5.2350482485558521E-2,5.5619347235608955E-2,5.3517084085719216E-2,4.6096728155367091E-2]
[null,null,16,"4.6.16",3.7603052120006336E-2,4.8055985100177029E-2,4.7845022660686971E-2,4.2772695678844265E-2,3.8245229604648483E-2,3.9336320998324285E-2,4.9126216611563411E-2,5.0942845086113867E-2,4.6266967398475758E-2,3.4246787048723748E-2]
[null,null,17,"4.6.17",4.06117444377447E-2,4.3095127824678926E-2,4.5255955389749802E-2,3.99555461503735E-2,3.7908264757292712E-2,4.1189188410004872E-2,4.5388965772782799E-2,4.671545458109469E-2,3.8219920994940128E-2,2.7575016546593698E-2]
[null,null,18,"4.6.18",4.2897344399954428E-2,3.6168931573872375E-2,4.284451968132183E-2,3.8676883176549541E-2,3.5998984335764005E-2,4.7531764138891694E-2,3.7709340220006882E-2,4.2644172620154588E-2,3.6517804195805373E-2,4.2754201276571938E-2]
[null,null,19,"4.6.19",4.6996361575076209E-2,3.2918520690657121E-2,4.1892389520256541E-2,3.7068872841983305E-2,3.4782992954881499E-2,4.485710132810878E-2,3.1793549630350103E-2,4.0258655952551278E-2,3.5391876877654722E-2,4.19993547403213E-2]
[null,null,20,"4.6.20",4.7847318419144094E-2,3.5228175295370506E-2,3.9914203181284733E-2,3.6527219392974659E-2,3.8388320422426535E-2,4.8625688835662158E-2,3.4998785457328214E-2,3.9886931333197609E-2,3.4107662246819527E-2,4.8359224186355902E-2]
[null,null,21,"4.6.21",5.0075308226886113E-2,3.9865873425613943E-2,4.0874453797543085E-2,3.7078927934120411E-2,3.87418389134076E-2,4.9985860443863883E-2,4.0004363890255426E-2,3.8398140053303227E-2,3.4375643596804943E-2,3.8701531125094293E-2]
[null,null,22,"4.6.22",4.8046584287583946E-2,3.8920981177463516E-2,3.8300276291019293E-2,3.7111506432644645E-2,3.5938381165881529E-2,4.907158596738688E-2,3.7365572436459236E-2,3.3206373493531782E-2,3.3411722033281237E-2,4.1787844441838883E-2]
[null,null,23,"4.6.23",4.3535937712743937E-2,3.7687647328543378E-2,3.5374447768308802E-2,3.6150354539675869E-2,3.6850935842005286E-2,4.3091558246488547E-2,3.8235721336310938E-2,3.0067289945189483E-2,3.3906105791532484E-2,3.6870740896563545E-2]
[null,null,24,"4.6.24",3.7197824836543193E-2,3.5822171263522738E-2,3.1885530858870401E-2,3.3122680110688744E-2,3.8063981235462944E-2,3.8755603863290869E-2,3.84954814780928E-2,2.7487114202428255E-2,3.3172474098305288E-2,3.3152962051016387E-2]
["April","Saturday",1,"4.7.1",3.2125729606924426E-2,4.2369743437213572E-2,3.7654772537509609E-2,4.4630158690424582E-2,3.9517351306803825E-2,3.2264834978408319E-2,4.5066552729098784E-2,3.3952661532390647E-2,3.8590985720081065E-2,3.9825426541045983E-2]
[null,null,2,"4.7.2",3.1618800731389916E-2,4.2934993077768518E-2,3.6719569441625056E-2,4.3055754177104104E-2,4.0447498905011266E-2,3.0482609039849343E-2,4.2206090706160486E-2,3.3839697262570169E-2,3.915610456659277E-2,2.9326359949480546E-2]
[null,null,3,"4.7.3",3.0597302457019467E-2,4.3021853368966231E-2,3.6782473694136661E-2,4.2717939198095474E-2,3.8706990808826051E-2,2.9664165841091782E-2,4.272135891762955E-2,3.3464131945128733E-2,3.8563018103697583E-2,2.6531930577385426E-2]
[null,null,4,"4.7.4",3.1926848604560534E-2,4.2462786557447209E-2,3.6317426802018958E-2,4.2103114283988795E-2,3.127942567057445E-2,2.8770638130422369E-2,4.1966030327409969E-2,3.2891373118683731E-2,3.8412511961922517E-2,3.2637154134369704E-2]
[null,null,5,"4.7.5",3.2794775668158173E-2,4.2141204276405386E-2,3.6682535226505816E-2,4.2912581431048355E-2,2.8761601793716202E-2,3.2020828663793528E-2,4.248207101039482E-2,3.5447956217965107E-2,4.0070097803042819E-2,3.5277727868367012E-2]
[null,null,6,"4.7.6",3.5367941017475417E-2,4.3939242372667602E-2,3.8920422023170295E-2,4.4620492671215969E-2,3.4099547516850119E-2,3.8152260733000688E-2,4.3732494421344414E-2,3.8663894999506808E-2,4.6375786156721874E-2,3.0951064949736092E-2]
[null,null,7,"4.7.7",4.1420066503147883E-2,3.7884185539219843E-2,4.0278603133437979E-2,4.3411579345749289E-2,4.5339799898938229E-2,4.100761536037989E-2,3.9411853260478975E-2,4.2516228691940022E-2,4.5906775957576106E-2,3.3316068482619837E-2]
[null,null,8,"4.7.8",4.5629994842233311E-2,3.5632959229579667E-2,4.2349500041413621E-2,4.4574971503831828E-2,4.547366160098288E-2,4.9028512840633219E-2,3.7078662467947263E-2,4.38376994369961E-2,4.6140800513912159E-2,3.7083950907405773E-2]
[null,null,9,"4.7.9",5.0815896671018199E-2,3.800942071458583E-2,4.3764737896542505E-2,4.4679314941955546E-2,4.6737316068284449E-2,4.9065394529035654E-2,4.101395918420947E-2,4.6480981591371894E-2,4.6522351843954923E-2,4.4573611755835303E-2]
[null,null,10,"4.7.10",5.1147329176111367E-2,4.0007977916663627E-2,4.4495079160572611E-2,4.3617457293337818E-2,4.3799242939407138E-2,4.9323147988402247E-2,4.3034893221708032E-2,4.7226900063021188E-2,4.6617787730789305E-2,4.7122767841853257E-2]
[null,null,11,"4.7.11",4.9190830131693591E-2,4.2214872026620671E-2,4.4811607652707079E-2,4.2824678487134157E-2,4.3325143036965552E-2,5.0000369183865995E-2,4.4546530846763362E-2,4.7596605955128143E-2,4.4273313386944659E-2,6.7095021136708621E-2]
[null,null,12,"4.7.12",4.6296626365800377E-2,4.2882034985904566E-2,4.460730983577494E-2,4.1232594246372281E-2,4.3237941699633603E-2,4.8378404273419946E-2,4.4292150034528001E-2,4.7736329402856943E-2,4.5075436157860763E-2,6.4865431641465771E-2]
[null,null,13,"4.7.13",4.3573317291541964E-2,4.3178716815661891E-2,4.5412731439168838E-2,4.2309322693772494E-2,4.6838133053024367E-2,4.4215008455925249E-2,4.3768354925942415E-2,4.8467309746545964E-2,4.6320043141249628E-2,7.400113705639387E-2]
[null,null,14,"4.7.14",4.333945443438731E-2,4.1534554111941194E-2,4.540641115430414E-2,4.2295112819380337E-2,4.4068649176322167E-2,4.0913022086722033E-2,4.4192382367220534E-2,4.8454756268431112E-2,4.642172609016279E-2,6.4797724622645339E-2]
[null,null,15,"4.7.15",4.2235994182783392E-2,4.13425481415459E-2,4.5062494761089332E-2,4.1859150568407361E-2,4.2919733310773159E-2,3.9184059911891729E-2,4.4889805304199434E-2,4.7404028446896805E-2,4.7246049958620424E-2,5.3880297152142667E-2]
[null,null,16,"4.7.16",4.0463285280312719E-2,4.2233965504737694E-2,4.4966678578993599E-2,4.2031734449832901E-2,4.288684157827076E-2,4.1800817538955162E-2,4.2059499380819522E-2,4.6962237996605247E-2,4.46323752935038E-2,4.0867376966862545E-2]
[null,null,17,"4.7.17",4.1724558721535375E-2,3.9489371989382752E-2,4.4221448979881971E-2,3.8882347114350402E-2,3.9995734783710837E-2,4.4489988049158609E-2,3.8888236414550879E-2,4.6680202052744063E-2,3.9328619588614624E-2,3.4464716739651485E-2]
[null,null,18,"4.7.18",4.5312855242471882E-2,3.8483168243967754E-2,4.4388422279896617E-2,3.941926556594666E-2,4.427273090263939E-2,4.4853080014386267E-2,3.4517384605159657E-2,4.5875944825947743E-2,3.9258844710626954E-2,3.3844025158558236E-2]
[null,null,19,"4.7.19",4.5480950889585536E-2,3.7743502687660753E-2,4.3370143103690834E-2,3.8431431449046163E-2,4.2031350563603652E-2,4.7383736330673762E-2,3.2067194088429986E-2,4.3331370141959404E-2,3.8187425509791498E-2,3.5232150770094887E-2]
[null,null,20,"4.7.20",4.6721014436578584E-2,4.2293106425637571E-2,4.2031843519434529E-2,3.9263370025377012E-2,4.1284937713002637E-2,4.6987351760750889E-2,3.8466615519148845E-2,4.3477174446794033E-2,3.7513703891756289E-2,3.3472031732198447E-2]
[null,null,21,"4.7.21",4.7435928444514726E-2,4.7025883521101215E-2,4.3306202059042634E-2,4.019750403556302E-2,4.2072044521025226E-2,4.9774315627426798E-2,4.4441979798146652E-2,4.1176106578450077E-2,3.7278045488415019E-2,2.614544732209519E-2]
[null,null,22,"4.7.22",4.6663838680769384E-2,4.5630950843746632E-2,4.1230718382654692E-2,3.8871276630812343E-2,3.9308527051614153E-2,4.5571300436002472E-2,4.2999151558881683E-2,3.7480325148369083E-2,3.5884470101608945E-2,2.9904899300957952E-2]
[null,null,23,"4.7.23",4.1715958998338971E-2,4.4677761568575843E-2,3.943601460553136E-2,3.8155165053887226E-2,4.4876408932660213E-2,4.0925059095474274E-2,4.3731008899198683E-2,3.405419651616625E-2,3.6077552374167106E-2,3.7788683496295605E-2]
[null,null,24,"4.7.24",3.6400701621647318E-2,4.2865196642998211E-2,3.7782853690896227E-2,3.7903683323365765E-2,4.8719387167359393E-2,3.5743479130329631E-2,4.2425740010628613E-2,3.2981887613530839E-2,3.6146173948386387E-2,4.6994993895830242E-2]
["May","Sunday",1,"5.1.1",2.9911093824657221E-2,4.6395093553277922E-2,3.6822513340641301E-2,4.7341561431167613E-2,3.9897424406518035E-2,3.1281775762977054E-2,4.6798969579718117E-2,3.5912519247192506E-2,4.1850075433929955E-2,3.052869899587508E-2]
[null,null,2,"5.1.2",2.7550726225100193E-2,4.5609829985998884E-2,3.6707972205579163E-2,4.7431264934705043E-2,4.2141209338420048E-2,2.8500402239159377E-2,4.4607135306563593E-2,3.6667175767141895E-2,4.4314220143305133E-2,3.2600759353019988E-2]
[null,null,3,"5.1.3",2.6318580105250421E-2,4.4505907508040593E-2,3.5643117902791982E-2,4.5830673008841166E-2,3.9977643043424084E-2,2.7624456392036537E-2,4.3001948953159654E-2,3.5160886145155092E-2,4.2308184973870573E-2,3.2542371942058321E-2]
[null,null,4,"5.1.4",2.6443855152716231E-2,4.3588690607513733E-2,3.4816655430055785E-2,4.4727945299233504E-2,4.0083612536883167E-2,2.753417108308966E-2,4.110510723276338E-2,3.4134255119578266E-2,4.2278379982694902E-2,3.1609360907233493E-2]
[null,null,5,"5.1.5",2.7413656895200287E-2,4.4756349115260642E-2,3.6224319599909668E-2,4.5254733520987599E-2,4.3008379544436343E-2,2.8233149717110429E-2,4.2618172590079717E-2,3.5927179971784469E-2,4.27441114096919E-2,4.1154020250337507E-2]
[null,null,6,"5.1.6",2.8702569533163573E-2,3.9659696749874497E-2,3.7047502759194204E-2,4.2477247263310272E-2,4.307628450822628E-2,2.9751302373771112E-2,3.9040599431908289E-2,3.5153261047150712E-2,4.2097274845474771E-2,5.0850486861941872E-2]
[null,null,7,"5.1.7",3.1625888402423571E-2,3.4964383856302926E-2,3.768639856688466E-2,3.9092259173942136E-2,4.4783930315036344E-2,3.5939221953747331E-2,3.8218441545249018E-2,3.8498587398302857E-2,4.1140216102112354E-2,5.2895827556443314E-2]
[null,null,8,"5.1.8",3.8245360515622065E-2,3.3820066200517925E-2,4.1450706542760382E-2,3.9509605212731176E-2,4.4636705522597013E-2,4.2585046927477284E-2,3.8757965468195238E-2,3.879840016696872E-2,4.1137485873913061E-2,4.5876077371434391E-2]
[null,null,9,"5.1.9",4.4676133613728693E-2,3.6771717632694753E-2,4.4502178998951231E-2,4.1102086691107452E-2,4.5580768774969742E-2,4.2678307775229393E-2,3.9462698422739653E-2,4.4139011203151467E-2,4.2075319260372078E-2,5.4743244823956018E-2]
[null,null,10,"5.1.10",4.7791976799192358E-2,3.6934339018929827E-2,4.5135765841386191E-2,4.0352505454031656E-2,4.4055491163434039E-2,4.768874204347065E-2,4.2782061416319968E-2,4.5275493079529501E-2,4.3050465765554852E-2,6.2944004097806636E-2]
[null,null,11,"5.1.11",4.8342368726238871E-2,3.8756051099942422E-2,4.6571174177219822E-2,4.0490969358729395E-2,4.242123305077948E-2,4.7244549606840783E-2,4.4831643562156083E-2,4.7623205610976847E-2,4.2408748379211401E-2,5.6479033278647103E-2]
[null,null,12,"5.1.12",4.5588565343389675E-2,4.1998454364110656E-2,4.8927851531205366E-2,4.1577183024657523E-2,4.1248288275850725E-2,4.6638240352613908E-2,4.6586636551315549E-2,4.8646946325090666E-2,4.3477632719236749E-2,5.8268063135198132E-2]
[null,null,13,"5.1.13",4.6774522734287206E-2,3.9976656599446422E-2,4.8143802071576688E-2,4.0528883257828004E-2,4.0918335764834383E-2,4.8632060640789281E-2,4.4721553104252021E-2,4.8315530282401674E-2,4.1479333196366888E-2,4.5781272049906792E-2]
[null,null,14,"5.1.14",4.4911895712312633E-2,4.1125625435012733E-2,4.7108126110217426E-2,4.2147552687128068E-2,4.1857275810144201E-2,4.7422226581492727E-2,4.3498859580941143E-2,4.9562889830758565E-2,4.3649864614809172E-2,3.7166654890222764E-2]
[null,null,15,"5.1.15",4.6160778118517327E-2,3.9923603416370128E-2,4.6252359491189436E-2,4.0674089582726274E-2,4.2049620777067379E-2,4.6130560655298455E-2,3.9809545708168234E-2,4.8611311827184929E-2,4.1825048342103051E-2,3.0349974141304269E-2]
[null,null,16,"5.1.16",4.6927335197831023E-2,4.0269277398655878E-2,4.5778603534811377E-2,4.0939486876416527E-2,4.1627405598505862E-2,4.3557192763129277E-2,3.760883672121864E-2,4.8175293130824921E-2,4.2613515494158781E-2,2.3965558156929138E-2]
[null,null,17,"5.1.17",4.8918644398820654E-2,3.8073644444448211E-2,4.4587013412157178E-2,3.8285807088218424E-2,4.0516029189157664E-2,4.7376565255117464E-2,3.613673440236962E-2,4.6977278044616058E-2,4.1626765519128993E-2,3.8785668522990487E-2]
[null,null,18,"5.1.18",5.1902854458697315E-2,3.7662811468696454E-2,4.4266731002714908E-2,3.8232844888962114E-2,3.9958723129621593E-2,4.9887446832376517E-2,3.4742524199639253E-2,4.6195543869907985E-2,4.0969463080147893E-2,3.7745976761018749E-2]
[null,null,19,"5.1.19",5.3501587975154065E-2,3.8198270576670683E-2,4.4056334948371433E-2,3.8539478433733836E-2,4.01683701554853E-2,5.0467776993976567E-2,3.3967270275558029E-2,4.2450936202307193E-2,3.9835849579897512E-2,3.0576992312060326E-2]
[null,null,20,"5.1.20",5.3701862684045094E-2,4.0072717266801949E-2,4.2170922614459226E-2,3.8063502654070658E-2,4.0948041377716668E-2,4.987356098461871E-2,3.5699453049921906E-2,4.1842525639344492E-2,4.0547756582864587E-2,2.7905026047712615E-2]
[null,null,21,"5.1.21",5.3506933892856871E-2,4.8410519838789669E-2,4.174497250635343E-2,4.0626404060148641E-2,4.1303160519919238E-2,5.236879140975232E-2,4.4296887047446887E-2,4.1112189569139743E-2,3.9674879875647204E-2,4.0611116290107448E-2]
[null,null,22,"5.1.22",5.0981698191345362E-2,5.092901687991723E-2,3.9372770832165789E-2,4.1509074809008735E-2,4.0384533541209716E-2,5.1755639326224082E-2,4.7697259308685465E-2,3.8654340958786282E-2,3.8905865599511466E-2,6.0442845750950186E-2]
[null,null,23,"5.1.23",4.4165444035488333E-2,4.9051193305835156E-2,3.8205326856384524E-2,4.2437085890811493E-2,4.0407273390102964E-2,4.256055105449956E-2,4.8038422376600672E-2,3.6755121099486643E-2,3.970980404469656E-2,3.8964195454134314E-2]
[null,null,24,"5.1.24",3.5935667463960784E-2,4.8546083676890568E-2,3.6776879723018616E-2,4.2827755397502804E-2,3.8950260265659863E-2,3.4268261275201453E-2,4.5971274165029698E-2,3.541011846321835E-2,4.0279739181300123E-2,3.7212771048711131E-2]
["May","Monday",1,"5.2.1",3.1137265603275097E-2,3.626237105846207E-2,3.0585594827604739E-2,3.0301055306753057E-2,4.1009798595084988E-2,3.1578780602595787E-2,3.7067841249503561E-2,2.6910658526849051E-2,3.4936525444910847E-2,2.2463175816194447E-2]
[null,null,2,"5.2.2",2.7617294299542957E-2,3.4899233887853903E-2,3.0789046522133746E-2,3.0247754941382432E-2,4.1178816758719365E-2,2.9074439926225604E-2,3.5458300872103908E-2,2.6821100666249625E-2,3.5808499909920397E-2,2.5152974245685408E-2]
[null,null,3,"5.2.3",2.755293892231165E-2,3.5477886702210318E-2,3.1069857771241445E-2,3.054185151435785E-2,3.8808549902623952E-2,2.8438638584121264E-2,3.659715034029213E-2,2.6695599660448707E-2,3.6389559170928308E-2,2.2369860862707973E-2]
[null,null,4,"5.2.4",2.8787558274454162E-2,3.4956995635656594E-2,3.1493838991500045E-2,3.0592250720600712E-2,3.6153703004724744E-2,2.7245586829262786E-2,3.5286193596360566E-2,2.621385294245001E-2,3.6184048496663394E-2,2.42816943626946E-2]
[null,null,5,"5.2.5",3.1369855776047541E-2,3.5075625140250498E-2,3.3244137551470057E-2,3.2301505728574854E-2,3.8372339479780714E-2,3.0807190899735729E-2,3.588353841550692E-2,3.0126670015169686E-2,3.9018784851626978E-2,4.154679847012481E-2]
[null,null,6,"5.2.6",3.6104102686640396E-2,3.2718698685099482E-2,3.4786474352069122E-2,3.2737894036444774E-2,3.9066513261840109E-2,3.5792822306604244E-2,3.3397541144543574E-2,3.5261382594794798E-2,4.3213728113040903E-2,5.2576952676658788E-2]
[null,null,7,"5.2.7",4.1795764050430943E-2,3.1903438121504465E-2,3.8729107001681772E-2,3.7974486262066981E-2,4.3450820351124408E-2,4.5184727671611254E-2,3.2818602571186829E-2,4.1819706583648475E-2,4.4093124867880834E-2,6.7841808897100953E-2]
[null,null,8,"5.2.8",4.6585809048573075E-2,3.7580237313113864E-2,4.3792364314102106E-2,4.486683072384192E-2,4.4783839099344955E-2,4.5452710132628298E-2,4.0266118803675706E-2,4.6829889593829464E-2,4.9520553814637665E-2,6.5717209135554372E-2]
[null,null,9,"5.2.9",4.4079525162928755E-2,4.5722389391930601E-2,4.8491837829364524E-2,4.8236290909885841E-2,4.6823113909325462E-2,4.3058624563891333E-2,4.724770844459323E-2,5.3400442252115758E-2,5.1341617444193299E-2,5.3470693489372813E-2]
[null,null,10,"5.2.10",4.365363141979197E-2,4.7564586701585782E-2,4.925679259671592E-2,4.8831163468712226E-2,4.4578574096608828E-2,4.2872759285494243E-2,4.8318437048138881E-2,5.3928803629411944E-2,5.2218507971298303E-2,4.6762226351856992E-2]
[null,null,11,"5.2.11",4.1990083858304689E-2,5.1322356608506703E-2,5.206112562535526E-2,4.8633344897488572E-2,4.4720574321134146E-2,4.6217316700813534E-2,5.1661508429720275E-2,5.490351144099883E-2,5.2297550538323266E-2,4.5492775441954521E-2]
[null,null,12,"5.2.12",4.0816144332775341E-2,5.1659208293003918E-2,5.1284389894234485E-2,4.9346018010665758E-2,4.1179173431182846E-2,4.631867484675542E-2,5.2068043806983356E-2,5.5108227367365044E-2,4.945539189352928E-2,4.3052497522661541E-2]
[null,null,13,"5.2.13",4.0698099323388116E-2,5.1093296795089664E-2,5.1653969335464983E-2,5.079909392077625E-2,4.2392483983845937E-2,4.5807066874409316E-2,5.0208332365427197E-2,5.5653774596679265E-2,5.2172431938325207E-2,4.6390600060072777E-2]
[null,null,14,"5.2.14",4.0115244372781862E-2,5.1498647667064953E-2,5.1000986411596137E-2,5.4104728606009247E-2,4.065410698087369E-2,4.324941911382358E-2,5.1009714266115912E-2,5.5303386074279828E-2,5.1779436150812069E-2,5.9115737699629169E-2]
[null,null,15,"5.2.15",4.1844695411631605E-2,5.0485687961453155E-2,5.0402475516986553E-2,5.2324563871447093E-2,3.7490199309464269E-2,4.157335476296789E-2,4.9991008460155681E-2,5.4685852553761183E-2,5.1932123255894427E-2,5.627524685072241E-2]
[null,null,16,"5.2.16",4.2724961292035631E-2,4.9892807622052546E-2,4.7854267806217217E-2,4.7411754498247249E-2,3.9787080806197452E-2,4.3907887636396456E-2,5.0028886264996034E-2,5.1255467918821462E-2,4.7694574122986576E-2,5.0666140128023215E-2]
[null,null,17,"5.2.17",4.6577038064087674E-2,4.7772188334625106E-2,4.5669583966750395E-2,4.4271283476846265E-2,4.0929636458916535E-2,4.6570646511024723E-2,4.7027721256168879E-2,4.6780474912091793E-2,3.643852700513401E-2,4.1621736299292292E-2]
[null,null,18,"5.2.18",4.957727986213209E-2,4.0701408969172057E-2,4.5728889211915057E-2,4.3801363166964695E-2,4.1379801691893654E-2,5.078978552991615E-2,4.0231555306758884E-2,4.413353941308016E-2,3.5639329537812091E-2,3.7156299280045525E-2]
[null,null,19,"5.2.19",5.2764632830016221E-2,3.5413963033349753E-2,4.3090817405416454E-2,4.2018364742091689E-2,4.0737479169213518E-2,5.1704781558631729E-2,3.2135292890273892E-2,4.0791526914951422E-2,3.3822989183603061E-2,2.9365011139600185E-2]
[null,null,20,"5.2.20",5.3583055434321999E-2,3.3693718323926744E-2,4.0933313380394333E-2,4.0410717772406374E-2,4.2559317528641456E-2,5.0476870144848404E-2,3.2466901234837156E-2,3.9517659562957358E-2,3.3493034662961045E-2,3.7615114817209881E-2]
[null,null,21,"5.2.21",5.6238384322163916E-2,3.8422650406898864E-2,3.9589321082517281E-2,4.0209660697970322E-2,4.3178768429600556E-2,5.0660382816376442E-2,3.847881907184169E-2,3.7191298061688749E-2,3.2953135372830782E-2,3.4191252366309995E-2]
[null,null,22,"5.2.22",5.333594826123994E-2,4.3824250522535919E-2,3.9353814207499491E-2,4.2120175186831296E-2,4.3460227587348854E-2,4.9256147252053878E-2,4.1954521954434366E-2,3.5385440731889296E-2,3.3558485764192694E-2,2.8266059105323992E-2]
[null,null,23,"5.2.23",4.4846309605191058E-2,4.1201175834809214E-2,3.589937148944667E-2,3.9741764452596494E-2,4.5155893062818662E-2,3.9916876797871266E-2,4.0397211518865356E-2,3.2045842538823775E-2,3.2864164288240488E-2,3.3163358546067265E-2]
[null,null,24,"5.2.24",3.620437778593321E-2,4.0857176989843778E-2,3.3238622908322198E-2,3.8176083087038425E-2,4.2149188779690636E-2,3.4044508651940482E-2,3.9999050687516191E-2,2.923589144764431E-2,3.3173876200254158E-2,3.5444776435136001E-2]
["May","Tuesday",1,"5.3.1",3.1125547019752554E-2,3.5001438255703447E-2,2.9261351983893631E-2,3.1842013270179576E-2,4.145464271933208E-2,3.2430937646290174E-2,3.5408876460794665E-2,2.6172322276866663E-2,3.0893191005720102E-2,3.7857749510412694E-2]
[null,null,2,"5.3.2",2.9317539531009951E-2,3.2784957483207672E-2,2.9560155022647656E-2,3.1643925503125343E-2,4.3080953800820845E-2,2.9573536021524953E-2,3.3841963329237813E-2,2.5872130165710897E-2,3.186129532467618E-2,3.7170386833683615E-2]
[null,null,3,"5.3.3",2.8840169425648307E-2,3.2566195316218488E-2,2.9255969182040171E-2,3.0833375759114386E-2,4.4529896165853997E-2,2.8932402409428046E-2,3.35175082860239E-2,2.466573926242438E-2,3.1158217107773261E-2,3.1300376743408485E-2]
[null,null,4,"5.3.4",2.8637404840647418E-2,3.2316247445187463E-2,2.9398920289219862E-2,3.040845652211626E-2,4.4214359630967821E-2,2.9871443858414587E-2,3.2619522412787906E-2,2.4381261202404858E-2,3.0818383776086047E-2,3.1716264747325182E-2]
[null,null,5,"5.3.5",3.1853578933335305E-2,3.3203668702247745E-2,3.1300251204238891E-2,3.2245672371904274E-2,4.2891833584733564E-2,3.3139904146991729E-2,3.3726308558300319E-2,2.9238685414643677E-2,3.5741668870644949E-2,4.3695667749331299E-2]
[null,null,6,"5.3.6",3.8119849768517164E-2,3.0158964041727639E-2,3.3575507847536955E-2,3.3047944836582126E-2,4.3494931069561864E-2,3.8671323366465712E-2,3.082491730054155E-2,3.6027509366537765E-2,4.3721716374150281E-2,6.1607771900076429E-2]
[null,null,7,"5.3.7",4.6151306720618325E-2,3.1663027127571852E-2,3.7787620619511651E-2,4.0240050171651491E-2,4.7494036552425713E-2,5.0548262082508857E-2,3.3467264380669916E-2,4.2944457224943909E-2,4.7860897328266198E-2,6.9906500764233867E-2]
[null,null,8,"5.3.8",5.035046647123332E-2,3.9386249936499952E-2,4.2878696348296989E-2,4.5612684783174394E-2,4.8930481986880402E-2,5.1189549314735648E-2,4.078752002487597E-2,4.7398584705268941E-2,5.2457792444140589E-2,5.7425942455578916E-2]
[null,null,9,"5.3.9",4.4396571174190921E-2,4.8276024543210706E-2,4.7960534370813615E-2,4.9669742223977957E-2,4.7850484091626608E-2,4.3614924760172813E-2,4.7353715137529367E-2,5.3131185892257779E-2,5.4900275927106668E-2,4.4269029721532294E-2]
[null,null,10,"5.3.10",4.2845712392558903E-2,4.9469786792247263E-2,4.8278170823178458E-2,5.1038894935586325E-2,4.0017320307292936E-2,4.331071849795768E-2,4.9800017198153849E-2,5.3775448882879717E-2,5.3121638018607066E-2,4.0071340931887661E-2]
[null,null,11,"5.3.11",4.1493066587870116E-2,5.1293380080868041E-2,5.1186060113289952E-2,4.9345567681328813E-2,3.7383405830146973E-2,4.1350986500947928E-2,5.1355139759920954E-2,5.3277645042756172E-2,5.0881079184824346E-2,3.9587351034103935E-2]
[null,null,12,"5.3.12",3.9312949217135656E-2,5.4034732892981115E-2,5.2264404096473302E-2,5.2669972513763243E-2,3.7361656786052543E-2,4.0970248610273097E-2,5.3252054861842799E-2,5.6223262931894114E-2,5.0186140140827812E-2,4.9527428830722212E-2]
[null,null,13,"5.3.13",3.9591983858792555E-2,5.4625489354773786E-2,5.341484693868679E-2,5.1497546920551605E-2,3.6846476304065665E-2,3.9606668331076768E-2,5.4150549873319714E-2,5.7297794728857189E-2,5.432961930984935E-2,3.7000038808750475E-2]
[null,null,14,"5.3.14",3.8004222265653309E-2,5.6125453924177726E-2,5.3729088773730727E-2,5.4229445956339266E-2,3.9311747991721324E-2,3.8216809408411087E-2,5.6966647077349546E-2,5.7974154225928394E-2,5.3014182645966461E-2,3.798910220433703E-2]
[null,null,15,"5.3.15",3.7671278750521363E-2,5.5662059631164648E-2,5.3264620738265725E-2,5.1727156381504553E-2,3.9340249763216047E-2,3.7507958122806953E-2,5.7407775167982802E-2,5.6942819687134681E-2,5.462180647205081E-2,4.3644171522735954E-2]
[null,null,16,"5.3.16",3.8355225228902036E-2,5.5278493960997807E-2,5.2446032105331684E-2,4.6831542511823178E-2,4.0433314624478189E-2,4.0993205218433568E-2,5.8246861785769162E-2,5.3910663116051256E-2,5.1789557203387508E-2,4.431735407909821E-2]
[null,null,17,"5.3.17",4.2279480591458196E-2,4.9960098785339933E-2,4.8789402748854974E-2,4.2716203953523407E-2,4.2050198196934077E-2,4.541777219953215E-2,5.226266527598683E-2,4.8311637916702656E-2,3.903711938392497E-2,4.8161472762227743E-2]
[null,null,18,"5.3.18",4.8580630756847168E-2,3.9640357955797435E-2,4.5985915521770712E-2,4.1618614036474225E-2,4.2354772512014582E-2,5.2527676658660795E-2,4.0640432666749007E-2,4.4570737010885257E-2,3.6616767135153799E-2,3.9044401688479176E-2]
[null,null,19,"5.3.19",5.4837303529397245E-2,3.3490718932632911E-2,4.3737764674029275E-2,4.0421866848509791E-2,3.898511769039182E-2,5.2534368735569138E-2,3.0963992430561388E-2,4.1036045346583873E-2,3.4661262255856827E-2,3.9876550857374855E-2]
[null,null,20,"5.3.20",5.5892879741664632E-2,3.291111783137695E-2,4.1453033788039016E-2,4.0191406982145898E-2,3.928618409513452E-2,5.0651187569535308E-2,2.9992744244131894E-2,3.9740062071681514E-2,3.3816617301211216E-2,3.3678532193351166E-2]
[null,null,21,"5.3.21",5.5593649482770249E-2,3.7654364805219616E-2,4.0080866816747537E-2,4.0145485089955316E-2,4.1973769600448997E-2,4.9802849205990832E-2,3.5754661716628187E-2,3.713284017948932E-2,3.3119940680976241E-2,3.9348154793179213E-2]
[null,null,22,"5.3.22",5.4766173017254116E-2,3.9467927514131293E-2,3.7640923286813989E-2,3.9057192938732367E-2,3.8523564387694241E-2,5.208686369594076E-2,3.6315919635369134E-2,3.2657232023757858E-2,3.1825354931954687E-2,3.5293013529327469E-2]
[null,null,23,"5.3.23",4.5832865638048975E-2,3.7722283077658576E-2,3.5304787282410779E-2,3.7626470875372173E-2,4.0206133581225656E-2,4.0433903129277575E-2,3.6535438607454389E-2,3.0224096654703932E-2,3.2153573938258607E-2,3.2930717424531908E-2]
[null,null,24,"5.3.24",3.6150145056172187E-2,3.7306961609057832E-2,3.1445075424177571E-2,3.5338766932563867E-2,4.1984468726979335E-2,3.6616500509053906E-2,3.4807503808019086E-2,2.7093684669635142E-2,3.1411903238586045E-2,2.4580678914310278E-2]
["May","Wednesday",1,"5.4.1",3.1016393028740485E-2,3.4402818586912173E-2,3.0091716756328109E-2,3.345611258216101E-2,4.082690735177974E-2,3.1760795650011879E-2,3.483703544181254E-2,2.6683247156003048E-2,3.2252698766341646E-2,3.0143157867124844E-2]
[null,null,2,"5.4.2",2.9462675205596603E-2,3.2773766254759785E-2,3.0559164141038847E-2,3.2874433355843696E-2,3.783218489571756E-2,2.9780436699782573E-2,3.3801385700002622E-2,2.6571286514924887E-2,3.2851756842521049E-2,3.4939496546563281E-2]
[null,null,3,"5.4.3",2.7909353430826438E-2,3.2667844370814429E-2,3.000178672334405E-2,3.203457476057326E-2,3.9268639464975871E-2,2.8999162518418865E-2,3.3363168031821266E-2,2.5399502368402698E-2,3.2090336367550008E-2,3.2644249020512231E-2]
[null,null,4,"5.4.4",2.8411607941207048E-2,3.1941533653862028E-2,2.9613329738799203E-2,3.130917937909191E-2,4.0582941049020278E-2,2.9763027925303328E-2,3.2635766668264385E-2,2.4932032716916908E-2,3.1347038347113797E-2,2.6973348168647503E-2]
[null,null,5,"5.4.5",3.259137213230083E-2,3.2437721046702464E-2,3.1211478817939044E-2,3.1868586479589671E-2,3.9537953467482526E-2,3.2030785885000364E-2,3.2635091573261645E-2,2.8671254169432954E-2,3.4845411764357792E-2,3.362136868160253E-2]
[null,null,6,"5.4.6",3.6810224793898554E-2,2.9790397890889112E-2,3.3435587435715432E-2,3.357977274342782E-2,4.3852624482574688E-2,3.6678437061048383E-2,3.0846683899591762E-2,3.5023517810921702E-2,4.3501380265312736E-2,5.8163940422660716E-2]
[null,null,7,"5.4.7",4.6065358920618381E-2,3.013642747701447E-2,3.6918941559143728E-2,3.8256309729256817E-2,4.5368688661591765E-2,4.805641106122685E-2,3.196728759654701E-2,4.0764597616683586E-2,4.5961873314426804E-2,6.4377503368184652E-2]
[null,null,8,"5.4.8",4.980096739377355E-2,3.808681277974451E-2,4.2395277989385007E-2,4.4337431127467644E-2,4.8351522749263312E-2,4.6218223769244719E-2,3.996616423846245E-2,4.6228415414696099E-2,5.2553731228465725E-2,5.8259575736246183E-2]
[null,null,9,"5.4.9",4.2043763415480669E-2,4.716742364691956E-2,4.808503727908052E-2,5.0158323234697176E-2,4.96967340911234E-2,4.0566984698757212E-2,4.7938442137269749E-2,5.4537050132167253E-2,5.5942722687981637E-2,5.7377727063737206E-2]
[null,null,10,"5.4.10",3.9999868050719034E-2,4.9780208697331393E-2,4.9733183605808751E-2,5.1416864553396502E-2,4.6823782494148265E-2,3.9991926415751486E-2,5.0393168578648222E-2,5.4515763497676561E-2,5.4993512900968558E-2,4.5673421980893338E-2]
[null,null,11,"5.4.11",3.7595688984375202E-2,5.3001362113499165E-2,5.241556281916613E-2,5.0881724097448414E-2,4.3824814192232282E-2,4.3562074701398321E-2,5.3035895476390905E-2,5.4347456651611337E-2,5.3652173880882961E-2,4.3358683067121054E-2]
[null,null,12,"5.4.12",3.7385938757696413E-2,5.5004029269671843E-2,5.1706893405205505E-2,5.2896243418157442E-2,4.019966854379757E-2,4.1827800249331061E-2,5.4522157630632548E-2,5.7082521303981323E-2,5.3031942120578678E-2,4.4009549687008397E-2]
[null,null,13,"5.4.13",3.9599959458683685E-2,5.377159202823726E-2,5.2567586208026075E-2,5.2245199262670745E-2,4.0287387719137126E-2,4.1292678041999473E-2,5.3773531280189392E-2,5.7025613205020621E-2,5.4636149192922034E-2,4.3083435526496995E-2]
[null,null,14,"5.4.14",3.7993888051151885E-2,5.6406849470373222E-2,5.3187269523034389E-2,5.4620449457039366E-2,4.1443956129712793E-2,3.8365488043473436E-2,5.5442258111772759E-2,5.8655184132459161E-2,5.7908269312988848E-2,3.9766620688851145E-2]
[null,null,15,"5.4.15",3.8670293554012421E-2,5.646868625296983E-2,5.2015722365271633E-2,5.0256387072260912E-2,4.1375215885339739E-2,3.9292857122958651E-2,5.6432325438997392E-2,5.7180865816674406E-2,5.746990932855197E-2,5.2197025504936233E-2]
[null,null,16,"5.4.16",4.0108495597067563E-2,5.5069093630677156E-2,5.0165255343594922E-2,4.4395438380534995E-2,4.2070515602358353E-2,4.1647668594461916E-2,5.7041450158073478E-2,5.3876458828663008E-2,4.9385537837465993E-2,4.5049697573814065E-2]
[null,null,17,"5.4.17",4.6012524062257337E-2,5.0500954103850103E-2,4.748391383255058E-2,4.3902072011323096E-2,3.8590917549791985E-2,4.583017004044572E-2,5.1787644816316765E-2,4.7951887972245262E-2,3.7595031932504581E-2,3.3456511617231406E-2]
[null,null,18,"5.4.18",5.1129007829690855E-2,3.9826281474187077E-2,4.5457418742001481E-2,4.2388121488573585E-2,3.7761661396085909E-2,5.467859898385774E-2,4.2786495129527098E-2,4.4087168154076241E-2,3.5030242308312518E-2,2.2718760770357935E-2]
[null,null,19,"5.4.19",5.6255793868111373E-2,3.2961176952453798E-2,4.4388479088854363E-2,4.0808407251028515E-2,3.9739716062455195E-2,5.4065387916029835E-2,3.2326303119006417E-2,3.987135607347863E-2,3.2750696420038555E-2,2.5123670122653659E-2]
[null,null,20,"5.4.20",5.7999158703015377E-2,3.146410844578993E-2,4.1447955797082089E-2,3.9396897426389368E-2,3.9612637896050906E-2,5.2601460357121446E-2,2.9688301886282943E-2,3.856576275741392E-2,3.1252820075833229E-2,3.7072437283272162E-2]
[null,null,21,"5.4.21",5.7329581274648399E-2,3.7141464113121248E-2,4.020573236009526E-2,3.8568064087432609E-2,4.0431576644332237E-2,5.1711521106707611E-2,3.4470539866722737E-2,3.6451982964995057E-2,3.0541328812335698E-2,4.63297534758427E-2]
[null,null,22,"5.4.22",5.3463487395532389E-2,4.2122296294141222E-2,3.9263317374513627E-2,3.8986248181178969E-2,4.0654483551656843E-2,5.2815243192337789E-2,3.7217312406288366E-2,3.354522703541616E-2,3.0104818057953391E-2,4.2906920061993543E-2]
[null,null,23,"5.4.23",4.6392860846052666E-2,3.8835068013447653E-2,3.5166306110955156E-2,3.6376919052512738E-2,4.0151520651815459E-2,4.2460656434760685E-2,3.5954317671354291E-2,3.0200585825430021E-2,2.9875790915694343E-2,4.412412990080887E-2]
[null,null,24,"5.4.24",3.5951737304542791E-2,3.8242083432630379E-2,3.2483082983066083E-2,3.4986240867943635E-2,4.1713949467556063E-2,3.6002203530570799E-2,3.7137273142763008E-2,2.7831261880709043E-2,3.04248273188975E-2,3.862901586343933E-2]
["May","Thursday",1,"5.5.1",3.1279563922351643E-2,3.4868046816565829E-2,3.0519874565039736E-2,3.3783613805438747E-2,4.0293945841485372E-2,3.1730127638818419E-2,3.4056849975921635E-2,2.6683926934339602E-2,2.9777255316938377E-2,3.2087185525538686E-2]
[null,null,2,"5.5.2",2.8514466345038073E-2,3.279390007655917E-2,3.0040749128792833E-2,3.3553627507390188E-2,4.0478879324000544E-2,2.9985826473869468E-2,3.2777289189960812E-2,2.6317947271980707E-2,3.0049105904385084E-2,1.9734565539579304E-2]
[null,null,3,"5.5.3",2.7983737891892142E-2,3.265536420556156E-2,2.9667474889789786E-2,3.3235701424855581E-2,4.0777418407156492E-2,2.8771904232926557E-2,3.2515012615943494E-2,2.5205575542721851E-2,3.0059011098661739E-2,2.2744754270686687E-2]
[null,null,4,"5.5.4",2.8918655696163972E-2,3.3069349453466346E-2,2.9501292555261439E-2,3.2650424445707954E-2,3.9893370763591465E-2,2.8650683133619535E-2,3.237196973943076E-2,2.5783446219986791E-2,3.0221109241495649E-2,2.4413432930068087E-2]
[null,null,5,"5.5.5",3.2092845153498147E-2,3.1410798570183779E-2,3.0291231300271636E-2,3.1923754942470947E-2,4.0719894759116297E-2,3.1827422101202575E-2,3.2598689046988885E-2,2.8653929943387849E-2,3.2910839442078725E-2,2.676765012870563E-2]
[null,null,6,"5.5.6",3.6870529843067518E-2,3.0288063147904127E-2,3.2318340942558824E-2,3.2738451428790422E-2,4.175910487436868E-2,4.0085418710480533E-2,3.0110494205521917E-2,3.4899380378408548E-2,4.2007495123137825E-2,4.730290209829173E-2]
[null,null,7,"5.5.7",4.4034170008629803E-2,2.992058569919033E-2,3.6721695188087121E-2,3.9614845543600195E-2,4.5435860753990143E-2,5.1898239859000585E-2,3.3670039501535541E-2,4.1841376370757341E-2,4.5899368865602926E-2,5.4430927980566014E-2]
[null,null,8,"5.5.8",4.8517354481042489E-2,3.7067750506865643E-2,4.2032048812476172E-2,4.3910553598165064E-2,4.5730723513775093E-2,4.9672029709791406E-2,4.0406868612186113E-2,4.6597480010575586E-2,5.1797948207691243E-2,5.2637889599173912E-2]
[null,null,9,"5.5.9",4.4640895579722346E-2,4.6166879153386874E-2,4.5748756834490957E-2,4.6237884136521794E-2,4.5323480594473019E-2,4.3485776150077864E-2,4.6273462839964717E-2,5.2265508560314394E-2,5.3524488640730429E-2,5.7909434326700558E-2]
[null,null,10,"5.5.10",4.0601817656544151E-2,4.9332160465262329E-2,4.9176899842572709E-2,4.8465110686192345E-2,4.1271811815782607E-2,4.3279894531014447E-2,5.0936389344054811E-2,5.4190428374701768E-2,5.3176216225908415E-2,6.5641280890278916E-2]
[null,null,11,"5.5.11",4.0653563492623994E-2,5.3264914513939061E-2,5.1283888904852852E-2,4.749707546807444E-2,3.8698097117001978E-2,4.0539423562762425E-2,5.2773869515766375E-2,5.3646951483046885E-2,5.4469603236236647E-2,5.1674213187033614E-2]
[null,null,12,"5.5.12",3.9719893100793061E-2,5.4457058946942569E-2,5.2562325149846767E-2,5.0682701790958899E-2,3.7909381584380758E-2,4.0008096514935025E-2,5.4840093088255847E-2,5.7103251541776416E-2,5.2762222485557404E-2,4.793703267599983E-2]
[null,null,13,"5.5.13",3.7663416870815279E-2,5.4657115372330083E-2,5.3396273117708462E-2,5.0123104798455928E-2,4.1437066155547188E-2,3.9400773103247272E-2,5.4523729404694986E-2,5.7513212818474144E-2,5.5583829141327382E-2,4.8193775327892908E-2]
[null,null,14,"5.5.14",3.9163262029311002E-2,5.5758724779658708E-2,5.2909364433522038E-2,5.2631328825078705E-2,4.1233895225721025E-2,3.7044492699065013E-2,5.5994201828469821E-2,5.7360501146423826E-2,5.3718977491855877E-2,4.0301761762728483E-2]
[null,null,15,"5.5.15",3.8521288146674354E-2,5.6654458408566588E-2,5.3302201576237822E-2,5.0594631208578218E-2,3.9670160267154815E-2,3.8942382214751117E-2,5.7890505905198071E-2,5.6876387194344992E-2,5.53038808768078E-2,3.4067134934755716E-2]
[null,null,16,"5.5.16",3.9758230243143185E-2,5.5597417016084512E-2,5.218116044220622E-2,4.6412717322336892E-2,3.9468863541400133E-2,4.1613370352712321E-2,5.7421709221939808E-2,5.3272097979204965E-2,4.9351871326176092E-2,3.9051478536061723E-2]
[null,null,17,"5.5.17",4.5497424402192635E-2,4.9595042390871431E-2,4.86399532081076E-2,4.3938675145509393E-2,4.0951647301032602E-2,4.5287103494136151E-2,5.2018173268806624E-2,4.7675886346571841E-2,3.7498824210058949E-2,3.4638565628726053E-2]
[null,null,18,"5.5.18",4.9719539310864577E-2,4.0433076487859855E-2,4.7223601903506586E-2,4.4094935030287788E-2,4.2588512260772718E-2,5.1336565140565796E-2,4.1815700093988863E-2,4.4776761534797996E-2,3.7156335850288991E-2,4.3330968468050172E-2]
[null,null,19,"5.5.19",5.5396149005736646E-2,3.3875947052681078E-2,4.5477512836949313E-2,4.28007334622739E-2,4.14024654649967E-2,5.042683647980558E-2,3.1797795007100393E-2,4.1054144233399911E-2,3.4930414564192783E-2,3.9201096505075791E-2]
[null,null,20,"5.5.20",5.4740524866961092E-2,3.3195129772865831E-2,4.2778329238737325E-2,4.0996507303819832E-2,4.2959820921242668E-2,5.3715122600388222E-2,3.1857015383984881E-2,3.9642499650171754E-2,3.4056371545138735E-2,4.011366211151516E-2]
[null,null,21,"5.5.21",5.8175688847088132E-2,3.7902821789002672E-2,4.024994333873478E-2,4.0573027320323043E-2,4.3707159794747263E-2,5.4407885072531206E-2,3.5683782718893053E-2,3.7205712179481057E-2,3.3795221459538331E-2,4.1444623150669158E-2]
[null,null,22,"5.5.22",5.4284807481927565E-2,4.1303428332527745E-2,3.7947334986663486E-2,3.9523766609643143E-2,4.1705834227875313E-2,5.151868970582886E-2,3.6116750865466778E-2,3.3245490122511746E-2,3.3757046696194754E-2,4.4039982319227094E-2]
[null,null,23,"5.5.23",4.6707747113176747E-2,3.8385169739712205E-2,3.4907759788050795E-2,3.8368516005018977E-2,4.3260270250856089E-2,4.1280625141356213E-2,3.6641450082084283E-2,3.076812777662628E-2,3.4218541988660797E-2,4.7184782649070084E-2]
[null,null,24,"5.5.24",3.6544428510741529E-2,3.7346797302011556E-2,3.1121987015534473E-2,3.564831219050766E-2,4.332233523953103E-2,3.5091311377113549E-2,3.4908158543841467E-2,2.7419976385993826E-2,3.3974021061335062E-2,4.515089945360469E-2]
["May","Friday",1,"5.6.1",3.2881805011307566E-2,3.5932418531314056E-2,3.1485566333892066E-2,3.505354518849027E-2,4.2303939367015514E-2,3.1974949550028713E-2,3.5936051930606422E-2,2.8162791225570076E-2,3.2790141119111618E-2,3.2488259290222025E-2]
[null,null,2,"5.6.2",3.0100493342865908E-2,3.3546725576178084E-2,3.0621811172371931E-2,3.3622870307433807E-2,4.2104738856061245E-2,2.9170785015999377E-2,3.3455962855920104E-2,2.7049432128890934E-2,3.2258801333655891E-2,3.0486876083791997E-2]
[null,null,3,"5.6.3",2.7841291215972067E-2,3.2984172685930187E-2,3.0076759555757188E-2,3.2754858195039191E-2,4.0343180055827425E-2,2.8924214870105949E-2,3.3211451008716177E-2,2.5249226958417487E-2,3.1652391523466071E-2,3.0907608209650109E-2]
[null,null,4,"5.6.4",2.7805214665842886E-2,3.2859198368682722E-2,2.9786644290289804E-2,3.2234330663617299E-2,4.0254331226589377E-2,2.9451775950440223E-2,3.304315769858595E-2,2.5643899083273049E-2,3.1794035707426345E-2,2.9577454774372989E-2]
[null,null,5,"5.6.5",2.877490233184184E-2,3.3714639147109877E-2,3.189948774519575E-2,3.3976517822484141E-2,4.1728490216355968E-2,3.1776901819275685E-2,3.3906518887416144E-2,3.0507582985778447E-2,3.5781660713293362E-2,3.8782559566343716E-2]
[null,null,6,"5.6.6",3.4274768137546451E-2,3.1039801917890943E-2,3.3195194339257869E-2,3.4960576672297947E-2,4.1572227038808009E-2,3.6710107501907507E-2,3.1112541502883156E-2,3.5671414333194582E-2,4.237612366526123E-2,4.9468089033863939E-2]
[null,null,7,"5.6.7",4.3238059868314534E-2,3.0598454773366913E-2,3.7452907456286259E-2,4.0466524493751009E-2,4.4666757578037675E-2,4.5044697629357124E-2,3.2273196255956059E-2,4.109982560021367E-2,4.3764988761084138E-2,7.1619628623567383E-2]
[null,null,8,"5.6.8",5.0447509331839509E-2,3.6648010365817857E-2,4.2669053719241193E-2,4.5044316959612182E-2,4.6407223755093395E-2,4.7638074894972723E-2,3.7581559970814971E-2,4.601809238260185E-2,5.0134659468300875E-2,5.425065242877429E-2]
[null,null,9,"5.6.9",4.6602947987034626E-2,4.6106388645917942E-2,4.6658735800205943E-2,4.9035363134281182E-2,4.3050078092275151E-2,4.5960381944799712E-2,4.5221311676060846E-2,5.197568472317031E-2,5.2075825460381898E-2,4.9585954192294127E-2]
[null,null,10,"5.6.10",4.5179082976142398E-2,4.8876600683596422E-2,4.9236646845306806E-2,5.1081894335577339E-2,4.4018082497317368E-2,4.3883901404407434E-2,4.7671577994576698E-2,5.3047456358168675E-2,5.2083764219954885E-2,4.7368530440249607E-2]
[null,null,11,"5.6.11",4.5266411036568727E-2,5.2508330633251665E-2,5.1467510540928497E-2,4.8855020822193965E-2,4.3187949322870393E-2,4.3207472016063161E-2,5.1179650740989069E-2,5.3563450904424846E-2,5.0283476391173601E-2,3.9037569450882346E-2]
[null,null,12,"5.6.12",4.2199750050264252E-2,5.4395611286322657E-2,5.2500508520450712E-2,5.2509465895218828E-2,4.2352927582597712E-2,4.3927424151937587E-2,5.3594685806403322E-2,5.6577347444460573E-2,5.0527836981889743E-2,3.4753540125155837E-2]
[null,null,13,"5.6.13",4.1117928398044221E-2,5.3761480494553891E-2,5.3638197767360819E-2,5.1542715711325175E-2,4.2697520194648335E-2,4.4175556693959228E-2,5.2621395288382479E-2,5.7452351035718906E-2,5.1435014358709091E-2,3.7728199663031439E-2]
[null,null,14,"5.6.14",4.0279811167649698E-2,5.5215587560544385E-2,5.4339575779983176E-2,5.4447992769523335E-2,4.1875420677327552E-2,4.3298996380024324E-2,5.5688317140532455E-2,5.7918317468766051E-2,5.2902988497294481E-2,4.3788410436563237E-2]
[null,null,15,"5.6.15",4.1034654840214256E-2,5.5104464615453153E-2,5.2917740528874414E-2,5.0517220964308593E-2,4.1881061330203376E-2,4.2703026386138425E-2,5.6128208224264696E-2,5.6036646739580163E-2,5.4219847651025485E-2,4.2458530470331199E-2]
[null,null,16,"5.6.16",4.195015259763802E-2,5.2830867945073447E-2,5.0767482233285845E-2,4.5557982216919264E-2,4.2301956592065225E-2,4.3767210444350509E-2,5.5045205585765311E-2,5.1932557771588159E-2,4.9727623944580211E-2,4.199185554489937E-2]
[null,null,17,"5.6.17",4.5496872373337265E-2,4.9193060861868559E-2,4.7420055993606137E-2,4.3016930191833766E-2,4.0491785619774269E-2,4.4683968406363246E-2,5.1249331295828732E-2,4.7825803893491003E-2,4.0892272007529838E-2,4.9778202930986518E-2]
[null,null,18,"5.6.18",4.9254056954981924E-2,4.0813954047012185E-2,4.5502772057193289E-2,4.1784605628821851E-2,3.933757129827968E-2,4.9971709813491007E-2,4.2603859811846424E-2,4.4357046482041557E-2,3.9209115701571165E-2,3.7657781383922909E-2]
[null,null,19,"5.6.19",5.1296694258510585E-2,3.437156854872498E-2,4.3686853511369313E-2,4.0646648262076618E-2,4.0151534601149272E-2,5.0060558073314637E-2,3.4638599130656887E-2,4.1362324554156824E-2,3.6516553079730354E-2,4.0261069958577637E-2]
[null,null,20,"5.6.20",4.9811678906658031E-2,3.3638194547263849E-2,4.1218884850011336E-2,3.9193419664821171E-2,4.053793641603104E-2,5.0300197590229127E-2,3.4900726604411611E-2,3.9971942212602876E-2,3.6039461484690095E-2,3.5738028687449755E-2]
[null,null,21,"5.6.21",5.1400788235078626E-2,3.9155345821655599E-2,4.0530260276140581E-2,3.7850293414668904E-2,3.896563006622504E-2,4.907670521295552E-2,3.8019583059623205E-2,3.8053068913662252E-2,3.4658952977891386E-2,4.0022604951266437E-2]
[null,null,22,"5.6.22",5.1254310704342616E-2,4.1233912676332807E-2,3.7875472072686371E-2,3.7664137838522641E-2,3.9205169791685222E-2,4.6226253692092281E-2,3.7797508872378573E-2,3.3382575068022634E-2,3.3239098864437044E-2,3.8903432884269812E-2]
[null,null,23,"5.6.23",4.4497297462974338E-2,3.7904604352088651E-2,3.4701510935643359E-2,3.5365494553823887E-2,4.0674850444926171E-2,4.3531296641280193E-2,3.7153463320149419E-2,3.0096454244735702E-2,3.2628858950944452E-2,4.5198827036571826E-2]
[null,null,24,"5.6.24",3.7993518145029416E-2,3.7566605914049242E-2,3.0350367674661489E-2,3.2817274293357311E-2,3.9889637378835795E-2,3.4533833916506371E-2,3.5966135337231406E-2,2.7044707487469458E-2,3.3006507136596655E-2,3.8146333832961267E-2]
["May","Saturday",1,"5.7.1",3.2804040766121124E-2,4.4554821877802769E-2,3.6442479515045027E-2,4.2817465807010659E-2,3.8928117347012549E-2,2.8650266048327013E-2,4.2405419346277895E-2,3.4085965425914043E-2,3.9177767472362901E-2,3.1661773903393961E-2]
[null,null,2,"5.7.2",2.9076058437683776E-2,4.2831638960219139E-2,3.6216408880801333E-2,4.1255021137083299E-2,4.0355939131487016E-2,2.7632943351436508E-2,3.9742220409450066E-2,3.4097698170958139E-2,3.9358038962711089E-2,2.9702254435556383E-2]
[null,null,3,"5.7.3",2.7726800705828301E-2,4.1672890755605166E-2,3.5614344650111381E-2,4.0475177267597147E-2,3.985962049026151E-2,2.5987803945988073E-2,3.9950949251595647E-2,3.3424769796217828E-2,3.9577876212257772E-2,2.3963758157759547E-2]
[null,null,4,"5.7.4",2.752659185926119E-2,4.1365041630389142E-2,3.4999601999186281E-2,4.0233179994875773E-2,4.1215148729171661E-2,2.5099460515705836E-2,3.8878129598954432E-2,3.3068789823479688E-2,3.9840493938937835E-2,2.6382254214599481E-2]
[null,null,5,"5.7.5",2.860390799546627E-2,4.1269227825356462E-2,3.5000495660653157E-2,4.1164410006360543E-2,4.1269910685610312E-2,2.58901659464277E-2,3.9628801540886931E-2,3.4717493776134707E-2,4.1325281481526671E-2,3.385342087318486E-2]
[null,null,6,"5.7.6",3.0853203977732245E-2,3.6836027074901141E-2,3.5204951259992914E-2,4.0399269768634671E-2,4.1691865630526029E-2,2.8119978054712103E-2,3.5729114546782681E-2,3.6043348728054751E-2,4.5151043110026934E-2,5.2320507808064555E-2]
[null,null,7,"5.7.7",3.4344742621759537E-2,3.2043887009112038E-2,3.587879772289658E-2,3.8471562379728881E-2,4.1184419929043647E-2,3.4550464478748551E-2,3.1864718717896597E-2,3.8827021210051257E-2,4.2739427658213168E-2,5.9956164605527482E-2]
[null,null,8,"5.7.8",4.0155604874411992E-2,3.4519807132483656E-2,3.999302866905205E-2,4.1973048488043917E-2,4.2859074843809561E-2,4.1824557894349572E-2,3.4913949522726036E-2,4.2588276413889903E-2,4.5311202006115874E-2,5.2031545280513999E-2]
[null,null,9,"5.7.9",4.7655969359093608E-2,3.8487255085613188E-2,4.1440644519451009E-2,4.1579971398985609E-2,4.2019434639890649E-2,4.4202528719587623E-2,3.8118164934597638E-2,4.5150751741070236E-2,4.4430451720624195E-2,5.6517338672306801E-2]
[null,null,10,"5.7.10",4.9208524757531354E-2,4.0935045662605966E-2,4.4207221115114249E-2,4.3079496778005419E-2,4.1523148344770541E-2,4.6143501584209323E-2,4.5218969766432054E-2,4.7457228702346761E-2,4.6393820092184922E-2,6.6916184295242612E-2]
[null,null,11,"5.7.11",4.869147667006795E-2,4.2771377119685421E-2,4.5298323903201092E-2,4.3797646659230707E-2,4.0087951648265348E-2,5.0192520075252454E-2,4.9173989495199466E-2,4.8564254953234333E-2,4.4594732049962983E-2,4.8751685563596617E-2]
[null,null,12,"5.7.12",4.7401020193348999E-2,4.4070741538494572E-2,4.605619383164896E-2,4.4922474488892562E-2,4.0586728593501084E-2,5.0172911292481769E-2,5.0364675815170984E-2,4.9959315303284957E-2,4.6786922395555056E-2,4.5363679718058991E-2]
[null,null,13,"5.7.13",4.6904292464970181E-2,4.2039457354102729E-2,4.6453526006574146E-2,4.4933073356786438E-2,4.0400188603671353E-2,5.0547593603074877E-2,4.959462417861004E-2,4.955426863481982E-2,4.5325132450500349E-2,4.3506536948597456E-2]
[null,null,14,"5.7.14",4.4440856587489988E-2,4.2745406535689721E-2,4.7629848094973823E-2,4.4359692983267633E-2,4.0162056575731957E-2,5.0538702518848844E-2,4.975670408368555E-2,4.9822971770152921E-2,4.5185910435320616E-2,3.4446935665328852E-2]
[null,null,15,"5.7.15",4.3463354807714252E-2,4.3748252442081942E-2,4.8854807226516951E-2,4.4988089445622839E-2,4.1187557501267243E-2,4.6495374633952147E-2,4.685753353726315E-2,5.0335694097628343E-2,4.6596264893417262E-2,3.5634088003451837E-2]
[null,null,16,"5.7.16",4.4544112547946393E-2,4.3204272715778799E-2,4.7648184228092805E-2,4.4087185674643668E-2,4.0675615691134551E-2,4.6790216725525142E-2,4.6280246322272726E-2,4.8081008238454286E-2,4.3749261233089969E-2,3.1941407139485796E-2]
[null,null,17,"5.7.17",4.5267551041829598E-2,4.3092479437341E-2,4.738937600975307E-2,4.2347255916343189E-2,4.1710496987235231E-2,5.082801012515735E-2,4.4215090994682155E-2,4.7298391703511758E-2,3.9462723367257126E-2,3.207459505044262E-2]
[null,null,18,"5.7.18",4.9574534250039715E-2,4.1114554717396633E-2,4.5597346887550384E-2,4.1098549989100931E-2,4.2129896589824509E-2,5.3313852673766413E-2,3.7218809433876496E-2,4.5266600619206912E-2,3.8934438053292109E-2,3.9598545858070787E-2]
[null,null,19,"5.7.19",5.1429006125671035E-2,3.9099454871453568E-2,4.4716723877180752E-2,4.0450487419266323E-2,4.3106554896208953E-2,5.0964584672671599E-2,3.2850382694695174E-2,4.3209892853478211E-2,3.8359250828943876E-2,4.5114857694547955E-2]
[null,null,20,"5.7.20",4.931621795689279E-2,3.924349075599283E-2,4.3738498890345701E-2,4.0546857472428539E-2,4.4038672615460475E-2,4.9768097651675745E-2,3.5035840388940941E-2,4.2503518625595857E-2,3.8373923131313312E-2,4.1383754880232146E-2]
[null,null,21,"5.7.21",4.9898507567620799E-2,4.6061777621232876E-2,4.3558313593433783E-2,4.0964134288758981E-2,4.3270193843416967E-2,4.8955121577146259E-2,4.1533438987969053E-2,4.0568683551095316E-2,3.7400440597700139E-2,5.1263720042693785E-2]
[null,null,22,"5.7.22",4.9216677988028257E-2,4.8126533601988104E-2,4.2308190497995946E-2,4.0524311903729439E-2,4.4465899975556056E-2,4.6805649274704146E-2,4.5648023497509092E-2,3.8786921781539981E-2,3.7633466433646325E-2,4.4115886985454288E-2]
[null,null,23,"5.7.23",4.4741942062344449E-2,4.6027470605845347E-2,3.9432780079949013E-2,3.8794490892264159E-2,4.3879335700270375E-2,4.0448071302530017E-2,4.3179389281752779E-2,3.4543460339727994E-2,3.6947659940872277E-2,3.7705681722629114E-2]
[null,null,24,"5.7.24",3.7155004381146245E-2,4.4139087668827903E-2,3.6319912880479664E-2,3.6737146483338513E-2,4.3392171006872482E-2,3.6077623333720846E-2,4.1840813652772479E-2,3.2043673740152011E-2,3.7344471534167263E-2,3.57934224812601E-2]
["June","Sunday",1,"6.1.1",2.9896455158916521E-2,4.610689978375395E-2,3.5713812555079112E-2,4.3015661614519772E-2,4.0013763137972669E-2,2.9745910438777747E-2,4.3914339883539655E-2,3.4538417783874349E-2,4.2477933508679684E-2,2.8958292071074997E-2]
[null,null,2,"6.1.2",2.6580861804500269E-2,4.3653308193192242E-2,3.5203714898313594E-2,4.2708017224338479E-2,3.9858231888067669E-2,2.7266150149151291E-2,4.1315982188311846E-2,3.4755147916028392E-2,4.301478944801769E-2,3.4906656179293762E-2]
[null,null,3,"6.1.3",2.5025259920489654E-2,4.25264716312014E-2,3.4679087501579178E-2,4.1595986166740082E-2,4.04065816796539E-2,2.5646244352507088E-2,4.1114216579507236E-2,3.381717413237794E-2,4.1777103683043722E-2,3.3235849768199675E-2]
[null,null,4,"6.1.4",2.5210364171418059E-2,4.1606242138178963E-2,3.4411126551985076E-2,4.1262110209909462E-2,4.1479196246423829E-2,2.4038641859482152E-2,4.0480253601022788E-2,3.2826175971943178E-2,4.1753458829826173E-2,4.4125878170075634E-2]
[null,null,5,"6.1.5",2.5687914314778338E-2,4.1448095279784158E-2,3.493794494125449E-2,4.1641170760940996E-2,4.3200823622052041E-2,2.4599094742655914E-2,3.9631633726412048E-2,3.3938374815539643E-2,4.2405640049416819E-2,4.4091508866501303E-2]
[null,null,6,"6.1.6",2.7151263546608909E-2,3.4416203589480276E-2,3.5181875443483786E-2,3.866367175201138E-2,4.3967506225050398E-2,2.6533626094660773E-2,3.399565337454323E-2,3.2132551027553115E-2,4.0724318858364875E-2,5.3878511752331333E-2]
[null,null,7,"6.1.7",2.7951232951971779E-2,3.2421745964791103E-2,3.688176533009288E-2,3.6675189283453771E-2,4.6451944549166506E-2,3.2308308182985329E-2,3.6165828092195776E-2,3.6327525762485088E-2,4.068146822398977E-2,6.0198889202438786E-2]
[null,null,8,"6.1.8",3.3513486044619366E-2,3.22005236564692E-2,4.1670474210224059E-2,3.7784770139771731E-2,4.6632819697001955E-2,3.6512114651637409E-2,3.5442304591265905E-2,3.7160867136521072E-2,4.1760434514491886E-2,5.1410154195360082E-2]
[null,null,9,"6.1.9",3.8374246220163534E-2,3.5051733364975565E-2,4.3139182352336707E-2,3.9145208368359802E-2,4.5991003890086438E-2,4.0186847232051535E-2,3.7565239525772509E-2,4.1382442581342334E-2,4.1799842603187809E-2,5.1337291271782479E-2]
[null,null,10,"6.1.10",4.2979174367408259E-2,3.7477203884437989E-2,4.5977920689145309E-2,4.0374272569470598E-2,4.5084941724711405E-2,4.3983395251340214E-2,4.3381810981612728E-2,4.4354596108423842E-2,4.2896202808700538E-2,4.4898866720331672E-2]
[null,null,11,"6.1.11",4.5838411358586406E-2,3.7651798916494651E-2,4.7599658768928695E-2,4.0537931602054739E-2,4.0816240730831559E-2,4.4000879312175604E-2,4.7239839686664814E-2,4.6620628406436306E-2,4.2529481100560103E-2,3.691803947594053E-2]
[null,null,12,"6.1.12",4.6423422188730815E-2,4.1256328547364995E-2,4.9470125752721243E-2,4.1732260596778224E-2,4.1058254766458004E-2,4.4514434803222383E-2,4.9459120031680896E-2,4.8509632894564732E-2,4.3297984126784241E-2,3.5496525080105687E-2]
[null,null,13,"6.1.13",4.6207161555755154E-2,4.1520367557995291E-2,5.0186074205201436E-2,4.2899421183186341E-2,4.0121433137334198E-2,4.728972904058814E-2,4.7576313593907717E-2,5.001784740918086E-2,4.230689334440866E-2,3.1217042701980845E-2]
[null,null,14,"6.1.14",4.7133092028549442E-2,4.0587918502917139E-2,4.6930240078967976E-2,4.2823032555031698E-2,3.8711818360782344E-2,5.0843274876167764E-2,4.3784522358580887E-2,4.9824737763179215E-2,4.2542526536818059E-2,3.4875403025910155E-2]
[null,null,15,"6.1.15",4.7199563937136944E-2,4.1630005970703113E-2,4.7476777401052342E-2,4.341266628669329E-2,4.0512090203184435E-2,5.1026336255956838E-2,4.3896783985673933E-2,5.1129220052137388E-2,4.3018775553540944E-2,4.3039808177126389E-2]
[null,null,16,"6.1.16",4.9381649050941265E-2,4.2053703206614064E-2,4.6656442889024805E-2,4.3202525494524482E-2,4.0109651906431183E-2,5.1529363111370824E-2,4.1479611072123126E-2,4.9955351232203016E-2,4.1769765625148621E-2,4.7333313231109571E-2]
[null,null,17,"6.1.17",5.1916163997969084E-2,4.1644074545438323E-2,4.5354506436008531E-2,4.251927966100167E-2,3.8887325447762786E-2,5.5032207557973528E-2,3.9207974007546144E-2,4.9013984124495695E-2,4.0365478767963626E-2,4.0586573113727861E-2]
[null,null,18,"6.1.18",5.5497652427065412E-2,4.1530336148093372E-2,4.4935911546428155E-2,4.1710641173715597E-2,3.8650726977954658E-2,5.7086453396617831E-2,3.8592075793532236E-2,4.8706076850291824E-2,4.1068573426283256E-2,4.1720943434633589E-2]
[null,null,19,"6.1.19",5.7170592035989773E-2,4.1495301377409942E-2,4.440162968843573E-2,4.1578618563546436E-2,3.989476320485965E-2,5.6202111668683136E-2,3.6655188143815194E-2,4.5298515585965253E-2,4.1416632913110235E-2,4.3711063588802362E-2]
[null,null,20,"6.1.20",5.6450866590120552E-2,4.2311584201103127E-2,4.1650537459437809E-2,4.0656478105181512E-2,3.9790964860008576E-2,5.6331742013220124E-2,3.8577375202726791E-2,4.3911029639859434E-2,4.0878780447391412E-2,4.3876769457768798E-2]
[null,null,21,"6.1.21",5.7448168428834434E-2,4.4929368117603001E-2,3.9571535393754666E-2,4.1511382157821644E-2,3.9997825222779282E-2,5.3224823606955053E-2,4.063384650457267E-2,4.0698982855540029E-2,3.9195556796885175E-2,4.1242797683307325E-2]
[null,null,22,"6.1.22",5.4522150755372062E-2,5.4500211470776237E-2,4.1231365992874532E-2,4.5395743899485246E-2,4.1669976179111202E-2,4.7509238758395481E-2,4.79847921257303E-2,4.1332442689043479E-2,4.1007875910360807E-2,3.9005676800784254E-2]
[null,null,23,"6.1.23",4.6069046709201547E-2,5.1366826349009499E-2,3.9310025699958048E-2,4.4954779733751032E-2,4.3774921103756928E-2,4.1843607232486681E-2,4.6690829160815642E-2,3.8010806291270016E-2,4.0181483760741973E-2,3.7831804693637082E-2]
[null,null,24,"6.1.24",3.6371800434872412E-2,5.0613747602212419E-2,3.7428264213711718E-2,4.4199180897711951E-2,4.2917195238558525E-2,3.2745465410937057E-2,4.5214465788445825E-2,3.5737470969743855E-2,4.1128999162283672E-2,3.6102341337776116E-2]
["June","Monday",1,"6.2.1",2.8821356843806573E-2,3.4878484888715464E-2,2.8868806401363099E-2,2.9168850374047865E-2,3.9015097056815551E-2,2.9992082301872357E-2,3.3135639963049614E-2,2.4968326411486403E-2,3.1552316975337016E-2,3.6872966547938764E-2]
[null,null,2,"6.2.2",2.6217906211447688E-2,3.1824126310816755E-2,2.9076949618699374E-2,2.9017049358289606E-2,3.8427643472449709E-2,2.6932006097838815E-2,3.1465051610013811E-2,2.4786980537873496E-2,3.2552059389359803E-2,4.3954694079561228E-2]
[null,null,3,"6.2.3",2.5380841978588534E-2,3.2039629828358653E-2,2.8966343025542532E-2,2.75198417396521E-2,3.8684182590008297E-2,2.5891935821573033E-2,3.1472061554299199E-2,2.3672271367670181E-2,3.2293350421507515E-2,3.8900860844942438E-2]
[null,null,4,"6.2.4",2.4851593118451643E-2,3.1574057502177996E-2,2.8892835311868679E-2,2.7599121461806871E-2,3.9235743926253237E-2,2.5962741087480878E-2,3.1216468201124066E-2,2.3383770386267128E-2,3.2309914533393887E-2,4.29681706436459E-2]
[null,null,5,"6.2.5",2.8624980531752123E-2,3.074529687884207E-2,2.9872408274221666E-2,2.8802648997226551E-2,4.2108642551825823E-2,2.5860624287714098E-2,2.9185611849937676E-2,2.8404355148078021E-2,3.4081713009916706E-2,4.4336597674663906E-2]
[null,null,6,"6.2.6",3.1975263562262976E-2,2.6502624031535481E-2,3.1509205930022294E-2,2.9463920488669852E-2,4.421572076447406E-2,2.9160859956445653E-2,2.7154669222513927E-2,3.3192719768386225E-2,4.2284387552491039E-2,6.2553326139341683E-2]
[null,null,7,"6.2.7",3.5508599768491633E-2,2.9472495024650092E-2,3.7009623402312584E-2,3.7459812514481487E-2,4.8431954339163967E-2,3.7811882446943633E-2,2.9946266296610631E-2,4.0865621783811402E-2,4.8393526801224343E-2,5.588506381286968E-2]
[null,null,8,"6.2.8",3.9694401273566153E-2,3.6381942663475442E-2,4.211677639545406E-2,4.4451670477429775E-2,4.8956289383897164E-2,3.9625240491119755E-2,3.7652977474913682E-2,4.6038640381726233E-2,5.2659698041855267E-2,5.3773924755174417E-2]
[null,null,9,"6.2.9",4.0027750550842525E-2,4.5243378463062749E-2,4.6918668685701707E-2,4.8194785388258297E-2,4.7048974872053735E-2,3.627746073018661E-2,4.5018573979759766E-2,5.2504218123497058E-2,5.3709975034514412E-2,5.0089897850727393E-2]
[null,null,10,"6.2.10",3.933093137903642E-2,5.0299298472624536E-2,5.0254797435108807E-2,5.1368562608787929E-2,4.4576541715558769E-2,4.0856418242330335E-2,5.0253406250558103E-2,5.4956156270381591E-2,5.3736435501383732E-2,4.2377019253393496E-2]
[null,null,11,"6.2.11",4.1224232480082938E-2,5.3248396592329265E-2,5.1571961000153071E-2,5.0111303169779679E-2,4.1403729519502414E-2,4.1615830056814775E-2,5.3838378034346053E-2,5.527182658841253E-2,5.2917985888218916E-2,3.6542746103479906E-2]
[null,null,12,"6.2.12",4.1999820316432908E-2,5.6006639424355034E-2,5.3045601280217007E-2,5.3834909708832514E-2,4.1368105290658076E-2,4.0840745995646209E-2,5.6314872720549455E-2,5.8313406528590017E-2,5.2006187678406361E-2,2.9233515346731478E-2]
[null,null,13,"6.2.13",4.3215378636600438E-2,5.6020708653217219E-2,5.2582371319893899E-2,5.3451404837635219E-2,4.1386844305078385E-2,4.5372241814361648E-2,5.5375173512297857E-2,5.8165539408650352E-2,5.2595547201752996E-2,2.7504847830849249E-2]
[null,null,14,"6.2.14",4.3970907730956979E-2,5.7458682532135277E-2,5.2759155812288301E-2,5.5417340632180526E-2,4.1145358936887234E-2,4.5137570107966277E-2,5.7162989702844794E-2,5.8536346262991062E-2,5.3803674565736009E-2,2.9787263389343701E-2]
[null,null,15,"6.2.15",4.4891356233737661E-2,5.6633580630419643E-2,5.1763584022051348E-2,5.3682389711313477E-2,3.9139435666205119E-2,4.76268205699968E-2,5.7583715774324487E-2,5.7698642547294531E-2,5.5346382952440654E-2,3.622453367518317E-2]
[null,null,16,"6.2.16",4.7489389488892697E-2,5.499436502711768E-2,5.0812890733035215E-2,5.0920301447003526E-2,4.0175531184612367E-2,5.0388679133655988E-2,5.901033649716924E-2,5.4462216050774823E-2,4.9252053142724385E-2,3.3213442487282058E-2]
[null,null,17,"6.2.17",5.0803061884260002E-2,5.2126131876382237E-2,4.9522163569849037E-2,4.7428207034920178E-2,4.0367634001095165E-2,5.4585347537014141E-2,5.4415069973910928E-2,4.8142941197429928E-2,3.6389178019985029E-2,4.1808666866800279E-2]
[null,null,18,"6.2.18",5.5797883666201788E-2,4.2084746318986059E-2,4.837345283922765E-2,4.5037592680343873E-2,3.9861903961143988E-2,5.8216603797775941E-2,4.5493028578054588E-2,4.4233832160814085E-2,3.4854120006990619E-2,4.2164120372248509E-2]
[null,null,19,"6.2.19",5.9643654462115191E-2,3.5870648352309763E-2,4.6108013699412961E-2,4.4034996581002066E-2,4.0392425784178058E-2,5.736136220992849E-2,3.5835029308469213E-2,4.1535301839257008E-2,3.4047110860933753E-2,3.9459395866970663E-2]
[null,null,20,"6.2.20",5.920965031639145E-2,3.4189321344569118E-2,4.2888226586257211E-2,4.2645492430128634E-2,4.0385412613107761E-2,5.6346547157683155E-2,3.3800355233779701E-2,4.0270436941932844E-2,3.3473824141070085E-2,4.4746817470040813E-2]
[null,null,21,"6.2.21",5.6742677862136534E-2,3.4068258578850701E-2,4.0041207051351002E-2,3.9466874065743118E-2,3.997141217056327E-2,5.3429927217987519E-2,3.4334663971742119E-2,3.6352876855863581E-2,3.1619836787348393E-2,4.4445400037322225E-2]
[null,null,22,"6.2.22",5.4018986736945981E-2,4.0626661506424945E-2,3.8266778584175494E-2,3.9267093000482478E-2,3.986802373462571E-2,5.2287674222936301E-2,3.7607531466884975E-2,3.4143153135052735E-2,3.2808171441365504E-2,4.100388637820384E-2]
[null,null,23,"6.2.23",4.5309324942938038E-2,3.947134794321052E-2,3.5621027370917414E-2,3.7107367655349673E-2,4.2034378877275728E-2,4.3104487494873764E-2,3.7147592845525768E-2,3.1370746993615264E-2,3.3284459845013256E-2,3.9798378917818122E-2]
[null,null,24,"6.2.24",3.5250050024061098E-2,3.8239177155433242E-2,3.3157151650875606E-2,3.454846363663467E-2,4.1799013282566307E-2,3.5314911219853681E-2,3.5580535977320402E-2,2.8729673310143373E-2,3.4028090207030341E-2,4.2354463655467307E-2]
["June","Tuesday",1,"6.3.1",3.1719739373745025E-2,3.5090447023756681E-2,3.2048393921043028E-2,3.2120386443748788E-2,4.5630598842366532E-2,3.1452394308601521E-2,3.44510183184445E-2,2.7283846682130151E-2,3.2255578974287526E-2,3.928102729803095E-2]
[null,null,2,"6.3.2",2.9251925407215433E-2,3.2512785349248827E-2,3.1361108622264357E-2,3.2031094698022317E-2,4.4446270500629027E-2,2.6948802799100769E-2,3.1795046457873413E-2,2.6082169460052169E-2,3.3218245410760863E-2,3.6081015216280439E-2]
[null,null,3,"6.3.3",2.7227736505483522E-2,3.2567329530186345E-2,3.1568013865471825E-2,3.2431570169454561E-2,4.4979601527365083E-2,2.5689601721714788E-2,3.1732880309433213E-2,2.5347835441203549E-2,3.2546644105620609E-2,4.0833839000999697E-2]
[null,null,4,"6.3.4",2.7589910357659991E-2,3.1576083773098625E-2,3.1024698007220523E-2,3.1615025894321705E-2,4.4225523175039104E-2,2.4421249443095695E-2,3.1451838636627892E-2,2.5252387913428962E-2,3.2180101447742922E-2,3.8622548298390451E-2]
[null,null,5,"6.3.5",2.9340317811535208E-2,3.1658511458656023E-2,3.2137831047259639E-2,3.2298856115258172E-2,4.5727386448303473E-2,2.6838009026749106E-2,3.0986023858267864E-2,2.9880308190874762E-2,3.466088944361518E-2,4.212849767561986E-2]
[null,null,6,"6.3.6",3.1537231043213397E-2,2.8841884979260227E-2,3.4575597826550696E-2,3.3792799784516082E-2,4.7308946634684483E-2,3.0132294040500815E-2,2.8968886004456282E-2,3.5482479371790492E-2,4.4396003556801913E-2,6.6650321694305056E-2]
[null,null,7,"6.3.7",3.6971942504436639E-2,3.1351113558780598E-2,3.8694352722857386E-2,4.1928080250799964E-2,4.9762132154900725E-2,3.952143703640254E-2,3.2114746524808509E-2,4.2315150120112756E-2,4.8519367944370874E-2,6.7451209608578422E-2]
[null,null,8,"6.3.8",4.0608492060501475E-2,3.874188781742962E-2,4.3143354385211968E-2,4.7523980866184569E-2,4.8926597114804696E-2,4.2769913390356719E-2,4.0274525280176977E-2,4.6723697381321698E-2,5.1301278911150529E-2,5.8285007314532448E-2]
[null,null,9,"6.3.9",3.9744088638326236E-2,4.8784055768216969E-2,4.785074072490144E-2,5.1045626830046847E-2,4.8511916657072399E-2,3.8994626918004635E-2,4.8133609664469119E-2,5.2879201961180448E-2,5.2941843734932374E-2,5.5446149903611464E-2]
[null,null,10,"6.3.10",4.0546769941554546E-2,5.2462051561687609E-2,4.9709254147292554E-2,5.1526857551438217E-2,4.6358608668470969E-2,3.9597468880940026E-2,5.2453779562989224E-2,5.3551427534603728E-2,5.2407203966951865E-2,5.1688654705340384E-2]
[null,null,11,"6.3.11",4.1617916640021249E-2,5.5288204024524203E-2,5.1981100438480095E-2,5.0060003028748697E-2,4.2776512794754785E-2,4.0407671377225556E-2,5.6197362478491546E-2,5.4572302820222782E-2,5.1765338883161753E-2,4.8362279783845219E-2]
[null,null,12,"6.3.12",4.1609326619168344E-2,5.667618963077832E-2,5.2930468723991229E-2,5.416719569227936E-2,4.4512933150634898E-2,4.1965323771237191E-2,5.6718873381169627E-2,5.7732945844097945E-2,5.2585883673476351E-2,3.5446133385593208E-2]
[null,null,13,"6.3.13",4.3273350587003788E-2,5.5016041695727713E-2,5.2172605740635904E-2,5.1272811437401908E-2,4.2784416867350558E-2,4.2991490404333657E-2,5.6072383179198937E-2,5.599286297270252E-2,5.1886820093324515E-2,3.3329703302176029E-2]
[null,null,14,"6.3.14",4.2263130020995708E-2,5.5677923933437082E-2,5.2442007894657798E-2,5.3175653253915843E-2,4.1643188091276817E-2,4.4756671823317662E-2,5.6630988886843932E-2,5.6695142728823623E-2,5.4033600355855117E-2,3.2620726360975572E-2]
[null,null,15,"6.3.15",4.2912039053522977E-2,5.5845813730338874E-2,5.2378394391302749E-2,5.0756239623533712E-2,3.787801600022906E-2,4.5044181715223855E-2,5.8656969106955774E-2,5.6015499640058447E-2,5.5493823743095839E-2,3.2723374045922217E-2]
[null,null,16,"6.3.16",4.5116059307418126E-2,5.3689484340853272E-2,5.0134456459338762E-2,4.5852136625135098E-2,3.6395390941395919E-2,4.6398959665327609E-2,5.7038869990876991E-2,5.2721288357776536E-2,4.7828263176403922E-2,3.3561781458831257E-2]
[null,null,17,"6.3.17",4.8825095752081174E-2,4.9938284912351888E-2,4.7070513619272863E-2,4.3103043528217928E-2,3.5854364628887379E-2,5.3447827743348206E-2,5.1616747150621596E-2,4.795541554053441E-2,3.7546527347222074E-2,3.195540418233863E-2]
[null,null,18,"6.3.18",5.4009218347949077E-2,3.9536967760207299E-2,4.3884713743559282E-2,4.0880936770005122E-2,3.5408067880771978E-2,6.0616830348028596E-2,4.1107486969034435E-2,4.3291851452758129E-2,3.5623380961139393E-2,2.8319552390021561E-2]
[null,null,19,"6.3.19",5.6099535722402429E-2,3.4020698708995246E-2,4.2841074067016913E-2,4.0001051696278538E-2,3.6520484075232444E-2,6.2013699611514123E-2,3.2629544777459878E-2,4.097709658024859E-2,3.5226314946640538E-2,3.185924571885413E-2]
[null,null,20,"6.3.20",5.6702324918756417E-2,3.2551266699154653E-2,3.9489340794615538E-2,3.8577733302002488E-2,3.7231373381827547E-2,5.8052988108882764E-2,3.0284511492825156E-2,3.906994742133986E-2,3.3247194496839959E-2,3.272372800345652E-2]
[null,null,21,"6.3.21",5.6527075226915725E-2,3.4158787727272454E-2,3.7135118372815128E-2,3.7200227435011231E-2,3.6570712219576917E-2,5.318046313102652E-2,3.2205919948062961E-2,3.5809075221407201E-2,3.1728898018491901E-2,4.062606592836631E-2]
[null,null,22,"6.3.22",5.349816659437167E-2,3.9901083758001978E-2,3.7580967965424726E-2,3.8553034374248965E-2,3.531527705116648E-2,4.8758905980105696E-2,3.7004898590055034E-2,3.4059535017950851E-2,3.3151513831672176E-2,3.9006238265570328E-2]
[null,null,23,"6.3.23",4.6756165776486072E-2,3.7945600142995424E-2,3.4889605593568407E-2,3.5827729645536814E-2,3.5360882058709658E-2,4.1254573454981056E-2,3.6230140159862971E-2,3.1085733907313031E-2,3.2460758901603458E-2,4.004935111914884E-2]
[null,null,24,"6.3.24",3.6252441789235673E-2,3.6167502115040058E-2,3.2956286925247387E-2,3.4257924983893052E-2,3.5870799134548784E-2,3.4744615299980741E-2,3.5242949270994077E-2,2.9222798438067299E-2,3.2994524074838376E-2,4.2948145339211076E-2]
["June","Wednesday",1,"6.4.1",3.0960947032726588E-2,3.3627465024661449E-2,3.1011826502633795E-2,3.2633445620290198E-2,3.9893254157897809E-2,2.9436289381076609E-2,3.4407016607400913E-2,2.7398772569854825E-2,3.3744174036261829E-2,4.1893157427540129E-2]
[null,null,2,"6.4.2",2.9074949733962838E-2,3.1534599533299443E-2,3.0173260266710477E-2,3.2548703552287138E-2,4.035421262896919E-2,2.6437951775412513E-2,3.2709457283195111E-2,2.6405324039485697E-2,3.3276016235872577E-2,3.8697347699008927E-2]
[null,null,3,"6.4.3",2.7403151561248045E-2,3.0927359627508873E-2,2.9716925628364057E-2,3.2081785907862405E-2,4.0014107751730518E-2,2.5962049482777864E-2,3.2952186079775445E-2,2.5254583928836678E-2,3.1773198575021915E-2,3.649491732221221E-2]
[null,null,4,"6.4.4",2.8104015885283568E-2,3.0680287887755574E-2,3.0246934966203873E-2,3.1948484404839175E-2,4.0583466996999822E-2,2.5370134634801086E-2,3.2534939309954318E-2,2.5456237137108314E-2,3.2701956072660229E-2,3.4514146300010234E-2]
[null,null,5,"6.4.5",2.9694222300329091E-2,3.0044836453158842E-2,3.0484305323677342E-2,3.1355512934259894E-2,4.1223630388881147E-2,2.6533374826204735E-2,3.0460718791099666E-2,2.9259142891271184E-2,3.2999478579802191E-2,4.0828156196035296E-2]
[null,null,6,"6.4.6",3.4191668373435437E-2,2.6419404690508266E-2,3.2514831946599453E-2,3.2436977825788374E-2,4.4420364456604203E-2,3.1601826242796574E-2,2.7921414637820826E-2,3.4120689029584976E-2,4.2843863460465967E-2,5.6485366970591387E-2]
[null,null,7,"6.4.7",3.8210004304578583E-2,2.8993942280949512E-2,3.8281067718740035E-2,4.1132238770588837E-2,4.7932059593614816E-2,3.972010444542718E-2,3.2629693099456528E-2,4.1988865283319771E-2,4.8062778138195567E-2,5.4477651382688015E-2]
[null,null,8,"6.4.8",4.4456189582627467E-2,3.6810405731110239E-2,4.1943278544284701E-2,4.5279638231651591E-2,4.6846180526280652E-2,4.1258303876704573E-2,3.8684222146606786E-2,4.4259515731534547E-2,5.0924009230489078E-2,5.247304478313481E-2]
[null,null,9,"6.4.9",4.1755878732884597E-2,4.66426241421748E-2,4.5886997776152877E-2,4.8436001507962796E-2,4.3819532921274294E-2,3.9825076996831917E-2,4.6393830949282538E-2,5.0795843190787497E-2,5.3380570588770902E-2,4.9246145171102013E-2]
[null,null,10,"6.4.10",4.2007630094054643E-2,5.0712681967121573E-2,4.8516975416738273E-2,4.9334992196482075E-2,4.037510342474996E-2,4.057398810191843E-2,5.0303682919079072E-2,5.2624085096614988E-2,5.3396664902516482E-2,4.1576501206690493E-2]
[null,null,11,"6.4.11",4.1005735701721904E-2,5.418406935901536E-2,5.1356304856029454E-2,4.9938946685085438E-2,4.1596466447782844E-2,4.0682599537302529E-2,5.4158419677791669E-2,5.4887683916024263E-2,5.1730325457256365E-2,3.922368791191936E-2]
[null,null,12,"6.4.12",4.1366181160353517E-2,5.5705725012952491E-2,5.1904650979969248E-2,5.2470783220758335E-2,4.076420300219108E-2,4.3558417769661392E-2,5.4853921150993933E-2,5.6677161343059203E-2,5.1486421022979491E-2,3.1263065667476192E-2]
[null,null,13,"6.4.13",4.3427885713680427E-2,5.5196872077664404E-2,5.129497016477029E-2,5.0634110399513148E-2,3.9579551980212672E-2,4.4374874373698199E-2,5.3290267167806535E-2,5.623764877345943E-2,5.2710300218526997E-2,3.2436075457219916E-2]
[null,null,14,"6.4.14",4.1663656745634735E-2,5.7099295025404874E-2,5.2554778550079902E-2,5.2868736432209525E-2,4.0532907188318687E-2,4.5211766292285793E-2,5.5972892515543743E-2,5.7532707025757253E-2,5.6005277512206797E-2,3.2088905091452041E-2]
[null,null,15,"6.4.15",4.1819774005685095E-2,5.8262505242360214E-2,5.2249906646798343E-2,5.0378267406048644E-2,4.0775737171197077E-2,4.6096991635932651E-2,5.7595341468630719E-2,5.7237434679255947E-2,5.7236536973173546E-2,3.0926604039358867E-2]
[null,null,16,"6.4.16",4.397325920190874E-2,5.6183274341642525E-2,5.1376159734005111E-2,4.5891342159368381E-2,3.9036595434496904E-2,4.8086813574649036E-2,5.7987912208747092E-2,5.4071032576369346E-2,4.761204843445898E-2,4.008798667326386E-2]
[null,null,17,"6.4.17",4.7975725718892276E-2,5.1554963957636937E-2,4.8717117878007386E-2,4.428040659690239E-2,3.8684446026791802E-2,5.3355568079438351E-2,5.3783003107448095E-2,4.8582670659871166E-2,3.6537471119154126E-2,4.2667756117596677E-2]
[null,null,18,"6.4.18",5.277825463532345E-2,4.0977893454862004E-2,4.7227485500647801E-2,4.3071940106090376E-2,4.0826467100365034E-2,5.6607291250332245E-2,4.4494723658771204E-2,4.4378653194999507E-2,3.5791619717508341E-2,3.6232380528198695E-2]
[null,null,19,"6.4.19",5.6107428986246155E-2,3.5720418861103234E-2,4.619553577682714E-2,4.2511583181420169E-2,4.2480820786437071E-2,5.61887990340387E-2,3.3865929719204102E-2,4.1634491716388007E-2,3.428862421893674E-2,4.0737765238447313E-2]
[null,null,20,"6.4.20",5.4811732132603333E-2,3.4586701176610689E-2,4.1659080406712561E-2,4.052861879014865E-2,4.2233329502219974E-2,5.4213059781909129E-2,3.1537670556821107E-2,4.0290422695928335E-2,3.3346439973367024E-2,4.5826833724509318E-2]
[null,null,21,"6.4.21",5.3857778177423779E-2,3.639827593398897E-2,3.9514356739748409E-2,3.9154403504485923E-2,4.2992032849313334E-2,5.3932341469500988E-2,3.3043503623913069E-2,3.6497958027510602E-2,3.2389228440377421E-2,5.1906172573955633E-2]
[null,null,22,"6.4.22",5.346645285098816E-2,4.0987007722258141E-2,3.8869205487404496E-2,3.9386496418365342E-2,4.2706400551952517E-2,4.9830959448091898E-2,3.7562788590496533E-2,3.4087404822166101E-2,3.2779137643550622E-2,4.2622387917227667E-2]
[null,null,23,"6.4.23",4.6138048508338178E-2,3.8937961390461441E-2,3.5125376751348893E-2,3.6520040216801435E-2,4.145152379301726E-2,4.5535267189784664E-2,3.7197843098547408E-2,3.1197016197422545E-2,3.2246869344760482E-2,4.5835815246409777E-2]
[null,null,24,"6.4.24",3.5749428860069127E-2,3.7811429105790099E-2,3.3178666437546078E-2,3.5176543930789818E-2,4.0877605318701341E-2,3.5606150799422712E-2,3.5658621631613721E-2,2.9124655473389868E-2,3.2736990103686504E-2,4.1458129353951066E-2]
["June","Thursday",1,"6.5.1",3.2800802022308541E-2,3.5780152545007445E-2,3.1175401504174537E-2,3.5832929285658538E-2,4.0517751680834338E-2,3.1701306640894975E-2,3.4569430460181662E-2,2.8290390083724477E-2,3.2601873804833141E-2,3.6495769922215919E-2]
[null,null,2,"6.5.2",2.9046454611178291E-2,3.3459799667650718E-2,3.1074417458053099E-2,3.4998221574025705E-2,4.123293111522644E-2,3.0082567902016983E-2,3.2694175568907337E-2,2.7021747710258254E-2,3.304263737549927E-2,3.8176232142843873E-2]
[null,null,3,"6.5.3",2.8312041893050546E-2,3.2504022967309636E-2,3.0149911560335592E-2,3.3757511661731542E-2,4.1349653604660926E-2,2.7523217234360915E-2,3.1372998407694495E-2,2.5395946512869756E-2,3.1845762892466649E-2,3.3183524013628007E-2]
[null,null,4,"6.5.4",2.8067356940631553E-2,3.1639837179011858E-2,3.0117878142833402E-2,3.3315692533863316E-2,4.236792514794168E-2,2.7117794568538512E-2,3.1603751675693799E-2,2.5815130061872211E-2,3.1126492446514567E-2,4.028575908907478E-2]
[null,null,5,"6.5.5",3.1271048354823389E-2,3.1148465523726368E-2,3.1189042228499889E-2,3.3451103626400337E-2,4.2286551542502597E-2,2.7989803773991354E-2,3.1602186331887487E-2,2.9921776383940731E-2,3.3941703399167605E-2,4.1444382484943719E-2]
[null,null,6,"6.5.6",3.3628611591752927E-2,2.7929419750518544E-2,3.3249331455420535E-2,3.3127249281365137E-2,4.707298700645518E-2,3.1279063373061841E-2,2.8114735274858041E-2,3.5073360129444626E-2,4.3041386738613102E-2,6.0460967124773363E-2]
[null,null,7,"6.5.7",3.8512232504258205E-2,3.0021168639713703E-2,3.8058129334668934E-2,4.0026744846160811E-2,4.8019679601511302E-2,3.8094165894953125E-2,3.1532447566447699E-2,4.2768363079085228E-2,4.8413660973756989E-2,6.7922407657566727E-2]
[null,null,8,"6.5.8",4.1545026008820318E-2,3.7503566804550761E-2,4.2376419824106726E-2,4.385389905669191E-2,5.0074151316676446E-2,4.2665151073533872E-2,3.9446798862470059E-2,4.7111048664923667E-2,5.2384322918498226E-2,5.8995037266946888E-2]
[null,null,9,"6.5.9",4.1611346332900284E-2,4.5799592096424008E-2,4.5562341873449978E-2,4.5598010103955172E-2,4.9414621803205196E-2,3.8578023875958975E-2,4.591822703330941E-2,5.1515078822804719E-2,5.1807214368063945E-2,5.654971515007233E-2]
[null,null,10,"6.5.10",4.0398115769664948E-2,5.0825938295438487E-2,4.8902341961709797E-2,4.8327779880257091E-2,4.7910786059538898E-2,4.094794687055598E-2,4.9930473095747795E-2,5.336297614669288E-2,5.1691933674116466E-2,5.0779389137676517E-2]
[null,null,11,"6.5.11",4.1083559579987987E-2,5.3784769718437833E-2,5.0436600163772813E-2,4.6348952421313823E-2,4.3496039196523582E-2,4.0632176832681076E-2,5.3682413278671182E-2,5.4215286381968028E-2,5.1203224616059327E-2,4.6493572575728566E-2]
[null,null,12,"6.5.12",4.1356370462467436E-2,5.466442472500703E-2,5.0601688709116743E-2,4.8621825298778162E-2,4.2318612946394878E-2,4.133540036741476E-2,5.5351960402847171E-2,5.5766898578796673E-2,5.0134851090041538E-2,4.6791589241375421E-2]
[null,null,13,"6.5.13",4.3951151933106641E-2,5.4882113656646976E-2,5.0889813700285266E-2,4.8919163563832781E-2,3.98221954524186E-2,4.010611169972484E-2,5.5740867372656523E-2,5.6433108479099055E-2,5.2830110189129975E-2,3.223262046326604E-2]
[null,null,14,"6.5.14",4.2002923500860247E-2,5.5468839006798547E-2,5.1652206525889505E-2,5.1736338196366999E-2,3.8826834595217311E-2,4.2850403115334362E-2,5.7016406665309494E-2,5.6328770387162198E-2,5.328885331756774E-2,2.9866571274909354E-2]
[null,null,15,"6.5.15",4.0977777840967636E-2,5.5056276747301215E-2,5.2155256100330602E-2,5.0066691696151605E-2,3.8771184674296459E-2,4.4511810579797993E-2,5.8195434415697508E-2,5.5920129210242121E-2,5.4048665903593092E-2,3.4714730173530925E-2]
[null,null,16,"6.5.16",4.280776710712425E-2,5.4639862114913902E-2,5.1345029717727225E-2,4.6843514862956064E-2,3.8887771597541122E-2,4.6115038297676943E-2,5.7767987601829322E-2,5.3487038676719355E-2,4.808667980055735E-2,3.2525930298782153E-2]
[null,null,17,"6.5.17",4.7411207137595036E-2,5.171220803530327E-2,4.989664593295403E-2,4.5298245530928469E-2,3.8318156359467566E-2,4.9841451066426706E-2,5.3897054300940002E-2,4.90101536646214E-2,3.8309149506104194E-2,3.1503804976704915E-2]
[null,null,18,"6.5.18",5.3814687348104094E-2,4.0002786251090203E-2,4.6923733869129444E-2,4.2848656556164329E-2,3.7265518787067603E-2,5.8294152440618377E-2,4.2930228605238457E-2,4.3610130942277996E-2,3.6772954937675718E-2,2.9469835040467594E-2]
[null,null,19,"6.5.19",5.6288279718448429E-2,3.4451054034606556E-2,4.621165416154991E-2,4.29337506428994E-2,3.7555257626259053E-2,5.7791595360248943E-2,3.4124333045463008E-2,4.1098757410103846E-2,3.5853000898360944E-2,2.9782467652309928E-2]
[null,null,20,"6.5.20",5.407301453723224E-2,3.3926907346400449E-2,4.1929125847207156E-2,4.0193351326910279E-2,3.7638427483713238E-2,5.7580237572379449E-2,3.1784683828754302E-2,3.8496413409154349E-2,3.4138949724132769E-2,3.7894441654753024E-2]
[null,null,21,"6.5.21",5.339261463080415E-2,3.5800444695230277E-2,4.0417033037501618E-2,4.0558164061283687E-2,3.8725736109159518E-2,5.3182922157635197E-2,3.4211290592772226E-2,3.610629023579362E-2,3.3518126170489049E-2,4.7526102469673773E-2]
[null,null,22,"6.5.22",5.3380742354618052E-2,4.1270052683439036E-2,3.81317001073763E-2,4.0044595540526827E-2,3.7755760021001908E-2,5.3545558020895487E-2,3.7109821525706604E-2,3.36471969284498E-2,3.3740843535630678E-2,4.2317251746295921E-2]
[null,null,23,"6.5.23",4.6461676512507315E-2,3.9341118809718321E-2,3.5062819615808531E-2,3.765110049530767E-2,3.926044305335457E-2,4.4548350036878126E-2,3.5986390469128951E-2,3.1037135806497088E-2,3.3589515591052846E-2,4.3962288876992453E-2]
[null,null,24,"6.5.24",3.7805191306787639E-2,3.8387178705755011E-2,3.2491477168098505E-2,3.5646507956470418E-2,4.1111023219031373E-2,3.3685751244421309E-2,3.5415903617787521E-2,2.8566872293497754E-2,3.4588086128074916E-2,3.0625609565467924E-2]
["June","Friday",1,"6.6.1",3.2693070117807144E-2,3.7814298761220139E-2,3.2342712723786513E-2,3.4406358697214486E-2,3.899066047983589E-2,3.1296403296322176E-2,3.5506776520746346E-2,2.870039815449656E-2,3.3508212691786748E-2,3.3356560925928397E-2]
[null,null,2,"6.6.2",2.9984175013201782E-2,3.4506273998653261E-2,3.1731878420743154E-2,3.406513927616639E-2,3.8705211086299068E-2,3.005749971599617E-2,3.3741917631205078E-2,2.786258372233737E-2,3.4402269245287199E-2,2.9722205977781833E-2]
[null,null,3,"6.6.3",2.8419196093942205E-2,3.3583646863997126E-2,3.0920702314008602E-2,3.2891942392272985E-2,3.8993269824252601E-2,2.7606453375778117E-2,3.3476252012335735E-2,2.5879429326482309E-2,3.2830297866198899E-2,3.0576718342775852E-2]
[null,null,4,"6.6.4",2.8228912443433125E-2,3.3691292285440211E-2,3.1264219406783186E-2,3.3178371230632137E-2,3.9429803480929879E-2,2.731409450075584E-2,3.3976927367322711E-2,2.6699515372470901E-2,3.3262581322024108E-2,3.3108690337204053E-2]
[null,null,5,"6.6.5",2.9005826300356349E-2,3.3585850553087639E-2,3.2443378386939996E-2,3.3954523241440777E-2,4.151180261243697E-2,3.0426794546030252E-2,3.3153537843130625E-2,3.1317423184458675E-2,3.5172295834536044E-2,4.4545825409765032E-2]
[null,null,6,"6.6.6",3.2685878687482572E-2,2.933996445736935E-2,3.3828377994451493E-2,3.4985080633570018E-2,4.5213141560478162E-2,3.4030004820316651E-2,3.0176439330156901E-2,3.5882846351673929E-2,4.3959515231920411E-2,5.8081616922275862E-2]
[null,null,7,"6.6.7",3.7769731188972491E-2,3.12567907158387E-2,3.8871934920492193E-2,4.2709747894328347E-2,4.7559811972574181E-2,3.995214181568315E-2,3.1091628217794879E-2,4.2764383483583419E-2,4.8374374819592773E-2,6.9391505183229077E-2]
[null,null,8,"6.6.8",4.3982643238542646E-2,3.6809592192323166E-2,4.3595205291409096E-2,4.7223675510966748E-2,4.662740623433588E-2,4.11603765749411E-2,3.7743393825551821E-2,4.6632472166197966E-2,5.0932427781601786E-2,6.1966378940441311E-2]
[null,null,9,"6.6.9",4.3665417377574713E-2,4.6176340734023928E-2,4.7161278771366215E-2,4.9463707706902012E-2,4.4574335390312823E-2,3.7907336633332928E-2,4.5466264196716871E-2,5.2087938453401733E-2,5.1722056309256824E-2,5.9680586547207794E-2]
[null,null,10,"6.6.10",4.4228737774462464E-2,4.9918731778844663E-2,4.8862779511914312E-2,5.0541409147095186E-2,4.1626710409158087E-2,4.2987647618547516E-2,5.0212512861867738E-2,5.4199852663100651E-2,5.1533235867175869E-2,5.000672872121182E-2]
[null,null,11,"6.6.11",4.4169969525540989E-2,5.2833302226185881E-2,5.0854110762512846E-2,5.0020524908730289E-2,3.9648279701104433E-2,4.4134443666687437E-2,5.3679011647608695E-2,5.3821009444339714E-2,5.2648985139995996E-2,4.2974757079072688E-2]
[null,null,12,"6.6.12",4.4064461966632065E-2,5.5147654834069887E-2,5.0947809920807642E-2,5.1997125362922947E-2,3.9464691382205173E-2,4.4546524365732629E-2,5.4435732339869571E-2,5.5650037346138728E-2,5.1205553905677541E-2,3.9484981564713043E-2]
[null,null,13,"6.6.13",4.5043857975155838E-2,5.3316548887469173E-2,5.113773849321341E-2,5.1359990801161361E-2,3.9794628487340493E-2,4.3765890009187396E-2,5.3660472271122979E-2,5.582195958345567E-2,5.118248259764193E-2,3.8810418456001562E-2]
[null,null,14,"6.6.14",4.4936076288488246E-2,5.3357301166882122E-2,5.1152229354606789E-2,5.3004915629401801E-2,3.7901114222280062E-2,4.3479584043193208E-2,5.6146768137919051E-2,5.6086901962495973E-2,5.2828698486799733E-2,3.1991652158228523E-2]
[null,null,15,"6.6.15",4.5821160827616725E-2,5.2792086852688692E-2,5.0447802150730733E-2,4.9011354816454425E-2,4.0433015873834008E-2,4.3027648475612489E-2,5.5608649412873939E-2,5.519343710231954E-2,5.2022850656127183E-2,2.7070173868746952E-2]
[null,null,16,"6.6.16",4.4787589709789327E-2,5.0063233101888496E-2,4.8150847874777705E-2,4.309563917555409E-2,3.8813160631242294E-2,4.8657089699350328E-2,5.3790668618546082E-2,5.0697728523579066E-2,4.4685654295357147E-2,2.8754397448299818E-2]
[null,null,17,"6.6.17",4.5963283838289182E-2,4.8362799530850563E-2,4.8421844249671567E-2,4.3335671371489352E-2,4.0026956782813629E-2,5.0047439534133986E-2,5.2456674935621249E-2,4.7536377375373057E-2,3.8710705919577225E-2,2.9731929156077443E-2]
[null,null,18,"6.6.18",4.9736321120284803E-2,4.0848091982110389E-2,4.6719792298538836E-2,4.1972460976801684E-2,3.9772561809248548E-2,5.4790258728957382E-2,4.2815413833942495E-2,4.3978831821941268E-2,3.7163887470302193E-2,2.9093863194881379E-2]
[null,null,19,"6.6.19",4.9787184780395982E-2,3.575779374568764E-2,4.540854865190494E-2,4.0484031391036894E-2,4.1623005784368929E-2,5.8853063353676349E-2,3.3457965063063894E-2,4.0869695890146517E-2,3.5694869634966798E-2,3.3187744004216195E-2]
[null,null,20,"6.6.20",5.0982468325202999E-2,3.4775986380818177E-2,4.1178903962247791E-2,3.9021243567999547E-2,4.1335462472473029E-2,5.5028994894129796E-2,3.3837419260454457E-2,3.9009225698589015E-2,3.4256989392055417E-2,3.3261724708639327E-2]
[null,null,21,"6.6.21",4.9704353666484166E-2,3.6103054338629474E-2,3.9870330034349054E-2,3.769695575933539E-2,4.2907028736291285E-2,4.9728420907659658E-2,3.5710569424748116E-2,3.6289252091791277E-2,3.3877527088838059E-2,5.4456280574287544E-2]
[null,null,22,"6.6.22",4.9503856389550176E-2,4.1483409159400561E-2,3.8776183664960655E-2,3.7886969270129647E-2,4.3296884120625156E-2,4.5837849058012387E-2,3.8201605313671387E-2,3.4501581443444937E-2,3.4239035404223191E-2,5.2262928832676074E-2]
[null,null,23,"6.6.23",4.6258376850588291E-2,4.0435235621631309E-2,3.4952515532516583E-2,3.5415413804007249E-2,4.6153536402609607E-2,3.9707745787523452E-2,3.6949117573359981E-2,3.1249877494291999E-2,3.2922236161378418E-2,4.1835454230956484E-2]
[null,null,24,"6.6.24",3.8577450500205619E-2,3.8040719830889545E-2,3.0958875307266695E-2,3.2277747434386411E-2,4.5597520542949799E-2,3.5656294578439704E-2,3.4704282360369473E-2,2.7267241343889814E-2,3.2863256877678354E-2,4.664687741538192E-2]
["June","Saturday",1,"6.7.1",3.2267114850044167E-2,4.3954461197767983E-2,3.6109613941742759E-2,4.1404284683447111E-2,4.3412840674021326E-2,2.9223287903281044E-2,4.1123838914697897E-2,3.4174969286580058E-2,3.8295743823375826E-2,3.5150451794017011E-2]
[null,null,2,"6.7.2",2.8585845653192325E-2,4.1650524678993661E-2,3.5608603237333648E-2,4.0426821812170603E-2,4.3222123987197186E-2,2.7070539504756314E-2,3.8786549936529427E-2,3.3704645850971097E-2,3.9352408517627779E-2,3.1607544521449239E-2]
[null,null,3,"6.7.3",2.7345047145422907E-2,4.0534491817235008E-2,3.4810711704738373E-2,3.9238431099519328E-2,4.2923902194897987E-2,2.456518110016195E-2,3.8444520620880288E-2,3.2401822521080828E-2,3.7515796736705291E-2,3.8372067725239052E-2]
[null,null,4,"6.7.4",2.7352829132944002E-2,4.0172320891659362E-2,3.487604850403335E-2,3.8517078171044147E-2,4.4577395833767054E-2,2.4071616586589867E-2,3.8772553596921312E-2,3.2152463445484163E-2,3.8174429573952562E-2,3.4486674269672772E-2]
[null,null,5,"6.7.5",2.8210433709619516E-2,3.9794637450812145E-2,3.5484096632554703E-2,3.8959925192798443E-2,4.4675102133763467E-2,2.5905388420776082E-2,3.9057134753798906E-2,3.4829452251214442E-2,3.9664387352296E-2,3.9797315553995953E-2]
[null,null,6,"6.7.6",2.9295695898446827E-2,3.40237695338792E-2,3.4852205969402382E-2,3.8234904632601249E-2,4.5963879849864768E-2,2.858537640015071E-2,3.3589818750061715E-2,3.4930441323090179E-2,4.4196382959977819E-2,6.306616369857003E-2]
[null,null,7,"6.7.7",3.2973906478684381E-2,3.275122233893267E-2,3.8005198624981029E-2,4.1399602600397725E-2,5.1000090192838923E-2,3.1282909547458083E-2,3.2614496623973178E-2,4.0756976042660979E-2,4.5952802310323421E-2,6.5685902272129115E-2]
[null,null,8,"6.7.8",3.7564604348855363E-2,3.2983736420447343E-2,3.9858154062712349E-2,4.3058152485924692E-2,4.973823571223808E-2,3.9730158647237987E-2,3.348891877212673E-2,4.2059494780846522E-2,4.487591857450092E-2,4.7323870514957442E-2]
[null,null,9,"6.7.9",4.2133497878041618E-2,3.701521532712141E-2,4.2006974401721436E-2,4.3657381081528418E-2,4.6578480965382064E-2,4.3711434061065133E-2,4.1219286636823553E-2,4.589728257326111E-2,4.5802380455160906E-2,5.0224896920782518E-2]
[null,null,10,"6.7.10",4.7357078196636676E-2,3.8633070340246364E-2,4.3848373670869974E-2,4.3960780063128535E-2,4.5228343317209978E-2,4.7135291372687106E-2,4.5414199063787845E-2,4.6557129736250827E-2,4.6501353699019934E-2,4.591251864198613E-2]
[null,null,11,"6.7.11",4.7310563582618217E-2,4.1097804498664146E-2,4.4945066768462556E-2,4.3936667335424208E-2,4.3444334598339289E-2,4.8185233349796922E-2,5.2376064823066157E-2,4.7365820712279912E-2,4.4966855423303705E-2,4.4599140275462752E-2]
[null,null,12,"6.7.12",4.8549313162027652E-2,4.3223038385043731E-2,4.6331926052331232E-2,4.5865607517053132E-2,4.2894286635847489E-2,4.8014152352872576E-2,5.1085409487516886E-2,4.8871874396263275E-2,4.6766252446552865E-2,3.7004930257040089E-2]
[null,null,13,"6.7.13",4.8754289728271456E-2,4.293337496244147E-2,4.574137091526348E-2,4.4966101328548877E-2,4.2573743602953164E-2,4.8598845594550903E-2,4.7479673142583508E-2,4.9401863962474431E-2,4.8283852682695645E-2,3.6550995701377313E-2]
[null,null,14,"6.7.14",4.5675183830369601E-2,4.3199480199538016E-2,4.7284167042639005E-2,4.6417312969705603E-2,4.2933387939498739E-2,4.9456789737521163E-2,4.7648194390739175E-2,5.0440200162100317E-2,4.7533892290528283E-2,3.6395192560750939E-2]
[null,null,15,"6.7.15",4.7382694726445039E-2,4.2718785167851291E-2,4.6684349509461286E-2,4.4604254343548949E-2,4.0536938225168351E-2,4.8004224659985363E-2,4.7122217932449417E-2,4.9930381335446104E-2,4.7634889821851684E-2,3.9792683568734097E-2]
[null,null,16,"6.7.16",4.6486638265859928E-2,4.3885426645974814E-2,4.6942728295205766E-2,4.338496188277173E-2,3.9381680973496612E-2,4.9543017057503837E-2,4.5818929321244359E-2,4.9075003219788131E-2,4.5042066350884959E-2,4.066770769365733E-2]
[null,null,17,"6.7.17",4.7127810008586526E-2,4.4411057807098739E-2,4.7076156008148885E-2,4.2312140586722759E-2,3.5129030701848994E-2,5.6143746499421603E-2,4.3383466493045572E-2,4.803392569481979E-2,3.9498239575911955E-2,3.4738345468900776E-2]
[null,null,18,"6.7.18",4.987462011402926E-2,4.3399946659328698E-2,4.6491204342935154E-2,4.1644553578598018E-2,3.3688543684311414E-2,5.4952693919009213E-2,3.9364289579545637E-2,4.6384646222572976E-2,3.8210960595920607E-2,3.5230178085796995E-2]
[null,null,19,"6.7.19",5.3886604079293222E-2,4.0461637019143612E-2,4.5829621628499725E-2,4.0612544439796186E-2,3.5296299128917498E-2,4.9127448412055109E-2,3.5517623369671625E-2,4.4574914608984703E-2,3.7681260777384061E-2,4.2387998947276066E-2]
[null,null,20,"6.7.20",5.2410686116907169E-2,4.0945592766105078E-2,4.3919266320445127E-2,4.0335521192707599E-2,3.5555576148004413E-2,4.9890184523342845E-2,3.6937038380523111E-2,4.3318439983495861E-2,3.7540313545566202E-2,4.0337152381787866E-2]
[null,null,21,"6.7.21",4.9371588500419124E-2,4.3841763931970354E-2,4.2636698283264489E-2,3.9621893701263913E-2,3.7111739159930567E-2,5.0323350368657691E-2,3.8755565165710514E-2,3.8908324377914166E-2,3.610192897470705E-2,4.591813316957627E-2]
[null,null,22,"6.7.22",4.8147614846682646E-2,5.0988692283193152E-2,4.2684859568264719E-2,4.009673495718899E-2,3.720171285624254E-2,4.9675500766253468E-2,4.4495693432688062E-2,3.8858219042487881E-2,3.6356278657072749E-2,3.8899271865953149E-2]
[null,null,23,"6.7.23",4.4408384618724352E-2,4.9413400216198916E-2,4.0567151990824661E-2,3.9322318420820797E-2,3.8397699328130662E-2,4.2166730835915697E-2,4.473662329762871E-2,3.5339271077868648E-2,3.6847005540408095E-2,4.0184437231336072E-2]
[null,null,24,"6.7.24",3.752795512787787E-2,4.7966549460352573E-2,3.7405452524164065E-2,3.8022025923289231E-2,3.853463215612947E-2,3.4636898378949274E-2,4.2767893513986521E-2,3.2032437392063483E-2,3.720459931427169E-2,3.5666426879550829E-2]
["July","Sunday",1,"7.1.1",3.0032430954148641E-2,4.4169549780075854E-2,3.3865419044476958E-2,3.7604225487263047E-2,4.1490307986688325E-2,2.5365209585895845E-2,3.9863872561275653E-2,3.4018874200541484E-2,4.0260043786508812E-2,4.0700155278863545E-2]
[null,null,2,"7.1.2",2.6528521279984622E-2,4.3824401274606482E-2,3.2362293495252888E-2,3.6473143913261348E-2,4.0277408084987282E-2,2.2756566962298646E-2,3.7209674157285474E-2,3.3074495573068477E-2,4.0326802047319137E-2,4.2410968646300562E-2]
[null,null,3,"7.1.3",2.4129676375022668E-2,4.3066394728387365E-2,3.1696392156708851E-2,3.5381920097278023E-2,4.0293587693133716E-2,2.0379989772338975E-2,3.6578054307649918E-2,3.2674229392365459E-2,3.9402675216989029E-2,4.4425612362998329E-2]
[null,null,4,"7.1.4",2.2929220874450335E-2,4.05167224263763E-2,3.1760357928013565E-2,3.4884796564198482E-2,4.0483034639314013E-2,1.9689480684938837E-2,3.5674498081826149E-2,3.2258239440652016E-2,3.9910457551988153E-2,4.0445064095435405E-2]
[null,null,5,"7.1.5",2.2660835695227408E-2,3.9858902174947655E-2,3.2993612112347671E-2,3.6045771456713956E-2,4.0990737616635846E-2,1.9942650681387085E-2,3.7314047020341079E-2,3.3192938911186583E-2,4.0719207351158082E-2,4.2475702496131758E-2]
[null,null,6,"7.1.6",2.3073014734557959E-2,3.5620846677116277E-2,3.3988627435261293E-2,3.4294383908512943E-2,4.2894737923449153E-2,2.0209475075702022E-2,2.8999062013787914E-2,3.1101599622567293E-2,4.0848404946478629E-2,4.9998009245339224E-2]
[null,null,7,"7.1.7",2.382106308777153E-2,3.0972774217025562E-2,3.6257071763596861E-2,3.5721260261509256E-2,4.5008588033276446E-2,2.2942922794635688E-2,3.1056516456163866E-2,3.3938428356027069E-2,4.0894802554731283E-2,5.2522492095331066E-2]
[null,null,8,"7.1.8",2.6295971073480993E-2,3.2313388990684748E-2,4.1688416056698006E-2,3.6311437536734055E-2,4.7111309312103555E-2,2.753931010879317E-2,3.1993801965471268E-2,3.8263340006509522E-2,4.2448011850146586E-2,4.6241935727456072E-2]
[null,null,9,"7.1.9",3.3352425897002901E-2,3.2900607591004466E-2,4.3704606236298307E-2,3.7366883522685142E-2,4.6207277273854153E-2,3.1588029780148505E-2,3.3943061529666002E-2,4.0958732545107887E-2,4.105645379624985E-2,4.340710109052167E-2]
[null,null,10,"7.1.10",3.7207486132768149E-2,3.4736165457606299E-2,4.6233489641161002E-2,3.9266090000229882E-2,4.4746261511776915E-2,3.6207581259029557E-2,4.0447844622345089E-2,4.2899733924251691E-2,4.2163209510127635E-2,4.6456319410407114E-2]
[null,null,11,"7.1.11",3.9942010899887026E-2,3.741310786852E-2,4.9140841864672317E-2,4.1852685883284398E-2,4.3753341502846467E-2,3.899229018112757E-2,4.6078118804155167E-2,4.6694002316233919E-2,4.1364454940395111E-2,4.2308410457914759E-2]
[null,null,12,"7.1.12",4.380114970960465E-2,4.0533768897318745E-2,5.0271476115287518E-2,4.3672726065867445E-2,4.3325423683156811E-2,4.22155756504708E-2,4.7779679938083339E-2,4.871364198648797E-2,4.3223197422069912E-2,3.8035976369055709E-2]
[null,null,13,"7.1.13",4.6918559989726438E-2,4.0539536116529808E-2,5.0229381199837546E-2,4.4534924693552289E-2,4.0730522719479946E-2,4.908020339882626E-2,4.7624537974109024E-2,5.0288293106329505E-2,4.1808440564046839E-2,3.2755739894860691E-2]
[null,null,14,"7.1.14",5.032942026988986E-2,4.1939983662948058E-2,4.8861145783374679E-2,4.607046835925617E-2,4.0607763152908531E-2,5.289912913165784E-2,4.7371138371280097E-2,5.186422700600625E-2,4.2970355136671814E-2,3.2340839164871557E-2]
[null,null,15,"7.1.15",5.2637435583151357E-2,4.3255811302711895E-2,4.8253316787819488E-2,4.6199456851740824E-2,3.9903707647093459E-2,5.8741558651635405E-2,4.6822042198231981E-2,5.2121540979315324E-2,4.2731086619645482E-2,3.3160892791683313E-2]
[null,null,16,"7.1.16",5.659968617571793E-2,4.4734039752472317E-2,4.7874721831585025E-2,4.6641658277314729E-2,3.8642440133737722E-2,6.104770254161232E-2,4.5466277882794719E-2,5.2656557350890157E-2,4.3027858555410463E-2,3.3585884588401171E-2]
[null,null,17,"7.1.17",6.0422353740881452E-2,4.4972009847824526E-2,4.7555775938162313E-2,4.6344765056170016E-2,3.8061315407278681E-2,6.4644581151345443E-2,4.5815673765528926E-2,5.1266043445576177E-2,4.2705173061844799E-2,3.3431704072260274E-2]
[null,null,18,"7.1.18",6.2914155101261374E-2,4.5898847908647247E-2,4.7077840625440612E-2,4.6900419863819841E-2,3.9624916162806459E-2,6.8040601958071156E-2,4.4443188133917032E-2,5.082117151151231E-2,4.3421621236086581E-2,3.5251940299327128E-2]
[null,null,19,"7.1.19",6.3325844425752773E-2,4.4859064218496288E-2,4.6338141791540541E-2,4.6811367589507144E-2,4.0265194906351165E-2,6.9307579212141229E-2,4.5649862009328884E-2,4.582550205961964E-2,4.3080549456271863E-2,3.8084715534888319E-2]
[null,null,20,"7.1.20",6.2177641855974498E-2,4.3905839853849479E-2,4.3725320830949571E-2,4.5063824588831514E-2,4.0939116962073391E-2,6.2721014673477016E-2,4.4752898759596829E-2,4.3681413309291706E-2,4.2049066457910338E-2,4.1165236755646532E-2]
[null,null,21,"7.1.21",5.7023182274762114E-2,4.7050216232442411E-2,4.1668072867160594E-2,4.5576090931551898E-2,4.127332431764856E-2,5.9819349180204262E-2,4.7518986656389678E-2,4.0806839750983669E-2,4.1398019167641721E-2,4.9099629719633088E-2]
[null,null,22,"7.1.22",5.2692769785415157E-2,5.2111503994649928E-2,4.0684634171568985E-2,4.6561550460510095E-2,4.2286475970628089E-2,5.1875134048936219E-2,5.0022565814304205E-2,4.0002497922188213E-2,4.1881985709043064E-2,4.7265664150078192E-2]
[null,null,23,"7.1.23",4.393824126808149E-2,4.9009233420031599E-2,3.8444402616598081E-2,4.6386113557106395E-2,4.1778230819488303E-2,4.1758996656876199E-2,4.6224151632080081E-2,3.8013470043456309E-2,4.2115948116614954E-2,5.092583821068225E-2]
[null,null,24,"7.1.24",3.7246902815478926E-2,4.5797283605726699E-2,3.5324641706187446E-2,4.4034035073100927E-2,3.9304976539282832E-2,3.2235066858449783E-2,4.1350445344387442E-2,3.4864187239831354E-2,4.0192174944649876E-2,4.3504167541912248E-2]
["July","Monday",1,"7.2.1",3.074623403486304E-2,3.3233258494085323E-2,2.8401931885959231E-2,3.03003247151282E-2,3.828482519904941E-2,2.5705529657441398E-2,3.0263888987730608E-2,2.3235403401232421E-2,3.0175738787538063E-2,3.8419149598405755E-2]
[null,null,2,"7.2.2",2.6674218215808714E-2,3.3297214997893163E-2,2.85282222088541E-2,2.9711604316982512E-2,3.7239244495513614E-2,2.2642893974623927E-2,2.8739309886958515E-2,2.2568574083229254E-2,3.1021617371704106E-2,3.7135695200675861E-2]
[null,null,3,"7.2.3",2.4082540021480903E-2,3.3045747515442953E-2,2.8635244049875015E-2,2.8824547670249251E-2,3.8330022243762758E-2,2.1370681805482676E-2,2.8391954626989395E-2,2.1782717809230918E-2,3.0522062714902348E-2,3.5706316772370635E-2]
[null,null,4,"7.2.4",2.3387961317125526E-2,3.1723314318633081E-2,2.8925209816584755E-2,2.8704691866544521E-2,3.870782441252963E-2,2.0738178455227577E-2,2.7993099650115677E-2,2.2283104034645451E-2,3.140353278879103E-2,3.6951723803402746E-2]
[null,null,5,"7.2.5",2.3288993389803118E-2,3.0981485768010786E-2,2.9982397708547579E-2,3.0683041570083645E-2,3.9966236871494649E-2,2.1654193971120742E-2,2.8100594787295079E-2,2.6957847441767057E-2,3.3917565763894153E-2,4.1950127127721934E-2]
[null,null,6,"7.2.6",2.3921763914658604E-2,2.8831966102363136E-2,3.1526573371916493E-2,3.3825401858219993E-2,4.1890579658939213E-2,2.5425721806973611E-2,2.5357813987766951E-2,3.374335716251458E-2,4.2249196325429707E-2,5.092051384661405E-2]
[null,null,7,"7.2.7",2.7792923487328119E-2,2.9309774178040815E-2,3.6560169190637912E-2,4.0069080767835247E-2,4.3661473319005974E-2,2.869520319831249E-2,2.6251846777552528E-2,4.0783486618299773E-2,4.6392345446953059E-2,6.324786065669856E-2]
[null,null,8,"7.2.8",3.1427656062595906E-2,3.7652204511388711E-2,4.204344350134849E-2,4.5565659973635264E-2,4.5405003924918079E-2,2.9341697618296685E-2,3.4410496208572484E-2,4.6404846990293444E-2,5.1321429591004331E-2,6.5996163936149155E-2]
[null,null,9,"7.2.9",3.3685951338393701E-2,4.4883752495625838E-2,4.4829898244924747E-2,4.9300407461136439E-2,4.617608999046037E-2,3.1494236563025059E-2,4.2894213689236953E-2,5.2626626880506094E-2,5.1716083014939358E-2,5.6434956687645775E-2]
[null,null,10,"7.2.10",3.6191831840014829E-2,4.903698479503367E-2,4.7731826417020388E-2,5.2401284299335923E-2,4.6184970981721092E-2,3.5271005970983593E-2,4.8394410237562163E-2,5.5113781670154356E-2,5.3035590665498664E-2,4.159148143207661E-2]
[null,null,11,"7.2.11",4.0370947670726048E-2,5.2797646032745352E-2,4.9095978052568705E-2,5.1213196526010675E-2,4.3967531479993674E-2,4.1280854397382043E-2,5.4151340144304824E-2,5.6424333965485705E-2,5.3314852733280307E-2,3.4303111698579969E-2]
[null,null,12,"7.2.12",4.4439617377053223E-2,5.4392910839114975E-2,4.9396940837223721E-2,5.3703838120357054E-2,4.2793104395140169E-2,4.2967482593663432E-2,5.5862347455045473E-2,5.7793635806355735E-2,5.1285913030733744E-2,3.4752404108509272E-2]
[null,null,13,"7.2.13",4.7326282253106679E-2,5.4391343021567798E-2,5.1027670615972305E-2,5.2678503307167557E-2,4.3256596128233453E-2,4.5089852024527775E-2,5.7071997752071814E-2,5.931328583403625E-2,5.5643660102921592E-2,3.1244719854156819E-2]
[null,null,14,"7.2.14",5.0002540632349844E-2,5.5230595754571662E-2,5.1709599490834264E-2,5.4596593771394746E-2,4.1342382471361926E-2,4.8203623509631949E-2,5.8346940966555585E-2,5.9644822056375169E-2,5.4023535490747072E-2,3.3035270363678267E-2]
[null,null,15,"7.2.15",5.1258542278029909E-2,5.5877174163144458E-2,5.2183025853472502E-2,5.1638457110773583E-2,3.9602788304819433E-2,5.396408416553506E-2,6.1016776587570626E-2,5.8726847326298161E-2,5.3480072175045384E-2,3.0996881429651284E-2]
[null,null,16,"7.2.16",5.3345865836102555E-2,5.5326577544809838E-2,5.189411712771181E-2,4.771016436856159E-2,3.8992520189133427E-2,5.9393377690803204E-2,6.0059497860159995E-2,5.6827784487244258E-2,4.9548598755556679E-2,3.5415226626891255E-2]
[null,null,17,"7.2.17",5.6477328414572925E-2,5.1923086048579051E-2,5.185676044735546E-2,4.6398156385361024E-2,3.989823728165242E-2,6.2022811660406733E-2,5.7123516599629047E-2,5.1600466756453502E-2,3.9881725358531808E-2,3.2605380594933495E-2]
[null,null,18,"7.2.18",6.0567324844238109E-2,4.3015886026270059E-2,4.9733762432549455E-2,4.2039610907328759E-2,4.0288256814072561E-2,6.826644503800923E-2,4.8167520697261795E-2,4.5859849202244174E-2,3.8036138025145882E-2,3.7361402487580291E-2]
[null,null,19,"7.2.19",6.1222029490527956E-2,3.7264326450217121E-2,4.8073587190233608E-2,4.03570351093566E-2,4.0874834285503613E-2,6.8135121308974159E-2,4.1614813032688262E-2,4.1106085877352268E-2,3.612513728012233E-2,4.1715223797339412E-2]
[null,null,20,"7.2.20",6.0136587399579097E-2,3.502839913348605E-2,4.6261046368248328E-2,3.9418952493851148E-2,4.1762045312449585E-2,6.326050665510019E-2,3.7761536108762511E-2,3.9173682095639623E-2,3.5211447541853159E-2,4.517743311141563E-2]
[null,null,21,"7.2.21",5.6577733489176857E-2,3.5823606645531234E-2,4.2892830414990993E-2,3.81083582171447E-2,4.2010521046317105E-2,5.8069162896081293E-2,3.8508473310405647E-2,3.5890928276934859E-2,3.3585478432418922E-2,4.8060948546620914E-2]
[null,null,22,"7.2.22",5.3791397762965286E-2,4.1647139499116574E-2,3.9542565197491761E-2,3.9644659571303233E-2,4.2937072464280177E-2,5.1112601219480878E-2,3.9920908525407008E-2,3.4369970145728811E-2,3.3987474942654618E-2,4.2597235527852897E-2]
[null,null,23,"7.2.23",4.578568748330486E-2,3.8691479407061434E-2,3.6148572613378213E-2,3.7752325072265808E-2,4.2478693301831572E-2,4.1746257241555243E-2,3.6373167254781201E-2,3.0768426265437906E-2,3.2917782085222218E-2,4.2614819171426385E-2]
[null,null,24,"7.2.24",3.7498041446194154E-2,3.6594126257266858E-2,3.3018626962299936E-2,3.5354104539972619E-2,4.3949145427816069E-2,3.4148476577361232E-2,3.3223534865576179E-2,2.7000135812540443E-2,3.1203021575111491E-2,4.1765953619603141E-2]
["July","Tuesday",1,"7.3.1",3.0167345165709781E-2,3.3064270420114478E-2,3.0488935937644488E-2,3.1369392054548834E-2,4.1940896428256033E-2,2.6183377673209399E-2,2.998782250403537E-2,2.4832328499101643E-2,3.0102930018227066E-2,3.8568656742400502E-2]
[null,null,2,"7.3.2",2.6453745267192012E-2,3.1732590596470732E-2,2.9954370064677546E-2,3.052774559267811E-2,4.0701154218320615E-2,2.2891214242927466E-2,2.827965563240991E-2,2.3631927967051606E-2,2.9943927756681452E-2,3.6913935103483772E-2]
[null,null,3,"7.3.3",2.3988253062210762E-2,3.1889774704310377E-2,2.9864843426018039E-2,2.9694642501810895E-2,4.0632560375568408E-2,2.1115318784660157E-2,2.7534815640826112E-2,2.2391909921324785E-2,2.9026459656233874E-2,3.9127324819848271E-2]
[null,null,4,"7.3.4",2.2493556913736199E-2,3.0871334359425111E-2,2.9944503672915068E-2,2.9415199619181303E-2,4.2131896632738884E-2,2.0232150808411495E-2,2.733468327105653E-2,2.3329193421364934E-2,3.0023355207073558E-2,4.1741157896025539E-2]
[null,null,5,"7.3.5",2.3019643671822649E-2,2.9690395853232313E-2,3.1203564628726609E-2,3.0593355364171133E-2,4.2590495467139423E-2,2.1577101701754337E-2,2.7432788817786557E-2,2.7095967854085957E-2,3.3101353110719364E-2,4.3859499136892695E-2]
[null,null,6,"7.3.6",2.3248647250785646E-2,2.7748848483569913E-2,3.2089151575558542E-2,3.3579470893274128E-2,4.4996828862966742E-2,2.5468651255848764E-2,2.3594890256639068E-2,3.3329930550295879E-2,4.1553155900170169E-2,5.1430626778058659E-2]
[null,null,7,"7.3.7",2.7068849738213038E-2,2.8970591328891137E-2,3.7127779036795636E-2,3.9908615790588194E-2,4.8076656984033815E-2,2.7019962228961338E-2,2.7318151317413528E-2,3.916037215131965E-2,4.5788377863053821E-2,5.206207925875414E-2]
[null,null,8,"7.3.8",3.0753489388806392E-2,3.6304714298605573E-2,4.1457853746927502E-2,4.4722224733623077E-2,4.8186477969452246E-2,2.9775214995265684E-2,3.6458830492411602E-2,4.445239046352744E-2,5.0217821309456581E-2,5.7151150269935086E-2]
[null,null,9,"7.3.9",3.3540486903950679E-2,4.3542305289534906E-2,4.3746281758424148E-2,4.7051910766397601E-2,4.5954757815329796E-2,3.2809859653803015E-2,4.3667038426979825E-2,4.9319153775987279E-2,4.9741477648246032E-2,5.5713955332278881E-2]
[null,null,10,"7.3.10",3.5670210772040946E-2,4.8920726728376406E-2,4.7318350239838866E-2,5.0989450927499035E-2,4.4650648371197289E-2,3.4328159659798151E-2,5.005503686193033E-2,5.3558774886650597E-2,5.1990497588662192E-2,5.0186628198206865E-2]
[null,null,11,"7.3.11",3.9323099298216452E-2,5.3579153855252887E-2,4.9537732204198104E-2,5.0515957399600235E-2,4.1855136415562037E-2,3.6968723917038676E-2,5.6116041354111329E-2,5.5016658860530386E-2,5.2585540343176695E-2,3.715765179228623E-2]
[null,null,12,"7.3.12",4.1605646541079101E-2,5.5992633123681933E-2,5.0847910510415241E-2,5.3639845154303631E-2,4.0037009979046405E-2,4.3923781958255297E-2,5.7540293093128331E-2,5.711697476207328E-2,5.1168813983121605E-2,3.2946487759951779E-2]
[null,null,13,"7.3.13",4.6197948803078738E-2,5.6030251028494085E-2,5.1388926227357655E-2,5.2737275333189379E-2,4.0085580558922945E-2,4.66544841756504E-2,5.6796391998689084E-2,5.8692079967596726E-2,5.4004845516556217E-2,3.0851856981178802E-2]
[null,null,14,"7.3.14",4.9372736906827225E-2,5.7820188053164745E-2,5.1813695191142164E-2,5.4589901188034522E-2,3.8276072625885643E-2,4.9144901569871502E-2,5.9303173735607922E-2,5.9549692748956426E-2,5.369546159800663E-2,3.4445980774482875E-2]
[null,null,15,"7.3.15",5.1046349948254618E-2,5.8550021355103211E-2,5.2514054770878567E-2,5.2097808160843626E-2,3.6747858478978178E-2,5.4038128855568822E-2,6.1825438070537635E-2,5.8880379679660477E-2,5.5581974065390179E-2,3.1185456467462454E-2]
[null,null,16,"7.3.16",5.3697598916882555E-2,5.7045714704331556E-2,5.0893648317041296E-2,4.7813017293856529E-2,3.7232360048490294E-2,5.8805101652627687E-2,5.9163664665778666E-2,5.6017553294295051E-2,4.9671039204299057E-2,3.4215126623940662E-2]
[null,null,17,"7.3.17",5.8053395975005244E-2,5.2438919799965435E-2,4.9760644420550323E-2,4.6355418666237103E-2,3.8647187746896516E-2,6.1774388941502389E-2,5.6536096572677476E-2,5.1105052524869243E-2,4.067694881291329E-2,3.4400161210479528E-2]
[null,null,18,"7.3.18",6.2164438134349131E-2,4.1612185132592919E-2,4.8254671285477849E-2,4.1801428667289683E-2,3.9182290557378686E-2,6.6565279673118066E-2,4.665094560105424E-2,4.6164333142760597E-2,3.9223750664412839E-2,3.9206359693495535E-2]
[null,null,19,"7.3.19",6.4233126292060405E-2,3.6467771833962354E-2,4.6045655809479169E-2,4.0932327294718338E-2,3.9415131825323475E-2,6.8501686645714238E-2,4.0594543545856253E-2,4.2261947251459001E-2,3.7215002445451839E-2,3.8762111384105721E-2]
[null,null,20,"7.3.20",6.1709975154163176E-2,3.4643143629415812E-2,4.410215891047068E-2,3.9866686916391329E-2,4.0245129128794438E-2,6.4592449449927772E-2,3.6461978559307988E-2,4.0594951705389577E-2,3.6359352184409624E-2,4.0123784109165658E-2]
[null,null,21,"7.3.21",5.7473013983319179E-2,3.6425998579070043E-2,4.1604120317371221E-2,3.8460058206069583E-2,4.1221475705029001E-2,5.9338548912776838E-2,3.7014473504497471E-2,3.7506335889135808E-2,3.5255767442319688E-2,4.5694244654672624E-2]
[null,null,22,"7.3.22",5.4220847717147642E-2,4.1458686900184949E-2,4.0091902985522482E-2,4.0094952518349367E-2,4.3008126894594996E-2,5.1057869861208124E-2,4.0100517960099051E-2,3.5692015880442254E-2,3.5629179611695566E-2,4.6896452899373685E-2]
[null,null,23,"7.3.23",4.6538414810243588E-2,3.8793928817774333E-2,3.6754047968817011E-2,3.8124005122372996E-2,4.2762912761382686E-2,4.2397641368316481E-2,3.6960882728267204E-2,3.2129783327156825E-2,3.4403580159170263E-2,4.5431208330089727E-2]
[null,null,24,"7.3.24",3.7959179384904888E-2,3.640585112447469E-2,3.3195196993752035E-2,3.5119309834971087E-2,4.1421354148711453E-2,3.4836002013784027E-2,3.327184538889847E-2,2.8170291474964599E-2,3.3039387910552616E-2,4.1928103783430398E-2]
["July","Wednesday",1,"7.4.1",3.280051311548645E-2,3.3752903634409019E-2,3.0514772051890297E-2,3.3044998080750204E-2,4.0010180632579523E-2,2.8642037933787976E-2,3.0616492071564413E-2,2.6547542449504833E-2,3.1153872652046062E-2,3.6345419190678255E-2]
[null,null,2,"7.4.2",2.8284151613220281E-2,3.3371379650614805E-2,3.0323637240091142E-2,3.2210893558465424E-2,3.8927591569328152E-2,2.5148930351807524E-2,2.8833432914309117E-2,2.5261153311275254E-2,3.1538273944510725E-2,3.4840142274630177E-2]
[null,null,3,"7.4.3",2.5714549184849795E-2,3.280515521516076E-2,3.0029888662500306E-2,3.154837310419522E-2,4.031758099883237E-2,2.2426898168896831E-2,2.8293638255026191E-2,2.3975029477348891E-2,3.0931115922573194E-2,3.9407598133049178E-2]
[null,null,4,"7.4.4",2.4526233027156417E-2,3.1305722100945559E-2,2.9763741394121298E-2,3.0723294861605951E-2,4.075883202305481E-2,2.1095453235844146E-2,2.7865232121688149E-2,2.4303547632816232E-2,3.1477089711795594E-2,3.9228872895649455E-2]
[null,null,5,"7.4.5",2.4746963084296383E-2,3.0149424873205658E-2,3.1340240234785814E-2,3.1637745986250736E-2,4.168260112739125E-2,2.1974984423505924E-2,2.7306384161914658E-2,2.7331302381273466E-2,3.2955456437258702E-2,4.137268137294968E-2]
[null,null,6,"7.4.6",2.4977990553725609E-2,2.8415287329786702E-2,3.2193999644637171E-2,3.4669643672141461E-2,4.3950055981362771E-2,2.4673253116961509E-2,2.4230760091667625E-2,3.4587395482349348E-2,4.2475550088771179E-2,5.2546412290850594E-2]
[null,null,7,"7.4.7",2.8227632001484038E-2,2.8977782351641116E-2,3.7261611054612731E-2,4.0904599342937699E-2,4.5773456407199827E-2,2.8112559055577878E-2,2.8182084844750131E-2,3.9995950231851478E-2,4.5216805499864364E-2,6.3703647023370169E-2]
[null,null,8,"7.4.8",3.2376891408198882E-2,3.719583859897526E-2,4.1828613550086609E-2,4.6486993130958776E-2,4.6574018285368314E-2,3.0739468328311485E-2,3.6676632458847301E-2,4.4920977684724452E-2,5.0653770462126164E-2,5.8822366144262603E-2]
[null,null,9,"7.4.9",3.4390966062709992E-2,4.5099122393397209E-2,4.5098050948797194E-2,4.9336966785240063E-2,4.6678171867998525E-2,3.3795261259319642E-2,4.551939745989092E-2,5.0545163608674032E-2,5.1395764407985968E-2,5.1983007935311083E-2]
[null,null,10,"7.4.10",3.6522775769517013E-2,4.9769143828375918E-2,4.7261885963836459E-2,5.0342146852739682E-2,4.5764119646713133E-2,3.9158087212231969E-2,5.0328578747080237E-2,5.3501551499565238E-2,5.2817847404649891E-2,4.5751474532895846E-2]
[null,null,11,"7.4.11",3.9013661071801972E-2,5.4052907410564607E-2,4.9441497097955305E-2,5.0861645269581084E-2,4.4737551146381942E-2,4.1072098069708241E-2,5.5729529898833015E-2,5.6346266686824353E-2,5.3500026376241662E-2,3.833181828458055E-2]
[null,null,12,"7.4.12",4.2903297786874933E-2,5.5534817253412978E-2,5.0442356169731785E-2,5.2990999739721087E-2,4.2919805043689495E-2,4.5015395588163698E-2,5.7025960433366586E-2,5.74008921081684E-2,5.0845682843422266E-2,3.4598214784805514E-2]
[null,null,13,"7.4.13",4.7529976028198445E-2,5.6180403610267278E-2,5.1051907695463486E-2,5.2744705197043683E-2,4.1584553263450806E-2,4.7536287478371762E-2,5.6869503523568989E-2,5.8030734728023094E-2,5.3986545522366335E-2,3.4267247643765861E-2]
[null,null,14,"7.4.14",4.9757673045638204E-2,5.6674615555388094E-2,5.192764328518721E-2,5.5103572957469447E-2,3.8128241331833519E-2,5.1993054391505707E-2,5.8381822609045744E-2,5.9075125525669868E-2,5.3679399232811689E-2,3.0313032508167963E-2]
[null,null,15,"7.4.15",5.2022174502438831E-2,5.7152696543552622E-2,5.2193303011693795E-2,5.1929712656649397E-2,3.6093112637656924E-2,5.3888654969760225E-2,6.1213179702907364E-2,5.8350640697647463E-2,5.3627655676758139E-2,3.1442275897209875E-2]
[null,null,16,"7.4.16",5.506092651265946E-2,5.5759099214743618E-2,5.0437862505492502E-2,4.7194390722306634E-2,3.723100953402033E-2,5.6456948470957356E-2,5.9633038195876689E-2,5.5762331915438293E-2,4.7919361343268477E-2,3.2879878703350136E-2]
[null,null,17,"7.4.17",5.7005083173360616E-2,5.2778889999414318E-2,5.0028207746908811E-2,4.5699842213850629E-2,3.8155158760921119E-2,6.2152739085667812E-2,5.5564389080927229E-2,4.9974402216343992E-2,3.9667128947536073E-2,3.6379454994853629E-2]
[null,null,18,"7.4.18",6.0261487763132102E-2,4.1900697729526037E-2,4.8311917772953981E-2,4.1232554171874443E-2,3.9724518525475101E-2,6.4575931754919033E-2,4.7451603654928676E-2,4.4863855627438963E-2,3.8667714413621553E-2,4.0794370825800522E-2]
[null,null,19,"7.4.19",6.1196174349238394E-2,3.6237150566501397E-2,4.6687874400824274E-2,3.9481667795446033E-2,3.9672655553102426E-2,6.4041557259387802E-2,3.9839407058357451E-2,4.1370910191309708E-2,3.6629537181996935E-2,4.1361153918104875E-2]
[null,null,20,"7.4.20",5.9058496814085044E-2,3.4750516799760156E-2,4.4277081029592588E-2,3.8584167430792807E-2,4.1096167041249729E-2,6.0250494007592019E-2,3.6043110217535743E-2,3.9318587529685513E-2,3.5494421929351448E-2,4.1904335540360618E-2]
[null,null,21,"7.4.21",5.3586193509420704E-2,3.5853219867797548E-2,4.1731141971213567E-2,3.6334335434012772E-2,4.1169958334052979E-2,5.6327217746145179E-2,3.7625157054615499E-2,3.5887060039751562E-2,3.4135685152424405E-2,4.7360101044104173E-2]
[null,null,22,"7.4.22",5.041681445215216E-2,4.013538228841413E-2,3.9722837412931172E-2,3.7553773107805742E-2,4.2680446616454211E-2,4.8899594668586233E-2,3.8831817231068474E-2,3.465643582525639E-2,3.4846474418937151E-2,4.498022817901242E-2]
[null,null,23,"7.4.23",4.4001696261795023E-2,3.7131036308267994E-2,3.5815364084564733E-2,3.6086642453636068E-2,4.3442354781360978E-2,3.949499469515045E-2,3.5609006414531776E-2,3.1011981223965486E-2,3.3784001930222012E-2,4.3145574115696375E-2]
[null,null,24,"7.4.24",3.5617678908559283E-2,3.5016806875877077E-2,3.2314565070127865E-2,3.3296335474525082E-2,4.2927858890521531E-2,3.2528098727839676E-2,3.2329841797697947E-2,2.6981161925093741E-2,3.2600818499459935E-2,3.8240691766540214E-2]
["July","Thursday",1,"7.5.1",3.3665213396014533E-2,3.5875757900561446E-2,3.1347468342632176E-2,3.3743439948260186E-2,4.1665319807954911E-2,2.8894739443621611E-2,3.2045638773711659E-2,2.7707046087971834E-2,3.3279850082244745E-2,3.6636899495987037E-2]
[null,null,2,"7.5.2",2.8729833899110133E-2,3.5606352759609612E-2,3.1549934267335336E-2,3.2794996565370847E-2,4.1234146431193497E-2,2.4549934708513556E-2,3.0059285666782398E-2,2.6662777623934462E-2,3.3692820809282868E-2,3.4956368480251916E-2]
[null,null,3,"7.5.3",2.5941702406768106E-2,3.5202458671051075E-2,3.0944941609087815E-2,3.1422224314415936E-2,4.0429781573151212E-2,2.2198278165607151E-2,2.9542965036745E-2,2.5067851037862611E-2,3.2465204535862165E-2,3.6585874059679779E-2]
[null,null,4,"7.5.4",2.5271315956075562E-2,3.3681864385046258E-2,3.0678270601500027E-2,3.1238724266891824E-2,3.9761471768621034E-2,2.1227540553841018E-2,2.9689290120143742E-2,2.5704352618781619E-2,3.2328887819287687E-2,3.981771830917992E-2]
[null,null,5,"7.5.5",2.4654791765954608E-2,3.249242560062874E-2,3.2200230342247442E-2,3.2444067716314931E-2,4.0301584435659052E-2,2.1351468860852655E-2,2.9654292882673201E-2,2.8251892110257179E-2,3.4961312952069647E-2,3.6401940722567264E-2]
[null,null,6,"7.5.6",2.5230090941309114E-2,3.0471032552013038E-2,3.2886136671659988E-2,3.5054026071998583E-2,4.4001769936053821E-2,2.3502715533673287E-2,2.5649757498102443E-2,3.4586007619342204E-2,4.3201869070665581E-2,4.7203554780545783E-2]
[null,null,7,"7.5.7",2.8294277270889158E-2,3.0626576703667759E-2,3.7176415060670744E-2,4.2543226704414114E-2,4.6600835189319512E-2,2.7861116263073808E-2,2.8418301337550363E-2,4.0220873170840221E-2,4.6878974209049538E-2,5.8932597498188508E-2]
[null,null,8,"7.5.8",3.1225099886366629E-2,3.7328460168440575E-2,4.1571573464297316E-2,4.5632683877092149E-2,4.6813088216358427E-2,3.1236829648375233E-2,3.6819593621681697E-2,4.5172587026646296E-2,5.0835988110961433E-2,6.0529146499053846E-2]
[null,null,9,"7.5.9",3.4408591725214023E-2,4.4664643337660806E-2,4.4652381486053001E-2,4.7132646847262302E-2,4.513527432193179E-2,3.4062380305596184E-2,4.5020084924484553E-2,5.0630720144525874E-2,5.1590707909748769E-2,5.8325254836107517E-2]
[null,null,10,"7.5.10",3.8134188035487813E-2,4.7595175263411699E-2,4.675405896470497E-2,4.9933901004123059E-2,4.2821951469391599E-2,3.6709381158253396E-2,4.9431172376022105E-2,5.3671396089775399E-2,5.1735544421109149E-2,5.1519975853898267E-2]
[null,null,11,"7.5.11",4.2137614521642545E-2,5.0353420345132321E-2,4.8105394818458373E-2,4.7757686388224342E-2,4.218724616178008E-2,4.0389358153175826E-2,5.3700835347427658E-2,5.4819487889619059E-2,5.1021030395468778E-2,3.7869780923370809E-2]
[null,null,12,"7.5.12",4.5279905429774836E-2,5.2073685256716233E-2,4.9207083280674725E-2,5.1319266395594323E-2,4.2492395233888196E-2,4.3753154567576336E-2,5.587487165926433E-2,5.5726175450482328E-2,4.9621199393735244E-2,3.1662746551631669E-2]
[null,null,13,"7.5.13",4.7487649130768396E-2,5.1999224335361853E-2,5.0096285511800752E-2,5.0261022820869479E-2,4.1532181708116872E-2,4.7504445009670153E-2,5.4950018920536206E-2,5.6211353369587831E-2,5.1672651104543534E-2,3.4962476263151542E-2]
[null,null,14,"7.5.14",4.9492866603318281E-2,5.3670142364154697E-2,5.1598780171277329E-2,5.2581458879348425E-2,4.0639385530016725E-2,4.9550683102476491E-2,5.7012108623405944E-2,5.7170210449302351E-2,5.2264537522085659E-2,3.8128025619095375E-2]
[null,null,15,"7.5.15",5.132662283309683E-2,5.3709902920689265E-2,5.1683062216294394E-2,5.0430730381161387E-2,3.7945429987843442E-2,5.4419105615362687E-2,5.906511488486714E-2,5.6612653072170005E-2,5.1187022801746966E-2,3.6651214612158013E-2]
[null,null,16,"7.5.16",5.4365273187080433E-2,5.3233964519484478E-2,5.1167567735953511E-2,4.7319025326904442E-2,3.8376514070104631E-2,5.5970023617306838E-2,5.7189124353525661E-2,5.47866084092637E-2,4.6066913319512126E-2,3.683661127225691E-2]
[null,null,17,"7.5.17",5.7647808966846015E-2,4.9898376930823642E-2,4.9538831755741912E-2,4.5624408384752832E-2,3.8325824558809264E-2,6.2009331520588705E-2,5.3123380929163792E-2,4.9942174485757405E-2,3.9637627281187027E-2,3.3562394278890663E-2]
[null,null,18,"7.5.18",6.062633176632632E-2,4.2460442518705496E-2,4.8506316122019291E-2,4.2008737840498286E-2,3.8786494885478903E-2,6.4652360049612279E-2,4.6580085547207675E-2,4.5000454096426445E-2,3.9001610241214547E-2,3.4363659048034602E-2]
[null,null,19,"7.5.19",5.9807109318823409E-2,3.7506087584201465E-2,4.6848512771768019E-2,4.0738689635755408E-2,4.0344267206767419E-2,6.6923628228674953E-2,4.0332756901936627E-2,4.1254074950942812E-2,3.733891006552488E-2,3.8789129495240736E-2]
[null,null,20,"7.5.20",5.7671452624121523E-2,3.4983922475833519E-2,4.4434963858711658E-2,3.961736042377717E-2,4.0984419478892774E-2,6.1380844398882389E-2,3.6702127646409302E-2,3.9184646868805829E-2,3.6134172791585428E-2,4.2981549851183236E-2]
[null,null,21,"7.5.21",5.3011821752945013E-2,3.6787153169252823E-2,4.178493207998242E-2,3.8261978700202003E-2,3.9605384982224733E-2,5.6978993820252025E-2,3.6883771724058718E-2,3.6781880231273066E-2,3.4341473949387254E-2,4.2376815721382285E-2]
[null,null,22,"7.5.22",4.7983405565646738E-2,4.2385060348727591E-2,3.9539759451943282E-2,3.9557572989992358E-2,4.2101196028394933E-2,5.0714131647801336E-2,4.1171502576195167E-2,3.568390908058492E-2,3.4197307534245991E-2,4.4892013443993635E-2]
[null,null,23,"7.5.23",4.1453930234021906E-2,3.9954419288393397E-2,3.5368379813328236E-2,3.766092609355684E-2,4.328919982424461E-2,4.168003571978935E-2,3.6939732653281404E-2,3.147341216640568E-2,3.3595561129479735E-2,4.4227028580797481E-2]
[null,null,24,"7.5.24",3.6153102782398111E-2,3.7439450600432481E-2,3.2358719601857246E-2,3.4921198423218877E-2,4.4624837193802461E-2,3.2479519907422746E-2,3.4144185994823335E-2,2.7677455949440922E-2,3.2948822550001387E-2,4.1787223803353327E-2]
["July","Friday",1,"7.6.1",3.2740237776296324E-2,3.5694913217128373E-2,3.082966401271842E-2,3.279378496396191E-2,4.2746741091432935E-2,2.902035652037371E-2,3.151536167445293E-2,2.6539471847106456E-2,3.3290784438692406E-2,3.6204488779614803E-2]
[null,null,2,"7.6.2",2.8323100572551649E-2,3.5107456459245352E-2,3.042088497474078E-2,3.2252702126042705E-2,4.1138721970496776E-2,2.4291031376151368E-2,2.983209610410836E-2,2.5499677631888228E-2,3.2852832214678988E-2,3.3401026691283572E-2]
[null,null,3,"7.6.3",2.6539488951724553E-2,3.4196733934622255E-2,2.9865851503703897E-2,3.0931049751854508E-2,4.1128915556386099E-2,2.1879234850516228E-2,2.9062722311227581E-2,2.3789199630635461E-2,3.2101727610757601E-2,3.8080344394780405E-2]
[null,null,4,"7.6.4",2.5458118889445023E-2,3.3869361219854954E-2,3.0189933815416851E-2,3.05139422299384E-2,4.1416968058705088E-2,2.0932484350954482E-2,2.9637230242298279E-2,2.4417319814436813E-2,3.3017928875917278E-2,3.7251572517851994E-2]
[null,null,5,"7.6.5",2.4423656791885521E-2,3.301371531612695E-2,3.1888512221956503E-2,3.2406088089211561E-2,4.3074950423047834E-2,2.1721742598037757E-2,3.0076130206939312E-2,2.8107068847297186E-2,3.5445160542719935E-2,4.5012903231860017E-2]
[null,null,6,"7.6.6",2.5329328304877132E-2,3.0569469277465313E-2,3.2827812952996784E-2,3.494435481199594E-2,4.4650844080547258E-2,2.3665168519661727E-2,2.4194564477308712E-2,3.3560983901076265E-2,4.2086817788418447E-2,5.6138175769822989E-2]
[null,null,7,"7.6.7",2.9414937609993738E-2,3.0129169091114592E-2,3.6967304386164385E-2,4.0282113260341333E-2,4.5090532262185797E-2,2.7113339071183587E-2,2.6655963266831294E-2,3.8961860330115679E-2,4.389847046513954E-2,6.2935931724060062E-2]
[null,null,8,"7.6.8",3.2905064082111989E-2,3.6084950887225208E-2,4.1059268693824924E-2,4.5093159290500714E-2,4.6267418352072549E-2,3.1033317936560157E-2,3.449828516033715E-2,4.4615139626261929E-2,4.7777389957110956E-2,5.2474727587144117E-2]
[null,null,9,"7.6.9",3.4339183365418857E-2,4.3869208501224666E-2,4.5112560786689564E-2,4.8037207695919973E-2,4.6885949919836203E-2,3.3694843247723254E-2,4.2060380708259591E-2,5.0587398886739458E-2,4.9651292194626807E-2,4.941948749257568E-2]
[null,null,10,"7.6.10",3.7063253257239963E-2,4.7956206552450621E-2,4.7747985036313945E-2,5.0350906164569068E-2,4.5238355952637407E-2,3.7252968427725554E-2,4.7328435216086255E-2,5.3414497346445274E-2,5.0301454274038801E-2,5.0283351906522486E-2]
[null,null,11,"7.6.11",4.0404049410002842E-2,5.088832265891758E-2,4.9175517841454741E-2,4.9836372068190797E-2,4.2676670334226743E-2,4.260650702219948E-2,5.2873453245947208E-2,5.5197255826448924E-2,5.0231185446152925E-2,3.929701078516893E-2]
[null,null,12,"7.6.12",4.3746827693225937E-2,5.2440109852428252E-2,4.9702218071654591E-2,5.2561576030724436E-2,4.2575754476257027E-2,4.4027861145135183E-2,5.5227731028488158E-2,5.720236148229757E-2,4.8897481088062175E-2,3.8788137721631116E-2]
[null,null,13,"7.6.13",4.7523084644770223E-2,5.2719205529127011E-2,5.000193082812121E-2,5.1546025775174538E-2,4.0543731616429067E-2,4.8123250023386847E-2,5.5210237274536375E-2,5.6942391752571493E-2,5.0350071080778679E-2,3.8987183092027838E-2]
[null,null,14,"7.6.14",4.937041549665553E-2,5.4711102520669262E-2,5.1136361141844437E-2,5.3750667372035058E-2,3.9464909667648984E-2,5.1350703976999715E-2,5.6424534706302709E-2,5.7719590423796534E-2,5.2467257833671177E-2,3.6232637873479828E-2]
[null,null,15,"7.6.15",5.1622893077756062E-2,5.5682028551638674E-2,5.1151956173138856E-2,5.0821415627612242E-2,3.7470890299893818E-2,5.3768221337955294E-2,5.8381450777847087E-2,5.7341713163108099E-2,5.2298552502241878E-2,3.2553050876985019E-2]
[null,null,16,"7.6.16",5.5490022237109006E-2,5.2929122250148411E-2,4.9233173698627251E-2,4.6751420479455651E-2,3.6946465388610586E-2,5.8602370589149161E-2,5.5770966050772738E-2,5.3667973126908568E-2,4.5110983649315838E-2,3.3105210991533067E-2]
[null,null,17,"7.6.17",5.6496215027937682E-2,5.0533819608672315E-2,4.9812681846057187E-2,4.5983090156603464E-2,3.8035559337927953E-2,6.4180376010452317E-2,5.4530842115683043E-2,5.0365856395911811E-2,4.1361475080027271E-2,3.2697862326535113E-2]
[null,null,18,"7.6.18",5.9335985337923093E-2,4.2626380752186992E-2,4.9366795043290591E-2,4.3295638991673921E-2,4.029251864011632E-2,6.3668634703465579E-2,5.0142971908193577E-2,4.749739430285832E-2,4.1522963071074559E-2,3.731337541727122E-2]
[null,null,19,"7.6.19",5.9638337602509542E-2,3.7589875355895259E-2,4.8174906747494528E-2,4.1904631074790477E-2,4.0305933349033297E-2,6.147674743479134E-2,4.3489321732272164E-2,4.3977617333310556E-2,4.050211037037587E-2,3.8625435959091237E-2]
[null,null,20,"7.6.20",5.6851093749719653E-2,3.5331897089184265E-2,4.5064569891417584E-2,3.9629233428226815E-2,3.9727587709717217E-2,5.9907728048121826E-2,3.9700154547402194E-2,4.1651936460376959E-2,3.7835503580903478E-2,3.7229366010469583E-2]
[null,null,21,"7.6.21",5.2042474727311633E-2,3.6533002597998208E-2,4.258523199386835E-2,3.7780929527461628E-2,3.9020361927682608E-2,5.6844633085589048E-2,4.0133306922868248E-2,3.7043138316742941E-2,3.6059035438544648E-2,4.2788874602354955E-2]
[null,null,22,"7.6.22",4.9741648636862916E-2,4.1402673430057581E-2,4.004509697193899E-2,3.8607228662118791E-2,4.174392612679844E-2,4.9999484343523477E-2,4.1275370460985762E-2,3.4334822659421865E-2,3.5524451046083316E-2,4.3386761356048187E-2]
[null,null,23,"7.6.23",4.4350699580235242E-2,3.8243736839662423E-2,3.5437649478792355E-2,3.6035836904017286E-2,4.1826596816675027E-2,4.1489216598707662E-2,3.6997708393528242E-2,3.0261605922594668E-2,3.3606041876211787E-2,4.3644982377103403E-2]
[null,null,24,"7.6.24",3.6849883176435991E-2,3.7877538506955487E-2,3.220213188777328E-2,3.3890625517578675E-2,4.1729696641634895E-2,3.3349778781635357E-2,3.498078146732287E-2,2.7303724971648971E-2,3.3809029574455585E-2,4.4148100514784371E-2]
["July","Saturday",1,"7.7.1",3.2160529509960581E-2,4.2440177727521324E-2,3.3943937177529068E-2,3.934019216987434E-2,3.9302195879382544E-2,2.7290792041655118E-2,3.890876683374702E-2,3.1755170054603037E-2,3.6710684279021681E-2,4.2542769421781222E-2]
[null,null,2,"7.7.2",2.7981525885389217E-2,4.1964429080770603E-2,3.2851654332710076E-2,3.779864157673176E-2,3.8524507979247252E-2,2.4544950538272943E-2,3.6471658387056592E-2,3.0980074081179958E-2,3.7082500498926252E-2,3.816505088294548E-2]
[null,null,3,"7.7.3",2.5281120094705387E-2,4.0948351702490053E-2,3.2013732433319335E-2,3.6592026386661612E-2,3.7914819041773656E-2,2.2022211694329247E-2,3.5896922154863641E-2,3.0267060168093791E-2,3.5904658400347275E-2,3.6799748845925871E-2]
[null,null,4,"7.7.4",2.3959209883286432E-2,3.9484742808346136E-2,3.2408913675211197E-2,3.6712986184208977E-2,4.0429405463414697E-2,2.1140465805483923E-2,3.5413094817196927E-2,3.0892197001543959E-2,3.7306187614858134E-2,3.9782072064477432E-2]
[null,null,5,"7.7.5",2.3851643651594607E-2,3.7829609323722056E-2,3.2377239392364948E-2,3.7169195362239664E-2,4.2254107920627074E-2,2.0610868688595855E-2,3.6420383370308958E-2,3.2956225050420132E-2,3.9013599557139331E-2,4.0985212042333241E-2]
[null,null,6,"7.7.6",2.4019864478770657E-2,3.4368139587865679E-2,3.3459498903521345E-2,3.5882594426743963E-2,4.4153033129246136E-2,2.0742494839790116E-2,2.7324453424523065E-2,3.5283799037214549E-2,4.4049657212216889E-2,4.8570099248042446E-2]
[null,null,7,"7.7.7",2.4966522590917185E-2,3.0069767996534189E-2,3.6196328339071368E-2,3.6482369775906472E-2,4.4382420193458082E-2,2.5353085803126899E-2,2.7750045064409104E-2,4.0211159529279797E-2,4.5778530727441119E-2,5.195224261651768E-2]
[null,null,8,"7.7.8",2.8782466893535301E-2,3.1543184461575446E-2,4.0140873498289341E-2,3.9109261784160944E-2,4.5413211982819598E-2,3.0563200000056554E-2,2.9504226693539699E-2,4.3893671497392511E-2,4.5671886622713945E-2,5.690942112284348E-2]
[null,null,9,"7.7.9",3.486720310365507E-2,3.5756187827820508E-2,4.1899845149778771E-2,4.0756073304306126E-2,4.4567187468236388E-2,3.5559948532823016E-2,3.5372470842547243E-2,4.6851125052666968E-2,4.5943917591099941E-2,5.3360056344087921E-2]
[null,null,10,"7.7.10",3.9091884926386142E-2,3.9610237357552369E-2,4.5154507974432635E-2,4.1628930506594705E-2,4.4893911138741818E-2,3.9665982891622174E-2,4.0836635456413063E-2,4.9140996001993793E-2,4.5786495847296257E-2,4.5144721424571356E-2]
[null,null,11,"7.7.11",4.2499024633710455E-2,4.228319142657995E-2,4.7678063905484604E-2,4.3429590958078523E-2,4.4257031119805113E-2,4.3501572648437452E-2,4.6381117928578144E-2,4.9568353960619628E-2,4.6394610622903336E-2,4.0969902577266314E-2]
[null,null,12,"7.7.12",4.6818513498175861E-2,4.2272683314904233E-2,4.6948245922093776E-2,4.3435242551474636E-2,4.3405034329673513E-2,4.7215184891844876E-2,4.6684177579934434E-2,5.0906965332500616E-2,4.6515304314041654E-2,3.9981423639640697E-2]
[null,null,13,"7.7.13",4.9398884526327409E-2,4.3307773044077125E-2,4.7802889374701403E-2,4.5005522077714119E-2,4.1251368598625063E-2,5.0144650928631039E-2,4.9281771728545934E-2,5.148748974831379E-2,4.7101404383382457E-2,3.4830281438561449E-2]
[null,null,14,"7.7.14",5.1316172674976922E-2,4.3988470597619303E-2,4.8346891754632963E-2,4.5297678058552074E-2,3.958697005673318E-2,5.2913995524057025E-2,4.9595752448419565E-2,5.2467018073761369E-2,4.7562053815004772E-2,3.3966577926524168E-2]
[null,null,15,"7.7.15",5.3140613867732528E-2,4.4660989744865015E-2,4.8916871160041689E-2,4.5747136722248519E-2,4.0129729310056317E-2,5.5568475383930525E-2,5.1984916204201433E-2,5.2224473239518517E-2,4.6935353759735683E-2,3.2367297326829421E-2]
[null,null,16,"7.7.16",5.5610206508309272E-2,4.6259118760104093E-2,4.8687746802309757E-2,4.5957894059311902E-2,4.0432764868410673E-2,5.9260775801018524E-2,5.0521433017006394E-2,5.0474574615479779E-2,4.3367201317961825E-2,3.3584695476013657E-2]
[null,null,17,"7.7.17",5.8092096265375412E-2,4.5934605463253619E-2,4.855016249318455E-2,4.6017392778676537E-2,4.0836726140960171E-2,6.156210844931035E-2,5.0791459436391267E-2,4.8374720150910419E-2,4.0778979871699608E-2,3.4726400476025807E-2]
[null,null,18,"7.7.18",6.0227866910052191E-2,4.4772457186857635E-2,4.8441894035455575E-2,4.5835364374710058E-2,4.1104272600382748E-2,6.2289882578022003E-2,4.6490148596138654E-2,4.6440059583082546E-2,4.0381940772253766E-2,3.8094219967313971E-2]
[null,null,19,"7.7.19",6.1013440248985459E-2,4.2683102461159424E-2,4.7408729662710862E-2,4.538072508373385E-2,3.9695820521175221E-2,6.3696675173077755E-2,4.3722077768088841E-2,4.3332527466449541E-2,3.9530668587735567E-2,4.297386556042531E-2]
[null,null,20,"7.7.20",5.5670410209522229E-2,4.2485370753549898E-2,4.6064142644076995E-2,4.5110390532953105E-2,4.1692369464719874E-2,6.3031502325242184E-2,4.3770352491287759E-2,4.2386727152347412E-2,3.9002758144003162E-2,4.2591851698197493E-2]
[null,null,21,"7.7.21",5.1182324151588209E-2,4.5491195733830488E-2,4.4684405398570257E-2,4.4341852325434444E-2,4.1802598146596169E-2,5.478662647202031E-2,4.6092099651029866E-2,3.9283494205597597E-2,3.8062652747767219E-2,4.5186050409666174E-2]
[null,null,22,"7.7.22",4.7787190901636287E-2,5.1246480352796261E-2,4.2378195379810857E-2,4.3261456054544158E-2,4.1675744716919309E-2,4.8571808104710845E-2,4.8545709712238254E-2,3.7461976870568389E-2,3.7581869263177733E-2,4.5093010913808837E-2]
[null,null,23,"7.7.23",4.4963881021239306E-2,4.6135872458047074E-2,3.8506336529410164E-2,4.0863218095774104E-2,4.1351978471324866E-2,3.8225870687507324E-2,4.3198766567320954E-2,3.3035333188310277E-2,3.7337052454296797E-2,4.1170305446168079E-2]
[null,null,24,"7.7.24",3.7317403564167927E-2,4.4463860828157821E-2,3.5138894061288617E-2,3.8844264849365408E-2,4.0942791457670519E-2,3.1736870196434071E-2,3.9041559826213407E-2,3.0324808938151614E-2,3.6200031594975417E-2,4.0252723130032621E-2]
["August","Sunday",1,"8.1.1",2.9862224806152311E-2,4.4460452967305976E-2,3.5426072456252997E-2,4.202488775549193E-2,4.258641621656465E-2,2.6220676705945363E-2,4.0264387404558247E-2,3.4956994925432354E-2,4.1172798669473425E-2,3.4477007030763868E-2]
[null,null,2,"8.1.2",2.6653890101212385E-2,4.2702887178168565E-2,3.4639760308384018E-2,4.1473613676669414E-2,3.9614127466007294E-2,2.3936741932293757E-2,3.8294853191683575E-2,3.4865622499385858E-2,4.2285183225558777E-2,3.831513899762392E-2]
[null,null,3,"8.1.3",2.5053138690203525E-2,4.1335777977893284E-2,3.3809110512444972E-2,4.0848508248004588E-2,4.0003939683322859E-2,2.1376728675500042E-2,3.7363162966883259E-2,3.4039972876509825E-2,4.1359079131506771E-2,3.936275386532416E-2]
[null,null,4,"8.1.4",2.3282372017413743E-2,4.1398370118590953E-2,3.3845466957060123E-2,4.0485107841323163E-2,4.0001351913624326E-2,2.0548989264553345E-2,3.6388793005835612E-2,3.4020878499142586E-2,4.1855546064256267E-2,4.3719749231636344E-2]
[null,null,5,"8.1.5",2.2818481787561126E-2,4.09667713031499E-2,3.4621983991598028E-2,4.0492449263680362E-2,4.2228441408267411E-2,2.0292785389828122E-2,3.7735464946624449E-2,3.3932093288350042E-2,4.078651054910952E-2,4.8213876499408545E-2]
[null,null,6,"8.1.6",2.2540476153836253E-2,4.0420964249324121E-2,3.7668406504999502E-2,4.0937773269847821E-2,4.7057964629736423E-2,2.0787716050179844E-2,3.4411683061837416E-2,3.4071310976769048E-2,4.2034962928141004E-2,5.7042187185305709E-2]
[null,null,7,"8.1.7",2.4202040288578301E-2,3.5111554528900975E-2,3.6756749628004425E-2,3.8650836780325791E-2,4.7658170365269183E-2,2.4749848208091577E-2,3.1179121709015101E-2,3.4480072767068798E-2,4.0196000280323788E-2,5.8648564677424311E-2]
[null,null,8,"8.1.8",2.7204676143770975E-2,3.1183834928634833E-2,4.1094818240646411E-2,3.7910521075805358E-2,4.7368575410824121E-2,2.9061406405665659E-2,3.2659070401051093E-2,3.7761645579678052E-2,4.151754395893785E-2,5.2343012596185332E-2]
[null,null,9,"8.1.9",3.3174436408121871E-2,3.2303516858690928E-2,4.3165549301739665E-2,3.8674696402986687E-2,4.71809228990486E-2,3.6088320577235343E-2,3.3861460516162303E-2,4.0565275923682753E-2,4.0924625410099988E-2,5.6155296804262907E-2]
[null,null,10,"8.1.10",3.7663804748472786E-2,3.631789698155051E-2,4.5809561244152384E-2,3.9908639335774806E-2,4.549024669600623E-2,4.0637348929620877E-2,4.1254095882942404E-2,4.289870722501906E-2,4.1993299683238915E-2,4.621778766430458E-2]
[null,null,11,"8.1.11",4.1795530293854556E-2,3.7328195110427516E-2,4.8780994589263327E-2,4.0694004677487142E-2,4.518081217387241E-2,4.2022453710887836E-2,4.7478291633350073E-2,4.6259682038168819E-2,4.2206673295858886E-2,4.0895578003591976E-2]
[null,null,12,"8.1.12",4.5528116079809049E-2,3.9819326440772886E-2,4.8644780627624624E-2,4.1029457624058775E-2,4.1933474871266307E-2,4.6455144505185827E-2,4.8660604502191521E-2,4.7935013234061512E-2,4.2014131305689956E-2,3.51893816713022E-2]
[null,null,13,"8.1.13",4.9057280310323699E-2,4.0918688343490751E-2,4.9938005895463169E-2,4.2592596609364083E-2,3.856004260880435E-2,4.9120326186967572E-2,4.8229255465874414E-2,5.0349978255548967E-2,4.167685168438718E-2,3.0014712405519072E-2]
[null,null,14,"8.1.14",5.2896579748893904E-2,4.1321035645614353E-2,4.7429012868182532E-2,4.32493202093173E-2,4.0040246876365933E-2,5.4399283429426182E-2,4.5480262695179505E-2,5.1165880271658339E-2,4.2825360441254692E-2,2.90472429375336E-2]
[null,null,15,"8.1.15",5.566646536699961E-2,4.1736421482490731E-2,4.6752531184969776E-2,4.4130541167943543E-2,4.0243308380437277E-2,5.9236559742320567E-2,4.525601481875359E-2,5.1613924006236503E-2,4.228614653757963E-2,3.2576155910905388E-2]
[null,null,16,"8.1.16",5.7395591623721341E-2,4.3908332895278027E-2,4.6829163542206904E-2,4.4135713533695206E-2,4.0966080298964244E-2,6.0567406181224782E-2,4.626957282104513E-2,5.185305921897037E-2,4.3343381480470893E-2,3.5523841261453901E-2]
[null,null,17,"8.1.17",6.1207212074158461E-2,4.4961136288754873E-2,4.7365817670772838E-2,4.4522890137783482E-2,4.046946376863645E-2,6.3377712187528204E-2,4.687385428757699E-2,5.1776645269849923E-2,4.3232721012074857E-2,3.6821953871985599E-2]
[null,null,18,"8.1.18",6.193227747760268E-2,4.398616954015707E-2,4.5905250325146904E-2,4.4035269527808056E-2,3.8340160601692527E-2,6.8186491089768264E-2,4.3203365794457875E-2,5.0382773941866771E-2,4.2819821397134764E-2,3.4514911294481788E-2]
[null,null,19,"8.1.19",6.2514041895322392E-2,4.288650274735558E-2,4.432021319515863E-2,4.3360359222469953E-2,3.6553736919804396E-2,6.5903680670003795E-2,4.1450534902733843E-2,4.4107683761472817E-2,4.1744885595860245E-2,3.863927683175173E-2]
[null,null,20,"8.1.20",6.039321025885723E-2,4.3204018867387506E-2,4.1012900647966311E-2,4.1955561369368809E-2,3.7980617448123456E-2,5.83803725245675E-2,4.2360713792245132E-2,4.1831736010321308E-2,4.1258413025327151E-2,4.2111203303378274E-2]
[null,null,21,"8.1.21",5.602517329017237E-2,5.0216383182557119E-2,4.0786979951238263E-2,4.2523520499003153E-2,3.9132057338075794E-2,5.2608336498747778E-2,4.7996496582877621E-2,4.1785257234878713E-2,4.0979172953281046E-2,4.9049938737342202E-2]
[null,null,22,"8.1.22",4.8363885436058442E-2,5.0896628828551865E-2,4.0594292928789605E-2,4.2677440092742193E-2,4.0613006569641508E-2,4.5643559414058843E-2,4.8017010291022802E-2,3.890652476920628E-2,4.2015215031713432E-2,3.8060217645067951E-2]
[null,null,23,"8.1.23",4.1308877879798679E-2,4.7230397311773385E-2,3.8266946970515484E-2,4.1991684504376403E-2,4.0872685338026245E-2,3.7547682318901841E-2,4.4376855898246005E-2,3.6207512664555318E-2,3.991760310629594E-2,4.1968173255618905E-2]
[null,null,24,"8.1.24",3.346021711910413E-2,4.5384736223178401E-2,3.6535630457419054E-2,4.1694607174671952E-2,3.9924150117618053E-2,3.2850429401497003E-2,4.093507342785184E-2,3.4231754762165952E-2,3.955407323242479E-2,4.1092038317827859E-2]
["August","Monday",1,"8.2.1",2.9799398439990674E-2,3.2516106329341231E-2,2.8959336148547361E-2,2.8384160372572718E-2,3.644174669090499E-2,2.7380921116542299E-2,2.941178349361143E-2,2.3019789107815367E-2,3.1071293889861684E-2,4.1695797408693128E-2]
[null,null,2,"8.2.2",2.7010200202022855E-2,3.089324232618916E-2,2.8588378099178951E-2,2.7640352870023949E-2,3.6707543852928612E-2,2.4505128359486521E-2,2.7356369749149293E-2,2.2454259709503578E-2,3.1260037015568766E-2,3.7454990161374345E-2]
[null,null,3,"8.2.3",2.4846149327746658E-2,3.0154311416419905E-2,2.8654949898468868E-2,2.7029991308622953E-2,3.6240464507848569E-2,2.3089155167266003E-2,2.6725276012719731E-2,2.1819103828360019E-2,3.1218094098744969E-2,3.830520641239564E-2]
[null,null,4,"8.2.4",2.3844612300961084E-2,3.051383402008925E-2,2.9373963627137067E-2,2.6824721075085028E-2,3.7457222321044904E-2,2.231833998108056E-2,2.6635775446462447E-2,2.2600606458530067E-2,3.1752488424132828E-2,4.0146106496322491E-2]
[null,null,5,"8.2.5",2.3864490191041997E-2,3.0000428768433229E-2,3.0572116754948041E-2,2.8251583974916339E-2,3.9369194457856103E-2,2.2576564958761512E-2,2.6570856188252036E-2,2.6666917946457626E-2,3.4067283995867684E-2,4.4097641475192566E-2]
[null,null,6,"8.2.6",2.5493901697547266E-2,3.0686335678502347E-2,3.1965354905327335E-2,3.1769119275918391E-2,4.4502440077114555E-2,2.48206077142413E-2,2.6802687023238847E-2,3.4516439018665995E-2,4.2071485089104139E-2,5.947488367212575E-2]
[null,null,7,"8.2.7",2.8209104920382609E-2,3.0115180167732909E-2,3.6301428658780693E-2,3.7266431198153843E-2,4.8158630234351338E-2,2.9198123347117265E-2,2.7183590834167284E-2,3.9880038628148227E-2,4.6553992625603925E-2,6.0334026520077348E-2]
[null,null,8,"8.2.8",3.1003669418921777E-2,3.6540264243393149E-2,4.3016546303793632E-2,4.4549031847378191E-2,4.9593889396066231E-2,3.0122651413275327E-2,3.5346075598902051E-2,4.6332683852505857E-2,5.3606165079763346E-2,5.2621109919588203E-2]
[null,null,9,"8.2.9",3.3805469572083802E-2,4.5003864364036715E-2,4.6752023244808955E-2,4.7637882207117038E-2,4.7448813755003143E-2,3.1725096977019009E-2,4.2955658372245659E-2,5.1639220968704075E-2,5.3485154096764957E-2,4.9119862806626488E-2]
[null,null,10,"8.2.10",3.7277693079768984E-2,4.8489187843940941E-2,4.8118163835466826E-2,5.0057415956737558E-2,4.401541077381186E-2,3.673095126345121E-2,4.6631238195974256E-2,5.3556965353412533E-2,5.2576107500829423E-2,4.2505843973528086E-2]
[null,null,11,"8.2.11",4.0749264132275392E-2,5.2297708469718387E-2,5.0102384096687061E-2,4.9862754153794764E-2,4.2320119457012209E-2,3.9612142390826915E-2,5.3780376871908606E-2,5.5463931683469199E-2,5.2906927533975662E-2,4.0376766392474166E-2]
[null,null,12,"8.2.12",4.3179989566215361E-2,5.418866170639159E-2,5.134825678148925E-2,5.3012298649233756E-2,4.3435534516651587E-2,4.2153025176829825E-2,5.5556122048110806E-2,5.830853881201209E-2,5.132717213297492E-2,3.3282227162354419E-2]
[null,null,13,"8.2.13",4.6279686825179682E-2,5.5250571836527984E-2,5.1832241247520131E-2,5.4474291106117873E-2,4.1903559778001725E-2,4.7677676918421022E-2,5.6524824317580664E-2,5.869076634691188E-2,5.3500552059472795E-2,2.9028956364604661E-2]
[null,null,14,"8.2.14",4.9164242487166492E-2,5.6130105558756638E-2,5.2269486774888026E-2,5.7082689702071802E-2,4.020504460863758E-2,5.0056379999340421E-2,5.744448226406576E-2,5.8481799475030065E-2,5.4415266617141286E-2,2.6731536639553952E-2]
[null,null,15,"8.2.15",5.0076972300070383E-2,5.6864133144638902E-2,5.3911041856376178E-2,5.5915936245303097E-2,3.9459120980567003E-2,5.4647702748567943E-2,6.0087883736043693E-2,5.8860804833684E-2,5.6531872460280824E-2,3.0673639742422203E-2]
[null,null,16,"8.2.16",5.3874019518856481E-2,5.6045999933750652E-2,5.1525075611765711E-2,5.1326543667227796E-2,4.1727992560106848E-2,5.8550645360664733E-2,6.0259763623397432E-2,5.5717996533737657E-2,4.8978085392755749E-2,3.2263416127800572E-2]
[null,null,17,"8.2.17",5.8666346792573425E-2,5.2235109368094494E-2,5.0834105246295294E-2,4.8705739584129812E-2,4.2063121516105806E-2,6.034611343581487E-2,5.8052130306294698E-2,5.0752785296605318E-2,3.8134802267486993E-2,3.1941553359238428E-2]
[null,null,18,"8.2.18",6.2212176774666644E-2,4.1948657731430361E-2,4.8035246463214325E-2,4.3376017677471367E-2,4.0614473884328928E-2,6.5239973518443864E-2,4.9296098037921891E-2,4.5281917191868915E-2,3.5684070080190325E-2,4.00537246394118E-2]
[null,null,19,"8.2.19",6.2011601789376668E-2,3.6975298034922131E-2,4.6373742471592906E-2,4.2180801163750635E-2,3.9571045556070952E-2,6.5348213480998521E-2,4.3012462723179781E-2,4.2462525465808046E-2,3.4730718916708932E-2,3.9550466684171774E-2]
[null,null,20,"8.2.20",6.0910151148756406E-2,3.562462298887447E-2,4.2367081044251985E-2,3.8306753031272095E-2,3.916051637773995E-2,6.0821337074515341E-2,3.7593904914437537E-2,3.9734840872201652E-2,3.3829418535141743E-2,4.1481138016473108E-2]
[null,null,21,"8.2.21",5.8240403525200685E-2,4.000534789191941E-2,4.1197748811331023E-2,3.692539624082436E-2,3.9039830508796003E-2,5.7156124975578759E-2,4.0938027446793007E-2,3.7624402854558411E-2,3.2653033077468946E-2,4.5400671987479851E-2]
[null,null,22,"8.2.22",5.0729746375460294E-2,4.2484958781569777E-2,3.9303495929871098E-2,4.2313551470105307E-2,4.3422108118912381E-2,5.0655528767779165E-2,4.0463009638356917E-2,3.6165668716220539E-2,3.4554634238872096E-2,5.0878907680966118E-2]
[null,null,23,"8.2.23",4.3294172887976476E-2,3.8184471325797761E-2,3.5727865578835609E-2,3.9448347696356106E-2,4.3688322485385525E-2,4.1082143246917009E-2,3.7527495163053932E-2,3.1861253390591149E-2,3.3024095638919101E-2,4.6368112983095212E-2]
[null,null,24,"8.2.24",3.5456536725758159E-2,3.6851598069528702E-2,3.2869966609423706E-2,3.765818952581533E-2,4.3453853584753378E-2,3.418545260706074E-2,3.3844107994132379E-2,2.8106743655197768E-2,3.2067249232369054E-2,4.6213413374029629E-2]
["August","Tuesday",1,"8.3.1",3.0711202310471968E-2,3.3653861058818665E-2,3.1396032530741788E-2,3.3648067389960901E-2,4.0249181502669637E-2,2.7714616143678646E-2,3.1651242931317491E-2,2.6830805636483025E-2,3.2040872341583863E-2,3.7310191122994961E-2]
[null,null,2,"8.3.2",2.7267330754521393E-2,3.1690647594482708E-2,3.0973383917472723E-2,3.2622501742250398E-2,3.8326380805966856E-2,2.450987654458725E-2,2.9234997729168894E-2,2.5392154877201048E-2,3.1937272413933987E-2,3.4151043179600042E-2]
[null,null,3,"8.3.3",2.5737560153880127E-2,3.0535684996038898E-2,2.9781385420408712E-2,3.1043296155825024E-2,3.8673592962644505E-2,2.2228568007175108E-2,2.7887145087323779E-2,2.3504324415659347E-2,3.0757006935817011E-2,3.3430901202212863E-2]
[null,null,4,"8.3.4",2.5317116709157917E-2,3.0567914240079219E-2,3.0148059724095948E-2,3.0664648527971031E-2,3.9632979698175037E-2,2.096033353667117E-2,2.7686215590213371E-2,2.367736457944291E-2,3.1082997600689832E-2,3.4196672010123198E-2]
[null,null,5,"8.3.5",2.5326578331360209E-2,3.0177574955320682E-2,3.1041748690491949E-2,3.0926725956889514E-2,4.1123016904297774E-2,2.1747211447403981E-2,2.7655272959106816E-2,2.6447533586966731E-2,3.2231654722010158E-2,3.705099189676226E-2]
[null,null,6,"8.3.6",2.6213823473649724E-2,3.0813149367981626E-2,3.2940611831005343E-2,3.4806754341486328E-2,4.4530194922437628E-2,2.5494271768722737E-2,2.6395947394086468E-2,3.4839038397046461E-2,4.2266222941949226E-2,5.0931617872431403E-2]
[null,null,7,"8.3.7",2.8884466130794637E-2,3.0186374343685353E-2,3.6866726252109912E-2,4.0668804937885113E-2,4.6906947395979573E-2,2.9431567260617089E-2,2.7702047244445947E-2,3.9089790372216049E-2,4.6523821425804857E-2,4.8946534837497654E-2]
[null,null,8,"8.3.8",3.1652097807405438E-2,3.5631493910684736E-2,4.3226272082945459E-2,4.5489506051456602E-2,4.8892006824224558E-2,3.1169404808585714E-2,3.6960426536846794E-2,4.5124330300811914E-2,5.3266025460484222E-2,4.6166914992802018E-2]
[null,null,9,"8.3.9",3.2822899636016201E-2,4.4276530185602597E-2,4.50508561619078E-2,4.8479501511411817E-2,4.5874707785777291E-2,3.3803231328933897E-2,4.4526818124840294E-2,5.0321665581566845E-2,5.3827710678425726E-2,4.3586902206047135E-2]
[null,null,10,"8.3.10",3.4274456623749262E-2,4.943948885553507E-2,4.8905529916545162E-2,5.1783419914245531E-2,4.2191574107899685E-2,3.6666393456581257E-2,4.9300980158403951E-2,5.3834105412136402E-2,5.2865873098769132E-2,4.5688041179485432E-2]
[null,null,11,"8.3.11",3.7369449340721006E-2,5.3338646915016899E-2,5.0442659877874406E-2,5.0701350329016216E-2,4.066039389386969E-2,4.0316347008704581E-2,5.3503714789564075E-2,5.5258187241966142E-2,5.1463311236733096E-2,4.1129507363524206E-2]
[null,null,12,"8.3.12",4.1209031069605606E-2,5.3623090112214375E-2,5.0489968393485983E-2,5.2701896625087209E-2,3.9778685447518558E-2,4.3631339288033193E-2,5.481634723146446E-2,5.564096290547043E-2,4.9566715475630754E-2,4.2866455019091247E-2]
[null,null,13,"8.3.13",4.5170497711375886E-2,5.5394313323370289E-2,5.2577509502715038E-2,5.3655941769924713E-2,3.973115692868389E-2,4.5406651331096573E-2,5.6496153163745705E-2,5.8028542394244466E-2,5.3712505294399762E-2,3.5427200688796956E-2]
[null,null,14,"8.3.14",4.7438692485713814E-2,5.6506070529168971E-2,5.2269503087617755E-2,5.4826302182838613E-2,3.8592975887186021E-2,4.9015714180979421E-2,5.8093406666981595E-2,5.7579362691984742E-2,5.3893569284527383E-2,3.296263342140919E-2]
[null,null,15,"8.3.15",5.0869546919243891E-2,5.6885486435267911E-2,5.2629996641193867E-2,5.1537290735392975E-2,4.0004210083454644E-2,5.2332453482696474E-2,6.0945475689832371E-2,5.7464759571463998E-2,5.4789831317993934E-2,3.0867674941737405E-2]
[null,null,16,"8.3.16",5.4151706046350993E-2,5.632448914768267E-2,5.1096492874400296E-2,4.7050132748629916E-2,4.0539178030185252E-2,5.7103917570571296E-2,5.9933226220529878E-2,5.5392087368703422E-2,4.8932095153797289E-2,3.3754118135483908E-2]
[null,null,17,"8.3.17",5.7790775303470356E-2,5.1565339291024984E-2,4.9537443551852224E-2,4.4864729244750053E-2,3.83503990345688E-2,6.4477632046416961E-2,5.5335141939033113E-2,4.9639010718562436E-2,3.9512710475094359E-2,3.8166075056068907E-2]
[null,null,18,"8.3.18",6.1645709992756662E-2,4.2221721288858954E-2,4.8369762570220735E-2,4.0994291732186015E-2,3.9475591366339345E-2,6.8719177541297249E-2,4.8652812241137336E-2,4.6597852177436956E-2,3.8196670592707635E-2,3.5716844569509153E-2]
[null,null,19,"8.3.19",6.4682328935875638E-2,3.6217121570199282E-2,4.4732880608158929E-2,3.9005418897503488E-2,3.9486149228156804E-2,6.6998697785079178E-2,3.9976786749802769E-2,4.2414013036685114E-2,3.6345458770767045E-2,4.1039470540752764E-2]
[null,null,20,"8.3.20",6.2238887177809545E-2,3.559861823481552E-2,4.2082543680235722E-2,3.8140322240147094E-2,4.0528910418864479E-2,6.0118249026573388E-2,3.5552246225789425E-2,4.0301394169608748E-2,3.4945821861150993E-2,4.5374667254805504E-2]
[null,null,21,"8.3.21",5.7487445305124771E-2,4.0067981937322687E-2,4.0841991249309061E-2,3.7313205436040491E-2,4.1150554420172201E-2,5.8161428276250975E-2,3.9900115977909892E-2,3.8397356704775211E-2,3.4358661251164435E-2,5.602617599345143E-2]
[null,null,22,"8.3.22",5.2560937550074301E-2,4.0641472509437671E-2,3.7890135666480189E-2,3.7471043787208468E-2,4.3764187580333631E-2,4.9708979367293696E-2,3.8323669127446634E-2,3.4783356296150245E-2,3.3456454959554037E-2,5.2917006116933875E-2]
[null,null,23,"8.3.23",4.3982228841152597E-2,3.8233184134668481E-2,3.4896028545403385E-2,3.6664698071675703E-2,4.6644306977777952E-2,3.8149338708350411E-2,3.6505562885283414E-2,3.1554129504727878E-2,3.2916376648198895E-2,5.3002846308135461E-2]
[null,null,24,"8.3.24",3.5195231389718161E-2,3.6409745062721897E-2,3.1812477223327612E-2,3.4940149670216476E-2,4.4892717792816221E-2,3.2134600083699665E-2,3.2964247335725547E-2,2.7887872058689506E-2,3.1110360058812299E-2,4.9289514090343108E-2]
["August","Wednesday",1,"8.4.1",3.0832409707313307E-2,3.370521895183496E-2,3.0392836642049129E-2,3.2842383779709966E-2,4.1041188566056215E-2,2.6075881790928963E-2,3.0809591872231701E-2,2.6098547296283397E-2,3.078639211198957E-2,4.5082957720589033E-2]
[null,null,2,"8.4.2",2.7781062372614525E-2,3.2582199546301205E-2,3.0098858504373889E-2,3.1874811388132522E-2,3.9203537141564507E-2,2.4063874878059891E-2,2.9009759843779313E-2,2.4950407171588321E-2,3.1236946312527606E-2,4.4030215228153709E-2]
[null,null,3,"8.4.3",2.5144748146797593E-2,3.0913891685109513E-2,2.974179285197252E-2,3.1036026444428818E-2,3.8401959016310466E-2,2.2959242602744553E-2,2.84797280299523E-2,2.3594599136834E-2,3.0844987747284672E-2,4.3683163590871751E-2]
[null,null,4,"8.4.4",2.4413595185661646E-2,3.0223702946029132E-2,2.934315674549421E-2,2.9036897740416852E-2,3.9979961569376679E-2,2.0721192361892474E-2,2.742043557860693E-2,2.3374332977827914E-2,3.068788350772533E-2,4.3821638777543359E-2]
[null,null,5,"8.4.5",2.5199319833945317E-2,2.9900161146206576E-2,3.0568799406908209E-2,2.9568330374281894E-2,4.2776180184728355E-2,2.2511949188419783E-2,2.7697334611367218E-2,2.6531185696822522E-2,3.2965092947680324E-2,4.3450980143781008E-2]
[null,null,6,"8.4.6",2.6800294540386745E-2,3.0542829034068634E-2,3.2214445411245941E-2,3.2605025835898561E-2,4.5255762148000339E-2,2.6306875802796906E-2,2.7130987404096921E-2,3.4133841013620388E-2,4.0957688572973598E-2,5.2607256013414538E-2]
[null,null,7,"8.4.7",2.8745307182360638E-2,2.9778469324420388E-2,3.6593495714111537E-2,3.7595880943572135E-2,4.6857350552868396E-2,2.9457067682470021E-2,2.7193546161013063E-2,3.8186992028411804E-2,4.5100900079910862E-2,5.6469590949768486E-2]
[null,null,8,"8.4.8",3.1079856899418258E-2,3.5060959355723752E-2,4.1755694417493688E-2,4.3502563973948978E-2,4.672670811073476E-2,3.1514864047879093E-2,3.454594108759837E-2,4.3764580425786591E-2,5.1684086680400636E-2,5.2113380373632535E-2]
[null,null,9,"8.4.9",3.274920934369769E-2,4.2916900239421192E-2,4.529980324509314E-2,4.7052059689403146E-2,4.4532133217935352E-2,3.1830798150218075E-2,4.1361573934390335E-2,5.0980618511463079E-2,5.2716822957864277E-2,4.7039747416653274E-2]
[null,null,10,"8.4.10",3.5414831474184248E-2,4.8599310897006531E-2,4.882493049856873E-2,5.0765421996360624E-2,4.293402134035601E-2,3.3008536107353707E-2,4.7801316753167337E-2,5.3681027927460843E-2,5.4052256172568973E-2,4.4359201755324137E-2]
[null,null,11,"8.4.11",3.8950887313771901E-2,5.19754991893987E-2,4.9197698880019125E-2,4.8372062729595593E-2,4.1613895311470091E-2,3.778152892670162E-2,5.1407010006666934E-2,5.3595475595658588E-2,5.1407054820132636E-2,4.0534436490198139E-2]
[null,null,12,"8.4.12",4.1037676483768985E-2,5.3803772703625644E-2,5.0388184715771438E-2,5.1363078807918905E-2,4.1728245792387993E-2,4.3733081901568875E-2,5.4110497085993477E-2,5.6741897506385371E-2,5.2020374674268191E-2,3.6657203235943438E-2]
[null,null,13,"8.4.13",4.5925335469612923E-2,5.4674434180757348E-2,5.1217110173009256E-2,5.1544758173290205E-2,4.0199698544183746E-2,4.317334848487512E-2,5.5114194736179539E-2,5.7506573040946751E-2,5.4419398872944572E-2,2.9464122619345966E-2]
[null,null,14,"8.4.14",4.7919205678956182E-2,5.7396110087798775E-2,5.2783009363655459E-2,5.4669643257676578E-2,4.0119193078929478E-2,4.7627004700062078E-2,5.9219984141343447E-2,5.9161315479352737E-2,5.5015640128064959E-2,3.0177010729523848E-2]
[null,null,15,"8.4.15",4.9533728379065646E-2,5.8036998703560001E-2,5.3522656882854194E-2,5.3570660678514792E-2,3.8657586022833361E-2,5.5015926638701945E-2,6.252963916824103E-2,5.8745043718941035E-2,5.5908256408083785E-2,2.9609219280640121E-2]
[null,null,16,"8.4.16",5.5130594419567761E-2,5.7331536796665264E-2,5.0985793127326352E-2,4.9298982655658366E-2,3.8526125574278855E-2,5.8230704825453443E-2,6.1575881026284238E-2,5.5955264319945006E-2,4.9721934931670042E-2,2.9097998256249057E-2]
[null,null,17,"8.4.17",5.8978980359711365E-2,5.3164858170779185E-2,5.0256028243107098E-2,4.6825356625666142E-2,3.9568027169265267E-2,6.2405425865568694E-2,5.7704202053240568E-2,5.0677730991572967E-2,3.9657733552908137E-2,2.8729786689195035E-2]
[null,null,18,"8.4.18",6.2473743389210398E-2,4.2297090153730281E-2,4.8465208347785123E-2,4.280699154652743E-2,4.0366708188445365E-2,6.945303051347014E-2,4.8377081658994674E-2,4.6038570518193586E-2,3.7727285722791319E-2,3.4335728627787193E-2]
[null,null,19,"8.4.19",6.2057902930501806E-2,3.6649784404820307E-2,4.6594952812117896E-2,4.1902037065541124E-2,4.0416129409706458E-2,6.8097776426573456E-2,4.0921442582967649E-2,4.3555841110391701E-2,3.6707759411416761E-2,3.9991331626048482E-2]
[null,null,20,"8.4.20",5.9966612508730935E-2,3.6061949267393804E-2,4.3376861451923078E-2,4.0689347791841669E-2,4.1600295954723081E-2,6.2877761343431565E-2,3.6966523306548822E-2,4.1215313052139359E-2,3.5520089103108415E-2,3.9095345348047025E-2]
[null,null,21,"8.4.21",5.7392866051222534E-2,4.0693251684571323E-2,4.2474326210878918E-2,3.950479832962079E-2,4.0605838732147313E-2,5.8175311396048333E-2,4.1270154488347782E-2,3.8609532125787285E-2,3.4018399029482664E-2,4.6412002833415358E-2]
[null,null,22,"8.4.22",5.196765954191996E-2,4.0176418595138964E-2,3.9168368717642073E-2,3.9811057831246693E-2,4.1322787276441827E-2,5.0966048551041976E-2,3.9437208616581919E-2,3.4694222949179648E-2,3.3344124617536101E-2,4.8687774872165961E-2]
[null,null,23,"8.4.23",4.452490424821838E-2,3.7597058481388147E-2,3.4856779643758842E-2,3.8129389913041427E-2,4.3208223909352889E-2,4.1193468536510222E-2,3.6833109805153898E-2,3.0920216126839917E-2,3.2028128924362471E-2,4.6062792019626056E-2]
[null,null,24,"8.4.24",3.5979268539361162E-2,3.5917594454250433E-2,3.187920799284006E-2,3.5632432427706771E-2,4.4358443187903267E-2,3.2819299277229014E-2,3.308285604725264E-2,2.7286871278567479E-2,3.1470762712304201E-2,4.8487115402082573E-2]
["August","Thursday",1,"8.5.1",3.3035611540322266E-2,3.496022063895874E-2,3.0959465147802637E-2,3.4303276605358639E-2,4.3426133264762176E-2,2.929314973852179E-2,3.1706728625970709E-2,2.6324626260821306E-2,3.2353794971984665E-2,4.582943505369378E-2]
[null,null,2,"8.5.2",2.9470933915413909E-2,3.4203485424494515E-2,3.0530694855236028E-2,3.3408021579096558E-2,4.1159584864675039E-2,2.5248403053475896E-2,2.956905037664509E-2,2.5325563294578014E-2,3.1986247296765948E-2,4.3957846221130713E-2]
[null,null,3,"8.5.3",2.7067734557391039E-2,3.2538461023626043E-2,2.9969543434076731E-2,3.2198068379992242E-2,4.2349998713751183E-2,2.3704478273617238E-2,2.9090771199179178E-2,2.3934426612103689E-2,3.1122901921753661E-2,4.0527932688901994E-2]
[null,null,4,"8.5.4",2.6439170392364379E-2,3.1963941923767829E-2,2.9923656997059844E-2,3.1647176995947955E-2,4.0915548138037543E-2,2.2959817498099475E-2,2.800586450801601E-2,2.4195826001420891E-2,3.0846588395753462E-2,4.2472669792239945E-2]
[null,null,5,"8.5.5",2.7013150937113165E-2,3.1368449702774984E-2,3.1126941970944864E-2,3.2414002246254875E-2,4.2692351231031815E-2,2.3145831452013977E-2,2.8970821818163923E-2,2.7310173292645495E-2,3.3171062493856283E-2,4.1125320105125013E-2]
[null,null,6,"8.5.6",2.8940736198883266E-2,3.2305256298491784E-2,3.2922517767470759E-2,3.5416364811471424E-2,4.6874655348683736E-2,2.7483356303260886E-2,2.7535080965639985E-2,3.4743297955983812E-2,4.266041236606704E-2,5.2078488864523223E-2]
[null,null,7,"8.5.7",3.0893752500593032E-2,3.0775619537753488E-2,3.6692813498174444E-2,4.0180069399109647E-2,4.8644878887943256E-2,3.2835376433397317E-2,2.8616316717566832E-2,3.8949290334802981E-2,4.6756963899537998E-2,5.8848050370550763E-2]
[null,null,8,"8.5.8",3.2544987950564847E-2,3.6761354776111546E-2,4.2386102037457657E-2,4.3968295572265892E-2,4.9083147276676883E-2,3.6859382704485903E-2,3.7361185883274389E-2,4.5302570985418664E-2,5.2939920623218319E-2,5.5553594405335929E-2]
[null,null,9,"8.5.9",3.4378079385827806E-2,4.4165707185892453E-2,4.5221962595958447E-2,4.712929604383833E-2,4.7476765411566466E-2,3.6313873221071657E-2,4.4158304661087638E-2,5.147932257365511E-2,5.1594600904354672E-2,4.9088057250634282E-2]
[null,null,10,"8.5.10",3.7649026649454388E-2,4.857929898840687E-2,4.729940552337232E-2,4.9722085200313376E-2,4.4270500338927925E-2,3.654792546903491E-2,4.8751437648395547E-2,5.3123862732291798E-2,5.0322468175562768E-2,4.8649345314092159E-2]
[null,null,11,"8.5.11",4.0114712119918725E-2,5.1817544580572972E-2,4.8813807946562447E-2,4.7546692815692605E-2,4.414206421417937E-2,3.7728672679753578E-2,5.3334960847126689E-2,5.4232808621826729E-2,5.1927820578983583E-2,4.1562018243119496E-2]
[null,null,12,"8.5.12",4.080584564642642E-2,5.4326893381651406E-2,5.0557394114632503E-2,5.1564464602492664E-2,4.4056044638712676E-2,4.038477508425168E-2,5.6185512432654364E-2,5.7212240099210207E-2,5.2263574535535241E-2,4.1352997799747389E-2]
[null,null,13,"8.5.13",4.2847512925384627E-2,5.3964659773565515E-2,5.1342366722295245E-2,5.0479232995671558E-2,4.2339185594703496E-2,4.6301894941162103E-2,5.6208422168621375E-2,5.7057709945104701E-2,5.4315958910842427E-2,3.3612430017538997E-2]
[null,null,14,"8.5.14",4.5002707227933827E-2,5.5173394847878414E-2,5.2177271123512378E-2,5.3485936849089415E-2,4.0151160393286908E-2,4.8229252242502192E-2,5.9113076863836253E-2,5.848521382649649E-2,5.5084307111963035E-2,2.8478842913999661E-2]
[null,null,15,"8.5.15",4.863696563343365E-2,5.4764990196143622E-2,5.2035505517760851E-2,5.0175568930340961E-2,3.854351115512103E-2,4.978584383621449E-2,6.041078271324346E-2,5.6737964742792107E-2,5.4607478128379044E-2,2.9908225277246743E-2]
[null,null,16,"8.5.16",5.2918664152858119E-2,5.3356870362842639E-2,4.9795043628232748E-2,4.6198903716196969E-2,3.9157863502411884E-2,5.1793264960969157E-2,5.7516487370114333E-2,5.4622984830748178E-2,4.7113299297159149E-2,2.9321203000607213E-2]
[null,null,17,"8.5.17",5.6076734968721453E-2,4.9699604227719935E-2,4.9762376085115918E-2,4.5027027232358234E-2,3.9391383729227437E-2,5.8886845029098245E-2,5.4395766188539321E-2,4.9441420017352543E-2,3.8133340091418458E-2,2.7656561583499547E-2]
[null,null,18,"8.5.18",5.8974097542332342E-2,4.1159858002270115E-2,4.8908683979377018E-2,4.1938110233628242E-2,3.719227575492156E-2,6.4136843533503032E-2,4.5544728078635591E-2,4.6097758460409234E-2,3.7124695886169276E-2,3.0067907656201463E-2]
[null,null,19,"8.5.19",5.9318585151369535E-2,3.6324303384409708E-2,4.6825761304810955E-2,4.0833388051653381E-2,3.5383545647083209E-2,6.469212946699654E-2,3.880519115397435E-2,4.2502012550032164E-2,3.615944165929421E-2,3.4568036657767247E-2]
[null,null,20,"8.5.20",5.7920713528381483E-2,3.5701058960476623E-2,4.3648032962258831E-2,3.9214991987609971E-2,3.5893757680752619E-2,5.8700166366202039E-2,3.5719142089584328E-2,3.996358409501255E-2,3.4692476408139182E-2,3.8249023485392497E-2]
[null,null,21,"8.5.21",5.637167706602364E-2,4.1018596594915711E-2,4.2727505753957173E-2,3.9277759779520451E-2,3.6306139300693763E-2,5.7284403452928651E-2,4.0253309414185166E-2,3.888213684081978E-2,3.4350348348569738E-2,4.3324625036633362E-2]
[null,null,22,"8.5.22",5.1475119640123898E-2,4.0936654847748874E-2,3.8703083819351523E-2,3.9549859061887419E-2,3.8370177665748011E-2,5.1543244760164461E-2,3.8498734996261115E-2,3.5049121339960798E-2,3.4612454536518233E-2,4.5092266326516334E-2]
[null,null,23,"8.5.23",4.4662927814578958E-2,3.7971868146923542E-2,3.5055409735999424E-2,3.8064414949008862E-2,4.0880547069399371E-2,4.0298751285922474E-2,3.6635147136722168E-2,3.1185400720819389E-2,3.3107014277990766E-2,4.9572198113236605E-2]
[null,null,24,"8.5.24",3.7440552554585269E-2,3.6161907192602559E-2,3.261465347857935E-2,3.6256991961200455E-2,4.1298780177702971E-2,3.5842318213352486E-2,3.3613176142562061E-2,2.7840683865693206E-2,3.2752829180182838E-2,4.910292382226545E-2]
["August","Friday",1,"8.6.1",3.2586708902416786E-2,3.5551986892752296E-2,3.2045472055394777E-2,3.4347514563853869E-2,4.4967732066230739E-2,2.8716676812423899E-2,3.2493813148794334E-2,2.738716609608766E-2,3.2068972668410071E-2,4.86873300552308E-2]
[null,null,2,"8.6.2",2.9864514098100987E-2,3.4141079096475874E-2,3.1713410813201996E-2,3.3769848458149052E-2,4.3016703728194029E-2,2.5651814024650835E-2,3.0519703312340454E-2,2.6479897900137928E-2,3.2754257817052664E-2,4.0831548120654461E-2]
[null,null,3,"8.6.3",2.7466379520758824E-2,3.2729580453783866E-2,3.1250586868776423E-2,3.2689685408159648E-2,4.2670037336758573E-2,2.5603719857239093E-2,2.9601200248157523E-2,2.4916913223798635E-2,3.1925181401598286E-2,3.9050830600646937E-2]
[null,null,4,"8.6.4",2.6644025718488375E-2,3.2820581949829286E-2,3.1310089033581609E-2,3.2355691526390833E-2,4.3394869022120294E-2,2.3232607000667097E-2,2.9089282614269532E-2,2.5649197087993597E-2,3.203667894057901E-2,3.7756288309462559E-2]
[null,null,5,"8.6.5",2.5766648568517191E-2,3.3332355278134711E-2,3.2943830921090392E-2,3.4137707256598988E-2,4.5136350836977E-2,2.3357506629393766E-2,3.0760889453715645E-2,2.9181511988169258E-2,3.4491537933689656E-2,4.4395331220122132E-2]
[null,null,6,"8.6.6",2.8034448494834645E-2,3.3892366199651996E-2,3.5364327920432891E-2,3.7130690418478635E-2,4.814561142507727E-2,2.5812252588308483E-2,2.9186003119348582E-2,3.6328364599148351E-2,4.1307886794107511E-2,5.5093851619015546E-2]
[null,null,7,"8.6.7",3.1475735852185445E-2,3.3622460868186148E-2,3.9089567541308975E-2,4.2402298688473845E-2,4.7560308872467483E-2,2.8990977840740711E-2,2.8915486431107102E-2,4.0008117102645117E-2,4.4730562791671862E-2,5.7890453888142124E-2]
[null,null,8,"8.6.8",3.4570946805194833E-2,3.769321430282653E-2,4.4273493277692783E-2,4.7126135085144481E-2,4.8234337795360585E-2,3.2740496816562874E-2,3.5570591420600241E-2,4.5568194680910376E-2,5.1519668602071099E-2,5.3169839011332438E-2]
[null,null,9,"8.6.9",3.5501563131497389E-2,4.5555484926493459E-2,4.712286372026453E-2,4.9726522541780158E-2,4.5956571549994961E-2,3.6755047069617908E-2,4.2898150945304789E-2,5.1420298883673006E-2,5.2106924685899496E-2,5.3181135081131488E-2]
[null,null,10,"8.6.10",3.9505433291378886E-2,4.9315152149306388E-2,4.8194809761217351E-2,5.0946891823635349E-2,4.1940268146379418E-2,3.8706050993560746E-2,4.8326977405129264E-2,5.3262705469377877E-2,5.1340752166836437E-2,4.919127438261426E-2]
[null,null,11,"8.6.11",4.2214638457798319E-2,5.1889726387051534E-2,4.9601082330843677E-2,4.9209466421725655E-2,4.0420527897215654E-2,4.542624651255868E-2,5.3376225189862576E-2,5.4431938878985044E-2,4.9876973906285281E-2,4.5209409778449158E-2]
[null,null,12,"8.6.12",4.3645351180641993E-2,5.3363787861521919E-2,5.0752380589322632E-2,5.2329283280986481E-2,3.9628920918093967E-2,4.639528018303006E-2,5.6475967991039162E-2,5.7128460996002883E-2,4.8698482416715663E-2,3.8902204783403255E-2]
[null,null,13,"8.6.13",4.7142084616192174E-2,5.3392750483931072E-2,5.1169174104433272E-2,5.0651053023194587E-2,3.8747338320431521E-2,4.8015242521586156E-2,5.6098166333101676E-2,5.6970515985283035E-2,5.0492008718082113E-2,3.3524514026260062E-2]
[null,null,14,"8.6.14",4.9429041072386458E-2,5.4025000740787622E-2,5.1344916181448624E-2,5.2767473395616479E-2,3.7004101609213198E-2,4.9772659721349678E-2,5.7857999145079005E-2,5.66809936088251E-2,5.1833040202706661E-2,3.2576976845531895E-2]
[null,null,15,"8.6.15",5.0424490580608682E-2,5.4158955656441403E-2,5.0628946472801847E-2,4.9773805632995313E-2,3.7158978649127782E-2,5.1283577812384365E-2,5.9848238829543252E-2,5.6177556277966188E-2,5.3668885062107652E-2,3.1673418183740476E-2]
[null,null,16,"8.6.16",5.4194084119794671E-2,5.2342939031940726E-2,4.7749968927900427E-2,4.488799270087817E-2,3.8587464287487237E-2,5.5247225104779918E-2,5.6053994763852984E-2,5.272290437011317E-2,4.6828124592262987E-2,3.244123362474443E-2]
[null,null,17,"8.6.17",5.6013121430345945E-2,4.7584273148877622E-2,4.7012330218278067E-2,4.2596907859266717E-2,3.8254926298963134E-2,6.133033791300839E-2,5.2264866945352435E-2,4.831851639330851E-2,3.9637642946617473E-2,2.849566875049539E-2]
[null,null,18,"8.6.18",5.8146378050527019E-2,4.0177545111625489E-2,4.6095047571664001E-2,4.0493312340736193E-2,3.9001292644762375E-2,6.1125472013855119E-2,4.5845480352146223E-2,4.5578368188570535E-2,3.9870050651411172E-2,2.6473101106868881E-2]
[null,null,19,"8.6.19",5.6348063859347618E-2,3.474732096300117E-2,4.4392651186047613E-2,3.9748831854344718E-2,3.8599867538043106E-2,6.0257657571596138E-2,3.9248470154215807E-2,4.2780142298051584E-2,3.8563149504731303E-2,3.1919964426264678E-2]
[null,null,20,"8.6.20",5.3074743492339836E-2,3.4450125215962725E-2,4.1216412382579989E-2,3.7917798711042852E-2,3.6632836924708909E-2,5.6383642318558067E-2,3.633336138807302E-2,4.0146821140928719E-2,3.6493060330422995E-2,3.5870606185816667E-2]
[null,null,21,"8.6.21",5.1273280580607906E-2,4.0243719910170825E-2,4.1084387455041199E-2,3.7313661376665454E-2,3.8049543936641221E-2,5.3759100040935794E-2,4.0678285494794804E-2,3.7908597283859181E-2,3.5598707730513893E-2,4.5478992388035475E-2]
[null,null,22,"8.6.22",4.7904121614591164E-2,4.045788501375145E-2,3.9147548316676897E-2,3.8163570377252883E-2,4.0568653047738927E-2,4.8241148702274098E-2,3.8523915819377738E-2,3.4132556443246559E-2,3.6471939314116429E-2,4.4561853058058688E-2]
[null,null,23,"8.6.23",4.267087034847835E-2,3.8414437111433476E-2,3.5291867549064222E-2,3.6550879230450348E-2,4.3088832943057265E-2,3.9030565618136823E-2,3.6586400819693103E-2,3.0214785597969356E-2,3.46321151328026E-2,4.7371211001508914E-2]
[null,null,24,"8.6.24",3.6103326212966497E-2,3.6097271246062317E-2,3.1204834800935815E-2,3.2962978024179267E-2,4.3233924204955358E-2,3.4164694332781471E-2,3.344652867510093E-2,2.6605475504948222E-2,3.3053395689307707E-2,4.6252963552469259E-2]
["August","Saturday",1,"8.7.1",3.0432839700733978E-2,4.2523953750044481E-2,3.5433559703663964E-2,3.944292766119676E-2,4.4018568464791664E-2,2.927507106579422E-2,3.8275897321700406E-2,3.0543697716176224E-2,3.6344083649328993E-2,4.3708643261812528E-2]
[null,null,2,"8.7.2",2.8078310349615221E-2,4.1631299624038651E-2,3.4423135273151953E-2,3.7423167431392818E-2,4.2603118635446205E-2,2.5385759384475119E-2,3.6506032034900368E-2,3.0752984832926988E-2,3.7915602312362684E-2,4.1236427366150935E-2]
[null,null,3,"8.7.3",2.6133430629236325E-2,3.9934735413384582E-2,3.3732283665987135E-2,3.652808823996307E-2,4.2004673285550916E-2,2.2931726321319582E-2,3.5647901376542945E-2,3.0018306543549245E-2,3.7623118525219872E-2,3.4456978276755916E-2]
[null,null,4,"8.7.4",2.5201089658047238E-2,3.9533348887575426E-2,3.3292459271787436E-2,3.6273037451548001E-2,4.1871868799505677E-2,2.2130261922315885E-2,3.4405970963745432E-2,3.0367609777839664E-2,3.8172925997810067E-2,3.9358820958728634E-2]
[null,null,5,"8.7.5",2.526900386132484E-2,3.8814854942733887E-2,3.3342467068573738E-2,3.6774718422744483E-2,4.2686101977840236E-2,2.1295001795471943E-2,3.5493349102009707E-2,3.2636997260179525E-2,3.88698371311701E-2,4.1023550071176369E-2]
[null,null,6,"8.7.6",2.5059734107332518E-2,3.929419756237313E-2,3.5334424429058056E-2,3.7778891238272529E-2,4.6587938257528549E-2,2.1810805700932401E-2,3.2250390660829041E-2,3.6673311794059159E-2,4.3140324482926741E-2,5.4835252834957042E-2]
[null,null,7,"8.7.7",2.6122181265241091E-2,3.3244252804152247E-2,3.6545601340320269E-2,3.7196933826701827E-2,4.8040504838894146E-2,2.5543588702472815E-2,2.7874835220344899E-2,3.8243072263813793E-2,4.2509597070405164E-2,5.3077906060027581E-2]
[null,null,8,"8.7.8",3.0508256576447713E-2,3.1879688371970874E-2,4.0038036821913592E-2,4.0077404701978875E-2,4.8935821928521042E-2,2.9608855173440491E-2,2.9173242495741995E-2,4.2743973706553078E-2,4.5333780533058157E-2,5.0516826349663563E-2]
[null,null,9,"8.7.9",3.5422983873765787E-2,3.5094011416199881E-2,4.225399276334646E-2,4.1533046729184168E-2,4.6716912743155592E-2,3.4600621194550797E-2,3.461426734946213E-2,4.5966020118021755E-2,4.5562924431117306E-2,5.4268421820284483E-2]
[null,null,10,"8.7.10",3.9700550662405631E-2,3.8232111648656579E-2,4.4809087327096271E-2,4.2203950686188922E-2,4.3398513193837661E-2,4.0564144802654203E-2,4.0711689750591591E-2,4.8243319966222761E-2,4.6527672809745416E-2,5.0023365996131636E-2]
[null,null,11,"8.7.11",4.2583245858664937E-2,4.0548483656911216E-2,4.6898106953006821E-2,4.3780724684805837E-2,4.350279507514259E-2,4.4282606873216411E-2,4.659665824675592E-2,4.9032817847737192E-2,4.678094618936024E-2,4.5233797488648537E-2]
[null,null,12,"8.7.12",4.6093013364346617E-2,4.1520494368649796E-2,4.7219071248269122E-2,4.4240988751256004E-2,4.1005136591048652E-2,4.8654698768745612E-2,4.783008676625887E-2,5.1535456331967794E-2,4.6447442283572768E-2,3.7677916174941053E-2]
[null,null,13,"8.7.13",4.8748733366667338E-2,4.2614042818278922E-2,4.7127035320168952E-2,4.482070066799107E-2,3.8267651576703747E-2,5.3267867783573161E-2,4.940197939491419E-2,5.2355532735687646E-2,4.6023538998671322E-2,3.2194500094289841E-2]
[null,null,14,"8.7.14",5.1388293052255014E-2,4.2617010197161811E-2,4.6985781042613896E-2,4.4703124063402565E-2,3.8374081994828634E-2,5.4508294103847367E-2,4.9909663880217857E-2,5.3148558423636985E-2,4.5520784015114696E-2,3.0240383443947853E-2]
[null,null,15,"8.7.15",5.3411413600993857E-2,4.3671677663671124E-2,4.7735619700025461E-2,4.5146422168872331E-2,3.7553091823886366E-2,5.6555957709337946E-2,5.1953948794264529E-2,5.3396223034676046E-2,4.4816978744167339E-2,3.055557015385248E-2]
[null,null,16,"8.7.16",5.6306150849710475E-2,4.4334027136097506E-2,4.7216106561168335E-2,4.3619672805205026E-2,3.7891034868915437E-2,5.7940316688991855E-2,5.0697163425051248E-2,5.0569139752212423E-2,4.3511746145444577E-2,3.8707630746688787E-2]
[null,null,17,"8.7.17",5.9213831214722214E-2,4.4698959273667745E-2,4.7566501907304756E-2,4.4775977895847856E-2,3.8829478386015401E-2,5.9944676692602776E-2,4.9969060349031216E-2,4.8030114464467512E-2,4.0607590686778473E-2,3.0575704428305026E-2]
[null,null,18,"8.7.18",5.9108409842142579E-2,4.4239958452258442E-2,4.7212676156936771E-2,4.4888502137056162E-2,3.8162186443237107E-2,6.2722492164158997E-2,4.5322261812861045E-2,4.6295328249411481E-2,4.0578549132191805E-2,3.5095337154568376E-2]
[null,null,19,"8.7.19",5.7921913132795197E-2,4.2041879477882203E-2,4.6814976445163421E-2,4.4561346014474347E-2,3.8430597854657959E-2,6.2246389023158738E-2,4.2800446106486728E-2,4.4250145465318545E-2,4.0312004537721359E-2,3.5500274952286894E-2]
[null,null,20,"8.7.20",5.5723503154997626E-2,4.1907085598813877E-2,4.3130216826991495E-2,4.2336559631204938E-2,3.8795849114050839E-2,5.5267567746506367E-2,4.1612656871317752E-2,4.1763004130784154E-2,3.873376409054001E-2,3.94962800392284E-2]
[null,null,21,"8.7.21",5.1117905779259662E-2,4.9815205786754899E-2,4.4063366290658025E-2,4.4196952102534798E-2,3.910452223718483E-2,5.4265255594293633E-2,4.7380163770288843E-2,4.0636550337501458E-2,3.9013579899866091E-2,4.9484176951470199E-2]
[null,null,22,"8.7.22",4.779569269872401E-2,5.005944602807879E-2,4.2803487862366554E-2,4.4370104704305462E-2,4.0645147689953927E-2,4.6521060890393706E-2,4.6921014818683229E-2,3.816583850150676E-2,3.942257461223491E-2,4.4514765009470283E-2]
[null,null,23,"8.7.23",4.2316555734199811E-2,4.7099762917520265E-2,3.9391490816421668E-2,4.2911655808555611E-2,4.089381747320299E-2,3.8541242010316785E-2,4.4086684463184742E-2,3.3623812915183439E-2,3.8275217764262202E-2,4.5990846208064318E-2]
[null,null,24,"8.7.24",3.6342957666370503E-2,4.4649512203123805E-2,3.6630515204005919E-2,4.0415102175316894E-2,4.168058674609984E-2,3.2135737887429267E-2,4.0564635024815374E-2,3.1008183830566308E-2,3.7955415956929563E-2,4.2226624158549435E-2]
["September","Sunday",1,"9.1.1",2.8989057014209795E-2,4.2660040390023156E-2,3.6338300853071694E-2,4.3768087385934018E-2,4.0375453810048326E-2,2.8354185160821679E-2,4.2386141789293924E-2,3.4098123115524848E-2,4.1213387090825435E-2,4.1001383987426573E-2]
[null,null,2,"9.1.2",2.6582833249234293E-2,4.1855002027121752E-2,3.4977120768471974E-2,4.3320480046013944E-2,4.2022043429334917E-2,2.4553313762857795E-2,4.1468714032245176E-2,3.4073645029415837E-2,4.1630641770503123E-2,4.4610218356683481E-2]
[null,null,3,"9.1.3",2.5348306372017685E-2,4.0992196059367575E-2,3.4375859192444402E-2,4.2723646112755906E-2,4.3056387279308293E-2,2.3144137101150843E-2,4.0592479260719731E-2,3.3823180956377173E-2,4.0279878016822188E-2,4.2203305937422837E-2]
[null,null,4,"9.1.4",2.479404565022985E-2,4.1176053834327327E-2,3.4639527585939987E-2,4.2436421140627234E-2,4.3705173178869204E-2,2.1924392277639971E-2,3.9175864796712874E-2,3.3067567348858441E-2,4.0932790840779339E-2,3.954733203756583E-2]
[null,null,5,"9.1.5",2.4816207393382552E-2,4.0247976458613409E-2,3.5930844956115114E-2,4.2897502338004025E-2,4.4178457230025787E-2,2.0874803090541925E-2,3.9846841703946138E-2,3.3002784699271939E-2,4.0212034094725249E-2,4.2156851965169238E-2]
[null,null,6,"9.1.6",2.520957175425298E-2,4.1480571011386663E-2,3.8462095073738267E-2,4.3521718626738655E-2,4.5934518299307156E-2,2.2731791813079195E-2,4.0451616534000201E-2,3.4116112495078454E-2,4.1639765273617735E-2,4.7291678013795212E-2]
[null,null,7,"9.1.7",2.6426516630963643E-2,3.8668980660465771E-2,3.8348058850691022E-2,3.9161984018266496E-2,4.6943939397399638E-2,2.8007307032687025E-2,3.8591201990105663E-2,3.6331148081158948E-2,4.1047416980974576E-2,4.7398650004947987E-2]
[null,null,8,"9.1.8",2.9994205243732943E-2,3.528456107547543E-2,4.1913554157895473E-2,4.0452359410076855E-2,4.947444271088447E-2,3.2929003252995713E-2,3.626349715143827E-2,3.9484465551717932E-2,4.2484562838612988E-2,5.0540984208803187E-2]
[null,null,9,"9.1.9",3.8504906822470902E-2,3.4045820411597032E-2,4.4267023294457544E-2,4.1926587760087106E-2,4.9029804930316091E-2,3.709812922375836E-2,3.5346776457713829E-2,4.197008765944224E-2,4.2558424390423809E-2,5.194508748391051E-2]
[null,null,10,"9.1.10",4.3439036666926459E-2,3.4323198347458166E-2,4.5535229074983495E-2,3.9984541283971685E-2,4.6278422487113904E-2,4.3525793093608788E-2,3.9148132201881868E-2,4.4136539987474549E-2,4.2820094224434294E-2,4.6640725745720507E-2]
[null,null,11,"9.1.11",4.5452030962876734E-2,3.6762722694518177E-2,4.7417758423752066E-2,4.0748784274124907E-2,4.5960533283342195E-2,4.4798159070942888E-2,4.3419554119058928E-2,4.7095748174342734E-2,4.3152228561223555E-2,4.4584988309367773E-2]
[null,null,12,"9.1.12",4.7533606246953207E-2,3.8854955267041302E-2,4.7757923011313541E-2,4.033348521606344E-2,4.3808289823603519E-2,4.6073121581427658E-2,4.6835769851725939E-2,4.9147149022692641E-2,4.3348189761100095E-2,4.3170230453468336E-2]
[null,null,13,"9.1.13",4.7097635803269908E-2,3.9849311370587302E-2,4.8395643880875278E-2,4.1365032152535654E-2,4.0822871817918154E-2,5.1799484144385399E-2,4.4941913831344917E-2,4.9943559440393054E-2,4.2411089520977253E-2,4.045791513038266E-2]
[null,null,14,"9.1.14",5.0340550913429989E-2,4.0742716504318578E-2,4.7089519192849122E-2,4.2424540965235277E-2,4.0001711825667044E-2,5.1770346870719755E-2,4.3170903516678953E-2,5.127590718643641E-2,4.3788544374195625E-2,3.8793499137362519E-2]
[null,null,15,"9.1.15",5.0745680475237781E-2,4.0547165059536476E-2,4.6464680192927925E-2,4.2437580182128884E-2,3.7491514100866055E-2,5.5620214345753601E-2,4.223778942884289E-2,5.0163131303601269E-2,4.2686735785290961E-2,3.5896049818433161E-2]
[null,null,16,"9.1.16",5.4062203762291469E-2,4.39584173101117E-2,4.6042298966778396E-2,4.2629908631309624E-2,3.8265559169740719E-2,5.4282417171545527E-2,4.0575457365875395E-2,5.0062533977142297E-2,4.231781626041195E-2,3.4953076800008316E-2]
[null,null,17,"9.1.17",5.6767282055327939E-2,4.308756738221755E-2,4.5545732084415577E-2,4.2070598666667632E-2,3.7924236621571052E-2,5.7305544175843451E-2,3.8833881835524865E-2,4.8930993053280254E-2,4.0922696752227004E-2,3.3256270881380168E-2]
[null,null,18,"9.1.18",6.0697961333482854E-2,4.0941114722652945E-2,4.372079848163378E-2,4.1160678647775256E-2,3.90624914669363E-2,6.1110788682271593E-2,3.8481397674594423E-2,4.7766904180673621E-2,4.0596774162239176E-2,3.7548276971027118E-2]
[null,null,19,"9.1.19",5.9013310238972078E-2,4.3230621402928243E-2,4.3314019597112514E-2,4.0802245063388705E-2,3.8869613197897876E-2,6.2534710199820209E-2,3.965273972765964E-2,4.4117223033476281E-2,4.0182237121787118E-2,4.0372081827521424E-2]
[null,null,20,"9.1.20",5.8170545470708532E-2,4.9857501465102962E-2,4.2029018939292444E-2,4.0408388273107845E-2,3.7121197753695503E-2,6.0457534027584921E-2,4.605734550672911E-2,4.5026387779572817E-2,4.0675682758326163E-2,3.8181500016663761E-2]
[null,null,21,"9.1.21",5.4357531362107241E-2,5.1729539753068522E-2,4.0602578582603535E-2,4.0898155747650586E-2,3.8085042982810548E-2,5.3981773157240245E-2,4.6987002840535246E-2,4.2775701598854583E-2,4.087639982684755E-2,3.6809019537347415E-2]
[null,null,22,"9.1.22",4.8446472004135183E-2,4.8823918281890699E-2,4.0450573763070014E-2,4.2376585623104333E-2,3.8980673349207774E-2,4.6387359633557688E-2,4.6291592967317725E-2,3.8863190544746296E-2,4.1851644074672956E-2,3.9665810975974096E-2]
[null,null,23,"9.1.23",4.0009223970175596E-2,4.6625260175029271E-2,3.8894178074419368E-2,4.2039956506967652E-2,3.8343455181097552E-2,3.8177920191187702E-2,4.5560149052091263E-2,3.6086874383339802E-2,4.1499806853497891E-2,4.0230333284663203E-2]
[null,null,24,"9.1.24",3.3201278603610142E-2,4.4254788335159959E-2,3.7487663001147434E-2,4.011073192746429E-2,3.426416667303802E-2,3.2557770938578194E-2,4.3683236363962985E-2,3.4641041397127405E-2,4.0871158665483839E-2,4.2744729114954659E-2]
["September","Monday",1,"9.2.1",3.1141486082995849E-2,3.5191428564366467E-2,3.1045382511264596E-2,2.9223192627475737E-2,4.0469278480747078E-2,2.9403313830409037E-2,3.4533240695771954E-2,2.4957723751484948E-2,3.3235584597446015E-2,4.1173572571779352E-2]
[null,null,2,"9.2.2",2.8427577321948398E-2,3.4613274602905059E-2,3.0258665599303902E-2,2.8971033008874304E-2,4.2335824859237425E-2,2.7000432774844426E-2,3.3469353561510352E-2,2.4285531836428047E-2,3.3049481991002931E-2,4.4320660433343081E-2]
[null,null,3,"9.2.3",2.7438112856501769E-2,3.532206353426133E-2,3.0644589705067178E-2,2.8918704094648612E-2,4.3570692676592276E-2,2.680843715125154E-2,3.3235309375995947E-2,2.3991432874663592E-2,3.3531319976238164E-2,4.3326352446636671E-2]
[null,null,4,"9.2.4",2.7396106477169987E-2,3.478006790326444E-2,3.09518744428962E-2,2.8267152526174288E-2,4.2680677957118072E-2,2.6189210273825578E-2,3.2112193009226908E-2,2.4366755117066676E-2,3.3577670059352291E-2,4.3465707837701345E-2]
[null,null,5,"9.2.5",2.839737392327063E-2,3.4177612607013672E-2,3.239907550257784E-2,2.9508334012818806E-2,4.2791598526064942E-2,2.588107252331345E-2,3.2079853510307905E-2,2.7631819733971611E-2,3.5176747926789653E-2,4.4962088746543158E-2]
[null,null,6,"9.2.6",3.2378303483988922E-2,3.5763623437186177E-2,3.5365402092905132E-2,3.2414825261036936E-2,4.7250671651926937E-2,2.7945255809222271E-2,3.4214809640119463E-2,3.7548870322265532E-2,4.3053452960244813E-2,5.6678977105765603E-2]
[null,null,7,"9.2.7",3.7860246705634502E-2,3.811141870776466E-2,4.0745442191996779E-2,4.0096127838190158E-2,5.4809613042359616E-2,3.7732207346278808E-2,3.4624365841648234E-2,4.2998804100093609E-2,4.7589986852650659E-2,5.6730903884388229E-2]
[null,null,8,"9.2.8",4.3171587999941197E-2,4.0247109578927867E-2,4.4682723073191467E-2,4.4810095352335537E-2,5.3158558441171233E-2,3.8120118146252033E-2,3.8224738521104362E-2,4.6933366279340187E-2,5.1231667625270656E-2,5.1485614870802818E-2]
[null,null,9,"9.2.9",4.2327312850121562E-2,4.2520140924248051E-2,4.7600293672473856E-2,4.8520490218992997E-2,4.7338844946405868E-2,3.8203264197315095E-2,4.3973839605548508E-2,5.2567083273955754E-2,5.1909362022318106E-2,5.2648962914442196E-2]
[null,null,10,"9.2.10",4.0416962822009857E-2,4.5465313417594119E-2,4.96829231385418E-2,5.0707364586000406E-2,4.2962644779224443E-2,4.0306767937083772E-2,4.8303889391900813E-2,5.4603032178730831E-2,5.1325304156814341E-2,5.0713642465052278E-2]
[null,null,11,"9.2.11",4.1382631522409535E-2,4.7594935073220816E-2,5.0284526815469237E-2,4.8597663241826357E-2,4.0667654590366857E-2,4.397452459338231E-2,5.0691837147155146E-2,5.3627632862568463E-2,5.0600245280894379E-2,4.1469991497524658E-2]
[null,null,12,"9.2.12",4.1725058556738123E-2,4.9234369683700638E-2,5.0897938909817177E-2,5.1914755929267468E-2,3.8780017292345544E-2,4.4148163905016399E-2,5.0922142540175325E-2,5.6019094517718721E-2,4.8938196845993889E-2,4.2324858546578872E-2]
[null,null,13,"9.2.13",4.2929760462127958E-2,4.9887140734560589E-2,5.1944399297594666E-2,5.1592860352882262E-2,3.8503240382375056E-2,4.3702115674653874E-2,5.1228744647823489E-2,5.6645536978169327E-2,5.1557444724599749E-2,3.7279748547782515E-2]
[null,null,14,"9.2.14",4.3563132024043237E-2,5.046068160276139E-2,5.1472000039622066E-2,5.3823279274672738E-2,3.635345730965997E-2,4.5927469097293262E-2,5.121588066686876E-2,5.6194543785216926E-2,5.1502511292760768E-2,3.3089933330977941E-2]
[null,null,15,"9.2.15",4.4242460694967234E-2,4.9358237967725142E-2,5.105294459050011E-2,5.1203546165069315E-2,3.4621406952052937E-2,4.7793535386331569E-2,5.2151212484068926E-2,5.4373554048889994E-2,4.9790523374370316E-2,2.9034340709987057E-2]
[null,null,16,"9.2.16",4.5131926709071776E-2,4.9965636737920989E-2,4.8880972586094251E-2,4.8883882462683846E-2,3.5004632272640439E-2,5.0140301250893263E-2,5.306033050756663E-2,5.261649792091963E-2,4.628406935938801E-2,2.6804312266602171E-2]
[null,null,17,"9.2.17",4.9884295992238516E-2,4.6251313538537925E-2,4.661117579383911E-2,4.5915954590143075E-2,3.440039399162767E-2,5.3947725158709867E-2,4.9023744247329103E-2,4.7794010168116262E-2,3.8064498559597038E-2,2.4931184186336889E-2]
[null,null,18,"9.2.18",5.4016572945446761E-2,3.9482853401549368E-2,4.4404211251805638E-2,4.3390693763379638E-2,3.7369962334488728E-2,6.0076953157658868E-2,4.3820908206349568E-2,4.429309696798707E-2,3.7518363489368468E-2,3.5792606670392503E-2]
[null,null,19,"9.2.19",5.8183548834038083E-2,3.6864305041905368E-2,4.221872603859006E-2,4.116092154289782E-2,3.6361683872513671E-2,5.914982276594314E-2,3.7365196463617696E-2,4.0960837157859739E-2,3.5714377678736337E-2,3.393504806905525E-2]
[null,null,20,"9.2.20",5.9147653411033639E-2,4.2260767614313494E-2,4.1400921447566005E-2,4.0988090618158605E-2,3.7550284175295351E-2,6.0035735390397922E-2,4.1014215691741671E-2,4.1154710561941185E-2,3.5759791396535026E-2,3.6774168215558921E-2]
[null,null,21,"9.2.21",5.5566914489190725E-2,4.3255286892430231E-2,4.1193140221828815E-2,4.0716853310951713E-2,4.0067943679515182E-2,5.7398094984911906E-2,4.1424130986334858E-2,3.9796953143046432E-2,3.5662799555944348E-2,4.4332123676070312E-2]
[null,null,22,"9.2.22",4.9991542134500376E-2,4.196419588657449E-2,3.7777202273107317E-2,4.0970791358151966E-2,4.1042156441619557E-2,4.7033727736120336E-2,3.8675696040648314E-2,3.5740457868046617E-2,3.5479896197662349E-2,4.3136267929174604E-2]
[null,null,23,"9.2.23",4.1826438357513519E-2,3.9167376556866973E-2,3.5265580561624488E-2,4.0530926684712143E-2,4.4360001015897689E-2,3.7080687101663734E-2,3.8160249631359278E-2,3.1852801424328649E-2,3.5234412424131972E-2,4.2856958320932635E-2]
[null,null,24,"9.2.24",3.3452993343097821E-2,3.806084599040091E-2,3.3219888242322283E-2,3.8872461178655171E-2,4.7548760328753326E-2,3.2001063807227455E-2,3.6474117585826617E-2,2.9045853127190116E-2,3.4212291651889645E-2,4.2731974756570763E-2]
["September","Tuesday",1,"9.3.1",2.964101320685468E-2,3.2470013056679792E-2,3.0045491533001522E-2,3.1585448030801502E-2,4.3912077603841727E-2,2.8289085006617316E-2,3.3246023945468973E-2,2.6542805739967524E-2,3.2167624809884512E-2,4.7235766619081181E-2]
[null,null,2,"9.3.2",2.7491047173287517E-2,3.1555780020079048E-2,2.8568972471862932E-2,3.0162033022022406E-2,4.3415810127123186E-2,2.6299568080812723E-2,3.1501218812401595E-2,2.5085109080786528E-2,3.1943845200038429E-2,4.3226915367394418E-2]
[null,null,3,"9.3.3",2.6516211830380759E-2,3.2047327925613489E-2,2.876094490091027E-2,2.9969454026373465E-2,4.3370968858884341E-2,2.4714431290487664E-2,3.0845904906521077E-2,2.4535512415900712E-2,3.1517942071621695E-2,4.2822578714271635E-2]
[null,null,4,"9.3.4",2.6940332616166175E-2,3.1225188140529665E-2,2.8615032322034665E-2,2.908661672211767E-2,4.2977884515532583E-2,2.3472148594722173E-2,2.9362865520346261E-2,2.4051643530210779E-2,3.1577357501531199E-2,3.8451472501635331E-2]
[null,null,5,"9.3.5",2.752500664721683E-2,3.1110552618357771E-2,3.0035450678989793E-2,3.0145801198186856E-2,4.2308218747519492E-2,2.5718018879181785E-2,2.9470085529883869E-2,2.6627011730697397E-2,3.3609420732875449E-2,3.9081972337817315E-2]
[null,null,6,"9.3.6",3.1371375010793609E-2,3.3151477836853821E-2,3.3028960330162609E-2,3.2771762469982715E-2,4.8125047350028712E-2,3.0221778584377072E-2,3.1842943550326637E-2,3.4708197288585312E-2,4.2539319225037703E-2,5.1364333029536691E-2]
[null,null,7,"9.3.7",3.8073504365437848E-2,3.4865055577371386E-2,3.9032943963473905E-2,4.060205225905248E-2,5.3361952991524332E-2,3.7408244493599412E-2,3.2249659955650253E-2,4.0261394341898751E-2,4.8281144929781507E-2,5.930201812808817E-2]
[null,null,8,"9.3.8",4.1379668368676528E-2,3.8738140711550073E-2,4.3900130137805159E-2,4.4460588667960876E-2,5.2478628223636664E-2,4.1361511292781178E-2,3.8796002500217711E-2,4.4302201832455604E-2,5.2459659977155605E-2,5.8815383781404891E-2]
[null,null,9,"9.3.9",3.8976025424026839E-2,4.5767115647368156E-2,4.7484944594271529E-2,4.8990253021669948E-2,5.1545640545764035E-2,3.6575764951136659E-2,4.51508682484471E-2,5.2033823871725608E-2,5.2405797391162877E-2,5.6616978138560918E-2]
[null,null,10,"9.3.10",3.8010824802306276E-2,4.6917684377620755E-2,5.040193955467507E-2,5.0784333321893763E-2,4.5336270034599488E-2,3.9000625694830593E-2,4.9726746394942706E-2,5.3768147165265373E-2,5.2894725298035017E-2,4.7350195653956234E-2]
[null,null,11,"9.3.11",3.7718173513489696E-2,5.0274530446257883E-2,5.2595908446236496E-2,5.0521145892560154E-2,4.2214980250254053E-2,4.1778908729107639E-2,5.2043932967879111E-2,5.4956764628601475E-2,4.9545342394834227E-2,3.8149541542766667E-2]
[null,null,12,"9.3.12",3.9207995029920548E-2,5.2950908931740613E-2,5.323563530020875E-2,5.3909133322635784E-2,3.7350847786254693E-2,3.9313833272599651E-2,5.4242455400686382E-2,5.7054223817259123E-2,4.9111295095339562E-2,3.4970404443412102E-2]
[null,null,13,"9.3.13",4.0843922199455825E-2,5.3518496621278798E-2,5.4251821682479932E-2,5.3178527337637692E-2,3.5687260842802486E-2,4.044314843579791E-2,5.5570349357073501E-2,5.7807640360494808E-2,5.1961569877820774E-2,3.5043684631506901E-2]
[null,null,14,"9.3.14",4.1797000851370836E-2,5.48721143277675E-2,5.4517656615226048E-2,5.6467964408711754E-2,3.5210159392024723E-2,4.0062981508929292E-2,5.6731503829973211E-2,5.8056914036653272E-2,5.4874776891358792E-2,3.6704460379516746E-2]
[null,null,15,"9.3.15",4.2563872578217317E-2,5.5126778783540699E-2,5.4143202841158117E-2,5.3127049267759234E-2,3.5115534672757277E-2,4.4917920207012331E-2,5.7744359361692386E-2,5.5402362795896033E-2,5.4248045907951993E-2,3.1298828626040012E-2]
[null,null,16,"9.3.16",4.7642026127630854E-2,5.349057510472921E-2,4.9947285818509837E-2,4.7137332360042264E-2,3.4145360082917769E-2,5.0146223906383111E-2,5.6271839580275276E-2,5.2387174122425495E-2,4.7726045632901115E-2,2.9635461640827369E-2]
[null,null,17,"9.3.17",5.3413955925963444E-2,4.8613762012695273E-2,4.7537825217114277E-2,4.3007434639083075E-2,3.5622470031839104E-2,5.4441881734086407E-2,5.1577996934822061E-2,4.7651572865365768E-2,4.0037300303536964E-2,2.9370429899726377E-2]
[null,null,18,"9.3.18",6.0200916621154288E-2,3.9298719931893961E-2,4.4739097259197849E-2,4.0705240282007067E-2,3.5397359632817517E-2,6.2092864621594156E-2,4.3748387545737497E-2,4.5031271380071514E-2,3.7172588126872123E-2,2.9018436238099871E-2]
[null,null,19,"9.3.19",6.0212167604981208E-2,3.6675445698963555E-2,4.2973290440238829E-2,4.0109590318041718E-2,3.7197881201859295E-2,6.6123175319148186E-2,3.6317573624427377E-2,4.2893524485139771E-2,3.5573554173637799E-2,3.4876498007183121E-2]
[null,null,20,"9.3.20",6.0813978509642153E-2,4.1426977137263933E-2,4.1541302747885103E-2,3.9624664580954594E-2,3.818137557702244E-2,6.3505010230466535E-2,3.7152695311392175E-2,4.2742172317286407E-2,3.5337650854573431E-2,4.2569984911744012E-2]
[null,null,21,"9.3.21",5.9232456536441561E-2,4.2039494872799163E-2,4.0200764157321711E-2,3.9030579828573386E-2,3.9480205322381293E-2,5.8725242585890826E-2,3.8066951412294436E-2,3.985074862261849E-2,3.4071047157156781E-2,4.3103779775518013E-2]
[null,null,22,"9.3.22",5.1858680262201078E-2,4.0241731231779466E-2,3.7587949075760831E-2,4.018622771486529E-2,4.0880530626495791E-2,5.0361961228324439E-2,3.7771902735384597E-2,3.523628375370657E-2,3.4296862809772337E-2,4.1875015093956712E-2]
[null,null,23,"9.3.23",4.3070939064801791E-2,3.7641659385840957E-2,3.4820648628415413E-2,3.8532784574016654E-2,4.4121397126144817E-2,4.038076829529668E-2,3.6523642936628888E-2,3.1202529214312692E-2,3.3674018817107278E-2,4.3325175082124086E-2]
[null,null,24,"9.3.24",3.5498905729582371E-2,3.598046960142498E-2,3.2032801283059228E-2,3.5903982733049573E-2,4.2562138455974098E-2,3.4644903056816223E-2,3.4044089637527163E-2,2.7810970602674939E-2,3.2973064820012901E-2,4.5790685455831273E-2]
["September","Wednesday",1,"9.4.1",2.8675099091984211E-2,3.3611241612756089E-2,3.0363756911629489E-2,3.3685326554354432E-2,4.1172560133697821E-2,2.8246315535694597E-2,3.3181146406468708E-2,2.7188477594729935E-2,3.2279101227880212E-2,4.7277162971561773E-2]
[null,null,2,"9.4.2",2.6707187437270793E-2,3.1950932361201265E-2,2.9599347676466246E-2,3.1509044245414855E-2,4.1104318735284015E-2,2.4910362926129186E-2,3.1762556732455913E-2,2.5735416227427733E-2,3.228648908567143E-2,4.3571269606516479E-2]
[null,null,3,"9.4.3",2.5778077471979785E-2,3.1233276400605248E-2,2.929540932120988E-2,3.0821069516308197E-2,4.2566840259566308E-2,2.3914574612126867E-2,3.0854387248909626E-2,2.4302409239782073E-2,3.1551169215143178E-2,4.4825404418919246E-2]
[null,null,4,"9.4.4",2.6125704949372809E-2,3.09059162369274E-2,2.9001840870097172E-2,2.9839248547015799E-2,4.1961486030224947E-2,2.3114136552317595E-2,3.0059556525369034E-2,2.3782796275159467E-2,3.0963059251713984E-2,4.8958624236920711E-2]
[null,null,5,"9.4.5",2.7007017994300584E-2,3.1208958775081445E-2,3.1151433619215088E-2,3.0985406395125585E-2,4.1437571915713574E-2,2.3661348610204202E-2,2.9208699548792013E-2,2.5845438747762857E-2,3.2745995598660926E-2,5.0998057457581243E-2]
[null,null,6,"9.4.6",2.9743727146778979E-2,3.3048769214237675E-2,3.3501041786495038E-2,3.3032821055748639E-2,4.8642111444197791E-2,2.9670005994707999E-2,3.143057953951911E-2,3.4274311240113188E-2,4.2412961914407389E-2,5.8864604197478042E-2]
[null,null,7,"9.4.7",3.6948386765613662E-2,3.5324901753584027E-2,3.89834981594245E-2,4.053806355969429E-2,5.483916816501877E-2,3.9116163222979623E-2,3.2598572317500102E-2,4.0285441099232135E-2,4.8350154543040029E-2,5.8811894779260555E-2]
[null,null,8,"9.4.8",4.1132808414214718E-2,3.8687821484799337E-2,4.2959178000323776E-2,4.4799038223812933E-2,5.417848307209866E-2,4.1056010460610082E-2,3.715000659452497E-2,4.4606677529562849E-2,5.1724672599329301E-2,5.7068168587118384E-2]
[null,null,9,"9.4.9",3.796779112630301E-2,4.5832362186240212E-2,4.8288701855098065E-2,5.0785520946739091E-2,5.1175976814523814E-2,3.7318319386706073E-2,4.4239986686282359E-2,5.2517789418208172E-2,5.4091614544265858E-2,5.1894014819874552E-2]
[null,null,10,"9.4.10",3.835957215539619E-2,4.8255363138603805E-2,5.0306602713582373E-2,5.171507147108282E-2,4.333196235749133E-2,3.8940359757569237E-2,4.8928332800197573E-2,5.4136173997406445E-2,5.3279041395352916E-2,4.8219767655240525E-2]
[null,null,11,"9.4.11",3.9795309943325495E-2,5.072560418277669E-2,5.1392508437154337E-2,4.9462541984076402E-2,4.1419589385050484E-2,3.9563445509125772E-2,5.125598244124862E-2,5.5718977810645755E-2,5.0777385055877748E-2,4.6097828269222027E-2]
[null,null,12,"9.4.12",4.1097941630890041E-2,5.277877632424819E-2,5.2703888871959231E-2,5.2611194579181488E-2,4.0084847573845381E-2,4.2154316486291997E-2,5.2077799761726405E-2,5.640009349277187E-2,4.9781574792118456E-2,3.8370401514250141E-2]
[null,null,13,"9.4.13",4.3508505592766235E-2,5.2190786463261023E-2,5.2736200550552351E-2,5.2392253753408793E-2,3.729571095894612E-2,4.4731492947946989E-2,5.3327568607053281E-2,5.6202546919080006E-2,5.1456703140186154E-2,3.4498365597045638E-2]
[null,null,14,"9.4.14",4.4899423151978965E-2,5.3469896356131481E-2,5.3060666602420398E-2,5.5678407954254938E-2,3.8486650161162671E-2,4.4862174112070212E-2,5.4850072757448416E-2,5.721555679589415E-2,5.4734996628947867E-2,3.1110886436787843E-2]
[null,null,15,"9.4.15",4.6573555299015607E-2,5.3846031286780768E-2,5.2622644208188171E-2,5.2629104207082431E-2,3.5826273076716479E-2,4.7316776327517372E-2,5.7051298478292337E-2,5.586274159963972E-2,5.2974953520341608E-2,3.5525223151949233E-2]
[null,null,16,"9.4.16",4.8983002470730515E-2,5.3277713171053814E-2,4.8848435107225627E-2,4.8281031580566069E-2,3.5241783193849616E-2,5.0814053662757964E-2,5.6897986903758219E-2,5.3057675443984542E-2,4.7765875320687753E-2,4.2213873653161343E-2]
[null,null,17,"9.4.17",5.2468079929088002E-2,4.9212707456342056E-2,4.7688060509521936E-2,4.4258832509276536E-2,3.5681605922984513E-2,5.5385179030695141E-2,5.3535348088512874E-2,4.8569906621714336E-2,3.9212560160876542E-2,3.3931097179933097E-2]
[null,null,18,"9.4.18",5.754879150055936E-2,4.0893889127197595E-2,4.5337297512007817E-2,4.1221371284787693E-2,3.7370926351623493E-2,6.157976617590144E-2,4.4665044139782548E-2,4.6212687308742131E-2,3.8086595908622602E-2,2.9504328028895858E-2]
[null,null,19,"9.4.19",5.9624815237046755E-2,3.6188477418915233E-2,4.3333325320225588E-2,3.9493996424374865E-2,3.6804476635735946E-2,6.4268723997881777E-2,3.7514387492308454E-2,4.2296294647847545E-2,3.5707705699850857E-2,2.7130760250646129E-2]
[null,null,20,"9.4.20",5.9261408321481218E-2,4.0956448067443564E-2,4.26273646356903E-2,3.9360111746744086E-2,3.8450800372468931E-2,6.2487711574015357E-2,3.9691891722352386E-2,4.2306173906074759E-2,3.5721751750466262E-2,2.730676655358287E-2]
[null,null,21,"9.4.21",5.8077627735910846E-2,4.2429708319917728E-2,4.1584134602864142E-2,3.8872701515107841E-2,3.771374716054688E-2,5.7954277982843166E-2,3.9925866259867424E-2,3.9879568240397352E-2,3.4489073996783644E-2,3.132377905773643E-2]
[null,null,22,"9.4.22",5.0696018448592145E-2,4.0534579816962374E-2,3.8732864646661182E-2,3.9448959835646773E-2,4.0325594466729217E-2,4.9033325520172741E-2,3.8517591352969942E-2,3.5124544901292971E-2,3.4435261205464904E-2,3.5850521432800216E-2]
[null,null,23,"9.4.23",4.30177761061123E-2,3.7386235576599647E-2,3.4166671792698826E-2,3.5943106420875774E-2,4.1956586943345586E-2,3.8483666780735351E-2,3.6114473235974463E-2,3.0679097380542985E-2,3.2749917547858734E-2,3.7101060086065334E-2]
[null,null,24,"9.4.24",3.6002372079288004E-2,3.6049603268333522E-2,3.1715126289288409E-2,3.2635775689319399E-2,4.2930928869177785E-2,3.1417492832999327E-2,3.5160864358685165E-2,2.7799203561987139E-2,3.2421385896451785E-2,3.9546140057452231E-2]
["September","Thursday",1,"9.5.1",3.1525311205128186E-2,3.4517479748225416E-2,3.1066830513087854E-2,3.1270661757765668E-2,4.8124866605065361E-2,2.8728460307156659E-2,3.4403139632237421E-2,2.6848771804689763E-2,3.2253266158791309E-2,3.7045710909608537E-2]
[null,null,2,"9.5.2",2.8993445020321168E-2,3.3315912073945263E-2,2.9972719734830466E-2,3.1155059652264425E-2,4.6803058594084485E-2,2.596049855243043E-2,3.2991067604681235E-2,2.5498246395421205E-2,3.2463563396727631E-2,3.6892334383410164E-2]
[null,null,3,"9.5.3",2.7837446916129587E-2,3.2698998395945679E-2,2.9451948263554701E-2,3.1390705602406491E-2,4.572126561279876E-2,2.4791049539280054E-2,3.2076909404092732E-2,2.4504570739357565E-2,3.2201130160794809E-2,3.5679541129217167E-2]
[null,null,4,"9.5.4",2.7175376313234058E-2,3.2034960832401038E-2,2.9181938853621022E-2,3.0060404730101516E-2,4.5447574352898777E-2,2.4949386506712544E-2,3.0706476667391191E-2,2.372672958221175E-2,3.139131508395003E-2,3.8503676593205201E-2]
[null,null,5,"9.5.5",2.7646696375609667E-2,3.2185585702014054E-2,3.1041006987060801E-2,3.128188299348672E-2,4.4559148112789167E-2,2.5930994454265492E-2,3.1382805696017334E-2,2.6792847589635262E-2,3.4224283711367001E-2,4.5152920160460915E-2]
[null,null,6,"9.5.6",3.0931067313053999E-2,3.3882059644270206E-2,3.3627814994532858E-2,3.3157582676983578E-2,4.9869959908032585E-2,3.3383668712832583E-2,3.1965458698130986E-2,3.5386801608796377E-2,4.2474228668671773E-2,5.3556636451734967E-2]
[null,null,7,"9.5.7",3.864334134379268E-2,3.5918441505807128E-2,3.907510573239862E-2,4.2090855189660804E-2,5.2476512906239503E-2,4.0765035476316706E-2,3.4163627064449809E-2,4.1639991175387137E-2,4.8315305966332892E-2,6.7067466956872768E-2]
[null,null,8,"9.5.8",4.3767342640954353E-2,3.8454862496622326E-2,4.2759107658226533E-2,4.5674695792007378E-2,5.2933857839021221E-2,4.3193532522931087E-2,3.9893683651305349E-2,4.4976384193118266E-2,5.2631059287211415E-2,6.4524469515343769E-2]
[null,null,9,"9.5.9",3.9818537096311453E-2,4.3939036514120601E-2,4.7017203339576555E-2,5.0001241933641E-2,5.1863439371922331E-2,4.022569446807199E-2,4.5274287069490084E-2,5.2017204824796347E-2,5.2073527075008119E-2,6.3010987175024999E-2]
[null,null,10,"9.5.10",3.8424697310120791E-2,4.7649771795095892E-2,5.0010831386014511E-2,5.1502432874947796E-2,4.2664652483030883E-2,3.9321101865229788E-2,4.9117529250240252E-2,5.4009768121591986E-2,5.1389207497765543E-2,4.7329047642596524E-2]
[null,null,11,"9.5.11",3.870969604449967E-2,5.1783089218902956E-2,5.3143664098979269E-2,5.0508067747041786E-2,3.851142116247535E-2,3.7774904307697872E-2,5.2854049086832035E-2,5.6234258395515005E-2,5.3000255973908755E-2,3.6966147490087767E-2]
[null,null,12,"9.5.12",4.0472043676183483E-2,5.2397837251311988E-2,5.2605094770795967E-2,5.2707897499856084E-2,3.8432246875523192E-2,3.9216633998198962E-2,5.4196780059879386E-2,5.6508705529802875E-2,5.0521166200149466E-2,3.3210670447793592E-2]
[null,null,13,"9.5.13",4.1787278122267693E-2,5.1573921605176508E-2,5.2347328813160829E-2,5.0167924039247434E-2,3.8201178092941282E-2,4.256858392658576E-2,5.3406178161702046E-2,5.6155051446029641E-2,5.2619986154893571E-2,3.2917613595077812E-2]
[null,null,14,"9.5.14",4.3074271944456552E-2,5.311842066498397E-2,5.235266341780135E-2,5.3041086379260818E-2,3.4823011281217606E-2,4.2589008278189788E-2,5.5272321457305866E-2,5.6656720821892693E-2,5.3602357543691373E-2,3.2873702115184616E-2]
[null,null,15,"9.5.15",4.2861221549219203E-2,5.3902918748844661E-2,5.2547008173719247E-2,5.0851484315254776E-2,3.594065315272138E-2,4.5062284522328862E-2,5.7014834183035629E-2,5.6200133211226647E-2,5.3417251681778126E-2,3.7066098382416091E-2]
[null,null,16,"9.5.16",4.8028223117960157E-2,5.2663227274590566E-2,5.0068151653471393E-2,4.725642247718715E-2,3.644336833872025E-2,4.8724174748030431E-2,5.6463967655034565E-2,5.3740647103023578E-2,4.8358768010680425E-2,3.9326389534346987E-2]
[null,null,17,"9.5.17",5.1768297628387826E-2,4.8629360796344438E-2,4.8559266453604852E-2,4.520229345693836E-2,3.6534620059275276E-2,5.3881227043044037E-2,5.3012436829333862E-2,4.8711031173159294E-2,3.9924916780796842E-2,3.8114746342722619E-2]
[null,null,18,"9.5.18",5.6524406248462361E-2,4.168894480817055E-2,4.6535675073484765E-2,4.2249530476028779E-2,3.5587915409399443E-2,5.784295203157705E-2,4.3402227132676843E-2,4.5865515806345326E-2,3.7416206378087312E-2,3.043661498111231E-2]
[null,null,19,"9.5.19",5.808418771217104E-2,3.669094416311755E-2,4.4214331963084483E-2,4.0192713034721834E-2,3.2471042915147401E-2,5.9961986127731653E-2,3.4832603614250841E-2,4.2728129298104059E-2,3.5327075414121313E-2,3.0567199358223267E-2]
[null,null,20,"9.5.20",5.982652918847977E-2,4.1381760637521053E-2,4.227367645755923E-2,3.9615871385936585E-2,3.4694760438672832E-2,6.1555410554959597E-2,3.6876939309124446E-2,4.1642616189563157E-2,3.4293306236148215E-2,3.0391762540935698E-2]
[null,null,21,"9.5.21",5.6698147382556428E-2,4.2007983779033267E-2,4.0398521342642282E-2,3.8843067219585269E-2,3.7739935152488781E-2,5.857513101292252E-2,3.6794527181148735E-2,3.8584690255365317E-2,3.3459868477025381E-2,3.6862537307768353E-2]
[null,null,22,"9.5.22",5.1128834464412728E-2,3.8197347548218484E-2,3.6990136696214232E-2,3.9166262185925935E-2,3.8776869094678132E-2,5.0391852001999825E-2,3.5401467624089793E-2,3.3577025531002017E-2,3.3448795344707537E-2,4.0414139621986978E-2]
[null,null,23,"9.5.23",4.1944238341058142E-2,3.6464465447300379E-2,3.3993633428566906E-2,3.7291848269022113E-2,4.2573784173066433E-2,4.0067032498525459E-2,3.4837505266800912E-2,3.0347484539585898E-2,3.3076738098828086E-2,4.4184672028815965E-2]
[null,null,24,"9.5.24",3.4329363045229148E-2,3.4902669348035903E-2,3.0766340194011133E-2,3.5320008310727707E-2,3.8804858067789549E-2,3.4539396542980952E-2,3.3659177700748666E-2,2.7646674664378944E-2,3.2116420698563325E-2,4.790491533605299E-2]
["September","Friday",1,"9.6.1",3.0760817287404769E-2,3.3966772188642511E-2,3.1211253251022527E-2,3.3536437079446042E-2,4.0582144479435762E-2,3.0127193126943553E-2,3.4715164066679974E-2,2.8357705522813182E-2,3.2231456372388091E-2,5.4418700745957678E-2]
[null,null,2,"9.6.2",2.8441762227315346E-2,3.3026475620255E-2,3.053726816679184E-2,3.2653404874904826E-2,4.3141191726875479E-2,2.7031521396726477E-2,3.40100332323846E-2,2.6609513668572917E-2,3.2397476198828039E-2,4.7360319663703153E-2]
[null,null,3,"9.6.3",2.7317644249818206E-2,3.2910628023730647E-2,3.0332782625492341E-2,3.2081736176278651E-2,4.2479011113050705E-2,2.5023126455698208E-2,3.288669762600839E-2,2.498753361428838E-2,3.2256378084483471E-2,4.773530776105242E-2]
[null,null,4,"9.6.4",2.7494578301725747E-2,3.2035487518198708E-2,2.9732623266773804E-2,3.1070654793476614E-2,4.2042569293145635E-2,2.5080682268487857E-2,3.1458511069296036E-2,2.4412953074782834E-2,3.2551691003749127E-2,4.6369232892724127E-2]
[null,null,5,"9.6.5",2.7845221566394251E-2,3.2561552665474836E-2,3.1408374722458908E-2,3.2451822505167489E-2,4.0850293578425796E-2,2.5831445857792377E-2,3.2547275422119611E-2,2.7622046513510596E-2,3.4861071761039371E-2,4.2462433487114121E-2]
[null,null,6,"9.6.6",3.2393036190468502E-2,3.3377915513049923E-2,3.4352836998355042E-2,3.4870349918871453E-2,4.4875699036787134E-2,3.1146281014884591E-2,3.2547812401649646E-2,3.6422718752410627E-2,4.1771787572572772E-2,5.547683547610166E-2]
[null,null,7,"9.6.7",3.9690023912796309E-2,3.5317096561182981E-2,3.9945780216201821E-2,4.3162081676243268E-2,5.0057644976661188E-2,3.7549314017913671E-2,3.2206728118263146E-2,4.1710319864928035E-2,4.5636245688356419E-2,6.0777773798094341E-2]
[null,null,8,"9.6.8",4.5861342641902031E-2,3.8432896268584975E-2,4.4050077327975994E-2,4.6327985234350735E-2,5.2198050595831082E-2,4.0001443398263836E-2,3.7880556114412031E-2,4.5878583377105916E-2,5.0815839415730139E-2,6.4143493989270564E-2]
[null,null,9,"9.6.9",4.2454629844934769E-2,4.3731190547373254E-2,4.7160317521670034E-2,4.7864056722443551E-2,5.0561983739659797E-2,3.9550227931354952E-2,4.2831763085858732E-2,5.1301202071019472E-2,5.0434986935776173E-2,5.6553424774810575E-2]
[null,null,10,"9.6.10",3.9487614086474006E-2,4.649336097814781E-2,4.8903912167048841E-2,5.0253482050179141E-2,4.5983963240986088E-2,4.3548095214220865E-2,4.7129875096515686E-2,5.27422213363926E-2,4.9582402048302388E-2,4.5001301647676288E-2]
[null,null,11,"9.6.11",4.0887253405726923E-2,4.8907185845277389E-2,5.0611660938018568E-2,4.8126033124051872E-2,4.455772288621207E-2,4.3656084000948524E-2,4.8607566051806363E-2,5.3587272707037566E-2,4.9662694932760099E-2,3.9720346675076415E-2]
[null,null,12,"9.6.12",4.0315024120318579E-2,5.1945510556792869E-2,5.285508719968434E-2,5.2795102643345353E-2,4.3149215298105004E-2,4.2147403281596246E-2,5.1977317166396871E-2,5.6781593028176362E-2,5.0263158289223772E-2,3.4627650141565103E-2]
[null,null,13,"9.6.13",4.2607252521329575E-2,5.2759143972523424E-2,5.3238012665003658E-2,5.1663751847838391E-2,3.9386227816426901E-2,4.23103075184358E-2,5.213570055730294E-2,5.7003559450002267E-2,5.2658640751084181E-2,3.0257520946481306E-2]
[null,null,14,"9.6.14",4.464617412838727E-2,5.3321333953036003E-2,5.3493719814521903E-2,5.3936077296984429E-2,3.6809582652256874E-2,4.3071612090523625E-2,5.369895025104561E-2,5.6855445414050042E-2,5.5272703492337594E-2,3.0080728363601733E-2]
[null,null,15,"9.6.15",4.5987716310236203E-2,5.2961661977030838E-2,5.199729641188533E-2,5.1320865884448702E-2,3.6296074093567381E-2,4.4867324794461837E-2,5.4926869013509294E-2,5.6215290187266245E-2,5.3764096694743871E-2,2.6404010472585459E-2]
[null,null,16,"9.6.16",4.8593340856350892E-2,5.2142423738689048E-2,4.8696928762856063E-2,4.6856029617970869E-2,3.6398425195470048E-2,5.1829991877609893E-2,5.5005293595347983E-2,5.3172608855070067E-2,4.6947914746008394E-2,2.9001955092281574E-2]
[null,null,17,"9.6.17",5.1851961216401496E-2,4.8684934194492935E-2,4.6318889277712605E-2,4.3916546051486607E-2,3.639053647417715E-2,5.5278940040525873E-2,5.229561817543766E-2,4.8041452285384804E-2,4.0326703033628189E-2,3.2496311270259613E-2]
[null,null,18,"9.6.18",5.3778027098628098E-2,4.067924786841956E-2,4.4479247178415615E-2,4.1303812638350167E-2,3.9530382398685053E-2,6.086189481697727E-2,4.5592758406567964E-2,4.5666109244418947E-2,3.8914691293065844E-2,3.6395357573099744E-2]
[null,null,19,"9.6.19",5.4302843516245071E-2,3.8873400295686505E-2,4.3479516102652008E-2,4.0580985976367494E-2,3.7261060240096268E-2,5.8959953568096572E-2,3.9105125147426451E-2,4.264717843817678E-2,3.7393623639424424E-2,3.7941719380485586E-2]
[null,null,20,"9.6.20",5.4126723633882295E-2,4.2201541043057782E-2,4.1649859287365393E-2,3.9433384115032645E-2,3.5010010247920935E-2,5.763373419053424E-2,4.1120153619103962E-2,4.2196987812811698E-2,3.6050755596329719E-2,4.0242425327792444E-2]
[null,null,21,"9.6.21",5.3194663248719243E-2,4.2146295591017381E-2,4.0813241742313516E-2,3.7535928109895006E-2,3.8990780377257533E-2,5.1639855062919481E-2,3.9936804157633052E-2,3.7668109727852388E-2,3.4935368444090661E-2,3.9495506694749639E-2]
[null,null,22,"9.6.22",4.9095719852938056E-2,3.9085215883535994E-2,3.7714590398931713E-2,3.7372092010077046E-2,3.875250053923119E-2,4.5946199499315596E-2,3.6529132060040652E-2,3.3107955936397766E-2,3.3943090801976945E-2,3.8522328499182752E-2]
[null,null,23,"9.6.23",4.2705216675827898E-2,3.7647505904293839E-2,3.4552172624800523E-2,3.6764232994642682E-2,4.0815637144711717E-2,4.2246652263181236E-2,3.5908307011960537E-2,2.9734430701807191E-2,3.3837126680248061E-2,3.2867368216908659E-2]
[null,null,24,"9.6.24",3.616141310577449E-2,3.6791223291505935E-2,3.2464551332047689E-2,3.4123146658146954E-2,4.3879292855023309E-2,3.4660716312587381E-2,3.4945988553232929E-2,2.7277208415723616E-2,3.3490096523852139E-2,3.1647947109424888E-2]
["September","Saturday",1,"9.7.1",3.1273053108277972E-2,4.1343100944582246E-2,3.7460661456011013E-2,4.2631508924555583E-2,4.5850131366581073E-2,2.8088889266892628E-2,4.1658954734816005E-2,3.2213674438104807E-2,4.0279900478804448E-2,3.9815755713221587E-2]
[null,null,2,"9.7.2",2.8506968327271738E-2,4.0601595647461013E-2,3.6015271672019497E-2,4.0277646587840166E-2,4.0707189682050629E-2,2.6197261278971682E-2,4.1226541686428496E-2,3.20024371753376E-2,4.0969789526743725E-2,3.6893649321673758E-2]
[null,null,3,"9.7.3",2.6848173227647903E-2,3.9879477255417933E-2,3.5556449100986855E-2,3.9243606383025764E-2,4.0755939621113207E-2,2.4284656625912567E-2,3.9659908834906478E-2,3.1341509373126866E-2,4.0366871945473268E-2,4.1385625549539853E-2]
[null,null,4,"9.7.4",2.6808009728062514E-2,3.9283531506008267E-2,3.48483993985979E-2,3.878346130548882E-2,4.3028790553634448E-2,2.3572203264190301E-2,3.8138604539343673E-2,3.0300191820027737E-2,4.0684306264137188E-2,3.8947626677436981E-2]
[null,null,5,"9.7.5",2.6552986138014628E-2,3.9079302906491468E-2,3.5556711761318006E-2,3.9931733892410143E-2,4.2571998671794113E-2,2.2700155620157751E-2,3.836917663224295E-2,3.1973382901074814E-2,4.1178451838685223E-2,4.7763925588144455E-2]
[null,null,6,"9.7.6",2.7236013936991526E-2,3.9508707078010047E-2,3.7283478301198526E-2,4.04914806036068E-2,4.9563334272247253E-2,2.3859783808386784E-2,3.8192043197548008E-2,3.8142682254810802E-2,4.3734536323275473E-2,5.2510735204448121E-2]
[null,null,7,"9.7.7",2.8799592544001468E-2,3.934467212527825E-2,3.9474425682867145E-2,3.9961397332943176E-2,5.646226432782997E-2,3.1110930669413818E-2,3.5271683395691013E-2,4.0845624489740405E-2,4.2529854628462274E-2,5.7104189276170683E-2]
[null,null,8,"9.7.8",3.3817440515054802E-2,3.6824269292034577E-2,4.1613501401424197E-2,4.0638833141539231E-2,5.5705472820989158E-2,3.5612046265674956E-2,3.1602836599420293E-2,4.3475410469709361E-2,4.2821912657116719E-2,4.5743605472363544E-2]
[null,null,9,"9.7.9",4.1030579791553827E-2,3.7292920552585686E-2,4.2652863340944099E-2,4.0803630033389458E-2,5.3560404747607274E-2,4.0841881673988223E-2,3.6306601598079927E-2,4.6492190923607402E-2,4.3181448547841797E-2,4.6347917420316805E-2]
[null,null,10,"9.7.10",4.5527397474929912E-2,3.9012938690735688E-2,4.4789500070711918E-2,4.2270161593401051E-2,5.0636540477909303E-2,4.3177089850799086E-2,4.16829392619983E-2,4.9225017090127568E-2,4.4289238953527932E-2,4.7464932888602249E-2]
[null,null,11,"9.7.11",4.7447179943243982E-2,4.0287548819811635E-2,4.5410376561482835E-2,4.2672667953154275E-2,4.5455462048596969E-2,4.7261198878961248E-2,4.5393248170134598E-2,4.9652469559628626E-2,4.2595371595395809E-2,4.5636180672570352E-2]
[null,null,12,"9.7.12",4.7499408455235176E-2,4.3632140522738616E-2,4.682513264628145E-2,4.4588411723731278E-2,4.2739616386800267E-2,4.9631094832032409E-2,4.6769387922410588E-2,5.1937508518221931E-2,4.4363752968737555E-2,4.4369858650979858E-2]
[null,null,13,"9.7.13",4.8311391328007845E-2,4.3923224560467225E-2,4.7543958926828424E-2,4.5383134686088053E-2,3.8561131043869212E-2,4.9290119140211502E-2,4.7653420501634347E-2,5.3986192745144462E-2,4.4017366610108292E-2,4.2279819966664148E-2]
[null,null,14,"9.7.14",4.7776721945086094E-2,4.1916381894474691E-2,4.6949926321900967E-2,4.2931600045178465E-2,3.6496227964620702E-2,5.0684352258315343E-2,4.717303839888224E-2,5.2576653748630943E-2,4.4875661946292229E-2,4.5749425897322886E-2]
[null,null,15,"9.7.15",4.797295908365428E-2,4.1616901538904835E-2,4.5908530640959871E-2,4.2582712966822367E-2,3.5212809757572704E-2,5.448505700561309E-2,4.6704790014992996E-2,5.1437794522250932E-2,4.3451013955806035E-2,4.9120211134650087E-2]
[null,null,16,"9.7.16",5.0697492511755378E-2,4.1616533433112203E-2,4.5129990410271305E-2,4.1969346974228577E-2,3.455613605011295E-2,5.4290765412194707E-2,4.5191941601228407E-2,4.8840267571320678E-2,4.2518089257639696E-2,4.6535562859767107E-2]
[null,null,17,"9.7.17",5.2843503939259802E-2,4.2579936407796143E-2,4.5760772947817004E-2,4.3209905820586023E-2,3.2730100596808212E-2,5.6520375149730483E-2,4.3457228452401367E-2,4.5966399659079171E-2,4.1409837464862487E-2,3.8763144512421098E-2]
[null,null,18,"9.7.18",5.5916463929231087E-2,4.0995784364818648E-2,4.3726866425852169E-2,4.2188888589664186E-2,3.1507319106417152E-2,5.7846500850069815E-2,3.9179400994135076E-2,4.4195618101378981E-2,4.023283899551415E-2,3.0437026608072699E-2]
[null,null,19,"9.7.19",5.5239355568534862E-2,4.0346323044700469E-2,4.3447350806023882E-2,4.1252922632682605E-2,3.0847602949930272E-2,5.7353987822321234E-2,3.8954204201561059E-2,4.2350753024645929E-2,3.9402342231567869E-2,2.6837599894624999E-2]
[null,null,20,"9.7.20",5.4654541670619596E-2,4.7769702218365018E-2,4.2673230773479523E-2,4.1995714476924621E-2,3.4517079495160058E-2,5.5490134846012777E-2,4.4337928974113559E-2,4.3187682054879654E-2,3.9555638092579622E-2,2.9885731139640468E-2]
[null,null,21,"9.7.21",5.1378214611926321E-2,4.8362703121433696E-2,4.2881317792396956E-2,4.2746545193939819E-2,3.7184741254922479E-2,5.1736932710405199E-2,4.5168302853599206E-2,4.0623097380199195E-2,3.9565903955356176E-2,3.0550777956734755E-2]
[null,null,22,"9.7.22",4.6454953500351413E-2,4.7302786313693418E-2,4.1993188166971972E-2,4.249139137211902E-2,3.9125045433315853E-2,4.597021862757613E-2,4.3966813210136894E-2,3.6804298574996841E-2,3.9399112521930298E-2,3.5232677181643947E-2]
[null,null,23,"9.7.23",4.1717842095068604E-2,4.4608181796302625E-2,3.9499866212084185E-2,4.1212245936450294E-2,4.2133107710973852E-2,3.7535291808867798E-2,4.2892539007705725E-2,3.2341376595418844E-2,3.9326790095403311E-2,3.9809429164352726E-2]
[null,null,24,"9.7.24",3.5689756626219211E-2,4.2871335964775568E-2,3.6998229181570294E-2,3.9741051830230259E-2,4.0091553659142826E-2,3.2459072333300448E-2,4.1048465216588767E-2,3.0087767008536458E-2,3.924996914473828E-2,4.0814591248636782E-2]
["October","Sunday",1,"10.1.1",3.1961778509514108E-2,4.2288259584026933E-2,3.7516702128944562E-2,4.0959115656449045E-2,3.7737908369587521E-2,2.9498864425188471E-2,4.372519491142756E-2,3.594199212808908E-2,4.2346342708925046E-2,2.8330639570213683E-2]
[null,null,2,"10.1.2",2.9321004389343333E-2,4.2423343944707849E-2,3.6954113934397133E-2,4.0439731843617481E-2,3.6122605676542331E-2,2.906345269818443E-2,4.4408148333929046E-2,3.61963276797043E-2,4.1931446903970743E-2,3.3846807179001792E-2]
[null,null,3,"10.1.3",2.8554260622623055E-2,4.2676911168107498E-2,3.7092163666075803E-2,4.016998762324886E-2,4.1153632038640871E-2,2.7884596815611545E-2,4.4083379389199089E-2,3.5749918725140779E-2,4.2355372514531156E-2,4.8088969312933084E-2]
[null,null,4,"10.1.4",2.9186065434061801E-2,4.3450965400581472E-2,3.7233243262415637E-2,4.0305843576926424E-2,4.1217056341399355E-2,2.7681294472632349E-2,4.4468753097507266E-2,3.5518880643151153E-2,4.347970212572317E-2,4.0250193550679457E-2]
[null,null,5,"10.1.5",3.0091105357794395E-2,4.3567682945643595E-2,3.7903501312414718E-2,4.1098821432491536E-2,4.4645778630806009E-2,2.9255716389862754E-2,4.4340441205181873E-2,3.6445008317661461E-2,4.3575584403672228E-2,3.4902907872873215E-2]
[null,null,6,"10.1.6",3.232083161525743E-2,4.5319216100553394E-2,3.9631864457924028E-2,4.1444278826036886E-2,3.9588194742640762E-2,3.1923427014713485E-2,4.5625531269429802E-2,3.6950367810496258E-2,4.3616812595058008E-2,4.3527872903183135E-2]
[null,null,7,"10.1.7",3.5219459382649344E-2,4.62748726919575E-2,4.1560011842953035E-2,4.1625733786836705E-2,4.3076643451429537E-2,3.8454595085387178E-2,4.9067049581141907E-2,4.0925404155420349E-2,4.3214154552964623E-2,4.335321174262393E-2]
[null,null,8,"10.1.8",4.0262771909693233E-2,4.2778435713337719E-2,4.3834132406661556E-2,4.1948434452624993E-2,4.7341423555113699E-2,4.4970666292287423E-2,4.3913266792619435E-2,4.2537538701541588E-2,4.3209877276624897E-2,3.923797219248773E-2]
[null,null,9,"10.1.9",4.8228444803665865E-2,3.7845649901413578E-2,4.4073109935698726E-2,4.1752863476487129E-2,4.4653622625846816E-2,4.6941962586806468E-2,3.7940772156625981E-2,4.3697454450299898E-2,4.2189509243134762E-2,4.3204878183472566E-2]
[null,null,10,"10.1.10",4.9535621922020288E-2,3.6657159179087476E-2,4.4100183766571627E-2,4.0663107092390863E-2,4.5906420690934938E-2,5.1029757704737701E-2,3.9989757575939602E-2,4.4041920029876544E-2,4.2315094828998645E-2,4.7713747481486671E-2]
[null,null,11,"10.1.11",4.9645636889849187E-2,3.5808041386257379E-2,4.5337676345129342E-2,4.0290615390682967E-2,4.7914035193092272E-2,4.8384563108161416E-2,4.0463394597646939E-2,4.6220126926086354E-2,4.0646719430038676E-2,5.2722199069629661E-2]
[null,null,12,"10.1.12",4.8278650575580999E-2,3.7396827277207667E-2,4.5664276260492957E-2,4.0616224811146968E-2,4.3497978042192624E-2,4.6615104126250202E-2,4.3408498258387419E-2,4.6355922318451093E-2,4.0791077506504729E-2,5.016670936875188E-2]
[null,null,13,"10.1.13",4.5471082147197861E-2,3.7733458330343403E-2,4.5849609751400913E-2,4.055958964657861E-2,4.2424695406466859E-2,4.734572339027926E-2,4.047143560138447E-2,4.6492879679375702E-2,4.0257130843427802E-2,5.5093823651732501E-2]
[null,null,14,"10.1.14",4.4420049624389828E-2,3.6891758627666089E-2,4.4214506327539309E-2,4.0771672083081564E-2,4.1681644961958871E-2,4.6138342504593199E-2,3.7835050165851168E-2,4.6578071340957629E-2,4.0905494648592645E-2,6.1258549246420574E-2]
[null,null,15,"10.1.15",4.4084679635618143E-2,3.7027256147798553E-2,4.4955157962400259E-2,4.1822074727447547E-2,4.5131433980903683E-2,4.1730959237253479E-2,3.7093494408717759E-2,4.6996651148512009E-2,4.1754177562335071E-2,6.0309471322499635E-2]
[null,null,16,"10.1.16",4.3241188410283397E-2,3.6397169204213771E-2,4.3207973914961E-2,4.0383866643522108E-2,4.4720072469549607E-2,4.2448393227940188E-2,3.3818772170642983E-2,4.527387782934747E-2,4.1319558760925322E-2,6.0994203004642866E-2]
[null,null,17,"10.1.17",4.5380224544801041E-2,3.672503000899166E-2,4.3045035429068519E-2,3.9926849953002233E-2,4.5208865417663599E-2,4.424268721668162E-2,3.3219733036172872E-2,4.5641563413979062E-2,4.0010949827429726E-2,4.1663964341725417E-2]
[null,null,18,"10.1.18",4.9196525515454448E-2,3.8406551416839255E-2,4.2137635639344376E-2,3.9370336742251232E-2,4.1338414150387762E-2,4.9682055113267412E-2,3.2594286869973267E-2,4.5251219442429789E-2,3.9651064548733683E-2,2.6762327899359215E-2]
[null,null,19,"10.1.19",5.2585993685103541E-2,4.6920547014850662E-2,4.3312069667327119E-2,4.1115332892856626E-2,3.6529709019159966E-2,5.5704528600820383E-2,4.0432231797169954E-2,4.3774996485529273E-2,3.9913047724542454E-2,2.5256089435076026E-2]
[null,null,20,"10.1.20",5.3609669962062123E-2,4.9199083830184183E-2,4.1901809819391719E-2,4.2337694269522302E-2,3.6674934984486811E-2,5.4544796456945467E-2,4.2688061869047146E-2,4.3488958558371954E-2,4.0020336072730811E-2,2.8813954399310091E-2]
[null,null,21,"10.1.21",5.1598709931668867E-2,4.8598857046961222E-2,4.1246546756428755E-2,4.3621995010459123E-2,3.7841673218270144E-2,5.0936779199671142E-2,4.4649691325577917E-2,4.2427074223782259E-2,4.0925692897974722E-2,2.7273468648642753E-2]
[null,null,22,"10.1.22",4.6158946898649189E-2,4.5948589405085498E-2,4.0423885701677958E-2,4.5545280712364286E-2,3.6342013423540771E-2,4.5813991047880989E-2,4.4330835803830036E-2,3.9424295705195733E-2,4.1506808414020394E-2,2.77221081002752E-2]
[null,null,23,"10.1.23",3.8713548920521278E-2,4.5226236443980168E-2,4.0399857981389307E-2,4.7970412147438621E-2,4.0783395472714992E-2,3.7758000564154209E-2,4.6049608174715921E-2,3.8049435139002143E-2,4.2523136797634101E-2,3.451398712687314E-2]
[null,null,24,"10.1.24",3.29337493121971E-2,4.4438097230203449E-2,3.8404931729391759E-2,4.5260137202535994E-2,3.8467848136670188E-2,3.1949742720689095E-2,4.5382611607880353E-2,3.6020115147598383E-2,4.1540907811506607E-2,4.4991944396105828E-2]
["October","Monday",1,"10.2.1",3.0687219444840722E-2,3.4636592527383846E-2,3.083614913140692E-2,3.221142791676828E-2,3.784728067239982E-2,3.102247805627031E-2,3.4997507282741792E-2,2.4612300455471026E-2,3.137135812023014E-2,4.8740789050283437E-2]
[null,null,2,"10.2.2",2.9136755181490795E-2,3.481537051200001E-2,3.0652094957251626E-2,3.1130489298547278E-2,3.6696762144571307E-2,2.9722809942403585E-2,3.5279661450707892E-2,2.3770494145953038E-2,3.2081465452171769E-2,5.0166111884183386E-2]
[null,null,3,"10.2.3",3.0538404561761084E-2,3.4564825829061674E-2,2.9845891384747747E-2,2.988970181554626E-2,3.5612550759312356E-2,2.972711593659378E-2,3.5028306674252947E-2,2.2738599955814884E-2,3.129732640110737E-2,3.4826995037629434E-2]
[null,null,4,"10.2.4",3.2175984799423796E-2,3.4180787572406585E-2,3.0691368877737109E-2,2.9040855605392563E-2,3.4152598899492584E-2,2.9380328453733968E-2,3.4133537234232493E-2,2.3717873739176994E-2,3.1416145993009049E-2,2.5252665484996124E-2]
[null,null,5,"10.2.5",3.3478645275602258E-2,3.5203617077666657E-2,3.2718693518876678E-2,3.145055719143755E-2,4.0434692900559947E-2,3.0631896655226046E-2,3.4809363173728014E-2,2.8532894712415723E-2,3.4733083159399776E-2,2.4995668284199309E-2]
[null,null,6,"10.2.6",3.9032000733066168E-2,3.7531172673261268E-2,3.6072389127398123E-2,3.4239614497101341E-2,4.4908095313590364E-2,3.5174614507093423E-2,3.6333437089093465E-2,3.8447781338009808E-2,4.4264557222259637E-2,3.989117438465422E-2]
[null,null,7,"10.2.7",4.9211638238173233E-2,4.3002680783018415E-2,4.2271106472584731E-2,4.1698775764987248E-2,4.612563781796216E-2,4.5957223568670005E-2,4.1367773698966256E-2,4.4452904962977803E-2,4.8081625634681477E-2,4.3622369088015096E-2]
[null,null,8,"10.2.8",5.1581047720678216E-2,4.880052822694713E-2,4.7092987868014413E-2,4.8323650580376E-2,5.0764628878923024E-2,5.0803636340327064E-2,4.4944371636865155E-2,5.0059342196301523E-2,5.4850917418100324E-2,4.658192646737546E-2]
[null,null,9,"10.2.9",5.1692770361345598E-2,4.8338410808452539E-2,4.7666559378442906E-2,4.9611510500207262E-2,4.948782809938998E-2,4.6543809258288764E-2,4.6125957310555472E-2,5.2570283835275483E-2,5.3729464211459875E-2,5.1689153921736397E-2]
[null,null,10,"10.2.10",4.5568517754907924E-2,4.7879194117240897E-2,5.0331281404136625E-2,5.1496875728951841E-2,4.1843271658929433E-2,4.7630534542041136E-2,4.9603585545136337E-2,5.5095075058469431E-2,5.5594747383663719E-2,5.8135177514251631E-2]
[null,null,11,"10.2.11",4.3219364374677834E-2,4.948265002869616E-2,5.1796745040855512E-2,4.9257449274822271E-2,4.0379018795267313E-2,4.3325486365713671E-2,5.0060542378772409E-2,5.5872441402836544E-2,5.3880074411098752E-2,5.457983432935893E-2]
[null,null,12,"10.2.12",4.1565874721311853E-2,4.8535825590119902E-2,5.0709752333844359E-2,5.0757289395110546E-2,4.5576901411075725E-2,4.2744576759345641E-2,5.0396558284550273E-2,5.561915561235236E-2,5.0592117632976732E-2,4.4521644050267289E-2]
[null,null,13,"10.2.13",4.083909011449785E-2,4.674412299877246E-2,4.977712658334376E-2,4.8114940156002858E-2,4.7453931171274444E-2,4.015258844972841E-2,4.701328728402733E-2,5.5872574957168457E-2,5.1166544056205784E-2,3.8728875486578149E-2]
[null,null,14,"10.2.14",3.7525441493846894E-2,4.6914243890564845E-2,5.1010641983155587E-2,5.1254110278195632E-2,4.8450808284067927E-2,3.8661140488557129E-2,4.8800619122325473E-2,5.6451332654538999E-2,5.4025591087950998E-2,4.7918354959626264E-2]
[null,null,15,"10.2.15",3.5999172880993781E-2,4.6937855510054721E-2,4.9771215440782834E-2,4.9819357210143141E-2,4.2681967408187603E-2,3.7882261168236127E-2,4.7748777745242513E-2,5.4395317136380378E-2,5.4687836869570065E-2,5.3020201400570177E-2]
[null,null,16,"10.2.16",3.634453864927905E-2,4.6368922191041655E-2,4.7909757854417534E-2,4.516011137227504E-2,4.2397384320618799E-2,3.9508809697125016E-2,4.7570255346298239E-2,5.1256883824318686E-2,4.8674933219964397E-2,5.1456694142121187E-2]
[null,null,17,"10.2.17",4.1072465694057349E-2,4.2956674947717023E-2,4.601740320587891E-2,4.1949006176236855E-2,4.0430511369046553E-2,4.2202086733716331E-2,4.4278217003882805E-2,4.6539811598109271E-2,3.5181664442055949E-2,4.8413192953455329E-2]
[null,null,18,"10.2.18",4.8005523835988349E-2,3.7948877402008849E-2,4.2624900519054217E-2,4.1070731981328219E-2,4.0615574006596544E-2,4.7999341313373585E-2,3.8121512874046456E-2,4.2551077921019552E-2,3.4141092864492704E-2,3.6501566413005705E-2]
[null,null,19,"10.2.19",5.4239990732445453E-2,4.0760719186783957E-2,4.2837701651247763E-2,4.1816734479560531E-2,4.0964433207142673E-2,5.4765795263383571E-2,3.9538160892450311E-2,4.1529814655702137E-2,3.3507300554992001E-2,3.6055157539929814E-2]
[null,null,20,"10.2.20",5.4901396675312887E-2,4.0943059204384923E-2,4.100999478208521E-2,4.1345208090709261E-2,4.0024305450602427E-2,5.5804069957204133E-2,4.0531329676686739E-2,4.1060384534440421E-2,3.3978627051471186E-2,3.6175046518861005E-2]
[null,null,21,"10.2.21",5.102911158627646E-2,4.1609520084740913E-2,4.1017700965713041E-2,4.0373159185470388E-2,3.6892218874740305E-2,5.4366610029250917E-2,3.9964987886564607E-2,3.8914727348697838E-2,3.2867360890403985E-2,3.6551717458052316E-2]
[null,null,22,"10.2.22",4.5962247681630153E-2,3.8232472340362984E-2,3.8599892427725782E-2,4.1898355493880858E-2,3.9832791307288923E-2,5.0257492743869703E-2,3.8323172013956838E-2,3.5479536311112364E-2,3.3751614010033008E-2,3.0727093294934432E-2]
[null,null,23,"10.2.23",4.0714924550361825E-2,3.6576322388212956E-2,3.5458018240339395E-2,3.9426774937795589E-2,3.7858152654334648E-2,4.069638332208203E-2,3.731549626995067E-2,3.1665865652301929E-2,3.2965894210517578E-2,3.1808892232291899E-2]
[null,null,24,"10.2.24",3.5477872938030369E-2,3.703555410909963E-2,3.3280626850959394E-2,3.8663313069153112E-2,3.8568654594625003E-2,3.5038910447765831E-2,3.7713582124965589E-2,2.8793525991155446E-2,3.3158657702183653E-2,2.9639698103623258E-2]
["October","Tuesday",1,"10.3.1",3.3152671955056022E-2,3.3270691035572154E-2,3.216362233138479E-2,3.4593399124687958E-2,3.7358475999687231E-2,3.1060449720493592E-2,3.5887758930069388E-2,2.7461071451108092E-2,3.2733009534886864E-2,2.6319387136635387E-2]
[null,null,2,"10.3.2",3.1223890270756827E-2,3.2529815799885821E-2,3.0923657170025886E-2,3.2783735862602033E-2,3.2116483444698377E-2,3.0572866654760399E-2,3.5237183263306902E-2,2.5567866341609534E-2,3.2264257846204659E-2,3.3967434930603342E-2]
[null,null,3,"10.3.3",3.0720995027606116E-2,3.2979661926602018E-2,3.0890587874863828E-2,3.2032366096204273E-2,3.289631916352994E-2,2.9580039321147226E-2,3.5290453530605496E-2,2.4514409663935699E-2,3.1503136772432709E-2,4.2016513255523809E-2]
[null,null,4,"10.3.4",3.1751247772626279E-2,3.3776126600819703E-2,3.1501446448145301E-2,3.2143082025238676E-2,3.4963739965021716E-2,2.9423602154900311E-2,3.4716545419311115E-2,2.4908986481811158E-2,3.2497009023752556E-2,4.4272909965583869E-2]
[null,null,5,"10.3.5",3.374002940646003E-2,3.3940248353042456E-2,3.2772754458312292E-2,3.2931682873278932E-2,4.366367394770676E-2,3.1262368912335886E-2,3.4309752535131834E-2,2.829452943715292E-2,3.5066878702165308E-2,3.7104840933383253E-2]
[null,null,6,"10.3.6",4.0042293768600426E-2,3.7353583814769907E-2,3.6650175093050241E-2,3.6965670569244151E-2,4.2594035083204584E-2,3.5291406947674096E-2,3.7434273423137945E-2,3.8089817571960748E-2,4.4634117621213741E-2,3.7061146315070632E-2]
[null,null,7,"10.3.7",4.8808196508033773E-2,4.2950705505309154E-2,4.3839830142790727E-2,4.6074533926194865E-2,4.4505172016180677E-2,4.7207658275283268E-2,4.2108816470149045E-2,4.4233601034745995E-2,4.8722768200524E-2,3.9939032766660477E-2]
[null,null,8,"10.3.8",5.2379124483689851E-2,4.8380199907932096E-2,4.7915776413268996E-2,4.9761248708139638E-2,4.6233895288818327E-2,4.9515585581013911E-2,4.6690367824064737E-2,4.8717051064889536E-2,5.4538934044814961E-2,4.2499636705730315E-2]
[null,null,9,"10.3.9",4.8532800270967368E-2,5.0851242732136516E-2,4.9172414861082814E-2,5.0778262242056657E-2,4.823529877536397E-2,4.8441842245443269E-2,4.8048721094399491E-2,5.2751824357067149E-2,5.3784099725155833E-2,5.3292869468617166E-2]
[null,null,10,"10.3.10",4.5669881330629519E-2,4.9681635838033943E-2,5.0149327146307654E-2,5.1471504982240068E-2,5.0333897169371526E-2,4.3416518142366529E-2,4.9908034588284356E-2,5.5113923259127735E-2,5.3270705018503901E-2,5.5739106054452092E-2]
[null,null,11,"10.3.11",4.1514074232143032E-2,5.1227669940767356E-2,5.1910490766964905E-2,4.9295999804164499E-2,4.7858891206038361E-2,4.2730061145956455E-2,5.0678237081791554E-2,5.6205675503066925E-2,5.1798474353115964E-2,6.4158264555686961E-2]
[null,null,12,"10.3.12",3.9261511118729019E-2,5.0193351187421277E-2,5.023661732029578E-2,5.0454491448323049E-2,4.7265230253943968E-2,4.1897831960441216E-2,4.9533234701107848E-2,5.5265540736681718E-2,4.9253257227347899E-2,5.635182377033579E-2]
[null,null,13,"10.3.13",3.7804767560677056E-2,4.9228620799912637E-2,5.0452470199443274E-2,4.9565552835256224E-2,4.5417339294357054E-2,3.9726554186445218E-2,4.8887862714580746E-2,5.5263297874587725E-2,5.1055295251755894E-2,4.6763006679649256E-2]
[null,null,14,"10.3.14",3.7124797025050345E-2,4.9141899418566282E-2,4.9325325691488862E-2,5.0717389423571173E-2,4.1609021112673845E-2,3.8272192583576212E-2,4.8693630531572323E-2,5.4201433072040596E-2,5.2697480191250125E-2,4.1970998028114832E-2]
[null,null,15,"10.3.15",3.5678114453720759E-2,4.7998676904038091E-2,4.9199310802615498E-2,4.8262464977768621E-2,3.9377992182837281E-2,3.6586325501507914E-2,4.9911041159087011E-2,5.392211850196299E-2,5.291638638221248E-2,3.3616388394841781E-2]
[null,null,16,"10.3.16",3.7411564039069742E-2,4.7108224406937065E-2,4.6346457604127748E-2,4.3556735491268539E-2,3.7031754625418543E-2,3.9554667570234153E-2,4.9244507539602661E-2,5.0602672170935385E-2,4.7741540095116476E-2,3.6356736104697598E-2]
[null,null,17,"10.3.17",4.1164151573008956E-2,4.3212134892363446E-2,4.4718287900938403E-2,4.0214733986481302E-2,3.6678210623937856E-2,4.1921248968713111E-2,4.4209946911861517E-2,4.6373510542667168E-2,3.6311232190384957E-2,3.6161930931387205E-2]
[null,null,18,"10.3.18",4.7620887715336832E-2,3.6849761724560122E-2,4.2412456613879969E-2,3.8663454430994358E-2,4.0226022699266874E-2,4.9756804393240768E-2,3.7453816133355293E-2,4.2582197322813403E-2,3.5562331436405352E-2,3.0147135006771009E-2]
[null,null,19,"10.3.19",5.3142353376254961E-2,3.9641108363096131E-2,4.3081758012071321E-2,3.9794441613589492E-2,3.887271723111306E-2,5.6959477103455745E-2,3.8609669150974288E-2,4.2084094163445877E-2,3.5612413556247981E-2,2.9890760144020114E-2]
[null,null,20,"10.3.20",5.4497543247652241E-2,4.0880489346781484E-2,4.1463915597072118E-2,3.9379268514423527E-2,4.2204562617967595E-2,5.7337903307760049E-2,3.6857339468151118E-2,4.1137814998114794E-2,3.4818445958178679E-2,3.1575320087905631E-2]
[null,null,21,"10.3.21",5.1936627263575161E-2,4.0417178248527114E-2,4.0235983243634858E-2,3.8313296108146606E-2,4.3899930815437561E-2,5.5281538201318071E-2,3.7067471785212129E-2,3.8516378646488221E-2,3.4133189759880604E-2,3.3428534638081119E-2]
[null,null,22,"10.3.22",4.8662048958405063E-2,3.7685623048261077E-2,3.744352950925816E-2,3.9029901352060685E-2,4.2780308826425924E-2,4.8941022243243856E-2,3.6511236913828314E-2,3.4393925094310523E-2,3.3551276497167541E-2,4.2708344712140182E-2]
[null,null,23,"10.3.23",4.2372250075346653E-2,3.5694606459392923E-2,3.485612528517755E-2,3.7460052794604543E-2,4.0400320287902795E-2,4.0032471672311207E-2,3.6244423027981067E-2,3.1205795730907083E-2,3.2964559871761522E-2,5.3065458841490158E-2]
[null,null,24,"10.3.24",3.5788178566604233E-2,3.500674374527115E-2,3.2337679513799227E-2,3.575673080946002E-2,4.3476707369096181E-2,3.5229563206377532E-2,3.6465675802433997E-2,2.8592464978569033E-2,3.256920073952007E-2,5.1592420572617967E-2]
["October","Wednesday",1,"10.4.1",3.3007214688599427E-2,3.3538972099258817E-2,3.1233762805317349E-2,3.4145512744426815E-2,3.871562378021489E-2,3.3497544927685689E-2,3.5884054623123454E-2,2.784977391995359E-2,3.3052499011330942E-2,4.1740252453729185E-2]
[null,null,2,"10.4.2",3.2528572950119745E-2,3.3104433579236862E-2,3.0294674142053259E-2,3.2879812290877983E-2,4.0037270111403275E-2,3.1553279544909503E-2,3.5745311552673013E-2,2.594457959691247E-2,3.3266140787339055E-2,3.441743076183619E-2]
[null,null,3,"10.4.3",3.2289803489293854E-2,3.3049060796895853E-2,3.0755233758158047E-2,3.2408741931738719E-2,3.7300311958605802E-2,3.1229664494612262E-2,3.6036679799554876E-2,2.4652949206159618E-2,3.254963464233071E-2,2.3288865726119073E-2]
[null,null,4,"10.4.4",3.2895894306240389E-2,3.3697879539948822E-2,3.1525941623359949E-2,3.2364034723185477E-2,4.0587357907481428E-2,3.0676299397588858E-2,3.5411517094253733E-2,2.5337429297802794E-2,3.2870313251534264E-2,2.1108148240908352E-2]
[null,null,5,"10.4.5",3.5438605207800497E-2,3.4706417834571797E-2,3.3490578764134304E-2,3.3833396201397588E-2,3.8521902536942945E-2,3.0921830068860248E-2,3.5092833074226691E-2,2.9006247192596868E-2,3.5993168645852343E-2,2.3474249731899124E-2]
[null,null,6,"10.4.6",4.0813843426253639E-2,3.5898101519558932E-2,3.5703286998793902E-2,3.5830163754397404E-2,3.9963125559640364E-2,3.9819117859522427E-2,3.6621833963461366E-2,3.638200904956318E-2,4.3524689085712547E-2,3.4744461652827324E-2]
[null,null,7,"10.4.7",5.092675067867556E-2,4.2175439722812756E-2,4.3562894105962063E-2,4.4512025683156264E-2,4.501405901503646E-2,4.718075940155303E-2,4.1582132700142931E-2,4.4761645745388275E-2,4.6572467535159846E-2,4.3124340490260892E-2]
[null,null,8,"10.4.8",5.2846588071155456E-2,4.7149092583036192E-2,4.7123552360301552E-2,4.7569767104630518E-2,4.8380501786165882E-2,5.1915937180885982E-2,4.4308816182355354E-2,4.844470337061639E-2,5.3149726174299167E-2,5.0217120274319217E-2]
[null,null,9,"10.4.9",4.9782780189104953E-2,4.9006540640958843E-2,4.7849925301643108E-2,4.9704455237799261E-2,4.8479069395711394E-2,4.8153856097620455E-2,4.6973303150411379E-2,5.1841281892968043E-2,5.2958686661655784E-2,5.9429078647629807E-2]
[null,null,10,"10.4.10",4.5768302525199527E-2,4.977560706236165E-2,5.0034450445872965E-2,5.0619354672524097E-2,4.7272447788273275E-2,4.3879980968434755E-2,4.8791937023280302E-2,5.4481124939122806E-2,5.1524954554334479E-2,5.4594822384320695E-2]
[null,null,11,"10.4.11",4.1990055278725562E-2,5.2541129206996842E-2,5.186019627730705E-2,5.0672540035652726E-2,4.4955933888270724E-2,4.1897228028974845E-2,5.0508619306016377E-2,5.6583582948867589E-2,5.1569367282028884E-2,5.2987598301096776E-2]
[null,null,12,"10.4.12",3.986816517289006E-2,5.1285000954282033E-2,5.0788299060387225E-2,5.1357741708712289E-2,4.0750003217015669E-2,4.1619469228663615E-2,4.9817243634547495E-2,5.5959755110954176E-2,5.0620576092823041E-2,4.9564439664565439E-2]
[null,null,13,"10.4.13",3.7948372662490376E-2,4.8738562426735146E-2,5.0655624761101456E-2,4.9455114101598675E-2,3.909019820405614E-2,3.7531983743949476E-2,4.9141816787084847E-2,5.6191116726742776E-2,5.1342408885885503E-2,4.6630062533339962E-2]
[null,null,14,"10.4.14",3.5521220294005777E-2,4.8252244947044602E-2,4.9395007209072396E-2,5.1108678544792868E-2,3.7164190615050503E-2,3.823517893811941E-2,4.9302903809015926E-2,5.5340185590665066E-2,5.2124634350804701E-2,5.2517846279827952E-2]
[null,null,15,"10.4.15",3.5400189353008177E-2,4.8225692529047431E-2,4.8482965637723106E-2,4.8138359405743444E-2,3.3197851016021088E-2,3.7100459594513094E-2,4.9415656925431727E-2,5.3779486024620071E-2,5.348724850843059E-2,4.3249106381568161E-2]
[null,null,16,"10.4.16",3.6420820680313534E-2,4.7131518906473026E-2,4.62624138496808E-2,4.3447994119589051E-2,3.8086664388932025E-2,3.8960367965075994E-2,4.8264183027924408E-2,5.0968776675953495E-2,4.7561856420345675E-2,3.8767355963686828E-2]
[null,null,17,"10.4.17",3.9376837835026809E-2,4.3053251263914856E-2,4.5583365573745739E-2,4.0075495418414535E-2,3.9414175755501907E-2,4.2517895178713502E-2,4.4655049943605904E-2,4.6320985160840746E-2,3.6673827889091133E-2,3.7870514796651544E-2]
[null,null,18,"10.4.18",4.5665721325028899E-2,3.815002104537904E-2,4.3800555322546772E-2,3.9941049491760104E-2,4.285712660011514E-2,4.6469574853533861E-2,3.8341772301954215E-2,4.3128554779730308E-2,3.6508053963839555E-2,3.5358622903764216E-2]
[null,null,19,"10.4.19",5.2617311170292835E-2,4.0703565804812158E-2,4.4062960652238706E-2,4.133396859265321E-2,4.3244569086659045E-2,5.2740775239489633E-2,3.8978282459054429E-2,4.2221826081268454E-2,3.6642083945957853E-2,4.1537527063302493E-2]
[null,null,20,"10.4.20",5.332428728595083E-2,4.0431319199259082E-2,4.1939996300259387E-2,3.9704634066633472E-2,4.1038352866964972E-2,5.6050374975700985E-2,3.7883565317882298E-2,4.0377535116681879E-2,3.4962174320460081E-2,4.8696756577909464E-2]
[null,null,21,"10.4.21",5.2383135710962175E-2,3.9899049637436783E-2,4.0712911358939508E-2,3.858320122700671E-2,4.1876877850833938E-2,5.2114337267218543E-2,3.7378954664941337E-2,3.8031400896937718E-2,3.3840267069495639E-2,4.7008196796785369E-2]
[null,null,22,"10.4.22",4.7062448455134923E-2,3.7577905410819859E-2,3.7306093121670984E-2,3.8617947762151723E-2,4.4229982568589614E-2,4.9488210245881487E-2,3.6561177739153988E-2,3.3621457869670204E-2,3.3232957209596556E-2,4.7693872076442052E-2]
[null,null,23,"10.4.23",4.1067581060827793E-2,3.5791240539901487E-2,3.4814424960779008E-2,3.7456811215032589E-2,4.4070226007825355E-2,4.1067233205613944E-2,3.6731779462937202E-2,3.0798130508583751E-2,3.3125200559096506E-2,3.852473004221476E-2]
[null,null,24,"10.4.24",3.505549818289929E-2,3.6117952749256894E-2,3.2760885608951358E-2,3.6239199966124437E-2,4.5752178094688109E-2,3.5378641592878554E-2,3.6570575456966958E-2,2.7975462297399813E-2,3.2847063152595377E-2,3.3454600254995089E-2]
["October","Thursday",1,"10.5.1",3.3512172482039193E-2,3.4626812152154574E-2,3.1748856635735907E-2,3.6041968046412111E-2,4.3297778692766208E-2,3.243677787915461E-2,3.6287873181072287E-2,2.763343970536673E-2,3.2822793417439607E-2,2.8277858708623812E-2]
[null,null,2,"10.5.2",3.1797288321982267E-2,3.3895845975784135E-2,3.1255190563990815E-2,3.451888284743744E-2,4.2054854682574652E-2,3.1547446359586069E-2,3.5777304862220291E-2,2.5503608797302218E-2,3.2578545474302806E-2,2.3045845208783444E-2]
[null,null,3,"10.5.3",3.1606424345208481E-2,3.4122992198406282E-2,3.0997484379259695E-2,3.3976808581818542E-2,4.2611216969757552E-2,3.0312862819911246E-2,3.5768436963036741E-2,2.4935440247549345E-2,3.2837106489326043E-2,2.8740621411338076E-2]
[null,null,4,"10.5.4",3.2128479715934535E-2,3.4220644500988884E-2,3.085196407968786E-2,3.28680553295174E-2,3.6327302856645524E-2,3.1122675495231213E-2,3.5106528373536852E-2,2.5323547563156492E-2,3.2486400623451775E-2,3.4019342618100148E-2]
[null,null,5,"10.5.5",3.4650187711935711E-2,3.4429239825334926E-2,3.2566892595819727E-2,3.3417255815718243E-2,3.6234415608133605E-2,3.1406393710545988E-2,3.5173486872217934E-2,2.8481467304560422E-2,3.4775993660092458E-2,3.6431823817779159E-2]
[null,null,6,"10.5.6",3.9306644675721036E-2,3.6920939905633311E-2,3.5580018195752058E-2,3.6922778540368975E-2,4.2247270224647332E-2,3.8868369709757156E-2,3.7591630156412363E-2,3.8079846882483781E-2,4.3108551405326476E-2,4.2133728104121033E-2]
[null,null,7,"10.5.7",4.8539448991333459E-2,4.1460638114897683E-2,4.1453133022887292E-2,4.5089571777701211E-2,4.742859609531018E-2,4.9531223827001369E-2,4.1064330729198566E-2,4.3896602102260651E-2,4.6363386677891152E-2,4.1926075768529358E-2]
[null,null,8,"10.5.8",5.134324620131675E-2,4.704154786357357E-2,4.6079876965259503E-2,4.7232541867027418E-2,4.9808187394912017E-2,5.3869863210378933E-2,4.5532267423571172E-2,4.8840147590773271E-2,5.3389751997189802E-2,5.0858877822017742E-2]
[null,null,9,"10.5.9",4.8064675870164761E-2,4.9453597143082159E-2,4.8667137995332281E-2,4.9214883092425346E-2,5.0313693258168361E-2,4.9191600145697033E-2,4.8740591310345596E-2,5.3654905669700451E-2,5.3287780261163008E-2,6.145890115711309E-2]
[null,null,10,"10.5.10",4.5697214328251363E-2,5.0778133617853674E-2,5.0182198405860551E-2,5.0828201652012003E-2,4.6823736702836481E-2,4.5776386247868131E-2,5.0711745596926913E-2,5.5637461823845463E-2,5.2687129707122513E-2,6.4387605687910715E-2]
[null,null,11,"10.5.11",4.2951413105390128E-2,5.0896826636817515E-2,5.0737592596791468E-2,4.8638381477373378E-2,4.2617508486119601E-2,4.1296606483550699E-2,5.1840996379963381E-2,5.6575884921908098E-2,5.2237656524300499E-2,6.2100241116813157E-2]
[null,null,12,"10.5.12",4.1787481020854049E-2,5.1491916542512783E-2,5.0931566702306738E-2,5.0837879829964523E-2,4.449945831791767E-2,3.839675001091418E-2,5.1880960524742122E-2,5.5852414218722286E-2,5.0487474032633956E-2,5.0619336690535741E-2]
[null,null,13,"10.5.13",4.0046431685311301E-2,4.9087558813770221E-2,5.0255591520003778E-2,4.7711780201163567E-2,4.0725072793718127E-2,3.7754910180654619E-2,4.9365133619805546E-2,5.5036369302175092E-2,5.1758061802135387E-2,4.367058048488226E-2]
[null,null,14,"10.5.14",3.7041148247617096E-2,4.9018521885466057E-2,5.0418891198972457E-2,4.9633933752727462E-2,3.9792705021731073E-2,3.7898628529726794E-2,4.9854059576773455E-2,5.5246107589067547E-2,5.3439954562761648E-2,4.083172732603442E-2]
[null,null,15,"10.5.15",3.6137792950065306E-2,4.8075313327243512E-2,4.9929289424679571E-2,4.7700127867509309E-2,4.2701133224431843E-2,3.6928914344127144E-2,4.9657754760045102E-2,5.3790726308108633E-2,5.4028357114988879E-2,5.0830177905716457E-2]
[null,null,16,"10.5.16",3.6983671773844477E-2,4.5739910701796949E-2,4.7919363641518671E-2,4.3349329451533317E-2,4.0773482516837233E-2,3.6377276404067557E-2,4.8118353873360664E-2,5.0320573512111451E-2,4.5036116295346894E-2,4.9151701754971737E-2]
[null,null,17,"10.5.17",4.0342835289129006E-2,4.2494111346395663E-2,4.6447472937724214E-2,4.0267287199978893E-2,4.1957860471993055E-2,4.1637404422590701E-2,4.2016750914638835E-2,4.5827112363117498E-2,3.6840209221506326E-2,4.6858709749305283E-2]
[null,null,18,"10.5.18",4.4221551362399573E-2,3.781528724470392E-2,4.4054380771430507E-2,3.9564487770153575E-2,4.0430070582075373E-2,4.9302621490578062E-2,3.7082116609709947E-2,4.2232127687729881E-2,3.57475735248617E-2,4.0361273796076021E-2]
[null,null,19,"10.5.19",5.015997449718769E-2,3.9425708608661812E-2,4.3064952413995862E-2,3.87940373949388E-2,3.8191514107589475E-2,5.4383607718336703E-2,3.771773402674055E-2,4.1006590209440877E-2,3.5205670653937197E-2,3.7381734773006166E-2]
[null,null,20,"10.5.20",5.303712437820704E-2,4.0178112937167332E-2,4.1749242462106907E-2,3.8852443513627356E-2,3.4385496237236308E-2,5.4279341729739534E-2,3.7412436087888384E-2,4.0534084147961023E-2,3.5161236042707648E-2,3.5910348214396252E-2]
[null,null,21,"10.5.21",5.1000119069845778E-2,4.1089304538629794E-2,4.1033741602689931E-2,3.9841110319094826E-2,3.7150705060528755E-2,5.1165331689714426E-2,3.6721853322173842E-2,3.8897467665338616E-2,3.4696381648306178E-2,3.8657474189771349E-2]
[null,null,22,"10.5.22",4.840160804999722E-2,3.7460821309401648E-2,3.7728048088808454E-2,3.9933703036521107E-2,4.1674043178327264E-2,4.8975381504359532E-2,3.5957143513724567E-2,3.4477331892928072E-2,3.393600860550304E-2,3.53761170926572E-2]
[null,null,23,"10.5.23",4.2835267564306875E-2,3.5027719624224948E-2,3.4054615096373149E-2,3.7969081062299924E-2,3.9588055975621074E-2,4.2923736285926571E-2,3.4847913868712631E-2,3.0192096622222581E-2,3.3522567334992183E-2,2.8813215317276635E-2]
[null,null,24,"10.5.24",3.8407798361956756E-2,3.5248495185498344E-2,3.2292498703012464E-2,3.6795469572675217E-2,3.8365841540121265E-2,3.4615889800581542E-2,3.5772597453182328E-2,2.8024645872169445E-2,3.3565292922712903E-2,2.8156681284240585E-2]
["October","Friday",1,"10.6.1",3.3072473923666704E-2,3.3964435930259919E-2,3.2610574114027548E-2,3.4748539803016863E-2,4.0605092190881341E-2,3.3414565493359125E-2,3.6594806924128212E-2,2.8505235339609716E-2,3.3583132625545221E-2,2.5117046113639876E-2]
[null,null,2,"10.6.2",3.1610433065697989E-2,3.4615911630486648E-2,3.236556829930487E-2,3.4077200435343048E-2,3.7136695545518676E-2,3.1939575196713858E-2,3.7030856354829625E-2,2.6828625401894089E-2,3.4310233461598942E-2,2.5466930955984783E-2]
[null,null,3,"10.6.3",3.1402972083666124E-2,3.5451723037200594E-2,3.2730881913161126E-2,3.4122423541594567E-2,3.7840724902291747E-2,3.1558718632626992E-2,3.7829722443735017E-2,2.6081798316392752E-2,3.4258239959798875E-2,3.1701143168804978E-2]
[null,null,4,"10.6.4",3.3324037152522377E-2,3.420405883104187E-2,3.1802106497262506E-2,3.2788695212692565E-2,3.7312987226132285E-2,3.135755738224047E-2,3.6363393391645016E-2,2.5823561874755693E-2,3.3775122447390706E-2,3.4763401870329343E-2]
[null,null,5,"10.6.5",3.427351378522886E-2,3.5153433529269688E-2,3.3937814567439058E-2,3.4271341817258723E-2,4.0509667210213714E-2,3.4396415864789719E-2,3.6873918117645919E-2,2.9118795469702516E-2,3.6349743673832105E-2,3.9683027979620845E-2]
[null,null,6,"10.6.6",4.1260516001142243E-2,3.726562664159673E-2,3.6055783253955712E-2,3.6429861876974418E-2,4.5096549266643658E-2,3.9472502694250261E-2,3.8386676950360146E-2,3.8046954596344641E-2,4.2196094165529899E-2,4.5992559582783109E-2]
[null,null,7,"10.6.7",4.9715853616948566E-2,4.2544299559085758E-2,4.3602538893912739E-2,4.4842655093320048E-2,4.5752354318526298E-2,4.6719331279021933E-2,4.144896314768657E-2,4.5032765334309346E-2,4.5619583392862449E-2,4.453258953975691E-2]
[null,null,8,"10.6.8",5.3342844725989012E-2,4.6021159660390332E-2,4.7943286073049915E-2,4.8582806186780007E-2,4.9719372078605155E-2,5.2800106069859222E-2,4.4354640756735945E-2,4.9348477919796761E-2,5.2831773543245801E-2,5.9980727869947917E-2]
[null,null,9,"10.6.9",5.0871953847253563E-2,4.9496112270883887E-2,4.9007774716307066E-2,5.0892835429288866E-2,5.0891768622969749E-2,4.9011521136032223E-2,4.7097370375456929E-2,5.3344017913536497E-2,5.306462181641948E-2,5.5024098920633709E-2]
[null,null,10,"10.6.10",4.8410464328050171E-2,4.9935225667352555E-2,4.9681487812620294E-2,5.1914536101906016E-2,4.957811126097799E-2,4.6874729983066458E-2,4.6789123290111118E-2,5.4577707574940647E-2,5.2026996750271434E-2,5.024285029592418E-2]
[null,null,11,"10.6.11",4.4127194407372318E-2,4.9552315661552437E-2,5.0962637605020573E-2,4.9744710265627441E-2,4.1887926942907765E-2,4.8138843880120852E-2,4.8940082406140846E-2,5.6706618729329951E-2,5.2363562630662858E-2,4.9821587194127173E-2]
[null,null,12,"10.6.12",4.1532172411063197E-2,5.004269099611619E-2,5.0301427369125108E-2,5.1461716196861594E-2,4.2428630587834935E-2,4.3315761552286537E-2,4.9599152001009443E-2,5.6089520174363694E-2,5.0113204849817357E-2,4.2770466128497935E-2]
[null,null,13,"10.6.13",3.9786359363570035E-2,4.7290346971527154E-2,4.963399545599375E-2,4.9008362682717084E-2,4.5463690908592529E-2,4.1211846394335075E-2,4.7870346346384526E-2,5.4853800718846095E-2,5.2252032528355988E-2,4.9095543303504068E-2]
[null,null,14,"10.6.14",3.6868940315080666E-2,4.8509308697844186E-2,5.0079146213977181E-2,5.0896015178947172E-2,4.7350125627726329E-2,3.7941021251242373E-2,4.9030507637001584E-2,5.4820981142403503E-2,5.3070907732008434E-2,5.4007287151015583E-2]
[null,null,15,"10.6.15",3.5890434355350928E-2,4.7469425813574495E-2,4.9263756072168555E-2,4.7858765412732381E-2,4.7913690322849194E-2,3.5446071337816409E-2,4.8624709832889308E-2,5.3364713584598704E-2,5.2320998002246225E-2,5.5020157789743722E-2]
[null,null,16,"10.6.16",3.6212523962038744E-2,4.6584605410668278E-2,4.6040603287148138E-2,4.3577644687589297E-2,4.183913395517664E-2,3.7631936225567028E-2,4.7710390553824374E-2,4.913027505260012E-2,4.3175080619112405E-2,5.4349070779864402E-2]
[null,null,17,"10.6.17",3.9370862961875676E-2,4.3339137462394088E-2,4.4263901200558918E-2,4.1260843755993308E-2,3.2782632244066835E-2,4.0342987052274681E-2,4.2306937821318939E-2,4.5299271815476237E-2,3.7647964840539345E-2,4.3399952312316213E-2]
[null,null,18,"10.6.18",4.4382519798174987E-2,3.7590050275600126E-2,4.2430780865453169E-2,3.9232045705486038E-2,3.2898643543567412E-2,4.3737112465799748E-2,3.6058594941015161E-2,4.2559255484685407E-2,3.6094625299714703E-2,4.4969398213397772E-2]
[null,null,19,"10.6.19",4.9429836266262198E-2,4.08485552476852E-2,4.1478566718628589E-2,3.9557263434427579E-2,3.388860663263895E-2,4.9846770604901003E-2,3.9262680883426618E-2,4.1260639841300815E-2,3.5481479133409308E-2,3.7437240227473308E-2]
[null,null,20,"10.6.20",4.986791777564481E-2,4.2010847975340437E-2,4.1360698663278274E-2,3.9020886774473129E-2,3.7190492942247862E-2,5.0092392641529329E-2,3.8756669811686288E-2,4.1075009683695117E-2,3.4836633992776762E-2,3.5475432851121362E-2]
[null,null,21,"10.6.21",4.9090707706756387E-2,3.9560563381466338E-2,3.9916343896498278E-2,3.7435016074517775E-2,3.77040135473901E-2,4.9045777520951475E-2,3.834536940659343E-2,3.7396789598084165E-2,3.368137250632116E-2,3.1717126644081058E-2]
[null,null,22,"10.6.22",4.6017126574783351E-2,3.7333875761638928E-2,3.783442258967365E-2,3.8340420347594911E-2,4.0554820627764436E-2,4.5845570679134529E-2,3.7179654799779367E-2,3.3660075783460405E-2,3.4138089173255726E-2,2.7615504146179165E-2]
[null,null,23,"10.6.23",4.3285279198331028E-2,3.5397006588187889E-2,3.4202278826481927E-2,3.6091689612387921E-2,4.3233089334273694E-2,4.2023227349151468E-2,3.6241676872258717E-2,2.9595591363988587E-2,3.386411305237147E-2,3.1515472113543094E-2]
[null,null,24,"10.6.24",3.6853062373530178E-2,3.5819282998836292E-2,3.2493625094953314E-2,3.384372437246904E-2,4.0421180160202498E-2,3.7835657312929163E-2,3.7303754934336984E-2,2.7479517285884388E-2,3.2944393802913384E-2,3.0301384847709219E-2]
["October","Saturday",1,"10.7.1",3.3557929847100737E-2,4.0967115354155023E-2,3.7036203291156804E-2,4.4397611264373867E-2,3.5243113093748231E-2,3.1953874921851963E-2,4.3994552338607003E-2,3.4168651376284526E-2,3.8853223736598601E-2,2.6295876105409139E-2]
[null,null,2,"10.7.2",3.2499773117594284E-2,4.0235133821515258E-2,3.6291982841195163E-2,4.2093012698488315E-2,3.9023141568372111E-2,2.9988993664216292E-2,4.3235748343293356E-2,3.3785321051585916E-2,3.921015230473042E-2,2.8862473951950685E-2]
[null,null,3,"10.7.3",3.1404312013069771E-2,4.1555252110454778E-2,3.6255282291410548E-2,4.1324591865129739E-2,4.0460279535775689E-2,2.9485528759412311E-2,4.3343829286642196E-2,3.3442406526025502E-2,3.9509042844690978E-2,3.1439566448516421E-2]
[null,null,4,"10.7.4",3.1162128749482251E-2,4.0761074767489108E-2,3.5498241032158519E-2,4.1551989325266096E-2,4.2904857012782224E-2,3.0290177935693812E-2,4.1700062226342732E-2,3.2331679107982278E-2,3.9978333884181774E-2,3.9713942076965575E-2]
[null,null,5,"10.7.5",3.1695795363611959E-2,4.1774629418741348E-2,3.7358682039682213E-2,4.385542600631883E-2,4.5346594071638303E-2,3.0901827878168323E-2,4.2977732312649085E-2,3.4401945684657598E-2,4.3262628443620624E-2,4.3968210830522554E-2]
[null,null,6,"10.7.6",3.5284874624891036E-2,4.2883694540432969E-2,3.7637467784767092E-2,4.3848786664417036E-2,4.3066192763728001E-2,3.38106201201787E-2,4.2742388519638019E-2,3.6711058286391061E-2,4.7270859869992708E-2,4.9684952792659172E-2]
[null,null,7,"10.7.7",3.8499331858523396E-2,4.5150412433139747E-2,4.0855058312658794E-2,4.4192123632513423E-2,4.4893490568277912E-2,4.0925992414051773E-2,4.4393345065818539E-2,4.1526788429663758E-2,4.6029037051498405E-2,4.6606303480353904E-2]
[null,null,8,"10.7.8",4.5131759783470934E-2,4.2921949397293296E-2,4.1935640166604449E-2,4.4437530307558384E-2,4.474181223904368E-2,4.6904095315091564E-2,4.0387667818187624E-2,4.4880217347962388E-2,4.7058336706506367E-2,4.696749435201987E-2]
[null,null,9,"10.7.9",5.1275018077300942E-2,4.0126413301166695E-2,4.1570899940583807E-2,4.2928905843923844E-2,4.827086136589346E-2,4.9170764910664244E-2,4.029975323357568E-2,4.7740556058546518E-2,4.7050166819542584E-2,5.3067509678581669E-2]
[null,null,10,"10.7.10",5.2283232164141366E-2,4.1375667815524812E-2,4.3435934415975951E-2,4.2301820001299652E-2,4.8161902925642062E-2,5.0327837887696486E-2,4.241731039662603E-2,4.8340839789677216E-2,4.7008786872583197E-2,5.6760970571470871E-2]
[null,null,11,"10.7.11",5.045567520987055E-2,4.2466220771384768E-2,4.4941356989063617E-2,4.3070323826432007E-2,4.7614724773138647E-2,5.0766765638058223E-2,4.3700827533690416E-2,4.9030946106797563E-2,4.5748820538883628E-2,5.6468213563504337E-2]
[null,null,12,"10.7.12",4.7035620228466621E-2,4.1936190138726709E-2,4.5102238481839987E-2,4.2891476553952493E-2,4.6595355507303794E-2,4.795320365708039E-2,4.3974564971219827E-2,4.9717979775689689E-2,4.5774921736196475E-2,4.8558308384853685E-2]
[null,null,13,"10.7.13",4.4869564925447511E-2,3.9308403580488128E-2,4.4508265331918165E-2,4.1952922584360515E-2,4.5233999896154314E-2,4.6616673963218086E-2,4.2834240913944152E-2,4.8878151690358057E-2,4.3598124321276036E-2,3.9052779125441466E-2]
[null,null,14,"10.7.14",4.147275038092911E-2,3.9406357005362769E-2,4.5804598596192167E-2,4.2026785263017945E-2,4.1199356338523771E-2,4.3848474108123835E-2,4.3110185911453623E-2,4.9444985455549782E-2,4.4548059360064424E-2,5.8121995496483309E-2]
[null,null,15,"10.7.15",4.128678672611303E-2,3.8818907895496649E-2,4.5051757528450011E-2,4.0542560380872485E-2,4.8523658581283845E-2,3.8990628782328465E-2,4.0487395831882135E-2,4.7531458854970648E-2,4.3273450891286931E-2,5.7159111356763666E-2]
[null,null,16,"10.7.16",4.0950501178595763E-2,3.8495279768680092E-2,4.5334342323158958E-2,3.8447848010857322E-2,4.1743807689602744E-2,3.7388097606723784E-2,3.8947443754429475E-2,4.6357672315334705E-2,4.1677670372647642E-2,5.5544028445748891E-2]
[null,null,17,"10.7.17",4.2182822633668314E-2,3.7024204991600133E-2,4.5343780955765377E-2,3.8320953588759331E-2,3.544330576499221E-2,4.1372928126531879E-2,3.7138229023190798E-2,4.5072397528054489E-2,3.8427328590201121E-2,4.6232868850326396E-2]
[null,null,18,"10.7.18",4.4248767756856391E-2,3.7275793106514618E-2,4.3775127409741897E-2,3.8761805891038267E-2,3.4627310438729852E-2,4.9119468239969197E-2,3.2611328965128993E-2,4.3467130869325507E-2,3.7298398755206325E-2,3.5986373571497754E-2]
[null,null,19,"10.7.19",4.8350574348021008E-2,4.5013733656476505E-2,4.5079570032530249E-2,4.0769293906818667E-2,3.6329629844659803E-2,5.0845139179646892E-2,4.0526505441799428E-2,4.4248491347178162E-2,3.7372882659733223E-2,3.4936689930536349E-2]
[null,null,20,"10.7.20",4.8887783050509621E-2,4.6423209789870287E-2,4.3866894515257791E-2,4.0275492852872935E-2,3.7072910466270551E-2,5.0537808123791057E-2,4.1606897228805201E-2,4.3591782621311109E-2,3.6961629648413694E-2,3.6988394010265956E-2]
[null,null,21,"10.7.21",4.6556655185240256E-2,4.7070809866720201E-2,4.3744719281694891E-2,4.0668707877006521E-2,3.6670593639440273E-2,4.8973088243326336E-2,4.2156728823302209E-2,4.0787432449749104E-2,3.6798656318850528E-2,2.75084454602877E-2]
[null,null,22,"10.7.22",4.3834018125034804E-2,4.4677402166596582E-2,4.2120307013549005E-2,4.0276156787063117E-2,3.8498232294168253E-2,4.5239247337436263E-2,4.2025110517463098E-2,3.7766792284440631E-2,3.7504237465722283E-2,2.4957370950240275E-2]
[null,null,23,"10.7.23",4.0398059889774546E-2,4.164770436386038E-2,3.9591013037425911E-2,4.0660740666724371E-2,3.9287641306542359E-2,4.0038733067904904E-2,4.2466741841044757E-2,3.4074411858466838E-2,3.7745832694508298E-2,2.9057936808651267E-2]
[null,null,24,"10.7.24",3.6676264762285748E-2,4.2684439938309442E-2,3.7860636387218642E-2,4.0403134200934866E-2,3.9047228314287953E-2,3.4550030118835305E-2,4.2921409701265525E-2,3.27009031839968E-2,3.8039418113063814E-2,2.6060183756949153E-2]
["November","Sunday",1,"11.1.1",3.2498497291027606E-2,4.2264495810747149E-2,3.8831302431606152E-2,4.2645674555132622E-2,4.3393724672353445E-2,3.0912864059531964E-2,4.3086991095021419E-2,3.5644129954979231E-2,4.294698934962652E-2,3.9370253110829451E-2]
[null,null,2,"11.1.2",3.0867499303692453E-2,4.2121148364606752E-2,3.8554605724975509E-2,4.2031893082007409E-2,4.4037812889706693E-2,2.8359224084324359E-2,4.2575046509342712E-2,3.57964348451386E-2,4.3043582905822345E-2,3.7184780231042026E-2]
[null,null,3,"11.1.3",3.014805856795701E-2,4.3044166460264752E-2,3.8349202661981885E-2,4.1918686813697016E-2,4.2163642469016049E-2,2.8227380612657098E-2,4.2060674071445571E-2,3.5257630277521886E-2,4.2803433180473582E-2,3.065247511816243E-2]
[null,null,4,"11.1.4",3.0650817415038521E-2,4.2214410558481234E-2,3.8440766755220998E-2,4.1256674502976022E-2,3.7184658127375952E-2,2.8489052467347897E-2,4.2379923859998808E-2,3.531872302285622E-2,4.3549284860801216E-2,2.9646596584884895E-2]
[null,null,5,"11.1.5",3.2856252368833383E-2,4.4664584973149186E-2,4.0541367163754394E-2,4.3363128293787662E-2,3.720486481654782E-2,2.862111004218355E-2,4.4851145185946011E-2,3.7303561205359499E-2,4.4996907405203568E-2,2.4960206529893756E-2]
[null,null,6,"11.1.6",3.5104306256538702E-2,4.4213527166326372E-2,4.2038650670029605E-2,4.3334686520786821E-2,3.5425272927119944E-2,3.125684598816663E-2,4.5513003257027659E-2,3.7525284817794533E-2,4.4696133215855645E-2,3.0356223221375208E-2]
[null,null,7,"11.1.7",3.7428992902935485E-2,4.4225536005413013E-2,4.3922422002230767E-2,4.3336048521184035E-2,3.3578044758658464E-2,3.8319038997676774E-2,4.7715806352973685E-2,4.0603227703727575E-2,4.3950815201584344E-2,3.1219635103290781E-2]
[null,null,8,"11.1.8",4.1593206107010706E-2,3.8154615901559157E-2,4.5428003991913678E-2,4.2593357716345155E-2,3.9460155846896716E-2,4.4828253900438632E-2,4.0310039283926714E-2,4.2316760013677367E-2,4.3190981470580862E-2,3.6909689184025325E-2]
[null,null,9,"11.1.9",4.6690433614641681E-2,3.5542015481879283E-2,4.5459474274385556E-2,4.2469976503890797E-2,4.3238666397805443E-2,4.6281605098960156E-2,3.8050628896782686E-2,4.4054736537980504E-2,4.2672044597404986E-2,4.2401175755866771E-2]
[null,null,10,"11.1.10",4.9077166200159006E-2,3.6209103264959623E-2,4.4864346664963917E-2,4.0372976598189295E-2,4.9372378831079512E-2,4.5912535316711203E-2,3.9623596014591145E-2,4.3569623847305845E-2,4.1774738490290751E-2,4.4373563799592966E-2]
[null,null,11,"11.1.11",4.7525861101328247E-2,3.7680799407757627E-2,4.499283276990608E-2,3.9603927079780617E-2,4.9260400095252094E-2,4.5576361856570942E-2,4.1278317861312662E-2,4.6018919893071671E-2,4.1189520292918634E-2,5.5481287534364841E-2]
[null,null,12,"11.1.12",4.6110999841725613E-2,3.7845000913172139E-2,4.4011264130517536E-2,3.8037145916951148E-2,4.9399180759078308E-2,4.6533220401888391E-2,4.1154701848886144E-2,4.6023723341307048E-2,4.0464161389154089E-2,5.8604973439442681E-2]
[null,null,13,"11.1.13",4.4832763137678672E-2,3.7523554635738747E-2,4.4026348027989819E-2,3.9037014443853983E-2,4.5894302457371951E-2,4.512547317823503E-2,3.9931575457583073E-2,4.6748848328809191E-2,4.0140226092961424E-2,6.9433423168522287E-2]
[null,null,14,"11.1.14",4.5430837799780036E-2,3.6173173593176206E-2,4.1951984553839403E-2,3.893590594377775E-2,3.9321375183070502E-2,4.6053509658795302E-2,3.8117254272924075E-2,4.6412909391666403E-2,4.0697480188981824E-2,5.8461768618902683E-2]
[null,null,15,"11.1.15",4.3717384976067981E-2,3.7226400431995384E-2,4.1932369247664247E-2,3.9427107381152848E-2,3.9149898973570345E-2,4.7117356816790169E-2,3.7196561599019254E-2,4.6617571867591336E-2,4.0652545507038791E-2,4.7656448190735029E-2]
[null,null,16,"11.1.16",4.6524725778107949E-2,3.9058926679338891E-2,4.1642554073842097E-2,3.9298919108473003E-2,3.9202099587264339E-2,4.7521986616448721E-2,3.5937886339970623E-2,4.6082396571974674E-2,4.0324447615606746E-2,3.828735892664295E-2]
[null,null,17,"11.1.17",4.9372501858433997E-2,4.6482342285325662E-2,4.3407058105037095E-2,4.0956313356553045E-2,4.7291089846377241E-2,5.4535773418445559E-2,4.2854530634192069E-2,4.8941658029355115E-2,4.0293815183973361E-2,2.4547569959368701E-2]
[null,null,18,"11.1.18",5.1537390092207452E-2,4.6957643743100262E-2,4.3389540817693403E-2,4.1480363038802356E-2,4.9304882876276268E-2,5.7270771371587786E-2,4.4101807765983679E-2,4.8840305271588731E-2,4.0433102024675642E-2,2.4549538410510149E-2]
[null,null,19,"11.1.19",4.9296709430665588E-2,4.8930240831295747E-2,4.3571904670173536E-2,4.325953614592825E-2,3.9421286035086947E-2,5.5483318475937835E-2,4.3603152476658441E-2,4.4977923707721197E-2,4.1317386680015437E-2,3.0327188567038917E-2]
[null,null,20,"11.1.20",5.0121917409030006E-2,4.6622090307922616E-2,4.0849034995960216E-2,4.2211837369781756E-2,3.730210950818743E-2,5.0278489343710632E-2,4.3567118038469195E-2,4.2391266832972715E-2,4.0671330552221621E-2,4.0556983092727081E-2]
[null,null,21,"11.1.21",4.6079850370736072E-2,4.6696968002173864E-2,3.9850908386388828E-2,4.3624712487724981E-2,3.9226235354886299E-2,4.7675372645147734E-2,4.3094376877033255E-2,4.0709366119180301E-2,4.1167426518186542E-2,5.2005002818575966E-2]
[null,null,22,"11.1.22",4.2013329401387786E-2,4.3482763482443891E-2,3.9168646701186326E-2,4.4790825180759483E-2,4.1360005601743272E-2,4.2313165089846165E-2,4.1666365314834301E-2,3.8296878719336652E-2,4.0601420298842318E-2,5.9791211308554949E-2]
[null,null,23,"11.1.23",3.7512239879214745E-2,4.1391627531006087E-2,3.7889931521055298E-2,4.2918955928951973E-2,4.0234464950024224E-2,3.5011730681110603E-2,4.0851884786400769E-2,3.5812748778589851E-2,3.9203108498044911E-2,4.9469637748396994E-2]
[null,null,24,"11.1.24",3.3008258895801126E-2,4.1274864168166357E-2,3.6885479657683497E-2,4.3094333509512098E-2,3.8573447035250709E-2,2.8295559877486894E-2,4.0477612199676292E-2,3.4735370920493676E-2,3.9219118479734832E-2,4.3753009577252963E-2]
["November","Monday",1,"11.2.1",3.3658701932889522E-2,3.4783625817948374E-2,3.1490635694412947E-2,3.3334122067626322E-2,3.9355460535039327E-2,2.8488878078838941E-2,3.5959113607780167E-2,2.5478991938808336E-2,3.2028680750114988E-2,4.8510929247685436E-2]
[null,null,2,"11.2.2",3.2069169479130098E-2,3.4370516800465628E-2,3.116971448139657E-2,3.2337627991558635E-2,3.7279377902359523E-2,2.8562537967469877E-2,3.5145672352629352E-2,2.420661158360829E-2,3.1568510998606657E-2,3.6798459509805974E-2]
[null,null,3,"11.2.3",3.2001742490723351E-2,3.3674880266447112E-2,3.0821982615276015E-2,3.1680946940051538E-2,3.939566761576288E-2,2.9600145189130584E-2,3.4401657186206386E-2,2.3374907146355935E-2,3.0706046627203862E-2,2.4106997090650315E-2]
[null,null,4,"11.2.4",3.2538819350376467E-2,3.3800739085210113E-2,3.2335043231601968E-2,3.2027751018572664E-2,3.7564391924935367E-2,2.8625674041792063E-2,3.5253986594149765E-2,2.4736630085631466E-2,3.192850264460205E-2,2.4818357508145476E-2]
[null,null,5,"11.2.5",3.3594727211437025E-2,3.551356463460853E-2,3.4499632166545835E-2,3.3105508627856883E-2,3.6806588258106641E-2,3.0496746922114674E-2,3.543129314689894E-2,2.9997776665464989E-2,3.5225053486614429E-2,2.370903712386015E-2]
[null,null,6,"11.2.6",3.7598079571780414E-2,3.7351349444258705E-2,3.771414497024593E-2,3.5307511367633007E-2,3.5803549914524301E-2,3.6858109993245139E-2,3.6730261556770616E-2,3.8227082427361975E-2,4.3445237467910514E-2,3.0609428525580649E-2]
[null,null,7,"11.2.7",4.6248122122016282E-2,4.1238460830517132E-2,4.2844550373696201E-2,4.2712113058607622E-2,3.7335553752732148E-2,4.3982166923252464E-2,4.0562013406023743E-2,4.4237625610065619E-2,4.8418002013888017E-2,3.7210931340742756E-2]
[null,null,8,"11.2.8",4.9457678300667961E-2,4.1732596258019151E-2,4.502367134840761E-2,4.622048684743741E-2,3.9192350959338089E-2,4.6380350075602539E-2,3.9614903614531259E-2,4.8117056416217115E-2,5.2613824145538203E-2,4.7023742246966815E-2]
[null,null,9,"11.2.9",4.7430702119382717E-2,4.5588990366879252E-2,4.7577226012089982E-2,4.9966795481317335E-2,4.0392432514125935E-2,4.4742292835207392E-2,4.4845544520569262E-2,5.3614934321455067E-2,5.4268136900417784E-2,4.816403987971897E-2]
[null,null,10,"11.2.10",4.3875967506259599E-2,4.7428481691940451E-2,4.8814126658595469E-2,5.1017066895543028E-2,4.5115766451040741E-2,4.254553344526766E-2,4.7300291387866115E-2,5.5734111619981853E-2,5.3862178243413959E-2,4.6575827978595004E-2]
[null,null,11,"11.2.11",4.0243381538530465E-2,4.946869362422162E-2,5.1001653169965383E-2,4.9637319656202682E-2,4.4115294516866292E-2,4.3252754201406375E-2,4.8056582457513063E-2,5.7092651871783966E-2,5.2235678861137308E-2,5.9102636554548567E-2]
[null,null,12,"11.2.12",3.8790475847317818E-2,5.0236175779924175E-2,4.9806332082178065E-2,5.1064450705720014E-2,4.6854936559785218E-2,4.0859359554855056E-2,4.8041747267044514E-2,5.6071552270438307E-2,5.1772261440372946E-2,5.8805701488163761E-2]
[null,null,13,"11.2.13",3.8133139123530169E-2,4.8864891431158831E-2,4.9601129437812863E-2,4.9808809612328739E-2,4.2011266537300619E-2,4.1034885879076478E-2,4.7070085669104068E-2,5.6147848361815182E-2,5.4077440423589328E-2,5.9408222924559231E-2]
[null,null,14,"11.2.14",3.5922649053580322E-2,4.9920073564836742E-2,4.9284177328169129E-2,5.1950103712584281E-2,4.1075382573224642E-2,4.0777464526095132E-2,4.8835104623987886E-2,5.6620452192194713E-2,5.4891606124004996E-2,5.7197675310993436E-2]
[null,null,15,"11.2.15",3.7188913546268583E-2,4.8322669309710686E-2,4.8212301757050366E-2,4.8072160105413153E-2,4.7159768966121951E-2,4.063570976908585E-2,4.8789406164459752E-2,5.4124947359359563E-2,5.4173038482715555E-2,3.6979578737328281E-2]
[null,null,16,"11.2.16",4.0101619810411472E-2,4.5814171028323823E-2,4.5431887228503401E-2,4.2843807784496764E-2,4.7763873225078385E-2,4.2917449811009999E-2,4.6742475212923483E-2,4.9575043021851617E-2,4.5292828180309247E-2,2.6399871625817164E-2]
[null,null,17,"11.2.17",4.6087110707795392E-2,4.9233710420764916E-2,4.5947851461606959E-2,4.2580896353502116E-2,5.1109045309958093E-2,5.1330929426225025E-2,5.162353483245246E-2,4.7504793228372678E-2,3.7236026944662694E-2,2.8248180784338345E-2]
[null,null,18,"11.2.18",5.2099521565669785E-2,4.4963638455951735E-2,4.5044592364249174E-2,4.2838250792887105E-2,4.8554612479308312E-2,5.7941901025086257E-2,4.6350123465005111E-2,4.4801188627681739E-2,3.6042466856286128E-2,2.5649998953471337E-2]
[null,null,19,"11.2.19",5.4300912836974115E-2,4.2021777861777729E-2,4.3540692694578442E-2,4.2194297044744068E-2,4.1865408935952399E-2,5.4901928676629741E-2,4.1018520846056117E-2,4.160579566378534E-2,3.4442365195911054E-2,4.0148746607502915E-2]
[null,null,20,"11.2.20",5.2398414527257742E-2,3.9745418591495892E-2,4.1719277558656238E-2,4.0548053218531874E-2,3.5676512648833918E-2,5.6764752793762779E-2,3.8641810550843855E-2,3.991245437137577E-2,3.3544676104115934E-2,4.4060531217950054E-2]
[null,null,21,"11.2.21",5.1475108465128129E-2,3.7752711285888862E-2,4.026298792411822E-2,3.8633699485303083E-2,3.6111376465170257E-2,5.1761888136581093E-2,3.7827480051819927E-2,3.684066840074298E-2,3.3158203462648299E-2,5.0329377454981818E-2]
[null,null,22,"11.2.22",4.7371054796861711E-2,3.6523954045947625E-2,3.7878081743094996E-2,3.836833819779234E-2,4.0792079490254055E-2,4.5255228312686947E-2,3.7325122330134734E-2,3.3760029001860703E-2,3.2929450964024803E-2,4.7975943794433866E-2]
[null,null,23,"11.2.23",4.1804304898387476E-2,3.569397903131756E-2,3.5648290682586174E-2,3.7148907178760779E-2,4.3284063025311917E-2,3.8279867089061469E-2,3.7136472495784598E-2,3.0280429624414584E-2,3.2818613841466435E-2,4.6742714416281195E-2]
[null,null,24,"11.2.24",3.5609683197623365E-2,3.5954930372385348E-2,3.4330017015162043E-2,3.6600975855528739E-2,4.5385239438868838E-2,3.4003445326516418E-2,3.7296796659444777E-2,2.7936418189372123E-2,3.3321169840444496E-2,5.1423069677878477E-2]
["November","Tuesday",1,"11.3.1",3.2937911016139097E-2,3.3876528893429375E-2,3.295920118295606E-2,3.3456247892070863E-2,4.0636501560760367E-2,3.2077579268823389E-2,3.6635893501714208E-2,2.7635195743181434E-2,3.3535679284837389E-2,5.0741858764626079E-2]
[null,null,2,"11.3.2",3.2138420351702411E-2,3.4045599143613554E-2,3.2080552835797645E-2,3.2019532048076262E-2,3.9986167362400508E-2,3.0376785673431973E-2,3.586347205010737E-2,2.6328329798115384E-2,3.3409776249698174E-2,4.4116284853512121E-2]
[null,null,3,"11.3.3",3.2243627559830304E-2,3.3474946941101667E-2,3.2145306080171368E-2,3.2659046842888652E-2,4.1830240943467094E-2,3.0784080600639595E-2,3.4356076159212323E-2,2.5431956444659846E-2,3.2773586294140532E-2,2.7537904567312341E-2]
[null,null,4,"11.3.4",3.2620861946065324E-2,3.3161102347785507E-2,3.2254110299775554E-2,3.1852227328244338E-2,4.0897358297156149E-2,3.221658594028147E-2,3.4643381844556759E-2,2.5202600701650611E-2,3.2971827256029707E-2,2.3906869658326495E-2]
[null,null,5,"11.3.5",3.3646163048129542E-2,3.4307887129096291E-2,3.4166971189392166E-2,3.2335244032067514E-2,4.4117604117086859E-2,3.4113564201890684E-2,3.4824089639712917E-2,2.9081662458328134E-2,3.5157150182713759E-2,2.1628649166255891E-2]
[null,null,6,"11.3.6",3.7789120242821758E-2,3.634472609015145E-2,3.7440926506688045E-2,3.5234249522344184E-2,4.1228156898374474E-2,3.8753886094826898E-2,3.7051031885590592E-2,3.8375682279209643E-2,4.3358201894402648E-2,2.9623716844207424E-2]
[null,null,7,"11.3.7",4.7006608630654624E-2,4.0313622297959519E-2,4.3406377015874076E-2,4.3709136020208289E-2,4.006278360000929E-2,4.5581531830482733E-2,4.0212411660707187E-2,4.4312801036452173E-2,4.7587676153698154E-2,4.4368560021087466E-2]
[null,null,8,"11.3.8",4.8721037815977246E-2,4.3065862135448781E-2,4.7279784710915651E-2,4.8192472509718476E-2,4.5024206420551952E-2,4.6795402036724325E-2,4.2855551911636078E-2,4.885531373217545E-2,5.224750684456958E-2,4.9161788205018993E-2]
[null,null,9,"11.3.9",4.4984198478905585E-2,4.805531478549821E-2,4.8912529947358875E-2,5.1245316868180117E-2,4.6876066769869162E-2,4.6540797875257438E-2,4.6486259097510058E-2,5.2277678859309902E-2,5.2700390658178345E-2,4.9046521983234267E-2]
[null,null,10,"11.3.10",4.3360953759563281E-2,4.866474032937549E-2,4.9692959822688988E-2,5.158586712474704E-2,4.3039136714375918E-2,4.0574415515191635E-2,4.7504830548030785E-2,5.4360026769308033E-2,5.0754191720035709E-2,4.6667629700560986E-2]
[null,null,11,"11.3.11",4.0023668578947895E-2,5.1272565192669636E-2,5.1353783567417155E-2,5.0402173501614231E-2,3.8867931821838189E-2,4.1419746301168278E-2,4.9966521268981136E-2,5.5047155400598763E-2,5.2470277622450094E-2,4.3164370525801618E-2]
[null,null,12,"11.3.12",3.9175373928718338E-2,5.0186423919452695E-2,5.0057867816055319E-2,5.1707965056907092E-2,3.787748271024588E-2,4.0922490869057034E-2,4.9086908539328115E-2,5.5741742755239382E-2,5.0736420118654223E-2,4.0709527631874839E-2]
[null,null,13,"11.3.13",3.9215068389448736E-2,5.0146020583266573E-2,5.0082542868790582E-2,5.0407888001682902E-2,3.8196740208521318E-2,3.8980108175662144E-2,4.8210072017153154E-2,5.5056516348695607E-2,5.2234991632329093E-2,4.2906138447539724E-2]
[null,null,14,"11.3.14",3.7191852113236321E-2,5.0747565679742881E-2,5.0360393722498918E-2,5.2977545918695586E-2,4.0170129762321413E-2,3.9272405671430817E-2,5.0148606571664568E-2,5.585148360264746E-2,5.3260404688565625E-2,4.8342415140084201E-2]
[null,null,15,"11.3.15",3.8046806052511185E-2,4.7983915878508566E-2,4.8071964015514737E-2,4.7483761342787575E-2,4.4711623295062765E-2,4.0335743943338137E-2,5.0049892263017058E-2,5.3670332637536226E-2,5.2998586448494818E-2,5.1996086309678932E-2]
[null,null,16,"11.3.16",4.1660378444465074E-2,4.6139814179050297E-2,4.4829015179292886E-2,4.2785593598220976E-2,4.3924742553450954E-2,4.2385281923414224E-2,4.8852647489995855E-2,4.9557735249260763E-2,4.5709893709136792E-2,4.7563549067817935E-2]
[null,null,17,"11.3.17",4.73756989294256E-2,4.8422166297000108E-2,4.4836547827237436E-2,4.1361834392995921E-2,4.3954081983823827E-2,4.83197715153535E-2,5.0329568675902686E-2,4.6932514922827982E-2,3.6516469101526242E-2,3.9263487562715103E-2]
[null,null,18,"11.3.18",5.2996059227105007E-2,4.3917091635408204E-2,4.3182005460031113E-2,4.0602597992784685E-2,4.1407947815303978E-2,5.5443446145471018E-2,4.4750218149509385E-2,4.3885313568484012E-2,3.5873687800855272E-2,4.6477306404125757E-2]
[null,null,19,"11.3.19",5.4156489730323228E-2,4.0274232895559509E-2,4.2084021920481003E-2,4.0388162792188473E-2,4.5697761874230615E-2,5.5130525947129173E-2,3.8873643883575192E-2,4.1546340522558151E-2,3.5248177493076169E-2,4.1435675044565141E-2]
[null,null,20,"11.3.20",5.3093743668995573E-2,3.9338603033859311E-2,4.0357099815674737E-2,3.9701404358194595E-2,4.4384579028536701E-2,5.1630467075865695E-2,3.6528914147902991E-2,4.0427644651802513E-2,3.4526216616297116E-2,4.3841075579793568E-2]
[null,null,21,"11.3.21",4.9751025910474804E-2,3.7758483487728936E-2,3.923891451515045E-2,3.7570970837548262E-2,3.9086239431721653E-2,5.1878291265215704E-2,3.5785674663451075E-2,3.7271866311244309E-2,3.3452661710308883E-2,4.2067703268407974E-2]
[null,null,22,"11.3.22",4.6113416352703752E-2,3.6583757771577873E-2,3.7515139355457222E-2,3.8583116300204084E-2,3.845565025285444E-2,4.4614106368603003E-2,3.6044328192228005E-2,3.3893552704565615E-2,3.4096277358462553E-2,4.1200972763515115E-2]
[null,null,23,"11.3.23",4.0590399566805914E-2,3.6140809887697474E-2,3.4390085218460334E-2,3.6719623485735285E-2,3.8844571517086333E-2,3.8358150916620162E-2,3.535309491503693E-2,3.0612665542985792E-2,3.4044297510290429E-2,4.5301114389066685E-2]
[null,null,24,"11.3.24",3.5161116257049277E-2,3.5778219465018253E-2,3.3301899126319826E-2,3.7018022231894758E-2,4.072229506095023E-2,3.3494834844121024E-2,3.5586910923475754E-2,2.8643887959162635E-2,3.4335651651248765E-2,3.8930794100871344E-2]
["November","Wednesday",1,"11.4.1",3.3229843614190659E-2,3.3711812253938198E-2,3.1645818362991268E-2,3.4818174163318449E-2,3.9671263918777615E-2,2.9366415199622586E-2,3.5272936550343525E-2,2.6915497413222796E-2,3.2424412552916407E-2,3.4824144999311003E-2]
[null,null,2,"11.4.2",3.2349050580861391E-2,3.3516079756680063E-2,3.1656181904383088E-2,3.349420494883696E-2,3.9810667338919491E-2,2.8882525672765197E-2,3.4841269122506957E-2,2.5544683294966126E-2,3.2727997720053373E-2,3.2440520998044474E-2]
[null,null,3,"11.4.3",3.2113078848510175E-2,3.3694650994429483E-2,3.1181930980341326E-2,3.2823895613762782E-2,3.7077414252984102E-2,2.8557439816999427E-2,3.4470732478321761E-2,2.503589151555706E-2,3.1935153621188817E-2,3.1851615870826827E-2]
[null,null,4,"11.4.4",3.2052646721305256E-2,3.416441662072945E-2,3.2459306296831428E-2,3.2876993877781403E-2,3.3187752755652243E-2,2.9491282078031086E-2,3.5717390769963248E-2,2.5818901424804263E-2,3.2854063438128515E-2,2.7344162644283843E-2]
[null,null,5,"11.4.5",3.3967131773582696E-2,3.5264098426298518E-2,3.4525969176049269E-2,3.3587126910869562E-2,3.555009813889478E-2,3.1317072074998099E-2,3.5240505968822666E-2,2.9612528751832491E-2,3.4621511328994409E-2,2.4493351665916676E-2]
[null,null,6,"11.4.6",3.7212117891663239E-2,3.7077072908408851E-2,3.7864650372100572E-2,3.7232457731335045E-2,3.6852727103753431E-2,3.7819558640266919E-2,3.8530851531331532E-2,3.8796711841053329E-2,4.3795931730439525E-2,3.2244773813573831E-2]
[null,null,7,"11.4.7",4.6585674109968764E-2,4.0646754822364815E-2,4.2867355844672494E-2,4.4447521843832716E-2,4.0569734265360674E-2,4.4289080349635898E-2,4.0849099037907136E-2,4.3502162214227418E-2,4.6393815114757715E-2,4.7287085427010295E-2]
[null,null,8,"11.4.8",4.9220018034138627E-2,4.3771808729582883E-2,4.584549719584223E-2,4.7553657792600547E-2,4.7347216912278244E-2,4.7290799111844174E-2,4.0618872097150302E-2,4.7520709747311922E-2,5.1790911933799998E-2,4.8724413195134715E-2]
[null,null,9,"11.4.9",4.6455378341972761E-2,4.7197509075622063E-2,4.7223529033918049E-2,4.9457433051048189E-2,4.7714924736065645E-2,4.4572683403526075E-2,4.3810136195504661E-2,5.0875708734643074E-2,5.0852676389057064E-2,5.2110894938937155E-2]
[null,null,10,"11.4.10",4.2279312329955153E-2,5.0109503846997187E-2,5.0555689209359295E-2,5.2266747454025424E-2,4.8679618663474589E-2,4.2229323570336347E-2,4.8070056956208806E-2,5.4792568301538051E-2,5.29110702579903E-2,5.4493964415601781E-2]
[null,null,11,"11.4.11",4.0875182498307391E-2,5.0771783439305711E-2,5.0769925388384658E-2,5.0367303303977609E-2,4.2548094179948946E-2,4.0531188020468775E-2,5.0242625600580314E-2,5.6128426395817839E-2,5.2506779294072735E-2,4.4532761729373697E-2]
[null,null,12,"11.4.12",3.9020976848791494E-2,5.0783143709684724E-2,5.0180023350260318E-2,5.2012168277173393E-2,3.9748895763527282E-2,3.8768722404757358E-2,4.9725051632332089E-2,5.676002304910472E-2,5.1641280243846642E-2,5.2771888264401781E-2]
[null,null,13,"11.4.13",3.8497923681582162E-2,4.8042888748070729E-2,4.9984123630340042E-2,5.0286699689212039E-2,4.0049823505809594E-2,3.6975249305834651E-2,4.8523395085128124E-2,5.5909577300721956E-2,5.3815057677512296E-2,5.9888934267485483E-2]
[null,null,14,"11.4.14",3.6821878887353304E-2,4.8235822522503143E-2,4.8959960420283659E-2,5.2357588234099681E-2,4.2485766103877533E-2,3.8459113292353242E-2,4.7968215442563161E-2,5.5627327204209515E-2,5.3363716312993609E-2,5.054658103697765E-2]
[null,null,15,"11.4.15",3.820166942964405E-2,4.7057611098737372E-2,4.6674054820305268E-2,4.7580488165415047E-2,4.3800359833339179E-2,3.8762006591567276E-2,4.6365101071718602E-2,5.2772082462580354E-2,5.4115707291058905E-2,4.6463339130888057E-2]
[null,null,16,"11.4.16",4.0218975434232758E-2,4.4580028995786197E-2,4.4041139554484618E-2,4.1586065395574474E-2,4.7244959912473572E-2,4.1453299544491028E-2,4.5788423231164069E-2,4.9303504678897103E-2,4.6323688001210096E-2,3.6429216459510153E-2]
[null,null,17,"11.4.17",4.7266416823399084E-2,4.9515932900060518E-2,4.5706778440714829E-2,3.9973880603941005E-2,4.5532607322547242E-2,4.9242947640199597E-2,5.0048171488775023E-2,4.7938334305611889E-2,3.6404860135141458E-2,3.1823335116129933E-2]
[null,null,18,"11.4.18",5.2219918822470103E-2,4.4397145180591673E-2,4.502787886507055E-2,4.015944328720103E-2,3.9728026988056941E-2,5.6402125992921173E-2,4.571569161449527E-2,4.4777447464370332E-2,3.5637375957571459E-2,2.9924088354622926E-2]
[null,null,19,"11.4.19",5.3369363502212351E-2,4.053984361042165E-2,4.3924530939295187E-2,3.9192087413692123E-2,3.7865558339913959E-2,5.6878334519366198E-2,4.0174223811550724E-2,4.1786614577959166E-2,3.5031999572713864E-2,3.2894676647000451E-2]
[null,null,20,"11.4.20",5.1866127974100874E-2,3.9584614067062804E-2,4.1944243421363478E-2,3.8943808030876194E-2,3.9743191631565387E-2,5.6832498250648789E-2,3.8610073576881836E-2,4.0133148136376945E-2,3.5013978535395222E-2,3.627755398089054E-2]
[null,null,21,"11.4.21",4.9982165992725376E-2,3.8472338008777918E-2,4.1023196196520229E-2,3.7666918527182409E-2,4.2913019500340308E-2,5.3415175270170083E-2,3.7570483685735595E-2,3.7669659741129576E-2,3.4098330444667056E-2,3.9645459150529319E-2]
[null,null,22,"11.4.22",4.6793017801246319E-2,3.6070652180273784E-2,3.7696862384023297E-2,3.8300779053904811E-2,4.0343655864431983E-2,4.9944638750806382E-2,3.7175861297162896E-2,3.3451632847918043E-2,3.3654409507279555E-2,4.9924127171345055E-2]
[null,null,23,"11.4.23",4.201065133306605E-2,3.6042728559353358E-2,3.5040303724858293E-2,3.7029683110797795E-2,4.3644122267651235E-2,4.1965476481478692E-2,3.7468793112296506E-2,3.1009035107776601E-2,3.4063429974203814E-2,4.3633045562791184E-2]
[null,null,24,"11.4.24",3.7391478724719852E-2,3.6751759544319085E-2,3.32010504876065E-2,3.5984873519541369E-2,4.7890500700356109E-2,3.6553044016911056E-2,3.7202038641555392E-2,2.8317823488369094E-2,3.4021842965006974E-2,5.9430065159413355E-2]
["November","Thursday",1,"11.5.1",3.3126658561385212E-2,3.6956905861083279E-2,3.4309477614404574E-2,3.9292611885053369E-2,4.7655802324565004E-2,3.1461570276657823E-2,3.8594308760265018E-2,3.0220517895374648E-2,3.6408307952630142E-2,4.9855394071229915E-2]
[null,null,2,"11.5.2",3.3487612079297471E-2,3.6376509999861452E-2,3.3623873806667919E-2,3.6577044783842799E-2,4.568767802957252E-2,2.9782026207659115E-2,3.7310224235494065E-2,2.8462612532000491E-2,3.623071290905007E-2,4.3120451409926056E-2]
[null,null,3,"11.5.3",3.2414478517814892E-2,3.6151562933875579E-2,3.3666696926848157E-2,3.6124731193670288E-2,4.1169108842754022E-2,3.0554214341139099E-2,3.6854526401267532E-2,2.828409330181916E-2,3.5627754786437989E-2,2.8447876898819648E-2]
[null,null,4,"11.5.4",3.3163655610325631E-2,3.6301444150144309E-2,3.3974985262870884E-2,3.5680650916662733E-2,3.7902730122083374E-2,3.0830834566585329E-2,3.7277135658102277E-2,2.8133630430294817E-2,3.4898661814285185E-2,2.4198608688035157E-2]
[null,null,5,"11.5.5",3.3713036366594326E-2,3.7304180995127702E-2,3.6541545648128018E-2,3.6402783793390778E-2,3.6479048529491347E-2,3.2729319859156801E-2,3.8814891903532558E-2,3.197115498561974E-2,3.8029877806312833E-2,2.5415897162628747E-2]
[null,null,6,"11.5.6",3.7656637775337475E-2,3.9652592505377587E-2,3.959189421839953E-2,3.8216187225282063E-2,3.836711588277001E-2,3.6689018862351257E-2,4.0022956748827866E-2,3.9674040620578624E-2,4.525354737714099E-2,3.2451585117487754E-2]
[null,null,7,"11.5.7",4.5547270898893565E-2,4.1931580628797385E-2,4.2394698332056564E-2,4.2970763504951243E-2,3.8236555081812097E-2,4.4239723387783737E-2,4.0596698525260252E-2,4.3148055341923126E-2,4.7151042730938654E-2,3.6125057484688992E-2]
[null,null,8,"11.5.8",4.6584491434904139E-2,4.4003234607766638E-2,4.6832295109333427E-2,4.6483535739937264E-2,4.3048990130935424E-2,4.8320444950676195E-2,4.2464677003617876E-2,4.8058660047820841E-2,5.2180636755907006E-2,3.9159957078098884E-2]
[null,null,9,"11.5.9",4.6057530387727183E-2,4.6766446240162664E-2,4.7062365839598649E-2,4.6180588713009334E-2,4.8036801218752478E-2,4.7623349322882751E-2,4.3547774962373366E-2,5.0933433815949863E-2,5.1286129712348104E-2,4.2452680063944877E-2]
[null,null,10,"11.5.10",4.5450646715398814E-2,4.6632174080104873E-2,4.8566848419059346E-2,4.811074960167297E-2,5.3242861126874305E-2,4.5481223534267742E-2,4.546591713961104E-2,5.308513119473441E-2,5.0986548411199609E-2,3.814063492295227E-2]
[null,null,11,"11.5.11",4.3937171717846411E-2,4.8331768274965034E-2,4.8967100621861527E-2,4.628606588245332E-2,4.0841249998265675E-2,4.3868187940329616E-2,4.6791583566451876E-2,5.4103816083836576E-2,4.9940397090866076E-2,4.2723350828144505E-2]
[null,null,12,"11.5.12",4.3145676803522055E-2,4.7933645058314531E-2,4.8018108986366034E-2,4.7833604611277745E-2,3.6850335143054962E-2,4.2028822009924749E-2,4.6518868219365864E-2,5.3680662443328246E-2,4.8041754254182459E-2,5.0927565642040103E-2]
[null,null,13,"11.5.13",4.148026905041733E-2,4.5668842192059397E-2,4.7553378864815359E-2,4.6292289489255178E-2,4.2539372891914805E-2,4.1372734666889954E-2,4.5158432244624035E-2,5.3075444743777907E-2,5.0428077317396861E-2,6.0754053126802099E-2]
[null,null,14,"11.5.14",3.9215317428091034E-2,4.5198922590168382E-2,4.8051925708841793E-2,4.7858369380010132E-2,4.3185933287731869E-2,3.8648683942800161E-2,4.578379751011552E-2,5.3629070069793956E-2,4.9530745700580234E-2,6.212083829100757E-2]
[null,null,15,"11.5.15",3.8577619439057131E-2,4.5260726015436022E-2,4.7111684084546773E-2,4.5506494301283125E-2,4.4554393627633943E-2,4.0274301697505309E-2,4.601588203055134E-2,5.1749403956949554E-2,5.0506282689470383E-2,5.3631353426817428E-2]
[null,null,16,"11.5.16",4.0341793125528137E-2,4.297150763220229E-2,4.4653673800673734E-2,4.1815830638544015E-2,4.4483355232213702E-2,4.1219274935029748E-2,4.4755684981437553E-2,4.7024820328356948E-2,4.3178633515591869E-2,4.9656843780339147E-2]
[null,null,17,"11.5.17",4.3830090068062162E-2,4.6864451074514119E-2,4.5115787465081061E-2,4.0999047075037709E-2,4.5332208558739186E-2,4.7193301660650173E-2,4.9087966226294431E-2,4.6385803097809451E-2,3.6569838235806854E-2,5.0725803508208447E-2]
[null,null,18,"11.5.18",4.9017124832984059E-2,4.2955595359527796E-2,4.3983676699616212E-2,4.0820118379484301E-2,4.1883793949804161E-2,5.3177016908421783E-2,4.5002964590555292E-2,4.3919275453468444E-2,3.5787696247157226E-2,4.0092851459563622E-2]
[null,null,19,"11.5.19",4.9298342727097939E-2,4.1290014141884032E-2,4.2597210800148687E-2,4.0266995324969204E-2,4.1378755357363371E-2,5.4295356561319764E-2,4.079987477654428E-2,4.1597343851490901E-2,3.5157728142768054E-2,3.9380990269575818E-2]
[null,null,20,"11.5.20",5.0337325166481678E-2,4.0295727807906738E-2,4.0553323886345284E-2,3.969422901148574E-2,3.300219081301501E-2,5.1608509762290568E-2,3.88597472744888E-2,4.0149432398018325E-2,3.5077316072836914E-2,3.2526333462293694E-2]
[null,null,21,"11.5.21",4.9387749827123836E-2,3.869094808286843E-2,3.8965226436517314E-2,3.8898320462460667E-2,3.4461946590781389E-2,4.9260005533825507E-2,3.8013467095234524E-2,3.7801546603336053E-2,3.4121904168408115E-2,3.0226069945179679E-2]
[null,null,22,"11.5.22",4.6193611856713272E-2,3.7765953302476181E-2,3.7523400774225453E-2,4.0161647814000258E-2,3.8641140943228951E-2,4.4975166186251615E-2,3.7372973095160161E-2,3.4238553929659188E-2,3.4453703258277651E-2,3.587978947829451E-2]
[null,null,23,"11.5.23",4.1559876110785481E-2,3.7050955698083997E-2,3.5649945145450071E-2,3.9235951131461451E-2,3.9479865748532413E-2,3.8538971117960001E-2,3.7663272278493823E-2,3.1453335179025876E-2,3.4604553123823552E-2,4.8165380712883135E-2]
[null,null,24,"11.5.24",3.6476013498610856E-2,3.7644310767291765E-2,3.4690875548143672E-2,3.8291389140804502E-2,4.3538766568110149E-2,3.5827941767641418E-2,3.7226374772330796E-2,2.9220161695032734E-2,3.4548149926583158E-2,4.3820633171037938E-2]
["November","Friday",1,"11.6.1",3.4471448434272273E-2,3.643463982758368E-2,3.3350462987421191E-2,3.5818149281741402E-2,4.7651285211989525E-2,3.2390213414108908E-2,3.7142319109865589E-2,2.8253446077902221E-2,3.5454328178901311E-2,3.1841127319126056E-2]
[null,null,2,"11.6.2",3.3399161852934352E-2,3.612054405200732E-2,3.3750074149898182E-2,3.4570653112515087E-2,4.7315588907150326E-2,3.0531924184549974E-2,3.6885943991025405E-2,2.7285821183926324E-2,3.6015809462976014E-2,2.6671149713998452E-2]
[null,null,3,"11.6.3",3.3490808501721113E-2,3.589334924740531E-2,3.3084102274808548E-2,3.3772739508826956E-2,4.0152430565748222E-2,3.0018859065050595E-2,3.6216500638419517E-2,2.6379346710878403E-2,3.4637487124495298E-2,3.5880451877206974E-2]
[null,null,4,"11.6.4",3.3857803482334546E-2,3.5280789827143458E-2,3.3471558695112362E-2,3.3353105974896262E-2,3.5646515788748674E-2,3.066904574312081E-2,3.6218546742710397E-2,2.6846538486255563E-2,3.4485554406366095E-2,3.4938750111276159E-2]
[null,null,5,"11.6.5",3.4770577175560521E-2,3.7257565203402329E-2,3.5922870606383266E-2,3.4286335650201658E-2,3.8857161393622816E-2,3.1510330534811185E-2,3.7244519395984423E-2,3.0937740531832059E-2,3.7637506160149076E-2,3.2875995594336876E-2]
[null,null,6,"11.6.6",3.8315056116036555E-2,3.8752714947462782E-2,3.8526732060494895E-2,3.7379564853462707E-2,3.8279772887000782E-2,3.7453807028367946E-2,3.8296706667480918E-2,3.814679287584586E-2,4.2356303727251521E-2,3.8484532177574048E-2]
[null,null,7,"11.6.7",4.6166053852098508E-2,4.1358547358539569E-2,4.2561867624681192E-2,4.3946286709318917E-2,4.1722287664662808E-2,4.3672464805537707E-2,3.9638881130014784E-2,4.3676565505698088E-2,4.536182195177494E-2,4.5748683450311495E-2]
[null,null,8,"11.6.8",4.9802305669596363E-2,4.2270425222168589E-2,4.6039068851214601E-2,4.6709332797556395E-2,4.1616518771065966E-2,4.4749202729075094E-2,4.1325150874833752E-2,4.7771180201204293E-2,5.0290998744351875E-2,5.3725220326794082E-2]
[null,null,9,"11.6.9",4.688186199734861E-2,4.5701555075405631E-2,4.7649699395988232E-2,4.8426493250534511E-2,4.6408900486662547E-2,4.600811019328107E-2,4.4468281850901042E-2,5.1524583226394756E-2,5.1060814683680317E-2,5.0029324540625836E-2]
[null,null,10,"11.6.10",4.452166378347764E-2,4.7693289428593577E-2,4.91145197637224E-2,4.9535599109799745E-2,4.5202381239293897E-2,4.439845107009828E-2,4.7444524166730152E-2,5.3993272856484184E-2,5.0023935572067232E-2,5.1288927018549521E-2]
[null,null,11,"11.6.11",4.3141560988202633E-2,4.8747972096977586E-2,5.0600684917904218E-2,4.9427306584914406E-2,4.4691926395358413E-2,4.2954495599913968E-2,4.8252787825840374E-2,5.5394634891995073E-2,5.0804538381870733E-2,6.1758486225320687E-2]
[null,null,12,"11.6.12",4.1360349413021004E-2,4.8731196672849988E-2,4.9683617149505269E-2,5.0643812448255485E-2,4.2576205859619541E-2,4.1932038069430806E-2,4.8330924526452781E-2,5.4839588709989957E-2,4.8611349056783361E-2,3.8399656833054338E-2]
[null,null,13,"11.6.13",4.0027255497523645E-2,4.7105967939407765E-2,4.9082884204533522E-2,4.87861295522714E-2,3.7626655680103691E-2,4.0781478171680721E-2,4.7551201398989711E-2,5.4468857617782224E-2,5.0354591928459792E-2,4.4296202297438116E-2]
[null,null,14,"11.6.14",3.8199104344340477E-2,4.6160752927193967E-2,4.7975110037150888E-2,4.9273892174660175E-2,4.2106984893209395E-2,4.22723526264141E-2,4.7863363463880385E-2,5.336562254722451E-2,4.999065842916376E-2,5.4033738931295039E-2]
[null,null,15,"11.6.15",3.6521169741015963E-2,4.6059843942823885E-2,4.786971009434203E-2,4.7603886571117027E-2,4.237963105845307E-2,4.3709383788381032E-2,4.7377824664461637E-2,5.2666210608661682E-2,5.0329704573703588E-2,4.9596438464720657E-2]
[null,null,16,"11.6.16",4.0007341137143972E-2,4.5639218881545499E-2,4.4643111510154029E-2,4.2909375866643902E-2,4.0620280876949771E-2,4.385914394185824E-2,4.5125920755674932E-2,4.7883381732174504E-2,4.2607010337770056E-2,4.2978343477646147E-2]
[null,null,17,"11.6.17",4.5475149795108423E-2,4.6586132806139088E-2,4.5088080992846689E-2,4.1749247567769231E-2,4.0094520383184937E-2,4.7342390804672209E-2,4.8086336367373729E-2,4.7108006339082562E-2,3.8051566881064536E-2,3.3751586230731767E-2]
[null,null,18,"11.6.18",4.8454925687965347E-2,4.4130285508743261E-2,4.3577523280471972E-2,4.1438650326065127E-2,4.4638585063490457E-2,5.2611171021095283E-2,4.3543809960911374E-2,4.4477023875773396E-2,3.7440169882634627E-2,3.6904410725101637E-2]
[null,null,19,"11.6.19",5.0748579346384201E-2,4.1158642001849606E-2,4.236566277547904E-2,4.0724088249085896E-2,4.1743761262930848E-2,5.2795131606845486E-2,4.089240856134805E-2,4.2603276438273573E-2,3.7399419483062149E-2,3.6982740413231657E-2]
[null,null,20,"11.6.20",4.8956824000979185E-2,4.0197517049173397E-2,4.0670400749533785E-2,3.9560687373909741E-2,3.9102166012159767E-2,5.1106058824061218E-2,3.9033339188339455E-2,4.0942553008104815E-2,3.6439176503517016E-2,4.4225072831336761E-2]
[null,null,21,"11.6.21",4.7586628884625351E-2,3.8576733268875812E-2,3.9524111470044934E-2,3.8631821133672993E-2,3.9069612950955561E-2,4.9684614018697497E-2,3.8648496700945389E-2,3.790940041511047E-2,3.5583559117337897E-2,4.0783803078727664E-2]
[null,null,22,"11.6.22",4.4793103990144058E-2,3.7676683682004282E-2,3.7696746451740773E-2,3.9225545809944536E-2,3.9180864465386787E-2,4.4349042746105384E-2,3.7786859449563677E-2,3.5295054620208641E-2,3.59957162728754E-2,3.6728332568218829E-2]
[null,null,23,"11.6.23",4.1626302404057076E-2,3.6037308030380563E-2,3.4827811929638013E-2,3.713516290512945E-2,4.2905048888415752E-2,4.0171126255202777E-2,3.6452327273996589E-2,3.0345261845910451E-2,3.4777434430985535E-2,3.5062899394134046E-2]
[null,null,24,"11.6.24",3.742496390410803E-2,3.642832500232291E-2,3.2923588026929941E-2,3.5092133187706993E-2,4.0410913293836379E-2,3.5029163757639876E-2,3.6173025294256034E-2,2.7885839693286379E-2,3.4290544708758024E-2,4.3014126399243138E-2]
["November","Saturday",1,"11.7.1",3.411761809551811E-2,4.1658245877615435E-2,3.8619065881941854E-2,4.3393312056616909E-2,4.536662557480535E-2,3.0429872452029324E-2,4.1261686531334565E-2,3.4100932382171059E-2,3.8999121328755666E-2,4.5403928435981566E-2]
[null,null,2,"11.7.2",3.2466411956767825E-2,4.1230988408141774E-2,3.8252567090959123E-2,4.1217772301794145E-2,3.9261006434876282E-2,2.9101571031690004E-2,4.0513631512162029E-2,3.3062224319913437E-2,3.9593096885719235E-2,3.8298051053886825E-2]
[null,null,3,"11.7.3",3.1821809659751996E-2,4.1133769847594849E-2,3.7703144262243561E-2,4.0300826908551537E-2,3.8760355160921758E-2,2.8501374748982292E-2,4.025296592588367E-2,3.208765716649923E-2,3.8703490721216163E-2,3.7737233770872632E-2]
[null,null,4,"11.7.4",3.2069260692317879E-2,4.0856214379197266E-2,3.7614829395527363E-2,3.9656208583068515E-2,3.562802061382362E-2,2.7922221176198064E-2,4.032908298931643E-2,3.2245199481062845E-2,3.8953753042971141E-2,3.1531972948414144E-2]
[null,null,5,"11.7.5",3.2587574170804628E-2,4.112872787826688E-2,3.8596558422795968E-2,4.0820741162886191E-2,3.4995975086605069E-2,2.892416035493937E-2,4.1391312204897439E-2,3.421984767470803E-2,4.1439159577710459E-2,2.5386314870481753E-2]
[null,null,6,"11.7.6",3.4922917589494722E-2,4.2266742372000884E-2,4.0357637870076499E-2,4.1821324936173937E-2,3.1822809804978647E-2,3.1056403805335073E-2,4.2114317755243665E-2,3.7120990320857181E-2,4.663324665534916E-2,3.8322867854988431E-2]
[null,null,7,"11.7.7",3.8234762046527482E-2,4.2631790837560322E-2,4.2331020856612118E-2,4.2035946545028499E-2,3.0656759991007747E-2,3.7132682731539635E-2,4.2020822986059025E-2,4.1251878565455202E-2,4.6432618013768703E-2,4.1865519239596242E-2]
[null,null,8,"11.7.8",4.2293900266727129E-2,4.0140118799177886E-2,4.3702035880867143E-2,4.2714158363998125E-2,3.9615901482084451E-2,4.1319081965826288E-2,3.820425646851193E-2,4.4884889825324466E-2,4.6236177213952963E-2,4.584532812053245E-2]
[null,null,9,"11.7.9",4.6629648139014206E-2,3.8821804470897094E-2,4.3647740664640583E-2,4.2432914892359848E-2,4.7104543060163845E-2,4.5400734027106739E-2,3.9693566535041039E-2,4.6656535076706633E-2,4.7753261669537417E-2,3.87095433114691E-2]
[null,null,10,"11.7.10",4.7892367288829514E-2,4.0280354749996042E-2,4.5423719672825588E-2,4.2066463251261177E-2,4.9237592857280209E-2,4.7736190947197055E-2,4.2100834050446213E-2,4.8036026346953482E-2,4.682643024490344E-2,3.5810643989625301E-2]
[null,null,11,"11.7.11",4.7666535893578464E-2,4.0363510170603682E-2,4.5537856390807235E-2,4.2158390119418902E-2,5.1426547526381525E-2,4.9092551003871346E-2,4.3802803064621365E-2,4.8304397080931677E-2,4.5315782657216634E-2,4.4519007972768539E-2]
[null,null,12,"11.7.12",4.7545194984896143E-2,4.0085831124526482E-2,4.4040134284329929E-2,4.1801420006388409E-2,5.3239835699023366E-2,4.8238093289790049E-2,4.3148320307189784E-2,4.7556842835657705E-2,4.477973891133176E-2,4.9963008118699831E-2]
[null,null,13,"11.7.13",4.6104628781735615E-2,3.9581214027618765E-2,4.3052719098103917E-2,4.2371127980975157E-2,4.9427265862443635E-2,4.5578453931827814E-2,4.3844164716550338E-2,4.7200400380692523E-2,4.4103402466328594E-2,5.9387453473800679E-2]
[null,null,14,"11.7.14",4.3467566698470697E-2,3.822408395017337E-2,4.2902847759765265E-2,4.1332743678567908E-2,4.6790834829471155E-2,4.5828178329864494E-2,4.3293521984570406E-2,4.6982450575056497E-2,4.3384412077425445E-2,7.1953875535894427E-2]
[null,null,15,"11.7.15",4.223394096877927E-2,3.7570358025051716E-2,4.225152409737E-2,4.0569135315408053E-2,4.4170190097929669E-2,4.6631836478505377E-2,4.1176502838813869E-2,4.6189053125703768E-2,4.3430400784212161E-2,5.9270793297681985E-2]
[null,null,16,"11.7.16",4.372969483989389E-2,3.877520332791725E-2,4.2034714201123001E-2,4.0232446881622745E-2,4.2347643793621527E-2,4.5307930150795227E-2,4.13254629051754E-2,4.5112074233220972E-2,4.0818816128154169E-2,5.3079319586946616E-2]
[null,null,17,"11.7.17",4.6359751610096117E-2,4.5919859232170845E-2,4.3690481119349395E-2,4.1672760065913576E-2,4.6333388169959355E-2,4.8882656182290637E-2,4.6021473071113886E-2,4.8296653207321821E-2,3.8231350338555993E-2,4.8594266088710938E-2]
[null,null,18,"11.7.18",4.865849884834321E-2,4.7552901194875048E-2,4.4323232022968236E-2,4.2528420880384367E-2,4.8389880339835163E-2,5.3100951521332422E-2,4.419718205680781E-2,4.7907032145663657E-2,3.8953210174594223E-2,4.4837172089455868E-2]
[null,null,19,"11.7.19",4.7585811794863243E-2,4.561506724318784E-2,4.4214209807321547E-2,4.2433919557585617E-2,4.5738849945388904E-2,5.4220757249924541E-2,4.2286312483967518E-2,4.6790858962729644E-2,3.8476726844918797E-2,3.5249190378377739E-2]
[null,null,20,"11.7.20",4.7366898780144634E-2,4.5714843861702631E-2,4.2463249898549195E-2,4.1926249660690015E-2,3.705982628421562E-2,4.9926097810114936E-2,4.102676784688928E-2,4.4407737926526004E-2,3.8186835131649464E-2,2.7222333933178751E-2]
[null,null,21,"11.7.21",4.6981126017987485E-2,4.47286692629019E-2,4.172094161138179E-2,4.1217646718640928E-2,3.5313481525160874E-2,4.7719715686476441E-2,4.0912136982971845E-2,4.1244583229669424E-2,3.8246473100484173E-2,2.7080644846547326E-2]
[null,null,22,"11.7.22",4.3617539801908058E-2,4.2454370362948378E-2,4.0732912198359304E-2,4.1463601324224122E-2,3.4123811606041339E-2,4.3896998961303245E-2,4.0893345038067339E-2,3.8867293185178828E-2,3.8387308667979375E-2,2.6918381147036787E-2]
[null,null,23,"11.7.23",3.9487355971361097E-2,4.2063728959942315E-2,3.969860900618493E-2,4.2720249146929339E-2,3.5053660368525863E-2,3.9172674860521846E-2,4.0963475801525366E-2,3.5364331509714866E-2,3.859507215108493E-2,3.827196159631846E-2]
[null,null,24,"11.7.24",3.6159185102188768E-2,4.1201601635931201E-2,3.7088248505896357E-2,4.1112219661511955E-2,3.8135193885455068E-2,3.4878811302537817E-2,3.9226053942839664E-2,3.2110110442281119E-2,3.7520115212180107E-2,3.4741188338733638E-2]
["December","Sunday",1,"12.1.1",3.5354230367573049E-2,4.1541744456481955E-2,3.7343598727512646E-2,4.1768471741254504E-2,4.077114111278976E-2,3.2724008873333196E-2,4.0916069002437348E-2,3.5842812686294453E-2,4.2324403354046393E-2,3.252660353701016E-2]
[null,null,2,"12.1.2",3.2636514966525421E-2,4.2242815598642638E-2,3.8268033019872451E-2,4.2204460201973375E-2,3.6075918517278684E-2,3.1730127394569485E-2,4.1665744546886645E-2,3.65298231451806E-2,4.2940429104616221E-2,2.8833133895180045E-2]
[null,null,3,"12.1.3",3.2592289945424874E-2,4.1932188993503809E-2,3.7191016335408215E-2,4.1198908526639717E-2,3.3439923042448819E-2,3.1547040462607111E-2,4.1287074622488353E-2,3.5590600206802638E-2,4.1654138938490709E-2,2.7966391793868089E-2]
[null,null,4,"12.1.4",3.2541513069346467E-2,4.184597918921306E-2,3.8325011954240193E-2,4.0381451912914597E-2,3.3710864383101578E-2,3.085597055976972E-2,4.1863652872026431E-2,3.5863460873040647E-2,4.2359819468626193E-2,2.9047402486581084E-2]
[null,null,5,"12.1.5",3.3294678580210332E-2,4.3060549908418018E-2,3.8934720530776061E-2,4.1284227008177229E-2,3.2618225661195939E-2,3.09392439447604E-2,4.2908788132735347E-2,3.6658550842055833E-2,4.2654210761380408E-2,2.9469231444606343E-2]
[null,null,6,"12.1.6",3.4105196647057648E-2,4.2564800423095961E-2,4.0562422270929467E-2,4.1948214755724078E-2,3.9382399606752168E-2,3.2723936293392757E-2,4.3749604637879032E-2,3.7271365303528273E-2,4.2935640911969074E-2,3.6300177274704762E-2]
[null,null,7,"12.1.7",3.5981933811842705E-2,4.3225163615264177E-2,4.245535198719131E-2,4.1342981339786679E-2,3.9435518209652694E-2,3.5862268724423031E-2,4.4736528801766116E-2,4.0115720417459436E-2,4.2409930381330001E-2,3.9333281377474771E-2]
[null,null,8,"12.1.8",4.0038679610463715E-2,4.1159531179611082E-2,4.3742732600842951E-2,4.1720795472169649E-2,4.0778434284812717E-2,3.9287683045400097E-2,4.202352179706214E-2,4.2431107264270657E-2,4.1202645393882499E-2,6.3891697683985393E-2]
[null,null,9,"12.1.9",4.4576569813731481E-2,3.7133467791044539E-2,4.5182502278937699E-2,4.1409739716570963E-2,4.5285128383530417E-2,4.249114790853159E-2,3.8641870850108347E-2,4.3379939965801369E-2,4.2498759610439245E-2,6.845546084024462E-2]
[null,null,10,"12.1.10",4.6753890201615911E-2,3.6934572495133836E-2,4.5237372184272699E-2,4.0356917774443918E-2,4.6619900416598144E-2,4.604364970520769E-2,3.9379164389579384E-2,4.4205853957720302E-2,4.1604275690923807E-2,5.3899402277442311E-2]
[null,null,11,"12.1.11",4.5959948327862578E-2,3.7526958814016118E-2,4.5536145438829577E-2,3.9785034546734981E-2,4.5452871340058369E-2,4.7797761705604076E-2,3.9748179484779447E-2,4.6426908781661683E-2,4.188306408005197E-2,5.0576463404167583E-2]
[null,null,12,"12.1.12",4.5989189455169825E-2,3.8069888594952167E-2,4.5445943438782277E-2,4.0233899080126402E-2,4.8481725681191391E-2,4.5988815560210193E-2,4.1199084020022619E-2,4.6904162236415345E-2,4.2183151670955391E-2,4.9762992499612801E-2]
[null,null,13,"12.1.13",4.4575162157616546E-2,3.745201525965268E-2,4.4729816772302956E-2,4.0650341430527023E-2,4.967367309547626E-2,4.5871526376469685E-2,4.017810150573331E-2,4.6759490149905165E-2,4.1505622411383336E-2,5.370585026255794E-2]
[null,null,14,"12.1.14",4.3652424712872707E-2,3.7081068232709125E-2,4.3622494512321107E-2,4.1416061752252528E-2,4.875607050212153E-2,4.5896639035859672E-2,3.8679957270484497E-2,4.7153315226095553E-2,4.2213119152522918E-2,5.9161018111220397E-2]
[null,null,15,"12.1.15",4.2762875391707617E-2,3.7909160594713602E-2,4.2027582315212753E-2,4.0621631268486877E-2,4.4936514760833185E-2,4.6009295200069182E-2,4.002578717107675E-2,4.5790009261628253E-2,4.1177300994870839E-2,5.3163075957821042E-2]
[null,null,16,"12.1.16",4.318727874683552E-2,3.9202365139941873E-2,4.0583981234375212E-2,3.9176785113775169E-2,4.1513342918992432E-2,4.8676591882123969E-2,3.9345184406297293E-2,4.4700561330121687E-2,3.9629971774429888E-2,4.2113445946012608E-2]
[null,null,17,"12.1.17",4.7042626479668948E-2,4.7072231584067148E-2,4.3150921479015433E-2,4.1645511047264341E-2,4.0247734467275725E-2,5.0641278450812448E-2,4.4829691634159466E-2,4.8794953895847176E-2,4.0484664161946578E-2,4.0288019603800407E-2]
[null,null,18,"12.1.18",5.0643095141400078E-2,4.8069570610796059E-2,4.360785433578554E-2,4.2580534324535728E-2,4.0704043930178575E-2,5.2742564499615646E-2,4.4185670641049946E-2,4.8671859973162486E-2,4.1147746288531531E-2,3.2658203123073236E-2]
[null,null,19,"12.1.19",5.0949712027310863E-2,4.7014267877808449E-2,4.3337998212633053E-2,4.2754651307251972E-2,4.093961338652001E-2,5.1111108566332948E-2,4.3580033863373016E-2,4.4267879385530985E-2,4.1470784182123029E-2,3.384398050274199E-2]
[null,null,20,"12.1.20",5.0006165494075237E-2,4.6913687856773675E-2,4.1725153410332463E-2,4.2430719478980736E-2,4.4643815456978611E-2,5.0207863304295011E-2,4.2844339013152329E-2,4.2585267812575441E-2,4.1693930470489457E-2,3.6778236940418138E-2]
[null,null,21,"12.1.21",4.809632557836719E-2,4.5293026308555952E-2,4.1495374697215939E-2,4.2868099947556103E-2,4.5256198801172695E-2,4.6999366231960119E-2,4.3766610302944091E-2,4.0480379255974398E-2,4.1673209154033677E-2,3.3911851953425193E-2]
[null,null,22,"12.1.22",4.5021651220251625E-2,4.2947645989503576E-2,4.0091265185016364E-2,4.4135001097946186E-2,4.1323112682060369E-2,4.281706813104813E-2,4.2611055769992384E-2,3.8043691050993644E-2,4.108194991715601E-2,3.7198684793342283E-2]
[null,null,23,"12.1.23",3.9577051792008579E-2,4.205239298252423E-2,3.9351523251784391E-2,4.4400526596572107E-2,4.0205555622409635E-2,3.7598481705064732E-2,4.102434101558898E-2,3.6283271395736685E-2,4.0682218386164419E-2,3.574655142988771E-2]
[null,null,24,"12.1.24",3.4660996461061203E-2,4.175490650357612E-2,3.8051183826409388E-2,4.3685034558335042E-2,3.9748273736570382E-2,3.3436562438538896E-2,4.0809944248376882E-2,3.524901558219725E-2,4.0589013739636241E-2,3.136884286082111E-2]
["December","Monday",1,"12.2.1",3.3096112108586193E-2,3.5401949146562181E-2,3.3603072872745304E-2,3.5354758957929854E-2,4.0285214859347884E-2,3.3009867156047375E-2,3.6587981349961801E-2,2.6216703584326331E-2,3.3701407174608573E-2,3.1531763776794675E-2]
[null,null,2,"12.2.2",3.2096211457508912E-2,3.5458015198872213E-2,3.4055941373142738E-2,3.5755345068011118E-2,4.0330799294206902E-2,3.0560762833017698E-2,3.6845705954051594E-2,2.6100901694718646E-2,3.4894680995929614E-2,3.3479038346910392E-2]
[null,null,3,"12.2.3",3.1771059482628448E-2,3.4884615029310138E-2,3.3133909407929554E-2,3.4899593450159604E-2,4.3091307861018127E-2,3.0680054097570263E-2,3.6262432329916279E-2,2.502188931479777E-2,3.3951238979693925E-2,4.4724019781677213E-2]
[null,null,4,"12.2.4",3.2244487363384776E-2,3.5197679507736966E-2,3.3900178568562783E-2,3.552281936109182E-2,3.9197431252311621E-2,3.1132512037806908E-2,3.7118761574406238E-2,2.624960637362769E-2,3.4252574157441228E-2,4.5261820507854898E-2]
[null,null,5,"12.2.5",3.3381527850404963E-2,3.5989404522129523E-2,3.5206298051009235E-2,3.7728066128710908E-2,3.732658479529409E-2,3.1336891306944378E-2,3.7263622643646653E-2,3.0856892867054585E-2,3.7402369424793622E-2,3.5886775970577316E-2]
[null,null,6,"12.2.6",3.6807897032757365E-2,3.796244396719943E-2,3.7658202168972782E-2,3.986521509685452E-2,3.5901806180165717E-2,3.4122767838577761E-2,3.7819722893175624E-2,3.8825251553770757E-2,4.4790339477335142E-2,3.5737340305041575E-2]
[null,null,7,"12.2.7",4.180650164628999E-2,4.2154000464218404E-2,4.2654098529793502E-2,4.5797586395117218E-2,3.7447083185115221E-2,4.0680782063669853E-2,3.997957009213899E-2,4.373083344079421E-2,4.7904338552431647E-2,4.4924175546875854E-2]
[null,null,8,"12.2.8",4.4917931261650272E-2,4.6894628952476522E-2,4.6205208959698853E-2,5.1635742709500623E-2,4.0261892590350248E-2,4.2799733610709281E-2,4.3054604010479385E-2,4.895742907699234E-2,5.3233184890366575E-2,4.4364577753074431E-2]
[null,null,9,"12.2.9",4.5468208658525182E-2,4.7305741309822347E-2,4.7680201192877698E-2,5.2683602771787338E-2,4.5279478523488362E-2,4.2398001788790197E-2,4.347643181266822E-2,5.2587159264861495E-2,5.3881493705667659E-2,4.5021424002427854E-2]
[null,null,10,"12.2.10",4.4342746264809212E-2,4.8317928953303585E-2,4.8653748259978279E-2,5.2633069698442614E-2,4.8048939072339092E-2,4.1512691261517243E-2,4.7045914853797846E-2,5.4524093209331201E-2,5.2403063776545473E-2,4.4377362571584499E-2]
[null,null,11,"12.2.11",4.3161067672341562E-2,4.8947085631753699E-2,4.8710703578548842E-2,4.9466774918104459E-2,4.5696805791461237E-2,4.346616556761506E-2,4.6963345407087818E-2,5.4194975717193949E-2,5.0007685058224428E-2,4.0941809374583443E-2]
[null,null,12,"12.2.12",4.2044183034046716E-2,4.9532277471047659E-2,4.8254634648506822E-2,4.9457210878745307E-2,4.1822011039207338E-2,4.3071473323643701E-2,4.7094333610054766E-2,5.3865718848642101E-2,5.0427194859370181E-2,4.8836330010957225E-2]
[null,null,13,"12.2.13",4.1313662267485361E-2,4.8378096455955137E-2,4.8529388708074592E-2,4.9555748072719612E-2,4.5037186062235134E-2,4.1869214588029058E-2,4.6503101485031735E-2,5.4466172353610988E-2,5.1792775775617875E-2,4.8272330886193315E-2]
[null,null,14,"12.2.14",4.0998887416749515E-2,4.7162799961481192E-2,4.8216470937704925E-2,4.979429728519684E-2,4.5094902788542418E-2,4.0363062159816256E-2,4.7445665992565278E-2,5.5323576234334204E-2,4.9602197117698692E-2,4.6623508472771684E-2]
[null,null,15,"12.2.15",4.0458190667944621E-2,4.6191568782023545E-2,4.5993585044436444E-2,4.5612329113492167E-2,4.5176648519271514E-2,4.2114099297148301E-2,4.7895280410011065E-2,5.2636179940964339E-2,4.9678306159237101E-2,6.8738519861739539E-2]
[null,null,16,"12.2.16",4.2083594004627682E-2,4.62682775112883E-2,4.4898185343034989E-2,4.0478095292133802E-2,4.6926761007993187E-2,4.4333851426834991E-2,4.6146004640405622E-2,4.9633812861538062E-2,4.3728250948160914E-2,5.3840643315300453E-2]
[null,null,17,"12.2.17",4.6243459271233689E-2,4.9391967241793518E-2,4.5570989628943508E-2,3.8682400921495184E-2,4.3692150760800699E-2,4.9272578374467996E-2,4.9291138778893955E-2,4.8093683569405292E-2,3.6379852204196046E-2,4.8497427526846021E-2]
[null,null,18,"12.2.18",5.0167156871627878E-2,4.3562481073717137E-2,4.4346334694336152E-2,3.7726732680915642E-2,3.6978988755839409E-2,5.4737515917291729E-2,4.4465479961516827E-2,4.4567709166739994E-2,3.5973083420632899E-2,4.7845820957209836E-2]
[null,null,19,"12.2.19",5.077545192099385E-2,3.9212583443112424E-2,4.2871568494711666E-2,3.7350056669232246E-2,3.7597735619700964E-2,5.4974992349496446E-2,3.9884204357186565E-2,4.2039221896918784E-2,3.5754194086819582E-2,3.1061240538186367E-2]
[null,null,20,"12.2.20",5.0659343640455157E-2,3.8487826213423525E-2,4.1200096594412018E-2,3.6332911887195098E-2,4.0061415308360451E-2,5.4405429615324359E-2,3.8384967242183481E-2,4.0214256990655541E-2,3.5693657400104356E-2,3.1053485812204847E-2]
[null,null,21,"12.2.21",5.0247592615098029E-2,3.6487372829042602E-2,3.979862177478629E-2,3.5709272147636757E-2,4.2761851364117177E-2,5.0335533208587323E-2,3.7796651417143265E-2,3.8488946220823952E-2,3.446451997373598E-2,3.3616317955502122E-2]
[null,null,22,"12.2.22",4.7124655796974196E-2,3.6159701770390074E-2,3.8263401873625001E-2,3.6915352687975557E-2,4.4848369914744161E-2,4.6389798322522595E-2,3.817799170882287E-2,3.4354693323056379E-2,3.4087345405616018E-2,2.9734134459403379E-2]
[null,null,23,"12.2.23",4.2053427994556504E-2,3.5102330460528547E-2,3.646134422442452E-2,3.5976789363942177E-2,4.3000256780537462E-2,4.0229944684008263E-2,3.74196855754379E-2,3.0804477379710662E-2,3.3139319319562245E-2,3.0298133584167275E-2]
[null,null,24,"12.2.24",3.6736643699319949E-2,3.5549224102811368E-2,3.4133815069743369E-2,3.5066228443609383E-2,3.4134378673551853E-2,3.6202277170562965E-2,3.7077401899416156E-2,2.8245815116130772E-2,3.2856927136210246E-2,3.5331998682115749E-2]
["December","Tuesday",1,"12.3.1",3.3770963637372427E-2,3.5827280286001489E-2,3.4966737848379517E-2,3.6784509375974439E-2,3.8380591686855585E-2,3.3199789333582523E-2,3.8007894532599985E-2,2.9097851132317016E-2,3.4476875811930069E-2,3.0097093127685656E-2]
[null,null,2,"12.3.2",3.2419508690263527E-2,3.596174900425763E-2,3.4751497158346897E-2,3.5323662256521018E-2,3.7064217466961112E-2,3.2039948353054633E-2,3.7828193311869297E-2,2.7972954892913911E-2,3.4771792587786329E-2,3.0808859377806547E-2]
[null,null,3,"12.3.3",3.2580714569970325E-2,3.5515977203238153E-2,3.446358388546826E-2,3.4660231217948465E-2,3.9717003792393221E-2,3.090225182358709E-2,3.7498796078828049E-2,2.7273907791461972E-2,3.4153921665965141E-2,2.5711223444467034E-2]
[null,null,4,"12.3.4",3.2268452603293758E-2,3.5717547765278433E-2,3.5219093045846264E-2,3.4802956538162462E-2,3.8011486175518104E-2,3.2532451087133651E-2,3.8489696772479168E-2,2.8000927133225342E-2,3.4652231732709468E-2,2.9753250418947275E-2]
[null,null,5,"12.3.5",3.3406279368399926E-2,3.7312227598146147E-2,3.624825173906359E-2,3.6180404804750502E-2,3.5882492733394791E-2,3.3414738420277743E-2,3.8044500336822905E-2,3.2363633490246797E-2,3.6784959663943094E-2,2.9164454322410768E-2]
[null,null,6,"12.3.6",3.6259891214807244E-2,3.9648747958220765E-2,4.0107030499921856E-2,4.013403777694597E-2,4.3348583398062954E-2,3.6667301868694158E-2,4.0294574689784375E-2,4.0849682120499213E-2,4.4400706457824381E-2,4.2415031176782914E-2]
[null,null,7,"12.3.7",4.2647184156420818E-2,4.3196222978955735E-2,4.3252792826707562E-2,4.6539977884655498E-2,4.8943748166916358E-2,4.2245696166771853E-2,4.1453103014343587E-2,4.5528917005058109E-2,4.7793717671374046E-2,4.8364970678625496E-2]
[null,null,8,"12.3.8",4.5334317449726436E-2,4.7153857529023693E-2,4.6453717876089234E-2,4.993755339992418E-2,4.9201305193845496E-2,4.5194804566936357E-2,4.358457291147385E-2,5.0252631997776062E-2,5.1580580520390364E-2,5.2983555949446044E-2]
[null,null,9,"12.3.9",4.469506275209284E-2,4.7829194985481972E-2,4.7439754873896248E-2,4.9667874322420959E-2,4.8403363403775657E-2,4.5103095266848414E-2,4.5280087207071745E-2,5.2721531728810701E-2,5.1998763838644574E-2,6.1637851910774581E-2]
[null,null,10,"12.3.10",4.5146565958245871E-2,4.7608807244604048E-2,4.7361927942538268E-2,4.8202534993094216E-2,4.2343753629473721E-2,4.1770723047768854E-2,4.4981355242030917E-2,5.3406069719312499E-2,4.8884308441835382E-2,6.6081949836862233E-2]
[null,null,11,"12.3.11",4.3067997752582E-2,4.8847756998662922E-2,4.8819841015905779E-2,4.7740325659825084E-2,3.6417389413206477E-2,4.125737325699505E-2,4.7039338505890239E-2,5.4636682592961838E-2,5.1034655867501395E-2,5.7500685908962609E-2]
[null,null,12,"12.3.12",4.1978699878152587E-2,4.8753916503259713E-2,4.8030687338663759E-2,4.8481540288921376E-2,3.9305652802406797E-2,4.0357577438976319E-2,4.6769827928517971E-2,5.4423084867518207E-2,5.0783927664983478E-2,4.5743910214023339E-2]
[null,null,13,"12.3.13",4.1180480083456858E-2,4.5523693031837703E-2,4.633901629839645E-2,4.6496764778808979E-2,3.9355556071747386E-2,4.1226692204571723E-2,4.4812586258098586E-2,5.1939230706639174E-2,4.9936583803769162E-2,3.3946078673264553E-2]
[null,null,14,"12.3.14",3.8862672088612368E-2,4.4273415669860899E-2,4.6695407250006406E-2,4.8484079364067158E-2,3.8955947027488155E-2,4.1491914266422299E-2,4.5853376455025713E-2,5.2700187490646366E-2,5.1028922539948E-2,3.9974774340885907E-2]
[null,null,15,"12.3.15",3.9417621998908886E-2,4.3798932210990543E-2,4.6124804345967572E-2,4.6157944731951311E-2,4.5428311720069975E-2,4.1079114651999447E-2,4.5452170240146729E-2,5.1639261828216126E-2,5.1349918964309321E-2,4.2421939612377543E-2]
[null,null,16,"12.3.16",4.153576839045265E-2,4.3350088017182237E-2,4.4116585947809976E-2,4.1902747757825758E-2,4.3900837736775708E-2,4.3796150050259455E-2,4.3249221390968859E-2,4.7717566164057333E-2,4.4473491750300992E-2,4.9662572267170919E-2]
[null,null,17,"12.3.17",4.6541633328380495E-2,4.7254471030894286E-2,4.41560510940174E-2,3.9866116520697527E-2,3.3931670554697181E-2,5.0140412723883789E-2,4.681182421931316E-2,4.6248780175753283E-2,3.5665422581199986E-2,5.2457527924883597E-2]
[null,null,18,"12.3.18",4.9250240443536798E-2,4.3076959169421315E-2,4.3634294570292539E-2,4.0161674633340472E-2,3.7566951425867877E-2,5.5285561824670308E-2,4.3917916750755501E-2,4.3755470755561285E-2,3.5987677540877921E-2,5.449749026404041E-2]
[null,null,19,"12.3.19",5.1090233639344382E-2,4.0316546764002301E-2,4.195731368979666E-2,4.0286919397743114E-2,4.3256179390383703E-2,5.2720203238052918E-2,4.0280287150119609E-2,4.0859945167573866E-2,3.579358342760694E-2,4.0787403750688379E-2]
[null,null,20,"12.3.20",5.1173602351121936E-2,3.9191167567664671E-2,3.9824618041587524E-2,3.8453072373700312E-2,4.3955973829755586E-2,4.9632484942787526E-2,3.799674227594154E-2,3.8673066927898334E-2,3.4859051036403826E-2,4.0195449512165755E-2]
[null,null,21,"12.3.21",4.9718843596359814E-2,3.8197665678413047E-2,3.9129996288709161E-2,3.806268957003596E-2,4.7529609485858493E-2,4.8542145420683046E-2,3.7964413107749173E-2,3.6851723006635348E-2,3.4937569656433839E-2,3.564950150702588E-2]
[null,null,22,"12.3.22",4.6900067429126037E-2,3.7442887727258303E-2,3.8431350199608937E-2,3.8383736090873123E-2,4.6828666377882883E-2,4.4242703048388225E-2,3.8300067155561793E-2,3.3301526862821493E-2,3.5056221569337603E-2,3.0865705933556642E-2]
[null,null,23,"12.3.23",4.2819181827589078E-2,3.7203211641875421E-2,3.7249911689806035E-2,3.7168495663406145E-2,4.0536770285934255E-2,3.9925600053768752E-2,3.7914386092060597E-2,3.0965404656049307E-2,3.4943652577130731E-2,2.947671561128799E-2]
[null,null,24,"12.3.24",3.7934016791783147E-2,3.6997675435468738E-2,3.5225734533173986E-2,3.6120150598406307E-2,4.1733938230728733E-2,3.7231266943885892E-2,3.8175068372546646E-2,2.8819961786046497E-2,3.4651462627793769E-2,2.9802004235857937E-2]
["December","Wednesday",1,"12.4.1",3.4743881879279584E-2,3.692697050092688E-2,3.5385691849539332E-2,3.6528783019425866E-2,4.121164969131242E-2,3.4268338519417366E-2,3.9134893087830358E-2,3.0098685316179069E-2,3.5036246790698534E-2,4.2256083063905846E-2]
[null,null,2,"12.4.2",3.3951350095325294E-2,3.6809837612917562E-2,3.4866733942168042E-2,3.5695475812693458E-2,4.1945566505020716E-2,3.2320788057657687E-2,3.8924754540566556E-2,2.9368116063703643E-2,3.5327649886610919E-2,3.9879057909157009E-2]
[null,null,3,"12.4.3",3.325583196242253E-2,3.6768361732643813E-2,3.482555362103814E-2,3.4961245347348631E-2,4.4733619668459387E-2,3.2846283616196896E-2,3.8747176054085189E-2,2.8684980599499761E-2,3.4413375932242224E-2,2.7422042323800352E-2]
[null,null,4,"12.4.4",3.3440621875596335E-2,3.6975581752858734E-2,3.5515348767598806E-2,3.4606507409416447E-2,4.3073759917821773E-2,3.3511439755108202E-2,3.9582821346259137E-2,2.9541779501536219E-2,3.4963591560104222E-2,4.0455643445238207E-2]
[null,null,5,"12.4.5",3.4879458592941885E-2,3.7374463740652633E-2,3.6389527398519229E-2,3.4367076816351941E-2,4.6534064268044191E-2,3.2658850712321233E-2,3.9251899906150821E-2,3.28540077853113E-2,3.5483041695585367E-2,4.3170513618342385E-2]
[null,null,6,"12.4.6",3.7408857432097285E-2,4.0003394573375761E-2,3.9853753389781088E-2,3.7767271478503464E-2,4.6192347231796459E-2,3.625905310885872E-2,4.1183499337007129E-2,3.9911888740836607E-2,4.4430324763666276E-2,5.1540766055546951E-2]
[null,null,7,"12.4.7",4.4232397913741048E-2,4.3009139234125499E-2,4.3231464380805495E-2,4.1688480189059671E-2,5.0527952022225188E-2,4.1177360745302337E-2,4.2005928368346872E-2,4.4154646435938173E-2,4.7350700019241479E-2,4.2848732920537959E-2]
[null,null,8,"12.4.8",4.7253819693782076E-2,4.5555167346656149E-2,4.5321648029186444E-2,4.6085105461265277E-2,5.0731161031157913E-2,4.4544750431478743E-2,4.2069829847678986E-2,4.7645212830800657E-2,5.0450019198014888E-2,4.2753582714197935E-2]
[null,null,9,"12.4.9",4.4722133194314971E-2,4.6923748794802635E-2,4.7518147576401056E-2,4.8717557548728155E-2,4.7185547238506195E-2,4.6242184043487435E-2,4.2841093069217746E-2,5.1523372955387836E-2,5.2704243326191225E-2,5.0009712735348467E-2]
[null,null,10,"12.4.10",4.4888760621287105E-2,4.7012977720795067E-2,4.732925968482226E-2,4.8990967318862516E-2,4.4618276190118648E-2,4.1892109601100576E-2,4.3401205068961252E-2,5.2867550327202188E-2,4.9457788614647266E-2,4.7187335186249728E-2]
[null,null,11,"12.4.11",4.3516930292377964E-2,4.6273633068146809E-2,4.7139982115786114E-2,4.6979890457438535E-2,4.3507815638946151E-2,4.3162437316379192E-2,4.3522811832611003E-2,5.1986515871317258E-2,4.9089037246929937E-2,4.4412162025231364E-2]
[null,null,12,"12.4.12",4.1667772079991713E-2,4.6118604245781535E-2,4.6813828688675244E-2,4.8681009499165026E-2,3.8282851923416399E-2,4.2156253882151426E-2,4.4007144882246725E-2,5.2865246669776905E-2,4.9147004996698364E-2,4.054510935353714E-2]
[null,null,13,"12.4.13",3.9785510951979186E-2,4.5065842684082598E-2,4.6357529595507541E-2,4.801175983120639E-2,3.4883094911547369E-2,4.150412655874109E-2,4.4321588906250056E-2,5.1814873185612127E-2,5.0923929452118731E-2,3.4128772582109682E-2]
[null,null,14,"12.4.14",3.9255586709374693E-2,4.4479908522083333E-2,4.6061051097480328E-2,4.9433046921565374E-2,3.8052324722245082E-2,3.9609055437661966E-2,4.459640131172591E-2,5.2322607365153824E-2,5.1472754549251654E-2,3.477208683432545E-2]
[null,null,15,"12.4.15",3.8860411359691309E-2,4.438387524682931E-2,4.5378356006286889E-2,4.6547502510051145E-2,3.6498223119338161E-2,3.947367018117881E-2,4.5762298648978891E-2,5.0896373985284363E-2,5.1404705451697404E-2,4.4719114119450336E-2]
[null,null,16,"12.4.16",4.1305895447846463E-2,4.4255132054764647E-2,4.3884788359237967E-2,4.2180944722709772E-2,3.8473919513576427E-2,4.2794208142791237E-2,4.5811010010339229E-2,4.6512325301431887E-2,4.4423372110020884E-2,4.4173174364112403E-2]
[null,null,17,"12.4.17",4.5851890397564925E-2,4.8534025632756057E-2,4.4735434434555223E-2,4.0850327154669533E-2,3.6605898333190882E-2,4.7991608090525148E-2,4.823111333678283E-2,4.6231103963695862E-2,3.5633566647008036E-2,4.3316081076872952E-2]
[null,null,18,"12.4.18",4.8563563467102826E-2,4.3982296039508283E-2,4.339950122606398E-2,4.0722700898527378E-2,3.4849066987881747E-2,5.2627036997441076E-2,4.3874810634153612E-2,4.3947142135811322E-2,3.5582812275396704E-2,5.151580457284477E-2]
[null,null,19,"12.4.19",4.9711421193924125E-2,3.9321402615944953E-2,4.2222880050607883E-2,4.0994359164689076E-2,3.6428889227925587E-2,5.3249185042389291E-2,4.1139868512279153E-2,4.1279210460350636E-2,3.581442254995873E-2,3.6698569583469468E-2]
[null,null,20,"12.4.20",4.9496780163963638E-2,3.9323854633696871E-2,4.1606397103652951E-2,4.019707455632799E-2,4.3056346567213535E-2,5.1273278052840661E-2,3.8972950982673615E-2,3.9950754540087792E-2,3.6068715857038844E-2,4.5688163363759977E-2]
[null,null,21,"12.4.21",4.8814856632154777E-2,3.779936163679444E-2,4.0707127207299888E-2,3.9185872929437683E-2,4.5178219253254819E-2,4.9206549036833767E-2,3.7814760270244732E-2,3.8526447610579828E-2,3.510594714349357E-2,4.2514100766292792E-2]
[null,null,22,"12.4.22",4.6228558748822021E-2,3.7897050024031001E-2,3.9566151612138577E-2,4.0178099929957356E-2,4.26005640967064E-2,4.4410769478462751E-2,3.8840084651352122E-2,3.5144409076641965E-2,3.5649557750392441E-2,4.0072818329340315E-2]
[null,null,23,"12.4.23",4.2083293478969511E-2,3.756443381598279E-2,3.6434340306116073E-2,3.8242746423618627E-2,3.8585269104162982E-2,3.9964016544047139E-2,3.7640460103009254E-2,3.1545476481025063E-2,3.4885113482081884E-2,3.8665830992473491E-2]
[null,null,24,"12.4.24",3.6080415815448845E-2,3.7640936769842752E-2,3.5455503556731452E-2,3.8386194598980607E-2,3.6243572836131582E-2,3.6856646647627257E-2,3.8321595291248803E-2,3.0327272796835586E-2,3.5182078700910578E-2,3.1254742063854937E-2]
["December","Thursday",1,"12.5.1",3.3527734342676141E-2,3.5582762329151675E-2,3.3437409023630016E-2,3.626319376001156E-2,3.4440587866278863E-2,3.3487231672579464E-2,3.7903978664395384E-2,2.7152730704610856E-2,3.2426118408843033E-2,2.6687627728485798E-2]
[null,null,2,"12.5.2",3.3389548786068465E-2,3.4974165663992911E-2,3.2994850472120654E-2,3.4245529960536751E-2,3.8248832409331981E-2,3.1561371323637802E-2,3.7281077197175126E-2,2.579318949752846E-2,3.2018163259598977E-2,2.4647792319302166E-2]
[null,null,3,"12.5.3",3.2763966313913345E-2,3.5775981701966636E-2,3.3344022631586069E-2,3.2843523236579457E-2,4.4172633543372239E-2,3.246038100319322E-2,3.7894126891973953E-2,2.5793029233877492E-2,3.0586069876877783E-2,2.518932886478133E-2]
[null,null,4,"12.5.4",3.3231520948700549E-2,3.5774440803150079E-2,3.3696108798173779E-2,3.2237841701037939E-2,4.2591123034752876E-2,3.2774194788767551E-2,3.8274253741711589E-2,2.6343855402244203E-2,3.084561992022351E-2,3.5006708319773032E-2]
[null,null,5,"12.5.5",3.4395160589647394E-2,3.5933293462965567E-2,3.5355956143891365E-2,3.3438009999481266E-2,4.3323104401838043E-2,3.4048078845607753E-2,3.9097962959962838E-2,3.1143677780807035E-2,3.4257110098157101E-2,3.8521920410841903E-2]
[null,null,6,"12.5.6",3.7596422035606945E-2,3.8507388282968041E-2,3.8511292041366746E-2,3.6513468974075557E-2,4.1240157838601285E-2,3.7072703290823524E-2,4.0114430104941749E-2,3.9873004617380713E-2,4.3855774388647226E-2,4.55530609111615E-2]
[null,null,7,"12.5.7",4.3400906156550144E-2,4.2479486901239399E-2,4.2696415447181904E-2,4.2317238132100088E-2,4.0979125942050602E-2,4.3416157388744381E-2,4.2609286216690023E-2,4.5860824456627633E-2,4.791355768032967E-2,4.021696800182803E-2]
[null,null,8,"12.5.8",4.6696381563696258E-2,4.5652921320025443E-2,4.6577785011437611E-2,4.7561490336805248E-2,4.4466730491316324E-2,4.3858143821077847E-2,4.5233764708485724E-2,5.0802492494267652E-2,5.3868908399411199E-2,4.947394786588518E-2]
[null,null,9,"12.5.9",4.549256081257759E-2,4.7461551305953767E-2,4.7946300726992026E-2,4.9023017782619221E-2,4.5916587492552771E-2,4.192283380088626E-2,4.6030949924063883E-2,5.2709975123999386E-2,5.3842611777327506E-2,4.7507176911250323E-2]
[null,null,10,"12.5.10",4.3255328907890189E-2,4.8788265187005353E-2,4.918798805066163E-2,5.0636450534400745E-2,4.8697995347838259E-2,4.0799761802973608E-2,4.7263314030483373E-2,5.5226262379827688E-2,5.3105591345090478E-2,4.5388546502063108E-2]
[null,null,11,"12.5.11",4.1323174528053189E-2,4.862146289011355E-2,4.8535652387286521E-2,4.846632723229307E-2,4.7731221780950392E-2,4.2497743227675223E-2,4.667414435840863E-2,5.3496980601995897E-2,5.0952843403694922E-2,5.3163225275143777E-2]
[null,null,12,"12.5.12",4.0483311647554247E-2,4.8093133045126107E-2,4.7902458736214702E-2,5.059255815850644E-2,4.6385716868515142E-2,4.0724021565374371E-2,4.6609257385520131E-2,5.3370323005840936E-2,5.0476405812649824E-2,5.2331579866015068E-2]
[null,null,13,"12.5.13",4.0070382280737095E-2,4.6349115748210032E-2,4.6853899746649684E-2,4.8518477138500826E-2,4.4063579543593079E-2,4.1015563312608583E-2,4.4457529244860128E-2,5.1594922280450671E-2,5.1327907913837324E-2,5.0590449138663202E-2]
[null,null,14,"12.5.14",3.9747451127893421E-2,4.5906644318341849E-2,4.6450397682841829E-2,4.9856418727945731E-2,3.8988245829253282E-2,3.9245602129633433E-2,4.5045840044467364E-2,5.2043376959770196E-2,5.1787741293355255E-2,5.2852343184220558E-2]
[null,null,15,"12.5.15",4.0192225978760258E-2,4.4996766914119454E-2,4.5858659551197195E-2,4.5676944576343248E-2,3.8270521869649674E-2,3.9158784550628385E-2,4.4423022780430199E-2,5.1102764936310309E-2,5.2454452026063345E-2,4.7537023502160769E-2]
[null,null,16,"12.5.16",4.2077962892344077E-2,4.4534508942629621E-2,4.5271832526383636E-2,4.1471977378135474E-2,4.0289613448314769E-2,4.1703618776096747E-2,4.4664365943800313E-2,4.8449513898772674E-2,4.665934386511722E-2,4.4422710820201029E-2]
[null,null,17,"12.5.17",4.7156276566812379E-2,4.8638436124047391E-2,4.5576886366810149E-2,4.0285608576658909E-2,4.0835035121758248E-2,4.7232253030112088E-2,4.7751069388845546E-2,4.6732091631112284E-2,3.7426607796130149E-2,4.2250356547375016E-2]
[null,null,18,"12.5.18",5.0926410695886069E-2,4.2494335562562539E-2,4.4002047642659928E-2,4.0303398289616078E-2,4.2942401287170875E-2,5.2042686757062334E-2,4.327455872564074E-2,4.4036567973639348E-2,3.6276468225418128E-2,3.5627756183437623E-2]
[null,null,19,"12.5.19",5.0968388722216929E-2,3.9568997526717317E-2,4.281862162087275E-2,4.0269093516032022E-2,4.2731573665901003E-2,5.3474439511781824E-2,3.867795748271418E-2,4.2194127730253113E-2,3.6149354644348909E-2,3.1442786592338304E-2]
[null,null,20,"12.5.20",5.0107815829898733E-2,4.027343342887528E-2,4.194592044906257E-2,3.9871457408656191E-2,4.2526509677442828E-2,5.2710934648308498E-2,3.7201269420243231E-2,4.1347085023010481E-2,3.5757368138726674E-2,3.2851784456038716E-2]
[null,null,21,"12.5.21",4.8438714243510109E-2,3.8695564714201547E-2,4.0821044617794934E-2,4.0042870437243423E-2,3.7176645031809182E-2,5.1025102072011864E-2,3.7155227119730093E-2,3.9233725241654471E-2,3.5054032805472993E-2,3.7009056410773136E-2]
[null,null,22,"12.5.22",4.6436185154073877E-2,3.6982914046983027E-2,3.8594083756653588E-2,4.0861252652939432E-2,3.7247477045573942E-2,4.7679535768470074E-2,3.7681648579766802E-2,3.4814800249542838E-2,3.4501088727821851E-2,4.2037132501910775E-2]
[null,null,23,"12.5.23",4.1856917623166255E-2,3.6845879113592814E-2,3.6545505348747995E-2,3.9336325108611458E-2,3.6235352788930905E-2,4.2027065919835134E-2,3.7026884628065616E-2,3.1287360307883733E-2,3.4001929584160623E-2,5.0395133047745233E-2]
[null,null,24,"12.5.24",3.6465252251766403E-2,3.7068550666060511E-2,3.5074861219782781E-2,3.9367526380869655E-2,4.0499227673203228E-2,3.8061790992110066E-2,3.7654080457623418E-2,2.9597318468592055E-2,3.4454930608696088E-2,4.9295584638604339E-2]
["December","Friday",1,"12.6.1",3.407241162616037E-2,3.5549219879129471E-2,3.4819531090179205E-2,3.717659138887671E-2,3.9559807289538486E-2,3.3741918965439419E-2,3.834520107740616E-2,2.8703569434746841E-2,3.4315463918825707E-2,3.1897910969107712E-2]
[null,null,2,"12.6.2",3.2701056297447545E-2,3.6539383552746683E-2,3.4768083204098466E-2,3.6377125685157531E-2,3.7492876965468588E-2,3.2604816116963489E-2,3.8044701605733353E-2,2.772071527096354E-2,3.4300569062327015E-2,3.6918778826900381E-2]
[null,null,3,"12.6.3",3.2484403881860878E-2,3.5448248628197149E-2,3.4437200103732274E-2,3.5658776761090485E-2,3.3476508131344195E-2,3.2642781448794303E-2,3.8503774523413872E-2,2.7230175066129441E-2,3.3813452088684443E-2,4.2374871198333747E-2]
[null,null,4,"12.6.4",3.3198858491145705E-2,3.6370981633717402E-2,3.48661077999948E-2,3.5795318907560686E-2,3.4506315670198233E-2,3.2046939379792298E-2,3.8823949757137988E-2,2.7819267965359214E-2,3.4187557293971819E-2,4.0646368038571044E-2]
[null,null,5,"12.6.5",3.4613230726790865E-2,3.6628762973209689E-2,3.6041344816060729E-2,3.6696539627328759E-2,3.428850047750643E-2,3.3056832886546511E-2,3.9355026151422466E-2,3.1657076569417644E-2,3.6954690634618606E-2,4.3097516951772628E-2]
[null,null,6,"12.6.6",3.630268815765271E-2,3.8676917091290758E-2,3.9420895531695692E-2,3.8587757398169449E-2,3.8035100940695891E-2,3.7266702104896389E-2,4.0198089414140561E-2,3.9490898065801326E-2,4.3812944560240784E-2,5.8472799286428241E-2]
[null,null,7,"12.6.7",4.321299917025502E-2,4.2488951704053833E-2,4.3624019399503312E-2,4.5890661176753923E-2,4.2539501210673264E-2,4.111413176471114E-2,4.1395553247323809E-2,4.5055784323940182E-2,4.7395196952559643E-2,6.2509091538402881E-2]
[null,null,8,"12.6.8",4.5619540575928146E-2,4.5952963450876981E-2,4.7364193687560396E-2,4.9328789233393754E-2,4.155985536115743E-2,4.3986178737607053E-2,4.3523580808684646E-2,5.0554118355760069E-2,5.2781224347747138E-2,4.732277288296366E-2]
[null,null,9,"12.6.9",4.3773477647391174E-2,4.7863774765538034E-2,4.8469994527815759E-2,4.9012885919063207E-2,4.2748508249582463E-2,4.3882494377573474E-2,4.4643018318066795E-2,5.2969679884520345E-2,5.2475761576377046E-2,4.2406443100183031E-2]
[null,null,10,"12.6.10",4.4745634424245576E-2,4.7553719513165484E-2,4.7890355858021795E-2,4.8296345500247431E-2,4.9298639558254656E-2,4.3005249231427435E-2,4.383456950862212E-2,5.3127337467751695E-2,5.0038994576696048E-2,4.3402478137042635E-2]
[null,null,11,"12.6.11",4.3390456997313552E-2,4.8272063499837613E-2,4.9208866815573148E-2,4.7012253580521239E-2,5.3016128326738902E-2,4.2067140973940327E-2,4.5209775006561259E-2,5.377973881008994E-2,5.0604762697352902E-2,3.6169238490404709E-2]
[null,null,12,"12.6.12",4.3360379977208173E-2,4.7101393473163354E-2,4.7870670796096783E-2,4.8231505267856634E-2,5.2484503994199148E-2,4.1264503486861913E-2,4.5606081735754783E-2,5.3252265642859037E-2,4.9140022999549837E-2,3.5753892581632078E-2]
[null,null,13,"12.6.13",4.2833218969728991E-2,4.6404602136107566E-2,4.7245444678505097E-2,4.678523298015707E-2,4.9929243652792124E-2,4.1343055659626468E-2,4.3844534275473565E-2,5.2210112206227448E-2,4.9579618288172755E-2,4.4978500704170338E-2]
[null,null,14,"12.6.14",4.2174592120524823E-2,4.6797209861551135E-2,4.6995167649138476E-2,5.0333892622447494E-2,4.781692894313052E-2,4.1038872403380541E-2,4.5870833240777169E-2,5.2991693873948968E-2,5.067655748185191E-2,4.5942496107301431E-2]
[null,null,15,"12.6.15",4.0983516317616042E-2,4.4990829871841886E-2,4.6648368700358343E-2,4.7576134879598213E-2,4.6051864499542336E-2,4.2155297180053931E-2,4.6271081889624997E-2,5.2585443436584944E-2,5.3722673848982223E-2,5.4309751695177259E-2]
[null,null,16,"12.6.16",4.2270357021435064E-2,4.524456863327099E-2,4.4001447903925031E-2,4.154961027775661E-2,4.6072168040464941E-2,4.4823679845745902E-2,4.5575206184814414E-2,4.8743759301275003E-2,4.5222596931628029E-2,4.5421208927879007E-2]
[null,null,17,"12.6.17",4.5840504664058652E-2,4.8668667203020856E-2,4.4358083122515657E-2,4.0084880598227984E-2,4.6146365539277714E-2,4.9748245945809219E-2,4.8821503905960212E-2,4.6578940999786954E-2,3.7228945135229521E-2,4.4013102105401505E-2]
[null,null,18,"12.6.18",4.9055047661413331E-2,4.3421762029529826E-2,4.3000458748346758E-2,4.0123816652461022E-2,4.1798123385513926E-2,5.2232113570791168E-2,4.3812508293046094E-2,4.3257805101258519E-2,3.6003941699167402E-2,4.3436154832348521E-2]
[null,null,19,"12.6.19",4.9285857262681788E-2,3.957123554956006E-2,4.1714393080520419E-2,4.0070678512872507E-2,4.5987221608222564E-2,5.2115164864698485E-2,4.0137962450829838E-2,4.1446170401690678E-2,3.555622910779651E-2,4.0433783899452611E-2]
[null,null,20,"12.6.20",4.8320407802517548E-2,3.9426564845270504E-2,4.0167706960204004E-2,3.8635789169989693E-2,4.152895217754729E-2,5.0691464921042803E-2,3.8253707937962039E-2,3.9706494233792647E-2,3.5433287435108859E-2,3.8320103537128787E-2]
[null,null,21,"12.6.21",4.6956400089692527E-2,3.8539609238113372E-2,3.9577455637750079E-2,3.777068536391593E-2,3.8934726952457914E-2,4.7386971846521041E-2,3.8809417100558387E-2,3.8435368579301681E-2,3.4724166171747617E-2,3.7686092974807489E-2]
[null,null,22,"12.6.22",4.4951535656346291E-2,3.7372434235701212E-2,3.7862726458589686E-2,3.7822919250878814E-2,3.2277554181715788E-2,4.4595814354505769E-2,3.7457795448104653E-2,3.4668352202837378E-2,3.4394272683369073E-2,3.2714336964335913E-2]
[null,null,23,"12.6.23",4.2361790773019783E-2,3.5340112577527498E-2,3.565600221549612E-2,3.5991701301315265E-2,3.0064617511893613E-2,4.024764705592964E-2,3.6676043416404576E-2,3.0004496588171815E-2,3.3834178793759349E-2,2.724584969810246E-2]
[null,null,24,"12.6.24",3.7491633687565515E-2,3.5776023653578591E-2,3.399148121431813E-2,3.5190107944359304E-2,3.4385987332083368E-2,3.6941982877341351E-2,3.6986084702176208E-2,2.8010736217784743E-2,3.3802891714235637E-2,2.4526456552151871E-2]
["December","Saturday",1,"12.7.1",3.4301608328688497E-2,4.1845092070812447E-2,3.8900780712509742E-2,4.3047910104662024E-2,3.8670587982506617E-2,3.4093599407045733E-2,4.011305544473228E-2,3.4713283285725621E-2,3.8257225991861661E-2,2.5560739703687132E-2]
[null,null,2,"12.7.2",3.285143754023713E-2,4.1503223807241259E-2,3.7969007862093111E-2,4.1795565177598963E-2,3.7192377402640725E-2,3.2410403784713944E-2,4.0054595545413858E-2,3.4460753070130613E-2,3.8185419150682395E-2,2.4786645258117156E-2]
[null,null,3,"12.7.3",3.1974033365152164E-2,4.1318867117935892E-2,3.7583243456654224E-2,4.0784135581608816E-2,3.9904119832958725E-2,3.2227881627513853E-2,4.0305218497919536E-2,3.4292866452239265E-2,3.6956704781421566E-2,2.3173444528775049E-2]
[null,null,4,"12.7.4",3.2558844637911345E-2,4.1185441654080661E-2,3.8009786630235416E-2,4.051799806786039E-2,3.9181886329253145E-2,3.1280440444485504E-2,4.0424538516372857E-2,3.396875454664379E-2,3.7052681611981858E-2,2.6164997021550673E-2]
[null,null,5,"12.7.5",3.3232565487927176E-2,4.1319198198491371E-2,3.8663653582424157E-2,4.1577062130866344E-2,4.1929036813178333E-2,3.1902750130034303E-2,4.1133148866742575E-2,3.6462102222093867E-2,3.9751458680831873E-2,3.6616027988352298E-2]
[null,null,6,"12.7.6",3.3792125677368355E-2,4.2401693664653552E-2,4.0796181895408533E-2,4.3194292427457794E-2,3.9098964904566227E-2,3.5347266276590607E-2,4.1845959601791174E-2,3.8815300803936061E-2,4.6088478333054725E-2,5.0598864863066931E-2]
[null,null,7,"12.7.7",3.7148861799010363E-2,4.2958115923193776E-2,4.1833540953024696E-2,4.2645893935704178E-2,3.7008073944121256E-2,3.8911857065107983E-2,4.1741186370104474E-2,4.3082114535301544E-2,4.7002543386009857E-2,4.9599244854741389E-2]
[null,null,8,"12.7.8",4.176866498054476E-2,4.1704134524320216E-2,4.2885904404367362E-2,4.3563258839806371E-2,4.2035109657531496E-2,4.1382763498973976E-2,3.9572078628364565E-2,4.5536489619003175E-2,4.7898151356164931E-2,4.7529701338639117E-2]
[null,null,9,"12.7.9",4.546803098822487E-2,3.8161351860398894E-2,4.2738854132196684E-2,4.2613713909531989E-2,4.3349898451518064E-2,4.4496551553382807E-2,3.8496889251475631E-2,4.6349600985361082E-2,4.792952839692502E-2,5.3067802811535225E-2]
[null,null,10,"12.7.10",4.6906853698892234E-2,3.7661337451497218E-2,4.312907657384854E-2,4.1416028195322731E-2,4.7769549860743471E-2,4.581894480320934E-2,4.1247613895112542E-2,4.6083978414725585E-2,4.5616504358596169E-2,6.077674531587187E-2]
[null,null,11,"12.7.11",4.6839395018300249E-2,4.050407787091917E-2,4.4445488500174581E-2,4.2233039587453412E-2,4.9839105199143072E-2,4.4848074059994324E-2,4.471276760382583E-2,4.6984138718434126E-2,4.5909093066412276E-2,6.2722060784556832E-2]
[null,null,12,"12.7.12",4.7294980860418362E-2,3.8713939102504896E-2,4.2672741022339221E-2,4.0411355735805336E-2,4.3741051522349604E-2,4.4016628728643432E-2,4.3122185571795008E-2,4.5569966466368343E-2,4.5503652480904391E-2,4.6398797734564234E-2]
[null,null,13,"12.7.13",4.5419589939773741E-2,3.8320974073205859E-2,4.2391581767586964E-2,4.061226346677229E-2,4.4275955238167589E-2,4.377806152095251E-2,4.2534713588224436E-2,4.5628242669967192E-2,4.560050822016945E-2,4.1435723450727581E-2]
[null,null,14,"12.7.14",4.44028241174187E-2,3.8494046433578871E-2,4.2337695795886462E-2,3.9444014782741343E-2,4.1429843783904352E-2,4.2587949620008517E-2,4.2634195426224764E-2,4.5877073534079826E-2,4.6180587965314053E-2,3.1264646562385666E-2]
[null,null,15,"12.7.15",4.2430532015444188E-2,3.9425610551515229E-2,4.3163016801003949E-2,3.9590263300854481E-2,4.086588730615226E-2,4.4595001190858442E-2,4.1691763662064833E-2,4.5944057676147468E-2,4.7408687098481554E-2,4.8081294027881513E-2]
[null,null,16,"12.7.16",4.3082484690185878E-2,4.13103417936325E-2,4.2969907368283371E-2,3.9884566700296248E-2,3.9970699079057717E-2,4.6775557084390525E-2,4.1090126744880252E-2,4.4426592832279677E-2,4.2675148487231133E-2,4.5342733339582539E-2]
[null,null,17,"12.7.17",4.7116825342867957E-2,4.6736131321778E-2,4.4561231527742821E-2,4.1778906494611696E-2,4.6868460291381052E-2,4.8484080758386429E-2,4.5058417440884541E-2,4.7386622070248734E-2,3.9266652639283743E-2,4.310914832476085E-2]
[null,null,18,"12.7.18",4.9351647602532134E-2,4.6699105479657714E-2,4.4965087769463494E-2,4.2532159955469814E-2,4.4542272222563531E-2,4.9989139541071523E-2,4.2753388160293886E-2,4.6715029927677378E-2,3.8738252725979298E-2,4.2933263584198397E-2]
[null,null,19,"12.7.19",4.8203974534350463E-2,4.4744143774710941E-2,4.4367032833746899E-2,4.3088386021157207E-2,4.0754215752468056E-2,4.9294301548297906E-2,4.3776918260677804E-2,4.5536215592967444E-2,3.7945564965152154E-2,3.173610838128587E-2]
[null,null,20,"12.7.20",4.6807714868421842E-2,4.5088136471846403E-2,4.3107219211833477E-2,4.2472081652969534E-2,3.8503534601385524E-2,4.9954042168679637E-2,4.1997191633713807E-2,4.4118831146816161E-2,3.7948992709100737E-2,3.2186151571321014E-2]
[null,null,21,"12.7.21",4.6087952836730318E-2,4.3218772885512298E-2,4.2331694038395845E-2,4.1747796905900525E-2,4.0835321379534092E-2,4.7307465945289999E-2,4.2799119621191484E-2,4.2276980371317149E-2,3.7135123248488763E-2,4.7892558110000032E-2]
[null,null,22,"12.7.22",4.3516710286670618E-2,4.3056267512868097E-2,4.2396241786023192E-2,4.2468736535903814E-2,3.9855547246600148E-2,4.4570479009274598E-2,4.2641777938826869E-2,3.8864214451314084E-2,3.7564382259895772E-2,4.8680007700627047E-2]
[null,null,23,"12.7.23",4.1497317817286522E-2,4.2126082897246203E-2,3.9967831156942413E-2,4.2012261861116097E-2,3.7713662636302103E-2,4.0062461556165579E-2,4.049910898203532E-2,3.4644259172058649E-2,3.7107086060806774E-2,4.5921036318939012E-2]
[null,null,24,"12.7.24",3.7945023565642097E-2,4.1503913558398491E-2,3.7813200217814737E-2,4.0568308628528775E-2,4.4664838561973029E-2,3.5864298676928426E-2,3.9754040747331715E-2,3.2262531435163104E-2,3.6277572025249998E-2,3.4422256424832716E-2]

{"sheet":"Notes","index":16,"n_rows":37,"n_cols":2,"rows_kept":37,"cut":false,"hidden":false,"merged":[]}
["Notes on Demand Study Process"]
[]
["Coincident Peak Calculation Process"]
[]
["Estimate Peak Hour Usage for Schedules 1, 11, 21,  and 31"]
[null,"For Weather Sensitive Schedule/Classes estimate peak day usage based on weather factors used for weather normalization"]
[null,"For Other  Schedule/Classes estimated peak day usage by dividing monthly billed usage by days in month"]
[null,"Run Primary Voltage queries to ascertain Primary Schedule 21 subset of billed data"]
[null,"Apply Daily profile peak hour percentage by schedule from 2009 load study database"]
[null,"Use specific weekday average for each month to obtain profile days"]
["Estimate Peak Hour Usage for Street and Area Lights"]
[null,"Full hour usage is annual billed total divided by hours of darkness"]
[null,"Determine from Sunrise/Sunset table for Spokane Weather Service Station the proportion of system peak hour occurring after sunset or before sunrise"]
[null,"Multiply Full hour usage by Proportion of darkness"]
["Collect Peak Hour Usage Information for Schedule 25 and 25P"]
[null,"Derived from MV 90 reports from meter shop (check to Schedule 25 Reconciliation information) "]
[null,"     if a new Schedule 25 is being pro formed that does not have MV 90 data, add average kW to MV90 report system peak"]
["Determine Loss Factor by Voltage Level"]
[null,"Form 1 page 401 retail usage and retail losses indicate overall percentage"]
[null,"Segregate by voltage level based on billed usage data"]
["Retail Peak Information"]
[null,"From workpapers used to determine production transmission ratio, requires certain adjustments from native load information to get retail only"]
[null,"Estimated Peak Hour amounts are adjusted proportionally to match actual retail system peaks"]
[]
["Non-Coincident Peak Calculation Process"]
[]
["Estimate Non-Coincident Peaks for Schedules 1, 11, 21, and 31"]
[null,"Calculate proportion of non-coincident peak kW to average kW for each rate schedule in 2009 load study"]
[null,"Determine average kW from current billing information"]
[null,"Apply proportion to current average kW"]
["Estimate Non-Coincident Peaks for Street and Area Lights"]
[null,"Full hour usage is annual billed total divided by hours of darkness"]
["Collect Non-Coincident Peak information for Schedule 25 and 25P"]
[null,"Derived from MV 90 reports from meter shop (check to Schedule 25 Reconciliation information) "]
[null,"     if a new Schedule 25 customer is being pro formed that does not have MV 90, add peak kW to MV90 report class peak"]
["Determine Loss Factor by Voltage Level"]
[null,"Same as Coincident Peak"]