## Documentation
Sheet | Description
Documentation | Documentation and guidance
Model Map | Shows map of model with links to relevant sections.
Input-Output | Contains all inputs that should be changed by user, along with key outputs.
Outage Event Definitions | Contains definitions for outage length parameters used to estimate expected number of hours per year that fall in each outage category. Outage lengths and outage start dates must align with building simulation input files.
Marginal Abatement Cost | Contains the cost of upgrading a home to allow it to ride through an extended power outtage. This is considered the marginal abatement cost.
EIA-861 | Contains EIA 861 data (columns "F" through "AB") and calculations (columns "AC through "BH") on those to estimate event outages and distribution of outages. SAIFI = system average interruption frequency index (# of customers affected / # of customers in system). SAIDI = system average interruption duration index (minutes of power out * (SAIFI)). SAIDI and SAIFI are annual summed values of nonmomentary outages (nonmomentary = any outage lasting over 5 minutes). CAIDI = customer average interruption duration index, or minutes of power outage, and is the SAIDI / SAIFI. There are three ways to calculate these values: (1)With major events, (2)without major events, (3)minus loss of supply (transmission constraints outages removed). Detailed explanation can be viewed with this video: https://www.youtube.com/watch?v=oVH9L0fCMTU.
Resilience Event Hours | Compiles results of outage data and applies weather distributions to estimate resilience event hours per year per customer for each of the different resilience events.
Building Impacts | Compiles building simulation results to both find passive space temperatures and heating and cooling consumption required to attain those space temperatures without model. The heating and cooling consumption required in the absence of the efficiency upgrade represent the resilience benefits in kWh. These resilience kWh savings values are then divided by number of hours to estimate resilience kWh benefits per outage hour. These are multiplied by the expected outage hours for each event and the resilience value per kWh to estimate overall annual resilience benefits in dollars.
EE Energy+ Output-24h Outage | Hourly Output from energy efficient building models with 24hour outage scenarios in place. These outputs are used for both the 24 hour outage events and the 8 hour outage events (first 8 hours of 24 hour outage). Column W contains the space temperature values, including during the outage events. These space temperatures are then fed back into the base efficiency case with heating/cooling enabled during outage events.
EE Energy+ Output-48h Outage | Hourly Output from energy efficient building models with 48 hour outage scenarios in place. Column W contains the space temperature values, including during the outage events. These space temperatures are then fed back into the base efficiency case with heating/cooling enabled during outage events.
EE Energy+ Output-96h Outage | Hourly Output from energy efficient building models with 96 hour outage scenarios in place. Column W contains the space temperature values, including during the outage events. These space temperatures are then fed back into the base efficiency case with heating/cooling enabled during outage events.
EE Energy+ Output-96h rolling | Hourly Output from energy efficient building models with 96 hour rolling outage scenarios in place. Column W contains the space temperature values, including during the outage events. These space temperatures are then fed back into the base efficiency case with heating/cooling enabled during outage events.
Base Energy+ Output-24h Outage | Hourly Output from base efficiency building models with 24hour outage scenarios and heating/cooling outage setpoints in place. These outputs are used for both the 24 hour outage events and the 8 hour outage events (first 8 hours of 24 hour outage). Results from columns B, C, and E are extracted and added together.
Base Energy+ Output-48h Outage | Hourly Output from base efficiency building models with 48 hour outage scenarios and heating/cooling outage setpoints in place. Results from columns B, C, and E are extracted and added together.
Base Energy+ Output-96h Outage | Hourly Output from base efficiency building models with 96 hour outage scenarios and heating/cooling outage setpoints in place. Results from columns B, C, and E are extracted and added together.
Base Energy+ Output-96h rolling | Hourly Output from base efficiency building models with 96 hour rolling outage scenarios and heating/cooling outage setpoints in place. Results from columns B, C, and E are extracted and added together.
Directions:
Step | Relevant Worksheet(s) | Additional Notes
Start with Model Map, which includes links to relevant sections of the model. | Model Map
Overall objective: Estimate value of resilience benefits per avoided cost of producing same benefits.
Step 1: Estimate marginal abatement cost as savings in emergency power production costs for a long-duration capable backup power system ($/resilience kWh savings) | Marginal Abatement Cost
Step 2: Estimate overall resilience event hours per customer per year, by estimating distribution of outage events in terms of their duration and frequency. | EIA-861, Resilience Event Hours
Step 3: Estimate building impacts by simulating an actively-conditioned building without energy efficient upgrade maintaining the same temperatures as a passively-conditioned building with an energy efficient upgrade. Estimate resilience kWh savings per hour (power) for each event. | Building Impacts, Outputs contained in 4 "EE Energy+ Output…" and "Base Energy+ Output…" sheets.
Step 4: Calculate resilience benefits per customer per year as: Resilience benefits ($) = Marginal abatement cost ($/resilience kWh) * SUM_events (Event hours/year * resilience savings / hour (kW)) | Building Impacts, Input-Output
All changes to inputs should be made on the Input-Output sheet. | Input-Output
Model starts out using all of the reference inputs. If you want to change to using User-defined inputs, enter those in a user-defined section and flip the switch for that section to user-defined. | Input-Output, Outage Event Definitions
Outage event length definitions are included in the Input-Output sheet, but these do not tie to the building simulation models. | Outage Event Definitions
Weather definitions and calculations happen separately, in the process flow to create the extreme weather file. | None.
Extreme weather file production happens outside of the model. Original RTF extreme file was augmented by splicing in additional hourly extreme weather data from 1990 and 1991. | None.
Building simulation inputs and outputs happen outside of the tool. | Building Impacts, Outputs contained in 4 "EE Energy+ Output…" and "Base Energy+ Output…" sheets. Inputs included in relevant input files.
Create four building models and first run with efficient measure case. Each model needs an outage schedule that aligns with the outage set being modeled. The start dates and times and outage lengths are specified in the building impacts. The efficient cases should each simulate passive building performance during the outage. During the outage, all major equipment gains and HVAC schedule should be set to turn off all operation. | Building Impacts
Extract the hourly indoor temperature data from the four passive models. | EE Energy+ Output…, Building Impacts
Turn the hourly indoor temperature data from the four passive models into a series of "outage" setpoint temperature schedules. | Building Impacts
Input the "outage" setpoint temperature schedules into each of 4 new models, each run with outage for equipment gains and without the outage for HVAC, but with the outage temperature schedules. | None.
Extract the hourly heating and cooling consumption data from four active, inefficient models and paste those in the Building Model output sheets (note, cooling fan energy not included). | Base Energy+ Output…, Building Impacts
The Building Impacts sheet will then pull in the output power data and calculate resilience event savings (both in energy per event and energy per hour (power)) | Building Impacts
Compile outputs from Building Impacts. | Input-Output

## Model Map
Map of Model:
Click on boxes to move to inputs and outputs.
Event Probabilities Calculation
Outputs
Inputs
Interim
Measure-Level Resilience Benefit (Annual impact)
Marginal Abatement Costs
Backup System Cost Inputs: Cost of system, cost of maintenance, cost of fuel, discount rate, lifetime, average power draw while in use
Backup System Costs per kWh = Annual Cost / Annual kWh
EIA-861 SAIDI and SAIFI values
Expected Event Hours,Year,Customer by type
Event Definition
Outage Event Allocation by Duration: Number of Customers * Outage Minutes
Outage Event Allocation By Weather Event: Number of Customers * Outage Hours
All Event-Driven Outage Minutes: Number of Customers * Outage Minutes
Annual Capital and Maintenance Cost of Backup System Options
Annual kWh produced by Backup system options
Within Event Outage Length Distribution
Outage Event Weather Distribution
Measure Annual Energy Savings
Measure-Level Resilience Benefit per Annual kWh Saved
Building Impacts Calculation
Building Simulation
Building Impacts per Event Hour (kWh) by type
Building Characteristics
Event Consumption without EE(kWh)
ExtremeWeather File
Measure Characteristics
Energy Efficient Case Event Passive Temperature Output
EE Model
Baseline Model
Expected Annual Resilience Event Energy Savings
Expected Annual Resilience Energy Savings = Sum of Expected Annual Event Savings
Building Impacts per Event (kWh) by type
Model Hourly Output

## Input-Output
INPUTS
Measure Information
| Measure Description | Major envelope upgrade - walls, ceiling, crawlspace, windows.
| Location | Boise, ID
| Baseline Case | R11 ceilings, R0 Walls, uninsulated crawlspace, metal frame double-clear windows
| EE Case | R49 ceilings, R-13 Walls, R19 insulated crawlspace, double-lowe windows
| Measure Annual Energy Savings (kWh) | 1301
Marginal Abatement Cost Inputs
Marginal abatement costs are calculated using the difference in costs for a large backup power system and a smaller backup power system. It's assumed that by making a series of energy efficiency upgrades to a home, the backup power system could be downsized. These inputs are then ported to the 'Marginal Abatement Cost' sheet to do the actual calculations. Use user-defined inputs if you want to try other values.
| Variable | Reference Input |  | User-Defined Input |  | Use User-Defined
|  | System A | System B | System A | System B
| Description | 20 kW Perkins Diesel w/100 gallon tank | 10 kW Perkins w/50 gallon tank | 21.6 kWh Generac PWRcell energy storage system | 14.4 kWh Generac PWRcell energy storage system | 1
| Equipment Cost | 16410 | 13980 | 23000 | 18000 | 1 | Based on web prices.
| Balance of System and Installation Cost | 8205 | 6990 | 3450 | 2700 | 1 | Assumed to be 15% of cost of equipment.
| Fuel Cost | 500 | 250 | 0 | 0 | 1
| Total Upfront cost | 25115 | 21220 | 26450 | 20700 | 1
| Lifetime | 30 | 30 | 20 | 20 | 1
| Real Discount rate | 3.75% | 3.75% | 3.75% | 3.75% | 1
| Annual maintenance | 500 | 400 | 100 | 50 | 1
| Average kW draw during outage | 4 | 2 | 4 | 2 | 1
Outage Event Frequency Development
Developed based on Spokane-area ice storm outage news reports from 2016 long duration outage event. The mean duration multipliers and customer distributions are used to turn a single outage event with an average length and impacted number of customers into a distribution of different numbers of customers with outages of differing lengths. As an example, using the reference inputs, if there was an outage event impacting 100,000 customers with an average outage length of 10 hours, then 5% of them, 5,000 customers, would have an outage of 0.9 hours; 12,500 would have an outage of 1.8 hours, 20,000 would have an outage of 5.3 hours, 25,000 would have an outage of 8.8 hours, 20,000 would have an outage of 13.2 hours, 10,000 would have an outage of 17.6 hours, 4,500 would have an outage of 26.5 hours, and 3,000 would have an outage of 35.3 hours.
| Use Only Northwest? | 1
Note: Applied to EIA outage event prob sheet
Outage Distribution Shape
Reference Input
| Outage Length Bin | Mean Duration Multiplier | Customers Distribution
| 1 | 0.08817 | 0.05
| 2 | 0.17634 | 0.125
| 3 | 0.52902 | 0.2
| 4 | 0.8817 | 0.25
| 5 | 1.3226 | 0.2
| 6 | 1.7634 | 0.1
| 7 | 2.6451 | 0.045
| 8 | 3.5268 | 0.03
1
| Use User-Defined? | 0
User-Defined Input
| Outage Length Bin | Mean Duration Multiplier | Customers Distribution
| 1 | 0.08817 | 0.05
| 2 | 0.17634 | 0.125
| 3 | 0.52902 | 0.2
| 4 | 0.8817 | 0.25
| 5 | 1.3226 | 0.2
| 6 | 1.7634 | 0.1
| 7 | 2.6451 | 0.045
| 8 | 3.5268 | 0.03
| Check that sum of customers distribution = 1 and that sumproduct of mean duration multiplier and customer distribution is close to 1. | 1.0184 | 1
|  | OK | OK
Weather Distribution
The weather distribution is used to distribute outages across different kinds of weather. The reference inputs represent our best professional judgment based on limited data. We have anecdotal data (news reports) pointing to outages in the northwest being much more common during the winter months than the summer. Then we assume that most of the outages are not correlated with temperature, but rather other causes of outages, resulting in most of the outages being assigned to typical winter, typical summer, and mild weather. The outage distribution is assumed to be different for rolling blackouts, which are assumed to be caused by capacity shortages of generation or transmission capacity. These are assumed to be rare, but correlated with high loads caused by hot or cold weather. Distributions may be customized in the user-defined sections.
Reference Input
| Weather Name | Outage distribution for standard (non-rolling) outage events | Outage distribution for rolling blackouts
| Hottest | 1% | 5%
| Extremely Hot | 1% | 10%
| Very Hot | 3% | 5%
| Typical Summer | 10% | 0%
| Mild Weather | 15% | 0%
| Typical Winter | 50% | 0%
| Very Cold | 10% | 10%
| Extremely Cold | 5% | 50%
| Coldest | 5% | 20%
| Use User-Defined? | 0
User-Defined Input
| Weather Name | Outage distribution for standard (non-rolling) outage events | Outage distribution for rolling blackouts
| Hottest | 1% | 5%
| Extremely Hot | 1% | 10%
| Very Hot | 3% | 5%
| Typical Summer | 10% | 0%
| Mild Weather | 15% | 0%
| Typical Winter | 50% | 0%
| Very Cold | 10% | 10%
| Extremely Cold | 5% | 50%
| Coldest | 5% | 20%
| Check sum of distribution columns = 100% | 100% | 100%
OUTPUTS
Overall Results
| Annual Marginal Cost of Abatement ($/kWh) | 181.4857 | Value per kWh saved during outage events.
| Measure Annual Extreme Outage Event Energy Savings (kWh) | 1.3322 | Annual expected kWh savings during outage events associated with the energy efficiency measure.
| Annual Resilience Value ($/home) | 241.7665 | Annual expected dollar value of resilience benefits.
| Annual Resilience Value ($/annual kWh Energy Savings) | 0.18583 | Resilience value divided by non-outage annual kWh savings.
Event-based Results
| Event Index | Outage Type | Weather | Assumed Outage Duration (Hours) | Event Energy Savings per Home (kWh) | Energy Savings per Home per Event Hour (kWh) | Expected Annual Outage Hours per Home | Expected Annual Energy Savings per Home (kWh) | Value per kWh ($) | Expected Annual Value ($)
| 1 | Short | Hottest | 8 | 0.054881 | 0.0068602 | 0.0040679 | 2.7906e-05 | 181.4857 | 0.0050646
| 2 | Day | Hottest | 24 | 3.2758 | 0.13649 | 0.0017745 | 0.0002422 | 181.4857 | 0.043956
| 3 | 2day | Hottest | 48 | 4.0684 | 0.084759 | 0 | 0 | 181.4857 | 0
| 4 | Extended | Hottest | 96 | 5.0716 | 0.052829 | 0 | 0 | 181.4857 | 0
| 5 | Extended Rolling | Hottest | 96 | 21.8052 | 0.22714 | 0 | 0 | 181.4857 | 0
| 6 | Short | Extremely Hot | 8 | 0.086521 | 0.010815 | 0.0040679 | 4.3994e-05 | 181.4857 | 0.0079843
| 7 | Day | Extremely Hot | 24 | 3.6755 | 0.15314 | 0.0017745 | 0.00027175 | 181.4857 | 0.049319
| 8 | 2day | Extremely Hot | 48 | 2.395 | 0.049895 | 0 | 0 | 181.4857 | 0
| 9 | Extended | Extremely Hot | 96 | 6.7544 | 0.070358 | 0 | 0 | 181.4857 | 0
| 10 | Extended Rolling | Extremely Hot | 96 | 14.6938 | 0.15306 | 0 | 0 | 181.4857 | 0
| 11 | Short | Very Hot | 8 | 0.0054096 | 0.0006762 | 0.012204 | 8.252e-06 | 181.4857 | 0.0014976
| 12 | Day | Very Hot | 24 | 3.0492 | 0.12705 | 0.0053234 | 0.00067634 | 181.4857 | 0.12275
| 13 | 2day | Very Hot | 48 | 4.0323 | 0.084007 | 0 | 0 | 181.4857 | 0
| 14 | Extended | Very Hot | 96 | 7.5467 | 0.078612 | 0 | 0 | 181.4857 | 0
| 15 | Extended Rolling | Very Hot | 96 | 11.1418 | 0.11606 | 0 | 0 | 181.4857 | 0
| 16 | Short | Typical Summer | 8 | 0.0013736 | 0.00017169 | 0.040679 | 6.9843e-06 | 181.4857 | 0.0012675
| 17 | Day | Typical Summer | 24 | 0.52397 | 0.021832 | 0.017745 | 0.0003874 | 181.4857 | 0.070308
| 18 | 2day | Typical Summer | 48 | 2.2592 | 0.047066 | 0 | 0 | 181.4857 | 0
| 19 | Extended | Typical Summer | 96 | 0.82037 | 0.0085455 | 0 | 0 | 181.4857 | 0
| 20 | Extended Rolling | Typical Summer | 96 | 7.238 | 0.075396 | 0 | 0 | 181.4857 | 0
| 21 | Short | Mild Weather | 8 | 0 | 0 | 0.061018 | 0 | 181.4857 | 0
| 22 | Day | Mild Weather | 24 | 0.87366 | 0.036402 | 0.026617 | 0.00096893 | 181.4857 | 0.17585
| 23 | 2day | Mild Weather | 48 | 0.51794 | 0.01079 | 0 | 0 | 181.4857 | 0
| 24 | Extended | Mild Weather | 96 | 4.8862 | 0.050898 | 0 | 0 | 181.4857 | 0
| 25 | Extended Rolling | Mild Weather | 96 | 3.2399 | 0.033749 | 0 | 0 | 181.4857 | 0
| 26 | Short | Typical Winter | 8 | 24.4735 | 3.0592 | 0.20339 | 0.62222 | 181.4857 | 112.9234
| 27 | Day | Typical Winter | 24 | 50.8793 | 2.12 | 0.088724 | 0.18809 | 181.4857 | 34.1361
| 28 | 2day | Typical Winter | 48 | 78.5792 | 1.6371 | 0 | 0 | 181.4857 | 0
| 29 | Extended | Typical Winter | 96 | 111.9918 | 1.1666 | 0 | 0 | 181.4857 | 0
| 30 | Extended Rolling | Typical Winter | 96 | 137.0849 | 1.428 | 0 | 0 | 181.4857 | 0
| 31 | Short | Very Cold | 8 | 29.5104 | 3.6888 | 0.040679 | 0.15005 | 181.4857 | 27.2328
| 32 | Day | Very Cold | 24 | 67.4843 | 2.8118 | 0.017745 | 0.049896 | 181.4857 | 9.0554
| 33 | 2day | Very Cold | 48 | 92.332 | 1.9236 | 0 | 0 | 181.4857 | 0
| 34 | Extended | Very Cold | 96 | 109.6499 | 1.1422 | 0 | 0 | 181.4857 | 0
| 35 | Extended Rolling | Very Cold | 96 | 177.7004 | 1.851 | 0 | 0 | 181.4857 | 0
| 36 | Short | Extremely Cold | 8 | 45.169 | 5.6461 | 0.020339 | 0.11484 | 181.4857 | 20.8414
| 37 | Day | Extremely Cold | 24 | 97.3402 | 4.0558 | 0.0088724 | 0.035985 | 181.4857 | 6.5308
| 38 | 2day | Extremely Cold | 48 | 121.3809 | 2.5288 | 0 | 0 | 181.4857 | 0
| 39 | Extended | Extremely Cold | 96 | 123.6122 | 1.2876 | 0 | 0 | 181.4857 | 0
| 40 | Extended Rolling | Extremely Cold | 96 | 239.2402 | 2.4921 | 0 | 0 | 181.4857 | 0
| 41 | Short | Coldest | 8 | 51.4522 | 6.4315 | 0.020339 | 0.13081 | 181.4857 | 23.7406
| 42 | Day | Coldest | 24 | 101.8464 | 4.2436 | 0.0088724 | 0.037651 | 181.4857 | 6.8331
| 43 | 2day | Coldest | 48 | 128.2575 | 2.672 | 0 | 0 | 181.4857 | 0
| 44 | Extended | Coldest | 96 | 133.8781 | 1.3946 | 0 | 0 | 181.4857 | 0
| 45 | Extended Rolling | Coldest | 96 | 276.1927 | 2.877 | 0 | 0 | 181.4857 | 0
| Total/Average | Total/Average | Total/Average | All | N/A | 2.2802 | 0.58423 | 1.3322 | 181.4857 | 241.7715
Note on B28: 1 = NW only customer/hours for event. 0=Entire country customer/hours.
Note on C8: Schaffer, Peter (PacifiCorp): Savings tied to whole home WA measure savings in measure library.
Note on C42: [Threaded comment] Your version of Excel allows you to read this threaded comment; however, any edits to it will get removed if the file is opened in a newer version of Excel. Learn more: https://go.microsoft.com/fwlink/?linkid=870924 Comment: Set to 1 for user defined values, then update the table below with values. Model uses reference input (table above) if this is set to 0.
Note on C72: [Threaded comment] Your version of Excel allows you to read this threaded comment; however, any edits to it will get removed if the file is opened in a newer version of Excel. Learn more: https://go.microsoft.com/fwlink/?linkid=870924 Comment: Set to 1 for user defined values, then update the table below with values. Model uses default input (table above) if this is set to 0.
Note on D32: [Threaded comment] Your version of Excel allows you to read this threaded comment; however, any edits to it will get removed if the file is opened in a newer version of Excel. Learn more: https://go.microsoft.com/fwlink/?linkid=870924 Comment: Total across customer distribution rows should equal 1.0
Note on D41: [Threaded comment] Your version of Excel allows you to read this threaded comment; however, any edits to it will get removed if the file is opened in a newer version of Excel. Learn more: https://go.microsoft.com/fwlink/?linkid=870924 Comment: Cell turns red if customer distribution doesn’t sum to 1.0
Note on E14: Schaffer, Peter (PacifiCorp): https://sunwatts.com/21-6-kwh-generac-pwrcell-energy-storage-system/
Note on F14: Schaffer, Peter (PacifiCorp): https://sunwatts.com/14-4-kwh-generac-pwrcell-energy-storage-system/
Note on G12: [Threaded comment] Your version of Excel allows you to read this threaded comment; however, any edits to it will get removed if the file is opened in a newer version of Excel. Learn more: https://go.microsoft.com/fwlink/?linkid=870924 Comment: Set to "1" to turn on user defined values, then update relevant inputs in columns E and F. 0 will leave values as reference inputs.

## Outage Event Definitions
Outage Lengths
This section defines the outage length parameters that are used to ultimately estimate expected number of hours per year that fall in each outage category. Outage lengths and outage start dates must align with building simulation input files.
Reference Input
| Description | Minimum length (hours) | Maximum length (hours) | Typical Outage Duration (hours)
| minor | 0 | 6 | 2 | Minor outages do not get included in resilience benefits.
| short | 6 | 12 | 8
| day | 12 | 36 | 24
| 2 day | 36 | 72 | 48
| extended | 72 | inf | 96 | Use inf for no maximum.
| extended rolling | 72 | inf | 96 | Use inf for no maximum.
| Use User-Defined? | 0 | Set this to 0 to use reference inputs, 1 to use user-defined inputs.
User-Defined Input
| Description | Minimum length (hours) | Maximum length (hours) | Typical Outage Duration (hours)
| minor | 0 | 4 | 2
| short | 4 | 12 | 8
| day | 12 | 36 | 24
| 2 day | 36 | 72 | 48
| extended | 72 | inf | 96
| extended rolling | 72 | inf | 96
Outage Start Date
This section defines the start dates for each of the outages. These are then used to extract data from the model outputs. These must align with the building simulation input file schedules. It's preferred to leave at least 1 day of recovery between outage events. Otherwise, you will need to change model structure and add more simulation models to separately model different outage events.
Reference Input
| Outage length | Short | 1 Day | 2 day | 4 day | Extended Rolling Blackout
| Hottest | 2022-07-23 | 2022-07-23 | 2022-07-22 | 2022-07-21 | 2022-07-21
| Extremely Hot | 2022-07-21 | 2022-07-21 | 2022-06-29 | 2022-07-16 | 2022-07-16
| Very Hot | 2022-08-20 | 2022-08-20 | 2022-07-29 | 2022-08-18 | 2022-08-18
| Typical Summer | 2022-06-18 | 2022-06-18 | 2022-06-15 | 2022-06-08 | 2022-06-08
| Mild Weather | 2022-08-14 | 2022-08-14 | 2022-06-02 | 2022-09-01 | 2022-09-01
| Typical Winter | 2022-11-19 | 2022-11-19 | 2022-01-11 | 2022-01-11 | 2022-01-11
| Very Cold | 2022-12-17 | 2022-12-17 | 2022-12-18 | 2022-12-16 | 2022-12-16
| Extremely Cold | 2022-01-05 | 2022-01-05 | 2022-01-04 | 2022-01-02 | 2022-01-02
| Coldest | 2022-12-22 | 2022-12-22 | 2022-12-21 | 2022-12-21 | 2022-12-21
| Use User-Defined? | 0
User-Defined Input
| Weather Name | Short | 1 Day | 2 day | 4 day | Extended Rolling Blackout
| Hottest | 2022-07-23 | 2022-07-23 | 2022-07-22 | 2022-07-21 | 2022-07-21
| Extremely Hot | 2022-07-21 | 2022-07-21 | 2022-06-29 | 2022-07-16 | 2022-07-16
| Very Hot | 2022-08-20 | 2022-08-20 | 2022-07-29 | 2022-08-18 | 2022-08-18
| Typical Summer | 2022-06-18 | 2022-06-18 | 2022-06-15 | 2022-06-08 | 2022-06-08
| Mild Weather | 2022-08-14 | 2022-08-14 | 2022-06-02 | 2022-09-01 | 2022-09-01
| Typical Winter | 2022-11-19 | 2022-11-19 | 2022-01-11 | 2022-01-11 | 2022-01-11
| Very Cold | 2022-12-17 | 2022-12-17 | 2022-12-18 | 2022-12-16 | 2022-12-16
| Extremely Cold | 2022-01-05 | 2022-01-05 | 2022-01-04 | 2022-01-02 | 2022-01-02
| Coldest | 2022-12-22 | 2022-12-22 | 2022-12-21 | 2022-12-21 | 2022-12-21

## Marginal Abatement Cost
| System A (Baseline existing home, inefficient) | System B (Efficient Home, cuts loads by 50%) | Assumptions
Description | 21.6 kWh Generac PWRcell energy storage system | 14.4 kWh Generac PWRcell energy storage system
Equipment Cost | 23000 | 18000 | From web source at right
Balance of System and Installation Cost | 3450 | 2700 | Shipping installation, and balance of system estimated at 50%.
Diesel | 0 | 0 | 1 tank of diesel included
Total Upfront cost | 26450 | 20700
Lifetime | 20 | 20
Discount rate | 3.75% | 3.75% |  | Shipping installation, and balance of system estimated at 50%.
Annualized capaital cost | 1903.3975 | 1489.6154
Annual maintenance | 100 | 50 | Cost of annual maintenance plus fuel conditioning service.
Total annualized cost | 2003.3975 | 1539.6154
Annual outage hours (all events) | 1.2777 | 1.2777
Average kW draw during outage | 4 | 2
Annual kWh filled during outages | 5.111 | 2.5555
Change in annualized cost | 463.7821
Change in annual kWh | 2.5555
Marginal Abatement Cost ($/kWh) | 181.4857
Notes: Marginal abatement inputs all pulled from 'Input-Output' Costs annualized to estimate annual cost of backup power. Outage hours multiplied by average kW draw during outages to estimate annual outage kWh provided. Divide change in annualized cost by change in annual kWh to estimate marginal abatement cost.

## Event Definitions (hidden)
Boise Average Temperature during each event
Event Index | 1 | 2 | 3 | 4 | 5
Outage Duration | 8 | 24 | 48 | 96 | 96
Event Name | Short: 6-12 hours | Medium: 12-36 hours | Long: 36-72 hours | Extended: 72+ hours | Extended Rolling Blackouts
Weather | Daily High or Low | Daily Average | (3-day average) | (5-day average) | (5-day average)
Hottest Weather (1% annual occurrence)
Extremely Hot (10% annual occurrence)
Very Hot (90% annual occurrence)
Typical Summer
Mild Weather (average daily temperature 55-70)
Typical Winter
Very Cold (90% annual occurrence)
Extreme Cold (10% annual occurrence)
Coldest Weather (1% annual occurrence)

## EIA-861
Data Source: https://www.eia.gov/electricity/data/eia861/ | [27 empty] | Apex calculations combine IEEE and non-standard data, then calculate the mean duration of the event-driven outages and the average number of event-driven outages per year per customer. This ultimately results in a mean event duration and number of customers impacted for each year for each utilility. | [7 empty] | The mean outage duration and impacted customers are spread across the distribution of outage lengths described in AM1:AW3. |  | Outage Length Bin |  |  | 1 | 2 | 3 | 4 | 5 | 6 | 7 | 8 |  |  |  | The duration of hours in each bin is multiplied by the number of impacted customers in the bin to calculate the total number of customer-hours associated with each bin in each year for each utility.
Data Accessed: 8/11/22 | [37 empty] | Customers Distribution |  |  | 0.05 | 0.125 | 0.2 | 0.25 | 0.2 | 0.1 | 0.045 | 0.03
For more detail on this data please see EIA youtube video: https://www.youtube.com/watch?v=oVH9L0fCMTU | [37 empty] | Mean Duration Distribution |  |  | 0.08817 | 0.17634 | 0.52902 | 0.8817 | 1.3226 | 1.7634 | 2.6451 | 3.5268
Utility Characteristics |  |  |  |  | IEEE Standard (Raw input data) | [11 empty] | Other Standard (Raw input data) | [10 empty] | Event Driven Calculations | [7 empty] | Distribution Adjustments | [15 empty] | Customer Minutes Per Bin
Data Year | Utility Number | Utility Name | State | Ownership | SAIDI With MED | SAIFI With MED | CAIDI With MED | SAIDI Without MED | SAIFI Without MED | CAIDI Without MED | SAIDI With MED Minus LOS | SAIFI With MED Minus LOS | CAIDI Minus MED | Number of Customers | Highest Dist. Voltage | Outages Recorded Automatically | SAIDI With MED | SAIFI With MED | CAIDI With MED | SAIDI Without MED | SAIFI Without MED | CAIDI Without MED | Number of Customers | Inactive Accounts Included | Momentary Interruptions | Highest Dist. Voltage | Outages Recorded Automatically | SAIDI MED | SAIFI MED | Average Duration Without MED | Average Duration MED | Average Duration MED Adjusted | Customers Affected MED | Customers Affected MED Adjusted | Percent of Customers Affected MED | Mean Duration Outage Bin 1 | Customers Affected Outage Bin 1 | Mean Duration Outage Bin 2 | Customers Affected Outage Bin 2 | Mean Duration Outage Bin 3 | Customers Affected Outage Bin 3 | Mean Duration Outage Bin 4 | Customers Affected Outage Bin 4 | Mean Duration Outage Bin 5 | Customers Affected Outage Bin 5 | Mean Duration Outage Bin 6 | Customers Affected Outage Bin 6 | Mean Duration Outage Bin 7 | Customers Affected Outage Bin 7 | Mean Duration Outage Bin 8 | Customers Affected Outage Bin 8 | Customer Minutes Outage Bin 1 | Customer Minutes Outage Bin 2 | Customer Minutes Outage Bin 3 | Customer Minutes Outage Bin 4 | Customer Minutes Outage Bin 5 | Customer Minutes Outage Bin 6 | Customer Minutes Outage Bin 7 | Customer Minutes Outage Bin 8
2013 | 97 | Adams Electric Coop | IL | Cooperative | 223 | 1.81 | 123.2044 | 158 | 1.35 | 117.037 | 191 | 1.39 | 137.4101 | 8715 | 34.5 | N | . | . | . | . | . | . | . |  |  | . |  | 65 | 0.46 | 117.037 | 141.3043 | 141.3043 | 4008.9 | 4008.9 | 46% | 12.4589 | 200.445 | 24.9177 | 501.1125 | 74.7532 | 801.78 | 124.5887 | 1002.225 | 186.883 | 801.78 | 249.1774 | 400.89 | 373.7661 | 180.4005 | 498.3548 | 120.267 | 2497.3181 | 12486.5907 | 59935.6356 | 124865.9074 | 149839.0889 | 99892.7259 | 67427.59 | 59935.6356
2013 | 108 | Adams-Columbia Electric Coop | WI | Cooperative | 143 | 1.093 | 130.8326 | 58 | 0.691 | 83.9363 | 139 | 1.028 | 135.214 | 36014 | 12 | Y | . | . | . | . | . | . | . |  |  | . |  | 85 | 0.402 | 83.9363 | 211.4428 | 211.4428 | 14477.628 | 14477.628 | 40.2% | 18.643 | 723.8814 | 37.286 | 1809.7035 | 111.858 | 2895.5256 | 186.4301 | 3619.407 | 279.6451 | 2895.5256 | 372.8602 | 1447.7628 | 559.2902 | 651.4933 | 745.7203 | 434.3288 | 13495.327 | 67476.6348 | 323887.8472 | 674766.3483 | 809719.6179 | 539813.0786 | 364373.8281 | 323887.8472
2013 | 155 | Agralite Electric Coop | MN | Cooperative | 1142 | 3 | 380.6667 | 141 | 1 | 141 | 1134 | 2 | 567 | 5122 | 12 | N | . | . | . | . | . | . | . |  |  | . |  | 1001 | 2 | 141 | 500.5 | 1001 | 10244 | 5122 | 100% | 88.2586 | 256.1 | 176.5173 | 640.25 | 529.5518 | 1024.4 | 882.5863 | 1280.5 | 1323.8795 | 1024.4 | 1765.1727 | 512.2 | 2647.759 | 230.49 | 3530.3453 | 153.66 | 22603.036 | 113015.18 | 542472.8641 | 1130151.8001 | 1356182.1602 | 904121.4401 | 610281.9721 | 542472.8641
2013 | 162 | Aiken Electric Coop Inc | SC | Cooperative | . | . | . | . | . | . | . | . | . | . | . |  | 140 | . | . | 140 | . | . | 45948 | N | L | 25 | N | 0 |  |  |  | 0 |  | 45948 | 100% | 0 | 2297.4 | 0 | 5743.5 | 0 | 9189.6 | 0 | 11487 | 0 | 9189.6 | 0 | 4594.8 | 0 | 2067.66 | 0 | 1378.44 | 0 | 0 | 0 | 0 | 0 | 0 | 0 | 0
2013 | 195 | Alabama Power Co | AL | Investor Owned | . | . | . | . | . | . | . | . | . | . | . |  | 238 | 1.33 | 178.9474 | 115 | 1.14 | 100.8772 | 1444270 | N | F | 35 | Y | 123 | 0.19 | 100.8772 | 647.3684 | 647.3684 | 274411.3 | 274411.3 | 19% | 57.0788 | 13720.565 | 114.1575 | 34301.4125 | 342.4726 | 54882.26 | 570.7877 | 68602.825 | 856.1816 | 54882.26 | 1141.5755 | 27441.13 | 1712.3632 | 12348.5085 | 2283.1509 | 8232.339 | 783153.0198 | 3915765.0992 | 18795672.4761 | 39157650.9919 | 46989181.1903 | 31326120.7935 | 21145131.5356 | 18795672.4761
2013 | 207 | City of Alameda | CA | Municipal | 16.48 | 0.068 | 242.3529 | . | . | . | . | . | . | 34347 | 12 | N | . | . | . | . | . | . | . |  |  | . | [7 empty] | 34347 | 100% |  | 1717.35 |  | 4293.375 |  | 1: 6869.4; 3: 8586.75; 5: 6869.4; 7: 3434.7 | 1545.615 |  | 1030.41
2013 | 213 | Alaska Electric Light&Power Co | AK | Investor Owned | . | . | . | . | . | . | . | . | . | . | . |  | 249 | . | . | 105 | . | . | 15884 | N | O | 12.5 | N | 144 |  |  |  | 144 |  | 15884 | 100% | 12.6965 | 794.2 | 25.3931 | 1985.5 | 76.1793 | 3176.8 | 126.9655 | 3971 | 190.4482 | 3176.8 | 253.9309 | 1588.4 | 380.8964 | 714.78 | 507.8619 | 476.52 | 10083.5974 | 50417.9868 | 242006.3365 | 504179.8677 | 605015.8413 | 403343.8942 | 272257.1286 | 242006.3365
2013 | 232 | City of Albemarle - (NC) | NC | Municipal | . | . | . | . | . | . | . | . | . | . | . |  | 89 | 1 | 89 | . | . | . | 12500 | N | L | 14.4 | N | [6 empty] | 12500 | 100% |  | 625 |  | 1562.5 |  | 1: 2500; 3: 3125; 5: 2500; 7: 1250 | 562.5 |  | 375
2013 | 240 | Albemarle Electric Member Corp | NC | Cooperative | . | . | . | . | . | . | . | . | . | . | . |  | 105 | 1 | 105 | 105 | 1 | 105 | 12645 | N | F | 12.5 | N | 0 | 0 | 105 |  |  | 0 | 0 | 0% |  | 0 |  | 0 |  | 1: 0; 3: 0; 5: 0; 7: 0 | 0 |  | 0
2013 | 276 | Alcorn County Elec Power Assn | MS | Cooperative | 41.34 | 0.666 | 62.0721 | . | . | . | . | . | . | 19077 | 13.1 | N | . | . | . | . | . | . | . |  |  | . | [7 empty] | 19077 | 100% |  | 953.85 |  | 2384.625 |  | 1: 3815.4; 3: 4769.25; 5: 3815.4; 7: 1907.7 | 858.465 |  | 572.31
2013 | 295 | City of Alexandria - (MN) | MN | Municipal | . | . | . | . | . | . | . | . | . | . | . |  | 32 | 0.296 | 108.1081 | . | . | . | 9529 | N | L | 13.2 | N | [6 empty] | 9529 | 100% |  | 476.45 |  | 1191.125 |  | 1: 1905.8; 3: 2382.25; 5: 1905.8; 7: 952.9 | 428.805 |  | 285.87
2013 | 305 | Alger-Delta Coop Electric Assn | MI | Cooperative | 52.85 | 0.277 | 190.7942 | 51.74 | 0.271 | 190.9225 | 46.95 | 0.246 | 190.8537 | 9968 | 34.5 | Y | . | . | . | . | . | . | . |  |  | . |  | 1.11 | 0.006 | 190.9225 | 185 | 185 | 59.808 | 59.808 | 0.6% | 16.3115 | 2.9904 | 32.6231 | 7.476 | 97.8692 | 11.9616 | 163.1154 | 14.952 | 244.673 | 11.9616 | 326.2307 | 5.9808 | 489.3461 | 2.6914 | 652.4614 | 1.7942 | 48.778 | 243.8901 | 1170.6724 | 2438.9008 | 2926.681 | 1951.1206 | 1317.0064 | 1170.6724
2013 | 329 | Allamakee-Clayton El Coop, Inc | IA | Cooperative | 97 | 0.078 | 1243.5897 | 97 | 0.078 | 1243.5897 | 69 | 0.049 | 1408.1633 | 8999 | 12.5 | Y | . | . | . | . | . | . | . |  |  | . |  | 0 | 0 | 1243.5897 |  |  | 0 | 0 | 0% |  | 0 |  | 0 |  | 1: 0; 3: 0; 5: 0; 7: 0 | 0 |  | 0
2013 | 407 | Altamaha Electric Member Corp | GA | Cooperative | 91 | . | . | 35 | . | . | 56 | . | . | 24983 | 25 | N | . | . | . | . | . | . | . |  |  | . |  | 56 |  |  |  | 56 |  | 24983 | 100% | 4.9375 | 1249.15 | 9.8751 | 3122.875 | 29.6253 | 4996.6 | 49.3755 | 6245.75 | 74.0632 | 4996.6 | 98.7509 | 2498.3 | 148.1264 | 1124.235 | 197.5018 | 749.49 | 6167.7355 | 30838.6774 | 148025.6517 | 308386.7744 | 370064.1293 | 246709.4195 | 166528.8582 | 148025.6517
2013 | 554 | City of Ames - (IA) | IA | Municipal | 23 | 1 | 23 | 23 | 1 | 23 | 23 | 1 | 23 | 24665 | 13.8 | N | . | . | . | . | . | . | . |  |  | . |  | 0 | 0 | 23 |  |  | 0 | 0 | 0% |  | 0 |  | 0 |  | 1: 0; 3: 0; 5: 0; 7: 0 | 0 |  | 0
2013 | 562 | Amicalola Electric Member Corp | GA | Cooperative | 389 | 2.38 | 163.4454 | 333 | 2.17 | 153.4562 | 389 | 2.37 | 164.135 | 45430 | 25 | N | . | . | . | . | . | . | . |  |  | . |  | 56 | 0.21 | 153.4562 | 266.6667 | 266.6667 | 9540.3 | 9540.3 | 21% | 23.5121 | 477.015 | 47.0242 | 1192.5375 | 141.0727 | 1908.06 | 235.1212 | 2385.075 | 352.6819 | 1908.06 | 470.2425 | 954.03 | 705.3637 | 429.3135 | 940.4849 | 286.209 | 11215.6356 | 56078.1778 | 269175.2535 | 560781.7781 | 672938.1337 | 448625.4225 | 302822.1602 | 269175.2535
2013 | 590 | City of Anaheim - (CA) | CA | Municipal | 53 | 0.68 | 77.9412 | 53 | 0.68 | 77.9412 | 53 | 0.68 | 77.9412 | 115577 | 12 | Y | . | . | . | . | . | . | . |  |  | . |  | 0 | 0 | 77.9412 |  |  | 0 | 0 | 0% |  | 0 |  | 0 |  | 1: 0; 3: 0; 5: 0; 7: 0 | 0 |  | 0
2013 | 599 | Anchorage Municipal Light and Power | AK | Municipal | 48 | 0.587 | 81.7717 | 48 | 0.587 | 81.7717 | . | . | . | 30832 | 35 | N | . | . | . | . | . | . | . |  |  | . |  | 0 | 0 | 81.7717 |  |  | 0 | 0 | 0% |  | 0 |  | 0 |  | 1: 0; 3: 0; 5: 0; 7: 0 | 0 |  | 0
2013 | 636 | City of Anderson - (IN) | IN | Municipal | 246.964 | 1.559 | 158.4118 | . | . | . | 246.964 | 1.559 | 158.4118 | 35429 | 13.2 | Y | . | . | . | . | . | . | . |  |  | . | [7 empty] | 35429 | 100% |  | 1771.45 |  | 4428.625 |  | 1: 7085.8; 3: 8857.25; 5: 7085.8; 7: 3542.9 | 1594.305 |  | 1062.87
2013 | 689 | Connexus Energy | MN | Cooperative | 56.772 | 0.559 | 101.5599 | 30.729 | 0.425 | 72.3035 | 56.409 | 0.534 | 105.6348 | 127553.8 | 12.5 | Y | . | . | . | . | . | . | . |  |  | . |  | 26.043 | 0.134 | 72.3035 | 194.3507 | 194.3507 | 17092.2092 | 17092.2092 | 13.4% | 17.136 | 854.6105 | 34.272 | 2136.5262 | 102.816 | 3418.4418 | 171.36 | 4273.0523 | 257.0399 | 3418.4418 | 342.7199 | 1709.2209 | 514.0799 | 769.1494 | 685.4398 | 512.7663 | 14644.6008 | 73223.004 | 351470.4191 | 732230.0397 | 878676.0476 | 585784.0318 | 395404.2214 | 351470.4191
2013 | 691 | City of Anoka | MN | Municipal | . | . | . | . | . | . | . | . | . | . | . |  | 40 | 2.464 | 16.2338 | 31 | 0.779 | 39.7946 | 11753 | N | F | 12.5 | N | 9 | 1.685 | 39.7946 | 5.3412 | 9 | 19803.805 | 11753 | 100% | 0.79353 | 587.65 | 1.5871 | 1469.125 | 4.7612 | 2350.6 | 7.9353 | 2938.25 | 11.903 | 2350.6 | 15.8707 | 1175.3 | 23.806 | 528.885 | 31.7414 | 352.59 | 466.3204 | 2331.6018 | 11191.6885 | 23316.0176 | 27979.2212 | 18652.8141 | 12590.6495 | 11191.6885
2013 | 694 | Anza Electric Coop Inc | CA | Cooperative | . | . | . | . | . | . | . | . | . | . | . |  | 392.521 | . | . | 23.055 | . | . | 4471 | N | F | 12 | N | 369.466 |  |  |  | 369.466 |  | 4471 | 100% | 32.576 | 223.55 | 65.152 | 558.875 | 195.4559 | 894.2 | 325.7599 | 1117.75 | 488.6398 | 894.2 | 651.5198 | 447.1 | 977.2796 | 201.195 | 1303.0395 | 134.13 | 7282.3622 | 36411.8109 | 174776.6921 | 364118.1086 | 436941.7303 | 291294.4869 | 196623.7786 | 174776.6921
2013 | 727 | Appalachian Electric Coop | TN | Cooperative | . | . | . | . | . | . | . | . | . | . | . |  | 341 | 2.04 | 167.1569 | . | . | . | 45044 | N | O | 13.2 | N | [6 empty] | 45044 | 100% |  | 2252.2 |  | 5630.5 |  | 1: 9008.8; 3: 11261; 5: 9008.8; 7: 4504.4 | 2026.98 |  | 1351.32
2013 | 733 | Appalachian Power Co | VA | Investor Owned | 1105.57 | 2.16 | 511.838 | 330.64 | 1.712 | 193.1308 | 1049.39 | 2.031 | 516.6864 | 523717 | 35 | Y | . | . | . | . | . | . | . |  |  | . |  | 774.93 | 0.448 | 193.1308 | 1729.7545 | 1729.7545 | 234625.216 | 234625.216 | 44.8% | 152.5133 | 11731.2608 | 305.0265 | 29328.152 | 915.0795 | 46925.0432 | 1525.1325 | 58656.304 | 2287.6988 | 46925.0432 | 3050.265 | 23462.5216 | 4575.3976 | 10558.1347 | 6100.5301 | 7038.7565 | 1789172.7324 | 8945863.6622 | 42940145.5787 | 89458636.6223 | 107350363.9468 | 71566909.2979 | 48307663.7761 | 42940145.5787
2013 | 733 | Appalachian Power Co | WV | Investor Owned | 702 | 3 | 234 | 596 | 2 | 298 | 656 | 2 | 328 | 433660 | 35 | Y | . | . | . | . | . | . | . |  |  | . |  | 106 | 1 | 298 | 106 | 106 | 433660 | 433660 | 100% | 9.3461 | 21683 | 18.6921 | 54207.5 | 56.0764 | 86732 | 93.4607 | 108415 | 140.191 | 86732 | 186.9214 | 43366 | 280.3821 | 19514.7 | 373.8428 | 13009.8 | 202650.8156 | 1013254.0779 | 4863619.5738 | 10132540.7788 | 12159048.9346 | 8106032.6231 | 5471572.0206 | 4863619.5738
2013 | 803 | Arizona Public Service Co | AZ | Investor Owned | 78 | 0.8 | 97.5 | 71 | 0.78 | 91.0256 | 74 | 0.73 | 101.3699 | 1147711 | 69 | N | . | . | . | . | . | . | . |  |  | . |  | 7 | 0.02 | 91.0256 | 350 | 350 | 22954.22 | 22954.22 | 2% | 30.8597 | 1147.711 | 61.7193 | 2869.2775 | 185.158 | 4590.844 | 308.5966 | 5738.555 | 462.8949 | 4590.844 | 617.1932 | 2295.422 | 925.7899 | 1032.9399 | 1234.3865 | 688.6266 | 35417.9735 | 177089.8677 | 850031.3652 | 1770898.6774 | 2125078.4129 | 1416718.942 | 956285.2858 | 850031.3652
2013 | 814 | Entergy Arkansas Inc | AR | Investor Owned | . | . | . | 253.7 | 1.686 | 150.4745 | 338 | 1.881 | 179.6917 | 708246 | 34.5 | Y | . | . | . | . | . | . | . |  |  | . |  |  |  | 150.4745 |  |  |  | 708246 | 100% |  | 35412.3 |  | 88530.75 |  | 1: 141649.2; 3: 177061.5; 5: 141649.2; 7: 70824.6 | 31871.07 |  | 21247.38
2013 | 963 | Atlantic City Electric Co | NJ | Investor Owned | 161 | 1.58 | 101.8987 | 135 | 1.45 | 93.1034 | 143 | 1.37 | 104.3796 | 537622 | 69 | Y | . | . | . | . | . | . | . |  |  | . |  | 26 | 0.13 | 93.1034 | 200 | 200 | 69890.86 | 69890.86 | 13% | 17.6341 | 3494.543 | 35.2682 | 8736.3575 | 105.8046 | 13978.172 | 176.3409 | 17472.715 | 264.5114 | 13978.172 | 352.6819 | 6989.086 | 529.0228 | 3145.0887 | 705.3637 | 2096.7258 | 61623.0948 | 308115.4739 | 1478954.2748 | 3081154.7392 | 3697385.687 | 2464923.7913 | 1663823.5591 | 1478954.2748
2013 | 1009 | City of Austin - (MN) | MN | Municipal | 12.73 | 0.15 | 84.8667 | . | . | . | . | . | . | 12432 | 13.8 | N | . | . | . | . | . | . | . |  |  | . | [7 empty] | 12432 | 100% |  | 621.6 |  | 1554 |  | 1: 2486.4; 3: 3108; 5: 2486.4; 7: 1243.2 | 559.44 |  | 372.96
2013 | 1015 | Austin Energy | TX | Municipal | 86.25 | 0.77 | 112.013 | 46.29 | 0.55 | 84.1636 | 86.25 | 0.77 | 112.013 | 432000 | 35 | Y | . | . | . | . | . | . | . |  |  | . |  | 39.96 | 0.22 | 84.1636 | 181.6364 | 181.6364 | 95040 | 95040 | 22% | 16.015 | 4752 | 32.0299 | 11880 | 96.0898 | 19008 | 160.1496 | 23760 | 240.2244 | 19008 | 320.2992 | 9504 | 480.4489 | 4276.8 | 640.5985 | 2851.2 | 76103.1007 | 380515.5033 | 1826474.4159 | 3805155.0331 | 4566186.0397 | 3044124.0265 | 2054783.7179 | 1826474.4159
2013 | 1050 | City of Azusa | CA | Municipal | . | . | . | 54.899 | 0.496 | 110.6835 | . | . | . | 16169 | 12 | N | . | . | . | . | . | . | . |  |  | . |  |  |  | 110.6835 |  |  |  | 16169 | 100% |  | 808.45 |  | 2021.125 |  | 1: 3233.8; 3: 4042.25; 5: 3233.8; 7: 1616.9 | 727.605 |  | 485.07
2013 | 1062 | BARC Electric Coop Inc | VA | Cooperative | . | . | . | . | . | . | . | . | . | . | . |  | . | . | . | 281.14 | 1.74 | 161.5747 | 12644 | N | L | 25 | N |  |  | 161.5747 |  |  |  | 12644 | 100% |  | 632.2 |  | 1580.5 |  | 1: 2528.8; 3: 3161; 5: 2528.8; 7: 1264.4 | 568.98 |  | 379.32
2013 | 1149 | Baldwin County El Member Corp | AL | Cooperative | 60.54 | 1.04 | 58.2115 | 57.97 | 0.95 | 61.0211 | 57.28 | 0.89 | 64.3596 | 68655 | 12.5 | Y | . | . | . | . | . | . | . |  |  | . |  | 2.57 | 0.09 | 61.0211 | 28.5556 | 28.5556 | 6178.95 | 6178.95 | 9% | 2.5178 | 308.9475 | 5.0355 | 772.3688 | 15.1065 | 1235.79 | 25.1776 | 1544.7375 | 37.7663 | 1235.79 | 50.3551 | 617.895 | 75.5327 | 278.0528 | 100.7103 | 185.3685 | 777.8546 | 3889.273 | 18668.5102 | 38892.7296 | 46671.2755 | 31114.1837 | 21002.074 | 18668.5102
2013 | 1167 | Baltimore Gas & Electric Co | MD | Investor Owned | 84 | 0.87 | 96.5517 | 84 | 0.87 | 96.5517 | 84 | 0.86 | 97.6744 | 1241126 | 34.5 | Y | . | . | . | . | . | . | . |  |  | . |  | 0 | 0 | 96.5517 |  |  | 0 | 0 | 0% |  | 0 |  | 0 |  | 1: 0; 3: 0; 5: 0; 7: 0 | 0 |  | 0
2013 | 1175 | Bandera Electric Coop, Inc | TX | Cooperative | . | . | . | . | . | . | . | . | . | . | . |  | 59 | 0.661 | 89.2587 | . | . | . | 33005 | N | O | 24 | Y | [6 empty] | 33005 | 100% |  | 1650.25 |  | 4125.625 |  | 1: 6601; 3: 8251.25; 5: 6601; 7: 3300.5 | 1485.225 |  | 990.15
2013 | 1179 | Emera Maine | ME | Investor Owned | 2483 | 4.93 | 503.6511 | 401 | 2.78 | 144.2446 | 2160 | 3.54 | 610.1695 | 120089 | 35 | Y | . | . | . | . | . | . | . |  |  | . |  | 2082 | 2.15 | 144.2446 | 968.3721 | 2082 | 258191.35 | 120089 | 100% | 183.5709 | 6004.45 | 367.1418 | 15011.125 | 1101.4254 | 24017.8 | 1835.709 | 30022.25 | 2753.5636 | 24017.8 | 3671.4181 | 12008.9 | 5507.1271 | 5404.005 | 7342.8361 | 3602.67 | 1102242.313 | 5511211.565 | 26453815.5121 | 55112115.6503 | 66134538.7803 | 44089692.5202 | 29760542.4511 | 26453815.5121
2013 | 1181 | City of Bangor - (WI) | WI | Municipal | 69 | 1 | 69 | . | . | . | . | . | . | 1875 | 12.5 | N | . | . | . | . | . | . | . |  |  | . | [7 empty] | 1875 | 100% |  | 93.75 |  | 234.375 |  | 1: 375; 3: 468.75; 5: 375; 7: 187.5 | 84.375 |  | 56.25
2013 | 1233 | City of Barnesville - (MN) | MN | Municipal | . | . | . | . | . | . | . | . | . | . | . |  | 24.606 | 0.121 | 203.3554 | . | . | . | 1300 | Y | F | 2.4 | N | [6 empty] | 1300 | 100% |  | 65 |  | 162.5 |  | 1: 260; 3: 325; 5: 260; 7: 130 | 58.5 |  | 39
2013 | 1251 | Barron Electric Coop | WI | Cooperative | 300 | 2.437 | 123.1022 | 120 | 1.12 | 107.1429 | 300 | 2.37 | 126.5823 | 18030 | 12.5 | Y | . | . | . | . | . | . | . |  |  | . |  | 180 | 1.317 | 107.1429 | 136.6743 | 180 | 23745.51 | 18030 | 100% | 15.8707 | 901.5 | 31.7414 | 2253.75 | 95.2241 | 3606 | 158.7068 | 4507.5 | 238.0602 | 3606 | 317.4137 | 1803 | 476.1205 | 811.35 | 634.8273 | 540.9 | 14307.421 | 71537.1051 | 343378.1043 | 715371.0507 | 858445.2608 | 572296.8406 | 386300.3674 | 343378.1043
2013 | 1273 | Bartlett Electric Coop, Inc | TX | Cooperative | 80 | 0.048 | 1666.6667 | 25 | 0.036 | 694.4444 | 74 | 0.048 | 1541.6667 | 10799 | 24.9 | N | . | . | . | . | . | . | . |  |  | . |  | 55 | 0.012 | 694.4444 | 4583.3333 | 4583.3333 | 129.588 | 129.588 | 1.2% | 404.1146 | 6.4794 | 808.2292 | 16.1985 | 2424.6877 | 25.9176 | 4041.1462 | 32.397 | 6061.7193 | 25.9176 | 8082.2924 | 12.9588 | 12123.4386 | 5.8315 | 16164.5849 | 3.8876 | 2618.4203 | 13092.1014 | 62842.0867 | 130921.014 | 157105.2168 | 104736.8112 | 70697.3475 | 62842.0867
2013 | 1300 | City of Bartow - (FL) | FL | Municipal | . | . | . | . | . | . | . | . | . | . | . |  | 15 | 0.159 | 94.3396 | . | . | . | 11237 | N | L | 69 | N | [6 empty] | 11237 | 100% |  | 561.85 |  | 1404.625 |  | 1: 2247.4; 3: 2809.25; 5: 2247.4; 7: 1123.7 | 505.665 |  | 337.11
2013 | 1325 | City of Batavia - (IL) | IL | Municipal | 129 | 2 | 64.5 | 20 | . | . | 129 | 2 | 64.5 | 10866 | 34.5 | N | . | . | . | . | . | . | . |  |  | . |  | 109 |  |  |  | 109 |  | 10866 | 100% | 9.6106 | 543.3 | 19.2212 | 1358.25 | 57.6635 | 2173.2 | 96.1058 | 2716.5 | 144.1587 | 2173.2 | 192.2116 | 1086.6 | 288.3174 | 488.97 | 384.4232 | 325.98 | 5221.4284 | 26107.1418 | 125314.2807 | 261071.4181 | 313285.7017 | 208857.1345 | 140978.5658 | 125314.2807
2013 | 1458 | Beauregard Electric Coop, Inc | LA | Cooperative | . | . | . | . | . | . | . | . | . | . | . |  | 120 | 4 | 30 | 120 | 4 | 30 | 40878 | N | F | 14.4 | Y | 0 | 0 | 30 |  |  | 0 | 0 | 0% |  | 0 |  | 0 |  | 1: 0; 3: 0; 5: 0; 7: 0 | 0 |  | 0
2013 | 1529 | Beltrami Electric Coop, Inc | MN | Cooperative | 174 | 2 | 87 | 138 | 2 | 69 | 145 | 1 | 145 | 20013 | 7 | N | . | . | . | . | . | . | . |  |  | . |  | 36 | 0 | 69 |  |  | 0 | 0 | 0% |  | 0 |  | 0 |  | 1: 0; 3: 0; 5: 0; 7: 0 | 0 |  | 0
2013 | 1579 | PUD No 1 of Benton County | WA | Political Subdivision | 75 | 1 | 75 | 33 | . | . | . | . | . | 48128 | 15 | Y | . | . | . | . | . | . | . |  |  | . |  | 42 |  |  |  | 42 |  | 48128 | 100% | 3.7032 | 2406.4 | 7.4063 | 6016 | 22.219 | 9625.6 | 37.0316 | 12032 | 55.5474 | 9625.6 | 74.0632 | 4812.8 | 111.0948 | 2165.76 | 148.1264 | 1443.84 | 8911.2829 | 44556.4144 | 213870.7891 | 445564.144 | 534676.9728 | 356451.3152 | 240604.6378 | 213870.7891
2013 | 1591 | Big Country Electric Coop, Inc | TX | Cooperative | . | . | . | . | . | . | . | . | . | . | . |  | 588 | . | . | 312 | . | . | 12765 | N | L | 35 | Y | 276 |  |  |  | 276 |  | 12765 | 100% | 24.335 | 638.25 | 48.6701 | 1595.625 | 146.0103 | 2553 | 243.3505 | 3191.25 | 365.0257 | 2553 | 486.701 | 1276.5 | 730.0514 | 574.425 | 973.4019 | 382.95 | 15531.8442 | 77659.2212 | 372764.2616 | 776592.2116 | 931910.6539 | 621273.7693 | 419359.7943 | 372764.2616
2013 | 1613 | Berkeley Electric Coop Inc | SC | Cooperative | 138 | 1.7 | 81.1765 | 138 | 1.7 | 81.1765 | 138 | 1.7 | 81.1765 | 86126 | 25 | Y | . | . | . | . | . | . | . |  |  | . |  | 0 | 0 | 81.1765 |  |  | 0 | 0 | 0% |  | 0 |  | 0 |  | 1: 0; 3: 0; 5: 0; 7: 0 | 0 |  | 0
2013 | 1625 | Benton Rural Electric Assn | WA | Cooperative | . | . | . | . | . | . | . | . | . | . | . |  | 132 | 1.24 | 106.4516 | . | . | . | 15432 | N | L | 34.5 | N | [6 empty] | 15432 | 100% |  | 771.6 |  | 1929 |  | 1: 3086.4; 3: 3858; 5: 3086.4; 7: 1543.2 | 694.44 |  | 462.96
2013 | 1675 | Big Horn Rural Electric Co | WY | Cooperative | 152 | 0.8 | 190 | . | . | . | . | . | . | 3422 | 7.2 | N | . | . | . | . | . | . | . |  |  | . | [7 empty] | 3422 | 100% |  | 171.1 |  | 427.75 |  | 1: 684.4; 3: 855.5; 5: 684.4; 7: 342.2 | 153.99 |  | 102.66
2013 | 1708 | Big Sandy Rural Elec Coop Corp | KY | Cooperative | 369 | 3 | 123 | 129 | 2 | 64.5 | 124 | 2 | 62 | 13000 | 7.6 | N | . | . | . | . | . | . | . |  |  | . |  | 240 | 1 | 64.5 | 240 | 240 | 13000 | 13000 | 100% | 21.1609 | 650 | 42.3218 | 1625 | 126.9655 | 2600 | 211.6091 | 3250 | 317.4137 | 2600 | 423.2182 | 1300 | 634.8273 | 585 | 846.4364 | 390 | 13754.5922 | 68772.9611 | 330110.2131 | 687729.6106 | 825275.5327 | 550183.6885 | 371373.9897 | 330110.2131
2013 | 1723 | Big Bend Electric Coop, Inc | WA | Cooperative | . | . | . | . | . | . | . | . | . | . | . |  | 623 | 2.1 | 296.6667 | 116 | 1.13 | 102.6549 | 8583 | N | O | 25 | N | 507 | 0.97 | 102.6549 | 522.6804 | 522.6804 | 8325.51 | 8325.51 | 97% | 46.085 | 416.2755 | 92.1699 | 1040.6888 | 276.5098 | 1665.102 | 460.8497 | 2081.3775 | 691.2746 | 1665.102 | 921.6995 | 832.551 | 1382.5492 | 374.6479 | 1843.399 | 249.7653 | 19184.0456 | 95920.2278 | 460417.0933 | 959202.2777 | 1151042.7333 | 767361.8222 | 517969.23 | 460417.0933
2013 | 1763 | Black River Electric Coop, Inc - (SC) | SC | Cooperative | . | . | . | . | . | . | . | . | . | . | . |  | 40 | 0.419 | 95.4654 | 40 | 0.419 | 95.4654 | 31632 | N | L | 12.5 | N | 0 | 0 | 95.4654 |  |  | 0 | 0 | 0% |  | 0 |  | 0 |  | 1: 0; 3: 0; 5: 0; 7: 0 | 0 |  | 0
2013 | 1886 | Blue Grass Energy Coop Corp | KY | Cooperative | 141 | 1.14 | 123.6842 | 111 | 1.01 | 109.901 | 130 | 1.1 | 118.1818 | 55046 | . | Y | . | . | . | . | . | . | . |  |  | . |  | 30 | 0.13 | 109.901 | 230.7692 | 230.7692 | 7155.98 | 7155.98 | 13% | 20.347 | 357.799 | 40.6941 | 894.4975 | 122.0822 | 1431.196 | 203.4703 | 1788.995 | 305.2054 | 1431.196 | 406.9406 | 715.598 | 610.4109 | 322.0191 | 813.8812 | 214.6794 | 7280.147 | 36400.7348 | 174723.5268 | 364007.3475 | 436808.817 | 291205.878 | 196563.9677 | 174723.5268
2013 | 1889 | Blue Ridge Elec Member Corp - (NC) | NC | Cooperative | 244 | 2 | 122 | 73 | 1 | 73 | 244 | 2 | 122 | 73150 | 12.5 | Y | . | . | . | . | . | . | . |  |  | . |  | 171 | 1 | 73 | 171 | 171 | 73150 | 73150 | 100% | 15.0771 | 3657.5 | 30.1543 | 9143.75 | 90.4629 | 14630 | 150.7715 | 18287.5 | 226.1572 | 14630 | 301.543 | 7315 | 452.3145 | 3291.75 | 603.086 | 2194.5 | 55144.673 | 275723.3652 | 1323472.1528 | 2757233.6517 | 3308680.3821 | 2205786.9214 | 1488906.1719 | 1323472.1528
2013 | 1890 | Blue Ridge Electric Coop Inc - (SC) | SC | Cooperative | 117.27 | . | . | 109.45 | . | . | 115 | . | . | 63643 | 7.2 | N | . | . | . | . | . | . | . |  |  | . |  | 7.82 |  |  |  | 7.82 |  | 63643 | 100% | 0.68949 | 3182.15 | 1.379 | 7955.375 | 4.137 | 12728.6 | 6.8949 | 15910.75 | 10.3424 | 12728.6 | 13.7899 | 6364.3 | 20.6848 | 2863.935 | 27.5797 | 1909.29 | 2194.0702 | 10970.3511 | 52657.6851 | 109703.5107 | 131644.2128 | 87762.8085 | 59239.8958 | 52657.6851
2013 | 1892 | Bluebonnet Electric Coop, Inc | TX | Cooperative | . | . | . | . | . | . | . | . | . | . | . |  | 132.6 | 1.31 | 101.2214 | . | . | . | 84613 | N | L | 24.9 | Y | [6 empty] | 84613 | 100% |  | 4230.65 |  | 10576.625 |  | 1: 16922.6; 3: 21153.25; 5: 16922.6; 7: 8461.3 | 3807.585 |  | 2538.39
2013 | 1898 | Bon Homme Yankton El Assn, Inc | SD | Cooperative | 118 | 2 | 59 | . | . | . | . | . | . | 3307 | 12 | Y | . | . | . | . | . | . | . |  |  | . | [7 empty] | 3307 | 100% |  | 165.35 |  | 413.375 |  | 1: 661.4; 3: 826.75; 5: 661.4; 7: 330.7 | 148.815 |  | 99.21
2013 | 1936 | Bolivar Energy Authority | TN | Municipal | . | . | . | 164.403 | 1.969 | 83.4957 | . | . | . | 11105 | 12.5 | Y | . | . | . | . | . | . | . |  |  | . |  |  |  | 83.4957 |  |  |  | 11105 | 100% |  | 555.25 |  | 1388.125 |  | 1: 2221; 3: 2776.25; 5: 2221; 7: 1110.5 | 499.725 |  | 333.15
2013 | 2001 | Boone Electric Coop | MO | Cooperative | 484.94 | 2.21 | 219.4299 | 54.14 | 0.78 | 69.4103 | 482 | 2.16 | 223.1481 | 30283 | 13.2 | N | . | . | . | . | . | . | . |  |  | . |  | 430.8 | 1.43 | 69.4103 | 301.2587 | 430.8 | 43304.69 | 30283 | 100% | 37.9838 | 1514.15 | 75.9677 | 3785.375 | 227.903 | 6056.6 | 379.8384 | 7570.75 | 569.7575 | 6056.6 | 759.6767 | 3028.3 | 1139.5151 | 1362.735 | 1519.3534 | 908.49 | 57513.2244 | 287566.122 | 1380317.3855 | 2875661.2197 | 3450793.4636 | 2300528.9758 | 1552857.0586 | 1380317.3855
2013 | 2049 | Bowie-Cass Electric Coop, Inc | TX | Cooperative | . | . | . | . | . | . | . | . | . | . | . |  | 585 | 4.17 | 140.2878 | 397 | 3.56 | 111.5169 | 35427 | N | O | 12.5 | Y | 188 | 0.61 | 111.5169 | 308.1967 | 308.1967 | 21610.47 | 21610.47 | 61% | 27.1738 | 1080.5235 | 54.3477 | 2701.3088 | 163.0431 | 4322.094 | 271.7385 | 5402.6175 | 407.6077 | 4322.094 | 543.477 | 2161.047 | 815.2154 | 972.4711 | 1086.9539 | 648.3141 | 29361.9809 | 146809.9045 | 704687.5415 | 1468099.0448 | 1761718.8538 | 1174479.2359 | 792773.4842 | 704687.5415
2013 | 2054 | City of Bowling Green - (OH) | OH | Municipal | . | . | . | . | . | . | . | . | . | . | . |  | 1 | 0.025 | 40 | . | . | . | 14638 | Y | L | 12.5 | N | [6 empty] | 14638 | 100% |  | 731.9 |  | 1829.75 |  | 1: 2927.6; 3: 3659.5; 5: 2927.6; 7: 1463.8 | 658.71 |  | 439.14
2013 | 2056 | City of Bowling Green - (KY) | KY | Municipal | . | . | . | . | . | . | . | . | . | . | . |  | . | . | . | 71.5 | 1.3 | 55 | 28735 | N | L | 12.5 | N |  |  | 55 |  |  |  | 28735 | 100% |  | 1436.75 |  | 3591.875 |  | 1: 5747; 3: 7183.75; 5: 5747; 7: 2873.5 | 1293.075 |  | 862.05
2013 | 2089 | Bozrah Light & Power Company | CT | Municipal | 100 | 1.3 | 76.9231 | 100 | 1.3 | 76.9231 | 100 | 1.3 | 76.9231 | 2663 | 69 | N | . | . | . | . | . | . | . |  |  | . |  | 0 | 0 | 76.9231 |  |  | 0 | 0 | 0% |  | 0 |  | 0 |  | 1: 0; 3: 0; 5: 0; 7: 0 | 0 |  | 0
2013 | 2144 | Town of Braintree - (MA) | MA | Municipal | . | . | . | . | . | . | . | . | . | . | . |  | 6 | 0.394 | 15.2284 | . | . | . | 16199 | N | F | 13.8 | Y | [6 empty] | 16199 | 100% |  | 809.95 |  | 2024.875 |  | 1: 3239.8; 3: 4049.75; 5: 3239.8; 7: 1619.9 | 728.955 |  | 485.97
2013 | 2212 | Broad River Electric Coop, Inc | SC | Cooperative | . | . | . | . | . | . | . | . | . | . | . |  | 197.4 | . | . | 197.4 | . | . | 20514 | N | F | 12.5 | Y | 0 |  |  |  | 0 |  | 20514 | 100% | 0 | 1025.7 | 0 | 2564.25 | 0 | 4102.8 | 0 | 5128.5 | 0 | 4102.8 | 0 | 2051.4 | 0 | 923.13 | 0 | 615.42 | 0 | 0 | 0 | 0 | 0 | 0 | 0 | 0
2013 | 2248 | Bristol Virginia Utilities | VA | Municipal | 82.74 | 0.013 | 6364.6154 | 45.48 | 0.009 | 5053.3333 | 82.74 | 0.013 | 6364.6154 | 16173 | 13.2 | Y | . | . | . | . | . | . | . |  |  | . |  | 37.26 | 0.004 | 5053.3333 | 9315 | 9315 | 64.692 | 64.692 | 0.4% | 821.3079 | 3.2346 | 1642.6157 | 8.0865 | 4927.8472 | 12.9384 | 8213.0786 | 16.173 | 12319.6179 | 12.9384 | 16426.1572 | 6.4692 | 24639.2359 | 2.9111 | 32852.3145 | 1.9408 | 2656.6024 | 13283.012 | 63758.4578 | 132830.1205 | 159396.1446 | 106264.0964 | 71728.2651 | 63758.4578
2013 | 2409 | Brownsville Public Utilities Board | TX | Municipal | 8 | 0.1 | 80 | . | . | . | . | . | . | 49600 | 12.5 | N | . | . | . | . | . | . | . |  |  | . | [7 empty] | 49600 | 100% |  | 2480 |  | 6200 |  | 1: 9920; 3: 12400; 5: 9920; 7: 4960 | 2232 |  | 1488
2013 | 2442 | City of Bryan - (TX) | TX | Municipal | . | . | . | . | . | . | . | . | . | . | . |  | 14 | 0.351 | 39.886 | . | . | . | 51718 | N | F | 25.5 | Y | [6 empty] | 51718 | 100% |  | 2585.9 |  | 6464.75 |  | 1: 10343.6; 3: 12929.5; 5: 10343.6; 7: 5171.8 | 2327.31 |  | 1551.54
2013 | 2485 | City of Buffalo - (MN) | MN | Municipal | . | . | . | . | . | . | . | . | . | . | . |  | 10.735 | 0.11 | 97.5909 | . | . | . | 5691 | Y | L | 12 | N | [6 empty] | 5691 | 100% |  | 284.55 |  | 711.375 |  | 1: 1138.2; 3: 1422.75; 5: 1138.2; 7: 569.1 | 256.095 |  | 170.73
2013 | 2507 | City of Burbank Water and Power | CA | Municipal | . | . | . | . | . | . | . | . | . | . | . |  | 15 | 0.187 | 80.2139 | 15 | 0.187 | 80.2139 | 52500 | N | L | 34.5 | N | 0 | 0 | 80.2139 |  |  | 0 | 0 | 0% |  | 0 |  | 0 |  | 1: 0; 3: 0; 5: 0; 7: 0 | 0 |  | 0
2013 | 2548 | City of Burlington Electric - (VT) | VT | Municipal | . | . | . | . | . | . | . | . | . | . | . |  | . | . | . | . | 1.1 | . | 20458 | Y | F | 13.8 | Y | [6 empty] | 20458 | 100% |  | 1022.9 |  | 2557.25 |  | 1: 4091.6; 3: 5114.5; 5: 4091.6; 7: 2045.8 | 920.61 |  | 613.74
2013 | 2641 | Butler Rural El Coop Assn, Inc - (KS) | KS | Cooperative | 104.79 | 2.14 | 48.9673 | 104.79 | 2.14 | 48.9673 | 14.72 | 0.97 | 15.1753 | 7178 | 12.5 | Y | . | . | . | . | . | . | . |  |  | . |  | 0 | 0 | 48.9673 |  |  | 0 | 0 | 0% |  | 0 |  | 0 |  | 1: 0; 3: 0; 5: 0; 7: 0 | 0 |  | 0
2013 | 2651 | Butler Rural Electric Coop Inc - (OH) | OH | Cooperative | 150.52 | 2.15 | 70.0093 | 130.78 | 2 | 65.39 | 105 | 1.27 | 82.6772 | 11209 | 12 | Y | . | . | . | . | . | . | . |  |  | . |  | 19.74 | 0.15 | 65.39 | 131.6 | 131.6 | 1681.35 | 1681.35 | 15% | 11.6032 | 84.0675 | 23.2065 | 210.1687 | 69.6194 | 336.27 | 116.0323 | 420.3375 | 174.0485 | 336.27 | 232.0647 | 168.135 | 348.097 | 75.6607 | 464.1293 | 50.4405 | 975.4548 | 4877.2739 | 23410.9148 | 48772.7392 | 58527.287 | 39018.1913 | 26337.2791 | 23410.9148
2013 | 2652 | Butler County Rural Elec Coop - (IA) | IA | Cooperative | . | . | . | . | . | . | . | . | . | . | . |  | 59 | 0.318 | 185.5346 | 27 | 0.259 | 104.2471 | 5069 | N | F | 12.5 | N | 32 | 0.059 | 104.2471 | 542.3729 | 542.3729 | 299.071 | 299.071 | 5.9% | 47.8213 | 14.9535 | 95.6425 | 37.3839 | 286.9276 | 59.8142 | 478.2127 | 74.7678 | 717.319 | 59.8142 | 956.4254 | 29.9071 | 1434.638 | 13.4582 | 1912.8507 | 8.9721 | 715.0977 | 3575.4886 | 17162.3453 | 35754.8861 | 42905.8633 | 28603.9089 | 19307.6385 | 17162.3453
2013 | 2655 | Butte Electric Coop, Inc | SD | Cooperative | . | . | . | . | . | . | . | . | . | . | . |  | 445 | 2 | 222.5 | 50 | 1 | 50 | 5331 | N | L | 15 | N | 395 | 1 | 50 | 395 | 395 | 5331 | 5331 | 100% | 34.8273 | 266.55 | 69.6547 | 666.375 | 208.964 | 1066.2 | 348.2733 | 1332.75 | 522.41 | 1066.2 | 696.5467 | 533.1 | 1044.82 | 239.895 | 1393.0933 | 159.93 | 9283.2256 | 46416.1278 | 222797.4137 | 464161.2785 | 556993.5342 | 371329.0228 | 250647.0904 | 222797.4137
2013 | 2812 | City of Calhoun - (GA) | GA | Municipal | . | . | . | . | . | . | . | . | . | . | . |  | 40 | 0.219 | 182.6484 | . | . | . | 5392 | Y | F | 7.2 | N | [6 empty] | 5392 | 100% |  | 269.6 |  | 674 |  | 1: 1078.4; 3: 1348; 5: 1078.4; 7: 539.2 | 242.64 |  | 161.76
2013 | 2849 | Central Electric Power Assn - (MS) | MS | Cooperative | . | . | . | . | . | . | . | . | . | . | . |  | 165.4 | . | . | 127.2 | . | . | 35388 | N | L | 26 | N | 38.2 |  |  |  | 38.2 |  | 35388 | 100% | 3.3681 | 1769.4 | 6.7362 | 4423.5 | 20.2087 | 7077.6 | 33.6811 | 8847 | 50.5217 | 7077.6 | 67.3622 | 3538.8 | 101.0434 | 1592.46 | 134.7245 | 1061.64 | 5959.5368 | 29797.6841 | 143028.8835 | 297976.8406 | 357572.2087 | 238381.4724 | 160907.4939 | 143028.8835
2013 | 2911 | Canadian Valley Elec Coop, Inc | OK | Cooperative | . | . | . | . | . | . | . | . | . | . | . |  | 152 | 0.58 | 262.069 | . | . | . | 24312 | N | L | 35 | Y | [6 empty] | 24312 | 100% |  | 1215.6 |  | 3039 |  | 1: 4862.4; 3: 6078; 5: 4862.4; 7: 2431.2 | 1094.04 |  | 729.36
2013 | 2955 | Canby Utility Board | OR | Municipal | . | . | . | . | . | . | . | . | . | . | . |  | 8 | 0.1 | 80 | 0 | 0 | . | 6737 | N | F | 12.5 | N | 8 | 0.1 |  | 80 | 80 | 673.7 | 673.7 | 10% | 7.0536 | 33.685 | 14.1073 | 84.2125 | 42.3218 | 134.74 | 70.5364 | 168.425 | 105.8046 | 134.74 | 141.0727 | 67.37 | 211.6091 | 30.3165 | 282.1455 | 20.211 | 237.6018 | 1188.0088 | 5702.4423 | 11880.0882 | 14256.1058 | 9504.0705 | 6415.2476 | 5702.4423
2013 | 2960 | Caney Fork Electric Coop, Inc | TN | Cooperative | . | . | . | . | . | . | . | . | . | . | . |  | 115.8 | . | . | 115.8 | . | . | 31788 | N | L | 26 | N | 0 |  |  |  | 0 |  | 31788 | 100% | 0 | 1589.4 | 0 | 3973.5 | 0 | 6357.6 | 0 | 7947 | 0 | 6357.6 | 0 | 3178.8 | 0 | 1430.46 | 0 | 953.64 | 0 | 0 | 0 | 0 | 0 | 0 | 0 | 0
2013 | 2961 | Caney Valley El Coop Assn, Inc | KS | Cooperative | . | . | . | . | . | . | . | . | . | . | . |  | 546.77 | 3.181 | 171.8862 | 362.73 | 2.699 | 134.3942 | 5572 | N | F | 7.2 | N | 184.04 | 0.482 | 134.3942 | 381.8257 | 381.8257 | 2685.704 | 2685.704 | 48.2% | 33.6658 | 134.2852 | 67.3315 | 335.713 | 201.9945 | 537.1408 | 336.6575 | 671.426 | 504.9863 | 537.1408 | 673.315 | 268.5704 | 1009.9725 | 120.8567 | 1346.63 | 80.5711 | 4520.8121 | 22604.0605 | 108499.4906 | 226040.6054 | 271248.7265 | 180832.4843 | 122061.9269 | 108499.4906
2013 | 2982 | Cape Hatteras Elec Member Corp | NC | Cooperative | . | . | . | . | . | . | . | . | . | . | . |  | 231 | 2.415 | 95.6522 | 231 | 2.415 | 95.6522 | 7554 | N | F | 34.5 | N | 0 | 0 | 95.6522 |  |  | 0 | 0 | 0% |  | 0 |  | 0 |  | 1: 0; 3: 0; 5: 0; 7: 0 | 0 |  | 0
2013 | 2985 | Capital Electric Coop, Inc | ND | Cooperative | . | . | . | . | . | . | . | . | . | . | . |  | 28.9 | 28.9 | 1 | 28.9 | 28.9 | 1 | 17692 | N | F | 7.2 | Y | 0 | 0 | 1 |  |  | 0 | 0 | 0% |  | 0 |  | 0 |  | 1: 0; 3: 0; 5: 0; 7: 0 | 0 |  | 0
2013 | 2998 | Carbon Power & Light, Inc | WY | Cooperative | 250 | 3 | 83.3333 | 250 | 3 | 83.3333 | 191 | 2 | 95.5 | 6269 | 25 | Y | . | . | . | . | . | . | . |  |  | . |  | 0 | 0 | 83.3333 |  |  | 0 | 0 | 0% |  | 0 |  | 0 |  | 1: 0; 3: 0; 5: 0; 7: 0 | 0 |  | 0
2013 | 3046 | Duke Energy Progress - (NC) | NC | Investor Owned | 277 | 1.67 | 165.8683 | 106 | 1.24 | 85.4839 | 258 | 1.57 | 164.3312 | 1340045 | 35 | Y | . | . | . | . | . | . | . |  |  | . |  | 171 | 0.43 | 85.4839 | 397.6744 | 397.6744 | 576219.35 | 576219.35 | 43% | 35.0631 | 28810.9675 | 70.1263 | 72027.4187 | 210.3788 | 115243.87 | 350.6314 | 144054.8375 | 525.9471 | 115243.87 | 701.2628 | 57621.935 | 1051.8941 | 25929.8707 | 1402.5255 | 17286.5805 | 1010202.917 | 5051014.5849 | 24244870.0073 | 50510145.8486 | 60612175.0184 | 40408116.6789 | 27275478.7583 | 24244870.0073
2013 | 3046 | Duke Energy Progress - (NC) | SC | Investor Owned | 161 | 1.81 | 88.9503 | 136 | 1.57 | 86.6242 | 139 | 1.56 | 89.1026 | 166995 | 35 | Y | . | . | . | . | . | . | . |  |  | . |  | 25 | 0.24 | 86.6242 | 104.1667 | 104.1667 | 40078.8 | 40078.8 | 24% | 9.1844 | 2003.94 | 18.3688 | 5009.85 | 55.1065 | 8015.76 | 91.8442 | 10019.7 | 137.7663 | 8015.76 | 183.6885 | 4007.88 | 275.5327 | 1803.546 | 367.3769 | 1202.364 | 18405.0331 | 92025.1653 | 441720.7935 | 920251.6532 | 1104301.9838 | 736201.3226 | 496935.8927 | 441720.7935
2013 | 3076 | Carroll Electric Coop, Inc - (OH) | OH | Cooperative | . | . | . | . | . | . | . | . | . | . | . |  | 1118 | 3.81 | 293.4383 | 371 | 2.45 | 151.4286 | 11833 | N | F | 12.5 | Y | 747 | 1.36 | 151.4286 | 549.2647 | 747 | 16092.88 | 11833 | 100% | 65.8633 | 591.65 | 131.7267 | 1479.125 | 395.18 | 2366.6 | 658.6334 | 2958.25 | 987.95 | 2366.6 | 1317.2667 | 1183.3 | 1975.9001 | 532.485 | 2634.5334 | 354.99 | 38968.0426 | 194840.2131 | 935233.0228 | 1948402.1308 | 2338082.5569 | 1558721.7046 | 1052137.1506 | 935233.0228
2013 | 3081 | Carroll Electric Member Corp - (GA) | GA | Cooperative | 261 | 1.32 | 197.7273 | 88 | 1.01 | 87.1287 | 251 | -8.68 | . | 49361 | 24.9 | Y | . | . | . | . | . | . | . |  |  | . |  | 173 | 0.31 | 87.1287 | 558.0645 | 558.0645 | 15301.91 | 15301.91 | 31% | 49.2048 | 765.0955 | 98.4096 | 1912.7387 | 295.2288 | 3060.382 | 492.0481 | 3825.4775 | 738.0721 | 3060.382 | 984.0961 | 1530.191 | 1476.1442 | 688.586 | 1968.1923 | 459.0573 | 37646.3762 | 188231.881 | 903513.0287 | 1882318.8097 | 2258782.5716 | 1505855.0478 | 1016452.1572 | 903513.0287
2013 | 3203 | Cedar Falls Utilities | IA | Municipal | . | . | . | . | . | . | . | . | . | . | . |  | 18 | 0.32 | 56.25 | . | . | . | 18000 | N | L | 69 | N | [6 empty] | 18000 | 100% |  | 900 |  | 2250 |  | 1: 3600; 3: 4500; 5: 3600; 7: 1800 | 810 |  | 540
2013 | 3208 | Cedarburg Light & Water Comm | WI | Municipal | . | . | . | . | . | . | . | . | . | . | . |  | 20.035 | 0.364 | 55.0412 | . | . | . | 6177 | Y | F | 24.9 | N | [6 empty] | 6177 | 100% |  | 308.85 |  | 772.125 |  | 1: 1235.4; 3: 1544.25; 5: 1235.4; 7: 617.7 | 277.965 |  | 185.31
2013 | 3222 | Central Alabama Electric Coop | AL | Cooperative | 121.79 | . | . | 121.79 | . | . | 121 | . | . | 40864 | 24.9 | Y | . | . | . | . | . | . | . |  |  | . |  | 0 |  |  |  | 0 |  | 40864 | 100% | 0 | 2043.2 | 0 | 5108 | 0 | 8172.8 | 0 | 10216 | 0 | 8172.8 | 0 | 4086.4 | 0 | 1838.88 | 0 | 1225.92 | 0 | 0 | 0 | 0 | 0 | 0 | 0 | 0
2013 | 3226 | Central Rural Electric Cooperative, Inc | OK | Cooperative | 500 | 1.78 | 280.8989 | 186 | 1.34 | 138.806 | 500 | 1.78 | 280.8989 | 19279 | 25 | Y | . | . | . | . | . | . | . |  |  | . |  | 314 | 0.44 | 138.806 | 713.6364 | 713.6364 | 8482.76 | 8482.76 | 44% | 62.9216 | 424.138 | 125.8433 | 1060.345 | 377.5299 | 1696.552 | 629.2165 | 2120.69 | 943.8247 | 1696.552 | 1258.433 | 848.276 | 1887.6495 | 381.7242 | 2516.8659 | 254.4828 | 26687.4622 | 133437.3108 | 640499.0918 | 1334373.108 | 1601247.7296 | 1067498.4864 | 720561.4783 | 640499.0918
2013 | 3245 | Central Florida Elec Coop, Inc | FL | Cooperative | 213 | . | . | 161 | . | . | 208 | . | . | 32389 | 25 | Y | . | . | . | . | . | . | . |  |  | . |  | 52 |  |  |  | 52 |  | 32389 | 100% | 4.5849 | 1619.45 | 9.1697 | 4048.625 | 27.5092 | 6477.8 | 45.8486 | 8097.25 | 68.773 | 6477.8 | 91.6973 | 3238.9 | 137.5459 | 1457.505 | 183.3946 | 971.67 | 7424.9581 | 37124.7906 | 178198.9949 | 371247.906 | 445497.4871 | 296998.3248 | 200473.8692 | 178198.9949
2013 | 3248 | Central Georgia El Member Corp | GA | Cooperative | 165 | 1.52 | 108.5526 | 117 | 1.39 | 84.1727 | 158 | 1.38 | 114.4928 | 52307 | 25 | Y | . | . | . | . | . | . | . |  |  | . |  | 48 | 0.13 | 84.1727 | 369.2308 | 369.2308 | 6799.91 | 6799.91 | 13% | 32.5552 | 339.9955 | 65.1105 | 849.9888 | 195.3315 | 1359.982 | 325.5525 | 1699.9775 | 488.3287 | 1359.982 | 651.105 | 679.991 | 976.6574 | 305.9959 | 1302.2099 | 203.9973 | 11068.6378 | 55343.1888 | 265647.3064 | 553431.8883 | 664118.266 | 442745.5107 | 298853.2197 | 265647.3064
2013 | 3249 | Central Hudson Gas & Elec Corp | NY | Investor Owned | 150.53 | 1.063 | 141.6087 | 141.8 | 1.028 | 137.9377 | . | . | . | 299591 | 13.2 | N | . | . | . | . | . | . | . |  |  | . |  | 8.73 | 0.035 | 137.9377 | 249.4286 | 249.4286 | 10485.685 | 10485.685 | 3.5% | 21.9922 | 524.2842 | 43.9845 | 1310.7106 | 131.9534 | 2097.137 | 219.9223 | 2621.4212 | 329.8835 | 2097.137 | 439.8447 | 1048.5685 | 659.767 | 471.8558 | 879.6893 | 314.5705 | 11530.1812 | 57650.9059 | 276724.3482 | 576509.0588 | 691810.8705 | 461207.247 | 311314.8917 | 276724.3482
2013 | 3250 | Central Electric Membership Corp. - (NC) | NC | Cooperative | 120 | . | . | 8 | . | . | 4 | . | . | 22000 | 25 | Y | . | . | . | . | . | . | . |  |  | . |  | 112 |  |  |  | 112 |  | 22000 | 100% | 9.8751 | 1100 | 19.7502 | 2750 | 59.2506 | 4400 | 98.7509 | 5500 | 148.1264 | 4400 | 197.5018 | 2200 | 296.2528 | 990 | 395.0037 | 660 | 10862.601 | 54313.0051 | 260702.4247 | 543130.0514 | 651756.0617 | 434504.0411 | 293290.2278 | 260702.4247
2013 | 3264 | Central Lincoln People's Ut Dt | OR | Political Subdivision | . | . | . | . | . | . | . | . | . | . | . |  | 54 | 0.19 | 284.2105 | . | . | . | 38500 | N | O | . | Y | [6 empty] | 38500 | 100% |  | 1925 |  | 4812.5 |  | 1: 7700; 3: 9625; 5: 7700; 7: 3850 | 1732.5 |  | 1155
2013 | 3265 | Cleco Power LLC | LA | Investor Owned | . | . | . | . | . | . | . | . | . | . | . |  | . | . | . | 120 | 1.67 | 71.8563 | 278616 | N | F | 34.5 | Y |  |  | 71.8563 |  |  |  | 278616 | 100% |  | 13930.8 |  | 34827 |  | 1: 55723.2; 3: 69654; 5: 55723.2; 7: 27861.6 | 12537.72 |  | 8358.48
2013 | 3266 | Central Maine Power Co | ME | Investor Owned | 715.8 | 2.47 | 289.7976 | 218.4 | 1.74 | 125.5172 | 715.8 | 2.47 | 289.7976 | 611967 | 34.5 | N | . | . | . | . | . | . | . |  |  | . |  | 497.4 | 0.73 | 125.5172 | 681.3699 | 681.3699 | 446735.91 | 446735.91 | 73% | 60.0767 | 22336.7955 | 120.1534 | 55841.9887 | 360.4602 | 89347.182 | 600.767 | 111683.9775 | 901.1504 | 89347.182 | 1201.5339 | 44673.591 | 1802.3009 | 20103.1159 | 2403.0678 | 13402.0773 | 1341920.8779 | 6709604.3894 | 32206101.0692 | 67096043.8942 | 80515252.673 | 53676835.1154 | 36231863.7029 | 32206101.0692
2013 | 3268 | Central Missouri Elec Coop Inc | MO | Cooperative | 2750.872 | . | . | 135.516 | . | . | 2742 | . | . | 10470 | 29 | N | . | . | . | . | . | . | . |  |  | . |  | 2615.356 |  |  |  | 2615.356 |  | 10470 | 100% | 230.5971 | 523.5 | 461.1943 | 1308.75 | 1383.5829 | 2094 | 2305.9715 | 2617.5 | 3458.9572 | 2094 | 4611.943 | 1047 | 6917.9145 | 471.15 | 9223.886 | 314.1 | 120717.6076 | 603588.0379 | 2897222.582 | 6035880.3791 | 7243056.455 | 4828704.3033 | 3259375.4047 | 2897222.582
2013 | 3273 | Central New Mexico El Coop, Inc | NM | Cooperative | . | . | . | . | . | . | . | . | . | . | . |  | 466 | 2 | 233 | 155 | 1 | 155 | 17516 | N | F | 25 | Y | 311 | 1 | 155 | 311 | 311 | 17516 | 17516 | 100% | 27.421 | 875.8 | 54.842 | 2189.5 | 164.5261 | 3503.2 | 274.2101 | 4379 | 411.3152 | 3503.2 | 548.4203 | 1751.6 | 822.6304 | 788.22 | 1096.8406 | 525.48 | 24015.324 | 120076.6201 | 576367.7766 | 1200766.2013 | 1440919.4416 | 960612.9611 | 648413.7487 | 576367.7766
2013 | 3278 | AEP Texas Central Company | TX | Investor Owned | 185 | 1.74 | 106.3218 | 152 | 1.55 | 98.0645 | 177 | 1.585 | 111.6719 | 803426 | 35 | Y | . | . | . | . | . | . | . |  |  | . |  | 33 | 0.19 | 98.0645 | 173.6842 | 173.6842 | 152650.94 | 152650.94 | 19% | 15.3138 | 7632.547 | 30.6276 | 19081.3675 | 91.8829 | 30530.188 | 153.1382 | 38162.735 | 229.7073 | 30530.188 | 306.2763 | 15265.094 | 459.4145 | 6869.2923 | 612.5527 | 4579.5282 | 116883.4298 | 584417.1492 | 2805202.3159 | 5844171.4916 | 7013005.7899 | 4675337.1932 | 3155852.6054 | 2805202.3159
2013 | 3282 | Central Texas Elec Coop, Inc | TX | Cooperative | . | . | . | . | . | . | . | . | . | . | . |  | . | . | . | 77 | 0.58 | 132.7586 | 37431 | N | L | 25 | N |  |  | 132.7586 |  |  |  | 37431 | 100% |  | 1871.55 |  | 4678.875 |  | 1: 7486.2; 3: 9357.75; 5: 7486.2; 7: 3743.1 | 1684.395 |  | 1122.93
2013 | 3291 | Central Virginia Electric Coop | VA | Cooperative | 312 | . | . | 245 | . | . | . | . | . | 35141 | 25 | Y | . | . | . | . | . | . | . |  |  | . |  | 67 |  |  |  | 67 |  | 35141 | 100% | 5.9074 | 1757.05 | 11.8148 | 4392.625 | 35.4445 | 7028.2 | 59.0742 | 8785.25 | 88.6113 | 7028.2 | 118.1484 | 3514.1 | 177.2226 | 1581.345 | 236.2968 | 1054.23 | 10379.6341 | 51898.1705 | 249111.2182 | 518981.7046 | 622778.0456 | 415185.3637 | 280250.1205 | 249111.2182
2013 | 3295 | City of Centralia - (WA) | WA | Municipal | 62 | 0.569 | 108.9631 | 62 | 0.569 | 108.9631 | . | . | . | 10030 | 12.5 | Y | . | . | . | . | . | . | . |  |  | . |  | 0 | 0 | 108.9631 |  |  | 0 | 0 | 0% |  | 0 |  | 0 |  | 1: 0; 3: 0; 5: 0; 7: 0 | 0 |  | 0
2013 | 3314 | Chariton Valley Elec Coop, Inc | IA | Cooperative | 80 | 1.056 | 75.7576 | 59 | 0.97 | 60.8247 | . | . | . | 6090 | 24.9 | N | . | . | . | . | . | . | . |  |  | . |  | 21 | 0.086 | 60.8247 | 244.186 | 244.186 | 523.74 | 523.74 | 8.6% | 21.53 | 26.187 | 43.06 | 65.4675 | 129.18 | 104.748 | 215.3 | 130.935 | 322.95 | 104.748 | 430.5999 | 52.374 | 645.8999 | 23.5683 | 861.1999 | 15.7122 | 563.806 | 2819.0301 | 13531.3446 | 28190.3012 | 33828.3615 | 22552.241 | 15222.7627 | 13531.3446
2013 | 3329 | Borough of Chambersburg | PA | Municipal | . | . | . | . | . | . | . | . | . | . | . |  | 58 | 1.74 | 33.3333 | 6 | 0.18 | 33.3333 | 11187 | Y | F | 12.5 | N | 52 | 1.56 | 33.3333 | 33.3333 | 52 | 17451.72 | 11187 | 100% | 4.5849 | 559.35 | 9.1697 | 1398.375 | 27.5092 | 2237.4 | 45.8486 | 2796.75 | 68.773 | 2237.4 | 91.6973 | 1118.7 | 137.5459 | 503.415 | 183.3946 | 335.61 | 2564.5437 | 12822.7186 | 61549.0492 | 128227.1859 | 153872.6231 | 102581.7487 | 69242.6804 | 61549.0492
2013 | 3355 | City of Chanute | KS | Municipal | . | . | . | . | . | . | . | . | . | . | . |  | 8.009 | 0.084 | 95.3452 | . | . | . | 5712 | N | L | 12.5 | N | [6 empty] | 5712 | 100% |  | 285.6 |  | 714 |  | 1: 1142.4; 3: 1428; 5: 1142.4; 7: 571.2 | 257.04 |  | 171.36
2013 | 3400 | City of Chaska - (MN) | MN | Municipal | . | . | . | . | . | . | . | . | . | . | . |  | . | . | . | 5 | 0.041 | 121.9512 | 9887 | Y | F | 8 | N |  |  | 121.9512 |  |  |  | 9887 | 100% |  | 494.35 |  | 1235.875 |  | 1: 1977.4; 3: 2471.75; 5: 1977.4; 7: 988.7 | 444.915 |  | 296.61
2013 | 3408 | City of Chattanooga - (TN) | TN | Municipal | . | . | . | . | . | . | . | . | . | . | . |  | 83.828 | 0.929 | 90.2347 | 78.33 | 0.898 | 87.2272 | 173464 | N | F | 46 | Y | 5.498 | 0.031 | 87.2272 | 177.3548 | 177.3548 | 5377.384 | 5377.384 | 3.1% | 15.6375 | 268.8692 | 31.2749 | 672.173 | 93.8247 | 1075.4768 | 156.3746 | 1344.346 | 234.5619 | 1075.4768 | 312.7492 | 537.7384 | 469.1237 | 241.9823 | 625.4983 | 161.3215 | 4204.4309 | 21022.1544 | 100906.3412 | 210221.5442 | 252265.853 | 168177.2353 | 113519.6338 | 100906.3412
2013 | 3413 | PUD No 1 of Chelan County | WA | Political Subdivision | . | . | . | . | . | . | . | . | . | . | . |  | 123.745 | 0.727 | 170.2132 | . | . | . | 48444 | N | F | 12.5 | N | [6 empty] | 48444 | 100% |  | 2422.2 |  | 6055.5 |  | 1: 9688.8; 3: 12111; 5: 9688.8; 7: 4844.4 | 2179.98 |  | 1453.32
2013 | 3420 | City of Cheney - (WA) | WA | Municipal | . | . | . | . | . | . | . | . | . | . | . |  | 158 | 1.166 | 135.506 | . | . | . | 5008 | N | F | 13.2 | N | [6 empty] | 5008 | 100% |  | 250.4 |  | 626 |  | 1: 1001.6; 3: 1252; 5: 1001.6; 7: 500.8 | 225.36 |  | 150.24
2013 | 3436 | Cherryland Electric Coop Inc | MI | Cooperative | . | . | . | . | . | . | . | . | . | . | . |  | 83 | 0.568 | 146.1268 | 83 | 0.568 | 146.1268 | 33912 |  | F | 12.5 |  | 0 | 0 | 146.1268 |  |  | 0 | 0 | 0% |  | 0 |  | 0 |  | 1: 0; 3: 0; 5: 0; 7: 0 | 0 |  | 0
2013 | 3461 | Cheyenne Light Fuel & Power Co | WY | Investor Owned | 32 | 0.47 | 68.0851 | 25 | 0.39 | 64.1026 | 32 | 0.47 | 68.0851 | 39517 | 35 | N | . | . | . | . | . | . | . |  |  | . |  | 7 | 0.08 | 64.1026 | 87.5 | 87.5 | 3161.36 | 3161.36 | 8% | 7.7149 | 158.068 | 15.4298 | 395.17 | 46.2895 | 632.272 | 77.1492 | 790.34 | 115.7237 | 632.272 | 154.2983 | 316.136 | 231.4475 | 142.2612 | 308.5966 | 94.8408 | 1219.4813 | 6097.4063 | 29267.5503 | 60974.0632 | 73168.8758 | 48779.2506 | 32925.9941 | 29267.5503
2013 | 3477 | City of Chicopee - (MA) | MA | Municipal | 39.97 | 0.39 | 102.4872 | . | . | . | . | . | . | 25699 | 13.8 | N | . | . | . | . | . | . | . |  |  | . | [7 empty] | 25699 | 100% |  | 1284.95 |  | 3212.375 |  | 1: 5139.8; 3: 6424.75; 5: 5139.8; 7: 2569.9 | 1156.455 |  | 770.97
2013 | 3478 | Cimarron Electric Coop | OK | Cooperative | 139.127 | 0.182 | 764.4341 | 25.84 | 0.118 | 218.983 | 138.329 | 0.175 | 790.4514 | 15086 | 24.9 | Y | . | . | . | . | . | . | . |  |  | . |  | 113.287 | 0.064 | 218.9831 | 1770.1094 | 1770.1094 | 965.504 | 965.504 | 6.4% | 156.0714 | 48.2752 | 312.1427 | 120.688 | 936.4282 | 193.1008 | 1560.7136 | 241.376 | 2341.0704 | 193.1008 | 3121.4273 | 96.5504 | 4682.1409 | 43.4477 | 6242.8545 | 28.9651 | 7534.3763 | 37671.8813 | 180825.0303 | 376718.8131 | 452062.5757 | 301375.0505 | 203428.1591 | 180825.0303
2013 | 3502 | Choctawhatche Elec Coop, Inc | FL | Cooperative | 78 | 1 | 78 | 63 | 0.722 | 87.2576 | 71 | 0.745 | 95.302 | 44519 | 12 | Y | . | . | . | . | . | . | . |  |  | . |  | 15 | 0.278 | 87.2576 | 53.9568 | 53.9568 | 12376.282 | 12376.282 | 27.8% | 4.7574 | 618.8141 | 9.5148 | 1547.0352 | 28.5444 | 2475.2564 | 47.574 | 3094.0705 | 71.361 | 2475.2564 | 95.148 | 1237.6282 | 142.722 | 556.9327 | 190.296 | 371.2885 | 2943.9456 | 14719.7281 | 70654.6951 | 147197.2814 | 176636.7377 | 117757.8251 | 79486.532 | 70654.6951
2013 | 3503 | Choptank Electric Coop, Inc | MD | Cooperative | 336.25 | 2.49 | 135.0402 | 97.49 | 1.35 | 72.2148 | 72.12 | 0.95 | 75.9158 | 51654 | 25 | N | . | . | . | . | . | . | . |  |  | . |  | 238.76 | 1.14 | 72.2148 | 209.4386 | 238.76 | 58885.56 | 51654 | 100% | 21.0516 | 2582.7 | 42.1032 | 6456.75 | 126.3095 | 10330.8 | 210.5158 | 12913.5 | 315.7737 | 10330.8 | 421.0316 | 5165.4 | 631.5474 | 2324.43 | 842.0632 | 1549.62 | 54369.9149 | 271849.5747 | 1304877.9587 | 2718495.7472 | 3262194.8967 | 2174796.5978 | 1467987.7035 | 1304877.9587
2013 | 3542 | Duke Energy Ohio Inc | OH | Investor Owned | 161 | 1.32 | 121.9697 | 115 | 0.98 | 117.3469 | . | . | . | 695426 | 34.5 | N | . | . | . | . | . | . | . |  |  | . |  | 46 | 0.34 | 117.3469 | 135.2941 | 135.2941 | 236444.84 | 236444.84 | 34% | 11.9289 | 11822.242 | 23.8579 | 29555.605 | 71.5737 | 47288.968 | 119.2894 | 59111.21 | 178.9342 | 47288.968 | 238.5789 | 23644.484 | 357.8683 | 10640.0178 | 477.1578 | 7093.3452 | 141026.8744 | 705134.3718 | 3384644.9846 | 7051343.7179 | 8461612.4614 | 5641074.9743 | 3807725.6076 | 3384644.9846
2013 | 3597 | Citizens Electric Co - (PA) | PA | Investor Owned | . | . | . | . | . | . | . | . | . | . | . |  | 83 | 0.94 | 88.2979 | 37 | 0.46 | 80.4348 | 6883 | N | F | 12.5 | Y | 46 | 0.48 | 80.4348 | 95.8333 | 95.8333 | 3303.84 | 3303.84 | 48% | 8.4497 | 165.192 | 16.8993 | 412.98 | 50.698 | 660.768 | 84.4967 | 825.96 | 126.745 | 660.768 | 168.9934 | 330.384 | 253.4901 | 148.6728 | 337.9868 | 99.1152 | 1395.8178 | 6979.0889 | 33499.6267 | 69790.8891 | 83749.0669 | 55832.7112 | 37687.0801 | 33499.6267
2013 | 3600 | Citizens Electric Corporation - (MO) | MO | Cooperative | 79 | . | . | 79 | . | . | 79 | . | . | 26650 | 34.5 | Y | . | . | . | . | . | . | . |  |  | . |  | 0 |  |  |  | 0 |  | 26650 | 100% | 0 | 1332.5 | 0 | 3331.25 | 0 | 5330 | 0 | 6662.5 | 0 | 5330 | 0 | 2665 | 0 | 1199.25 | 0 | 799.5 | 0 | 0 | 0 | 0 | 0 | 0 | 0 | 0
2013 | 3634 | City of Nixa - (MO) | MO | Municipal | 97 | 2.112 | 45.928 | 18 | 0.426 | 42.2535 | 97 | 2.112 | 45.928 | 8832 | 12.5 | N | . | . | . | . | . | . | . |  |  | . |  | 79 | 1.686 | 42.2535 | 46.8565 | 79 | 14890.752 | 8832 | 100% | 6.9655 | 441.6 | 13.9309 | 1104 | 41.7928 | 1766.4 | 69.6547 | 2208 | 104.482 | 1766.4 | 139.3093 | 883.2 | 208.964 | 397.44 | 278.6187 | 264.96 | 3075.95 | 15379.7502 | 73822.8009 | 153797.5018 | 184557.0022 | 123038.0015 | 83050.651 | 73822.8009
2013 | 3644 | PUD No 1 of Clallam County | WA | Political Subdivision | . | . | . | . | . | . | . | . | . | . | . |  | 102 | 0.852 | 119.7183 | . | . | . | 30509 | N | L | 34 | Y | [6 empty] | 30509 | 100% |  | 1525.45 |  | 3813.625 |  | 1: 6101.8; 3: 7627.25; 5: 6101.8; 7: 3050.9 | 1372.905 |  | 915.27
2013 | 3660 | PUD No 1 of Clark County - (WA) | WA | Political Subdivision | 23.73 | 0.413 | 57.4576 | 18.48 | 0.333 | 55.4955 | 20.77 | 0.309 | 67.2168 | 185000 | 15 | Y | . | . | . | . | . | . | . |  |  | . |  | 5.25 | 0.08 | 55.4955 | 65.625 | 65.625 | 14800 | 14800 | 8% | 5.7862 | 740 | 11.5724 | 1850 | 34.7171 | 2960 | 57.8619 | 3700 | 86.7928 | 2960 | 115.7237 | 1480 | 173.5856 | 666 | 231.4475 | 444 | 4281.7781 | 21408.8905 | 102762.6745 | 214088.9052 | 256906.6863 | 171271.1242 | 115608.0088 | 102762.6745
2013 | 3687 | Clark Energy Coop Inc - (KY) | KY | Cooperative | 171 | 1.762 | 97.0488 | 120.125 | 1.338 | 89.7795 | 164 | 1 | 164 | 25985 | 25 | Y | . | . | . | . | . | . | . |  |  | . |  | 50.875 | 0.424 | 89.7795 | 119.9882 | 119.9882 | 11017.64 | 11017.64 | 42.4% | 10.5794 | 550.882 | 21.1588 | 1377.205 | 63.4765 | 2203.528 | 105.7942 | 2754.41 | 158.6912 | 2203.528 | 211.5883 | 1101.764 | 317.3825 | 495.7938 | 423.1766 | 330.5292 | 5828.0097 | 29140.0487 | 139872.2337 | 291400.4868 | 349680.5841 | 233120.3894 | 157356.2629 | 139872.2337
2013 | 3704 | City of Clarksville - (TN) | TN | Municipal | . | . | . | 64.1 | 1.61 | 39.8137 | . | . | . | 64490 | 69 | Y | . | . | . | . | . | . | . |  |  | . |  |  |  | 39.8137 |  |  |  | 64490 | 100% |  | 3224.5 |  | 8061.25 |  | 1: 12898; 3: 16122.5; 5: 12898; 7: 6449 | 2902.05 |  | 1934.7
2013 | 3712 | Clay County Electric Coop Corp | AR | Cooperative | . | . | . | . | . | . | . | . | . | . | . |  | 922 | 3.998 | 230.6153 | 765 | 3.536 | 216.3461 | 12105 | N | L | 14.4 | Y | 157 | 0.462 | 216.3462 | 339.8268 | 339.8268 | 5592.51 | 5592.51 | 46.2% | 29.9627 | 279.6255 | 59.9254 | 699.0638 | 179.7761 | 1118.502 | 299.6269 | 1398.1275 | 449.4403 | 1118.502 | 599.2538 | 559.251 | 898.8807 | 251.6629 | 1198.5076 | 167.7753 | 8378.3321 | 41891.6605 | 201079.9706 | 418916.6054 | 502699.9265 | 335133.2843 | 226214.9669 | 201079.9706
2013 | 3722 | Clarke Electric Coop Inc - (IA) | IA | Cooperative | . | . | . | . | . | . | . | . | . | . | . |  | 597 | 1.93 | 309.3264 | 123 | 1.4 | 87.8571 | 5245 | N | F | 12.5 | N | 474 | 0.53 | 87.8571 | 894.3396 | 894.3396 | 2779.85 | 2779.85 | 53% | 78.8543 | 138.9925 | 157.7087 | 347.4812 | 473.126 | 555.97 | 788.5434 | 694.9625 | 1182.8151 | 555.97 | 1577.0868 | 277.985 | 2365.6302 | 125.0932 | 3154.1735 | 83.3955 | 10960.1616 | 54800.8082 | 263043.8795 | 548008.0823 | 657609.6988 | 438406.4658 | 295924.3644 | 263043.8795
2013 | 3739 | Clearwater Power Company | ID | Cooperative | 844 | . | . | 844 | 3.05 | 276.7213 | 384 | 2.05 | 187.3171 | 10395 | 25 | N | . | . | . | . | . | . | . |  |  | . |  | 0 |  | 276.7213 |  | 0 |  | 10395 | 100% | 0 | 519.75 | 0 | 1299.375 | 0 | 2079 | 0 | 2598.75 | 0 | 2079 | 0 | 1039.5 | 0 | 467.775 | 0 | 311.85 | 0 | 0 | 0 | 0 | 0 | 0 | 0 | 0
2013 | 3755 | Cleveland Electric Illum Co | OH | Investor Owned | 237 | 1.16 | 204.3103 | 89 | 0.87 | 102.2989 | 229 | 1.08 | 212.037 | 730745 | 36 | N | . | . | . | . | . | . | . |  |  | . |  | 148 | 0.29 | 102.2989 | 510.3448 | 510.3448 | 211916.05 | 211916.05 | 29% | 44.9973 | 10595.8025 | 89.9947 | 26489.5062 | 269.984 | 42383.21 | 449.9734 | 52979.0125 | 674.9601 | 42383.21 | 899.9468 | 21191.605 | 1349.9202 | 9536.2223 | 1799.8936 | 6357.4815 | 476782.9243 | 2383914.6216 | 11442790.1837 | 23839146.216 | 28606975.4592 | 19071316.9728 | 12873138.9566 | 11442790.1837
2013 | 3757 | Clay Electric Cooperative, Inc | FL | Cooperative | 164 | 2.47 | 66.3968 | 143 | 2.34 | 61.1111 | 146 | 1.98 | 73.7374 | 165459 | 69 | N | . | . | . | . | . | . | . |  |  | . |  | 21 | 0.13 | 61.1111 | 161.5385 | 161.5385 | 21509.67 | 21509.67 | 13% | 14.2429 | 1075.4835 | 28.4858 | 2688.7088 | 85.4575 | 4301.934 | 142.4292 | 5377.4175 | 213.6438 | 4301.934 | 284.8584 | 2150.967 | 427.2876 | 967.9352 | 569.7168 | 645.2901 | 15318.0265 | 76590.1323 | 367632.6348 | 765901.3226 | 919081.5871 | 612721.058 | 413586.7142 | 367632.6348
2013 | 3758 | City of Cleveland - (TN) | TN | Municipal | 54.514 | 0.892 | 61.1144 | 28.61 | 0.558 | 51.2724 | 42.525 | 0.708 | 60.0636 | 30486 | 13.2 | Y | . | . | . | . | . | . | . |  |  | . |  | 25.904 | 0.334 | 51.2724 | 77.5569 | 77.5569 | 10182.324 | 10182.324 | 33.4% | 6.8382 | 509.1162 | 13.6765 | 1272.7905 | 41.0294 | 2036.4648 | 68.3823 | 2545.581 | 102.5734 | 2036.4648 | 136.7645 | 1018.2324 | 205.1468 | 458.2046 | 273.5291 | 305.4697 | 3481.4519 | 17407.2596 | 83554.8461 | 174072.596 | 208887.1152 | 139258.0768 | 93999.2019 | 83554.8461
2013 | 3762 | City of Cleveland - (OH) | OH | Municipal | 37.97 | 0.082 | 463.0488 | . | . | . | . | . | . | 71500 | 13.8 | N | . | . | . | . | . | . | . |  |  | . | [7 empty] | 71500 | 100% |  | 3575 |  | 8937.5 |  | 1: 14300; 3: 17875; 5: 14300; 7: 7150 | 3217.5 |  | 2145
2013 | 3764 | Clearwater-Polk Elec Coop Inc | MN | Cooperative | . | . | . | . | . | . | . | . | . | . | . |  | 120 | 0.03 | 4000 | 120 | 0.03 | 4000 | 4669 | N | L | 12.5 | N | 0 | 0 | 4000 |  |  | 0 | 0 | 0% |  | 0 |  | 0 |  | 1: 0; 3: 0; 5: 0; 7: 0 | 0 |  | 0
2013 | 3774 | City of Clewiston | FL | Municipal | . | . | . | . | . | . | . | . | . | . | . |  | 25 | 0.83 | 30.1205 | . | . | . | 3985 | N | L | . | N | [6 empty] | 3985 | 100% |  | 199.25 |  | 498.125 |  | 1: 797; 3: 996.25; 5: 797; 7: 398.5 | 179.325 |  | 119.55
2013 | 3804 | Clinton Combined Utility Sys | SC | Municipal | 49.598 | 0.87 | 57.0092 | . | . | . | . | . | . | 4127 | 25 | N | . | . | . | . | . | . | . |  |  | . | [7 empty] | 4127 | 100% |  | 206.35 |  | 515.875 |  | 1: 825.4; 3: 1031.75; 5: 825.4; 7: 412.7 | 185.715 |  | 123.81
2013 | 3812 | City of Clinton - (TN) | TN | Municipal | 122.4 | 1.53 | 80 | 122.4 | 1.53 | 80 | 118.8 | 1.29 | 92.093 | 28982 | 13 | Y | . | . | . | . | . | . | . |  |  | . |  | 0 | 0 | 80 |  |  | 0 | 0 | 0% |  | 0 |  | 0 |  | 1: 0; 3: 0; 5: 0; 7: 0 | 0 |  | 0
2013 | 3828 | Cloverland Electric Co-op | MI | Cooperative | 350 | 1.92 | 182.2917 | 284 | 1.74 | 163.2184 | 312 | 1.71 | 182.4561 | 42732 | 24.9 | N | . | . | . | . | . | . | . |  |  | . |  | 66 | 0.18 | 163.2184 | 366.6667 | 366.6667 | 7691.76 | 7691.76 | 18% | 32.3292 | 384.588 | 64.6583 | 961.47 | 193.975 | 1538.352 | 323.2917 | 1922.94 | 484.9375 | 1538.352 | 646.5834 | 769.176 | 969.8751 | 346.1292 | 1293.1668 | 230.7528 | 12433.4107 | 62167.0536 | 298401.8575 | 621670.5364 | 746004.6436 | 497336.4291 | 335702.0896 | 298401.8575
2013 | 3841 | Coast Electric Power Assn | MS | Cooperative | 69.8 | 1.1 | 63.4545 | 25.04 | . | . | 65.77 | . | . | 78817 | 25 | Y | . | . | . | . | . | . | . |  |  | . |  | 44.76 |  |  |  | 44.76 |  | 78817 | 100% | 3.9465 | 3940.85 | 7.893 | 9852.125 | 23.6791 | 15763.4 | 39.4651 | 19704.25 | 59.1976 | 15763.4 | 78.9302 | 7881.7 | 118.3953 | 3546.765 | 157.8604 | 2364.51 | 15552.6036 | 77763.0181 | 373262.4868 | 777630.1807 | 933156.2169 | 622104.1446 | 419920.2976 | 373262.4868
2013 | 3843 | Coastal Electric Member Corp | GA | Cooperative | 88 | 1.93 | 45.5959 | 70 | 1.66 | 42.1687 | 81 | 1.73 | 46.8208 | 16764 | 25 | N | . | . | . | . | . | . | . |  |  | . |  | 18 | 0.27 | 42.1687 | 66.6667 | 66.6667 | 4526.28 | 4526.28 | 27% | 5.878 | 226.314 | 11.7561 | 565.785 | 35.2682 | 905.256 | 58.7803 | 1131.57 | 88.1705 | 905.256 | 117.5606 | 452.628 | 176.3409 | 203.6826 | 235.1212 | 135.7884 | 1330.2807 | 6651.4034 | 31926.7362 | 66514.0338 | 79816.8406 | 53211.227 | 35917.5783 | 31926.7362
2013 | 3844 | Coastal Electric Coop, Inc | SC | Cooperative | 145.1 | 1.587 | 91.4304 | 145.1 | 1.587 | 91.4304 | 144.2 | 1.502 | 96.0053 | 11569 | 12 | Y | . | . | . | . | . | . | . |  |  | . |  | 0 | 0 | 91.4304 |  |  | 0 | 0 | 0% |  | 0 |  | 0 |  | 1: 0; 3: 0; 5: 0; 7: 0 | 0 |  | 0
2013 | 3881 | City of Cody | WY | Municipal | . | . | . | . | . | . | . | . | . | . | . |  | 50 | 2 | 25 | . | . | . | 7219 | N | L | 12.5 | N | [6 empty] | 7219 | 100% |  | 360.95 |  | 902.375 |  | 1: 1443.8; 3: 1804.75; 5: 1443.8; 7: 721.9 | 324.855 |  | 216.57
2013 | 3892 | City of Coffeyville - (KS) | KS | Municipal | . | . | . | . | . | . | . | . | . | . | . |  | 51 | 1.22 | 41.8033 | 51 | 1.22 | 41.8033 | 6300 | N | L | 69 | N | 0 | 0 | 41.8033 |  |  | 0 | 0 | 0% |  | 0 |  | 0 |  | 1: 0; 3: 0; 5: 0; 7: 0 | 0 |  | 0
2013 | 3915 | Coldwater Board of Public Util | MI | Municipal | 36.969 | 0.558 | 66.2527 | . | . | . | . | . | . | 6674 | 13.8 | Y | . | . | . | . | . | . | . |  |  | . | [7 empty] | 6674 | 100% |  | 333.7 |  | 834.25 |  | 1: 1334.8; 3: 1668.5; 5: 1334.8; 7: 667.4 | 300.33 |  | 200.22
2013 | 3916 | Cobb Electric Membership Corp | GA | Cooperative | 35 | 0.67 | 52.2388 | 35 | 0.67 | 52.2388 | 35 | 0.67 | 52.2388 | 190932 | 20 | Y | . | . | . | . | . | . | . |  |  | . |  | 0 | 0 | 52.2388 |  |  | 0 | 0 | 0% |  | 0 |  | 0 |  | 1: 0; 3: 0; 5: 0; 7: 0 | 0 |  | 0
2013 | 3940 | City of College Station - (TX) | TX | Municipal | . | . | . | . | . | . | . | . | . | . | . |  | 141 | 1.549 | 91.0265 | 13 | 0.27 | 48.1481 | 35756 | N | F | 13.2 | Y | 128 | 1.279 | 48.1481 | 100.0782 | 128 | 45731.924 | 35756 | 100% | 11.2858 | 1787.8 | 22.5716 | 4469.5 | 67.7149 | 7151.2 | 112.8582 | 8939 | 169.2873 | 7151.2 | 225.7164 | 3575.6 | 338.5746 | 1609.02 | 451.4328 | 1072.68 | 20176.7877 | 100883.9383 | 484242.9037 | 1008839.3828 | 1210607.2594 | 807071.5062 | 544773.2667 | 484242.9037
2013 | 3989 | City of Colorado Springs - (CO) | CO | Municipal | . | . | . | . | . | . | . | . | . | . | . |  | 33 | 0.636 | 51.8868 | 33 | 0.636 | 51.8868 | 215968 | N | F | 34.5 | Y | 0 | 0 | 51.8868 |  |  | 0 | 0 | 0% |  | 0 |  | 0 |  | 1: 0; 3: 0; 5: 0; 7: 0 | 0 |  | 0
2013 | 4008 | Columbia Power Coop Assn Inc | OR | Cooperative | 902 | . | . | 813 | . | . | . | . | . | 1823 | 24.9 | N | . | . | . | . | . | . | . |  |  | . |  | 89 |  |  |  | 89 |  | 1823 | 100% | 7.8472 | 91.15 | 15.6943 | 227.875 | 47.083 | 364.6 | 78.4717 | 455.75 | 117.7076 | 364.6 | 156.9434 | 182.3 | 235.4151 | 82.035 | 313.8868 | 54.69 | 715.2697 | 3576.3483 | 17166.4717 | 35763.4827 | 42916.1793 | 28610.7862 | 19312.2807 | 17166.4717
2013 | 4040 | Calhoun County Elec Coop Assn | IA | Cooperative | . | . | . | . | . | . | . | . | . | . | . |  | 73 | 0.6 | 121.6667 | 15 | 0.3 | 50 | 1686 | N | F | . | N | 58 | 0.3 | 50 | 193.3333 | 193.3333 | 505.8 | 505.8 | 30% | 17.0463 | 25.29 | 34.0926 | 63.225 | 102.2777 | 101.16 | 170.4629 | 126.45 | 255.6943 | 101.16 | 340.9258 | 50.58 | 511.3887 | 22.761 | 681.8516 | 15.174 | 431.1007 | 2155.5033 | 10346.4159 | 21555.0331 | 25866.0397 | 17244.0265 | 11639.7179 | 10346.4159
2013 | 4045 | City of Columbia - (MO) | MO | Municipal | 65 | 0.54 | 120.3704 | . | . | . | 65 | 0.54 | 120.3704 | 47168 | 13.8 | Y | . | . | . | . | . | . | . |  |  | . | [7 empty] | 47168 | 100% |  | 2358.4 |  | 5896 |  | 1: 9433.6; 3: 11792; 5: 9433.6; 7: 4716.8 | 2122.56 |  | 1415.04
2013 | 4063 | Co-Mo Electric Coop Inc | MO | Cooperative | . | . | . | . | . | . | . | . | . | . | . |  | 1711 | 2 | 855.5 | 279 | 1 | 279 | 31288 |  | F | . | Y | 1432 | 1 | 279 | 1432 | 1432 | 31288 | 31288 | 100% | 126.2601 | 1564.4 | 252.5202 | 3911 | 757.5606 | 6257.6 | 1262.601 | 7822 | 1893.9015 | 6257.6 | 2525.2021 | 3128.8 | 3787.8031 | 1407.96 | 5050.4041 | 938.64 | 197521.3049 | 987606.5246 | 4740511.3181 | 9876065.2461 | 11851278.2954 | 7900852.1969 | 5333075.2329 | 4740511.3181
2013 | 4065 | City of Columbus - (OH) | OH | Municipal | . | . | . | . | . | . | . | . | . | . | . |  | . | . | . | 83 | 1.44 | 57.6389 | 14446 | N | O | 14 | N |  |  | 57.6389 |  |  |  | 14446 | 100% |  | 722.3 |  | 1805.75 |  | 1: 2889.2; 3: 3611.5; 5: 2889.2; 7: 1444.6 | 650.07 |  | 433.38
2013 | 4110 | Commonwealth Edison Co | IL | Investor Owned | 143 | 0.98 | 145.9184 | 62 | 0.76 | 81.5789 | 143 | 0.98 | 145.9184 | 3803907 | 34 | N | . | . | . | . | . | . | . |  |  | . |  | 81 | 0.22 | 81.5789 | 368.1818 | 368.1818 | 836859.54 | 836859.54 | 22% | 32.4628 | 41842.977 | 64.9255 | 104607.4425 | 194.7766 | 167371.908 | 324.6276 | 209214.885 | 486.9414 | 167371.908 | 649.2552 | 83685.954 | 973.8828 | 37658.6793 | 1298.5105 | 25105.7862 | 1358338.576 | 6791692.8802 | 32600125.8251 | 67916928.8024 | 81500314.5628 | 54333543.0419 | 36675141.5533 | 32600125.8251
2013 | 4117 | Community Electric Coop | VA | Cooperative | 267 | 1.564 | 170.7161 | 266 | 1.51 | 176.1589 | 130 | 1.007 | 129.0963 | 10899 | . | Y | . | . | . | . | . | . | . |  |  | . |  | 1 | 0.054 | 176.1589 | 18.5185 | 18.5185 | 588.546 | 588.546 | 5.4% | 1.6328 | 29.4273 | 3.2656 | 73.5683 | 9.7967 | 117.7092 | 16.3279 | 147.1365 | 24.4918 | 117.7092 | 32.6557 | 58.8546 | 48.9836 | 26.4846 | 65.3115 | 17.6564 | 48.0485 | 240.2425 | 1153.1639 | 2402.4247 | 2882.9096 | 1921.9398 | 1297.3093 | 1153.1639
2013 | 4146 | Concho Valley Elec Coop Inc | TX | Cooperative | 1080 | 2.92 | 369.863 | 360 | 2.02 | 178.2178 | 245 | 2.28 | 107.4561 | 13152 | 24.9 | Y | . | . | . | . | . | . | . |  |  | . |  | 720 | 0.9 | 178.2178 | 800 | 800 | 11836.8 | 11836.8 | 90% | 70.5364 | 591.84 | 141.0727 | 1479.6 | 423.2182 | 2367.36 | 705.3637 | 2959.2 | 1058.0456 | 2367.36 | 1410.7274 | 1183.68 | 2116.0911 | 532.656 | 2821.4548 | 355.104 | 41746.2454 | 208731.227 | 1001909.8898 | 2087312.2704 | 2504774.7245 | 1669849.8163 | 1127148.626 | 1001909.8898
2013 | 4150 | City of Concord - (NC) | NC | Municipal | 225 | 2.42 | 92.9752 | 83 | 1.75 | 47.4286 | 144 | 2.21 | 65.1584 | 28935 | 13.2 | N | . | . | . | . | . | . | . |  |  | . |  | 142 | 0.67 | 47.4286 | 211.9403 | 211.9403 | 19386.45 | 19386.45 | 67% | 18.6869 | 969.3225 | 37.3737 | 2423.3063 | 112.1212 | 3877.29 | 186.8687 | 4846.6125 | 280.3031 | 3877.29 | 373.7375 | 1938.645 | 560.6062 | 872.3903 | 747.475 | 581.5935 | 18113.6076 | 90568.0382 | 434726.5834 | 905680.3821 | 1086816.4585 | 724544.3057 | 489067.4063 | 434726.5834
2013 | 4176 | Connecticut Light & Power Co | CT | Investor Owned | 209 | 1 | 209 | 98 | 1 | 98 | 205 | 1 | 205 | 1217400 | 34.5 | Y | . | . | . | . | . | . | . |  |  | . |  | 111 | 0 | 98 |  |  | 0 | 0 | 0% |  | 0 |  | 0 |  | 1: 0; 3: 0; 5: 0; 7: 0 | 0 |  | 0
2013 | 4226 | Consolidated Edison Co-NY Inc | NY | Investor Owned | . | . | . | . | . | . | . | . | . | . | . |  | 20 | 0.125 | 160 | 19 | 0.119 | 159.6639 | 3362187 | N | F | 33 | N | 1 | 0.006 | 159.6639 | 166.6667 | 166.6667 | 20173.122 | 20173.122 | 0.6% | 14.6951 | 1008.6561 | 29.3902 | 2521.6402 | 88.1705 | 4034.6244 | 146.9508 | 5043.2805 | 220.4262 | 4034.6244 | 293.9015 | 2017.3122 | 440.8523 | 907.7905 | 587.8031 | 605.1937 | 14822.2792 | 74111.396 | 355734.701 | 741113.9603 | 889336.7524 | 592891.1683 | 400201.5386 | 355734.701
2013 | 4237 | Consolidated Electric Coop | MO | Cooperative | 179 | 1.03 | 173.7864 | 95 | 0.67 | 141.791 | 166 | 0.9 | 184.4444 | 7840 | 12.5 | N | . | . | . | . | . | . | . |  |  | . |  | 84 | 0.36 | 141.791 | 233.3333 | 233.3333 | 2822.4 | 2822.4 | 36% | 20.5731 | 141.12 | 41.1462 | 352.8 | 123.4386 | 564.48 | 205.7311 | 705.6 | 308.5966 | 564.48 | 411.4622 | 282.24 | 617.1932 | 127.008 | 822.9243 | 84.672 | 2903.277 | 14516.385 | 69678.6481 | 145163.8501 | 174196.6201 | 116131.0801 | 78388.4791 | 69678.6481
2013 | 4254 | Consumers Energy Co | MI | Investor Owned | 1109 | 2 | 554.5 | 218 | 1 | 218 | 1100 | 2 | 550 | 1786588 | 14.4 | Y | . | . | . | . | . | . | . |  |  | . |  | 891 | 1 | 218 | 891 | 891 | 1786588 | 1786588 | 100% | 78.5599 | 89329.4 | 157.1198 | 223323.5 | 471.3593 | 357317.6 | 785.5988 | 446647 | 1178.3982 | 357317.6 | 1571.1976 | 178658.8 | 2356.7965 | 80396.46 | 3142.3953 | 53597.64 | 7017707.1624 | 35088535.8119 | 168424971.8971 | 350885358.119 | 421062429.7428 | 280708286.4952 | 189478093.3843 | 168424971.8971
2013 | 4262 | Cooke County Elec Coop Assn | TX | Cooperative | . | . | . | . | . | . | . | . | . | . | . |  | 213 | 2 | 106.5 | . | . | . | 15527 |  |  | 7.2 | Y | [6 empty] | 15527 | 100% |  | 776.35 |  | 1940.875 |  | 1: 3105.4; 3: 3881.75; 5: 3105.4; 7: 1552.7 | 698.715 |  | 465.81
2013 | 4265 | Continental Divide El Coop Inc | NM | Cooperative | . | . | . | . | . | . | . | . | . | . | . |  | 327 | . | . | 245 | . | . | 23720 | N | F | 25 | N | 82 |  |  |  | 82 |  | 23720 | 100% | 7.23 | 1186 | 14.46 | 2965 | 43.3799 | 4744 | 72.2998 | 5930 | 108.4497 | 4744 | 144.5996 | 2372 | 216.8993 | 1067.4 | 289.1991 | 711.6 | 8574.7539 | 42873.7693 | 205794.0926 | 428737.6929 | 514485.2314 | 342990.1543 | 231518.3542 | 205794.0926
2013 | 4280 | Conway Corporation | AR | Municipal | 38 | 0.673 | 56.4636 | 38 | 0.673 | 56.4636 | . | . | . | 29468 | 13.8 | N | . | . | . | . | . | . | . |  |  | . |  | 0 | 0 | 56.4636 |  |  | 0 | 0 | 0% |  | 0 |  | 0 |  | 1: 0; 3: 0; 5: 0; 7: 0 | 0 |  | 0
2013 | 4317 | Coos-Curry Electric Coop, Inc | OR | Cooperative | 105.6 | 0.93 | 113.5484 | 82.95 | 0.73 | 113.6301 | 105.6 | 0.93 | 113.5484 | 17730 | 24.9 | Y | . | . | . | . | . | . | . |  |  | . |  | 22.65 | 0.2 | 113.6301 | 113.25 | 113.25 | 3546 | 3546 | 20% | 9.9853 | 177.3 | 19.9706 | 443.25 | 59.9118 | 709.2 | 99.853 | 886.5 | 149.7796 | 709.2 | 199.7061 | 354.6 | 299.5591 | 159.57 | 399.4122 | 106.38 | 1770.3946 | 8851.9728 | 42489.4695 | 88519.7281 | 106223.6738 | 70815.7825 | 47800.6532 | 42489.4695
2013 | 4362 | Corn Belt Energy Corporation | IL | Cooperative | 180.3 | 0.041 | 4397.561 | . | . | . | . | 0.039 | . | 34985 | 69 | Y | . | . | . | . | . | . | . |  |  | . | [7 empty] | 34985 | 100% |  | 1749.25 |  | 4373.125 |  | 1: 6997; 3: 8746.25; 5: 6997; 7: 3498.5 | 1574.325 |  | 1049.55
2013 | 4373 | Cornhusker Public Power Dist | NE | Political Subdivision | . | . | . | . | . | . | . | . | . | . | . |  | 162 | . | . | 98 | . | . | 9637 | N | O | . | N | 64 |  |  |  | 64 |  | 9637 | 100% | 5.6429 | 481.85 | 11.2858 | 1204.625 | 33.8575 | 1927.4 | 56.4291 | 2409.25 | 84.6436 | 1927.4 | 112.8582 | 963.7 | 169.2873 | 433.665 | 225.7164 | 289.11 | 2719.036 | 13595.18 | 65256.8641 | 135951.8001 | 163142.1602 | 108761.4401 | 73413.9721 | 65256.8641
2013 | 4401 | Cotton Electric Coop, Inc | OK | Cooperative | 254.877 | 2.903 | 87.7978 | 173.657 | 2.48 | 70.023 | 212 | . | . | 21986 | 14.4 | N | . | . | . | . | . | . | . |  |  | . |  | 81.22 | 0.423 | 70.023 | 192.0095 | 192.0095 | 9300.078 | 9300.078 | 42.3% | 16.9296 | 465.0039 | 33.8591 | 1162.5097 | 101.5774 | 1860.0156 | 169.2956 | 2325.0195 | 253.9434 | 1860.0156 | 338.5913 | 930.0078 | 507.8869 | 418.5035 | 677.1825 | 279.0023 | 7872.3127 | 39361.5633 | 188935.5037 | 393615.6326 | 472338.7591 | 314892.5061 | 212552.4416 | 188935.5037
2013 | 4430 | Covington Electric Coop, Inc | AL | Cooperative | 99.475 | 1.228 | 81.0057 | 99.475 | 1.228 | 81.0057 | 99.475 | 1.228 | 81.0057 | 22397 | 25 | Y | . | . | . | . | . | . | . |  |  | . |  | 0 | 0 | 81.0057 |  |  | 0 | 0 | 0% |  | 0 |  | 0 |  | 1: 0; 3: 0; 5: 0; 7: 0 | 0 |  | 0
2013 | 4432 | Coweta-Fayette El Member Corp | GA | Cooperative | 97 | 1.21 | 80.1653 | 75 | 1.06 | 70.7547 | 90 | 0.97 | 92.7835 | 75657 | 25 | N | . | . | . | . | . | . | . |  |  | . |  | 22 | 0.15 | 70.7547 | 146.6667 | 146.6667 | 11348.55 | 11348.55 | 15% | 12.9317 | 567.4275 | 25.8633 | 1418.5687 | 77.59 | 2269.71 | 129.3167 | 2837.1375 | 193.975 | 2269.71 | 258.6334 | 1134.855 | 387.95 | 510.6848 | 517.2667 | 340.4565 | 7337.784 | 36688.9199 | 176106.8156 | 366889.1991 | 440267.0389 | 293511.3593 | 198120.1675 | 176106.8156
2013 | 4442 | PUD No 1 of Cowlitz County | WA | Political Subdivision | . | . | . | . | . | . | . | . | . | . | . |  | 92 | 0.82 | 112.1951 | . | . | . | 49000 | N | F | 12.5 | N | [6 empty] | 49000 | 100% |  | 2450 |  | 6125 |  | 1: 9800; 3: 12250; 5: 9800; 7: 4900 | 2205 |  | 1470
2013 | 4508 | Crawfordsville Elec, Lgt & Pwr | IN | Municipal | . | . | . | . | . | . | . | . | . | . | . |  | . | . | . | 4.83 | 0.06 | 80.5 | 9893 | N | O | 13.8 | N |  |  | 80.5 |  |  |  | 9893 | 100% |  | 494.65 |  | 1236.625 |  | 1: 1978.6; 3: 2473.25; 5: 1978.6; 7: 989.3 | 445.185 |  | 296.79
2013 | 4509 | Craighead Electric Coop Corp | AR | Cooperative | . | . | . | . | . | . | . | . | . | . | . |  | 209 | 1.931 | 108.2341 | 97 | 1.888 | 51.3771 | 28899 | N | F | 34.5 | N | 112 | 0.043 | 51.3771 | 2604.6512 | 2604.6512 | 1242.657 | 1242.657 | 4.3% | 229.6533 | 62.1329 | 459.3066 | 155.3321 | 1377.9198 | 248.5314 | 2296.533 | 310.6643 | 3444.7995 | 248.5314 | 4593.066 | 124.2657 | 6889.599 | 55.9196 | 9186.1319 | 37.2797 | 14269.014 | 71345.0698 | 342456.335 | 713450.698 | 856140.8376 | 570760.5584 | 385263.3769 | 342456.335
2013 | 4524 | Crawford Electric Coop, Inc | MO | Cooperative | 352.2 | 1.464 | 240.5738 | 352.2 | 1.464 | 240.5738 | 326 | 1.307 | 249.4262 | 19554 | 25 | Y | . | . | . | . | . | . | . |  |  | . |  | 0 | 0 | 240.5738 |  |  | 0 | 0 | 0% |  | 0 |  | 0 |  | 1: 0; 3: 0; 5: 0; 7: 0 | 0 |  | 0
2013 | 4577 | Crow Wing Cooperative Power & Light Comp | MN | Cooperative | 104 | 0.918 | 113.2898 | 73 | 0.714 | 102.2409 | 89 | 0.797 | 111.6688 | 41822 | 15 | Y | . | . | . | . | . | . | . |  |  | . |  | 31 | 0.204 | 102.2409 | 151.9608 | 151.9608 | 8531.688 | 8531.688 | 20.4% | 13.3985 | 426.5844 | 26.7969 | 1066.461 | 80.3907 | 1706.3376 | 133.9845 | 2132.922 | 200.9768 | 1706.3376 | 267.9691 | 853.1688 | 401.9536 | 383.926 | 535.9381 | 255.9506 | 5715.5709 | 28577.8545 | 137173.7017 | 285778.5452 | 342934.2542 | 228622.8361 | 154320.4144 | 137173.7017
2013 | 4618 | Cullman Electric Coop, Inc | AL | Cooperative | 1034.93 | 3.293 | 314.2818 | 381.87 | 2.668 | 143.1297 | 1034.93 | 3.293 | 314.2818 | 42399 | 46 | Y | . | . | . | . | . | . | . |  |  | . |  | 653.06 | 0.625 | 143.1297 | 1044.896 | 1044.896 | 26499.375 | 26499.375 | 62.5% | 92.129 | 1324.9688 | 184.2579 | 3312.4219 | 552.7738 | 5299.875 | 921.2896 | 6624.8438 | 1381.9345 | 5299.875 | 1842.5793 | 2649.9375 | 2763.8689 | 1192.4719 | 3685.1586 | 794.9813 | 122067.9983 | 610339.9913 | 2929631.9584 | 6103399.9133 | 7324079.896 | 4882719.9306 | 3295835.9532 | 2929631.9584
2013 | 4622 | Cumberland Valley Electric, Inc. | KY | Cooperative | 143 | 1.7 | 84.1176 | 143 | 1.7 | 84.1176 | 123 | . | . | 23754 | 25 | N | . | . | . | . | . | . | . |  |  | . |  | 0 | 0 | 84.1176 |  |  | 0 | 0 | 0% |  | 0 |  | 0 |  | 1: 0; 3: 0; 5: 0; 7: 0 | 0 |  | 0
2013 | 4624 | Cumberland Elec Member Corp | TN | Cooperative | . | . | . | . | . | . | . | . | . | . | . |  | 350 | 3.24 | 108.0247 | . | . | . | 90150 | N | F | 25 | Y | [6 empty] | 90150 | 100% |  | 4507.5 |  | 11268.75 |  | 1: 18030; 3: 22537.5; 5: 18030; 7: 9015 | 4056.75 |  | 2704.5
2013 | 4675 | Cuivre River Electric Coop Inc | MO | Cooperative | 218.87 | 1.14 | 191.9912 | 89.24 | 0.82 | 108.8293 | 214.49 | 1.06 | 202.3491 | 59337 | 24.9 | Y | . | . | . | . | . | . | . |  |  | . |  | 129.63 | 0.32 | 108.8293 | 405.0938 | 405.0938 | 18987.84 | 18987.84 | 32% | 35.7173 | 949.392 | 71.4346 | 2373.48 | 214.3038 | 3797.568 | 357.173 | 4746.96 | 535.7596 | 3797.568 | 714.3461 | 1898.784 | 1071.5191 | 854.4528 | 1428.6921 | 569.6352 | 33909.7222 | 169548.6108 | 813833.3318 | 1695486.108 | 2034583.3296 | 1356388.8864 | 915562.4983 | 813833.3318
2013 | 4683 | City of Cuyahoga Falls - (OH) | OH | Municipal | . | . | . | . | . | . | . | . | . | . | . |  | 71 | 0.679 | 104.5655 | 71 | 0.679 | 104.5655 | 24046 | N | F | 23 | N | 0 | 0 | 104.5655 |  |  | 0 | 0 | 0% |  | 0 |  | 0 |  | 1: 0; 3: 0; 5: 0; 7: 0 | 0 |  | 0
2013 | 4704 | DS&O Electric Cooperative, Inc. | KS | Cooperative | . | . | . | . | . | . | . | . | . | . | . |  | 10 | 0.076 | 131.5789 | 8 | 0.075 | 106.6667 | 8335 | N | F | 12.5 | N | 2 | 0.001 | 106.6667 | 2000 | 2000 | 8.335 | 8.335 | 0.1% | 176.3409 | 0.41675 | 352.6819 | 1.0419 | 1058.0456 | 1.667 | 1763.4093 | 2.0838 | 2645.1139 | 1.667 | 3526.8185 | 0.8335 | 5290.2278 | 0.37507 | 7053.637 | 0.25005 | 73.4901 | 367.4504 | 1763.7619 | 3674.504 | 4409.4048 | 2939.6032 | 1984.2322 | 1763.7619
2013 | 4717 | Dakota Valley Elec Coop Inc | ND | Cooperative | 140 | 1.11 | 126.1261 | 140 | 1.11 | 126.1261 | 92 | 0.75 | 122.6667 | 6268 | 25 | Y | . | . | . | . | . | . | . |  |  | . |  | 0 | 0 | 126.1261 |  |  | 0 | 0 | 0% |  | 0 |  | 0 |  | 1: 0; 3: 0; 5: 0; 7: 0 | 0 |  | 0
2013 | 4848 | Daviess Martin County R E M C | IN | Cooperative | . | . | . | . | . | . | . | . | . | . | . |  | 463 | 1.9 | 243.6842 | 313 | 1.76 | 177.8409 | 8000 | N | F | 12.5 | N | 150 | 0.14 | 177.8409 | 1071.4286 | 1071.4286 | 1120 | 1120 | 14% | 94.4684 | 56 | 188.9367 | 140 | 566.8101 | 224 | 944.6835 | 280 | 1417.0253 | 224 | 1889.3671 | 112 | 2834.0506 | 50.4 | 3778.7341 | 33.6 | 5290.2278 | 26451.1389 | 126965.4666 | 264511.3887 | 317413.6664 | 211609.1109 | 142836.1499 | 126965.4666
2013 | 4922 | Dayton Power & Light Co | OH | Investor Owned | 127 | 0.86 | 147.6744 | 80 | 0.74 | 108.1081 | 124 | 0.82 | 151.2195 | 572677 | 12 | N | . | . | . | . | . | . | . |  |  | . |  | 47 | 0.12 | 108.1081 | 391.6667 | 391.6667 | 68721.24 | 68721.24 | 12% | 34.5334 | 3436.062 | 69.0669 | 8590.155 | 207.2006 | 13744.248 | 345.3343 | 17180.31 | 518.0015 | 13744.248 | 690.6686 | 6872.124 | 1036.0029 | 3092.4558 | 1381.3373 | 2061.6372 | 118659.011 | 593295.0551 | 2847816.2645 | 5932950.5511 | 7119540.6613 | 4746360.4409 | 3203793.2976 | 2847816.2645
2013 | 4939 | Deaf Smith Electric Coop, Inc | TX | Cooperative | . | . | . | . | . | . | . | . | . | . | . |  | 148 | 2.119 | 69.8443 | 148 | 2.119 | 69.8443 | 13966 | N | F | 14.4 | N | 0 | 0 | 69.8443 |  |  | 0 | 0 | 0% |  | 0 |  | 0 |  | 1: 0; 3: 0; 5: 0; 7: 0 | 0 |  | 0
2013 | 4958 | Decatur Utilities | AL | Municipal | . | . | . | . | . | . | . | . | . | . | . |  | 35.72 | 2.449 | 14.5855 | . | . | . | 26770 | N | O | 12.5 | Y | [6 empty] | 26770 | 100% |  | 1338.5 |  | 3346.25 |  | 1: 5354; 3: 6692.5; 5: 5354; 7: 2677 | 1204.65 |  | 803.1
2013 | 4960 | Decatur County Rural E M C | IN | Cooperative | . | . | . | . | . | . | . | . | . | . | . |  | 349 | 2.11 | 165.4028 | 349 | 2.11 | 165.4028 | 7804 | N | F | 12.5 | Y | 0 | 0 | 165.4028 |  |  | 0 | 0 | 0% |  | 0 |  | 0 |  | 1: 0; 3: 0; 5: 0; 7: 0 | 0 |  | 0
2013 | 4975 | Deep East Texas Elec Coop Inc | TX | Cooperative | 863 | . | . | 486 | . | . | 736 | . | . | 41633 | 12.5 | N | . | . | . | . | . | . | . |  |  | . |  | 377 |  |  |  | 377 |  | 41633 | 100% | 33.2403 | 2081.65 | 66.4805 | 5204.125 | 199.4416 | 8326.6 | 332.4026 | 10408.25 | 498.604 | 8326.6 | 664.8053 | 4163.3 | 997.2079 | 1873.485 | 1329.6106 | 1248.99 | 69194.5966 | 345972.9831 | 1660670.3189 | 3459729.831 | 4151675.7972 | 2767783.8648 | 1868254.1087 | 1660670.3189
2013 | 5027 | Delmarva Power | DE | Investor Owned | 165 | 1.4 | 117.8571 | 140 | 1.29 | 108.5271 | 158 | 1.3 | 121.5385 | 303345 | 69 | Y | . | . | . | . | . | . | . |  |  | . |  | 25 | 0.11 | 108.5271 | 227.2727 | 227.2727 | 33367.95 | 33367.95 | 11% | 20.0387 | 1668.3975 | 40.0775 | 4170.9937 | 120.2324 | 6673.59 | 200.3874 | 8341.9875 | 300.5811 | 6673.59 | 400.7748 | 3336.795 | 601.1622 | 1501.5577 | 801.5497 | 1001.0385 | 33432.5863 | 167162.9317 | 802382.072 | 1671629.3167 | 2005955.18 | 1337303.4533 | 902679.831 | 802382.072
2013 | 5027 | Delmarva Power | MD | Investor Owned | 210 | 1.85 | 113.5135 | 201 | . | . | 189 | 1.72 | 109.8837 | 200544 | 69 | Y | . | . | . | . | . | . | . |  |  | . |  | 9 |  |  |  | 9 |  | 200544 | 100% | 0.79353 | 10027.2 | 1.5871 | 25068 | 4.7612 | 40108.8 | 7.9353 | 50136 | 11.903 | 40108.8 | 15.8707 | 20054.4 | 23.806 | 9024.48 | 31.7414 | 6016.32 | 7956.9258 | 39784.6289 | 190966.219 | 397846.2895 | 477415.5474 | 318277.0316 | 214836.9963 | 190966.219
2013 | 5063 | City of Denton - (TX) | TX | Municipal | . | . | . | 32 | 0.51 | 62.7451 | . | . | . | 49613 | 69 | N | . | . | . | . | . | . | . |  |  | . |  |  |  | 62.7451 |  |  |  | 49613 | 100% |  | 2480.65 |  | 6201.625 |  | 1: 9922.6; 3: 12403.25; 5: 9922.6; 7: 4961.3 | 2232.585 |  | 1488.39
2013 | 5070 | Delaware Electric Cooperative | DE | Cooperative | 139 | 1.73 | 80.3468 | 94 | 1.29 | 72.8682 | 137 | 1.68 | 81.5476 | 85546 | 12 | Y | . | . | . | . | . | . | . |  |  | . |  | 45 | 0.44 | 72.8682 | 102.2727 | 102.2727 | 37640.24 | 37640.24 | 44% | 9.0174 | 1882.012 | 18.0349 | 4705.03 | 54.1046 | 7528.048 | 90.1743 | 9410.06 | 135.2615 | 7528.048 | 180.3487 | 3764.024 | 270.523 | 1693.8108 | 360.6973 | 1129.2072 | 16970.9184 | 84854.5922 | 407302.0426 | 848545.9221 | 1018255.1065 | 678836.7377 | 458214.7979 | 407302.0426
2013 | 5078 | Denton County Elec Coop, Inc | TX | Cooperative | 36.25 | 0.6 | 60.4167 | 36.25 | 0.6 | 60.4167 | 36 | 0.6 | 60 | 176278 | 7.2 | Y | . | . | . | . | . | . | . |  |  | . |  | 0 | 0 | 60.4167 |  |  | 0 | 0 | 0% |  | 0 |  | 0 |  | 1: 0; 3: 0; 5: 0; 7: 0 | 0 |  | 0
2013 | 5086 | Delta Montrose Electric Assn | CO | Cooperative | 89 | 0.635 | 140.1575 | 47 | 0.483 | 97.3085 | 89 | 0.635 | 140.1575 | 32125 | 34.5 | Y | . | . | . | . | . | . | . |  |  | . |  | 42 | 0.152 | 97.3085 | 276.3158 | 276.3158 | 4883 | 4883 | 15.2% | 24.3629 | 244.15 | 48.7258 | 610.375 | 146.1773 | 976.6 | 243.6289 | 1220.75 | 365.4434 | 976.6 | 487.2578 | 488.3 | 730.8867 | 219.735 | 974.5156 | 146.49 | 5948.1999 | 29740.9993 | 142756.7965 | 297409.9927 | 356891.9912 | 237927.9941 | 160601.396 | 142756.7965
2013 | 5109 | DTE Electric Company | MI | Investor Owned | 583 | 1.101 | 529.5186 | 180 | 0.739 | 243.5724 | 583 | 1.101 | 529.5186 | 2181974 | 13.2 | Y | . | . | . | . | . | . | . |  |  | . |  | 403 | 0.362 | 243.5724 | 1113.2597 | 1113.2597 | 789874.588 | 789874.588 | 36.2% | 98.1566 | 39493.7294 | 196.3132 | 98734.3235 | 588.9397 | 157974.9176 | 981.5662 | 197468.647 | 1472.3493 | 157974.9176 | 1963.1324 | 78987.4588 | 2944.6986 | 35544.3565 | 3926.2648 | 23696.2376 | 3876571.0007 | 19382855.0037 | 93037704.0176 | 193828550.0367 | 232594260.0441 | 155062840.0294 | 104667417.0198 | 93037704.0176
2013 | 5111 | City of Detroit Lakes - (MN) | MN | Municipal | . | . | . | . | . | . | . | . | . | . | . |  | 3 | 0.042 | 71.4286 | 3 | 0.042 | 71.4286 | 8357 | N | L | 12.4 | N | 0 | 0 | 71.4286 |  |  | 0 | 0 | 0% |  | 0 |  | 0 |  | 1: 0; 3: 0; 5: 0; 7: 0 | 0 |  | 0
2013 | 5175 | Dixie Electric Power Assn | MS | Cooperative | . | . | . | . | . | . | . | . | . | . | . |  | 216 | 1.752 | 123.2877 | 146 | 1.598 | 91.3642 | 35759.9 | N | F | 24.9 | Y | 70 | 0.154 | 91.3642 | 454.5455 | 454.5455 | 5507.0246 | 5507.0246 | 15.4% | 40.0775 | 275.3512 | 80.155 | 688.3781 | 240.4649 | 1101.4049 | 400.7748 | 1376.7561 | 601.1622 | 1101.4049 | 801.5497 | 550.7025 | 1202.3245 | 247.8161 | 1603.0993 | 165.2107 | 11035.3843 | 55176.9214 | 264849.2226 | 551769.2138 | 662123.0566 | 441415.3711 | 297955.3755 | 264849.2226
2013 | 5202 | Dixie Electric Membership Corp | LA | Cooperative | . | . | . | . | . | . | . | . | . | . | . |  | 194.3 | 3.11 | 62.4759 | 161.1 | 2.97 | 54.2424 | 101692 | N | F | 24.9 | Y | 33.2 | 0.14 | 54.2424 | 237.1429 | 237.1429 | 14236.88 | 14236.88 | 14% | 20.909 | 711.844 | 41.818 | 1779.61 | 125.454 | 2847.376 | 209.09 | 3559.22 | 313.6349 | 2847.376 | 418.1799 | 1423.688 | 627.2699 | 640.6596 | 836.3598 | 427.1064 | 14883.943 | 74419.7149 | 357214.6316 | 744197.1492 | 893036.579 | 595357.7193 | 401866.4605 | 357214.6316
2013 | 5204 | Dixie Electric Coop | AL | Cooperative | 3.103 | . | . | 2.919 | . | . | 2 | . | . | 22215 | 13.2 | N | . | . | . | . | . | . | . |  |  | . |  | 0.184 |  |  |  | 0.184 |  | 22215 | 100% | 0.016223 | 1110.75 | 0.032447 | 2776.875 | 0.09734 | 4443 | 0.16223 | 5553.75 | 0.24335 | 4443 | 0.32447 | 2221.5 | 0.4867 | 999.675 | 0.64893 | 666.45 | 18.0201 | 90.1005 | 432.4825 | 901.0051 | 1081.2062 | 720.8041 | 486.5428 | 432.4825
2013 | 5394 | Dubois Rural Electric Coop Inc | IN | Cooperative | . | . | . | . | . | . | . | . | . | . | . |  | 75.158 | 0.656 | 114.5701 | 71.104 | 0.62 | 114.6839 | 13342 | N | L | 12.5 | Y | 4.054 | 0.036 | 114.6839 | 112.6111 | 112.6111 | 480.312 | 480.312 | 3.6% | 9.929 | 24.0156 | 19.8579 | 60.039 | 59.5738 | 96.0624 | 99.2897 | 120.078 | 148.9346 | 96.0624 | 198.5795 | 48.0312 | 297.8692 | 21.614 | 397.159 | 14.4094 | 238.4503 | 1192.2513 | 5722.8063 | 11922.5132 | 14307.0158 | 9538.0105 | 6438.1571 | 5722.8063
2013 | 5399 | Duck River Elec Member Corp | TN | Cooperative | 137.3 | 1.607 | 85.4387 | 137.3 | 1.607 | 85.4387 | 103.3 | 1.291 | 80.0155 | 70733 | 25 | N | . | . | . | . | . | . | . |  |  | . |  | 0 | 0 | 85.4387 |  |  | 0 | 0 | 0% |  | 0 |  | 0 |  | 1: 0; 3: 0; 5: 0; 7: 0 | 0 |  | 0
2013 | 5416 | Duke Energy Carolinas, LLC | NC | Investor Owned | 247 | 1.15 | 214.7826 | 133 | 0.92 | 144.5652 | 237 | 1.07 | 221.4953 | 1869042 | 35 | Y | . | . | . | . | . | . | . |  |  | . |  | 114 | 0.23 | 144.5652 | 495.6522 | 495.6522 | 429879.66 | 429879.66 | 23% | 43.7019 | 21493.983 | 87.4038 | 53734.9575 | 262.2113 | 85975.932 | 437.0188 | 107469.915 | 655.5282 | 85975.932 | 874.0376 | 42987.966 | 1311.0564 | 19344.5847 | 1748.0753 | 12896.3898 | 939327.5004 | 4696637.5018 | 22543860.0088 | 46966375.0184 | 56359650.022 | 37573100.0147 | 25361842.5099 | 22543860.0088
2013 | 5416 | Duke Energy Carolinas, LLC | SC | Investor Owned | 170 | 1.03 | 165.0485 | 132 | 0.92 | 143.4783 | 162 | 0.91 | 178.022 | 551699 | 35 | Y | . | . | . | . | . | . | . |  |  | . |  | 38 | 0.11 | 143.4783 | 345.4545 | 345.4545 | 60686.89 | 60686.89 | 11% | 30.4589 | 3034.3445 | 60.9178 | 7585.8612 | 182.7533 | 12137.378 | 304.5889 | 15171.7225 | 456.8833 | 12137.378 | 609.1777 | 6068.689 | 913.7666 | 2730.91 | 1218.3555 | 1820.6067 | 92422.7568 | 462113.784 | 2218146.1631 | 4621137.8398 | 5545365.4078 | 3696910.2719 | 2495414.4335 | 2218146.1631
2013 | 5417 | Dunn County Electric Coop | WI | Cooperative | 735 | 2.034 | 361.3569 | 97 | 1.591 | 60.9679 | 735 | 2.034 | 361.3569 | 9568 | 7.2 | N | . | . | . | . | . | . | . |  |  | . |  | 638 | 0.443 | 60.9679 | 1440.1806 | 1440.1806 | 4238.624 | 4238.624 | 44.3% | 126.9814 | 211.9312 | 253.9628 | 529.828 | 761.8883 | 847.7248 | 1269.8139 | 1059.656 | 1904.7208 | 847.7248 | 2539.6278 | 423.8624 | 3809.4417 | 190.7381 | 5079.2556 | 127.1587 | 26911.3181 | 134556.5907 | 645871.6356 | 1345565.9074 | 1614679.0889 | 1076452.7259 | 726605.59 | 645871.6356
2013 | 5429 | City of Duncan - (OK) | OK | Municipal | . | . | . | . | . | . | . | . | . | . | . |  | 143 | 2.91 | 49.1409 | . | . | . | 8946 | N | L | 13.2 | N | [6 empty] | 8946 | 100% |  | 447.3 |  | 1118.25 |  | 1: 1789.2; 3: 2236.5; 5: 1789.2; 7: 894.6 | 402.57 |  | 268.38
2013 | 5487 | Duquesne Light Co | PA | Investor Owned | . | . | . | . | . | . | . | . | . | . | . |  | 99 | 0.72 | 137.5 | 75 | 0.62 | 120.9677 | 589900 | N | F | 23 | N | 24 | 0.1 | 120.9677 | 240 | 240 | 58990 | 58990 | 10% | 21.1609 | 2949.5 | 42.3218 | 7373.75 | 126.9655 | 11798 | 211.6091 | 14747.5 | 317.4137 | 11798 | 423.2182 | 5899 | 634.8273 | 2654.55 | 846.4364 | 1769.7 | 62414.1073 | 312070.5364 | 1497938.5746 | 3120705.3637 | 3744846.4364 | 2496564.291 | 1685180.8964 | 1497938.5746
2013 | 5509 | City of Dyersburg | TN | Municipal | . | . | . | . | . | . | . | . | . | . | . |  | 73.6 | 1.84 | 40 | 73.6 | 1.84 | 40 | 11946 | N | F | 13.2 | N | 0 | 0 | 40 |  |  | 0 | 0 | 0% |  | 0 |  | 0 |  | 1: 0; 3: 0; 5: 0; 7: 0 | 0 |  | 0
2013 | 5574 | East Central Energy | MN | Cooperative | 151 | 1.242 | 121.5781 | 66 | 0.813 | 81.1808 | 65.7 | 0.764 | 85.9948 | 58067 | 14.4 | N | . | . | . | . | . | . | . |  |  | . |  | 85 | 0.429 | 81.1808 | 198.1352 | 198.1352 | 24910.743 | 24910.743 | 42.9% | 17.4697 | 1245.5372 | 34.9393 | 3113.8429 | 104.818 | 4982.1486 | 174.6967 | 6227.6857 | 262.0451 | 4982.1486 | 349.3934 | 2491.0743 | 524.0902 | 1120.9834 | 698.7869 | 747.3223 | 21759.1256 | 108795.6282 | 522219.0154 | 1087956.2821 | 1305547.5386 | 870365.0257 | 587496.3924 | 522219.0154
2013 | 5575 | City of East Grand Forks - (MN) | MN | Municipal | . | . | . | . | . | . | . | . | . | . | . |  | 8 | 0.18 | 44.4444 | 8 | 0.18 | 44.4444 | 4188 | N | F | 12.5 | N | 0 | 0 | 44.4444 |  |  | 0 | 0 | 0% |  | 0 |  | 0 |  | 1: 0; 3: 0; 5: 0; 7: 0 | 0 |  | 0
2013 | 5578 | East Mississippi Elec Pwr Assn | MS | Cooperative | 595.4 | 2.59 | 229.8842 | 223.8 | 2.12 | 105.566 | 163.7 | 0.93 | 176.0215 | 12218 | 25 | N | . | . | . | . | . | . | . |  |  | . |  | 371.6 | 0.47 | 105.566 | 790.6383 | 790.6383 | 5742.46 | 5742.46 | 47% | 69.7109 | 287.123 | 139.4219 | 717.8075 | 418.2657 | 1148.492 | 697.1094 | 1435.615 | 1045.6642 | 1148.492 | 1394.2189 | 574.246 | 2091.3283 | 258.4107 | 2788.4378 | 172.2738 | 20015.6156 | 100078.0779 | 480374.7738 | 1000780.7788 | 1200936.9346 | 800624.6231 | 540421.6206 | 480374.7738
2013 | 5585 | Eastern Illinois Elec Coop | IL | Cooperative | 479 | 2.87 | 166.899 | 134 | 1.35 | 99.2593 | 446 | 2.56 | 174.2188 | 13584 | 7.2 | Y | . | . | . | . | . | . | . |  |  | . |  | 345 | 1.52 | 99.2593 | 226.9737 | 345 | 20647.68 | 13584 | 100% | 30.4188 | 679.2 | 60.8376 | 1698 | 182.5129 | 2716.8 | 304.1881 | 3396 | 456.2821 | 2716.8 | 608.3762 | 1358.4 | 912.5643 | 611.28 | 1216.7524 | 407.52 | 20660.4555 | 103302.2777 | 495850.9331 | 1033022.7774 | 1239627.3328 | 826418.2219 | 557832.2998 | 495850.9331
2013 | 5588 | East-Central Iowa Rural Elec Coop | IA | Cooperative | . | . | . | . | . | . | . | . | . | . | . |  | 112 | 1.2 | 93.3333 | 86 | 0.94 | 91.4894 | 8655 | N | F | 12.5 | Y | 26 | 0.26 | 91.4894 | 100 | 100 | 2250.3 | 2250.3 | 26% | 8.817 | 112.515 | 17.6341 | 281.2875 | 52.9023 | 450.06 | 88.1705 | 562.575 | 132.2557 | 450.06 | 176.3409 | 225.03 | 264.5114 | 101.2635 | 352.6819 | 67.509 | 992.05 | 4960.2498 | 23809.1991 | 49602.4982 | 59522.9978 | 39681.9985 | 26785.349 | 23809.1991
2013 | 5598 | East Central Oklahoma Elec Coop Inc | OK | Cooperative | . | . | . | 240 | 2 | 120 | . | . | . | 33198 | 25 | Y | . | . | . | . | . | . | . |  |  | . |  |  |  | 120 |  |  |  | 33198 | 100% |  | 1659.9 |  | 4149.75 |  | 1: 6639.6; 3: 8299.5; 5: 6639.6; 7: 3319.8 | 1493.91 |  | 995.94
2013 | 5605 | Eastern Iowa Light & Power Coop | IA | Cooperative | 127 | 1.45 | 87.5862 | 96 | 1.21 | 79.3388 | 75 | . | . | 23306 | 7.2 | N | . | . | . | . | . | . | . |  |  | . |  | 31 | 0.24 | 79.3388 | 129.1667 | 129.1667 | 5593.44 | 5593.44 | 24% | 11.3887 | 279.672 | 22.7774 | 699.18 | 68.3321 | 1118.688 | 113.8868 | 1398.36 | 170.8303 | 1118.688 | 227.7737 | 559.344 | 341.6605 | 251.7048 | 455.5474 | 167.8032 | 3185.0963 | 15925.4813 | 76442.3101 | 159254.8126 | 191105.7752 | 127403.8501 | 85997.5988 | 76442.3101
2013 | 5625 | Easton Utilities Comm | MD | Municipal | . | . | . | . | . | . | . | . | . | . | . |  | 21 | 0.31 | 67.7419 | . | . | . | 10545 | Y | F | 25 | N | [6 empty] | 10545 | 100% |  | 527.25 |  | 1318.125 |  | 1: 2109; 3: 2636.25; 5: 2109; 7: 1054.5 | 474.525 |  | 316.35
2013 | 5632 | Eau Claire Electric Coop | WI | Cooperative | . | . | . | . | . | . | . | . | . | . | . |  | 71 | 0.024 | 2958.3333 | 71 | 0.024 | 2958.3333 | 10642 | N | L | 12.5 | Y | 0 | 0 | 2958.3333 |  |  | 0 | 0 | 0% |  | 0 |  | 0 |  | 1: 0; 3: 0; 5: 0; 7: 0 | 0 |  | 0
2013 | 5644 | Edisto Electric Coop, Inc | SC | Cooperative | 76 | . | . | 61 | . | . | 76 | . | . | 19918 | 14 | N | . | . | . | . | . | . | . |  |  | . |  | 15 |  |  |  | 15 |  | 19918 | 100% | 1.3226 | 995.9 | 2.6451 | 2489.75 | 7.9353 | 3983.6 | 13.2256 | 4979.5 | 19.8384 | 3983.6 | 26.4511 | 1991.8 | 39.6767 | 896.31 | 52.9023 | 597.54 | 1317.1345 | 6585.6723 | 31611.227 | 65856.723 | 79028.0676 | 52685.3784 | 35562.6304 | 31611.227
2013 | 5656 | Edgecombe-Martin County E M C | NC | Cooperative | 190.34 | 1.33 | 143.1128 | 147.23 | 1.02 | 144.3431 | 125 | 1.02 | 122.549 | 11420 | 25 | N | . | . | . | . | . | . | . |  |  | . |  | 43.11 | 0.31 | 144.3431 | 139.0645 | 139.0645 | 3540.2 | 3540.2 | 31% | 12.2614 | 177.01 | 24.5228 | 442.525 | 73.5683 | 708.04 | 122.6138 | 885.05 | 183.9207 | 708.04 | 245.2277 | 354.02 | 367.8415 | 159.309 | 490.4553 | 106.206 | 2170.3874 | 10851.9368 | 52089.2967 | 108519.3681 | 130223.2417 | 86815.4945 | 58600.4588 | 52089.2967
2013 | 5661 | City of Edmond - (OK) | OK | Municipal | . | . | . | . | . | . | . | . | . | . | . |  | 71 | 1 | 71 | . | . | . | 37346 |  | L | 15 | N | [6 empty] | 37346 | 100% |  | 1867.3 |  | 4668.25 |  | 1: 7469.2; 3: 9336.5; 5: 7469.2; 7: 3734.6 | 1680.57 |  | 1120.38
2013 | 5701 | El Paso Electric Co | NM | Investor Owned | 53.16 | 0.626 | 84.9201 | . | . | . | 45.674 | 0.591 | 77.2826 | 93710 | 24.9 | Y | . | . | . | . | . | . | . |  |  | . | [7 empty] | 93710 | 100% |  | 4685.5 |  | 11713.75 |  | 1: 18742; 3: 23427.5; 5: 18742; 7: 9371 | 4216.95 |  | 2811.3
2013 | 5701 | El Paso Electric Co | TX | Investor Owned | 46.247 | 0.499 | 92.6794 | . | . | . | 42.352 | 0.472 | 89.7288 | 300176 | 23.9 | Y | . | . | . | . | . | . | . |  |  | . | [7 empty] | 300176 | 100% |  | 15008.8 |  | 37522 |  | 1: 60035.2; 3: 75044; 5: 60035.2; 7: 30017.6 | 13507.92 |  | 9005.28
2013 | 5773 | City of Elk River | MN | Municipal | 35 | 0.161 | 217.3913 | 35 | 0.161 | 217.3913 | 35 | 0.161 | 217.3913 | 9285 | 12.5 | N | . | . | . | . | . | . | . |  |  | . |  | 0 | 0 | 217.3913 |  |  | 0 | 0 | 0% |  | 0 |  | 0 |  | 1: 0; 3: 0; 5: 0; 7: 0 | 0 |  | 0
2013 | 5780 | Elkhorn Rural Public Pwr Dist | NE | Political Subdivision | . | . | . | . | . | . | . | . | . | . | . |  | 54.74 | 0.53 | 103.283 | 29 | 0.039 | 743.5897 | 9382 | N | F | 12.5 | N | 25.74 | 0.491 | 743.5897 | 52.4236 | 52.4236 | 4606.562 | 4606.562 | 49.1% | 4.6222 | 230.3281 | 9.2444 | 575.8202 | 27.7333 | 921.3124 | 46.2222 | 1151.6405 | 69.3332 | 921.3124 | 92.4443 | 460.6562 | 138.6665 | 207.2953 | 184.8886 | 138.1969 | 1064.6261 | 5323.1303 | 25551.0257 | 53231.3035 | 63877.5641 | 42585.0428 | 28744.9039 | 25551.0257
2013 | 5860 | Empire District Electric Co | AR | Investor Owned | 302 | 2 | 151 | 130 | 2 | 65 | . | . | . | 4940 | 12.5 | N | . | . | . | . | . | . | . |  |  | . |  | 172 | 0 | 65 |  |  | 0 | 0 | 0% |  | 0 |  | 0 |  | 1: 0; 3: 0; 5: 0; 7: 0 | 0 |  | 0
2013 | 5860 | Empire District Electric Co | KS | Investor Owned | 274 | 2 | 137 | 155 | 2 | 77.5 | . | . | . | 10757 | 12.5 | N | . | . | . | . | . | . | . |  |  | . |  | 119 | 0 | 77.5 |  |  | 0 | 0 | 0% |  | 0 |  | 0 |  | 1: 0; 3: 0; 5: 0; 7: 0 | 0 |  | 0
2013 | 5860 | Empire District Electric Co | MO | Investor Owned | 146 | 1 | 146 | 146 | 1 | 146 | . | . | . | 160799 | 25 | N | . | . | . | . | . | . | . |  |  | . |  | 0 | 0 | 146 |  |  | 0 | 0 | 0% |  | 0 |  | 0 |  | 1: 0; 3: 0; 5: 0; 7: 0 | 0 |  | 0
2013 | 5860 | Empire District Electric Co | OK | Investor Owned | 148 | 1 | 148 | 148 | 1 | 148 | . | . | . | 6690 | 12.8 | N | . | . | . | . | . | . | . |  |  | . |  | 0 | 0 | 148 |  |  | 0 | 0 | 0% |  | 0 |  | 0 |  | 1: 0; 3: 0; 5: 0; 7: 0 | 0 |  | 0
2013 | 5862 | Empire Electric Assn, Inc | CO | Cooperative | 90.468 | 1.588 | 56.9698 | 90.468 | 1.588 | 56.9698 | 90.468 | 1.588 | 56.9698 | 15253 | 44 | Y | . | . | . | . | . | . | . |  |  | . |  | 0 | 0 | 56.9698 |  |  | 0 | 0 | 0% |  | 0 |  | 0 |  | 1: 0; 3: 0; 5: 0; 7: 0 | 0 |  | 0
2013 | 5929 | Fairfield Electric Coop, Inc | SC | Cooperative | . | . | . | . | . | . | . | . | . | . | . |  | 91 | 1.32 | 68.9394 | 89 | 1.14 | 78.0702 | 26122 | N | L | 25 | Y | 2 | 0.18 | 78.0702 | 11.1111 | 11.1111 | 4701.96 | 4701.96 | 18% | 0.97967 | 235.098 | 1.9593 | 587.745 | 5.878 | 940.392 | 9.7967 | 1175.49 | 14.6951 | 940.392 | 19.5934 | 470.196 | 29.3902 | 211.5882 | 39.1869 | 141.0588 | 230.3189 | 1151.5944 | 5527.6532 | 11515.9442 | 13819.133 | 9212.7553 | 6218.6098 | 5527.6532
2013 | 5930 | Village of Fairport - (NY) | NY | Municipal | . | . | . | . | . | . | . | . | . | . | . |  | 83.62 | 0.504 | 165.9127 | 21.76 | 0.263 | 82.7376 | 16776 |  |  | 12.5 | N | 61.86 | 0.241 | 82.7376 | 256.6805 | 256.6805 | 4043.016 | 4043.016 | 24.1% | 22.6316 | 202.1508 | 45.2633 | 505.377 | 135.7898 | 808.6032 | 226.3164 | 1010.754 | 339.4746 | 808.6032 | 452.6328 | 404.3016 | 678.9491 | 181.9357 | 905.2655 | 121.2905 | 4575.0038 | 22875.019 | 109800.091 | 228750.1896 | 274500.2275 | 183000.1517 | 123525.1024 | 109800.091
2013 | 5935 | Borough of Ephrata - (PA) | PA | Municipal | 33 | 0.532 | 62.0301 | . | . | . | 33 | 0.532 | 62.0301 | 6612 | 12.5 | N | . | . | . | . | . | . | . |  |  | . | [7 empty] | 6612 | 100% |  | 330.6 |  | 826.5 |  | 1: 1322.4; 3: 1653; 5: 1322.4; 7: 661.2 | 297.54 |  | 198.36
2013 | 6022 | City of Eugene - (OR) | OR | Municipal | 38 | 0.27 | 140.7407 | 38 | 0.27 | 140.7407 | . | . | . | 88381 | 12.5 | Y | . | . | . | . | . | . | . |  |  | . |  | 0 | 0 | 140.7407 |  |  | 0 | 0 | 0% |  | 0 |  | 0 |  | 1: 0; 3: 0; 5: 0; 7: 0 | 0 |  | 0
2013 | 6112 | Farmers Electric Coop, Inc - (IA) | IA | Cooperative | 116 | 2 | 58 | 116 | 2 | 58 | 107 | 1 | 107 | 4770 | 35 | N | . | . | . | . | . | . | . |  |  | . |  | 0 | 0 | 58 |  |  | 0 | 0 | 0% |  | 0 |  | 0 |  | 1: 0; 3: 0; 5: 0; 7: 0 | 0 |  | 0
2013 | 6145 | City of Fairhope - (AL) | AL | Municipal | . | . | . | . | . | . | . | . | . | . | . |  | 32 | 0.76 | 42.1053 | 32 | 0.76 | 42.1053 | 6531 | N | L | 115 | N | 0 | 0 | 42.1053 |  |  | 0 | 0 | 0% |  | 0 |  | 0 |  | 1: 0; 3: 0; 5: 0; 7: 0 | 0 |  | 0
2013 | 6168 | Farmers Electric Coop - (IA) | IA | Cooperative | 35 | 0.38 | 92.1053 | 35 | 0.38 | 92.1053 | 35 | 0.38 | 92.1053 | 650 | 12 | Y | . | . | . | . | . | . | . |  |  | . |  | 0 | 0 | 92.1053 |  |  | 0 | 0 | 0% |  | 0 |  | 0 |  | 1: 0; 3: 0; 5: 0; 7: 0 | 0 |  | 0
2013 | 6182 | Farmers Electric Coop, Inc - (TX) | TX | Cooperative | 314 | 1.62 | 193.8272 | 120 | 1.23 | 97.561 | 303 | 1.46 | 207.5342 | 48168 | 14.4 | N | . | . | . | . | . | . | . |  |  | . |  | 194 | 0.39 | 97.561 | 497.4359 | 497.4359 | 18785.52 | 18785.52 | 39% | 43.8592 | 939.276 | 87.7183 | 2348.19 | 263.1549 | 3757.104 | 438.5915 | 4696.38 | 657.8873 | 3757.104 | 877.1831 | 1878.552 | 1315.7746 | 845.3484 | 1754.3661 | 563.5656 | 41195.8501 | 205979.2506 | 988700.4026 | 2059792.5055 | 2471751.0066 | 1647834.0044 | 1112287.953 | 988700.4026
2013 | 6194 | Farmers Rural Electric Coop Corp - (KY) | KY | Cooperative | 296 | 1.8 | 164.4444 | 177 | . | . | 267 | 1.55 | 172.2581 | 24257 | 69 | N | . | . | . | . | . | . | . |  |  | . |  | 119 |  |  |  | 119 |  | 24257 | 100% | 10.4923 | 1212.85 | 20.9846 | 3032.125 | 62.9537 | 4851.4 | 104.9229 | 6064.25 | 157.3843 | 4851.4 | 209.8457 | 2425.7 | 314.7686 | 1091.565 | 419.6914 | 727.71 | 12725.568 | 63627.8398 | 305413.6312 | 636278.3982 | 763534.0779 | 509022.7186 | 343590.335 | 305413.6312
2013 | 6198 | Farmers Electric Coop, Inc - (NM) | NM | Cooperative | . | . | . | . | . | . | . | . | . | . | . |  | 203 | 2.199 | 92.3147 | 193 | 2.175 | 88.7356 | 13035 | N | F | 24.9 | N | 10 | 0.024 | 88.7356 | 416.6667 | 416.6667 | 312.84 | 312.84 | 2.4% | 36.7377 | 15.642 | 73.4754 | 39.105 | 220.4262 | 62.568 | 367.3769 | 78.21 | 551.0654 | 62.568 | 734.7539 | 31.284 | 1102.1308 | 14.0778 | 1469.5077 | 9.3852 | 574.651 | 2873.255 | 13791.6238 | 28732.5496 | 34479.0595 | 22986.0397 | 15515.5768 | 13791.6238
2013 | 6204 | City of Farmington - (NM) | NM | Municipal | 104 | 1.147 | 90.6713 | . | . | . | . | . | . | 44361 | 13.8 | N | . | . | . | . | . | . | . |  |  | . | [7 empty] | 44361 | 100% |  | 2218.05 |  | 5545.125 |  | 1: 8872.2; 3: 11090.25; 5: 8872.2; 7: 4436.1 | 1996.245 |  | 1330.83
2013 | 6234 | City of Fayetteville | TN | Municipal | . | . | . | . | . | . | . | . | . | . | . |  | 122.928 | 2.286 | 53.7743 | 122.928 | 2.286 | 53.7743 | 19300 | N | F | 14.4 | Y | 0 | 0 | 53.7743 |  |  | 0 | 0 | 0% |  | 0 |  | 0 |  | 1: 0; 3: 0; 5: 0; 7: 0 | 0 |  | 0
2013 | 6258 | Federated Rural Electric Assn | MN | Cooperative | 1322 | 3.565 | 370.8275 | 74 | 0.79 | 93.6709 | 1318 | 3.43 | 384.2566 | 5068 | . | Y | . | . | . | . | . | . | . |  |  | . |  | 1248 | 2.775 | 93.6709 | 449.7297 | 1248 | 14063.7 | 5068 | 100% | 110.0367 | 253.4 | 220.0735 | 633.5 | 660.2204 | 1013.6 | 1100.3674 | 1267 | 1650.5511 | 1013.6 | 2200.7348 | 506.8 | 3301.1021 | 228.06 | 4401.4695 | 152.04 | 27883.3093 | 139416.5467 | 669199.424 | 1394165.4666 | 1672998.5599 | 1115332.3733 | 752849.3519 | 669199.424
2013 | 6272 | FEM Electric Assn, Inc | SD | Cooperative | . | . | . | . | . | . | . | . | . | . | . |  | 206 | 1.807 | 114.0011 | 206 | 1.807 | 114.0011 | 2123 | N | F | 12.4 | N | 0 | 0 | 114.0011 |  |  | 0 | 0 | 0% |  | 0 |  | 0 |  | 1: 0; 3: 0; 5: 0; 7: 0 | 0 |  | 0
2013 | 6335 | Firelands Electric Coop, Inc | OH | Cooperative | 33 | . | . | 17 | . | . | . | . | . | 9016 | 7.2 | N | . | . | . | . | . | . | . |  |  | . |  | 16 |  |  |  | 16 |  | 9016 | 100% | 1.4107 | 450.8 | 2.8215 | 1127 | 8.4644 | 1803.2 | 14.1073 | 2254 | 21.1609 | 1803.2 | 28.2145 | 901.6 | 42.3218 | 405.72 | 56.4291 | 270.48 | 635.9559 | 3179.7796 | 15262.942 | 31797.7957 | 38157.3549 | 25438.2366 | 17170.8097 | 15262.942
2013 | 6342 | First Electric Coop Corp | AR | Cooperative | 224 | 2.168 | 103.321 | 193 | 2.048 | 94.2383 | 194 | 1.866 | 103.9657 | 88522 | 25 | Y | . | . | . | . | . | . | . |  |  | . |  | 31 | 0.12 | 94.2383 | 258.3333 | 258.3333 | 10622.64 | 10622.64 | 12% | 22.7774 | 531.132 | 45.5547 | 1327.83 | 136.6642 | 2124.528 | 227.7737 | 2655.66 | 341.6605 | 2124.528 | 455.5474 | 1062.264 | 683.3211 | 478.0188 | 911.0948 | 318.6792 | 12097.7899 | 60488.9493 | 290346.9566 | 604889.493 | 725867.3916 | 483911.5944 | 326640.3262 | 290346.9566
2013 | 6374 | Fitchburg Gas & Elec Light Co | MA | Investor Owned | 111.82 | 1.068 | 104.7004 | 111.82 | 1.068 | 104.7004 | . | . | . | 29232 | 69 | Y | . | . | . | . | . | . | . |  |  | . |  | 0 | 0 | 104.7004 |  |  | 0 | 0 | 0% |  | 0 |  | 0 |  | 1: 0; 3: 0; 5: 0; 7: 0 | 0 |  | 0
2013 | 6395 | Flathead Electric Coop Inc | MT | Cooperative | 293 | 1.99 | 147.2362 | 148 | 1.24 | 119.3548 | 291 | 1.97 | 147.7157 | 60944 | 34.5 | Y | . | . | . | . | . | . | . |  |  | . |  | 145 | 0.75 | 119.3548 | 193.3333 | 193.3333 | 45708 | 45708 | 75% | 17.0463 | 2285.4 | 34.0926 | 5713.5 | 102.2777 | 9141.6 | 170.4629 | 11427 | 255.6943 | 9141.6 | 340.9258 | 4570.8 | 511.3887 | 2056.86 | 681.8516 | 1371.24 | 38957.59 | 194787.95 | 934982.1602 | 1947879.5004 | 2337455.4004 | 1558303.6003 | 1051854.9302 | 934982.1602
2013 | 6411 | Flint Electric Membership Corp | GA | Cooperative | 89 | 1.24 | 71.7742 | 89 | 1.24 | 71.7742 | 80 | 0.97 | 82.4742 | 82038 | 25 | Y | . | . | . | . | . | . | . |  |  | . |  | 0 | 0 | 71.7742 |  |  | 0 | 0 | 0% |  | 0 |  | 0 |  | 1: 0; 3: 0; 5: 0; 7: 0 | 0 |  | 0
2013 | 6431 | Flint Hills Rural E C A, Inc | KS | Cooperative | 416 | 3 | 138.6667 | 252 | 3 | 84 | 165 | 1 | 165 | 6621 | 7.2 | Y | . | . | . | . | . | . | . |  |  | . |  | 164 | 0 | 84 |  |  | 0 | 0 | 0% |  | 0 |  | 0 |  | 1: 0; 3: 0; 5: 0; 7: 0 | 0 |  | 0
2013 | 6442 | Fleming-Mason Energy Coop Inc | KY | Cooperative | 153 | 1.07 | 142.9906 | 81 | 0.78 | 103.8461 | . | . | . | 23480 | . | Y | . | . | . | . | . | . | . |  |  | . |  | 72 | 0.29 | 103.8462 | 248.2759 | 248.2759 | 6809.2 | 6809.2 | 29% | 21.8906 | 340.46 | 43.7812 | 851.15 | 131.3436 | 1361.84 | 218.906 | 1702.3 | 328.359 | 1361.84 | 437.812 | 680.92 | 656.7179 | 306.414 | 875.6239 | 204.276 | 7452.8729 | 37264.3644 | 178868.9493 | 372643.6444 | 447172.3733 | 298114.9155 | 201227.568 | 178868.9493
2013 | 6452 | Florida Power & Light Co | FL | Investor Owned | 68.03 | 0.82 | 82.9634 | 66.55 | 0.8 | 83.1875 | 68.03 | 0.82 | 82.9634 | 4656383 | 23 | Y | . | . | . | . | . | . | . |  |  | . |  | 1.48 | 0.02 | 83.1875 | 74 | 74 | 93127.66 | 93127.66 | 2% | 6.5246 | 4656.383 | 13.0492 | 11640.9575 | 39.1477 | 18625.532 | 65.2461 | 23281.915 | 97.8692 | 18625.532 | 130.4923 | 9312.766 | 195.7384 | 4190.7447 | 260.9846 | 2793.8298 | 30381.1029 | 151905.5145 | 729146.4695 | 1519055.1447 | 1822866.1737 | 1215244.1158 | 820289.7782 | 729146.4695
2013 | 6455 | Duke Energy Florida, Inc | FL | Investor Owned | . | . | . | . | . | . | . | . | . | . | . |  | 108 | 1.56 | 69.2308 | 89 | 1.09 | 81.6514 | 1671566 | N | L | 25 | Y | 19 | 0.47 | 81.6514 | 40.4255 | 40.4255 | 785636.02 | 785636.02 | 47% | 3.5643 | 39281.801 | 7.1287 | 98204.5025 | 21.386 | 157127.204 | 35.6434 | 196409.005 | 53.4651 | 157127.204 | 71.2868 | 78563.602 | 106.9301 | 35353.6209 | 142.5735 | 23569.0806 | 140013.6106 | 700068.0529 | 3360326.6539 | 7000680.529 | 8400816.6348 | 5600544.4232 | 3780367.4857 | 3360326.6539
2013 | 6457 | Florida Public Utilities Co | FL | Investor Owned | . | . | . | . | . | . | . | . | . | . | . |  | 303 | 3.61 | 83.9335 | 170 | 1.82 | 93.4066 | 28111 | N | L | 12.5 | N | 133 | 1.79 | 93.4066 | 74.3017 | 133 | 50318.69 | 28111 | 100% | 11.7267 | 1405.55 | 23.4533 | 3513.875 | 70.36 | 5622.2 | 117.2667 | 7027.75 | 175.9001 | 5622.2 | 234.5334 | 2811.1 | 351.8001 | 1264.995 | 469.0669 | 843.33 | 16482.4232 | 82412.1161 | 395578.1572 | 824121.1609 | 988945.3931 | 659296.9287 | 445025.4269 | 395578.1572
2013 | 6491 | Foley Board of Utilities | AL | Municipal | 204.95 | 2.25 | 91.0889 | 138.3 | 1.94 | 71.2887 | . | 2.25 | . | 42121 | 12 | Y | . | . | . | . | . | . | . |  |  | . |  | 66.65 | 0.31 | 71.2887 | 215 | 215 | 13057.51 | 13057.51 | 31% | 18.9566 | 652.8755 | 37.9133 | 1632.1888 | 113.7399 | 2611.502 | 189.5665 | 3264.3775 | 284.3497 | 2611.502 | 379.133 | 1305.751 | 568.6995 | 587.5879 | 758.266 | 391.7253 | 12376.332 | 61881.6602 | 297031.9688 | 618816.6018 | 742579.9221 | 495053.2814 | 334160.965 | 297031.9688
2013 | 6582 | City of Forest Grove | OR | Municipal | . | . | . | . | . | . | . | . | . | . | . |  | 8.81 | . | . | . | . | . | 9314 | N | O | 12 | N | [6 empty] | 9314 | 100% |  | 465.7 |  | 1164.25 |  | 1: 1862.8; 3: 2328.5; 5: 1862.8; 7: 931.4 | 419.13 |  | 279.42
2013 | 6604 | City of Fort Collins - (CO) | CO | Municipal | . | . | . | . | . | . | . | . | . | . | . |  | 10 | 0.3 | 33.3333 | . | . | . | 68449 | N | L | 13.8 | N | [6 empty] | 68449 | 100% |  | 3422.45 |  | 8556.125 |  | 1: 13689.8; 3: 17112.25; 5: 13689.8; 7: 6844.9 | 3080.205 |  | 2053.47
2013 | 6608 | Fort Loudoun Electric Coop | TN | Cooperative | 249 | 2.324 | 107.1429 | 249 | 2.324 | 107.1429 | 249 | 2.324 | 107.1429 | 30467 | 13 | Y | . | . | . | . | . | . | . |  |  | . |  | 0 | 0 | 107.1429 |  |  | 0 | 0 | 0% |  | 0 |  | 0 |  | 1: 0; 3: 0; 5: 0; 7: 0 | 0 |  | 0
2013 | 6616 | Fort Pierce Utilities Authority | FL | Municipal | . | . | . | . | . | . | . | . | . | . | . |  | 32 | 0.51 | 62.7451 | . | . | . | 27822 | N | L | 13.2 | N | [6 empty] | 27822 | 100% |  | 1391.1 |  | 3477.75 |  | 1: 5564.4; 3: 6955.5; 5: 5564.4; 7: 2782.2 | 1251.99 |  | 834.66
2013 | 6640 | Four County Elec Member Corp | NC | Cooperative | . | . | . | . | . | . | . | . | . | . | . |  | 89 | . | . | 39 | . | . | 32350 | Y | L | 7.2 | Y | 50 |  |  |  | 50 |  | 32350 | 100% | 4.4085 | 1617.5 | 8.817 | 4043.75 | 26.4511 | 6470 | 44.0852 | 8087.5 | 66.1278 | 6470 | 88.1705 | 3235 | 132.2557 | 1455.75 | 176.3409 | 970.5 | 7130.7862 | 35653.9309 | 171138.8685 | 356539.3093 | 427847.1712 | 285231.4475 | 192531.227 | 171138.8685
2013 | 6641 | 4-County Electric Power Assn | MS | Cooperative | 253.2 | 2.35 | 107.7447 | 173.4 | 2.32 | 74.7414 | 218.4 | 2.18 | 100.1835 | 45260 | 13 | Y | . | . | . | . | . | . | . |  |  | . |  | 79.8 | 0.03 | 74.7414 | 2660 | 2660 | 1357.8 | 1357.8 | 3% | 234.5334 | 67.89 | 469.0669 | 169.725 | 1407.2006 | 271.56 | 2345.3343 | 339.45 | 3518.0015 | 271.56 | 4690.6686 | 135.78 | 7036.0029 | 61.101 | 9381.3373 | 40.734 | 15922.4747 | 79612.3733 | 382139.3916 | 796123.7325 | 955348.4791 | 636898.986 | 429906.8156 | 382139.3916
2013 | 6709 | Easley Combined Utility System | SC | Municipal | 55.8 | 0.95 | 58.7368 | 55.8 | 0.95 | 58.7368 | 55.8 | 0.95 | 58.7368 | 14764 | 12.5 | N | . | . | . | . | . | . | . |  |  | . |  | 0 | 0 | 58.7368 |  |  | 0 | 0 | 0% |  | 0 |  | 0 |  | 1: 0; 3: 0; 5: 0; 7: 0 | 0 |  | 0
2013 | 6716 | PUD No 1 of Franklin County | WA | Political Subdivision | . | . | . | . | . | . | . | . | . | . | . |  | 45 | 0.39 | 115.3846 | 45 | 0.39 | 115.3846 | 29016 | N | F | 12.5 | N | 0 | 0 | 115.3846 |  |  | 0 | 0 | 0% |  | 0 |  | 0 |  | 1: 0; 3: 0; 5: 0; 7: 0 | 0 |  | 0
2013 | 6722 | Franklin Rural Electric Coop - (IA) | IA | Cooperative | . | . | . | . | . | . | . | . | . | . | . |  | 156 | 1.64 | 95.122 | 156 | 1.64 | 95.122 | 1916 | N | F | 7.2 | N | 0 | 0 | 95.122 |  |  | 0 | 0 | 0% |  | 0 |  | 0 |  | 1: 0; 3: 0; 5: 0; 7: 0 | 0 |  | 0
2013 | 6775 | Village of Freeport - (NY) | NY | Municipal | . | . | . | . | . | . | . | . | . | . | . |  | 1.617 | 0.027 | 59.8889 | 1.617 | 0.027 | 59.8889 | 14806 | N | F | 13.8 | N | 0 | 0 | 59.8889 |  |  | 0 | 0 | 0% |  | 0 |  | 0 |  | 1: 0; 3: 0; 5: 0; 7: 0 | 0 |  | 0
2013 | 6779 | City of Fremont - (NE) | NE | Municipal | . | . | . | . | . | . | . | . | . | . | . |  | 10 | 0.114 | 87.7193 | 10 | 0.114 | 87.7193 | 14361 | Y | F | 15 | N | 0 | 0 | 87.7193 |  |  | 0 | 0 | 0% |  | 0 |  | 0 |  | 1: 0; 3: 0; 5: 0; 7: 0 | 0 |  | 0
2013 | 6782 | Freeborn-Mower Coop Services | MN | Cooperative | . | . | . | . | . | . | . | . | . | . | . |  | 247 | 1.192 | 207.2148 | 64 | 1 | 64 | 5971 | N | O | 12.5 | Y | 183 | 0.192 | 64 | 953.125 | 953.125 | 1146.432 | 1146.432 | 19.2% | 84.0375 | 57.3216 | 168.0749 | 143.304 | 504.2248 | 229.2864 | 840.3747 | 286.608 | 1260.5621 | 229.2864 | 1680.7494 | 114.6432 | 2521.1242 | 51.5894 | 3361.4989 | 34.393 | 4817.1624 | 24085.8119 | 115611.8971 | 240858.119 | 289029.7428 | 192686.4952 | 130063.3843 | 115611.8971
2013 | 6804 | Frontier Power Company | OH | Cooperative | 237 | 2.17 | 109.2166 | 170 | 1.76 | 96.5909 | 179 | 1.52 | 117.7632 | 9049 | 12.5 | N | . | . | . | . | . | . | . |  |  | . |  | 67 | 0.41 | 96.5909 | 163.4146 | 163.4146 | 3710.09 | 3710.09 | 41% | 14.4083 | 185.5045 | 28.8167 | 463.7613 | 86.4501 | 742.018 | 144.0834 | 927.5225 | 216.1252 | 742.018 | 288.1669 | 371.009 | 432.2503 | 166.954 | 576.3338 | 111.3027 | 2672.8126 | 13364.0632 | 64147.5033 | 133640.6319 | 160368.7583 | 106912.5055 | 72165.9412 | 64147.5033
2013 | 6909 | Gainesville Regional Utilities | FL | Municipal | . | . | . | . | . | . | . | . | . | . | . |  | 70 | 1.59 | 44.0252 | 68 | 1.55 | 43.871 | 90980 | N | L | 12 | Y | 2 | 0.04 | 43.871 | 50 | 50 | 3639.2 | 3639.2 | 4% | 4.4085 | 181.96 | 8.817 | 454.9 | 26.4511 | 727.84 | 44.0852 | 909.8 | 66.1278 | 727.84 | 88.1705 | 363.92 | 132.2557 | 163.764 | 176.3409 | 109.176 | 802.1749 | 4010.8744 | 19252.1969 | 40108.7436 | 48130.4923 | 32086.9949 | 21658.7215 | 19252.1969
2013 | 6923 | City of Gallatin - (TN) | TN | Municipal | . | . | . | . | . | . | . | . | . | . | . |  | 29.21 | 0.46 | 63.5 | 10.38 | 0.18 | 57.6667 | 16538 | N | L | 69 | N | 18.83 | 0.28 | 57.6667 | 67.25 | 67.25 | 4630.64 | 4630.64 | 28% | 5.9295 | 231.532 | 11.8589 | 578.83 | 35.5768 | 926.128 | 59.2946 | 1157.66 | 88.942 | 926.128 | 118.5893 | 463.064 | 177.8839 | 208.3788 | 237.1785 | 138.9192 | 1372.8606 | 6864.3029 | 32948.6538 | 68643.0287 | 82371.6344 | 54914.4229 | 37067.2355 | 32948.6538
2013 | 6957 | Garkane Energy Coop, Inc | UT | Cooperative | 294.19 | . | . | 175.71 | . | . | 294 | . | . | 12845 | 35 | Y | . | . | . | . | . | . | . |  |  | . |  | 118.48 |  |  |  | 118.48 |  | 12845 | 100% | 10.4464 | 642.25 | 20.8929 | 1605.625 | 62.6786 | 2569 | 104.4644 | 3211.25 | 156.6965 | 2569 | 208.9287 | 1284.5 | 313.3931 | 578.025 | 417.8575 | 385.35 | 6709.2238 | 33546.119 | 161021.3713 | 335461.1903 | 402553.4284 | 268368.9522 | 181149.0428 | 161021.3713
2013 | 6958 | City of Garland - (TX) | TX | Municipal | . | . | . | . | . | . | . | . | . | . | . |  | . | . | . | 16 | 0.31 | 51.6129 | 69126 | N | L | 12.5 | N |  |  | 51.6129 |  |  |  | 69126 | 100% |  | 3456.3 |  | 8640.75 |  | 1: 13825.2; 3: 17281.5; 5: 13825.2; 7: 6912.6 | 3110.67 |  | 2073.78
2013 | 7027 | City of Gastonia - (NC) | NC | Municipal | . | . | . | . | . | . | . | . | . | . | . |  | 24 | 2.52 | 9.5238 | . | . | . | 26497 | N | L | 15 | N | [6 empty] | 26497 | 100% |  | 1324.85 |  | 3312.125 |  | 1: 5299.4; 3: 6624.25; 5: 5299.4; 7: 2649.7 | 1192.365 |  | 794.91
2013 | 7090 | GreyStone Power Corporation | GA | Cooperative | 210.12 | 1.49 | 141.0201 | 90.66 | 1.07 | 84.729 | . | 1.48 | . | 120241 | 25 | Y | . | . | . | . | . | . | . |  |  | . |  | 119.46 | 0.42 | 84.729 | 284.4286 | 284.4286 | 50501.22 | 50501.22 | 42% | 25.0782 | 2525.061 | 50.1564 | 6312.6525 | 150.4692 | 10100.244 | 250.782 | 12625.305 | 376.173 | 10100.244 | 501.564 | 5050.122 | 752.346 | 2272.5549 | 1003.128 | 1515.0366 | 63323.9817 | 316619.9087 | 1519775.562 | 3166199.0874 | 3799438.9049 | 2532959.2699 | 1709747.5072 | 1519775.562
2013 | 7096 | City of Geneva- (IL) | IL | Municipal | 39.149 | 0.443 | 88.3725 | 39.149 | 0.443 | 88.3725 | . | . | . | 10153 | 34.5 | N | . | . | . | . | . | . | . |  |  | . |  | 0 | 0 | 88.3725 |  |  | 0 | 0 | 0% |  | 0 |  | 0 |  | 1: 0; 3: 0; 5: 0; 7: 0 | 0 |  | 0
2013 | 7129 | City of Georgetown - (TX) | TX | Municipal | . | . | . | . | . | . | . | . | . | . | . |  | 60.5 | 1.67 | 36.2275 | 59.85 | 1.16 | 51.5948 | 21523 | N | F | 25 | Y | 0.65 | 0.51 | 51.5948 | 1.2745 | 1.2745 | 10976.73 | 10976.73 | 51% | 0.11237 | 548.8365 | 0.22475 | 1372.0912 | 0.67424 | 2195.346 | 1.1237 | 2744.1825 | 1.6856 | 2195.346 | 2.2475 | 1097.673 | 3.3712 | 493.9529 | 4.495 | 329.3019 | 61.675 | 308.3751 | 1480.2004 | 3083.7509 | 3700.5011 | 2467.0007 | 1665.2255 | 1480.2004
2013 | 7140 | Georgia Power Co | GA | Investor Owned | . | . | . | . | . | . | . | . | . | . | . |  | 166 | 1.34 | 123.8806 | 98 | 1.14 | 85.9649 | 2331980 | N | F | 38 | N | 68 | 0.2 | 85.9649 | 340 | 340 | 466396 | 466396 | 20% | 29.978 | 23319.8 | 59.9559 | 58299.5 | 179.8677 | 93279.2 | 299.7796 | 116599 | 449.6694 | 93279.2 | 599.5591 | 46639.6 | 899.3387 | 20987.82 | 1199.1183 | 13991.88 | 699079.9706 | 3495399.853 | 16777919.2946 | 34953998.5305 | 41944798.2366 | 27963198.8244 | 18875159.2065 | 16777919.2946
2013 | 7174 | Gibson Electric Members Corp | TN | Cooperative | 170.23 | 1.992 | 85.4568 | 170.23 | 1.992 | 85.4568 | . | . | . | 34934 | 25 | Y | . | . | . | . | . | . | . |  |  | . |  | 0 | 0 | 85.4568 |  |  | 0 | 0 | 0% |  | 0 |  | 0 |  | 1: 0; 3: 0; 5: 0; 7: 0 | 0 |  | 0
2013 | 7270 | City of Glasgow - (KY) | KY | Municipal | . | . | . | . | . | . | . | . | . | . | . |  | 233.4 | 0.096 | 2431.25 | . | . | . | 7286 | N | F | 12.5 | N | [6 empty] | 7286 | 100% |  | 364.3 |  | 910.75 |  | 1: 1457.2; 3: 1821.5; 5: 1457.2; 7: 728.6 | 327.87 |  | 218.58
2013 | 7294 | City of Glendale - (CA) | CA | Municipal | . | . | . | . | . | . | . | . | . | . | . |  | 36.426 | 0.972 | 37.4753 | 22.72 | 0.721 | 31.5118 | 83589 | N | L | 12 | N | 13.706 | 0.251 | 31.5118 | 54.6056 | 54.6056 | 20980.839 | 20980.839 | 25.1% | 4.8146 | 1049.042 | 9.6292 | 2622.6049 | 28.8876 | 4196.1678 | 48.146 | 5245.2097 | 72.219 | 4196.1678 | 96.292 | 2098.0839 | 144.438 | 944.1378 | 192.584 | 629.4252 | 5050.7164 | 25253.5819 | 121217.1933 | 252535.8194 | 303042.9833 | 202028.6555 | 136369.3425 | 121217.1933
2013 | 7303 | Raccoon Valley Electric Cooperative | IA | Cooperative | . | . | . | . | . | . | . | . | . | . | . |  | 46 | 0.69 | 66.6667 | 46 | 0.69 | 66.6667 | 2654 | N | L | 12.5 | N | 0 | 0 | 66.6667 |  |  | 0 | 0 | 0% |  | 0 |  | 0 |  | 1: 0; 3: 0; 5: 0; 7: 0 | 0 |  | 0
2013 | 7353 | Golden Valley Elec Assn Inc | AK | Cooperative | 699.83 | 2.6 | 269.1654 | 115.22 | 1.05 | 109.7333 | 699.83 | 2.6 | 269.1654 | 44997 | 35 | N | . | . | . | . | . | . | . |  |  | . |  | 584.61 | 1.55 | 109.7333 | 377.1677 | 584.61 | 69745.35 | 44997 | 100% | 51.5453 | 2249.85 | 103.0907 | 5624.625 | 309.272 | 8999.4 | 515.4533 | 11249.25 | 773.18 | 8999.4 | 1030.9067 | 4499.7 | 1546.36 | 2024.865 | 2061.8134 | 1349.91 | 115969.2704 | 579846.352 | 2783262.4897 | 5798463.5202 | 6958156.2242 | 4638770.8162 | 3131170.3009 | 2783262.4897
2013 | 7456 | Graham County Electric Coop Inc | AZ | Cooperative | . | . | . | . | . | . | . | . | . | . | . |  | 328.75 | . | . | 94.38 | . | . | 9161 | N | L | 24.9 | N | 234.37 |  |  |  | 234.37 |  | 9161 | 100% | 20.6645 | 458.05 | 41.329 | 1145.125 | 123.9871 | 1832.2 | 206.6451 | 2290.25 | 309.9677 | 1832.2 | 413.2902 | 916.1 | 619.9353 | 412.245 | 826.5805 | 274.83 | 9465.3794 | 47326.8972 | 227169.1066 | 473268.9721 | 567922.7665 | 378615.1777 | 255565.2449 | 227169.1066
2013 | 7460 | Goodhue County Coop Elec Assn | MN | Cooperative | 715 | 0.039 | 18333.333 | 31 | . | . | 715 | 0.039 | 18333.333 | 4962 | 12.5 | N | . | . | . | . | . | . | . |  |  | . |  | 684 |  |  |  | 684 |  | 4962 | 100% | 60.3086 | 248.1 | 120.6172 | 620.25 | 361.8516 | 992.4 | 603.086 | 1240.5 | 904.6289 | 992.4 | 1206.1719 | 496.2 | 1809.2579 | 223.29 | 2412.3439 | 148.86 | 14962.5628 | 74812.8141 | 359101.5077 | 748128.1411 | 897753.7693 | 598502.5129 | 403989.1962 | 359101.5077
2013 | 7483 | City of Grand Haven - (MI) | MI | Municipal | . | . | . | . | . | . | . | . | . | . | . |  | 275 | 1.69 | 162.7219 | . | . | . | 13500 | N | L | 13.2 | N | [6 empty] | 13500 | 100% |  | 675 |  | 1687.5 |  | 1: 2700; 3: 3375; 5: 2700; 7: 1350 | 607.5 |  | 405
2013 | 7489 | Grand Rapids Public Util Comm | MN | Municipal | . | . | . | . | . | . | . | . | . | . | . |  | 37 | 0.43 | 86.0465 | . | . | . | 7007 | N | F | 23 | N | [6 empty] | 7007 | 100% |  | 350.35 |  | 875.875 |  | 1: 1401.4; 3: 1751.75; 5: 1401.4; 7: 700.7 | 315.315 |  | 210.21
2013 | 7548 | PUD No 1 of Grays Harbor County | WA | Political Subdivision | . | . | . | . | . | . | . | . | . | . | . |  | 156.07 | 0.99 | 157.6465 | 115.24 | 0.77 | 149.6623 | 38848 | N | L | 23.5 | N | 40.83 | 0.22 | 149.6623 | 185.5909 | 185.5909 | 8546.56 | 8546.56 | 22% | 16.3636 | 427.328 | 32.7273 | 1068.32 | 98.1818 | 1709.312 | 163.6364 | 2136.64 | 245.4545 | 1709.312 | 327.2727 | 854.656 | 490.9091 | 384.5952 | 654.5455 | 256.3968 | 6992.64 | 34963.2 | 167823.36 | 349632 | 419558.4 | 279705.6 | 188801.28 | 167823.36
2013 | 7559 | Grayson-Collin Elec Coop, Inc | TX | Cooperative | 314 | . | . | 124 | . | . | 283 | . | . | 39489 | 25 | Y | . | . | . | . | . | . | . |  |  | . |  | 190 |  |  |  | 190 |  | 39489 | 100% | 16.7524 | 1974.45 | 33.5048 | 4936.125 | 100.5143 | 7897.8 | 167.5239 | 9872.25 | 251.2858 | 7897.8 | 335.0478 | 3948.9 | 502.5716 | 1777.005 | 670.0955 | 1184.67 | 33076.7524 | 165383.7619 | 793842.0573 | 1653837.6194 | 1984605.1433 | 1323070.0955 | 893072.3145 | 793842.0573
2013 | 7563 | Grand Valley Power | CO | Cooperative | . | . | . | . | . | . | . | . | . | . | . |  | 135 | . | . | 70 | . | . | 17197 | Y | O | 24.9 | Y | 65 |  |  |  | 65 |  | 17197 | 100% | 5.7311 | 859.85 | 11.4622 | 2149.625 | 34.3865 | 3439.4 | 57.3108 | 4299.25 | 85.9662 | 3439.4 | 114.6216 | 1719.7 | 171.9324 | 773.865 | 229.2432 | 515.91 | 4927.8692 | 24639.3461 | 118268.8611 | 246393.4607 | 295672.1528 | 197114.7686 | 133052.4688 | 118268.8611
2013 | 7601 | Green Mountain Power Corp | VT | Investor Owned | . | . | . | . | . | . | . | . | . | . | . |  | 444 | 2.333 | 190.3129 | 259.8 | 1.91 | 136.0209 | 258916 | N | O | 34.5 | Y | 184.2 | 0.423 | 136.0209 | 435.461 | 435.461 | 109521.468 | 109521.468 | 42.3% | 38.3948 | 5476.0734 | 76.7896 | 13690.1835 | 230.3688 | 21904.2936 | 383.948 | 27380.367 | 575.922 | 21904.2936 | 767.8959 | 10952.1468 | 1151.8439 | 4928.4661 | 1535.7919 | 3285.644 | 210252.7283 | 1051263.6414 | 5046065.4789 | 10512636.4144 | 12615163.6973 | 8410109.1315 | 5676823.6638 | 5046065.4789
2013 | 7625 | City of Greeneville - (TN) | TN | Municipal | 151 | 1.913 | 78.9336 | 131.4 | 1.771 | 74.1954 | 151 | 1.913 | 78.9336 | 37370 | 13 | Y | . | . | . | . | . | . | . |  |  | . |  | 19.6 | 0.142 | 74.1954 | 138.0282 | 138.0282 | 5306.54 | 5306.54 | 14.2% | 12.17 | 265.327 | 24.34 | 663.3175 | 73.02 | 1061.308 | 121.7001 | 1326.635 | 182.5501 | 1061.308 | 243.4002 | 530.654 | 365.1002 | 238.7943 | 486.8003 | 159.1962 | 3229.0316 | 16145.158 | 77496.7583 | 161451.5797 | 193741.8957 | 129161.2638 | 87183.853 | 77496.7583
2013 | 7627 | City of Greenfield - (IN) | IN | Municipal | 27.013 | 0.115 | 234.8956 | 27.013 | 0.115 | 234.8956 | . | . | . | 10000 | 12.5 | Y | . | . | . | . | . | . | . |  |  | . |  | 0 | 0 | 234.8957 |  |  | 0 | 0 | 0% |  | 0 |  | 0 |  | 1: 0; 3: 0; 5: 0; 7: 0 | 0 |  | 0
2013 | 7634 | City of Greenville - (TX) | TX | Municipal | . | . | . | . | . | . | . | . | . | . | . |  | 102 | 1.246 | 81.862 | . | . | . | 13257 | N | L | 12.5 | N | [6 empty] | 13257 | 100% |  | 662.85 |  | 1657.125 |  | 1: 2651.4; 3: 3314.25; 5: 2651.4; 7: 1325.7 | 596.565 |  | 397.71
2013 | 7639 | Greenville Utilities Comm | NC | Municipal | . | . | . | . | . | . | . | . | . | . | . |  | 32 | 1.03 | 31.068 | 28 | 0.41 | 68.2927 | 64245 | N | L | 12.5 | N | 4 | 0.62 | 68.2927 | 6.4516 | 6.4516 | 39831.9 | 39831.9 | 62% | 0.56884 | 1991.595 | 1.1377 | 4978.9875 | 3.4131 | 7966.38 | 5.6884 | 9957.975 | 8.5326 | 7966.38 | 11.3768 | 3983.19 | 17.0653 | 1792.4355 | 22.7537 | 1194.957 | 1132.9023 | 5664.5114 | 27189.6547 | 56645.1139 | 67974.1367 | 45316.0911 | 30588.3615 | 27189.6547
2013 | 7651 | Greenwood Utilities Comm | MS | Municipal | 86 | 0.74 | 116.2162 | . | . | . | . | . | . | 9849 | 13.8 | N | . | . | . | . | . | . | . |  |  | . | [7 empty] | 9849 | 100% |  | 492.45 |  | 1231.125 |  | 1: 1969.8; 3: 2462.25; 5: 1969.8; 7: 984.9 | 443.205 |  | 295.47
2013 | 7654 | Greer Commission of Public Wks | SC | Municipal | . | . | . | . | . | . | . | . | . | . | . |  | 60 | 0.64 | 93.75 | . | . | . | 16396 | N | L | 12.5 | Y | [6 empty] | 16396 | 100% |  | 819.8 |  | 2049.5 |  | 1: 3279.2; 3: 4099; 5: 3279.2; 7: 1639.6 | 737.82 |  | 491.88
2013 | 7716 | Groton Dept of Utilities - (CT) | CT | Municipal | 57 | 0.82 | 69.5122 | 57 | 0.82 | 69.5122 | 57 | 0.82 | 69.5122 | 12827 | 69 | N | . | . | . | . | . | . | . |  |  | . |  | 0 | 0 | 69.5122 |  |  | 0 | 0 | 0% |  | 0 |  | 0 |  | 1: 0; 3: 0; 5: 0; 7: 0 | 0 |  | 0
2013 | 7720 | Grundy Electric Coop, Inc | MO | Cooperative | . | . | . | . | . | . | . | . | . | . | . |  | 1384 | . | . | 192 | . | . | 6724 | N | O | 13.2 | N | 1192 |  |  |  | 1192 |  | 6724 | 100% | 105.0992 | 336.2 | 210.1984 | 840.5 | 630.5952 | 1344.8 | 1050.9919 | 1681 | 1576.4879 | 1344.8 | 2101.9838 | 672.4 | 3152.9758 | 302.58 | 4203.9677 | 201.72 | 35334.3483 | 176671.7414 | 848024.3586 | 1766717.4137 | 2120060.8964 | 1413373.9309 | 954027.4034 | 848024.3586
2013 | 7752 | Guadalupe Valley Elec Coop Inc | TX | Cooperative | 64.2 | 1.25 | 51.36 | 30.6 | 0.98 | 31.2245 | . | . | . | 73479 | 14.4 | Y | . | . | . | . | . | . | . |  |  | . |  | 33.6 | 0.27 | 31.2245 | 124.4444 | 124.4444 | 19839.33 | 19839.33 | 27% | 10.9723 | 991.9665 | 21.9446 | 2479.9163 | 65.8339 | 3967.866 | 109.7232 | 4959.8325 | 164.5849 | 3967.866 | 219.4465 | 1983.933 | 329.1697 | 892.7699 | 438.893 | 595.1799 | 10884.1781 | 54420.8905 | 261220.2745 | 544208.9052 | 653050.6863 | 435367.1242 | 293872.8088 | 261220.2745
2013 | 7787 | Gunnison County Elec Assn. | CO | Cooperative | . | . | . | . | . | . | . | . | . | . | . |  | 127.14 | 1.222 | 104.0426 | 127.14 | 1.222 | 104.0426 | 10422 | N | F | 29 | N | 0 | 0 | 104.0426 |  |  | 0 | 0 | 0% |  | 0 |  | 0 |  | 1: 0; 3: 0; 5: 0; 7: 0 | 0 |  | 0
2013 | 7801 | Gulf Power Co | FL | Investor Owned | . | . | . | . | . | . | . | . | . | . | . |  | 91 | 0.85 | 107.0588 | 84 | 0.8 | 105 | 439389 | N | F | 25 | Y | 7 | 0.05 | 105 | 140 | 140 | 21969.45 | 21969.45 | 5% | 12.3439 | 1098.4725 | 24.6877 | 2746.1813 | 74.0632 | 4393.89 | 123.4386 | 5492.3625 | 185.158 | 4393.89 | 246.8773 | 2196.945 | 370.3159 | 988.6252 | 493.7546 | 659.0835 | 13559.396 | 67796.9802 | 325425.5048 | 677969.8016 | 813563.7619 | 542375.8413 | 366103.6929 | 325425.5048
2013 | 7864 | Grundy County Rural Elec Coop | IA | Cooperative | . | . | . | . | . | . | . | . | . | . | . |  | 120 | 1.571 | 76.3845 | 120 | 1.571 | 76.3845 | 2226 | N | O | 12.5 | N | 0 | 0 | 76.3845 |  |  | 0 | 0 | 0% |  | 0 |  | 0 |  | 1: 0; 3: 0; 5: 0; 7: 0 | 0 |  | 0
2013 | 7870 | H-D Electric Coop Inc | SD | Cooperative | . | . | . | . | . | . | . | . | . | . | . |  | 617 | 5 | 123.4 | 101 | 2 | 50.5 | 3489 | N | L | 7.2 | N | 516 | 3 | 50.5 | 172 | 516 | 10467 | 3489 | 100% | 45.496 | 174.45 | 90.9919 | 436.125 | 272.9758 | 697.8 | 454.9596 | 872.25 | 682.4394 | 697.8 | 909.9192 | 348.9 | 1364.8788 | 157.005 | 1819.8384 | 104.67 | 7936.77 | 39683.8501 | 190482.4805 | 396838.5011 | 476206.2013 | 317470.8009 | 214292.7906 | 190482.4805
2013 | 7887 | Habersham Electric Membership Corp | GA | Cooperative | 165 | 1.7 | 97.0588 | 146 | 1.61 | 90.6832 | 164 | 1.63 | 100.6135 | 33917 | 12.5 | Y | . | . | . | . | . | . | . |  |  | . |  | 19 | 0.09 | 90.6832 | 211.1111 | 211.1111 | 3052.53 | 3052.53 | 9% | 18.6138 | 152.6265 | 37.2275 | 381.5662 | 111.6826 | 610.506 | 186.1376 | 763.1325 | 279.2065 | 610.506 | 372.2753 | 305.253 | 558.4129 | 137.3639 | 744.5506 | 91.5759 | 2840.9537 | 14204.7686 | 68182.8891 | 142047.6855 | 170457.2226 | 113638.1484 | 76705.7502 | 68182.8891
2013 | 7891 | Guernsey-Muskingum El Coop Inc | OH | Cooperative | . | . | . | . | . | . | . | . | . | . | . |  | 395 | 2 | 197.5 | 395 | 2 | 197.5 | 16809 | N | F | 12.5 | Y | 0 | 0 | 197.5 |  |  | 0 | 0 | 0% |  | 0 |  | 0 |  | 1: 0; 3: 0; 5: 0; 7: 0 | 0 |  | 0
2013 | 7977 | City of Hamilton - (OH) | OH | Municipal | 273 | 2.18 | 125.2294 | . | . | . | . | . | . | 29131 | 13.8 | N | . | . | . | . | . | . | . |  |  | . | [7 empty] | 29131 | 100% |  | 1456.55 |  | 3641.375 |  | 1: 5826.2; 3: 7282.75; 5: 5826.2; 7: 2913.1 | 1310.895 |  | 873.93
2013 | 8000 | NineStar Connect | IN | Cooperative | . | . | . | . | . | . | . | . | . | . | . |  | 116 | 1 | 116 | 32 | . | . | 12933 | N | F | 15 | Y | 84 |  |  |  | 84 |  | 12933 | 100% | 7.4063 | 646.65 | 14.8126 | 1616.625 | 44.4379 | 2586.6 | 74.0632 | 3233.25 | 111.0948 | 2586.6 | 148.1264 | 1293.3 | 222.1896 | 581.985 | 296.2528 | 387.99 | 4789.2961 | 23946.4805 | 114943.1065 | 239464.8053 | 287357.7663 | 191571.8442 | 129310.9949 | 114943.1065
2013 | 8034 | Hancock-Wood Electric Coop Inc | OH | Cooperative | 184.9 | 1.3 | 142.2308 | 184.9 | 1.3 | 142.2308 | 122 | 0.57 | 214.0351 | 12870 | 12.5 | N | . | . | . | . | . | . | . |  |  | . |  | 0 | 0 | 142.2308 |  |  | 0 | 0 | 0% |  | 0 |  | 0 |  | 1: 0; 3: 0; 5: 0; 7: 0 | 0 |  | 0
2013 | 8055 | City of Hannibal - (MO) | MO | Municipal | 429.58 | 2.03 | 211.6158 | 72.991 | 1.641 | 44.4796 | 429.58 | 2.03 | 211.6158 | 8911 | 34 | N | . | . | . | . | . | . | . |  |  | . |  | 356.589 | 0.389 | 44.4796 | 916.6812 | 916.6812 | 3466.379 | 3466.379 | 38.9% | 80.8242 | 173.319 | 161.6484 | 433.2974 | 484.9453 | 693.2758 | 808.2421 | 866.5947 | 1212.3631 | 693.2758 | 1616.4842 | 346.6379 | 2424.7263 | 155.9871 | 3232.9683 | 103.9914 | 14008.367 | 70041.835 | 336200.8078 | 700418.3495 | 840502.0194 | 560334.6796 | 378225.9087 | 336200.8078
2013 | 8104 | Town of Hardwick | VT | Municipal | . | . | . | . | . | . | . | . | . | . | . |  | . | 3 | . | . | . | . | 4467 | N | F | . | N | [6 empty] | 4467 | 100% |  | 223.35 |  | 558.375 |  | 1: 893.4; 3: 1116.75; 5: 893.4; 7: 446.7 | 201.015 |  | 134.01
2013 | 8179 | Harrison County Rural E M C | IN | Cooperative | 142 | 1.785 | 79.5518 | 115 | 1.497 | 76.8203 | 131 | 1.503 | 87.159 | 23175 | 7.2 | Y | . | . | . | . | . | . | . |  |  | . |  | 27 | 0.288 | 76.8203 | 93.75 | 93.75 | 6674.4 | 6674.4 | 28.8% | 8.266 | 333.72 | 16.532 | 834.3 | 49.5959 | 1334.88 | 82.6598 | 1668.6 | 123.9897 | 1334.88 | 165.3196 | 667.44 | 247.9794 | 300.348 | 330.6392 | 200.232 | 2758.5231 | 13792.6157 | 66204.5555 | 137926.1572 | 165511.3887 | 110340.9258 | 74480.1249 | 66204.5555
2013 | 8198 | City of Harrisonburg - (VA) | VA | Municipal | . | . | . | . | . | . | . | . | . | . | . |  | 29.077 | 0.451 | 64.4723 | 24.945 | 0.313 | 79.6965 | 20458 | N | F | 23 | N | 4.132 | 0.138 | 79.6965 | 29.942 | 29.942 | 2823.204 | 2823.204 | 13.8% | 2.64 | 141.1602 | 5.28 | 352.9005 | 15.84 | 564.6408 | 26.4 | 705.801 | 39.6 | 564.6408 | 52.8001 | 282.3204 | 79.2001 | 127.0442 | 105.6001 | 84.6961 | 372.6633 | 1863.3164 | 8943.9189 | 18633.1644 | 22359.7973 | 14906.5316 | 10061.9088 | 8943.9189
2013 | 8199 | City of Harrisonville - (MO) | MO | Municipal | 6 | 0.069 | 86.9565 | 6 | 0.069 | 86.9565 | 6 | 0.069 | 86.9565 | 4704 | 12 | Y | . | . | . | . | . | . | . |  |  | . |  | 0 | 0 | 86.9565 |  |  | 0 | 0 | 0% |  | 0 |  | 0 |  | 1: 0; 3: 0; 5: 0; 7: 0 | 0 |  | 0
2013 | 8210 | Hart Electric Member Corp | GA | Cooperative | 90.367 | 1.058 | 85.413 | 83.217 | 1.025 | 81.1873 | 90.367 | 1.058 | 85.413 | 35054 | 12.5 | N | . | . | . | . | . | . | . |  |  | . |  | 7.15 | 0.033 | 81.1873 | 216.6667 | 216.6667 | 1156.782 | 1156.782 | 3.3% | 19.1036 | 57.8391 | 38.2072 | 144.5978 | 114.6216 | 231.3564 | 191.036 | 289.1955 | 286.554 | 231.3564 | 382.072 | 115.6782 | 573.108 | 52.0552 | 764.144 | 34.7035 | 1104.935 | 5524.6752 | 26518.4411 | 55246.7524 | 66296.1029 | 44197.4019 | 29833.2463 | 26518.4411
2013 | 8212 | Hartford Electric | WI | Municipal | . | . | . | . | . | . | . | . | . | . | . |  | 22.887 | 0.531 | 43.1017 | . | . | . | 6788 | N | L | 25 | N | [6 empty] | 6788 | 100% |  | 339.4 |  | 848.5 |  | 1: 1357.6; 3: 1697; 5: 1357.6; 7: 678.8 | 305.46 |  | 203.64
2013 | 8276 | Havana Power & Light Company | FL | Municipal | . | . | . | . | . | . | . | . | . | . | . |  | 16 | 0.274 | 58.3942 | 16 | 0.274 | 58.3942 | 1378 | N | L | 7.2 | N | 0 | 0 | 58.3942 |  |  | 0 | 0 | 0% |  | 0 |  | 0 |  | 1: 0; 3: 0; 5: 0; 7: 0 | 0 |  | 0
2013 | 8283 | Harrison County Rrl Elec Coop | IA | Cooperative | . | . | . | . | . | . | . | . | . | . | . |  | 44 | 0.447 | 98.434 | 38 | 0.388 | 97.9381 | 3712 | N | L | 12.5 | N | 6 | 0.059 | 97.9381 | 101.6949 | 101.6949 | 219.008 | 219.008 | 5.9% | 8.9665 | 10.9504 | 17.933 | 27.376 | 53.7989 | 43.8016 | 89.6649 | 54.752 | 134.4973 | 43.8016 | 179.3298 | 21.9008 | 268.9946 | 9.8554 | 358.6595 | 6.5702 | 98.1866 | 490.9331 | 2356.4791 | 4909.3314 | 5891.1976 | 3927.4651 | 2651.0389 | 2356.4791
2013 | 8287 | Hawaii Electric Light Co Inc | HI | Investor Owned | . | . | . | . | . | . | . | . | . | . | . |  | 202 | 4.623 | 43.6946 | 114 | 2.938 | 38.8019 | 82074 | N | L | 13.8 | N | 88 | 1.685 | 38.8019 | 52.2255 | 88 | 138294.69 | 82074 | 100% | 7.759 | 4103.7 | 15.518 | 10259.25 | 46.554 | 16414.8 | 77.59 | 20518.5 | 116.385 | 16414.8 | 155.18 | 8207.4 | 232.77 | 3693.33 | 310.36 | 2462.22 | 31840.6113 | 159203.0566 | 764174.6716 | 1592030.5658 | 1910436.6789 | 1273624.4526 | 859696.5055 | 764174.6716
2013 | 8298 | Hawkeye Tri-County El Coop Inc | IA | Cooperative | 146 | 1.39 | 105.036 | 108 | 0.97 | 111.3402 | 137 | 1.32 | 103.7879 | 6726 | 7.2 | N | . | . | . | . | . | . | . |  |  | . |  | 38 | 0.42 | 111.3402 | 90.4762 | 90.4762 | 2824.92 | 2824.92 | 42% | 7.9773 | 141.246 | 15.9547 | 353.115 | 47.864 | 564.984 | 79.7733 | 706.23 | 119.6599 | 564.984 | 159.5466 | 282.492 | 239.3198 | 127.1214 | 319.0931 | 84.7476 | 1126.7656 | 5633.8281 | 27042.3747 | 56338.2807 | 67605.9368 | 45070.6245 | 30422.6716 | 27042.3747
2013 | 8319 | Heartland Power Coop | IA | Cooperative | 107.86 | 0.86 | 125.4186 | 48 | 0.69 | 69.5652 | . | . | . | 5218 | 15 | N | . | . | . | . | . | . | . |  |  | . |  | 59.86 | 0.17 | 69.5652 | 352.1176 | 352.1176 | 887.06 | 887.06 | 17% | 31.0464 | 44.353 | 62.0928 | 110.8825 | 186.2783 | 177.412 | 310.4638 | 221.765 | 465.6956 | 177.412 | 620.9275 | 88.706 | 931.3913 | 39.9177 | 1241.855 | 26.6118 | 1376.9999 | 6884.9996 | 33047.9979 | 68849.9956 | 82619.9947 | 55079.9965 | 37178.9976 | 33047.9979
2013 | 8333 | Haywood Electric Member Corp | NC | Cooperative | 301.83 | 2.4 | 125.7625 | 301.83 | 2.4 | 125.7625 | 267.235 | 2.216 | 120.5934 | 26245 | 12.5 | N | . | . | . | . | . | . | . |  |  | . |  | 0 | 0 | 125.7625 |  |  | 0 | 0 | 0% |  | 0 |  | 0 |  | 1: 0; 3: 0; 5: 0; 7: 0 | 0 |  | 0
2013 | 8348 | City of Healdsburg - (CA) | CA | Municipal | . | . | . | . | . | . | . | . | . | . | . |  | 180 | 1.9 | 94.7368 | 29 | 0.16 | 181.25 | 5748 | N | F | 12.4 | N | 151 | 1.74 | 181.25 | 86.7816 | 151 | 10001.52 | 5748 | 100% | 13.3137 | 287.4 | 26.6275 | 718.5 | 79.8824 | 1149.6 | 133.1374 | 1437 | 199.7061 | 1149.6 | 266.2748 | 574.8 | 399.4122 | 258.66 | 532.5496 | 172.44 | 3826.3688 | 19131.8442 | 91832.8523 | 191318.4423 | 229582.1308 | 153054.7539 | 103311.9589 | 91832.8523
2013 | 8366 | Heber Light & Power Company | UT | Municipal | . | . | . | . | . | . | . | . | . | . | . |  | 74 | 0.7 | 105.7143 | . | . | . | 11536 | Y | L | 12.4 | N | [6 empty] | 11536 | 100% |  | 576.8 |  | 1442 |  | 1: 2307.2; 3: 2884; 5: 2307.2; 7: 1153.6 | 519.12 |  | 346.08
2013 | 8447 | Hendricks County Rural E M C | IN | Cooperative | 106 | 1.27 | 83.4646 | 54.3 | 0.68 | 79.8529 | 94.8 | 1.03 | 92.0388 | 29109 | 12 | Y | . | . | . | . | . | . | . |  |  | . |  | 51.7 | 0.59 | 79.8529 | 87.6271 | 87.6271 | 17174.31 | 17174.31 | 59% | 7.7261 | 858.7155 | 15.4522 | 2146.7888 | 46.3567 | 3434.862 | 77.2612 | 4293.5775 | 115.8919 | 3434.862 | 154.5225 | 1717.431 | 231.7837 | 772.8439 | 309.0449 | 515.2293 | 6634.5421 | 33172.7105 | 159229.0104 | 331727.1051 | 398072.5261 | 265381.6841 | 179132.6367 | 159229.0104
2013 | 8515 | City of Hermiston | OR | Municipal | . | . | . | . | . | . | . | . | . | . | . |  | 185 | 1.582 | 116.9406 | 179 | 1.041 | 171.9501 | 5083 | N | F | 12.5 | Y | 6 | 0.541 | 171.95 | 11.0906 | 11.0906 | 2749.903 | 2749.903 | 54.1% | 0.97786 | 137.4951 | 1.9557 | 343.7379 | 5.8672 | 549.9806 | 9.7786 | 687.4757 | 14.6679 | 549.9806 | 19.5572 | 274.9903 | 29.3358 | 123.7456 | 39.1144 | 82.4971 | 134.4511 | 672.2557 | 3226.8273 | 6722.5569 | 8067.0683 | 5378.0456 | 3630.1807 | 3226.8273
2013 | 8571 | Town of High Point | NC | Municipal | 104.632 | 0.775 | 135.009 | 56.781 | 0.534 | 106.3315 | . | . | . | 40061 | 12 | Y | . | . | . | . | . | . | . |  |  | . |  | 47.851 | 0.241 | 106.3315 | 198.5519 | 198.5519 | 9654.701 | 9654.701 | 24.1% | 17.5064 | 482.7351 | 35.0128 | 1206.8376 | 105.0385 | 1930.9402 | 175.0641 | 2413.6752 | 262.5962 | 1930.9402 | 350.1282 | 965.4701 | 525.1923 | 434.4615 | 700.2564 | 289.641 | 8450.9577 | 42254.7886 | 202822.9854 | 422547.8863 | 507057.4636 | 338038.3091 | 228175.8586 | 202822.9854
2013 | 8620 | HILCO Electric Cooperative, Inc. | TX | Cooperative | . | . | . | . | . | . | . | . | . | . | . |  | 146 | . | . | 120 | . | . | 24249 | N | L | . | Y | 26 |  |  |  | 26 |  | 24249 | 100% | 2.2924 | 1212.45 | 4.5849 | 3031.125 | 13.7546 | 4849.8 | 22.9243 | 6062.25 | 34.3865 | 4849.8 | 45.8486 | 2424.9 | 68.773 | 1091.205 | 91.6973 | 727.47 | 2779.4592 | 13897.2961 | 66707.0213 | 138972.9611 | 166767.5533 | 111178.3688 | 75045.399 | 66707.0213
2013 | 8699 | Inland Power & Light Company | WA | Cooperative | 393.8 | 2.178 | 180.8081 | 329.7 | 1.924 | 171.3618 | 303.6 | 1.39 | 218.4173 | 38909 | 12.5 | Y | . | . | . | . | . | . | . |  |  | . |  | 64.1 | 0.254 | 171.3617 | 252.3622 | 252.3622 | 9882.886 | 9882.886 | 25.4% | 22.2509 | 494.1443 | 44.5018 | 1235.3608 | 133.5054 | 1976.5772 | 222.5089 | 2470.7215 | 333.7634 | 1976.5772 | 445.0178 | 988.2886 | 667.5268 | 444.7299 | 890.0357 | 296.4866 | 10995.1517 | 54975.7583 | 263883.6397 | 549757.5827 | 659709.0992 | 439806.0661 | 296869.0946 | 263883.6397
2013 | 8723 | City of Holland | MI | Municipal | 55 | 0.567 | 97.0018 | 35 | 0.464 | 75.431 | 55 | 0.567 | 97.0018 | 27672 | 12.5 | Y | . | . | . | . | . | . | . |  |  | . |  | 20 | 0.103 | 75.431 | 194.1748 | 194.1748 | 2850.216 | 2850.216 | 10.3% | 17.1205 | 142.5108 | 34.241 | 356.277 | 102.7229 | 570.0432 | 171.2048 | 712.554 | 256.8072 | 570.0432 | 342.4096 | 285.0216 | 513.6143 | 128.2597 | 684.8191 | 85.5065 | 2439.853 | 12199.2652 | 58556.4732 | 121992.6525 | 146391.183 | 97594.122 | 65876.0323 | 58556.4732
2013 | 8761 | Holmes-Wayne Electric Coop Inc | OH | Cooperative | 502 | 2.398 | 209.3411 | 340 | 1.864 | 182.4034 | 327 | 1.797 | 181.97 | 17061 | 12.5 | N | . | . | . | . | . | . | . |  |  | . |  | 162 | 0.534 | 182.4034 | 303.3708 | 303.3708 | 9110.574 | 9110.574 | 53.4% | 26.7483 | 455.5287 | 53.4967 | 1138.8218 | 160.4901 | 1822.1148 | 267.4834 | 2277.6435 | 401.2251 | 1822.1148 | 534.9669 | 911.0574 | 802.4503 | 409.9758 | 1069.9337 | 273.3172 | 12184.6378 | 60923.1888 | 292431.3064 | 609231.8883 | 731078.266 | 487385.5107 | 328985.2197 | 292431.3064
2013 | 8764 | Holston Electric Coop, Inc | TN | Cooperative | . | . | . | . | . | . | . | . | . | . | . |  | 295.2 | . | . | 99.96 | . | . | 30194 | N | L | 7.2 | Y | 195.24 |  |  |  | 195.24 |  | 30194 | 100% | 17.2144 | 1509.7 | 34.4288 | 3774.25 | 103.2864 | 6038.8 | 172.144 | 7548.5 | 258.216 | 6038.8 | 344.288 | 3019.4 | 516.432 | 1358.73 | 688.576 | 905.82 | 25988.5815 | 129942.9073 | 623725.9549 | 1299429.0727 | 1559314.8873 | 1039543.2582 | 701691.6993 | 623725.9549
2013 | 8773 | Holy Cross Electric Assn, Inc | CO | Cooperative | 77.49 | 0.889 | 87.1654 | 65.58 | 0.783 | 83.7548 | . | . | . | 55380 | 7.2 | N | . | . | . | . | . | . | . |  |  | . |  | 11.91 | 0.106 | 83.7548 | 112.3585 | 112.3585 | 5870.28 | 5870.28 | 10.6% | 9.9067 | 293.514 | 19.8134 | 733.785 | 59.4402 | 1174.056 | 99.067 | 1467.57 | 148.6005 | 1174.056 | 198.134 | 587.028 | 297.201 | 264.1626 | 396.268 | 176.1084 | 2907.7552 | 14538.7759 | 69786.1243 | 145387.759 | 174465.3108 | 116310.2072 | 78509.3899 | 69786.1243
2013 | 8774 | City of Holyoke - (MA) | MA | Municipal | 34.04 | 0.35 | 97.2571 | 34.04 | 0.35 | 97.2571 | 34 | 0.35 | 97.1429 | 17246 | 34.5 | N | . | . | . | . | . | . | . |  |  | . |  | 0 | 0 | 97.2571 |  |  | 0 | 0 | 0% |  | 0 |  | 0 |  | 1: 0; 3: 0; 5: 0; 7: 0 | 0 |  | 0
2013 | 8786 | Horry Electric Coop Inc | SC | Cooperative | 84.14 | . | . | 60.8 | 0.87 | 69.8851 | 75 | . | . | 70688 | 25 | Y | . | . | . | . | . | . | . |  |  | . |  | 23.34 |  | 69.8851 |  | 23.34 |  | 70688 | 100% | 2.0579 | 3534.4 | 4.1158 | 8836 | 12.3474 | 14137.6 | 20.579 | 17672 | 30.8685 | 14137.6 | 41.158 | 7068.8 | 61.737 | 3180.96 | 82.3159 | 2120.64 | 7273.4368 | 36367.1841 | 174562.4838 | 363671.8413 | 436406.2096 | 290937.473 | 196382.7943 | 174562.4838
2013 | 8795 | City of Homestead - (FL) | FL | Municipal | . | . | . | . | . | . | . | . | . | . | . |  | 116 | 1.285 | 90.2724 | 116 | 1.285 | 90.2724 | 22500 | N | L | 13.2 | N | 0 | 0 | 90.2724 |  |  | 0 | 0 | 0% |  | 0 |  | 0 |  | 1: 0; 3: 0; 5: 0; 7: 0 | 0 |  | 0
2013 | 8796 | City of Hingham - (MA) | MA | Municipal | . | . | . | . | . | . | . | . | . | . | . |  | . | . | . | 1 | 0.008 | 125 | 10000 | Y | L | 13.8 | N |  |  | 125 |  |  |  | 10000 | 100% |  | 500 |  | 1250 |  | 1: 2000; 3: 2500; 5: 2000; 7: 1000 | 450 |  | 300
2013 | 8898 | Houston County Elec Coop Inc | TX | Cooperative | . | . | . | . | . | . | . | . | . | . | . |  | 625 | 2.67 | 234.0824 | 347 | 1.86 | 186.5591 | 20337 | N | L | 25 | Y | 278 | 0.81 | 186.5591 | 343.2099 | 343.2099 | 16472.97 | 16472.97 | 81% | 30.261 | 823.6485 | 60.5219 | 2059.1213 | 181.5658 | 3294.594 | 302.6097 | 4118.2425 | 453.9146 | 3294.594 | 605.2195 | 1647.297 | 907.8292 | 741.2836 | 1210.4389 | 494.1891 | 24924.4056 | 124622.0279 | 598185.734 | 1246220.2792 | 1495464.335 | 996976.2234 | 672958.9508 | 598185.734
2013 | 8901 | CenterPoint Energy | TX | Investor Owned | 140.187 | 1.58 | 88.7259 | 107.874 | 1.399 | 77.1079 | 140.157 | 1.578 | 88.8194 | 2436565 | 35 | Y | . | . | . | . | . | . | . |  |  | . |  | 32.313 | 0.181 | 77.1079 | 178.5249 | 178.5249 | 441018.265 | 441018.265 | 18.1% | 15.7406 | 22050.9133 | 31.4812 | 55127.2831 | 94.4437 | 88203.653 | 157.4062 | 110254.5663 | 236.1093 | 88203.653 | 314.8124 | 44101.8265 | 472.2186 | 19845.8219 | 629.6248 | 13230.548 | 347095.0397 | 1735475.1986 | 8330280.9535 | 17354751.9864 | 20825702.3837 | 13883801.5891 | 9371566.0727 | 8330280.9535
2013 | 8972 | City of Hudson - (OH) | OH | Municipal | 2 | 0.057 | 35.0877 | . | . | . | 2 | 0.057 | 35.0877 | 6500 | 69 | Y | . | . | . | . | . | . | . |  |  | . | [7 empty] | 6500 | 100% |  | 325 |  | 812.5 |  | 1: 1300; 3: 1625; 5: 1300; 7: 650 | 292.5 |  | 195
2013 | 8973 | Town of Hudson - (MA) | MA | Municipal | . | . | . | . | . | . | . | . | . | . | . |  | 21 | 0.25 | 84 | 20 | 0.24 | 83.3333 | 12563 | N | L | 13.8 | N | 1 | 0.01 | 83.3333 | 100 | 100 | 125.63 | 125.63 | 1% | 8.817 | 6.2815 | 17.6341 | 15.7037 | 52.9023 | 25.126 | 88.1705 | 31.4075 | 132.2557 | 25.126 | 176.3409 | 12.563 | 264.5114 | 5.6534 | 352.6819 | 3.7689 | 55.3843 | 276.9214 | 1329.2226 | 2769.2138 | 3323.0566 | 2215.3711 | 1495.3755 | 1329.2226
2013 | 9087 | Town of Huntersville - (NC) | NC | Municipal | . | . | . | . | . | . | . | . | . | . | . |  | 49 | 1.22 | 40.1639 | . | . | . | 4664 | N | L | 12.5 | N | [6 empty] | 4664 | 100% |  | 233.2 |  | 583 |  | 1: 932.8; 3: 1166; 5: 932.8; 7: 466.4 | 209.88 |  | 139.92
2013 | 9096 | City of Lafayette - (LA) | LA | Municipal | . | . | . | . | . | . | . | . | . | . | . |  | 31 | 0.66 | 46.9697 | 31 | 0.66 | 46.9697 | 64574 | N | L | 15 | Y | 0 | 0 | 46.9697 |  |  | 0 | 0 | 0% |  | 0 |  | 0 |  | 1: 0; 3: 0; 5: 0; 7: 0 | 0 |  | 0
2013 | 9187 | City of Idaho Falls - (ID) | ID | Municipal | 143.64 | 1.485 | 96.7273 | 44.76 | 0.569 | 78.6643 | . | . | . | 27100 | 12.5 | Y | . | . | . | . | . | . | . |  |  | . |  | 98.88 | 0.916 | 78.6643 | 107.9476 | 107.9476 | 24823.6 | 24823.6 | 91.6% | 9.5178 | 1241.18 | 19.0356 | 3102.95 | 57.1067 | 4964.72 | 95.1779 | 6205.9 | 142.7668 | 4964.72 | 190.3558 | 2482.36 | 285.5337 | 1117.062 | 380.7116 | 744.708 | 11813.2902 | 59066.4511 | 283518.9655 | 590664.5114 | 708797.4137 | 472531.6091 | 318958.8361 | 283518.9655
2013 | 9191 | Idaho Power Co | ID | Investor Owned | 180 | 1.36 | 132.3529 | 145 | 1.27 | 114.1732 | 155 | 1.19 | 130.2521 | 486306 | 34.5 | Y | . | . | . | . | . | . | . |  |  | . |  | 35 | 0.09 | 114.1732 | 388.8889 | 388.8889 | 43767.54 | 43767.54 | 9% | 34.2885 | 2188.377 | 68.577 | 5470.9425 | 205.7311 | 8753.508 | 342.8851 | 10941.885 | 514.3277 | 8753.508 | 685.7703 | 4376.754 | 1028.6554 | 1969.5393 | 1371.5405 | 1313.0262 | 75036.194 | 375180.9699 | 1800868.6554 | 3751809.6988 | 4502171.6385 | 3001447.759 | 2025977.2373 | 1800868.6554
2013 | 9191 | Idaho Power Co | OR | Investor Owned | 419 | 2.41 | 173.8589 | 277 | 2.01 | 137.8109 | 313 | 1.81 | 172.9282 | 18349 | 34.5 | Y | . | . | . | . | . | . | . |  |  | . |  | 142 | 0.4 | 137.8109 | 355 | 355 | 7339.6 | 7339.6 | 40% | 31.3005 | 366.98 | 62.601 | 917.45 | 187.8031 | 1467.92 | 313.0051 | 1834.9 | 469.5077 | 1467.92 | 626.0103 | 733.96 | 939.0154 | 330.282 | 1252.0206 | 220.188 | 11486.6627 | 57433.3137 | 275679.906 | 574333.1374 | 689199.7649 | 459466.5099 | 310139.8942 | 275679.906
2013 | 9216 | Imperial Irrigation District | CA | Political Subdivision | 62 | 1 | 62 | 40 | 1 | 40 | 56 | 1 | 56 | 148062 | 35 | N | . | . | . | . | . | . | . |  |  | . |  | 22 | 0 | 40 |  |  | 0 | 0 | 0% |  | 0 |  | 0 |  | 1: 0; 3: 0; 5: 0; 7: 0 | 0 |  | 0
2013 | 9230 | City of Independence - (IA) | IA | Municipal | 5.346 | 0.079 | 67.6709 | 5.346 | 0.079 | 67.6709 | 5.346 | 0.079 | 67.6709 | 3187 | 12.5 | N | . | . | . | . | . | . | . |  |  | . |  | 0 | 0 | 67.6709 |  |  | 0 | 0 | 0% |  | 0 |  | 0 |  | 1: 0; 3: 0; 5: 0; 7: 0 | 0 |  | 0
2013 | 9273 | Indianapolis Power & Light Co | IN | Investor Owned | 92 | 0.71 | 129.5775 | 48 | 0.58 | 82.7586 | 86 | 0.62 | 138.7097 | 474120 | 13.2 | Y | . | . | . | . | . | . | . |  |  | . |  | 44 | 0.13 | 82.7586 | 338.4615 | 338.4615 | 61635.6 | 61635.6 | 13% | 29.8423 | 3081.78 | 59.6846 | 7704.45 | 179.0539 | 12327.12 | 298.4231 | 15408.9 | 447.6347 | 12327.12 | 596.8462 | 6163.56 | 895.2693 | 2773.602 | 1193.6924 | 1849.068 | 91967.4357 | 459837.1785 | 2207218.457 | 4598371.7855 | 5518046.1425 | 3678697.4284 | 2483120.7641 | 2207218.457
2013 | 9275 | Indianola Municipal Utilities | IA | Municipal | 9 | 0.054 | 166.6667 | 9 | 0.054 | 166.6667 | . | . | . | 6091 | 13.2 | N | . | . | . | . | . | . | . |  |  | . |  | 0 | 0 | 166.6667 |  |  | 0 | 0 | 0% |  | 0 |  | 0 |  | 1: 0; 3: 0; 5: 0; 7: 0 | 0 |  | 0
2013 | 9292 | Inter County Energy Coop Corp | KY | Cooperative | 168 | 1.31 | 128.2443 | 100 | 1.03 | 97.0874 | 146 | 1.13 | 129.2035 | 25637 | 25 | N | . | . | . | . | . | . | . |  |  | . |  | 68 | 0.28 | 97.0874 | 242.8571 | 242.8571 | 7178.36 | 7178.36 | 28% | 21.4128 | 358.918 | 42.8257 | 897.295 | 128.477 | 1435.672 | 214.1283 | 1794.59 | 321.1924 | 1435.672 | 428.2565 | 717.836 | 642.3848 | 323.0262 | 856.5131 | 215.3508 | 7685.4489 | 38427.2447 | 184450.7744 | 384272.4467 | 461126.9361 | 307417.9574 | 207507.1212 | 184450.7744
2013 | 9324 | Indiana Michigan Power Co | IN | Investor Owned | 375 | 0.955 | 392.6702 | 114 | 0.739 | 154.2625 | 355 | 0.878 | 404.328 | 456458 | 35 | Y | . | . | . | . | . | . | . |  |  | . |  | 261 | 0.216 | 154.2625 | 1208.3333 | 1208.3333 | 98594.928 | 98594.928 | 21.6% | 106.5393 | 4929.7464 | 213.0786 | 12324.366 | 639.2359 | 19718.9856 | 1065.3931 | 24648.732 | 1598.0896 | 19718.9856 | 2130.7862 | 9859.4928 | 3196.1793 | 4436.7718 | 4261.5724 | 2957.8478 | 525211.7766 | 2626058.8832 | 12605082.6392 | 26260588.8317 | 31512706.5981 | 21008471.0654 | 14180717.9691 | 12605082.6392
2013 | 9324 | Indiana Michigan Power Co | MI | Investor Owned | 1188 | 1.815 | 654.5454 | 268 | 1.296 | 206.7901 | 1033 | 1.54 | 670.7792 | 127450 | 35 | Y | . | . | . | . | . | . | . |  |  | . |  | 920 | 0.519 | 206.7901 | 1772.6397 | 1772.6397 | 66146.55 | 66146.55 | 51.9% | 156.2945 | 3307.3275 | 312.5889 | 8268.3188 | 937.7668 | 13229.31 | 1562.9446 | 16536.6375 | 2344.4169 | 13229.31 | 3125.8892 | 6614.655 | 4688.8339 | 2976.5948 | 6251.7785 | 1984.3965 | 516916.9728 | 2584584.8641 | 12406007.3475 | 25845848.6407 | 31015018.3688 | 20676678.9126 | 13956758.266 | 12406007.3475
2013 | 9336 | Intermountain Rural Elec Assn | CO | Cooperative | . | . | . | . | . | . | . | . | . | . | . |  | 127.182 | 0.803 | 158.3836 | 72.192 | 0.638 | 113.1536 | 142544 | N | F | 12 | N | 54.99 | 0.165 | 113.1536 | 333.2727 | 333.2727 | 23519.76 | 23519.76 | 16.5% | 29.3848 | 1175.988 | 58.7696 | 2939.97 | 176.3089 | 4703.952 | 293.8481 | 5879.94 | 440.7722 | 4703.952 | 587.6962 | 2351.976 | 881.5443 | 1058.3892 | 1175.3924 | 705.5928 | 34556.1847 | 172780.9234 | 829348.4325 | 1727809.2344 | 2073371.0813 | 1382247.3875 | 933016.9866 | 829348.4325
2013 | 9417 | Interstate Power and Light Co | IA | Investor Owned | . | . | . | . | . | . | . | . | . | . | . |  | 97 | 0.77 | 125.974 | 59 | 0.65 | 90.7692 | 462983 | N | F | 25 | N | 38 | 0.12 | 90.7692 | 316.6667 | 316.6667 | 55557.96 | 55557.96 | 12% | 27.9206 | 2777.898 | 55.8413 | 6944.745 | 167.5239 | 11111.592 | 279.2065 | 13889.49 | 418.8097 | 11111.592 | 558.4129 | 5555.796 | 837.6194 | 2500.1082 | 1116.8259 | 1666.7388 | 77560.7083 | 387803.5415 | 1861456.9993 | 3878035.4151 | 4653642.4982 | 3102428.3321 | 2094139.1242 | 1861456.9993
2013 | 9417 | Interstate Power and Light Co | MN | Investor Owned | . | . | . | . | . | . | . | . | . | . | . |  | 374 | 0.9 | 415.5556 | 63 | 0.57 | 110.5263 | 41705 | N | F | 25 | N | 311 | 0.33 | 110.5263 | 942.4242 | 942.4242 | 13762.65 | 13762.65 | 33% | 83.094 | 688.1325 | 166.188 | 1720.3312 | 498.5639 | 2752.53 | 830.9398 | 3440.6625 | 1246.4097 | 2752.53 | 1661.8796 | 1376.265 | 2492.8195 | 619.3193 | 3323.7593 | 412.8795 | 57179.6694 | 285898.3468 | 1372312.0647 | 2858983.468 | 3430780.1616 | 2287186.7744 | 1543851.0727 | 1372312.0647
2013 | 9425 | Iowa Lakes Electric Coop | IA | Cooperative | 55.86 | . | . | . | . | . | 36 | 0.2 | 180 | 12433 | 12.5 | N | . | . | . | . | . | . | . |  |  | . | [7 empty] | 12433 | 100% |  | 621.65 |  | 1554.125 |  | 1: 2486.6; 3: 3108.25; 5: 2486.6; 7: 1243.3 | 559.485 |  | 372.99
2013 | 9475 | Itasca-Mantrap Co-op Electrical Assn | MN | Cooperative | 127.6 | 1.26 | 101.2698 | 127.6 | 1.26 | 101.2698 | 127 | 1.26 | 100.7936 | 11461 | 12.5 | N | . | . | . | . | . | . | . |  |  | . |  | 0 | 0 | 101.2698 |  |  | 0 | 0 | 0% |  | 0 |  | 0 |  | 1: 0; 3: 0; 5: 0; 7: 0 | 0 |  | 0
2013 | 9575 | Jackson Energy Coop Corp - (KY) | KY | Cooperative | 209.99 | 1.538 | 136.5345 | 165.54 | 1.382 | 119.7829 | 209.99 | 1.538 | 136.5345 | 49420 | 12.5 | Y | . | . | . | . | . | . | . |  |  | . |  | 44.45 | 0.156 | 119.7829 | 284.9359 | 284.9359 | 7709.52 | 7709.52 | 15.6% | 25.1229 | 385.476 | 50.2459 | 963.69 | 150.7376 | 1541.904 | 251.2293 | 1927.38 | 376.8439 | 1541.904 | 502.4586 | 770.952 | 753.6879 | 346.9284 | 1004.9172 | 231.2856 | 9684.2866 | 48421.4328 | 232422.8773 | 484214.3277 | 581057.1932 | 387371.4622 | 261475.737 | 232422.8773
2013 | 9576 | Jackson County Rural E M C - (IN) | IN | Cooperative | 107.22 | 1.367 | 78.4345 | 89.82 | 1.243 | 72.2607 | 60 | 0.88 | 68.1818 | 24090 | 7.2 | Y | . | . | . | . | . | . | . |  |  | . |  | 17.4 | 0.124 | 72.2607 | 140.3226 | 140.3226 | 2987.16 | 2987.16 | 12.4% | 12.3723 | 149.358 | 24.7446 | 373.395 | 74.2338 | 597.432 | 123.7231 | 746.79 | 185.5846 | 597.432 | 247.4461 | 298.716 | 371.1692 | 134.4222 | 494.8923 | 89.6148 | 1847.903 | 9239.5151 | 44349.6723 | 92395.1506 | 110874.1807 | 73916.1205 | 49893.3813 | 44349.6723
2013 | 9601 | Jackson Electric Member Corp - (GA) | GA | Cooperative | 84 | 1.022 | 82.1918 | 75 | 0.972 | 77.1605 | 81 | 0.897 | 90.301 | 206321 | 40 | Y | . | . | . | . | . | . | . |  |  | . |  | 9 | 0.05 | 77.1605 | 180 | 180 | 10316.05 | 10316.05 | 5% | 15.8707 | 515.8025 | 31.7414 | 1289.5062 | 95.2241 | 2063.21 | 158.7068 | 2579.0125 | 238.0602 | 2063.21 | 317.4137 | 1031.605 | 476.1205 | 464.2222 | 634.8273 | 309.4815 | 8186.1381 | 40930.6907 | 196467.3152 | 409306.9067 | 491168.288 | 327445.5253 | 221025.7296 | 196467.3152
2013 | 9603 | City of Jackson - (MO) | MO | Municipal | 36.106 | 2.279 | 15.8429 | . | . | . | . | . | . | 6892 | 12.5 | N | . | . | . | . | . | . | . |  |  | . | [7 empty] | 6892 | 100% |  | 344.6 |  | 861.5 |  | 1: 1378.4; 3: 1723; 5: 1378.4; 7: 689.2 | 310.14 |  | 206.76
2013 | 9605 | Jackson Purchase Energy Corporation | KY | Cooperative | 172.56 | 1.65 | 104.5818 | 147.99 | 1.58 | 93.6646 | 164 | 1.6 | 102.5 | 29303 | 12 | Y | . | . | . | . | . | . | . |  |  | . |  | 24.57 | 0.07 | 93.6646 | 351 | 351 | 2051.21 | 2051.21 | 7% | 30.9478 | 102.5605 | 61.8957 | 256.4012 | 185.687 | 410.242 | 309.4783 | 512.8025 | 464.2175 | 410.242 | 618.9566 | 205.121 | 928.435 | 92.3044 | 1237.9133 | 61.5363 | 3174.0252 | 15870.1259 | 76176.6041 | 158701.2586 | 190441.5104 | 126961.0069 | 85698.6797 | 76176.6041
2013 | 9612 | City of Jackson - (TN) | TN | Municipal | . | . | . | . | . | . | . | . | . | . | . |  | . | . | . | 76.02 | 0.915 | 83.082 | 35025 | N | L | 12.5 | Y |  |  | 83.082 |  |  |  | 35025 | 100% |  | 1751.25 |  | 4378.125 |  | 1: 7005; 3: 8756.25; 5: 7005; 7: 3502.5 | 1576.125 |  | 1050.75
2013 | 9613 | City of Lebanon - (IN) | IN | Municipal | . | . | . | . | . | . | . | . | . | . | . |  | 54.74 | 0.66 | 82.9394 | . | . | . | 8803 | N | L | 7.2 | [7 empty] | 8803 | 100% |  | 440.15 |  | 1100.375 |  | 1: 1760.6; 3: 2200.75; 5: 1760.6; 7: 880.3 | 396.135 |  | 264.09
2013 | 9616 | Beaches Energy Services | FL | Municipal | 39.231 | 1.005 | 39.0358 | . | . | . | . | . | . | 34293 | 27 | N | . | . | . | . | . | . | . |  |  | . | [7 empty] | 34293 | 100% |  | 1714.65 |  | 4286.625 |  | 1: 6858.6; 3: 8573.25; 5: 6858.6; 7: 3429.3 | 1543.185 |  | 1028.79
2013 | 9617 | JEA | FL | Municipal | . | . | . | . | . | . | . | . | . | . | . |  | . | . | . | 69 | 1.81 | 38.1215 | 442324 | N | L | 26 | Y |  |  | 38.1215 |  |  |  | 442324 | 100% |  | 22116.2 |  | 55290.5 |  | 1: 88464.8; 3: 110581; 5: 88464.8; 7: 44232.4 | 19904.58 |  | 13269.72
2013 | 9667 | City of Jasper - (IN) | IN | Municipal | . | . | . | . | . | . | . | . | . | . | . |  | 18 | 0.587 | 30.6644 | 18 | 0.587 | 30.6644 | 7161 | N | F | 13.2 | N | 0 | 0 | 30.6644 |  |  | 0 | 0 | 0% |  | 0 |  | 0 |  | 1: 0; 3: 0; 5: 0; 7: 0 | 0 |  | 0
2013 | 9668 | Jasper-Newton Elec Coop, Inc | TX | Cooperative | . | . | . | . | . | . | . | . | . | . | . |  | 495 | 3.75 | 132 | 445 | 3.5 | 127.1429 | 22341 | N | L | 24.9 | Y | 50 | 0.25 | 127.1429 | 200 | 200 | 5585.25 | 5585.25 | 25% | 17.6341 | 279.2625 | 35.2682 | 698.1562 | 105.8046 | 1117.05 | 176.3409 | 1396.3125 | 264.5114 | 1117.05 | 352.6819 | 558.525 | 529.0228 | 251.3363 | 705.3637 | 167.5575 | 4924.5408 | 24622.7039 | 118188.9787 | 246227.0389 | 295472.4467 | 196981.6312 | 132962.601 | 118188.9787
2013 | 9682 | Jefferson Davis Elec Coop, Inc | LA | Cooperative | 193.2 | 2.65 | 72.9057 | 157.2 | 1.43 | 109.9301 | . | . | . | 9608 | 14.4 | N | . | . | . | . | . | . | . |  |  | . |  | 36 | 1.22 | 109.9301 | 29.5082 | 36 | 11721.76 | 9608 | 100% | 3.1741 | 480.4 | 6.3483 | 1201 | 19.0448 | 1921.6 | 31.7414 | 2402 | 47.612 | 1921.6 | 63.4827 | 960.8 | 95.2241 | 432.36 | 126.9655 | 288.24 | 1524.8553 | 7624.2763 | 36596.5261 | 76242.7627 | 91491.3152 | 60994.2101 | 41171.0918 | 36596.5261
2013 | 9689 | Jefferson Electric Member Corp | GA | Cooperative | 197 | 1.95 | 101.0256 | 117 | 1.75 | 66.8571 | 184 | 1.53 | 120.2614 | 33174 | 25 | N | . | . | . | . | . | . | . |  |  | . |  | 80 | 0.2 | 66.8571 | 400 | 400 | 6634.8 | 6634.8 | 20% | 35.2682 | 331.74 | 70.5364 | 829.35 | 211.6091 | 1326.96 | 352.6819 | 1658.7 | 529.0228 | 1326.96 | 705.3637 | 663.48 | 1058.0456 | 298.566 | 1410.7274 | 199.044 | 11699.8677 | 58499.3387 | 280796.8259 | 584993.3872 | 701992.0647 | 467994.7098 | 315896.4291 | 280796.8259
2013 | 9699 | Jemez Mountains Elec Coop, Inc | NM | Cooperative | 215 | 1.3 | 165.3846 | 215 | 1.3 | 165.3846 | 209 | 0.91 | 229.6703 | 31000 | 14.4 | N | . | . | . | . | . | . | . |  |  | . |  | 0 | 0 | 165.3846 |  |  | 0 | 0 | 0% |  | 0 |  | 0 |  | 1: 0; 3: 0; 5: 0; 7: 0 | 0 |  | 0
2013 | 9726 | Jersey Central Power & Lt Co | NJ | Investor Owned | 171 | 1.25 | 136.8 | 121 | 1.12 | 108.0357 | 157 | 1.09 | 144.0367 | 1105123 | 34.5 | N | . | . | . | . | . | . | . |  |  | . |  | 50 | 0.13 | 108.0357 | 384.6154 | 384.6154 | 143665.99 | 143665.99 | 13% | 33.9117 | 7183.2995 | 67.8234 | 17958.2487 | 203.4703 | 28733.198 | 339.1172 | 35916.4975 | 508.6757 | 28733.198 | 678.2343 | 14366.599 | 1017.3515 | 6464.9695 | 1356.4687 | 4309.9797 | 243598.0162 | 1217990.0808 | 5846352.388 | 12179900.8082 | 14615880.9699 | 9743920.6466 | 6577146.4364 | 5846352.388
2013 | 9739 | Joe Wheeler Elec Member Corp | AL | Cooperative | . | . | . | . | . | . | . | . | . | . | . |  | 108.6 | 1.62 | 67.037 | . | . | . | 42249 | N | L | 13 | Y | [6 empty] | 42249 | 100% |  | 2112.45 |  | 5281.125 |  | 1: 8449.8; 3: 10562.25; 5: 8449.8; 7: 4224.9 | 1901.205 |  | 1267.47
2013 | 9750 | Jo-Carroll Energy Coop Inc | IL | Cooperative | . | . | . | . | . | . | . | . | . | . | . |  | 108 | 1.18 | 91.5254 | . | . | . | 19816 | Y | L | 35 | N | [6 empty] | 19816 | 100% |  | 990.8 |  | 2477 |  | 1: 3963.2; 3: 4954; 5: 3963.2; 7: 1981.6 | 891.72 |  | 594.48
2013 | 9777 | Johnson City - (TN) | TN | Municipal | 74.05 | 0.73 | 101.4384 | 64.423 | 0.678 | 95.0192 | 74.05 | 0.73 | 101.4384 | 75008 | 7.2 | Y | . | . | . | . | . | . | . |  |  | . |  | 9.627 | 0.052 | 95.0192 | 185.1346 | 185.1346 | 3900.416 | 3900.416 | 5.2% | 16.3234 | 195.0208 | 32.6468 | 487.552 | 97.9404 | 780.0832 | 163.234 | 975.104 | 244.8511 | 780.0832 | 326.4681 | 390.0416 | 489.7021 | 175.5187 | 652.9362 | 117.0125 | 3183.4035 | 15917.0173 | 76401.6828 | 159170.1725 | 191004.207 | 127336.138 | 85951.8932 | 76401.6828
2013 | 9778 | Johnson County Rural E M C | IN | Cooperative | 67 | 0.84 | 79.7619 | 31 | 0.45 | 68.8889 | 64 | 0.71 | 90.1408 | 24638 | 12.5 | N | . | . | . | . | . | . | . |  |  | . |  | 36 | 0.39 | 68.8889 | 92.3077 | 92.3077 | 9608.82 | 9608.82 | 39% | 8.1388 | 480.441 | 16.2776 | 1201.1025 | 48.8329 | 1921.764 | 81.3881 | 2402.205 | 122.0822 | 1921.764 | 162.7762 | 960.882 | 244.1644 | 432.3969 | 325.5525 | 288.2646 | 3910.219 | 19551.0948 | 93845.255 | 195510.9478 | 234613.1374 | 156408.7583 | 105575.9118 | 93845.255
2013 | 9837 | Jones-Onslow Elec Member Corp | NC | Cooperative | . | . | . | . | . | . | . | . | . | . | . |  | 65 | 0.818 | 79.4621 | . | . | . | 70247 | N | F | 12.4 | Y | [6 empty] | 70247 | 100% |  | 3512.35 |  | 8780.875 |  | 1: 14049.4; 3: 17561.75; 5: 14049.4; 7: 7024.7 | 3161.115 |  | 2107.41
2013 | 9964 | Kenergy Corp | KY | Cooperative | 138 | 2.118 | 65.1558 | 109 | 1.951 | 55.8688 | 122 | 1.384 | 88.1503 | 55489 | 12.4 | N | . | . | . | . | . | . | . |  |  | . |  | 29 | 0.167 | 55.8688 | 173.6527 | 173.6527 | 9266.663 | 9266.663 | 16.7% | 15.311 | 463.3331 | 30.6221 | 1158.3329 | 91.8662 | 1853.3326 | 153.1104 | 2316.6658 | 229.6656 | 1853.3326 | 306.2208 | 926.6663 | 459.3312 | 416.9998 | 612.4415 | 277.9999 | 7094.1117 | 35470.5584 | 170258.6804 | 354705.5841 | 425646.701 | 283764.4673 | 191541.0154 | 170258.6804
2013 | 9991 | Kandiyohi Power Coop | MN | Cooperative | . | . | . | . | . | . | . | . | . | . | . |  | 238 | 3.42 | 69.5906 | 238 | 3.42 | 69.5906 | 8335 | N | L | 12.5 | Y | 0 | 0 | 69.5906 |  |  | 0 | 0 | 0% |  | 0 |  | 0 |  | 1: 0; 3: 0; 5: 0; 7: 0 | 0 |  | 0
2013 | 9996 | City of Kansas City - (KS) | KS | Municipal | 536.141 | 3.568 | 150.2637 | 353.904 | 3.013 | 117.459 | 502.42 | 2.7 | 186.0815 | 57837 | 15 | N | . | . | . | . | . | . | . |  |  | . |  | 182.237 | 0.555 | 117.459 | 328.355 | 328.355 | 32099.535 | 32099.535 | 55.5% | 28.9512 | 1604.9768 | 57.9024 | 4012.4419 | 173.7073 | 6419.907 | 289.5121 | 8024.8837 | 434.2681 | 6419.907 | 579.0242 | 3209.9535 | 868.5363 | 1444.4791 | 1158.0483 | 962.986 | 46466.0163 | 232330.0816 | 1115184.3917 | 2323300.8161 | 2787960.9793 | 1858640.6529 | 1254582.4407 | 1115184.3917
2013 | 10000 | Kansas City Power & Light Co | KS | Investor Owned | 211 | 0.92 | 229.3478 | 55 | 0.55 | 100 | 211 | 0.92 | 229.3478 | 251401 | 34 | Y | . | . | . | . | . | . | . |  |  | . |  | 156 | 0.37 | 100 | 421.6216 | 421.6216 | 93018.37 | 93018.37 | 37% | 37.1746 | 4650.9185 | 74.3491 | 11627.2962 | 223.0474 | 18603.674 | 371.7457 | 23254.5925 | 557.6186 | 18603.674 | 743.4915 | 9301.837 | 1115.2372 | 4185.8266 | 1486.9829 | 2790.5511 | 172895.9118 | 864479.5591 | 4149501.8839 | 8644795.5915 | 10373754.7098 | 6915836.4732 | 4668189.6194 | 4149501.8839
2013 | 10000 | Kansas City Power & Light Co | MO | Investor Owned | 208 | 1.18 | 176.2712 | 70 | 0.816 | 85.7843 | 208 | 1.18 | 176.2712 | 276535 | 34 | Y | . | . | . | . | . | . | . |  |  | . |  | 138 | 0.364 | 85.7843 | 379.1209 | 379.1209 | 100658.74 | 100658.74 | 36.4% | 33.4273 | 5032.937 | 66.8545 | 12582.3425 | 200.5636 | 20131.748 | 334.2726 | 25164.685 | 501.409 | 20131.748 | 668.5453 | 10065.874 | 1002.8179 | 4529.6433 | 1337.0905 | 3019.7622 | 168237.3108 | 841186.554 | 4037695.4592 | 8411865.54 | 10094238.6481 | 6729492.432 | 4542407.3916 | 4037695.4592
2013 | 10005 | Kansas Gas & Electric Co | KS | Investor Owned | 382.56 | 1.679 | 227.8499 | 127.54 | 1.248 | 102.1955 | 356 | 1.376 | 258.7209 | 316853 | 34 | N | . | . | . | . | . | . | . |  |  | . |  | 255.02 | 0.431 | 102.1955 | 591.6937 | 591.6937 | 136563.643 | 136563.643 | 43.1% | 52.1699 | 6828.1821 | 104.3398 | 17070.4554 | 313.0195 | 27312.7286 | 521.6991 | 34140.9108 | 782.5487 | 27312.7286 | 1043.3982 | 13656.3643 | 1565.0973 | 6145.3639 | 2086.7964 | 4096.9093 | 356225.652 | 1781128.26 | 8549415.6478 | 17811282.5996 | 21373539.1195 | 14249026.0796 | 9618092.6038 | 8549415.6478
2013 | 10009 | Karnes Electric Coop Inc | TX | Cooperative | . | . | . | . | . | . | . | . | . | . | . |  | 139 | 1.136 | 122.3591 | 136 | 1.112 | 122.3022 | 17958 | N | F | 7.2 | N | 3 | 0.024 | 122.3022 | 125 | 125 | 430.992 | 430.992 | 2.4% | 11.0213 | 21.5496 | 22.0426 | 53.874 | 66.1278 | 86.1984 | 110.2131 | 107.748 | 165.3196 | 86.1984 | 220.4262 | 43.0992 | 330.6392 | 19.3946 | 440.8523 | 12.9298 | 237.5048 | 1187.5239 | 5700.1146 | 11875.2388 | 14250.2866 | 9500.191 | 6412.6289 | 5700.1146
2013 | 10019 | Kaw Valley Electric Coop Inc | KS | Cooperative | 175.9 | . | . | 136.5 | . | . | 127.2 | . | . | 9329 | 12 | Y | . | . | . | . | . | . | . |  |  | . |  | 39.4 |  |  |  | 39.4 |  | 9329 | 100% | 3.4739 | 466.45 | 6.9478 | 1166.125 | 20.8435 | 1865.8 | 34.7392 | 2332.25 | 52.1087 | 1865.8 | 69.4783 | 932.9 | 104.2175 | 419.805 | 138.9566 | 279.87 | 1620.4082 | 8102.0411 | 38889.7975 | 81020.4115 | 97224.4938 | 64816.3292 | 43751.0222 | 38889.7975
2013 | 10056 | City of Kaukauna | WI | Municipal | 118 | 1.1 | 107.2727 | 16 | 0.43 | 37.2093 | 118 | 1.1 | 107.2727 | 14720 | 34.5 | N | . | . | . | . | . | . | . |  |  | . |  | 102 | 0.67 | 37.2093 | 152.2388 | 152.2388 | 9862.4 | 9862.4 | 67% | 13.423 | 493.12 | 26.8459 | 1232.8 | 80.5378 | 1972.48 | 134.2297 | 2465.6 | 201.3445 | 1972.48 | 268.4593 | 986.24 | 402.689 | 443.808 | 536.9186 | 295.872 | 6619.133 | 33095.665 | 158859.1918 | 330956.6495 | 397147.9794 | 264765.3196 | 178716.5907 | 158859.1918
2013 | 10071 | Kauai Island Utility Cooperative | HI | Cooperative | . | . | . | . | . | . | . | . | . | . | . |  | 118 | 3 | 39.3333 | . | . | . | 36704 | N | L | 12 | N | [6 empty] | 36704 | 100% |  | 1835.2 |  | 4588 |  | 1: 7340.8; 3: 9176; 5: 7340.8; 7: 3670.4 | 1651.68 |  | 1101.12
2013 | 10170 | Kiamichi Electric Coop, Inc | OK | Cooperative | 427.8 | 2.12 | 201.7925 | 222 | 1.82 | 121.978 | 399.6 | 1.72 | 232.3256 | 21254 | 24.9 | N | . | . | . | . | . | . | . |  |  | . |  | 205.8 | 0.3 | 121.978 | 686 | 686 | 6376.2 | 6376.2 | 30% | 60.4849 | 318.81 | 120.9699 | 797.025 | 362.9096 | 1275.24 | 604.8494 | 1594.05 | 907.2741 | 1275.24 | 1209.6988 | 637.62 | 1814.5481 | 286.929 | 2419.3975 | 191.286 | 19283.2029 | 96416.0147 | 462796.8705 | 964160.147 | 1156992.1763 | 771328.1176 | 520646.4794 | 462796.8705
2013 | 10171 | Kentucky Utilities Co | KY | Investor Owned | 123 | 1.155 | 106.4935 | 107 | 1.062 | 100.7533 | 94 | 0.795 | 118.239 | 512137 | 34.5 | Y | . | . | . | . | . | . | . |  |  | . |  | 16 | 0.093 | 100.7533 | 172.043 | 172.043 | 47628.741 | 47628.741 | 9.3% | 15.1691 | 2381.437 | 30.3382 | 5953.5926 | 91.0147 | 9525.7482 | 151.6911 | 11907.1853 | 227.5367 | 9525.7482 | 303.3822 | 4762.8741 | 455.0734 | 2143.2933 | 606.7645 | 1428.8622 | 36124.2851 | 180621.4254 | 866982.842 | 1806214.2542 | 2167457.1051 | 1444971.4034 | 975355.6973 | 866982.842
2013 | 10171 | Kentucky Utilities Co | VA | Investor Owned | 103 | 1.12 | 91.9643 | 103 | 1.12 | 91.9643 | 103 | 1.12 | 91.9643 | 28741 | 34.5 | Y | . | . | . | . | . | . | . |  |  | . |  | 0 | 0 | 91.9643 |  |  | 0 | 0 | 0% |  | 0 |  | 0 |  | 1: 0; 3: 0; 5: 0; 7: 0 | 0 |  | 0
2013 | 10210 | Ketchikan Public Utilities | AK | Municipal | . | . | . | . | . | . | . | . | . | . | . |  | 90 | 2.4 | 37.5 | . | . | . | 7657 | N | L | 12.5 | N | [6 empty] | 7657 | 100% |  | 382.85 |  | 957.125 |  | 1: 1531.4; 3: 1914.25; 5: 1531.4; 7: 765.7 | 344.565 |  | 229.71
2013 | 10226 | City of Key West - (FL) | FL | Municipal | . | . | . | . | . | . | . | . | . | . | . |  | 50 | 1 | 50 | . | . | . | 30637 | N | L | 13.8 | Y | [6 empty] | 30637 | 100% |  | 1531.85 |  | 3829.625 |  | 1: 6127.4; 3: 7659.25; 5: 6127.4; 7: 3063.7 | 1378.665 |  | 919.11
2013 | 10331 | Kingsport Power Co | TN | Investor Owned | 628 | 2.175 | 288.7356 | 221 | 1.618 | 136.5884 | 615 | 2.051 | 299.8537 | 47243 | 35 | Y | . | . | . | . | . | . | . |  |  | . |  | 407 | 0.557 | 136.5884 | 730.7002 | 730.7002 | 26314.351 | 26314.351 | 55.7% | 64.4262 | 1315.7176 | 128.8523 | 3289.2939 | 386.557 | 5262.8702 | 644.2617 | 6578.5877 | 966.3926 | 5262.8702 | 1288.5235 | 2631.4351 | 1932.7852 | 1184.1458 | 2577.0469 | 789.4305 | 84766.6466 | 423833.2329 | 2034399.518 | 4238332.3292 | 5085998.795 | 3390665.8633 | 2288699.4578 | 2034399.518
2013 | 10345 | City of Kinston - (NC) | NC | Municipal | . | . | . | . | . | . | . | . | . | . | . |  | 65 | 0.624 | 104.1667 | . | . | . | 11809 | N | L | 13 | N | [6 empty] | 11809 | 100% |  | 590.45 |  | 1476.125 |  | 1: 2361.8; 3: 2952.25; 5: 2361.8; 7: 1180.9 | 531.405 |  | 354.27
2013 | 10376 | Kissimmee Utility Authority | FL | Municipal | . | . | . | . | . | . | . | . | . | . | . |  | 43 | 0.8 | 53.75 | 43 | 0.8 | 53.75 | 68929 | N | L | 13.2 | Y | 0 | 0 | 53.75 |  |  | 0 | 0 | 0% |  | 0 |  | 0 |  | 1: 0; 3: 0; 5: 0; 7: 0 | 0 |  | 0
2013 | 10393 | PUD No 1 of Klickitat County | WA | Political Subdivision | . | . | . | . | . | . | . | . | . | . | . |  | 120 | 1.51 | 79.4702 | . | . | . | 12321 | N | L | 12.5 | N | [6 empty] | 12321 | 100% |  | 616.05 |  | 1540.125 |  | 1: 2464.2; 3: 3080.25; 5: 2464.2; 7: 1232.1 | 554.445 |  | 369.63
2013 | 10421 | Knoxville Utilities Board | TN | Municipal | 152.4 | 1.47 | 103.6735 | 110.4 | 1.31 | 84.2748 | 152.4 | 1.47 | 103.6735 | 196192 | 13 | Y | . | . | . | . | . | . | . |  |  | . |  | 42 | 0.16 | 84.2748 | 262.5 | 262.5 | 31390.72 | 31390.72 | 16% | 23.1447 | 1569.536 | 46.2895 | 3923.84 | 138.8685 | 6278.144 | 231.4475 | 7847.68 | 347.1712 | 6278.144 | 462.8949 | 3139.072 | 694.3424 | 1412.5824 | 925.7899 | 941.7216 | 36326.5129 | 181632.5643 | 871836.3086 | 1816325.6429 | 2179590.7715 | 1453060.5143 | 980815.8472 | 871836.3086
2013 | 10448 | Kosciusko County Rural E M C | IN | Cooperative | . | . | . | . | . | . | . | . | . | . | . |  | 240 | 1.43 | 167.8322 | 120 | 1.13 | 106.1947 | 17578 | N | L | 12.5 | Y | 120 | 0.3 | 106.1947 | 400 | 400 | 5273.4 | 5273.4 | 30% | 35.2682 | 263.67 | 70.5364 | 659.175 | 211.6091 | 1054.68 | 352.6819 | 1318.35 | 529.0228 | 1054.68 | 705.3637 | 527.34 | 1058.0456 | 237.303 | 1410.7274 | 158.202 | 9299.1624 | 46495.8119 | 223179.8971 | 464958.119 | 557949.7428 | 371966.4952 | 251077.3843 | 223179.8971
2013 | 10454 | Kootenai Electric Cooperative | ID | Cooperative | . | . | . | . | . | . | . | . | . | . | . |  | 461 | 1.68 | 274.4048 | . | . | . | 22646 | Y | O | 115 | Y | [6 empty] | 22646 | 100% |  | 1132.3 |  | 2830.75 |  | 1: 4529.2; 3: 5661.5; 5: 4529.2; 7: 2264.6 | 1019.07 |  | 679.38
2013 | 10539 | La Plata Electric Assn, Inc | CO | Cooperative | 151 | 1.592 | 94.8492 | 74 | 0.871 | 84.9598 | 151 | 1.592 | 94.8492 | 40668 | 12 | Y | . | . | . | . | . | . | . |  |  | . |  | 77 | 0.721 | 84.9598 | 106.7961 | 106.7961 | 29321.628 | 29321.628 | 72.1% | 9.4163 | 1466.0814 | 18.8325 | 3665.2035 | 56.4976 | 5864.3256 | 94.1626 | 7330.407 | 141.2439 | 5864.3256 | 188.3253 | 2932.1628 | 282.4879 | 1319.4733 | 376.6505 | 879.6488 | 13805.0081 | 69025.0404 | 331320.194 | 690250.4041 | 828300.4849 | 552200.3233 | 372735.2182 | 331320.194
2013 | 10562 | Lagrange County Rural E M C | IN | Cooperative | . | . | . | . | . | . | . | . | . | . | . |  | . | . | . | 83 | 0.882 | 94.1043 | 7094 | N | O | 15 | N |  |  | 94.1043 |  |  |  | 7094 | 100% |  | 354.7 |  | 886.75 |  | 1: 1418.8; 3: 1773.5; 5: 1418.8; 7: 709.4 | 319.23 |  | 212.82
2013 | 10579 | City of LaFollette | TN | Municipal | 245.04 | 3.142 | 77.9885 | 245.04 | 3.142 | 77.9885 | . | . | . | 21535 | 13 | Y | . | . | . | . | . | . | . |  |  | . |  | 0 | 0 | 77.9885 |  |  | 0 | 0 | 0% |  | 0 |  | 0 |  | 1: 0; 3: 0; 5: 0; 7: 0 | 0 |  | 0
2013 | 10599 | Lake Region Electric Coop, Inc - (OK) | OK | Cooperative | 185 | 1.2 | 154.1667 | 184 | 1.2 | 153.3333 | 184 | 1.12 | 164.2857 | 24102 | 12.5 | Y | . | . | . | . | . | . | . |  |  | . |  | 1 | 0 | 153.3333 |  |  | 0 | 0 | 0% |  | 0 |  | 0 |  | 1: 0; 3: 0; 5: 0; 7: 0 | 0 |  | 0
2013 | 10603 | Laclede Electric Coop, Inc | MO | Cooperative | . | . | . | . | . | . | . | . | . | . | . |  | 1140 | 2.33 | 489.2704 | 180 | 2.17 | 82.9493 | 36423 | N | F | 12.4 | Y | 960 | 0.16 | 82.9493 | 6000 | 6000 | 5827.68 | 5827.68 | 16% | 529.0228 | 291.384 | 1058.0456 | 728.46 | 3174.1367 | 1165.536 | 5290.2278 | 1456.92 | 7935.3417 | 1165.536 | 10580.4555 | 582.768 | 15870.6833 | 262.2456 | 21160.9111 | 174.8304 | 154148.773 | 770743.8648 | 3699570.5511 | 7707438.6481 | 9248926.3777 | 6165950.9184 | 4162016.8699 | 3699570.5511
2013 | 10618 | Lake Region Electric Cooperative - (MN) | MN | Cooperative | 224 | 1.79 | 125.1397 | 114 | 1.13 | 100.885 | 199 | 1.39 | 143.1655 | 26351 | 12.5 | Y | . | . | . | . | . | . | . |  |  | . |  | 110 | 0.66 | 100.885 | 166.6667 | 166.6667 | 17391.66 | 17391.66 | 66% | 14.6951 | 869.583 | 29.3902 | 2173.9575 | 88.1705 | 3478.332 | 146.9508 | 4347.915 | 220.4262 | 3478.332 | 293.9015 | 1739.166 | 440.8523 | 782.6247 | 587.8031 | 521.7498 | 12778.5893 | 63892.9464 | 306686.1425 | 638929.4636 | 766715.3564 | 511143.5709 | 345021.9104 | 306686.1425
2013 | 10623 | City of Lakeland - (FL) | FL | Municipal | 78.216 | 1.227 | 63.7457 | 78.216 | 1.227 | 63.7457 | 78 | 1.227 | 63.5697 | 128947 | 12.5 | N | . | . | . | . | . | . | . |  |  | . |  | 0 | 0 | 63.7457 |  |  | 0 | 0 | 0% |  | 0 |  | 0 |  | 1: 0; 3: 0; 5: 0; 7: 0 | 0 |  | 0
2013 | 10624 | Southern Rivers Energy | GA | Cooperative | 701.56 | 2.86 | 245.3007 | 212.91 | 2.071 | 102.8054 | 692 | . | . | 18295 | 24.9 | Y | . | . | . | . | . | . | . |  |  | . |  | 488.65 | 0.789 | 102.8054 | 619.3283 | 619.3283 | 14434.755 | 14434.755 | 78.9% | 54.6065 | 721.7378 | 109.2129 | 1804.3444 | 327.6388 | 2886.951 | 546.0646 | 3608.6887 | 819.0969 | 2886.951 | 1092.1292 | 1443.4755 | 1638.1938 | 649.564 | 2184.2584 | 433.0426 | 39411.5434 | 197057.7168 | 945877.0404 | 1970577.1675 | 2364692.601 | 1576461.734 | 1064111.6705 | 945877.0404
2013 | 10625 | Lamb County Electric Coop, Inc | TX | Cooperative | . | . | . | . | . | . | . | . | . | . | . |  | 17 | . | . | . | . | . | 11310 | N | L | . | N | [6 empty] | 11310 | 100% |  | 565.5 |  | 1413.75 |  | 1: 2262; 3: 2827.5; 5: 2262; 7: 1131 | 508.95 |  | 339.3
2013 | 10681 | Lane Electric Coop Inc | OR | Cooperative | . | . | . | . | . | . | . | . | . | . | . |  | 166 | 1 | 166 | 132 | . | . | 10584 | N | L | 12 | N | 34 |  |  |  | 34 |  | 10584 | 100% | 2.9978 | 529.2 | 5.9956 | 1323 | 17.9868 | 2116.8 | 29.978 | 2646 | 44.9669 | 2116.8 | 59.9559 | 1058.4 | 89.9339 | 476.28 | 119.9118 | 317.52 | 1586.4335 | 7932.1675 | 38074.4041 | 79321.6752 | 95186.0103 | 63457.3402 | 42833.7046 | 38074.4041
2013 | 10697 | Lake Country Power | MN | Cooperative | 342 | 2.419 | 141.3807 | 249 | 1.58 | 157.5949 | 308 | 2.169 | 142.0009 | 48534 | 24.9 | N | . | . | . | . | . | . | . |  |  | . |  | 93 | 0.839 | 157.5949 | 110.8462 | 110.8462 | 40720.026 | 40720.026 | 83.9% | 9.7734 | 2036.0013 | 19.5467 | 5090.0032 | 58.6402 | 8144.0052 | 97.7336 | 10180.0065 | 146.6005 | 8144.0052 | 195.4673 | 4072.0026 | 293.2009 | 1832.4012 | 390.9346 | 1221.6008 | 19898.5834 | 99492.917 | 477566.0015 | 994929.1697 | 1193915.0037 | 795943.3358 | 537261.7517 | 477566.0015
2013 | 10724 | Lassen Municipal Utility District | CA | Municipal | . | . | . | . | . | . | . | . | . | . | . |  | 131 | 1.815 | 72.1763 | 131 | 1.815 | 72.1763 | 10543 | N | O | 14.4 | N | 0 | 0 | 72.1763 |  |  | 0 | 0 | 0% |  | 0 |  | 0 |  | 1: 0; 3: 0; 5: 0; 7: 0 | 0 |  | 0
2013 | 10768 | Laurens Electric Coop, Inc | SC | Cooperative | 118.5 | . | . | 118.4 | . | . | 101 | . | . | 54132 | . | Y | . | . | . | . | . | . | . |  |  | . |  | 0.1 |  |  |  | 0.1 |  | 54132 | 100% | 0.008817 | 2706.6 | 0.017634 | 6766.5 | 0.052902 | 10826.4 | 0.08817 | 13533 | 0.13226 | 10826.4 | 0.17634 | 5413.2 | 0.26451 | 2435.94 | 0.35268 | 1623.96 | 23.8642 | 119.3211 | 572.7412 | 1193.2109 | 1431.853 | 954.5687 | 644.3339 | 572.7412
2013 | 10814 | City of Le Sueur - (MN) | MN | Municipal | . | . | . | . | . | . | . | . | . | . | . |  | 29 | . | . | . | . | . | 2211 | Y | L | 12 | N | [6 empty] | 2211 | 100% |  | 110.55 |  | 276.375 |  | 1: 442.2; 3: 552.75; 5: 442.2; 7: 221.1 | 99.495 |  | 66.33
2013 | 10817 | Lea County Electric Coop, Inc | NM | Cooperative | . | . | . | . | . | . | . | . | . | . | . |  | 227 | 1.9 | 119.4737 | . | . | . | 11338 | N | L | 24.9 | N | [6 empty] | 11338 | 100% |  | 566.9 |  | 1417.25 |  | 1: 2267.6; 3: 2834.5; 5: 2267.6; 7: 1133.8 | 510.21 |  | 340.14
2013 | 10817 | Lea County Electric Coop, Inc | TX | Cooperative | . | . | . | . | . | . | . | . | . | . | . |  | 233 | 3.44 | 67.7326 | . | . | . | 4351 | N | L | 24.9 | N | [6 empty] | 4351 | 100% |  | 217.55 |  | 543.875 |  | 1: 870.2; 3: 1087.75; 5: 870.2; 7: 435.1 | 195.795 |  | 130.53
2013 | 10857 | Lee County Electric Coop, Inc | FL | Cooperative | . | . | . | . | . | . | . | . | . | . | . |  | 79 | 1.27 | 62.2047 | 79 | 1.27 | 62.2047 | 210062 | Y | F | 24.9 | Y | 0 | 0 | 62.2047 |  |  | 0 | 0 | 0% |  | 0 |  | 0 |  | 1: 0; 3: 0; 5: 0; 7: 0 | 0 |  | 0
2013 | 10868 | City of Leesburg - (FL) | FL | Municipal | . | . | . | . | . | . | . | . | . | . | . |  | . | . | . | 107 | 1.658 | 64.5356 | 22775 | Y | L | 12.4 | N |  |  | 64.5356 |  |  |  | 22775 | 100% |  | 1138.75 |  | 2846.875 |  | 1: 4555; 3: 5693.75; 5: 4555; 7: 2277.5 | 1024.875 |  | 683.25
2013 | 10944 | PUD No 1 of Lewis County | WA | Political Subdivision | 421.554 | 2.82 | 149.4872 | 203.362 | 1.822 | 111.6147 | 182 | 1.485 | 122.5589 | 30942 | 25 | N | . | . | . | . | . | . | . |  |  | . |  | 218.192 | 0.998 | 111.6147 | 218.6293 | 218.6293 | 30880.116 | 30880.116 | 99.8% | 19.2766 | 1544.0058 | 38.5533 | 3860.0145 | 115.6599 | 6176.0232 | 192.7664 | 7720.029 | 289.1496 | 6176.0232 | 385.5329 | 3088.0116 | 578.2993 | 1389.6052 | 771.0657 | 926.4035 | 29763.2485 | 148816.2424 | 714317.9636 | 1488162.4241 | 1785794.9089 | 1190529.9393 | 803607.709 | 714317.9636
2013 | 10966 | City of Lexington - (NC) | NC | Municipal | . | . | . | . | . | . | . | . | . | . | . |  | . | . | . | . | 0.071 | . | 18952 | Y | L | 12.5 | Y | [6 empty] | 18952 | 100% |  | 947.6 |  | 2369 |  | 1: 3790.4; 3: 4738; 5: 3790.4; 7: 1895.2 | 852.84 |  | 568.56
2013 | 11011 | Licking Valley Rural E C C | KY | Cooperative | . | . | . | . | . | . | . | . | . | . | . |  | 215.733 | 1.401 | 153.985 | 90.85 | 0.86 | 105.6395 | 17277 | N | L | 7.2 | N | 124.883 | 0.541 | 105.6395 | 230.8373 | 230.8373 | 9346.857 | 9346.857 | 54.1% | 20.353 | 467.3428 | 40.7061 | 1168.3571 | 122.1182 | 1869.3714 | 203.5303 | 2336.7142 | 305.2955 | 1869.3714 | 407.0607 | 934.6857 | 610.591 | 420.6086 | 814.1214 | 280.4057 | 9511.8454 | 47559.2268 | 228284.2888 | 475592.2684 | 570710.7221 | 380473.8147 | 256819.8249 | 228284.2888
2013 | 11018 | Lincoln Electric System | NE | Municipal | . | . | . | . | . | . | . | . | . | . | . |  | 20 | 0.33 | 60.6061 | 20 | 0.33 | 60.6061 | 131915 | N | L | 35 | N | 0 | 0 | 60.6061 |  |  | 0 | 0 | 0% |  | 0 |  | 0 |  | 1: 0; 3: 0; 5: 0; 7: 0 | 0 |  | 0
2013 | 11053 | Linn County REC | IA | Cooperative | 95 | 1.29 | 73.6434 | 95 | 1.29 | 73.6434 | . | . | . | 25909 | 12.5 | Y | . | . | . | . | . | . | . |  |  | . |  | 0 | 0 | 73.6434 |  |  | 0 | 0 | 0% |  | 0 |  | 0 |  | 1: 0; 3: 0; 5: 0; 7: 0 | 0 |  | 0
2013 | 11124 | City of Lodi - (CA) | CA | Municipal | . | . | . | . | . | . | . | . | . | . | . |  | 34 | 0.07 | 485.7143 | . | . | . | 25582 | N | F | 60 | N | [6 empty] | 25582 | 100% |  | 1279.1 |  | 3197.75 |  | 1: 5116.4; 3: 6395.5; 5: 5116.4; 7: 2558.2 | 1151.19 |  | 767.46
2013 | 11135 | City of Logan - (UT) | UT | Municipal | . | . | . | . | . | . | . | . | . | . | . |  | 12 | 0.17 | 70.5882 | . | . | . | 18168 | N | L | 12.5 | Y | [6 empty] | 18168 | 100% |  | 908.4 |  | 2271 |  | 1: 3633.6; 3: 4542; 5: 3633.6; 7: 1816.8 | 817.56 |  | 545.04
2013 | 11171 | Long Island Power Authority | NY | State | . | . | . | . | . | . | . | . | . | . | . |  | 89 | 0.89 | 100 | 57 | 0.77 | 74.026 | 1115781 | N | O | 13.8 | Y | 32 | 0.12 | 74.026 | 266.6667 | 266.6667 | 133893.72 | 133893.72 | 12% | 23.5121 | 6694.686 | 47.0242 | 16736.715 | 141.0727 | 26778.744 | 235.1212 | 33473.43 | 352.6819 | 26778.744 | 470.2425 | 13389.372 | 705.3637 | 6025.2174 | 940.4849 | 4016.8116 | 157406.2836 | 787031.4181 | 3777750.8068 | 7870314.1807 | 9444377.0169 | 6296251.3446 | 4249969.6576 | 3777750.8068
2013 | 11187 | City of Longmont | CO | Municipal | . | . | . | . | . | . | . | . | . | . | . |  | . | . | . | 26 | 0.5 | 52 | 40261 | N | F | 12.5 | N |  |  | 52 |  |  |  | 40261 | 100% |  | 2013.05 |  | 5032.625 |  | 1: 8052.2; 3: 10065.25; 5: 8052.2; 7: 4026.1 | 1811.745 |  | 1207.83
2013 | 11200 | Lorain-Medina R E C, Inc | OH | Cooperative | 90.981 | . | . | 85.289 | . | . | 73 | . | . | 16066 | 12.5 | Y | . | . | . | . | . | . | . |  |  | . |  | 5.692 |  |  |  | 5.692 |  | 16066 | 100% | 0.50187 | 803.3 | 1.0037 | 2008.25 | 3.0112 | 3213.2 | 5.0187 | 4016.5 | 7.528 | 3213.2 | 10.0373 | 1606.6 | 15.056 | 722.97 | 20.0747 | 481.98 | 403.1492 | 2015.7459 | 9675.5803 | 20157.4589 | 24188.9507 | 16125.9671 | 10885.0278 | 9675.5803
2013 | 11203 | Logan County Coop Power & Light | OH | Cooperative | 65.2 | . | . | 43.4 | . | . | 65.2 | . | . | 4595 | 12.5 | Y | . | . | . | . | . | . | . |  |  | . |  | 21.8 |  |  |  | 21.8 |  | 4595 | 100% | 1.9221 | 229.75 | 3.8442 | 574.375 | 11.5327 | 919 | 19.2212 | 1148.75 | 28.8317 | 919 | 38.4423 | 459.5 | 57.6635 | 206.775 | 76.8846 | 137.85 | 441.6062 | 2208.0309 | 10598.5481 | 22080.3086 | 26496.3703 | 17664.2469 | 11923.3666 | 10598.5481
2013 | 11204 | Los Alamos County | NM | Municipal | 54 | 1.22 | 44.2623 | . | . | . | . | . | . | 8850 | 13.2 | N | . | . | . | . | . | . | . |  |  | . | [7 empty] | 8850 | 100% |  | 442.5 |  | 1106.25 |  | 1: 1770; 3: 2212.5; 5: 1770; 7: 885 | 398.25 |  | 265.5
2013 | 11208 | Los Angeles Department of Water & Power | CA | Municipal | 65 | 0.45 | 144.4444 | 65 | 0.45 | 144.4444 | . | . | . | 1596912 | 34.5 | N | . | . | . | . | . | . | . |  |  | . |  | 0 | 0 | 144.4444 |  |  | 0 | 0 | 0% |  | 0 |  | 0 |  | 1: 0; 3: 0; 5: 0; 7: 0 | 0 |  | 0
2013 | 11241 | Entergy Louisiana LLC | LA | Investor Owned | . | . | . | 127.3 | 1.084 | 117.4354 | 195 | 1.255 | 155.3785 | 661371 | 34.5 | Y | . | . | . | . | . | . | . |  |  | . |  |  |  | 117.4354 |  |  |  | 661371 | 100% |  | 33068.55 |  | 82671.375 |  | 1: 132274.2; 3: 165342.75; 5: 132274.2; 7: 66137.1 | 29761.695 |  | 19841.13
2013 | 11249 | Louisville Gas & Electric Co | KY | Investor Owned | 148 | 1.204 | 122.9236 | 80 | 1.002 | 79.8403 | 147 | 1.136 | 129.4014 | 406793 | 34.5 | Y | . | . | . | . | . | . | . |  |  | . |  | 68 | 0.202 | 79.8403 | 336.6337 | 336.6337 | 82172.186 | 82172.186 | 20.2% | 29.6811 | 4108.6093 | 59.3623 | 10271.5233 | 178.0869 | 16434.4372 | 296.8115 | 20543.0465 | 445.2172 | 16434.4372 | 593.6229 | 8217.2186 | 890.4344 | 3697.7484 | 1187.2458 | 2465.1656 | 121948.2322 | 609741.1609 | 2926757.5724 | 6097411.6091 | 7316893.9309 | 4877929.2873 | 3292602.2689 | 2926757.5724
2013 | 11251 | Loup River Public Power Dist | NE | Political Subdivision | . | . | . | . | . | . | . | . | . | . | . |  | 18 | 0.257 | 70.0389 | 15 | 0.221 | 67.8733 | 19548 | N | L | 12.5 | N | 3 | 0.036 | 67.8733 | 83.3333 | 83.3333 | 703.728 | 703.728 | 3.6% | 7.3475 | 35.1864 | 14.6951 | 87.966 | 44.0852 | 140.7456 | 73.4754 | 175.932 | 110.2131 | 140.7456 | 146.9508 | 70.3728 | 220.4262 | 31.6678 | 293.9015 | 21.1118 | 258.5334 | 1292.6672 | 6204.8024 | 12926.6716 | 15512.0059 | 10341.3373 | 6980.4026 | 6204.8024
2013 | 11256 | City of Loveland - (CO) | CO | Municipal | 59.5 | 0.34 | 175 | 29.5 | 0.34 | 86.7647 | 59.5 | 0.34 | 175 | 32765 | 12.5 | N | . | . | . | . | . | . | . |  |  | . |  | 30 | 0 | 86.7647 |  |  | 0 | 0 | 0% |  | 0 |  | 0 |  | 1: 0; 3: 0; 5: 0; 7: 0 | 0 |  | 0
2013 | 11291 | Lumbee River Elec Member Corp | NC | Cooperative | 122 | 1 | 122 | 122 | 1 | 122 | 118 | 1 | 118 | 57328 | 12.4 | Y | . | . | . | . | . | . | . |  |  | . |  | 0 | 0 | 122 |  |  | 0 | 0 | 0% |  | 0 |  | 0 |  | 1: 0; 3: 0; 5: 0; 7: 0 | 0 |  | 0
2013 | 11298 | Lyon Rural Electric Coop | IA | Cooperative | 2197.58 | 3.1 | 708.8968 | 78.16 | 1.27 | 61.5433 | 1190.52 | 1.53 | 778.1177 | 2120 | 7.2 | N | . | . | . | . | . | . | . |  |  | . |  | 2119.42 | 1.83 | 61.5433 | 1158.153 | 2119.42 | 3879.6 | 2120 | 100% | 186.8702 | 106 | 373.7405 | 265 | 1121.2215 | 424 | 1868.7024 | 530 | 2803.0536 | 424 | 3737.4048 | 212 | 5606.1073 | 95.4 | 7474.8097 | 63.6 | 19808.2457 | 99041.2285 | 475397.8968 | 990412.2851 | 1188494.7421 | 792329.8281 | 534822.6339 | 475397.8968
2013 | 11345 | Lyon-Lincoln Electric Coop Inc | MN | Cooperative | 49 | 0.112 | 437.5 | 49 | 0.112 | 437.5 | 4 | 0.012 | 333.3333 | 3968 | 12.4 | N | . | . | . | . | . | . | . |  |  | . |  | 0 | 0 | 437.5 |  |  | 0 | 0 | 0% |  | 0 |  | 0 |  | 1: 0; 3: 0; 5: 0; 7: 0 | 0 |  | 0
2013 | 11359 | Village of Lyndonville - (VT) | VT | Municipal | . | . | . | . | . | . | . | . | . | . | . |  | . | 2.9 | . | . | 2.2 | . | 5520 | Y | F | 10.5 | N |  | 0.7 |  |  |  | 3864 | 3864 | 70% |  | 193.2 |  | 483 |  | 1: 772.8; 3: 966; 5: 772.8; 7: 386.4 | 173.88 |  | 115.92
2013 | 11364 | Lyntegar Electric Coop, Inc | TX | Cooperative | . | . | . | . | . | . | . | . | . | . | . |  | 717 | . | . | 716 | . | . | 22461 | N | O | 14.4 | Y | 1 |  |  |  | 1 |  | 22461 | 100% | 0.08817 | 1123.05 | 0.17634 | 2807.625 | 0.52902 | 4492.2 | 0.8817 | 5615.25 | 1.3226 | 4492.2 | 1.7634 | 2246.1 | 2.6451 | 1010.745 | 3.5268 | 673.83 | 99.0198 | 495.0992 | 2376.4761 | 4950.9919 | 5941.1903 | 3960.7935 | 2673.5356 | 2376.4761
2013 | 11460 | City of Macon - (MO) | MO | Municipal | 36.467 | 2.354 | 15.4915 | 36.467 | 2.354 | 15.4915 | 22.418 | 2.012 | 11.1421 | 3146 | 13 | N | . | . | . | . | . | . | . |  |  | . |  | 0 | 0 | 15.4915 |  |  | 0 | 0 | 0% |  | 0 |  | 0 |  | 1: 0; 3: 0; 5: 0; 7: 0 | 0 |  | 0
2013 | 11479 | Madison Gas & Electric Co | WI | Investor Owned | 28 | 0.35 | 80 | 28 | 0.35 | 80 | 27 | 0.297 | 90.9091 | 142528 | 13.8 | Y | . | . | . | . | . | . | . |  |  | . |  | 0 | 0 | 80 |  |  | 0 | 0 | 0% |  | 0 |  | 0 |  | 1: 0; 3: 0; 5: 0; 7: 0 | 0 |  | 0
2013 | 11501 | Magic Valley Electric Coop Inc | TX | Cooperative | 70 | . | . | 59 | . | . | 69 | . | . | 100835 | 12.4 | Y | . | . | . | . | . | . | . |  |  | . |  | 11 |  |  |  | 11 |  | 100835 | 100% | 0.96988 | 5041.75 | 1.9398 | 12604.375 | 5.8193 | 20167 | 9.6988 | 25208.75 | 14.5481 | 20167 | 19.3975 | 10083.5 | 29.0963 | 4537.575 | 38.795 | 3025.05 | 4889.8677 | 24449.3387 | 117356.8259 | 244493.3872 | 293392.0647 | 195594.7098 | 132026.4291 | 117356.8259
2013 | 11519 | Magnolia Electric Power Assn | MS | Cooperative | 208 | . | . | . | . | . | 171 | . | . | 31164 | 15 | Y | . | . | . | . | . | . | . |  |  | . | [7 empty] | 31164 | 100% |  | 1558.2 |  | 3895.5 |  | 1: 6232.8; 3: 7791; 5: 6232.8; 7: 3116.4 | 1402.38 |  | 934.92
2013 | 11522 | Maine Public Service Co | ME | Investor Owned | 273.6 | 3.3 | 82.9091 | 273.6 | 3.3 | 82.9091 | 180 | 1.92 | 93.75 | 36043 | 35 | Y | . | . | . | . | . | . | . |  |  | . |  | 0 | 0 | 82.9091 |  |  | 0 | 0 | 0% |  | 0 |  | 0 |  | 1: 0; 3: 0; 5: 0; 7: 0 | 0 |  | 0
2013 | 11560 | City of Manassas - (VA) | VA | Municipal | 60 | 0.9 | 66.6667 | 60 | 0.9 | 66.6667 | . | . | . | 15746 | 13.2 | N | . | . | . | . | . | . | . |  |  | . |  | 0 | 0 | 66.6667 |  |  | 0 | 0 | 0% |  | 0 |  | 0 |  | 1: 0; 3: 0; 5: 0; 7: 0 | 0 |  | 0
2013 | 11571 | Manitowoc Public Utilities | WI | Municipal | 12 | 0.197 | 60.9137 | 12 | 0.197 | 60.9137 | 12 | 0.197 | 60.9137 | 17821 | 13 | N | . | . | . | . | . | . | . |  |  | . |  | 0 | 0 | 60.9137 |  |  | 0 | 0 | 0% |  | 0 |  | 0 |  | 1: 0; 3: 0; 5: 0; 7: 0 | 0 |  | 0
2013 | 11646 | City of Marietta - (GA) | GA | Municipal | 71 | 0.767 | 92.5684 | 71 | 0.767 | 92.5684 | 71 | 0.767 | 92.5684 | 41843 | 19.9 | Y | . | . | . | . | . | . | . |  |  | . |  | 0 | 0 | 92.5684 |  |  | 0 | 0 | 0% |  | 0 |  | 0 |  | 1: 0; 3: 0; 5: 0; 7: 0 | 0 |  | 0
2013 | 11693 | Marlboro Electric Coop, Inc | SC | Cooperative | . | . | . | . | . | . | . | . | . | . | . |  | 156 | . | . | 156 | . | . | 6522 | N | L | 14 | Y | 0 |  |  |  | 0 |  | 6522 | 100% | 0 | 326.1 | 0 | 815.25 | 0 | 1304.4 | 0 | 1630.5 | 0 | 1304.4 | 0 | 652.2 | 0 | 293.49 | 0 | 195.66 | 0 | 0 | 0 | 0 | 0 | 0 | 0 | 0
2013 | 11701 | City of Marquette - (MI) | MI | Municipal | . | . | . | 50 | 0.677 | 73.8552 | . | . | . | 16557 | 12.5 | N | . | . | . | . | . | . | . |  |  | . |  |  |  | 73.8552 |  |  |  | 16557 | 100% |  | 827.85 |  | 2069.625 |  | 1: 3311.4; 3: 4139.25; 5: 3311.4; 7: 1655.7 | 745.065 |  | 496.71
2013 | 11731 | City of Marshall - (MN) | MN | Municipal | . | . | . | . | . | . | . | . | . | . | . |  | 2.41 | . | . | 2.41 | 0.026 | 92.6923 | 6522 | N | O | 13.8 | N | 0 |  | 92.6923 |  | 0 |  | 6522 | 100% | 0 | 326.1 | 0 | 815.25 | 0 | 1304.4 | 0 | 1630.5 | 0 | 1304.4 | 0 | 652.2 | 0 | 293.49 | 0 | 195.66 | 0 | 0 | 0 | 0 | 0 | 0 | 0 | 0
2013 | 11732 | City of Marshall - (MO) | MO | Municipal | . | . | . | . | . | . | . | . | . | . | . |  | . | . | . | 16 | . | . | . | N | L | 13 | Y
2013 | 11788 | Consumers Energy | IA | Cooperative | . | . | . | 102 | 1.52 | 67.1053 | 63 | 0.76 | 82.8947 | 6014 | 12 | N | . | . | . | . | . | . | . |  |  | . |  |  |  | 67.1053 |  |  |  | 6014 | 100% |  | 300.7 |  | 751.75 |  | 1: 1202.8; 3: 1503.5; 5: 1202.8; 7: 601.4 | 270.63 |  | 180.42
2013 | 11804 | Massachusetts Electric Co | MA | Investor Owned | 342.33 | 1.204 | 284.3272 | 91.63 | 0.982 | 93.3096 | 306.94 | 1.18 | 260.1186 | 1273512 | 69 | Y | . | . | . | . | . | . | . |  |  | . |  | 250.7 | 0.222 | 93.3096 | 1129.2793 | 1129.2793 | 282719.664 | 282719.664 | 22.2% | 99.5691 | 14135.9832 | 199.1382 | 35339.958 | 597.4145 | 56543.9328 | 995.6908 | 70679.916 | 1493.5362 | 56543.9328 | 1991.3815 | 28271.9664 | 2987.0723 | 12722.3849 | 3982.7631 | 8481.5899 | 1407506.7968 | 7037533.9838 | 33780163.1224 | 70375339.8384 | 84450407.806 | 56300271.8707 | 38002683.5127 | 33780163.1224
2013 | 11811 | Town of Massena - (NY) | NY | Municipal | . | . | . | . | . | . | . | . | . | . | . |  | 52 | 0.6 | 86.6667 | 18 | 0.3 | 60 | 9300 | N | F | 25 | N | 34 | 0.3 | 60 | 113.3333 | 113.3333 | 2790 | 2790 | 30% | 9.9927 | 139.5 | 19.9853 | 348.75 | 59.9559 | 558 | 99.9265 | 697.5 | 149.8898 | 558 | 199.853 | 279 | 299.7796 | 125.55 | 399.7061 | 83.7 | 1393.975 | 6969.8751 | 33455.4004 | 69698.7509 | 83638.5011 | 55759.0007 | 37637.3255 | 33455.4004
2013 | 11824 | Matanuska Electric Assn Inc | AK | Cooperative | 175.767 | 1.277 | 137.6406 | . | . | . | 121.55 | 0.94 | 129.3085 | 59153 | 25 | Y | . | . | . | . | . | . | . |  |  | . | [7 empty] | 59153 | 100% |  | 2957.65 |  | 7394.125 |  | 1: 11830.6; 3: 14788.25; 5: 11830.6; 7: 5915.3 | 2661.885 |  | 1774.59
2013 | 11843 | Maui Electric Co Ltd | HI | Investor Owned | . | . | . | . | . | . | . | . | . | . | . |  | 191 | 1.998 | 95.5956 | 94 | 1.037 | 90.6461 | 69303 | N | L | 12.5 | Y | 97 | 0.961 | 90.6461 | 100.9365 | 100.9365 | 66600.183 | 66600.183 | 96.1% | 8.8996 | 3330.0091 | 17.7992 | 8325.0229 | 53.3977 | 13320.0366 | 88.9962 | 16650.0458 | 133.4943 | 13320.0366 | 177.9924 | 6660.0183 | 266.9886 | 2997.0082 | 355.9848 | 1998.0055 | 29635.8163 | 148179.0816 | 711259.5915 | 1481790.8156 | 1778148.9787 | 1185432.6525 | 800167.0404 | 711259.5915
2013 | 11910 | McLeod Cooperative Power Assn | MN | Cooperative | 97 | 1.251 | 77.538 | 97 | 1.251 | 77.538 | 84 | 0.871 | 96.4409 | 6603 | 7.2 | N | . | . | . | . | . | . | . |  |  | . |  | 0 | 0 | 77.538 |  |  | 0 | 0 | 0% |  | 0 |  | 0 |  | 1: 0; 3: 0; 5: 0; 7: 0 | 0 |  | 0
2013 | 12186 | McMinnville Electric System | TN | Municipal | . | . | . | . | . | . | . | . | . | . | . |  | 20.42 | 0.79 | 25.8481 | 20.42 | 0.79 | 25.8481 | 8114 | N | F | 13 | N | 0 | 0 | 25.8481 |  |  | 0 | 0 | 0% |  | 0 |  | 0 |  | 1: 0; 3: 0; 5: 0; 7: 0 | 0 |  | 0
2013 | 12187 | City of McMinnville - (OR) | OR | Municipal | . | . | . | . | . | . | . | . | . | . | . |  | 50 | 0.832 | 60.0962 | . | . | . | 15409 | N | L | 12.5 | N | [6 empty] | 15409 | 100% |  | 770.45 |  | 1926.125 |  | 1: 3081.8; 3: 3852.25; 5: 3081.8; 7: 1540.9 | 693.405 |  | 462.27
2013 | 12199 | Montana-Dakota Utilities Co | MT | Investor Owned | . | . | . | . | . | . | . | . | . | . | . |  | 25 | 0.145 | 172.4138 | . | . | . | 25061 | N | F | 22 | N | [6 empty] | 25061 | 100% |  | 1253.05 |  | 3132.625 |  | 1: 5012.2; 3: 6265.25; 5: 5012.2; 7: 2506.1 | 1127.745 |  | 751.83
2013 | 12199 | Montana-Dakota Utilities Co | ND | Investor Owned | . | . | . | . | . | . | . | . | . | . | . |  | 154 | 0.59 | 261.017 | . | . | . | 82344 | N | F | 22 | N | [6 empty] | 82344 | 100% |  | 4117.2 |  | 10293 |  | 1: 16468.8; 3: 20586; 5: 16468.8; 7: 8234.4 | 3705.48 |  | 2470.32
2013 | 12199 | Montana-Dakota Utilities Co | SD | Investor Owned | . | . | . | . | . | . | . | . | . | . | . |  | 22 | 0.219 | 100.4566 | . | . | . | 8464 | N | F | 22 | N | [6 empty] | 8464 | 100% |  | 423.2 |  | 1058 |  | 1: 1692.8; 3: 2116; 5: 1692.8; 7: 846.4 | 380.88 |  | 253.92
2013 | 12199 | Montana-Dakota Utilities Co | WY | Investor Owned | . | . | . | . | . | . | . | . | . | . | . |  | 175 | 1.181 | 148.1795 | . | . | . | 15976 | N | F | 22 | N | [6 empty] | 15976 | 100% |  | 798.8 |  | 1997 |  | 1: 3195.2; 3: 3994; 5: 3195.2; 7: 1597.6 | 718.92 |  | 479.28
2013 | 12208 | City of McPherson - (KS) | KS | Municipal | 85 | 1.137 | 74.7581 | . | . | . | . | . | . | 8503 | 34.5 | N | . | . | . | . | . | . | . |  |  | . | [7 empty] | 8503 | 100% |  | 425.15 |  | 1062.875 |  | 1: 1700.6; 3: 2125.75; 5: 1700.6; 7: 850.3 | 382.635 |  | 255.09
2013 | 12227 | Meeker Coop Light & Power Assn | MN | Cooperative | 287 | 1.45 | 197.931 | 165 | 1.23 | 134.1463 | 207 | 0.84 | 246.4286 | 8688 | 12.5 | N | . | . | . | . | . | . | . |  |  | . |  | 122 | 0.22 | 134.1463 | 554.5455 | 554.5455 | 1911.36 | 1911.36 | 22% | 48.8945 | 95.568 | 97.7891 | 238.92 | 293.3672 | 382.272 | 488.9453 | 477.84 | 733.4179 | 382.272 | 977.8906 | 191.136 | 1466.8359 | 86.0112 | 1955.7812 | 57.3408 | 4672.7524 | 23363.7619 | 112146.0573 | 233637.6194 | 280365.1433 | 186910.0955 | 126164.3145 | 112146.0573
2013 | 12243 | Meade County Rural E C C | KY | Cooperative | 146 | 1.64 | 89.0244 | 97 | 1.41 | 68.7943 | 139 | 1.43 | 97.2028 | 29263 | 25 | N | . | . | . | . | . | . | . |  |  | . |  | 49 | 0.23 | 68.7943 | 213.0435 | 213.0435 | 6730.49 | 6730.49 | 23% | 18.7841 | 336.5245 | 37.5683 | 841.3112 | 112.7049 | 1346.098 | 187.8414 | 1682.6225 | 281.7621 | 1346.098 | 375.6828 | 673.049 | 563.5243 | 302.8721 | 751.3657 | 201.9147 | 6321.324 | 31606.6201 | 151711.7766 | 316066.2013 | 379279.4416 | 252852.9611 | 170675.7487 | 151711.7766
2013 | 12260 | Mecklenburg Electric Cooperative | VA | Cooperative | 579 | 1.74 | 332.7586 | 187 | 1.27 | 147.2441 | 579 | 1.68 | 344.6429 | 31164 | 69 | Y | . | . | . | . | . | . | . |  |  | . |  | 392 | 0.47 | 147.2441 | 834.0426 | 834.0426 | 14647.08 | 14647.08 | 47% | 73.5379 | 732.354 | 147.0758 | 1830.885 | 441.2275 | 2929.416 | 735.3792 | 3661.77 | 1103.0688 | 2929.416 | 1470.7584 | 1464.708 | 2206.1375 | 659.1186 | 2941.5167 | 439.4124 | 53855.7884 | 269278.942 | 1292538.9214 | 2692789.4195 | 3231347.3035 | 2154231.5356 | 1454106.2866 | 1292538.9214
2013 | 12268 | Medina Electric Coop, Inc | TX | Cooperative | . | . | . | . | . | . | . | . | . | . | . |  | . | . | . | 344 | 2.914 | 118.0508 | 29000 | N | F | 14.4 | Y |  |  | 118.0508 |  |  |  | 29000 | 100% |  | 1450 |  | 3625 |  | 1: 5800; 3: 7250; 5: 5800; 7: 2900 | 1305 |  | 870
2013 | 12293 | City of Memphis - (TN) | TN | Municipal | . | . | . | . | . | . | . | . | . | . | . |  | 165 | 1.49 | 110.7383 | 165 | 1.49 | 110.7383 | 407014 | N | F | 23 | Y | 0 | 0 | 110.7383 |  |  | 0 | 0 | 0% |  | 0 |  | 0 |  | 1: 0; 3: 0; 5: 0; 7: 0 | 0 |  | 0
2013 | 12298 | City of Menasha - (WI) | WI | Municipal | . | . | . | . | . | . | . | . | . | . | . |  | 23.38 | 0.31 | 75.4194 | . | . | . | 9092 | N | L | 34.5 | N | [6 empty] | 9092 | 100% |  | 454.6 |  | 1136.5 |  | 1: 1818.4; 3: 2273; 5: 1818.4; 7: 909.2 | 409.14 |  | 272.76
2013 | 12301 | Nodak Electric Coop Inc | ND | Cooperative | 219 | 1.2 | 182.5 | 219 | 1.2 | 182.5 | 219 | 1.2 | 182.5 | 21784 | 15 | Y | . | . | . | . | . | . | . |  |  | . |  | 0 | 0 | 182.5 |  |  | 0 | 0 | 0% |  | 0 |  | 0 |  | 1: 0; 3: 0; 5: 0; 7: 0 | 0 |  | 0
2013 | 12330 | Meriwether Lewis Electric Coop | TN | Cooperative | . | . | . | . | . | . | . | . | . | . | . |  | 228.18 | 1.944 | 117.3765 | 200.04 | 1.859 | 107.6062 | 33634 | N | L | 25 | N | 28.14 | 0.085 | 107.6062 | 331.0588 | 331.0588 | 2858.89 | 2858.89 | 8.5% | 29.1896 | 142.9445 | 58.3792 | 357.3612 | 175.1377 | 571.778 | 291.8961 | 714.7225 | 437.8441 | 571.778 | 583.7922 | 285.889 | 875.6883 | 128.65 | 1167.5844 | 85.7667 | 4172.4942 | 20862.4708 | 100139.86 | 208624.7083 | 250349.65 | 166899.7666 | 112657.3425 | 100139.86
2013 | 12341 | MidAmerican Energy Co | IA | Investor Owned | 143 | 1.05 | 136.1905 | 94 | 0.92 | 102.1739 | 134 | 0.94 | 142.5532 | 651444 | 13.8 | Y | . | . | . | . | . | . | . |  |  | . |  | 49 | 0.13 | 102.1739 | 376.9231 | 376.9231 | 84687.72 | 84687.72 | 13% | 33.2335 | 4234.386 | 66.467 | 10585.965 | 199.4009 | 16937.544 | 332.3348 | 21171.93 | 498.5022 | 16937.544 | 664.6696 | 8468.772 | 997.0045 | 3810.9474 | 1329.3393 | 2540.6316 | 140723.3916 | 703616.9581 | 3377361.399 | 7036169.5812 | 8443403.4974 | 5628935.665 | 3799531.5738 | 3377361.399
2013 | 12341 | MidAmerican Energy Co | IL | Investor Owned | 476 | 2.07 | 229.9517 | 160 | 1.66 | 96.3855 | 469 | 1.95 | 240.5128 | 84686 | 13.8 | Y | . | . | . | . | . | . | . |  |  | . |  | 316 | 0.41 | 96.3855 | 770.7317 | 770.7317 | 34721.26 | 34721.26 | 41% | 67.9558 | 1736.063 | 135.9115 | 4340.1575 | 407.7346 | 6944.252 | 679.5577 | 8680.315 | 1019.3366 | 6944.252 | 1359.1154 | 3472.126 | 2038.6731 | 1562.4567 | 2718.2309 | 1041.6378 | 117975.5004 | 589877.5018 | 2831412.0088 | 5898775.0184 | 7078530.022 | 4719020.0147 | 3185338.5099 | 2831412.0088
2013 | 12341 | MidAmerican Energy Co | SD | Investor Owned | 71 | 0.97 | 73.1959 | 71 | 0.97 | 73.1959 | 50 | 0.28 | 178.5714 | 4627 | 13.8 | Y | . | . | . | . | . | . | . |  |  | . |  | 0 | 0 | 73.1959 |  |  | 0 | 0 | 0% |  | 0 |  | 0 |  | 1: 0; 3: 0; 5: 0; 7: 0 | 0 |  | 0
2013 | 12351 | City of Mesa - (AZ) | AZ | Municipal | 29 | 0.452 | 64.1593 | . | . | . | 29 | 0.452 | 64.1593 | 15910 | 12 | N | . | . | . | . | . | . | . |  |  | . | [7 empty] | 15910 | 100% |  | 795.5 |  | 1988.75 |  | 1: 3182; 3: 3977.5; 5: 3182; 7: 1591 | 715.95 |  | 477.3
2013 | 12377 | Midwest Energy Cooperative | MI | Cooperative | 1069 | 3 | 356.3333 | 462 | 2 | 231 | 839 | 2 | 419.5 | 35646 | 34 | N | . | . | . | . | . | . | . |  |  | . |  | 607 | 1 | 231 | 607 | 607 | 35646 | 35646 | 100% | 53.5195 | 1782.3 | 107.0389 | 4455.75 | 321.1168 | 7129.2 | 535.1947 | 8911.5 | 802.7921 | 7129.2 | 1070.3894 | 3564.6 | 1605.5841 | 1604.07 | 2140.7788 | 1069.38 | 95387.7531 | 476938.7656 | 2289306.0749 | 4769387.6561 | 5723265.1874 | 3815510.1249 | 2575469.3343 | 2289306.0749
2013 | 12390 | Metropolitan Edison Co | PA | Investor Owned | 120 | 1.12 | 107.1429 | 120 | 1.12 | 107.1429 | 110 | 0.92 | 119.5652 | 548887 | 34.5 | N | . | . | . | . | . | . | . |  |  | . |  | 0 | 0 | 107.1429 |  |  | 0 | 0 | 0% |  | 0 |  | 0 |  | 1: 0; 3: 0; 5: 0; 7: 0 | 0 |  | 0
2013 | 12395 | Menard Electric Coop | IL | Cooperative | . | . | . | . | . | . | . | . | . | . | . |  | 389 | 2.962 | 131.3302 | 389 | 2.962 | 131.3302 | 10848 | N | O | 12.5 | N | 0 | 0 | 131.3302 |  |  | 0 | 0 | 0% |  | 0 |  | 0 |  | 1: 0; 3: 0; 5: 0; 7: 0 | 0 |  | 0
2013 | 12450 | Midland Power Coop | IA | Cooperative | . | . | . | . | . | . | . | . | . | . | . |  | 169 | 1.165 | 145.0644 | 128 | 1.013 | 126.3573 | 11319 | N | L | 12.5 | Y | 41 | 0.152 | 126.3574 | 269.7368 | 269.7368 | 1720.488 | 1720.488 | 15.2% | 23.7828 | 86.0244 | 47.5656 | 215.061 | 142.6969 | 344.0976 | 237.8282 | 430.122 | 356.7423 | 344.0976 | 475.6564 | 172.0488 | 713.4847 | 77.422 | 951.3129 | 51.6146 | 2045.903 | 10229.5151 | 49101.6723 | 102295.1506 | 122754.1807 | 81836.1205 | 55239.3813 | 49101.6723
2013 | 12452 | Mid-South Electric Coop Assn | TX | Cooperative | . | . | . | . | . | . | . | . | . | . | . |  | 240 | 2.16 | 111.1111 | 180 | 2.07 | 86.9565 | 25879 | N | F | 24.9 | Y | 60 | 0.09 | 86.9565 | 666.6667 | 666.6667 | 2329.11 | 2329.11 | 9% | 58.7803 | 116.4555 | 117.5606 | 291.1388 | 352.6819 | 465.822 | 587.8031 | 582.2775 | 881.7046 | 465.822 | 1175.6062 | 232.911 | 1763.4093 | 104.81 | 2351.2123 | 69.8733 | 6845.2902 | 34226.4511 | 164286.9655 | 342264.5114 | 410717.4137 | 273811.6091 | 184822.8361 | 164286.9655
2013 | 12463 | Mid-Yellowstone Elec Coop, Inc | MT | Cooperative | 269 | 2.706 | 99.4087 | 269 | 2.706 | 99.4087 | 180 | 1.47 | 122.449 | 1987 | 35 | N | . | . | . | . | . | . | . |  |  | . |  | 0 | 0 | 99.4087 |  |  | 0 | 0 | 0% |  | 0 |  | 0 |  | 1: 0; 3: 0; 5: 0; 7: 0 | 0 |  | 0
2013 | 12470 | Middle Tennessee E M C | TN | Cooperative | . | . | . | . | . | . | . | . | . | . | . |  | . | . | . | 81.92 | 1.32 | 62.0606 | 198232 | Y | O | 14.4 | Y |  |  | 62.0606 |  |  |  | 198232 | 100% |  | 9911.6 |  | 24779 |  | 1: 39646.4; 3: 49558; 5: 39646.4; 7: 19823.2 | 8920.44 |  | 5946.96
2013 | 12515 | Midwest Electric, Inc | OH | Cooperative | 265.7 | 1.73 | 153.5838 | 87.9 | 0.92 | 95.5435 | 236 | 1.35 | 174.8148 | 10548 | 12.5 | Y | . | . | . | . | . | . | . |  |  | . |  | 177.8 | 0.81 | 95.5435 | 219.5062 | 219.5062 | 8543.88 | 8543.88 | 81% | 19.354 | 427.194 | 38.7079 | 1067.985 | 116.1238 | 1708.776 | 193.5396 | 2135.97 | 290.3094 | 1708.776 | 387.0792 | 854.388 | 580.6188 | 384.4746 | 774.1584 | 256.3164 | 8267.896 | 41339.4798 | 198429.503 | 413394.7979 | 496073.7575 | 330715.8384 | 223233.1909 | 198429.503
2013 | 12524 | Midwest Energy Inc | KS | Cooperative | 170.4 | 1.66 | 102.6506 | 170.4 | 1.66 | 102.6506 | . | . | . | 49802 | 34.5 | Y | . | . | . | . | . | . | . |  |  | . |  | 0 | 0 | 102.6506 |  |  | 0 | 0 | 0% |  | 0 |  | 0 |  | 1: 0; 3: 0; 5: 0; 7: 0 | 0 |  | 0
2013 | 12532 | City of Milan | TN | Municipal | 120.39 | 2.034 | 59.1888 | . | . | . | . | . | . | 8635 | 12.5 | N | . | . | . | . | . | . | . |  |  | . | [7 empty] | 8635 | 100% |  | 431.75 |  | 1079.375 |  | 1: 1727; 3: 2158.75; 5: 1727; 7: 863.5 | 388.575 |  | 259.05
2013 | 12539 | Midwest Electric Member Corp | NE | Cooperative | 150 | . | . | 150 | . | . | 135 | . | . | 6331 | 34.5 | N | . | . | . | . | . | . | . |  |  | . |  | 0 |  |  |  | 0 |  | 6331 | 100% | 0 | 316.55 | 0 | 791.375 | 0 | 1266.2 | 0 | 1582.75 | 0 | 1266.2 | 0 | 633.1 | 0 | 284.895 | 0 | 189.93 | 0 | 0 | 0 | 0 | 0 | 0 | 0 | 0
2013 | 12546 | Mille Lacs Energy Cooperative | MN | Cooperative | 183 | 1.41 | 129.7872 | 142 | 1.31 | 108.397 | 183 | 1.41 | 129.7872 | 14902 | 7.2 | Y | . | . | . | . | . | . | . |  |  | . |  | 41 | 0.1 | 108.3969 | 410 | 410 | 1490.2 | 1490.2 | 10% | 36.1499 | 74.51 | 72.2998 | 186.275 | 216.8993 | 298.04 | 361.4989 | 372.55 | 542.2483 | 298.04 | 722.9978 | 149.02 | 1084.4967 | 67.059 | 1445.9956 | 44.706 | 2693.5283 | 13467.6414 | 64644.6789 | 134676.4144 | 161611.6973 | 107741.1315 | 72725.2638 | 64644.6789
2013 | 12642 | Maquoketa Valley Rrl Elec Coop | IA | Cooperative | 48 | 0.8 | 60 | 42 | 0.7 | 60 | 44 | 0.6 | 73.3333 | 15537 | 12.5 | Y | . | . | . | . | . | . | . |  |  | . |  | 6 | 0.1 | 60 | 60 | 60 | 1553.7 | 1553.7 | 10% | 5.2902 | 77.685 | 10.5805 | 194.2125 | 31.7414 | 310.74 | 52.9023 | 388.425 | 79.3534 | 310.74 | 105.8046 | 155.37 | 158.7068 | 69.9165 | 211.6091 | 46.611 | 410.9713 | 2054.8567 | 9863.3123 | 20548.5672 | 24658.2807 | 16438.8538 | 11096.2263 | 9863.3123
2013 | 12647 | ALLETE, Inc. | MN | Investor Owned | 153 | 1.24 | 123.3871 | 120 | 1.14 | 105.2632 | 149 | 1.21 | 123.1405 | 133534 | 69 | N | . | . | . | . | . | . | . |  |  | . |  | 33 | 0.1 | 105.2632 | 330 | 330 | 13353.4 | 13353.4 | 10% | 29.0963 | 667.67 | 58.1925 | 1669.175 | 174.5775 | 2670.68 | 290.9625 | 3338.35 | 436.4438 | 2670.68 | 581.9251 | 1335.34 | 872.8876 | 600.903 | 1163.8501 | 400.602 | 19426.6951 | 97133.4754 | 466240.6819 | 971334.7539 | 1165601.7046 | 777067.8031 | 524520.7671 | 466240.6819
2013 | 12651 | Minnesota Valley Electric Coop | MN | Cooperative | . | . | . | . | . | . | . | . | . | . | . |  | 36 | 0.451 | 79.8226 | 28 | 0.374 | 74.8663 | 36247 | N | F | 12 | N | 8 | 0.077 | 74.8663 | 103.8961 | 103.8961 | 2791.019 | 2791.019 | 7.7% | 9.1606 | 139.551 | 18.3211 | 348.8774 | 54.9634 | 558.2038 | 91.6057 | 697.7547 | 137.4085 | 558.2038 | 183.2114 | 279.1019 | 274.817 | 125.5959 | 366.4227 | 83.7306 | 1278.3659 | 6391.8295 | 30680.7818 | 63918.2954 | 76701.9544 | 51134.6363 | 34515.8795 | 30680.7818
2013 | 12660 | Village of Minster - (OH) | OH | Municipal | . | . | . | . | . | . | . | . | . | . | . |  | 7.17 | 0.122 | 58.7705 | 7.17 | 0.122 | 58.7705 | 1366 | Y | L | 12.5 | N | 0 | 0 | 58.7705 |  |  | 0 | 0 | 0% |  | 0 |  | 0 |  | 1: 0; 3: 0; 5: 0; 7: 0 | 0 |  | 0
2013 | 12685 | Entergy Mississippi Inc | MS | Investor Owned | . | . | . | 140.6 | 1.241 | 113.2957 | 237 | 1.475 | 160.678 | 445426 | 34.5 | Y | . | . | . | . | . | . | . |  |  | . |  |  |  | 113.2957 |  |  |  | 445426 | 100% |  | 22271.3 |  | 55678.25 |  | 1: 89085.2; 3: 111356.5; 5: 89085.2; 7: 44542.6 | 20044.17 |  | 13362.78
2013 | 12686 | Mississippi Power Co | MS | Investor Owned | . | . | . | . | . | . | . | . | . | . | . |  | 137 | 1.32 | 103.7879 | 55 | 0.81 | 67.9012 | 186330 | N | F | 22.9 | Y | 82 | 0.51 | 67.9012 | 160.7843 | 160.7843 | 95028.3 | 95028.3 | 51% | 14.1764 | 4751.415 | 28.3529 | 11878.5375 | 85.0586 | 19005.66 | 141.7643 | 23757.075 | 212.6464 | 19005.66 | 283.5285 | 9502.83 | 425.2928 | 4276.2735 | 567.0571 | 2850.849 | 67358.0896 | 336790.4482 | 1616594.1514 | 3367904.482 | 4041485.3784 | 2694323.5856 | 1818668.4203 | 1616594.1514
2013 | 12692 | Missoula Electric Coop, Inc | MT | Cooperative | 245.8 | 1.72 | 142.907 | 245.8 | 1.72 | 142.907 | 173 | 0.95 | 182.1053 | 14414 | 25 | Y | . | . | . | . | . | . | . |  |  | . |  | 0 | 0 | 142.907 |  |  | 0 | 0 | 0% |  | 0 |  | 0 |  | 1: 0; 3: 0; 5: 0; 7: 0 | 0 |  | 0
2013 | 12698 | KCP&L Greater Missouri Operations Co. | MO | Investor Owned | 219 | 1.499 | 146.0974 | 103 | 1.082 | 95.1941 | 219 | 1.499 | 146.0974 | 308938 | 34 | Y | . | . | . | . | . | . | . |  |  | . |  | 116 | 0.417 | 95.1941 | 278.1775 | 278.1775 | 128827.146 | 128827.146 | 41.7% | 24.527 | 6441.3573 | 49.0541 | 16103.3932 | 147.1622 | 25765.4292 | 245.2704 | 32206.7865 | 367.9055 | 25765.4292 | 490.5407 | 12882.7146 | 735.8111 | 5797.2216 | 981.0814 | 3864.8144 | 157987.3975 | 789936.9875 | 3791697.54 | 7899369.8751 | 9479243.8501 | 6319495.9001 | 4265659.7325 | 3791697.54
2013 | 12706 | Mitchell Electric Member Corp | GA | Cooperative | . | . | . | . | . | . | . | . | . | . | . |  | 380.81 | 3.462 | 109.9971 | 319.22 | 3.187 | 100.1632 | 24996 |  |  | 25 | Y | 61.59 | 0.275 | 100.1632 | 223.9636 | 223.9636 | 6873.9 | 6873.9 | 27.5% | 19.747 | 343.695 | 39.494 | 859.2375 | 118.4819 | 1374.78 | 197.4698 | 1718.475 | 296.2047 | 1374.78 | 394.9395 | 687.39 | 592.4093 | 309.3255 | 789.8791 | 206.217 | 6786.9374 | 33934.6871 | 162886.4983 | 339346.8714 | 407216.2457 | 271477.4971 | 183247.3106 | 162886.4983
2013 | 12745 | Modesto Irrigation District | CA | Political Subdivision | 28 | 0.33 | 84.8485 | . | . | . | . | . | . | 112543 | 21 | N | . | . | . | . | . | . | . |  |  | . | [7 empty] | 112543 | 100% |  | 5627.15 |  | 14067.875 |  | 1: 22508.6; 3: 28135.75; 5: 22508.6; 7: 11254.3 | 5064.435 |  | 3376.29
2013 | 12796 | Monongahela Power Co | WV | Investor Owned | 485 | 1.92 | 252.6042 | 305 | 1.57 | 194.2675 | 426 | 1.62 | 262.963 | 386373 | 69 | N | . | . | . | . | . | . | . |  |  | . |  | 180 | 0.35 | 194.2675 | 514.2857 | 514.2857 | 135230.55 | 135230.55 | 35% | 45.3448 | 6761.5275 | 90.6896 | 16903.8187 | 272.0689 | 27046.11 | 453.4481 | 33807.6375 | 680.1721 | 27046.11 | 906.8962 | 13523.055 | 1360.3443 | 6085.3747 | 1813.7924 | 4056.9165 | 306600.1763 | 1533000.8817 | 7358404.2322 | 15330008.817 | 18396010.5805 | 12264007.0536 | 8278204.7612 | 7358404.2322
2013 | 12801 | City of Monroe - (NC) | NC | Municipal | 23 | 0.26 | 88.4615 | 23 | 0.26 | 88.4615 | 23 | 0.26 | 88.4615 | 10441 | 35 | N | . | . | . | . | . | . | . |  |  | . |  | 0 | 0 | 88.4615 |  |  | 0 | 0 | 0% |  | 0 |  | 0 |  | 1: 0; 3: 0; 5: 0; 7: 0 | 0 |  | 0
2013 | 12803 | Monroe County Elec Coop, Inc | IL | Cooperative | 166 | 0.03 | 5533.3333 | 166 | 0.03 | 5533.3333 | 98 | 0.03 | 3266.6667 | 7206 | 12 | Y | . | . | . | . | . | . | . |  |  | . |  | 0 | 0 | 5533.3333 |  |  | 0 | 0 | 0% |  | 0 |  | 0 |  | 1: 0; 3: 0; 5: 0; 7: 0 | 0 |  | 0
2013 | 12825 | NorthWestern Energy LLC - (MT) | MT | Investor Owned | 146 | 1.305 | 111.8774 | 133 | 1.237 | 107.5182 | 146 | 1.305 | 111.8774 | 350175 | 25 | N | . | . | . | . | . | . | . |  |  | . |  | 13 | 0.068 | 107.5182 | 191.1765 | 191.1765 | 23811.9 | 23811.9 | 6.8% | 16.8561 | 1190.595 | 33.7122 | 2976.4875 | 101.1367 | 4762.38 | 168.5612 | 5952.975 | 252.8418 | 4762.38 | 337.1224 | 2381.19 | 505.6835 | 1071.5355 | 674.2447 | 714.357 | 20068.8097 | 100344.0485 | 481651.4328 | 1003440.4849 | 1204128.5819 | 802752.388 | 541857.8619 | 481651.4328
2013 | 12860 | Morgan County Rural Elec Assn | CO | Cooperative | . | . | . | . | . | . | . | . | . | . | . |  | 125 | 1.032 | 121.124 | 125 | 1.032 | 121.124 | 7728 | N | O | 12.5 | N | 0 | 0 | 121.124 |  |  | 0 | 0 | 0% |  | 0 |  | 0 |  | 1: 0; 3: 0; 5: 0; 7: 0 | 0 |  | 0
2013 | 12866 | Moon Lake Electric Assn Inc | CO | Cooperative | . | . | . | . | . | . | . | . | . | . | . |  | 212.487 | 1.835 | 115.7967 | 133.922 | 1.224 | 109.4134 | 2330 | N | L | 35 | N | 78.565 | 0.611 | 109.4134 | 128.5843 | 128.5843 | 1423.63 | 1423.63 | 61.1% | 11.3373 | 71.1815 | 22.6747 | 177.9538 | 68.024 | 284.726 | 113.3734 | 355.9075 | 170.06 | 284.726 | 226.7467 | 142.363 | 340.1201 | 64.0633 | 453.4934 | 42.7089 | 807.0086 | 4035.043 | 19368.2063 | 40350.4298 | 48420.5158 | 32280.3439 | 21789.2321 | 19368.2063
2013 | 12866 | Moon Lake Electric Assn Inc | UT | Cooperative | . | . | . | . | . | . | . | . | . | . | . |  | 182.799 | 1.578 | 115.8422 | 104.229 | 0.967 | 107.7859 | 16018 | N | L | 35 | N | 78.57 | 0.611 | 107.7859 | 128.5925 | 128.5925 | 9786.998 | 9786.998 | 61.1% | 11.3381 | 489.3499 | 22.6761 | 1223.3747 | 68.0283 | 1957.3996 | 113.3806 | 2446.7495 | 170.0709 | 1957.3996 | 226.7612 | 978.6998 | 340.1417 | 440.4149 | 453.5223 | 293.6099 | 5548.2774 | 27741.3871 | 133158.6579 | 277413.8707 | 332896.6448 | 221931.0965 | 149803.4902 | 133158.6579
2013 | 12894 | City of Moorhead - (MN) | MN | Municipal | 23 | 0.37 | 62.1622 | . | . | . | . | . | . | 16946 | 12.5 | N | . | . | . | . | . | . | . |  |  | . | [7 empty] | 16946 | 100% |  | 847.3 |  | 2118.25 |  | 1: 3389.2; 3: 4236.5; 5: 3389.2; 7: 1694.6 | 762.57 |  | 508.38
2013 | 12929 | South Central Indiana REMC | IN | Cooperative | 578 | 3.73 | 154.9598 | 301 | 2.65 | 113.5849 | 435 | 2.57 | 169.2607 | 33396 | 12.5 | N | . | . | . | . | . | . | . |  |  | . |  | 277 | 1.08 | 113.5849 | 256.4815 | 277 | 36067.68 | 33396 | 100% | 24.4232 | 1669.8 | 48.8464 | 4174.5 | 146.5393 | 6679.2 | 244.2322 | 8349 | 366.3483 | 6679.2 | 488.4644 | 3339.6 | 732.6965 | 1502.82 | 976.9287 | 1001.88 | 40781.8898 | 203909.4489 | 978765.3549 | 2039094.4893 | 2446913.3872 | 1631275.5915 | 1101111.0242 | 978765.3549
2013 | 12944 | City of Morganton - (NC) | NC | Municipal | . | . | . | . | . | . | . | . | . | . | . |  | 49 | 1 | 49 | 29 | 0.46 | 63.0435 | 8230 | N | F | 12.4 | N | 20 | 0.54 | 63.0435 | 37.037 | 37.037 | 4444.2 | 4444.2 | 54% | 3.2656 | 222.21 | 6.5311 | 555.525 | 19.5934 | 888.84 | 32.6557 | 1111.05 | 48.9836 | 888.84 | 65.3115 | 444.42 | 97.9672 | 199.989 | 130.6229 | 133.326 | 725.6429 | 3628.2145 | 17415.4298 | 36282.1455 | 43538.5746 | 29025.7164 | 19592.3586 | 17415.4298
2013 | 12988 | City of Morristown - (TN) | TN | Municipal | . | . | . | . | . | . | . | . | . | . | . |  | 87.46 | 1.94 | 45.0825 | 77.68 | 1.77 | 43.887 | 14117 | N | F | 13.8 | Y | 9.78 | 0.17 | 43.887 | 57.5294 | 57.5294 | 2399.89 | 2399.89 | 17% | 5.0724 | 119.9945 | 10.1448 | 299.9862 | 30.4344 | 479.978 | 50.7239 | 599.9725 | 76.0859 | 479.978 | 101.4479 | 239.989 | 152.1718 | 107.9951 | 202.8958 | 71.9967 | 608.6595 | 3043.2974 | 14607.8277 | 30432.9743 | 36519.5691 | 24346.3794 | 16433.8061 | 14607.8277
2013 | 12989 | Village of Morrisville - (VT) | VT | Municipal | . | . | . | . | . | . | . | . | . | . | . |  | 101.844 | 2.6 | 39.1708 | . | . | . | 3859 | N | F | 12.4 | N | [6 empty] | 3859 | 100% |  | 192.95 |  | 482.375 |  | 1: 771.8; 3: 964.75; 5: 771.8; 7: 385.9 | 173.655 |  | 115.77
2013 | 12990 | Consolidated Electric Coop Inc | OH | Cooperative | 306 | 2.57 | 119.0661 | 118 | 1.66 | 71.0843 | . | . | . | 16446 | 34.5 | N | . | . | . | . | . | . | . |  |  | . |  | 188 | 0.91 | 71.0843 | 206.5934 | 206.5934 | 14965.86 | 14965.86 | 91% | 18.2154 | 748.293 | 36.4309 | 1870.7325 | 109.2926 | 2993.172 | 182.1544 | 3741.465 | 273.2315 | 2993.172 | 364.3087 | 1496.586 | 546.4631 | 673.4637 | 728.6175 | 448.9758 | 13630.4835 | 68152.4173 | 327131.6032 | 681524.1734 | 817829.0081 | 545219.3387 | 368023.0536 | 327131.6032
2013 | 13027 | Mountain Electric Coop, Inc | NC | Cooperative | . | . | . | . | . | . | . | . | . | . | . |  | 305 | 1.92 | 158.8542 | 239 | 1.64 | 145.7317 | 18250 | N | L | 12.5 | N | 66 | 0.28 | 145.7317 | 235.7143 | 235.7143 | 5110 | 5110 | 28% | 20.783 | 255.5 | 41.5661 | 638.75 | 124.6982 | 1022 | 207.8304 | 1277.5 | 311.7456 | 1022 | 415.6608 | 511 | 623.4911 | 229.95 | 831.3215 | 153.3 | 5310.0661 | 26550.3306 | 127441.5871 | 265503.3064 | 318603.9677 | 212402.6451 | 143371.7855 | 127441.5871
2013 | 13027 | Mountain Electric Coop, Inc | TN | Cooperative | . | . | . | . | . | . | . | . | . | . | . |  | 452 | 2.13 | 212.2066 | 226 | 1.55 | 145.8065 | 15100 | N | L | 12.5 | N | 226 | 0.58 | 145.8065 | 389.6552 | 389.6552 | 8758 | 8758 | 58% | 34.3561 | 437.9 | 68.7122 | 1094.75 | 206.1365 | 1751.6 | 343.5608 | 2189.5 | 515.3412 | 1751.6 | 687.1215 | 875.8 | 1030.6823 | 394.11 | 1374.2431 | 262.74 | 15044.5261 | 75222.6304 | 361068.626 | 752226.3042 | 902671.565 | 601781.0434 | 406202.2043 | 361068.626
2013 | 13032 | Mt Carmel Public Utility Co | IL | Investor Owned | . | . | . | . | . | . | . | . | . | . | . |  | 420 | 4 | 105 | 183 | 3 | 61 | 5640 | N | L | 7 | N | 237 | 1 | 61 | 237 | 237 | 5640 | 5640 | 100% | 20.8964 | 282 | 41.7928 | 705 | 125.3784 | 1128 | 208.964 | 1410 | 313.446 | 1128 | 417.928 | 564 | 626.892 | 253.8 | 835.856 | 169.2 | 5892.7847 | 29463.9236 | 141426.8332 | 294639.2359 | 353567.083 | 235711.3887 | 159105.1874 | 141426.8332
2013 | 13036 | Village of Mt. Horeb - (WI) | WI | Municipal | . | . | . | . | . | . | . | . | . | . | . |  | 59.263 | 0.83 | 71.4012 | . | . | . | 3680 | N | F | 12.4 | Y | [6 empty] | 3680 | 100% |  | 184 |  | 460 |  | 1: 736; 3: 920; 5: 736; 7: 368 | 165.6 |  | 110.4
2013 | 13058 | Mountain View Elec Assn, Inc | CO | Cooperative | . | . | . | . | . | . | . | . | . | . | . |  | 376 | 1.036 | 362.9344 | 57 | 0.588 | 96.9388 | 48097 | N | F | 24.9 | Y | 319 | 0.448 | 96.9388 | 712.0536 | 712.0536 | 21547.456 | 21547.456 | 44.8% | 62.7821 | 1077.3728 | 125.5642 | 2693.432 | 376.6926 | 4309.4912 | 627.8209 | 5386.864 | 941.7314 | 4309.4912 | 1255.6419 | 2154.7456 | 1883.4628 | 969.6355 | 2511.2837 | 646.4237 | 67639.7193 | 338198.5966 | 1623353.2638 | 3381985.9662 | 4058383.1594 | 2705588.773 | 1826272.4217 | 1623353.2638
2013 | 13119 | City of Murfreesboro | TN | Municipal | . | . | . | . | . | . | . | . | . | . | . |  | 45.968 | 0.946 | 48.592 | . | . | . | 53460 | N | L | 13.1 | N | [6 empty] | 53460 | 100% |  | 2673 |  | 6682.5 |  | 1: 10692; 3: 13365; 5: 10692; 7: 5346 | 2405.7 |  | 1603.8
2013 | 13137 | City of Murray - (UT) | UT | Municipal | . | . | . | . | . | . | . | . | . | . | . |  | 17 | 0.3 | 56.6667 | . | . | . | 17548 | Y | O | 12.5 | N | [6 empty] | 17548 | 100% |  | 877.4 |  | 2193.5 |  | 1: 3509.6; 3: 4387; 5: 3509.6; 7: 1754.8 | 789.66 |  | 526.44
2013 | 13143 | Board of Water Electric & Communications | IA | Municipal | . | . | . | . | . | . | . | . | . | . | . |  | 34.002 | 0.575 | 59.1339 | 34.002 | 0.575 | 59.1339 | 11291 | Y | F | 13.8 | N | 0 | 0 | 59.1339 |  |  | 0 | 0 | 0% |  | 0 |  | 0 |  | 1: 0; 3: 0; 5: 0; 7: 0 | 0 |  | 0
2013 | 13196 | Northern Plains Electric Coop | ND | Cooperative | 159 | 1 | 159 | 107 | 1 | 107 | 143 | 1 | 143 | 11629 | 12 | Y | . | . | . | . | . | . | . |  |  | . |  | 52 | 0 | 107 |  |  | 0 | 0 | 0% |  | 0 |  | 0 |  | 1: 0; 3: 0; 5: 0; 7: 0 | 0 |  | 0
2013 | 13206 | Nantucket Electric Co | MA | Investor Owned | 198.53 | 1.021 | 194.4466 | 54.58 | 0.615 | 88.748 | 110.37 | 0.93 | 118.6774 | 12901 | 69 | Y | . | . | . | . | . | . | . |  |  | . |  | 143.95 | 0.406 | 88.748 | 354.5567 | 354.5567 | 5237.806 | 5237.806 | 40.6% | 31.2614 | 261.8903 | 62.5228 | 654.7257 | 187.5685 | 1047.5612 | 312.6142 | 1309.4515 | 468.9214 | 1047.5612 | 625.2285 | 523.7806 | 937.8427 | 235.7013 | 1250.457 | 157.1342 | 8187.0637 | 40935.3185 | 196489.5289 | 409353.1852 | 491223.8222 | 327482.5481 | 221050.72 | 196489.5289
2013 | 13208 | City of Naperville - (IL) | IL | Municipal | 36 | 0.35 | 102.8571 | . | . | . | . | . | . | 57674 | 12.4 | N | . | . | . | . | . | . | . |  |  | . | [7 empty] | 57674 | 100% |  | 2883.7 |  | 7209.25 |  | 1: 11534.8; 3: 14418.5; 5: 11534.8; 7: 5767.4 | 2595.33 |  | 1730.22
2013 | 13214 | The Narragansett Electric Co | RI | Investor Owned | 783.19 | 1.26 | 621.5794 | 57.28 | 0.72 | 79.5556 | 782.9 | 1.17 | 669.1453 | 485428 | 69 | Y | . | . | . | . | . | . | . |  |  | . |  | 725.91 | 0.54 | 79.5556 | 1344.2778 | 1344.2778 | 262131.12 | 262131.12 | 54% | 118.5256 | 13106.556 | 237.0512 | 32766.39 | 711.1536 | 52426.224 | 1185.2559 | 65532.78 | 1777.8839 | 52426.224 | 2370.5119 | 26213.112 | 3555.7678 | 11795.9004 | 4741.0238 | 7863.9336 | 1553462.3342 | 7767311.6711 | 37283096.0214 | 77673116.7112 | 93207740.0535 | 62138493.369 | 41943483.0241 | 37283096.0214
2013 | 13216 | Nashville Electric Service | TN | Municipal | . | . | . | . | . | . | . | . | . | . | . |  | 135.01 | 2.13 | 63.385 | 101.32 | 1.87 | 54.1818 | 355889 | N | L | 23.9 | Y | 33.69 | 0.26 | 54.1818 | 129.5769 | 129.5769 | 92531.14 | 92531.14 | 26% | 11.4249 | 4626.557 | 22.8497 | 11566.3925 | 68.5491 | 18506.228 | 114.2486 | 23132.785 | 171.3729 | 18506.228 | 228.4971 | 9253.114 | 342.7457 | 4163.9013 | 456.9943 | 2775.9342 | 52857.7535 | 264288.7673 | 1268586.0831 | 2642887.673 | 3171465.2076 | 2114310.1384 | 1427159.3434 | 1268586.0831
2013 | 13227 | Natchez Trace Elec Power Assn | MS | Cooperative | . | . | . | . | . | . | . | . | . | . | . |  | 354.54 | 2.478 | 143.0751 | 147.94 | 0.938 | 157.7185 | 15776 | N | L | 24.9 | N | 206.6 | 1.54 | 157.7186 | 134.1558 | 206.6 | 24295.04 | 15776 | 100% | 18.216 | 788.8 | 36.432 | 1972 | 109.2961 | 3155.2 | 182.1602 | 3944 | 273.2403 | 3155.2 | 364.3204 | 1577.6 | 546.4805 | 709.92 | 728.6407 | 473.28 | 14368.7947 | 71843.9735 | 344851.073 | 718439.7355 | 862127.6826 | 574751.7884 | 387957.4572 | 344851.073
2013 | 13314 | Navajo Tribal Utility Authority | AZ | State | . | . | . | . | . | . | . | . | . | . | . |  | 130.2 | 1.63 | 79.8773 | . | . | . | 26387 | N | L | 24.9 | N | [6 empty] | 26387 | 100% |  | 1319.35 |  | 3298.375 |  | 1: 5277.4; 3: 6596.75; 5: 5277.4; 7: 2638.7 | 1187.415 |  | 791.61
2013 | 13314 | Navajo Tribal Utility Authority | NM | State | . | . | . | . | . | . | . | . | . | . | . |  | 151.2 | 1.98 | 76.3636 | . | . | . | 10137 | Y | L | 24.9 | N | [6 empty] | 10137 | 100% |  | 506.85 |  | 1267.125 |  | 1: 2027.4; 3: 2534.25; 5: 2027.4; 7: 1013.7 | 456.165 |  | 304.11
2013 | 13314 | Navajo Tribal Utility Authority | UT | State | . | . | . | . | . | . | . | . | . | . | . |  | 16.8 | 0.21 | 80 | . | . | . | 338 | Y | L | 24.9 | N | [6 empty] | 338 | 100% |  | 16.9 |  | 42.25 |  | 1: 67.6; 3: 84.5; 5: 67.6; 7: 33.8 | 15.21 |  | 10.14
2013 | 13337 | Nebraska Public Power District | NE | Political Subdivision | 87.66 | 0.71 | 123.4648 | 61.18 | 0.59 | 103.6949 | . | . | . | 98789 | . | Y | . | . | . | . | . | . | . |  |  | . |  | 26.48 | 0.12 | 103.6949 | 220.6667 | 220.6667 | 11854.68 | 11854.68 | 12% | 19.4563 | 592.734 | 38.9126 | 1481.835 | 116.7377 | 2370.936 | 194.5628 | 2963.67 | 291.8442 | 2370.936 | 389.1256 | 1185.468 | 583.6885 | 533.4606 | 778.2513 | 355.6404 | 11532.3999 | 57661.9997 | 276777.5986 | 576619.9971 | 691943.9965 | 461295.9976 | 311374.7984 | 276777.5986
2013 | 13386 | Nemaha-Marshall E C A, Inc | KS | Cooperative | 201.969 | 1.572 | 128.479 | 171.397 | 1.346 | 127.338 | 105 | 1.052 | 99.8099 | 3351 | 34.5 | N | . | . | . | . | . | . | . |  |  | . |  | 30.572 | 0.226 | 127.338 | 135.2743 | 135.2743 | 757.326 | 757.326 | 22.6% | 11.9272 | 37.8663 | 23.8544 | 94.6658 | 71.5632 | 151.4652 | 119.272 | 189.3315 | 178.908 | 151.4652 | 238.544 | 75.7326 | 357.816 | 34.0797 | 477.088 | 22.7198 | 451.639 | 2258.1948 | 10839.3352 | 22581.9483 | 27098.3379 | 18065.5586 | 12194.2521 | 10839.3352
2013 | 13407 | Nevada Power Co | NV | Investor Owned | 63 | 0.52 | 121.1539 | 41 | 0.46 | 89.1304 | . | . | . | 871368 | 60 | Y | . | . | . | . | . | . | . |  |  | . |  | 22 | 0.06 | 89.1304 | 366.6667 | 366.6667 | 52282.08 | 52282.08 | 6% | 32.3292 | 2614.104 | 64.6583 | 6535.26 | 193.975 | 10456.416 | 323.2917 | 13070.52 | 484.9375 | 10456.416 | 646.5834 | 5228.208 | 969.8751 | 2352.6936 | 1293.1668 | 1568.4624 | 84511.8119 | 422559.0595 | 2028283.4857 | 4225590.5952 | 5070708.7142 | 3380472.4761 | 2281818.9214 | 2028283.4857
2013 | 13416 | City of New Bern - (NC) | NC | Municipal | 7.432 | 0.134 | 55.4627 | 5.85 | 0.078 | 75 | 7.432 | 0.134 | 55.4627 | 21219 | 23 | N | . | . | . | . | . | . | . |  |  | . |  | 1.582 | 0.056 | 75 | 28.25 | 28.25 | 1188.264 | 1188.264 | 5.6% | 2.4908 | 59.4132 | 4.9816 | 148.533 | 14.9449 | 237.6528 | 24.9082 | 297.066 | 37.3622 | 237.6528 | 49.8163 | 118.8264 | 74.7245 | 53.4719 | 99.6326 | 35.6479 | 147.9873 | 739.9366 | 3551.6958 | 7399.3662 | 8879.2394 | 5919.493 | 3995.6577 | 3551.6958
2013 | 13418 | City of New Braunfels - (TX) | TX | Municipal | 22 | 0.489 | 44.9898 | 22 | 0.489 | 44.9898 | 22 | 0.489 | 44.9898 | 31660 | 34 | N | . | . | . | . | . | . | . |  |  | . |  | 0 | 0 | 44.9898 |  |  | 0 | 0 | 0% |  | 0 |  | 0 |  | 1: 0; 3: 0; 5: 0; 7: 0 | 0 |  | 0
2013 | 13424 | New Castle Municipal Serv Comm | DE | Municipal | 43 | 0.26 | 165.3846 | 43 | 0.26 | 165.3846 | 43 | 0.26 | 165.3846 | 2641 | 12 | N | . | . | . | . | . | . | . |  |  | . |  | 0 | 0 | 165.3846 |  |  | 0 | 0 | 0% |  | 0 |  | 0 |  | 1: 0; 3: 0; 5: 0; 7: 0 | 0 |  | 0
2013 | 13441 | New Hampshire Elec Coop Inc | NH | Cooperative | . | . | . | . | . | . | . | . | . | . | . |  | 540 | 3.68 | 146.7391 | 360 | 2.87 | 125.4355 | 79269 | N | F | 13 | Y | 180 | 0.81 | 125.4355 | 222.2222 | 222.2222 | 64207.89 | 64207.89 | 81% | 19.5934 | 3210.3945 | 39.1869 | 8025.9862 | 117.5606 | 12841.578 | 195.9344 | 16051.9725 | 293.9015 | 12841.578 | 391.8687 | 6420.789 | 587.8031 | 2889.3551 | 783.7374 | 1926.2367 | 62902.6598 | 314513.299 | 1509663.8354 | 3145132.9904 | 3774159.5885 | 2516106.3924 | 1698371.8148 | 1509663.8354
2013 | 13448 | City of New Holstein - (WI) | WI | Municipal | . | . | . | . | . | . | . | . | . | . | . |  | 5.391 | 0.055 | 98.0182 | . | . | . | 2619 | N | F | 12.5 | N | [6 empty] | 2619 | 100% |  | 130.95 |  | 327.375 |  | 1: 523.8; 3: 654.75; 5: 523.8; 7: 261.9 | 117.855 |  | 78.57
2013 | 13478 | Entergy New Orleans Inc | LA | Investor Owned | . | . | . | 90.3 | 1.032 | 87.5 | 92 | 1.055 | 87.2038 | 189713 | 34.5 | Y | . | . | . | . | . | . | . |  |  | . |  |  |  | 87.5 |  |  |  | 189713 | 100% |  | 9485.65 |  | 23714.125 |  | 1: 37942.6; 3: 47428.25; 5: 37942.6; 7: 18971.3 | 8537.085 |  | 5691.39
2013 | 13480 | New Prague Utilities Comm | MN | Municipal | . | . | . | . | . | . | . | . | . | . | . |  | 2.35 | 0.047 | 50 | 2.35 | 0.047 | 50 | 2542 | N | F | 12.5 | N | 0 | 0 | 50 |  |  | 0 | 0 | 0% |  | 0 |  | 0 |  | 1: 0; 3: 0; 5: 0; 7: 0 | 0 |  | 0
2013 | 13482 | New River Light & Power Co | NC | State | 7.01 | 0.088 | 79.6591 | 7.07 | 0.088 | 80.3409 | . | . | . | 7751 | 13 | N | . | . | . | . | . | . | . |  |  | . |  | -0.06 | 0 | 80.3409 |  |  | 0 | 0 | 0% |  | 0 |  | 0 |  | 1: 0; 3: 0; 5: 0; 7: 0 | 0 |  | 0
2013 | 13488 | New Ulm Public Utilities Comm | MN | Municipal | . | . | . | . | . | . | . | . | . | . | . |  | 14 | 0.49 | 28.5714 | . | . | . | 7420 | N | L | 13.2 | N | [6 empty] | 7420 | 100% |  | 371 |  | 927.5 |  | 1: 1484; 3: 1855; 5: 1484; 7: 742 | 333.9 |  | 222.6
2013 | 13511 | New York State Elec & Gas Corp | NY | Investor Owned | . | . | . | . | . | . | . | . | . | . | . |  | 236.4 | 1.41 | 167.6596 | 121.2 | 1.09 | 111.1927 | 859531 | N | F | 34.5 | N | 115.2 | 0.32 | 111.1927 | 360 | 360 | 275049.92 | 275049.92 | 32% | 31.7414 | 13752.496 | 63.4827 | 34381.24 | 190.4482 | 55009.984 | 317.4137 | 68762.48 | 476.1205 | 55009.984 | 634.8273 | 27504.992 | 952.241 | 12377.2464 | 1269.6547 | 8251.4976 | 436523.0178 | 2182615.0889 | 10476552.4267 | 21826150.8891 | 26191381.0669 | 17460920.7112 | 11786121.4801 | 10476552.4267
2013 | 13524 | Newberry Electric Coop, Inc | SC | Cooperative | . | . | . | . | . | . | . | . | . | . | . |  | 135 | . | . | 85 | . | . | 12627 | N | F | 12 | N | 50 |  |  |  | 50 |  | 12627 | 100% | 4.4085 | 631.35 | 8.817 | 1578.375 | 26.4511 | 2525.4 | 44.0852 | 3156.75 | 66.1278 | 2525.4 | 88.1705 | 1262.7 | 132.2557 | 568.215 | 176.3409 | 378.81 | 2783.3211 | 13916.6054 | 66799.7061 | 139166.0544 | 166999.2652 | 111332.8435 | 75149.6694 | 66799.7061
2013 | 13547 | Newnan Wtr, Sewer & Light Comm | GA | Municipal | 33 | . | . | 25 | . | . | . | . | . | 9593 | 12 | N | . | . | . | . | . | . | . |  |  | . |  | 8 |  |  |  | 8 |  | 9593 | 100% | 0.70536 | 479.65 | 1.4107 | 1199.125 | 4.2322 | 1918.6 | 7.0536 | 2398.25 | 10.5805 | 1918.6 | 14.1073 | 959.3 | 21.1609 | 431.685 | 28.2145 | 287.79 | 338.3277 | 1691.6385 | 8119.8648 | 16916.385 | 20299.662 | 13533.108 | 9134.8479 | 8119.8648
2013 | 13561 | City of Newton - (NC) | NC | Municipal | 11 | 1.063 | 10.3481 | 6 | 0.063 | 95.2381 | . | . | . | 4495 | 24 | Y | . | . | . | . | . | . | . |  |  | . |  | 5 | 1 | 95.2381 | 5 | 5 | 4495 | 4495 | 100% | 0.44085 | 224.75 | 0.8817 | 561.875 | 2.6451 | 899 | 4.4085 | 1123.75 | 6.6128 | 899 | 8.817 | 449.5 | 13.2256 | 202.275 | 17.6341 | 134.85 | 99.0816 | 495.4078 | 2377.9574 | 4954.0779 | 5944.8935 | 3963.2623 | 2675.2021 | 2377.9574
2013 | 13573 | Niagara Mohawk Power Corp. | NY | Investor Owned | 297.2 | 1.354 | 219.4978 | 117.92 | 0.934 | 126.2527 | 294.23 | 1.317 | 223.4093 | 1605502 | 69 | Y | . | . | . | . | . | . | . |  |  | . |  | 179.28 | 0.42 | 126.2527 | 426.8571 | 426.8571 | 674310.84 | 674310.84 | 42% | 37.6362 | 33715.542 | 75.2724 | 84288.855 | 225.8172 | 134862.168 | 376.3619 | 168577.71 | 564.5429 | 134862.168 | 752.7238 | 67431.084 | 1129.0858 | 30343.9878 | 1505.4477 | 20229.3252 | 1268924.6079 | 6344623.0395 | 30454190.5897 | 63446230.3953 | 76135476.4744 | 50756984.3162 | 34260964.4135 | 30454190.5897
2013 | 13640 | Northern Virginia Elec Coop | VA | Cooperative | . | . | . | . | . | . | . | . | . | . | . |  | 161 | 1.09 | 147.7064 | 41 | 0.67 | 61.194 | 147979 | N | F | 34.5 | Y | 120 | 0.42 | 61.194 | 285.7143 | 285.7143 | 62151.18 | 62151.18 | 42% | 25.1916 | 3107.559 | 50.3831 | 7768.8975 | 151.1494 | 12430.236 | 251.9156 | 15537.795 | 377.8734 | 12430.236 | 503.8312 | 6215.118 | 755.7468 | 2796.8031 | 1007.6624 | 1864.5354 | 78284.2616 | 391421.3079 | 1878822.2777 | 3914213.0786 | 4697055.6943 | 3131370.4629 | 2113675.0625 | 1878822.2777
2013 | 13647 | Noble County R E M C | IN | Cooperative | 179 | 1.147 | 156.0593 | 98 | 0.973 | 100.7194 | 179 | 1.147 | 156.0593 | 11017 | 12 | Y | . | . | . | . | . | . | . |  |  | . |  | 81 | 0.174 | 100.7194 | 465.5172 | 465.5172 | 1916.958 | 1916.958 | 17.4% | 41.0449 | 95.8479 | 82.0897 | 239.6198 | 246.2692 | 383.3916 | 410.4487 | 479.2395 | 615.6731 | 383.3916 | 820.8974 | 191.6958 | 1231.3461 | 86.2631 | 1641.7948 | 57.5087 | 3934.0647 | 19670.3233 | 94417.5518 | 196703.2329 | 236043.8795 | 157362.5863 | 106219.7458 | 94417.5518
2013 | 13651 | Nolin Rural Electric Coop Corp | KY | Cooperative | 65 | . | . | 55 | 0.65 | 84.6154 | 59 | . | . | 34147 | 12.5 | N | . | . | . | . | . | . | . |  |  | . |  | 10 |  | 84.6154 |  | 10 |  | 34147 | 100% | 0.8817 | 1707.35 | 1.7634 | 4268.375 | 5.2902 | 6829.4 | 8.817 | 8536.75 | 13.2256 | 6829.4 | 17.6341 | 3414.7 | 26.4511 | 1536.615 | 35.2682 | 1024.41 | 1505.3784 | 7526.892 | 36129.0816 | 75268.9199 | 90322.7039 | 60215.1359 | 40645.2168 | 36129.0816
2013 | 13664 | Norris Public Power District | NE | Political Subdivision | 118.6 | 1.114 | 106.4632 | 103.4 | 1.038 | 99.6146 | 15.2 | 0.077 | 197.4026 | 18460 | 12.5 | N | . | . | . | . | . | . | . |  |  | . |  | 15.2 | 0.076 | 99.6146 | 200 | 200 | 1402.96 | 1402.96 | 7.6% | 17.6341 | 70.148 | 35.2682 | 175.37 | 105.8046 | 280.592 | 176.3409 | 350.74 | 264.5114 | 280.592 | 352.6819 | 140.296 | 529.0228 | 63.1332 | 705.3637 | 42.0888 | 1236.9963 | 6184.9816 | 29687.9118 | 61849.8163 | 74219.7796 | 49479.853 | 33398.9008 | 29687.9118
2013 | 13675 | Nishnabotna Valley R E C | IA | Cooperative | . | . | . | . | . | . | . | . | . | . | . |  | 78 | 0.493 | 158.215 | 78 | 0.493 | 158.215 | 4986 | N | O | 12.5 | N | 0 | 0 | 158.215 |  |  | 0 | 0 | 0% |  | 0 |  | 0 |  | 1: 0; 3: 0; 5: 0; 7: 0 | 0 |  | 0
2013 | 13676 | North Arkansas Elec Coop, Inc | AR | Cooperative | 270.35 | 3.57 | 75.7283 | 251.29 | . | . | 230 | . | . | 35432 | 25 | Y | . | . | . | . | . | . | . |  |  | . |  | 19.06 |  |  |  | 19.06 |  | 35432 | 100% | 1.6805 | 1771.6 | 3.3611 | 4429 | 10.0832 | 7086.4 | 16.8053 | 8858 | 25.2079 | 7086.4 | 33.6106 | 3543.2 | 50.4159 | 1594.44 | 67.2212 | 1062.96 | 2977.2252 | 14886.1261 | 71453.4052 | 148861.2608 | 178633.513 | 119089.0087 | 80385.0809 | 71453.4052
2013 | 13679 | Town of North Attleborough - (MA) | MA | Municipal | 10.982 | 0.131 | 83.8321 | 10.982 | 0.131 | 83.8321 | 10.982 | 0.131 | 83.8321 | 13211 | 15 | N | . | . | . | . | . | . | . |  |  | . |  | 0 | 0 | 83.8321 |  |  | 0 | 0 | 0% |  | 0 |  | 0 |  | 1: 0; 3: 0; 5: 0; 7: 0 | 0 |  | 0
2013 | 13684 | Nobles Cooperative Electric | MN | Cooperative | 3302 | 4 | 825.5 | 204 | 2 | 102 | 1354 | 3 | 451.3333 | 5092 | 7 | Y | . | . | . | . | . | . | . |  |  | . |  | 3098 | 2 | 102 | 1549 | 3098 | 10184 | 5092 | 100% | 273.1521 | 254.6 | 546.3042 | 636.5 | 1638.9126 | 1018.4 | 2731.5209 | 1273 | 4097.2814 | 1018.4 | 5463.0419 | 509.2 | 8194.5628 | 229.14 | 10926.0838 | 152.76 | 69544.5231 | 347722.6157 | 1669068.5555 | 3477226.1572 | 4172671.3887 | 2781780.9258 | 1877702.1249 | 1669068.5555
2013 | 13690 | North Central MO Elec Coop Inc | MO | Cooperative | . | . | . | . | . | . | . | . | . | . | . |  | 7.784 | 1.194 | 6.5193 | 3.465 | 0.257 | 13.4825 | 5709 | N | L | 12.4 | N | 4.319 | 0.937 | 13.4825 | 4.6094 | 4.6094 | 5349.333 | 5349.333 | 93.7% | 0.40641 | 267.4667 | 0.81282 | 668.6666 | 2.4385 | 1069.8666 | 4.0641 | 1337.3332 | 6.0962 | 1069.8666 | 8.1282 | 534.9333 | 12.1924 | 240.72 | 16.2565 | 160.48 | 108.7017 | 543.5085 | 2608.841 | 5435.0855 | 6522.1025 | 4348.0684 | 2934.9461 | 2608.841
2013 | 13693 | North Central Elec Coop, Inc | OH | Cooperative | 304.054 | . | . | 216.284 | . | . | 132.328 | . | . | 9672 | 12.5 | Y | . | . | . | . | . | . | . |  |  | . |  | 87.77 |  |  |  | 87.77 |  | 9672 | 100% | 7.7387 | 483.6 | 15.4774 | 1209 | 46.4323 | 1934.4 | 77.3872 | 2418 | 116.0808 | 1934.4 | 154.7744 | 967.2 | 232.1616 | 435.24 | 309.5489 | 290.16 | 3742.4457 | 18712.2287 | 89818.6975 | 187122.2866 | 224546.7439 | 149697.8292 | 101046.0347 | 89818.6975
2013 | 13698 | North Central Public Pwr Dist | NE | Political Subdivision | . | . | . | . | . | . | . | . | . | . | . |  | 52 | 0.32 | 162.5 | . | . | . | 5505 | N | F | 7.2 | N | [6 empty] | 5505 | 100% |  | 275.25 |  | 688.125 |  | 1: 1101; 3: 1376.25; 5: 1101; 7: 550.5 | 247.725 |  | 165.15
2013 | 13700 | North Itasca Electric Coop Inc | MN | Cooperative | . | . | . | . | . | . | . | . | . | . | . |  | . | . | . | 700 | 1.3 | 538.4615 | 5300 | N | L | 7.2 | N |  |  | 538.4615 |  |  |  | 5300 | 100% |  | 265 |  | 662.5 |  | 1: 1060; 3: 1325; 5: 1060; 7: 530 | 238.5 |  | 159
2013 | 13704 | North Western Elec Coop, Inc | OH | Cooperative | 150 | 2 | 75 | . | . | . | . | . | . | 5868 | 12.5 | N | . | . | . | . | . | . | . |  |  | . | [7 empty] | 5868 | 100% |  | 293.4 |  | 733.5 |  | 1: 1173.6; 3: 1467; 5: 1173.6; 7: 586.8 | 264.06 |  | 176.04
2013 | 13718 | City of North Little Rock - (AR) | AR | Municipal | . | . | . | . | . | . | . | . | . | . | . |  | 29 | . | . | . | . | . | 38000 | Y | O | 13.8 | Y | [6 empty] | 38000 | 100% |  | 1900 |  | 4750 |  | 1: 7600; 3: 9500; 5: 7600; 7: 3800 | 1710 |  | 1140
2013 | 13730 | City of North St Paul - (MN) | MN | Municipal | . | . | . | . | . | . | . | . | . | . | . |  | . | 0.336 | . | . | 0.043 | . | 6473 | N | F | 13.8 | N |  | 0.293 |  |  |  | 1896.589 | 1896.589 | 29.3% |  | 94.8294 |  | 237.0736 |  | 1: 379.3178; 3: 474.1472; 5: 379.3178; 7: 189.6589 | 85.3465 |  | 56.8977
2013 | 13735 | Northcentral Mississippi E P A | MS | Cooperative | 615.7 | 2.8 | 219.8929 | 108.3 | 1.4 | 77.3571 | . | . | . | 28908 | 25 | Y | . | . | . | . | . | . | . |  |  | . |  | 507.4 | 1.4 | 77.3571 | 362.4286 | 507.4 | 40471.2 | 28908 | 100% | 44.7377 | 1445.4 | 89.4754 | 3613.5 | 268.4262 | 5781.6 | 447.3769 | 7227 | 671.0654 | 5781.6 | 894.7539 | 2890.8 | 1342.1308 | 1300.86 | 1789.5077 | 867.24 | 64663.8613 | 323319.3064 | 1551932.6707 | 3233193.0639 | 3879831.6767 | 2586554.4511 | 1745924.2545 | 1551932.6707
2013 | 13750 | Northern Electric Coop, Inc | SD | Cooperative | 50.76 | 0.48 | 105.75 | 48.96 | 0.47 | 104.1702 | 39.93 | 0.35 | 114.0857 | 6086 | 7.2 | N | . | . | . | . | . | . | . |  |  | . |  | 1.8 | 0.01 | 104.1702 | 180 | 180 | 60.86 | 60.86 | 1% | 15.8707 | 3.043 | 31.7414 | 7.6075 | 95.2241 | 12.172 | 158.7068 | 15.215 | 238.0602 | 12.172 | 317.4137 | 6.086 | 476.1205 | 2.7387 | 634.8273 | 1.8258 | 48.2945 | 241.4724 | 1159.0677 | 2414.7245 | 2897.6694 | 1931.7796 | 1303.9512 | 1159.0677
2013 | 13757 | North Plains Electric Coop Inc | TX | Cooperative | . | . | . | . | . | . | . | . | . | . | . |  | 485 | . | . | 482 | . | . | 6889 | N | F | 35 | N | 3 |  |  |  | 3 |  | 6889 | 100% | 0.26451 | 344.45 | 0.52902 | 861.125 | 1.5871 | 1377.8 | 2.6451 | 1722.25 | 3.9677 | 1377.8 | 5.2902 | 688.9 | 7.9353 | 310.005 | 10.5805 | 206.67 | 91.1109 | 455.5547 | 2186.6627 | 4555.5474 | 5466.6569 | 3644.4379 | 2459.9956 | 2186.6627
2013 | 13758 | Northern Lights, Inc | ID | Cooperative | . | . | . | . | . | . | . | . | . | . | . |  | 534 | . | . | 367 | . | . | 17654 | N | F | 25 | Y | 167 |  |  |  | 167 |  | 17654 | 100% | 14.7245 | 882.7 | 29.4489 | 2206.75 | 88.3468 | 3530.8 | 147.2447 | 4413.5 | 220.867 | 3530.8 | 294.4893 | 1765.4 | 441.734 | 794.43 | 588.9787 | 529.62 | 12997.2873 | 64986.4364 | 311934.8949 | 649864.3644 | 779837.2373 | 519891.4916 | 350926.7568 | 311934.8949
2013 | 13780 | Northern States Power Co | WI | Investor Owned | 181 | 1.04 | 174.0385 | 88 | 0.78 | 112.8205 | 164 | 0.83 | 197.5904 | 249376 | 34.5 | Y | . | . | . | . | . | . | . |  |  | . |  | 93 | 0.26 | 112.8205 | 357.6923 | 357.6923 | 64837.76 | 64837.76 | 26% | 31.5379 | 3241.888 | 63.0758 | 8104.72 | 189.2274 | 12967.552 | 315.379 | 16209.44 | 473.0684 | 12967.552 | 630.7579 | 6483.776 | 946.1369 | 2917.6992 | 1261.5159 | 1945.1328 | 102242.3277 | 511211.6385 | 2453815.8648 | 5112116.385 | 6134539.662 | 4089693.108 | 2760542.8479 | 2453815.8648
2013 | 13781 | Northern States Power Co - Minnesota | MN | Investor Owned | 564 | 1.39 | 405.7554 | 95 | 0.9 | 105.5556 | 558 | 1.33 | 419.5489 | 1214613 | 34.5 | Y | . | . | . | . | . | . | . |  |  | . |  | 469 | 0.49 | 105.5556 | 957.1429 | 957.1429 | 595160.37 | 595160.37 | 49% | 84.3917 | 29758.0185 | 168.7835 | 74395.0462 | 506.3504 | 119032.074 | 843.9173 | 148790.0925 | 1265.8759 | 119032.074 | 1687.8346 | 59516.037 | 2531.7519 | 26782.2166 | 3375.6692 | 17854.8111 | 2511330.626 | 12556653.1301 | 60271935.0242 | 125566531.3005 | 150679837.5606 | 100453225.0404 | 67805926.9023 | 60271935.0242
2013 | 13781 | Northern States Power Co - Minnesota | ND | Investor Owned | 74 | 0.81 | 91.358 | 71 | 0.77 | 92.2078 | 74 | 0.8 | 92.5 | 92663 | 34.5 | Y | . | . | . | . | . | . | . |  |  | . |  | 3 | 0.04 | 92.2078 | 75 | 75 | 3706.52 | 3706.52 | 4% | 6.6128 | 185.326 | 13.2256 | 463.315 | 39.6767 | 741.304 | 66.1278 | 926.63 | 99.1918 | 741.304 | 132.2557 | 370.652 | 198.3835 | 166.7934 | 264.5114 | 111.1956 | 1225.5209 | 6127.6047 | 29412.5026 | 61276.047 | 73531.2564 | 49020.8376 | 33089.0654 | 29412.5026
2013 | 13781 | Northern States Power Co - Minnesota | SD | Investor Owned | 937 | 1.53 | 612.4183 | 148 | 0.77 | 192.2078 | 909 | 1.21 | 751.2397 | 93858 | 34.5 | Y | . | . | . | . | . | . | . |  |  | . |  | 789 | 0.76 | 192.2078 | 1038.1579 | 1038.1579 | 71332.08 | 71332.08 | 76% | 91.5349 | 3566.604 | 183.0697 | 8916.51 | 549.2092 | 14266.416 | 915.3486 | 17833.02 | 1373.0229 | 14266.416 | 1830.6972 | 7133.208 | 2746.0459 | 3209.9436 | 3661.3945 | 2139.9624 | 326468.6054 | 1632343.0272 | 7835246.5305 | 16323430.2719 | 19588116.3262 | 13058744.2175 | 8814652.3468 | 7835246.5305
2013 | 13783 | Northeast Louisiana Power Coop Inc. | LA | Cooperative | . | . | . | . | . | . | . | . | . | . | . |  | 300 | 2.79 | 107.5269 | 180 | 1.93 | 93.2642 | 16638 | N | O | 19.9 | N | 120 | 0.86 | 93.2642 | 139.5349 | 139.5349 | 14308.68 | 14308.68 | 86% | 12.3029 | 715.434 | 24.6057 | 1788.585 | 73.8171 | 2861.736 | 123.0286 | 3577.17 | 184.5428 | 2861.736 | 246.0571 | 1430.868 | 369.0857 | 643.8906 | 492.1142 | 429.2604 | 8801.881 | 44009.4048 | 211245.1433 | 440094.0485 | 528112.8582 | 352075.2388 | 237650.7862 | 211245.1433
2013 | 13788 | Northern Wasco County PUD | OR | Political Subdivision | . | . | . | . | . | . | . | . | . | . | . |  | 16 | 0.089 | 179.7753 | . | . | . | 9832 | N | L | 12.5 | N | [6 empty] | 9832 | 100% |  | 491.6 |  | 1229 |  | 1: 1966.4; 3: 2458; 5: 1966.4; 7: 983.2 | 442.44 |  | 294.96
2013 | 13789 | Village of Northfield - (VT) | VT | Municipal | . | . | . | . | . | . | . | . | . | . | . |  | . | 0.13 | . | . | . | . | 1838 | N | O | 34 | N | [6 empty] | 1838 | 100% |  | 91.9 |  | 229.75 |  | 1: 367.6; 3: 459.5; 5: 367.6; 7: 183.8 | 82.71 |  | 55.14
2013 | 13809 | NorthWestern Energy - (SD) | SD | Investor Owned | 128.18 | 1.008 | 127.1627 | 69.53 | 0.837 | 83.0705 | 128 | 1 | 128 | 61561 | 35 | N | . | . | . | . | . | . | . |  |  | . |  | 58.65 | 0.171 | 83.0705 | 342.9825 | 342.9825 | 10526.931 | 10526.931 | 17.1% | 30.2409 | 526.3465 | 60.4818 | 1315.8664 | 181.4455 | 2105.3862 | 302.4092 | 2631.7328 | 453.6138 | 2105.3862 | 604.8184 | 1052.6931 | 907.2277 | 473.7119 | 1209.6369 | 315.8079 | 15917.2049 | 79586.0246 | 382012.9181 | 795860.2461 | 955032.2954 | 636688.1969 | 429764.5329 | 382012.9181
2013 | 13830 | Nueces Electric Cooperative | TX | Cooperative | . | . | . | . | . | . | . | . | . | . | . |  | 360 | 2 | 180 | 360 | 2 | 180 | 19000 | N | L | 25 | Y | 0 | 0 | 180 |  |  | 0 | 0 | 0% |  | 0 |  | 0 |  | 1: 0; 3: 0; 5: 0; 7: 0 | 0 |  | 0
2013 | 13831 | City of Norwich - (CT) | CT | Municipal | 42 | 0.428 | 98.1308 | 42 | 0.428 | 98.1308 | 42 | 0.428 | 98.1308 | 20900 | 35 | Y | . | . | . | . | . | . | . |  |  | . |  | 0 | 0 | 98.1308 |  |  | 0 | 0 | 0% |  | 0 |  | 0 |  | 1: 0; 3: 0; 5: 0; 7: 0 | 0 |  | 0
2013 | 13838 | Northfork Electric Coop, Inc | OK | Cooperative | . | . | . | . | . | . | . | . | . | . | . |  | 25 | . | . | 1 | . | . | 6798 | N | F | 14.4 | N | 24 |  |  |  | 24 |  | 6798 | 100% | 2.1161 | 339.9 | 4.2322 | 849.75 | 12.6965 | 1359.6 | 21.1609 | 1699.5 | 31.7414 | 1359.6 | 42.3218 | 679.8 | 63.4827 | 305.91 | 84.6436 | 203.94 | 719.2594 | 3596.2968 | 17262.2248 | 35962.9684 | 43155.5621 | 28770.3747 | 19420.0029 | 17262.2248
2013 | 13936 | Oakdale Electric Coop | WI | Cooperative | 125.256 | 0.865 | 144.8046 | 90.876 | 0.689 | 131.8955 | 117.156 | 0.777 | 150.7799 | 16238 | 12.5 | N | . | . | . | . | . | . | . |  |  | . |  | 34.38 | 0.176 | 131.8955 | 195.3409 | 195.3409 | 2857.888 | 2857.888 | 17.6% | 17.2233 | 142.8944 | 34.4466 | 357.236 | 103.3398 | 571.5776 | 172.233 | 714.472 | 258.3495 | 571.5776 | 344.466 | 285.7888 | 516.699 | 128.605 | 688.9319 | 85.7366 | 2461.1129 | 12305.5644 | 59066.7093 | 123055.6444 | 147666.7733 | 98444.5155 | 66450.048 | 59066.7093
2013 | 13955 | City of Ocala | FL | Municipal | . | . | . | . | . | . | . | . | . | . | . |  | 147 | 1.716 | 85.6643 | . | . | . | 48000 | N | L | 12 | N | [6 empty] | 48000 | 100% |  | 2400 |  | 6000 |  | 1: 9600; 3: 12000; 5: 9600; 7: 4800 | 2160 |  | 1440
2013 | 13963 | Oconomowoc Utilities | WI | Municipal | . | . | . | . | . | . | . | . | . | . | . |  | 16.614 | 0.228 | 72.8684 | . | . | . | 8889 | Y | L | 24.9 | N | [6 empty] | 8889 | 100% |  | 444.45 |  | 1111.125 |  | 1: 1777.8; 3: 2222.25; 5: 1777.8; 7: 888.9 | 400.005 |  | 266.67
2013 | 13998 | Ohio Edison Co | OH | Investor Owned | 128 | 1.01 | 126.7327 | 78 | 0.85 | 91.7647 | 120 | 0.84 | 142.8571 | 1032017 | 34.5 | N | . | . | . | . | . | . | . |  |  | . |  | 50 | 0.16 | 91.7647 | 312.5 | 312.5 | 165122.72 | 165122.72 | 16% | 27.5533 | 8256.136 | 55.1065 | 20640.34 | 165.3196 | 33024.544 | 275.5327 | 41280.68 | 413.299 | 33024.544 | 551.0654 | 16512.272 | 826.5981 | 7430.5224 | 1102.1308 | 4953.6816 | 227483.5415 | 1137417.7076 | 5459604.9963 | 11374177.0757 | 13649012.4908 | 9099341.6605 | 6142055.6209 | 5459604.9963
2013 | 14006 | Ohio Power Co | OH | Investor Owned | 345 | 1.401 | 246.2527 | 164 | 1.153 | 142.2376 | 300 | 1.238 | 242.3263 | 1453647 | 35 | Y | . | . | . | . | . | . | . |  |  | . |  | 181 | 0.248 | 142.2376 | 729.8387 | 729.8387 | 360504.456 | 360504.456 | 24.8% | 64.3502 | 18025.2228 | 128.7004 | 45063.057 | 386.1013 | 72100.8912 | 643.5022 | 90126.114 | 965.2533 | 72100.8912 | 1287.0043 | 36050.4456 | 1930.5065 | 16222.7005 | 2574.0087 | 10815.1337 | 1159926.9963 | 5799634.9816 | 27838247.9118 | 57996349.8163 | 69595619.7796 | 46397079.853 | 31318028.9008 | 27838247.9118
2013 | 14055 | PUD No 1 of Okanogan County | WA | Political Subdivision | . | . | . | . | . | . | . | . | . | . | . |  | 161 | 1.402 | 114.8359 | . | . | . | 20756 | N | F | 24.9 | N | [6 empty] | 20756 | 100% |  | 1037.8 |  | 2594.5 |  | 1: 4151.2; 3: 5189; 5: 4151.2; 7: 2075.6 | 934.02 |  | 622.68
2013 | 14062 | Oklahoma Electric Coop Inc | OK | Cooperative | 945 | 2.73 | 346.1538 | 118 | 1.26 | 93.6508 | 923 | 2.4 | 384.5833 | 51128 | 24.9 | Y | . | . | . | . | . | . | . |  |  | . |  | 827 | 1.47 | 93.6508 | 562.585 | 827 | 75158.16 | 51128 | 100% | 72.917 | 2556.4 | 145.8339 | 6391 | 437.5018 | 10225.6 | 729.1697 | 12782 | 1093.7546 | 10225.6 | 1458.3395 | 5112.8 | 2187.5092 | 2300.76 | 2916.6789 | 1533.84 | 186404.9493 | 932024.7465 | 4473718.7832 | 9320247.4651 | 11184296.9581 | 7456197.9721 | 5032933.6312 | 4473718.7832
2013 | 14063 | Oklahoma Gas & Electric Co | AR | Investor Owned | . | . | . | . | . | . | . | . | . | . | . |  | 456 | 1.48 | 308.1081 | 114 | 0.9 | 126.6667 | 67562 | N | F | 69 | Y | 342 | 0.58 | 126.6667 | 589.6552 | 589.6552 | 39185.96 | 39185.96 | 58% | 51.9902 | 1959.298 | 103.9803 | 4898.245 | 311.941 | 7837.192 | 519.9017 | 9796.49 | 779.8525 | 7837.192 | 1039.8034 | 3918.596 | 1559.7051 | 1763.3682 | 2079.6068 | 1175.5788 | 101864.2351 | 509321.1756 | 2444741.6429 | 5093211.7561 | 6111854.1073 | 4074569.4048 | 2750334.3483 | 2444741.6429
2013 | 14063 | Oklahoma Gas & Electric Co | OK | Investor Owned | . | . | . | . | . | . | . | . | . | . | . |  | 828 | 1.45 | 571.0345 | 112 | 0.8 | 140 | 735020 | N | F | 69 | Y | 716 | 0.65 | 140 | 1101.5385 | 1101.5385 | 477763 | 477763 | 65% | 97.1232 | 23888.15 | 194.2463 | 59720.375 | 582.7389 | 95552.6 | 971.2316 | 119440.75 | 1456.8473 | 95552.6 | 1942.4631 | 47776.3 | 2913.6947 | 21499.335 | 3884.9262 | 14332.89 | 2320092.5202 | 11600462.601 | 55682220.4849 | 116004626.0103 | 139205551.2123 | 92803700.8082 | 62642498.0456 | 55682220.4849
2013 | 14107 | City of Olivia - (MN) | MN | Municipal | 3.8 | 0.19 | 20 | . | . | . | . | . | . | 1266 | 4.2 | N | . | . | . | . | . | . | . |  |  | . | [7 empty] | 1266 | 100% |  | 63.3 |  | 158.25 |  | 1: 253.2; 3: 316.5; 5: 253.2; 7: 126.6 | 56.97 |  | 37.98
2013 | 14109 | Oregon Trail El Cons Coop, Inc | OR | Cooperative | . | . | . | . | . | . | . | . | . | . | . |  | 120 | 1 | 120 | 120 | 1 | 120 | 29788 | N | F | 35 | Y | 0 | 0 | 120 |  |  | 0 | 0 | 0% |  | 0 |  | 0 |  | 1: 0; 3: 0; 5: 0; 7: 0 | 0 |  | 0
2013 | 14127 | Omaha Public Power District | NE | Political Subdivision | . | . | . | . | . | . | . | . | . | . | . |  | 195 | 1.124 | 173.4875 | 66 | 0.679 | 97.2018 | 353185 | N | F | 13.8 | N | 129 | 0.445 | 97.2018 | 289.8876 | 289.8876 | 157167.325 | 157167.325 | 44.5% | 25.5595 | 7858.3663 | 51.1191 | 19645.9156 | 153.3572 | 31433.465 | 255.5953 | 39291.8313 | 383.3929 | 31433.465 | 511.1905 | 15716.7325 | 766.7858 | 7072.5296 | 1022.3811 | 4715.0198 | 200856.1278 | 1004280.6392 | 4820547.0683 | 10042806.3924 | 12051367.6708 | 8034245.1139 | 5423115.4519 | 4820547.0683
2013 | 14154 | Orange & Rockland Utils Inc | NY | Investor Owned | . | . | . | . | . | . | . | . | . | . | . |  | 125 | 1.01 | 123.7624 | 86 | 0.888 | 96.8468 | 220471 | N | F | 34.5 | N | 39 | 0.122 | 96.8468 | 319.6721 | 319.6721 | 26897.462 | 26897.462 | 12.2% | 28.1856 | 1344.8731 | 56.3713 | 3362.1827 | 169.1138 | 5379.4924 | 281.8564 | 6724.3655 | 422.7846 | 5379.4924 | 563.7128 | 2689.7462 | 845.5692 | 1210.3858 | 1127.4256 | 806.9239 | 37906.1087 | 189530.5437 | 909746.6098 | 1895305.4372 | 2274366.5246 | 1516244.3497 | 1023464.9361 | 909746.6098
2013 | 14175 | Tri-County Electric Coop, Inc | SC | Cooperative | 57.84 | 0.64 | 90.375 | 48.54 | 0.575 | 84.4174 | . | . | . | 17593 | 14.4 | Y | . | . | . | . | . | . | . |  |  | . |  | 9.3 | 0.065 | 84.4174 | 143.0769 | 143.0769 | 1143.545 | 1143.545 | 6.5% | 12.6152 | 57.1773 | 25.2303 | 142.9431 | 75.691 | 228.709 | 126.1516 | 285.8863 | 189.2274 | 228.709 | 252.3032 | 114.3545 | 378.4548 | 51.4595 | 504.6063 | 34.3064 | 721.3001 | 3606.5004 | 17311.2018 | 36065.0037 | 43278.0044 | 28852.0029 | 19475.102 | 17311.2018
2013 | 14178 | P K M Electric Coop, Inc | MN | Cooperative | . | . | . | . | . | . | . | . | . | . | . |  | 110 | . | . | 98 | . | . | 3700 | N | L | 12.4 | N | 12 |  |  |  | 12 |  | 3700 | 100% | 1.058 | 185 | 2.1161 | 462.5 | 6.3483 | 740 | 10.5805 | 925 | 15.8707 | 740 | 21.1609 | 370 | 31.7414 | 166.5 | 42.3218 | 111 | 195.7384 | 978.6921 | 4697.7223 | 9786.9214 | 11744.3057 | 7829.5371 | 5284.9375 | 4697.7223
2013 | 14194 | City of Orrville - (OH) | OH | Municipal | . | . | . | . | . | . | . | . | . | . | . |  | 308 | 2.68 | 114.9254 | . | . | . | 7289 | Y | L | 13.8 | N | [6 empty] | 7289 | 100% |  | 364.45 |  | 911.125 |  | 1: 1457.8; 3: 1822.25; 5: 1457.8; 7: 728.9 | 328.005 |  | 218.67
2013 | 14202 | Osceola Electric Coop, Inc | IA | Cooperative | 3194 | 5 | 638.8 | 345 | 4 | 86.25 | 2913 | 1.9 | 1533.1579 | 1173 | 7.2 | N | . | . | . | . | . | . | . |  |  | . |  | 2849 | 1 | 86.25 | 2849 | 2849 | 1173 | 1173 | 100% | 251.1976 | 58.65 | 502.3953 | 146.625 | 1507.1859 | 234.6 | 2511.9765 | 293.25 | 3767.9647 | 234.6 | 5023.953 | 117.3 | 7535.9295 | 52.785 | 10047.906 | 35.19 | 14732.7421 | 73663.7105 | 353585.8104 | 736637.1051 | 883964.5261 | 589309.6841 | 397784.0367 | 353585.8104
2013 | 14232 | Otter Tail Power Co | MN | Investor Owned | 64.95 | 1.16 | 55.9914 | 64.95 | 1.16 | 55.9914 | . | . | . | 59849 | 13 | Y | . | . | . | . | . | . | . |  |  | . |  | 0 | 0 | 55.9914 |  |  | 0 | 0 | 0% |  | 0 |  | 0 |  | 1: 0; 3: 0; 5: 0; 7: 0 | 0 |  | 0
2013 | 14232 | Otter Tail Power Co | ND | Investor Owned | 109.73 | 3.6 | 30.4806 | 109.73 | 3.6 | 30.4806 | . | . | . | 57701 | 13 | Y | . | . | . | . | . | . | . |  |  | . |  | 0 | 0 | 30.4806 |  |  | 0 | 0 | 0% |  | 0 |  | 0 |  | 1: 0; 3: 0; 5: 0; 7: 0 | 0 |  | 0
2013 | 14232 | Otter Tail Power Co | SD | Investor Owned | 46.85 | 0.81 | 57.8395 | 46.85 | 0.81 | 57.8395 | . | . | . | 11421 | 13 | Y | . | . | . | . | . | . | . |  |  | . |  | 0 | 0 | 57.8395 |  |  | 0 | 0 | 0% |  | 0 |  | 0 |  | 1: 0; 3: 0; 5: 0; 7: 0 | 0 |  | 0
2013 | 14245 | Overton Power District No 5 | NV | Political Subdivision | 5.93 | 0.091 | 65.1648 | . | . | . | . | . | . | 14377 | 69 | Y | . | . | . | . | . | . | . |  |  | . | [7 empty] | 14377 | 100% |  | 718.85 |  | 1797.125 |  | 1: 2875.4; 3: 3594.25; 5: 2875.4; 7: 1437.7 | 646.965 |  | 431.31
2013 | 14246 | City of Owatonna - (MN) | MN | Municipal | 3.023 | 0.053 | 57.0377 | 3.023 | 0.053 | 57.0377 | . | . | . | 11934 | 12.5 | N | . | . | . | . | . | . | . |  |  | . |  | 0 | 0 | 57.0377 |  |  | 0 | 0 | 0% |  | 0 |  | 0 |  | 1: 0; 3: 0; 5: 0; 7: 0 | 0 |  | 0
2013 | 14251 | Owen Electric Coop Inc | KY | Cooperative | 105 | 0.94 | 111.7021 | 105 | 0.94 | 111.7021 | . | . | . | 58095 | 12.5 | Y | . | . | . | . | . | . | . |  |  | . |  | 0 | 0 | 111.7021 |  |  | 0 | 0 | 0% |  | 0 |  | 0 |  | 1: 0; 3: 0; 5: 0; 7: 0 | 0 |  | 0
2013 | 14268 | City of Owensboro - (KY) | KY | Municipal | 117 | 4.321 | 27.0771 | 83 | 4.113 | 20.1799 | 117 | 4.113 | 28.4464 | 26417 | 15 | N | . | . | . | . | . | . | . |  |  | . |  | 34 | 0.208 | 20.1799 | 163.4615 | 163.4615 | 5494.736 | 5494.736 | 20.8% | 14.4125 | 274.7368 | 28.825 | 686.842 | 86.4749 | 1098.9472 | 144.1248 | 1373.684 | 216.1872 | 1098.9472 | 288.2496 | 549.4736 | 432.3744 | 247.2631 | 576.4992 | 164.8421 | 3959.6385 | 19798.1925 | 95031.324 | 197981.9251 | 237578.3101 | 158385.54 | 106910.2395 | 95031.324
2013 | 14289 | Ozarks Electric Coop Corp - (AR) | AR | Cooperative | 107 | 1.16 | 92.2414 | 71 | 0.83 | 85.5422 | . | . | . | 57129 | 25 |  | . | . | . | . | . | . | . |  |  | . |  | 36 | 0.33 | 85.5422 | 109.0909 | 109.0909 | 18852.57 | 18852.57 | 33% | 9.6186 | 942.6285 | 19.2372 | 2356.5712 | 57.7116 | 3770.514 | 96.186 | 4713.1425 | 144.2789 | 3770.514 | 192.3719 | 1885.257 | 288.5579 | 848.3656 | 384.7438 | 565.5771 | 9066.7627 | 45333.8134 | 217602.3042 | 453338.1337 | 544005.7605 | 362670.507 | 244802.5922 | 217602.3042
2013 | 14328 | Pacific Gas & Electric Co | CA | Investor Owned | 119.4 | 0.974 | 122.5873 | 104.1 | 0.909 | 114.5215 | 119.4 | 0.974 | 122.5873 | 5380759 | 35 | Y | . | . | . | . | . | . | . |  |  | . |  | 15.3 | 0.065 | 114.5215 | 235.3846 | 235.3846 | 349749.335 | 349749.335 | 6.5% | 20.754 | 17487.4667 | 41.5079 | 43718.6669 | 124.5238 | 69949.867 | 207.5397 | 87437.3337 | 311.3096 | 69949.867 | 415.0794 | 34974.9335 | 622.6191 | 15738.7201 | 830.1588 | 10492.4801 | 362934.369 | 1814671.845 | 8710424.8558 | 18146718.4497 | 21776062.1396 | 14517374.7597 | 9799227.9628 | 8710424.8558
2013 | 14354 | PacifiCorp | CA | Investor Owned | 344.609 | 2.959 | 116.4613 | 239.176 | 2.342 | 102.1247 | 154.699 | 0.841 | 183.9465 | 48578 | 34.5 | Y | . | . | . | . | . | . | . |  |  | . |  | 105.433 | 0.617 | 102.1247 | 170.8801 | 170.8801 | 29972.626 | 29972.626 | 61.7% | 15.0666 | 1498.6313 | 30.1331 | 3746.5783 | 90.3994 | 5994.5252 | 150.6657 | 7493.1565 | 225.9986 | 5994.5252 | 301.3315 | 2997.2626 | 451.9972 | 1348.7682 | 602.663 | 899.1788 | 22579.24 | 112896.2 | 541901.7601 | 1128962.0001 | 1354754.4002 | 903169.6001 | 609639.4801 | 541901.7601
2013 | 14354 | PacifiCorp | ID | Investor Owned | 618.591 | 3.507 | 176.3875 | 272.246 | 2.261 | 120.4095 | 471.993 | 2.475 | 190.7042 | 75934 | 34.5 | Y | . | . | . | . | . | . | . |  |  | . |  | 346.345 | 1.246 | 120.4096 | 277.9655 | 346.345 | 94613.764 | 75934 | 100% | 30.5374 | 3796.7 | 61.0748 | 9491.75 | 183.2244 | 15186.8 | 305.374 | 18983.5 | 458.061 | 15186.8 | 610.748 | 7593.4 | 916.122 | 3417.03 | 1221.496 | 2278.02 | 115941.3427 | 579706.7134 | 2782592.2242 | 5797067.1337 | 6956480.5605 | 4637653.707 | 3130416.2522 | 2782592.2242
2013 | 14354 | PacifiCorp | OR | Investor Owned | 159.784 | 1.176 | 135.8707 | 112.706 | 0.954 | 118.1405 | 128.879 | 0.863 | 149.3383 | 599772 | 34.5 | Y | . | . | . | . | . | . | . |  |  | . |  | 47.078 | 0.222 | 118.1405 | 212.0631 | 212.0631 | 133149.384 | 133149.384 | 22.2% | 18.6977 | 6657.4692 | 37.3954 | 16643.673 | 112.1862 | 26629.8768 | 186.977 | 33287.346 | 280.4655 | 26629.8768 | 373.954 | 13314.9384 | 560.931 | 5991.7223 | 747.9079 | 3994.4815 | 124479.3514 | 622396.7571 | 2987504.4343 | 6223967.5715 | 7468761.0858 | 4979174.0572 | 3360942.4886 | 2987504.4343
2013 | 14354 | PacifiCorp | UT | Investor Owned | 213.273 | 1.499 | 142.2768 | 187.128 | 1.333 | 140.3811 | 184.317 | 1.25 | 147.4536 | 856927 | 34.5 | Y | . | . | . | . | . | . | . |  |  | . |  | 26.145 | 0.166 | 140.3811 | 157.5 | 157.5 | 142249.882 | 142249.882 | 16.6% | 13.8868 | 7112.4941 | 27.7737 | 17781.2353 | 83.3211 | 28449.9764 | 138.8685 | 35562.4705 | 208.3027 | 28449.9764 | 277.737 | 14224.9882 | 416.6054 | 6401.2447 | 555.4739 | 4267.4965 | 98770.1238 | 493850.619 | 2370482.9712 | 4938506.1899 | 5926207.4279 | 3950804.9519 | 2666793.3426 | 2370482.9712
2013 | 14354 | PacifiCorp | WA | Investor Owned | 201.832 | 1.067 | 189.1584 | 117.303 | 0.809 | 144.9975 | 188.66 | 0.975 | 193.4974 | 135475 | 34.5 | Y | . | . | . | . | . | . | . |  |  | . |  | 84.529 | 0.258 | 144.9975 | 327.6318 | 327.6318 | 34952.55 | 34952.55 | 25.8% | 28.8874 | 1747.6275 | 57.7749 | 4369.0688 | 173.3247 | 6990.51 | 288.8745 | 8738.1375 | 433.3117 | 6990.51 | 577.7489 | 3495.255 | 866.6234 | 1572.8647 | 1155.4978 | 1048.5765 | 50484.495 | 252422.4748 | 1211627.8792 | 2524224.7483 | 3029069.698 | 2019379.7987 | 1363081.3641 | 1211627.8792
2013 | 14354 | PacifiCorp | WY | Investor Owned | 421.861 | 2.061 | 204.6875 | 178.012 | 1.7 | 104.7129 | 388.12 | 1.551 | 250.2386 | 146821 | 34.5 | Y | . | . | . | . | . | . | . |  |  | . |  | 243.849 | 0.361 | 104.7129 | 675.482 | 675.482 | 53002.381 | 53002.381 | 36.1% | 59.5576 | 2650.119 | 119.1151 | 6625.2976 | 357.3454 | 10600.4762 | 595.5756 | 13250.5953 | 893.3634 | 10600.4762 | 1191.1512 | 5300.2381 | 1786.7268 | 2385.1071 | 2382.3024 | 1590.0714 | 157834.6247 | 789173.1233 | 3788030.992 | 7891731.2334 | 9470077.4801 | 6313384.9867 | 4261534.8661 | 3788030.992
2013 | 14381 | City of Painesville | OH | Municipal | . | . | . | . | . | . | . | . | . | . | . |  | 628 | 2.096 | 299.6183 | . | . | . | 12127 | Y | L | 13.2 | [7 empty] | 12127 | 100% |  | 606.35 |  | 1515.875 |  | 1: 2425.4; 3: 3031.75; 5: 2425.4; 7: 1212.7 | 545.715 |  | 363.81
2013 | 14398 | Palmetto Electric Coop Inc | SC | Cooperative | 49.963 | 0.864 | 57.8275 | 49.963 | 0.864 | 57.8275 | 46 | 0.789 | 58.3016 | 66083 | 35 | Y | . | . | . | . | . | . | . |  |  | . |  | 0 | 0 | 57.8275 |  |  | 0 | 0 | 0% |  | 0 |  | 0 |  | 1: 0; 3: 0; 5: 0; 7: 0 | 0 |  | 0
2013 | 14401 | City of Palo Alto - (CA) | CA | Municipal | 19 | 0.19 | 100 | . | . | . | . | . | . | 28600 | 12 | Y | . | . | . | . | . | . | . |  |  | . | [7 empty] | 28600 | 100% |  | 1430 |  | 3575 |  | 1: 5720; 3: 7150; 5: 5720; 7: 2860 | 1287 |  | 858
2013 | 14424 | Panola-Harrison Elec Coop, Inc | LA | Cooperative | . | . | . | . | . | . | . | . | . | . | . |  | 179.4 | 2.31 | 77.6623 | . | . | . | 9705 | Y | O | 7.2 | Y | [6 empty] | 9705 | 100% |  | 485.25 |  | 1213.125 |  | 1: 1941; 3: 2426.25; 5: 1941; 7: 970.5 | 436.725 |  | 291.15
2013 | 14455 | City of Paris - (TN) | TN | Municipal | . | . | . | . | . | . | . | . | . | . | . |  | 166 | 2.52 | 65.873 | . | . | . | 20397 | Y | F | 13.2 | Y | [6 empty] | 20397 | 100% |  | 1019.85 |  | 2549.625 |  | 1: 4079.4; 3: 5099.25; 5: 4079.4; 7: 2039.7 | 917.865 |  | 611.91
2013 | 14468 | People's Cooperative Services | MN | Cooperative | 373.77 | 1.003 | 372.652 | 74.99 | 0.646 | 116.0836 | 371 | 0.967 | 383.6608 | 14683 | 12.5 | Y | . | . | . | . | . | . | . |  |  | . |  | 298.78 | 0.357 | 116.0836 | 836.9188 | 836.9188 | 5241.831 | 5241.831 | 35.7% | 73.7915 | 262.0915 | 147.583 | 655.2289 | 442.7491 | 1048.3662 | 737.9152 | 1310.4578 | 1106.8727 | 1048.3662 | 1475.8303 | 524.1831 | 2213.7455 | 235.8824 | 2951.6606 | 157.2549 | 19340.1326 | 96700.6629 | 464163.1819 | 967006.6289 | 1160407.9547 | 773605.3032 | 522183.5796 | 464163.1819
2013 | 14471 | Parke County Rural E M C | IN | Cooperative | 369 | 3.1 | 119.0323 | 158 | 1.78 | 88.764 | 240 | 1.88 | 127.6596 | 12211 | 12.5 | Y | . | . | . | . | . | . | . |  |  | . |  | 211 | 1.32 | 88.764 | 159.8485 | 211 | 16118.52 | 12211 | 100% | 18.604 | 610.55 | 37.2079 | 1526.375 | 111.6238 | 2442.2 | 186.0397 | 3052.75 | 279.0595 | 2442.2 | 372.0794 | 1221.1 | 558.119 | 549.495 | 744.1587 | 366.33 | 11358.6525 | 56793.2623 | 272607.6591 | 567932.6231 | 681519.1477 | 454346.0985 | 306683.6165 | 272607.6591
2013 | 14534 | City of Pasadena - (CA) | CA | Municipal | 7.36 | 0.088 | 83.6364 | 7.36 | 0.088 | 83.6364 | . | . | . | 63577 | 17 | Y | . | . | . | . | . | . | . |  |  | . |  | 0 | 0 | 83.6364 |  |  | 0 | 0 | 0% |  | 0 |  | 0 |  | 1: 0; 3: 0; 5: 0; 7: 0 | 0 |  | 0
2013 | 14557 | Pee Dee Electric Coop, Inc | SC | Cooperative | 104 | 1 | 104 | 104 | 1 | 104 | 75 | 1 | 75 | 30245 | 25 | Y | . | . | . | . | . | . | . |  |  | . |  | 0 | 0 | 104 |  |  | 0 | 0 | 0% |  | 0 |  | 0 |  | 1: 0; 3: 0; 5: 0; 7: 0 | 0 |  | 0
2013 | 14563 | Pearl River Valley El Pwr Assn | MS | Cooperative | 180 | 1.941 | 92.7357 | 180 | 1.653 | 108.8929 | 180 | 1.816 | 99.1189 | 47490 | 25 | Y | . | . | . | . | . | . | . |  |  | . |  | 0 | 0.288 | 108.8929 | 0 | 0 | 13677.12 | 13677.12 | 28.8% | 0 | 683.856 | 0 | 1709.64 | 0 | 2735.424 | 0 | 3419.28 | 0 | 2735.424 | 0 | 1367.712 | 0 | 615.4704 | 0 | 410.3136 | 0 | 0 | 0 | 0 | 0 | 0 | 0 | 0
2013 | 14606 | Peace River Electric Coop, Inc | FL | Cooperative | 155 | 1.56 | 99.359 | 155 | 1.56 | 99.359 | 118 | 1.16 | 101.7241 | 35334 | 25 | Y | . | . | . | . | . | . | . |  |  | . |  | 0 | 0 | 99.359 |  |  | 0 | 0 | 0% |  | 0 |  | 0 |  | 1: 0; 3: 0; 5: 0; 7: 0 | 0 |  | 0
2013 | 14610 | Orlando Utilities Comm | FL | Municipal | . | . | . | . | . | . | . | . | . | . | . |  | 94 | 0.93 | 101.0753 | 38 | 0.72 | 52.7778 | 216366 | N | L | 35 | Y | 56 | 0.21 | 52.7778 | 266.6667 | 266.6667 | 45436.86 | 45436.86 | 21% | 23.5121 | 2271.843 | 47.0242 | 5679.6075 | 141.0727 | 9087.372 | 235.1212 | 11359.215 | 352.6819 | 9087.372 | 470.2425 | 4543.686 | 705.3637 | 2044.6587 | 940.4849 | 1363.1058 | 53415.853 | 267079.2652 | 1281980.4732 | 2670792.6525 | 3204951.183 | 2136634.122 | 1442228.0323 | 1281980.4732
2013 | 14626 | Pedernales Electric Coop, Inc | TX | Cooperative | . | . | . | . | . | . | . | . | . | . | . |  | 65 | 0.78 | 83.3333 | 65 | 0.78 | 83.3333 | 256072 | N | O | 60 | N | 0 | 0 | 83.3333 |  |  | 0 | 0 | 0% |  | 0 |  | 0 |  | 1: 0; 3: 0; 5: 0; 7: 0 | 0 |  | 0
2013 | 14653 | PUD No 1 of Pend Oreille County | WA | Political Subdivision | . | . | . | . | . | . | . | . | . | . | . |  | 610 | 3.4 | 179.4118 | 320 | 2.5 | 128 | 8818 | N | F | 24.9 | N | 290 | 0.9 | 128 | 322.2222 | 322.2222 | 7936.2 | 7936.2 | 90% | 28.4105 | 396.81 | 56.821 | 992.025 | 170.4629 | 1587.24 | 284.1048 | 1984.05 | 426.1572 | 1587.24 | 568.2096 | 793.62 | 852.3145 | 357.129 | 1136.4193 | 238.086 | 11273.5636 | 56367.8178 | 270565.5253 | 563678.1778 | 676413.8134 | 450942.5422 | 304386.216 | 270565.5253
2013 | 14668 | Peninsula Light Company | WA | Cooperative | . | . | . | . | . | . | . | . | . | . | . |  | 223 | 2.23 | 100 | 56 | 0.6 | 93.3333 | 30743 | N | F | 15 | N | 167 | 1.63 | 93.3333 | 102.454 | 167 | 50111.09 | 30743 | 100% | 14.7245 | 1537.15 | 29.4489 | 3842.875 | 88.3468 | 6148.6 | 147.2447 | 7685.75 | 220.867 | 6148.6 | 294.4893 | 3074.3 | 441.734 | 1383.435 | 588.9787 | 922.29 | 22633.7149 | 113168.5746 | 543209.158 | 1131685.7458 | 1358022.8949 | 905348.5966 | 611110.3027 | 543209.158
2013 | 14711 | Pennsylvania Electric Co | PA | Investor Owned | 212 | 1.69 | 125.4438 | 161 | 1.47 | 109.5238 | 194 | 1.33 | 145.8647 | 583116 | 34.5 | N | . | . | . | . | . | . | . |  |  | . |  | 51 | 0.22 | 109.5238 | 231.8182 | 231.8182 | 128285.52 | 128285.52 | 22% | 20.4395 | 6414.276 | 40.879 | 16035.69 | 122.6371 | 25657.104 | 204.3952 | 32071.38 | 306.5927 | 25657.104 | 408.7903 | 12828.552 | 613.1855 | 5772.8484 | 817.5807 | 3848.5656 | 131104.6995 | 655523.4974 | 3146512.7877 | 6555234.9743 | 7866281.9691 | 5244187.9794 | 3539826.8861 | 3146512.7877
2013 | 14715 | PPL Electric Utilities Corp | PA | Investor Owned | 170 | 0.86 | 197.6744 | 91 | 0.84 | 108.3333 | 170 | 0.86 | 197.6744 | 1395325 | 12 | Y | . | . | . | . | . | . | . |  |  | . |  | 79 | 0.02 | 108.3333 | 3950 | 3950 | 27906.5 | 27906.5 | 2% | 348.2733 | 1395.325 | 696.5467 | 3488.3125 | 2089.64 | 5581.3 | 3482.7333 | 6976.625 | 5224.0999 | 5581.3 | 6965.4666 | 2790.65 | 10448.1999 | 1255.7925 | 13930.9331 | 837.195 | 485954.482 | 2429772.41 | 11662907.568 | 24297724.0999 | 29157268.9199 | 19438179.2799 | 13120771.014 | 11662907.568
2013 | 14716 | Pennsylvania Power Co | PA | Investor Owned | 189 | 1.35 | 140 | 102 | 1.09 | 93.578 | 169 | 0.91 | 185.7143 | 159195 | 23 | N | . | . | . | . | . | . | . |  |  | . |  | 87 | 0.26 | 93.578 | 334.6154 | 334.6154 | 41390.7 | 41390.7 | 26% | 29.5032 | 2069.535 | 59.0064 | 5173.8375 | 177.0192 | 8278.14 | 295.0319 | 10347.675 | 442.5479 | 8278.14 | 590.0639 | 4139.07 | 885.0958 | 1862.5815 | 1180.1277 | 1241.721 | 61057.8913 | 305289.4563 | 1465389.3902 | 3052894.5628 | 3663473.4754 | 2442315.6503 | 1648563.0639 | 1465389.3902
2013 | 14717 | Pee Dee Electric Member Corp | NC | Cooperative | 245 | 2.11 | 116.1137 | 159 | 1.74 | 91.3793 | 210 | 1.71 | 122.807 | 20512 | 14.4 | N | . | . | . | . | . | . | . |  |  | . |  | 86 | 0.37 | 91.3793 | 232.4324 | 232.4324 | 7589.44 | 7589.44 | 37% | 20.4937 | 379.472 | 40.9874 | 948.68 | 122.9621 | 1517.888 | 204.9368 | 1897.36 | 307.4051 | 1517.888 | 409.8735 | 758.944 | 614.8103 | 341.5248 | 819.747 | 227.6832 | 7776.7759 | 38883.8795 | 186642.6216 | 388838.795 | 466606.554 | 311071.036 | 209972.9493 | 186642.6216
2013 | 14724 | Pennyrile Rural Electric Coop | KY | Cooperative | 273 | 2.19 | 124.6575 | 199.1 | 1.99 | 100.0503 | 255.3 | 1.87 | 136.5241 | 45958 | 25 | Y | . | . | . | . | . | . | . |  |  | . |  | 73.9 | 0.2 | 100.0503 | 369.5 | 369.5 | 9191.6 | 9191.6 | 20% | 32.579 | 459.58 | 65.158 | 1148.95 | 195.4739 | 1838.32 | 325.7899 | 2297.9 | 488.6848 | 1838.32 | 651.5797 | 919.16 | 977.3696 | 413.622 | 1303.1594 | 275.748 | 14972.6504 | 74863.252 | 359343.6097 | 748632.5202 | 898359.0242 | 598906.0162 | 404261.5609 | 359343.6097
2013 | 14864 | Petit Jean Electric Coop Corp | AR | Cooperative | 661.8 | 2.286 | 289.5013 | 246.4 | 2.096 | 117.5572 | 661.8 | 1.43 | 462.7972 | 19781 | 69 | N | . | . | . | . | . | . | . |  |  | . |  | 415.4 | 0.19 | 117.5573 | 2186.3158 | 2186.3158 | 3758.39 | 3758.39 | 19% | 192.7685 | 187.9195 | 385.537 | 469.7987 | 1156.6109 | 751.678 | 1927.6848 | 939.5975 | 2891.5271 | 751.678 | 3855.3695 | 375.839 | 5783.0543 | 169.1276 | 7710.739 | 112.7517 | 36224.9555 | 181124.7774 | 869398.9314 | 1811247.7737 | 2173497.3284 | 1448998.219 | 978073.7978 | 869398.9314
2013 | 14940 | PECO Energy Co | PA | Investor Owned | 66.5 | 0.7 | 95 | 66.5 | 0.7 | 95 | 66.5 | 0.7 | 95 | 1696849 | 34.5 | Y | . | . | . | . | . | . | . |  |  | . |  | 0 | 0 | 95 |  |  | 0 | 0 | 0% |  | 0 |  | 0 |  | 1: 0; 3: 0; 5: 0; 7: 0 | 0 |  | 0
2013 | 15016 | Pickwick Electric Coop | TN | Cooperative | . | . | . | . | . | . | . | . | . | . | . |  | 156.42 | . | . | 90.24 | . | . | 20513 | N | L | 25 | N | 66.18 |  |  |  | 66.18 |  | 20513 | 100% | 5.8351 | 1025.65 | 11.6702 | 2564.125 | 35.0107 | 4102.6 | 58.3512 | 5128.25 | 87.5268 | 4102.6 | 116.7024 | 2051.3 | 175.0536 | 923.085 | 233.4048 | 615.39 | 5984.7921 | 29923.9605 | 143635.0103 | 299239.6047 | 359087.5256 | 239391.6838 | 161589.3865 | 143635.0103
2013 | 15023 | Piedmont Electric Member Corp | NC | Cooperative | . | . | . | 55 | 1 | 55 | . | . | . | 31108 | 13.8 | N | . | . | . | . | . | . | . |  |  | . |  |  |  | 55 |  |  |  | 31108 | 100% |  | 1555.4 |  | 3888.5 |  | 1: 6221.6; 3: 7777; 5: 6221.6; 7: 3110.8 | 1399.86 |  | 933.24
2013 | 15045 | Pike County Light & Power Co | PA | Investor Owned | . | . | . | . | . | . | . | . | . | . | . |  | 326 | 2 | 163 | 253 | 1 | 253 | 4495 | N | F | 34.5 | N | 73 | 1 | 253 | 73 | 73 | 4495 | 4495 | 100% | 6.4364 | 224.75 | 12.8729 | 561.875 | 38.6187 | 899 | 64.3644 | 1123.75 | 96.5467 | 899 | 128.7289 | 449.5 | 193.0933 | 202.275 | 257.4578 | 134.85 | 1446.5907 | 7232.9537 | 34718.1778 | 72329.5371 | 86795.4445 | 57863.6297 | 39057.95 | 34718.1778
2013 | 15054 | Pioneer Rural Elec Coop, Inc - (OH) | OH | Cooperative | 100.2 | 1.02 | 98.2353 | 75.7 | 0.86 | 88.0233 | 95 | 0.81 | 117.284 | 17164 | 12 | N | . | . | . | . | . | . | . |  |  | . |  | 24.5 | 0.16 | 88.0233 | 153.125 | 153.125 | 2746.24 | 2746.24 | 16% | 13.5011 | 137.312 | 27.0022 | 343.28 | 81.0066 | 549.248 | 135.011 | 686.56 | 202.5165 | 549.248 | 270.022 | 274.624 | 405.0331 | 123.5808 | 540.0441 | 82.3872 | 1853.8633 | 9269.3167 | 44492.7201 | 92693.1668 | 111231.8001 | 74154.5334 | 50054.3101 | 44492.7201
2013 | 15073 | Pioneer Electric Coop, Inc - (KS) | KS | Cooperative | 184 | . | . | 184 | . | . | 165 | . | . | 17001 | 13.2 | Y | . | . | . | . | . | . | . |  |  | . |  | 0 |  |  |  | 0 |  | 17001 | 100% | 0 | 850.05 | 0 | 2125.125 | 0 | 3400.2 | 0 | 4250.25 | 0 | 3400.2 | 0 | 1700.1 | 0 | 765.045 | 0 | 510.03 | 0 | 0 | 0 | 0 | 0 | 0 | 0 | 0
2013 | 15095 | City of Piqua - (OH) | OH | Municipal | 13.609 | 0.329 | 41.3647 | . | . | . | . | . | . | 10717 | 13.2 | N | . | . | . | . | . | . | . |  |  | . | [7 empty] | 10717 | 100% |  | 535.85 |  | 1339.625 |  | 1: 2143.4; 3: 2679.25; 5: 2143.4; 7: 1071.7 | 482.265 |  | 321.51
2013 | 15138 | Platte-Clay Electric Coop, Inc | MO | Cooperative | 103 | 1.32 | 78.0303 | 76 | 0.97 | 78.3505 | 99 | 1.24 | 79.8387 | 24312 | 12.5 | Y | . | . | . | . | . | . | . |  |  | . |  | 27 | 0.35 | 78.3505 | 77.1429 | 77.1429 | 8509.2 | 8509.2 | 35% | 6.8017 | 425.46 | 13.6034 | 1063.65 | 40.8103 | 1701.84 | 68.0172 | 2127.3 | 102.0258 | 1701.84 | 136.0344 | 850.92 | 204.0516 | 382.914 | 272.0689 | 255.276 | 2893.8604 | 14469.302 | 69452.6495 | 144693.0198 | 173631.6238 | 115754.4159 | 78134.2307 | 69452.6495
2013 | 15175 | Pointe Coupee Elec Member Corp | LA | Cooperative | . | . | . | . | . | . | . | . | . | . | . |  | 3 | 0.03 | 100 | 3 | 0.03 | 100 | 10381 | N | O | 34.5 | N | 0 | 0 | 100 |  |  | 0 | 0 | 0% |  | 0 |  | 0 |  | 1: 0; 3: 0; 5: 0; 7: 0 | 0 |  | 0
2013 | 15188 | Polk County Rural Pub Pwr Dist | NE | Political Subdivision | 248 | . | . | 93 | . | . | 155 | . | . | 4631 | 12.5 | N | . | . | . | . | . | . | . |  |  | . |  | 155 |  |  |  | 155 |  | 4631 | 100% | 13.6664 | 231.55 | 27.3328 | 578.875 | 81.9985 | 926.2 | 136.6642 | 1157.75 | 204.9963 | 926.2 | 273.3284 | 463.1 | 409.9927 | 208.395 | 546.6569 | 138.93 | 3164.46 | 15822.2998 | 75947.0389 | 158222.9978 | 189867.5974 | 126578.3982 | 85440.4188 | 75947.0389
2013 | 15229 | City of Poplar Bluff - (MO) | MO | Municipal | . | . | . | . | . | . | . | . | . | . | . |  | 86 | 1 | 86 | . | . | . | 9694 | N | L | 69 | N | [6 empty] | 9694 | 100% |  | 484.7 |  | 1211.75 |  | 1: 1938.8; 3: 2423.5; 5: 1938.8; 7: 969.4 | 436.23 |  | 290.82
2013 | 15248 | Portland General Electric Co | OR | Investor Owned | 205 | 0.57 | 359.6491 | 62 | 0.45 | 137.7778 | 90 | 0.51 | 176.4706 | 841127 | 35 | Y | . | . | . | . | . | . | . |  |  | . |  | 143 | 0.12 | 137.7778 | 1191.6667 | 1191.6667 | 100935.24 | 100935.24 | 12% | 105.0698 | 5046.762 | 210.1396 | 12616.905 | 630.4188 | 20187.048 | 1050.698 | 25233.81 | 1576.047 | 20187.048 | 2101.396 | 10093.524 | 3152.094 | 4542.0858 | 4202.7921 | 3028.0572 | 530262.2821 | 2651311.4107 | 12726294.7715 | 26513114.1073 | 31815736.9287 | 21210491.2858 | 14317081.6179 | 12726294.7715
2013 | 15257 | Poudre Valley R E A, Inc | CO | Cooperative | 1397 | 2 | 698.5 | 204 | 1 | 204 | . | . | . | 36099 | 25 | Y | . | . | . | . | . | . | . |  |  | . |  | 1193 | 1 | 204 | 1193 | 1193 | 36099 | 36099 | 100% | 105.1874 | 1804.95 | 210.3747 | 4512.375 | 631.1242 | 7219.8 | 1051.8736 | 9024.75 | 1577.8104 | 7219.8 | 2103.7472 | 3609.9 | 3155.6209 | 1624.455 | 4207.4945 | 1082.97 | 189857.9295 | 949289.6473 | 4556590.3071 | 9492896.4732 | 11391475.7678 | 7594317.1785 | 5126164.0955 | 4556590.3071
2013 | 15263 | The Potomac Edison Company | MD | Investor Owned | 143.07 | 1.01 | 141.6535 | 143.07 | 1.01 | 141.6535 | 120 | 0.85 | 141.1765 | 252728 | 34.5 | N | . | . | . | . | . | . | . |  |  | . |  | 0 | 0 | 141.6535 |  |  | 0 | 0 | 0% |  | 0 |  | 0 |  | 1: 0; 3: 0; 5: 0; 7: 0 | 0 |  | 0
2013 | 15263 | The Potomac Edison Company | WV | Investor Owned | 178.47 | 1.18 | 151.2458 | 151.26 | 1.08 | 140.0556 | 166 | 1.1 | 150.9091 | 134642 | 34.5 | N | . | . | . | . | . | . | . |  |  | . |  | 27.21 | 0.1 | 140.0556 | 272.1 | 272.1 | 13464.2 | 13464.2 | 10% | 23.9912 | 673.21 | 47.9824 | 1683.025 | 143.9471 | 2692.84 | 239.9118 | 3366.05 | 359.8677 | 2692.84 | 479.8237 | 1346.42 | 719.7355 | 605.889 | 959.6473 | 403.926 | 16151.1043 | 80755.5214 | 387626.5026 | 807555.2138 | 969066.2566 | 646044.1711 | 436079.8155 | 387626.5026
2013 | 15270 | Potomac Electric Power Co | DC | Investor Owned | 124 | 0.88 | 140.9091 | 124 | 0.88 | 140.9091 | 117 | 0.76 | 153.9474 | 261044 | 34 | Y | . | . | . | . | . | . | . |  |  | . |  | 0 | 0 | 140.9091 |  |  | 0 | 0 | 0% |  | 0 |  | 0 |  | 1: 0; 3: 0; 5: 0; 7: 0 | 0 |  | 0
2013 | 15270 | Potomac Electric Power Co | MD | Investor Owned | 136 | 1.43 | 95.1049 | 136 | 1.43 | 95.1049 | 118 | 1.14 | 103.5088 | 538629 | 34 | Y | . | . | . | . | . | . | . |  |  | . |  | 0 | 0 | 95.1049 |  |  | 0 | 0 | 0% |  | 0 |  | 0 |  | 1: 0; 3: 0; 5: 0; 7: 0 | 0 |  | 0
2013 | 15291 | Prairie Energy Coop | IA | Cooperative | . | . | . | . | . | . | . | . | . | . | . |  | 171 | 1.305 | 131.0345 | 55 | 0.484 | 113.6364 | 4260 | Y | F | 12.5 | N | 116 | 0.821 | 113.6364 | 141.2911 | 141.2911 | 3497.46 | 3497.46 | 82.1% | 12.4577 | 174.873 | 24.9154 | 437.1825 | 74.7462 | 699.492 | 124.577 | 874.365 | 186.8655 | 699.492 | 249.154 | 349.746 | 373.7311 | 157.3857 | 498.3081 | 104.9238 | 2178.5158 | 10892.579 | 52284.3791 | 108925.7899 | 130710.9478 | 87140.6319 | 58819.9265 | 52284.3791
2013 | 15293 | Powell Valley Electric Coop | TN | Cooperative | 196.267 | 2.068 | 94.9067 | 136.889 | 1.932 | 70.8535 | 196.267 | 2.068 | 94.9067 | 22729 | 25 | N | . | . | . | . | . | . | . |  |  | . |  | 59.378 | 0.136 | 70.8535 | 436.6029 | 436.6029 | 3091.144 | 3091.144 | 13.6% | 38.4955 | 154.5572 | 76.991 | 386.393 | 230.9729 | 618.2288 | 384.9548 | 772.786 | 577.4323 | 618.2288 | 769.9097 | 309.1144 | 1154.8645 | 139.1015 | 1539.8193 | 92.7343 | 5949.7541 | 29748.7707 | 142794.0991 | 297487.7065 | 356985.2478 | 237990.1652 | 160643.3615 | 142794.0991
2013 | 15293 | Powell Valley Electric Coop | VA | Cooperative | 84.114 | 0.886 | 94.9368 | 58.667 | 0.485 | 120.9629 | 58.667 | 0.485 | 120.9629 | 8072 | 25 | N | . | . | . | . | . | . | . |  |  | . |  | 25.447 | 0.401 | 120.9629 | 63.4589 | 63.4589 | 3236.872 | 3236.872 | 40.1% | 5.5952 | 161.8436 | 11.1904 | 404.609 | 33.5712 | 647.3744 | 55.952 | 809.218 | 83.9279 | 647.3744 | 111.9039 | 323.6872 | 167.8559 | 145.6592 | 223.8079 | 97.1062 | 905.5467 | 4527.7337 | 21733.1216 | 45277.3367 | 54332.804 | 36221.8693 | 24449.7618 | 21733.1216
2013 | 15308 | Plumas-Sierra Rural Elec Coop | CA | Cooperative | . | . | . | . | . | . | . | . | . | . | . |  | 240 | . | . | . | . | . | 7730 | N | O | 12.5 | N | [6 empty] | 7730 | 100% |  | 386.5 |  | 966.25 |  | 1: 1546; 3: 1932.5; 5: 1546; 7: 773 | 347.85 |  | 231.9
2013 | 15340 | Presque Isle Elec & Gas Coop | MI | Cooperative | 317 | 1.377 | 230.2106 | 180 | 1.045 | 172.2488 | 316 | 1.365 | 231.5018 | 33741 | 14.4 | N | . | . | . | . | . | . | . |  |  | . |  | 137 | 0.332 | 172.2488 | 412.6506 | 412.6506 | 11202.012 | 11202.012 | 33.2% | 36.3836 | 560.1006 | 72.7672 | 1400.2515 | 218.3016 | 2240.4024 | 363.8359 | 2800.503 | 545.7539 | 2240.4024 | 727.6719 | 1120.2012 | 1091.5078 | 504.0905 | 1455.3438 | 336.0604 | 20378.4732 | 101892.3659 | 489083.3564 | 1018923.6591 | 1222708.3909 | 815138.9273 | 550218.7759 | 489083.3564
2013 | 15344 | Polk-Burnett Electric Coop | WI | Cooperative | 99.6 | 1.09 | 91.3761 | 82.8 | 1 | 82.8 | 86.4 | 0.98 | 88.1633 | 20023 | 12.5 | Y | . | . | . | . | . | . | . |  |  | . |  | 16.8 | 0.09 | 82.8 | 186.6667 | 186.6667 | 1802.07 | 1802.07 | 9% | 16.4585 | 90.1035 | 32.917 | 225.2587 | 98.7509 | 360.414 | 164.5849 | 450.5175 | 246.8773 | 360.414 | 329.1697 | 180.207 | 493.7546 | 81.0932 | 658.3395 | 54.0621 | 1482.9672 | 7414.8361 | 35591.2135 | 74148.3615 | 88978.0338 | 59318.6892 | 40040.1152 | 35591.2135
2013 | 15356 | Price Electric Coop Inc | WI | Cooperative | 269 | 4.503 | 59.738 | 269 | 4.503 | 59.738 | 217 | 4.418 | 49.1172 | 8989.3 | 24.9 | N | . | . | . | . | . | . | . |  |  | . |  | 0 | 0 | 59.738 |  |  | 0 | 0 | 0% |  | 0 |  | 0 |  | 1: 0; 3: 0; 5: 0; 7: 0 | 0 |  | 0
2013 | 15386 | City of Princeton - (KY) | KY | Municipal | . | . | . | 43 | 0.42 | 102.3809 | . | . | . | 3894 | 7.2 | N | . | . | . | . | . | . | . |  |  | . |  |  |  | 102.381 |  |  |  | 3894 | 100% |  | 194.7 |  | 486.75 |  | 1: 778.8; 3: 973.5; 5: 778.8; 7: 389.4 | 175.23 |  | 116.82
2013 | 15419 | PUD No 3 of Mason County | WA | Political Subdivision | . | . | . | . | . | . | . | . | . | . | . |  | . | . | . | 108 | 0.5 | 216 | 32498 | N | F | 12.5 | N |  |  | 216 |  |  |  | 32498 | 100% |  | 1624.9 |  | 4062.25 |  | 1: 6499.6; 3: 8124.5; 5: 6499.6; 7: 3249.8 | 1462.41 |  | 974.94
2013 | 15444 | Provo City Corp | UT | Municipal | . | . | . | . | . | . | . | . | . | . | . |  | 26 | 0.347 | 74.928 | . | . | . | 34642 | N | O | 12.5 | N | [6 empty] | 34642 | 100% |  | 1732.1 |  | 4330.25 |  | 1: 6928.4; 3: 8660.5; 5: 6928.4; 7: 3464.2 | 1558.89 |  | 1039.26
2013 | 15466 | Public Service Co of Colorado | CO | Investor Owned | 114 | 1.18 | 96.6102 | 94 | 1.13 | 83.1858 | 108 | 1 | 108 | 1323861 | 34.5 | Y | . | . | . | . | . | . | . |  |  | . |  | 20 | 0.05 | 83.1858 | 400 | 400 | 66193.05 | 66193.05 | 5% | 35.2682 | 3309.6525 | 70.5364 | 8274.1313 | 211.6091 | 13238.61 | 352.6819 | 16548.2625 | 529.0228 | 13238.61 | 705.3637 | 6619.305 | 1058.0456 | 2978.6872 | 1410.7274 | 1985.7915 | 116725.4372 | 583627.1859 | 2801410.4923 | 5836271.8589 | 7003526.2307 | 4669017.4871 | 3151586.8038 | 2801410.4923
2013 | 15470 | Duke Energy Indiana Inc | IN | Investor Owned | 257 | 1.38 | 186.2319 | 138 | 1.17 | 117.9487 | . | . | . | 797929 | 34.5 | N | . | . | . | . | . | . | . |  |  | . |  | 119 | 0.21 | 117.9487 | 566.6667 | 566.6667 | 167565.09 | 167565.09 | 21% | 49.9633 | 8378.2545 | 99.9265 | 20945.6362 | 299.7796 | 33513.018 | 499.6326 | 41891.2725 | 749.4489 | 33513.018 | 999.2652 | 16756.509 | 1498.8979 | 7540.429 | 1998.5305 | 5026.9527 | 418604.9273 | 2093024.6363 | 10046518.2542 | 20930246.363 | 25116295.6356 | 16744197.0904 | 11302333.036 | 10046518.2542
2013 | 15472 | Public Service Co of NH | NH | Investor Owned | 212 | 2 | 106 | 137 | 1 | 137 | 209 | 1 | 209 | 501415 | 34.5 | N | . | . | . | . | . | . | . |  |  | . |  | 75 | 1 | 137 | 75 | 75 | 501415 | 501415 | 100% | 6.6128 | 25070.75 | 13.2256 | 62676.875 | 39.6767 | 100283 | 66.1278 | 125353.75 | 99.1918 | 100283 | 132.2557 | 50141.5 | 198.3835 | 22563.675 | 264.5114 | 15042.45 | 165787.4724 | 828937.3622 | 3978899.3387 | 8289373.6223 | 9947248.3468 | 6631498.8979 | 4476261.7561 | 3978899.3387
2013 | 15473 | Public Service Co of NM | NM | Investor Owned | 147 | 0.86 | 170.9302 | 84 | 0.76 | 110.5263 | 120 | 0.74 | 162.1622 | 506963 | 46 | Y | . | . | . | . | . | . | . |  |  | . |  | 63 | 0.1 | 110.5263 | 630 | 630 | 50696.3 | 50696.3 | 10% | 55.5474 | 2534.815 | 111.0948 | 6337.0375 | 333.2843 | 10139.26 | 555.4739 | 12674.075 | 833.2109 | 10139.26 | 1110.9478 | 5069.63 | 1666.4217 | 2281.3335 | 2221.8957 | 1520.889 | 140802.3615 | 704011.8075 | 3379256.676 | 7040118.0749 | 8448141.6899 | 5632094.46 | 3801663.7605 | 3379256.676
2013 | 15474 | Public Service Co of Oklahoma | OK | Investor Owned | 501 | 1.577 | 317.6918 | 99 | 1.067 | 92.7835 | 471 | 1.275 | 369.4118 | 535673 | 0.4 | Y | . | . | . | . | . | . | . |  |  | . |  | 402 | 0.51 | 92.7835 | 788.2353 | 788.2353 | 273193.23 | 273193.23 | 51% | 69.4991 | 13659.6615 | 138.9981 | 34149.1537 | 416.9944 | 54638.646 | 694.9907 | 68298.3075 | 1042.4861 | 54638.646 | 1389.9814 | 27319.323 | 2084.9721 | 12293.6953 | 2779.9628 | 8195.7969 | 949333.781 | 4746668.9052 | 22784010.745 | 47466689.0522 | 56960026.8626 | 37973351.2417 | 25632012.0882 | 22784010.745
2013 | 15500 | Puget Sound Energy Inc | WA | Investor Owned | 209 | 1.13 | 184.9557 | 124 | 0.86 | 144.186 | . | . | . | 1100259 | 35 | Y | . | . | . | . | . | . | . |  |  | . |  | 85 | 0.27 | 144.186 | 314.8148 | 314.8148 | 297069.93 | 297069.93 | 27% | 27.7574 | 14853.4965 | 55.5147 | 37133.7412 | 166.5442 | 59413.986 | 277.5737 | 74267.4825 | 416.3605 | 59413.986 | 555.1474 | 29706.993 | 832.721 | 13368.1468 | 1110.2947 | 8912.0979 | 412293.9677 | 2061469.8384 | 9895055.2241 | 20614698.3835 | 24737638.0602 | 16491758.7068 | 11131937.1271 | 9895055.2241
2013 | 15507 | City of Pulaski - (TN) | TN | Municipal | 190.8 | 1.64 | 116.3415 | 69.18 | 1.16 | 59.6379 | 190.8 | 1.64 | 116.3415 | 14183 | 13.2 | Y | . | . | . | . | . | . | . |  |  | . |  | 121.62 | 0.48 | 59.6379 | 253.375 | 253.375 | 6807.84 | 6807.84 | 48% | 22.3402 | 340.392 | 44.6804 | 850.98 | 134.0411 | 1361.568 | 223.4019 | 1701.96 | 335.1029 | 1361.568 | 446.8038 | 680.784 | 670.2057 | 306.3528 | 893.6076 | 204.2352 | 7604.4223 | 38022.1115 | 182506.1354 | 380221.1154 | 456265.3384 | 304176.8923 | 205319.4023 | 182506.1354
2013 | 15566 | City of Quincy - (FL) | FL | Municipal | . | . | . | . | . | . | . | . | . | . | . |  | 93 | 0.936 | 99.359 | . | . | . | 4885 | N | L | 7.2 | N | [6 empty] | 4885 | 100% |  | 244.25 |  | 610.625 |  | 1: 977; 3: 1221.25; 5: 977; 7: 488.5 | 219.825 |  | 146.55
2013 | 15671 | Randolph Electric Member Corp | NC | Cooperative | 386 | 1.759 | 219.4429 | 93 | 1.267 | 73.4017 | 386 | 1.759 | 219.4429 | 31168 | 24.9 | N | . | . | . | . | . | . | . |  |  | . |  | 293 | 0.492 | 73.4017 | 595.5285 | 595.5285 | 15334.656 | 15334.656 | 49.2% | 52.508 | 766.7328 | 105.016 | 1916.832 | 315.0481 | 3066.9312 | 525.0802 | 3833.664 | 787.6203 | 3066.9312 | 1050.1604 | 1533.4656 | 1575.2406 | 690.0595 | 2100.3208 | 460.0397 | 40259.6209 | 201298.1043 | 966230.9008 | 2012981.0434 | 2415577.252 | 1610384.8347 | 1087009.7634 | 966230.9008
2013 | 15700 | Rayle Electric Membership Corp | GA | Cooperative | 160.518 | 1.72 | 93.3244 | 133.082 | 1.64 | 81.1476 | 143 | 1.4 | 102.1429 | 18245 | 25 | Y | . | . | . | . | . | . | . |  |  | . |  | 27.436 | 0.08 | 81.1476 | 342.95 | 342.95 | 1459.6 | 1459.6 | 8% | 30.2381 | 72.98 | 60.4761 | 182.45 | 181.4284 | 291.92 | 302.3806 | 364.9 | 453.5709 | 291.92 | 604.7612 | 145.96 | 907.1418 | 65.682 | 1209.5224 | 43.788 | 2206.7736 | 11033.8682 | 52962.5673 | 110338.6819 | 132406.4182 | 88270.9455 | 59582.8882 | 52962.5673
2013 | 15748 | Town of Reading - (MA) | MA | Municipal | . | . | . | 11.84 | 0.35 | 33.8286 | . | . | . | 29500 | 13.8 | N | . | . | . | . | . | . | . |  |  | . |  |  |  | 33.8286 |  |  |  | 29500 | 100% |  | 1475 |  | 3687.5 |  | 1: 5900; 3: 7375; 5: 5900; 7: 2950 | 1327.5 |  | 885
2013 | 15783 | City of Redding - (CA) | CA | Municipal | . | . | . | . | . | . | . | . | . | . | . |  | 24 | 0.263 | 91.2548 | 24 | 0.263 | 91.2548 | 43075 | N | F | 12 | N | 0 | 0 | 91.2548 |  |  | 0 | 0 | 0% |  | 0 |  | 0 |  | 1: 0; 3: 0; 5: 0; 7: 0 | 0 |  | 0
2013 | 15845 | Renville-Sibley Coop Pwr Assn | MN | Cooperative | 112 | 1.171 | 95.6447 | 84 | 0.972 | 86.4198 | 107 | 1.11 | 96.3964 | 1914 | 12 | N | . | . | . | . | . | . | . |  |  | . |  | 28 | 0.199 | 86.4198 | 140.7035 | 140.7035 | 380.886 | 380.886 | 19.9% | 12.4059 | 19.0443 | 24.8118 | 47.6108 | 74.4354 | 76.1772 | 124.0589 | 95.2215 | 186.0884 | 76.1772 | 248.1179 | 38.0886 | 372.1768 | 17.1399 | 496.2358 | 11.4266 | 236.2616 | 1181.3079 | 5670.2777 | 11813.0786 | 14175.6943 | 9450.4629 | 6379.0625 | 5670.2777
2013 | 15978 | City of Richland Center - (WI) | WI | Municipal | 70.101 | 2.031 | 34.5155 | . | . | . | . | . | . | 2916 | 12.5 | N | . | . | . | . | . | . | . |  |  | . | [7 empty] | 2916 | 100% |  | 145.8 |  | 364.5 |  | 1: 583.2; 3: 729; 5: 583.2; 7: 291.6 | 131.22 |  | 87.48
2013 | 15979 | City of Richland - (WA) | WA | Municipal | 85 | 0.66 | 128.7879 | 85 | 0.66 | 128.7879 | 85 | 0.66 | 128.7879 | 25483 | 12.5 | N | . | . | . | . | . | . | . |  |  | . |  | 0 | 0 | 128.7879 |  |  | 0 | 0 | 0% |  | 0 |  | 0 |  | 1: 0; 3: 0; 5: 0; 7: 0 | 0 |  | 0
2013 | 15989 | City of Richmond - (IN) | IN | Municipal | . | . | . | . | . | . | . | . | . | . | . |  | 31 | 1 | 31 | . | . | . | 21080 | Y | L | 15 | N | [6 empty] | 21080 | 100% |  | 1054 |  | 2635 |  | 1: 4216; 3: 5270; 5: 4216; 7: 2108 | 948.6 |  | 632.4
2013 | 16057 | Rio Grande Electric Coop, Inc | TX | Cooperative | . | . | . | . | . | . | . | . | . | . | . |  | 65 | 0.22 | 295.4545 | . | . | . | 11093 | N | L | 24.9 | N | [6 empty] | 11093 | 100% |  | 554.65 |  | 1386.625 |  | 1: 2218.6; 3: 2773.25; 5: 2218.6; 7: 1109.3 | 499.185 |  | 332.79
2013 | 16060 | Riverland Energy Cooperative | WI | Cooperative | 115 | 0.928 | 123.9224 | 88 | 0.763 | 115.3342 | 91 | . | . | 17072 | . | Y | . | . | . | . | . | . | . |  |  | . |  | 27 | 0.165 | 115.3342 | 163.6364 | 163.6364 | 2816.88 | 2816.88 | 16.5% | 14.4279 | 140.844 | 28.8558 | 352.11 | 86.5674 | 563.376 | 144.2789 | 704.22 | 216.4184 | 563.376 | 288.5579 | 281.688 | 432.8368 | 126.7596 | 577.1158 | 84.5064 | 2032.0823 | 10160.4115 | 48769.975 | 101604.1146 | 121924.9375 | 81283.2917 | 54866.2219 | 48769.975
2013 | 16063 | Rita Blanca Electric Coop, Inc | TX | Cooperative | . | . | . | . | . | . | . | . | . | . | . |  | 452 | 3.366 | 134.284 | 452 | 3.366 | 134.284 | 7297 | Y | L | 34.5 | N | 0 | 0 | 134.284 |  |  | 0 | 0 | 0% |  | 0 |  | 0 |  | 1: 0; 3: 0; 5: 0; 7: 0 | 0 |  | 0
2013 | 16082 | City of River Falls | WI | Municipal | 9.412 | 0.119 | 79.0924 | . | . | . | . | . | . | 6107 | 12.5 | N | . | . | . | . | . | . | . |  |  | . | [7 empty] | 6107 | 100% |  | 305.35 |  | 763.375 |  | 1: 1221.4; 3: 1526.75; 5: 1221.4; 7: 610.7 | 274.815 |  | 183.21
2013 | 16088 | City of Riverside - (CA) | CA | Municipal | 56.21 | 0.64 | 87.8281 | 40.97 | 0.61 | 67.1639 | . | . | . | 109517 | 12 | N | . | . | . | . | . | . | . |  |  | . |  | 15.24 | 0.03 | 67.1639 | 508 | 508 | 3285.51 | 3285.51 | 3% | 44.7906 | 164.2755 | 89.5812 | 410.6888 | 268.7436 | 657.102 | 447.906 | 821.3775 | 671.8589 | 657.102 | 895.8119 | 328.551 | 1343.7179 | 147.8479 | 1791.6238 | 98.5653 | 7357.9974 | 36789.9871 | 176591.9379 | 367899.8707 | 441479.8448 | 294319.8965 | 198665.9302 | 176591.9379
2013 | 16101 | Roanoke Electric Member Corp | NC | Cooperative | 173.83 | 1.06 | 163.9906 | 116.9 | 0.92 | 127.0652 | 152 | 0.95 | 160 | 14511 | 25 | Y | . | . | . | . | . | . | . |  |  | . |  | 56.93 | 0.14 | 127.0652 | 406.6429 | 406.6429 | 2031.54 | 2031.54 | 14% | 35.8539 | 101.577 | 71.7078 | 253.9425 | 215.1233 | 406.308 | 358.5389 | 507.885 | 537.8083 | 406.308 | 717.0778 | 203.154 | 1075.6167 | 91.4193 | 1434.1556 | 60.9462 | 3641.9305 | 18209.6524 | 87406.3315 | 182096.5239 | 218515.8287 | 145677.2191 | 98332.1229 | 87406.3315
2013 | 16146 | Navasota Valley Elec Coop, Inc | TX | Cooperative | 349 | 2.49 | 140.1606 | . | . | . | . | . | . | 18716 | 24.9 | Y | . | . | . | . | . | . | . |  |  | . | [7 empty] | 18716 | 100% |  | 935.8 |  | 2339.5 |  | 1: 3743.2; 3: 4679; 5: 3743.2; 7: 1871.6 | 842.22 |  | 561.48
2013 | 16181 | Rochester Public Utilities | MN | Municipal | 112 | 1.11 | 100.9009 | 34 | 0.77 | 44.1558 | 112 | 1.11 | 100.9009 | 50249 | 13.8 | Y | . | . | . | . | . | . | . |  |  | . |  | 78 | 0.34 | 44.1558 | 229.4118 | 229.4118 | 17084.66 | 17084.66 | 34% | 20.2273 | 854.233 | 40.4547 | 2135.5825 | 121.364 | 3416.932 | 202.2734 | 4271.165 | 303.4101 | 3416.932 | 404.5468 | 1708.466 | 606.8202 | 768.8097 | 809.0937 | 512.5398 | 17278.8626 | 86394.313 | 414692.7024 | 863943.1301 | 1036731.7561 | 691154.504 | 466529.2902 | 414692.7024
2013 | 16183 | Rochester Gas & Electric Corp | NY | Investor Owned | . | . | . | . | . | . | . | . | . | . | . |  | 150 | 0.91 | 164.8352 | 81 | 0.74 | 109.4595 | 365870 | N | F | 34.5 | N | 69 | 0.17 | 109.4595 | 405.8824 | 405.8824 | 62197.9 | 62197.9 | 17% | 35.7868 | 3109.895 | 71.5737 | 7774.7375 | 214.721 | 12439.58 | 357.8683 | 15549.475 | 536.8025 | 12439.58 | 715.7367 | 6219.79 | 1073.605 | 2798.9055 | 1431.4734 | 1865.937 | 111293.299 | 556466.4952 | 2671039.1771 | 5564664.9522 | 6677597.9427 | 4451731.9618 | 3004919.0742 | 2671039.1771
2013 | 16213 | Rockland Electric Co | NJ | Investor Owned | . | . | . | . | . | . | . | . | . | . | . |  | 122 | 0.756 | 161.3757 | 72 | 0.641 | 112.3245 | 71201 | N | F | 13.2 | N | 50 | 0.115 | 112.3245 | 434.7826 | 434.7826 | 8188.115 | 8188.115 | 11.5% | 38.335 | 409.4058 | 76.67 | 1023.5144 | 230.0099 | 1637.623 | 383.3498 | 2047.0287 | 575.0248 | 1637.623 | 766.6997 | 818.8115 | 1150.0495 | 368.4652 | 1533.3994 | 245.6435 | 15694.5628 | 78472.8141 | 376669.5077 | 784728.1411 | 941673.7693 | 627782.5129 | 423753.1962 | 376669.5077
2013 | 16217 | Village of Rockville Centre - (NY) | NY | Municipal | . | . | . | . | . | . | . | . | . | . | . |  | 65 | 1 | 65 | 65 | 1 | 65 | 10143 | Y | F | 4 | N | 0 | 0 | 65 |  |  | 0 | 0 | 0% |  | 0 |  | 0 |  | 1: 0; 3: 0; 5: 0; 7: 0 | 0 |  | 0
2013 | 16223 | City of Rockwood - (TN) | TN | Municipal | 8.803 | 0.12 | 73.3583 | . | . | . | . | . | . | 14542 | 13 | N | . | . | . | . | . | . | . |  |  | . | [7 empty] | 14542 | 100% |  | 727.1 |  | 1817.75 |  | 1: 2908.4; 3: 3635.5; 5: 2908.4; 7: 1454.2 | 654.39 |  | 436.26
2013 | 16226 | City of Rocky Mount - (NC) | NC | Municipal | 51 | 1 | 51 | 37 | 1 | 37 | 51 | 1 | 51 | 27420 | 12.5 | N | . | . | . | . | . | . | . |  |  | . |  | 14 | 0 | 37 |  |  | 0 | 0 | 0% |  | 0 |  | 0 |  | 1: 0; 3: 0; 5: 0; 7: 0 | 0 |  | 0
2013 | 16259 | City of Rolla - (MO) | MO | Municipal | 39 | 0.845 | 46.1538 | . | . | . | . | . | . | 9369 | 34 | Y | . | . | . | . | . | . | . |  |  | . | [7 empty] | 9369 | 100% |  | 468.45 |  | 1171.125 |  | 1: 1873.8; 3: 2342.25; 5: 1873.8; 7: 936.9 | 421.605 |  | 281.07
2013 | 16295 | City of Roseville - (CA) | CA | Municipal | . | . | . | . | . | . | . | . | . | . | . |  | 11.127 | 0.146 | 76.2123 | 7.354 | 0.129 | 57.0078 | 55577 | N | F | 12 | N | 3.773 | 0.017 | 57.0078 | 221.9412 | 221.9412 | 944.809 | 944.809 | 1.7% | 19.5687 | 47.2405 | 39.1373 | 118.1011 | 117.4119 | 188.9618 | 195.6866 | 236.2022 | 293.5298 | 188.9618 | 391.3731 | 94.4809 | 587.0597 | 42.5164 | 782.7463 | 28.3443 | 924.4321 | 4622.1606 | 22186.3711 | 46221.6064 | 55465.9277 | 36977.2851 | 24959.6675 | 22186.3711
2013 | 16368 | Runestone Electric Assn | MN | Cooperative | 701.94 | 1.531 | 458.4846 | 212.52 | 1.039 | 204.5428 | 551.34 | 1.109 | 497.1506 | 13858 | 12.5 | N | . | . | . | . | . | . | . |  |  | . |  | 489.42 | 0.492 | 204.5428 | 994.7561 | 994.7561 | 6818.136 | 6818.136 | 49.2% | 87.7081 | 340.9068 | 175.4162 | 852.267 | 526.2486 | 1363.6272 | 877.0811 | 1704.534 | 1315.6216 | 1363.6272 | 1754.1621 | 681.8136 | 2631.2432 | 306.8161 | 3508.3242 | 204.5441 | 29900.2896 | 149501.4481 | 717606.9507 | 1495014.4805 | 1794017.3766 | 1196011.5844 | 807307.8195 | 717606.9507
2013 | 16382 | Rural Electric Coop, Inc | OK | Cooperative | 543 | 2.85 | 190.5263 | 162 | 1.62 | 100 | 523 | 2.226 | 234.9506 | 11113 | 25 | Y | . | . | . | . | . | . | . |  |  | . |  | 381 | 1.23 | 100 | 309.7561 | 381 | 13668.99 | 11113 | 100% | 33.5929 | 555.65 | 67.1859 | 1389.125 | 201.5577 | 2222.6 | 335.9295 | 2778.25 | 503.8942 | 2222.6 | 671.8589 | 1111.3 | 1007.7884 | 500.085 | 1343.7179 | 333.39 | 18665.9206 | 93329.6032 | 447982.0955 | 933296.0323 | 1119955.2388 | 746636.8259 | 503979.8575 | 447982.0955
2013 | 16461 | Rusk County Electric Coop, Inc | TX | Cooperative | 498 | . | . | 434 | . | . | 35 | . | . | 21991 | 14 | Y | . | . | . | . | . | . | . |  |  | . |  | 64 |  |  |  | 64 |  | 21991 | 100% | 5.6429 | 1099.55 | 11.2858 | 2748.875 | 33.8575 | 4398.2 | 56.4291 | 5497.75 | 84.6436 | 4398.2 | 112.8582 | 2199.1 | 169.2873 | 989.595 | 225.7164 | 659.73 | 6204.6613 | 31023.3064 | 148911.8707 | 310233.0639 | 372279.6767 | 248186.4511 | 167525.8545 | 148911.8707
2013 | 16463 | City of Ruston - (LA) | LA | Municipal | 315 | . | . | . | . | . | . | . | . | 10323 | 13.8 | N | . | . | . | . | . | . | . |  |  | . | [7 empty] | 10323 | 100% |  | 516.15 |  | 1290.375 |  | 1: 2064.6; 3: 2580.75; 5: 2064.6; 7: 1032.3 | 464.535 |  | 309.69
2013 | 16496 | Rutherford Elec Member Corp | NC | Cooperative | 109 | 0.996 | 109.4377 | 59 | 0.723 | 81.6044 | 75 | 0.819 | 91.5751 | 67804 | 15 | N | . | . | . | . | . | . | . |  |  | . |  | 50 | 0.273 | 81.6044 | 183.1502 | 183.1502 | 18510.492 | 18510.492 | 27.3% | 16.1484 | 925.5246 | 32.2969 | 2313.8115 | 96.8906 | 3702.0984 | 161.4844 | 4627.623 | 242.2265 | 3702.0984 | 322.9687 | 1851.0492 | 484.4531 | 832.9721 | 645.9375 | 555.3148 | 14945.7752 | 74728.8758 | 358698.604 | 747288.7583 | 896746.5099 | 597831.0066 | 403535.9295 | 358698.604
2013 | 16534 | Sacramento Municipal Util Dist | CA | Political Subdivision | . | . | . | . | . | . | . | . | . | . | . |  | . | . | . | 47 | 0.91 | 51.6484 | 607727 | N | L | 69 | N |  |  | 51.6484 |  |  |  | 607727 | 100% |  | 30386.35 |  | 75965.875 |  | 1: 121545.4; 3: 151931.75; 5: 121545.4; 7: 60772.7 | 27347.715 |  | 18231.81
2013 | 16555 | Salem Electric - (OR) | OR | Cooperative | . | . | . | . | . | . | . | . | . | . | . |  | 23 | 0.442 | 52.0362 | 20 | 0.421 | 47.5059 | 18759 | N | L | 12.4 | N | 3 | 0.021 | 47.5059 | 142.8571 | 142.8571 | 393.939 | 393.939 | 2.1% | 12.5958 | 19.697 | 25.1916 | 49.2424 | 75.5747 | 78.7878 | 125.9578 | 98.4848 | 188.9367 | 78.7878 | 251.9156 | 39.3939 | 377.8734 | 17.7273 | 503.8312 | 11.8182 | 248.0985 | 1240.4923 | 5954.363 | 12404.9229 | 14885.9074 | 9923.9383 | 6698.6583 | 5954.363
2013 | 16572 | Salt River Project | AZ | Political Subdivision | 44.926 | 0.688 | 65.2994 | 44.926 | 0.688 | 65.2994 | 44.817 | 0.682 | 65.7141 | 963012 | 35 | N | . | . | . | . | . | . | . |  |  | . |  | 0 | 0 | 65.2994 |  |  | 0 | 0 | 0% |  | 0 |  | 0 |  | 1: 0; 3: 0; 5: 0; 7: 0 | 0 |  | 0
2013 | 16587 | Salt River Electric Coop Corp | KY | Cooperative | 110.5 | 1.224 | 90.2778 | 88.4 | 1.108 | 79.7834 | 96.7 | . | . | 48636 | 30 | Y | . | . | . | . | . | . | . |  |  | . |  | 22.1 | 0.116 | 79.7834 | 190.5172 | 190.5172 | 5641.776 | 5641.776 | 11.6% | 16.798 | 282.0888 | 33.596 | 705.222 | 100.788 | 1128.3552 | 167.9799 | 1410.444 | 251.9699 | 1128.3552 | 335.9599 | 564.1776 | 503.9398 | 253.8799 | 671.9197 | 169.2533 | 4738.5258 | 23692.6289 | 113724.619 | 236926.2895 | 284311.5474 | 189541.0316 | 127940.1963 | 113724.619
2013 | 16603 | San Luis Valley R E C, Inc | CO | Cooperative | . | . | . | . | . | . | . | . | . | . | . |  | 134 | 1.382 | 96.9609 | 130 | 1.362 | 95.4479 | 12075 | N | F | 25 | N | 4 | 0.02 | 95.4479 | 200 | 200 | 241.5 | 241.5 | 2% | 17.6341 | 12.075 | 35.2682 | 30.1875 | 105.8046 | 48.3 | 176.3409 | 60.375 | 264.5114 | 48.3 | 352.6819 | 24.15 | 529.0228 | 10.8675 | 705.3637 | 7.245 | 212.9317 | 1064.6583 | 5110.36 | 10646.5834 | 12775.9001 | 8517.2667 | 5749.155 | 5110.36
2013 | 16604 | City of San Antonio - (TX) | TX | Municipal | 89 | 1.14 | 78.0702 | 51 | 0.79 | 64.557 | . | . | . | 729413 | 13.2 | N | . | . | . | . | . | . | . |  |  | . |  | 38 | 0.35 | 64.557 | 108.5714 | 108.5714 | 255294.55 | 255294.55 | 35% | 9.5728 | 12764.7275 | 19.1456 | 31911.8187 | 57.4368 | 51058.91 | 95.7279 | 63823.6375 | 143.5919 | 51058.91 | 191.4559 | 25529.455 | 287.1838 | 11488.2548 | 382.9117 | 7658.8365 | 122194.0955 | 610970.4776 | 2932658.2924 | 6109704.7759 | 7331645.7311 | 4887763.8207 | 3299240.579 | 2932658.2924
2013 | 16606 | Santee Electric Coop, Inc | SC | Cooperative | 132 | . | . | 132 | . | . | 127 | . | . | 43999 | 25 | Y | . | . | . | . | . | . | . |  |  | . |  | 0 |  |  |  | 0 |  | 43999 | 100% | 0 | 2199.95 | 0 | 5499.875 | 0 | 8799.8 | 0 | 10999.75 | 0 | 8799.8 | 0 | 4399.9 | 0 | 1979.955 | 0 | 1319.97 | 0 | 0 | 0 | 0 | 0 | 0 | 0 | 0
2013 | 16609 | San Diego Gas & Electric Co | CA | Investor Owned | 75 | 0.56 | 133.9286 | 60 | 0.472 | 127.1186 | 55 | 0.452 | 121.6814 | 1406947 | 12.5 | Y | . | . | . | . | . | . | . |  |  | . |  | 15 | 0.088 | 127.1186 | 170.4545 | 170.4545 | 123811.336 | 123811.336 | 8.8% | 15.0291 | 6190.5668 | 30.0581 | 15476.417 | 90.1743 | 24762.2672 | 150.2906 | 30952.834 | 225.4358 | 24762.2672 | 300.5811 | 12381.1336 | 450.8717 | 5571.5101 | 601.1622 | 3714.3401 | 93038.3762 | 465191.881 | 2232921.0287 | 4651918.8097 | 5582302.5716 | 3721535.0478 | 2512036.1572 | 2232921.0287
2013 | 16611 | Access Energy Coop | IA | Cooperative | . | . | . | . | . | . | . | . | . | . | . |  | 150 | 1.37 | 109.4891 | 150 | 1.37 | 109.4891 | 9158 | N | L | 12.5 | Y | 0 | 0 | 109.4891 |  |  | 0 | 0 | 0% |  | 0 |  | 0 |  | 1: 0; 3: 0; 5: 0; 7: 0 | 0 |  | 0
2013 | 16613 | Sam Houston Electric Coop Inc | TX | Cooperative | 363 | 2.82 | 128.7234 | 296 | . | . | . | . | . | 68618 | 34.5 | N | . | . | . | . | . | . | . |  |  | . |  | 67 |  |  |  | 67 |  | 68618 | 100% | 5.9074 | 3430.9 | 11.8148 | 8577.25 | 35.4445 | 13723.6 | 59.0742 | 17154.5 | 88.6113 | 13723.6 | 118.1484 | 6861.8 | 177.2226 | 3087.81 | 236.2968 | 2058.54 | 20267.7708 | 101338.8538 | 486426.4982 | 1013388.5378 | 1216066.2454 | 810710.8303 | 547229.8104 | 486426.4982
2013 | 16616 | San Isabel Electric Assn, Inc | CO | Cooperative | . | . | . | . | . | . | . | . | . | . | . |  | . | 2.24 | . | 2 | . | . | 23872 | N | L | 69 | Y | [6 empty] | 23872 | 100% |  | 1193.6 |  | 2984 |  | 1: 4774.4; 3: 5968; 5: 4774.4; 7: 2387.2 | 1074.24 |  | 716.16
2013 | 16627 | San Patricio Electric Coop Inc | TX | Cooperative | 246 | 2.464 | 99.8377 | . | . | . | 186 | 1.627 | 114.3208 | 11099 | 25 | Y | . | . | . | . | . | . | . |  |  | . | [7 empty] | 11099 | 100% |  | 554.95 |  | 1387.375 |  | 1: 2219.8; 3: 2774.75; 5: 2219.8; 7: 1109.9 | 499.455 |  | 332.97
2013 | 16638 | San Bernard Electric Coop, Inc | TX | Cooperative | . | . | . | 199 | 2.06 | 96.6019 | . | . | . | 25000 | 14.4 | Y | . | . | . | . | . | . | . |  |  | . |  |  |  | 96.6019 |  |  |  | 25000 | 100% |  | 1250 |  | 3125 |  | 1: 5000; 3: 6250; 5: 5000; 7: 2500 | 1125 |  | 750
2013 | 16649 | Sangre De Cristo Elec Assn Inc | CO | Cooperative | 59 | 0.51 | 115.6863 | 59 | 0.51 | 115.6863 | . | . | . | 11798 | 12.5 | N | . | . | . | . | . | . | . |  |  | . |  | 0 | 0 | 115.6863 |  |  | 0 | 0 | 0% |  | 0 |  | 0 |  | 1: 0; 3: 0; 5: 0; 7: 0 | 0 |  | 0
2013 | 16655 | City of Santa Clara - (CA) | CA | Municipal | 50.54 | 0.52 | 97.1923 | . | . | . | . | . | . | 51088 | 60 | N | . | . | . | . | . | . | . |  |  | . | [7 empty] | 51088 | 100% |  | 2554.4 |  | 6386 |  | 1: 10217.6; 3: 12772; 5: 10217.6; 7: 5108.8 | 2298.96 |  | 1532.64
2013 | 16679 | City of Sauk Centre - (MN) | MN | Municipal | 3 | 0.019 | 157.8947 | 3 | 0.019 | 157.8947 | . | . | . | 2272 | 15 | N | . | . | . | . | . | . | . |  |  | . |  | 0 | 0 | 157.8947 |  |  | 0 | 0 | 0% |  | 0 |  | 0 |  | 1: 0; 3: 0; 5: 0; 7: 0 | 0 |  | 0
2013 | 16740 | Scenic Rivers Energy Coop | WI | Cooperative | . | . | . | . | . | . | . | . | . | . | . |  | 168.5 | 1.56 | 108.0128 | 168.5 | 1.56 | 108.0128 | 13733 | N | L | 7.2 | N | 0 | 0 | 108.0128 |  |  | 0 | 0 | 0% |  | 0 |  | 0 |  | 1: 0; 3: 0; 5: 0; 7: 0 | 0 |  | 0
2013 | 16751 | Three Rivers Electric Coop | MO | Cooperative | 341.792 | 2.076 | 164.6397 | 99.707 | 0.871 | 114.4742 | . | 2.076 | . | 21703 | 25 | Y | . | . | . | . | . | . | . |  |  | . |  | 242.085 | 1.205 | 114.4742 | 200.9004 | 242.085 | 26152.115 | 21703 | 100% | 21.3447 | 1085.15 | 42.6895 | 2712.875 | 128.0685 | 4340.6 | 213.4475 | 5425.75 | 320.1712 | 4340.6 | 426.8949 | 2170.3 | 640.3424 | 976.635 | 853.7899 | 651.09 | 23162.2517 | 115811.2584 | 555894.0402 | 1158112.5838 | 1389735.1005 | 926490.067 | 625380.7952 | 555894.0402
2013 | 16805 | SEMO Electric Cooperative | MO | Cooperative | . | . | . | . | . | . | . | . | . | . | . |  | 321 | 2.8 | 114.6429 | 283 | 2.7 | 104.8148 | 15937 | N | L | 25 | Y | 38 | 0.1 | 104.8148 | 380 | 380 | 1593.7 | 1593.7 | 10% | 33.5048 | 79.685 | 67.0096 | 199.2125 | 201.0287 | 318.74 | 335.0478 | 398.425 | 502.5716 | 318.74 | 670.0955 | 159.37 | 1005.1433 | 71.7165 | 1340.191 | 47.811 | 2669.8281 | 13349.1403 | 64075.8736 | 133491.4034 | 160189.6841 | 106793.1227 | 72085.3578 | 64075.8736
2013 | 16852 | City of Seaford- (DE) | DE | Municipal | . | . | . | . | . | . | . | . | . | . | . |  | 76 | 1 | 76 | 72 | 1 | 72 | 3742.1 | N | L | 2.4 | N | 4 | 0 | 72 |  |  | 0 | 0 | 0% |  | 0 |  | 0 |  | 1: 0; 3: 0; 5: 0; 7: 0 | 0 |  | 0
2013 | 16854 | Heartland Rural Elec Coop, Inc | KS | Cooperative | 561.45 | 3.093 | 181.5228 | 334.114 | 2.455 | 136.0953 | 366.13 | 1.664 | 220.03 | 11497 | 34.5 | Y | . | . | . | . | . | . | . |  |  | . |  | 227.336 | 0.638 | 136.0953 | 356.326 | 356.326 | 7335.086 | 7335.086 | 63.8% | 31.4174 | 366.7543 | 62.8349 | 916.8858 | 188.5046 | 1467.0172 | 314.1743 | 1833.7715 | 471.2615 | 1467.0172 | 628.3486 | 733.5086 | 942.5229 | 330.0789 | 1256.6972 | 220.0526 | 11522.4776 | 57612.3878 | 276539.4613 | 576123.8777 | 691348.6533 | 460899.1022 | 311106.894 | 276539.4613
2013 | 16865 | Sawnee Electric Membership Corporation | GA | Cooperative | 56 | 1.1 | 50.9091 | 53 | 1.06 | 50 | 50 | 0.83 | 60.241 | 155906 | 24.9 | Y | . | . | . | . | . | . | . |  |  | . |  | 3 | 0.04 | 50 | 75 | 75 | 6236.24 | 6236.24 | 4% | 6.6128 | 311.812 | 13.2256 | 779.53 | 39.6767 | 1247.248 | 66.1278 | 1559.06 | 99.1918 | 1247.248 | 132.2557 | 623.624 | 198.3835 | 280.6308 | 264.5114 | 187.0872 | 2061.9456 | 10309.7281 | 49486.6951 | 103097.2814 | 123716.7377 | 82477.8251 | 55672.532 | 49486.6951
2013 | 16868 | City of Seattle - (WA) | WA | Municipal | 127 | 1.1 | 115.4545 | 69 | 0.9 | 76.6667 | 127 | 1.1 | 115.4545 | 409619 | 26 | Y | . | . | . | . | . | . | . |  |  | . |  | 58 | 0.2 | 76.6667 | 290 | 290 | 81923.8 | 81923.8 | 20% | 25.5694 | 4096.19 | 51.1389 | 10240.475 | 153.4166 | 16384.76 | 255.6943 | 20480.95 | 383.5415 | 16384.76 | 511.3887 | 8192.38 | 767.083 | 3686.571 | 1022.7774 | 2457.714 | 104737.2608 | 523686.3042 | 2513694.2601 | 5236863.0419 | 6284235.6503 | 4189490.4335 | 2827906.0426 | 2513694.2601
2013 | 16900 | City of Seguin - (TX) | TX | Municipal | . | . | . | . | . | . | . | . | . | . | . |  | 12 | 0.39 | 30.7692 | 4 | 0.08 | 50 | 8200 | N | L | 72 | N | 8 | 0.31 | 50 | 25.8065 | 25.8065 | 2542 | 2542 | 31% | 2.2754 | 127.1 | 4.5507 | 317.75 | 13.6522 | 508.4 | 22.7537 | 635.5 | 34.1305 | 508.4 | 45.5073 | 254.2 | 68.261 | 114.39 | 91.0147 | 76.26 | 289.1991 | 1445.9956 | 6940.7788 | 14459.9559 | 17351.9471 | 11567.9647 | 7808.3762 | 6940.7788
2013 | 16920 | Sedgwick County El Coop Assn Inc | KS | Cooperative | 303.827 | 2.406 | 126.2789 | 99.207 | 1.929 | 51.4292 | 235 | 1.544 | 152.2021 | 6385 | 12.5 | Y | . | . | . | . | . | . | . |  |  | . |  | 204.62 | 0.477 | 51.4292 | 428.9727 | 428.9727 | 3045.645 | 3045.645 | 47.7% | 37.8227 | 152.2823 | 75.6455 | 380.7056 | 226.9364 | 609.129 | 378.2273 | 761.4112 | 567.3409 | 609.129 | 756.4545 | 304.5645 | 1134.6818 | 137.054 | 1512.909 | 91.3693 | 5759.7298 | 28798.6488 | 138233.5142 | 287986.4879 | 345583.7855 | 230389.1903 | 155512.7035 | 138233.5142
2013 | 16930 | Sequachee Valley Electric Coop | TN | Cooperative | 142.22 | 1.807 | 78.705 | 142.22 | 1.807 | 78.705 | 142.22 | 1.807 | 78.705 | 34926.8 | 24.9 | N | . | . | . | . | . | . | . |  |  | . |  | 0 | 0 | 78.705 |  |  | 0 | 0 | 0% |  | 0 |  | 0 |  | 1: 0; 3: 0; 5: 0; 7: 0 | 0 |  | 0
2013 | 16949 | Sevier County Electric System | TN | Municipal | 206 | 1.91 | 107.8534 | . | . | . | . | . | . | 55351 | 25 | Y | . | . | . | . | . | . | . |  |  | . | [7 empty] | 55351 | 100% |  | 2767.55 |  | 6918.875 |  | 1: 11070.2; 3: 13837.75; 5: 11070.2; 7: 5535.1 | 2490.795 |  | 1660.53
2013 | 16971 | Shakopee Public Utilities Comm | MN | Municipal | 31 | 0.48 | 64.5833 | 31 | 0.48 | 64.5833 | 31 | 0.48 | 64.5833 | 16508 | 13.8 | N | . | . | . | . | . | . | . |  |  | . |  | 0 | 0 | 64.5833 |  |  | 0 | 0 | 0% |  | 0 |  | 0 |  | 1: 0; 3: 0; 5: 0; 7: 0 | 0 |  | 0
2013 | 17008 | Sharyland Utilities LP | TX | Investor Owned | . | . | . | . | . | . | . | . | . | . | . |  | 273 | 0.14 | 1950 | 3 | 0.05 | 60 | 52014 | N | L | 25 | N | 270 | 0.09 | 60 | 3000 | 3000 | 4681.26 | 4681.26 | 9% | 264.5114 | 234.063 | 529.0228 | 585.1575 | 1587.0683 | 936.252 | 2645.1139 | 1170.315 | 3967.6708 | 936.252 | 5290.2278 | 468.126 | 7935.3417 | 210.6567 | 10580.4555 | 140.4378 | 61912.3292 | 309561.6458 | 1485895.9001 | 3095616.4585 | 3714739.7502 | 2476493.1668 | 1671632.8876 | 1485895.9001
2013 | 17037 | City of Shelby - (NC) | NC | Municipal | . | . | . | . | . | . | . | . | . | . | . |  | 50 | 3 | 16.6667 | . | . | . | 8013 | N | L | 12.5 | N | [6 empty] | 8013 | 100% |  | 400.65 |  | 1001.625 |  | 1: 1602.6; 3: 2003.25; 5: 1602.6; 7: 801.3 | 360.585 |  | 240.39
2013 | 17038 | RushShelby Energy | IN | Cooperative | . | . | . | . | . | . | . | . | . | . | . |  | 247 | 2.046 | 120.7234 | 246 | . | . | 14367 | N | F | 12.5 | Y | 1 |  |  |  | 1 |  | 14367 | 100% | 0.08817 | 718.35 | 0.17634 | 1795.875 | 0.52902 | 2873.4 | 0.8817 | 3591.75 | 1.3226 | 2873.4 | 1.7634 | 1436.7 | 2.6451 | 646.515 | 3.5268 | 431.01 | 63.3373 | 316.6863 | 1520.094 | 3166.8626 | 3800.2351 | 2533.4901 | 1710.1058 | 1520.094
2013 | 17040 | Shelby Electric Coop, Inc | IL | Cooperative | . | . | . | . | . | . | . | . | . | . | . |  | 625 | 3.72 | 168.0108 | . | . | . | 9153 | N | O | 12.5 | N | [6 empty] | 9153 | 100% |  | 457.65 |  | 1144.125 |  | 1: 1830.6; 3: 2288.25; 5: 1830.6; 7: 915.3 | 411.885 |  | 274.59
2013 | 17044 | Shelby Energy Co-op, Inc | KY | Cooperative | 114 | 1 | 114 | 114 | 1 | 114 | 108 | 1 | 108 | 15426 | 25 | N | . | . | . | . | . | . | . |  |  | . |  | 0 | 0 | 114 |  |  | 0 | 0 | 0% |  | 0 |  | 0 |  | 1: 0; 3: 0; 5: 0; 7: 0 | 0 |  | 0
2013 | 17066 | Shenandoah Valley Elec Coop | VA | Cooperative | 485 | 2.213 | 219.1595 | 211 | 1.803 | 117.0272 | 452 | 2.017 | 224.0952 | 88694 | 69 | N | . | . | . | . | . | . | . |  |  | . |  | 274 | 0.41 | 117.0272 | 668.2927 | 668.2927 | 36364.54 | 36364.54 | 41% | 58.9237 | 1818.227 | 117.8474 | 4545.5675 | 353.5421 | 7272.908 | 589.2368 | 9091.135 | 883.8551 | 7272.908 | 1178.4735 | 3636.454 | 1767.7103 | 1636.4043 | 2356.947 | 1090.9362 | 107136.6172 | 535683.086 | 2571278.8126 | 5356830.8597 | 6428197.0316 | 4285464.6877 | 2892688.6642 | 2571278.8126
2013 | 17166 | Sierra Pacific Power Co | NV | Investor Owned | 81 | 0.87 | 93.1034 | 81 | 0.87 | 93.1034 | . | . | . | 326050 | 60 | Y | . | . | . | . | . | . | . |  |  | . |  | 0 | 0 | 93.1034 |  |  | 0 | 0 | 0% |  | 0 |  | 0 |  | 1: 0; 3: 0; 5: 0; 7: 0 | 0 |  | 0
2013 | 17177 | City of Sikeston - (MO) | MO | Municipal | . | . | . | . | . | . | . | . | . | . | . |  | 24 | 0.88 | 27.2727 | . | . | . | 9201 | N | L | 15 | Y | [6 empty] | 9201 | 100% |  | 460.05 |  | 1150.125 |  | 1: 1840.2; 3: 2300.25; 5: 1840.2; 7: 920.1 | 414.045 |  | 276.03
2013 | 17184 | City of Siloam Springs - (AR) | AR | Municipal | 180 | 2.249 | 80.0356 | 16 | 0.399 | 40.1003 | . | . | . | 7053 | 15 | N | . | . | . | . | . | . | . |  |  | . |  | 164 | 1.85 | 40.1003 | 88.6486 | 164 | 13048.05 | 7053 | 100% | 14.46 | 352.65 | 28.9199 | 881.625 | 86.7597 | 1410.6 | 144.5996 | 1763.25 | 216.8993 | 1410.6 | 289.1991 | 705.3 | 433.7987 | 317.385 | 578.3982 | 211.59 | 5099.3035 | 25496.5173 | 122383.2829 | 254965.1727 | 305958.2072 | 203972.1381 | 137681.1932 | 122383.2829
2013 | 17252 | Singing River Elec Pwr Assn | MS | Cooperative | 125 | . | . | 125 | . | . | 124 | . | . | 71050 | 25 | N | . | . | . | . | . | . | . |  |  | . |  | 0 |  |  |  | 0 |  | 71050 | 100% | 0 | 3552.5 | 0 | 8881.25 | 0 | 14210 | 0 | 17762.5 | 0 | 14210 | 0 | 7105 | 0 | 3197.25 | 0 | 2131.5 | 0 | 0 | 0 | 0 | 0 | 0 | 0 | 0
2013 | 17260 | North West Rural Electric Coop | IA | Cooperative | . | . | . | . | . | . | . | . | . | . | . |  | 217 | 1.557 | 139.3706 | 112 | 1.225 | 91.4286 | 9610 | N | F | 7.2 | N | 105 | 0.332 | 91.4286 | 316.2651 | 316.2651 | 3190.52 | 3190.52 | 33.2% | 27.8852 | 159.526 | 55.7705 | 398.815 | 167.3114 | 638.104 | 278.8524 | 797.63 | 418.2786 | 638.104 | 557.7047 | 319.052 | 836.5571 | 143.5734 | 1115.4095 | 95.7156 | 4448.4203 | 22242.1014 | 106762.0867 | 222421.014 | 266905.2168 | 177936.8112 | 120107.3475 | 106762.0867
2013 | 17267 | Sioux Valley SW Elec Coop | MN | Cooperative | 687.564 | 1.298 | 529.7103 | 53.96 | 0.653 | 82.634 | 678 | 1.129 | 600.5314 | 2980 | 12.5 | Y | . | . | . | . | . | . | . |  |  | . |  | 633.604 | 0.645 | 82.634 | 982.3318 | 982.3318 | 1922.1 | 1922.1 | 64.5% | 86.6126 | 96.105 | 173.2253 | 240.2625 | 519.6759 | 384.42 | 866.1265 | 480.525 | 1299.1897 | 384.42 | 1732.253 | 192.21 | 2598.3794 | 86.4945 | 3464.5059 | 57.663 | 8323.9085 | 41619.5427 | 199773.8049 | 416195.4269 | 499434.5123 | 332956.3415 | 224745.5305 | 199773.8049
2013 | 17267 | Sioux Valley SW Elec Coop | SD | Cooperative | 530.005 | 5.03 | 105.3688 | 96.27 | 3.84 | 25.0703 | 489 | 1.852 | 264.0389 | 19426 | 12.5 | Y | . | . | . | . | . | . | . |  |  | . |  | 433.735 | 1.19 | 25.0703 | 364.4832 | 433.735 | 23116.94 | 19426 | 100% | 38.2426 | 971.3 | 76.4852 | 2428.25 | 229.4557 | 3885.2 | 382.4262 | 4856.5 | 573.6392 | 3885.2 | 764.8523 | 1942.6 | 1147.2785 | 874.17 | 1529.7046 | 582.78 | 37145.0527 | 185725.2633 | 891481.2637 | 1857252.6326 | 2228703.1591 | 1485802.1061 | 1002916.4216 | 891481.2637
2013 | 17279 | PUD No 1 of Skamania Co | WA | Political Subdivision | . | . | . | . | . | . | . | . | . | . | . |  | 80.4 | 0.559 | 143.8283 | . | . | . | 5820 | N | O | 12.5 | N | [6 empty] | 5820 | 100% |  | 291 |  | 727.5 |  | 1: 1164; 3: 1455; 5: 1164; 7: 582 | 261.9 |  | 174.6
2013 | 17324 | Slinger Utilities | WI | Municipal | . | . | . | . | . | . | . | . | . | . | . |  | 1.101 | 0.006 | 183.5 | . | . | . | 2208 | Y | L | 24.9 | N | [6 empty] | 2208 | 100% |  | 110.4 |  | 276 |  | 1: 441.6; 3: 552; 5: 441.6; 7: 220.8 | 99.36 |  | 66.24
2013 | 17470 | PUD 1 of Snohomish County | WA | Political Subdivision | . | . | . | . | . | . | . | . | . | . | . |  | 85 | 0.83 | 102.4096 | 60 | 0.6 | 100 | 354090 | N | L | 12.5 | N | 25 | 0.23 | 100 | 108.6957 | 108.6957 | 81440.7 | 81440.7 | 23% | 9.5837 | 4072.035 | 19.1675 | 10180.0875 | 57.5025 | 16288.14 | 95.8375 | 20360.175 | 143.7562 | 16288.14 | 191.6749 | 8144.07 | 287.5124 | 3664.8315 | 383.3498 | 2443.221 | 39025.349 | 195126.745 | 936608.3762 | 1951267.4504 | 2341520.9405 | 1561013.9603 | 1053684.4232 | 936608.3762
2013 | 17534 | South Alabama Elec Coop, Inc | AL | Cooperative | 167 | 2 | 83.5 | 110 | 1 | 110 | 167 | 2 | 83.5 | 20596 | 25 | N | . | . | . | . | . | . | . |  |  | . |  | 57 | 1 | 110 | 57 | 57 | 20596 | 20596 | 100% | 5.0257 | 1029.8 | 10.0514 | 2574.5 | 30.1543 | 4119.2 | 50.2572 | 5149 | 75.3857 | 4119.2 | 100.5143 | 2059.6 | 150.7715 | 926.82 | 201.0287 | 617.88 | 5175.4827 | 25877.4137 | 124211.5856 | 258774.1367 | 310528.964 | 207019.3093 | 139738.0338 | 124211.5856
2013 | 17539 | South Carolina Electric&Gas Company | SC | Investor Owned | 98 | 1 | 98 | 92 | 1 | 92 | . | . | . | 669587 | 24 | Y | . | . | . | . | . | . | . |  |  | . |  | 6 | 0 | 92 |  |  | 0 | 0 | 0% |  | 0 |  | 0 |  | 1: 0; 3: 0; 5: 0; 7: 0 | 0 |  | 0
2013 | 17543 | South Carolina Public Service Authority | SC | State | 25.311 | 0.409 | 61.8851 | 18.766 | 0.325 | 57.7415 | 24 | 0.361 | 66.482 | 165746 | 34 | Y | . | . | . | . | . | . | . |  |  | . |  | 6.545 | 0.084 | 57.7415 | 77.9167 | 77.9167 | 13922.664 | 13922.664 | 8.4% | 6.8699 | 696.1332 | 13.7399 | 1740.333 | 41.2197 | 2784.5328 | 68.6995 | 3480.666 | 103.0492 | 2784.5328 | 137.399 | 1392.2664 | 206.0985 | 626.5199 | 274.7979 | 417.6799 | 4782.3993 | 23911.9964 | 114777.5827 | 239119.964 | 286943.9568 | 191295.9712 | 129124.7806 | 114777.5827
2013 | 17564 | South Kentucky Rural E C C | KY | Cooperative | 196 | 1.76 | 111.3636 | 164 | 1 | 164 | . | . | . | 67934 | 25 | Y | . | . | . | . | . | . | . |  |  | . |  | 32 | 0.76 | 164 | 42.1053 | 42.1053 | 51629.84 | 51629.84 | 76% | 3.7124 | 2581.492 | 7.4249 | 6453.73 | 22.2746 | 10325.968 | 37.1244 | 12907.46 | 55.6866 | 10325.968 | 74.2488 | 5162.984 | 111.3732 | 2323.3428 | 148.4976 | 1548.8952 | 9583.6356 | 47918.1778 | 230007.2535 | 479181.7781 | 575018.1337 | 383345.4225 | 258758.1602 | 230007.2535
2013 | 17565 | South Louisiana Elec Coop Assn | LA | Cooperative | . | . | . | . | . | . | . | . | . | . | . |  | 264.44 | 2.617 | 101.047 | 264.44 | 2.617 | 101.047 | 21090 | N | L | 25 | N | 0 | 0 | 101.047 |  |  | 0 | 0 | 0% |  | 0 |  | 0 |  | 1: 0; 3: 0; 5: 0; 7: 0 | 0 |  | 0
2013 | 17572 | South River Elec Member Corp | NC | Cooperative | . | . | . | . | . | . | . | . | . | . | . |  | 130 | . | . | 130 | . | . | 42835 | N | F | . | N | 0 |  |  |  | 0 |  | 42835 | 100% | 0 | 2141.75 | 0 | 5354.375 | 0 | 8567 | 0 | 10708.75 | 0 | 8567 | 0 | 4283.5 | 0 | 1927.575 | 0 | 1285.05 | 0 | 0 | 0 | 0 | 0 | 0 | 0 | 0
2013 | 17585 | Southeastern IL Elec Coop, Inc | IL | Cooperative | 132 | 1.366 | 96.6325 | 132 | 1.366 | 96.6325 | . | . | . | 22605 | 12.4 | N | . | . | . | . | . | . | . |  |  | . |  | 0 | 0 | 96.6325 |  |  | 0 | 0 | 0% |  | 0 |  | 0 |  | 1: 0; 3: 0; 5: 0; 7: 0 | 0 |  | 0
2013 | 17603 | Southeastern Electric Coop Inc - (OK) | OK | Cooperative | . | . | . | . | . | . | . | . | . | . | . |  | 524.1 | 0.29 | 1807.2414 | . | . | . | 14027 | N | O | . | Y | [6 empty] | 14027 | 100% |  | 701.35 |  | 1753.375 |  | 1: 2805.4; 3: 3506.75; 5: 2805.4; 7: 1402.7 | 631.215 |  | 420.81
2013 | 17609 | Southern California Edison Co | CA | Investor Owned | 103 | 0.91 | 113.1868 | 95 | 0.88 | 107.9545 | 82 | 0.82 | 100 | 4977729 | 33 | Y | . | . | . | . | . | . | . |  |  | . |  | 8 | 0.03 | 107.9545 | 266.6667 | 266.6667 | 149331.87 | 149331.87 | 3% | 23.5121 | 7466.5935 | 47.0242 | 18666.4837 | 141.0727 | 29866.374 | 235.1212 | 37332.9675 | 352.6819 | 29866.374 | 470.2425 | 14933.187 | 705.3637 | 6719.9342 | 940.4849 | 4479.9561 | 175555.468 | 877777.3402 | 4213331.2329 | 8777773.4019 | 10533328.0823 | 7022218.7215 | 4739997.637 | 4213331.2329
2013 | 17631 | Southern Illinois Elec Coop | IL | Cooperative | . | . | . | . | . | . | . | . | . | . | . |  | 178 | . | . | 165 | . | . | 11410 | N | O | 12.5 | Y | 13 |  |  |  | 13 |  | 11410 | 100% | 1.1462 | 570.5 | 2.2924 | 1426.25 | 6.8773 | 2282 | 11.4622 | 2852.5 | 17.1932 | 2282 | 22.9243 | 1141 | 34.3865 | 513.45 | 45.8486 | 342.3 | 653.9162 | 3269.5812 | 15693.9897 | 32695.8119 | 39234.9743 | 26156.6495 | 17655.7384 | 15693.9897
2013 | 17633 | Southern Indiana Gas & Elec Co | IN | Investor Owned | . | . | . | . | . | . | . | . | . | . | . |  | 60 | 0.78 | 76.9231 | 47.5 | 0.73 | 65.0685 | 148000 | N | F | 12.5 | Y | 12.5 | 0.05 | 65.0685 | 250 | 250 | 7400 | 7400 | 5% | 22.0426 | 370 | 44.0852 | 925 | 132.2557 | 1480 | 220.4262 | 1850 | 330.6392 | 1480 | 440.8523 | 740 | 661.2785 | 333 | 881.7046 | 222 | 8155.7678 | 40778.8391 | 195738.4276 | 407788.3909 | 489346.0691 | 326230.7127 | 220205.7311 | 195738.4276
2013 | 17637 | Southern Maryland Elec Coop Inc | MD | Cooperative | . | . | . | . | . | . | . | . | . | . | . |  | 81.6 | 0.93 | 87.7419 | 81.6 | 0.93 | 87.7419 | 152941 | N | F | 15 | Y | 0 | 0 | 87.7419 |  |  | 0 | 0 | 0% |  | 0 |  | 0 |  | 1: 0; 3: 0; 5: 0; 7: 0 | 0 |  | 0
2013 | 17643 | Southern Iowa Elec Coop, Inc | IA | Cooperative | 180 | 1 | 180 | 85 | 1 | 85 | 122 | 1 | 122 | 4702 | 7 | N | . | . | . | . | . | . | . |  |  | . |  | 95 | 0 | 85 |  |  | 0 | 0 | 0% |  | 0 |  | 0 |  | 1: 0; 3: 0; 5: 0; 7: 0 | 0 |  | 0
2013 | 17647 | Southern Pine Elec Power Assn | MS | Cooperative | . | . | . | . | . | . | . | . | . | . | . |  | 215 | 2.27 | 94.7137 | 186 | 1.99 | 93.4673 | 65455 | N | F | . | N | 29 | 0.28 | 93.4673 | 103.5714 | 103.5714 | 18327.4 | 18327.4 | 28% | 9.1319 | 916.37 | 18.2639 | 2290.925 | 54.7916 | 3665.48 | 91.3194 | 4581.85 | 136.9791 | 3665.48 | 182.6388 | 1832.74 | 273.9582 | 824.733 | 365.2776 | 549.822 | 8368.2366 | 41841.183 | 200837.6782 | 418411.8295 | 502094.1954 | 334729.4636 | 225942.388 | 200837.6782
2013 | 17684 | Southwest Louisiana E M C | LA | Cooperative | . | . | . | . | . | . | . | . | . | . | . |  | 115.669 | 2.026 | 57.0923 | 113.219 | 1.662 | 68.1221 | 102772 | N | O | 24.9 | Y | 2.45 | 0.364 | 68.1221 | 6.7308 | 6.7308 | 37409.008 | 37409.008 | 36.4% | 0.59346 | 1870.4504 | 1.1869 | 4676.126 | 3.5607 | 7481.8016 | 5.9346 | 9352.252 | 8.9018 | 7481.8016 | 11.8691 | 3740.9008 | 17.8037 | 1683.4054 | 23.7382 | 1122.2702 | 1110.0282 | 5550.1411 | 26640.6771 | 55501.4107 | 66601.6929 | 44401.1286 | 29970.7618 | 26640.6771
2013 | 17694 | Southwest Tennessee E M C | TN | Cooperative | . | . | . | . | . | . | . | . | . | . | . |  | 336 | 3.12 | 107.6923 | . | . | . | 49527 | N | L | 12.5 | Y | [6 empty] | 49527 | 100% |  | 2476.35 |  | 6190.875 |  | 1: 9905.4; 3: 12381.75; 5: 9905.4; 7: 4952.7 | 2228.715 |  | 1485.81
2013 | 17697 | Southwestern Electric Coop Inc - (IL) | IL | Cooperative | 355 | 2.606 | 136.2241 | 199 | 1.845 | 107.8591 | 253 | 1.672 | 151.3158 | 22410 | 13 | Y | . | . | . | . | . | . | . |  |  | . |  | 156 | 0.761 | 107.8591 | 204.9934 | 204.9934 | 17054.01 | 17054.01 | 76.1% | 18.0744 | 852.7005 | 36.1487 | 2131.7512 | 108.4462 | 3410.802 | 180.7437 | 4263.5025 | 271.1155 | 3410.802 | 361.4873 | 1705.401 | 542.231 | 767.4304 | 722.9746 | 511.6203 | 15412.0206 | 77060.1029 | 369888.4938 | 770601.0287 | 924721.2344 | 616480.8229 | 416124.5555 | 369888.4938
2013 | 17698 | Southwestern Electric Power Co | AR | Investor Owned | 329 | 1.366 | 240.8492 | 104 | 1.13 | 92.0354 | 297 | 1.247 | 238.1716 | 115046 | 35 | Y | . | . | . | . | . | . | . |  |  | . |  | 225 | 0.236 | 92.0354 | 953.3898 | 953.3898 | 27150.856 | 27150.856 | 23.6% | 84.0608 | 1357.5428 | 168.1216 | 3393.857 | 504.3649 | 5430.1712 | 840.6082 | 6787.714 | 1260.9123 | 5430.1712 | 1681.2165 | 2715.0856 | 2521.8247 | 1221.7885 | 3362.4329 | 814.5257 | 114116.1646 | 570580.8229 | 2738787.95 | 5705808.2292 | 6846969.8751 | 4564646.5834 | 3081136.4438 | 2738787.95
2013 | 17698 | Southwestern Electric Power Co | LA | Investor Owned | 683 | 3.095 | 220.6785 | 251 | 2.085 | 120.3837 | 648 | 2.847 | 227.608 | 228435 | 35 | Y | . | . | . | . | . | . | . |  |  | . |  | 432 | 1.01 | 120.3837 | 427.7228 | 432 | 230719.35 | 228435 | 100% | 38.0896 | 11421.75 | 76.1793 | 28554.375 | 228.5378 | 45687 | 380.8964 | 57108.75 | 571.3446 | 45687 | 761.7928 | 22843.5 | 1142.6892 | 10279.575 | 1523.5856 | 6853.05 | 435050.3453 | 2175251.7267 | 10441208.288 | 21752517.2667 | 26103020.7201 | 17402013.8134 | 11746359.324 | 10441208.288
2013 | 17698 | Southwestern Electric Power Co | TX | Investor Owned | 248 | 2.146 | 115.5638 | 169 | 1.769 | 95.5342 | 232 | 1.99 | 116.5829 | 182541 | 35 | Y | . | . | . | . | . | . | . |  |  | . |  | 79 | 0.377 | 95.5342 | 209.5491 | 209.5491 | 68817.957 | 68817.957 | 37.7% | 18.476 | 3440.8978 | 36.9521 | 8602.2446 | 110.8562 | 13763.5914 | 184.7604 | 17204.4892 | 277.1406 | 13763.5914 | 369.5208 | 6881.7957 | 554.2812 | 3096.8081 | 739.0415 | 2064.5387 | 63574.1616 | 317870.8082 | 1525779.8795 | 3178708.0823 | 3814449.6988 | 2542966.4658 | 1716502.3644 | 1525779.8795
2013 | 17718 | Southwestern Public Service Co | NM | Investor Owned | 146 | 1.69 | 86.3905 | 122 | 1.47 | 82.9932 | 110 | 1.25 | 88 | 99176 | 34.5 | Y | . | . | . | . | . | . | . |  |  | . |  | 24 | 0.22 | 82.9932 | 109.0909 | 109.0909 | 21818.72 | 21818.72 | 22% | 9.6186 | 1090.936 | 19.2372 | 2727.34 | 57.7116 | 4363.744 | 96.186 | 5454.68 | 144.2789 | 4363.744 | 192.3719 | 2181.872 | 288.5579 | 981.8424 | 384.7438 | 654.5616 | 10493.2726 | 52466.363 | 251838.5422 | 524663.6297 | 629596.3556 | 419730.9037 | 283318.36 | 251838.5422
2013 | 17718 | Southwestern Public Service Co | TX | Investor Owned | 147 | 1.17 | 125.641 | 92 | 0.94 | 97.8723 | 124 | 0.91 | 136.2637 | 240190 | 34.5 | Y | . | . | . | . | . | . | . |  |  | . |  | 55 | 0.23 | 97.8723 | 239.1304 | 239.1304 | 55243.7 | 55243.7 | 23% | 21.0842 | 2762.185 | 42.1685 | 6905.4625 | 126.5054 | 11048.74 | 210.8424 | 13810.925 | 316.2636 | 11048.74 | 421.6848 | 5524.37 | 632.5272 | 2485.9665 | 843.3696 | 1657.311 | 58238.5746 | 291192.8729 | 1397725.7899 | 2911928.7289 | 3494314.4747 | 2329542.9831 | 1572441.5136 | 1397725.7899
2013 | 17828 | City of Springfield - (IL) | IL | Municipal | . | . | . | . | . | . | . | . | . | . | . |  | 116 | 0.934 | 124.197 | . | . | . | 69857 | N | F | 12.5 | N | [6 empty] | 69857 | 100% |  | 3492.85 |  | 8732.125 |  | 1: 13971.4; 3: 17464.25; 5: 13971.4; 7: 6985.7 | 3143.565 |  | 2095.71
2013 | 17832 | Snapping Shoals El Member Corp | GA | Cooperative | 72 | 0.947 | 76.0296 | 72 | 0.947 | 76.0296 | . | . | . | 92785 | 25 | Y | . | . | . | . | . | . | . |  |  | . |  | 0 | 0 | 76.0296 |  |  | 0 | 0 | 0% |  | 0 |  | 0 |  | 1: 0; 3: 0; 5: 0; 7: 0 | 0 |  | 0
2013 | 17833 | City Utilities of Springfield - (MO) | MO | Municipal | 30.275 | 0.256 | 118.2617 | . | . | . | . | . | . | 111175 | 13.2 | N | . | . | . | . | . | . | . |  |  | . | [7 empty] | 111175 | 100% |  | 5558.75 |  | 13896.875 |  | 1: 22235; 3: 27793.75; 5: 22235; 7: 11117.5 | 5002.875 |  | 3335.25
2013 | 17839 | City of Springfield - (OR) | OR | Municipal | . | . | . | . | . | . | . | . | . | . | . |  | 23.458 | 0.381 | 61.5696 | . | . | . | 31764 | Y | F | 21 | N | [6 empty] | 31764 | 100% |  | 1588.2 |  | 3970.5 |  | 1: 6352.8; 3: 7941; 5: 6352.8; 7: 3176.4 | 1429.38 |  | 952.92
2013 | 17845 | City of Springville - (UT) | UT | Municipal | 16 | 0.179 | 89.3855 | 1 | . | . | 16 | 0.179 | 89.3855 | 10643 | 12.4 | N | . | . | . | . | . | . | . |  |  | . |  | 15 |  |  |  | 15 |  | 10643 | 100% | 1.3226 | 532.15 | 2.6451 | 1330.375 | 7.9353 | 2128.6 | 13.2256 | 2660.75 | 19.8384 | 2128.6 | 26.4511 | 1064.3 | 39.6767 | 478.935 | 52.9023 | 319.29 | 703.7987 | 3518.9934 | 16891.1683 | 35189.9339 | 42227.9206 | 28151.9471 | 19002.5643 | 16891.1683
2013 | 17860 | City of St Charles - (IL) | IL | Municipal | . | . | . | . | . | . | . | . | . | . | . |  | 36 | 0.54 | 66.6667 | 36 | 0.54 | 66.6667 | 15555 | N | L | 12.4 | N | 0 | 0 | 66.6667 |  |  | 0 | 0 | 0% |  | 0 |  | 0 |  | 1: 0; 3: 0; 5: 0; 7: 0 | 0 |  | 0
2013 | 17868 | St Croix Electric Coop | WI | Cooperative | 259 | 1 | 259 | 42 | . | . | 255 | 1 | 255 | 10062 | 7 | Y | . | . | . | . | . | . | . |  |  | . |  | 217 |  |  |  | 217 |  | 10062 | 100% | 19.133 | 503.1 | 38.266 | 1257.75 | 114.7979 | 2012.4 | 191.3299 | 2515.5 | 286.9949 | 2012.4 | 382.6598 | 1006.2 | 573.9897 | 452.79 | 765.3196 | 301.86 | 9625.8075 | 48129.0375 | 231019.3799 | 481290.3747 | 577548.4497 | 385032.2998 | 259896.8024 | 231019.3799
2013 | 17874 | City of St George | UT | Municipal | . | . | . | . | . | . | . | . | . | . | . |  | 43 | 0.728 | 59.0659 | 43 | 0.728 | 59.0659 | 28297 | N | L | 15 | N | 0 | 0 | 59.0659 |  |  | 0 | 0 | 0% |  | 0 |  | 0 |  | 1: 0; 3: 0; 5: 0; 7: 0 | 0 |  | 0
2013 | 17896 | City of Shasta Lake - (CA) | CA | Municipal | 99.993 | 0.41 | 243.8854 | 36.2 | . | . | . | . | . | 4481 | 12 | N | . | . | . | . | . | . | . |  |  | . |  | 63.793 |  |  |  | 63.793 |  | 4481 | 100% | 5.6247 | 224.05 | 11.2493 | 560.125 | 33.748 | 896.2 | 56.2466 | 1120.25 | 84.3699 | 896.2 | 112.4932 | 448.1 | 168.7398 | 201.645 | 224.9863 | 134.43 | 1260.2047 | 6301.0235 | 30244.9128 | 63010.235 | 75612.2821 | 50408.188 | 34025.5269 | 30244.9128
2013 | 17900 | City of Saint Peter | MN | Municipal | . | . | . | . | . | . | . | . | . | . | . |  | 1 | 0.01 | 100 | . | . | . | 4122 | N | L | 15 | N | [6 empty] | 4122 | 100% |  | 206.1 |  | 515.25 |  | 1: 824.4; 3: 1030.5; 5: 824.4; 7: 412.2 | 185.49 |  | 123.66
2013 | 17979 | Stanton County Public Pwr Dist | NE | Political Subdivision | . | . | . | . | . | . | . | . | . | . | . |  | 158 | 1.18 | 133.8983 | 16 | 0.3 | 53.3333 | 2757 | N | F | 7.2 | N | 142 | 0.88 | 53.3333 | 161.3636 | 161.3636 | 2426.16 | 2426.16 | 88% | 14.2275 | 121.308 | 28.455 | 303.27 | 85.365 | 485.232 | 142.2751 | 606.54 | 213.4126 | 485.232 | 284.5501 | 242.616 | 426.8252 | 109.1772 | 569.1003 | 72.7848 | 1725.9104 | 8629.5518 | 41421.8486 | 86295.518 | 103554.6216 | 69036.4144 | 46599.5797 | 41421.8486
2013 | 18004 | City of Starke - (FL) | FL | Municipal | . | . | . | . | . | . | . | . | . | . | . |  | 61 | 0.73 | 83.5616 | . | . | . | 2686 | N | L | 13.2 | N | [6 empty] | 2686 | 100% |  | 134.3 |  | 335.75 |  | 1: 537.2; 3: 671.5; 5: 537.2; 7: 268.6 | 120.87 |  | 80.58
2013 | 18006 | City of Starkville | MS | Municipal | . | . | . | . | . | . | . | . | . | . | . |  | 609 | 2.44 | 249.5902 | . | . | . | 12745 | Y | L | 12.5 | N | [6 empty] | 12745 | 100% |  | 637.25 |  | 1593.125 |  | 1: 2549; 3: 3186.25; 5: 2549; 7: 1274.5 | 573.525 |  | 382.35
2013 | 18019 | Stearns Cooperative Elec Assn | MN | Cooperative | 458 | 1.779 | 257.448 | 112 | 1.216 | 92.1053 | 434 | 1.419 | 305.8492 | 25302 | 7.2 | Y | . | . | . | . | . | . | . |  |  | . |  | 346 | 0.563 | 92.1053 | 614.5648 | 614.5648 | 14245.026 | 14245.026 | 56.3% | 54.1865 | 712.2513 | 108.3729 | 1780.6282 | 325.1188 | 2849.0052 | 541.8647 | 3561.2565 | 812.797 | 2849.0052 | 1083.7293 | 1424.5026 | 1625.594 | 641.0262 | 2167.4586 | 427.3508 | 38594.3806 | 192971.903 | 926265.1345 | 1929719.0301 | 2315662.8361 | 1543775.2241 | 1042048.2763 | 926265.1345
2013 | 18022 | City of Statesville - (NC) | NC | Municipal | 55.59 | 0.811 | 68.545 | . | . | . | . | . | . | 13005 | 22.9 | N | . | . | . | . | . | . | . |  |  | . | [7 empty] | 13005 | 100% |  | 650.25 |  | 1625.625 |  | 1: 2601; 3: 3251.25; 5: 2601; 7: 1300.5 | 585.225 |  | 390.15
2013 | 18047 | Steele-Waseca Cooperative Electric | MN | Cooperative | 148 | 0.69 | 214.4928 | 35 | 0.38 | 92.1053 | 131 | 0.42 | 311.9048 | 9591 | 12.5 | Y | . | . | . | . | . | . | . |  |  | . |  | 113 | 0.31 | 92.1053 | 364.5161 | 364.5161 | 2973.21 | 2973.21 | 31% | 32.1396 | 148.6605 | 64.2791 | 371.6513 | 192.8373 | 594.642 | 321.3956 | 743.3025 | 482.0933 | 594.642 | 642.7911 | 297.321 | 964.1867 | 133.7945 | 1285.5822 | 89.1963 | 4777.8824 | 23889.4122 | 114669.1785 | 238894.122 | 286672.9464 | 191115.2976 | 129002.8259 | 114669.1785
2013 | 18087 | Town of Sterling - (MA) | MA | Municipal | 18.54 | 0.277 | 66.9314 | 8.16 | 0.129 | 63.2558 | . | . | . | 3744 | 13.8 | N | . | . | . | . | . | . | . |  |  | . |  | 10.38 | 0.148 | 63.2558 | 70.1351 | 70.1351 | 554.112 | 554.112 | 14.8% | 6.1838 | 27.7056 | 12.3677 | 69.264 | 37.1031 | 110.8224 | 61.8385 | 138.528 | 92.7577 | 110.8224 | 123.6769 | 55.4112 | 185.5154 | 24.935 | 247.3539 | 16.6234 | 171.3272 | 856.636 | 4111.8528 | 8566.36 | 10279.632 | 6853.088 | 4625.8344 | 4111.8528
2013 | 18100 | Steuben County Rural E M C | IN | Cooperative | . | . | . | . | . | . | . | . | . | . | . |  | 295 | . | . | 250 | . | . | 9722 | N | L | 12.5 | Y | 45 |  |  |  | 45 |  | 9722 | 100% | 3.9677 | 486.1 | 7.9353 | 1215.25 | 23.806 | 1944.4 | 39.6767 | 2430.5 | 59.5151 | 1944.4 | 79.3534 | 972.2 | 119.0301 | 437.49 | 158.7068 | 291.66 | 1928.6848 | 9643.424 | 46288.435 | 96434.2395 | 115721.0874 | 77147.3916 | 52074.4893 | 46288.435
2013 | 18102 | Steuben Rural Elec Coop, Inc | NY | Cooperative | . | . | . | . | . | . | . | . | . | . | . |  | 206 | . | . | . | . | . | 6277 | N | F | 12.5 | N | [6 empty] | 6277 | 100% |  | 313.85 |  | 784.625 |  | 1: 1255.4; 3: 1569.25; 5: 1255.4; 7: 627.7 | 282.465 |  | 188.31
2013 | 18125 | Stillwater Utilities Authority | OK | Municipal | . | . | . | . | . | . | . | . | . | . | . |  | 31 | 0.33 | 93.9394 | 31 | 0.33 | 93.9394 | 20523 | N | F | 13 | Y | 0 | 0 | 93.9394 |  |  | 0 | 0 | 0% |  | 0 |  | 0 |  | 1: 0; 3: 0; 5: 0; 7: 0 | 0 |  | 0
2013 | 18181 | City of Stoughton - (WI) | WI | Municipal | . | . | . | . | . | . | . | . | . | . | . |  | 42.325 | 0.589 | 71.8591 | 42.325 | 0.589 | 71.8591 | 8427 | N | F | 12 | Y | 0 | 0 | 71.8591 |  |  | 0 | 0 | 0% |  | 0 |  | 0 |  | 1: 0; 3: 0; 5: 0; 7: 0 | 0 |  | 0
2013 | 18203 | Tallapoosa River Elec Coop Inc | AL | Cooperative | 162 | 1.23 | 131.7073 | 162 | 1.23 | 131.7073 | 159 | 1.172 | 135.6655 | 25702 | 13.2 | N | . | . | . | . | . | . | . |  |  | . |  | 0 | 0 | 131.7073 |  |  | 0 | 0 | 0% |  | 0 |  | 0 |  | 1: 0; 3: 0; 5: 0; 7: 0 | 0 |  | 0
2013 | 18206 | Strawberry Electric Serv Dist | UT | Political Subdivision | . | . | . | . | . | . | . | . | . | . | . |  | . | . | . | 42 | . | . | 3310 | N | O | 12.5 | N | [6 empty] | 3310 | 100% |  | 165.5 |  | 413.75 |  | 1: 662; 3: 827.5; 5: 662; 7: 331 | 148.95 |  | 99.3
2013 | 18249 | City of Sturgeon Bay - (WI) | WI | Municipal | . | . | . | . | . | . | . | . | . | . | . |  | 22.248 | 0.262 | 84.916 | . | . | . | 8719 | Y | L | 12.5 | N | [6 empty] | 8719 | 100% |  | 435.95 |  | 1089.875 |  | 1: 1743.8; 3: 2179.75; 5: 1743.8; 7: 871.9 | 392.355 |  | 261.57
2013 | 18304 | Sumter Electric Coop, Inc | FL | Cooperative | . | . | . | . | . | . | . | . | . | . | . |  | 80 | 1.52 | 52.6316 | 79 | 1.5 | 52.6667 | 183266 | N | L | 25 | Y | 1 | 0.02 | 52.6667 | 50 | 50 | 3665.32 | 3665.32 | 2% | 4.4085 | 183.266 | 8.817 | 458.165 | 26.4511 | 733.064 | 44.0852 | 916.33 | 66.1278 | 733.064 | 88.1705 | 366.532 | 132.2557 | 164.9394 | 176.3409 | 109.9596 | 807.9324 | 4039.662 | 19390.3777 | 40396.6201 | 48475.9442 | 32317.2961 | 21814.1749 | 19390.3777
2013 | 18312 | Sun Prairie Utilities | WI | Municipal | . | . | . | . | . | . | . | . | . | . | . |  | 51.753 | 1.364 | 37.9421 | 51.753 | 1.364 | 37.9421 | 13625 | Y | L | 12.5 | N | 0 | 0 | 37.9421 |  |  | 0 | 0 | 0% |  | 0 |  | 0 |  | 1: 0; 3: 0; 5: 0; 7: 0 | 0 |  | 0
2013 | 18336 | Superior Water and Light Co | WI | Investor Owned | 103 | 1.54 | 66.8831 | 38 | 0.65 | 58.4615 | 99 | 1.22 | 81.1475 | 14903 | 69 | N | . | . | . | . | . | . | . |  |  | . |  | 65 | 0.89 | 58.4615 | 73.0337 | 73.0337 | 13263.67 | 13263.67 | 89% | 6.4394 | 663.1835 | 12.8788 | 1657.9588 | 38.6365 | 2652.734 | 64.3942 | 3315.9175 | 96.5912 | 2652.734 | 128.7883 | 1326.367 | 193.1825 | 596.8651 | 257.5766 | 397.9101 | 4270.5143 | 21352.5716 | 102492.3439 | 213525.7164 | 256230.8597 | 170820.5731 | 115303.8868 | 102492.3439
2013 | 18339 | Surry-Yadkin Elec Member Corp | NC | Cooperative | 286 | 2 | 143 | 137 | 1 | 137 | 273 | 1 | 273 | 27214 | 13 | Y | . | . | . | . | . | . | . |  |  | . |  | 149 | 1 | 137 | 149 | 149 | 27214 | 27214 | 100% | 13.1374 | 1360.7 | 26.2748 | 3401.75 | 78.8244 | 5442.8 | 131.374 | 6803.5 | 197.061 | 5442.8 | 262.748 | 2721.4 | 394.122 | 1224.63 | 525.496 | 816.42 | 17876.0588 | 89380.2939 | 429025.4107 | 893802.939 | 1072563.5268 | 715042.3512 | 482653.5871 | 429025.4107
2013 | 18360 | Suwannee Valley Elec Coop Inc | FL | Cooperative | 298 | 3.8 | 78.4211 | 255 | 3.5 | 72.8571 | 289 | 3.3 | 87.5758 | 24879 | 24.9 | Y | . | . | . | . | . | . | . |  |  | . |  | 43 | 0.3 | 72.8571 | 143.3333 | 143.3333 | 7463.7 | 7463.7 | 30% | 12.6378 | 373.185 | 25.2755 | 932.9625 | 75.8266 | 1492.74 | 126.3777 | 1865.925 | 189.5665 | 1492.74 | 252.7553 | 746.37 | 379.133 | 335.8665 | 505.5107 | 223.911 | 4716.2248 | 23581.1242 | 113189.396 | 235811.2417 | 282973.4901 | 188648.9934 | 127338.0705 | 113189.396
2013 | 18383 | Taylor Electric Coop - (WI) | WI | Cooperative | 71 | . | . | 71 | . | . | . | . | . | 4355 | 7.2 | N | . | . | . | . | . | . | . |  |  | . |  | 0 |  |  |  | 0 |  | 4355 | 100% | 0 | 217.75 | 0 | 544.375 | 0 | 871 | 0 | 1088.75 | 0 | 871 | 0 | 435.5 | 0 | 195.975 | 0 | 130.65 | 0 | 0 | 0 | 0 | 0 | 0 | 0 | 0
2013 | 18401 | Sun River Electric Coop, Inc | MT | Cooperative | . | . | . | . | . | . | . | . | . | . | . |  | 38.25 | . | . | 38.25 | . | . | 5657 | N | F | 35 | N | 0 |  |  |  | 0 |  | 5657 | 100% | 0 | 282.85 | 0 | 707.125 | 0 | 1131.4 | 0 | 1414.25 | 0 | 1131.4 | 0 | 565.7 | 0 | 254.565 | 0 | 169.71 | 0 | 0 | 0 | 0 | 0 | 0 | 0 | 0
2013 | 18429 | City of Tacoma - (WA) | WA | Municipal | . | . | . | . | . | . | . | . | . | . | . |  | 64 | 0.522 | 122.6054 | 64 | 0.522 | 122.6054 | 162546 | N | F | 34.5 | Y | 0 | 0 | 122.6054 |  |  | 0 | 0 | 0% |  | 0 |  | 0 |  | 1: 0; 3: 0; 5: 0; 7: 0 | 0 |  | 0
2013 | 18445 | City of Tallahassee - (FL) | FL | Municipal | . | . | . | . | . | . | . | . | . | . | . |  | . | 1.493 | . | . | . | . | 122612 | N | L | 12 | Y | [6 empty] | 122612 | 100% |  | 6130.6 |  | 15326.5 |  | 1: 24522.4; 3: 30653; 5: 24522.4; 7: 12261.2 | 5517.54 |  | 3678.36
2013 | 18446 | T I P Rural Electric Coop | IA | Cooperative | 181 | 2 | 90.5 | 181 | 2 | 90.5 | 181 | 2 | 90.5 | 6312 | 12.5 | N | . | . | . | . | . | . | . |  |  | . |  | 0 | 0 | 90.5 |  |  | 0 | 0 | 0% |  | 0 |  | 0 |  | 1: 0; 3: 0; 5: 0; 7: 0 | 0 |  | 0
2013 | 18449 | Talquin Electric Coop, Inc | FL | Cooperative | 300 | 2.96 | 101.3513 | 240 | 2.81 | 85.4093 | 240 | 2.64 | 90.9091 | 52302 | 25 | N | . | . | . | . | . | . | . |  |  | . |  | 60 | 0.15 | 85.4093 | 400 | 400 | 7845.3 | 7845.3 | 15% | 35.2682 | 392.265 | 70.5364 | 980.6625 | 211.6091 | 1569.06 | 352.6819 | 1961.325 | 529.0228 | 1569.06 | 705.3637 | 784.53 | 1058.0456 | 353.0385 | 1410.7274 | 235.359 | 13834.4747 | 69172.3733 | 332027.3916 | 691723.7325 | 830068.4791 | 553378.986 | 373530.8156 | 332027.3916
2013 | 18454 | Tampa Electric Co | FL | Investor Owned | . | . | . | . | . | . | . | . | . | . | . |  | 94 | 1.218 | 77.1757 | 85 | 0.951 | 89.3796 | 700537 | N | L | 15 | Y | 9 | 0.267 | 89.3796 | 33.7079 | 33.7079 | 187043.379 | 187043.379 | 26.7% | 2.972 | 9352.1689 | 5.9441 | 23380.4224 | 17.8322 | 37408.6758 | 29.7204 | 46760.8447 | 44.5806 | 37408.6758 | 59.4408 | 18704.3379 | 89.1611 | 8416.9521 | 118.8815 | 5611.3014 | 27795.0022 | 138975.011 | 667080.0529 | 1389750.1102 | 1667700.1323 | 1111800.0882 | 750465.0595 | 667080.0529
2013 | 18498 | Taylor County Rural E C C | KY | Cooperative | 387 | 4.27 | 90.6323 | 294 | 3.75 | 78.4 | . | . | . | 26015 | 12.5 | N | . | . | . | . | . | . | . |  |  | . |  | 93 | 0.52 | 78.4 | 178.8462 | 178.8462 | 13527.8 | 13527.8 | 52% | 15.7689 | 676.39 | 31.5379 | 1690.975 | 94.6137 | 2705.56 | 157.6895 | 3381.95 | 236.5342 | 2705.56 | 315.379 | 1352.78 | 473.0684 | 608.751 | 630.7579 | 405.834 | 10665.9589 | 53329.7943 | 255983.0125 | 533297.9427 | 639957.5312 | 426638.3542 | 287980.8891 | 255983.0125
2013 | 18848 | City of Thomasville - (GA) | GA | Municipal | 138 | . | . | 120 | . | . | 136 | . | . | 12300 | . | Y | . | . | . | . | . | . | . |  |  | . |  | 18 |  |  |  | 18 |  | 12300 | 100% | 1.5871 | 615 | 3.1741 | 1537.5 | 9.5224 | 2460 | 15.8707 | 3075 | 23.806 | 2460 | 31.7414 | 1230 | 47.612 | 553.5 | 63.4827 | 369 | 976.047 | 4880.2351 | 23425.1286 | 48802.3512 | 58562.8215 | 39041.881 | 26353.2697 | 23425.1286
2013 | 18940 | Tipmont Rural Elec Member Corp | IN | Cooperative | 773 | 2.85 | 271.2281 | 125 | 1.72 | 72.6744 | 771 | 2.29 | 336.6812 | 25204 | 12.5 | N | . | . | . | . | . | . | . |  |  | . |  | 648 | 1.13 | 72.6744 | 573.4513 | 648 | 28480.52 | 25204 | 100% | 57.1345 | 1260.2 | 114.2689 | 3150.5 | 342.8068 | 5040.8 | 571.3446 | 6301 | 857.0169 | 5040.8 | 1142.6892 | 2520.4 | 1714.0338 | 1134.18 | 2285.3784 | 756.12 | 72000.8464 | 360004.2322 | 1728020.3145 | 3600042.3218 | 4320050.7862 | 2880033.8575 | 1944022.8538 | 1728020.3145
2013 | 18955 | Tri-County Electric Coop, Inc | IL | Cooperative | 222.4 | 1.58 | 140.7595 | 146 | 1.42 | 102.8169 | 174 | 1.04 | 167.3077 | 16173 | 12.5 | Y | . | . | . | . | . | . | . |  |  | . |  | 76.4 | 0.16 | 102.8169 | 477.5 | 477.5 | 2587.68 | 2587.68 | 16% | 42.1014 | 129.384 | 84.2028 | 323.46 | 252.6084 | 517.536 | 421.014 | 646.92 | 631.5209 | 517.536 | 842.0279 | 258.768 | 1263.0419 | 116.4456 | 1684.0558 | 77.6304 | 5447.247 | 27236.2351 | 130733.9286 | 272362.3512 | 326834.8215 | 217889.881 | 147075.6697 | 130733.9286
2013 | 18961 | Twin County Electric Pwr Assn | MS | Cooperative | 260 | . | . | 206 | . | . | 236 | . | . | 12237 | 24.9 | N | . | . | . | . | . | . | . |  |  | . |  | 54 |  |  |  | 54 |  | 12237 | 100% | 4.7612 | 611.85 | 9.5224 | 1529.625 | 28.5672 | 2447.4 | 47.612 | 3059.25 | 71.4181 | 2447.4 | 95.2241 | 1223.7 | 142.8361 | 550.665 | 190.4482 | 367.11 | 2913.1433 | 14565.7164 | 69915.4386 | 145657.1639 | 174788.5966 | 116525.7311 | 78654.8685 | 69915.4386
2013 | 18962 | Twin Valley Electric Coop Inc | KS | Cooperative | 324 | 3.25 | 99.6923 | 156.4 | 1.82 | 85.9341 | 316 | 3.05 | 103.6066 | 3188 | 15 | Y | . | . | . | . | . | . | . |  |  | . |  | 167.6 | 1.43 | 85.9341 | 117.2028 | 167.6 | 4558.84 | 3188 | 100% | 14.7774 | 159.4 | 29.5547 | 398.5 | 88.6642 | 637.6 | 147.7737 | 797 | 221.6605 | 637.6 | 295.5474 | 318.8 | 443.3211 | 143.46 | 591.0948 | 95.64 | 2355.5127 | 11777.5636 | 56532.3051 | 117775.6356 | 141330.7627 | 94220.5084 | 63598.8432 | 56532.3051
2013 | 18976 | Trinity Valley Elec Coop Inc | TX | Cooperative | 186.297 | 2.408 | 77.3659 | . | 2.241 | . | 179.334 | 2.038 | 87.9951 | 62265 | 14.4 | Y | . | . | . | . | . | . | . |  |  | . |  |  | 0.167 |  |  |  | 10398.255 | 10398.255 | 16.7% |  | 519.9127 |  | 1299.7819 |  | 1: 2079.651; 3: 2599.5637; 5: 2079.651; 7: 1039.8255 | 467.9215 |  | 311.9477
2013 | 18997 | The Toledo Edison Co | OH | Investor Owned | 180 | 0.79 | 227.8481 | 56 | 0.57 | 98.2456 | 175 | 0.72 | 243.0556 | 303470 | 34.5 | N | . | . | . | . | . | . | . |  |  | . |  | 124 | 0.22 | 98.2456 | 563.6364 | 563.6364 | 66763.4 | 66763.4 | 22% | 49.6961 | 3338.17 | 99.3922 | 8345.425 | 298.1765 | 13352.68 | 496.9608 | 16690.85 | 745.4412 | 13352.68 | 993.9216 | 6676.34 | 1490.8824 | 3004.353 | 1987.8432 | 2002.902 | 165893.9603 | 829469.8016 | 3981455.0478 | 8294698.0162 | 9953637.6194 | 6635758.4129 | 4479136.9287 | 3981455.0478
2013 | 19027 | Tombigbee Electric Coop, Inc | AL | Cooperative | 636.42 | 4.38 | 145.3014 | 636.42 | 4.38 | 145.3014 | 70 | 0.71 | 98.5915 | 9053 | 7.6 | Y | . | . | . | . | . | . | . |  |  | . |  | 0 | 0 | 145.3014 |  |  | 0 | 0 | 0% |  | 0 |  | 0 |  | 1: 0; 3: 0; 5: 0; 7: 0 | 0 |  | 0
2013 | 19156 | Powder River Energy Corp | WY | Cooperative | 807 | 2.81 | 287.1886 | 347 | 2.49 | 139.3574 | 806 | 2.76 | 292.029 | 27784 | 24.9 | Y | . | . | . | . | . | . | . |  |  | . |  | 460 | 0.32 | 139.3574 | 1437.5 | 1437.5 | 8890.88 | 8890.88 | 32% | 126.745 | 444.544 | 253.4901 | 1111.36 | 760.4702 | 1778.176 | 1267.4504 | 2222.72 | 1901.1756 | 1778.176 | 2534.9008 | 889.088 | 3802.3512 | 400.0896 | 5069.8016 | 266.7264 | 56343.7472 | 281718.7362 | 1352249.9339 | 2817187.3622 | 3380624.8347 | 2253749.8898 | 1521281.1756 | 1352249.9339
2013 | 19157 | Tri-County Electric Coop | MN | Cooperative | 82 | 0.699 | 117.3104 | 49 | 0.49 | 100 | 74 | 0.6 | 123.3333 | 13265 | 12.5 | Y | . | . | . | . | . | . | . |  |  | . |  | 33 | 0.209 | 100 | 157.8947 | 157.8947 | 2772.385 | 2772.385 | 20.9% | 13.9217 | 138.6192 | 27.8433 | 346.5481 | 83.5299 | 554.477 | 139.2165 | 693.0963 | 208.8248 | 554.477 | 278.433 | 277.2385 | 417.6496 | 124.7573 | 556.8661 | 83.1715 | 1929.809 | 9649.0448 | 46315.4151 | 96490.4482 | 115788.5378 | 77192.3586 | 52104.842 | 46315.4151
2013 | 19159 | Tri-County Electric Coop, Inc | TX | Cooperative | . | . | . | . | . | . | . | . | . | . | . |  | 62 | 1 | 62 | . | . | . | 95397 | N | O | 24.9 | Y | [6 empty] | 95397 | 100% |  | 4769.85 |  | 11924.625 |  | 1: 19079.4; 3: 23849.25; 5: 19079.4; 7: 9539.7 | 4292.865 |  | 2861.91
2013 | 19160 | Tri-County Electric Coop, Inc | OK | Cooperative | . | . | . | . | . | . | . | . | . | . | . |  | 287.3 | 2.11 | 136.1611 | 184 | 1.01 | 182.1782 | 23115 | N | O | 34.5 | N | 103.3 | 1.1 | 182.1782 | 93.9091 | 103.3 | 25426.5 | 23115 | 100% | 9.108 | 1155.75 | 18.216 | 2889.375 | 54.6481 | 4623 | 91.0801 | 5778.75 | 136.6201 | 4623 | 182.1602 | 2311.5 | 273.2403 | 1040.175 | 364.3204 | 693.45 | 10526.5812 | 52632.906 | 252637.9486 | 526329.0595 | 631594.8714 | 421063.2476 | 284217.6921 | 252637.9486
2013 | 19161 | Tri-County Electric Coop, Inc | FL | Cooperative | 218 | 2.68 | 81.3433 | 218 | 2.68 | 81.3433 | 214 | 2.57 | 83.2685 | 17347 | 25 | N | . | . | . | . | . | . | . |  |  | . |  | 0 | 0 | 81.3433 |  |  | 0 | 0 | 0% |  | 0 |  | 0 |  | 1: 0; 3: 0; 5: 0; 7: 0 | 0 |  | 0
2013 | 19162 | Tri-County Elec Member Corp | KY | Cooperative | 272.2 | 3.8 | 71.6316 | 272.2 | 3.8 | 71.6316 | 169.9 | 2.2 | 77.2273 | 24005 | 13 | Y | . | . | . | . | . | . | . |  |  | . |  | 0 | 0 | 71.6316 |  |  | 0 | 0 | 0% |  | 0 |  | 0 |  | 1: 0; 3: 0; 5: 0; 7: 0 | 0 |  | 0
2013 | 19162 | Tri-County Elec Member Corp | TN | Cooperative | 312.1 | 3.5 | 89.1714 | 312.1 | 3.5 | 89.1714 | 255.3 | 2.7 | 94.5556 | 25881 | 13 | Y | . | . | . | . | . | . | . |  |  | . |  | 0 | 0 | 89.1714 |  |  | 0 | 0 | 0% |  | 0 |  | 0 |  | 1: 0; 3: 0; 5: 0; 7: 0 | 0 |  | 0
2013 | 19189 | Trico Electric Cooperative Inc | AZ | Cooperative | 140.1 | 0.94 | 149.0426 | 64 | 0.49 | 130.6122 | 132.7 | 0.82 | 161.8293 | 40986 | 14.4 | N | . | . | . | . | . | . | . |  |  | . |  | 76.1 | 0.45 | 130.6122 | 169.1111 | 169.1111 | 18443.7 | 18443.7 | 45% | 14.9106 | 922.185 | 29.8212 | 2305.4625 | 89.4636 | 3688.74 | 149.106 | 4610.925 | 223.6591 | 3688.74 | 298.2121 | 1844.37 | 447.3181 | 829.9665 | 596.4242 | 553.311 | 13750.3362 | 68751.6811 | 330008.0694 | 687516.8112 | 825020.1734 | 550013.4489 | 371259.078 | 330008.0694
2013 | 19219 | Diverse Power Incorporated | AL | Cooperative | . | . | . | . | . | . | . | . | . | . | . |  | 3 | 0.015 | 200 | 1 | 0.007 | 142.8571 | 672 | N | L | 35 | N | 2 | 0.008 | 142.8571 | 250 | 250 | 5.376 | 5.376 | 0.8% | 22.0426 | 0.2688 | 44.0852 | 0.672 | 132.2557 | 1.0752 | 220.4262 | 1.344 | 330.6392 | 1.0752 | 440.8523 | 0.5376 | 661.2785 | 0.24192 | 881.7046 | 0.16128 | 5.9251 | 29.6253 | 142.2013 | 296.2528 | 355.5033 | 237.0022 | 159.9765 | 142.2013
2013 | 19219 | Diverse Power Incorporated | GA | Cooperative | . | . | . | . | . | . | . | . | . | . | . |  | 169 | 1.677 | 100.7752 | 80 | 1.056 | 75.7576 | 28845 | N | L | 35 | N | 89 | 0.621 | 75.7576 | 143.3172 | 143.3172 | 17912.745 | 17912.745 | 62.1% | 12.6363 | 895.6372 | 25.2727 | 2239.0931 | 75.8181 | 3582.549 | 126.3635 | 4478.1862 | 189.5452 | 3582.549 | 252.7269 | 1791.2745 | 379.0904 | 806.0735 | 505.4539 | 537.3823 | 11317.5827 | 56587.9133 | 271621.9838 | 565879.133 | 679054.9596 | 452703.3064 | 305574.7318 | 271621.9838
2013 | 19229 | Truckee Donner P U D | CA | Political Subdivision | 15 | 0.67 | 22.3881 | . | . | . | . | . | . | 13082 | 14.4 | N | . | . | . | . | . | . | . |  |  | . | [7 empty] | 13082 | 100% |  | 654.1 |  | 1635.25 |  | 1: 2616.4; 3: 3270.5; 5: 2616.4; 7: 1308.2 | 588.69 |  | 392.46
2013 | 19266 | Tullahoma Board-Public Utils | TN | Municipal | . | . | . | . | . | . | . | . | . | . | . |  | 54.11 | 2.76 | 19.6051 | 54.11 | 2.76 | 19.6051 | 10936 | Y | L | 13 | N | 0 | 0 | 19.6051 |  |  | 0 | 0 | 0% |  | 0 |  | 0 |  | 1: 0; 3: 0; 5: 0; 7: 0 | 0 |  | 0
2013 | 19281 | Turlock Irrigation District | CA | Political Subdivision | . | . | . | . | . | . | . | . | . | . | . |  | 89 | 0.81 | 109.8765 | 89 | 0.81 | 109.8765 | 84700 | N | F | 12 | N | 0 | 0 | 109.8765 |  |  | 0 | 0 | 0% |  | 0 |  | 0 |  | 1: 0; 3: 0; 5: 0; 7: 0 | 0 |  | 0
2013 | 19324 | Two Rivers Water & Light | WI | Municipal | 5.797 | 0.031 | 187 | . | . | . | . | . | . | 6190 | 13.2 | N | . | . | . | . | . | . | . |  |  | . | [7 empty] | 6190 | 100% |  | 309.5 |  | 773.75 |  | 1: 1238; 3: 1547.5; 5: 1238; 7: 619 | 278.55 |  | 185.7
2013 | 19325 | Umatilla Electric Coop Assn | OR | Cooperative | 728.105 | 2.253 | 323.1713 | 379.55 | 1.741 | 218.0069 | 368 | 1.319 | 278.9992 | 14481 | 12.5 | Y | . | . | . | . | . | . | . |  |  | . |  | 348.555 | 0.512 | 218.0069 | 680.7715 | 680.7715 | 7414.272 | 7414.272 | 51.2% | 60.0239 | 370.7136 | 120.0479 | 926.784 | 360.1436 | 1482.8544 | 600.2394 | 1853.568 | 900.3591 | 1482.8544 | 1200.4787 | 741.4272 | 1800.7181 | 333.6422 | 2400.9575 | 222.4282 | 22251.6897 | 111258.4487 | 534040.5537 | 1112584.4868 | 1335101.3841 | 890067.5894 | 600795.6229 | 534040.5537
2013 | 19390 | UGI Utilities, Inc | PA | Investor Owned | 85 | 0.77 | 110.3896 | 85 | 0.77 | 110.3896 | 85 | 0.77 | 110.3896 | 61871 | 13.8 | Y | . | . | . | . | . | . | . |  |  | . |  | 0 | 0 | 110.3896 |  |  | 0 | 0 | 0% |  | 0 |  | 0 |  | 1: 0; 3: 0; 5: 0; 7: 0 | 0 |  | 0
2013 | 19396 | Tri-County Electric Coop | MI | Cooperative | . | . | . | . | . | . | . | . | . | . | . |  | 1057 | 2.06 | 513.1068 | 259 | 1.6 | 161.875 | 25616 | N | F | 24.9 | N | 798 | 0.46 | 161.875 | 1734.7826 | 1734.7826 | 11783.36 | 11783.36 | 46% | 152.9566 | 589.168 | 305.9132 | 1472.92 | 917.7395 | 2356.672 | 1529.5659 | 2945.84 | 2294.3488 | 2356.672 | 3059.1317 | 1178.336 | 4588.6976 | 530.2512 | 6118.2634 | 353.5008 | 90117.1256 | 450585.6282 | 2162811.0154 | 4505856.2821 | 5407027.5386 | 3604685.0257 | 2433162.3924 | 2162811.0154
2013 | 19435 | Union Electric Membership Corp - (NC) | NC | Cooperative | 319 | 1.33 | 239.8496 | 60 | 0.7 | 85.7143 | 250 | 0.22 | 1136.3636 | 67634 | 15 | Y | . | . | . | . | . | . | . |  |  | . |  | 259 | 0.63 | 85.7143 | 411.1111 | 411.1111 | 42609.42 | 42609.42 | 63% | 36.2479 | 2130.471 | 72.4957 | 5326.1775 | 217.4871 | 8521.884 | 362.4786 | 10652.355 | 543.7179 | 8521.884 | 724.9571 | 4260.942 | 1087.4357 | 1917.4239 | 1449.9143 | 1278.2826 | 77225.0081 | 386125.0404 | 1853400.194 | 3861250.4041 | 4633500.4849 | 3089000.3233 | 2085075.2182 | 1853400.194
2013 | 19436 | Union Electric Co - (MO) | MO | Investor Owned | 371 | 0.99 | 374.7475 | 88 | 0.7 | 125.7143 | 370 | 0.98 | 377.551 | 1206122 | 69 | Y | . | . | . | . | . | . | . |  |  | . |  | 283 | 0.29 | 125.7143 | 975.8621 | 975.8621 | 349775.38 | 349775.38 | 29% | 86.0422 | 17488.769 | 172.0844 | 43721.9225 | 516.2533 | 69955.076 | 860.4221 | 87443.845 | 1290.6332 | 69955.076 | 1720.8442 | 34977.538 | 2581.2663 | 15739.8921 | 3441.6884 | 10493.2614 | 1504772.3409 | 7523861.7046 | 36114536.1822 | 75238617.0463 | 90286340.4555 | 60190893.637 | 40628853.205 | 36114536.1822
2013 | 19437 | Western Iowa Power Coop | IA | Cooperative | 51 | 0.627 | 81.3397 | 51 | 0.627 | 81.3397 | 47 | 0.553 | 84.991 | 5578 | 12.4 | N | . | . | . | . | . | . | . |  |  | . |  | 0 | 0 | 81.3397 |  |  | 0 | 0 | 0% |  | 0 |  | 0 |  | 1: 0; 3: 0; 5: 0; 7: 0 | 0 |  | 0
2013 | 19445 | Southern Indiana R E C, Inc | IN | Cooperative | . | . | . | . | . | . | . | . | . | . | . |  | 2 | 0.04 | 50 | 1 | 0.03 | 33.3333 | 9190 | Y | L | 12.5 | Y | 1 | 0.01 | 33.3333 | 100 | 100 | 91.9 | 91.9 | 1% | 8.817 | 4.595 | 17.6341 | 11.4875 | 52.9023 | 18.38 | 88.1705 | 22.975 | 132.2557 | 18.38 | 176.3409 | 9.19 | 264.5114 | 4.1355 | 352.6819 | 2.757 | 40.5143 | 202.5716 | 972.3439 | 2025.7164 | 2430.8597 | 1620.5731 | 1093.8868 | 972.3439
2013 | 19446 | Duke Energy Kentucky | KY | Investor Owned | 134 | 1.1 | 121.8182 | 103 | 0.9 | 114.4444 | . | . | . | 136906 | 12.5 | N | . | . | . | . | . | . | . |  |  | . |  | 31 | 0.2 | 114.4444 | 155 | 155 | 27381.2 | 27381.2 | 20% | 13.6664 | 1369.06 | 27.3328 | 3422.65 | 81.9985 | 5476.24 | 136.6642 | 6845.3 | 204.9963 | 5476.24 | 273.3284 | 2738.12 | 409.9927 | 1232.154 | 546.6569 | 821.436 | 18710.1514 | 93550.7568 | 449043.6326 | 935507.568 | 1122609.0816 | 748406.0544 | 505174.0867 | 449043.6326
2013 | 19490 | United Electric Coop Service Inc - (TX) | TX | Cooperative | 94 | 0.981 | 95.8206 | 57 | 0.816 | 69.8529 | 91 | 0.916 | 99.345 | 76477 | 25 | Y | . | . | . | . | . | . | . |  |  | . |  | 37 | 0.165 | 69.8529 | 224.2424 | 224.2424 | 12618.705 | 12618.705 | 16.5% | 19.7716 | 630.9352 | 39.5431 | 1577.3381 | 118.6294 | 2523.741 | 197.7156 | 3154.6762 | 296.5734 | 2523.741 | 395.4312 | 1261.8705 | 593.1468 | 567.8417 | 790.8623 | 378.5611 | 12474.5731 | 62372.8655 | 299389.7546 | 623728.6554 | 748474.3865 | 498982.9243 | 336813.4739 | 299389.7546
2013 | 19493 | Union County Electric Coop Inc | SD | Cooperative | . | . | . | . | . | . | . | . | . | . | . |  | 89 | 0.93 | 95.6989 | . | . | . | 1566 | Y | O | 7.2 | N | [6 empty] | 1566 | 100% |  | 78.3 |  | 195.75 |  | 1: 313.2; 3: 391.5; 5: 313.2; 7: 156.6 | 70.47 |  | 46.98
2013 | 19497 | United Illuminating Co | CT | Investor Owned | 81.6 | 0.7 | 116.5714 | 57.8 | 0.63 | 91.746 | 57 | 0.62 | 91.9355 | 317544 | 69 | N | . | . | . | . | . | . | . |  |  | . |  | 23.8 | 0.07 | 91.746 | 340 | 340 | 22228.08 | 22228.08 | 7% | 29.978 | 1111.404 | 59.9559 | 2778.51 | 179.8677 | 4445.616 | 299.7796 | 5557.02 | 449.6694 | 4445.616 | 599.5591 | 2222.808 | 899.3387 | 1000.2636 | 1199.1183 | 666.8424 | 33317.6217 | 166588.1087 | 799622.922 | 1665881.0874 | 1999057.3049 | 1332704.8699 | 899575.7872 | 799622.922
2013 | 19501 | Union Rural Electric Coop, Inc | OH | Cooperative | 73 | 0.997 | 73.2197 | 73 | 0.997 | 73.2197 | 73 | 0.997 | 73.2197 | 8743 | 69 | N | . | . | . | . | . | . | . |  |  | . |  | 0 | 0 | 73.2197 |  |  | 0 | 0 | 0% |  | 0 |  | 0 |  | 1: 0; 3: 0; 5: 0; 7: 0 | 0 |  | 0
2013 | 19545 | Black Hills Power Inc | SD | Investor Owned | 2642.3 | 2.35 | 1124.383 | 62.96 | 0.89 | 70.7416 | 2641 | 2.24 | 1179.0179 | 67871 | 35 | N | . | . | . | . | . | . | . |  |  | . |  | 2579.34 | 1.46 | 70.7416 | 1766.6712 | 2579.34 | 99091.66 | 67871 | 100% | 227.4216 | 3393.55 | 454.8432 | 8483.875 | 1364.5296 | 13574.2 | 2274.216 | 16967.75 | 3411.324 | 13574.2 | 4548.432 | 6787.1 | 6822.6481 | 3054.195 | 9096.8641 | 2036.13 | 771766.5767 | 3858832.8833 | 18522397.8399 | 38588328.8332 | 46305994.5999 | 30870663.0666 | 20837697.5699 | 18522397.8399
2013 | 19547 | Hawaiian Electric Co Inc | HI | Investor Owned | . | . | . | . | . | . | . | . | . | . | . |  | 122 | 1.37 | 89.0511 | 122 | 1.37 | 89.0511 | 298920 | N | L | 25 | N | 0 | 0 | 89.0511 |  |  | 0 | 0 | 0% |  | 0 |  | 0 |  | 1: 0; 3: 0; 5: 0; 7: 0 | 0 |  | 0
2013 | 19558 | Homer Electric Assn Inc | AK | Cooperative | 669.9 | 5.65 | 118.5664 | 274.91 | 2.89 | 95.1246 | 636.46 | 4.66 | 136.5794 | 29678 | 25 | Y | . | . | . | . | . | . | . |  |  | . |  | 394.99 | 2.76 | 95.1246 | 143.1123 | 394.99 | 81911.28 | 29678 | 100% | 34.8265 | 1483.9 | 69.6529 | 3709.75 | 208.9587 | 5935.6 | 348.2645 | 7419.5 | 522.3968 | 5935.6 | 696.529 | 2967.8 | 1044.7935 | 1335.51 | 1393.058 | 890.34 | 51678.9708 | 258394.8542 | 1240295.3003 | 2583948.5422 | 3100738.2507 | 2067158.8338 | 1395332.2128 | 1240295.3003
2013 | 19574 | Upper Cumberland E M C | TN | Cooperative | . | . | . | . | . | . | . | . | . | . | . |  | 82.504 | . | . | 82.504 | . | . | 48217 | N | F | 12.5 | N | 0 |  |  |  | 0 |  | 48217 | 100% | 0 | 2410.85 | 0 | 6027.125 | 0 | 9643.4 | 0 | 12054.25 | 0 | 9643.4 | 0 | 4821.7 | 0 | 2169.765 | 0 | 1446.51 | 0 | 0 | 0 | 0 | 0 | 0 | 0 | 0
2013 | 19578 | Upper Peninsula Power Co | MI | Investor Owned | 297 | 2 | 148.5 | 248 | 2 | 124 | 297 | 2 | 148.5 | 60000 | 50 | Y | . | . | . | . | . | . | . |  |  | . |  | 49 | 0 | 124 |  |  | 0 | 0 | 0% |  | 0 |  | 0 |  | 1: 0; 3: 0; 5: 0; 7: 0 | 0 |  | 0
2013 | 19579 | Upshur Rural Elec Coop Corp | TX | Cooperative | 893 | 4.846 | 184.2757 | 892 | 4.844 | 184.1453 | 887 | 4.638 | 191.2462 | 44820 | 12.5 | Y | . | . | . | . | . | . | . |  |  | . |  | 1 | 0.002 | 184.1453 | 500 | 500 | 89.64 | 89.64 | 0.2% | 44.0852 | 4.482 | 88.1705 | 11.205 | 264.5114 | 17.928 | 440.8523 | 22.41 | 661.2785 | 17.928 | 881.7046 | 8.964 | 1322.5569 | 4.0338 | 1763.4093 | 2.6892 | 197.59 | 987.95 | 4742.1602 | 9879.5004 | 11855.4004 | 7903.6003 | 5334.9302 | 4742.1602
2013 | 19667 | Utilities Dist-Western IN REMC | IN | Cooperative | 761.12 | 4.16 | 182.9615 | 474.7 | 3.41 | 139.2082 | 6 | 2.879 | 2.0841 | 18974 | 12.5 | Y | . | . | . | . | . | . | . |  |  | . |  | 286.42 | 0.75 | 139.2082 | 381.8933 | 381.8933 | 14230.5 | 14230.5 | 75% | 33.6717 | 711.525 | 67.3434 | 1778.8125 | 202.0303 | 2846.1 | 336.7171 | 3557.625 | 505.0757 | 2846.1 | 673.4342 | 1423.05 | 1010.1514 | 640.3725 | 1346.8685 | 426.915 | 23958.2649 | 119791.3243 | 574998.3567 | 1197913.2432 | 1437495.8918 | 958330.5946 | 646873.1513 | 574998.3567
2013 | 19728 | UNS Electric, Inc | AZ | Investor Owned | 245.685 | 2.721 | 90.2922 | 109.356 | 1.783 | 61.3326 | . | . | . | 92747 | 69 | Y | . | . | . | . | . | . | . |  |  | . |  | 136.329 | 0.938 | 61.3326 | 145.3401 | 145.3401 | 86996.686 | 86996.686 | 93.8% | 12.8147 | 4349.8343 | 25.6294 | 10874.5858 | 76.8882 | 17399.3372 | 128.147 | 21749.1715 | 192.2205 | 17399.3372 | 256.2941 | 8699.6686 | 384.4411 | 3914.8509 | 512.5881 | 2609.9006 | 55741.8329 | 278709.1645 | 1337803.9896 | 2787091.645 | 3344509.974 | 2229673.316 | 1505029.4883 | 1337803.9896
2013 | 19785 | Verdigris Valley Elec Coop Inc | OK | Cooperative | 428 | 2.35 | 182.1277 | 297 | 1.98 | 150 | 403 | 2.23 | 180.7175 | 35506 | 25 | N | . | . | . | . | . | . | . |  |  | . |  | 131 | 0.37 | 150 | 354.0541 | 354.0541 | 13137.22 | 13137.22 | 37% | 31.2171 | 656.861 | 62.4342 | 1642.1525 | 187.3027 | 2627.444 | 312.1711 | 3284.305 | 468.2566 | 2627.444 | 624.3422 | 1313.722 | 936.5133 | 591.1749 | 1248.6844 | 394.1166 | 20505.302 | 102526.5099 | 492127.2476 | 1025265.0992 | 1230318.119 | 820212.0794 | 553643.1536 | 492127.2476
2013 | 19790 | Verendrye Electric Coop Inc | ND | Cooperative | 91 | 1.22 | 74.5902 | 77 | 1.09 | 70.6422 | 90 | 1.17 | 76.9231 | 16928 | 25 | N | . | . | . | . | . | . | . |  |  | . |  | 14 | 0.13 | 70.6422 | 107.6923 | 107.6923 | 2200.64 | 2200.64 | 13% | 9.4953 | 110.032 | 18.9906 | 275.08 | 56.9717 | 440.128 | 94.9528 | 550.16 | 142.4292 | 440.128 | 189.9056 | 220.064 | 284.8584 | 99.0288 | 379.8112 | 66.0192 | 1044.7847 | 5223.9236 | 25074.8332 | 52239.2359 | 62687.083 | 41791.3887 | 28209.1874 | 25074.8332
2013 | 19791 | Vermont Electric Cooperative, Inc | VT | Cooperative | . | 3 | . | . | 2 | . | . | 3 | . | 37983 | 35 | Y | . | . | . | . | . | . | . |  |  | . |  |  | 1 |  |  |  | 37983 | 37983 | 100% |  | 1899.15 |  | 4747.875 |  | 1: 7596.6; 3: 9495.75; 5: 7596.6; 7: 3798.3 | 1709.235 |  | 1139.49
2013 | 19798 | City of Vernon | CA | Municipal | 42 | 0.77 | 54.5455 | 37 | 0.46 | 80.4348 | . | . | . | 1955 | 66 | Y | . | . | . | . | . | . | . |  |  | . |  | 5 | 0.31 | 80.4348 | 16.129 | 16.129 | 606.05 | 606.05 | 31% | 1.4221 | 30.3025 | 2.8442 | 75.7562 | 8.5326 | 121.21 | 14.221 | 151.5125 | 21.3316 | 121.21 | 28.4421 | 60.605 | 42.6631 | 27.2722 | 56.8842 | 18.1815 | 43.0933 | 215.4666 | 1034.2395 | 2154.6657 | 2585.5988 | 1723.7325 | 1163.5195 | 1034.2395
2013 | 19804 | City of Vero Beach - (FL) | FL | Municipal | . | . | . | . | . | . | . | . | . | . | . |  | . | . | . | 33 | 0.528 | 62.5 | 44291 | N | L | 13.2 | N |  |  | 62.5 |  |  |  | 44291 | 100% |  | 2214.55 |  | 5536.375 |  | 1: 8858.2; 3: 11072.75; 5: 8858.2; 7: 4429.1 | 1993.095 |  | 1328.73
2013 | 19806 | Victoria Electric Coop, Inc | TX | Cooperative | 19 | . | . | 13 | . | . | 12 | . | . | 21527 | . | Y | . | . | . | . | . | . | . |  |  | . |  | 6 |  |  |  | 6 |  | 21527 | 100% | 0.52902 | 1076.35 | 1.058 | 2690.875 | 3.1741 | 4305.4 | 5.2902 | 5381.75 | 7.9353 | 4305.4 | 10.5805 | 2152.7 | 15.8707 | 968.715 | 21.1609 | 645.81 | 569.4137 | 2847.0683 | 13665.928 | 28470.6833 | 34164.82 | 22776.5467 | 15374.169 | 13665.928
2013 | 19840 | Valley Electric Assn, Inc | NV | Cooperative | 120 | 1 | 120 | 120 | 1 | 120 | 120 | 1 | 120 | 24496 | 25 | N | . | . | . | . | . | . | . |  |  | . |  | 0 | 0 | 120 |  |  | 0 | 0 | 0% |  | 0 |  | 0 |  | 1: 0; 3: 0; 5: 0; 7: 0 | 0 |  | 0
2013 | 19876 | Virginia Electric & Power Co | NC | Investor Owned | . | . | . | . | . | . | . | . | . | . | . |  | 149 | 1.164 | 128.0069 | 110 | 1.024 | 107.4219 | 121330 | N | O | 35 | N | 39 | 0.14 | 107.4219 | 278.5714 | 278.5714 | 16986.2 | 16986.2 | 14% | 24.5618 | 849.31 | 49.1235 | 2123.275 | 147.3706 | 3397.24 | 245.6177 | 4246.55 | 368.4266 | 3397.24 | 491.2354 | 1698.62 | 736.8532 | 764.379 | 982.4709 | 509.586 | 20860.5584 | 104302.7921 | 500653.4019 | 1043027.9206 | 1251633.5048 | 834422.3365 | 563235.0771 | 500653.4019
2013 | 19876 | Virginia Electric & Power Co | VA | Investor Owned | . | . | . | . | . | . | . | . | . | . | . |  | 294 | 1.427 | 206.0266 | 106 | 1.052 | 100.7605 | 2358445 | N | O | 35 | N | 188 | 0.375 | 100.7605 | 501.3333 | 501.3333 | 884416.875 | 884416.875 | 37.5% | 44.2028 | 44220.8438 | 88.4056 | 110552.1094 | 265.2168 | 176883.375 | 442.0279 | 221104.2188 | 663.0419 | 176883.375 | 884.0558 | 88441.6875 | 1326.0838 | 39798.7594 | 1768.1117 | 26532.5062 | 1954684.7612 | 9773423.806 | 46912434.2689 | 97734238.0602 | 117281085.6723 | 78187390.4482 | 52776488.5525 | 46912434.2689
2013 | 19882 | Virginia Tech Electric Service | VA | State | . | . | . | . | . | . | . | . | . | . | . |  | 64 | 0.658 | 97.2644 | . | . | . | 6298 | N | L | 12.5 | N | [6 empty] | 6298 | 100% |  | 314.9 |  | 787.25 |  | 1: 1259.6; 3: 1574.5; 5: 1259.6; 7: 629.8 | 283.41 |  | 188.94
2013 | 19887 | Wabash County Rural E M C | IN | Cooperative | . | . | . | . | . | . | . | . | . | . | . |  | 851 | 3 | 283.6667 | 168 | 1 | 168 | 5385 | N | F | 7.2 | N | 683 | 2 | 168 | 341.5 | 683 | 10770 | 5385 | 100% | 60.2204 | 269.25 | 120.4409 | 673.125 | 361.3226 | 1077 | 602.2043 | 1346.25 | 903.3064 | 1077 | 1204.4085 | 538.5 | 1806.6128 | 242.325 | 2408.817 | 161.55 | 16214.3497 | 81071.7487 | 389144.3938 | 810717.4871 | 972860.9846 | 648573.9897 | 437787.4431 | 389144.3938
2013 | 19974 | Town of Wake Forest - (NC) | NC | Municipal | . | . | . | . | . | . | . | . | . | . | . |  | 36 | 0.603 | 59.7015 | . | . | . | 6465 | N | O | 13.2 | N | [6 empty] | 6465 | 100% |  | 323.25 |  | 808.125 |  | 1: 1293; 3: 1616.25; 5: 1293; 7: 646.5 | 290.925 |  | 193.95
2013 | 19981 | Wake Electric Membership Corp | NC | Cooperative | 135 | 1.612 | 83.7469 | 83 | 1.304 | 63.6503 | 124 | 1.405 | 88.2562 | 36900 | 23 | Y | . | . | . | . | . | . | . |  |  | . |  | 52 | 0.308 | 63.6503 | 168.8312 | 168.8312 | 11365.2 | 11365.2 | 30.8% | 14.8859 | 568.26 | 29.7718 | 1420.65 | 89.3155 | 2273.04 | 148.8592 | 2841.3 | 223.2888 | 2273.04 | 297.7184 | 1136.52 | 446.5777 | 511.434 | 595.4369 | 340.956 | 8459.0742 | 42295.3711 | 203017.781 | 422953.7105 | 507544.4526 | 338362.9684 | 228395.0037 | 203017.781
2013 | 20038 | Town of Wallingford - (CT) | CT | Municipal | . | . | . | . | . | . | . | . | . | . | . |  | . | . | . | 29 | 0.102 | 284.3137 | 24738 | N | L | 13.8 | N |  |  | 284.3137 |  |  |  | 24738 | 100% |  | 1236.9 |  | 3092.25 |  | 1: 4947.6; 3: 6184.5; 5: 4947.6; 7: 2473.8 | 1113.21 |  | 742.14
2013 | 20065 | Walton Electric Member Corp | GA | Cooperative | 130.14 | 1.692 | 76.9149 | 90.66 | 1.347 | 67.3051 | 130.14 | 1.692 | 76.9149 | 117393 | 25 | N | . | . | . | . | . | . | . |  |  | . |  | 39.48 | 0.345 | 67.3051 | 114.4348 | 114.4348 | 40500.585 | 40500.585 | 34.5% | 10.0898 | 2025.0293 | 20.1795 | 5062.5731 | 60.5386 | 8100.117 | 100.8977 | 10125.1462 | 151.3465 | 8100.117 | 201.7954 | 4050.0585 | 302.693 | 1822.5263 | 403.5907 | 1215.0176 | 20432.0748 | 102160.3741 | 490369.7959 | 1021603.7414 | 1225924.4896 | 817282.9931 | 551666.0203 | 490369.7959
2013 | 20130 | Warren Rural Elec Coop Corp | KY | Cooperative | 124.5 | 1.44 | 86.4583 | 80.46 | 1.08 | 74.5 | 89.93 | 0.99 | 90.8384 | 61384 | 7.2 | Y | . | . | . | . | . | . | . |  |  | . |  | 44.04 | 0.36 | 74.5 | 122.3333 | 122.3333 | 22098.24 | 22098.24 | 36% | 10.7862 | 1104.912 | 21.5724 | 2762.28 | 64.7171 | 4419.648 | 107.8619 | 5524.56 | 161.7928 | 4419.648 | 215.7237 | 2209.824 | 323.5856 | 994.4208 | 431.4475 | 662.9472 | 11917.787 | 59588.9352 | 286026.8889 | 595889.3519 | 715067.2223 | 476711.4816 | 321780.2501 | 286026.8889
2013 | 20134 | City of Warroad | MN | Municipal | . | . | . | . | . | . | . | . | . | . | . |  | 10 | 1 | 10 | . | . | . | 890 | N | L | 7.2 | N | [6 empty] | 890 | 100% |  | 44.5 |  | 111.25 |  | 1: 178; 3: 222.5; 5: 178; 7: 89 | 40.05 |  | 26.7
2013 | 20136 | City of Waseca - (MN) | MN | Municipal | 30 | 0.77 | 38.961 | 30 | 0.77 | 38.961 | 30 | 0.77 | 38.961 | 4146 | 13.8 | N | . | . | . | . | . | . | . |  |  | . |  | 0 | 0 | 38.961 |  |  | 0 | 0 | 0% |  | 0 |  | 0 |  | 1: 0; 3: 0; 5: 0; 7: 0 | 0 |  | 0
2013 | 20146 | Washington Elec Member Corp | GA | Cooperative | 434 | . | . | 265 | . | . | 431 | . | . | 14309 | 25 | N | . | . | . | . | . | . | . |  |  | . |  | 169 |  |  |  | 169 |  | 14309 | 100% | 14.9008 | 715.45 | 29.8016 | 1788.625 | 89.4048 | 2861.8 | 149.0081 | 3577.25 | 223.5121 | 2861.8 | 298.0162 | 1430.9 | 447.0242 | 643.905 | 596.0323 | 429.27 | 10660.7832 | 53303.9162 | 255858.7979 | 533039.1624 | 639646.9949 | 426431.3299 | 287841.1477 | 255858.7979
2013 | 20187 | Watertown Municipal Utilities | SD | Municipal | 355.259 | 3.437 | 103.3631 | . | . | . | . | . | . | 12518 | 12.5 | N | . | . | . | . | . | . | . |  |  | . | [7 empty] | 12518 | 100% |  | 625.9 |  | 1564.75 |  | 1: 2503.6; 3: 3129.5; 5: 2503.6; 7: 1251.8 | 563.31 |  | 375.54
2013 | 20213 | Waupun Utilities | WI | Municipal | 1.524 | 0.003 | 508 | 1.524 | 0.003 | 508 | 1.524 | 0.003 | 508 | 4262 | 12.5 | N | . | . | . | . | . | . | . |  |  | . |  | 0 | 0 | 508 |  |  | 0 | 0 | 0% |  | 0 |  | 0 |  | 1: 0; 3: 0; 5: 0; 7: 0 | 0 |  | 0
2013 | 20214 | Waverly Municipal Elec Utility | IA | Municipal | . | . | . | . | . | . | . | . | . | . | . |  | 1 | 0.03 | 33.3333 | 1 | 0.03 | 33.3333 | 4694 | N | L | . | Y | 0 | 0 | 33.3333 |  |  | 0 | 0 | 0% |  | 0 |  | 0 |  | 1: 0; 3: 0; 5: 0; 7: 0 | 0 |  | 0
2013 | 20216 | Whitewater Valley Rural EMC | IN | Cooperative | 160.909 | 1.327 | 121.2577 | 160.909 | 1.327 | 121.2577 | 102.502 | 0.825 | 124.2448 | 11817 | 12 | N | . | . | . | . | . | . | . |  |  | . |  | 0 | 0 | 121.2577 |  |  | 0 | 0 | 0% |  | 0 |  | 0 |  | 1: 0; 3: 0; 5: 0; 7: 0 | 0 |  | 0
2013 | 20228 | Weakley County Mun Elec Sys | TN | Municipal | . | . | . | . | . | . | . | . | . | . | . |  | . | . | . | 181.094 | 1.73 | 104.6786 | 20364 | N | L | 12.5 | N |  |  | 104.6786 |  |  |  | 20364 | 100% |  | 1018.2 |  | 2545.5 |  | 1: 4072.8; 3: 5091; 5: 4072.8; 7: 2036.4 | 916.38 |  | 610.92
2013 | 20310 | Town of Wellesley - (MA) | MA | Municipal | . | . | . | . | . | . | . | . | . | . | . |  | 21 | 0.43 | 48.8372 | . | . | . | 10011 | N | L | 13.8 | N | [6 empty] | 10011 | 100% |  | 500.55 |  | 1251.375 |  | 1: 2002.2; 3: 2502.75; 5: 2002.2; 7: 1001.1 | 450.495 |  | 300.33
2013 | 20318 | Webster Electric Coop | MO | Cooperative | . | . | . | . | . | . | . | . | . | . | . |  | 20 | 2 | 10 | 20 | 2 | 10 | 19550 | Y | L | 25 | N | 0 | 0 | 10 |  |  | 0 | 0 | 0% |  | 0 |  | 0 |  | 1: 0; 3: 0; 5: 0; 7: 0 | 0 |  | 0
2013 | 20334 | Wellsborough Electric Co | PA | Investor Owned | . | . | . | . | . | . | . | . | . | . | . |  | . | . | . | 39 | 0.56 | 69.6429 | 6231 | N | F | 15 | Y |  |  | 69.6429 |  |  |  | 6231 | 100% |  | 311.55 |  | 778.875 |  | 1: 1246.2; 3: 1557.75; 5: 1246.2; 7: 623.1 | 280.395 |  | 186.93
2013 | 20368 | West Central Electric Coop Inc - (SD) | SD | Cooperative | 345 | 2.35 | 146.8085 | 58 | 1.21 | 47.9339 | 334 | 1.67 | 200 | 6802 | 14.4 | N | . | . | . | . | . | . | . |  |  | . |  | 287 | 1.14 | 47.9339 | 251.7544 | 287 | 7754.28 | 6802 | 100% | 25.3049 | 340.1 | 50.6098 | 850.25 | 151.8295 | 1360.4 | 253.0492 | 1700.5 | 379.5738 | 1360.4 | 506.0985 | 680.2 | 759.1477 | 306.09 | 1012.1969 | 204.06 | 8606.2043 | 43031.0213 | 206548.9023 | 430310.2131 | 516372.2557 | 344248.1705 | 232367.5151 | 206548.9023
2013 | 20387 | West Penn Power Company | PA | Investor Owned | 231 | 1.28 | 180.4688 | 151 | 1.09 | 138.5321 | 211 | 1.12 | 188.3929 | 710379 | 25 | N | . | . | . | . | . | . | . |  |  | . |  | 80 | 0.19 | 138.5321 | 421.0526 | 421.0526 | 134972.01 | 134972.01 | 19% | 37.1244 | 6748.6005 | 74.2488 | 16871.5013 | 222.7464 | 26994.402 | 371.2441 | 33743.0025 | 556.8661 | 26994.402 | 742.4881 | 13497.201 | 1113.7322 | 6073.7405 | 1484.9762 | 4049.1603 | 250537.781 | 1252688.9052 | 6012906.745 | 12526889.0522 | 15032266.8626 | 10021511.2417 | 6764520.0882 | 6012906.745
2013 | 20404 | AEP Texas North Company | TX | Investor Owned | 227 | 1.514 | 149.934 | 88 | 1.133 | 77.6699 | 133 | 0.963 | 138.1101 | 187749 | 35 | Y | . | . | . | . | . | . | . |  |  | . |  | 139 | 0.381 | 77.6699 | 364.8294 | 364.8294 | 71532.369 | 71532.369 | 38.1% | 32.1672 | 3576.6184 | 64.3344 | 8941.5461 | 193.0031 | 14306.4738 | 321.6718 | 17883.0923 | 482.5077 | 14306.4738 | 643.3435 | 7153.2369 | 965.0153 | 3218.9566 | 1286.6871 | 2145.9711 | 115049.7179 | 575248.5893 | 2761193.2285 | 5752485.8927 | 6902983.0713 | 4601988.7142 | 3106342.3821 | 2761193.2285
2013 | 20422 | Whetstone Valley Elec Coop Inc | SD | Cooperative | 63.342 | 0.493 | 128.4828 | 63.342 | 0.493 | 128.4828 | 63.342 | 0.493 | 128.4828 | 3401 | 12.4 | N | . | . | . | . | . | . | . |  |  | . |  | 0 | 0 | 128.4828 |  |  | 0 | 0 | 0% |  | 0 |  | 0 |  | 1: 0; 3: 0; 5: 0; 7: 0 | 0 |  | 0
2013 | 20455 | Western Massachusetts Electric Company | MA | Investor Owned | 88 | 1 | 88 | 88 | 1 | 88 | 86 | 1 | 86 | 211373 | 22.9 | Y | . | . | . | . | . | . | . |  |  | . |  | 0 | 0 | 88 |  |  | 0 | 0 | 0% |  | 0 |  | 0 |  | 1: 0; 3: 0; 5: 0; 7: 0 | 0 |  | 0
2013 | 20456 | Twin Valleys Public Power Dist | NE | Political Subdivision | . | . | . | . | . | . | . | . | . | . | . |  | 56 | . | . | . | . | . | 6281 | N | F | 69 | N | [6 empty] | 6281 | 100% |  | 314.05 |  | 785.125 |  | 1: 1256.2; 3: 1570.25; 5: 1256.2; 7: 628.1 | 282.645 |  | 188.43
2013 | 20477 | City of Westerville - (OH) | OH | Municipal | 68 | 1.7 | 40 | 47 | 1.26 | 37.3016 | 58 | 1.6 | 36.25 | 16367 | 13.2 | N | . | . | . | . | . | . | . |  |  | . |  | 21 | 0.44 | 37.3016 | 47.7273 | 47.7273 | 7201.48 | 7201.48 | 44% | 4.2081 | 360.074 | 8.4163 | 900.185 | 25.2488 | 1440.296 | 42.0814 | 1800.37 | 63.122 | 1440.296 | 84.1627 | 720.148 | 126.2441 | 324.0666 | 168.3254 | 216.0444 | 1515.2403 | 7576.2013 | 36365.7663 | 75762.0132 | 90914.4159 | 60609.6106 | 40911.4871 | 36365.7663
2013 | 20481 | City of Westfield - (MA) | MA | Municipal | . | . | . | . | . | . | . | . | . | . | . |  | 64.46 | 1.193 | 54.0319 | 51.47 | 1.086 | 47.3941 | 18263 | N | L | 23 | N | 12.99 | 0.107 | 47.3941 | 121.4019 | 121.4019 | 1954.141 | 1954.141 | 10.7% | 10.7041 | 97.707 | 21.4081 | 244.2676 | 64.2244 | 390.8282 | 107.0406 | 488.5353 | 160.5609 | 390.8282 | 214.0812 | 195.4141 | 321.1218 | 87.9363 | 428.1624 | 58.6242 | 1045.862 | 5229.3101 | 25100.6887 | 52293.1014 | 62751.7217 | 41834.4811 | 28238.2748 | 25100.6887
2013 | 20510 | Wheatland Electric Coop, Inc | KS | Cooperative | 389 | 2.15 | 180.9302 | 141 | 1.56 | 90.3846 | 109 | 1.36 | 80.1471 | 32255 | 34.5 | N | . | . | . | . | . | . | . |  |  | . |  | 248 | 0.59 | 90.3846 | 420.339 | 420.339 | 19030.45 | 19030.45 | 59% | 37.0615 | 951.5225 | 74.123 | 2378.8063 | 222.3689 | 3806.09 | 370.6148 | 4757.6125 | 555.9222 | 3806.09 | 741.2297 | 1903.045 | 1111.8445 | 856.3703 | 1482.4593 | 570.9135 | 35264.8347 | 176324.1734 | 846356.0323 | 1763241.734 | 2115890.0808 | 1410593.3872 | 952150.5364 | 846356.0323
2013 | 20521 | Wheeling Power Co | WV | Investor Owned | 584 | 2 | 292 | 467 | 2 | 233.5 | 571 | 2 | 285.5 | 41173 | 35 | Y | . | . | . | . | . | . | . |  |  | . |  | 117 | 0 | 233.5 |  |  | 0 | 0 | 0% |  | 0 |  | 0 |  | 1: 0; 3: 0; 5: 0; 7: 0 | 0 |  | 0
2013 | 20576 | White River Electric Assn, Inc | CO | Cooperative | . | . | . | . | . | . | . | . | . | . | . |  | 195.56 | 1.884 | 103.8004 | . | . | . | 3307 | Y | L | 25 | N | [6 empty] | 3307 | 100% |  | 165.35 |  | 413.375 |  | 1: 661.4; 3: 826.75; 5: 661.4; 7: 330.7 | 148.815 |  | 99.21
2013 | 20603 | Northeastern Rural E M C | IN | Cooperative | 63.77 | 0.909 | 70.154 | 37.456 | 0.599 | 62.5309 | 61.723 | 0.823 | 74.9976 | 28637 | 12.5 | N | . | . | . | . | . | . | . |  |  | . |  | 26.314 | 0.31 | 62.5309 | 84.8839 | 84.8839 | 8877.47 | 8877.47 | 31% | 7.4843 | 443.8735 | 14.9685 | 1109.6837 | 44.9055 | 1775.494 | 74.8425 | 2219.3675 | 112.2638 | 1775.494 | 149.685 | 887.747 | 224.5275 | 399.4862 | 299.37 | 266.3241 | 3322.0603 | 16610.3016 | 79729.4479 | 166103.0165 | 199323.6198 | 132882.4132 | 89695.6289 | 79729.4479
2013 | 20639 | Wild Rice Electric Coop, Inc | MN | Cooperative | . | . | . | . | . | . | . | . | . | . | . |  | 134 | 1.305 | 102.682 | 134 | 1.305 | 102.682 | 13800 | N | F | 7.2 | N | 0 | 0 | 102.682 |  |  | 0 | 0 | 0% |  | 0 |  | 0 |  | 1: 0; 3: 0; 5: 0; 7: 0 | 0 |  | 0
2013 | 20737 | Willmar Municipal Utilities | MN | Municipal | 63.4 | 1.241 | 51.0878 | 63.4 | 1.241 | 51.0878 | 63.4 | 1.241 | 51.0878 | 9384 | 12.5 | N | . | . | . | . | . | . | . |  |  | . |  | 0 | 0 | 51.0878 |  |  | 0 | 0 | 0% |  | 0 |  | 0 |  | 1: 0; 3: 0; 5: 0; 7: 0 | 0 |  | 0
2013 | 20785 | City of Wilson | NC | Municipal | 48.2 | 0.925 | 52.1081 | 13.9 | 0.368 | 37.7717 | 48.2 | 0.924 | 52.1645 | 35078 | 23 | N | . | . | . | . | . | . | . |  |  | . |  | 34.3 | 0.557 | 37.7717 | 61.5799 | 61.5799 | 19538.446 | 19538.446 | 55.7% | 5.4295 | 976.9223 | 10.8591 | 2442.3057 | 32.5772 | 3907.6892 | 54.2953 | 4884.6115 | 81.4429 | 3907.6892 | 108.5906 | 1953.8446 | 162.8858 | 879.2301 | 217.1811 | 586.1534 | 5304.2266 | 26521.133 | 127301.4384 | 265211.3299 | 318253.5959 | 212169.0639 | 143214.1181 | 127301.4384
2013 | 20806 | City of Windom | MN | Municipal | . | . | . | . | . | . | . | . | . | . | . |  | 326 | 3 | 108.6667 | . | . | . | 2429 | Y | F | 13.8 | N | [6 empty] | 2429 | 100% |  | 121.45 |  | 303.625 |  | 1: 485.8; 3: 607.25; 5: 485.8; 7: 242.9 | 109.305 |  | 72.87
2013 | 20824 | Village of Winnetka - (IL) | IL | Municipal | . | . | . | . | . | . | . | . | . | . | . |  | 10 | 0.297 | 33.67 | . | . | . | 5030 | Y | F | 12.4 | N | [6 empty] | 5030 | 100% |  | 251.5 |  | 628.75 |  | 1: 1006; 3: 1257.5; 5: 1006; 7: 503 | 226.35 |  | 150.9
2013 | 20841 | Wiregrass Electric Coop, Inc | AL | Cooperative | 400.8 | 1.8 | 222.6667 | 142.5 | 1.4 | 101.7857 | . | . | . | 22865 | 13.2 | Y | . | . | . | . | . | . | . |  |  | . |  | 258.3 | 0.4 | 101.7857 | 645.75 | 645.75 | 9146 | 9146 | 40% | 56.9361 | 457.3 | 113.8722 | 1143.25 | 341.6165 | 1829.2 | 569.3608 | 2286.5 | 854.0411 | 1829.2 | 1138.7215 | 914.6 | 1708.0823 | 411.57 | 2277.4431 | 274.38 | 26036.8677 | 130184.3387 | 624884.8259 | 1301843.3872 | 1562212.0647 | 1041474.7098 | 702995.4291 | 624884.8259
2013 | 20847 | Wisconsin Electric Power Co | MI | Investor Owned | 215 | 1.06 | 202.8302 | 63 | 0.56 | 112.5 | 126 | 0.83 | 151.8072 | 27730 | 34.5 | N | . | . | . | . | . | . | . |  |  | . |  | 152 | 0.5 | 112.5 | 304 | 304 | 13865 | 13865 | 50% | 26.8038 | 693.25 | 53.6076 | 1733.125 | 160.8229 | 2773 | 268.0382 | 3466.25 | 402.0573 | 2773 | 536.0764 | 1386.5 | 804.1146 | 623.925 | 1072.1528 | 415.95 | 18581.7487 | 92908.7436 | 445961.9691 | 929087.4357 | 1114904.9229 | 743269.9486 | 501707.2153 | 445961.9691
2013 | 20847 | Wisconsin Electric Power Co | WI | Investor Owned | 165 | 0.67 | 246.2687 | 56 | 0.54 | 103.7037 | 165 | 0.67 | 246.2687 | 1104474 | 34.5 | N | . | . | . | . | . | . | . |  |  | . |  | 109 | 0.13 | 103.7037 | 838.4615 | 838.4615 | 143581.62 | 143581.62 | 13% | 73.9275 | 7179.081 | 147.8551 | 17947.7025 | 443.5653 | 28716.324 | 739.2754 | 35895.405 | 1108.9131 | 28716.324 | 1478.5508 | 14358.162 | 2217.8263 | 6461.1729 | 2957.1017 | 4307.4486 | 530731.8119 | 2653659.0595 | 12737563.4857 | 26536590.5952 | 31843908.7142 | 21229272.4761 | 14329758.9214 | 12737563.4857
2013 | 20856 | Wisconsin Power & Light Co | WI | Investor Owned | . | . | . | . | . | . | . | . | . | . | . |  | 93 | 0.63 | 147.619 | 72 | 0.6 | 120 | 478961 | N | F | 25 | Y | 21 | 0.03 | 120 | 700 | 700 | 14368.83 | 14368.83 | 3% | 61.7193 | 718.4415 | 123.4386 | 1796.1037 | 370.3159 | 2873.766 | 617.1932 | 3592.2075 | 925.7899 | 2873.766 | 1234.3865 | 1436.883 | 1851.5797 | 646.5974 | 2468.773 | 431.0649 | 44341.7237 | 221708.6187 | 1064201.3696 | 2217086.1866 | 2660503.424 | 1773668.9493 | 1197226.5408 | 1064201.3696
2013 | 20860 | Wisconsin Public Service Corp | MI | Investor Owned | 164 | 0.79 | 207.5949 | 74 | 0.63 | 117.4603 | 164 | 0.79 | 207.5949 | 9200 | 50 | Y | . | . | . | . | . | . | . |  |  | . |  | 90 | 0.16 | 117.4603 | 562.5 | 562.5 | 1472 | 1472 | 16% | 49.5959 | 73.6 | 99.1918 | 184 | 297.5753 | 294.4 | 495.9589 | 368 | 743.9383 | 294.4 | 991.9177 | 147.2 | 1487.8766 | 66.24 | 1983.8354 | 44.16 | 3650.2572 | 18251.2858 | 87606.1719 | 182512.8582 | 219015.4298 | 146010.2866 | 98556.9434 | 87606.1719
2013 | 20860 | Wisconsin Public Service Corp | WI | Investor Owned | 194 | 1.26 | 153.9683 | 153 | 1.15 | 133.0435 | 194 | 1.26 | 153.9683 | 441000 | 50 | Y | . | . | . | . | . | . | . |  |  | . |  | 41 | 0.11 | 133.0435 | 372.7273 | 372.7273 | 48510 | 48510 | 11% | 32.8635 | 2425.5 | 65.7271 | 6063.75 | 197.1812 | 9702 | 328.6354 | 12127.5 | 492.953 | 9702 | 657.2707 | 4851 | 985.9061 | 2182.95 | 1314.5414 | 1455.3 | 79710.507 | 398552.5349 | 1913052.1675 | 3985525.349 | 4782630.4188 | 3188420.2792 | 2152183.6885 | 1913052.1675
2013 | 20862 | Wisconsin Rapids W W & L Comm | WI | Municipal | . | . | . | . | . | . | . | . | . | . | . |  | 14 | 0.14 | 100 | 4 | 0.06 | 66.6667 | 13982 | N | L | 13.2 | N | 10 | 0.08 | 66.6667 | 125 | 125 | 1118.56 | 1118.56 | 8% | 11.0213 | 55.928 | 22.0426 | 139.82 | 66.1278 | 223.712 | 110.2131 | 279.64 | 165.3196 | 223.712 | 220.4262 | 111.856 | 330.6392 | 50.3352 | 440.8523 | 33.5568 | 616.3997 | 3081.9985 | 14793.5929 | 30819.9853 | 36983.9824 | 24655.9882 | 16642.7921 | 14793.5929
2013 | 20885 | Withlacoochee River Elec Coop | FL | Cooperative | 145 | 1.755 | 82.6211 | 115 | 1.621 | 70.9439 | 142 | 1.665 | 85.2853 | 203007 | 25 | Y | . | . | . | . | . | . | . |  |  | . |  | 30 | 0.134 | 70.9439 | 223.8806 | 223.8806 | 27202.938 | 27202.938 | 13.4% | 19.7397 | 1360.1469 | 39.4793 | 3400.3672 | 118.4379 | 5440.5876 | 197.3966 | 6800.7345 | 296.0948 | 5440.5876 | 394.7931 | 2720.2938 | 592.1897 | 1224.1322 | 789.5862 | 816.0881 | 26848.8317 | 134244.1587 | 644371.9618 | 1342441.5871 | 1610929.9045 | 1073953.2697 | 724918.457 | 644371.9618
2013 | 20927 | Wood County Electric Coop, Inc | TX | Cooperative | 260 | 2.279 | 114.0851 | 223 | 2.102 | 106.0894 | 216 | 1.883 | 114.7106 | 33923 | 12.5 | Y | . | . | . | . | . | . | . |  |  | . |  | 37 | 0.177 | 106.0894 | 209.0395 | 209.0395 | 6004.371 | 6004.371 | 17.7% | 18.4311 | 300.2185 | 36.8622 | 750.5464 | 110.5867 | 1200.8742 | 184.3111 | 1501.0928 | 276.4667 | 1200.8742 | 368.6223 | 600.4371 | 552.9334 | 270.1967 | 737.2445 | 180.1311 | 5533.3622 | 27666.8112 | 132800.6936 | 276668.1117 | 332001.734 | 221334.4893 | 149400.7803 | 132800.6936
2013 | 20948 | Wise Electric Coop Inc | TX | Cooperative | . | . | . | . | . | . | . | . | . | . | . |  | 3 | 0.038 | 78.9474 | . | . | . | 20675 | N | F | 7.2 | N | [6 empty] | 20675 | 100% |  | 1033.75 |  | 2584.375 |  | 1: 4135; 3: 5168.75; 5: 4135; 7: 2067.5 | 930.375 |  | 620.25
2013 | 20951 | Woodbury County Rural E C A | IA | Cooperative | . | . | . | . | . | . | . | . | . | . | . |  | 199 | 2.96 | 67.2297 | 64 | 2.65 | 24.1509 | 3216 | N | L | 7.2 | N | 135 | 0.31 | 24.1509 | 435.4839 | 435.4839 | 996.96 | 996.96 | 31% | 38.3968 | 49.848 | 76.7936 | 124.62 | 230.3809 | 199.392 | 383.9681 | 249.24 | 575.9522 | 199.392 | 767.9363 | 99.696 | 1151.9044 | 44.8632 | 1535.8726 | 29.9088 | 1914.0044 | 9570.022 | 45936.1058 | 95700.2204 | 114840.2645 | 76560.1763 | 51678.119 | 45936.1058
2013 | 20996 | Wright-Hennepin Coop Elec Assn | MN | Cooperative | 129 | 0.66 | 195.4546 | 43 | 0.45 | 95.5556 | 129 | 0.66 | 195.4546 | 45001 | 69 | Y | . | . | . | . | . | . | . |  |  | . |  | 86 | 0.21 | 95.5556 | 409.5238 | 409.5238 | 9450.21 | 9450.21 | 21% | 36.1079 | 472.5105 | 72.2158 | 1181.2762 | 216.6474 | 1890.042 | 361.079 | 2362.5525 | 541.6186 | 1890.042 | 722.1581 | 945.021 | 1083.2371 | 425.2595 | 1444.3162 | 283.5063 | 17061.3637 | 85306.8185 | 409472.7289 | 853068.1852 | 1023681.8222 | 682454.5481 | 460656.82 | 409472.7289
2013 | 21013 | City of Worthington - (MN) | MN | Municipal | . | . | . | . | . | . | . | . | . | . | . |  | 4 | 0.07 | 57.1429 | . | . | . | 5345 | N | O | 12.5 | N | [6 empty] | 5345 | 100% |  | 267.25 |  | 668.125 |  | 1: 1069; 3: 1336.25; 5: 1069; 7: 534.5 | 240.525 |  | 160.35
2013 | 21048 | Wyandotte Municipal Serv Comm | MI | Municipal | . | . | . | . | . | . | . | . | . | . | . |  | 25 | 0.28 | 89.2857 | . | . | . | 13516 | Y | L | 13.8 | N | [6 empty] | 13516 | 100% |  | 675.8 |  | 1689.5 |  | 1: 2703.2; 3: 3379; 5: 2703.2; 7: 1351.6 | 608.22 |  | 405.48
2013 | 21075 | Y-W Electric Assn Inc | CO | Cooperative | 322 | . | . | 322 | . | . | 297 | . | . | 8988 | 15 | N | . | . | . | . | . | . | . |  |  | . |  | 0 |  |  |  | 0 |  | 8988 | 100% | 0 | 449.4 | 0 | 1123.5 | 0 | 1797.6 | 0 | 2247 | 0 | 1797.6 | 0 | 898.8 | 0 | 404.46 | 0 | 269.64 | 0 | 0 | 0 | 0 | 0 | 0 | 0 | 0
2013 | 21079 | Wyrulec Company | NE | Cooperative | 933 | 0.937 | 995.7311 | 846 | 0.749 | 1129.506 | . | . | . | 509 | 30.1 | N | . | . | . | . | . | . | . |  |  | . |  | 87 | 0.188 | 1129.506 | 462.766 | 462.766 | 95.692 | 95.692 | 18.8% | 40.8023 | 4.7846 | 81.6046 | 11.9615 | 244.8137 | 19.1384 | 408.0229 | 23.923 | 612.0343 | 19.1384 | 816.0458 | 9.5692 | 1224.0687 | 4.3061 | 1632.0915 | 2.8708 | 195.2226 | 976.1132 | 4685.3431 | 9761.1315 | 11713.3578 | 7808.9052 | 5271.011 | 4685.3431
2013 | 21079 | Wyrulec Company | WY | Cooperative | 109 | 0.431 | 252.9002 | 17 | 0.168 | 101.1905 | . | . | . | 4369 | 30.1 | N | . | . | . | . | . | . | . |  |  | . |  | 92 | 0.263 | 101.1905 | 349.8099 | 349.8099 | 1149.047 | 1149.047 | 26.3% | 30.8429 | 57.4524 | 61.6858 | 143.6309 | 185.0574 | 229.8094 | 308.429 | 287.2618 | 462.6435 | 229.8094 | 616.858 | 114.9047 | 925.287 | 51.7071 | 1233.716 | 34.4714 | 1771.9971 | 8859.9853 | 42527.9295 | 88599.853 | 106319.8237 | 70879.8824 | 47843.9206 | 42527.9295
2013 | 21244 | Southside Electric Coop, Inc | VA | Cooperative | 992 | 3 | 330.6667 | 197 | 2 | 98.5 | 167 | 2 | 83.5 | 54718 | 25 | Y | . | . | . | . | . | . | . |  |  | . |  | 795 | 1 | 98.5 | 795 | 795 | 54718 | 54718 | 100% | 70.0955 | 2735.9 | 140.191 | 6839.75 | 420.5731 | 10943.6 | 700.9552 | 13679.5 | 1051.4328 | 10943.6 | 1401.9104 | 5471.8 | 2102.8655 | 2462.31 | 2803.8207 | 1641.54 | 191774.3277 | 958871.6385 | 4602583.8648 | 9588716.385 | 11506459.662 | 7670973.108 | 5177906.8479 | 4602583.8648
2013 | 21513 | Fergus Electric Coop, Inc | MT | Cooperative | . | . | . | . | . | . | . | . | . | . | . |  | 95 | . | . | 90 | . | . | 6195 | N | O | 7.2 | N | 5 |  |  |  | 5 |  | 6195 | 100% | 0.44085 | 309.75 | 0.8817 | 774.375 | 2.6451 | 1239 | 4.4085 | 1548.75 | 6.6128 | 1239 | 8.817 | 619.5 | 13.2256 | 278.775 | 17.6341 | 185.85 | 136.554 | 682.77 | 3277.2961 | 6827.7002 | 8193.2403 | 5462.1602 | 3686.9581 | 3277.2961
2013 | 21526 | City of Laurens - (SC) | SC | Municipal | . | . | . | . | . | . | . | . | . | . | . |  | 3 | 0.05 | 60 | . | . | . | 5280 | N | L | 12 | N | [6 empty] | 5280 | 100% |  | 264 |  | 660 |  | 1: 1056; 3: 1320; 5: 1056; 7: 528 | 237.6 |  | 158.4
2013 | 21538 | Mohave Electric Cooperative, I | AZ | Cooperative | 131 | . | . | 57 | . | . | 116 | . | . | 39332 | 25 | N | . | . | . | . | . | . | . |  |  | . |  | 74 |  |  |  | 74 |  | 39332 | 100% | 6.5246 | 1966.6 | 13.0492 | 4916.5 | 39.1477 | 7866.4 | 65.2461 | 9833 | 97.8692 | 7866.4 | 130.4923 | 3933.2 | 195.7384 | 1769.94 | 260.9846 | 1179.96 | 12831.3064 | 64156.532 | 307951.3534 | 641565.3196 | 769878.3835 | 513252.2557 | 346445.2726 | 307951.3534
2013 | 21567 | Washington-St Tammany E C, Inc | LA | Cooperative | 129 | 1.58 | 81.6456 | 129 | 1.58 | 81.6456 | 129 | 1.58 | 81.6456 | 50786 | 7.6 | Y | . | . | . | . | . | . | . |  |  | . |  | 0 | 0 | 81.6456 |  |  | 0 | 0 | 0% |  | 0 |  | 0 |  | 1: 0; 3: 0; 5: 0; 7: 0 | 0 |  | 0
2013 | 21632 | EnergyUnited Elec Member Corp | NC | Cooperative | 195 | 1.151 | 169.4179 | 92 | 0.885 | 103.9548 | 174 | 0.995 | 174.8744 | 121304 | 15 | N | . | . | . | . | . | . | . |  |  | . |  | 103 | 0.266 | 103.9548 | 387.218 | 387.218 | 32266.864 | 32266.864 | 26.6% | 34.1412 | 1613.3432 | 68.2824 | 4033.358 | 204.8472 | 6453.3728 | 341.4119 | 8066.716 | 512.1179 | 6453.3728 | 682.8239 | 3226.6864 | 1024.2358 | 1452.0089 | 1365.6478 | 968.0059 | 55081.4636 | 275407.3181 | 1321955.1271 | 2754073.1815 | 3304887.8178 | 2203258.5452 | 1487199.518 | 1321955.1271
2013 | 22053 | Kentucky Power Co | KY | Investor Owned | 446 | 2.239 | 199.1961 | 383 | 2.144 | 178.6381 | 430 | 2.099 | 204.8595 | 170896 | 35 | Y | . | . | . | . | . | . | . |  |  | . |  | 63 | 0.095 | 178.6381 | 663.1579 | 663.1579 | 16235.12 | 16235.12 | 9.5% | 58.4709 | 811.756 | 116.9419 | 2029.39 | 350.8256 | 3247.024 | 584.7094 | 4058.78 | 877.0641 | 3247.024 | 1169.4188 | 1623.512 | 1754.1282 | 730.5804 | 2338.8375 | 487.0536 | 47464.1352 | 237320.676 | 1139139.2447 | 2373206.7597 | 2847848.1117 | 1898565.4078 | 1281531.6503 | 1139139.2447
2013 | 22500 | Westar Energy Inc | KS | Investor Owned | 138.55 | 1.469 | 94.3159 | 101.93 | 1.244 | 81.9373 | 132 | 1.292 | 102.1672 | 366329 | 34 | N | . | . | . | . | . | . | . |  |  | . |  | 36.62 | 0.225 | 81.9373 | 162.7556 | 162.7556 | 82424.025 | 82424.025 | 22.5% | 14.3502 | 4121.2013 | 28.7005 | 10303.0031 | 86.1014 | 16484.805 | 143.5023 | 20606.0062 | 215.2535 | 16484.805 | 287.0047 | 8242.4025 | 430.507 | 3709.0811 | 574.0093 | 2472.7207 | 59140.1968 | 295700.9841 | 1419364.7238 | 2957009.8413 | 3548411.8096 | 2365607.873 | 1596785.3143 | 1419364.7238
2013 | 22822 | Clark County Rural E M C - (IN) | IN | Cooperative | 68 | 0.6 | 113.3333 | 68 | 0.6 | 113.3333 | 68 | 0.593 | 114.6712 | 22169 | 15 | Y | . | . | . | . | . | . | . |  |  | . |  | 0 | 0 | 113.3333 |  |  | 0 | 0 | 0% |  | 0 |  | 0 |  | 1: 0; 3: 0; 5: 0; 7: 0 | 0 |  | 0
2013 | 23326 | Sierra Electric Coop, Inc | NM | Cooperative | . | . | . | . | . | . | . | . | . | . | . |  | 112 | . | . | 112 | . | . | 4146 | N | L | 24.9 | N | 0 |  |  |  | 0 |  | 4146 | 100% | 0 | 207.3 | 0 | 518.25 | 0 | 829.2 | 0 | 1036.5 | 0 | 829.2 | 0 | 414.6 | 0 | 186.57 | 0 | 124.38 | 0 | 0 | 0 | 0 | 0 | 0 | 0 | 0
2013 | 24211 | Tucson Electric Power Co | AZ | Investor Owned | 80.835 | 0.734 | 110.1294 | 63.499 | 0.683 | 92.9707 | . | . | . | 417286 | 14 | Y | . | . | . | . | . | . | . |  |  | . |  | 17.336 | 0.051 | 92.9707 | 339.9216 | 339.9216 | 21281.586 | 21281.586 | 5.1% | 29.971 | 1064.0793 | 59.9421 | 2660.1982 | 179.8263 | 4256.3172 | 299.7104 | 5320.3965 | 449.5656 | 4256.3172 | 599.4208 | 2128.1586 | 899.1313 | 957.6714 | 1198.8417 | 638.4476 | 31891.5654 | 159457.8272 | 765397.5708 | 1594578.2724 | 1913493.9269 | 1275662.618 | 861072.2671 | 765397.5708
2013 | 24558 | City of Escanaba | MI | Municipal | . | . | . | . | . | . | . | . | . | . | . |  | 45 | 1.03 | 43.6893 | . | . | . | 7139 | N | L | 12.5 | N | [6 empty] | 7139 | 100% |  | 356.95 |  | 892.375 |  | 1: 1427.8; 3: 1784.75; 5: 1427.8; 7: 713.9 | 321.255 |  | 214.17
2013 | 24590 | Unitil Energy Systems | NH | Investor Owned | . | . | . | . | . | . | . | . | . | . | . |  | 235 | 1.981 | 118.627 | 119 | 1.406 | 84.6373 | 75492 | Y | F | 34.5 | Y | 116 | 0.575 | 84.6373 | 201.7391 | 201.7391 | 43407.9 | 43407.9 | 57.5% | 17.7874 | 2170.395 | 35.5749 | 5425.9875 | 106.7246 | 8681.58 | 177.8743 | 10851.975 | 266.8115 | 8681.58 | 355.7487 | 4340.79 | 533.623 | 1953.3555 | 711.4973 | 1302.237 | 38605.7546 | 193028.773 | 926538.1102 | 1930287.7296 | 2316345.2755 | 1544230.1837 | 1042355.374 | 926538.1102
2013 | 24753 | Boone County Rural EMC | IN | Cooperative | 168.838 | 1.844 | 91.5607 | 142.63 | 1.714 | 83.2147 | 127.634 | 1.299 | 98.2556 | 12374 | 13 | N | . | . | . | . | . | . | . |  |  | . |  | 26.208 | 0.13 | 83.2147 | 201.6 | 201.6 | 1608.62 | 1608.62 | 13% | 17.7752 | 80.431 | 35.5503 | 201.0775 | 106.651 | 321.724 | 177.7517 | 402.155 | 266.6275 | 321.724 | 355.5033 | 160.862 | 533.255 | 72.3879 | 711.0066 | 48.2586 | 1429.6743 | 7148.3716 | 34312.1837 | 71483.7161 | 85780.4593 | 57186.9729 | 38601.2067 | 34312.1837
2013 | 24889 | Brunswick Electric Member Corp | NC | Cooperative | 64 | 0.92 | 69.5652 | 36 | 0.57 | 63.1579 | . | . | . | 83999 | 15 | N | . | . | . | . | . | . | . |  |  | . |  | 28 | 0.35 | 63.1579 | 80 | 80 | 29399.65 | 29399.65 | 35% | 7.0536 | 1469.9825 | 14.1073 | 3674.9563 | 42.3218 | 5879.93 | 70.5364 | 7349.9125 | 105.8046 | 5879.93 | 141.0727 | 2939.965 | 211.6091 | 1322.9842 | 282.1455 | 881.9895 | 10368.723 | 51843.615 | 248849.3519 | 518436.1499 | 622123.3799 | 414748.9199 | 279955.5209 | 248849.3519
2013 | 24949 | Cass County Elec Coop Inc | ND | Cooperative | 52 | 1.164 | 44.6735 | 46 | 1.11 | 41.4414 | 48 | 0.627 | 76.555 | 38641 | 25 | Y | . | . | . | . | . | . | . |  |  | . |  | 6 | 0.054 | 41.4414 | 111.1111 | 111.1111 | 2086.614 | 2086.614 | 5.4% | 9.7967 | 104.3307 | 19.5934 | 260.8267 | 58.7803 | 417.3228 | 97.9672 | 521.6535 | 146.9508 | 417.3228 | 195.9344 | 208.6614 | 293.9015 | 93.8976 | 391.8687 | 62.5984 | 1022.0985 | 5110.4923 | 24530.363 | 51104.9229 | 61325.9074 | 40883.9383 | 27596.6583 | 24530.363
2013 | 25177 | Dakota Electric Association | MN | Cooperative | 41 | 0.57 | 71.9298 | 25 | 0.42 | 59.5238 | 38 | 0.52 | 73.0769 | 102043 | 12.7 | Y | . | . | . | . | . | . | . |  |  | . |  | 16 | 0.15 | 59.5238 | 106.6667 | 106.6667 | 15306.45 | 15306.45 | 15% | 9.4048 | 765.3225 | 18.8097 | 1913.3063 | 56.4291 | 3061.29 | 94.0485 | 3826.6125 | 141.0727 | 3061.29 | 188.097 | 1530.645 | 282.1455 | 688.7903 | 376.194 | 459.1935 | 7197.7428 | 35988.7142 | 172745.8281 | 359887.1418 | 431864.5702 | 287909.7134 | 194339.0566 | 172745.8281
2013 | 25295 | Western Indiana Energy REMC | IN | Cooperative | 238.01 | 1.608 | 148.0162 | 238.01 | . | . | 238 | . | . | 16674 | 69 | N | . | . | . | . | . | . | . |  |  | . |  | 0 |  |  |  | 0 |  | 16674 | 100% | 0 | 833.7 | 0 | 2084.25 | 0 | 3334.8 | 0 | 4168.5 | 0 | 3334.8 | 0 | 1667.4 | 0 | 750.33 | 0 | 500.22 | 0 | 0 | 0 | 0 | 0 | 0 | 0 | 0
2013 | 26510 | Liberty Utilities (Granite State Electric) Corp | NH | Investor Owned | 177.469 | 1.742 | 101.8766 | 177.469 | 1.742 | 101.8766 | 177 | 1.742 | 101.6073 | 41853 | 23 | Y | . | . | . | . | . | . | . |  |  | . |  | 0 | 0 | 101.8766 |  |  | 0 | 0 | 0% |  | 0 |  | 0 |  | 1: 0; 3: 0; 5: 0; 7: 0 | 0 |  | 0
2013 | 26765 | Pella Cooperative Elec Assn | IA | Cooperative | . | . | . | 79 | 0.82 | 96.3415 | . | . | . | 2876 | 12.4 | N | . | . | . | . | . | . | . |  |  | . |  |  |  | 96.3415 |  |  |  | 2876 | 100% |  | 143.8 |  | 359.5 |  | 1: 575.2; 3: 719; 5: 575.2; 7: 287.6 | 129.42 |  | 86.28
2013 | 26916 | Ravalli County Elec Coop, Inc | MT | Cooperative | 222 | 1.87 | 118.7166 | 222 | 1.87 | 118.7166 | 158 | 0.8 | 197.5 | 9851 | 24.9 | N | . | . | . | . | . | . | . |  |  | . |  | 0 | 0 | 118.7166 |  |  | 0 | 0 | 0% |  | 0 |  | 0 |  | 1: 0; 3: 0; 5: 0; 7: 0 | 0 |  | 0
2013 | 26934 | Red Lake Electric Coop, Inc | MN | Cooperative | 120 | 1 | 120 | . | . | . | . | . | . | 5218 | . | N | . | . | . | . | . | . | . |  |  | . | [7 empty] | 5218 | 100% |  | 260.9 |  | 652.25 |  | 1: 1043.6; 3: 1304.5; 5: 1043.6; 7: 521.8 | 234.81 |  | 156.54
2013 | 26939 | Red River Valley Coop Pwr Assn | MN | Cooperative | 30 | . | . | 30 | . | . | 22 | . | . | 4743 | 13 | N | . | . | . | . | . | . | . |  |  | . |  | 0 |  |  |  | 0 |  | 4743 | 100% | 0 | 237.15 | 0 | 592.875 | 0 | 948.6 | 0 | 1185.75 | 0 | 948.6 | 0 | 474.3 | 0 | 213.435 | 0 | 142.29 | 0 | 0 | 0 | 0 | 0 | 0 | 0 | 0
2013 | 27316 | Town of Stowe- (VT) | VT | Municipal | 240 | 1.3 | 184.6154 | 180 | 1.1 | 163.6364 | 240 | 1.3 | 184.6154 | 4009 | 34 | N | . | . | . | . | . | . | . |  |  | . |  | 60 | 0.2 | 163.6364 | 300 | 300 | 801.8 | 801.8 | 20% | 26.4511 | 40.09 | 52.9023 | 100.225 | 158.7068 | 160.36 | 264.5114 | 200.45 | 396.7671 | 160.36 | 529.0228 | 80.18 | 793.5342 | 36.081 | 1058.0456 | 24.054 | 1060.4262 | 5302.1308 | 25450.2278 | 53021.3079 | 63625.5694 | 42417.0463 | 28631.5062 | 25450.2278
2013 | 27422 | Todd-Wadena Electric Coop | MN | Cooperative | 65 | 1.248 | 52.0833 | 65 | 1.248 | 52.0833 | . | . | . | 8368 | . | N | . | . | . | . | . | . | . |  |  | . |  | 0 | 0 | 52.0833 |  |  | 0 | 0 | 0% |  | 0 |  | 0 |  | 1: 0; 3: 0; 5: 0; 7: 0 | 0 |  | 0
2013 | 28604 | Kerrville Public Utility Board | TX | Municipal | . | . | . | . | . | . | . | . | . | . | . |  | 32 | 0.648 | 49.3827 | 32 | 0.648 | 49.3827 | 21969 | N | L | 12.5 | Y | 0 | 0 | 49.3827 |  |  | 0 | 0 | 0% |  | 0 |  | 0 |  | 1: 0; 3: 0; 5: 0; 7: 0 | 0 |  | 0
2013 | 28978 | City of San Marcos - (TX) | TX | Municipal | 13.98 | 0.195 | 71.6923 | . | . | . | . | . | . | 22989 | 13.1 | N | . | . | . | . | . | . | . |  |  | . | [7 empty] | 22989 | 100% |  | 1149.45 |  | 2873.625 |  | 1: 4597.8; 3: 5747.25; 5: 4597.8; 7: 2298.9 | 1034.505 |  | 689.67
2013 | 30517 | Pioneer Electric Coop, Inc - (AL) | AL | Cooperative | . | 3.055 | . | . | 2.553 | . | . | . | . | 12743 | 25 | Y | . | . | . | . | . | . | . |  |  | . |  |  | 0.502 |  |  |  | 6396.986 | 6396.986 | 50.2% |  | 319.8493 |  | 799.6232 |  | 1: 1279.3972; 3: 1599.2465; 5: 1279.3972; 7: 639.6986 | 287.8644 |  | 191.9096
2013 | 31833 | Okefenoke Rural El Member Corp | FL | Cooperative | 159.206 | 1.993 | 79.8826 | 159.206 | 1.993 | 79.8826 | 159.206 | 1.993 | 79.8826 | 5453 | 25 | Y | . | . | . | . | . | . | . |  |  | . |  | 0 | 0 | 79.8826 |  |  | 0 | 0 | 0% |  | 0 |  | 0 |  | 1: 0; 3: 0; 5: 0; 7: 0 | 0 |  | 0
2013 | 31833 | Okefenoke Rural El Member Corp | GA | Cooperative | 159.08 | 2.118 | 75.1086 | 159.08 | 2.118 | 75.1086 | 154.378 | 1.918 | 80.4891 | 28722 | 25 | Y | . | . | . | . | . | . | . |  |  | . |  | 0 | 0 | 75.1086 |  |  | 0 | 0 | 0% |  | 0 |  | 0 |  | 1: 0; 3: 0; 5: 0; 7: 0 | 0 |  | 0
2013 | 38084 | Great Lakes Energy Coop | MI | Cooperative | 340 | 1.85 | 183.7838 | 177 | 1.47 | 120.4082 | . | . | . | 123574 | . | Y | . | . | . | . | . | . | . |  |  | . |  | 163 | 0.38 | 120.4082 | 428.9474 | 428.9474 | 46958.12 | 46958.12 | 38% | 37.8205 | 2347.906 | 75.641 | 5869.765 | 226.9229 | 9391.624 | 378.2049 | 11739.53 | 567.3073 | 9391.624 | 756.4098 | 4695.812 | 1134.6146 | 2113.1154 | 1512.8195 | 1408.7436 | 88798.9508 | 443994.7539 | 2131174.8185 | 4439947.5386 | 5327937.0463 | 3551958.0309 | 2397571.6708 | 2131174.8185
2013 | 40051 | Texas-New Mexico Power Co | TX | Investor Owned | . | . | . | . | . | . | . | . | . | . | . |  | 79 | 0.61 | 129.5082 | 42 | 0.55 | 76.3636 | 229512 | N | F | 59.9 | N | 37 | 0.06 | 76.3636 | 616.6667 | 616.6667 | 13770.72 | 13770.72 | 6% | 54.3718 | 688.536 | 108.7436 | 1721.34 | 326.2307 | 2754.144 | 543.7179 | 3442.68 | 815.5768 | 2754.144 | 1087.4357 | 1377.072 | 1631.1536 | 619.6824 | 2174.8714 | 413.1216 | 37436.9317 | 187184.6583 | 898486.36 | 1871846.5834 | 2246215.9001 | 1497477.2667 | 1010797.155 | 898486.36
2013 | 40165 | Dixie Escalante R E A, Inc | UT | Cooperative | 60.02 | 0.32 | 187.5625 | 48.98 | 0.29 | 168.8965 | . | . | . | 16368 | 34.5 | N | . | . | . | . | . | . | . |  |  | . |  | 11.04 | 0.03 | 168.8966 | 368 | 368 | 491.04 | 491.04 | 3% | 32.4467 | 24.552 | 64.8935 | 61.38 | 194.6804 | 98.208 | 324.4673 | 122.76 | 486.701 | 98.208 | 648.9346 | 49.104 | 973.4019 | 22.0968 | 1297.8692 | 14.7312 | 796.6321 | 3983.1606 | 19119.171 | 39831.6062 | 47797.9274 | 31865.2849 | 21509.0673 | 19119.171
2013 | 40228 | Rappahannock Electric Coop | VA | Cooperative | . | . | . | . | . | . | . | . | . | . | . |  | 1338 | 2.87 | 466.2021 | 112 | 1.19 | 94.1176 | 152750 | N | O | 34.5 | Y | 1226 | 1.68 | 94.1176 | 729.7619 | 1226 | 256620 | 152750 | 100% | 108.097 | 7637.5 | 216.194 | 19093.75 | 648.5819 | 30550 | 1080.9699 | 38187.5 | 1621.4548 | 30550 | 2161.9398 | 15275 | 3242.9096 | 6873.75 | 4323.8795 | 4582.5 | 825590.7421 | 4127953.7105 | 19814177.8104 | 41279537.1051 | 49535444.5261 | 33023629.6841 | 22290950.0367 | 19814177.8104
2013 | 40236 | Forked Deer Electric Coop, Inc | TN | Cooperative | . | . | . | . | . | . | . | . | . | . | . |  | 248.09 | 2.12 | 117.0236 | 248.09 | 2.12 | 117.0236 | 9854 | N | F | 13.2 | Y | 0 | 0 | 117.0236 |  |  | 0 | 0 | 0% |  | 0 |  | 0 |  | 1: 0; 3: 0; 5: 0; 7: 0 | 0 |  | 0
2013 | 40302 | North East Mississippi EPA | MS | Cooperative | . | . | . | . | . | . | . | . | . | . | . |  | 336 | 2.03 | 165.5172 | 198 | 1.57 | 126.1146 | 22135 | N | L | 14.4 | Y | 138 | 0.46 | 126.1146 | 300 | 300 | 10182.1 | 10182.1 | 46% | 26.4511 | 509.105 | 52.9023 | 1272.7625 | 158.7068 | 2036.42 | 264.5114 | 2545.525 | 396.7671 | 2036.42 | 529.0228 | 1018.21 | 793.5342 | 458.1945 | 1058.0456 | 305.463 | 13466.4071 | 67332.0353 | 323193.7693 | 673320.3527 | 807984.4232 | 538656.2821 | 363592.9904 | 323193.7693
2013 | 40304 | Minnesota Valley Coop L&P Assn | MN | Cooperative | 84 | 0.016 | 5250 | 36 | 0.006 | 6000 | 84 | 0.016 | 5250 | 5252 | . | Y | . | . | . | . | . | . | . |  |  | . |  | 48 | 0.01 | 6000 | 4800 | 4800 | 52.52 | 52.52 | 1% | 423.2182 | 2.626 | 846.4364 | 6.565 | 2539.3093 | 10.504 | 4232.1822 | 13.13 | 6348.2733 | 10.504 | 8464.3644 | 5.252 | 12696.5467 | 2.3634 | 16928.7289 | 1.5756 | 1111.3711 | 5556.8553 | 26672.9052 | 55568.5525 | 66682.263 | 44454.842 | 30007.0184 | 26672.9052
2013 | 40437 | Emerald People's Utility Dist | OR | Political Subdivision | 95 | 0.7 | 135.7143 | 95 | 0.7 | 135.7143 | . | . | . | 20593 | 20.8 | N | . | . | . | . | . | . | . |  |  | . |  | 0 | 0 | 135.7143 |  |  | 0 | 0 | 0% |  | 0 |  | 0 |  | 1: 0; 3: 0; 5: 0; 7: 0 | 0 |  | 0
2013 | 40438 | Columbia River Peoples Ut Dist | OR | Political Subdivision | 40.158 | 0.363 | 110.6281 | 40.158 | 0.363 | 110.6281 | 40.158 | 0.363 | 110.6281 | 18612 | 13 | N | . | . | . | . | . | . | . |  |  | . |  | 0 | 0 | 110.6281 |  |  | 0 | 0 | 0% |  | 0 |  | 0 |  | 1: 0; 3: 0; 5: 0; 7: 0 | 0 |  | 0
2013 | 40606 | City of Grand Island - (NE) | NE | Municipal | . | . | . | . | . | . | . | . | . | . | . |  | 6 | 0.839 | 7.1514 | 6 | 0.839 | 7.1514 | 24547 | Y | L | 13.8 | N | 0 | 0 | 7.1514 |  |  | 0 | 0 | 0% |  | 0 |  | 0 |  | 1: 0; 3: 0; 5: 0; 7: 0 | 0 |  | 0
2013 | 44372 | Oncor Electric Delivery Company LLC | TX | Investor Owned | . | . | . | . | . | . | . | . | . | . | . |  | 269 | 1.9 | 141.5789 | 102 | 1.29 | 79.0698 | 3223735 | N | L | 35 | Y | 167 | 0.61 | 79.0698 | 273.7705 | 273.7705 | 1966478.35 | 1966478.35 | 61% | 24.1385 | 98323.9175 | 48.2769 | 245809.7938 | 144.8308 | 393295.67 | 241.3847 | 491619.5875 | 362.0771 | 393295.67 | 482.7694 | 196647.835 | 724.1541 | 88491.5258 | 965.5388 | 58994.3505 | 2373389.0301 | 11866945.1506 | 56961336.723 | 118669451.5062 | 142403341.8075 | 94935561.205 | 64081503.8134 | 56961336.723
2013 | 49986 | Southwest Iowa Rural Elec Coop | IA | Cooperative | 79 | 1.784 | 44.2825 | 62 | 1.614 | 38.4139 | 60 | 0.698 | 85.9599 | 5891 | 12.7 |  | . | . | . | . | . | . | . |  |  | . |  | 17 | 0.17 | 38.4139 | 100 | 100 | 1001.47 | 1001.47 | 17% | 8.817 | 50.0735 | 17.6341 | 125.1838 | 52.9023 | 200.294 | 88.1705 | 250.3675 | 132.2557 | 200.294 | 176.3409 | 100.147 | 264.5114 | 45.0662 | 352.6819 | 30.0441 | 441.5004 | 2207.5018 | 10596.0088 | 22075.0184 | 26490.022 | 17660.0147 | 11920.5099 | 10596.0088
2013 | 54913 | NSTAR Electric Company | MA | Investor Owned | 632.5 | 1.14 | 554.8246 | 82.1 | 0.85 | 96.5882 | 624 | . | . | 1161574 | 34.5 | Y | . | . | . | . | . | . | . |  |  | . |  | 550.4 | 0.29 | 96.5882 | 1897.931 | 1897.931 | 336856.46 | 336856.46 | 29% | 167.3415 | 16842.823 | 334.6829 | 42107.0575 | 1004.0487 | 67371.292 | 1673.4146 | 84214.115 | 2510.1219 | 67371.292 | 3346.8292 | 33685.646 | 5020.2437 | 15158.5407 | 6693.6583 | 10105.6938 | 2818502.5552 | 14092512.7759 | 67644061.3243 | 140925127.759 | 169110153.3108 | 112740102.2072 | 76099568.9899 | 67644061.3243
2013 | 55787 | City of Moreno Valley - (CA) | CA | Municipal | . | . | . | . | . | . | . | . | . | . | . |  | . | . | . | 13 | 0.15 | 86.6667 | 5814 | N | F | 12 | N |  |  | 86.6667 |  |  |  | 5814 | 100% |  | 290.7 |  | 726.75 |  | 1: 1162.8; 3: 1453.5; 5: 1162.8; 7: 581.4 | 261.63 |  | 174.42
2013 | 55936 | Entergy Gulf States - LA LLC | LA | Investor Owned | . | . | . | 111 | 1.09 | 101.8349 | 137 | 1.21 | 113.2231 | 393336 | 34.5 | Y | . | . | . | . | . | . | . |  |  | . |  |  |  | 101.8349 |  |  |  | 393336 | 100% |  | 19666.8 |  | 49167 |  | 1: 78667.2; 3: 98334; 5: 78667.2; 7: 39333.6 | 17700.12 |  | 11800.08
2013 | 55937 | Entergy Texas Inc. | TX | Investor Owned | . | . | . | 144.9 | 1.32 | 109.7727 | 204 | 1.547 | 131.8681 | 418586 | 34.5 | Y | . | . | . | . | . | . | . |  |  | . |  |  |  | 109.7727 |  |  |  | 418586 | 100% |  | 20929.3 |  | 52323.25 |  | 1: 83717.2; 3: 104646.5; 5: 83717.2; 7: 41858.6 | 18836.37 |  | 12557.58
2013 | 55982 | Heart of Texas Electric Coop | TX | Cooperative | 93 | 0.79 | 117.7215 | 60 | 0.61 | 98.3607 | 86 | 0.71 | 121.1268 | 20100 | 24.9 | Y | . | . | . | . | . | . | . |  |  | . |  | 33 | 0.18 | 98.3607 | 183.3333 | 183.3333 | 3618 | 3618 | 18% | 16.1646 | 180.9 | 32.3292 | 452.25 | 96.9875 | 723.6 | 161.6458 | 904.5 | 242.4688 | 723.6 | 323.2917 | 361.8 | 484.9375 | 162.81 | 646.5834 | 108.54 | 2924.1734 | 14620.867 | 70180.1616 | 146208.6701 | 175450.4041 | 116966.9361 | 78952.6819 | 70180.1616
2013 | 56146 | Black Hills/Colorado Elec.Util | CO | Investor Owned | 85.69 | 1.41 | 60.773 | 79.3 | 1.37 | 57.8832 | 78 | 1.07 | 72.8972 | 92246 | 35 | N | . | . | . | . | . | . | . |  |  | . |  | 6.39 | 0.04 | 57.8832 | 159.75 | 159.75 | 3689.84 | 3689.84 | 4% | 14.0852 | 184.492 | 28.1705 | 461.23 | 84.5114 | 737.968 | 140.8523 | 922.46 | 211.2785 | 737.968 | 281.7046 | 368.984 | 422.5569 | 166.0428 | 563.4093 | 110.6952 | 2598.6125 | 12993.0626 | 62366.7005 | 129930.626 | 155916.7512 | 103944.5008 | 70162.538 | 62366.7005
2013 | 56697 | Ameren Illinois Company | IL | Investor Owned | 285 | 1.38 | 206.5217 | 136 | 1.08 | 125.9259 | 284 | 1.37 | 207.2993 | 1232439 | 69 | N | . | . | . | . | . | . | . |  |  | . |  | 149 | 0.3 | 125.9259 | 496.6667 | 496.6667 | 369731.7 | 369731.7 | 30% | 43.7913 | 18486.585 | 87.5827 | 46216.4625 | 262.748 | 73946.34 | 437.9133 | 92432.925 | 656.8699 | 73946.34 | 875.8266 | 36973.17 | 1313.7399 | 16637.9265 | 1751.6532 | 11091.951 | 809552.1425 | 4047760.7127 | 19429251.421 | 40477607.1271 | 48573128.5525 | 32382085.7017 | 21857907.8486 | 19429251.421
2013 | 57483 | Liberty Utilities | CA | Investor Owned | 119 | 1.231 | 96.6694 | 119 | 1.231 | 96.6694 | . | . | . | 43318 | 24.9 | N | . | . | . | . | . | . | . |  |  | . |  | 0 | 0 | 96.6694 |  |  | 0 | 0 | 0% |  | 0 |  | 0 |  | 1: 0; 3: 0; 5: 0; 7: 0 | 0 |  | 0
2013 | 58124 | City of Winter Park - (FL) | FL | Municipal | . | . | . | . | . | . | . | . | . | . | . |  | . | . | . | 66 | 0.08 | 825 | 13991 | Y | L | 12.5 | N |  |  | 825 |  |  |  | 13991 | 100% |  | 699.55 |  | 1748.875 |  | 1: 2798.2; 3: 3497.75; 5: 2798.2; 7: 1399.1 | 629.595 |  | 419.73
2013 | 59013 | PUD No 1 of Jefferson County | WA | Political Subdivision | 72 | 0.77 | 93.5065 | 72 | 0.77 | 93.5065 | 64 | 0.73 | 87.6712 | 18881 | 7.2 | Y | . | . | . | . | . | . | . |  |  | . |  | 0 | 0 | 93.5065 |  |  | 0 | 0 | 0% |  | 0 |  | 0 |  | 1: 0; 3: 0; 5: 0; 7: 0 | 0 |  | 0
2014 | 97 | Adams Electric Coop | IL | Cooperative | 217.8 | 2.473 | 88.0712 | 143.4 | 1.805 | 79.446 | 106.2 | 0.989 | 107.3812 | 8751 | 34.5 | Y | . | . | . | . | . | . | . |  |  | . |  | 74.4 | 0.668 | 79.446 | 111.3772 | 111.3772 | 5845.668 | 5845.668 | 66.8% | 9.8202 | 292.2834 | 19.6404 | 730.7085 | 58.9211 | 1169.1336 | 98.2018 | 1461.417 | 147.3027 | 1169.1336 | 196.4037 | 584.5668 | 294.6055 | 263.0551 | 392.8073 | 175.37 | 2870.2766 | 14351.3828 | 68886.6375 | 143513.8281 | 172216.5937 | 114811.0625 | 77497.4672 | 68886.6375
2014 | 108 | Adams-Columbia Electric Coop | WI | Cooperative | 104.083 | 0.838 | 124.2041 | 63.179 | 0.667 | 94.7211 | 88.874 | 0.585 | 151.9214 | 36152 | 12.5 | Y | . | . | . | . | . | . | . |  |  | . |  | 40.904 | 0.171 | 94.7211 | 239.2047 | 239.2047 | 6181.992 | 6181.992 | 17.1% | 21.0908 | 309.0996 | 42.1816 | 772.749 | 126.5447 | 1236.3984 | 210.9079 | 1545.498 | 316.3618 | 1236.3984 | 421.8157 | 618.1992 | 632.7236 | 278.1896 | 843.6315 | 185.4598 | 6519.1539 | 32595.7695 | 156459.6934 | 325957.6946 | 391149.2336 | 260766.1557 | 176017.1551 | 156459.6934
2014 | 155 | Agralite Electric Coop | MN | Cooperative | 63.3 | 0.7 | 90.4286 | 63.3 | 0.7 | 90.4286 | 61.142 | 0.61 | 100.2328 | 5177 | 12 | N | . | . | . | . | . | . | . |  |  | . |  | 0 | 0 | 90.4286 |  |  | 0 | 0 | 0% |  | 0 |  | 0 |  | 1: 0; 3: 0; 5: 0; 7: 0 | 0 |  | 0
2014 | 162 | Aiken Electric Coop Inc | SC | Cooperative | . | . | . | . | . | . | . | . | . | . | . |  | 2679 | . | . | 77 | . | . | 46022 | N | L | 25 | N | 2602 |  |  |  | 2602 |  | 46022 | 100% | 229.4195 | 2301.1 | 458.8391 | 5752.75 | 1376.5173 | 9204.4 | 2294.1954 | 11505.5 | 3441.2932 | 9204.4 | 4588.3909 | 4602.2 | 6882.5863 | 2070.99 | 9176.7818 | 1380.66 | 527917.3137 | 2639586.5687 | 12670015.5298 | 26395865.687 | 31675038.8244 | 21116692.5496 | 14253767.471 | 12670015.5298
2014 | 195 | Alabama Power Co | AL | Investor Owned | . | . | . | . | . | . | . | . | . | . | . |  | 194.3 | 1.334 | 145.6522 | 117.9 | 1.036 | 113.8031 | 1450784 | N | F | 35 | Y | 76.4 | 0.298 | 113.8031 | 256.3758 | 256.3758 | 432333.632 | 432333.632 | 29.8% | 22.6048 | 21616.6816 | 45.2096 | 54041.704 | 135.6287 | 86466.7264 | 226.0478 | 108083.408 | 339.0716 | 86466.7264 | 452.0955 | 43233.3632 | 678.1433 | 19455.0134 | 904.1911 | 12970.009 | 488640.2539 | 2443201.2697 | 11727366.0943 | 24432012.6965 | 29318415.2359 | 19545610.1572 | 13193286.8561 | 11727366.0943
2014 | 207 | City of Alameda | CA | Municipal | 15.84 | 0.072 | 220 | . | . | . | . | . | . | 34626 | 12 | N | . | . | . | . | . | . | . |  |  | . | [7 empty] | 34626 | 100% |  | 1731.3 |  | 4328.25 |  | 1: 6925.2; 3: 8656.5; 5: 6925.2; 7: 3462.6 | 1558.17 |  | 1038.78
2014 | 213 | Alaska Electric Light&Power Co | AK | Investor Owned | . | . | . | . | . | . | . | . | . | . | . |  | 173 | . | . | . | . | . | 16162 | N | O | 12.5 | N | [6 empty] | 16162 | 100% |  | 808.1 |  | 2020.25 |  | 1: 3232.4; 3: 4040.5; 5: 3232.4; 7: 1616.2 | 727.29 |  | 484.86
2014 | 232 | City of Albemarle - (NC) | NC | Municipal | . | . | . | . | . | . | . | . | . | . | . |  | 50 | 0.51 | 98.0392 | . | . | . | 12500 | N | L | 14.4 | N | [6 empty] | 12500 | 100% |  | 625 |  | 1562.5 |  | 1: 2500; 3: 3125; 5: 2500; 7: 1250 | 562.5 |  | 375
2014 | 240 | Albemarle Electric Member Corp | NC | Cooperative | . | . | . | . | . | . | . | . | . | . | . |  | 984 | 2.2 | 447.2727 | 138 | 0.95 | 145.2632 | 12645 | N | F | 12.5 | Y | 846 | 1.25 | 145.2632 | 676.8 | 846 | 15806.25 | 12645 | 100% | 74.5922 | 632.25 | 149.1844 | 1580.625 | 447.5533 | 2529 | 745.9221 | 3161.25 | 1118.8832 | 2529 | 1491.8442 | 1264.5 | 2237.7663 | 569.025 | 2983.6885 | 379.35 | 47160.9258 | 235804.6289 | 1131862.219 | 2358046.2895 | 2829655.5474 | 1886437.0316 | 1273344.9963 | 1131862.219
2014 | 276 | Alcorn County Elec Power Assn | MS | Cooperative | 36.912 | 0.65 | 56.7877 | . | . | . | . | . | . | 18879 | 13.1 | N | . | . | . | . | . | . | . |  |  | . | [7 empty] | 18879 | 100% |  | 943.95 |  | 2359.875 |  | 1: 3775.8; 3: 4719.75; 5: 3775.8; 7: 1887.9 | 849.555 |  | 566.37
2014 | 295 | City of Alexandria - (MN) | MN | Municipal | . | . | . | . | . | . | . | . | . | . | . |  | 29 | 0.431 | 67.2854 | . | . | . | 9529 | N | L | 13.2 | N | [6 empty] | 9529 | 100% |  | 476.45 |  | 1191.125 |  | 1: 1905.8; 3: 2382.25; 5: 1905.8; 7: 952.9 | 428.805 |  | 285.87
2014 | 305 | Alger-Delta Coop Electric Assn | MI | Cooperative | 750.6 | 1.67 | 449.4611 | 476.2 | 1.44 | 330.6944 | 483.8 | 1.11 | 435.8559 | 9954 | 34.5 | Y | . | . | . | . | . | . | . |  |  | . |  | 274.4 | 0.23 | 330.6944 | 1193.0435 | 1193.0435 | 2289.42 | 2289.42 | 23% | 105.1912 | 114.471 | 210.3824 | 286.1775 | 631.1472 | 457.884 | 1051.912 | 572.355 | 1577.8679 | 457.884 | 2103.8239 | 228.942 | 3155.7359 | 103.0239 | 4207.6478 | 68.6826 | 12041.3414 | 60206.7068 | 288992.1928 | 602067.0683 | 722480.482 | 481653.6547 | 325116.2169 | 288992.1928
2014 | 329 | Allamakee-Clayton El Coop, Inc | IA | Cooperative | 97.11 | 0.678 | 143.2301 | 97.11 | 0.678 | 143.2301 | 97.11 | 0.678 | 143.2301 | 9014 | 12.5 | Y | . | . | . | . | . | . | . |  |  | . |  | 0 | 0 | 143.2301 |  |  | 0 | 0 | 0% |  | 0 |  | 0 |  | 1: 0; 3: 0; 5: 0; 7: 0 | 0 |  | 0
2014 | 392 | Alpena Power Co | MI | Investor Owned | . | . | . | . | . | . | . | . | . | . | . |  | 146 | 1 | 146 | 64 | 0.6 | 106.6667 | 16360 | N | L | 13.2 | N | 82 | 0.4 | 106.6667 | 205 | 205 | 6544 | 6544 | 40% | 18.0749 | 327.2 | 36.1499 | 818 | 108.4497 | 1308.8 | 180.7494 | 1636 | 271.1242 | 1308.8 | 361.4989 | 654.4 | 542.2483 | 294.48 | 722.9978 | 196.32 | 5914.122 | 29570.6098 | 141938.9273 | 295706.0985 | 354847.3181 | 236564.8788 | 159681.2932 | 141938.9273
2014 | 407 | Altamaha Electric Member Corp | GA | Cooperative | 220.2 | 1.84 | 119.6739 | 50.5 | 0.9 | 56.1111 | . | . | . | 20122 | 25 | N | . | . | . | . | . | . | . |  |  | . |  | 169.7 | 0.94 | 56.1111 | 180.5319 | 180.5319 | 18914.68 | 18914.68 | 94% | 15.9176 | 945.734 | 31.8352 | 2364.335 | 95.5055 | 3782.936 | 159.1758 | 4728.67 | 238.7637 | 3782.936 | 318.3517 | 1891.468 | 477.5275 | 851.1606 | 636.7033 | 567.4404 | 15053.799 | 75268.9949 | 361291.1753 | 752689.9486 | 903227.9383 | 602151.9589 | 406452.5722 | 361291.1753
2014 | 554 | City of Ames - (IA) | IA | Municipal | 63.55 | 0.52 | 122.2115 | 63.55 | 0.52 | 122.2115 | 63.55 | 0.52 | 122.2115 | 24976 | 13.8 | Y | . | . | . | . | . | . | . |  |  | . |  | 0 | 0 | 122.2115 |  |  | 0 | 0 | 0% |  | 0 |  | 0 |  | 1: 0; 3: 0; 5: 0; 7: 0 | 0 |  | 0
2014 | 562 | Amicalola Electric Member Corp | GA | Cooperative | 549.7 | 3.1 | 177.3226 | 355.6 | 2.6 | 136.7692 | 533.3 | 3.1 | 172.0323 | 46730 | 25 | N | . | . | . | . | . | . | . |  |  | . |  | 194.1 | 0.5 | 136.7692 | 388.2 | 388.2 | 23365 | 23365 | 50% | 34.2278 | 1168.25 | 68.4555 | 2920.625 | 205.3666 | 4673 | 342.2777 | 5841.25 | 513.4166 | 4673 | 684.5555 | 2336.5 | 1026.8332 | 1051.425 | 1369.1109 | 700.95 | 39986.5966 | 199932.9831 | 959678.3189 | 1999329.831 | 2399195.7972 | 1599463.8648 | 1079638.1087 | 959678.3189
2014 | 590 | City of Anaheim - (CA) | CA | Municipal | 48.5 | 0.8 | 60.625 | 48.5 | 0.8 | 60.625 | 48.5 | 0.8 | 60.625 | 115666 | 12 | Y | . | . | . | . | . | . | . |  |  | . |  | 0 | 0 | 60.625 |  |  | 0 | 0 | 0% |  | 0 |  | 0 |  | 1: 0; 3: 0; 5: 0; 7: 0 | 0 |  | 0
2014 | 599 | Anchorage Municipal Light and Power | AK | Municipal | 82 | 0.7 | 117.1429 | 82 | 0.7 | 117.1429 | . | . | . | 30789 | 35 | N | . | . | . | . | . | . | . |  |  | . |  | 0 | 0 | 117.1429 |  |  | 0 | 0 | 0% |  | 0 |  | 0 |  | 1: 0; 3: 0; 5: 0; 7: 0 | 0 |  | 0
2014 | 636 | City of Anderson - (IN) | IN | Municipal | 169.63 | 1.3 | 130.4846 | 169.63 | 1.3 | 130.4846 | 169.63 | 1.3 | 130.4846 | 33239 | 13.2 | Y | . | . | . | . | . | . | . |  |  | . |  | 0 | 0 | 130.4846 |  |  | 0 | 0 | 0% |  | 0 |  | 0 |  | 1: 0; 3: 0; 5: 0; 7: 0 | 0 |  | 0
2014 | 689 | Connexus Energy | MN | Cooperative | 37.059 | 0.427 | 86.7892 | 23.421 | 0.355 | 65.9746 | 36.626 | 0.369 | 99.2575 | 128362 | 12.5 | Y | . | . | . | . | . | . | . |  |  | . |  | 13.638 | 0.072 | 65.9746 | 189.4167 | 189.4167 | 9242.064 | 9242.064 | 7.2% | 16.701 | 462.1032 | 33.4019 | 1155.258 | 100.2057 | 1848.4128 | 167.0096 | 2310.516 | 250.5143 | 1848.4128 | 334.0191 | 924.2064 | 501.0287 | 415.8929 | 668.0382 | 277.2619 | 7717.5648 | 38587.8242 | 185221.556 | 385878.2416 | 463053.8899 | 308702.5933 | 208374.2505 | 185221.556
2014 | 691 | City of Anoka | MN | Municipal | . | . | . | . | . | . | . | . | . | . | . |  | 32 | 1.3 | 24.6154 | 24 | 0.4 | 60 | 11895 | N | F | 12.5 | N | 8 | 0.9 | 60 | 8.8889 | 8.8889 | 10705.5 | 10705.5 | 90% | 0.78374 | 535.275 | 1.5675 | 1338.1875 | 4.7024 | 2141.1 | 7.8374 | 2676.375 | 11.7561 | 2141.1 | 15.6747 | 1070.55 | 23.5121 | 481.7475 | 31.3495 | 321.165 | 419.5151 | 2097.5753 | 10068.3615 | 20975.7531 | 25170.9037 | 16780.6025 | 11326.9067 | 10068.3615
2014 | 694 | Anza Electric Coop Inc | CA | Cooperative | . | . | . | . | . | . | . | . | . | . | . |  | 388.44 | 6.4 | 60.6938 | 388.44 | 6.4 | 60.6938 | 4521 | N | F | 14 | N | 0 | 0 | 60.6938 |  |  | 0 | 0 | 0% |  | 0 |  | 0 |  | 1: 0; 3: 0; 5: 0; 7: 0 | 0 |  | 0
2014 | 727 | Appalachian Electric Coop | TN | Cooperative | . | . | . | . | . | . | . | . | . | . | . |  | 148.5 | 2.14 | 69.3925 | 99.6 | . | . | 45251 | N | O | 13.2 | N | 48.9 |  |  |  | 48.9 |  | 45251 | 100% | 4.3115 | 2262.55 | 8.6231 | 5656.375 | 25.8692 | 9050.2 | 43.1154 | 11312.75 | 64.673 | 9050.2 | 86.2307 | 4525.1 | 129.3461 | 2036.295 | 172.4614 | 1357.53 | 9755.065 | 48775.3248 | 234121.5589 | 487753.2476 | 585303.8971 | 390202.5981 | 263386.7537 | 234121.5589
2014 | 733 | Appalachian Power Co | VA | Investor Owned | 363 | 1.705 | 212.9032 | 334.2 | 1.668 | 200.3597 | 340.7 | 1.561 | 218.2575 | 524605 | 35 | Y | . | . | . | . | . | . | . |  |  | . |  | 28.8 | 0.037 | 200.3597 | 778.3784 | 778.3784 | 19410.385 | 19410.385 | 3.7% | 68.63 | 970.5193 | 137.26 | 2426.2981 | 411.7799 | 3882.077 | 686.2998 | 4852.5963 | 1029.4497 | 3882.077 | 1372.5996 | 1941.0385 | 2058.8995 | 873.4673 | 2745.1993 | 582.3116 | 66606.7186 | 333033.5929 | 1598561.2461 | 3330335.9295 | 3996403.1154 | 2664268.7436 | 1798381.4019 | 1598561.2461
2014 | 733 | Appalachian Power Co | WV | Investor Owned | 818.8 | 2.891 | 283.2238 | 640.8 | 2.727 | 234.9835 | 749.8 | 2.58 | 290.6202 | 431544 | 35 | Y | . | . | . | . | . | . | . |  |  | . |  | 178 | 0.164 | 234.9835 | 1085.3659 | 1085.3659 | 70773.216 | 70773.216 | 16.4% | 95.6972 | 3538.6608 | 191.3944 | 8846.652 | 574.1833 | 14154.6432 | 956.9721 | 17693.304 | 1435.4581 | 14154.6432 | 1913.9442 | 7077.3216 | 2870.9163 | 3184.7947 | 3827.8884 | 2123.1965 | 338639.9647 | 1693199.8237 | 8127359.1536 | 16931998.2366 | 20318397.8839 | 13545598.5893 | 9143279.0478 | 8127359.1536
2014 | 803 | Arizona Public Service Co | AZ | Investor Owned | 111 | 0.91 | 121.978 | 79 | 0.79 | 100 | 105 | 0.85 | 123.5294 | 1172231 | 69 | N | . | . | . | . | . | . | . |  |  | . |  | 32 | 0.12 | 100 | 266.6667 | 266.6667 | 140667.72 | 140667.72 | 12% | 23.5121 | 7033.386 | 47.0242 | 17583.465 | 141.0727 | 28133.544 | 235.1212 | 35166.93 | 352.6819 | 28133.544 | 470.2425 | 14066.772 | 705.3637 | 6330.0474 | 940.4849 | 4220.0316 | 165369.8398 | 826849.1991 | 3968876.1558 | 8268491.9912 | 9922190.3894 | 6614793.5929 | 4464985.6752 | 3968876.1558
2014 | 814 | Entergy Arkansas Inc | AR | Investor Owned | . | . | . | 260.7 | 1.717 | 151.8346 | 785.9 | 2.599 | 302.3855 | 710625 | 34.5 | Y | . | . | . | . | . | . | . |  |  | . |  |  |  | 151.8346 |  |  |  | 710625 | 100% |  | 35531.25 |  | 88828.125 |  | 1: 142125; 3: 177656.25; 5: 142125; 7: 71062.5 | 31978.125 |  | 21318.75
2014 | 963 | Atlantic City Electric Co | NJ | Investor Owned | 123 | 1.2 | 102.5 | 123 | 1.2 | 102.5 | 123 | 1.2 | 102.5 | 539432 | 69 | Y | . | . | . | . | . | . | . |  |  | . |  | 0 | 0 | 102.5 |  |  | 0 | 0 | 0% |  | 0 |  | 0 |  | 1: 0; 3: 0; 5: 0; 7: 0 | 0 |  | 0
2014 | 1009 | City of Austin - (MN) | MN | Municipal | 17.768 | 0.608 | 29.2237 | . | . | . | . | . | . | 12352 | 13.8 | N | . | . | . | . | . | . | . |  |  | . | [7 empty] | 12352 | 100% |  | 617.6 |  | 1544 |  | 1: 2470.4; 3: 3088; 5: 2470.4; 7: 1235.2 | 555.84 |  | 370.56
2014 | 1015 | Austin Energy | TX | Municipal | 73.26 | 0.78 | 93.9231 | 50.09 | 0.66 | 75.8939 | 72.26 | 0.72 | 100.3611 | 432000 | 35 | Y | . | . | . | . | . | . | . |  |  | . |  | 23.17 | 0.12 | 75.8939 | 193.0833 | 193.0833 | 51840 | 51840 | 12% | 17.0242 | 2592 | 34.0485 | 6480 | 102.1455 | 10368 | 170.2425 | 12960 | 255.3637 | 10368 | 340.4849 | 5184 | 510.7274 | 2332.8 | 680.9699 | 1555.2 | 44126.8479 | 220634.2395 | 1059044.3497 | 2206342.3953 | 2647610.8744 | 1765073.9162 | 1191424.8935 | 1059044.3497
2014 | 1050 | City of Azusa | CA | Municipal | . | . | . | 11.754 | 0.08 | 146.925 | . | . | . | 16546 | 12.5 | N | . | . | . | . | . | . | . |  |  | . |  |  |  | 146.925 |  |  |  | 16546 | 100% |  | 827.3 |  | 2068.25 |  | 1: 3309.2; 3: 4136.5; 5: 3309.2; 7: 1654.6 | 744.57 |  | 496.38
2014 | 1062 | BARC Electric Coop Inc | VA | Cooperative | 471.65 | 2.705 | 174.3623 | 118.35 | 1.704 | 69.4542 | 418.768 | 2.57 | 162.9447 | 12669 | 25 | Y | . | . | . | . | . | . | . |  |  | . |  | 353.3 | 1.001 | 69.4542 | 352.9471 | 353.3 | 12681.669 | 12669 | 100% | 31.1506 | 633.45 | 62.3012 | 1583.625 | 186.9037 | 2533.8 | 311.5062 | 3167.25 | 467.2594 | 2533.8 | 623.0125 | 1266.9 | 934.5187 | 570.105 | 1246.025 | 380.07 | 19732.3631 | 98661.8156 | 473576.7148 | 986618.1558 | 1183941.7869 | 789294.5246 | 532773.8041 | 473576.7148
2014 | 1149 | Baldwin County El Member Corp | AL | Cooperative | 99.728 | 1.3 | 76.7138 | 67.89 | 1.13 | 60.0796 | 98.651 | 1.18 | 83.6025 | 69738 | 12.5 | Y | . | . | . | . | . | . | . |  |  | . |  | 31.838 | 0.17 | 60.0796 | 187.2824 | 187.2824 | 11855.46 | 11855.46 | 17% | 16.5128 | 592.773 | 33.0255 | 1481.9325 | 99.0766 | 2371.092 | 165.1277 | 2963.865 | 247.6916 | 2371.092 | 330.2554 | 1185.546 | 495.3832 | 533.4957 | 660.5109 | 355.6638 | 9788.3252 | 48941.6262 | 234919.806 | 489416.2625 | 587299.5149 | 391533.01 | 264284.7817 | 234919.806
2014 | 1167 | Baltimore Gas & Electric Co | MD | Investor Owned | 223 | 1.01 | 220.7921 | 71 | 0.77 | 92.2078 | 223 | 1.01 | 220.7921 | 1245225 | 34.5 | Y | . | . | . | . | . | . | . |  |  | . |  | 152 | 0.24 | 92.2078 | 633.3333 | 633.3333 | 298854 | 298854 | 24% | 55.8413 | 14942.7 | 111.6826 | 37356.75 | 335.0478 | 59770.8 | 558.4129 | 74713.5 | 837.6194 | 59770.8 | 1116.8259 | 29885.4 | 1675.2388 | 13448.43 | 2233.6517 | 8965.62 | 834419.6914 | 4172098.457 | 20026072.5937 | 41720984.5702 | 50065181.4842 | 33376787.6561 | 22529331.6679 | 20026072.5937
2014 | 1175 | Bandera Electric Coop, Inc | TX | Cooperative | . | . | . | . | . | . | . | . | . | . | . |  | 52 | 0.444 | 117.1171 | . | . | . | 33077 | N | F | 24 | Y | [6 empty] | 33077 | 100% |  | 1653.85 |  | 4134.625 |  | 1: 6615.4; 3: 8269.25; 5: 6615.4; 7: 3307.7 | 1488.465 |  | 992.31
2014 | 1179 | Emera Maine | ME | Investor Owned | 2155 | 3.919 | 549.8852 | 354 | 2.673 | 132.4355 | 2155 | 3.919 | 549.8852 | 156265 | 35 | Y | . | . | . | . | . | . | . |  |  | . |  | 1801 | 1.246 | 132.4355 | 1445.4254 | 1801 | 194706.19 | 156265 | 100% | 158.795 | 7813.25 | 317.59 | 19533.125 | 952.77 | 31253 | 1587.95 | 39066.25 | 2381.9251 | 31253 | 3175.9001 | 15626.5 | 4763.8501 | 7031.925 | 6351.8001 | 4687.95 | 1240705.0625 | 6203525.3123 | 29776921.4989 | 62035253.1227 | 74442303.7472 | 49628202.4982 | 33499036.6863 | 29776921.4989
2014 | 1181 | City of Bangor - (WI) | WI | Municipal | 53 | 0.6 | 88.3333 | . | . | . | . | . | . | 1875 | 12.5 | N | . | . | . | . | . | . | . |  |  | . | [7 empty] | 1875 | 100% |  | 93.75 |  | 234.375 |  | 1: 375; 3: 468.75; 5: 375; 7: 187.5 | 84.375 |  | 56.25
2014 | 1233 | City of Barnesville - (MN) | MN | Municipal | . | . | . | . | . | . | . | . | . | . | . |  | 27.034 | 0.186 | 145.3441 | . | . | . | 1300 | Y | F | 2.4 | N | [6 empty] | 1300 | 100% |  | 65 |  | 162.5 |  | 1: 260; 3: 325; 5: 260; 7: 130 | 58.5 |  | 39
2014 | 1251 | Barron Electric Coop | WI | Cooperative | 439.02 | 2.268 | 193.5714 | 165.06 | 1.466 | 112.5921 | 439.02 | 1.918 | 228.8947 | 18154 | 12.5 | Y | . | . | . | . | . | . | . |  |  | . |  | 273.96 | 0.802 | 112.5921 | 341.596 | 341.596 | 14559.508 | 14559.508 | 80.2% | 30.1187 | 727.9754 | 60.2374 | 1819.9385 | 180.7121 | 2911.9016 | 301.1868 | 3639.877 | 451.7802 | 2911.9016 | 602.3736 | 1455.9508 | 903.5603 | 655.1779 | 1204.7471 | 436.7852 | 21925.6569 | 109628.2845 | 526215.7656 | 1096282.845 | 1315539.414 | 877026.276 | 591992.7363 | 526215.7656
2014 | 1273 | Bartlett Electric Coop, Inc | TX | Cooperative | 94.33 | 1.367 | 69.0051 | 62.22 | 0.987 | 63.0395 | 50.93 | 0.726 | 70.1515 | 11079 | 24.9 | N | . | . | . | . | . | . | . |  |  | . |  | 32.11 | 0.38 | 63.0395 | 84.5 | 84.5 | 4210.02 | 4210.02 | 38% | 7.4504 | 210.501 | 14.9008 | 526.2525 | 44.7024 | 842.004 | 74.504 | 1052.505 | 111.7561 | 842.004 | 149.0081 | 421.002 | 223.5121 | 189.4509 | 298.0162 | 126.3006 | 1568.3175 | 7841.5876 | 37639.6204 | 78415.8758 | 94099.051 | 62732.7007 | 42344.5729 | 37639.6204
2014 | 1283 | Bartholomew County Rural E M C | IN | Cooperative | 348.28 | 2.1 | 165.8476 | 191.99 | 1.26 | 152.373 | 348.28 | 2.1 | 165.8476 | 11051 | 12 | Y | . | . | . | . | . | . | . |  |  | . |  | 156.29 | 0.84 | 152.373 | 186.0595 | 186.0595 | 9282.84 | 9282.84 | 84% | 16.405 | 464.142 | 32.8099 | 1160.355 | 98.4297 | 1856.568 | 164.0495 | 2320.71 | 246.0743 | 1856.568 | 328.0991 | 928.284 | 492.1486 | 417.7278 | 656.1982 | 278.4852 | 7614.2283 | 38071.1416 | 182741.4796 | 380711.4159 | 456853.699 | 304569.1327 | 205584.1646 | 182741.4796
2014 | 1300 | City of Bartow - (FL) | FL | Municipal | . | . | . | . | . | . | . | . | . | . | . |  | 61 | 0.57 | 107.0175 | . | . | . | 11263 | N | L | 35 | N | [6 empty] | 11263 | 100% |  | 563.15 |  | 1407.875 |  | 1: 2252.6; 3: 2815.75; 5: 2252.6; 7: 1126.3 | 506.835 |  | 337.89
2014 | 1325 | City of Batavia - (IL) | IL | Municipal | 88.191 | 1.279 | 68.9531 | 27.45 | 0.525 | 52.2857 | 88.191 | 1.279 | 68.9531 | 10888 | 34.5 | N | . | . | . | . | . | . | . |  |  | . |  | 60.741 | 0.754 | 52.2857 | 80.5584 | 80.5584 | 8209.552 | 8209.552 | 75.4% | 7.1029 | 410.4776 | 14.2057 | 1026.194 | 42.6172 | 1641.9104 | 71.0287 | 2052.388 | 106.543 | 1641.9104 | 142.0573 | 820.9552 | 213.086 | 369.4298 | 284.1147 | 246.2866 | 2915.568 | 14577.84 | 69973.632 | 145778.4 | 174934.08 | 116622.72 | 78720.336 | 69973.632
2014 | 1458 | Beauregard Electric Coop, Inc | LA | Cooperative | . | . | . | . | . | . | . | . | . | . | . |  | 456.6 | 3.88 | 117.6804 | 241.8 | 1.87 | 129.3048 | 41225 | N | F | 24.9 | Y | 214.8 | 2.01 | 129.3048 | 106.8657 | 214.8 | 82862.25 | 41225 | 100% | 18.939 | 2061.25 | 37.878 | 5153.125 | 113.6341 | 8245 | 189.3902 | 10306.25 | 284.0852 | 8245 | 378.7803 | 4122.5 | 568.1705 | 1855.125 | 757.5606 | 1236.75 | 39038.0456 | 195190.2278 | 936913.0933 | 1951902.2777 | 2342282.7333 | 1561521.8222 | 1054027.23 | 936913.0933
2014 | 1529 | Beltrami Electric Coop, Inc | MN | Cooperative | 133.08 | 1.28 | 103.9688 | 108.19 | 1.18 | 91.6864 | 127.38 | 1.02 | 124.8824 | 20484 | 12.5 | Y | . | . | . | . | . | . | . |  |  | . |  | 24.89 | 0.1 | 91.6864 | 248.9 | 248.9 | 2048.4 | 2048.4 | 10% | 21.9456 | 102.42 | 43.8913 | 256.05 | 131.6738 | 409.68 | 219.4563 | 512.1 | 329.1844 | 409.68 | 438.9126 | 204.84 | 658.3688 | 92.178 | 877.8251 | 61.452 | 2247.6712 | 11238.3562 | 53944.1098 | 112383.5621 | 134860.2745 | 89906.8497 | 60687.1235 | 53944.1098
2014 | 1579 | PUD No 1 of Benton County | WA | Political Subdivision | 28.7 | 0.26 | 110.3846 | 21.9 | 0.21 | 104.2857 | . | . | . | 49933 | 15 | Y | . | . | . | . | . | . | . |  |  | . |  | 6.8 | 0.05 | 104.2857 | 136 | 136 | 2496.65 | 2496.65 | 5% | 11.9912 | 124.8325 | 23.9824 | 312.0813 | 71.9471 | 499.33 | 119.9118 | 624.1625 | 179.8677 | 499.33 | 239.8237 | 249.665 | 359.7355 | 112.3492 | 479.6473 | 74.8995 | 1496.8893 | 7484.4467 | 35925.3443 | 74844.4673 | 89813.3608 | 59875.5738 | 40416.0123 | 35925.3443
2014 | 1591 | Big Country Electric Coop, Inc | TX | Cooperative | . | . | . | . | . | . | . | . | . | . | . |  | 173 | . | . | . | . | . | 12856 | N | L | 69 | Y | [6 empty] | 12856 | 100% |  | 642.8 |  | 1607 |  | 1: 2571.2; 3: 3214; 5: 2571.2; 7: 1285.6 | 578.52 |  | 385.68
2014 | 1613 | Berkeley Electric Coop Inc | SC | Cooperative | 1352.1 | 3.48 | 388.5345 | 160 | 2.08 | 76.9231 | 1350.6 | 3.35 | 403.1642 | 87810 | 25 | Y | . | . | . | . | . | . | . |  |  | . |  | 1192.1 | 1.4 | 76.9231 | 851.5 | 1192.1 | 122934 | 87810 | 100% | 105.108 | 4390.5 | 210.216 | 10976.25 | 630.6481 | 17562 | 1051.0801 | 21952.5 | 1576.6201 | 17562 | 2102.1602 | 8781 | 3153.2403 | 3951.45 | 4204.3204 | 2634.3 | 461476.7127 | 2307383.5636 | 11075441.1051 | 23073835.6356 | 27688602.7627 | 18459068.5084 | 12459871.2432 | 11075441.1051
2014 | 1625 | Benton Rural Electric Assn | WA | Cooperative | . | . | . | . | . | . | . | . | . | . | . |  | 57 | 1.4 | 40.7143 | . | . | . | 15591 | N | L | 34.5 | N | [6 empty] | 15591 | 100% |  | 779.55 |  | 1948.875 |  | 1: 3118.2; 3: 3897.75; 5: 3118.2; 7: 1559.1 | 701.595 |  | 467.73
2014 | 1675 | Big Horn Rural Electric Co | WY | Cooperative | 147.07 | 1.02 | 144.1863 | . | . | . | . | . | . | 3787 | 7.2 | N | . | . | . | . | . | . | . |  |  | . | [7 empty] | 3787 | 100% |  | 189.35 |  | 473.375 |  | 1: 757.4; 3: 946.75; 5: 757.4; 7: 378.7 | 170.415 |  | 113.61
2014 | 1708 | Big Sandy Rural Elec Coop Corp | KY | Cooperative | 287.6 | 2.2 | 130.7273 | 196.5 | 1.9 | 103.421 | 274.2 | 2.1 | 130.5714 | 13000 | 7.6 | N | . | . | . | . | . | . | . |  |  | . |  | 91.1 | 0.3 | 103.4211 | 303.6667 | 303.6667 | 3900 | 3900 | 30% | 26.7744 | 195 | 53.5489 | 487.5 | 160.6466 | 780 | 267.7443 | 975 | 401.6165 | 780 | 535.4886 | 390 | 803.2329 | 175.5 | 1070.9772 | 117 | 5221.014 | 26105.0698 | 125304.335 | 261050.698 | 313260.8376 | 208840.5584 | 140967.3769 | 125304.335
2014 | 1723 | Big Bend Electric Coop, Inc | WA | Cooperative | . | . | . | . | . | . | . | . | . | . | . |  | 164 | 1.2 | 136.6667 | 109 | 0.98 | 111.2245 | 8833 | N | O | 24.9 | N | 55 | 0.22 | 111.2245 | 250 | 250 | 1943.26 | 1943.26 | 22% | 22.0426 | 97.163 | 44.0852 | 242.9075 | 132.2557 | 388.652 | 220.4262 | 485.815 | 330.6392 | 388.652 | 440.8523 | 194.326 | 661.2785 | 87.4467 | 881.7046 | 58.2978 | 2141.7267 | 10708.6334 | 51401.4401 | 107086.3336 | 128503.6003 | 85669.0669 | 57826.6201 | 51401.4401
2014 | 1763 | Black River Electric Coop, Inc - (SC) | SC | Cooperative | . | . | . | . | . | . | . | . | . | . | . |  | 817 | 1.23 | 664.2276 | 45 | 0.58 | 77.5862 | 31814 | N | L | 12.5 | N | 772 | 0.65 | 77.5862 | 1187.6923 | 1187.6923 | 20679.1 | 20679.1 | 65% | 104.7194 | 1033.955 | 209.4388 | 2584.8875 | 628.3163 | 4135.82 | 1047.1938 | 5169.775 | 1570.7907 | 4135.82 | 2094.3876 | 2067.91 | 3141.5814 | 930.5595 | 4188.7752 | 620.373 | 108275.1271 | 541375.6356 | 2598603.0507 | 5413756.3556 | 6496507.6267 | 4331005.0845 | 2923428.432 | 2598603.0507
2014 | 1886 | Blue Grass Energy Coop Corp | KY | Cooperative | 257.8 | 1.54 | 167.4026 | 122.9 | 1.22 | 100.7377 | 183.23 | 1.22 | 150.1885 | 55614 | 25 | Y | . | . | . | . | . | . | . |  |  | . |  | 134.9 | 0.32 | 100.7377 | 421.5625 | 421.5625 | 17796.48 | 17796.48 | 32% | 37.1694 | 889.824 | 74.3387 | 2224.56 | 223.0162 | 3559.296 | 371.6936 | 4449.12 | 557.5404 | 3559.296 | 743.3872 | 1779.648 | 1115.0808 | 800.8416 | 1486.7744 | 533.8944 | 33074.1893 | 165370.9464 | 793780.5425 | 1653709.4636 | 1984451.3564 | 1322967.5709 | 893003.1104 | 793780.5425
2014 | 1889 | Blue Ridge Elec Member Corp - (NC) | NC | Cooperative | 79.5 | 0.97 | 81.9588 | 65.5 | 0.95 | 68.9474 | 79.5 | 0.97 | 81.9588 | 73660 | 15 | Y | . | . | . | . | . | . | . |  |  | . |  | 14 | 0.02 | 68.9474 | 700 | 700 | 1473.2 | 1473.2 | 2% | 61.7193 | 73.66 | 123.4386 | 184.15 | 370.3159 | 294.64 | 617.1932 | 368.3 | 925.7899 | 294.64 | 1234.3865 | 147.32 | 1851.5797 | 66.294 | 2468.773 | 44.196 | 4546.2454 | 22731.227 | 109109.8898 | 227312.2704 | 272774.7245 | 181849.8163 | 122748.626 | 109109.8898
2014 | 1890 | Blue Ridge Electric Coop Inc - (SC) | SC | Cooperative | 115.82 | . | . | 113.65 | . | . | 103.11 | . | . | 63819 | 7.2 | N | . | . | . | . | . | . | . |  |  | . |  | 2.17 |  |  |  | 2.17 |  | 63819 | 100% | 0.19133 | 3190.95 | 0.38266 | 7977.375 | 1.148 | 12763.8 | 1.9133 | 15954.75 | 2.8699 | 12763.8 | 3.8266 | 6381.9 | 5.7399 | 2871.855 | 7.6532 | 1914.57 | 610.5242 | 3052.6208 | 14652.5798 | 30526.2079 | 36631.4495 | 24420.9663 | 16484.1523 | 14652.5798
2014 | 1892 | Bluebonnet Electric Coop, Inc | TX | Cooperative | . | . | . | . | . | . | . | . | . | . | . |  | 121.8 | 1.29 | 94.4186 | . | . | . | 86882 | N | L | 24.9 | Y | [6 empty] | 86882 | 100% |  | 4344.1 |  | 10860.25 |  | 1: 17376.4; 3: 21720.5; 5: 17376.4; 7: 8688.2 | 3909.69 |  | 2606.46
2014 | 1898 | Bon Homme Yankton El Assn, Inc | SD | Cooperative | 122.53 | 1.81 | 67.6961 | . | . | . | . | . | . | 3600 | 12.5 | Y | . | . | . | . | . | . | . |  |  | . | [7 empty] | 3600 | 100% |  | 180 |  | 450 |  | 1: 720; 3: 900; 5: 720; 7: 360 | 162 |  | 108
2014 | 1936 | Bolivar Energy Authority | TN | Municipal | 174.819 | 1.688 | 103.5658 | 44.464 | . | . | . | . | . | 11059 | 12.5 | N | . | . | . | . | . | . | . |  |  | . |  | 130.355 |  |  |  | 130.355 |  | 11059 | 100% | 11.4935 | 552.95 | 22.9869 | 1382.375 | 68.9608 | 2211.8 | 114.9346 | 2764.75 | 172.4019 | 2211.8 | 229.8692 | 1105.9 | 344.8038 | 497.655 | 459.7384 | 331.77 | 6355.3091 | 31776.5454 | 152527.4181 | 317765.4544 | 381318.5453 | 254212.3636 | 171593.3454 | 152527.4181
2014 | 2001 | Boone Electric Coop | MO | Cooperative | 121.03 | 0.96 | 126.0729 | 52.29 | 0.66 | 79.2273 | 121.03 | 0.96 | 126.0729 | 30754 | 13.2 | N | . | . | . | . | . | . | . |  |  | . |  | 68.74 | 0.3 | 79.2273 | 229.1333 | 229.1333 | 9226.2 | 9226.2 | 30% | 20.2028 | 461.31 | 40.4056 | 1153.275 | 121.2168 | 1845.24 | 202.0279 | 2306.55 | 303.0419 | 1845.24 | 404.0558 | 922.62 | 606.0838 | 415.179 | 808.1117 | 276.786 | 9319.75 | 46598.75 | 223674.0002 | 465987.5004 | 559185.0004 | 372790.0003 | 251633.2502 | 223674.0002
2014 | 2049 | Bowie-Cass Electric Coop, Inc | TX | Cooperative | . | . | . | . | . | . | . | . | . | . | . |  | 958 | . | . | 439 | . | . | 35950 | N | O | 12.5 | Y | 519 |  |  |  | 519 |  | 35950 | 100% | 45.7605 | 1797.5 | 91.5209 | 4493.75 | 274.5628 | 7190 | 457.6047 | 8987.5 | 686.4071 | 7190 | 915.2094 | 3595 | 1372.8141 | 1617.75 | 1830.4188 | 1078.5 | 82254.4453 | 411272.2263 | 1974106.6863 | 4112722.263 | 4935266.7157 | 3290177.8104 | 2220870.022 | 1974106.6863
2014 | 2054 | City of Bowling Green - (OH) | OH | Municipal | 6489.888 | 0.803 | 8082.0523 | . | 0.021 | . | . | . | . | 14643 | 12.5 | N | . | . | . | . | . | . | . |  |  | . |  |  | 0.782 |  |  |  | 11450.826 | 11450.826 | 78.2% |  | 572.5413 |  | 1431.3532 |  | 1: 2290.1652; 3: 2862.7065; 5: 2290.1652; 7: 1145.0826 | 515.2872 |  | 343.5248
2014 | 2056 | City of Bowling Green - (KY) | KY | Municipal | . | . | . | . | . | . | . | . | . | . | . |  | 69.98 | 1.34 | 52.2239 | 69.98 | 1.34 | 52.2239 | 28981 | N | L | 12.5 | N | 0 | 0 | 52.2239 |  |  | 0 | 0 | 0% |  | 0 |  | 0 |  | 1: 0; 3: 0; 5: 0; 7: 0 | 0 |  | 0
2014 | 2089 | Bozrah Light & Power Company | CT | Municipal | 64 | 1 | 64 | 64 | 1 | 64 | 64 | 1 | 64 | 2663 | 69 | N | . | . | . | . | . | . | . |  |  | . |  | 0 | 0 | 64 |  |  | 0 | 0 | 0% |  | 0 |  | 0 |  | 1: 0; 3: 0; 5: 0; 7: 0 | 0 |  | 0
2014 | 2144 | Town of Braintree - (MA) | MA | Municipal | . | . | . | . | . | . | . | . | . | . | . |  | 2 | 0.072 | 27.7778 | . | . | . | 16309 | N | F | 13.8 | Y | [6 empty] | 16309 | 100% |  | 815.45 |  | 2038.625 |  | 1: 3261.8; 3: 4077.25; 5: 3261.8; 7: 1630.9 | 733.905 |  | 489.27
2014 | 2212 | Broad River Electric Coop, Inc | SC | Cooperative | . | . | . | . | . | . | . | . | . | . | . |  | 114.6 | . | . | 114.6 | . | . | 20573 | N | F | 12.5 | Y | 0 |  |  |  | 0 |  | 20573 | 100% | 0 | 1028.65 | 0 | 2571.625 | 0 | 4114.6 | 0 | 5143.25 | 0 | 4114.6 | 0 | 2057.3 | 0 | 925.785 | 0 | 617.19 | 0 | 0 | 0 | 0 | 0 | 0 | 0 | 0
2014 | 2247 | City of Bristol - (TN) | TN | Municipal | 50.47 | 1.11 | 45.4685 | 34.54 | 0.74 | 46.6757 | 50.47 | 1.11 | 45.4685 | 32989 | 69 | N | . | . | . | . | . | . | . |  |  | . |  | 15.93 | 0.37 | 46.6757 | 43.0541 | 43.0541 | 12205.93 | 12205.93 | 37% | 3.7961 | 610.2965 | 7.5922 | 1525.7413 | 22.7766 | 2441.186 | 37.961 | 3051.4825 | 56.9414 | 2441.186 | 75.9219 | 1220.593 | 113.8829 | 549.2668 | 151.8438 | 366.1779 | 2316.744 | 11583.7201 | 55601.8566 | 115837.2013 | 139004.6416 | 92669.7611 | 62552.0887 | 55601.8566
2014 | 2248 | Bristol Virginia Utilities | VA | Municipal | 46.086 | 0.012 | 3840.5 | 23.67 | 0.008 | 2958.75 | 46.086 | 0.012 | 3840.5 | 16619 | 13.2 | Y | . | . | . | . | . | . | . |  |  | . |  | 22.416 | 0.004 | 2958.75 | 5604 | 5604 | 66.476 | 66.476 | 0.4% | 494.1073 | 3.3238 | 988.2145 | 8.3095 | 2964.6436 | 13.2952 | 4941.0727 | 16.619 | 7411.6091 | 13.2952 | 9882.1455 | 6.6476 | 14823.2182 | 2.9914 | 19764.291 | 1.9943 | 1642.3138 | 8211.5688 | 39415.5302 | 82115.6879 | 98538.8255 | 65692.5503 | 44342.4715 | 39415.5302
2014 | 2316 | Brown County Rural Elec Assn | MN | Cooperative | . | . | . | . | . | . | . | . | . | . | . |  | 20 | 0.32 | 62.5 | 20 | 0.32 | 62.5 | 3931 | N | L | 12 | N | 0 | 0 | 62.5 |  |  | 0 | 0 | 0% |  | 0 |  | 0 |  | 1: 0; 3: 0; 5: 0; 7: 0 | 0 |  | 0
2014 | 2409 | Brownsville Public Utilities Board | TX | Municipal | 11 | 0.1 | 110 | . | . | . | . | . | . | 49600 | 12.5 | N | . | . | . | . | . | . | . |  |  | . | [7 empty] | 49600 | 100% |  | 2480 |  | 6200 |  | 1: 9920; 3: 12400; 5: 9920; 7: 4960 | 2232 |  | 1488
2014 | 2442 | City of Bryan - (TX) | TX | Municipal | . | . | . | . | . | . | . | . | . | . | . |  | 19 | 0.28 | 67.8571 | . | . | . | 52504 | N | F | 12.5 | Y | [6 empty] | 52504 | 100% |  | 2625.2 |  | 6563 |  | 1: 10500.8; 3: 13126; 5: 10500.8; 7: 5250.4 | 2362.68 |  | 1575.12
2014 | 2485 | City of Buffalo - (MN) | MN | Municipal | . | . | . | . | . | . | . | . | . | . | . |  | 2.769 | 0.039 | 71 | . | . | . | 5741 | y | L | 12 | N | [6 empty] | 5741 | 100% |  | 287.05 |  | 717.625 |  | 1: 1148.2; 3: 1435.25; 5: 1148.2; 7: 574.1 | 258.345 |  | 172.23
2014 | 2507 | City of Burbank Water and Power | CA | Municipal | . | . | . | . | . | . | . | . | . | . | . |  | 10 | 0.235 | 42.5532 | 10 | 0.235 | 42.5532 | 52500 | N | L | 34.5 | N | 0 | 0 | 42.5532 |  |  | 0 | 0 | 0% |  | 0 |  | 0 |  | 1: 0; 3: 0; 5: 0; 7: 0 | 0 |  | 0
2014 | 2548 | City of Burlington Electric - (VT) | VT | Municipal | . | . | . | . | . | . | . | . | . | . | . |  | . | 1.3 | . | . | 1.1 | . | 20538 | Y | F | 13.8 | Y |  | 0.2 |  |  |  | 4107.6 | 4107.6 | 20% |  | 205.38 |  | 513.45 |  | 1: 821.52; 3: 1026.9; 5: 821.52; 7: 410.76 | 184.842 |  | 123.228
2014 | 2641 | Butler Rural El Coop Assn, Inc - (KS) | KS | Cooperative | 80.28 | 0.94 | 85.4043 | 80.28 | 0.94 | 85.4043 | 62.1 | 0.73 | 85.0685 | 7233 | 12.5 | Y | . | . | . | . | . | . | . |  |  | . |  | 0 | 0 | 85.4043 |  |  | 0 | 0 | 0% |  | 0 |  | 0 |  | 1: 0; 3: 0; 5: 0; 7: 0 | 0 |  | 0
2014 | 2651 | Butler Rural Electric Coop Inc - (OH) | OH | Cooperative | 164.67 | 1.71 | 96.2982 | 97.34 | 1.11 | 87.6937 | 110.07 | 0.76 | 144.8289 | 11215 | 12 | Y | . | . | . | . | . | . | . |  |  | . |  | 67.33 | 0.6 | 87.6937 | 112.2167 | 112.2167 | 6729 | 6729 | 60% | 9.8942 | 336.45 | 19.7884 | 841.125 | 59.3652 | 1345.8 | 98.942 | 1682.25 | 148.4129 | 1345.8 | 197.8839 | 672.9 | 296.8259 | 302.805 | 395.7678 | 201.87 | 3328.9021 | 16644.5103 | 79893.6494 | 166445.1029 | 199734.1234 | 133156.0823 | 89880.3555 | 79893.6494
2014 | 2652 | Butler County Rural Elec Coop - (IA) | IA | Cooperative | . | . | . | . | . | . | . | . | . | . | . |  | 111 | 0.588 | 188.7755 | 32 | 0.397 | 80.6045 | 5069 | N | F | 12.5 | N | 79 | 0.191 | 80.6045 | 413.6126 | 413.6126 | 968.179 | 968.179 | 19.1% | 36.4684 | 48.4089 | 72.9368 | 121.0224 | 218.8105 | 193.6358 | 364.6841 | 242.0447 | 547.0262 | 193.6358 | 729.3682 | 96.8179 | 1094.0523 | 43.5681 | 1458.7365 | 29.0454 | 1765.3975 | 8826.9875 | 42369.54 | 88269.8751 | 105923.8501 | 70615.9001 | 47665.7325 | 42369.54
2014 | 2655 | Butte Electric Coop, Inc | SD | Cooperative | . | . | . | . | . | . | . | . | . | . | . |  | 14 | 0.15 | 93.3333 | 14 | 0.15 | 93.3333 | 5465 | N | L | 15 | N | 0 | 0 | 93.3333 |  |  | 0 | 0 | 0% |  | 0 |  | 0 |  | 1: 0; 3: 0; 5: 0; 7: 0 | 0 |  | 0
2014 | 2812 | City of Calhoun - (GA) | GA | Municipal | . | . | . | . | . | . | . | . | . | . | . |  | 49 | 1.017 | 48.1809 | 21 | 0.569 | 36.9069 | 5164 | Y | F | 7.2 | N | 28 | 0.448 | 36.9069 | 62.5 | 62.5 | 2313.472 | 2313.472 | 44.8% | 5.5107 | 115.6736 | 11.0213 | 289.184 | 33.0639 | 462.6944 | 55.1065 | 578.368 | 82.6598 | 462.6944 | 110.2131 | 231.3472 | 165.3196 | 104.1062 | 220.4262 | 69.4042 | 637.4372 | 3187.1859 | 15298.4923 | 31871.8589 | 38246.2307 | 25497.4871 | 17210.8038 | 15298.4923
2014 | 2849 | Central Electric Power Assn - (MS) | MS | Cooperative | . | . | . | . | . | . | . | . | . | . | . |  | 269.82 | . | . | 160.56 | . | . | 35601 | N | L | 24.9 | N | 109.26 |  |  |  | 109.26 |  | 35601 | 100% | 9.6335 | 1780.05 | 19.267 | 4450.125 | 57.801 | 7120.2 | 96.335 | 8900.25 | 144.5026 | 7120.2 | 192.6701 | 3560.1 | 289.0051 | 1602.045 | 385.3402 | 1068.03 | 17148.1202 | 85740.6009 | 411554.8842 | 857406.0088 | 1028887.2106 | 685924.8071 | 462999.2448 | 411554.8842
2014 | 2911 | Canadian Valley Elec Coop, Inc | OK | Cooperative | 36.23 | 0.319 | 113.5737 | . | . | . | . | . | . | 24649 | 24.9 | Y | . | . | . | . | . | . | . |  |  | . | [7 empty] | 24649 | 100% |  | 1232.45 |  | 3081.125 |  | 1: 4929.8; 3: 6162.25; 5: 4929.8; 7: 2464.9 | 1109.205 |  | 739.47
2014 | 2955 | Canby Utility Board | OR | Municipal | . | . | . | . | . | . | . | . | . | . | . |  | 24 | 0.37 | 64.8649 | 20 | 0.3 | 66.6667 | 6811 | N | F | 12.5 | N | 4 | 0.07 | 66.6667 | 57.1429 | 57.1429 | 476.77 | 476.77 | 7% | 5.0383 | 23.8385 | 10.0766 | 59.5962 | 30.2299 | 95.354 | 50.3831 | 119.1925 | 75.5747 | 95.354 | 100.7662 | 47.677 | 151.1494 | 21.4547 | 201.5325 | 14.3031 | 120.1058 | 600.529 | 2882.5393 | 6005.2902 | 7206.3483 | 4804.2322 | 3242.8567 | 2882.5393
2014 | 2960 | Caney Fork Electric Coop, Inc | TN | Cooperative | . | . | . | . | . | . | . | . | . | . | . |  | 194.4 | . | . | 194.4 | . | . | 31941 | N | L | 26 | N | 0 |  |  |  | 0 |  | 31941 | 100% | 0 | 1597.05 | 0 | 3992.625 | 0 | 6388.2 | 0 | 7985.25 | 0 | 6388.2 | 0 | 3194.1 | 0 | 1437.345 | 0 | 958.23 | 0 | 0 | 0 | 0 | 0 | 0 | 0 | 0
2014 | 2961 | Caney Valley El Coop Assn, Inc | KS | Cooperative | . | . | . | . | . | . | . | . | . | . | . |  | 308.03 | 3.385 | 90.9985 | 282.45 | 3.347 | 84.389 | 5574 | N | F | 7.2 | N | 25.58 | 0.038 | 84.389 | 673.1579 | 673.1579 | 211.812 | 211.812 | 3.8% | 59.3526 | 10.5906 | 118.7053 | 26.4765 | 356.1159 | 42.3624 | 593.5264 | 52.953 | 890.2896 | 42.3624 | 1187.0529 | 21.1812 | 1780.5793 | 9.5315 | 2374.1057 | 6.3544 | 628.5801 | 3142.9005 | 15085.9225 | 31429.0051 | 37714.8062 | 25143.2041 | 16971.6628 | 15085.9225
2014 | 2982 | Cape Hatteras Elec Member Corp | NC | Cooperative | . | . | . | . | . | . | . | . | . | . | . |  | 512 | 3.51 | 145.869 | 363 | 3.18 | 114.1509 | 7608 | N | F | 34.5 | N | 149 | 0.33 | 114.1509 | 451.5152 | 451.5152 | 2510.64 | 2510.64 | 33% | 39.8103 | 125.532 | 79.6206 | 313.83 | 238.8618 | 502.128 | 398.103 | 627.66 | 597.1545 | 502.128 | 796.206 | 251.064 | 1194.309 | 112.9788 | 1592.412 | 75.3192 | 4997.4666 | 24987.3328 | 119939.1976 | 249873.3284 | 299847.9941 | 199898.6627 | 134931.5974 | 119939.1976
2014 | 2985 | Capital Electric Coop, Inc | ND | Cooperative | . | . | . | . | . | . | . | . | . | . | . |  | 25.2 | . | . | 24.7 | . | . | 18294 | N | F | 7.2 | Y | 0.5 |  |  |  | 0.5 |  | 18294 | 100% | 0.044085 | 914.7 | 0.08817 | 2286.75 | 0.26451 | 3658.8 | 0.44085 | 4573.5 | 0.66128 | 3658.8 | 0.8817 | 1829.4 | 1.3226 | 823.23 | 1.7634 | 548.82 | 40.3248 | 201.6238 | 967.7943 | 2016.2381 | 2419.4857 | 1612.9904 | 1088.7686 | 967.7943
2014 | 2998 | Carbon Power & Light, Inc | WY | Cooperative | 428.9 | 2.96 | 144.8987 | 355.7 | 2.79 | 127.491 | 403.8 | 2.4 | 168.25 | 6313 | 25 | Y | . | . | . | . | . | . | . |  |  | . |  | 73.2 | 0.17 | 127.491 | 430.5882 | 430.5882 | 1073.21 | 1073.21 | 17% | 37.9652 | 53.6605 | 75.9303 | 134.1513 | 227.791 | 214.642 | 379.6516 | 268.3025 | 569.4775 | 214.642 | 759.3033 | 107.321 | 1138.9549 | 48.2944 | 1518.6066 | 32.1963 | 2037.2297 | 10186.1484 | 48893.5124 | 101861.4842 | 122233.781 | 81489.1874 | 55005.2015 | 48893.5124
2014 | 3046 | Duke Energy Progress - (NC) | NC | Investor Owned | 469 | 1.86 | 252.1505 | 124 | 1.22 | 101.6393 | 449 | 1.68 | 267.2619 | 1312953 | 35 | Y | . | . | . | . | . | . | . |  |  | . |  | 345 | 0.64 | 101.6393 | 539.0625 | 539.0625 | 840289.92 | 840289.92 | 64% | 47.5294 | 42014.496 | 95.0588 | 105036.24 | 285.1763 | 168057.984 | 475.2939 | 210072.48 | 712.9409 | 168057.984 | 950.5878 | 84028.992 | 1425.8817 | 37813.0464 | 1901.1756 | 25208.6976 | 1996923.3725 | 9984616.8626 | 47926160.9405 | 99846168.626 | 119815402.3512 | 79876934.9008 | 53916931.058 | 47926160.9405
2014 | 3046 | Duke Energy Progress - (NC) | SC | Investor Owned | 2132 | 3.24 | 658.0247 | 128 | 1.42 | 90.1408 | 2104 | 3.09 | 680.9062 | 165121 | 35 | Y | . | . | . | . | . | . | . |  |  | . |  | 2004 | 1.82 | 90.1408 | 1101.0989 | 2004 | 300520.22 | 165121 | 100% | 176.6936 | 8256.05 | 353.3872 | 20640.125 | 1060.1616 | 33024.2 | 1766.9361 | 41280.25 | 2650.4041 | 33024.2 | 3533.8722 | 16512.1 | 5300.8082 | 7430.445 | 7067.7443 | 4953.63 | 1458791.2594 | 7293956.2968 | 35010990.2248 | 72939562.9684 | 87527475.5621 | 58351650.3747 | 39387364.0029 | 35010990.2248
2014 | 3076 | Carroll Electric Coop, Inc - (OH) | OH | Cooperative | . | . | . | . | . | . | . | . | . | . | . |  | 513 | . | . | 331 | . | . | 11846 | N | F | 12.5 | Y | 182 |  |  |  | 182 |  | 11846 | 100% | 16.047 | 592.3 | 32.094 | 1480.75 | 96.2821 | 2369.2 | 160.4702 | 2961.5 | 240.7054 | 2369.2 | 320.9405 | 1184.6 | 481.4107 | 533.07 | 641.881 | 355.38 | 9504.6525 | 47523.2623 | 228111.6591 | 475232.6231 | 570279.1477 | 380186.0985 | 256625.6165 | 228111.6591
2014 | 3081 | Carroll Electric Member Corp - (GA) | GA | Cooperative | 281 | 2.14 | 131.3084 | 97 | 1.46 | 66.4384 | 278 | 2.12 | 131.1321 | 49635 | 24.9 | Y | . | . | . | . | . | . | . |  |  | . |  | 184 | 0.68 | 66.4384 | 270.5882 | 270.5882 | 33751.8 | 33751.8 | 68% | 23.8579 | 1687.59 | 47.7158 | 4218.975 | 143.1473 | 6750.36 | 238.5789 | 8437.95 | 357.8683 | 6750.36 | 477.1578 | 3375.18 | 715.7367 | 1518.831 | 954.3156 | 1012.554 | 40262.3365 | 201311.6826 | 966296.0764 | 2013116.8259 | 2415740.191 | 1610493.4607 | 1087083.086 | 966296.0764
2014 | 3093 | Carroll Electric Coop Corp - (AR) | AR | Cooperative | 144.6 | 1.65 | 87.6364 | 109.8 | 1.48 | 74.1892 | . | . | . | 80378 | 34.5 | Y | . | . | . | . | . | . | . |  |  | . |  | 34.8 | 0.17 | 74.1892 | 204.7059 | 204.7059 | 13664.26 | 13664.26 | 17% | 18.049 | 683.213 | 36.098 | 1708.0325 | 108.2941 | 2732.852 | 180.4901 | 3416.065 | 270.7352 | 2732.852 | 360.9802 | 1366.426 | 541.4704 | 614.8917 | 721.9605 | 409.9278 | 12331.3199 | 61656.5996 | 295951.6779 | 616565.9956 | 739879.1947 | 493252.7965 | 332945.6376 | 295951.6779
2014 | 3113 | City of Carthage - (MO) | MO | Municipal | 45.813 | 1.131 | 40.5066 | 45.813 | 1.131 | 40.5066 | 45.813 | 1.131 | 40.5066 | 7468 | 13.2 | Y | . | . | . | . | . | . | . |  |  | . |  | 0 | 0 | 40.5066 |  |  | 0 | 0 | 0% |  | 0 |  | 0 |  | 1: 0; 3: 0; 5: 0; 7: 0 | 0 |  | 0
2014 | 3203 | Cedar Falls Utilities | IA | Municipal | . | . | . | . | . | . | . | . | . | . | . |  | 34 | 0.97 | 35.0515 | . | . | . | 18710 | Y | L | 69 | N | [6 empty] | 18710 | 100% |  | 935.5 |  | 2338.75 |  | 1: 3742; 3: 4677.5; 5: 3742; 7: 1871 | 841.95 |  | 561.3
2014 | 3208 | Cedarburg Light & Water Comm | WI | Municipal | . | . | . | . | . | . | . | . | . | . | . |  | 47.614 | 0.322 | 147.8696 | . | . | . | 6197 | N | F | 24.9 | N | [6 empty] | 6197 | 100% |  | 309.85 |  | 774.625 |  | 1: 1239.4; 3: 1549.25; 5: 1239.4; 7: 619.7 | 278.865 |  | 185.91
2014 | 3222 | Central Alabama Electric Coop | AL | Cooperative | 159 | . | . | 130 | . | . | 150 | . | . | 42020 | 24.9 | Y | . | . | . | . | . | . | . |  |  | . |  | 29 |  |  |  | 29 |  | 42020 | 100% | 2.5569 | 2101 | 5.1139 | 5252.5 | 15.3417 | 8404 | 25.5694 | 10505 | 38.3542 | 8404 | 51.1389 | 4202 | 76.7083 | 1890.9 | 102.2777 | 1260.6 | 5372.1381 | 26860.6907 | 128931.3152 | 268606.9067 | 322328.288 | 214885.5253 | 145047.7296 | 128931.3152
2014 | 3226 | Central Rural Electric Cooperative, Inc | OK | Cooperative | 256.83 | 1.63 | 157.5644 | 225.67 | 1.6 | 141.0437 | 251.15 | 1.56 | 160.9936 | 19722 | 25 | Y | . | . | . | . | . | . | . |  |  | . |  | 31.16 | 0.03 | 141.0437 | 1038.6667 | 1038.6667 | 591.66 | 591.66 | 3% | 91.5797 | 29.583 | 183.1594 | 73.9575 | 549.4783 | 118.332 | 915.7972 | 147.915 | 1373.6958 | 118.332 | 1831.5944 | 59.166 | 2747.3916 | 26.6247 | 3663.1888 | 17.7498 | 2709.2029 | 13546.0144 | 65020.8691 | 135460.144 | 162552.1728 | 108368.1152 | 73148.4778 | 65020.8691
2014 | 3245 | Central Florida Elec Coop, Inc | FL | Cooperative | 227.96 | . | . | 167.93 | . | . | 223.77 | . | . | 32593 | 25 | Y | . | . | . | . | . | . | . |  |  | . |  | 60.03 |  |  |  | 60.03 |  | 32593 | 100% | 5.2929 | 1629.65 | 10.5857 | 4074.125 | 31.7572 | 6518.6 | 52.9287 | 8148.25 | 79.3931 | 6518.6 | 105.8575 | 3259.3 | 158.7862 | 1466.685 | 211.7149 | 977.79 | 8625.5303 | 43127.6515 | 207012.7272 | 431276.5151 | 517531.8181 | 345021.212 | 232889.3181 | 207012.7272
2014 | 3248 | Central Georgia El Member Corp | GA | Cooperative | 479 | 2.67 | 179.4007 | 106 | 1.34 | 79.1045 | 461 | 2.36 | 195.339 | 52913 | 25 | Y | . | . | . | . | . | . | . |  |  | . |  | 373 | 1.33 | 79.1045 | 280.4511 | 373 | 70374.29 | 52913 | 100% | 32.8876 | 2645.65 | 65.7752 | 6614.125 | 197.3255 | 10582.6 | 328.8758 | 13228.25 | 493.3137 | 10582.6 | 657.7517 | 5291.3 | 986.6275 | 2381.085 | 1315.5033 | 1587.39 | 87009.0331 | 435045.1653 | 2088216.7935 | 4350451.6532 | 5220541.9838 | 3480361.3226 | 2349243.8927 | 2088216.7935
2014 | 3250 | Central Electric Membership Corp. - (NC) | NC | Cooperative | 418.54 | . | . | 117.74 | . | . | 117.74 | . | . | 22051 | 25 | Y | . | . | . | . | . | . | . |  |  | . |  | 300.8 |  |  |  | 300.8 |  | 22051 | 100% | 26.5217 | 1102.55 | 53.0434 | 2756.375 | 159.1301 | 4410.2 | 265.2168 | 5512.75 | 397.8251 | 4410.2 | 530.4335 | 2205.1 | 795.6503 | 992.295 | 1060.867 | 661.53 | 29241.473 | 146207.3652 | 701795.3528 | 1462073.6517 | 1754488.3821 | 1169658.9214 | 789519.7719 | 701795.3528
2014 | 3264 | Central Lincoln People's Ut Dt | OR | Political Subdivision | . | . | . | . | . | . | . | . | . | . | . |  | 47.7 | 0.199 | 239.6985 | . | . | . | 38500 | N | O | . | Y | [6 empty] | 38500 | 100% |  | 1925 |  | 4812.5 |  | 1: 7700; 3: 9625; 5: 7700; 7: 3850 | 1732.5 |  | 1155
2014 | 3265 | Cleco Power LLC | LA | Investor Owned | . | . | . | . | . | . | . | . | . | . | . |  | 141.6 | 1.67 | 84.7904 | 141.6 | 1.67 | 84.7904 | 280439 | N | F | 34.6 | Y | 0 | 0 | 84.7904 |  |  | 0 | 0 | 0% |  | 0 |  | 0 |  | 1: 0; 3: 0; 5: 0; 7: 0 | 0 |  | 0
2014 | 3266 | Central Maine Power Co | ME | Investor Owned | 745.8 | 5.31 | 140.452 | 197.4 | 1.8 | 109.6667 | 745.8 | 5.31 | 140.452 | 614277 | 34.5 | N | . | . | . | . | . | . | . |  |  | . |  | 548.4 | 3.51 | 109.6667 | 156.2393 | 548.4 | 2156112.27 | 614277 | 100% | 48.3527 | 30713.85 | 96.7054 | 76784.625 | 290.1161 | 122855.4 | 483.5268 | 153569.25 | 725.2902 | 122855.4 | 967.0536 | 61427.7 | 1450.5805 | 27642.465 | 1934.1073 | 18428.31 | 1485097.0175 | 7425485.0874 | 35642328.4197 | 74254850.8744 | 89105821.0492 | 59403880.6995 | 40097619.4722 | 35642328.4197
2014 | 3268 | Central Missouri Elec Coop Inc | MO | Cooperative | 141.258 | . | . | 125.391 | . | . | 141.258 | . | . | 10558 | 25 | N | . | . | . | . | . | . | . |  |  | . |  | 15.867 |  |  |  | 15.867 |  | 10558 | 100% | 1.399 | 527.9 | 2.798 | 1319.75 | 8.394 | 2111.6 | 13.99 | 2639.5 | 20.985 | 2111.6 | 27.98 | 1055.8 | 41.97 | 475.11 | 55.96 | 316.74 | 738.5325 | 3692.6624 | 17724.7797 | 36926.6244 | 44311.9493 | 29541.2995 | 19940.3772 | 17724.7797
2014 | 3273 | Central New Mexico El Coop, Inc | NM | Cooperative | . | . | . | . | . | . | . | . | . | . | . |  | 266 | 1.822 | 145.9934 | 205 | 1.514 | 135.4029 | 17516 | N | F | 25 | Y | 61 | 0.308 | 135.4029 | 198.0519 | 198.0519 | 5394.928 | 5394.928 | 30.8% | 17.4623 | 269.7464 | 34.9247 | 674.366 | 104.774 | 1078.9856 | 174.6233 | 1348.732 | 261.935 | 1078.9856 | 349.2466 | 539.4928 | 523.87 | 242.7718 | 698.4933 | 161.8478 | 4710.4012 | 23552.0059 | 113049.6282 | 235520.0588 | 282624.0705 | 188416.047 | 127180.8317 | 113049.6282
2014 | 3278 | AEP Texas Central Company | TX | Investor Owned | 182.3 | 1.887 | 96.6084 | 136.7 | 1.449 | 94.3409 | 157.8 | 1.416 | 111.4407 | 813976 | 35 | Y | . | . | . | . | . | . | . |  |  | . |  | 45.6 | 0.438 | 94.3409 | 104.1096 | 104.1096 | 356521.488 | 356521.488 | 43.8% | 9.1794 | 17826.0744 | 18.3588 | 44565.186 | 55.0763 | 71304.2976 | 91.7939 | 89130.372 | 137.6909 | 71304.2976 | 183.5878 | 35652.1488 | 275.3817 | 16043.467 | 367.1756 | 10695.6446 | 163632.5008 | 818162.504 | 3927180.0194 | 8181625.0404 | 9817950.0485 | 6545300.0323 | 4418077.5218 | 3927180.0194
2014 | 3287 | Central Valley Elec Coop, Inc | NM | Cooperative | 66.6 | 0.342 | 194.7368 | 66.6 | 0.342 | 194.7368 | 62.94 | 0.291 | 216.2887 | 15040 | 25 | N | . | . | . | . | . | . | . |  |  | . |  | 0 | 0 | 194.7368 |  |  | 0 | 0 | 0% |  | 0 |  | 0 |  | 1: 0; 3: 0; 5: 0; 7: 0 | 0 |  | 0
2014 | 3291 | Central Virginia Electric Coop | VA | Cooperative | 432.6 | 2.97 | 145.6566 | 350.4 | . | . | 277.2 | . | . | 35323 | 24.9 | Y | . | . | . | . | . | . | . |  |  | . |  | 82.2 |  |  |  | 82.2 |  | 35323 | 100% | 7.2476 | 1766.15 | 14.4952 | 4415.375 | 43.4857 | 7064.6 | 72.4761 | 8830.75 | 108.7142 | 7064.6 | 144.9522 | 3532.3 | 217.4284 | 1589.535 | 289.9045 | 1059.69 | 12800.37 | 64001.8501 | 307208.8805 | 640018.5011 | 768022.2013 | 512014.8009 | 345609.9906 | 307208.8805
2014 | 3295 | City of Centralia - (WA) | WA | Municipal | 104.398 | 0.7 | 149.14 | 74.421 | 0.6 | 124.035 | 104.398 | 0.7 | 149.14 | 10030 | 12.5 | Y | . | . | . | . | . | . | . |  |  | . |  | 29.977 | 0.1 | 124.035 | 299.77 | 299.77 | 1003 | 1003 | 10% | 26.4309 | 50.15 | 52.8617 | 125.375 | 158.5852 | 200.6 | 264.3086 | 250.75 | 396.4629 | 200.6 | 528.6172 | 100.3 | 792.9258 | 45.135 | 1057.2344 | 30.09 | 1325.5076 | 6627.5381 | 31812.1827 | 66275.3806 | 79530.4567 | 53020.3045 | 35788.7055 | 31812.1827
2014 | 3314 | Chariton Valley Elec Coop, Inc | IA | Cooperative | 38 | 0.59 | 64.4068 | 38 | 0.59 | 64.4068 | . | . | . | 5806 | 24.9 | N | . | . | . | . | . | . | . |  |  | . |  | 0 | 0 | 64.4068 |  |  | 0 | 0 | 0% |  | 0 |  | 0 |  | 1: 0; 3: 0; 5: 0; 7: 0 | 0 |  | 0
2014 | 3329 | Borough of Chambersburg | PA | Municipal | . | . | . | . | . | . | . | . | . | . | . |  | 29 | 1.52 | 19.0789 | 21 | 1.5 | 14 | 11199 | Y | F | 12.5 | N | 8 | 0.02 | 14 | 400 | 400 | 223.98 | 223.98 | 2% | 35.2682 | 11.199 | 70.5364 | 27.9975 | 211.6091 | 44.796 | 352.6819 | 55.995 | 529.0228 | 44.796 | 705.3637 | 22.398 | 1058.0456 | 10.0791 | 1410.7274 | 6.7194 | 394.9684 | 1974.842 | 9479.2417 | 19748.4203 | 23698.1043 | 15798.7362 | 10664.147 | 9479.2417
2014 | 3355 | City of Chanute | KS | Municipal | . | . | . | . | . | . | . | . | . | . | . |  | 6 | 0.08 | 75 | . | . | . | 5660 | N | L | 12.5 | N | [6 empty] | 5660 | 100% |  | 283 |  | 707.5 |  | 1: 1132; 3: 1415; 5: 1132; 7: 566 | 254.7 |  | 169.8
2014 | 3390 | Caddo Electric Coop, Inc | OK | Cooperative | . | . | . | . | . | . | . | . | . | . | . |  | 239 | 3.25 | 73.5385 | 239 | 3.25 | 73.5385 | 17876 | N | L | 24.9 | Y | 0 | 0 | 73.5385 |  |  | 0 | 0 | 0% |  | 0 |  | 0 |  | 1: 0; 3: 0; 5: 0; 7: 0 | 0 |  | 0
2014 | 3400 | City of Chaska - (MN) | MN | Municipal | . | . | . | . | . | . | . | . | . | . | . |  | 80 | 0.687 | 116.4483 | . | . | . | 9788 | Y | F | 8 | N | [6 empty] | 9788 | 100% |  | 489.4 |  | 1223.5 |  | 1: 1957.6; 3: 2447; 5: 1957.6; 7: 978.8 | 440.46 |  | 293.64
2014 | 3408 | City of Chattanooga - (TN) | TN | Municipal | . | . | . | . | . | . | . | . | . | . | . |  | 302.874 | 1.459 | 207.5901 | 70.169 | 0.778 | 90.1915 | 174149 | N | F | 46 | Y | 232.705 | 0.681 | 90.1915 | 341.7107 | 341.7107 | 118595.469 | 118595.469 | 68.1% | 30.1288 | 5929.7734 | 60.2576 | 14824.4336 | 180.7728 | 23719.0938 | 301.2879 | 29648.8672 | 451.9319 | 23719.0938 | 602.5758 | 11859.5469 | 903.8638 | 5336.7961 | 1205.1517 | 3557.8641 | 178656.9128 | 893284.5638 | 4287765.9063 | 8932845.6381 | 10719414.7658 | 7146276.5105 | 4823736.6446 | 4287765.9063
2014 | 3413 | PUD No 1 of Chelan County | WA | Political Subdivision | . | . | . | . | . | . | . | . | . | . | . |  | 97.648 | 0.638 | 153.0533 | . | . | . | 48799 | N | F | 12.5 | N | [6 empty] | 48799 | 100% |  | 2439.95 |  | 6099.875 |  | 1: 9759.8; 3: 12199.75; 5: 9759.8; 7: 4879.9 | 2195.955 |  | 1463.97
2014 | 3420 | City of Cheney - (WA) | WA | Municipal | . | . | . | . | . | . | . | . | . | . | . |  | 264 | 1.958 | 134.8315 | . | . | . | 5069 | N | F | 13.2 | N | [6 empty] | 5069 | 100% |  | 253.45 |  | 633.625 |  | 1: 1013.8; 3: 1267.25; 5: 1013.8; 7: 506.9 | 228.105 |  | 152.07
2014 | 3436 | Cherryland Electric Coop Inc | MI | Cooperative | . | . | . | . | . | . | . | . | . | . | . |  | 74.534 | 0.614 | 121.3909 | 74.534 | 0.614 | 121.3909 | 34206 |  | F | 12.5 |  | 0 | 0 | 121.3909 |  |  | 0 | 0 | 0% |  | 0 |  | 0 |  | 1: 0; 3: 0; 5: 0; 7: 0 | 0 |  | 0
2014 | 3461 | Cheyenne Light Fuel & Power Co | WY | Investor Owned | 106.6 | 1.13 | 94.3363 | 72.1 | 0.89 | 81.0112 | 92.3 | 0.953 | 96.852 | 40742 | 35 | N | . | . | . | . | . | . | . |  |  | . |  | 34.5 | 0.24 | 81.0112 | 143.75 | 143.75 | 9778.08 | 9778.08 | 24% | 12.6745 | 488.904 | 25.349 | 1222.26 | 76.047 | 1955.616 | 126.745 | 2444.52 | 190.1176 | 1955.616 | 253.4901 | 977.808 | 380.2351 | 440.0136 | 506.9802 | 293.3424 | 6196.6157 | 30983.0786 | 148718.7774 | 309830.7862 | 371796.9434 | 247864.6289 | 167308.6245 | 148718.7774
2014 | 3477 | City of Chicopee - (MA) | MA | Municipal | 4.621 | 0.054 | 85.5741 | . | . | . | . | . | . | 25750 | 13.8 | N | . | . | . | . | . | . | . |  |  | . | [7 empty] | 25750 | 100% |  | 1287.5 |  | 3218.75 |  | 1: 5150; 3: 6437.5; 5: 5150; 7: 2575 | 1158.75 |  | 772.5
2014 | 3478 | Cimarron Electric Coop | OK | Cooperative | 13.069 | 0.142 | 92.0352 | 8.744 | 0.088 | 99.3636 | 13.019 | 0.141 | 92.3333 | 15511 | 24.9 | Y | . | . | . | . | . | . | . |  |  | . |  | 4.325 | 0.054 | 99.3636 | 80.0926 | 80.0926 | 837.594 | 837.594 | 5.4% | 7.0618 | 41.8797 | 14.1236 | 104.6993 | 42.3708 | 167.5188 | 70.618 | 209.3985 | 105.927 | 167.5188 | 141.236 | 83.7594 | 211.854 | 37.6917 | 282.472 | 25.1278 | 295.7461 | 1478.7305 | 7097.9065 | 14787.3053 | 17744.7663 | 11829.8442 | 7985.1449 | 7097.9065
2014 | 3486 | Chillicothe Municipal Utils | MO | Municipal | . | . | . | . | . | . | . | . | . | . | . |  | 15 | 0.109 | 137.6147 | 15 | 0.109 | 137.6147 | 4565 | Y | F | 7.2 | N | 0 | 0 | 137.6147 |  |  | 0 | 0 | 0% |  | 0 |  | 0 |  | 1: 0; 3: 0; 5: 0; 7: 0 | 0 |  | 0
2014 | 3502 | Choctawhatche Elec Coop, Inc | FL | Cooperative | 129.4 | 1.47 | 88.0272 | 104 | 1.29 | 80.6202 | 128.9 | 1.27 | 101.4961 | 46655 | 12.5 | Y | . | . | . | . | . | . | . |  |  | . |  | 25.4 | 0.18 | 80.6202 | 141.1111 | 141.1111 | 8397.9 | 8397.9 | 18% | 12.4418 | 419.895 | 24.8837 | 1049.7375 | 74.651 | 1679.58 | 124.4183 | 2099.475 | 186.6275 | 1679.58 | 248.8366 | 839.79 | 373.255 | 377.9055 | 497.6733 | 251.937 | 5224.263 | 26121.3152 | 125382.313 | 261213.1521 | 313455.7825 | 208970.5217 | 141055.1021 | 125382.313
2014 | 3503 | Choptank Electric Coop, Inc | MD | Cooperative | 119.87 | 1.2 | 99.8917 | 119.87 | 1.2 | 99.8917 | 69.94 | 0.89 | 78.5843 | 52485 | 69 | Y | . | . | . | . | . | . | . |  |  | . |  | 0 | 0 | 99.8917 |  |  | 0 | 0 | 0% |  | 0 |  | 0 |  | 1: 0; 3: 0; 5: 0; 7: 0 | 0 |  | 0
2014 | 3542 | Duke Energy Ohio Inc | OH | Investor Owned | 145.41 | 1.29 | 112.7209 | 111.89 | 1.15 | 97.2957 | 136.92 | 1.11 | 123.3513 | 697677 | 34.5 | N | . | . | . | . | . | . | . |  |  | . |  | 33.52 | 0.14 | 97.2957 | 239.4286 | 239.4286 | 97674.78 | 97674.78 | 14% | 21.1105 | 4883.739 | 42.2211 | 12209.3475 | 126.6632 | 19534.956 | 211.1053 | 24418.695 | 316.6579 | 19534.956 | 422.2106 | 9767.478 | 633.3158 | 4395.3651 | 844.4211 | 2930.2434 | 103098.3088 | 515491.5439 | 2474359.4106 | 5154915.4386 | 6185898.5264 | 4123932.3509 | 2783654.3369 | 2474359.4106
2014 | 3597 | Citizens Electric Co - (PA) | PA | Investor Owned | . | . | . | . | . | . | . | . | . | . | . |  | 71 | 0.88 | 80.6818 | 17 | 0.19 | 89.4737 | 6889 | N | F | 12.5 | Y | 54 | 0.69 | 89.4737 | 78.2609 | 78.2609 | 4753.41 | 4753.41 | 69% | 6.9003 | 237.6705 | 13.8006 | 594.1762 | 41.4018 | 950.682 | 69.003 | 1188.3525 | 103.5045 | 950.682 | 138.0059 | 475.341 | 207.0089 | 213.9034 | 276.0119 | 142.6023 | 1639.9971 | 8199.9853 | 39359.9295 | 81999.853 | 98399.8237 | 65599.8824 | 44279.9206 | 39359.9295
2014 | 3600 | Citizens Electric Corporation - (MO) | MO | Cooperative | 118 | . | . | 85 | . | . | 118 | . | . | 26688 | 13.2 | Y | . | . | . | . | . | . | . |  |  | . |  | 33 |  |  |  | 33 |  | 26688 | 100% | 2.9096 | 1334.4 | 5.8193 | 3336 | 17.4578 | 5337.6 | 29.0963 | 6672 | 43.6444 | 5337.6 | 58.1925 | 2668.8 | 87.2888 | 1200.96 | 116.385 | 800.64 | 3882.604 | 19413.0198 | 93182.4952 | 194130.1984 | 232956.2381 | 155304.1587 | 104830.3071 | 93182.4952
2014 | 3634 | City of Nixa - (MO) | MO | Municipal | 43.212 | 0.812 | 53.2167 | . | . | . | 43.212 | 0.812 | 53.2167 | 9100 | 12.5 | N | . | . | . | . | . | . | . |  |  | . | [7 empty] | 9100 | 100% |  | 455 |  | 1137.5 |  | 1: 1820; 3: 2275; 5: 1820; 7: 910 | 409.5 |  | 273
2014 | 3644 | PUD No 1 of Clallam County | WA | Political Subdivision | . | . | . | . | . | . | . | . | . | . | . |  | 225 | 1.18 | 190.678 | 109 | . | . | 30663 | N | L | 34 | Y | 116 |  |  |  | 116 |  | 30663 | 100% | 10.2278 | 1533.15 | 20.4555 | 3832.875 | 61.3666 | 6132.6 | 102.2777 | 7665.75 | 153.4166 | 6132.6 | 204.5555 | 3066.3 | 306.8332 | 1379.835 | 409.1109 | 919.89 | 15680.7112 | 78403.5562 | 376337.0698 | 784035.5621 | 940842.6745 | 627228.4497 | 423379.2035 | 376337.0698
2014 | 3660 | PUD No 1 of Clark County - (WA) | WA | Political Subdivision | 210.5 | 1.465 | 143.686 | 34.736 | 0.557 | 62.3627 | 165.456 | 1.083 | 152.7756 | 189674 | 12.5 | Y | . | . | . | . | . | . | . |  |  | . |  | 175.764 | 0.908 | 62.3627 | 193.5727 | 193.5727 | 172223.992 | 172223.992 | 90.8% | 17.0674 | 8611.1996 | 34.1348 | 21527.999 | 102.4044 | 34444.7984 | 170.6739 | 43055.998 | 256.0109 | 34444.7984 | 341.3479 | 17222.3992 | 512.0218 | 7750.0796 | 682.6957 | 5166.7198 | 146970.7315 | 734853.6577 | 3527297.5568 | 7348536.5766 | 8818243.892 | 5878829.2613 | 3968209.7514 | 3527297.5568
2014 | 3687 | Clark Energy Coop Inc - (KY) | KY | Cooperative | 497.64 | 2.34 | 212.6667 | 156.76 | 1.61 | 97.3665 | 475.06 | 1.12 | 424.1607 | 25989 | 25 | Y | . | . | . | . | . | . | . |  |  | . |  | 340.88 | 0.73 | 97.3665 | 466.9589 | 466.9589 | 18971.97 | 18971.97 | 73% | 41.172 | 948.5985 | 82.344 | 2371.4963 | 247.0319 | 3794.394 | 411.7198 | 4742.9925 | 617.5797 | 3794.394 | 823.4397 | 1897.197 | 1235.1595 | 853.7387 | 1646.8793 | 569.1591 | 39055.6811 | 195278.4053 | 937336.3454 | 1952784.0529 | 2343340.8635 | 1562227.2423 | 1054503.3886 | 937336.3454
2014 | 3712 | Clay County Electric Coop Corp | AR | Cooperative | . | . | . | . | . | . | . | . | . | . | . |  | 219 | 2.3 | 95.2174 | 218 | 2.29 | 95.1965 | 12152 | N | L | 14.4 | Y | 1 | 0.01 | 95.1965 | 100 | 100 | 121.52 | 121.52 | 1% | 8.817 | 6.076 | 17.6341 | 15.19 | 52.9023 | 24.304 | 88.1705 | 30.38 | 132.2557 | 24.304 | 176.3409 | 12.152 | 264.5114 | 5.4684 | 352.6819 | 3.6456 | 53.5724 | 267.8619 | 1285.737 | 2678.6187 | 3214.3424 | 2142.8949 | 1446.4541 | 1285.737
2014 | 3722 | Clarke Electric Coop Inc - (IA) | IA | Cooperative | . | . | . | . | . | . | . | . | . | . | . |  | 140 | 1.463 | 95.6938 | 140 | 1.463 | 95.6938 | 5270 | N | F | 12.5 | N | 0 | 0 | 95.6938 |  |  | 0 | 0 | 0% |  | 0 |  | 0 |  | 1: 0; 3: 0; 5: 0; 7: 0 | 0 |  | 0
2014 | 3739 | Clearwater Power Company | ID | Cooperative | 449.9 | 2.618 | 171.8487 | 449.9 | 2.618 | 171.8487 | 413.6 | 2.618 | 157.9832 | 10621 | 25 | N | . | . | . | . | . | . | . |  |  | . |  | 0 | 0 | 171.8487 |  |  | 0 | 0 | 0% |  | 0 |  | 0 |  | 1: 0; 3: 0; 5: 0; 7: 0 | 0 |  | 0
2014 | 3755 | Cleveland Electric Illum Co | OH | Investor Owned | 222.03 | 1.46 | 152.0753 | 105 | 1.03 | 101.9417 | 148.61 | 1.06 | 140.1981 | 726074 | 36 | Y | . | . | . | . | . | . | . |  |  | . |  | 117.03 | 0.43 | 101.9417 | 272.1628 | 272.1628 | 312211.82 | 312211.82 | 43% | 23.9967 | 15610.591 | 47.9934 | 39026.4775 | 143.9803 | 62442.364 | 239.9672 | 78052.955 | 359.9508 | 62442.364 | 479.9344 | 31221.182 | 719.9016 | 14049.5319 | 959.8688 | 9366.3546 | 374602.9694 | 1873014.8469 | 8990471.265 | 18730148.4688 | 22476178.1625 | 14984118.775 | 10114280.1731 | 8990471.265
2014 | 3757 | Clay Electric Cooperative, Inc | FL | Cooperative | 210 | 3.8 | 55.2632 | 180 | 3.2 | 56.25 | 174 | 2.1 | 82.8571 | 166255 | 25 | N | . | . | . | . | . | . | . |  |  | . |  | 30 | 0.6 | 56.25 | 50 | 50 | 99753 | 99753 | 60% | 4.4085 | 4987.65 | 8.817 | 12469.125 | 26.4511 | 19950.6 | 44.0852 | 24938.25 | 66.1278 | 19950.6 | 88.1705 | 9975.3 | 132.2557 | 4488.885 | 176.3409 | 2992.59 | 21988.1705 | 109940.8523 | 527716.0911 | 1099408.5231 | 1319290.2278 | 879526.8185 | 593680.6025 | 527716.0911
2014 | 3762 | City of Cleveland - (OH) | OH | Municipal | 41.88 | 0.08 | 523.5 | . | . | . | . | . | . | 72511 | 13.8 | N | . | . | . | . | . | . | . |  |  | . | [7 empty] | 72511 | 100% |  | 3625.55 |  | 9063.875 |  | 1: 14502.2; 3: 18127.75; 5: 14502.2; 7: 7251.1 | 3262.995 |  | 2175.33
2014 | 3764 | Clearwater-Polk Elec Coop Inc | MN | Cooperative | . | . | . | . | . | . | . | . | . | . | . |  | 77 | . | . | 73 | . | . | 4391 | N | L | 12.5 | N | 4 |  |  |  | 4 |  | 4391 | 100% | 0.35268 | 219.55 | 0.70536 | 548.875 | 2.1161 | 878.2 | 3.5268 | 1097.75 | 5.2902 | 878.2 | 7.0536 | 439.1 | 10.5805 | 197.595 | 14.1073 | 131.73 | 77.4313 | 387.1565 | 1858.3512 | 3871.565 | 4645.878 | 3097.252 | 2090.6451 | 1858.3512
2014 | 3774 | City of Clewiston | FL | Municipal | . | . | . | . | . | . | . | . | . | . | . |  | 9 | 0.09 | 100 | . | . | . | 4000 | N | L | . | N | [6 empty] | 4000 | 100% |  | 200 |  | 500 |  | 1: 800; 3: 1000; 5: 800; 7: 400 | 180 |  | 120
2014 | 3804 | Clinton Combined Utility Sys | SC | Municipal | . | . | . | . | . | . | . | . | . | . | . |  | 70.046 | 0.704 | 99.4972 | . | . | . | 4127 | N | L | 25 | N | [6 empty] | 4127 | 100% |  | 206.35 |  | 515.875 |  | 1: 825.4; 3: 1031.75; 5: 825.4; 7: 412.7 | 185.715 |  | 123.81
2014 | 3812 | City of Clinton - (TN) | TN | Municipal | 398.4 | 2.13 | 187.0422 | 112.8 | 1.57 | 71.8471 | 396.6 | 1.94 | 204.433 | 29044 | 13 | Y | . | . | . | . | . | . | . |  |  | . |  | 285.6 | 0.56 | 71.8471 | 510 | 510 | 16264.64 | 16264.64 | 56% | 44.9669 | 813.232 | 89.9339 | 2033.08 | 269.8016 | 3252.928 | 449.6694 | 4066.16 | 674.504 | 3252.928 | 899.3387 | 1626.464 | 1349.0081 | 731.9088 | 1798.6774 | 487.9392 | 36568.5514 | 182842.7568 | 877645.2326 | 1828427.568 | 2194113.0816 | 1462742.0544 | 987350.8867 | 877645.2326
2014 | 3828 | Cloverland Electric Co-op | MI | Cooperative | 608 | 2.84 | 214.0845 | 254 | 2.01 | 126.3682 | 590 | 2.54 | 232.2835 | 42767 | 24.9 | Y | . | . | . | . | . | . | . |  |  | . |  | 354 | 0.83 | 126.3682 | 426.506 | 426.506 | 35496.61 | 35496.61 | 83% | 37.6052 | 1774.8305 | 75.2105 | 4437.0763 | 225.6314 | 7099.322 | 376.0523 | 8874.1525 | 564.0785 | 7099.322 | 752.1047 | 3549.661 | 1128.157 | 1597.3474 | 1504.2093 | 1064.8983 | 66742.9155 | 333714.5775 | 1601829.9721 | 3337145.7752 | 4004574.9302 | 2669716.6201 | 1802058.7186 | 1601829.9721
2014 | 3841 | Coast Electric Power Assn | MS | Cooperative | 85 | 1.47 | 57.8231 | 35 | 0.68 | 51.4706 | . | . | . | 79352 | 25 | N | . | . | . | . | . | . | . |  |  | . |  | 50 | 0.79 | 51.4706 | 63.2911 | 63.2911 | 62688.08 | 62688.08 | 79% | 5.5804 | 3134.404 | 11.1608 | 7836.01 | 33.4825 | 12537.616 | 55.8041 | 15672.02 | 83.7061 | 12537.616 | 111.6082 | 6268.808 | 167.4123 | 2820.9636 | 223.2164 | 1880.6424 | 17491.2564 | 87456.2821 | 419790.1543 | 874562.8215 | 1049475.3857 | 699650.2572 | 472263.9236 | 419790.1543
2014 | 3843 | Coastal Electric Member Corp | GA | Cooperative | 120.6 | 1.732 | 69.6305 | 107.71 | 1.55 | 69.4903 | 107.71 | 1.55 | 69.4903 | 17181 | 25 | Y | . | . | . | . | . | . | . |  |  | . |  | 12.89 | 0.182 | 69.4903 | 70.8242 | 70.8242 | 3126.942 | 3126.942 | 18.2% | 6.2446 | 156.3471 | 12.4892 | 390.8678 | 37.4676 | 625.3884 | 62.446 | 781.7355 | 93.669 | 625.3884 | 124.892 | 312.6942 | 187.338 | 140.7124 | 249.784 | 93.8083 | 976.3252 | 4881.6258 | 23431.8038 | 48816.2579 | 58579.5095 | 39053.0063 | 26360.7793 | 23431.8038
2014 | 3844 | Coastal Electric Coop, Inc | SC | Cooperative | 7266.4 | 4.503 | 1613.6798 | 229.5 | 2.286 | 100.3937 | 7263.3 | 4.044 | 1796.0682 | 11610 | 12 | Y | . | . | . | . | . | . | . |  |  | . |  | 7036.9 | 2.217 | 100.3937 | 3174.0641 | 7036.9 | 25739.37 | 11610 | 100% | 620.4467 | 580.5 | 1240.8935 | 1451.25 | 3722.6804 | 2322 | 6204.4673 | 2902.5 | 9306.701 | 2322 | 12408.9346 | 1161 | 18613.4019 | 522.45 | 24817.8692 | 348.3 | 360169.327 | 1800846.6348 | 8644063.8472 | 18008466.3483 | 21610159.6179 | 14406773.0786 | 9724571.8281 | 8644063.8472
2014 | 3881 | City of Cody | WY | Municipal | . | . | . | . | . | . | . | . | . | . | . |  | 75 | 1 | 75 | . | . | . | 7388 | N | L | 12.5 | N | [6 empty] | 7388 | 100% |  | 369.4 |  | 923.5 |  | 1: 1477.6; 3: 1847; 5: 1477.6; 7: 738.8 | 332.46 |  | 221.64
2014 | 3915 | Coldwater Board of Public Util | MI | Municipal | 60.83 | 0.917 | 66.3359 | . | . | . | . | . | . | 6715 | 13.8 | Y | . | . | . | . | . | . | . |  |  | . | [7 empty] | 6715 | 100% |  | 335.75 |  | 839.375 |  | 1: 1343; 3: 1678.75; 5: 1343; 7: 671.5 | 302.175 |  | 201.45
2014 | 3916 | Cobb Electric Membership Corp | GA | Cooperative | 35.85 | 0.58 | 61.8103 | 35.85 | 0.58 | 61.8103 | 35.013 | 0.52 | 67.3327 | 193392 | 20 | N | . | . | . | . | . | . | . |  |  | . |  | 0 | 0 | 61.8103 |  |  | 0 | 0 | 0% |  | 0 |  | 0 |  | 1: 0; 3: 0; 5: 0; 7: 0 | 0 |  | 0
2014 | 3940 | City of College Station - (TX) | TX | Municipal | 69.7 | 1.23 | 56.6667 | 45.28 | 0.73 | 62.0274 | 45.28 | 0.73 | 62.0274 | 44838 | 12 | N | . | . | . | . | . | . | . |  |  | . |  | 24.42 | 0.5 | 62.0274 | 48.84 | 48.84 | 22419 | 22419 | 50% | 4.3062 | 1120.95 | 8.6125 | 2802.375 | 25.8375 | 4483.8 | 43.0625 | 5604.75 | 64.5937 | 4483.8 | 86.1249 | 2241.9 | 129.1874 | 1008.855 | 172.2498 | 672.57 | 4827.0858 | 24135.4289 | 115850.059 | 241354.2895 | 289625.1474 | 193083.4316 | 130331.3163 | 115850.059
2014 | 3989 | City of Colorado Springs - (CO) | CO | Municipal | 43.53 | 0.727 | 59.8762 | 43.53 | 0.727 | 59.8762 | 43.53 | 0.727 | 59.8762 | 218901 | 34.5 | Y | . | . | . | . | . | . | . |  |  | . |  | 0 | 0 | 59.8762 |  |  | 0 | 0 | 0% |  | 0 |  | 0 |  | 1: 0; 3: 0; 5: 0; 7: 0 | 0 |  | 0
2014 | 4008 | Columbia Power Coop Assn Inc | OR | Cooperative | 293 | . | . | 293 | . | . | 293 | . | . | 1823 | 24.9 | N | . | . | . | . | . | . | . |  |  | . |  | 0 |  |  |  | 0 |  | 1823 | 100% | 0 | 91.15 | 0 | 227.875 | 0 | 364.6 | 0 | 455.75 | 0 | 364.6 | 0 | 182.3 | 0 | 82.035 | 0 | 54.69 | 0 | 0 | 0 | 0 | 0 | 0 | 0 | 0
2014 | 4040 | Calhoun County Elec Coop Assn | IA | Cooperative | . | . | . | . | . | . | . | . | . | . | . |  | 29 | 0.43 | 67.4419 | 29 | 0.43 | 67.4419 | 1676 | N | F | . | N | 0 | 0 | 67.4419 |  |  | 0 | 0 | 0% |  | 0 |  | 0 |  | 1: 0; 3: 0; 5: 0; 7: 0 | 0 |  | 0
2014 | 4045 | City of Columbia - (MO) | MO | Municipal | 65 | 0.53 | 122.6415 | . | . | . | . | . | . | 46701 | 13.8 | N | . | . | . | . | . | . | . |  |  | . | [7 empty] | 46701 | 100% |  | 2335.05 |  | 5837.625 |  | 1: 9340.2; 3: 11675.25; 5: 9340.2; 7: 4670.1 | 2101.545 |  | 1401.03
2014 | 4063 | Co-Mo Electric Coop Inc | MO | Cooperative | . | . | . | . | . | . | . | . | . | . | . |  | 162 | 1.087 | 149.034 | 162 | 1.087 | 149.034 | 31299 | N | F | 24.9 | Y | 0 | 0 | 149.034 |  |  | 0 | 0 | 0% |  | 0 |  | 0 |  | 1: 0; 3: 0; 5: 0; 7: 0 | 0 |  | 0
2014 | 4065 | City of Columbus - (OH) | OH | Municipal | . | . | . | . | . | . | . | . | . | . | . |  | 118.68 | 0.99 | 119.8788 | 118.68 | 0.99 | 119.8788 | 14696 | N | O | 14 | N | 0 | 0 | 119.8788 |  |  | 0 | 0 | 0% |  | 0 |  | 0 |  | 1: 0; 3: 0; 5: 0; 7: 0 | 0 |  | 0
2014 | 4068 | City of Columbus - (MS) | MS | Municipal | . | . | . | . | . | . | . | . | . | . | . |  | . | 1.056 | . | . | . | . | 13000 | N | L | 13 | N | [6 empty] | 13000 | 100% |  | 650 |  | 1625 |  | 1: 2600; 3: 3250; 5: 2600; 7: 1300 | 585 |  | 390
2014 | 4110 | Commonwealth Edison Co | IL | Investor Owned | 205 | 1.05 | 195.2381 | 74 | 0.87 | 85.0575 | 205 | 1.05 | 195.2381 | 3831214 | 34 | Y | . | . | . | . | . | . | . |  |  | . |  | 131 | 0.18 | 85.0575 | 727.7778 | 727.7778 | 689618.52 | 689618.52 | 18% | 64.1685 | 34480.926 | 128.337 | 86202.315 | 385.011 | 137923.704 | 641.685 | 172404.63 | 962.5276 | 137923.704 | 1283.3701 | 68961.852 | 1925.0551 | 31032.8334 | 2566.7401 | 20688.5556 | 2212589.4225 | 11062947.1124 | 53102146.1396 | 110629471.1242 | 132755365.349 | 88503576.8993 | 59739914.4071 | 53102146.1396
2014 | 4117 | Community Electric Coop | VA | Cooperative | 224.8 | 1.404 | 160.114 | 205.5 | 1.294 | 158.8099 | 123.2 | 0.804 | 153.2338 | 11031 | 34.5 | Y | . | . | . | . | . | . | . |  |  | . |  | 19.3 | 0.11 | 158.8099 | 175.4545 | 175.4545 | 1213.41 | 1213.41 | 11% | 15.4699 | 60.6705 | 30.9398 | 151.6763 | 92.8195 | 242.682 | 154.6991 | 303.3525 | 232.0486 | 242.682 | 309.3982 | 121.341 | 464.0973 | 54.6034 | 618.7963 | 36.4023 | 938.5671 | 4692.8354 | 22525.61 | 46928.3542 | 56314.025 | 37542.6833 | 25341.3112 | 22525.61
2014 | 4146 | Concho Valley Elec Coop Inc | TX | Cooperative | 845.4 | 3.57 | 236.8067 | 481.8 | 3.08 | 156.4286 | 612 | 2.47 | 247.7733 | 13730 | 24.9 | Y | . | . | . | . | . | . | . |  |  | . |  | 363.6 | 0.49 | 156.4286 | 742.0408 | 742.0408 | 6727.7 | 6727.7 | 49% | 65.4261 | 336.385 | 130.8522 | 840.9625 | 392.5565 | 1345.54 | 654.2608 | 1681.925 | 981.3912 | 1345.54 | 1308.5216 | 672.77 | 1962.7825 | 302.7465 | 2617.0433 | 201.831 | 22008.3527 | 110041.7634 | 528200.4644 | 1100417.6341 | 1320501.1609 | 880334.1073 | 594225.5224 | 528200.4644
2014 | 4150 | City of Concord - (NC) | NC | Municipal | 88 | 1.219 | 72.1903 | 30 | 0.671 | 44.7094 | 30 | 0.671 | 44.7094 | 28935 | 13 | N | . | . | . | . | . | . | . |  |  | . |  | 58 | 0.548 | 44.7094 | 105.8394 | 105.8394 | 15856.38 | 15856.38 | 54.8% | 9.3319 | 792.819 | 18.6638 | 1982.0475 | 55.9915 | 3171.276 | 93.3191 | 3964.095 | 139.9787 | 3171.276 | 186.6382 | 1585.638 | 279.9573 | 713.5371 | 373.2764 | 475.6914 | 7398.5158 | 36992.579 | 177564.3791 | 369925.7899 | 443910.9478 | 295940.6319 | 199759.9265 | 177564.3791
2014 | 4176 | Connecticut Light & Power Co | CT | Investor Owned | 93.67 | 0.76 | 123.25 | 93.67 | 0.76 | 123.25 | 93.57 | 0.76 | 123.1184 | 1248364 | 34.5 | Y | . | . | . | . | . | . | . |  |  | . |  | 0 | 0 | 123.25 |  |  | 0 | 0 | 0% |  | 0 |  | 0 |  | 1: 0; 3: 0; 5: 0; 7: 0 | 0 |  | 0
2014 | 4226 | Consolidated Edison Co-NY Inc | NY | Investor Owned | . | . | . | . | . | . | . | . | . | . | . |  | 21 | 0.111 | 189.1892 | 19 | 0.107 | 177.5701 | 3362187 | N | F | 33 | Y | 2 | 0.004 | 177.5701 | 500 | 500 | 13448.748 | 13448.748 | 0.4% | 44.0852 | 672.4374 | 88.1705 | 1681.0935 | 264.5114 | 2689.7496 | 440.8523 | 3362.187 | 661.2785 | 2689.7496 | 881.7046 | 1344.8748 | 1322.5569 | 605.1937 | 1763.4093 | 403.4624 | 29644.5584 | 148222.7921 | 711469.4019 | 1482227.9206 | 1778673.5048 | 1185782.3365 | 800403.0771 | 711469.4019
2014 | 4237 | Consolidated Electric Coop | MO | Cooperative | 129.81 | 1.72 | 75.4709 | 72.85 | 1.51 | 48.245 | 123.5 | 0.69 | 178.9855 | 7856 | 12.5 | N | . | . | . | . | . | . | . |  |  | . |  | 56.96 | 0.21 | 48.245 | 271.2381 | 271.2381 | 1649.76 | 1649.76 | 21% | 23.9152 | 82.488 | 47.8304 | 206.22 | 143.4911 | 329.952 | 239.1519 | 412.44 | 358.7278 | 329.952 | 478.3038 | 164.976 | 717.4557 | 74.2392 | 956.6075 | 49.4928 | 1972.7161 | 9863.5803 | 47345.1855 | 98635.8031 | 118362.9637 | 78908.6425 | 53263.3337 | 47345.1855
2014 | 4254 | Consumers Energy Co | MI | Investor Owned | 376.6 | 1.102 | 341.7423 | 168.4 | 0.914 | 184.2451 | 375.3 | 1.088 | 344.9448 | 1787497 | 14.4 | Y | . | . | . | . | . | . | . |  |  | . |  | 208.2 | 0.188 | 184.2451 | 1107.4468 | 1107.4468 | 336049.436 | 336049.436 | 18.8% | 97.6441 | 16802.4718 | 195.2882 | 42006.1795 | 585.8646 | 67209.8872 | 976.441 | 84012.359 | 1464.6615 | 67209.8872 | 1952.882 | 33604.9436 | 2929.3229 | 15122.2246 | 3905.7639 | 10081.4831 | 1640662.1987 | 8203310.9934 | 39375892.7683 | 82033109.9339 | 98439731.9206 | 65626487.9471 | 44297879.3643 | 39375892.7683
2014 | 4262 | Cooke County Elec Coop Assn | TX | Cooperative | . | . | . | . | . | . | . | . | . | . | . |  | 178 | 1.17 | 152.1368 | . | . | . | 18112 | N |  | 7.2 | Y | [6 empty] | 18112 | 100% |  | 905.6 |  | 2264 |  | 1: 3622.4; 3: 4528; 5: 3622.4; 7: 1811.2 | 815.04 |  | 543.36
2014 | 4265 | Continental Divide El Coop Inc | NM | Cooperative | . | . | . | . | . | . | . | . | . | . | . |  | 221 | . | . | 80 | . | . | 18278 | N | F | 25 | N | 141 |  |  |  | 141 |  | 18278 | 100% | 12.432 | 913.9 | 24.8641 | 2284.75 | 74.5922 | 3655.6 | 124.3204 | 4569.5 | 186.4805 | 3655.6 | 248.6407 | 1827.8 | 372.9611 | 822.51 | 497.2814 | 548.34 | 11361.637 | 56808.1852 | 272679.2888 | 568081.8516 | 681698.2219 | 454465.4813 | 306764.1999 | 272679.2888
2014 | 4280 | Conway Corporation | AR | Municipal | 92.409 | 1.016 | 90.9537 | 92.409 | 1.016 | 90.9537 | . | . | . | 29752 | 13.8 | N | . | . | . | . | . | . | . |  |  | . |  | 0 | 0 | 90.9537 |  |  | 0 | 0 | 0% |  | 0 |  | 0 |  | 1: 0; 3: 0; 5: 0; 7: 0 | 0 |  | 0
2014 | 4317 | Coos-Curry Electric Coop, Inc | OR | Cooperative | 241.74 | 1.75 | 138.1371 | 123.53 | 1.2 | 102.9417 | 121.41 | 1.75 | 69.3771 | 17840 | 24.9 | N | . | . | . | . | . | . | . |  |  | . |  | 118.21 | 0.55 | 102.9417 | 214.9273 | 214.9273 | 9812 | 9812 | 55% | 18.9502 | 490.6 | 37.9005 | 1226.5 | 113.7014 | 1962.4 | 189.5024 | 2453 | 284.2536 | 1962.4 | 379.0047 | 981.2 | 568.5071 | 441.54 | 758.0095 | 294.36 | 9296.9863 | 46484.9317 | 223127.672 | 464849.3167 | 557819.18 | 371879.4533 | 251018.631 | 223127.672
2014 | 4362 | Corn Belt Energy Corporation | IL | Cooperative | 373.7 | 2.39 | 156.3598 | 335.9 | 2.3 | 146.0435 | 203.3 | 1.05 | 193.619 | 35296 | 69 | Y | . | . | . | . | . | . | . |  |  | . |  | 37.8 | 0.09 | 146.0435 | 420 | 420 | 3176.64 | 3176.64 | 9% | 37.0316 | 158.832 | 74.0632 | 397.08 | 222.1896 | 635.328 | 370.3159 | 794.16 | 555.4739 | 635.328 | 740.6319 | 317.664 | 1110.9478 | 142.9488 | 1481.2638 | 95.2992 | 5881.8022 | 29409.011 | 141163.2529 | 294090.1102 | 352908.1323 | 235272.0882 | 158808.6595 | 141163.2529
2014 | 4373 | Cornhusker Public Power Dist | NE | Political Subdivision | . | . | . | . | . | . | . | . | . | . | . |  | 76 | . | . | 36 | . | . | 9773 | N | O | 12.5 | N | 40 |  |  |  | 40 |  | 9773 | 100% | 3.5268 | 488.65 | 7.0536 | 1221.625 | 21.1609 | 1954.6 | 35.2682 | 2443.25 | 52.9023 | 1954.6 | 70.5364 | 977.3 | 105.8046 | 439.785 | 141.0727 | 293.19 | 1723.3799 | 8616.8993 | 41361.1168 | 86168.9934 | 103402.7921 | 68935.1947 | 46531.2564 | 41361.1168
2014 | 4401 | Cotton Electric Coop, Inc | OK | Cooperative | 244 | 2.42 | 100.8264 | 186.07 | 2.05 | 90.7659 | 161.2 | 1.59 | 101.3837 | 21288 | 14.4 | N | . | . | . | . | . | . | . |  |  | . |  | 57.93 | 0.37 | 90.7659 | 156.5676 | 156.5676 | 7876.56 | 7876.56 | 37% | 13.8046 | 393.828 | 27.6093 | 984.57 | 82.8278 | 1575.312 | 138.0463 | 1969.14 | 207.0695 | 1575.312 | 276.0927 | 787.656 | 414.139 | 354.4452 | 552.1854 | 236.2968 | 5436.6518 | 27183.2588 | 130479.6421 | 271832.5878 | 326199.1054 | 217466.0702 | 146789.5974 | 130479.6421
2014 | 4430 | Covington Electric Coop, Inc | AL | Cooperative | 78.186 | 1.42 | 55.0606 | 69.258 | 1.38 | 50.187 | 73.51 | 0.925 | 79.4703 | 22739 | 25 | Y | . | . | . | . | . | . | . |  |  | . |  | 8.928 | 0.04 | 50.187 | 223.2 | 223.2 | 909.56 | 909.56 | 4% | 19.6796 | 45.478 | 39.3593 | 113.695 | 118.0779 | 181.912 | 196.7965 | 227.39 | 295.1947 | 181.912 | 393.5929 | 90.956 | 590.3894 | 40.9302 | 787.1859 | 27.2868 | 894.991 | 4474.955 | 21479.784 | 44749.55 | 53699.46 | 35799.64 | 24164.757 | 21479.784
2014 | 4432 | Coweta-Fayette El Member Corp | GA | Cooperative | 266.26 | 2.37 | 112.346 | 107.41 | 1.49 | 72.0872 | 224.28 | 1.67 | 134.2994 | 76703 | 25 | N | . | . | . | . | . | . | . |  |  | . |  | 158.85 | 0.88 | 72.0872 | 180.5114 | 180.5114 | 67498.64 | 67498.64 | 88% | 15.9158 | 3374.932 | 31.8315 | 8437.33 | 95.4946 | 13499.728 | 159.1577 | 16874.66 | 238.7366 | 13499.728 | 318.3154 | 6749.864 | 477.4731 | 3037.4388 | 636.6308 | 2024.9592 | 53714.6431 | 268573.2157 | 1289151.4351 | 2685732.1565 | 3222878.5878 | 2148585.7252 | 1450295.3645 | 1289151.4351
2014 | 4442 | PUD No 1 of Cowlitz County | WA | Political Subdivision | . | . | . | . | . | . | . | . | . | . | . |  | 82 | 0.7 | 117.1429 | . | . | . | 49330 |  | F | 12.5 | N | [6 empty] | 49330 | 100% |  | 2466.5 |  | 6166.25 |  | 1: 9866; 3: 12332.5; 5: 9866; 7: 4933 | 2219.85 |  | 1479.9
2014 | 4471 | Craig-Botetourt Electric Coop | VA | Cooperative | 520.59 | 2.81 | 185.2634 | 361.57 | 2.59 | 139.6023 | . | . | . | 6590 | . | N | . | . | . | . | . | . | . |  |  | . |  | 159.02 | 0.22 | 139.6023 | 722.8182 | 722.8182 | 1449.8 | 1449.8 | 22% | 63.7312 | 72.49 | 127.4624 | 181.225 | 382.3873 | 289.96 | 637.3121 | 362.45 | 955.9682 | 289.96 | 1274.6243 | 144.98 | 1911.9364 | 65.241 | 2549.2485 | 43.494 | 4619.8757 | 23099.3784 | 110877.0163 | 230993.784 | 277192.5408 | 184795.0272 | 124736.6434 | 110877.0163
2014 | 4471 | Craig-Botetourt Electric Coop | WV | Cooperative | 897.35 | 2.78 | 322.7878 | 314.23 | 1.76 | 178.5398 | . | . | . | 478 | . |  | . | . | . | . | . | . | . |  |  | . |  | 583.12 | 1.02 | 178.5398 | 571.6863 | 583.12 | 487.56 | 478 | 100% | 51.414 | 23.9 | 102.8279 | 59.75 | 308.4838 | 95.6 | 514.1396 | 119.5 | 771.2094 | 95.6 | 1028.2792 | 47.8 | 1542.4188 | 21.51 | 2056.5584 | 14.34 | 1228.7937 | 6143.9683 | 29491.0476 | 61439.6826 | 73727.6191 | 49151.7461 | 33177.4286 | 29491.0476
2014 | 4508 | Crawfordsville Elec, Lgt & Pwr | IN | Municipal | . | . | . | . | . | . | . | . | . | . | . |  | . | . | . | 13 | 0.23 | 56.5217 | 9844 | N | F | 13.8 | N |  |  | 56.5217 |  |  |  | 9844 | 100% |  | 492.2 |  | 1230.5 |  | 1: 1968.8; 3: 2461; 5: 1968.8; 7: 984.4 | 442.98 |  | 295.32
2014 | 4509 | Craighead Electric Coop Corp | AR | Cooperative | . | . | . | . | . | . | . | . | . | . | . |  | 293 | 2.092 | 140.0574 | 285 | 1.82 | 156.5934 | 29342 | N | F | 34.5 | N | 8 | 0.272 | 156.5934 | 29.4118 | 29.4118 | 7981.024 | 7981.024 | 27.2% | 2.5932 | 399.0512 | 5.1865 | 997.628 | 15.5595 | 1596.2048 | 25.9325 | 1995.256 | 38.8987 | 1596.2048 | 51.865 | 798.1024 | 77.7975 | 359.1461 | 103.73 | 239.4307 | 1034.8391 | 5174.1954 | 24836.1381 | 51741.9544 | 62090.3453 | 41393.5636 | 27940.6554 | 24836.1381
2014 | 4524 | Crawford Electric Coop, Inc | MO | Cooperative | 213.4 | 1.421 | 150.1759 | 213.4 | 1.421 | 150.1759 | 189 | 1.25 | 151.2 | 19548 | 25 | Y | . | . | . | . | . | . | . |  |  | . |  | 0 | 0 | 150.1759 |  |  | 0 | 0 | 0% |  | 0 |  | 0 |  | 1: 0; 3: 0; 5: 0; 7: 0 | 0 |  | 0
2014 | 4577 | Crow Wing Cooperative Power & Light Comp | MN | Cooperative | 223.95 | 1.042 | 214.9232 | 54.64 | 0.643 | 84.9767 | 162.91 | 0.777 | 209.6654 | 41942 | 15 | Y | . | . | . | . | . | . | . |  |  | . |  | 169.31 | 0.399 | 84.9767 | 424.3358 | 424.3358 | 16734.858 | 16734.858 | 39.9% | 37.4139 | 836.7429 | 74.8278 | 2091.8573 | 224.4833 | 3346.9716 | 374.1389 | 4183.7145 | 561.2083 | 3346.9716 | 748.2777 | 1673.4858 | 1122.4166 | 753.0686 | 1496.5555 | 502.0457 | 31305.8046 | 156529.0232 | 751339.3114 | 1565290.2322 | 1878348.2786 | 1252232.1857 | 845256.7254 | 751339.3114
2014 | 4618 | Cullman Electric Coop, Inc | AL | Cooperative | 1044.51 | 4.168 | 250.6022 | 377.51 | 2.904 | 129.9966 | 1044.51 | 4.168 | 250.6022 | 42266 | 46 | Y | . | . | . | . | . | . | . |  |  | . |  | 667 | 1.264 | 129.9966 | 527.6899 | 667 | 53424.224 | 42266 | 100% | 58.8097 | 2113.3 | 117.6194 | 5283.25 | 352.8582 | 8453.2 | 588.097 | 10566.5 | 882.1455 | 8453.2 | 1176.194 | 4226.6 | 1764.291 | 1901.97 | 2352.388 | 1267.98 | 124282.5364 | 621412.6819 | 2982780.8729 | 6214126.8185 | 7456952.1822 | 4971301.4548 | 3355628.482 | 2982780.8729
2014 | 4622 | Cumberland Valley Electric, Inc. | KY | Cooperative | 187.78 | 1.642 | 114.3605 | 137.089 | 1.552 | 88.3305 | 181.872 | 1.536 | 118.4062 | 23736 | 25 | Y | . | . | . | . | . | . | . |  |  | . |  | 50.691 | 0.09 | 88.3305 | 563.2333 | 563.2333 | 2136.24 | 2136.24 | 9% | 49.6605 | 106.812 | 99.3211 | 267.03 | 297.9633 | 427.248 | 496.6054 | 534.06 | 744.9082 | 427.248 | 993.2109 | 213.624 | 1489.8163 | 96.1308 | 1986.4217 | 64.0872 | 5304.342 | 26521.71 | 127304.2079 | 265217.0998 | 318260.5197 | 212173.6798 | 143217.2339 | 127304.2079
2014 | 4624 | Cumberland Elec Member Corp | TN | Cooperative | . | . | . | . | . | . | . | . | . | . | . |  | 229 | 2.3 | 99.5652 | . | . | . | 90360 | N | F | 25 | Y | [6 empty] | 90360 | 100% |  | 4518 |  | 11295 |  | 1: 18072; 3: 22590; 5: 18072; 7: 9036 | 4066.2 |  | 2710.8
2014 | 4675 | Cuivre River Electric Coop Inc | MO | Cooperative | 107.43 | 0.91 | 118.055 | 95.25 | 0.82 | 116.1585 | 100.28 | 0.85 | 117.9765 | 60234 | 24.9 | Y | . | . | . | . | . | . | . |  |  | . |  | 12.18 | 0.09 | 116.1585 | 135.3333 | 135.3333 | 5421.06 | 5421.06 | 9% | 11.9324 | 271.053 | 23.8648 | 677.6325 | 71.5944 | 1084.212 | 119.324 | 1355.265 | 178.986 | 1084.212 | 238.6481 | 542.106 | 357.9721 | 243.9477 | 477.2961 | 162.6318 | 3234.3135 | 16171.5677 | 77623.5248 | 161715.6767 | 194058.812 | 129372.5414 | 87326.4654 | 77623.5248
2014 | 4683 | City of Cuyahoga Falls - (OH) | OH | Municipal | 2.27 | 0.024 | 94.5833 | 2.27 | 0.024 | 94.5833 | 2.27 | 0.024 | 94.5833 | 24854 | 23 | N | . | . | . | . | . | . | . |  |  | . |  | 0 | 0 | 94.5833 |  |  | 0 | 0 | 0% |  | 0 |  | 0 |  | 1: 0; 3: 0; 5: 0; 7: 0 | 0 |  | 0
2014 | 4704 | DS&O Electric Cooperative, Inc. | KS | Cooperative | . | . | . | . | . | . | . | . | . | . | . |  | 10 | 0.1 | 100 | 8 | 0.1 | 80 | 8379 | N | F | 12.5 | N | 2 | 0 | 80 |  |  | 0 | 0 | 0% |  | 0 |  | 0 |  | 1: 0; 3: 0; 5: 0; 7: 0 | 0 |  | 0
2014 | 4717 | Dakota Valley Elec Coop Inc | ND | Cooperative | 151 | 1.5 | 100.6667 | 119.8 | 1.44 | 83.1944 | 106.7 | 0.719 | 148.4006 | 6378 | 25 | Y | . | . | . | . | . | . | . |  |  | . |  | 31.2 | 0.06 | 83.1944 | 520 | 520 | 382.68 | 382.68 | 6% | 45.8486 | 19.134 | 91.6973 | 47.835 | 275.0918 | 76.536 | 458.4864 | 95.67 | 687.7296 | 76.536 | 916.9728 | 38.268 | 1375.4592 | 17.2206 | 1833.9456 | 11.4804 | 877.2679 | 4386.3395 | 21054.4294 | 43863.3946 | 52636.0735 | 35090.7157 | 23686.2331 | 21054.4294
2014 | 4848 | Daviess Martin County R E M C | IN | Cooperative | . | . | . | . | . | . | . | . | . | . | . |  | 401 | 1.744 | 229.9312 | 234 | 1.736 | 134.7926 | 8011 | N | F | 12.8 | N | 167 | 0.008 | 134.7926 | 20875 | 20875 | 64.088 | 64.088 | 0.8% | 1840.5584 | 3.2044 | 3681.1168 | 8.011 | 11043.3505 | 12.8176 | 18405.5841 | 16.022 | 27608.3762 | 12.8176 | 36811.1683 | 6.4088 | 55216.7524 | 2.884 | 73622.3365 | 1.9226 | 5897.8854 | 29489.4269 | 141549.2491 | 294894.2689 | 353873.1227 | 235915.4151 | 159242.9052 | 141549.2491
2014 | 4911 | Dawson Power District | NE | Political Subdivision | . | . | . | . | . | . | . | . | . | . | . |  | 257.6 | . | . | 149 | . | . | 22879 | N | O | . | Y | 108.6 |  |  |  | 108.6 |  | 22879 | 100% | 9.5753 | 1143.95 | 19.1506 | 2859.875 | 57.4519 | 4575.8 | 95.7531 | 5719.75 | 143.6297 | 4575.8 | 191.5062 | 2287.9 | 287.2594 | 1029.555 | 383.0125 | 686.37 | 10953.6785 | 54768.3924 | 262888.2833 | 547683.9236 | 657220.7083 | 438147.1389 | 295749.3187 | 262888.2833
2014 | 4922 | Dayton Power & Light Co | OH | Investor Owned | 127.55 | 0.964 | 132.3133 | 108.9 | 0.923 | 117.9848 | 118.31 | 0.859 | 137.7299 | 574993 | 12 | N | . | . | . | . | . | . | . |  |  | . |  | 18.65 | 0.041 | 117.9848 | 454.878 | 454.878 | 23574.713 | 23574.713 | 4.1% | 40.1068 | 1178.7357 | 80.2136 | 2946.8391 | 240.6408 | 4714.9426 | 401.0681 | 5893.6782 | 601.6021 | 4714.9426 | 802.1362 | 2357.4713 | 1203.2042 | 1060.8621 | 1604.2723 | 707.2414 | 47275.3245 | 236376.6227 | 1134607.789 | 2363766.227 | 2836519.4724 | 1891012.9816 | 1276433.7626 | 1134607.789
2014 | 4939 | Deaf Smith Electric Coop, Inc | TX | Cooperative | 150.8 | 1.6 | 94.25 | 138.3 | 1.4 | 98.7857 | 107.9 | 0.9 | 119.8889 | 14235 | 14.4 | Y | . | . | . | . | . | . | . |  |  | . |  | 12.5 | 0.2 | 98.7857 | 62.5 | 62.5 | 2847 | 2847 | 20% | 5.5107 | 142.35 | 11.0213 | 355.875 | 33.0639 | 569.4 | 55.1065 | 711.75 | 82.6598 | 569.4 | 110.2131 | 284.7 | 165.3196 | 128.115 | 220.4262 | 85.41 | 784.4416 | 3922.2079 | 18826.5981 | 39222.0794 | 47066.4952 | 31377.6635 | 21179.9229 | 18826.5981
2014 | 4958 | Decatur Utilities | AL | Municipal | . | . | . | . | . | . | . | . | . | . | . |  | 56.427 | 2.594 | 21.7529 | . | . | . | 26883 | N | O | 12.5 | Y | [6 empty] | 26883 | 100% |  | 1344.15 |  | 3360.375 |  | 1: 5376.6; 3: 6720.75; 5: 5376.6; 7: 2688.3 | 1209.735 |  | 806.49
2014 | 4960 | Decatur County Rural E M C | IN | Cooperative | . | . | . | . | . | . | . | . | . | . | . |  | 333 | 2.353 | 141.5215 | 325 | 2.25 | 144.4444 | 7846 | N | F | 12.5 | Y | 8 | 0.103 | 144.4444 | 77.6699 | 77.6699 | 808.138 | 808.138 | 10.3% | 6.8482 | 40.4069 | 13.6964 | 101.0173 | 41.0891 | 161.6276 | 68.4819 | 202.0345 | 102.7229 | 161.6276 | 136.9638 | 80.8138 | 205.4457 | 36.3662 | 273.9277 | 24.2441 | 276.7142 | 1383.5709 | 6641.1403 | 13835.709 | 16602.8508 | 11068.5672 | 7471.2829 | 6641.1403
2014 | 4975 | Deep East Texas Elec Coop Inc | TX | Cooperative | 974.784 | . | . | 534.684 | . | . | 786.72 | . | . | 41632 | 12.5 | N | . | . | . | . | . | . | . |  |  | . |  | 440.1 |  |  |  | 440.1 |  | 41632 | 100% | 38.8038 | 2081.6 | 77.6076 | 5204 | 232.8229 | 8326.4 | 388.0382 | 10408 | 582.0573 | 8326.4 | 776.0764 | 4163.2 | 1164.1146 | 1873.44 | 1552.1528 | 1248.96 | 80774.0332 | 403870.1661 | 1938576.7971 | 4038701.6605 | 4846441.9927 | 3230961.3284 | 2180898.8967 | 1938576.7971
2014 | 5027 | Delmarva Power | DE | Investor Owned | 166 | 1.18 | 140.678 | 105 | 0.98 | 107.1429 | 161 | 1.15 | 140 | 303952 | 69 | Y | . | . | . | . | . | . | . |  |  | . |  | 61 | 0.2 | 107.1429 | 305 | 305 | 60790.4 | 60790.4 | 20% | 26.892 | 3039.52 | 53.784 | 7598.8 | 161.3519 | 12158.08 | 268.9199 | 15197.6 | 403.3799 | 12158.08 | 537.8398 | 6079.04 | 806.7597 | 2735.568 | 1075.6796 | 1823.712 | 81738.745 | 408693.7252 | 1961729.881 | 4086937.252 | 4904324.7024 | 3269549.8016 | 2206946.1161 | 1961729.881
2014 | 5027 | Delmarva Power | MD | Investor Owned | 163 | 1.93 | 84.456 | 127 | 1.81 | 70.1657 | 144 | 1.68 | 85.7143 | 203771 | 69 | Y | . | . | . | . | . | . | . |  |  | . |  | 36 | 0.12 | 70.1657 | 300 | 300 | 24452.52 | 24452.52 | 12% | 26.4511 | 1222.626 | 52.9023 | 3056.565 | 158.7068 | 4890.504 | 264.5114 | 6113.13 | 396.7671 | 4890.504 | 529.0228 | 2445.252 | 793.5342 | 1100.3634 | 1058.0456 | 733.5756 | 32339.8501 | 161699.2506 | 776156.4026 | 1616992.5055 | 1940391.0066 | 1293594.0044 | 873175.953 | 776156.4026
2014 | 5063 | City of Denton - (TX) | TX | Municipal | 37 | 0.41 | 90.2439 | 37 | 0.41 | 90.2439 | . | . | . | 50347 | 69 | Y | . | . | . | . | . | . | . |  |  | . |  | 0 | 0 | 90.2439 |  |  | 0 | 0 | 0% |  | 0 |  | 0 |  | 1: 0; 3: 0; 5: 0; 7: 0 | 0 |  | 0
2014 | 5070 | Delaware Electric Cooperative | DE | Cooperative | 188 | 2.26 | 83.1858 | 147.95 | 1.88 | 78.6968 | 172.98 | 1.99 | 86.9246 | 87448 | 12 | Y | . | . | . | . | . | . | . |  |  | . |  | 40.05 | 0.38 | 78.6968 | 105.3947 | 105.3947 | 33230.24 | 33230.24 | 38% | 9.2927 | 1661.512 | 18.5854 | 4153.78 | 55.7562 | 6646.048 | 92.927 | 8307.56 | 139.3905 | 6646.048 | 185.8541 | 3323.024 | 278.7811 | 1495.3608 | 371.7081 | 996.9072 | 15439.9371 | 77199.6855 | 370558.4905 | 771996.8553 | 926396.2263 | 617597.4842 | 416878.3018 | 370558.4905
2014 | 5078 | Denton County Elec Coop, Inc | TX | Cooperative | 32.92 | 1.024 | 32.1484 | 27.71 | 1.013 | 27.3544 | . | . | . | 184859 | 7.2 | Y | . | . | . | . | . | . | . |  |  | . |  | 5.21 | 0.011 | 27.3544 | 473.6364 | 473.6364 | 2033.449 | 2033.449 | 1.1% | 41.7607 | 101.6725 | 83.5215 | 254.1811 | 250.5644 | 406.6898 | 417.6074 | 508.3623 | 626.4111 | 406.6898 | 835.2147 | 203.3449 | 1252.8221 | 91.5052 | 1670.4295 | 61.0035 | 4245.9165 | 21229.5824 | 101901.9957 | 212295.8244 | 254754.9893 | 169836.6595 | 114639.7452 | 101901.9957
2014 | 5109 | DTE Electric Company | MI | Investor Owned | 793 | 1.22 | 650 | 189 | 0.76 | 248.6842 | 793 | 1.22 | 650 | 2166391 | 13.2 | Y | . | . | . | . | . | . | . |  |  | . |  | 604 | 0.46 | 248.6842 | 1313.0435 | 1313.0435 | 996539.86 | 996539.86 | 46% | 115.7717 | 49826.993 | 231.5433 | 124567.4825 | 694.6299 | 199307.972 | 1157.7165 | 249134.965 | 1736.5748 | 199307.972 | 2315.433 | 99653.986 | 3473.1495 | 44844.2937 | 4630.8661 | 29896.1958 | 5768553.2579 | 28842766.2895 | 138445278.1896 | 288427662.8949 | 346113195.4739 | 230742130.3159 | 155750937.9633 | 138445278.1896
2014 | 5111 | City of Detroit Lakes - (MN) | MN | Municipal | . | . | . | . | . | . | . | . | . | . | . |  | 13 | 0.188 | 69.1489 | 5 | 0.067 | 74.6269 | 8481 | N | L | 12.4 | N | 8 | 0.121 | 74.6269 | 66.1157 | 66.1157 | 1026.201 | 1026.201 | 12.1% | 5.8295 | 51.31 | 11.6589 | 128.2751 | 34.9767 | 205.2402 | 58.2945 | 256.5503 | 87.4418 | 205.2402 | 116.589 | 102.6201 | 174.8836 | 46.179 | 233.1781 | 30.786 | 299.1095 | 1495.5474 | 7178.6275 | 14955.4739 | 17946.5687 | 11964.3791 | 8075.9559 | 7178.6275
2014 | 5148 | City of Dickson | TN | Municipal | 1034.9 | 2.016 | 513.3433 | 196.556 | 1.485 | 132.3609 | . | . | . | 33872 | 13 | Y | . | . | . | . | . | . | . |  |  | . |  | 838.344 | 0.531 | 132.3609 | 1578.8023 | 1578.8023 | 17986.032 | 17986.032 | 53.1% | 139.2037 | 899.3016 | 278.4075 | 2248.254 | 835.2224 | 3597.2064 | 1392.0373 | 4496.508 | 2088.0559 | 3597.2064 | 2784.0745 | 1798.6032 | 4176.1118 | 809.3714 | 5568.149 | 539.581 | 125186.1336 | 625930.6679 | 3004467.206 | 6259306.6792 | 7511168.015 | 5007445.3434 | 3380025.6068 | 3004467.206
2014 | 5175 | Dixie Electric Power Assn | MS | Cooperative | . | . | . | . | . | . | . | . | . | . | . |  | 260 | 2.01 | 129.3532 | 151 | 1.596 | 94.6115 | 36421 | N | F | 24.9 | Y | 109 | 0.414 | 94.6115 | 263.285 | 263.285 | 15078.294 | 15078.294 | 41.4% | 23.214 | 753.9147 | 46.4279 | 1884.7867 | 139.2838 | 3015.6588 | 232.1396 | 3769.5735 | 348.2094 | 3015.6588 | 464.2792 | 1507.8294 | 696.4189 | 678.5232 | 928.5585 | 452.3488 | 17501.3475 | 87506.7377 | 420032.3409 | 875067.3769 | 1050080.8523 | 700053.9015 | 472536.3835 | 420032.3409
2014 | 5202 | Dixie Electric Membership Corp | LA | Cooperative | 204.2 | 2.87 | 71.1498 | 204.2 | 2.87 | 71.1498 | 195.5 | 2.73 | 71.6117 | 103171 | 24.9 | Y | . | . | . | . | . | . | . |  |  | . |  | 0 | 0 | 71.1498 |  |  | 0 | 0 | 0% |  | 0 |  | 0 |  | 1: 0; 3: 0; 5: 0; 7: 0 | 0 |  | 0
2014 | 5204 | Dixie Electric Coop | AL | Cooperative | 1.519 | . | . | 1.159 | . | . | 1.519 | . | . | 22338 | 13.2 | N | . | . | . | . | . | . | . |  |  | . |  | 0.36 |  |  |  | 0.36 |  | 22338 | 100% | 0.031741 | 1116.9 | 0.063483 | 2792.25 | 0.19045 | 4467.6 | 0.31741 | 5584.5 | 0.47612 | 4467.6 | 0.63483 | 2233.8 | 0.95224 | 1005.21 | 1.2697 | 670.14 | 35.4519 | 177.2597 | 850.8464 | 1772.5966 | 2127.1159 | 1418.0773 | 957.2022 | 850.8464
2014 | 5394 | Dubois Rural Electric Coop Inc | IN | Cooperative | . | . | . | . | . | . | . | . | . | . | . |  | 81.039 | 0.739 | 109.6603 | 80.958 | 0.738 | 109.6992 | 13415 | N | L | 12.5 | Y | 0.081 | 0.001 | 109.6992 | 81 | 81 | 13.415 | 13.415 | 0.1% | 7.1418 | 0.67075 | 14.2836 | 1.6769 | 42.8508 | 2.683 | 71.4181 | 3.3537 | 107.1271 | 2.683 | 142.8361 | 1.3415 | 214.2542 | 0.60368 | 285.6723 | 0.40245 | 4.7904 | 23.9518 | 114.9688 | 239.5184 | 287.422 | 191.6147 | 129.3399 | 114.9688
2014 | 5399 | Duck River Elec Member Corp | TN | Cooperative | 114.97 | 1.41 | 81.539 | 114.97 | 1.41 | 81.539 | 105.26 | 1.29 | 81.5969 | 71219 | 25 | N | . | . | . | . | . | . | . |  |  | . |  | 0 | 0 | 81.539 |  |  | 0 | 0 | 0% |  | 0 |  | 0 |  | 1: 0; 3: 0; 5: 0; 7: 0 | 0 |  | 0
2014 | 5416 | Duke Energy Carolinas, LLC | NC | Investor Owned | 606 | 1.3 | 466.1538 | 138 | 0.94 | 146.8085 | 585 | 1.1 | 531.8182 | 1894482 | 35 | Y | . | . | . | . | . | . | . |  |  | . |  | 468 | 0.36 | 146.8085 | 1300 | 1300 | 682013.52 | 682013.52 | 36% | 114.6216 | 34100.676 | 229.2432 | 85251.69 | 687.7296 | 136402.704 | 1146.216 | 170503.38 | 1719.324 | 136402.704 | 2292.432 | 68201.352 | 3438.6481 | 30690.6084 | 4584.8641 | 20460.4056 | 3908674.1043 | 19543370.5217 | 93808178.504 | 195433705.2168 | 234520446.2601 | 156346964.1734 | 105534200.817 | 93808178.504
2014 | 5416 | Duke Energy Carolinas, LLC | SC | Investor Owned | 160 | 1 | 160 | 126 | 0.87 | 144.8276 | 144 | 0.84 | 171.4286 | 557449 | 35 | Y | . | . | . | . | . | . | . |  |  | . |  | 34 | 0.13 | 144.8276 | 261.5385 | 261.5385 | 72468.37 | 72468.37 | 13% | 23.06 | 3623.4185 | 46.1199 | 9058.5462 | 138.3598 | 14493.674 | 230.5997 | 18117.0925 | 345.8995 | 14493.674 | 461.1993 | 7246.837 | 691.799 | 3261.0766 | 922.3987 | 2174.0511 | 83555.9118 | 417779.5591 | 2005341.8839 | 4177795.5915 | 5013354.7098 | 3342236.4732 | 2256009.6194 | 2005341.8839
2014 | 5417 | Dunn County Electric Coop | WI | Cooperative | 366.96 | 1.41 | 260.2553 | 92.08 | 1.04 | 88.5385 | 366.96 | 1.41 | 260.2553 | 9619 | 7.2 | N | . | . | . | . | . | . | . |  |  | . |  | 274.88 | 0.37 | 88.5385 | 742.9189 | 742.9189 | 3559.03 | 3559.03 | 37% | 65.5035 | 177.9515 | 131.007 | 444.8788 | 393.021 | 711.806 | 655.035 | 889.7575 | 982.5526 | 711.806 | 1310.0701 | 355.903 | 1965.1051 | 160.1564 | 2620.1402 | 106.7709 | 11656.447 | 58282.2348 | 279754.7272 | 582822.3483 | 699386.8179 | 466257.8786 | 314724.0681 | 279754.7272
2014 | 5429 | City of Duncan - (OK) | OK | Municipal | . | . | . | . | . | . | . | . | . | . | . |  | 161 | 2.85 | 56.4912 | . | . | . | 9005 | N | O | 13.2 | N | [6 empty] | 9005 | 100% |  | 450.25 |  | 1125.625 |  | 1: 1801; 3: 2251.25; 5: 1801; 7: 900.5 | 405.225 |  | 270.15
2014 | 5487 | Duquesne Light Co | PA | Investor Owned | . | . | . | . | . | . | . | . | . | . | . |  | 63 | 0.62 | 101.6129 | 63 | 0.62 | 101.6129 | 590965 | N | F | 23 | N | 0 | 0 | 101.6129 |  |  | 0 | 0 | 0% |  | 0 |  | 0 |  | 1: 0; 3: 0; 5: 0; 7: 0 | 0 |  | 0
2014 | 5509 | City of Dyersburg | TN | Municipal | . | . | . | . | . | . | . | . | . | . | . |  | 63.7 | 1.105 | 57.6471 | 63.7 | 1.105 | 57.6471 | 11924 | N | L | 13.2 | N | 0 | 0 | 57.6471 |  |  | 0 | 0 | 0% |  | 0 |  | 0 |  | 1: 0; 3: 0; 5: 0; 7: 0 | 0 |  | 0
2014 | 5574 | East Central Energy | MN | Cooperative | 91.7 | 1.096 | 83.6679 | 71.7 | 1.015 | 70.6404 | 82.5 | 0.789 | 104.5627 | 58307 | 14.4 | N | . | . | . | . | . | . | . |  |  | . |  | 20 | 0.081 | 70.6404 | 246.9136 | 246.9136 | 4722.867 | 4722.867 | 8.1% | 21.7705 | 236.1434 | 43.541 | 590.3584 | 130.6229 | 944.5734 | 217.7048 | 1180.7168 | 326.5573 | 944.5734 | 435.4097 | 472.2867 | 653.1145 | 212.529 | 870.8194 | 141.686 | 5140.9552 | 25704.7759 | 123382.9243 | 257047.759 | 308457.3108 | 205638.2072 | 138805.7899 | 123382.9243
2014 | 5575 | City of East Grand Forks - (MN) | MN | Municipal | . | . | . | . | . | . | . | . | . | . | . |  | 41 | 0.58 | 70.6897 | 17 | 0.36 | 47.2222 | 4200 | N | F | 12.5 | N | 24 | 0.22 | 47.2222 | 109.0909 | 109.0909 | 924 | 924 | 22% | 9.6186 | 46.2 | 19.2372 | 115.5 | 57.7116 | 184.8 | 96.186 | 231 | 144.2789 | 184.8 | 192.3719 | 92.4 | 288.5579 | 41.58 | 384.7438 | 27.72 | 444.3791 | 2221.8957 | 10665.0992 | 22218.9566 | 26662.748 | 17775.1653 | 11998.2366 | 10665.0992
2014 | 5578 | East Mississippi Elec Pwr Assn | MS | Cooperative | 609.96 | 2.35 | 259.5575 | 116.5 | 1.89 | 61.6402 | 595.9 | 2.19 | 272.1005 | 11980 | 25 | N | . | . | . | . | . | . | . |  |  | . |  | 493.46 | 0.46 | 61.6402 | 1072.7391 | 1072.7391 | 5510.8 | 5510.8 | 46% | 94.5839 | 275.54 | 189.1678 | 688.85 | 567.5034 | 1102.16 | 945.8391 | 1377.7 | 1418.7586 | 1102.16 | 1891.6781 | 551.08 | 2837.5172 | 247.986 | 3783.3562 | 165.324 | 26061.6494 | 130308.2469 | 625479.585 | 1303082.4688 | 1563698.9625 | 1042465.975 | 703664.5331 | 625479.585
2014 | 5585 | Eastern Illinois Elec Coop | IL | Cooperative | 277.9 | 2.56 | 108.5547 | 125.2 | 1.41 | 88.7943 | 252.7 | 2.13 | 118.6385 | 13494 | 7.2 | Y | . | . | . | . | . | . | . |  |  | . |  | 152.7 | 1.15 | 88.7943 | 132.7826 | 152.7 | 15518.1 | 13494 | 100% | 13.4636 | 674.7 | 26.9273 | 1686.75 | 80.7818 | 2698.8 | 134.6363 | 3373.5 | 201.9544 | 2698.8 | 269.2726 | 1349.4 | 403.9089 | 607.23 | 538.5452 | 404.82 | 9083.9109 | 45419.5547 | 218013.8627 | 454195.5474 | 545034.6569 | 363356.4379 | 245265.5956 | 218013.8627
2014 | 5588 | East-Central Iowa Rural Elec Coop | IA | Cooperative | . | . | . | . | . | . | . | . | . | . | . |  | 188 | 2.14 | 87.8505 | 158 | 1.82 | 86.8132 | 8668 | N | F | 12.5 | Y | 30 | 0.32 | 86.8132 | 93.75 | 93.75 | 2773.76 | 2773.76 | 32% | 8.266 | 138.688 | 16.532 | 346.72 | 49.5959 | 554.752 | 82.6598 | 693.44 | 123.9897 | 554.752 | 165.3196 | 277.376 | 247.9794 | 124.8192 | 330.6392 | 83.2128 | 1146.3924 | 5731.9618 | 27513.4166 | 57319.6179 | 68783.5415 | 45855.6943 | 30952.5937 | 27513.4166
2014 | 5598 | East Central Oklahoma Elec Coop Inc | OK | Cooperative | 138.78 | 1.31 | 105.9389 | 138.78 | 1.31 | 105.9389 | . | . | . | 33339 | 25 | Y | . | . | . | . | . | . | . |  |  | . |  | 0 | 0 | 105.9389 |  |  | 0 | 0 | 0% |  | 0 |  | 0 |  | 1: 0; 3: 0; 5: 0; 7: 0 | 0 |  | 0
2014 | 5605 | Eastern Iowa Light & Power Coop | IA | Cooperative | 127.2 | 1.53 | 83.1373 | 95.4 | 1.29 | 73.9535 | 101.4 | 1.23 | 82.439 | 23459 | 7.2 | N | . | . | . | . | . | . | . |  |  | . |  | 31.8 | 0.24 | 73.9535 | 132.5 | 132.5 | 5630.16 | 5630.16 | 24% | 11.6826 | 281.508 | 23.3652 | 703.77 | 70.0955 | 1126.032 | 116.8259 | 1407.54 | 175.2388 | 1126.032 | 233.6517 | 563.016 | 350.4776 | 253.3572 | 467.3035 | 168.9048 | 3288.7415 | 16443.7076 | 78929.7963 | 164437.0757 | 197324.4908 | 131549.6605 | 88796.0209 | 78929.7963
2014 | 5609 | Eastern Maine Electric Coop | ME | Cooperative | 2131.2 | 10.92 | 195.1648 | 608.4 | 5.93 | 102.597 | 1935 | 9.56 | 202.4059 | 12597 | 24.9 | Y | . | . | . | . | . | . | . |  |  | . |  | 1522.8 | 4.99 | 102.597 | 305.1703 | 1522.8 | 62859.03 | 12597 | 100% | 134.266 | 629.85 | 268.532 | 1574.625 | 805.5959 | 2519.4 | 1342.6598 | 3149.25 | 2013.9897 | 2519.4 | 2685.3196 | 1259.7 | 4027.9794 | 566.865 | 5370.6392 | 377.91 | 84567.4281 | 422837.1403 | 2029618.2736 | 4228371.4034 | 5074045.6841 | 3382697.1227 | 2283320.5578 | 2029618.2736
2014 | 5625 | Easton Utilities Comm | MD | Municipal | . | . | . | . | . | . | . | . | . | . | . |  | 14 | 0.71 | 19.7183 | . | . | . | 10560 | Y | F | 25 | N | [6 empty] | 10560 | 100% |  | 528 |  | 1320 |  | 1: 2112; 3: 2640; 5: 2112; 7: 1056 | 475.2 |  | 316.8
2014 | 5632 | Eau Claire Electric Coop | WI | Cooperative | . | . | . | . | . | . | . | . | . | . | . |  | 198 | 0.74 | 267.5676 | 50 | 0.58 | 86.2069 | 10701 | N | L | 12.5 | Y | 148 | 0.16 | 86.2069 | 925 | 925 | 1712.16 | 1712.16 | 16% | 81.5577 | 85.608 | 163.1154 | 214.02 | 489.3461 | 342.432 | 815.5768 | 428.04 | 1223.3652 | 342.432 | 1631.1536 | 171.216 | 2446.7303 | 77.0472 | 3262.3071 | 51.3648 | 6981.9897 | 34909.9486 | 167567.7531 | 349099.4857 | 418919.3828 | 279279.5885 | 188513.7223 | 167567.7531
2014 | 5644 | Edisto Electric Coop, Inc | SC | Cooperative | 4874.811 | . | . | 64.796 | . | . | 4874.811 | . | . | 19833 | 14.4 | N | . | . | . | . | . | . | . |  |  | . |  | 4810.015 |  |  |  | 4810.015 |  | 19833 | 100% | 424.1012 | 991.65 | 848.2025 | 2479.125 | 2544.6075 | 3966.6 | 4241.0125 | 4958.25 | 6361.5187 | 3966.6 | 8482.025 | 1983.3 | 12723.0375 | 892.485 | 16964.05 | 594.99 | 420560.0037 | 2102800.0183 | 10093440.0876 | 21028000.1826 | 25233600.2191 | 16822400.1461 | 11355120.0986 | 10093440.0876
2014 | 5656 | Edgecombe-Martin County E M C | NC | Cooperative | 62.5 | 0.85 | 73.5294 | 62.5 | 0.85 | 73.5294 | 52.6 | 0.72 | 73.0556 | 11441 | 25 | N | . | . | . | . | . | . | . |  |  | . |  | 0 | 0 | 73.5294 |  |  | 0 | 0 | 0% |  | 0 |  | 0 |  | 1: 0; 3: 0; 5: 0; 7: 0 | 0 |  | 0
2014 | 5661 | City of Edmond - (OK) | OK | Municipal | 40.566 | 1.252 | 32.401 | . | 0.594 | . | . | . | . | 49483 | 12.5 | N | . | . | . | . | . | . | . |  |  | . |  |  | 0.658 |  |  |  | 32559.814 | 32559.814 | 65.8% |  | 1627.9907 |  | 4069.9767 |  | 1: 6511.9628; 3: 8139.9535; 5: 6511.9628; 7: 3255.9814 | 1465.1916 |  | 976.7944
2014 | 5701 | El Paso Electric Co | NM | Investor Owned | 52.972 | 0.903 | 58.6622 | . | . | . | 50.984 | 0.881 | 57.8706 | 94512 | 23.9 | Y | . | . | . | . | . | . | . |  |  | . | [7 empty] | 94512 | 100% |  | 4725.6 |  | 11814 |  | 1: 18902.4; 3: 23628; 5: 18902.4; 7: 9451.2 | 4253.04 |  | 2835.36
2014 | 5701 | El Paso Electric Co | TX | Investor Owned | 63.975 | 0.79 | 80.981 | . | . | . | 61.996 | 0.745 | 83.2161 | 304477 | 23.9 | Y | . | . | . | . | . | . | . |  |  | . | [7 empty] | 304477 | 100% |  | 15223.85 |  | 38059.625 |  | 1: 60895.4; 3: 76119.25; 5: 60895.4; 7: 30447.7 | 13701.465 |  | 9134.31
2014 | 5773 | City of Elk River | MN | Municipal | 28.54 | 0.14 | 203.8571 | 28.54 | 0.14 | 203.8571 | 28.54 | 0.14 | 203.8571 | 9449 | 12.5 | N | . | . | . | . | . | . | . |  |  | . |  | 0 | 0 | 203.8571 |  |  | 0 | 0 | 0% |  | 0 |  | 0 |  | 1: 0; 3: 0; 5: 0; 7: 0 | 0 |  | 0
2014 | 5780 | Elkhorn Rural Public Pwr Dist | NE | Political Subdivision | . | . | . | . | . | . | . | . | . | . | . |  | 73.7 | 0.83 | 88.7952 | 31 | 0.029 | 1068.9655 | 9428 | N | F | 12.5 | N | 42.7 | 0.801 | 1068.9655 | 53.3084 | 53.3084 | 7551.828 | 7551.828 | 80.1% | 4.7002 | 377.5914 | 9.4004 | 943.9785 | 28.2013 | 1510.3656 | 47.0022 | 1887.957 | 70.5033 | 1510.3656 | 94.0045 | 755.1828 | 141.0067 | 339.8323 | 188.0089 | 226.5548 | 1774.7639 | 8873.8193 | 42594.3324 | 88738.1925 | 106485.831 | 70990.554 | 47918.624 | 42594.3324
2014 | 5860 | Empire District Electric Co | AR | Investor Owned | 179.48 | 1.048 | 171.2595 | 40 | 0.572 | 69.9301 | . | . | . | 4979 | 12.8 | N | . | . | . | . | . | . | . |  |  | . |  | 139.48 | 0.476 | 69.9301 | 293.0252 | 293.0252 | 2370.004 | 2370.004 | 47.6% | 25.8362 | 118.5002 | 51.6723 | 296.2505 | 155.017 | 474.0008 | 258.3617 | 592.501 | 387.5425 | 474.0008 | 516.7234 | 237.0004 | 775.0851 | 106.6502 | 1033.4467 | 71.1001 | 3061.5911 | 15307.9556 | 73478.187 | 153079.5562 | 183695.4675 | 122463.645 | 82662.9604 | 73478.187
2014 | 5860 | Empire District Electric Co | KS | Investor Owned | 407.66 | 3.469 | 117.5151 | 170.77 | 2.619 | 65.2043 | . | . | . | 10763 | 12.8 | N | . | . | . | . | . | . | . |  |  | . |  | 236.89 | 0.85 | 65.2043 | 278.6941 | 278.6941 | 9148.55 | 9148.55 | 85% | 24.5726 | 457.4275 | 49.1452 | 1143.5687 | 147.4355 | 1829.71 | 245.7259 | 2287.1375 | 368.5888 | 1829.71 | 491.4518 | 914.855 | 737.1777 | 411.6848 | 982.9036 | 274.4565 | 11240.1781 | 56200.8906 | 269764.2749 | 562008.906 | 674410.6871 | 449607.1248 | 303484.8092 | 269764.2749
2014 | 5860 | Empire District Electric Co | MO | Investor Owned | 150.76 | 1.413 | 106.695 | 127.92 | 1.366 | 93.6457 | . | . | . | 162272 | 25 | N | . | . | . | . | . | . | . |  |  | . |  | 22.84 | 0.047 | 93.6457 | 485.9574 | 485.9574 | 7626.784 | 7626.784 | 4.7% | 42.8471 | 381.3392 | 85.6942 | 953.348 | 257.0826 | 1525.3568 | 428.4709 | 1906.696 | 642.7064 | 1525.3568 | 856.9419 | 762.6784 | 1285.4128 | 343.2053 | 1713.8837 | 228.8035 | 16339.2762 | 81696.3809 | 392142.6283 | 816963.809 | 980356.5708 | 653571.0472 | 441160.4568 | 392142.6283
2014 | 5860 | Empire District Electric Co | OK | Investor Owned | 662.98 | 3.214 | 206.2788 | 259.43 | 2.485 | 104.3984 | . | . | . | 6694 | 12.8 | N | . | . | . | . | . | . | . |  |  | . |  | 403.55 | 0.729 | 104.3984 | 553.5665 | 553.5665 | 4879.926 | 4879.926 | 72.9% | 48.8082 | 243.9963 | 97.6164 | 609.9908 | 292.8493 | 975.9852 | 488.0822 | 1219.9815 | 732.1233 | 975.9852 | 976.1643 | 487.9926 | 1464.2465 | 219.5967 | 1952.3287 | 146.3978 | 11909.0244 | 59545.122 | 285816.5855 | 595451.2197 | 714541.4636 | 476360.9758 | 321543.6586 | 285816.5855
2014 | 5862 | Empire Electric Assn, Inc | CO | Cooperative | 43.44 | 0.534 | 81.3483 | 43.44 | 0.534 | 81.3483 | 43.44 | 0.534 | 81.3483 | 16110 | 44 | Y | . | . | . | . | . | . | . |  |  | . |  | 0 | 0 | 81.3483 |  |  | 0 | 0 | 0% |  | 0 |  | 0 |  | 1: 0; 3: 0; 5: 0; 7: 0 | 0 |  | 0
2014 | 5929 | Fairfield Electric Coop, Inc | SC | Cooperative | . | . | . | . | . | . | . | . | . | . | . |  | 73 | 1.08 | 67.5926 | 68 | 1.03 | 66.0194 | 26524 | N | L | 25 | Y | 5 | 0.05 | 66.0194 | 100 | 100 | 1326.2 | 1326.2 | 5% | 8.817 | 66.31 | 17.6341 | 165.775 | 52.9023 | 265.24 | 88.1705 | 331.55 | 132.2557 | 265.24 | 176.3409 | 132.62 | 264.5114 | 59.679 | 352.6819 | 39.786 | 584.6583 | 2923.2917 | 14031.8001 | 29232.917 | 35079.5004 | 23386.3336 | 15785.7752 | 14031.8001
2014 | 5930 | Village of Fairport - (NY) | NY | Municipal | . | . | . | . | . | . | . | . | . | . | . |  | 142 | 0.477 | 297.6939 | 79 | 0.431 | 183.2947 | 16802 | Y | L | 12.5 | N | 63 | 0.046 | 183.2947 | 1369.5652 | 1369.5652 | 772.892 | 772.892 | 4.6% | 120.7552 | 38.6446 | 241.5104 | 96.6115 | 724.5312 | 154.5784 | 1207.552 | 193.223 | 1811.328 | 154.5784 | 2415.104 | 77.2892 | 3622.656 | 34.7801 | 4830.208 | 23.1868 | 4666.5364 | 23332.6819 | 111996.8729 | 233326.8185 | 279992.1822 | 186661.4548 | 125996.482 | 111996.8729
2014 | 5935 | Borough of Ephrata - (PA) | PA | Municipal | 12.752 | 0.444 | 28.7207 | . | . | . | 12.752 | 0.444 | 28.7207 | 6600 | 12.5 | N | . | . | . | . | . | . | . |  |  | . | [7 empty] | 6600 | 100% |  | 330 |  | 825 |  | 1: 1320; 3: 1650; 5: 1320; 7: 660 | 297 |  | 198
2014 | 6022 | City of Eugene - (OR) | OR | Municipal | 336.9 | 0.67 | 502.8358 | 59.39 | 0.41 | 144.8537 | . | . | . | 88742 | 12.5 | Y | . | . | . | . | . | . | . |  |  | . |  | 277.51 | 0.26 | 144.8537 | 1067.3462 | 1067.3462 | 23072.92 | 23072.92 | 26% | 94.1084 | 1153.646 | 188.2168 | 2884.115 | 564.6504 | 4614.584 | 941.084 | 5768.23 | 1411.6261 | 4614.584 | 1882.1681 | 2307.292 | 2823.2521 | 1038.2814 | 3764.3362 | 692.1876 | 108567.7844 | 542838.9218 | 2605626.8247 | 5428389.2182 | 6514067.0619 | 4342711.3746 | 2931330.1778 | 2605626.8247
2014 | 6112 | Farmers Electric Coop, Inc - (IA) | IA | Cooperative | 106.75 | 1.39 | 76.7986 | 85.13 | 1.28 | 66.5078 | 100.96 | 1.23 | 82.0813 | 4873 | 34.5 | N | . | . | . | . | . | . | . |  |  | . |  | 21.62 | 0.11 | 66.5078 | 196.5455 | 196.5455 | 536.03 | 536.03 | 11% | 17.3295 | 26.8015 | 34.659 | 67.0037 | 103.977 | 107.206 | 173.295 | 134.0075 | 259.9426 | 107.206 | 346.5901 | 53.603 | 519.8851 | 24.1213 | 693.1801 | 16.0809 | 464.4567 | 2322.2835 | 11146.9606 | 23222.8347 | 27867.4016 | 18578.2677 | 12540.3307 | 11146.9606
2014 | 6145 | City of Fairhope - (AL) | AL | Municipal | . | . | . | . | . | . | . | . | . | . | . |  | 23 | 0.589 | 39.0492 | 23 | 0.589 | 39.0492 | 6610 | N | L | 46 | N | 0 | 0 | 39.0492 |  |  | 0 | 0 | 0% |  | 0 |  | 0 |  | 1: 0; 3: 0; 5: 0; 7: 0 | 0 |  | 0
2014 | 6168 | Farmers Electric Coop - (IA) | IA | Cooperative | 20 | 0.806 | 24.8139 | 20 | 0.806 | 24.8139 | 20 | 0.806 | 24.8139 | 650 | 12 | Y | . | . | . | . | . | . | . |  |  | . |  | 0 | 0 | 24.8139 |  |  | 0 | 0 | 0% |  | 0 |  | 0 |  | 1: 0; 3: 0; 5: 0; 7: 0 | 0 |  | 0
2014 | 6181 | Farmers Electric Coop, Inc - (MO) | MO | Cooperative | . | . | . | . | . | . | . | . | . | . | . |  | 54.101 | 0.543 | 99.6335 | . | . | . | 12876 | N | O | 13.2 | N | [6 empty] | 12876 | 100% |  | 643.8 |  | 1609.5 |  | 1: 2575.2; 3: 3219; 5: 2575.2; 7: 1287.6 | 579.42 |  | 386.28
2014 | 6182 | Farmers Electric Coop, Inc - (TX) | TX | Cooperative | 117.129 | 2.09 | 56.0426 | 94.161 | 1.37 | 68.7307 | . | 1.93 | . | 51921 | 24.9 | Y | . | . | . | . | . | . | . |  |  | . |  | 22.968 | 0.72 | 68.7307 | 31.9 | 31.9 | 37383.12 | 37383.12 | 72% | 2.8126 | 1869.156 | 5.6253 | 4672.89 | 16.8758 | 7476.624 | 28.1264 | 9345.78 | 42.1896 | 7476.624 | 56.2528 | 3738.312 | 84.3791 | 1682.2404 | 112.5055 | 1121.4936 | 5257.2588 | 26286.2938 | 126174.2102 | 262862.9378 | 315435.5254 | 210290.3503 | 141945.9864 | 126174.2102
2014 | 6194 | Farmers Rural Electric Coop Corp - (KY) | KY | Cooperative | 126.1 | 1.24 | 101.6936 | 126.1 | 1.24 | 101.6936 | 110 | 1.11 | 99.0991 | 24318 | 69 | N | . | . | . | . | . | . | . |  |  | . |  | 0 | 0 | 101.6935 |  |  | 0 | 0 | 0% |  | 0 |  | 0 |  | 1: 0; 3: 0; 5: 0; 7: 0 | 0 |  | 0
2014 | 6198 | Farmers Electric Coop, Inc - (NM) | NM | Cooperative | . | . | . | . | . | . | . | . | . | . | . |  | 158 | 1.448 | 109.116 | 91 | 1.423 | 63.9494 | 13073 | N | F | 24.9 | N | 67 | 0.025 | 63.9494 | 2680 | 2680 | 326.825 | 326.825 | 2.5% | 236.2968 | 16.3412 | 472.5937 | 40.8531 | 1417.781 | 65.365 | 2362.9684 | 81.7062 | 3544.4526 | 65.365 | 4725.9368 | 32.6825 | 7088.9052 | 14.7071 | 9451.8736 | 9.8047 | 3861.3857 | 19306.9287 | 92673.2579 | 193069.2873 | 231683.1447 | 154455.4298 | 104257.4151 | 92673.2579
2014 | 6204 | City of Farmington - (NM) | NM | Municipal | 96 | 0.917 | 104.6892 | . | . | . | . | . | . | 44633 | 13.8 | N | . | . | . | . | . | . | . |  |  | . | [7 empty] | 44633 | 100% |  | 2231.65 |  | 5579.125 |  | 1: 8926.6; 3: 11158.25; 5: 8926.6; 7: 4463.3 | 2008.485 |  | 1338.99
2014 | 6234 | City of Fayetteville | TN | Municipal | . | . | . | . | . | . | . | . | . | . | . |  | 407.611 | 2.085 | 195.4969 | 143.214 | 1.323 | 108.2494 | 19009 | N | F | 14.4 | Y | 264.397 | 0.762 | 108.2494 | 346.9777 | 346.9777 | 14484.858 | 14484.858 | 76.2% | 30.5932 | 724.2429 | 61.1864 | 1810.6073 | 183.5591 | 2896.9716 | 305.9318 | 3621.2145 | 458.8978 | 2896.9716 | 611.8637 | 1448.4858 | 917.7955 | 651.8186 | 1223.7273 | 434.5457 | 22156.896 | 110784.4799 | 531765.5037 | 1107844.7993 | 1329413.7592 | 886275.8395 | 598236.1916 | 531765.5037
2014 | 6258 | Federated Rural Electric Assn | MN | Cooperative | 246.7 | 2.4 | 102.7917 | 246.7 | 2.4 | 102.7917 | 95.2 | 0.8 | 119 | 5061 | 7.2 | Y | . | . | . | . | . | . | . |  |  | . |  | 0 | 0 | 102.7917 |  |  | 0 | 0 | 0% |  | 0 |  | 0 |  | 1: 0; 3: 0; 5: 0; 7: 0 | 0 |  | 0
2014 | 6272 | FEM Electric Assn, Inc | SD | Cooperative | 155 | 1.2 | 129.1667 | 155 | 1.2 | 129.1667 | 38 | 0.34 | 111.7647 | 2143 | 12.4 | N | . | . | . | . | . | . | . |  |  | . |  | 0 | 0 | 129.1667 |  |  | 0 | 0 | 0% |  | 0 |  | 0 |  | 1: 0; 3: 0; 5: 0; 7: 0 | 0 |  | 0
2014 | 6335 | Firelands Electric Coop, Inc | OH | Cooperative | 171 | . | . | 163 | . | . | . | . | . | 9033 | 7.2 | N | . | . | . | . | . | . | . |  |  | . |  | 8 |  |  |  | 8 |  | 9033 | 100% | 0.70536 | 451.65 | 1.4107 | 1129.125 | 4.2322 | 1806.6 | 7.0536 | 2258.25 | 10.5805 | 1806.6 | 14.1073 | 903.3 | 21.1609 | 406.485 | 28.2145 | 270.99 | 318.5775 | 1592.8876 | 7645.8604 | 15928.8758 | 19114.651 | 12743.1007 | 8601.5929 | 7645.8604
2014 | 6342 | First Electric Coop Corp | AR | Cooperative | 266.15 | 2.512 | 105.9514 | 204.576 | 2.206 | 92.7362 | 207 | 1.95 | 106.1539 | 90145 | 25 | Y | . | . | . | . | . | . | . |  |  | . |  | 61.574 | 0.306 | 92.7362 | 201.2222 | 201.2222 | 27584.37 | 27584.37 | 30.6% | 17.7419 | 1379.2185 | 35.4837 | 3448.0462 | 106.4511 | 5516.874 | 177.4186 | 6896.0925 | 266.1278 | 5516.874 | 354.8371 | 2758.437 | 532.2557 | 1241.2966 | 709.6743 | 827.5311 | 24469.8967 | 122349.4834 | 587277.5203 | 1223494.8339 | 1468193.8007 | 978795.8672 | 660687.2103 | 587277.5203
2014 | 6374 | Fitchburg Gas & Elec Light Co | MA | Investor Owned | 159.34 | 1.47 | 108.3946 | 91.92 | 1.24 | 74.129 | . | . | . | 29323 | 13.8 | Y | . | . | . | . | . | . | . |  |  | . |  | 67.42 | 0.23 | 74.129 | 293.1304 | 293.1304 | 6744.29 | 6744.29 | 23% | 25.8454 | 337.2145 | 51.6909 | 843.0362 | 155.0727 | 1348.858 | 258.4545 | 1686.0725 | 387.6817 | 1348.858 | 516.9089 | 674.429 | 775.3634 | 303.493 | 1033.8178 | 202.3287 | 8715.4592 | 43577.296 | 209171.0206 | 435772.9596 | 522927.5515 | 348618.3677 | 235317.3982 | 209171.0206
2014 | 6395 | Flathead Electric Coop Inc | MT | Cooperative | 297.76 | 1.68 | 177.2381 | 147.77 | 1.26 | 117.2778 | 275 | 1.36 | 202.2059 | 61847 | 24.9 | Y | . | . | . | . | . | . | . |  |  | . |  | 149.99 | 0.42 | 117.2778 | 357.119 | 357.119 | 25975.74 | 25975.74 | 42% | 31.4874 | 1298.787 | 62.9747 | 3246.9675 | 188.9241 | 5195.148 | 314.8735 | 6493.935 | 472.3103 | 5195.148 | 629.747 | 2597.574 | 944.6206 | 1168.9083 | 1259.4941 | 779.2722 | 40895.3631 | 204476.8155 | 981488.7144 | 2044768.155 | 2453721.786 | 1635814.524 | 1104174.8037 | 981488.7144
2014 | 6411 | Flint Electric Membership Corp | GA | Cooperative | . | . | . | . | . | . | . | . | . | . | . |  | 1.47 | 0.03 | 49 | 1.47 | 0.03 | 49 | 82744 | N | L | 25 | Y | 0 | 0 | 49 |  |  | 0 | 0 | 0% |  | 0 |  | 0 |  | 1: 0; 3: 0; 5: 0; 7: 0 | 0 |  | 0
2014 | 6431 | Flint Hills Rural E C A, Inc | KS | Cooperative | 352.9 | 3.147 | 112.1385 | 205.5 | 2.472 | 83.1311 | 190.6 | 1.625 | 117.2923 | 6605 | 7.2 | Y | . | . | . | . | . | . | . |  |  | . |  | 147.4 | 0.675 | 83.1311 | 218.3704 | 218.3704 | 4458.375 | 4458.375 | 67.5% | 19.2538 | 222.9187 | 38.5076 | 557.2969 | 115.5229 | 891.675 | 192.5382 | 1114.5938 | 288.8072 | 891.675 | 385.0763 | 445.8375 | 577.6145 | 200.6269 | 770.1527 | 133.7512 | 4292.0367 | 21460.1837 | 103008.8817 | 214601.8369 | 257522.2043 | 171681.4695 | 115884.9919 | 103008.8817
2014 | 6442 | Fleming-Mason Energy Coop Inc | KY | Cooperative | 140.7 | 0.99 | 142.1212 | 106.7 | 0.82 | 130.1219 | . | . | . | 23480 | 25 | Y | . | . | . | . | . | . | . |  |  | . |  | 34 | 0.17 | 130.122 | 200 | 200 | 3991.6 | 3991.6 | 17% | 17.6341 | 199.58 | 35.2682 | 498.95 | 105.8046 | 798.32 | 176.3409 | 997.9 | 264.5114 | 798.32 | 352.6819 | 399.16 | 529.0228 | 179.622 | 705.3637 | 119.748 | 3519.4122 | 17597.061 | 84465.8927 | 175970.6098 | 211164.7318 | 140776.4879 | 95024.1293 | 84465.8927
2014 | 6443 | Florida Keys El Coop Assn, Inc | FL | Cooperative | 55.305 | 1.171 | 47.2289 | 31.057 | 0.913 | 34.0164 | . | . | . | 31319 | 25 | Y | . | . | . | . | . | . | . |  |  | . |  | 24.248 | 0.258 | 34.0164 | 93.9845 | 93.9845 | 8080.302 | 8080.302 | 25.8% | 8.2867 | 404.0151 | 16.5733 | 1010.0377 | 49.7199 | 1616.0604 | 82.8666 | 2020.0755 | 124.2998 | 1616.0604 | 165.7331 | 808.0302 | 248.5997 | 363.6136 | 331.4663 | 242.4091 | 3347.9344 | 16739.6718 | 80350.4248 | 167396.7183 | 200876.062 | 133917.3746 | 90394.2279 | 80350.4248
2014 | 6452 | Florida Power & Light Co | FL | Investor Owned | 69.4 | 0.82 | 84.6341 | 69.4 | 0.82 | 84.6341 | . | . | . | 4729392 | 23 | Y | . | . | . | . | . | . | . |  |  | . |  | 0 | 0 | 84.6341 |  |  | 0 | 0 | 0% |  | 0 |  | 0 |  | 1: 0; 3: 0; 5: 0; 7: 0 | 0 |  | 0
2014 | 6455 | Duke Energy Florida, Inc | FL | Investor Owned | 103.81 | 1.34 | 77.4701 | 101.22 | 1.31 | 77.2672 | 103.81 | 1.34 | 77.4701 | 1697361 | 25 | Y | . | . | . | . | . | . | . |  |  | . |  | 2.59 | 0.03 | 77.2672 | 86.3333 | 86.3333 | 50920.83 | 50920.83 | 3% | 7.612 | 2546.0415 | 15.2241 | 6365.1038 | 45.6723 | 10184.166 | 76.1205 | 12730.2075 | 114.1807 | 10184.166 | 152.241 | 5092.083 | 228.3615 | 2291.4374 | 304.482 | 1527.6249 | 19380.5951 | 96902.9755 | 465134.2826 | 969029.7553 | 1162835.7064 | 775223.8043 | 523276.0679 | 465134.2826
2014 | 6457 | Florida Public Utilities Co | FL | Investor Owned | . | . | . | . | . | . | . | . | . | . | . |  | 209.53 | 2.85 | 73.5193 | 175.18 | 1.89 | 92.6878 | 28249 | N | L | 12.5 | N | 34.35 | 0.96 | 92.6878 | 35.7812 | 35.7812 | 27119.04 | 27119.04 | 96% | 3.1548 | 1355.952 | 6.3097 | 3389.88 | 18.9291 | 5423.808 | 31.5485 | 6779.76 | 47.3227 | 5423.808 | 63.097 | 2711.904 | 94.6455 | 1220.3568 | 126.194 | 813.5712 | 4277.8243 | 21389.1216 | 102667.7837 | 213891.216 | 256669.4592 | 171112.9728 | 115501.2566 | 102667.7837
2014 | 6491 | Foley Board of Utilities | AL | Municipal | . | . | . | . | . | . | . | . | . | . | . |  | 171 | 1.8 | 95 | 169 | 1.69 | 100 | 42600 | N | F | 13 | Y | 2 | 0.11 | 100 | 18.1818 | 18.1818 | 4686 | 4686 | 11% | 1.6031 | 234.3 | 3.2062 | 585.75 | 9.6186 | 937.2 | 16.031 | 1171.5 | 24.0465 | 937.2 | 32.062 | 468.6 | 48.093 | 210.87 | 64.124 | 140.58 | 375.6062 | 1878.0309 | 9014.5481 | 18780.3086 | 22536.3703 | 15024.2469 | 10141.3666 | 9014.5481
2014 | 6582 | City of Forest Grove | OR | Municipal | . | . | . | . | . | . | . | . | . | . | . |  | 14.53 | 0.01 | 1453 | . | . | . | 9507 | N | L | 12 | N | [6 empty] | 9507 | 100% |  | 475.35 |  | 1188.375 |  | 1: 1901.4; 3: 2376.75; 5: 1901.4; 7: 950.7 | 427.815 |  | 285.21
2014 | 6604 | City of Fort Collins - (CO) | CO | Municipal | . | . | . | . | . | . | . | . | . | . | . |  | 26 | 0.37 | 70.2703 | 26 | 0.37 | 70.2703 | 70554 | N | L | 13.8 | N | 0 | 0 | 70.2703 |  |  | 0 | 0 | 0% |  | 0 |  | 0 |  | 1: 0; 3: 0; 5: 0; 7: 0 | 0 |  | 0
2014 | 6608 | Fort Loudoun Electric Coop | TN | Cooperative | 318.05 | 3.404 | 93.4342 | 300.37 | 3.067 | 97.9361 | 313.43 | 3.363 | 93.1995 | 31415 | 13 | Y | . | . | . | . | . | . | . |  |  | . |  | 17.68 | 0.337 | 97.9361 | 52.4629 | 52.4629 | 10586.855 | 10586.855 | 33.7% | 4.6257 | 529.3428 | 9.2514 | 1323.3569 | 27.7541 | 2117.371 | 46.2568 | 2646.7137 | 69.3852 | 2117.371 | 92.5136 | 1058.6855 | 138.7704 | 476.4085 | 185.0272 | 317.6057 | 2448.5696 | 12242.8479 | 58765.6699 | 122428.4791 | 146914.1749 | 97942.7832 | 66111.3787 | 58765.6699
2014 | 6616 | Fort Pierce Utilities Authority | FL | Municipal | . | . | . | . | . | . | . | . | . | . | . |  | 27 | 0.5 | 54 | . | . | . | 28166 | N | L | 15 | N | [6 empty] | 28166 | 100% |  | 1408.3 |  | 3520.75 |  | 1: 5633.2; 3: 7041.5; 5: 5633.2; 7: 2816.6 | 1267.47 |  | 844.98
2014 | 6640 | Four County Elec Member Corp | NC | Cooperative | . | . | . | . | . | . | . | . | . | . | . |  | 699 | . | . | 143 | . | . | 32437 | Y |  | 7.2 | Y | 556 |  |  |  | 556 |  | 32437 | 100% | 49.0228 | 1621.85 | 98.0456 | 4054.625 | 294.1367 | 6487.4 | 490.2278 | 8109.25 | 735.3417 | 6487.4 | 980.4555 | 3243.7 | 1470.6833 | 1459.665 | 1960.9111 | 973.11 | 79507.5915 | 397537.9574 | 1908182.1954 | 3975379.5738 | 4770455.4886 | 3180303.6591 | 2146704.9699 | 1908182.1954
2014 | 6641 | 4-County Electric Power Assn | MS | Cooperative | 293.5 | 2.32 | 126.5086 | 138.33 | 1.84 | 75.1793 | 291.68 | 2.3 | 126.8174 | 45260 | 13 | Y | . | . | . | . | . | . | . |  |  | . |  | 155.17 | 0.48 | 75.1793 | 323.2708 | 323.2708 | 21724.8 | 21724.8 | 48% | 28.5029 | 1086.24 | 57.0059 | 2715.6 | 171.0176 | 4344.96 | 285.0294 | 5431.2 | 427.5441 | 4344.96 | 570.0588 | 2172.48 | 855.0882 | 977.616 | 1140.1176 | 651.744 | 30961.0325 | 154805.1624 | 743064.7794 | 1548051.6238 | 1857661.9486 | 1238441.299 | 835947.8769 | 743064.7794
2014 | 6709 | Easley Combined Utility System | SC | Municipal | 37.8 | 0.59 | 64.0678 | 37.8 | 0.59 | 64.0678 | 37.8 | 0.59 | 64.0678 | 13960 | 12.5 | Y | . | . | . | . | . | . | . |  |  | . |  | 0 | 0 | 64.0678 |  |  | 0 | 0 | 0% |  | 0 |  | 0 |  | 1: 0; 3: 0; 5: 0; 7: 0 | 0 |  | 0
2014 | 6716 | PUD No 1 of Franklin County | WA | Political Subdivision | . | . | . | . | . | . | . | . | . | . | . |  | 48 | 0.48 | 100 | 48 | 0.48 | 100 | 28857 | N | F | 12.5 | N | 0 | 0 | 100 |  |  | 0 | 0 | 0% |  | 0 |  | 0 |  | 1: 0; 3: 0; 5: 0; 7: 0 | 0 |  | 0
2014 | 6722 | Franklin Rural Electric Coop - (IA) | IA | Cooperative | . | . | . | . | . | . | . | . | . | . | . |  | 464.97 | 1.07 | 434.5514 | 464.97 | 1.07 | 434.5514 | 1915 | N | F | 7.2 | N | 0 | 0 | 434.5514 |  |  | 0 | 0 | 0% |  | 0 |  | 0 |  | 1: 0; 3: 0; 5: 0; 7: 0 | 0 |  | 0
2014 | 6775 | Village of Freeport - (NY) | NY | Municipal | . | . | . | . | . | . | . | . | . | . | . |  | 13.746 | 0.141 | 97.4894 | 13.746 | 0.141 | 97.4894 | 14671 | N | F | 13.8 | N | 0 | 0 | 97.4894 |  |  | 0 | 0 | 0% |  | 0 |  | 0 |  | 1: 0; 3: 0; 5: 0; 7: 0 | 0 |  | 0
2014 | 6779 | City of Fremont - (NE) | NE | Municipal | . | . | . | . | . | . | . | . | . | . | . |  | 32 | 0.29 | 110.3448 | 32 | 0.29 | 110.3448 | 14361 |  | F | 15 | N | 0 | 0 | 110.3448 |  |  | 0 | 0 | 0% |  | 0 |  | 0 |  | 1: 0; 3: 0; 5: 0; 7: 0 | 0 |  | 0
2014 | 6782 | Freeborn-Mower Coop Services | MN | Cooperative | 371.2 | 1.432 | 259.2179 | 62.2 | 0.752 | 82.7128 | 363.1 | 1.278 | 284.1158 | 5975 | 12.5 | Y | . | . | . | . | . | . | . |  |  | . |  | 309 | 0.68 | 82.7128 | 454.4118 | 454.4118 | 4063 | 4063 | 68% | 40.0657 | 203.15 | 80.1314 | 507.875 | 240.3942 | 812.6 | 400.657 | 1015.75 | 600.9854 | 812.6 | 801.3139 | 406.3 | 1201.9709 | 182.835 | 1602.6278 | 121.89 | 8139.3461 | 40696.7303 | 195344.3057 | 406967.3035 | 488360.7641 | 325573.8428 | 219762.3439 | 195344.3057
2014 | 6804 | Frontier Power Company | OH | Cooperative | 243.162 | 1.303 | 186.617 | 78.1 | 0.926 | 84.3413 | 221.5 | 0.968 | 228.8223 | 9049 | 12.5 | Y | . | . | . | . | . | . | . |  |  | . |  | 165.062 | 0.377 | 84.3413 | 437.8302 | 437.8302 | 3411.473 | 3411.473 | 37.7% | 38.6037 | 170.5736 | 77.2074 | 426.4341 | 231.6222 | 682.2946 | 386.0369 | 852.8682 | 579.0554 | 682.2946 | 772.0739 | 341.1473 | 1158.1108 | 153.5163 | 1544.1478 | 102.3442 | 6584.7731 | 32923.8656 | 158034.5551 | 329238.6564 | 395086.3877 | 263390.9251 | 177788.8745 | 158034.5551
2014 | 6909 | Gainesville Regional Utilities | FL | Municipal | . | . | . | . | . | . | . | . | . | . | . |  | 70 | 1.27 | 55.1181 | 70 | 1.23 | 56.9106 | 92055 | N | L | 12 | Y | 0 | 0.04 | 56.9106 | 0 | 0 | 3682.2 | 3682.2 | 4% | 0 | 184.11 | 0 | 460.275 | 0 | 736.44 | 0 | 920.55 | 0 | 736.44 | 0 | 368.22 | 0 | 165.699 | 0 | 110.466 | 0 | 0 | 0 | 0 | 0 | 0 | 0 | 0
2014 | 6923 | City of Gallatin - (TN) | TN | Municipal | . | . | . | . | . | . | . | . | . | . | . |  | 357.6 | 0.103 | 3471.8447 | 357.6 | 0.103 | 3471.8447 | 17132 | N | L | 69 | N | 0 | 0 | 3471.8447 |  |  | 0 | 0 | 0% |  | 0 |  | 0 |  | 1: 0; 3: 0; 5: 0; 7: 0 | 0 |  | 0
2014 | 6957 | Garkane Energy Coop, Inc | UT | Cooperative | 67.144 | . | . | 67.144 | . | . | 54.467 | . | . | 13084 | . | N | . | . | . | . | . | . | . |  |  | . |  | 0 |  |  |  | 0 |  | 13084 | 100% | 0 | 654.2 | 0 | 1635.5 | 0 | 2616.8 | 0 | 3271 | 0 | 2616.8 | 0 | 1308.4 | 0 | 588.78 | 0 | 392.52 | 0 | 0 | 0 | 0 | 0 | 0 | 0 | 0
2014 | 6958 | City of Garland - (TX) | TX | Municipal | . | . | . | . | . | . | . | . | . | . | . |  | 53 | 0.38 | 139.4737 | . | . | . | 69262 | N | L | 12.5 | N | [6 empty] | 69262 | 100% |  | 3463.1 |  | 8657.75 |  | 1: 13852.4; 3: 17315.5; 5: 13852.4; 7: 6926.2 | 3116.79 |  | 2077.86
2014 | 7027 | City of Gastonia - (NC) | NC | Municipal | . | . | . | . | . | . | . | . | . | . | . |  | 11 | 0.45 | 24.4444 | . | . | . | 26891 | N | F | 15 | N | [6 empty] | 26891 | 100% |  | 1344.55 |  | 3361.375 |  | 1: 5378.2; 3: 6722.75; 5: 5378.2; 7: 2689.1 | 1210.095 |  | 806.73
2014 | 7090 | GreyStone Power Corporation | GA | Cooperative | 262.56 | 1.56 | 168.3077 | 92.4 | 1.17 | 78.9744 | 78 | 1.26 | 61.9048 | 122768 | 25 | Y | . | . | . | . | . | . | . |  |  | . |  | 170.16 | 0.39 | 78.9744 | 436.3077 | 436.3077 | 47879.52 | 47879.52 | 39% | 38.4695 | 2393.976 | 76.9389 | 5984.94 | 230.8167 | 9575.904 | 384.6945 | 11969.88 | 577.0418 | 9575.904 | 769.389 | 4787.952 | 1154.0835 | 2154.5784 | 1538.778 | 1436.3856 | 92094.9429 | 460474.7145 | 2210278.6295 | 4604747.1447 | 5525696.5737 | 3683797.7158 | 2486563.4582 | 2210278.6295
2014 | 7096 | City of Geneva- (IL) | IL | Municipal | 15.737 | 0.21 | 74.9381 | 15.737 | 0.21 | 74.9381 | . | . | . | 10153 | 34.5 | N | . | . | . | . | . | . | . |  |  | . |  | 0 | 0 | 74.9381 |  |  | 0 | 0 | 0% |  | 0 |  | 0 |  | 1: 0; 3: 0; 5: 0; 7: 0 | 0 |  | 0
2014 | 7129 | City of Georgetown - (TX) | TX | Municipal | . | . | . | . | . | . | . | . | . | . | . |  | 39.39 | 3.18 | 12.3868 | 39.39 | 3.18 | 12.3868 | 22255 | N | F | 25 | Y | 0 | 0 | 12.3868 |  |  | 0 | 0 | 0% |  | 0 |  | 0 |  | 1: 0; 3: 0; 5: 0; 7: 0 | 0 |  | 0
2014 | 7140 | Georgia Power Co | GA | Investor Owned | 244.75 | 1.56 | 156.891 | 102.76 | 1.2 | 85.6333 | . | . | . | 2333921 | 38 | Y | . | . | . | . | . | . | . |  |  | . |  | 141.99 | 0.36 | 85.6333 | 394.4167 | 394.4167 | 840211.56 | 840211.56 | 36% | 34.7759 | 42010.578 | 69.5518 | 105026.445 | 208.6554 | 168042.312 | 347.759 | 210052.89 | 521.6385 | 168042.312 | 695.518 | 84021.156 | 1043.277 | 37809.5202 | 1391.036 | 25206.3468 | 1460955.6626 | 7304778.3128 | 35062935.9014 | 73047783.1278 | 87657339.7534 | 58438226.5023 | 39445802.889 | 35062935.9014
2014 | 7174 | Gibson Electric Members Corp | TN | Cooperative | 194.8 | 2.476 | 78.6753 | 194.8 | 2.476 | 78.6753 | . | . | . | 34260 | 25 | Y | . | . | . | . | . | . | . |  |  | . |  | 0 | 0 | 78.6753 |  |  | 0 | 0 | 0% |  | 0 |  | 0 |  | 1: 0; 3: 0; 5: 0; 7: 0 | 0 |  | 0
2014 | 7264 | Glades Electric Coop, Inc | FL | Cooperative | 259.86 | 1.565 | 166.0447 | 44.43 | 0.477 | 93.1447 | 258.16 | 1.564 | 165.0639 | 16080 | 24.4 | Y | . | . | . | . | . | . | . |  |  | . |  | 215.43 | 1.088 | 93.1447 | 198.0055 | 215.43 | 17495.04 | 16080 | 100% | 18.9946 | 804 | 37.9891 | 2010 | 113.9674 | 3216 | 189.9456 | 4020 | 284.9184 | 3216 | 379.8913 | 1608 | 569.8369 | 723.6 | 759.7825 | 482.4 | 15271.6285 | 76358.1425 | 366519.0842 | 763581.4254 | 916297.7105 | 610865.1403 | 412333.9697 | 366519.0842
2014 | 7270 | City of Glasgow - (KY) | KY | Municipal | . | . | . | . | . | . | . | . | . | . | . |  | 319.8 | 0.133 | 2404.5113 | . | . | . | 7306 | N | F | 12.5 | N | [6 empty] | 7306 | 100% |  | 365.3 |  | 913.25 |  | 1: 1461.2; 3: 1826.5; 5: 1461.2; 7: 730.6 | 328.77 |  | 219.18
2014 | 7294 | City of Glendale - (CA) | CA | Municipal | . | . | . | . | . | . | . | . | . | . | . |  | 37 | 0.96 | 38.5417 | 37 | 0.96 | 38.5417 | 83931 | N | F | 12.4 | N | 0 | 0 | 38.5417 |  |  | 0 | 0 | 0% |  | 0 |  | 0 |  | 1: 0; 3: 0; 5: 0; 7: 0 | 0 |  | 0
2014 | 7456 | Graham County Electric Coop Inc | AZ | Cooperative | . | . | . | . | . | . | . | . | . | . | . |  | 83.563 | 0.088 | 949.5796 | 42.12 | . | . | 9476 | N | L | 24.9 | N | 41.443 |  |  |  | 41.443 |  | 9476 | 100% | 3.654 | 473.8 | 7.3081 | 1184.5 | 21.9243 | 1895.2 | 36.5405 | 2369 | 54.8107 | 1895.2 | 73.081 | 947.6 | 109.6215 | 426.42 | 146.1619 | 284.28 | 1731.2882 | 8656.4409 | 41550.9162 | 86564.4088 | 103877.2906 | 69251.5271 | 46744.7808 | 41550.9162
2014 | 7460 | Goodhue County Coop Elec Assn | MN | Cooperative | 133.607 | 0.892 | 149.7836 | 42.809 | 0.423 | 101.2033 | 122.733 | 0.549 | 223.5574 | 4997 | 12.5 | N | . | . | . | . | . | . | . |  |  | . |  | 90.798 | 0.469 | 101.2033 | 193.5991 | 193.5991 | 2343.593 | 2343.593 | 46.9% | 17.0697 | 117.1796 | 34.1395 | 292.9491 | 102.4184 | 468.7186 | 170.6973 | 585.8982 | 256.0459 | 468.7186 | 341.3945 | 234.3593 | 512.0918 | 105.4617 | 682.7891 | 70.3078 | 2000.2246 | 10001.1228 | 48005.3896 | 100011.2284 | 120013.474 | 80008.9827 | 54006.0633 | 48005.3896
2014 | 7483 | City of Grand Haven - (MI) | MI | Municipal | . | . | . | . | . | . | . | . | . | . | . |  | 67 | 0.798 | 83.9599 | . | . | . | 13500 | N | O | 13.2 | N | [6 empty] | 13500 | 100% |  | 675 |  | 1687.5 |  | 1: 2700; 3: 3375; 5: 2700; 7: 1350 | 607.5 |  | 405
2014 | 7489 | Grand Rapids Public Util Comm | MN | Municipal | . | . | . | . | . | . | . | . | . | . | . |  | 29 | 1.25 | 23.2 | . | . | . | 7115 | N | F | 23 | N | [6 empty] | 7115 | 100% |  | 355.75 |  | 889.375 |  | 1: 1423; 3: 1778.75; 5: 1423; 7: 711.5 | 320.175 |  | 213.45
2014 | 7548 | PUD No 1 of Grays Harbor County | WA | Political Subdivision | . | . | . | . | . | . | . | . | . | . | . |  | 281.09 | 1.64 | 171.3963 | 106.33 | 0.82 | 129.6707 | 38962 | N | L | 23.5 | N | 174.76 | 0.82 | 129.6707 | 213.122 | 213.122 | 31948.84 | 31948.84 | 82% | 18.7911 | 1597.442 | 37.5821 | 3993.605 | 112.7464 | 6389.768 | 187.9106 | 7987.21 | 281.8659 | 6389.768 | 375.8212 | 3194.884 | 563.7318 | 1437.6978 | 751.6424 | 958.4652 | 30017.6302 | 150088.1511 | 720423.1251 | 1500881.5107 | 1801057.8128 | 1200705.2085 | 810476.0158 | 720423.1251
2014 | 7559 | Grayson-Collin Elec Coop, Inc | TX | Cooperative | . | . | . | . | . | . | . | . | . | . | . |  | 143 | . | . | 125 | . | . | 41011 | N | L | 25 | Y | 18 |  |  |  | 18 |  | 41011 | 100% | 1.5871 | 2050.55 | 3.1741 | 5126.375 | 9.5224 | 8202.2 | 15.8707 | 10252.75 | 23.806 | 8202.2 | 31.7414 | 4101.1 | 47.612 | 1845.495 | 63.4827 | 1230.33 | 3254.363 | 16271.8148 | 78104.7112 | 162718.1484 | 195261.7781 | 130174.5187 | 87867.8001 | 78104.7112
2014 | 7563 | Grand Valley Power | CO | Cooperative | 54.2 | . | . | 54.2 | . | . | 52.3 | . | . | 16813 | 24.9 | Y | . | . | . | . | . | . | . |  |  | . |  | 0 |  |  |  | 0 |  | 16813 | 100% | 0 | 840.65 | 0 | 2101.625 | 0 | 3362.6 | 0 | 4203.25 | 0 | 3362.6 | 0 | 1681.3 | 0 | 756.585 | 0 | 504.39 | 0 | 0 | 0 | 0 | 0 | 0 | 0 | 0
2014 | 7601 | Green Mountain Power Corp | VT | Investor Owned | . | . | . | . | . | . | . | . | . | . | . |  | 763 | 2.24 | 340.625 | 217 | 1.54 | 140.9091 | 258932 | N | O | 34.5 | Y | 546 | 0.7 | 140.9091 | 780 | 780 | 181252.4 | 181252.4 | 70% | 68.773 | 9062.62 | 137.5459 | 22656.55 | 412.6378 | 36250.48 | 687.7296 | 45313.1 | 1031.5944 | 36250.48 | 1375.4592 | 18125.24 | 2063.1888 | 8156.358 | 2750.9184 | 5437.572 | 623263.2123 | 3116316.0617 | 14958317.0963 | 31163160.6172 | 37395792.7406 | 24930528.4938 | 16828106.7333 | 14958317.0963
2014 | 7625 | City of Greeneville - (TN) | TN | Municipal | 119.05 | 1.414 | 84.1938 | 79.462 | 1.102 | 72.1071 | 119.05 | 1.414 | 84.1938 | 37424 | 13 | Y | . | . | . | . | . | . | . |  |  | . |  | 39.588 | 0.312 | 72.1071 | 126.8846 | 126.8846 | 11676.288 | 11676.288 | 31.2% | 11.1875 | 583.8144 | 22.375 | 1459.536 | 67.1249 | 2335.2576 | 111.8748 | 2919.072 | 167.8121 | 2335.2576 | 223.7495 | 1167.6288 | 335.6243 | 525.433 | 447.499 | 350.2886 | 6531.4092 | 32657.0458 | 156753.8199 | 326570.4582 | 391884.5498 | 261256.3666 | 176348.0474 | 156753.8199
2014 | 7627 | City of Greenfield - (IN) | IN | Municipal | 2.837 | 0.038 | 74.6579 | 2.837 | 0.038 | 74.6579 | . | . | . | 10000 | 12.5 | Y | . | . | . | . | . | . | . |  |  | . |  | 0 | 0 | 74.6579 |  |  | 0 | 0 | 0% |  | 0 |  | 0 |  | 1: 0; 3: 0; 5: 0; 7: 0 | 0 |  | 0
2014 | 7634 | City of Greenville - (TX) | TX | Municipal | . | . | . | . | . | . | . | . | . | . | . |  | 54 | 0.823 | 65.6136 | . | . | . | 13637 | N | L | 12.5 | N | [6 empty] | 13637 | 100% |  | 681.85 |  | 1704.625 |  | 1: 2727.4; 3: 3409.25; 5: 2727.4; 7: 1363.7 | 613.665 |  | 409.11
2014 | 7639 | Greenville Utilities Comm | NC | Municipal | . | . | . | . | . | . | . | . | . | . | . |  | 31 | 0.52 | 59.6154 | 31 | 0.52 | 59.6154 | 64619 | N | L | 12.5 | N | 0 | 0 | 59.6154 |  |  | 0 | 0 | 0% |  | 0 |  | 0 |  | 1: 0; 3: 0; 5: 0; 7: 0 | 0 |  | 0
2014 | 7651 | Greenwood Utilities Comm | MS | Municipal | 99.24 | 3.53 | 28.1133 | . | . | . | . | . | . | 9828 | 13.8 | N | . | . | . | . | . | . | . |  |  | . | [7 empty] | 9828 | 100% |  | 491.4 |  | 1228.5 |  | 1: 1965.6; 3: 2457; 5: 1965.6; 7: 982.8 | 442.26 |  | 294.84
2014 | 7654 | Greer Commission of Public Wks | SC | Municipal | . | . | . | . | . | . | . | . | . | . | . |  | 45.6 | 0.56 | 81.4286 | . | . | . | 16592 | N | L | 12.5 | Y | [6 empty] | 16592 | 100% |  | 829.6 |  | 2074 |  | 1: 3318.4; 3: 4148; 5: 3318.4; 7: 1659.2 | 746.64 |  | 497.76
2014 | 7716 | Groton Dept of Utilities - (CT) | CT | Municipal | 181.56 | 2.69 | 67.4944 | 181.56 | 2.69 | 67.4944 | 181.56 | 2.69 | 67.4944 | 14292 | 34.5 | N | . | . | . | . | . | . | . |  |  | . |  | 0 | 0 | 67.4944 |  |  | 0 | 0 | 0% |  | 0 |  | 0 |  | 1: 0; 3: 0; 5: 0; 7: 0 | 0 |  | 0
2014 | 7720 | Grundy Electric Coop, Inc | MO | Cooperative | . | . | . | . | . | . | . | . | . | . | . |  | 92 | . | . | 75 | . | . | 6720 | N | O | 13.2 | N | 17 |  |  |  | 17 |  | 6720 | 100% | 1.4989 | 336 | 2.9978 | 840 | 8.9934 | 1344 | 14.989 | 1680 | 22.4835 | 1344 | 29.978 | 672 | 44.9669 | 302.4 | 59.9559 | 201.6 | 503.6297 | 2518.1484 | 12087.1124 | 25181.4842 | 30217.781 | 20145.1874 | 13598.0015 | 12087.1124
2014 | 7752 | Guadalupe Valley Elec Coop Inc | TX | Cooperative | 79.8 | 1.39 | 57.4101 | 21.6 | 0.33 | 65.4545 | 78.6 | 1.31 | 60 | 75508 | 24.9 | Y | . | . | . | . | . | . | . |  |  | . |  | 58.2 | 1.06 | 65.4545 | 54.9057 | 58.2 | 80038.48 | 75508 | 100% | 5.1315 | 3775.4 | 10.263 | 9438.5 | 30.7891 | 15101.6 | 51.3152 | 18877 | 76.9728 | 15101.6 | 102.6304 | 7550.8 | 153.9456 | 3397.86 | 205.2608 | 2265.24 | 19373.5442 | 96867.7208 | 464965.0598 | 968677.2079 | 1162412.6495 | 774941.7663 | 523085.6923 | 464965.0598
2014 | 7787 | Gunnison County Elec Assn. | CO | Cooperative | . | . | . | . | . | . | . | . | . | . | . |  | 122.7 | 0.982 | 124.9491 | 122.7 | 0.982 | 124.9491 | 10477 | N | F | 29 | N | 0 | 0 | 124.9491 |  |  | 0 | 0 | 0% |  | 0 |  | 0 |  | 1: 0; 3: 0; 5: 0; 7: 0 | 0 |  | 0
2014 | 7801 | Gulf Power Co | FL | Investor Owned | . | . | . | . | . | . | . | . | . | . | . |  | 169 | 1.01 | 167.3267 | 84 | 0.74 | 113.5135 | 444047 | N | F | 25 | Y | 85 | 0.27 | 113.5135 | 314.8148 | 314.8148 | 119892.69 | 119892.69 | 27% | 27.7574 | 5994.6345 | 55.5147 | 14986.5863 | 166.5442 | 23978.538 | 277.5737 | 29973.1725 | 416.3605 | 23978.538 | 555.1474 | 11989.269 | 832.721 | 5395.171 | 1110.2947 | 3596.7807 | 166395.2755 | 831976.3777 | 3993486.6128 | 8319763.7766 | 9983716.532 | 6655811.0213 | 4492672.4394 | 3993486.6128
2014 | 7864 | Grundy County Rural Elec Coop | IA | Cooperative | . | . | . | . | . | . | . | . | . | . | . |  | 229.2 | 1.55 | 147.871 | 229.2 | 1.33 | 172.3308 | 2234 | N | O | 12.5 | N | 0 | 0.22 | 172.3308 | 0 | 0 | 491.48 | 491.48 | 22% | 0 | 24.574 | 0 | 61.435 | 0 | 98.296 | 0 | 122.87 | 0 | 98.296 | 0 | 49.148 | 0 | 22.1166 | 0 | 14.7444 | 0 | 0 | 0 | 0 | 0 | 0 | 0 | 0
2014 | 7870 | H-D Electric Coop Inc | SD | Cooperative | 397.25 | 4.02 | 98.8184 | 91.71 | 0.95 | 96.5368 | 122.66 | 1.41 | 86.9929 | 3522 | 7.2 | N | . | . | . | . | . | . | . |  |  | . |  | 305.54 | 3.07 | 96.5368 | 99.5244 | 305.54 | 10812.54 | 3522 | 100% | 26.9396 | 176.1 | 53.8792 | 440.25 | 161.6376 | 704.4 | 269.396 | 880.5 | 404.094 | 704.4 | 538.7921 | 352.2 | 808.1881 | 158.49 | 1077.5841 | 105.66 | 4744.0641 | 23720.3206 | 113857.5391 | 237203.2065 | 284643.8478 | 189762.5652 | 128089.7315 | 113857.5391
2014 | 7887 | Habersham Electric Membership Corp | GA | Cooperative | 168.3 | 2.02 | 83.3168 | 168.3 | 2.02 | 83.3168 | 140.6 | 1.38 | 101.8841 | 31969 | 12.5 | Y | . | . | . | . | . | . | . |  |  | . |  | 0 | 0 | 83.3168 |  |  | 0 | 0 | 0% |  | 0 |  | 0 |  | 1: 0; 3: 0; 5: 0; 7: 0 | 0 |  | 0
2014 | 7891 | Guernsey-Muskingum El Coop Inc | OH | Cooperative | . | . | . | . | . | . | . | . | . | . | . |  | 189 | 1.75 | 108 | 189 | 1.75 | 108 | 16844 | N | F | 12.5 | N | 0 | 0 | 108 |  |  | 0 | 0 | 0% |  | 0 |  | 0 |  | 1: 0; 3: 0; 5: 0; 7: 0 | 0 |  | 0
2014 | 7977 | City of Hamilton - (OH) | OH | Municipal | 53.101 | 0.869 | 61.1059 | . | . | . | . | . | . | 29000 | 13.8 | N | . | . | . | . | . | . | . |  |  | . | [7 empty] | 29000 | 100% |  | 1450 |  | 3625 |  | 1: 5800; 3: 7250; 5: 5800; 7: 2900 | 1305 |  | 870
2014 | 8000 | NineStar Connect | IN | Cooperative | . | . | . | . | . | . | . | . | . | . | . |  | 126 | 1 | 126 | 116 | 1 | 116 | 13278 | N | F | 15 | Y | 10 | 0 | 116 |  |  | 0 | 0 | 0% |  | 0 |  | 0 |  | 1: 0; 3: 0; 5: 0; 7: 0 | 0 |  | 0
2014 | 8034 | Hancock-Wood Electric Coop Inc | OH | Cooperative | 108 | 1.27 | 85.0394 | 108 | 1.27 | 85.0394 | 89.75 | 0.98 | 91.5816 | 12919 | 12.4 | Y | . | . | . | . | . | . | . |  |  | . |  | 0 | 0 | 85.0394 |  |  | 0 | 0 | 0% |  | 0 |  | 0 |  | 1: 0; 3: 0; 5: 0; 7: 0 | 0 |  | 0
2014 | 8055 | City of Hannibal - (MO) | MO | Municipal | 64.89 | 1.054 | 61.5655 | 48.424 | . | . | 64.89 | 1.054 | 61.5655 | 8749 | 13.8 | N | . | . | . | . | . | . | . |  |  | . |  | 16.466 |  |  |  | 16.466 |  | 8749 | 100% | 1.4518 | 437.45 | 2.9036 | 1093.625 | 8.7109 | 1749.8 | 14.5181 | 2187.25 | 21.7772 | 1749.8 | 29.0363 | 874.9 | 43.5544 | 393.705 | 58.0726 | 262.47 | 635.0964 | 3175.482 | 15242.3137 | 31754.8201 | 38105.7842 | 25403.8561 | 17147.6029 | 15242.3137
2014 | 8104 | Town of Hardwick | VT | Municipal | . | . | . | . | . | . | . | . | . | . | . |  | . | 3.5 | . | . | . | . | 4343 | N |  | . | N | [6 empty] | 4343 | 100% |  | 217.15 |  | 542.875 |  | 1: 868.6; 3: 1085.75; 5: 868.6; 7: 434.3 | 195.435 |  | 130.29
2014 | 8179 | Harrison County Rural E M C | IN | Cooperative | 271.8 | 1.66 | 163.7349 | 96.2 | 1.08 | 89.0741 | 265.2 | 1.58 | 167.8481 | 22460 | 7.2 | Y | . | . | . | . | . | . | . |  |  | . |  | 175.6 | 0.58 | 89.0741 | 302.7586 | 302.7586 | 13026.8 | 13026.8 | 58% | 26.6944 | 651.34 | 53.3887 | 1628.35 | 160.1662 | 2605.36 | 266.9437 | 3256.7 | 400.4155 | 2605.36 | 533.8874 | 1302.68 | 800.831 | 586.206 | 1067.7747 | 390.804 | 17387.1095 | 86935.5474 | 417290.6275 | 869355.4739 | 1043226.5687 | 695484.3791 | 469451.9559 | 417290.6275
2014 | 8198 | City of Harrisonburg - (VA) | VA | Municipal | . | . | . | . | . | . | . | . | . | . | . |  | 18.462 | 0.197 | 93.7157 | 3.478 | 0.059 | 58.9492 | 20681 | N | F | 23 | N | 14.984 | 0.138 | 58.9492 | 108.5797 | 108.5797 | 2853.978 | 2853.978 | 13.8% | 9.5735 | 142.6989 | 19.147 | 356.7473 | 57.4411 | 570.7956 | 95.7352 | 713.4945 | 143.6028 | 570.7956 | 191.4705 | 285.3978 | 287.2057 | 128.429 | 382.9409 | 85.6193 | 1366.1312 | 6830.6562 | 32787.1499 | 68306.5622 | 81967.8747 | 54645.2498 | 36885.5436 | 32787.1499
2014 | 8199 | City of Harrisonville - (MO) | MO | Municipal | 13.475 | 0.174 | 77.4425 | 13.475 | 0.174 | 77.4425 | 13.475 | 0.174 | 77.4425 | 4704 | 12.5 | Y | . | . | . | . | . | . | . |  |  | . |  | 0 | 0 | 77.4425 |  |  | 0 | 0 | 0% |  | 0 |  | 0 |  | 1: 0; 3: 0; 5: 0; 7: 0 | 0 |  | 0
2014 | 8210 | Hart Electric Member Corp | GA | Cooperative | 68.352 | 0.773 | 88.4243 | 68.532 | 0.773 | 88.6572 | 47.187 | 0.596 | 79.1728 | 35386 | 12.5 | Y | . | . | . | . | . | . | . |  |  | . |  | -0.18 | 0 | 88.6572 |  |  | 0 | 0 | 0% |  | 0 |  | 0 |  | 1: 0; 3: 0; 5: 0; 7: 0 | 0 |  | 0
2014 | 8212 | Hartford Electric | WI | Municipal | . | . | . | . | . | . | . | . | . | . | . |  | 3.483 | 0.035 | 99.5143 | . | . | . | 6829 | N | L | 24.7 | N | [6 empty] | 6829 | 100% |  | 341.45 |  | 853.625 |  | 1: 1365.8; 3: 1707.25; 5: 1365.8; 7: 682.9 | 307.305 |  | 204.87
2014 | 8276 | Havana Power & Light Company | FL | Municipal | . | . | . | . | . | . | . | . | . | . | . |  | 12.99 | 0.12 | 108.25 | 12.99 | 0.12 | 108.25 | 1387 | N | L | 12 | N | 0 | 0 | 108.25 |  |  | 0 | 0 | 0% |  | 0 |  | 0 |  | 1: 0; 3: 0; 5: 0; 7: 0 | 0 |  | 0
2014 | 8283 | Harrison County Rrl Elec Coop | IA | Cooperative | . | . | . | . | . | . | . | . | . | . | . |  | 50 | 0.86 | 58.1395 | 34 | 0.69 | 49.2754 | 3732 | N | L | 12.5 | N | 16 | 0.17 | 49.2754 | 94.1176 | 94.1176 | 634.44 | 634.44 | 17% | 8.2984 | 31.722 | 16.5968 | 79.305 | 49.7904 | 126.888 | 82.984 | 158.61 | 124.4759 | 126.888 | 165.9679 | 63.444 | 248.9519 | 28.5498 | 331.9359 | 19.0332 | 263.2417 | 1316.2087 | 6317.8016 | 13162.0867 | 15794.504 | 10529.6694 | 7107.5268 | 6317.8016
2014 | 8287 | Hawaii Electric Light Co Inc | HI | Investor Owned | . | . | . | . | . | . | . | . | . | . | . |  | 956 | 4.89 | 195.501 | 161 | 3.396 | 47.4087 | 82872 | N | L | 13.8 | N | 795 | 1.494 | 47.4087 | 532.1285 | 795 | 123810.768 | 82872 | 100% | 70.0955 | 4143.6 | 140.191 | 10359 | 420.5731 | 16574.4 | 700.9552 | 20718 | 1051.4328 | 16574.4 | 1401.9104 | 8287.2 | 2102.8655 | 3729.24 | 2803.8207 | 2486.16 | 290447.7884 | 1452238.942 | 6970746.9214 | 14522389.4195 | 17426867.3035 | 11617911.5356 | 7842090.2866 | 6970746.9214
2014 | 8298 | Hawkeye Tri-County El Coop Inc | IA | Cooperative | 116.745 | 0.87 | 134.1897 | 91.459 | 0.716 | 127.736 | 116.745 | 0.87 | 134.1897 | 6671 | 7.2 | N | . | . | . | . | . | . | . |  |  | . |  | 25.286 | 0.154 | 127.736 | 164.1948 | 164.1948 | 1027.334 | 1027.334 | 15.4% | 14.4771 | 51.3667 | 28.9543 | 128.4168 | 86.8628 | 205.4668 | 144.7713 | 256.8335 | 217.157 | 205.4668 | 289.5426 | 102.7334 | 434.314 | 46.23 | 579.0853 | 30.82 | 743.6425 | 3718.2125 | 17847.4199 | 37182.1248 | 44618.5497 | 29745.6998 | 20078.3474 | 17847.4199
2014 | 8319 | Heartland Power Coop | IA | Cooperative | 469.14 | 1.517 | 309.2551 | 60.52 | 0.899 | 67.3192 | . | . | . | 5197 | 15 | N | . | . | . | . | . | . | . |  |  | . |  | 408.62 | 0.618 | 67.3192 | 661.1974 | 661.1974 | 3211.746 | 3211.746 | 61.8% | 58.2981 | 160.5873 | 116.5962 | 401.4683 | 349.7885 | 642.3492 | 582.9808 | 802.9365 | 874.4712 | 642.3492 | 1165.9616 | 321.1746 | 1748.9425 | 144.5286 | 2331.9233 | 96.3524 | 9361.9316 | 46809.6578 | 224686.3572 | 468096.5775 | 561715.893 | 374477.262 | 252772.1519 | 224686.3572
2014 | 8333 | Haywood Electric Member Corp | NC | Cooperative | 501.029 | 3.637 | 137.7589 | . | . | . | 333 | 2.618 | 127.1963 | 26343 | 12.5 | N | . | . | . | . | . | . | . |  |  | . | [7 empty] | 26343 | 100% |  | 1317.15 |  | 3292.875 |  | 1: 5268.6; 3: 6585.75; 5: 5268.6; 7: 2634.3 | 1185.435 |  | 790.29
2014 | 8366 | Heber Light & Power Company | UT | Municipal | . | . | . | . | . | . | . | . | . | . | . |  | 84 | 1.2 | 70 | . | . | . | 10482 | Y | L | 12.4 | N | [6 empty] | 10482 | 100% |  | 524.1 |  | 1310.25 |  | 1: 2096.4; 3: 2620.5; 5: 2096.4; 7: 1048.2 | 471.69 |  | 314.46
2014 | 8447 | Hendricks County Rural E M C | IN | Cooperative | 125.4 | 1.11 | 112.973 | 113.9 | 1.1 | 103.5455 | 94.1 | 0.84 | 112.0238 | 29734 | 12.5 | Y | . | . | . | . | . | . | . |  |  | . |  | 11.5 | 0.01 | 103.5455 | 1150 | 1150 | 297.34 | 297.34 | 1% | 101.396 | 14.867 | 202.7921 | 37.1675 | 608.3762 | 59.468 | 1013.9603 | 74.335 | 1520.9405 | 59.468 | 2027.9206 | 29.734 | 3041.881 | 13.3803 | 4055.8413 | 8.9202 | 1507.4548 | 7537.2741 | 36178.9155 | 75372.7406 | 90447.2888 | 60298.1925 | 40701.2799 | 36178.9155
2014 | 8515 | City of Hermiston | OR | Municipal | . | . | . | . | . | . | . | . | . | . | . |  | 150.72 | 1.761 | 85.5877 | 150.72 | 1.761 | 85.5877 | 5153 | N | F | 12.5 | Y | 0 | 0 | 85.5877 |  |  | 0 | 0 | 0% |  | 0 |  | 0 |  | 1: 0; 3: 0; 5: 0; 7: 0 | 0 |  | 0
2014 | 8566 | High Plains Power Inc | WY | Cooperative | . | . | . | . | . | . | . | . | . | . | . |  | 181 | . | . | 181 | . | . | 12940 | N | L | 34.5 | N | 0 |  |  |  | 0 |  | 12940 | 100% | 0 | 647 | 0 | 1617.5 | 0 | 2588 | 0 | 3235 | 0 | 2588 | 0 | 1294 | 0 | 582.3 | 0 | 388.2 | 0 | 0 | 0 | 0 | 0 | 0 | 0 | 0
2014 | 8571 | Town of High Point | NC | Municipal | 2957.622 | 3.342 | 884.9856 | 46.529 | 0.92 | 50.575 | . | . | . | 40533 | 12.4 | Y | . | . | . | . | . | . | . |  |  | . |  | 2911.093 | 2.422 | 50.575 | 1201.9377 | 2911.093 | 98170.926 | 40533 | 100% | 256.6724 | 2026.65 | 513.3448 | 5066.625 | 1540.0345 | 8106.6 | 2566.7242 | 10133.25 | 3850.0863 | 8106.6 | 5133.4483 | 4053.3 | 7700.1725 | 1823.985 | 10266.8967 | 1215.99 | 520185.1546 | 2600925.773 | 12484443.7105 | 26009257.7301 | 31211109.2761 | 20807406.1841 | 14044999.1743 | 12484443.7105
2014 | 8620 | HILCO Electric Cooperative, Inc. | TX | Cooperative | 151.62 | 1 | 151.62 | 105.84 | . | . | 138.78 | . | . | 24660 | 14.4 | N | . | . | . | . | . | . | . |  |  | . |  | 45.78 |  |  |  | 45.78 |  | 24660 | 100% | 4.0364 | 1233 | 8.0729 | 3082.5 | 24.2187 | 4932 | 40.3644 | 6165 | 60.5467 | 4932 | 80.7289 | 2466 | 121.0933 | 1109.7 | 161.4578 | 739.8 | 4976.9352 | 24884.676 | 119446.4447 | 248846.7597 | 298616.1117 | 199077.4078 | 134377.2503 | 119446.4447
2014 | 8699 | Inland Power & Light Company | WA | Cooperative | 2049.4 | 3.41 | 600.9971 | 313 | 1.656 | 189.0097 | 272.7 | 1.195 | 228.2008 | 39577 | 12.5 | Y | . | . | . | . | . | . | . |  |  | . |  | 1736.4 | 1.754 | 189.0097 | 989.9658 | 1736.4 | 69418.058 | 39577 | 100% | 153.0992 | 1978.85 | 306.1984 | 4947.125 | 918.5952 | 7915.4 | 1530.9919 | 9894.25 | 2296.4879 | 7915.4 | 3061.9838 | 3957.7 | 4592.9758 | 1780.965 | 6123.9677 | 1187.31 | 302960.3356 | 1514801.6782 | 7271048.0553 | 15148016.7818 | 18177620.1381 | 12118413.4254 | 8179929.0622 | 7271048.0553
2014 | 8723 | City of Holland | MI | Municipal | 38.677 | 0.569 | 67.9736 | 28.381 | 0.495 | 57.3354 | 38.677 | 0.569 | 67.9736 | 27744 | 12.5 | Y | . | . | . | . | . | . | . |  |  | . |  | 10.296 | 0.074 | 57.3354 | 139.1351 | 139.1351 | 2053.056 | 2053.056 | 7.4% | 12.2676 | 102.6528 | 24.5352 | 256.632 | 73.6057 | 410.6112 | 122.6761 | 513.264 | 184.0141 | 410.6112 | 245.3522 | 205.3056 | 368.0283 | 92.3875 | 490.7044 | 61.5917 | 1259.3044 | 6296.5222 | 30223.3066 | 62965.222 | 75558.2665 | 50372.1776 | 34001.2199 | 30223.3066
2014 | 8761 | Holmes-Wayne Electric Coop Inc | OH | Cooperative | 384.8 | 2.457 | 156.6138 | 364.56 | 2.364 | 154.2132 | 280.627 | 1.98 | 141.7308 | 17162 | 12.5 | N | . | . | . | . | . | . | . |  |  | . |  | 20.24 | 0.093 | 154.2132 | 217.6344 | 217.6344 | 1596.066 | 1596.066 | 9.3% | 19.1889 | 79.8033 | 38.3779 | 199.5083 | 115.1336 | 319.2132 | 191.8893 | 399.0165 | 287.8339 | 319.2132 | 383.7785 | 159.6066 | 575.6678 | 71.823 | 767.5571 | 47.882 | 1531.3397 | 7656.6983 | 36752.1519 | 76566.9831 | 91880.3797 | 61253.5865 | 41346.1709 | 36752.1519
2014 | 8764 | Holston Electric Coop, Inc | TN | Cooperative | . | . | . | . | . | . | . | . | . | . | . |  | 150 | . | . | 150 | . | . | 30238 | N | F | 12.5 | Y | 0 |  |  |  | 0 |  | 30238 | 100% | 0 | 1511.9 | 0 | 3779.75 | 0 | 6047.6 | 0 | 7559.5 | 0 | 6047.6 | 0 | 3023.8 | 0 | 1360.71 | 0 | 907.14 | 0 | 0 | 0 | 0 | 0 | 0 | 0 | 0
2014 | 8773 | Holy Cross Electric Assn, Inc | CO | Cooperative | 94.94 | 0.973 | 97.5745 | 94.94 | 0.973 | 97.5745 | . | . | . | 55644 | 24.9 | N | . | . | . | . | . | . | . |  |  | . |  | 0 | 0 | 97.5745 |  |  | 0 | 0 | 0% |  | 0 |  | 0 |  | 1: 0; 3: 0; 5: 0; 7: 0 | 0 |  | 0
2014 | 8774 | City of Holyoke - (MA) | MA | Municipal | 47.31 | 0.51 | 92.7647 | 47.31 | 0.51 | 92.7647 | 47.31 | 0.51 | 92.7647 | 17315 | 34.5 | N | . | . | . | . | . | . | . |  |  | . |  | 0 | 0 | 92.7647 |  |  | 0 | 0 | 0% |  | 0 |  | 0 |  | 1: 0; 3: 0; 5: 0; 7: 0 | 0 |  | 0
2014 | 8786 | Horry Electric Coop Inc | SC | Cooperative | 544.26 | 1.565 | 347.77 | 64.74 | 0.822 | 78.7591 | 540.84 | 1.537 | 351.8803 | 69309 | 25 | Y | . | . | . | . | . | . | . |  |  | . |  | 479.52 | 0.743 | 78.7591 | 645.3836 | 645.3836 | 51496.587 | 51496.587 | 74.3% | 56.9038 | 2574.8293 | 113.8075 | 6437.0734 | 341.4226 | 10299.3174 | 569.0377 | 12874.1467 | 853.5565 | 10299.3174 | 1138.0754 | 5149.6587 | 1707.1131 | 2317.3464 | 2276.1508 | 1544.8976 | 146517.4945 | 732587.4727 | 3516419.8692 | 7325874.7274 | 8791049.6729 | 5860699.7819 | 3955972.3528 | 3516419.8692
2014 | 8795 | City of Homestead - (FL) | FL | Municipal | . | . | . | . | . | . | . | . | . | . | . |  | 289.72 | 2.713 | 106.7895 | 289.72 | 2.713 | 106.7895 | 23032 | N | L | 13.2 | N | 0 | 0 | 106.7895 |  |  | 0 | 0 | 0% |  | 0 |  | 0 |  | 1: 0; 3: 0; 5: 0; 7: 0 | 0 |  | 0
2014 | 8796 | City of Hingham - (MA) | MA | Municipal | . | . | . | . | . | . | . | . | . | . | . |  | 0.337 | 0.008 | 42.125 | 0.337 | 0.008 | 42.125 | 10000 | Y | L | 13.8 | N | 0 | 0 | 42.125 |  |  | 0 | 0 | 0% |  | 0 |  | 0 |  | 1: 0; 3: 0; 5: 0; 7: 0 | 0 |  | 0
2014 | 8898 | Houston County Elec Coop Inc | TX | Cooperative | . | . | . | . | . | . | . | . | . | . | . |  | 1066.7 | 3.7 | 288.2973 | 379.7 | 2.5 | 151.88 | 20653 | N | L | 25 | Y | 687 | 1.2 | 151.88 | 572.5 | 687 | 24783.6 | 20653 | 100% | 60.5731 | 1032.65 | 121.1462 | 2581.625 | 363.4386 | 4130.6 | 605.7311 | 5163.25 | 908.5966 | 4130.6 | 1211.4622 | 2065.3 | 1817.1932 | 929.385 | 2422.9243 | 619.59 | 62550.82 | 312754.0999 | 1501219.6796 | 3127540.9993 | 3753049.1991 | 2502032.7994 | 1688872.1396 | 1501219.6796
2014 | 8901 | CenterPoint Energy | TX | Investor Owned | 120.279 | 1.414 | 85.0629 | 104.681 | 1.244 | 84.1487 | 120.172 | 1.412 | 85.1076 | 2495090 | 35 | Y | . | . | . | . | . | . | . |  |  | . |  | 15.598 | 0.17 | 84.1487 | 91.7529 | 91.7529 | 424165.3 | 424165.3 | 17% | 8.0899 | 21208.265 | 16.1798 | 53020.6625 | 48.5394 | 84833.06 | 80.899 | 106041.325 | 121.3485 | 84833.06 | 161.798 | 42416.53 | 242.697 | 19087.4385 | 323.596 | 12724.959 | 171572.7281 | 857863.6404 | 4117745.474 | 8578636.4041 | 10294363.6849 | 6862909.1233 | 4632463.6582 | 4117745.474
2014 | 8972 | City of Hudson - (OH) | OH | Municipal | 6.8 | 0.173 | 39.3064 | . | . | . | 3.72 | 0.09 | 41.3333 | 6700 | 69 | Y | . | . | . | . | . | . | . |  |  | . | [7 empty] | 6700 | 100% |  | 335 |  | 837.5 |  | 1: 1340; 3: 1675; 5: 1340; 7: 670 | 301.5 |  | 201
2014 | 8973 | Town of Hudson - (MA) | MA | Municipal | . | . | . | . | . | . | . | . | . | . | . |  | 36 | 0.32 | 112.5 | 10 | 0.12 | 83.3333 | 12716 | N | L | 13.8 | N | 26 | 0.2 | 83.3333 | 130 | 130 | 2543.2 | 2543.2 | 20% | 11.4622 | 127.16 | 22.9243 | 317.9 | 68.773 | 508.64 | 114.6216 | 635.8 | 171.9324 | 508.64 | 229.2432 | 254.32 | 343.8648 | 114.444 | 458.4864 | 76.296 | 1457.5283 | 7287.6414 | 34980.6789 | 72876.4144 | 87451.6973 | 58301.1315 | 39353.2638 | 34980.6789
2014 | 9087 | Town of Huntersville - (NC) | NC | Municipal | . | . | . | . | . | . | . | . | . | . | . |  | 54 | 1.2 | 45 | . | . | . | 4836 | N | L | 12.5 | N | [6 empty] | 4836 | 100% |  | 241.8 |  | 604.5 |  | 1: 967.2; 3: 1209; 5: 967.2; 7: 483.6 | 217.62 |  | 145.08
2014 | 9096 | City of Lafayette - (LA) | LA | Municipal | . | . | . | . | . | . | . | . | . | . | . |  | 61 | 0.97 | 62.8866 | 61 | 0.97 | 62.8866 | 65313 | N | L | 15 | Y | 0 | 0 | 62.8866 |  |  | 0 | 0 | 0% |  | 0 |  | 0 |  | 1: 0; 3: 0; 5: 0; 7: 0 | 0 |  | 0
2014 | 9187 | City of Idaho Falls - (ID) | ID | Municipal | 42.06 | 0.43 | 97.814 | 25.56 | 0.245 | 104.3265 | . | . | . | 27555 | 12.5 | Y | . | . | . | . | . | . | . |  |  | . |  | 16.5 | 0.185 | 104.3265 | 89.1892 | 89.1892 | 5097.675 | 5097.675 | 18.5% | 7.8639 | 254.8837 | 15.7277 | 637.2094 | 47.1831 | 1019.535 | 78.6385 | 1274.4188 | 117.9578 | 1019.535 | 157.277 | 509.7675 | 235.9156 | 229.3954 | 314.5541 | 152.9303 | 2004.3681 | 10021.8406 | 48104.8347 | 100218.4056 | 120262.0867 | 80174.7245 | 54117.939 | 48104.8347
2014 | 9191 | Idaho Power Co | ID | Investor Owned | 151.69 | 1.19 | 127.4706 | 126.61 | 1.08 | 117.2315 | 133.22 | 1.03 | 129.3398 | 493581 | 34.5 | Y | . | . | . | . | . | . | . |  |  | . |  | 25.08 | 0.11 | 117.2315 | 228 | 228 | 54293.91 | 54293.91 | 11% | 20.1029 | 2714.6955 | 40.2057 | 6786.7387 | 120.6172 | 10858.782 | 201.0287 | 13573.4775 | 301.543 | 10858.782 | 402.0573 | 5429.391 | 603.086 | 2443.226 | 804.1146 | 1628.8173 | 54573.1586 | 272865.7931 | 1309755.8068 | 2728657.9309 | 3274389.5171 | 2182926.3447 | 1473475.2827 | 1309755.8068
2014 | 9191 | Idaho Power Co | OR | Investor Owned | 205.9 | 1.63 | 126.319 | 203.26 | 1.59 | 127.8365 | 159.89 | 1.34 | 119.3209 | 18500 | 34.5 | Y | . | . | . | . | . | . | . |  |  | . |  | 2.64 | 0.04 | 127.8365 | 66 | 66 | 740 | 740 | 4% | 5.8193 | 37 | 11.6385 | 92.5 | 34.9155 | 148 | 58.1925 | 185 | 87.2888 | 148 | 116.385 | 74 | 174.5775 | 33.3 | 232.77 | 22.2 | 215.3123 | 1076.5614 | 5167.4945 | 10765.6135 | 12918.7362 | 8612.4908 | 5813.4313 | 5167.4945
2014 | 9216 | Imperial Irrigation District | CA | Political Subdivision | 65 | 1 | 65 | 43 | 1 | 43 | 59 | 1 | 59 | 150382 | 35 | N | . | . | . | . | . | . | . |  |  | . |  | 22 | 0 | 43 |  |  | 0 | 0 | 0% |  | 0 |  | 0 |  | 1: 0; 3: 0; 5: 0; 7: 0 | 0 |  | 0
2014 | 9230 | City of Independence - (IA) | IA | Municipal | 70.397 | 1.018 | 69.1523 | 70.397 | 1.018 | 69.1523 | 70.397 | 1.018 | 69.1523 | 3187 | 12.5 | N | . | . | . | . | . | . | . |  |  | . |  | 0 | 0 | 69.1523 |  |  | 0 | 0 | 0% |  | 0 |  | 0 |  | 1: 0; 3: 0; 5: 0; 7: 0 | 0 |  | 0
2014 | 9231 | City of Independence - (MO) | MO | Municipal | . | . | . | . | . | . | . | . | . | . | . |  | 68 | 0.701 | 97.0043 | 49 | 0.586 | 83.6177 | 55794 | Y | F | 13.2 | Y | 19 | 0.115 | 83.6177 | 165.2174 | 165.2174 | 6416.31 | 6416.31 | 11.5% | 14.5673 | 320.8155 | 29.1346 | 802.0388 | 87.4038 | 1283.262 | 145.6729 | 1604.0775 | 218.5094 | 1283.262 | 291.3459 | 641.631 | 437.0188 | 288.7339 | 582.6918 | 192.4893 | 4673.4137 | 23367.0683 | 112161.928 | 233670.6833 | 280404.82 | 186936.5467 | 126182.169 | 112161.928
2014 | 9273 | Indianapolis Power & Light Co | IN | Investor Owned | 189.98 | 0.96 | 197.8958 | 56.71 | 0.71 | 79.8732 | 186.629 | 0.93 | 200.6763 | 477635 | 13.2 | Y | . | . | . | . | . | . | . |  |  | . |  | 133.27 | 0.25 | 79.8732 | 533.08 | 533.08 | 119408.75 | 119408.75 | 25% | 47.0019 | 5970.4375 | 94.0038 | 14926.0938 | 282.0115 | 23881.75 | 470.0191 | 29852.1875 | 705.0287 | 23881.75 | 940.0382 | 11940.875 | 1410.0573 | 5373.3938 | 1880.0764 | 3582.2625 | 280621.9682 | 1403109.8409 | 6734927.2364 | 14031098.4093 | 16837318.0911 | 11224878.7274 | 7576793.141 | 6734927.2364
2014 | 9275 | Indianola Municipal Utilities | IA | Municipal | 11.5 | 0.056 | 205.3571 | 11.5 | 0.056 | 205.3571 | . | . | . | 5897 | 13.2 | N | . | . | . | . | . | . | . |  |  | . |  | 0 | 0 | 205.3571 |  |  | 0 | 0 | 0% |  | 0 |  | 0 |  | 1: 0; 3: 0; 5: 0; 7: 0 | 0 |  | 0
2014 | 9292 | Inter County Energy Coop Corp | KY | Cooperative | 582.15 | 2.73 | 213.2418 | 109.97 | 1.18 | 93.1949 | 507.69 | 1.61 | 315.3354 | 25678 | 24.9 | N | . | . | . | . | . | . | . |  |  | . |  | 472.18 | 1.55 | 93.1949 | 304.6323 | 472.18 | 39800.9 | 25678 | 100% | 41.6323 | 1283.9 | 83.2647 | 3209.75 | 249.794 | 5135.6 | 416.3233 | 6419.5 | 624.4849 | 5135.6 | 832.6466 | 2567.8 | 1248.9699 | 1155.51 | 1665.2932 | 770.34 | 53451.7474 | 267258.7371 | 1282841.9381 | 2672587.3711 | 3207104.8453 | 2138069.8968 | 1443197.1804 | 1282841.9381
2014 | 9324 | Indiana Michigan Power Co | IN | Investor Owned | 305.9 | 0.963 | 317.6532 | 127.5 | 0.771 | 165.3697 | 285.7 | 0.868 | 329.1475 | 456997 | 35 | Y | . | . | . | . | . | . | . |  |  | . |  | 178.4 | 0.192 | 165.3696 | 929.1667 | 929.1667 | 87743.424 | 87743.424 | 19.2% | 81.9251 | 4387.1712 | 163.8501 | 10967.928 | 491.5503 | 17548.6848 | 819.2506 | 21935.856 | 1228.8758 | 17548.6848 | 1638.5011 | 8774.3424 | 2457.7517 | 3948.4541 | 3277.0022 | 2632.3027 | 359419.2423 | 1797096.2116 | 8626061.8157 | 17970962.1161 | 21565154.5393 | 14376769.6929 | 9704319.5427 | 8626061.8157
2014 | 9324 | Indiana Michigan Power Co | MI | Investor Owned | 1078.6 | 1.685 | 640.1187 | 286.9 | 1.299 | 220.8622 | 968.7 | 1.499 | 646.2308 | 127230 | 35 | Y | . | . | . | . | . | . | . |  |  | . |  | 791.7 | 0.386 | 220.8622 | 2051.0363 | 2051.0363 | 49110.78 | 49110.78 | 38.6% | 180.8408 | 2455.539 | 361.6816 | 6138.8475 | 1085.0449 | 9822.156 | 1808.4082 | 12277.695 | 2712.6123 | 9822.156 | 3616.8163 | 4911.078 | 5425.2245 | 2209.9851 | 7233.6327 | 1473.3234 | 444061.6796 | 2220308.3982 | 10657480.3115 | 22203083.9824 | 26643700.7788 | 17762467.1859 | 11989665.3505 | 10657480.3115
2014 | 9331 | Intercounty Electric Coop Assn | MO | Cooperative | 136.887 | 1.314 | 104.1758 | 136.887 | 1.314 | 104.1758 | 136.887 | 1.314 | 104.1758 | 30012 | 12.4 | Y | . | . | . | . | . | . | . |  |  | . |  | 0 | 0 | 104.1758 |  |  | 0 | 0 | 0% |  | 0 |  | 0 |  | 1: 0; 3: 0; 5: 0; 7: 0 | 0 |  | 0
2014 | 9336 | Intermountain Rural Elec Assn | CO | Cooperative | . | . | . | . | . | . | . | . | . | . | . |  | 59 | 0.6 | 98.3333 | 50 | 0.563 | 88.8099 | 145641 | N | F | 12 | N | 9 | 0.037 | 88.8099 | 243.2432 | 243.2432 | 5388.717 | 5388.717 | 3.7% | 21.4469 | 269.4359 | 42.8937 | 673.5896 | 128.6812 | 1077.7434 | 214.4687 | 1347.1792 | 321.703 | 1077.7434 | 428.9374 | 538.8717 | 643.4061 | 242.4923 | 857.8748 | 161.6615 | 5778.5555 | 28892.7774 | 138685.3314 | 288927.7737 | 346713.3284 | 231142.219 | 156020.9978 | 138685.3314
2014 | 9417 | Interstate Power and Light Co | IA | Investor Owned | . | . | . | . | . | . | . | . | . | . | . |  | 200 | 1.16 | 172.4138 | 95 | 0.96 | 98.9583 | 473834 | N | F | 25 | N | 105 | 0.2 | 98.9583 | 525 | 525 | 94766.8 | 94766.8 | 20% | 46.2895 | 4738.34 | 92.579 | 11845.85 | 277.737 | 18953.36 | 462.8949 | 23691.7 | 694.3424 | 18953.36 | 925.7899 | 9476.68 | 1388.6848 | 4264.506 | 1851.5797 | 2843.004 | 219335.3564 | 1096676.7818 | 5264048.5525 | 10966767.8178 | 13160121.3813 | 8773414.2542 | 5922054.6216 | 5264048.5525
2014 | 9417 | Interstate Power and Light Co | MN | Investor Owned | . | . | . | . | . | . | . | . | . | . | . |  | 108 | 0.63 | 171.4286 | 94 | 0.58 | 162.069 | 41828 | N | F | 25 | N | 14 | 0.05 | 162.069 | 280 | 280 | 2091.4 | 2091.4 | 5% | 24.6877 | 104.57 | 49.3755 | 261.425 | 148.1264 | 418.28 | 246.8773 | 522.85 | 370.3159 | 418.28 | 493.7546 | 209.14 | 740.6319 | 94.113 | 987.5092 | 62.742 | 2581.5959 | 12907.9794 | 61958.3012 | 129079.7943 | 154895.7531 | 103263.8354 | 69703.0889 | 61958.3012
2014 | 9425 | Iowa Lakes Electric Coop | IA | Cooperative | 58.585 | 0.619 | 94.6446 | 28.899 | 0.388 | 74.482 | 49.461 | 0.437 | 113.1831 | 12464 | 12.5 | N | . | . | . | . | . | . | . |  |  | . |  | 29.686 | 0.231 | 74.482 | 128.5108 | 128.5108 | 2879.184 | 2879.184 | 23.1% | 11.3309 | 143.9592 | 22.6617 | 359.898 | 67.9852 | 575.8368 | 113.3086 | 719.796 | 169.9629 | 575.8368 | 226.6172 | 287.9184 | 339.9258 | 129.5633 | 453.2343 | 86.3755 | 1631.1814 | 8155.9068 | 39148.3525 | 81559.0677 | 97870.8813 | 65247.2542 | 44041.8966 | 39148.3525
2014 | 9475 | Itasca-Mantrap Co-op Electrical Assn | MN | Cooperative | 277.25 | 2.48 | 111.7943 | 155.36 | 1.82 | 85.3626 | 239.75 | 1.94 | 123.5825 | 11504 | 12.5 | Y | . | . | . | . | . | . | . |  |  | . |  | 121.89 | 0.66 | 85.3626 | 184.6818 | 184.6818 | 7592.64 | 7592.64 | 66% | 16.2835 | 379.632 | 32.567 | 949.08 | 97.7009 | 1518.528 | 162.8348 | 1898.16 | 244.2522 | 1518.528 | 325.6696 | 759.264 | 488.5044 | 341.6688 | 651.3393 | 227.7792 | 6181.7306 | 30908.653 | 148361.5346 | 309086.5305 | 370903.8366 | 247269.2244 | 166906.7265 | 148361.5346
2014 | 9575 | Jackson Energy Coop Corp - (KY) | KY | Cooperative | 506.15 | 2.144 | 236.0774 | 178.74 | 1.66 | 107.6747 | 506.15 | 2.144 | 236.0774 | 49631 | 12.5 | Y | . | . | . | . | . | . | . |  |  | . |  | 327.41 | 0.484 | 107.6747 | 676.4669 | 676.4669 | 24021.404 | 24021.404 | 48.4% | 59.6444 | 1201.0702 | 119.2888 | 3002.6755 | 357.8664 | 4804.2808 | 596.444 | 6005.351 | 894.6661 | 4804.2808 | 1192.8881 | 2402.1404 | 1789.3321 | 1080.9632 | 2385.7761 | 720.6421 | 71637.1155 | 358185.5777 | 1719290.7731 | 3581855.7774 | 4298226.9328 | 2865484.6219 | 1934202.1198 | 1719290.7731
2014 | 9576 | Jackson County Rural E M C - (IN) | IN | Cooperative | 108.6 | 1.318 | 82.3976 | 100.62 | 1.213 | 82.9514 | 88.2 | 0.895 | 98.5475 | 24100 | 12.5 | Y | . | . | . | . | . | . | . |  |  | . |  | 7.98 | 0.105 | 82.9514 | 76 | 76 | 2530.5 | 2530.5 | 10.5% | 6.701 | 126.525 | 13.4019 | 316.3125 | 40.2057 | 506.1 | 67.0096 | 632.625 | 100.5143 | 506.1 | 134.0191 | 253.05 | 201.0287 | 113.8725 | 268.0382 | 75.915 | 847.8384 | 4239.1918 | 20348.1205 | 42391.9177 | 50870.3012 | 33913.5342 | 22891.6356 | 20348.1205
2014 | 9601 | Jackson Electric Member Corp - (GA) | GA | Cooperative | 68.95 | 0.981 | 70.2854 | 62.6 | 0.884 | 70.8145 | 64.82 | 0.873 | 74.2497 | 209669 | 35 | Y | . | . | . | . | . | . | . |  |  | . |  | 6.35 | 0.097 | 70.8145 | 65.4639 | 65.4639 | 20337.893 | 20337.893 | 9.7% | 5.772 | 1016.8946 | 11.544 | 2542.2366 | 34.6319 | 4067.5786 | 57.7198 | 5084.4733 | 86.5798 | 4067.5786 | 115.4397 | 2033.7893 | 173.1595 | 915.2052 | 230.8794 | 610.1368 | 5869.4996 | 29347.4978 | 140867.9894 | 293474.978 | 352169.9735 | 234779.9824 | 158476.4881 | 140867.9894
2014 | 9603 | City of Jackson - (MO) | MO | Municipal | 229.132 | 5.601 | 40.9091 | . | . | . | . | . | . | 6978 | 12.5 | N | . | . | . | . | . | . | . |  |  | . | [7 empty] | 6978 | 100% |  | 348.9 |  | 872.25 |  | 1: 1395.6; 3: 1744.5; 5: 1395.6; 7: 697.8 | 314.01 |  | 209.34
2014 | 9605 | Jackson Purchase Energy Corporation | KY | Cooperative | 122.452 | 1.616 | 75.7748 | 122.452 | 1.616 | 75.7748 | 118.446 | 1.466 | 80.7954 | 29114 | 14 | N | . | . | . | . | . | . | . |  |  | . |  | 0 | 0 | 75.7748 |  |  | 0 | 0 | 0% |  | 0 |  | 0 |  | 1: 0; 3: 0; 5: 0; 7: 0 | 0 |  | 0
2014 | 9612 | City of Jackson - (TN) | TN | Municipal | . | . | . | . | . | . | . | . | . | . | . |  | 81.98 | 0.979 | 83.7385 | . | . | . | 35275 | N | L | 12 | Y | [6 empty] | 35275 | 100% |  | 1763.75 |  | 4409.375 |  | 1: 7055; 3: 8818.75; 5: 7055; 7: 3527.5 | 1587.375 |  | 1058.25
2014 | 9613 | City of Lebanon - (IN) | IN | Municipal | . | . | . | . | . | . | . | . | . | . | . |  | 159.02 | 1.732 | 91.8129 | . | . | . | 8886 | N | L | 7.2 | N | [6 empty] | 8886 | 100% |  | 444.3 |  | 1110.75 |  | 1: 1777.2; 3: 2221.5; 5: 1777.2; 7: 888.6 | 399.87 |  | 266.58
2014 | 9616 | Beaches Energy Services | FL | Municipal | 15.14 | 0.761 | 19.8949 | . | . | . | . | . | . | 34707 | 27 | N | . | . | . | . | . | . | . |  |  | . | [7 empty] | 34707 | 100% |  | 1735.35 |  | 4338.375 |  | 1: 6941.4; 3: 8676.75; 5: 6941.4; 7: 3470.7 | 1561.815 |  | 1041.21
2014 | 9617 | JEA | FL | Municipal | . | . | . | . | . | . | . | . | . | . | . |  | . | . | . | 92 | 2 | 46 | 447233 | N | L | 26.4 | Y |  |  | 46 |  |  |  | 447233 | 100% |  | 22361.65 |  | 55904.125 |  | 1: 89446.6; 3: 111808.25; 5: 89446.6; 7: 44723.3 | 20125.485 |  | 13416.99
2014 | 9667 | City of Jasper - (IN) | IN | Municipal | . | . | . | . | . | . | . | . | . | . | . |  | 10 | 0.3 | 33.3333 | 10 | 0.3 | 33.3333 | 7192 | N | F | 13.2 | N | 0 | 0 | 33.3333 |  |  | 0 | 0 | 0% |  | 0 |  | 0 |  | 1: 0; 3: 0; 5: 0; 7: 0 | 0 |  | 0
2014 | 9668 | Jasper-Newton Elec Coop, Inc | TX | Cooperative | 594.61 | 4.9 | 121.349 | 475.19 | 4.4 | 107.9977 | 568.59 | 4.7 | 120.9766 | 21896 | 24.9 | Y | . | . | . | . | . | . | . |  |  | . |  | 119.42 | 0.5 | 107.9977 | 238.84 | 238.84 | 10948 | 10948 | 50% | 21.0586 | 547.4 | 42.1173 | 1368.5 | 126.3518 | 2189.6 | 210.5863 | 2737 | 315.8795 | 2189.6 | 421.1727 | 1094.8 | 631.759 | 492.66 | 842.3453 | 328.44 | 11527.4959 | 57637.4795 | 276659.9016 | 576374.795 | 691649.754 | 461099.836 | 311242.3893 | 276659.9016
2014 | 9682 | Jefferson Davis Elec Coop, Inc | LA | Cooperative | . | . | . | . | . | . | . | . | . | . | . |  | 360 | 2.9 | 124.1379 | 120 | 1.3 | 92.3077 | 9715 | N | O | 14.4 | N | 240 | 1.6 | 92.3077 | 150 | 240 | 15544 | 9715 | 100% | 21.1609 | 485.75 | 42.3218 | 1214.375 | 126.9655 | 1943 | 211.6091 | 2428.75 | 317.4137 | 1943 | 423.2182 | 971.5 | 634.8273 | 437.175 | 846.4364 | 291.45 | 10278.9126 | 51394.5628 | 246693.9015 | 513945.6282 | 616734.7539 | 411156.5026 | 277530.6392 | 246693.9015
2014 | 9689 | Jefferson Electric Member Corp | GA | Cooperative | 2899.8 | 3.36 | 863.0357 | 127.42 | 1.675 | 76.0716 | 2892.67 | 3.11 | 930.119 | 33170 | 14 | Y | . | . | . | . | . | . | . |  |  | . |  | 2772.38 | 1.685 | 76.0716 | 1645.3294 | 2772.38 | 55891.45 | 33170 | 100% | 244.442 | 1658.5 | 488.8841 | 4146.25 | 1466.6522 | 6634 | 2444.4203 | 8292.5 | 3666.6304 | 6634 | 4888.8406 | 3317 | 7333.2608 | 1492.65 | 9777.6811 | 995.1 | 405407.1033 | 2027035.5165 | 9729770.4794 | 20270355.1653 | 24324426.1984 | 16216284.1323 | 10945991.7893 | 9729770.4794
2014 | 9699 | Jemez Mountains Elec Coop, Inc | NM | Cooperative | 252.26 | 1.26 | 200.2063 | 252.26 | 1.26 | 200.2063 | 236.95 | . | . | 31000 | 14.4 | N | . | . | . | . | . | . | . |  |  | . |  | 0 | 0 | 200.2063 |  |  | 0 | 0 | 0% |  | 0 |  | 0 |  | 1: 0; 3: 0; 5: 0; 7: 0 | 0 |  | 0
2014 | 9726 | Jersey Central Power & Lt Co | NJ | Investor Owned | 170.34 | 1.23 | 138.4878 | 125.91 | 1.15 | 109.487 | 161.1 | 1.09 | 147.7982 | 1099622 | 34.5 | Y | . | . | . | . | . | . | . |  |  | . |  | 44.43 | 0.08 | 109.487 | 555.375 | 555.375 | 87969.76 | 87969.76 | 8% | 48.9677 | 4398.488 | 97.9353 | 10996.22 | 293.806 | 17593.952 | 489.6767 | 21992.44 | 734.5151 | 17593.952 | 979.3534 | 8796.976 | 1469.0301 | 3958.6392 | 1958.7068 | 2639.0928 | 215383.7125 | 1076918.5627 | 5169209.1008 | 10769185.6267 | 12923022.7521 | 8615348.5014 | 5815360.2384 | 5169209.1008
2014 | 9739 | Joe Wheeler Elec Member Corp | AL | Cooperative | . | . | . | . | . | . | . | . | . | . | . |  | 294.6 | 2.49 | 118.3132 | . | . | . | 42319 | N | L | 13 | Y | [6 empty] | 42319 | 100% |  | 2115.95 |  | 5289.875 |  | 1: 8463.8; 3: 10579.75; 5: 8463.8; 7: 4231.9 | 1904.355 |  | 1269.57
2014 | 9750 | Jo-Carroll Energy Coop Inc | IL | Cooperative | . | . | . | . | . | . | . | . | . | . | . |  | 162 | 1.11 | 145.946 | . | . | . | 21696 | Y | L | 35 | N | [6 empty] | 21696 | 100% |  | 1084.8 |  | 2712 |  | 1: 4339.2; 3: 5424; 5: 4339.2; 7: 2169.6 | 976.32 |  | 650.88
2014 | 9777 | Johnson City - (TN) | TN | Municipal | 34.1 | 0.513 | 66.4717 | 28.7 | 0.486 | 59.0535 | 34.1 | 0.513 | 66.4717 | 75609 | 12.5 | Y | . | . | . | . | . | . | . |  |  | . |  | 5.4 | 0.027 | 59.0535 | 200 | 200 | 2041.443 | 2041.443 | 2.7% | 17.6341 | 102.0721 | 35.2682 | 255.1804 | 105.8046 | 408.2886 | 176.3409 | 510.3607 | 264.5114 | 408.2886 | 352.6819 | 204.1443 | 529.0228 | 91.8649 | 705.3637 | 61.2433 | 1799.9497 | 8999.7487 | 43198.7938 | 89997.4871 | 107996.9846 | 71997.9897 | 48598.6431 | 43198.7938
2014 | 9778 | Johnson County Rural E M C | IN | Cooperative | 96.2 | 1.14 | 84.386 | 29.6 | 0.388 | 76.2887 | 94.1 | 1.08 | 87.1296 | 25132 | 12.5 | N | . | . | . | . | . | . | . |  |  | . |  | 66.6 | 0.752 | 76.2887 | 88.5638 | 88.5638 | 18899.264 | 18899.264 | 75.2% | 7.8087 | 944.9632 | 15.6174 | 2362.408 | 46.8523 | 3779.8528 | 78.0871 | 4724.816 | 117.1307 | 3779.8528 | 156.1743 | 1889.9264 | 234.2614 | 850.4669 | 312.3486 | 566.9779 | 7378.9472 | 36894.7362 | 177094.7339 | 368947.3622 | 442736.8347 | 295157.8898 | 199231.5756 | 177094.7339
2014 | 9837 | Jones-Onslow Elec Member Corp | NC | Cooperative | . | . | . | . | . | . | . | . | . | . | . |  | 84 | 1.216 | 69.0789 | . | . | . | 71579 | N | F | 12.4 | Y | [6 empty] | 71579 | 100% |  | 3578.95 |  | 8947.375 |  | 1: 14315.8; 3: 17894.75; 5: 14315.8; 7: 7157.9 | 3221.055 |  | 2147.37
2014 | 9964 | Kenergy Corp | KY | Cooperative | 126 | 1.7 | 74.1176 | 98.54 | 1.61 | 61.205 | 124.2 | 1.7 | 73.0588 | 55866 | 14.4 | Y | . | . | . | . | . | . | . |  |  | . |  | 27.46 | 0.09 | 61.205 | 305.1111 | 305.1111 | 5027.94 | 5027.94 | 9% | 26.9018 | 251.397 | 53.8036 | 628.4925 | 161.4107 | 1005.588 | 269.0179 | 1256.985 | 403.5268 | 1005.588 | 538.0358 | 502.794 | 807.0536 | 226.2573 | 1076.0715 | 150.8382 | 6763.0288 | 33815.1439 | 162312.6906 | 338151.4386 | 405781.7264 | 270521.1509 | 182601.7769 | 162312.6906
2014 | 9991 | Kandiyohi Power Coop | MN | Cooperative | 90.05 | 1.03 | 87.4272 | 90.05 | 1.03 | 87.4272 | 90.05 | 1.03 | 87.4272 | 8335 | 12.5 | Y | . | . | . | . | . | . | . |  |  | . |  | 0 | 0 | 87.4272 |  |  | 0 | 0 | 0% |  | 0 |  | 0 |  | 1: 0; 3: 0; 5: 0; 7: 0 | 0 |  | 0
2014 | 9996 | City of Kansas City - (KS) | KS | Municipal | 382.964 | 3.02 | 126.8093 | 266.177 | 2.575 | 103.3697 | 339.517 | 2.411 | 140.82 | 57327 | 15 | Y | . | . | . | . | . | . | . |  |  | . |  | 116.787 | 0.445 | 103.3697 | 262.4427 | 262.4427 | 25510.515 | 25510.515 | 44.5% | 23.1397 | 1275.5258 | 46.2794 | 3188.8144 | 138.8382 | 5102.103 | 231.3969 | 6377.6287 | 347.0954 | 5102.103 | 462.7939 | 2551.0515 | 694.1908 | 1147.9732 | 925.5878 | 765.3155 | 29515.2756 | 147576.378 | 708366.6144 | 1475763.7801 | 1770916.5361 | 1180611.0241 | 796912.4412 | 708366.6144
2014 | 10000 | Kansas City Power & Light Co | KS | Investor Owned | 113.06 | 0.857 | 131.9253 | 75.33 | 0.721 | 104.4799 | 112.99 | 0.855 | 132.1521 | 254226 | 34 | Y | . | . | . | . | . | . | . |  |  | . |  | 37.73 | 0.136 | 104.4799 | 277.4265 | 277.4265 | 34574.736 | 34574.736 | 13.6% | 24.4608 | 1728.7368 | 48.9216 | 4321.842 | 146.7649 | 6914.9472 | 244.6082 | 8643.684 | 366.9123 | 6914.9472 | 489.2164 | 3457.4736 | 733.8246 | 1555.8631 | 978.4328 | 1037.2421 | 42286.3203 | 211431.6013 | 1014871.6863 | 2114316.0132 | 2537179.2159 | 1691452.8106 | 1141730.6471 | 1014871.6863
2014 | 10000 | Kansas City Power & Light Co | MO | Investor Owned | 156.12 | 1.158 | 134.8186 | 96.95 | 0.945 | 102.5926 | 156.12 | 1.158 | 134.8186 | 278406 | 34 | Y | . | . | . | . | . | . | . |  |  | . |  | 59.17 | 0.213 | 102.5926 | 277.7934 | 277.7934 | 59300.478 | 59300.478 | 21.3% | 24.4932 | 2965.0239 | 48.9864 | 7412.5598 | 146.9591 | 11860.0956 | 244.9318 | 14825.1195 | 367.3976 | 11860.0956 | 489.8635 | 5930.0478 | 734.7953 | 2668.5215 | 979.727 | 1779.0143 | 72622.8495 | 363114.2473 | 1742948.3871 | 3631142.4732 | 4357370.9678 | 2904913.9785 | 1960816.9355 | 1742948.3871
2014 | 10005 | Kansas Gas & Electric Co | KS | Investor Owned | 105.72 | 1.14 | 92.7368 | 99.52 | 1.101 | 90.3906 | 95.83 | 1.037 | 92.4108 | 318213 | 34 | N | . | . | . | . | . | . | . |  |  | . |  | 6.2 | 0.039 | 90.3906 | 158.9744 | 158.9744 | 12410.307 | 12410.307 | 3.9% | 14.0168 | 620.5153 | 28.0337 | 1551.2884 | 84.1011 | 2482.0614 | 140.1684 | 3102.5767 | 210.2526 | 2482.0614 | 280.3369 | 1241.0307 | 420.5053 | 558.4638 | 560.6737 | 372.3092 | 8697.6661 | 43488.3306 | 208743.9871 | 434883.3064 | 521859.9677 | 347906.6451 | 234836.9855 | 208743.9871
2014 | 10009 | Karnes Electric Coop Inc | TX | Cooperative | . | . | . | . | . | . | . | . | . | . | . |  | 66 | 0.621 | 106.2802 | 62 | 0.582 | 106.5292 | 17272 | N | F | 7.2 | N | 4 | 0.039 | 106.5292 | 102.5641 | 102.5641 | 673.608 | 673.608 | 3.9% | 9.0431 | 33.6804 | 18.0862 | 84.201 | 54.2587 | 134.7216 | 90.4312 | 168.402 | 135.6469 | 134.7216 | 180.8625 | 67.3608 | 271.2937 | 30.3124 | 361.725 | 20.2082 | 304.576 | 1522.8802 | 7309.8251 | 15228.8024 | 18274.5628 | 12183.0419 | 8223.5533 | 7309.8251
2014 | 10019 | Kaw Valley Electric Coop Inc | KS | Cooperative | 319.2 | . | . | 319.2 | . | . | 262 | . | . | 9376 | . | Y | . | . | . | . | . | . | . |  |  | . |  | 0 |  |  |  | 0 |  | 9376 | 100% | 0 | 468.8 | 0 | 1172 | 0 | 1875.2 | 0 | 2344 | 0 | 1875.2 | 0 | 937.6 | 0 | 421.92 | 0 | 281.28 | 0 | 0 | 0 | 0 | 0 | 0 | 0 | 0
2014 | 10056 | City of Kaukauna | WI | Municipal | 14 | 0.17 | 82.3529 | 14 | 0.17 | 82.3529 | 14 | 0.17 | 82.3529 | 14807 | 34.5 | N | . | . | . | . | . | . | . |  |  | . |  | 0 | 0 | 82.3529 |  |  | 0 | 0 | 0% |  | 0 |  | 0 |  | 1: 0; 3: 0; 5: 0; 7: 0 | 0 |  | 0
2014 | 10063 | Kaysville City Corporation | UT | Municipal | 107 | 0.867 | 123.4141 | . | . | . | . | . | . | 8984 | 12 | N | . | . | . | . | . | . | . |  |  | . | [7 empty] | 8984 | 100% |  | 449.2 |  | 1123 |  | 1: 1796.8; 3: 2246; 5: 1796.8; 7: 898.4 | 404.28 |  | 269.52
2014 | 10071 | Kauai Island Utility Cooperative | HI | Cooperative | . | . | . | . | . | . | . | . | . | . | . |  | 104 | 2.699 | 38.5328 | . | . | . | 36839 | N | L | 12.5 | N | [6 empty] | 36839 | 100% |  | 1841.95 |  | 4604.875 |  | 1: 7367.8; 3: 9209.75; 5: 7367.8; 7: 3683.9 | 1657.755 |  | 1105.17
2014 | 10170 | Kiamichi Electric Coop, Inc | OK | Cooperative | 247.2 | 1.93 | 128.0829 | 247.2 | 1.93 | 128.0829 | 173 | 1.4 | 123.5714 | 21312.8 | 24.9 | N | . | . | . | . | . | . | . |  |  | . |  | 0 | 0 | 128.0829 |  |  | 0 | 0 | 0% |  | 0 |  | 0 |  | 1: 0; 3: 0; 5: 0; 7: 0 | 0 |  | 0
2014 | 10171 | Kentucky Utilities Co | KY | Investor Owned | 193.99 | 1.367 | 141.9093 | 100.46 | 1.007 | 99.7617 | 156.54 | 1 | 156.54 | 513701 | 34.5 | Y | . | . | . | . | . | . | . |  |  | . |  | 93.53 | 0.36 | 99.7617 | 259.8056 | 259.8056 | 184932.36 | 184932.36 | 36% | 22.9072 | 9246.618 | 45.8144 | 23116.545 | 137.4431 | 36986.472 | 229.0718 | 46233.09 | 343.6076 | 36986.472 | 458.1435 | 18493.236 | 687.2153 | 8321.9562 | 916.287 | 5547.9708 | 211813.9068 | 1059069.5341 | 5083533.7636 | 10590695.3409 | 12708834.4091 | 8472556.2727 | 5718975.4841 | 5083533.7636
2014 | 10171 | Kentucky Utilities Co | VA | Investor Owned | 313.99 | 1.876 | 167.3721 | 141.35 | 1.319 | 107.1645 | 242.68 | 1.485 | 163.4209 | 28526 | 34.5 | Y | . | . | . | . | . | . | . |  |  | . |  | 172.64 | 0.557 | 107.1645 | 309.9461 | 309.9461 | 15888.982 | 15888.982 | 55.7% | 27.3281 | 794.4491 | 54.6562 | 1986.1227 | 163.9686 | 3177.7964 | 273.2809 | 3972.2455 | 409.9214 | 3177.7964 | 546.5619 | 1588.8982 | 819.8428 | 715.0042 | 1093.1238 | 476.6695 | 21710.7802 | 108553.901 | 521058.7246 | 1085539.0096 | 1302646.8115 | 868431.2076 | 586191.0652 | 521058.7246
2014 | 10210 | Ketchikan Public Utilities | AK | Municipal | . | . | . | . | . | . | . | . | . | . | . |  | 648 | 6.1 | 106.2295 | . | . | . | 7471 | N | L | 12.5 | N | [6 empty] | 7471 | 100% |  | 373.55 |  | 933.875 |  | 1: 1494.2; 3: 1867.75; 5: 1494.2; 7: 747.1 | 336.195 |  | 224.13
2014 | 10226 | City of Key West - (FL) | FL | Municipal | . | . | . | . | . | . | . | . | . | . | . |  | 54 | 1.14 | 47.3684 | . | . | . | 30837 | N | L | 13.8 | Y | [6 empty] | 30837 | 100% |  | 1541.85 |  | 3854.625 |  | 1: 6167.4; 3: 7709.25; 5: 6167.4; 7: 3083.7 | 1387.665 |  | 925.11
2014 | 10331 | Kingsport Power Co | TN | Investor Owned | 299 | 1.681 | 177.8703 | 215.8 | 1.495 | 144.3478 | 290.8 | 1.627 | 178.7339 | 47216 | 35 | Y | . | . | . | . | . | . | . |  |  | . |  | 83.2 | 0.186 | 144.3478 | 447.3118 | 447.3118 | 8782.176 | 8782.176 | 18.6% | 39.4397 | 439.1088 | 78.8794 | 1097.772 | 236.6381 | 1756.4352 | 394.3969 | 2195.544 | 591.5954 | 1756.4352 | 788.7938 | 878.2176 | 1183.1907 | 395.1979 | 1577.5876 | 263.4653 | 17318.3154 | 86591.5768 | 415639.5686 | 865915.7678 | 1039098.9214 | 692732.6143 | 467594.5146 | 415639.5686
2014 | 10345 | City of Kinston - (NC) | NC | Municipal | . | . | . | . | . | . | . | . | . | . | . |  | 107.73 | 1.137 | 94.7493 | . | . | . | 11645 | N | L | 12.4 | N | [6 empty] | 11645 | 100% |  | 582.25 |  | 1455.625 |  | 1: 2329; 3: 2911.25; 5: 2329; 7: 1164.5 | 524.025 |  | 349.35
2014 | 10376 | Kissimmee Utility Authority | FL | Municipal | . | . | . | . | . | . | . | . | . | . | . |  | 52 | 0.98 | 53.0612 | 52 | 0.98 | 53.0612 | 69726 | N | L | 13.2 | Y | 0 | 0 | 53.0612 |  |  | 0 | 0 | 0% |  | 0 |  | 0 |  | 1: 0; 3: 0; 5: 0; 7: 0 | 0 |  | 0
2014 | 10393 | PUD No 1 of Klickitat County | WA | Political Subdivision | . | . | . | . | . | . | . | . | . | . | . |  | 360 | 1.07 | 336.4486 | . | . | . | 12486 | N | L | 12.5 | N | [6 empty] | 12486 | 100% |  | 624.3 |  | 1560.75 |  | 1: 2497.2; 3: 3121.5; 5: 2497.2; 7: 1248.6 | 561.87 |  | 374.58
2014 | 10421 | Knoxville Utilities Board | TN | Municipal | 202.8 | 1.51 | 134.3046 | 94.2 | 1.14 | 82.6316 | 202.8 | 1.51 | 134.3046 | 196871 | 13 | Y | . | . | . | . | . | . | . |  |  | . |  | 108.6 | 0.37 | 82.6316 | 293.5135 | 293.5135 | 72842.27 | 72842.27 | 37% | 25.8792 | 3642.1135 | 51.7584 | 9105.2838 | 155.2753 | 14568.454 | 258.7922 | 18210.5675 | 388.1883 | 14568.454 | 517.5844 | 7284.227 | 776.3767 | 3277.9021 | 1035.1689 | 2185.2681 | 94255.0651 | 471275.3255 | 2262121.5624 | 4712753.255 | 5655303.906 | 3770202.604 | 2544886.7577 | 2262121.5624
2014 | 10448 | Kosciusko County Rural E M C | IN | Cooperative | . | . | . | . | . | . | . | . | . | . | . |  | 300 | 1.67 | 179.6407 | 240 | 1.4 | 171.4286 | 17667 | N | L | 12.5 | Y | 60 | 0.27 | 171.4286 | 222.2222 | 222.2222 | 4770.09 | 4770.09 | 27% | 19.5934 | 238.5045 | 39.1869 | 596.2613 | 117.5606 | 954.018 | 195.9344 | 1192.5225 | 293.9015 | 954.018 | 391.8687 | 477.009 | 587.8031 | 214.6541 | 783.7374 | 143.1027 | 4673.1227 | 23365.6135 | 112154.9449 | 233656.1352 | 280387.3622 | 186924.9082 | 126174.313 | 112154.9449
2014 | 10454 | Kootenai Electric Cooperative | ID | Cooperative | . | . | . | . | . | . | . | . | . | . | . |  | 386 | 1.83 | 210.929 | 187.2 | 1.36 | 137.6471 | 22961 | Y | O | 0.1 | Y | 198.8 | 0.47 | 137.6471 | 422.9787 | 422.9787 | 10791.67 | 10791.67 | 47% | 37.2942 | 539.5835 | 74.5885 | 1348.9588 | 223.7654 | 2158.334 | 372.9423 | 2697.9175 | 559.4134 | 2158.334 | 745.8846 | 1079.167 | 1118.8269 | 485.6252 | 1491.7692 | 323.7501 | 20123.3511 | 100616.7553 | 482960.4256 | 1006167.5533 | 1207401.0639 | 804934.0426 | 543330.4788 | 482960.4256
2014 | 10539 | La Plata Electric Assn, Inc | CO | Cooperative | 131.953 | 1.464 | 90.1318 | 65.843 | 0.956 | 68.8734 | 114.907 | 1.295 | 88.7313 | 41077 | 12 | Y | . | . | . | . | . | . | . |  |  | . |  | 66.11 | 0.508 | 68.8734 | 130.1378 | 130.1378 | 20867.116 | 20867.116 | 50.8% | 11.4743 | 1043.3558 | 22.9486 | 2608.3895 | 68.8459 | 4173.4232 | 114.7431 | 5216.779 | 172.1146 | 4173.4232 | 229.4862 | 2086.7116 | 344.2293 | 939.0202 | 458.9724 | 626.0135 | 11971.7875 | 59858.9376 | 287322.9006 | 598589.3762 | 718307.2514 | 478871.501 | 323238.2631 | 287322.9006
2014 | 10562 | Lagrange County Rural E M C | IN | Cooperative | . | . | . | . | . | . | . | . | . | . | . |  | 136 | 1.86 | 73.1183 | 75 | 1.43 | 52.4476 | 7019 | N | F | 15 | N | 61 | 0.43 | 52.4476 | 141.8605 | 141.8605 | 3018.17 | 3018.17 | 43% | 12.5079 | 150.9085 | 25.0158 | 377.2713 | 75.0474 | 603.634 | 125.079 | 754.5425 | 187.6185 | 603.634 | 250.1581 | 301.817 | 375.2371 | 135.8176 | 500.3161 | 90.5451 | 1887.5489 | 9437.7443 | 45301.1727 | 94377.4431 | 113252.9317 | 75501.9544 | 50963.8193 | 45301.1727
2014 | 10579 | City of LaFollette | TN | Municipal | 527.4 | 4.11 | 128.3212 | . | 3.37 | . | . | . | . | 21551 | 12.5 | Y | . | . | . | . | . | . | . |  |  | . |  |  | 0.74 |  |  |  | 15947.74 | 15947.74 | 74% |  | 797.387 |  | 1993.4675 |  | 1: 3189.548; 3: 3986.935; 5: 3189.548; 7: 1594.774 | 717.6483 |  | 478.4322
2014 | 10599 | Lake Region Electric Coop, Inc - (OK) | OK | Cooperative | 178.777 | 1.883 | 94.9426 | 178.777 | 1.883 | 94.9426 | 161.501 | 1.586 | 101.8291 | 24184 | 12.5 | Y | . | . | . | . | . | . | . |  |  | . |  | 0 | 0 | 94.9426 |  |  | 0 | 0 | 0% |  | 0 |  | 0 |  | 1: 0; 3: 0; 5: 0; 7: 0 | 0 |  | 0
2014 | 10603 | Laclede Electric Coop, Inc | MO | Cooperative | . | . | . | . | . | . | . | . | . | . | . |  | 480 | 1.88 | 255.3192 | 120 | 1.69 | 71.0059 | 36486 | N | F | 12.4 | Y | 360 | 0.19 | 71.0059 | 1894.7368 | 1894.7368 | 6932.34 | 6932.34 | 19% | 167.0598 | 346.617 | 334.1196 | 866.5425 | 1002.3589 | 1386.468 | 1670.5982 | 1733.085 | 2505.8974 | 1386.468 | 3341.1965 | 693.234 | 5011.7947 | 311.9553 | 6682.393 | 207.9702 | 57905.7752 | 289528.8758 | 1389738.604 | 2895288.7583 | 3474346.5099 | 2316231.0066 | 1563455.9295 | 1389738.604
2014 | 10618 | Lake Region Electric Cooperative - (MN) | MN | Cooperative | 241.11 | 2.12 | 113.7311 | 132.19 | 1.28 | 103.2734 | 177.82 | 1.53 | 116.2222 | 26571 | 12.5 | Y | . | . | . | . | . | . | . |  |  | . |  | 108.92 | 0.84 | 103.2734 | 129.6667 | 129.6667 | 22319.64 | 22319.64 | 84% | 11.4328 | 1115.982 | 22.8655 | 2789.955 | 68.5966 | 4463.928 | 114.3277 | 5579.91 | 171.4916 | 4463.928 | 228.6554 | 2231.964 | 342.9831 | 1004.3838 | 457.3108 | 669.5892 | 12758.7656 | 63793.8278 | 306210.3733 | 637938.2777 | 765525.9333 | 510350.6222 | 344486.67 | 306210.3733
2014 | 10623 | City of Lakeland - (FL) | FL | Municipal | . | . | . | . | . | . | . | . | . | . | . |  | 69 | 1.293 | 53.3643 | 69 | 1.293 | 53.3643 | 129479 | N | L | 12.5 | N | 0 | 0 | 53.3643 |  |  | 0 | 0 | 0% |  | 0 |  | 0 |  | 1: 0; 3: 0; 5: 0; 7: 0 | 0 |  | 0
2014 | 10624 | Southern Rivers Energy | GA | Cooperative | 1379.01 | 3.133 | 440.1564 | 201.5 | 1.7 | 118.5294 | 1364.29 | . | . | 18701 | 24.9 | Y | . | . | . | . | . | . | . |  |  | . |  | 1177.51 | 1.433 | 118.5294 | 821.7097 | 1177.51 | 26798.533 | 18701 | 100% | 103.8216 | 935.05 | 207.6432 | 2337.625 | 622.9296 | 3740.2 | 1038.216 | 4675.25 | 1557.324 | 3740.2 | 2076.432 | 1870.1 | 3114.6481 | 841.545 | 4152.8641 | 561.03 | 97078.3887 | 485391.9436 | 2329881.3295 | 4853919.4364 | 5824703.3237 | 3883135.5492 | 2621116.4957 | 2329881.3295
2014 | 10625 | Lamb County Electric Coop, Inc | TX | Cooperative | . | . | . | . | . | . | . | . | . | . | . |  | 6 | . | . | . | . | . | 11108 | N | L | . | N | [6 empty] | 11108 | 100% |  | 555.4 |  | 1388.5 |  | 1: 2221.6; 3: 2777; 5: 2221.6; 7: 1110.8 | 499.86 |  | 333.24
2014 | 10681 | Lane Electric Coop Inc | OR | Cooperative | . | . | . | . | . | . | . | . | . | . | . |  | 7025 | 2.29 | 3067.6856 | 335.1 | 1.12 | 299.1964 | 12904 | N | L | 12.4 | Y | 6689.9 | 1.17 | 299.1964 | 5717.8632 | 6689.9 | 15097.68 | 12904 | 100% | 589.8516 | 645.2 | 1179.7032 | 1613 | 3539.1095 | 2580.8 | 5898.5158 | 3226 | 8847.7737 | 2580.8 | 11797.0316 | 1290.4 | 17695.5474 | 580.68 | 23594.0632 | 387.12 | 380572.2392 | 1902861.1962 | 9133733.7417 | 19028611.9618 | 22834334.3542 | 15222889.5694 | 10275450.4594 | 9133733.7417
2014 | 10697 | Lake Country Power | MN | Cooperative | 792.65 | 3.035 | 261.1697 | 212.55 | 1.709 | 124.371 | 773.83 | 2.928 | 264.2862 | 48511 | 24.9 | N | . | . | . | . | . | . | . |  |  | . |  | 580.1 | 1.326 | 124.371 | 437.4811 | 580.1 | 64325.586 | 48511 | 100% | 51.1477 | 2425.55 | 102.2954 | 6063.875 | 306.8861 | 9702.2 | 511.4769 | 12127.75 | 767.2153 | 9702.2 | 1022.9537 | 4851.1 | 1534.4306 | 2182.995 | 2045.9074 | 1455.33 | 124061.2686 | 620306.3431 | 2977470.447 | 6203063.4313 | 7443676.1176 | 4962450.745 | 3349654.2529 | 2977470.447
2014 | 10704 | City of Lansing - (MI) | MI | Municipal | . | . | . | . | . | . | . | . | . | . | . |  | 166 | 0.89 | 186.5169 | 81 | 0.83 | 97.5904 | 96489 | N | F | 13.2 | Y | 85 | 0.06 | 97.5904 | 1416.6667 | 1416.6667 | 5789.34 | 5789.34 | 6% | 124.9082 | 289.467 | 249.8163 | 723.6675 | 749.4489 | 1157.868 | 1249.0816 | 1447.335 | 1873.6223 | 1157.868 | 2498.1631 | 578.934 | 3747.2447 | 260.5203 | 4996.3262 | 173.6802 | 36156.7891 | 180783.9456 | 867762.939 | 1807839.4563 | 2169407.3475 | 1446271.565 | 976233.3064 | 867762.939
2014 | 10724 | Lassen Municipal Utility District | CA | Municipal | . | . | . | . | . | . | . | . | . | . | . |  | 124 | 2.4 | 51.6667 | 124 | 2.4 | 51.6667 | 12063 | N | O | 14.4 | N | 0 | 0 | 51.6667 |  |  | 0 | 0 | 0% |  | 0 |  | 0 |  | 1: 0; 3: 0; 5: 0; 7: 0 | 0 |  | 0
2014 | 10768 | Laurens Electric Coop, Inc | SC | Cooperative | 104.27 | 0.95 | 109.7579 | 72.4 | 0.82 | 88.2927 | 99.5 | 0.9 | 110.5556 | 51524 | 14.4 | Y | . | . | . | . | . | . | . |  |  | . |  | 31.87 | 0.13 | 88.2927 | 245.1538 | 245.1538 | 6698.12 | 6698.12 | 13% | 21.6153 | 334.906 | 43.2307 | 837.265 | 129.692 | 1339.624 | 216.1533 | 1674.53 | 324.2299 | 1339.624 | 432.3066 | 669.812 | 648.4598 | 301.4154 | 864.6131 | 200.9436 | 7239.1031 | 36195.5154 | 173738.4737 | 361955.1536 | 434346.1843 | 289564.1229 | 195455.7829 | 173738.4737
2014 | 10801 | Leavenworth-Jefferson E C, Inc | KS | Cooperative | 284 | . | . | 284 | . | . | 194.25 | . | . | 8181 | . | Y | . | . | . | . | . | . | . |  |  | . |  | 0 |  |  |  | 0 |  | 8181 | 100% | 0 | 409.05 | 0 | 1022.625 | 0 | 1636.2 | 0 | 2045.25 | 0 | 1636.2 | 0 | 818.1 | 0 | 368.145 | 0 | 245.43 | 0 | 0 | 0 | 0 | 0 | 0 | 0 | 0
2014 | 10814 | City of Le Sueur - (MN) | MN | Municipal | . | . | . | . | . | . | . | . | . | . | . |  | 22 | . | . | . | . | . | 2221 | Y | L | 12 | N | [6 empty] | 2221 | 100% |  | 111.05 |  | 277.625 |  | 1: 444.2; 3: 555.25; 5: 444.2; 7: 222.1 | 99.945 |  | 66.63
2014 | 10817 | Lea County Electric Coop, Inc | NM | Cooperative | . | . | . | . | . | . | . | . | . | . | . |  | 86.55 | 1.29 | 67.093 | . | . | . | 11449 | N | L | 24.9 | N | [6 empty] | 11449 | 100% |  | 572.45 |  | 1431.125 |  | 1: 2289.8; 3: 2862.25; 5: 2289.8; 7: 1144.9 | 515.205 |  | 343.47
2014 | 10817 | Lea County Electric Coop, Inc | TX | Cooperative | . | . | . | . | . | . | . | . | . | . | . |  | 132 | 1.17 | 112.8205 | . | . | . | 4452 | N | L | 24.9 | N | [6 empty] | 4452 | 100% |  | 222.6 |  | 556.5 |  | 1: 890.4; 3: 1113; 5: 890.4; 7: 445.2 | 200.34 |  | 133.56
2014 | 10857 | Lee County Electric Coop, Inc | FL | Cooperative | . | . | . | . | . | . | . | . | . | . | . |  | 75 | 1.2 | 62.5 | 75 | 1.2 | 62.5 | 211426 | Y | F | 24.9 | Y | 0 | 0 | 62.5 |  |  | 0 | 0 | 0% |  | 0 |  | 0 |  | 1: 0; 3: 0; 5: 0; 7: 0 | 0 |  | 0
2014 | 10868 | City of Leesburg - (FL) | FL | Municipal | . | . | . | . | . | . | . | . | . | . | . |  | . | . | . | 167 | 1.93 | 86.5285 | 22775 | Y | L | 12.5 | N |  |  | 86.5285 |  |  |  | 22775 | 100% |  | 1138.75 |  | 2846.875 |  | 1: 4555; 3: 5693.75; 5: 4555; 7: 2277.5 | 1024.875 |  | 683.25
2014 | 10879 | Lehi City Corporation | UT | Municipal | . | . | . | . | . | . | . | . | . | . | . |  | 40 | 0.46 | 86.9565 | 40 | 0.46 | 86.9565 | 15558 | N | L | 12.5 | N | 0 | 0 | 86.9565 |  |  | 0 | 0 | 0% |  | 0 |  | 0 |  | 1: 0; 3: 0; 5: 0; 7: 0 | 0 |  | 0
2014 | 10944 | PUD No 1 of Lewis County | WA | Political Subdivision | 613.616 | 3.365 | 182.3525 | 282.885 | 1.985 | 142.5113 | 605.824 | 2.934 | 206.484 | 30800 | 25 | N | . | . | . | . | . | . | . |  |  | . |  | 330.731 | 1.38 | 142.5113 | 239.6601 | 330.731 | 42504 | 30800 | 100% | 29.1607 | 1540 | 58.3214 | 3850 | 174.9642 | 6160 | 291.6071 | 7700 | 437.4106 | 6160 | 583.2141 | 3080 | 874.8212 | 1386 | 1166.4282 | 924 | 44907.4863 | 224537.4313 | 1077779.6702 | 2245374.313 | 2694449.1756 | 1796299.4504 | 1212502.129 | 1077779.6702
2014 | 10966 | City of Lexington - (NC) | NC | Municipal | . | . | . | . | . | . | . | . | . | . | . |  | 36.2 | 0.139 | 260.4316 | 18.7 | 0.105 | 178.0952 | 19116 | Y | L | 12.5 | Y | 17.5 | 0.034 | 178.0952 | 514.7059 | 514.7059 | 649.944 | 649.944 | 3.4% | 45.3819 | 32.4972 | 90.7637 | 81.243 | 272.2911 | 129.9888 | 453.8186 | 162.486 | 680.7278 | 129.9888 | 907.6371 | 64.9944 | 1361.4557 | 29.2475 | 1815.2742 | 19.4983 | 1474.7832 | 7373.9162 | 35394.7979 | 73739.1624 | 88486.9949 | 58991.3299 | 39819.1477 | 35394.7979
2014 | 11011 | Licking Valley Rural E C C | KY | Cooperative | . | . | . | . | . | . | . | . | . | . | . |  | 204.983 | 1.204 | 170.2517 | 87.467 | 0.807 | 108.3854 | 17292 | N | L | 7.2 | N | 117.516 | 0.397 | 108.3854 | 296.0101 | 296.0101 | 6864.924 | 6864.924 | 39.7% | 26.0993 | 343.2462 | 52.1987 | 858.1155 | 156.5961 | 1372.9848 | 260.9935 | 1716.231 | 391.4902 | 1372.9848 | 521.9869 | 686.4924 | 782.9804 | 308.9216 | 1043.9738 | 205.9477 | 8958.5011 | 44792.5056 | 215004.027 | 447925.0563 | 537510.0675 | 358340.045 | 241879.5304 | 215004.027
2014 | 11018 | Lincoln Electric System | NE | Municipal | 26.9 | 0.39 | 68.9744 | 21.6 | 0.33 | 65.4545 | 26.9 | 0.39 | 68.9744 | 127605 | 35 | N | . | . | . | . | . | . | . |  |  | . |  | 5.3 | 0.06 | 65.4545 | 88.3333 | 88.3333 | 7656.3 | 7656.3 | 6% | 7.7884 | 382.815 | 15.5768 | 957.0375 | 46.7303 | 1531.26 | 77.8839 | 1914.075 | 116.8259 | 1531.26 | 155.7678 | 765.63 | 233.6517 | 344.5335 | 311.5356 | 229.689 | 2981.5129 | 14907.5643 | 71556.3086 | 149075.6429 | 178890.7715 | 119260.5143 | 80500.8472 | 71556.3086
2014 | 11053 | Linn County REC | IA | Cooperative | 272 | 1.78 | 152.809 | 111 | 1.41 | 78.7234 | . | . | . | 25356 | 12.5 | Y | . | . | . | . | . | . | . |  |  | . |  | 161 | 0.37 | 78.7234 | 435.1351 | 435.1351 | 9381.72 | 9381.72 | 37% | 38.3661 | 469.086 | 76.7321 | 1172.715 | 230.1964 | 1876.344 | 383.6607 | 2345.43 | 575.491 | 1876.344 | 767.3213 | 938.172 | 1150.982 | 422.1774 | 1534.6427 | 281.4516 | 17996.9846 | 89984.9229 | 431927.6297 | 899849.2285 | 1079819.0742 | 719879.3828 | 485918.5834 | 431927.6297
2014 | 11124 | City of Lodi - (CA) | CA | Municipal | . | . | . | . | . | . | . | . | . | . | . |  | 12 | 0.363 | 33.0579 | 12 | 0.363 | 33.0579 | 23496 | N | F | 60 | N | 0 | 0 | 33.0579 |  |  | 0 | 0 | 0% |  | 0 |  | 0 |  | 1: 0; 3: 0; 5: 0; 7: 0 | 0 |  | 0
2014 | 11135 | City of Logan - (UT) | UT | Municipal | 5.1 | 0.074 | 68.9189 | 2.848 | 0.049 | 58.1224 | 2.247 | 0.025 | 89.88 | 20175 | 46 | N | . | . | . | . | . | . | . |  |  | . |  | 2.252 | 0.025 | 58.1224 | 90.08 | 90.08 | 504.375 | 504.375 | 2.5% | 7.9424 | 25.2188 | 15.8848 | 63.0469 | 47.6544 | 100.875 | 79.424 | 126.0938 | 119.1359 | 100.875 | 158.8479 | 50.4375 | 238.2719 | 22.6969 | 317.6958 | 15.1312 | 200.2973 | 1001.4864 | 4807.1348 | 10014.8641 | 12017.8369 | 8011.8913 | 5408.0266 | 4807.1348
2014 | 11171 | Long Island Power Authority | NY | State | . | . | . | . | . | . | . | . | . | . | . |  | 65.3 | 0.77 | 84.8052 | 65.3 | 0.77 | 84.8052 | 1113474 | N | O | 13.8 | Y | 0 | 0 | 84.8052 |  |  | 0 | 0 | 0% |  | 0 |  | 0 |  | 1: 0; 3: 0; 5: 0; 7: 0 | 0 |  | 0
2014 | 11187 | City of Longmont | CO | Municipal | . | . | . | . | . | . | . | . | . | . | . |  | 23 | 0.5 | 46 | 23 | 0.5 | 46 | 40798 | N | F | 12.5 | N | 0 | 0 | 46 |  |  | 0 | 0 | 0% |  | 0 |  | 0 |  | 1: 0; 3: 0; 5: 0; 7: 0 | 0 |  | 0
2014 | 11200 | Lorain-Medina R E C, Inc | OH | Cooperative | 129.54 | . | . | 129.54 | . | . | 128.88 | . | . | 16072 | 12.5 | Y | . | . | . | . | . | . | . |  |  | . |  | 0 |  |  |  | 0 |  | 16072 | 100% | 0 | 803.6 | 0 | 2009 | 0 | 3214.4 | 0 | 4018 | 0 | 3214.4 | 0 | 1607.2 | 0 | 723.24 | 0 | 482.16 | 0 | 0 | 0 | 0 | 0 | 0 | 0 | 0
2014 | 11203 | Logan County Coop Power & Light | OH | Cooperative | 49.7 | . | . | 49.7 | . | . | 49.7 | . | . | 4600 | 12.5 | Y | . | . | . | . | . | . | . |  |  | . |  | 0 |  |  |  | 0 |  | 4600 | 100% | 0 | 230 | 0 | 575 | 0 | 920 | 0 | 1150 | 0 | 920 | 0 | 460 | 0 | 207 | 0 | 138 | 0 | 0 | 0 | 0 | 0 | 0 | 0 | 0
2014 | 11204 | Los Alamos County | NM | Municipal | 33 | 0.61 | 54.0984 | . | . | . | . | . | . | 9010 | 13.2 | N | . | . | . | . | . | . | . |  |  | . | [7 empty] | 9010 | 100% |  | 450.5 |  | 1126.25 |  | 1: 1802; 3: 2252.5; 5: 1802; 7: 901 | 405.45 |  | 270.3
2014 | 11208 | Los Angeles Department of Water & Power | CA | Municipal | 77.69 | 0.65 | 119.5231 | 77.69 | 0.65 | 119.5231 | . | . | . | 1596912 | 34.5 | N | . | . | . | . | . | . | . |  |  | . |  | 0 | 0 | 119.5231 |  |  | 0 | 0 | 0% |  | 0 |  | 0 |  | 1: 0; 3: 0; 5: 0; 7: 0 | 0 |  | 0
2014 | 11241 | Entergy Louisiana LLC | LA | Investor Owned | . | . | . | 125.5 | 1.106 | 113.472 | 270.9 | 1.259 | 215.1708 | 687052 | 34.5 | Y | . | . | . | . | . | . | . |  |  | . |  |  |  | 113.472 |  |  |  | 687052 | 100% |  | 34352.6 |  | 85881.5 |  | 1: 137410.4; 3: 171763; 5: 137410.4; 7: 68705.2 | 30917.34 |  | 20611.56
2014 | 11249 | Louisville Gas & Electric Co | KY | Investor Owned | 160.92 | 1.181 | 136.2574 | 75.04 | 0.917 | 81.8321 | 158.62 | 1.156 | 137.2145 | 398041 | 34.5 | Y | . | . | . | . | . | . | . |  |  | . |  | 85.88 | 0.264 | 81.8321 | 325.303 | 325.303 | 105082.824 | 105082.824 | 26.4% | 28.6821 | 5254.1412 | 57.3642 | 13135.353 | 172.0927 | 21016.5648 | 286.8212 | 26270.706 | 430.2318 | 21016.5648 | 573.6424 | 10508.2824 | 860.4636 | 4728.7271 | 1147.2848 | 3152.4847 | 150699.9019 | 753499.5095 | 3616797.6455 | 7534995.0948 | 9041994.1137 | 6027996.0758 | 4068897.3512 | 3616797.6455
2014 | 11251 | Loup River Public Power Dist | NE | Political Subdivision | . | . | . | . | . | . | . | . | . | . | . |  | 18 | 0.2 | 90 | 15 | 0.2 | 75 | 19660 | N | L | 12.5 | N | 3 | 0 | 75 |  |  | 0 | 0 | 0% |  | 0 |  | 0 |  | 1: 0; 3: 0; 5: 0; 7: 0 | 0 |  | 0
2014 | 11256 | City of Loveland - (CO) | CO | Municipal | 29.04 | 0.35 | 82.9714 | 29.04 | 0.35 | 82.9714 | 29.04 | 0.35 | 82.9714 | 33447 | 12.5 | N | . | . | . | . | . | . | . |  |  | . |  | 0 | 0 | 82.9714 |  |  | 0 | 0 | 0% |  | 0 |  | 0 |  | 1: 0; 3: 0; 5: 0; 7: 0 | 0 |  | 0
2014 | 11291 | Lumbee River Elec Member Corp | NC | Cooperative | 151.312 | 1.299 | 116.4835 | 89.174 | 1.121 | 79.5486 | 150.972 | 1.287 | 117.3054 | 65423 | 25 | Y | . | . | . | . | . | . | . |  |  | . |  | 62.138 | 0.178 | 79.5486 | 349.0899 | 349.0899 | 11645.294 | 11645.294 | 17.8% | 30.7794 | 582.2647 | 61.5588 | 1455.6617 | 184.6765 | 2329.0588 | 307.7942 | 2911.3235 | 461.6913 | 2329.0588 | 615.5883 | 1164.5294 | 923.3825 | 524.0382 | 1231.1767 | 349.3588 | 17921.768 | 89608.84 | 430122.4319 | 896088.3999 | 1075306.0798 | 716870.7199 | 483887.7359 | 430122.4319
2014 | 11298 | Lyon Rural Electric Coop | IA | Cooperative | 64.05 | 1.19 | 53.8235 | 64.05 | 1.19 | 53.8235 | 51.39 | 0.67 | 76.7015 | 2147 | 7.2 | N | . | . | . | . | . | . | . |  |  | . |  | 0 | 0 | 53.8235 |  |  | 0 | 0 | 0% |  | 0 |  | 0 |  | 1: 0; 3: 0; 5: 0; 7: 0 | 0 |  | 0
2014 | 11345 | Lyon-Lincoln Electric Coop Inc | MN | Cooperative | 332 | 0.108 | 3074.0741 | 332 | 0.108 | 3074.0741 | 230 | 0.028 | 8214.2857 | 3959 | 12.4 | N | . | . | . | . | . | . | . |  |  | . |  | 0 | 0 | 3074.0741 |  |  | 0 | 0 | 0% |  | 0 |  | 0 |  | 1: 0; 3: 0; 5: 0; 7: 0 | 0 |  | 0
2014 | 11355 | Lynches River Elec Coop, Inc | SC | Cooperative | 95.3 | 1.18 | 80.7627 | 95.3 | 1.18 | 80.7627 | 95.3 | 1.18 | 80.7627 | 20591 | 24.9 | Y | . | . | . | . | . | . | . |  |  | . |  | 0 | 0 | 80.7627 |  |  | 0 | 0 | 0% |  | 0 |  | 0 |  | 1: 0; 3: 0; 5: 0; 7: 0 | 0 |  | 0
2014 | 11359 | Village of Lyndonville - (VT) | VT | Municipal | . | . | . | . | . | . | . | . | . | . | . |  | . | 1.5 | . | . | 1.5 | . | 5520 | Y | F | 12.5 | N |  | 0 |  |  |  | 0 | 0 | 0% |  | 0 |  | 0 |  | 1: 0; 3: 0; 5: 0; 7: 0 | 0 |  | 0
2014 | 11364 | Lyntegar Electric Coop, Inc | TX | Cooperative | 319.21 | . | . | 319.05 | . | . | 282.69 | . | . | 22437 | 14.4 | Y | . | . | . | . | . | . | . |  |  | . |  | 0.16 |  |  |  | 0.16 |  | 22437 | 100% | 0.014107 | 1121.85 | 0.028215 | 2804.625 | 0.084644 | 4487.4 | 0.14107 | 5609.25 | 0.21161 | 4487.4 | 0.28215 | 2243.7 | 0.42322 | 1009.665 | 0.56429 | 673.11 | 15.8262 | 79.1312 | 379.8299 | 791.3123 | 949.5747 | 633.0498 | 427.3086 | 379.8299
2014 | 11460 | City of Macon - (MO) | MO | Municipal | 48.814 | 2.658 | 18.3649 | 48.814 | 2.658 | 18.3649 | 20.716 | 1.973 | 10.4997 | 3146 | 13 | N | . | . | . | . | . | . | . |  |  | . |  | 0 | 0 | 18.3649 |  |  | 0 | 0 | 0% |  | 0 |  | 0 |  | 1: 0; 3: 0; 5: 0; 7: 0 | 0 |  | 0
2014 | 11479 | Madison Gas & Electric Co | WI | Investor Owned | 51.2 | 0.39 | 131.282 | 26.75 | 0.327 | 81.8043 | 51 | 0.384 | 132.8125 | 144041 | 13.8 | Y | . | . | . | . | . | . | . |  |  | . |  | 24.45 | 0.063 | 81.8043 | 388.0952 | 388.0952 | 9074.583 | 9074.583 | 6.3% | 34.2185 | 453.7292 | 68.4371 | 1134.3229 | 205.3112 | 1814.9166 | 342.1854 | 2268.6458 | 513.2781 | 1814.9166 | 684.3707 | 907.4583 | 1026.5561 | 408.3562 | 1368.7415 | 272.2375 | 15525.9476 | 77629.7381 | 372622.7427 | 776297.3806 | 931556.8567 | 621037.9045 | 419200.5855 | 372622.7427
2014 | 11501 | Magic Valley Electric Coop Inc | TX | Cooperative | 68 | . | . | 67 | . | . | 65 | . | . | 104822 | 12.4 | Y | . | . | . | . | . | . | . |  |  | . |  | 1 |  |  |  | 1 |  | 104822 | 100% | 0.08817 | 5241.1 | 0.17634 | 13102.75 | 0.52902 | 20964.4 | 0.8817 | 26205.5 | 1.3226 | 20964.4 | 1.7634 | 10482.2 | 2.6451 | 4716.99 | 3.5268 | 3144.66 | 462.1102 | 2310.5511 | 11090.6451 | 23105.5107 | 27726.6128 | 18484.4085 | 12476.9758 | 11090.6451
2014 | 11519 | Magnolia Electric Power Assn | MS | Cooperative | 238 | . | . | . | . | . | 188 | . | . | 30899 | 15 | Y | . | . | . | . | . | . | . |  |  | . | [7 empty] | 30899 | 100% |  | 1544.95 |  | 3862.375 |  | 1: 6179.8; 3: 7724.75; 5: 6179.8; 7: 3089.9 | 1390.455 |  | 926.97
2014 | 11560 | City of Manassas - (VA) | VA | Municipal | 33.89 | 0.48 | 70.6042 | 33.89 | 0.48 | 70.6042 | . | . | . | 15837 | 13.2 | N | . | . | . | . | . | . | . |  |  | . |  | 0 | 0 | 70.6042 |  |  | 0 | 0 | 0% |  | 0 |  | 0 |  | 1: 0; 3: 0; 5: 0; 7: 0 | 0 |  | 0
2014 | 11571 | Manitowoc Public Utilities | WI | Municipal | 17.676 | 0.265 | 66.7019 | 8.164 | 0.128 | 63.7812 | 17.676 | 0.265 | 66.7019 | 17521 | 13.2 | N | . | . | . | . | . | . | . |  |  | . |  | 9.512 | 0.137 | 63.7812 | 69.4307 | 69.4307 | 2400.377 | 2400.377 | 13.7% | 6.1217 | 120.0189 | 12.2435 | 300.0471 | 36.7304 | 480.0754 | 61.2173 | 600.0942 | 91.826 | 480.0754 | 122.4347 | 240.0377 | 183.652 | 108.017 | 244.8693 | 72.0113 | 734.7234 | 3673.6169 | 17633.361 | 36736.1687 | 44083.4024 | 29388.935 | 19837.5311 | 17633.361
2014 | 11586 | Town of Mansfield - (MA) | MA | Municipal | 8.732 | 0.08 | 109.15 | 8.732 | 0.08 | 109.15 | 8.732 | 0.08 | 109.15 | 9682 | 15 | N | . | . | . | . | . | . | . |  |  | . |  | 0 | 0 | 109.15 |  |  | 0 | 0 | 0% |  | 0 |  | 0 |  | 1: 0; 3: 0; 5: 0; 7: 0 | 0 |  | 0
2014 | 11646 | City of Marietta - (GA) | GA | Municipal | 94.259 | 1.302 | 72.3955 | 93.478 | 1.29 | 72.4636 | 94.259 | 1.302 | 72.3955 | 43271 | 25 | Y | . | . | . | . | . | . | . |  |  | . |  | 0.781 | 0.012 | 72.4636 | 65.0833 | 65.0833 | 519.252 | 519.252 | 1.2% | 5.7384 | 25.9626 | 11.4769 | 64.9065 | 34.4306 | 103.8504 | 57.3843 | 129.813 | 86.0764 | 103.8504 | 114.7686 | 51.9252 | 172.1528 | 23.3663 | 229.5371 | 15.5776 | 148.9845 | 744.9225 | 3575.628 | 7449.2251 | 8939.0701 | 5959.38 | 4022.5815 | 3575.628
2014 | 11693 | Marlboro Electric Coop, Inc | SC | Cooperative | 289.36 | 2.29 | 126.3581 | 121.56 | 1.28 | 94.9688 | 289.36 | 2.29 | 126.3581 | 6493 | . | Y | . | . | . | . | . | . | . |  |  | . |  | 167.8 | 1.01 | 94.9688 | 166.1386 | 167.8 | 6557.93 | 6493 | 100% | 14.795 | 324.65 | 29.59 | 811.625 | 88.77 | 1298.6 | 147.95 | 1623.25 | 221.9251 | 1298.6 | 295.9001 | 649.3 | 443.8501 | 292.185 | 591.8001 | 194.79 | 4803.1979 | 24015.9897 | 115276.7506 | 240159.8971 | 288191.8766 | 192127.9177 | 129686.3445 | 115276.7506
2014 | 11701 | City of Marquette - (MI) | MI | Municipal | 85.6 | 1.22 | 70.1639 | 85.6 | 1.22 | 70.1639 | . | . | . | 16581 | 12.5 | N | . | . | . | . | . | . | . |  |  | . |  | 0 | 0 | 70.1639 |  |  | 0 | 0 | 0% |  | 0 |  | 0 |  | 1: 0; 3: 0; 5: 0; 7: 0 | 0 |  | 0
2014 | 11731 | City of Marshall - (MN) | MN | Municipal | . | . | . | . | . | . | . | . | . | . | . |  | 2.24 | 0.028 | 80 | 2.24 | 0.028 | 80 | 6570 | N | O | 13.8 | N | 0 | 0 | 80 |  |  | 0 | 0 | 0% |  | 0 |  | 0 |  | 1: 0; 3: 0; 5: 0; 7: 0 | 0 |  | 0
2014 | 11732 | City of Marshall - (MO) | MO | Municipal | . | . | . | . | . | . | . | . | . | . | . |  | 35 | 0.57 | 61.4035 | 35 | 0.57 | 61.4035 | 6000 | N | L | 13.2 | Y | 0 | 0 | 61.4035 |  |  | 0 | 0 | 0% |  | 0 |  | 0 |  | 1: 0; 3: 0; 5: 0; 7: 0 | 0 |  | 0
2014 | 11740 | City of Marshfield - (WI) | WI | Municipal | 10.45 | 0.612 | 17.0752 | 4.66 | 0.47 | 9.9149 | 10.45 | 0.612 | 17.0752 | 13233 | 13.2 | N | . | . | . | . | . | . | . |  |  | . |  | 5.79 | 0.142 | 9.9149 | 40.7746 | 40.7746 | 1879.086 | 1879.086 | 14.2% | 3.5951 | 93.9543 | 7.1902 | 234.8858 | 21.5707 | 375.8172 | 35.9512 | 469.7715 | 53.9268 | 375.8172 | 71.9024 | 187.9086 | 107.8536 | 84.5589 | 143.8048 | 56.3726 | 337.7769 | 1688.8847 | 8106.6466 | 16888.8472 | 20266.6166 | 13511.0777 | 9119.9775 | 8106.6466
2014 | 11788 | Consumers Energy | IA | Cooperative | . | . | . | 71.4 | 0.84 | 85 | 41.4 | 0.58 | 71.3793 | 6355 | 12.5 | N | . | . | . | . | . | . | . |  |  | . |  |  |  | 85 |  |  |  | 6355 | 100% |  | 317.75 |  | 794.375 |  | 1: 1271; 3: 1588.75; 5: 1271; 7: 635.5 | 285.975 |  | 190.65
2014 | 11804 | Massachusetts Electric Co | MA | Investor Owned | 143.63 | 1.12 | 128.2411 | 96.83 | 0.964 | 100.4461 | 143.58 | 1.12 | 128.1964 | 1273077 | 69 | Y | . | . | . | . | . | . | . |  |  | . |  | 46.8 | 0.156 | 100.4461 | 300 | 300 | 198600.012 | 198600.012 | 15.6% | 26.4511 | 9930.0006 | 52.9023 | 24825.0015 | 158.7068 | 39720.0024 | 264.5114 | 49650.003 | 396.7671 | 39720.0024 | 529.0228 | 19860.0012 | 793.5342 | 8937.0005 | 1058.0456 | 5958.0004 | 262659.8248 | 1313299.1242 | 6303835.796 | 13132991.2417 | 15759589.4901 | 10506392.9934 | 7091815.2705 | 6303835.796
2014 | 11811 | Town of Massena - (NY) | NY | Municipal | . | . | . | . | . | . | . | . | . | . | . |  | 9 | 0.24 | 37.5 | 9 | 0.24 | 37.5 | 9300 | N | F | 25 | N | 0 | 0 | 37.5 |  |  | 0 | 0 | 0% |  | 0 |  | 0 |  | 1: 0; 3: 0; 5: 0; 7: 0 | 0 |  | 0
2014 | 11824 | Matanuska Electric Assn Inc | AK | Cooperative | 242.1 | 1.77 | 136.7797 | 189.7 | 1.28 | 148.2031 | 52.4 | 1.66 | 31.5663 | 59528 | 14.4 | Y | . | . | . | . | . | . | . |  |  | . |  | 52.4 | 0.49 | 148.2031 | 106.9388 | 106.9388 | 29168.72 | 29168.72 | 49% | 9.4288 | 1458.436 | 18.8577 | 3646.09 | 56.573 | 5833.744 | 94.2884 | 7292.18 | 141.4326 | 5833.744 | 188.5768 | 2916.872 | 282.8652 | 1312.5924 | 377.1537 | 875.0616 | 13751.3616 | 68756.8082 | 330032.6795 | 687568.0823 | 825081.6988 | 550054.4658 | 371286.7644 | 330032.6795
2014 | 11843 | Maui Electric Co Ltd | HI | Investor Owned | . | . | . | . | . | . | . | . | . | . | . |  | 188.39 | 2.567 | 73.3892 | 103.7 | 1.545 | 67.1197 | 69825 | N | L | 12.5 | Y | 84.69 | 1.022 | 67.1197 | 82.8669 | 84.69 | 71361.15 | 69825 | 100% | 7.4672 | 3491.25 | 14.9343 | 8728.125 | 44.8029 | 13965 | 74.6716 | 17456.25 | 112.0073 | 13965 | 149.3431 | 6982.5 | 224.0147 | 3142.125 | 298.6863 | 2094.75 | 26069.7101 | 130348.5507 | 625673.0434 | 1303485.507 | 1564182.6084 | 1042788.4056 | 703882.1738 | 625673.0434
2014 | 11910 | McLeod Cooperative Power Assn | MN | Cooperative | 75 | 1.1 | 68.1818 | 75 | 1.1 | 68.1818 | 49 | 0.7 | 70 | 6599 | 7.2 | N | . | . | . | . | . | . | . |  |  | . |  | 0 | 0 | 68.1818 |  |  | 0 | 0 | 0% |  | 0 |  | 0 |  | 1: 0; 3: 0; 5: 0; 7: 0 | 0 |  | 0
2014 | 12186 | McMinnville Electric System | TN | Municipal | . | . | . | . | . | . | . | . | . | . | . |  | 64.8 | 0.04 | 1620 | 64.8 | 0.04 | 1620 | 8009 | N | F | 13 | N | 0 | 0 | 1620 |  |  | 0 | 0 | 0% |  | 0 |  | 0 |  | 1: 0; 3: 0; 5: 0; 7: 0 | 0 |  | 0
2014 | 12187 | City of McMinnville - (OR) | OR | Municipal | . | . | . | . | . | . | . | . | . | . | . |  | 49 | 0.435 | 112.6437 | 0 | 0 | . | 15492 | N | L | 12.5 | N | 49 | 0.435 |  | 112.6437 | 112.6437 | 6739.02 | 6739.02 | 43.5% | 9.9318 | 336.951 | 19.8637 | 842.3775 | 59.5911 | 1347.804 | 99.3185 | 1684.755 | 148.9777 | 1347.804 | 198.6369 | 673.902 | 297.9554 | 303.2559 | 397.2738 | 202.1706 | 3346.5452 | 16732.7259 | 80317.0845 | 167327.2594 | 200792.7112 | 133861.8075 | 90356.7201 | 80317.0845
2014 | 12199 | Montana-Dakota Utilities Co | MT | Investor Owned | . | . | . | . | . | . | . | . | . | . | . |  | 43.14 | 0.209 | 206.4115 | . | . | . | 25280 | N | F | 22 | N | [6 empty] | 25280 | 100% |  | 1264 |  | 3160 |  | 1: 5056; 3: 6320; 5: 5056; 7: 2528 | 1137.6 |  | 758.4
2014 | 12199 | Montana-Dakota Utilities Co | ND | Investor Owned | . | . | . | . | . | . | . | . | . | . | . |  | 55.4 | 0.317 | 174.7634 | . | . | . | 84974 | N | F | 22 | N | [6 empty] | 84974 | 100% |  | 4248.7 |  | 10621.75 |  | 1: 16994.8; 3: 21243.5; 5: 16994.8; 7: 8497.4 | 3823.83 |  | 2549.22
2014 | 12199 | Montana-Dakota Utilities Co | SD | Investor Owned | . | . | . | . | . | . | . | . | . | . | . |  | 14.23 | 0.174 | 81.7816 | . | . | . | 8529 | N | F | 22 | N | [6 empty] | 8529 | 100% |  | 426.45 |  | 1066.125 |  | 1: 1705.8; 3: 2132.25; 5: 1705.8; 7: 852.9 | 383.805 |  | 255.87
2014 | 12199 | Montana-Dakota Utilities Co | WY | Investor Owned | . | . | . | . | . | . | . | . | . | . | . |  | 127.05 | 0.777 | 163.5135 | . | . | . | 15125 | N | F | 22 | N | [6 empty] | 15125 | 100% |  | 756.25 |  | 1890.625 |  | 1: 3025; 3: 3781.25; 5: 3025; 7: 1512.5 | 680.625 |  | 453.75
2014 | 12208 | City of McPherson - (KS) | KS | Municipal | 30.926 | 0.265 | 116.7019 | 30.926 | . | . | . | . | . | 8503 | 34.5 | N | . | . | . | . | . | . | . |  |  | . |  | 0 |  |  |  | 0 |  | 8503 | 100% | 0 | 425.15 | 0 | 1062.875 | 0 | 1700.6 | 0 | 2125.75 | 0 | 1700.6 | 0 | 850.3 | 0 | 382.635 | 0 | 255.09 | 0 | 0 | 0 | 0 | 0 | 0 | 0 | 0
2014 | 12227 | Meeker Coop Light & Power Assn | MN | Cooperative | 101.44 | 0.92 | 110.2609 | 101.44 | 0.92 | 110.2609 | 72.24 | 0.61 | 118.4262 | 8737 | 12.5 | N | . | . | . | . | . | . | . |  |  | . |  | 0 | 0 | 110.2609 |  |  | 0 | 0 | 0% |  | 0 |  | 0 |  | 1: 0; 3: 0; 5: 0; 7: 0 | 0 |  | 0
2014 | 12243 | Meade County Rural E C C | KY | Cooperative | 298.23 | 2.39 | 124.7824 | 77.18 | 0.95 | 81.2421 | 292.48 | 2.29 | 127.7205 | 28810 | 25 | N | . | . | . | . | . | . | . |  |  | . |  | 221.05 | 1.44 | 81.2421 | 153.5069 | 221.05 | 41486.4 | 28810 | 100% | 19.4901 | 1440.5 | 38.9802 | 3601.25 | 116.9405 | 5762 | 194.9008 | 7202.5 | 292.3512 | 5762 | 389.8016 | 2881 | 584.7024 | 1296.45 | 779.6032 | 864.3 | 28075.4614 | 140377.3071 | 673811.0742 | 1403773.0713 | 1684527.6855 | 1123018.457 | 758037.4585 | 673811.0742
2014 | 12260 | Mecklenburg Electric Cooperative | VA | Cooperative | 230.504 | 1.814 | 127.0695 | 206.978 | 1.753 | 118.0707 | 228.984 | 1.753 | 130.6241 | 31065 | 69 | Y | . | . | . | . | . | . | . |  |  | . |  | 23.526 | 0.061 | 118.0707 | 385.6721 | 385.6721 | 1894.965 | 1894.965 | 6.1% | 34.0049 | 94.7483 | 68.0098 | 236.8706 | 204.0293 | 378.993 | 340.0489 | 473.7413 | 510.0734 | 378.993 | 680.0978 | 189.4965 | 1020.1467 | 85.2734 | 1360.1956 | 56.849 | 3221.9039 | 16109.5193 | 77325.6924 | 161095.1925 | 193314.231 | 128876.154 | 86991.404 | 77325.6924
2014 | 12268 | Medina Electric Coop, Inc | TX | Cooperative | 222.7 | 2.178 | 102.2498 | . | . | . | . | . | . | 29670 | 24.9 | Y | . | . | . | . | . | . | . |  |  | . | [7 empty] | 29670 | 100% |  | 1483.5 |  | 3708.75 |  | 1: 5934; 3: 7417.5; 5: 5934; 7: 2967 | 1335.15 |  | 890.1
2014 | 12293 | City of Memphis - (TN) | TN | Municipal | 386.4 | 1.84 | 210 | 200.4 | 1.61 | 124.472 | 386.4 | 1.84 | 210 | 407097 | 23 | Y | . | . | . | . | . | . | . |  |  | . |  | 186 | 0.23 | 124.472 | 808.6957 | 808.6957 | 93632.31 | 93632.31 | 23% | 71.3031 | 4681.6155 | 142.6061 | 11704.0387 | 427.8184 | 18726.462 | 713.0307 | 23408.0775 | 1069.546 | 18726.462 | 1426.0614 | 9363.231 | 2139.0921 | 4213.454 | 2852.1228 | 2808.9693 | 333813.5577 | 1669067.7884 | 8011525.3843 | 16690677.8839 | 20028813.4607 | 13352542.3071 | 9012966.0573 | 8011525.3843
2014 | 12298 | City of Menasha - (WI) | WI | Municipal | . | . | . | . | . | . | . | . | . | . | . |  | 21.13 | 0.2 | 105.65 | 21.13 | 0.2 | 105.65 | 9093 | N | L | 34.5 | N | 0 | 0 | 105.65 |  |  | 0 | 0 | 0% |  | 0 |  | 0 |  | 1: 0; 3: 0; 5: 0; 7: 0 | 0 |  | 0
2014 | 12301 | Nodak Electric Coop Inc | ND | Cooperative | 192 | 1.47 | 130.6122 | 119 | 1.37 | 86.8613 | 63 | 0.77 | 81.8182 | 18720 | 15 | Y | . | . | . | . | . | . | . |  |  | . |  | 73 | 0.1 | 86.8613 | 730 | 730 | 1872 | 1872 | 10% | 64.3644 | 93.6 | 128.7289 | 234 | 386.1866 | 374.4 | 643.6444 | 468 | 965.4666 | 374.4 | 1287.2888 | 187.2 | 1930.9331 | 84.24 | 2574.5775 | 56.16 | 6024.5114 | 30122.5569 | 144588.2733 | 301225.5694 | 361470.6833 | 240980.4555 | 162661.8075 | 144588.2733
2014 | 12330 | Meriwether Lewis Electric Coop | TN | Cooperative | . | . | . | . | . | . | . | . | . | . | . |  | 190.68 | 1.663 | 114.6603 | 183.78 | 1.604 | 114.5761 | 33666 | N | L | 25 | N | 6.9 | 0.059 | 114.5761 | 116.9492 | 116.9492 | 1986.294 | 1986.294 | 5.9% | 10.3115 | 99.3147 | 20.6229 | 248.2868 | 61.8688 | 397.2588 | 103.1146 | 496.5735 | 154.6719 | 397.2588 | 206.2292 | 198.6294 | 309.3438 | 89.3832 | 412.4584 | 59.5888 | 1024.0796 | 5120.3982 | 24577.9115 | 51203.9824 | 61444.7788 | 40963.1859 | 27650.1505 | 24577.9115
2014 | 12341 | MidAmerican Energy Co | IA | Investor Owned | 156 | 1.24 | 125.8064 | 96 | 1 | 96 | 146 | 1.1 | 132.7273 | 658018 | 13.8 | Y | . | . | . | . | . | . | . |  |  | . |  | 60 | 0.24 | 96 | 250 | 250 | 157924.32 | 157924.32 | 24% | 22.0426 | 7896.216 | 44.0852 | 19740.54 | 132.2557 | 31584.864 | 220.4262 | 39481.08 | 330.6392 | 31584.864 | 440.8523 | 15792.432 | 661.2785 | 7106.5944 | 881.7046 | 4737.7296 | 174053.255 | 870266.2748 | 4177278.119 | 8702662.748 | 10443195.2976 | 6962130.1984 | 4699437.8839 | 4177278.119
2014 | 12341 | MidAmerican Energy Co | IL | Investor Owned | 243 | 1.22 | 199.1803 | 94 | 0.93 | 101.0753 | 235 | 1.08 | 217.5926 | 84944 | 13.8 | Y | . | . | . | . | . | . | . |  |  | . |  | 149 | 0.29 | 101.0753 | 513.7931 | 513.7931 | 24633.76 | 24633.76 | 29% | 45.3014 | 1231.688 | 90.6028 | 3079.22 | 271.8083 | 4926.752 | 453.0138 | 6158.44 | 679.5206 | 4926.752 | 906.0275 | 2463.376 | 1359.0413 | 1108.5192 | 1812.055 | 739.0128 | 55797.1609 | 278985.8046 | 1339131.8619 | 2789858.0456 | 3347829.6547 | 2231886.4364 | 1506523.3446 | 1339131.8619
2014 | 12341 | MidAmerican Energy Co | SD | Investor Owned | 70 | 0.49 | 142.8571 | 70 | 0.49 | 142.8571 | 59 | 0.32 | 184.375 | 4685 | 13.8 | Y | . | . | . | . | . | . | . |  |  | . |  | 0 | 0 | 142.8571 |  |  | 0 | 0 | 0% |  | 0 |  | 0 |  | 1: 0; 3: 0; 5: 0; 7: 0 | 0 |  | 0
2014 | 12351 | City of Mesa - (AZ) | AZ | Municipal | 103.237 | 1.675 | 61.634 | . | . | . | . | . | . | 16341 | 12.5 | Y | . | . | . | . | . | . | . |  |  | . | [7 empty] | 16341 | 100% |  | 817.05 |  | 2042.625 |  | 1: 3268.2; 3: 4085.25; 5: 3268.2; 7: 1634.1 | 735.345 |  | 490.23
2014 | 12377 | Midwest Energy Cooperative | MI | Cooperative | 587.2 | 2.23 | 263.3184 | 291.39 | 1.87 | 155.8235 | 527.4 | 1.75 | 301.3714 | 35741 | 12 | Y | . | . | . | . | . | . | . |  |  | . |  | 295.81 | 0.36 | 155.8235 | 821.6944 | 821.6944 | 12866.76 | 12866.76 | 36% | 72.4492 | 643.338 | 144.8984 | 1608.345 | 434.6951 | 2573.352 | 724.4918 | 3216.69 | 1086.7377 | 2573.352 | 1448.9836 | 1286.676 | 2173.4754 | 579.0042 | 2897.9672 | 386.0028 | 46609.3103 | 233046.5513 | 1118623.4462 | 2330465.5129 | 2796558.6154 | 1864372.4103 | 1258451.3769 | 1118623.4462
2014 | 12390 | Metropolitan Edison Co | PA | Investor Owned | 480.16 | 1.51 | 317.9867 | 134.92 | 1.12 | 120.4643 | 468.69 | 1.4 | 334.7786 | 551502 | 34.5 | Y | . | . | . | . | . | . | . |  |  | . |  | 345.24 | 0.39 | 120.4643 | 885.2308 | 885.2308 | 215085.78 | 215085.78 | 39% | 78.0512 | 10754.289 | 156.1024 | 26885.7225 | 468.3072 | 43017.156 | 780.5121 | 53771.445 | 1170.7681 | 43017.156 | 1561.0241 | 21508.578 | 2341.5362 | 9678.8601 | 3122.0483 | 6452.5734 | 839385.2336 | 4196926.1678 | 20145245.6055 | 41969261.6782 | 50363114.0138 | 33575409.3425 | 22663401.3062 | 20145245.6055
2014 | 12395 | Menard Electric Coop | IL | Cooperative | . | . | . | . | . | . | . | . | . | . | . |  | 384 | 3.175 | 120.9449 | 384 | 3.175 | 120.9449 | 10939 | N | O | 12.5 | N | 0 | 0 | 120.9449 |  |  | 0 | 0 | 0% |  | 0 |  | 0 |  | 1: 0; 3: 0; 5: 0; 7: 0 | 0 |  | 0
2014 | 12450 | Midland Power Coop | IA | Cooperative | . | . | . | . | . | . | . | . | . | . | . |  | 193 | 1.404 | 137.4644 | 193 | 1.404 | 137.4644 | 11356 | N | L | 12.5 | Y | 0 | 0 | 137.4644 |  |  | 0 | 0 | 0% |  | 0 |  | 0 |  | 1: 0; 3: 0; 5: 0; 7: 0 | 0 |  | 0
2014 | 12452 | Mid-South Electric Coop Assn | TX | Cooperative | . | . | . | . | . | . | . | . | . | . | . |  | 123 | 1.39 | 88.4892 | 108 | 1.31 | 82.4427 | 27500 | N | F | 24.9 | Y | 15 | 0.08 | 82.4427 | 187.5 | 187.5 | 2200 | 2200 | 8% | 16.532 | 110 | 33.0639 | 275 | 99.1918 | 440 | 165.3196 | 550 | 247.9794 | 440 | 330.6392 | 220 | 495.9589 | 99 | 661.2785 | 66 | 1818.5158 | 9092.579 | 43644.3791 | 90925.7899 | 109110.9478 | 72740.6319 | 49099.9265 | 43644.3791
2014 | 12463 | Mid-Yellowstone Elec Coop, Inc | MT | Cooperative | 136.569 | 1.975 | 69.1489 | 136.569 | 1.975 | 69.1489 | 110.394 | 1.176 | 93.8724 | 2003 | 35 | N | . | . | . | . | . | . | . |  |  | . |  | 0 | 0 | 69.1489 |  |  | 0 | 0 | 0% |  | 0 |  | 0 |  | 1: 0; 3: 0; 5: 0; 7: 0 | 0 |  | 0
2014 | 12470 | Middle Tennessee E M C | TN | Cooperative | . | . | . | . | . | . | . | . | . | . | . |  | 98.75 | 1.76 | 56.108 | 98.75 | 1.76 | 56.108 | 198047 | N | O | 14.4 | Y | 0 | 0 | 56.108 |  |  | 0 | 0 | 0% |  | 0 |  | 0 |  | 1: 0; 3: 0; 5: 0; 7: 0 | 0 |  | 0
2014 | 12515 | Midwest Electric, Inc | OH | Cooperative | 226 | 1.85 | 122.1622 | 116.7 | 1.2 | 97.25 | 216.2 | 1.62 | 133.4568 | 10574 | 12.5 | Y | . | . | . | . | . | . | . |  |  | . |  | 109.3 | 0.65 | 97.25 | 168.1538 | 168.1538 | 6873.1 | 6873.1 | 65% | 14.8262 | 343.655 | 29.6524 | 859.1375 | 88.9572 | 1374.62 | 148.262 | 1718.275 | 222.393 | 1374.62 | 296.524 | 687.31 | 444.7861 | 309.2895 | 593.0481 | 206.193 | 5095.0986 | 25475.493 | 122282.3665 | 254754.9302 | 305705.9162 | 203803.9442 | 137567.6623 | 122282.3665
2014 | 12524 | Midwest Energy Inc | KS | Cooperative | 286.8 | 1.76 | 162.9546 | 169.2 | 1.51 | 112.053 | 286.8 | 1.76 | 162.9546 | 50130 | 34.5 | Y | . | . | . | . | . | . | . |  |  | . |  | 117.6 | 0.25 | 112.053 | 470.4 | 470.4 | 12532.5 | 12532.5 | 25% | 41.4754 | 626.625 | 82.9508 | 1566.5625 | 248.8523 | 2506.5 | 414.7539 | 3133.125 | 622.1308 | 2506.5 | 829.5077 | 1253.25 | 1244.2616 | 563.9625 | 1659.0154 | 375.975 | 25989.5136 | 129947.568 | 623748.3262 | 1299475.6796 | 1559370.8156 | 1039580.5437 | 701716.867 | 623748.3262
2014 | 12532 | City of Milan | TN | Municipal | . | . | . | . | . | . | . | . | . | . | . |  | 190.47 | 2.05 | 92.9122 | . | . | . | 8635 | Y | O | 12.5 | N | [6 empty] | 8635 | 100% |  | 431.75 |  | 1079.375 |  | 1: 1727; 3: 2158.75; 5: 1727; 7: 863.5 | 388.575 |  | 259.05
2014 | 12539 | Midwest Electric Member Corp | NE | Cooperative | . | . | . | . | . | . | . | . | . | . | . |  | 100 | 1.404 | 71.2251 | 100 | 1.404 | 71.2251 | 6395 | N | F | 34.5 | N | 0 | 0 | 71.2251 |  |  | 0 | 0 | 0% |  | 0 |  | 0 |  | 1: 0; 3: 0; 5: 0; 7: 0 | 0 |  | 0
2014 | 12546 | Mille Lacs Energy Cooperative | MN | Cooperative | 165.9 | 1.36 | 121.9853 | 93.35 | 1.11 | 84.0991 | 156.3 | 1.11 | 140.8108 | 14975 | 7.2 | Y | . | . | . | . | . | . | . |  |  | . |  | 72.55 | 0.25 | 84.0991 | 290.2 | 290.2 | 3743.75 | 3743.75 | 25% | 25.5871 | 187.1875 | 51.1741 | 467.9688 | 153.5224 | 748.75 | 255.8707 | 935.9375 | 383.806 | 748.75 | 511.7414 | 374.375 | 767.612 | 168.4688 | 1023.4827 | 112.3125 | 4789.5794 | 23947.8968 | 114949.9045 | 239478.9677 | 287374.7612 | 191583.1741 | 129318.6425 | 114949.9045
2014 | 12642 | Maquoketa Valley Rrl Elec Coop | IA | Cooperative | 130 | 1.49 | 87.2483 | 51 | 1.2 | 42.5 | 125 | 1.2 | 104.1667 | 15667 | 12.5 | Y | . | . | . | . | . | . | . |  |  | . |  | 79 | 0.29 | 42.5 | 272.4138 | 272.4138 | 4543.43 | 4543.43 | 29% | 24.0189 | 227.1715 | 48.0377 | 567.9288 | 144.1131 | 908.686 | 240.1885 | 1135.8575 | 360.2828 | 908.686 | 480.377 | 454.343 | 720.5655 | 204.4544 | 960.754 | 136.3029 | 5456.3982 | 27281.9912 | 130953.5577 | 272819.9118 | 327383.8942 | 218255.9295 | 147322.7524 | 130953.5577
2014 | 12647 | ALLETE, Inc. | MN | Investor Owned | 129.74 | 1.15 | 112.8174 | 88.35 | 0.96 | 92.0312 | 127.81 | 1.14 | 112.114 | 134255 | 69 | N | . | . | . | . | . | . | . |  |  | . |  | 41.39 | 0.19 | 92.0312 | 217.8421 | 217.8421 | 25508.45 | 25508.45 | 19% | 19.2072 | 1275.4225 | 38.4145 | 3188.5563 | 115.2434 | 5101.69 | 192.0724 | 6377.1125 | 288.1086 | 5101.69 | 384.1448 | 2550.845 | 576.2172 | 1147.8802 | 768.2896 | 765.2535 | 24497.3451 | 122486.7256 | 587936.2827 | 1224867.2557 | 1469840.7068 | 979893.8046 | 661428.3181 | 587936.2827
2014 | 12660 | Village of Minster - (OH) | OH | Municipal | . | . | . | . | . | . | . | . | . | . | . |  | 152.979 | 2.058 | 74.3338 | 5.12 | 0.067 | 76.4179 | 1426 | N | L | . | N | 147.859 | 1.991 | 76.4179 | 74.2637 | 147.859 | 2839.166 | 1426 | 100% | 13.0368 | 71.3 | 26.0736 | 178.25 | 78.2208 | 285.2 | 130.368 | 356.5 | 195.5519 | 285.2 | 260.7359 | 142.6 | 391.1039 | 64.17 | 521.4719 | 42.78 | 929.5236 | 4647.6179 | 22308.5661 | 46476.1794 | 55771.4153 | 37180.9435 | 25097.1369 | 22308.5661
2014 | 12685 | Entergy Mississippi Inc | MS | Investor Owned | . | . | . | 184.4 | 1.279 | 144.1751 | 300.8 | 1.62 | 185.679 | 446673 | 34.5 | Y | . | . | . | . | . | . | . |  |  | . |  |  |  | 144.1751 |  |  |  | 446673 | 100% |  | 22333.65 |  | 55834.125 |  | 1: 89334.6; 3: 111668.25; 5: 89334.6; 7: 44667.3 | 20100.285 |  | 13400.19
2014 | 12686 | Mississippi Power Co | MS | Investor Owned | . | . | . | . | . | . | . | . | . | . | . |  | 84.3 | 1.285 | 65.6031 | 55.7 | 0.798 | 69.7995 | 186382 | N | F | 22.9 | Y | 28.6 | 0.487 | 69.7995 | 58.7269 | 58.7269 | 90768.034 | 90768.034 | 48.7% | 5.178 | 4538.4017 | 10.356 | 11346.0042 | 31.0679 | 18153.6068 | 51.7798 | 22692.0085 | 77.6697 | 18153.6068 | 103.5596 | 9076.8034 | 155.3393 | 4084.5615 | 207.1191 | 2723.041 | 23499.7437 | 117498.7186 | 563993.8492 | 1174987.1859 | 1409984.6231 | 939989.7487 | 634493.0804 | 563993.8492
2014 | 12692 | Missoula Electric Coop, Inc | MT | Cooperative | 178.2 | 1.68 | 106.0714 | 178.2 | 1.68 | 106.0714 | 122.4 | 0.7 | 174.8571 | 14750 | 25 | Y | . | . | . | . | . | . | . |  |  | . |  | 0 | 0 | 106.0714 |  |  | 0 | 0 | 0% |  | 0 |  | 0 |  | 1: 0; 3: 0; 5: 0; 7: 0 | 0 |  | 0
2014 | 12698 | KCP&L Greater Missouri Operations Co. | MO | Investor Owned | 179.87 | 1.566 | 114.8595 | 143.11 | 1.397 | 102.4409 | 179.87 | 1.566 | 114.8595 | 309453 | 34 | Y | . | . | . | . | . | . | . |  |  | . |  | 36.76 | 0.169 | 102.4409 | 217.5148 | 217.5148 | 52297.557 | 52297.557 | 16.9% | 19.1784 | 2614.8778 | 38.3568 | 6537.1946 | 115.0703 | 10459.5114 | 191.7838 | 13074.3893 | 287.6757 | 10459.5114 | 383.5676 | 5229.7557 | 575.3514 | 2353.3901 | 767.1352 | 1568.9267 | 50149.121 | 250745.605 | 1203578.904 | 2507456.05 | 3008947.26 | 2005964.84 | 1354026.267 | 1203578.904
2014 | 12706 | Mitchell Electric Member Corp | GA | Cooperative | . | . | . | . | . | . | . | . | . | . | . |  | 444.92 | 3.898 | 114.1406 | 444.92 | 3.898 | 114.1406 | 24793 | N | L | 24.9 | N | 0 | 0 | 114.1406 |  |  | 0 | 0 | 0% |  | 0 |  | 0 |  | 1: 0; 3: 0; 5: 0; 7: 0 | 0 |  | 0
2014 | 12745 | Modesto Irrigation District | CA | Political Subdivision | 30.42 | 0.41 | 74.1951 | . | . | . | . | . | . | 113089 | 21 | N | . | . | . | . | . | . | . |  |  | . | [7 empty] | 113089 | 100% |  | 5654.45 |  | 14136.125 |  | 1: 22617.8; 3: 28272.25; 5: 22617.8; 7: 11308.9 | 5089.005 |  | 3392.67
2014 | 12796 | Monongahela Power Co | WV | Investor Owned | 574.63 | 2.03 | 283.069 | 331.47 | 1.79 | 185.1788 | 494.42 | 1.71 | 289.1345 | 386893 | 34.5 | Y | . | . | . | . | . | . | . |  |  | . |  | 243.16 | 0.24 | 185.1788 | 1013.1667 | 1013.1667 | 92854.32 | 92854.32 | 24% | 89.3314 | 4642.716 | 178.6627 | 11606.79 | 535.9882 | 18570.864 | 893.3137 | 23213.58 | 1339.9706 | 18570.864 | 1786.6275 | 9285.432 | 2679.9412 | 4178.4444 | 3573.255 | 2785.6296 | 414740.1993 | 2073700.9966 | 9953764.7838 | 20737009.9662 | 24884411.9594 | 16589607.973 | 11197985.3817 | 9953764.7838
2014 | 12801 | City of Monroe - (NC) | NC | Municipal | . | . | . | . | . | . | . | . | . | . | . |  | 27.72 | 0.031 | 894.1935 | 27.72 | 0.031 | 894.1935 | 10557 | N | L | 35 | N | 0 | 0 | 894.1935 |  |  | 0 | 0 | 0% |  | 0 |  | 0 |  | 1: 0; 3: 0; 5: 0; 7: 0 | 0 |  | 0
2014 | 12803 | Monroe County Elec Coop, Inc | IL | Cooperative | 123.4 | 0.03 | 4113.3333 | 123.4 | 0.03 | 4113.3333 | 103.9 | 0.03 | 3463.3333 | 7239 | 12 | N | . | . | . | . | . | . | . |  |  | . |  | 0 | 0 | 4113.3333 |  |  | 0 | 0 | 0% |  | 0 |  | 0 |  | 1: 0; 3: 0; 5: 0; 7: 0 | 0 |  | 0
2014 | 12825 | NorthWestern Energy LLC - (MT) | MT | Investor Owned | 112.87 | 1.076 | 104.8978 | 112.87 | 1.076 | 104.8978 | 112.87 | 1.076 | 104.8978 | 350175 | 25 | N | . | . | . | . | . | . | . |  |  | . |  | 0 | 0 | 104.8978 |  |  | 0 | 0 | 0% |  | 0 |  | 0 |  | 1: 0; 3: 0; 5: 0; 7: 0 | 0 |  | 0
2014 | 12860 | Morgan County Rural Elec Assn | CO | Cooperative | . | . | . | . | . | . | . | . | . | . | . |  | 241 | . | . | 241 | . | . | 7861 | N | O | 12.5 | N | 0 |  |  |  | 0 |  | 7861 | 100% | 0 | 393.05 | 0 | 982.625 | 0 | 1572.2 | 0 | 1965.25 | 0 | 1572.2 | 0 | 786.1 | 0 | 353.745 | 0 | 235.83 | 0 | 0 | 0 | 0 | 0 | 0 | 0 | 0
2014 | 12866 | Moon Lake Electric Assn Inc | CO | Cooperative | . | . | . | . | . | . | . | . | . | . | . |  | 161.079 | 1.035 | 155.6319 | 151.165 | 1.022 | 147.911 | 2315 | N | L | 34.5 | N | 9.914 | 0.013 | 147.911 | 762.6154 | 762.6154 | 30.095 | 30.095 | 1.3% | 67.2402 | 1.5047 | 134.4803 | 3.7619 | 403.4409 | 6.019 | 672.4015 | 7.5237 | 1008.6023 | 6.019 | 1344.803 | 3.0095 | 2017.2045 | 1.3543 | 2689.6061 | 0.90285 | 101.1796 | 505.8981 | 2428.3108 | 5058.9809 | 6070.7771 | 4047.1847 | 2731.8497 | 2428.3108
2014 | 12866 | Moon Lake Electric Assn Inc | UT | Cooperative | . | . | . | . | . | . | . | . | . | . | . |  | 133.53 | 0.858 | 155.6294 | 123.615 | 0.845 | 146.2899 | 16515 | N | L | 34.5 | N | 9.915 | 0.013 | 146.2899 | 762.6923 | 762.6923 | 214.695 | 214.695 | 1.3% | 67.2469 | 10.7348 | 134.4939 | 26.8369 | 403.4816 | 42.939 | 672.4693 | 53.6738 | 1008.704 | 42.939 | 1344.9387 | 21.4695 | 2017.408 | 9.6613 | 2689.8774 | 6.4409 | 721.879 | 3609.3951 | 17325.0965 | 36093.9511 | 43312.7414 | 28875.1609 | 19490.7336 | 17325.0965
2014 | 12894 | City of Moorhead - (MN) | MN | Municipal | 31 | 0.6 | 51.6667 | . | . | . | . | . | . | 17707 | 12.5 | N | . | . | . | . | . | . | . |  |  | . | [7 empty] | 17707 | 100% |  | 885.35 |  | 2213.375 |  | 1: 3541.4; 3: 4426.75; 5: 3541.4; 7: 1770.7 | 796.815 |  | 531.21
2014 | 12929 | South Central Indiana REMC | IN | Cooperative | 1499 | 5.66 | 264.841 | 403 | 4.59 | 87.7996 | 1335 | 4.02 | 332.0895 | 33429 | 12.5 | N | . | . | . | . | . | . | . |  |  | . |  | 1096 | 1.07 | 87.7996 | 1024.2991 | 1096 | 35769.03 | 33429 | 100% | 96.6348 | 1671.45 | 193.2697 | 4178.625 | 579.809 | 6685.8 | 966.3483 | 8357.25 | 1449.5224 | 6685.8 | 1932.6965 | 3342.9 | 2899.0448 | 1504.305 | 3865.3931 | 1002.87 | 161520.2821 | 807601.4107 | 3876486.7715 | 8076014.1073 | 9691216.9287 | 6460811.2858 | 4361047.6179 | 3876486.7715
2014 | 12944 | City of Morganton - (NC) | NC | Municipal | . | . | . | . | . | . | . | . | . | . | . |  | 49 | 1 | 49 | 18 | 0.37 | 48.6486 | 8172 | N | F | 12.4 | N | 31 | 0.63 | 48.6486 | 49.2063 | 49.2063 | 5148.36 | 5148.36 | 63% | 4.3385 | 257.418 | 8.6771 | 643.545 | 26.0313 | 1029.672 | 43.3855 | 1287.09 | 65.0782 | 1029.672 | 86.7709 | 514.836 | 130.1564 | 231.6762 | 173.5419 | 154.4508 | 1116.82 | 5584.0999 | 26803.6796 | 55840.9993 | 67009.1991 | 44672.7994 | 30154.1396 | 26803.6796
2014 | 12988 | City of Morristown - (TN) | TN | Municipal | . | . | . | . | . | . | . | . | . | . | . |  | 97.44 | 1.15 | 84.7304 | 25.27 | 0.46 | 54.9348 | 14461 | N | F | 13.8 | Y | 72.17 | 0.69 | 54.9348 | 104.5942 | 104.5942 | 9978.09 | 9978.09 | 69% | 9.2221 | 498.9045 | 18.4442 | 1247.2613 | 55.3327 | 1995.618 | 92.2212 | 2494.5225 | 138.3318 | 1995.618 | 184.4424 | 997.809 | 276.6636 | 449.014 | 368.8848 | 299.3427 | 4600.9568 | 23004.7841 | 110422.9635 | 230047.8406 | 276057.4087 | 184038.2724 | 124225.8339 | 110422.9635
2014 | 12989 | Village of Morrisville - (VT) | VT | Municipal | . | . | . | . | . | . | . | . | . | . | . |  | 85 | 0.6 | 141.6667 | . | . | . | 3983 | N | F | 12.4 | N | [6 empty] | 3983 | 100% |  | 199.15 |  | 497.875 |  | 1: 796.6; 3: 995.75; 5: 796.6; 7: 398.3 | 179.235 |  | 119.49
2014 | 12990 | Consolidated Electric Coop Inc | OH | Cooperative | 296 | 3.61 | 81.9945 | 136 | 1.83 | 74.3169 | 138 | 1.57 | 87.8981 | 16568 | 12.5 | Y | . | . | . | . | . | . | . |  |  | . |  | 160 | 1.78 | 74.3169 | 89.8876 | 160 | 29491.04 | 16568 | 100% | 14.1073 | 828.4 | 28.2145 | 2071 | 84.6436 | 3313.6 | 141.0727 | 4142 | 211.6091 | 3313.6 | 282.1455 | 1656.8 | 423.2182 | 745.56 | 564.291 | 497.04 | 11686.4658 | 58432.3292 | 280475.18 | 584323.2917 | 701187.95 | 467458.6334 | 315534.5775 | 280475.18
2014 | 13027 | Mountain Electric Coop, Inc | NC | Cooperative | . | . | . | . | . | . | . | . | . | . | . |  | 84.8 | 0.53 | 160 | 84.8 | 0.53 | 160 | 18487 | N | L | 12.5 | N | 0 | 0 | 160 |  |  | 0 | 0 | 0% |  | 0 |  | 0 |  | 1: 0; 3: 0; 5: 0; 7: 0 | 0 |  | 0
2014 | 13027 | Mountain Electric Coop, Inc | TN | Cooperative | . | . | . | . | . | . | . | . | . | . | . |  | 182.3 | 1.8 | 101.2778 | 182.3 | 1.8 | 101.2778 | 15124 | N | L | 12.5 | N | 0 | 0 | 101.2778 |  |  | 0 | 0 | 0% |  | 0 |  | 0 |  | 1: 0; 3: 0; 5: 0; 7: 0 | 0 |  | 0
2014 | 13032 | Mt Carmel Public Utility Co | IL | Investor Owned | . | . | . | . | . | . | . | . | . | . | . |  | 307.84 | 4.16 | 74 | 111.89 | 1.67 | 67 | 5654 | N | L | 7 | N | 195.95 | 2.49 | 67 | 78.6948 | 195.95 | 14078.46 | 5654 | 100% | 17.277 | 282.7 | 34.554 | 706.75 | 103.662 | 1130.8 | 172.77 | 1413.5 | 259.155 | 1130.8 | 345.54 | 565.4 | 518.3101 | 254.43 | 691.0801 | 169.62 | 4884.2085 | 24421.0426 | 117221.0046 | 244210.4262 | 293052.5114 | 195368.3409 | 131873.6301 | 117221.0046
2014 | 13058 | Mountain View Elec Assn, Inc | CO | Cooperative | 55.651 | 0.577 | 96.4489 | 55.56 | 0.568 | 97.8169 | 55.146 | 0.506 | 108.9842 | 47192 | 24.9 | Y | . | . | . | . | . | . | . |  |  | . |  | 0.091 | 0.009 | 97.8169 | 10.1111 | 10.1111 | 424.728 | 424.728 | 0.9% | 0.8915 | 21.2364 | 1.783 | 53.091 | 5.349 | 84.9456 | 8.915 | 106.182 | 13.3725 | 84.9456 | 17.83 | 42.4728 | 26.745 | 19.1128 | 35.6601 | 12.7418 | 18.9323 | 94.6614 | 454.3747 | 946.614 | 1135.9368 | 757.2912 | 511.1715 | 454.3747
2014 | 13119 | City of Murfreesboro | TN | Municipal | . | . | . | . | . | . | . | . | . | . | . |  | 37.894 | 0.576 | 65.7882 | . | . | . | 55784 | N | L | 13.1 | N | [6 empty] | 55784 | 100% |  | 2789.2 |  | 6973 |  | 1: 11156.8; 3: 13946; 5: 11156.8; 7: 5578.4 | 2510.28 |  | 1673.52
2014 | 13137 | City of Murray - (UT) | UT | Municipal | . | . | . | . | . | . | . | . | . | . | . |  | 56 | 1.8 | 31.1111 | . | . | . | 17580 | Y | O | 12.5 | N | [6 empty] | 17580 | 100% |  | 879 |  | 2197.5 |  | 1: 3516; 3: 4395; 5: 3516; 7: 1758 | 791.1 |  | 527.4
2014 | 13138 | City of Murray - (KY) | KY | Municipal | 135.933 | 5.361 | 25.3559 | 133.855 | 4.388 | 30.5048 | 135.933 | 5.361 | 25.3559 | 7818 | 13 | N | . | . | . | . | . | . | . |  |  | . |  | 2.078 | 0.973 | 30.5048 | 2.1357 | 2.1357 | 7606.914 | 7606.914 | 97.3% | 0.1883 | 380.3457 | 0.3766 | 950.8642 | 1.1298 | 1521.3828 | 1.883 | 1901.7285 | 2.8245 | 1521.3828 | 3.766 | 760.6914 | 5.6491 | 342.3111 | 7.5321 | 228.2074 | 71.62 | 358.1 | 1718.8801 | 3581.0001 | 4297.2002 | 2864.8001 | 1933.7401 | 1718.8801
2014 | 13143 | Board of Water Electric & Communications | IA | Municipal | . | . | . | . | . | . | . | . | . | . | . |  | 20.767 | 0.336 | 61.8065 | 20.767 | 0.336 | 61.8065 | 11354 | N | F | 13.8 | N | 0 | 0 | 61.8065 |  |  | 0 | 0 | 0% |  | 0 |  | 0 |  | 1: 0; 3: 0; 5: 0; 7: 0 | 0 |  | 0
2014 | 13196 | Northern Plains Electric Coop | ND | Cooperative | 189.8 | 1.536 | 123.5677 | 189.6 | 1.53 | 123.9216 | 171 | 1.175 | 145.5319 | 11651 | 12.5 | Y | . | . | . | . | . | . | . |  |  | . |  | 0.2 | 0.006 | 123.9216 | 33.3333 | 33.3333 | 69.906 | 69.906 | 0.6% | 2.939 | 3.4953 | 5.878 | 8.7383 | 17.6341 | 13.9812 | 29.3902 | 17.4765 | 44.0852 | 13.9812 | 58.7803 | 6.9906 | 88.1705 | 3.1458 | 117.5606 | 2.0972 | 10.2727 | 51.3637 | 246.5458 | 513.637 | 616.3644 | 410.9096 | 277.364 | 246.5458
2014 | 13206 | Nantucket Electric Co | MA | Investor Owned | 170.39 | 1.497 | 113.821 | 62.8 | 0.729 | 86.1454 | 170.39 | 1.497 | 113.821 | 12741 | 69 | Y | . | . | . | . | . | . | . |  |  | . |  | 107.59 | 0.768 | 86.1454 | 140.0911 | 140.0911 | 9785.088 | 9785.088 | 76.8% | 12.3519 | 489.2544 | 24.7038 | 1223.136 | 74.1114 | 1957.0176 | 123.519 | 2446.272 | 185.2785 | 1957.0176 | 247.038 | 978.5088 | 370.557 | 440.329 | 494.076 | 293.5526 | 6043.222 | 30216.11 | 145037.328 | 302161.0999 | 362593.3199 | 241728.8799 | 163166.994 | 145037.328
2014 | 13208 | City of Naperville - (IL) | IL | Municipal | 15 | 0.22 | 68.1818 | . | . | . | . | . | . | 58693 | 12.4 | N | . | . | . | . | . | . | . |  |  | . | [7 empty] | 58693 | 100% |  | 2934.65 |  | 7336.625 |  | 1: 11738.6; 3: 14673.25; 5: 11738.6; 7: 5869.3 | 2641.185 |  | 1760.79
2014 | 13214 | The Narragansett Electric Co | RI | Investor Owned | 54.21 | 0.762 | 71.1417 | 54.21 | 0.762 | 71.1417 | 54.21 | 0.76 | 71.3289 | 484151 | 69 | Y | . | . | . | . | . | . | . |  |  | . |  | 0 | 0 | 71.1417 |  |  | 0 | 0 | 0% |  | 0 |  | 0 |  | 1: 0; 3: 0; 5: 0; 7: 0 | 0 |  | 0
2014 | 13216 | Nashville Electric Service | TN | Municipal | . | . | . | . | . | . | . | . | . | . | . |  | 102.11 | 1.76 | 58.017 | 82.18 | 1.65 | 49.8061 | 360509 | N | L | 23.9 | Y | 19.93 | 0.11 | 49.8061 | 181.1818 | 181.1818 | 39655.99 | 39655.99 | 11% | 15.9749 | 1982.7995 | 31.9498 | 4956.9987 | 95.8493 | 7931.198 | 159.7488 | 9913.9975 | 239.6233 | 7931.198 | 319.4977 | 3965.599 | 479.2465 | 1784.5195 | 638.9954 | 1189.6797 | 31674.9935 | 158374.9677 | 760199.8452 | 1583749.6774 | 1900499.6129 | 1266999.742 | 855224.8258 | 760199.8452
2014 | 13227 | Natchez Trace Elec Power Assn | MS | Cooperative | . | . | . | . | . | . | . | . | . | . | . |  | 426.68 | 3.252 | 131.2054 | 152.93 | 0.997 | 153.3902 | 15800 | N | L | 24.9 | N | 273.75 | 2.255 | 153.3902 | 121.3969 | 273.75 | 35629 | 15800 | 100% | 24.1367 | 790 | 48.2733 | 1975 | 144.82 | 3160 | 241.3666 | 3950 | 362.05 | 3160 | 482.7333 | 1580 | 724.0999 | 711 | 965.4666 | 474 | 19067.9647 | 95339.8237 | 457631.1536 | 953398.2366 | 1144077.8839 | 762718.5893 | 514835.0478 | 457631.1536
2014 | 13314 | Navajo Tribal Utility Authority | AZ | State | . | . | . | . | . | . | . | . | . | . | . |  | 109.2 | 0.8 | 136.5 | . | . | . | 37304 | N | L | 24.9 | N | [6 empty] | 37304 | 100% |  | 1865.2 |  | 4663 |  | 1: 7460.8; 3: 9326; 5: 7460.8; 7: 3730.4 | 1678.68 |  | 1119.12
2014 | 13314 | Navajo Tribal Utility Authority | NM | State | . | . | . | . | . | . | . | . | . | . | . |  | 55 | 0.64 | 85.9375 | . | . | . | 14043 | Y | L | 24.9 | [7 empty] | 14043 | 100% |  | 702.15 |  | 1755.375 |  | 1: 2808.6; 3: 3510.75; 5: 2808.6; 7: 1404.3 | 631.935 |  | 421.29
2014 | 13314 | Navajo Tribal Utility Authority | UT | State | . | . | . | . | . | . | . | . | . | . | . |  | 67.5 | 0.67 | 100.7463 | . | . | . | 1141 | Y | L | 24.9 | Y | [6 empty] | 1141 | 100% |  | 57.05 |  | 142.625 |  | 1: 228.2; 3: 285.25; 5: 228.2; 7: 114.1 | 51.345 |  | 34.23
2014 | 13337 | Nebraska Public Power District | NE | Political Subdivision | 174.13 | 0.89 | 195.6517 | 74.8 | 0.82 | 91.2195 | 172.78 | 0.87 | 198.5977 | 89381 | 69 | Y | . | . | . | . | . | . | . |  |  | . |  | 99.33 | 0.07 | 91.2195 | 1419 | 1419 | 6256.67 | 6256.67 | 7% | 125.1139 | 312.8335 | 250.2278 | 782.0838 | 750.6833 | 1251.334 | 1251.1389 | 1564.1675 | 1876.7083 | 1251.334 | 2502.2777 | 625.667 | 3753.4166 | 281.5501 | 5004.5555 | 187.7001 | 39139.8151 | 195699.0756 | 939355.5629 | 1956990.7561 | 2348388.9073 | 1565592.6048 | 1056775.0083 | 939355.5629
2014 | 13386 | Nemaha-Marshall E C A, Inc | KS | Cooperative | 116.136 | 0.834 | 139.2518 | 85.869 | 0.631 | 136.084 | 91.006 | 0.758 | 120.0607 | 3370 | 34.5 | N | . | . | . | . | . | . | . |  |  | . |  | 30.267 | 0.203 | 136.084 | 149.0985 | 149.0985 | 684.11 | 684.11 | 20.3% | 13.1461 | 34.2055 | 26.2922 | 85.5138 | 78.8765 | 136.822 | 131.4609 | 171.0275 | 197.1913 | 136.822 | 262.9217 | 68.411 | 394.3826 | 30.7849 | 525.8434 | 20.5233 | 449.6684 | 2248.3422 | 10792.0424 | 22483.4217 | 26980.1061 | 17986.7374 | 12141.0477 | 10792.0424
2014 | 13407 | Nevada Power Co | NV | Investor Owned | 36 | 0.44 | 81.8182 | 32 | 0.39 | 82.0513 | . | . | . | 877998 | 60 | Y | . | . | . | . | . | . | . |  |  | . |  | 4 | 0.05 | 82.0513 | 80 | 80 | 43899.9 | 43899.9 | 5% | 7.0536 | 2194.995 | 14.1073 | 5487.4875 | 42.3218 | 8779.98 | 70.5364 | 10974.975 | 105.8046 | 8779.98 | 141.0727 | 4389.99 | 211.6091 | 1975.4955 | 282.1455 | 1316.997 | 15482.698 | 77413.4901 | 371584.7524 | 774134.9008 | 928961.881 | 619307.9206 | 418032.8464 | 371584.7524
2014 | 13416 | City of New Bern - (NC) | NC | Municipal | 50.034 | 0.617 | 81.0924 | 2.921 | 0.027 | 108.1852 | 50.034 | 0.617 | 81.0924 | 21531 | 23 | N | . | . | . | . | . | . | . |  |  | . |  | 47.113 | 0.59 | 108.1852 | 79.8525 | 79.8525 | 12703.29 | 12703.29 | 59% | 7.0406 | 635.1645 | 14.0813 | 1587.9113 | 42.2438 | 2540.658 | 70.4064 | 3175.8225 | 105.6095 | 2540.658 | 140.8127 | 1270.329 | 211.2191 | 571.6481 | 281.6254 | 381.0987 | 4471.9618 | 22359.809 | 107327.0833 | 223598.0903 | 268317.7084 | 178878.4722 | 120742.9688 | 107327.0833
2014 | 13418 | City of New Braunfels - (TX) | TX | Municipal | . | . | . | . | . | . | . | . | . | . | . |  | 38.31 | 0.949 | 40.3688 | 38.31 | 0.949 | 40.3688 | 33546 | Y | L | 12.5 | N | 0 | 0 | 40.3688 |  |  | 0 | 0 | 0% |  | 0 |  | 0 |  | 1: 0; 3: 0; 5: 0; 7: 0 | 0 |  | 0
2014 | 13424 | New Castle Municipal Serv Comm | DE | Municipal | 13.23 | 0.39 | 33.9231 | 13.23 | 0.39 | 33.9231 | 13.23 | 0.39 | 33.9231 | 2682 | 12 | N | . | . | . | . | . | . | . |  |  | . |  | 0 | 0 | 33.9231 |  |  | 0 | 0 | 0% |  | 0 |  | 0 |  | 1: 0; 3: 0; 5: 0; 7: 0 | 0 |  | 0
2014 | 13441 | New Hampshire Elec Coop Inc | NH | Cooperative | . | . | . | . | . | . | . | . | . | . | . |  | 1234.2 | 4.57 | 270.0657 | 452.4 | 3.29 | 137.5076 | 79673 | N | F | 13 | Y | 781.8 | 1.28 | 137.5076 | 610.7812 | 781.8 | 101981.44 | 79673 | 100% | 68.9317 | 3983.65 | 137.8633 | 9959.125 | 413.59 | 15934.6 | 689.3167 | 19918.25 | 1033.975 | 15934.6 | 1378.6334 | 7967.3 | 2067.95 | 3585.285 | 2757.2667 | 2390.19 | 274599.6388 | 1372998.194 | 6590391.3311 | 13729981.9398 | 16475978.3277 | 10983985.5518 | 7414190.2475 | 6590391.3311
2014 | 13448 | City of New Holstein - (WI) | WI | Municipal | . | . | . | . | . | . | . | . | . | . | . |  | 24.556 | 0.471 | 52.1359 | . | . | . | 2617 | N | L | 12.5 | N | [6 empty] | 2617 | 100% |  | 130.85 |  | 327.125 |  | 1: 523.4; 3: 654.25; 5: 523.4; 7: 261.7 | 117.765 |  | 78.51
2014 | 13478 | Entergy New Orleans Inc | LA | Investor Owned | . | . | . | 117.4 | 1.222 | 96.072 | 120.1 | 1.239 | 96.933 | 170106 | 34.5 | Y | . | . | . | . | . | . | . |  |  | . |  |  |  | 96.072 |  |  |  | 170106 | 100% |  | 8505.3 |  | 21263.25 |  | 1: 34021.2; 3: 42526.5; 5: 34021.2; 7: 17010.6 | 7654.77 |  | 5103.18
2014 | 13480 | New Prague Utilities Comm | MN | Municipal | . | . | . | . | . | . | . | . | . | . | . |  | 5.56 | 0.48 | 11.5833 | 5.56 | 0.48 | 11.5833 | 2615 | N | F | 12.5 | N | 0 | 0 | 11.5833 |  |  | 0 | 0 | 0% |  | 0 |  | 0 |  | 1: 0; 3: 0; 5: 0; 7: 0 | 0 |  | 0
2014 | 13482 | New River Light & Power Co | NC | State | 2.247 | 0.031 | 72.4839 | 2.247 | 0.031 | 72.4839 | 2.247 | 0.031 | 72.4839 | 7852 | 13 | N | . | . | . | . | . | . | . |  |  | . |  | 0 | 0 | 72.4839 |  |  | 0 | 0 | 0% |  | 0 |  | 0 |  | 1: 0; 3: 0; 5: 0; 7: 0 | 0 |  | 0
2014 | 13488 | New Ulm Public Utilities Comm | MN | Municipal | . | . | . | . | . | . | . | . | . | . | . |  | 64.39 | 0.65 | 99.0615 | . | . | . | 7420 |  | F | 13.2 | N | [6 empty] | 7420 | 100% |  | 371 |  | 927.5 |  | 1: 1484; 3: 1855; 5: 1484; 7: 742 | 333.9 |  | 222.6
2014 | 13511 | New York State Elec & Gas Corp | NY | Investor Owned | . | . | . | . | . | . | . | . | . | . | . |  | 180 | 1.33 | 135.3383 | 120 | 1.03 | 116.5049 | 861671 | N | F | 34.5 | N | 60 | 0.3 | 116.5049 | 200 | 200 | 258501.3 | 258501.3 | 30% | 17.6341 | 12925.065 | 35.2682 | 32312.6625 | 105.8046 | 51700.26 | 176.3409 | 64625.325 | 264.5114 | 51700.26 | 352.6819 | 25850.13 | 529.0228 | 11632.5585 | 705.3637 | 7755.039 | 227921.7928 | 1139608.964 | 5470123.0272 | 11396089.64 | 13675307.568 | 9116871.712 | 6153888.4056 | 5470123.0272
2014 | 13524 | Newberry Electric Coop, Inc | SC | Cooperative | . | . | . | . | . | . | . | . | . | . | . |  | 163 | . | . | 62 | . | . | 12675 | N | F | 12 | N | 101 |  |  |  | 101 |  | 12675 | 100% | 8.9052 | 633.75 | 17.8104 | 1584.375 | 53.4313 | 2535 | 89.0522 | 3168.75 | 133.5783 | 2535 | 178.1043 | 1267.5 | 267.1565 | 570.375 | 356.2087 | 380.25 | 5643.6811 | 28218.4056 | 135448.3468 | 282184.0558 | 338620.867 | 225747.2447 | 152379.3902 | 135448.3468
2014 | 13547 | Newnan Wtr, Sewer & Light Comm | GA | Municipal | 58.34 | 0.733 | 79.5907 | 41.68 | 0.593 | 70.2867 | . | . | . | 9769 | 25 | N | . | . | . | . | . | . | . |  |  | . |  | 16.66 | 0.14 | 70.2867 | 119 | 119 | 1367.66 | 1367.66 | 14% | 10.4923 | 68.383 | 20.9846 | 170.9575 | 62.9537 | 273.532 | 104.9229 | 341.915 | 157.3843 | 273.532 | 209.8457 | 136.766 | 314.7686 | 61.5447 | 419.6914 | 41.0298 | 717.4939 | 3587.4697 | 17219.8543 | 35874.6965 | 43049.6359 | 28699.7572 | 19372.3361 | 17219.8543
2014 | 13561 | City of Newton - (NC) | NC | Municipal | 24.255 | 0.375 | 64.68 | . | . | . | . | . | . | 4504 | 25 | N | . | . | . | . | . | . | . |  |  | . | [7 empty] | 4504 | 100% |  | 225.2 |  | 563 |  | 1: 900.8; 3: 1126; 5: 900.8; 7: 450.4 | 202.68 |  | 135.12
2014 | 13573 | Niagara Mohawk Power Corp. | NY | Investor Owned | 198 | 1.15 | 172.1739 | 116 | 0.96 | 120.8333 | 198 | 1.15 | 172.1739 | 1604865 | 69 | Y | . | . | . | . | . | . | . |  |  | . |  | 82 | 0.19 | 120.8333 | 431.5789 | 431.5789 | 304924.35 | 304924.35 | 19% | 38.0525 | 15246.2175 | 76.105 | 38115.5437 | 228.3151 | 60984.87 | 380.5252 | 76231.0875 | 570.7877 | 60984.87 | 761.0503 | 30492.435 | 1141.5755 | 13721.5958 | 1522.1006 | 9147.7305 | 580156.9287 | 2900784.6436 | 13923766.2895 | 29007846.4364 | 34809415.7237 | 23206277.1492 | 15664237.0757 | 13923766.2895
2014 | 13640 | Northern Virginia Elec Coop | VA | Cooperative | 51.33 | 0.71 | 72.2958 | 51.33 | 0.71 | 72.2958 | 42.1 | 0.49 | 85.9184 | 153010 | 34.5 | Y | . | . | . | . | . | . | . |  |  | . |  | 0 | 0 | 72.2958 |  |  | 0 | 0 | 0% |  | 0 |  | 0 |  | 1: 0; 3: 0; 5: 0; 7: 0 | 0 |  | 0
2014 | 13647 | Noble County R E M C | IN | Cooperative | 250.6 | 1.95 | 128.5128 | 105.7 | 1.15 | 91.913 | 233.7 | 1.76 | 132.7841 | 11074 | 12 | Y | . | . | . | . | . | . | . |  |  | . |  | 144.9 | 0.8 | 91.913 | 181.125 | 181.125 | 8859.2 | 8859.2 | 80% | 15.9699 | 442.96 | 31.9398 | 1107.4 | 95.8193 | 1771.84 | 159.6988 | 2214.8 | 239.5481 | 1771.84 | 319.3975 | 885.92 | 479.0963 | 398.664 | 638.795 | 265.776 | 7074.0159 | 35370.0794 | 169776.3809 | 353700.7935 | 424440.9522 | 282960.6348 | 190998.4285 | 169776.3809
2014 | 13651 | Nolin Rural Electric Coop Corp | KY | Cooperative | 271.575 | 0.94 | 288.9096 | 100.288 | 0.88 | 113.9636 | . | . | . | 34440 | 12.5 | Y | . | . | . | . | . | . | . |  |  | . |  | 171.287 | 0.06 | 113.9636 | 2854.7833 | 2854.7833 | 2066.4 | 2066.4 | 6% | 251.7076 | 103.32 | 503.4151 | 258.3 | 1510.2454 | 413.28 | 2517.0757 | 516.6 | 3775.6135 | 413.28 | 5034.1514 | 206.64 | 7551.227 | 92.988 | 10068.3027 | 61.992 | 26006.4259 | 130032.1296 | 624154.2221 | 1300321.2961 | 1560385.5553 | 1040257.0369 | 702173.4999 | 624154.2221
2014 | 13664 | Norris Public Power District | NE | Political Subdivision | 214.6 | 1.789 | 119.9553 | 135.9 | 1.438 | 94.5063 | 78.7 | 0.351 | 224.2165 | 18616 | 12.5 | N | . | . | . | . | . | . | . |  |  | . |  | 78.7 | 0.351 | 94.5063 | 224.2165 | 224.2165 | 6534.216 | 6534.216 | 35.1% | 19.7693 | 326.7108 | 39.5385 | 816.777 | 118.6156 | 1306.8432 | 197.6927 | 1633.554 | 296.5391 | 1306.8432 | 395.3855 | 653.4216 | 593.0782 | 294.0397 | 790.771 | 196.0265 | 6458.8356 | 32294.1778 | 155012.0535 | 322941.7781 | 387530.1337 | 258353.4225 | 174388.5602 | 155012.0535
2014 | 13675 | Nishnabotna Valley R E C | IA | Cooperative | . | . | . | . | . | . | . | . | . | . | . |  | 108 | 0.598 | 180.602 | 108 | 0.598 | 180.602 | 3708 | N | O | 12.5 | N | 0 | 0 | 180.602 |  |  | 0 | 0 | 0% |  | 0 |  | 0 |  | 1: 0; 3: 0; 5: 0; 7: 0 | 0 |  | 0
2014 | 13676 | North Arkansas Elec Coop, Inc | AR | Cooperative | 330.77 | 3.84 | 86.138 | 270.3 | . | . | 319.58 | . | . | 35600 | 25 | Y | . | . | . | . | . | . | . |  |  | . |  | 60.47 |  |  |  | 60.47 |  | 35600 | 100% | 5.3317 | 1780 | 10.6633 | 4450 | 31.99 | 7120 | 53.3167 | 8900 | 79.975 | 7120 | 106.6334 | 3560 | 159.95 | 1602 | 213.2667 | 1068 | 9490.3688 | 47451.8442 | 227768.8523 | 474518.4423 | 569422.1308 | 379614.7539 | 256239.9589 | 227768.8523
2014 | 13679 | Town of North Attleborough - (MA) | MA | Municipal | 41.997 | 0.571 | 73.5499 | 6.244 | 0.161 | 38.7826 | 41.997 | 0.571 | 73.5499 | 13257 | 15 | N | . | . | . | . | . | . | . |  |  | . |  | 35.753 | 0.41 | 38.7826 | 87.2024 | 87.2024 | 5435.37 | 5435.37 | 41% | 7.6887 | 271.7685 | 15.3774 | 679.4212 | 46.1321 | 1087.074 | 76.8868 | 1358.8425 | 115.3302 | 1087.074 | 153.7736 | 543.537 | 230.6604 | 244.5916 | 307.5472 | 163.0611 | 2089.5409 | 10447.7044 | 50148.9809 | 104477.0436 | 125372.4523 | 83581.6349 | 56417.6035 | 50148.9809
2014 | 13684 | Nobles Cooperative Electric | MN | Cooperative | 218.8 | 3.05 | 71.7377 | 218.8 | 3.05 | 71.7377 | 162.07 | 1.54 | 105.2403 | 5062 | 7 | Y | . | . | . | . | . | . | . |  |  | . |  | 0 | 0 | 71.7377 |  |  | 0 | 0 | 0% |  | 0 |  | 0 |  | 1: 0; 3: 0; 5: 0; 7: 0 | 0 |  | 0
2014 | 13690 | North Central MO Elec Coop Inc | MO | Cooperative | . | . | . | . | . | . | . | . | . | . | . |  | 10.804 | 0.908 | 11.8987 | 7.245 | 0.74 | 9.7905 | 4349 | N | L | 12.4 | N | 3.559 | 0.168 | 9.7905 | 21.1845 | 21.1845 | 730.632 | 730.632 | 16.8% | 1.8678 | 36.5316 | 3.7357 | 91.329 | 11.2071 | 146.1264 | 18.6785 | 182.658 | 28.0177 | 146.1264 | 37.357 | 73.0632 | 56.0355 | 32.8784 | 74.714 | 21.919 | 68.2355 | 341.1776 | 1637.6525 | 3411.7761 | 4094.1313 | 2729.4209 | 1842.3591 | 1637.6525
2014 | 13693 | North Central Elec Coop, Inc | OH | Cooperative | 49.184 | . | . | 49.184 | . | . | 43.802 | . | . | 9651 | 12.5 | Y | . | . | . | . | . | . | . |  |  | . |  | 0 |  |  |  | 0 |  | 9651 | 100% | 0 | 482.55 | 0 | 1206.375 | 0 | 1930.2 | 0 | 2412.75 | 0 | 1930.2 | 0 | 965.1 | 0 | 434.295 | 0 | 289.53 | 0 | 0 | 0 | 0 | 0 | 0 | 0 | 0
2014 | 13698 | North Central Public Pwr Dist | NE | Political Subdivision | . | . | . | . | . | . | . | . | . | . | . |  | 56 | 0.25 | 224 | . | . | . | 5593 | N | F | 7.2 | N | [6 empty] | 5593 | 100% |  | 279.65 |  | 699.125 |  | 1: 1118.6; 3: 1398.25; 5: 1118.6; 7: 559.3 | 251.685 |  | 167.79
2014 | 13700 | North Itasca Electric Coop Inc | MN | Cooperative | . | . | . | . | . | . | . | . | . | . | . |  | 399 | 3.85 | 103.6364 | 196 | 0.67 | 292.5373 | 5323 | N | L | 7.2 | N | 203 | 3.18 | 292.5373 | 63.8365 | 203 | 16927.14 | 5323 | 100% | 17.8986 | 266.15 | 35.7972 | 665.375 | 107.3916 | 1064.6 | 178.986 | 1330.75 | 268.4791 | 1064.6 | 357.9721 | 532.3 | 536.9581 | 239.535 | 715.9442 | 159.69 | 4763.7134 | 23818.5672 | 114329.1227 | 238185.6723 | 285822.8068 | 190548.5378 | 128620.263 | 114329.1227
2014 | 13704 | North Western Elec Coop, Inc | OH | Cooperative | 52.4 | 1 | 52.4 | . | . | . | . | . | . | 5876 | 12.5 | N | . | . | . | . | . | . | . |  |  | . | [7 empty] | 5876 | 100% |  | 293.8 |  | 734.5 |  | 1: 1175.2; 3: 1469; 5: 1175.2; 7: 587.6 | 264.42 |  | 176.28
2014 | 13716 | North Georgia Elec Member Corp | GA | Cooperative | . | . | . | . | . | . | . | . | . | . | . |  | 230.7 | . | . | 150.3 | . | . | 98251 | N | L | 25 | N | 80.4 |  |  |  | 80.4 |  | 98251 | 100% | 7.0889 | 4912.55 | 14.1778 | 12281.375 | 42.5334 | 19650.2 | 70.8891 | 24562.75 | 106.3336 | 19650.2 | 141.7781 | 9825.1 | 212.6672 | 4421.295 | 283.5562 | 2947.53 | 34824.6013 | 174123.0066 | 835790.4317 | 1741230.0661 | 2089476.0794 | 1392984.0529 | 940264.2357 | 835790.4317
2014 | 13718 | City of North Little Rock - (AR) | AR | Municipal | . | . | . | . | . | . | . | . | . | . | . |  | 26 | . | . | . | . | . | 38000 | Y | O | 13.8 | Y | [6 empty] | 38000 | 100% |  | 1900 |  | 4750 |  | 1: 7600; 3: 9500; 5: 7600; 7: 3800 | 1710 |  | 1140
2014 | 13730 | City of North St Paul - (MN) | MN | Municipal | . | . | . | . | . | . | . | . | . | . | . |  | . | 0.257 | . | . | 0.105 | . | 6472 | N | F | 13.8 | N |  | 0.152 |  |  |  | 983.744 | 983.744 | 15.2% |  | 49.1872 |  | 122.968 |  | 1: 196.7488; 3: 245.936; 5: 196.7488; 7: 98.3744 | 44.2685 |  | 29.5123
2014 | 13735 | Northcentral Mississippi E P A | MS | Cooperative | 776.3 | 2.48 | 313.0242 | 129.21 | 1.22 | 105.9098 | . | . | . | 29872 | 25 | Y | . | . | . | . | . | . | . |  |  | . |  | 647.09 | 1.26 | 105.9098 | 513.5635 | 647.09 | 37638.72 | 29872 | 100% | 57.0542 | 1493.6 | 114.1084 | 3734 | 342.3253 | 5974.4 | 570.5422 | 7468 | 855.8134 | 5974.4 | 1141.0845 | 2987.2 | 1711.6267 | 1344.24 | 2282.169 | 896.16 | 85216.1902 | 426080.9511 | 2045188.5651 | 4260809.5107 | 5112971.4128 | 3408647.6085 | 2300837.1358 | 2045188.5651
2014 | 13750 | Northern Electric Coop, Inc | SD | Cooperative | 92.5 | 0.75 | 123.3333 | 92.5 | 0.75 | 123.3333 | 57.69 | 0.5 | 115.38 | 6196 | 7.2 | N | . | . | . | . | . | . | . |  |  | . |  | 0 | 0 | 123.3333 |  |  | 0 | 0 | 0% |  | 0 |  | 0 |  | 1: 0; 3: 0; 5: 0; 7: 0 | 0 |  | 0
2014 | 13757 | North Plains Electric Coop Inc | TX | Cooperative | . | . | . | . | . | . | . | . | . | . | . |  | 602 | . | . | 602 | . | . | 6608 | N | F | 35 | Y | 0 |  |  |  | 0 |  | 6608 | 100% | 0 | 330.4 | 0 | 826 | 0 | 1321.6 | 0 | 1652 | 0 | 1321.6 | 0 | 660.8 | 0 | 297.36 | 0 | 198.24 | 0 | 0 | 0 | 0 | 0 | 0 | 0 | 0
2014 | 13758 | Northern Lights, Inc | ID | Cooperative | . | . | . | . | . | . | . | . | . | . | . |  | 2647 | . | . | 1655 | . | . | 18130 | N | F | 25 | Y | 992 |  |  |  | 992 |  | 18130 | 100% | 87.4651 | 906.5 | 174.9302 | 2266.25 | 524.7906 | 3626 | 874.651 | 4532.5 | 1311.9765 | 3626 | 1749.302 | 1813 | 2623.953 | 815.85 | 3498.604 | 543.9 | 79287.1124 | 396435.5621 | 1902890.698 | 3964355.6209 | 4757226.745 | 3171484.4967 | 2140752.0353 | 1902890.698
2014 | 13780 | Northern States Power Co | WI | Investor Owned | 193 | 1 | 193 | 121 | 1 | 121 | 178 | 1 | 178 | 250438 | 34.5 | Y | . | . | . | . | . | . | . |  |  | . |  | 72 | 0 | 121 |  |  | 0 | 0 | 0% |  | 0 |  | 0 |  | 1: 0; 3: 0; 5: 0; 7: 0 | 0 |  | 0
2014 | 13781 | Northern States Power Co - Minnesota | MN | Investor Owned | 115 | 1 | 115 | 82 | 1 | 82 | 110 | 1 | 110 | 1223706 | 34.5 | Y | . | . | . | . | . | . | . |  |  | . |  | 33 | 0 | 82 |  |  | 0 | 0 | 0% |  | 0 |  | 0 |  | 1: 0; 3: 0; 5: 0; 7: 0 | 0 |  | 0
2014 | 13781 | Northern States Power Co - Minnesota | ND | Investor Owned | 82 | 1 | 82 | 82 | 1 | 82 | 76 | 1 | 76 | 93804 | 34.5 | Y | . | . | . | . | . | . | . |  |  | . |  | 0 | 0 | 82 |  |  | 0 | 0 | 0% |  | 0 |  | 0 |  | 1: 0; 3: 0; 5: 0; 7: 0 | 0 |  | 0
2014 | 13781 | Northern States Power Co - Minnesota | SD | Investor Owned | 148 | 1 | 148 | 140 | 1 | 140 | 113 | 1 | 113 | 95364 | 34.5 | Y | . | . | . | . | . | . | . |  |  | . |  | 8 | 0 | 140 |  |  | 0 | 0 | 0% |  | 0 |  | 0 |  | 1: 0; 3: 0; 5: 0; 7: 0 | 0 |  | 0
2014 | 13783 | Northeast Louisiana Power Coop Inc. | LA | Cooperative | . | . | . | . | . | . | . | . | . | . | . |  | 162 | 1.8 | 90 | 162 | 1.8 | 90 | 16801 | N | O | 19.9 | N | 0 | 0 | 90 |  |  | 0 | 0 | 0% |  | 0 |  | 0 |  | 1: 0; 3: 0; 5: 0; 7: 0 | 0 |  | 0
2014 | 13788 | Northern Wasco County PUD | OR | Political Subdivision | . | . | . | . | . | . | . | . | . | . | . |  | 22.032 | 0.346 | 63.6763 | 22.032 | . | . | 9851 | N | L | 12.5 | N | 0 |  |  |  | 0 |  | 9851 | 100% | 0 | 492.55 | 0 | 1231.375 | 0 | 1970.2 | 0 | 2462.75 | 0 | 1970.2 | 0 | 985.1 | 0 | 443.295 | 0 | 295.53 | 0 | 0 | 0 | 0 | 0 | 0 | 0 | 0
2014 | 13789 | Village of Northfield - (VT) | VT | Municipal | . | . | . | . | . | . | . | . | . | . | . |  | . | 0.9 | . | . | . | . | 1834 | N | O | 34 | N | [6 empty] | 1834 | 100% |  | 91.7 |  | 229.25 |  | 1: 366.8; 3: 458.5; 5: 366.8; 7: 183.4 | 82.53 |  | 55.02
2014 | 13809 | NorthWestern Energy - (SD) | SD | Investor Owned | 90 | 1 | 90 | 82 | 1 | 82 | 82 | 1 | 82 | 61561 | 25 | N | . | . | . | . | . | . | . |  |  | . |  | 8 | 0 | 82 |  |  | 0 | 0 | 0% |  | 0 |  | 0 |  | 1: 0; 3: 0; 5: 0; 7: 0 | 0 |  | 0
2014 | 13830 | Nueces Electric Cooperative | TX | Cooperative | . | . | . | . | . | . | . | . | . | . | . |  | 180 | 1.109 | 162.3084 | 180 | 1.109 | 162.3084 | 19000 | N | L | 24.9 | Y | 0 | 0 | 162.3084 |  |  | 0 | 0 | 0% |  | 0 |  | 0 |  | 1: 0; 3: 0; 5: 0; 7: 0 | 0 |  | 0
2014 | 13831 | City of Norwich - (CT) | CT | Municipal | 38.486 | 0.458 | 84.0306 | 38.486 | 0.458 | 84.0306 | 38.486 | 0.458 | 84.0306 | 20005 | 35 | Y | . | . | . | . | . | . | . |  |  | . |  | 0 | 0 | 84.0306 |  |  | 0 | 0 | 0% |  | 0 |  | 0 |  | 1: 0; 3: 0; 5: 0; 7: 0 | 0 |  | 0
2014 | 13838 | Northfork Electric Coop, Inc | OK | Cooperative | . | . | . | . | . | . | . | . | . | . | . |  | 24.9 | . | . | 1.23 | . | . | 6922 | N | O | 25 | N | 23.67 |  |  |  | 23.67 |  | 6922 | 100% | 2.087 | 346.1 | 4.174 | 865.25 | 12.522 | 1384.4 | 20.8699 | 1730.5 | 31.3049 | 1384.4 | 41.7399 | 692.2 | 62.6098 | 311.49 | 83.4798 | 207.66 | 722.3089 | 3611.5446 | 17335.4141 | 36115.446 | 43338.5352 | 28892.3568 | 19502.3408 | 17335.4141
2014 | 13936 | Oakdale Electric Coop | WI | Cooperative | 179.124 | 1.797 | 99.6795 | 140.244 | 1.584 | 88.5379 | 109.344 | 1.031 | 106.0563 | 16327 | 12.5 | N | . | . | . | . | . | . | . |  |  | . |  | 38.88 | 0.213 | 88.5379 | 182.5352 | 182.5352 | 3477.651 | 3477.651 | 21.3% | 16.0942 | 173.8826 | 32.1884 | 434.7064 | 96.5653 | 695.5302 | 160.9421 | 869.4127 | 241.4132 | 695.5302 | 321.8843 | 347.7651 | 482.8264 | 156.4943 | 643.7686 | 104.3295 | 2798.503 | 13992.5149 | 67164.0716 | 139925.1492 | 167910.179 | 111940.1193 | 75559.5805 | 67164.0716
2014 | 13955 | City of Ocala | FL | Municipal | . | . | . | . | . | . | . | . | . | . | . |  | 76.325 | 1.274 | 59.9097 | . | . | . | 49406 | N | L | 12 | Y | [6 empty] | 49406 | 100% |  | 2470.3 |  | 6175.75 |  | 1: 9881.2; 3: 12351.5; 5: 9881.2; 7: 4940.6 | 2223.27 |  | 1482.18
2014 | 13963 | Oconomowoc Utilities | WI | Municipal | . | . | . | . | . | . | . | . | . | . | . |  | 10.476 | 0.16 | 65.475 | . | . | . | 9343 | Y | L | 24.9 | N | [6 empty] | 9343 | 100% |  | 467.15 |  | 1167.875 |  | 1: 1868.6; 3: 2335.75; 5: 1868.6; 7: 934.3 | 420.435 |  | 280.29
2014 | 13998 | Ohio Edison Co | OH | Investor Owned | 116.19 | 1.07 | 108.5888 | 95.07 | 0.98 | 97.0102 | 102.73 | 0.81 | 126.8272 | 1028965 | 34.5 | Y | . | . | . | . | . | . | . |  |  | . |  | 21.12 | 0.09 | 97.0102 | 234.6667 | 234.6667 | 92606.85 | 92606.85 | 9% | 20.6907 | 4630.3425 | 41.3813 | 11575.8563 | 124.144 | 18521.37 | 206.9067 | 23151.7125 | 310.36 | 18521.37 | 413.8134 | 9260.685 | 620.7201 | 4167.3083 | 827.6267 | 2778.2055 | 95804.8823 | 479024.4115 | 2299317.175 | 4790244.1146 | 5748292.9375 | 3832195.2917 | 2586731.8219 | 2299317.175
2014 | 14006 | Ohio Power Co | OH | Investor Owned | 213.4 | 1.341 | 159.135 | 191.5 | 1.268 | 151.0252 | 183.9 | 1.197 | 153.6341 | 1455393 | 35 | Y | . | . | . | . | . | . | . |  |  | . |  | 21.9 | 0.073 | 151.0252 | 300 | 300 | 106243.689 | 106243.689 | 7.3% | 26.4511 | 5312.1844 | 52.9023 | 13280.4611 | 158.7068 | 21248.7378 | 264.5114 | 26560.9222 | 396.7671 | 21248.7378 | 529.0228 | 10624.3689 | 793.5342 | 4780.966 | 1058.0456 | 3187.3107 | 140513.3286 | 702566.6429 | 3372319.886 | 7025666.4291 | 8430799.7149 | 5620533.1433 | 3793859.8717 | 3372319.886
2014 | 14055 | PUD No 1 of Okanogan County | WA | Political Subdivision | . | . | . | . | . | . | . | . | . | . | . |  | 924 | 0.957 | 965.5172 | 115 | 0.873 | 131.7297 | 20731 | N | F | 24.9 | N | 809 | 0.084 | 131.7297 | 9630.9524 | 9630.9524 | 1741.404 | 1741.404 | 8.4% | 849.1655 | 87.0702 | 1698.3311 | 217.6755 | 5094.9932 | 348.2808 | 8491.6553 | 435.351 | 12737.4829 | 348.2808 | 16983.3106 | 174.1404 | 25474.9659 | 78.3632 | 33966.6212 | 52.2421 | 73937.0125 | 369685.0625 | 1774488.2998 | 3696850.6245 | 4436220.7494 | 2957480.4996 | 1996299.3373 | 1774488.2998
2014 | 14062 | Oklahoma Electric Coop Inc | OK | Cooperative | 75.3 | 1.44 | 52.2917 | 75.3 | 1.44 | 52.2917 | 51.6 | 0.802 | 64.3392 | 52533 | 14.4 | Y | . | . | . | . | . | . | . |  |  | . |  | 0 | 0 | 52.2917 |  |  | 0 | 0 | 0% |  | 0 |  | 0 |  | 1: 0; 3: 0; 5: 0; 7: 0 | 0 |  | 0
2014 | 14063 | Oklahoma Gas & Electric Co | AR | Investor Owned | . | . | . | . | . | . | . | . | . | . | . |  | 361 | 1.59 | 227.044 | 160 | 1.17 | 136.7521 | 67964 | N | L | 34.5 | Y | 201 | 0.42 | 136.7521 | 478.5714 | 478.5714 | 28544.88 | 28544.88 | 42% | 42.1959 | 1427.244 | 84.3917 | 3568.11 | 253.1752 | 5708.976 | 421.9586 | 7136.22 | 632.938 | 5708.976 | 843.9173 | 2854.488 | 1265.8759 | 1284.5196 | 1687.8346 | 856.3464 | 60223.7943 | 301118.9713 | 1445371.0625 | 3011189.7134 | 3613427.6561 | 2408951.7708 | 1626042.4453 | 1445371.0625
2014 | 14063 | Oklahoma Gas & Electric Co | OK | Investor Owned | . | . | . | . | . | . | . | . | . | . | . |  | 108 | 0.888 | 121.6216 | 103 | 0.876 | 117.5799 | 742973 | N | L | 34.5 | Y | 5 | 0.012 | 117.5799 | 416.6667 | 416.6667 | 8915.676 | 8915.676 | 1.2% | 36.7377 | 445.7838 | 73.4754 | 1114.4595 | 220.4262 | 1783.1352 | 367.3769 | 2228.919 | 551.0654 | 1783.1352 | 734.7539 | 891.5676 | 1102.1308 | 401.2054 | 1469.5077 | 267.4703 | 16377.0683 | 81885.3417 | 393049.64 | 818853.4166 | 982624.0999 | 655082.7333 | 442180.845 | 393049.64
2014 | 14074 | Okanogan County Elec Coop, Inc | WA | Cooperative | . | . | . | . | . | . | . | . | . | . | . |  | 213 | 3.5 | 60.8571 | 212 | 2.5 | 84.8 | 3488 | N | O | 34 | N | 1 | 1 | 84.8 | 1 | 1 | 3488 | 3488 | 100% | 0.08817 | 174.4 | 0.17634 | 436 | 0.52902 | 697.6 | 0.8817 | 872 | 1.3226 | 697.6 | 1.7634 | 348.8 | 2.6451 | 156.96 | 3.5268 | 104.64 | 15.3769 | 76.8846 | 369.0463 | 768.8464 | 922.6157 | 615.0771 | 415.1771 | 369.0463
2014 | 14107 | City of Olivia - (MN) | MN | Municipal | 3.4 | 0.09 | 37.7778 | . | . | . | . | . | . | 1269 | 4.2 | N | . | . | . | . | . | . | . |  |  | . | [7 empty] | 1269 | 100% |  | 63.45 |  | 158.625 |  | 1: 253.8; 3: 317.25; 5: 253.8; 7: 126.9 | 57.105 |  | 38.07
2014 | 14109 | Oregon Trail El Cons Coop, Inc | OR | Cooperative | . | . | . | . | . | . | . | . | . | . | . |  | 141 | 1.11 | 127.027 | 100 | 0.87 | 114.9425 | 30109 | N | F | 34.5 | Y | 41 | 0.24 | 114.9425 | 170.8333 | 170.8333 | 7226.16 | 7226.16 | 24% | 15.0625 | 361.308 | 30.1249 | 903.27 | 90.3747 | 1445.232 | 150.6245 | 1806.54 | 225.9368 | 1445.232 | 301.2491 | 722.616 | 451.8736 | 325.1772 | 602.4982 | 216.7848 | 5442.1852 | 27210.9258 | 130612.4438 | 272109.2579 | 326531.1095 | 217687.4063 | 146938.9993 | 130612.4438
2014 | 14127 | Omaha Public Power District | NE | Political Subdivision | . | . | . | . | . | . | . | . | . | . | . |  | 142 | 1.052 | 134.981 | 80 | 0.822 | 97.3236 | 356766 | Y | F | 13.8 | Y | 62 | 0.23 | 97.3236 | 269.5652 | 269.5652 | 82056.18 | 82056.18 | 23% | 23.7677 | 4102.809 | 47.5354 | 10257.0225 | 142.6061 | 16411.236 | 237.6769 | 20514.045 | 356.5153 | 16411.236 | 475.3538 | 8205.618 | 713.0307 | 3692.5281 | 950.7076 | 2461.6854 | 97514.2924 | 487571.4622 | 2340343.0184 | 4875714.6216 | 5850857.5459 | 3900571.6973 | 2632885.8957 | 2340343.0184
2014 | 14154 | Orange & Rockland Utils Inc | NY | Investor Owned | . | . | . | . | . | . | . | . | . | . | . |  | 171.757 | 1.191 | 144.2124 | 103.01 | 1.075 | 95.8233 | 221300 | N | F | 34.5 | N | 68.747 | 0.116 | 95.8233 | 592.6466 | 592.6466 | 25670.8 | 25670.8 | 11.6% | 52.2539 | 1283.54 | 104.5078 | 3208.85 | 313.5235 | 5134.16 | 522.5392 | 6417.7 | 783.8088 | 5134.16 | 1045.0784 | 2567.08 | 1567.6176 | 1155.186 | 2090.1568 | 770.124 | 67069.9975 | 335349.9875 | 1609679.94 | 3353499.8751 | 4024199.8501 | 2682799.9001 | 1810889.9325 | 1609679.94
2014 | 14175 | Tri-County Electric Coop, Inc | SC | Cooperative | 49.457 | 1.214 | 40.7389 | . | . | . | . | . | . | 17709 | 14.4 | Y | . | . | . | . | . | . | . |  |  | . | [7 empty] | 17709 | 100% |  | 885.45 |  | 2213.625 |  | 1: 3541.8; 3: 4427.25; 5: 3541.8; 7: 1770.9 | 796.905 |  | 531.27
2014 | 14178 | P K M Electric Coop, Inc | MN | Cooperative | 94.8 | . | . | . | . | . | . | . | . | 3739 | . | N | . | . | . | . | . | . | . |  |  | . | [7 empty] | 3739 | 100% |  | 186.95 |  | 467.375 |  | 1: 747.8; 3: 934.75; 5: 747.8; 7: 373.9 | 168.255 |  | 112.17
2014 | 14194 | City of Orrville - (OH) | OH | Municipal | . | . | . | . | . | . | . | . | . | . | . |  | 309 | 2.7 | 114.4444 | . | . | . | 7289 | Y | L | 13.8 | N | [6 empty] | 7289 | 100% |  | 364.45 |  | 911.125 |  | 1: 1457.8; 3: 1822.25; 5: 1457.8; 7: 728.9 | 328.005 |  | 218.67
2014 | 14202 | Osceola Electric Coop, Inc | IA | Cooperative | 102.86 | 2.42 | 42.5041 | 102.86 | 2.42 | 42.5041 | 45.71 | 0.79 | 57.8608 | 1170 | 7.2 | N | . | . | . | . | . | . | . |  |  | . |  | 0 | 0 | 42.5041 |  |  | 0 | 0 | 0% |  | 0 |  | 0 |  | 1: 0; 3: 0; 5: 0; 7: 0 | 0 |  | 0
2014 | 14232 | Otter Tail Power Co | MN | Investor Owned | 63.93 | 1.24 | 51.5565 | 63.93 | 1.24 | 51.5565 | . | . | . | 60809 | 12.5 | Y | . | . | . | . | . | . | . |  |  | . |  | 0 | 0 | 51.5565 |  |  | 0 | 0 | 0% |  | 0 |  | 0 |  | 1: 0; 3: 0; 5: 0; 7: 0 | 0 |  | 0
2014 | 14232 | Otter Tail Power Co | ND | Investor Owned | 119.91 | 3.98 | 30.1281 | 119.91 | 3.98 | 30.1281 | . | . | . | 58116 | 12.5 | Y | . | . | . | . | . | . | . |  |  | . |  | 0 | 0 | 30.1281 |  |  | 0 | 0 | 0% |  | 0 |  | 0 |  | 1: 0; 3: 0; 5: 0; 7: 0 | 0 |  | 0
2014 | 14232 | Otter Tail Power Co | SD | Investor Owned | 82.79 | 1.07 | 77.3738 | 82.79 | 1.07 | 77.3738 | . | . | . | 11564 | 12.5 | Y | . | . | . | . | . | . | . |  |  | . |  | 0 | 0 | 77.3738 |  |  | 0 | 0 | 0% |  | 0 |  | 0 |  | 1: 0; 3: 0; 5: 0; 7: 0 | 0 |  | 0
2014 | 14245 | Overton Power District No 5 | NV | Political Subdivision | 23.996 | 0.512 | 46.8672 | 23.996 | 0.512 | 46.8672 | . | . | . | 14639 | 69 | Y | . | . | . | . | . | . | . |  |  | . |  | 0 | 0 | 46.8672 |  |  | 0 | 0 | 0% |  | 0 |  | 0 |  | 1: 0; 3: 0; 5: 0; 7: 0 | 0 |  | 0
2014 | 14246 | City of Owatonna - (MN) | MN | Municipal | 36.286 | 0.401 | 90.4888 | 7.375 | 0.099 | 74.4949 | . | . | . | 11934 | 12.4 | N | . | . | . | . | . | . | . |  |  | . |  | 28.911 | 0.302 | 74.4949 | 95.7318 | 95.7318 | 3604.068 | 3604.068 | 30.2% | 8.4407 | 180.2034 | 16.8814 | 450.5085 | 50.6443 | 720.8136 | 84.4072 | 901.017 | 126.6107 | 720.8136 | 168.8143 | 360.4068 | 253.2215 | 162.1831 | 337.6286 | 108.122 | 1521.0457 | 7605.2287 | 36505.0976 | 76052.2867 | 91262.744 | 60841.8294 | 41068.2348 | 36505.0976
2014 | 14251 | Owen Electric Coop Inc | KY | Cooperative | 154 | 1.48 | 104.0541 | 142 | 1.43 | 99.3007 | . | . | . | 58578 | 12.5 | Y | . | . | . | . | . | . | . |  |  | . |  | 12 | 0.05 | 99.3007 | 240 | 240 | 2928.9 | 2928.9 | 5% | 21.1609 | 146.445 | 42.3218 | 366.1125 | 126.9655 | 585.78 | 211.6091 | 732.225 | 317.4137 | 585.78 | 423.2182 | 292.89 | 634.8273 | 131.8005 | 846.4364 | 87.867 | 3098.9096 | 15494.5481 | 74373.831 | 154945.4813 | 185934.5775 | 123956.385 | 83670.5599 | 74373.831
2014 | 14268 | City of Owensboro - (KY) | KY | Municipal | 110.564 | 1.425 | 77.5888 | 61.991 | 0.912 | 67.9726 | 110.564 | 1.425 | 77.5888 | 26508 | 15 | N | . | . | . | . | . | . | . |  |  | . |  | 48.573 | 0.513 | 67.9726 | 94.6842 | 94.6842 | 13598.604 | 13598.604 | 51.3% | 8.3484 | 679.9302 | 16.6967 | 1699.8255 | 50.0901 | 2719.7208 | 83.4835 | 3399.651 | 125.2253 | 2719.7208 | 166.967 | 1359.8604 | 250.4505 | 611.9372 | 333.934 | 407.9581 | 5676.2957 | 28381.4787 | 136231.0978 | 283814.7871 | 340577.7445 | 227051.8297 | 153259.985 | 136231.0978
2014 | 14289 | Ozarks Electric Coop Corp - (AR) | AR | Cooperative | 97.2 | 1.1 | 88.3636 | 66 | 0.82 | 80.4878 | 31.2 | 0.28 | 111.4286 | 69803 | 24.9 | Y | . | . | . | . | . | . | . |  |  | . |  | 31.2 | 0.28 | 80.4878 | 111.4286 | 111.4286 | 19544.84 | 19544.84 | 28% | 9.8247 | 977.242 | 19.6494 | 2443.105 | 58.9483 | 3908.968 | 98.2471 | 4886.21 | 147.3706 | 3908.968 | 196.4942 | 1954.484 | 294.7413 | 879.5178 | 392.9883 | 586.3452 | 9601.118 | 48005.59 | 230426.832 | 480055.9001 | 576067.0801 | 384044.7201 | 259230.186 | 230426.832
2014 | 14328 | Pacific Gas & Electric Co | CA | Investor Owned | 133.3 | 1.012 | 131.7194 | 133.3 | 1.012 | 131.7194 | 133.3 | 1.012 | 131.7194 | 5412924 | 35 | Y | . | . | . | . | . | . | . |  |  | . |  | 0 | 0 | 131.7194 |  |  | 0 | 0 | 0% |  | 0 |  | 0 |  | 1: 0; 3: 0; 5: 0; 7: 0 | 0 |  | 0
2014 | 14354 | PacifiCorp | CA | Investor Owned | 455.207 | 2.106 | 216.1477 | 258.8 | 1.553 | 166.6452 | 224.689 | 1.016 | 221.1506 | 48001 | 34.5 | Y | . | . | . | . | . | . | . |  |  | . |  | 196.407 | 0.553 | 166.6452 | 355.1664 | 355.1664 | 26544.553 | 26544.553 | 55.3% | 31.3152 | 1327.2277 | 62.6304 | 3318.0691 | 187.8911 | 5308.9106 | 313.1518 | 6636.1382 | 469.7277 | 5308.9106 | 626.3037 | 2654.4553 | 939.4555 | 1194.5049 | 1252.6073 | 796.3366 | 41562.3765 | 207811.8826 | 997497.0364 | 2078118.8259 | 2493742.5911 | 1662495.0607 | 1122184.166 | 997497.0364
2014 | 14354 | PacifiCorp | ID | Investor Owned | 281.426 | 1.865 | 150.8987 | 223.012 | 1.703 | 130.9524 | 190.201 | 1.459 | 130.3639 | 77164 | 34.5 | Y | . | . | . | . | . | . | . |  |  | . |  | 58.414 | 0.162 | 130.9524 | 360.5802 | 360.5802 | 12500.568 | 12500.568 | 16.2% | 31.7925 | 625.0284 | 63.5851 | 1562.571 | 190.7552 | 2500.1136 | 317.9253 | 3125.142 | 476.8879 | 2500.1136 | 635.8505 | 1250.0568 | 953.7758 | 562.5256 | 1271.7011 | 375.017 | 19871.2325 | 99356.1623 | 476909.579 | 993561.6229 | 1192273.9475 | 794849.2983 | 536523.2764 | 476909.579
2014 | 14354 | PacifiCorp | OR | Investor Owned | 259.451 | 1.62 | 160.1549 | 132.439 | 1.191 | 111.1998 | 229.465 | 1.068 | 214.8549 | 604587 | 34.5 | Y | . | . | . | . | . | . | . |  |  | . |  | 127.012 | 0.429 | 111.1998 | 296.0653 | 296.0653 | 259367.823 | 259367.823 | 42.9% | 26.1042 | 12968.3911 | 52.2084 | 32420.9779 | 156.6253 | 51873.5646 | 261.0421 | 64841.9558 | 391.5632 | 51873.5646 | 522.0842 | 25936.7823 | 783.1264 | 11671.552 | 1044.1685 | 7781.0347 | 338529.6284 | 1692648.142 | 8124711.0818 | 16926481.4204 | 20311777.7045 | 13541185.1363 | 9140299.967 | 8124711.0818
2014 | 14354 | PacifiCorp | UT | Investor Owned | 209.947 | 1.451 | 144.6912 | 169.664 | 1.28 | 132.55 | 179.513 | 1.196 | 150.0945 | 863425 | 34.5 | Y | . | . | . | . | . | . | . |  |  | . |  | 40.283 | 0.171 | 132.55 | 235.5731 | 235.5731 | 147645.675 | 147645.675 | 17.1% | 20.7706 | 7382.2837 | 41.5412 | 18455.7094 | 124.6235 | 29529.135 | 207.7059 | 36911.4187 | 311.5588 | 29529.135 | 415.4118 | 14764.5675 | 623.1177 | 6644.0554 | 830.8236 | 4429.3702 | 153334.3833 | 766671.9164 | 3680025.1988 | 7666719.1642 | 9200062.9971 | 6133375.3314 | 4140028.3487 | 3680025.1988
2014 | 14354 | PacifiCorp | WA | Investor Owned | 148.572 | 0.874 | 169.9908 | 124.589 | 0.806 | 154.5769 | 147.395 | 0.856 | 172.1904 | 136538 | 34.5 | Y | . | . | . | . | . | . | . |  |  | . |  | 23.983 | 0.068 | 154.5769 | 352.6912 | 352.6912 | 9284.584 | 9284.584 | 6.8% | 31.0969 | 464.2292 | 62.1939 | 1160.573 | 186.5817 | 1856.9168 | 310.9694 | 2321.146 | 466.4542 | 1856.9168 | 621.9389 | 928.4584 | 932.9083 | 417.8063 | 1243.8778 | 278.5375 | 14436.1096 | 72180.5478 | 346466.6297 | 721805.4785 | 866166.5742 | 577444.3828 | 389774.9584 | 346466.6297
2014 | 14354 | PacifiCorp | WY | Investor Owned | 218.986 | 1.6 | 136.8663 | 192.95 | 1.555 | 124.0836 | 164.203 | 1.257 | 130.6309 | 147854 | 34.5 | Y | . | . | . | . | . | . | . |  |  | . |  | 26.036 | 0.045 | 124.0836 | 578.5778 | 578.5778 | 6653.43 | 6653.43 | 4.5% | 51.0135 | 332.6715 | 102.0269 | 831.6788 | 306.0808 | 1330.686 | 510.1347 | 1663.3575 | 765.2021 | 1330.686 | 1020.2694 | 665.343 | 1530.4041 | 299.4044 | 2040.5388 | 199.6029 | 16970.7277 | 84853.6387 | 407297.4659 | 848536.3874 | 1018243.6648 | 678829.1099 | 458209.6492 | 407297.4659
2014 | 14381 | City of Painesville | OH | Municipal | . | . | . | . | . | . | . | . | . | . | . |  | 628 | 2.1 | 299.0476 | . | . | . | 12239 | Y | L | 13.2 | Y | [6 empty] | 12239 | 100% |  | 611.95 |  | 1529.875 |  | 1: 2447.8; 3: 3059.75; 5: 2447.8; 7: 1223.9 | 550.755 |  | 367.17
2014 | 14398 | Palmetto Electric Coop Inc | SC | Cooperative | 112.768 | 0.946 | 119.2051 | 45.738 | 0.773 | 59.1695 | 109.992 | 0.921 | 119.4267 | 66927 | 35 | Y | . | . | . | . | . | . | . |  |  | . |  | 67.03 | 0.173 | 59.1695 | 387.4566 | 387.4566 | 11578.371 | 11578.371 | 17.3% | 34.1622 | 578.9185 | 68.3245 | 1447.2964 | 204.9734 | 2315.6742 | 341.6223 | 2894.5927 | 512.4335 | 2315.6742 | 683.2446 | 1157.8371 | 1024.867 | 521.0267 | 1366.4893 | 347.3511 | 19777.1498 | 98885.7489 | 474651.5949 | 988857.4893 | 1186628.9872 | 791085.9915 | 533983.0442 | 474651.5949
2014 | 14401 | City of Palo Alto - (CA) | CA | Municipal | 7.91 | 0.25 | 31.64 | . | . | . | . | . | . | 28600 | 12 | Y | . | . | . | . | . | . | . |  |  | . | [7 empty] | 28600 | 100% |  | 1430 |  | 3575 |  | 1: 5720; 3: 7150; 5: 5720; 7: 2860 | 1287 |  | 858
2014 | 14424 | Panola-Harrison Elec Coop, Inc | LA | Cooperative | . | . | . | . | . | . | . | . | . | . | . |  | 279.6 | 1.6 | 174.75 | . | . | . | 9746 | N | F | 7.2 | Y | [6 empty] | 9746 | 100% |  | 487.3 |  | 1218.25 |  | 1: 1949.2; 3: 2436.5; 5: 1949.2; 7: 974.6 | 438.57 |  | 292.38
2014 | 14455 | City of Paris - (TN) | TN | Municipal | . | . | . | . | . | . | . | . | . | . | . |  | 127 | 2.28 | 55.7018 | . | . | . | 20397 | Y | F | 13.2 | Y | [6 empty] | 20397 | 100% |  | 1019.85 |  | 2549.625 |  | 1: 4079.4; 3: 5099.25; 5: 4079.4; 7: 2039.7 | 917.865 |  | 611.91
2014 | 14468 | People's Cooperative Services | MN | Cooperative | 342.16 | 0.803 | 426.1021 | 74.09 | 0.501 | 147.8842 | 341.23 | 0.783 | 435.7982 | 14827 | 12.5 | Y | . | . | . | . | . | . | . |  |  | . |  | 268.07 | 0.302 | 147.8842 | 887.649 | 887.649 | 4477.754 | 4477.754 | 30.2% | 78.2644 | 223.8877 | 156.5288 | 559.7192 | 469.5865 | 895.5508 | 782.6442 | 1119.4385 | 1173.9664 | 895.5508 | 1565.2885 | 447.7754 | 2347.9327 | 201.4989 | 3130.577 | 134.3326 | 17522.4418 | 87612.2092 | 420538.6041 | 876122.0918 | 1051346.5102 | 700897.6735 | 473105.9296 | 420538.6041
2014 | 14471 | Parke County Rural E M C | IN | Cooperative | 360.69 | 2.24 | 161.0223 | 154.72 | 1.51 | 102.4636 | 317.31 | 1.09 | 291.1101 | 12137 | 12.5 | Y | . | . | . | . | . | . | . |  |  | . |  | 205.97 | 0.73 | 102.4636 | 282.1507 | 282.1507 | 8860.01 | 8860.01 | 73% | 24.8774 | 443.0005 | 49.7547 | 1107.5013 | 149.2641 | 1772.002 | 248.7736 | 2215.0025 | 373.1603 | 1772.002 | 497.5471 | 886.001 | 746.3207 | 398.7004 | 995.0943 | 265.8003 | 11020.6814 | 55103.4068 | 264496.3528 | 551034.0683 | 661240.882 | 440827.2547 | 297558.3969 | 264496.3528
2014 | 14534 | City of Pasadena - (CA) | CA | Municipal | 13.1 | 0.142 | 92.2535 | 13.1 | 0.142 | 92.2535 | . | . | . | 63577 | 17 | Y | . | . | . | . | . | . | . |  |  | . |  | 0 | 0 | 92.2535 |  |  | 0 | 0 | 0% |  | 0 |  | 0 |  | 1: 0; 3: 0; 5: 0; 7: 0 | 0 |  | 0
2014 | 14557 | Pee Dee Electric Coop, Inc | SC | Cooperative | 727.724 | 1.852 | 392.9395 | 76.712 | 1.043 | 73.5494 | 706.229 | 1.65 | 428.0176 | 29947 | 25 | Y | . | . | . | . | . | . | . |  |  | . |  | 651.012 | 0.809 | 73.5494 | 804.712 | 804.712 | 24227.123 | 24227.123 | 80.9% | 70.9518 | 1211.3562 | 141.9037 | 3028.3904 | 425.711 | 4845.4246 | 709.5183 | 6056.7807 | 1064.2774 | 4845.4246 | 1419.0366 | 2422.7123 | 2128.5549 | 1090.2205 | 2838.0731 | 726.8137 | 85947.934 | 429739.67 | 2062750.4162 | 4297396.7004 | 5156876.0404 | 3437917.3603 | 2320594.2182 | 2062750.4162
2014 | 14563 | Pearl River Valley El Pwr Assn | MS | Cooperative | 207.48 | 2.079 | 99.798 | 109.68 | 1.97 | 55.6751 | 100.88 | 1.754 | 57.5143 | 47888 | . | Y | . | . | . | . | . | . | . |  |  | . |  | 97.8 | 0.109 | 55.6751 | 897.2477 | 897.2477 | 5219.792 | 5219.792 | 10.9% | 79.1107 | 260.9896 | 158.2215 | 652.474 | 474.6645 | 1043.9584 | 791.1075 | 1304.948 | 1186.6612 | 1043.9584 | 1582.2149 | 521.9792 | 2373.3224 | 234.8906 | 3164.4298 | 156.5938 | 20647.0819 | 103235.4093 | 495529.9644 | 1032354.0926 | 1238824.9111 | 825883.2741 | 557471.21 | 495529.9644
2014 | 14599 | Paulding-Putman Elec Coop, Inc | OH | Cooperative | . | . | . | . | . | . | . | . | . | . | . |  | 501 | 4 | 125.25 | 60 | 3 | 20 | 11501 | N | L | 12.5 | Y | 441 | 1 | 20 | 441 | 441 | 11501 | 11501 | 100% | 38.8832 | 575.05 | 77.7663 | 1437.625 | 233.299 | 2300.2 | 388.8317 | 2875.25 | 583.2476 | 2300.2 | 777.6635 | 1150.1 | 1166.4952 | 517.545 | 1555.327 | 345.03 | 22359.7693 | 111798.8464 | 536634.4629 | 1117988.4644 | 1341586.1572 | 894390.7715 | 603713.7708 | 536634.4629
2014 | 14606 | Peace River Electric Coop, Inc | FL | Cooperative | 121.02 | 1.26 | 96.0476 | 105.78 | 1.23 | 86 | 109.64 | 1.09 | 100.5872 | 36388 | 25 | Y | . | . | . | . | . | . | . |  |  | . |  | 15.24 | 0.03 | 86 | 508 | 508 | 1091.64 | 1091.64 | 3% | 44.7906 | 54.582 | 89.5812 | 136.455 | 268.7436 | 218.328 | 447.906 | 272.91 | 671.8589 | 218.328 | 895.8119 | 109.164 | 1343.7179 | 49.1238 | 1791.6238 | 32.7492 | 2444.7603 | 12223.8013 | 58674.2463 | 122238.0132 | 146685.6159 | 97790.4106 | 66008.5271 | 58674.2463
2014 | 14610 | Orlando Utilities Comm | FL | Municipal | . | . | . | . | . | . | . | . | . | . | . |  | 60 | 0.9 | 66.6667 | 51 | 0.78 | 65.3846 | 222319 | N | L | 35 | Y | 9 | 0.12 | 65.3846 | 75 | 75 | 26678.28 | 26678.28 | 12% | 6.6128 | 1333.914 | 13.2256 | 3334.785 | 39.6767 | 5335.656 | 66.1278 | 6669.57 | 99.1918 | 5335.656 | 132.2557 | 2667.828 | 198.3835 | 1200.5226 | 264.5114 | 800.3484 | 8820.8861 | 44104.4306 | 211701.2667 | 441044.3057 | 529253.1668 | 352835.4445 | 238163.9251 | 211701.2667
2014 | 14624 | PUD No 2 of Grant County | WA | Political Subdivision | . | . | . | . | . | . | . | . | . | . | . |  | 114 | 0.891 | 127.9461 | . | . | . | 47178 | N | F | 0.5 | N | [6 empty] | 47178 | 100% |  | 2358.9 |  | 5897.25 |  | 1: 9435.6; 3: 11794.5; 5: 9435.6; 7: 4717.8 | 2123.01 |  | 1415.34
2014 | 14626 | Pedernales Electric Coop, Inc | TX | Cooperative | . | . | . | . | . | . | . | . | . | . | . |  | 68 | 0.66 | 103.0303 | 39 | 0.56 | 69.6429 | 264828 | N | O | 60 | N | 29 | 0.1 | 69.6429 | 290 | 290 | 26482.8 | 26482.8 | 10% | 25.5694 | 1324.14 | 51.1389 | 3310.35 | 153.4166 | 5296.56 | 255.6943 | 6620.7 | 383.5415 | 5296.56 | 511.3887 | 2648.28 | 767.083 | 1191.726 | 1022.7774 | 794.484 | 33857.5107 | 169287.5533 | 812580.2557 | 1692875.5327 | 2031450.6392 | 1354300.4262 | 914152.7877 | 812580.2557
2014 | 14668 | Peninsula Light Company | WA | Cooperative | . | . | . | . | . | . | . | . | . | . | . |  | 228 | 3.24 | 70.3704 | 88 | 1.04 | 84.6154 | 31061 | N | F | 12.5 | N | 140 | 2.2 | 84.6154 | 63.6364 | 140 | 68334.2 | 31061 | 100% | 12.3439 | 1553.05 | 24.6877 | 3882.625 | 74.0632 | 6212.2 | 123.4386 | 7765.25 | 185.158 | 6212.2 | 246.8773 | 3106.1 | 370.3159 | 1397.745 | 493.7546 | 931.83 | 19170.6392 | 95853.1962 | 460095.3417 | 958531.9618 | 1150238.3542 | 766825.5694 | 517607.2594 | 460095.3417
2014 | 14711 | Pennsylvania Electric Co | PA | Investor Owned | 193.71 | 1.63 | 118.8405 | 158.1 | 1.52 | 104.0132 | 164.79 | 1.29 | 127.7442 | 581972 | 34.5 | Y | . | . | . | . | . | . | . |  |  | . |  | 35.61 | 0.11 | 104.0132 | 323.7273 | 323.7273 | 64016.92 | 64016.92 | 11% | 28.5432 | 3200.846 | 57.0864 | 8002.115 | 171.2591 | 12803.384 | 285.4318 | 16004.23 | 428.1478 | 12803.384 | 570.8637 | 6401.692 | 856.2955 | 2880.7614 | 1141.7273 | 1920.5076 | 91362.3347 | 456811.6735 | 2192696.0327 | 4568116.7348 | 5481740.0817 | 3654493.3878 | 2466783.0368 | 2192696.0327
2014 | 14715 | PPL Electric Utilities Corp | PA | Investor Owned | 168 | 0.9 | 186.6667 | 92 | 0.8 | 115 | 154 | 0.7 | 220 | 1399535 | 12 | N | . | . | . | . | . | . | . |  |  | . |  | 76 | 0.1 | 115 | 760 | 760 | 139953.5 | 139953.5 | 10% | 67.0096 | 6997.675 | 134.0191 | 17494.1875 | 402.0573 | 27990.7 | 670.0955 | 34988.375 | 1005.1433 | 27990.7 | 1340.191 | 13995.35 | 2010.2866 | 6297.9075 | 2680.3821 | 4198.605 | 468911.0654 | 2344555.327 | 11253865.5694 | 23445553.2697 | 28134663.9236 | 18756442.6157 | 12660598.7656 | 11253865.5694
2014 | 14716 | Pennsylvania Power Co | PA | Investor Owned | 117.92 | 1.12 | 105.2857 | 109.76 | 1.1 | 99.7818 | 98.45 | 0.74 | 133.0405 | 158429 | 23 | Y | . | . | . | . | . | . | . |  |  | . |  | 8.16 | 0.02 | 99.7818 | 408 | 408 | 3168.58 | 3168.58 | 2% | 35.9735 | 158.429 | 71.9471 | 396.0725 | 215.8413 | 633.716 | 359.7355 | 792.145 | 539.6032 | 633.716 | 719.471 | 316.858 | 1079.2065 | 142.5861 | 1438.942 | 95.0574 | 5699.2534 | 28496.2669 | 136782.0809 | 284962.6686 | 341955.2024 | 227970.1349 | 153879.8411 | 136782.0809
2014 | 14717 | Pee Dee Electric Member Corp | NC | Cooperative | 293.3 | 3.34 | 87.8144 | 178.31 | 2.96 | 60.2399 | 266.3 | . | . | 20754 | 14.4 | N | . | . | . | . | . | . | . |  |  | . |  | 114.99 | 0.38 | 60.2399 | 302.6053 | 302.6053 | 7886.52 | 7886.52 | 38% | 26.6808 | 394.326 | 53.3617 | 985.815 | 160.0851 | 1577.304 | 266.8085 | 1971.63 | 400.2127 | 1577.304 | 533.6169 | 788.652 | 800.4254 | 354.8934 | 1067.2338 | 236.5956 | 10520.9513 | 52604.7566 | 252502.8319 | 526047.5665 | 631257.0798 | 420838.0532 | 284065.6859 | 252502.8319
2014 | 14724 | Pennyrile Rural Electric Coop | KY | Cooperative | 403 | 3.46 | 116.474 | 403 | 3.46 | 116.474 | 327 | 2.5 | 130.8 | 46102 | 25 | Y | . | . | . | . | . | . | . |  |  | . |  | 0 | 0 | 116.474 |  |  | 0 | 0 | 0% |  | 0 |  | 0 |  | 1: 0; 3: 0; 5: 0; 7: 0 | 0 |  | 0
2014 | 14864 | Petit Jean Electric Coop Corp | AR | Cooperative | 173.3 | 1.198 | 144.6578 | 173.3 | 1.198 | 144.6578 | 173.3 | 1.198 | 144.6578 | 19781 | 69 | N | . | . | . | . | . | . | . |  |  | . |  | 0 | 0 | 144.6578 |  |  | 0 | 0 | 0% |  | 0 |  | 0 |  | 1: 0; 3: 0; 5: 0; 7: 0 | 0 |  | 0
2014 | 14940 | PECO Energy Co | PA | Investor Owned | 880 | 1.53 | 575.1634 | 73 | 0.8 | 91.25 | 879 | 1.51 | 582.1192 | 1714560 | 34 | Y | . | . | . | . | . | . | . |  |  | . |  | 807 | 0.73 | 91.25 | 1105.4795 | 1105.4795 | 1251628.8 | 1251628.8 | 73% | 97.4706 | 62581.44 | 194.9413 | 156453.6 | 584.8238 | 250325.76 | 974.7064 | 312907.2 | 1462.0595 | 250325.76 | 1949.4127 | 125162.88 | 2924.1191 | 56323.296 | 3898.8254 | 37548.864 | 6099852.6965 | 30499263.4827 | 146396464.7171 | 304992634.8273 | 365991161.7928 | 243994107.8619 | 164696022.8068 | 146396464.7171
2014 | 15016 | Pickwick Electric Coop | TN | Cooperative | . | . | . | . | . | . | . | . | . | . | . |  | 95.58 | . | . | 95.58 | . | . | 20427 | N | L | 25 | N | 0 |  |  |  | 0 |  | 20427 | 100% | 0 | 1021.35 | 0 | 2553.375 | 0 | 4085.4 | 0 | 5106.75 | 0 | 4085.4 | 0 | 2042.7 | 0 | 919.215 | 0 | 612.81 | 0 | 0 | 0 | 0 | 0 | 0 | 0 | 0
2014 | 15023 | Piedmont Electric Member Corp | NC | Cooperative | 1758.57 | 2.07 | 849.5507 | 86.35 | 0.84 | 102.7976 | 1654.94 | 1.72 | 962.1744 | 31246 | 12.5 | Y | . | . | . | . | . | . | . |  |  | . |  | 1672.22 | 1.23 | 102.7976 | 1359.5285 | 1672.22 | 38432.58 | 31246 | 100% | 147.4404 | 1562.3 | 294.8808 | 3905.75 | 884.6425 | 6249.2 | 1474.4041 | 7811.5 | 2211.6062 | 6249.2 | 2948.8082 | 3124.6 | 4423.2123 | 1406.07 | 5897.6165 | 937.38 | 230346.1548 | 1151730.7741 | 5528307.7159 | 11517307.7414 | 13820769.2896 | 9213846.1931 | 6219346.1803 | 5528307.7159
2014 | 15045 | Pike County Light & Power Co | PA | Investor Owned | . | . | . | . | . | . | . | . | . | . | . |  | 1391.334 | 5.694 | 244.3509 | 223.699 | 2.117 | 105.6679 | 4507 | N | F | 34.5 | N | 1167.635 | 3.577 | 105.6679 | 326.4286 | 1167.635 | 16121.539 | 4507 | 100% | 102.9509 | 225.35 | 205.9018 | 563.375 | 617.7055 | 901.4 | 1029.5092 | 1126.75 | 1544.2638 | 901.4 | 2059.0184 | 450.7 | 3088.5276 | 202.815 | 4118.0367 | 135.21 | 23199.9895 | 115999.9474 | 556799.7473 | 1159999.4735 | 1391999.3683 | 927999.5788 | 626399.7157 | 556799.7473
2014 | 15054 | Pioneer Rural Elec Coop, Inc - (OH) | OH | Cooperative | 123 | 1.48 | 83.1081 | 77.6 | 1.117 | 69.4718 | 115.3 | 1.18 | 97.7119 | 16859 | 12 | N | . | . | . | . | . | . | . |  |  | . |  | 45.4 | 0.363 | 69.4718 | 125.0689 | 125.0689 | 6119.817 | 6119.817 | 36.3% | 11.0274 | 305.9909 | 22.0548 | 764.9771 | 66.1643 | 1223.9634 | 110.2738 | 1529.9543 | 165.4107 | 1223.9634 | 220.5476 | 611.9817 | 330.8214 | 275.3918 | 441.0952 | 183.5945 | 3374.2774 | 16871.3872 | 80982.6586 | 168713.8722 | 202456.6466 | 134971.0977 | 91105.491 | 80982.6586
2014 | 15073 | Pioneer Electric Coop, Inc - (KS) | KS | Cooperative | 85 | . | . | 85 | . | . | 77 | . | . | 17001 | 13.2 | Y | . | . | . | . | . | . | . |  |  | . |  | 0 |  |  |  | 0 |  | 17001 | 100% | 0 | 850.05 | 0 | 2125.125 | 0 | 3400.2 | 0 | 4250.25 | 0 | 3400.2 | 0 | 1700.1 | 0 | 765.045 | 0 | 510.03 | 0 | 0 | 0 | 0 | 0 | 0 | 0 | 0
2014 | 15095 | City of Piqua - (OH) | OH | Municipal | 14.644 | 0.454 | 32.2555 | . | . | . | . | . | . | 10729 | 13.2 | N | . | . | . | . | . | . | . |  |  | . | [7 empty] | 10729 | 100% |  | 536.45 |  | 1341.125 |  | 1: 2145.8; 3: 2682.25; 5: 2145.8; 7: 1072.9 | 482.805 |  | 321.87
2014 | 15138 | Platte-Clay Electric Coop, Inc | MO | Cooperative | 103.723 | 0.998 | 103.9309 | 97.985 | 0.938 | 104.4616 | 103.723 | 0.998 | 103.9309 | 22851 | 12.5 | Y | . | . | . | . | . | . | . |  |  | . |  | 5.738 | 0.06 | 104.4616 | 95.6333 | 95.6333 | 1371.06 | 1371.06 | 6% | 8.432 | 68.553 | 16.8641 | 171.3825 | 50.5922 | 274.212 | 84.3204 | 342.765 | 126.4805 | 274.212 | 168.6407 | 137.106 | 252.9611 | 61.6977 | 337.2814 | 41.1318 | 578.0413 | 2890.2066 | 13872.9915 | 28902.0657 | 34682.4788 | 23121.6525 | 15607.1155 | 13872.9915
2014 | 15175 | Pointe Coupee Elec Member Corp | LA | Cooperative | 11.63 | 0.03 | 387.6667 | 11.63 | 0.03 | 387.6667 | . | . | . | 10453 | 69 | N | . | . | . | . | . | . | . |  |  | . |  | 0 | 0 | 387.6667 |  |  | 0 | 0 | 0% |  | 0 |  | 0 |  | 1: 0; 3: 0; 5: 0; 7: 0 | 0 |  | 0
2014 | 15188 | Polk County Rural Pub Pwr Dist | NE | Political Subdivision | 124 | . | . | 41 | . | . | 83 | . | . | 4665 | 12.5 | N | . | . | . | . | . | . | . |  |  | . |  | 83 |  |  |  | 83 |  | 4665 | 100% | 7.3181 | 233.25 | 14.6363 | 583.125 | 43.9089 | 933 | 73.1815 | 1166.25 | 109.7722 | 933 | 146.363 | 466.5 | 219.5445 | 209.925 | 292.7259 | 139.95 | 1706.9581 | 8534.7906 | 40966.9949 | 85347.906 | 102417.4871 | 68278.3248 | 46087.8692 | 40966.9949
2014 | 15229 | City of Poplar Bluff - (MO) | MO | Municipal | . | . | . | . | . | . | . | . | . | . | . |  | 49 | 1 | 49 | . | . | . | 9620 | N | L | 69 | N | [6 empty] | 9620 | 100% |  | 481 |  | 1202.5 |  | 1: 1924; 3: 2405; 5: 1924; 7: 962 | 432.9 |  | 288.6
2014 | 15248 | Portland General Electric Co | OR | Investor Owned | 245 | 1.2 | 204.1667 | 93 | 0.69 | 134.7826 | 221 | 1.02 | 216.6667 | 866398 | 35 | Y | . | . | . | . | . | . | . |  |  | . |  | 152 | 0.51 | 134.7826 | 298.0392 | 298.0392 | 441862.98 | 441862.98 | 51% | 26.2783 | 22093.149 | 52.5565 | 55232.8725 | 157.6695 | 88372.596 | 262.7826 | 110465.745 | 394.1738 | 88372.596 | 525.5651 | 44186.298 | 788.3477 | 19883.8341 | 1051.1302 | 13255.8894 | 580569.4166 | 2902847.083 | 13933665.9985 | 29028470.8303 | 34834164.9963 | 23222776.6642 | 15675374.2483 | 13933665.9985
2014 | 15257 | Poudre Valley R E A, Inc | CO | Cooperative | 126.7 | 1.23 | 103.0081 | 126.7 | 1.23 | 103.0081 | . | . | . | 37202 | 24.9 | Y | . | . | . | . | . | . | . |  |  | . |  | 0 | 0 | 103.0081 |  |  | 0 | 0 | 0% |  | 0 |  | 0 |  | 1: 0; 3: 0; 5: 0; 7: 0 | 0 |  | 0
2014 | 15263 | The Potomac Edison Company | MD | Investor Owned | 702.03 | 1.66 | 422.9096 | 160.4 | 1.12 | 143.2143 | 626.2 | 1.36 | 460.4412 | 255367 | 34.5 | Y | . | . | . | . | . | . | . |  |  | . |  | 541.63 | 0.54 | 143.2143 | 1003.0185 | 1003.0185 | 137898.18 | 137898.18 | 54% | 88.4366 | 6894.909 | 176.8732 | 17237.2725 | 530.6196 | 27579.636 | 884.3661 | 34474.545 | 1326.5491 | 27579.636 | 1768.7321 | 13789.818 | 2653.0982 | 6205.4181 | 3537.4643 | 4136.9454 | 609762.358 | 3048811.7901 | 14634296.5924 | 30488117.9008 | 36585741.481 | 24390494.3206 | 16463583.6664 | 14634296.5924
2014 | 15263 | The Potomac Edison Company | WV | Investor Owned | 493.45 | 1.87 | 263.877 | 206.75 | 1.38 | 149.8188 | 465.16 | 1.74 | 267.3333 | 136631 | 34.5 | Y | . | . | . | . | . | . | . |  |  | . |  | 286.7 | 0.49 | 149.8188 | 585.102 | 585.102 | 66949.19 | 66949.19 | 49% | 51.5887 | 3347.4595 | 103.1774 | 8368.6488 | 309.5323 | 13389.838 | 515.8872 | 16737.2975 | 773.8308 | 13389.838 | 1031.7744 | 6694.919 | 1547.6615 | 3012.7135 | 2063.5487 | 2008.4757 | 172691.1434 | 863455.7171 | 4144587.4422 | 8634557.1712 | 10361468.6054 | 6907645.737 | 4662660.8724 | 4144587.4422
2014 | 15270 | Potomac Electric Power Co | DC | Investor Owned | 96 | 0.69 | 139.1304 | 82 | 0.64 | 128.125 | 96 | 0.69 | 139.1304 | 262408 | 34 | Y | . | . | . | . | . | . | . |  |  | . |  | 14 | 0.05 | 128.125 | 280 | 280 | 13120.4 | 13120.4 | 5% | 24.6877 | 656.02 | 49.3755 | 1640.05 | 148.1264 | 2624.08 | 246.8773 | 3280.1 | 370.3159 | 2624.08 | 493.7546 | 1312.04 | 740.6319 | 590.418 | 987.5092 | 393.612 | 16195.6444 | 80978.2219 | 388695.4651 | 809782.219 | 971738.6627 | 647825.7752 | 437282.3982 | 388695.4651
2014 | 15270 | Potomac Electric Power Co | MD | Investor Owned | 170 | 1.5 | 113.3333 | 99 | 1.19 | 83.1933 | 169 | 1.49 | 113.4228 | 546458 | 34 | Y | . | . | . | . | . | . | . |  |  | . |  | 71 | 0.31 | 83.1933 | 229.0323 | 229.0323 | 169401.98 | 169401.98 | 31% | 20.1939 | 8470.099 | 40.3878 | 21175.2475 | 121.1633 | 33880.396 | 201.9388 | 42350.495 | 302.9082 | 33880.396 | 403.8776 | 16940.198 | 605.8164 | 7623.0891 | 807.7552 | 5082.0594 | 171044.1646 | 855220.8229 | 4105059.95 | 8552208.2292 | 10262649.8751 | 6841766.5834 | 4618192.4438 | 4105059.95
2014 | 15291 | Prairie Energy Coop | IA | Cooperative | . | . | . | . | . | . | . | . | . | . | . |  | 335 | 2.33 | 143.7768 | 111 | 1.569 | 70.7457 | 4283 | Y | F | 12.5 | N | 224 | 0.761 | 70.7457 | 294.3495 | 294.3495 | 3259.363 | 3259.363 | 76.1% | 25.9529 | 162.9682 | 51.9059 | 407.4204 | 155.7176 | 651.8726 | 259.5294 | 814.8407 | 389.294 | 651.8726 | 519.0587 | 325.9363 | 778.5881 | 146.6713 | 1038.1174 | 97.7809 | 4229.5018 | 21147.5092 | 101508.0441 | 211475.0918 | 253770.1102 | 169180.0735 | 114196.5496 | 101508.0441
2014 | 15293 | Powell Valley Electric Coop | TN | Cooperative | 279.659 | 2.989 | 93.5627 | 152.449 | 2.331 | 65.4007 | 274.009 | 2.702 | 101.4097 | 22835 | 25 | N | . | . | . | . | . | . | . |  |  | . |  | 127.21 | 0.658 | 65.4007 | 193.3283 | 193.3283 | 15025.43 | 15025.43 | 65.8% | 17.0458 | 751.2715 | 34.0917 | 1878.1788 | 102.2751 | 3005.086 | 170.4584 | 3756.3575 | 255.6876 | 3005.086 | 340.9169 | 1502.543 | 511.3753 | 676.1444 | 681.8337 | 450.7629 | 12806.0559 | 64030.2796 | 307345.342 | 640302.7957 | 768363.3549 | 512242.2366 | 345763.5097 | 307345.342
2014 | 15293 | Powell Valley Electric Coop | VA | Cooperative | 119.853 | 1.281 | 93.5621 | 65.335 | 0.999 | 65.4004 | 117.432 | 1.158 | 101.4093 | 8136 | 25 | N | . | . | . | . | . | . | . |  |  | . |  | 54.518 | 0.282 | 65.4004 | 193.3262 | 193.3262 | 2294.352 | 2294.352 | 28.2% | 17.0457 | 114.7176 | 34.0913 | 286.794 | 102.274 | 458.8704 | 170.4566 | 573.588 | 255.685 | 458.8704 | 340.9133 | 229.4352 | 511.3699 | 103.2458 | 681.8266 | 68.8306 | 1955.4377 | 9777.1884 | 46930.5044 | 97771.8842 | 117326.261 | 78217.5074 | 52796.8175 | 46930.5044
2014 | 15308 | Plumas-Sierra Rural Elec Coop | CA | Cooperative | . | . | . | . | . | . | . | . | . | . | . |  | 168 | . | . | . | . | . | 7809 | N | O | 12.5 | N | [6 empty] | 7809 | 100% |  | 390.45 |  | 976.125 |  | 1: 1561.8; 3: 1952.25; 5: 1561.8; 7: 780.9 | 351.405 |  | 234.27
2014 | 15340 | Presque Isle Elec & Gas Coop | MI | Cooperative | 195.525 | 1.317 | 148.4624 | 195.525 | 1.317 | 148.4624 | 187.943 | 1.228 | 153.048 | 33708 | 14.4 | N | . | . | . | . | . | . | . |  |  | . |  | 0 | 0 | 148.4624 |  |  | 0 | 0 | 0% |  | 0 |  | 0 |  | 1: 0; 3: 0; 5: 0; 7: 0 | 0 |  | 0
2014 | 15344 | Polk-Burnett Electric Coop | WI | Cooperative | 160.8 | 1.67 | 96.2874 | 71.4 | 0.91 | 78.4615 | 113.4 | 0.99 | 114.5455 | 20023 | 12.5 | Y | . | . | . | . | . | . | . |  |  | . |  | 89.4 | 0.76 | 78.4615 | 117.6316 | 117.6316 | 15217.48 | 15217.48 | 76% | 10.3716 | 760.874 | 20.7433 | 1902.185 | 62.2298 | 3043.496 | 103.7163 | 3804.37 | 155.5745 | 3043.496 | 207.4326 | 1521.748 | 311.1489 | 684.7866 | 414.8652 | 456.5244 | 7891.5042 | 39457.5209 | 189396.1005 | 394575.2094 | 473490.2513 | 315660.1675 | 213070.6131 | 189396.1005
2014 | 15356 | Price Electric Coop Inc | WI | Cooperative | . | . | . | . | . | . | . | . | . | . | . |  | 825 | 13.757 | 59.9695 | 592 | 12.039 | 49.1735 | 9054 | N | L | 24.9 | N | 233 | 1.718 | 49.1735 | 135.6228 | 233 | 15554.772 | 9054 | 100% | 20.5437 | 452.7 | 41.0874 | 1131.75 | 123.2623 | 1810.8 | 205.4372 | 2263.5 | 308.1558 | 1810.8 | 410.8744 | 905.4 | 616.3115 | 407.43 | 821.7487 | 271.62 | 9300.1411 | 46500.7054 | 223203.3857 | 465007.0536 | 558008.4644 | 372005.6429 | 251103.809 | 223203.3857
2014 | 15386 | City of Princeton - (KY) | KY | Municipal | 20.248 | 0.406 | 49.8719 | 13.289 | 0.352 | 37.7528 | . | . | . | 3863 | 12.4 | N | . | . | . | . | . | . | . |  |  | . |  | 6.959 | 0.054 | 37.7528 | 128.8704 | 128.8704 | 208.602 | 208.602 | 5.4% | 11.3626 | 10.4301 | 22.7251 | 26.0753 | 68.1754 | 41.7204 | 113.6256 | 52.1505 | 170.4384 | 41.7204 | 227.2512 | 20.8602 | 340.8768 | 9.3871 | 454.5024 | 6.2581 | 118.5126 | 592.5632 | 2844.3033 | 5925.632 | 7110.7584 | 4740.5056 | 3199.8413 | 2844.3033
2014 | 15410 | Prince George Electric Coop | VA | Cooperative | 209.21 | . | . | 146.78 | . | . | 149.29 | . | . | 11447 | 25 | N | . | . | . | . | . | . | . |  |  | . |  | 62.43 |  |  |  | 62.43 |  | 11447 | 100% | 5.5045 | 572.35 | 11.009 | 1430.875 | 33.0269 | 2289.4 | 55.0448 | 2861.75 | 82.5672 | 2289.4 | 110.0896 | 1144.7 | 165.1345 | 515.115 | 220.1793 | 343.41 | 3150.4903 | 15752.4514 | 75611.7665 | 157524.5136 | 189029.4163 | 126019.6109 | 85063.2373 | 75611.7665
2014 | 15419 | PUD No 3 of Mason County | WA | Political Subdivision | . | . | . | . | . | . | . | . | . | . | . |  | 256.5 | 0.85 | 301.7647 | 166 | 0.69 | 240.5797 | 32750 | N | F | 12.5 | N | 90.5 | 0.16 | 240.5797 | 565.625 | 565.625 | 5240 | 5240 | 16% | 49.8714 | 262 | 99.7428 | 655 | 299.2285 | 1048 | 498.7142 | 1310 | 748.0713 | 1048 | 997.4284 | 524 | 1496.1425 | 235.8 | 1994.8567 | 157.2 | 13066.3115 | 65331.5577 | 313591.4769 | 653315.5768 | 783978.6921 | 522652.4614 | 352790.4115 | 313591.4769
2014 | 15444 | Provo City Corp | UT | Municipal | 61.325 | 0.535 | 114.6262 | 17.591 | 0.246 | 71.5081 | 61.325 | 0.535 | 114.6262 | 35612 | 12.5 | Y | . | . | . | . | . | . | . |  |  | . |  | 43.734 | 0.289 | 71.5081 | 151.3287 | 151.3287 | 10291.868 | 10291.868 | 28.9% | 13.3427 | 514.5934 | 26.6854 | 1286.4835 | 80.0563 | 2058.3736 | 133.4272 | 2572.967 | 200.1408 | 2058.3736 | 266.8545 | 1029.1868 | 400.2817 | 463.1341 | 533.7089 | 308.756 | 6866.0773 | 34330.3867 | 164785.856 | 343303.8666 | 411964.6399 | 274643.0933 | 185384.0879 | 164785.856
2014 | 15466 | Public Service Co of Colorado | CO | Investor Owned | 89 | 1 | 89 | 85 | 1 | 85 | 86 | 1 | 86 | 1333279 | 34.5 | N | . | . | . | . | . | . | . |  |  | . |  | 4 | 0 | 85 |  |  | 0 | 0 | 0% |  | 0 |  | 0 |  | 1: 0; 3: 0; 5: 0; 7: 0 | 0 |  | 0
2014 | 15470 | Duke Energy Indiana Inc | IN | Investor Owned | 185.66 | 1.31 | 141.7252 | 140.16 | 1.16 | 120.8276 | 168.98 | 1.18 | 143.2034 | 800066 | 34.5 | N | . | . | . | . | . | . | . |  |  | . |  | 45.5 | 0.15 | 120.8276 | 303.3333 | 303.3333 | 120009.9 | 120009.9 | 15% | 26.745 | 6000.495 | 53.4901 | 15001.2375 | 160.4702 | 24001.98 | 267.4504 | 30002.475 | 401.1756 | 24001.98 | 534.9008 | 12000.99 | 802.3512 | 5400.4455 | 1069.8016 | 3600.297 | 160483.4813 | 802417.4063 | 3851603.5503 | 8024174.0632 | 9629008.8758 | 6419339.2506 | 4333053.9941 | 3851603.5503
2014 | 15472 | Public Service Co of NH | NH | Investor Owned | 873.23 | 1.86 | 469.4785 | 122.84 | 1.25 | 98.272 | 871.39 | 1.8 | 484.1056 | 504039 | 34.5 | N | . | . | . | . | . | . | . |  |  | . |  | 750.39 | 0.61 | 98.272 | 1230.1475 | 1230.1475 | 307463.79 | 307463.79 | 61% | 108.4627 | 15373.1895 | 216.9254 | 38432.9737 | 650.7761 | 61492.758 | 1084.6268 | 76865.9475 | 1626.9402 | 61492.758 | 2169.2536 | 30746.379 | 3253.8803 | 13835.8705 | 4338.5071 | 9223.9137 | 1667417.3044 | 8337086.5219 | 40018015.3051 | 83370865.219 | 100045038.2627 | 66696692.1752 | 45020267.2182 | 40018015.3051
2014 | 15473 | Public Service Co of NM | NM | Investor Owned | 65.39 | 0.74 | 88.3649 | 65.39 | 0.74 | 88.3649 | 0 | 0 | . | 511876 | 46 | Y | . | . | . | . | . | . | . |  |  | . |  | 0 | 0 | 88.3649 |  |  | 0 | 0 | 0% |  | 0 |  | 0 |  | 1: 0; 3: 0; 5: 0; 7: 0 | 0 |  | 0
2014 | 15474 | Public Service Co of Oklahoma | OK | Investor Owned | 97 | 0.963 | 100.7269 | 84.2 | 0.945 | 89.1005 | 81.6 | 0.859 | 94.9942 | 538423 | 35 | Y | . | . | . | . | . | . | . |  |  | . |  | 12.8 | 0.018 | 89.1005 | 711.1111 | 711.1111 | 9691.614 | 9691.614 | 1.8% | 62.699 | 484.5807 | 125.398 | 1211.4517 | 376.194 | 1938.3228 | 626.99 | 2422.9035 | 940.4849 | 1938.3228 | 1253.9799 | 969.1614 | 1880.9699 | 436.1226 | 2507.9598 | 290.7484 | 30382.7233 | 151913.6165 | 729185.359 | 1519136.1646 | 1822963.3975 | 1215308.9317 | 820333.5289 | 729185.359
2014 | 15477 | Public Service Elec & Gas Co | NJ | Investor Owned | 80.48 | 0.76 | 105.8947 | 44.45 | 0.65 | 68.3846 | 80.48 | 0.76 | 105.8947 | 2259205 | 69 | Y | . | . | . | . | . | . | . |  |  | . |  | 36.03 | 0.11 | 68.3846 | 327.5455 | 327.5455 | 248512.55 | 248512.55 | 11% | 28.8798 | 12425.6275 | 57.7597 | 31064.0687 | 173.279 | 49702.51 | 288.7983 | 62128.1375 | 433.1975 | 49702.51 | 577.5967 | 24851.255 | 866.395 | 11183.0647 | 1155.1934 | 7455.3765 | 358850.0639 | 1794250.3193 | 8612401.5324 | 17942503.1925 | 21531003.831 | 14354002.554 | 9688951.724 | 8612401.5324
2014 | 15500 | Puget Sound Energy Inc | WA | Investor Owned | 540 | 1.84 | 293.4783 | 153 | 0.96 | 159.375 | 505 | 1.63 | 309.8159 | 1105450 | 35 | Y | . | . | . | . | . | . | . |  |  | . |  | 387 | 0.88 | 159.375 | 439.7727 | 439.7727 | 972796 | 972796 | 88% | 38.775 | 48639.8 | 77.5499 | 121599.5 | 232.6498 | 194559.2 | 387.7496 | 243199 | 581.6245 | 194559.2 | 775.4993 | 97279.6 | 1163.2489 | 43775.82 | 1550.9986 | 29183.88 | 1886006.5393 | 9430032.6965 | 45264156.9434 | 94300326.9655 | 113160392.3586 | 75440261.5724 | 50922176.5614 | 45264156.9434
2014 | 15507 | City of Pulaski - (TN) | TN | Municipal | 141 | 1.66 | 84.9398 | 51 | 1.17 | 43.5897 | 141 | 1.66 | 84.9398 | 14183 | 13.2 | Y | . | . | . | . | . | . | . |  |  | . |  | 90 | 0.49 | 43.5897 | 183.6735 | 183.6735 | 6949.67 | 6949.67 | 49% | 16.1946 | 347.4835 | 32.3891 | 868.7088 | 97.1674 | 1389.934 | 161.9457 | 1737.4175 | 242.9186 | 1389.934 | 323.8915 | 694.967 | 485.8372 | 312.7351 | 647.783 | 208.4901 | 5627.3475 | 28136.7377 | 135056.3409 | 281367.3769 | 337640.8523 | 225093.9015 | 151938.3835 | 135056.3409
2014 | 15671 | Randolph Electric Member Corp | NC | Cooperative | 617 | 1.9 | 324.7368 | 100 | 1.06 | 94.3396 | 617 | 1.9 | 324.7368 | 31258 | 24.9 | N | . | . | . | . | . | . | . |  |  | . |  | 517 | 0.84 | 94.3396 | 615.4762 | 615.4762 | 26256.72 | 26256.72 | 84% | 54.2668 | 1312.836 | 108.5336 | 3282.09 | 325.6009 | 5251.344 | 542.6682 | 6564.18 | 814.0023 | 5251.344 | 1085.3364 | 2625.672 | 1628.0046 | 1181.5524 | 2170.6728 | 787.7016 | 71243.4357 | 356217.1785 | 1709842.457 | 3562171.7855 | 4274606.1425 | 2849737.4284 | 1923572.7641 | 1709842.457
2014 | 15700 | Rayle Electric Membership Corp | GA | Cooperative | 131.84 | 1.62 | 81.3827 | 103.35 | 1.3 | 79.5 | 102.21 | 1.13 | 90.4513 | 18299 | 24.9 | Y | . | . | . | . | . | . | . |  |  | . |  | 28.49 | 0.32 | 79.5 | 89.0312 | 89.0312 | 5855.68 | 5855.68 | 32% | 7.8499 | 292.784 | 15.6999 | 731.96 | 47.0996 | 1171.136 | 78.4993 | 1463.92 | 117.7489 | 1171.136 | 156.9985 | 585.568 | 235.4978 | 263.5056 | 313.9971 | 175.6704 | 2298.3329 | 11491.6644 | 55159.9893 | 114916.6444 | 137899.9733 | 91933.3155 | 62054.988 | 55159.9893
2014 | 15748 | Town of Reading - (MA) | MA | Municipal | 39.319 | 0.618 | 63.623 | . | . | . | . | . | . | 29767 | 13.8 | N | . | . | . | . | . | . | . |  |  | . | [7 empty] | 29767 | 100% |  | 1488.35 |  | 3720.875 |  | 1: 5953.4; 3: 7441.75; 5: 5953.4; 7: 2976.7 | 1339.515 |  | 893.01
2014 | 15783 | City of Redding - (CA) | CA | Municipal | . | . | . | . | . | . | . | . | . | . | . |  | 50.55 | 0.49 | 103.1633 | 35.85 | 0.45 | 79.6667 | 43315 | N | F | 12.5 | N | 14.7 | 0.04 | 79.6667 | 367.5 | 367.5 | 1732.6 | 1732.6 | 4% | 32.4026 | 86.63 | 64.8053 | 216.575 | 194.4159 | 346.52 | 324.0265 | 433.15 | 486.0397 | 346.52 | 648.0529 | 173.26 | 972.0794 | 77.967 | 1296.1058 | 51.978 | 2807.0411 | 14035.2057 | 67368.9875 | 140352.0573 | 168422.4688 | 112281.6458 | 75790.1109 | 67368.9875
2014 | 15845 | Renville-Sibley Coop Pwr Assn | MN | Cooperative | 119.7 | 0.13 | 920.7692 | 119.7 | 0.13 | 920.7692 | 84.2 | 0.08 | 1052.5 | 1915 | 12 | N | . | . | . | . | . | . | . |  |  | . |  | 0 | 0 | 920.7692 |  |  | 0 | 0 | 0% |  | 0 |  | 0 |  | 1: 0; 3: 0; 5: 0; 7: 0 | 0 |  | 0
2014 | 15978 | City of Richland Center - (WI) | WI | Municipal | 37.878 | 0.837 | 45.2545 | . | . | . | . | . | . | 2935 | 12.5 | N | . | . | . | . | . | . | . |  |  | . | [7 empty] | 2935 | 100% |  | 146.75 |  | 366.875 |  | 1: 587; 3: 733.75; 5: 587; 7: 293.5 | 132.075 |  | 88.05
2014 | 15979 | City of Richland - (WA) | WA | Municipal | 81.6 | 0.333 | 245.0451 | 81.6 | 0.333 | 245.0451 | 81.6 | 0.333 | 245.0451 | 25816 | 12.5 | N | . | . | . | . | . | . | . |  |  | . |  | 0 | 0 | 245.045 |  |  | 0 | 0 | 0% |  | 0 |  | 0 |  | 1: 0; 3: 0; 5: 0; 7: 0 | 0 |  | 0
2014 | 15989 | City of Richmond - (IN) | IN | Municipal | . | . | . | . | . | . | . | . | . | . | . |  | 76 | 1 | 76 | . | . | . | 21126 | Y | L | 15 | N | [6 empty] | 21126 | 100% |  | 1056.3 |  | 2640.75 |  | 1: 4225.2; 3: 5281.5; 5: 4225.2; 7: 2112.6 | 950.67 |  | 633.78
2014 | 16060 | Riverland Energy Cooperative | WI | Cooperative | 99.782 | 0.803 | 124.2615 | 80.033 | 0.721 | 111.0028 | 98.393 | 0.79 | 124.5481 | 17262 | 12.5 | N | . | . | . | . | . | . | . |  |  | . |  | 19.749 | 0.082 | 111.0028 | 240.8415 | 240.8415 | 1415.484 | 1415.484 | 8.2% | 21.2351 | 70.7742 | 42.4702 | 176.9355 | 127.4106 | 283.0968 | 212.351 | 353.871 | 318.5265 | 283.0968 | 424.7021 | 141.5484 | 637.0531 | 63.6968 | 849.4041 | 42.4645 | 1502.8974 | 7514.4872 | 36069.5388 | 75144.8724 | 90173.8469 | 60115.898 | 40578.2311 | 36069.5388
2014 | 16063 | Rita Blanca Electric Coop, Inc | TX | Cooperative | . | . | . | . | . | . | . | . | . | . | . |  | 598.4 | 4.18 | 143.1579 | 598.4 | 4.18 | 143.1579 | 7459 | Y | L | 34.5 | N | 0 | 0 | 143.1579 |  |  | 0 | 0 | 0% |  | 0 |  | 0 |  | 1: 0; 3: 0; 5: 0; 7: 0 | 0 |  | 0
2014 | 16082 | City of River Falls | WI | Municipal | 11.153 | 0.123 | 90.6748 | . | . | . | . | . | . | 6107 | 12.5 | N | . | . | . | . | . | . | . |  |  | . | [7 empty] | 6107 | 100% |  | 305.35 |  | 763.375 |  | 1: 1221.4; 3: 1526.75; 5: 1221.4; 7: 610.7 | 274.815 |  | 183.21
2014 | 16088 | City of Riverside - (CA) | CA | Municipal | 78.3 | 1.1 | 71.1818 | 38.72 | 0.88 | 44 | . | . | . | 108450 | 12 | N | . | . | . | . | . | . | . |  |  | . |  | 39.58 | 0.22 | 44 | 179.9091 | 179.9091 | 23859 | 23859 | 22% | 15.8627 | 1192.95 | 31.7253 | 2982.375 | 95.176 | 4771.8 | 158.6267 | 5964.75 | 237.94 | 4771.8 | 317.2534 | 2385.9 | 475.88 | 1073.655 | 634.5067 | 715.77 | 18923.3696 | 94616.8479 | 454160.8699 | 946168.4791 | 1135402.1749 | 756934.7832 | 510930.9787 | 454160.8699
2014 | 16101 | Roanoke Electric Member Corp | NC | Cooperative | 220.01 | 1.81 | 121.5525 | 151.72 | 1.65 | 91.9515 | 191.3 | . | . | 13390 | 25 | N | . | . | . | . | . | . | . |  |  | . |  | 68.29 | 0.16 | 91.9515 | 426.8125 | 426.8125 | 2142.4 | 2142.4 | 16% | 37.6323 | 107.12 | 75.2645 | 267.8 | 225.7935 | 428.48 | 376.3226 | 535.6 | 564.4838 | 428.48 | 752.6451 | 214.24 | 1128.9677 | 96.408 | 1505.2902 | 64.272 | 4031.1672 | 20155.8361 | 96748.0135 | 201558.3615 | 241870.0338 | 161246.6892 | 108841.5152 | 96748.0135
2014 | 16146 | Navasota Valley Elec Coop, Inc | TX | Cooperative | 204 | 2.58 | 79.0698 | 149.4 | . | . | . | . | . | 19034 | 24.9 | Y | . | . | . | . | . | . | . |  |  | . |  | 54.6 |  |  |  | 54.6 |  | 19034 | 100% | 4.8141 | 951.7 | 9.6282 | 2379.25 | 28.8846 | 3806.8 | 48.1411 | 4758.5 | 72.2116 | 3806.8 | 96.2821 | 1903.4 | 144.4232 | 856.53 | 192.5643 | 571.02 | 4581.5859 | 22907.9295 | 109958.0614 | 229079.2946 | 274895.1536 | 183263.4357 | 123702.8191 | 109958.0614
2014 | 16181 | Rochester Public Utilities | MN | Municipal | 103.6 | 1.14 | 90.8772 | 30.82 | 0.72 | 42.8056 | 103.6 | 1.14 | 90.8772 | 50471 | 13.8 | Y | . | . | . | . | . | . | . |  |  | . |  | 72.78 | 0.42 | 42.8056 | 173.2857 | 173.2857 | 21197.82 | 21197.82 | 42% | 15.2787 | 1059.891 | 30.5574 | 2649.7275 | 91.6721 | 4239.564 | 152.7868 | 5299.455 | 229.1802 | 4239.564 | 305.5736 | 2119.782 | 458.3604 | 953.9019 | 611.1473 | 635.9346 | 16193.7372 | 80968.6858 | 388649.6919 | 809686.8582 | 971624.2298 | 647749.4866 | 437230.9034 | 388649.6919
2014 | 16183 | Rochester Gas & Electric Corp | NY | Investor Owned | . | . | . | . | . | . | . | . | . | . | . |  | 117.6 | 0.85 | 138.3529 | 79.2 | 0.76 | 104.2105 | 369072 | N | F | 34.5 | N | 38.4 | 0.09 | 104.2105 | 426.6667 | 426.6667 | 33216.48 | 33216.48 | 9% | 37.6194 | 1660.824 | 75.2388 | 4152.06 | 225.7164 | 6643.296 | 376.194 | 8304.12 | 564.291 | 6643.296 | 752.388 | 3321.648 | 1128.5819 | 1494.7416 | 1504.7759 | 996.4944 | 62479.1982 | 312395.9912 | 1499500.7577 | 3123959.9118 | 3748751.8942 | 2499167.9295 | 1686938.3524 | 1499500.7577
2014 | 16213 | Rockland Electric Co | NJ | Investor Owned | . | . | . | . | . | . | . | . | . | . | . |  | 129.837 | 0.935 | 138.8631 | 101.69 | 0.913 | 111.3801 | 71299 | N | F | 13.2 | N | 28.147 | 0.022 | 111.3801 | 1279.4091 | 1279.4091 | 1568.578 | 1568.578 | 2.2% | 112.8061 | 78.4289 | 225.6122 | 196.0722 | 676.8366 | 313.7156 | 1128.0609 | 392.1445 | 1692.0914 | 313.7156 | 2256.1218 | 156.8578 | 3384.1828 | 70.586 | 4512.2437 | 47.0573 | 8847.2577 | 44236.2885 | 212334.1846 | 442362.8846 | 530835.4615 | 353890.3077 | 238875.9577 | 212334.1846
2014 | 16217 | Village of Rockville Centre - (NY) | NY | Municipal | . | . | . | . | . | . | . | . | . | . | . |  | 76 | 0.72 | 105.5556 | 76 | 0.72 | 105.5556 | 10143 |  | F | 4.2 | N | 0 | 0 | 105.5556 |  |  | 0 | 0 | 0% |  | 0 |  | 0 |  | 1: 0; 3: 0; 5: 0; 7: 0 | 0 |  | 0
2014 | 16223 | City of Rockwood - (TN) | TN | Municipal | 130.71 | 1.301 | 100.4689 | 32.73 | 0.556 | 58.8669 | . | . | . | 14547 | 13 | N | . | . | . | . | . | . | . |  |  | . |  | 97.98 | 0.745 | 58.8669 | 131.5168 | 131.5168 | 10837.515 | 10837.515 | 74.5% | 11.5959 | 541.8758 | 23.1918 | 1354.6894 | 69.5754 | 2167.503 | 115.959 | 2709.3787 | 173.9384 | 2167.503 | 231.9179 | 1083.7515 | 347.8769 | 487.6882 | 463.8358 | 325.1255 | 6283.5344 | 31417.6722 | 150804.8263 | 314176.7215 | 377012.0658 | 251341.3772 | 169655.4296 | 150804.8263
2014 | 16226 | City of Rocky Mount - (NC) | NC | Municipal | 82.13 | 1.67 | 49.1796 | 67.92 | 1.47 | 46.2041 | 82.13 | 1.67 | 49.1796 | 27388 | 12.5 | N | . | . | . | . | . | . | . |  |  | . |  | 14.21 | 0.2 | 46.2041 | 71.05 | 71.05 | 5477.6 | 5477.6 | 20% | 6.2645 | 273.88 | 12.529 | 684.7 | 37.5871 | 1095.52 | 62.6451 | 1369.4 | 93.9677 | 1095.52 | 125.2902 | 547.76 | 187.9353 | 246.492 | 250.5805 | 164.328 | 1715.7244 | 8578.6219 | 41177.3851 | 85786.219 | 102943.4627 | 68628.9752 | 46324.5582 | 41177.3851
2014 | 16259 | City of Rolla - (MO) | MO | Municipal | 69.398 | 1.817 | 38.1937 | . | . | . | . | . | . | 9249 | 34 | N | . | . | . | . | . | . | . |  |  | . | [7 empty] | 9249 | 100% |  | 462.45 |  | 1156.125 |  | 1: 1849.8; 3: 2312.25; 5: 1849.8; 7: 924.9 | 416.205 |  | 277.47
2014 | 16284 | Roseau Electric Coop, Inc | MN | Cooperative | 159.72 | 0.779 | 205.0321 | 159.72 | 0.779 | 205.0321 | . | . | . | 5984 | 7.2 | N | . | . | . | . | . | . | . |  |  | . |  | 0 | 0 | 205.0321 |  |  | 0 | 0 | 0% |  | 0 |  | 0 |  | 1: 0; 3: 0; 5: 0; 7: 0 | 0 |  | 0
2014 | 16295 | City of Roseville - (CA) | CA | Municipal | . | . | . | . | . | . | . | . | . | . | . |  | 12.02 | 0.121 | 99.3388 | 7.84 | 0.095 | 82.5263 | 56393 | N | F | 60 | N | 4.18 | 0.026 | 82.5263 | 160.7692 | 160.7692 | 1466.218 | 1466.218 | 2.6% | 14.1751 | 73.3109 | 28.3502 | 183.2773 | 85.0506 | 293.2436 | 141.751 | 366.5545 | 212.6265 | 293.2436 | 283.5019 | 146.6218 | 425.2529 | 65.9798 | 567.0039 | 43.9865 | 1039.1892 | 5195.9458 | 24940.5397 | 51959.4578 | 62351.3493 | 41567.5662 | 28058.1072 | 24940.5397
2014 | 16368 | Runestone Electric Assn | MN | Cooperative | 99.3 | 0.958 | 103.6534 | 93.66 | 0.937 | 99.9573 | 95.58 | 0.808 | 118.2921 | 13932 | 12.5 | N | . | . | . | . | . | . | . |  |  | . |  | 5.64 | 0.021 | 99.9573 | 268.5714 | 268.5714 | 292.572 | 292.572 | 2.1% | 23.6801 | 14.6286 | 47.3601 | 36.5715 | 142.0804 | 58.5144 | 236.8007 | 73.143 | 355.201 | 58.5144 | 473.6013 | 29.2572 | 710.402 | 13.1657 | 947.2027 | 8.7772 | 346.4062 | 1732.0312 | 8313.7495 | 17320.3115 | 20784.3738 | 13856.2492 | 9352.9682 | 8313.7495
2014 | 16382 | Rural Electric Coop, Inc | OK | Cooperative | 296.1 | 2.237 | 132.3648 | 227.89 | 2.133 | 106.8401 | 282.4 | 1.96 | 144.0816 | 11342 | 25 |  | . | . | . | . | . | . | . |  |  | . |  | 68.21 | 0.104 | 106.8401 | 655.8654 | 655.8654 | 1179.568 | 1179.568 | 10.4% | 57.828 | 58.9784 | 115.6559 | 147.446 | 346.9677 | 235.9136 | 578.2795 | 294.892 | 867.4193 | 235.9136 | 1156.5591 | 117.9568 | 1734.8386 | 53.0806 | 2313.1182 | 35.387 | 3410.6002 | 17053.0012 | 81854.4056 | 170530.0118 | 204636.0141 | 136424.0094 | 92086.2063 | 81854.4056
2014 | 16420 | Rural Electric Conven Coop | IL | Cooperative | 126.4 | 1.229 | 102.8478 | 87.6 | 0.931 | 94.0924 | 91.6 | 0.792 | 115.6566 | 5773 | 15 | Y | . | . | . | . | . | . | . |  |  | . |  | 38.8 | 0.298 | 94.0924 | 130.2013 | 130.2013 | 1720.354 | 1720.354 | 29.8% | 11.4799 | 86.0177 | 22.9598 | 215.0443 | 68.8795 | 344.0708 | 114.7991 | 430.0885 | 172.1987 | 344.0708 | 229.5983 | 172.0354 | 344.3974 | 77.4159 | 459.1965 | 51.6106 | 987.4757 | 4937.3784 | 23699.4163 | 49373.784 | 59248.5408 | 39499.0272 | 26661.8434 | 23699.4163
2014 | 16461 | Rusk County Electric Coop, Inc | TX | Cooperative | 526.3 | . | . | 375.6 | . | . | 412.9 | . | . | 22135 | 14 | Y | . | . | . | . | . | . | . |  |  | . |  | 150.7 |  |  |  | 150.7 |  | 22135 | 100% | 13.2873 | 1106.75 | 26.5746 | 2766.875 | 79.7237 | 4427 | 132.8729 | 5533.75 | 199.3093 | 4427 | 265.7458 | 2213.5 | 398.6187 | 996.075 | 531.4916 | 664.05 | 14705.7068 | 73528.5342 | 352936.964 | 735285.3417 | 882342.41 | 588228.2733 | 397054.0845 | 352936.964
2014 | 16463 | City of Ruston - (LA) | LA | Municipal | 234 | 2.8 | 83.5714 | . | . | . | . | . | . | 10234 | 13.8 | N | . | . | . | . | . | . | . |  |  | . | [7 empty] | 10234 | 100% |  | 511.7 |  | 1279.25 |  | 1: 2046.8; 3: 2558.5; 5: 2046.8; 7: 1023.4 | 460.53 |  | 307.02
2014 | 16496 | Rutherford Elec Member Corp | NC | Cooperative | 48.55 | 0.616 | 78.8149 | 43.5 | 0.56 | 77.6786 | 44.51 | 0.533 | 83.5084 | 68107 | 15 | Y | . | . | . | . | . | . | . |  |  | . |  | 5.05 | 0.056 | 77.6786 | 90.1786 | 90.1786 | 3813.992 | 3813.992 | 5.6% | 7.9511 | 190.6996 | 15.9022 | 476.749 | 47.7065 | 762.7984 | 79.5109 | 953.498 | 119.2663 | 762.7984 | 159.0217 | 381.3992 | 238.5326 | 171.6296 | 318.0435 | 114.4198 | 1516.269 | 7581.345 | 36390.4558 | 75813.4497 | 90976.1396 | 60650.7597 | 40939.2628 | 36390.4558
2014 | 16534 | Sacramento Municipal Util Dist | CA | Political Subdivision | . | . | . | . | . | . | . | . | . | . | . |  | 54 | 1 | 54 | 54 | 1 | 54 | 614782 | N | L | 69 | N | 0 | 0 | 54 |  |  | 0 | 0 | 0% |  | 0 |  | 0 |  | 1: 0; 3: 0; 5: 0; 7: 0 | 0 |  | 0
2014 | 16555 | Salem Electric - (OR) | OR | Cooperative | . | . | . | . | . | . | . | . | . | . | . |  | 22 | 0.371 | 59.2992 | 22 | 0.371 | 59.2992 | 19074 | N | L | 12.4 | N | 0 | 0 | 59.2992 |  |  | 0 | 0 | 0% |  | 0 |  | 0 |  | 1: 0; 3: 0; 5: 0; 7: 0 | 0 |  | 0
2014 | 16558 | City of Salem - (VA) | VA | Municipal | 17.492 | 0.269 | 65.026 | 10.291 | 0.139 | 74.036 | . | . | . | . | . | N | . | . | . | . | . | . | . |  |  | . |  | 7.201 | 0.13 | 74.036 | 55.3923 | 55.3923 |  |  |  | 4.884 |  | 9.7679 |  | 29.3038 | 2: 48.8397; 4: 73.2595; 6: 97.6793; 8: 146.519 |  | 195.3586
2014 | 16572 | Salt River Project | AZ | Political Subdivision | 61.99 | 0.74 | 83.7703 | 40.43 | 0.62 | 65.2097 | 61.07 | 0.72 | 84.8194 | 976986 | 21.6 | N | . | . | . | . | . | . | . |  |  | . |  | 21.56 | 0.12 | 65.2097 | 179.6667 | 179.6667 | 117238.32 | 117238.32 | 12% | 15.8413 | 5861.916 | 31.6826 | 14654.79 | 95.0478 | 23447.664 | 158.4129 | 29309.58 | 237.6194 | 23447.664 | 316.8259 | 11723.832 | 475.2388 | 5275.7244 | 633.6517 | 3517.1496 | 92860.3299 | 464301.6494 | 2228647.917 | 4643016.4938 | 5571619.7925 | 3714413.195 | 2507228.9066 | 2228647.917
2014 | 16587 | Salt River Electric Coop Corp | KY | Cooperative | 160.2 | 1.27 | 126.1417 | 81.8 | 0.95 | 86.1053 | 146.4 | 1.12 | 130.7143 | 49130 | 12.4 | N | . | . | . | . | . | . | . |  |  | . |  | 78.4 | 0.32 | 86.1053 | 245 | 245 | 15721.6 | 15721.6 | 32% | 21.6018 | 786.08 | 43.2035 | 1965.2 | 129.6106 | 3144.32 | 216.0176 | 3930.4 | 324.0265 | 3144.32 | 432.0353 | 1572.16 | 648.0529 | 707.472 | 864.0705 | 471.648 | 16980.7142 | 84903.5709 | 407537.1403 | 849035.709 | 1018842.8508 | 679228.5672 | 458479.2829 | 407537.1403
2014 | 16603 | San Luis Valley R E C, Inc | CO | Cooperative | 80.9 | 0.59 | 137.1186 | 80.9 | 0.59 | 137.1186 | 80.9 | 0.59 | 137.1186 | 12121 | 25 | Y | . | . | . | . | . | . | . |  |  | . |  | 0 | 0 | 137.1186 |  |  | 0 | 0 | 0% |  | 0 |  | 0 |  | 1: 0; 3: 0; 5: 0; 7: 0 | 0 |  | 0
2014 | 16604 | City of San Antonio - (TX) | TX | Municipal | 124.95 | 1.18 | 105.8898 | 47.545 | 0.734 | 64.7752 | . | . | . | 745740 | 35 | N | . | . | . | . | . | . | . |  |  | . |  | 77.405 | 0.446 | 64.7752 | 173.5538 | 173.5538 | 332600.04 | 332600.04 | 44.6% | 15.3023 | 16630.002 | 30.6046 | 41575.005 | 91.8139 | 66520.008 | 153.0232 | 83150.01 | 229.5348 | 66520.008 | 306.0464 | 33260.004 | 459.0696 | 14967.0018 | 612.0928 | 9978.0012 | 254477.6107 | 1272388.0536 | 6107462.6575 | 12723880.5364 | 15268656.6436 | 10179104.4291 | 6870895.4896 | 6107462.6575
2014 | 16606 | Santee Electric Coop, Inc | SC | Cooperative | 3291.93 | . | . | 162.23 | . | . | 3273.56 | . | . | 43886 | 25 | Y | . | . | . | . | . | . | . |  |  | . |  | 3129.7 |  |  |  | 3129.7 |  | 43886 | 100% | 275.9471 | 2194.3 | 551.8942 | 5485.75 | 1655.6826 | 8777.2 | 2759.471 | 10971.5 | 4139.2065 | 8777.2 | 5518.942 | 4388.6 | 8278.4129 | 1974.87 | 11037.8839 | 1316.58 | 605510.7165 | 3027553.5827 | 14532257.1968 | 30275535.8266 | 36330642.9919 | 24220428.6613 | 16348789.3464 | 14532257.1968
2014 | 16609 | San Diego Gas & Electric Co | CA | Investor Owned | 75.81 | 0.632 | 119.9525 | 64.6 | 0.603 | 107.131 | 74.73 | 0.613 | 121.9086 | 1416105 | 12.5 | Y | . | . | . | . | . | . | . |  |  | . |  | 11.21 | 0.029 | 107.131 | 386.5517 | 386.5517 | 41067.045 | 41067.045 | 2.9% | 34.0824 | 2053.3522 | 68.1649 | 5133.3806 | 204.4947 | 8213.409 | 340.8244 | 10266.7612 | 511.2367 | 8213.409 | 681.6489 | 4106.7045 | 1022.4733 | 1848.017 | 1363.2978 | 1232.0113 | 69983.264 | 349916.32 | 1679598.3359 | 3499163.1999 | 4198995.8398 | 2799330.5599 | 1889548.1279 | 1679598.3359
2014 | 16611 | Access Energy Coop | IA | Cooperative | . | . | . | . | . | . | . | . | . | . | . |  | 128 | 1.33 | 96.2406 | 128 | 1.33 | 96.2406 | 9254 | Y | L | 12.5 | Y | 0 | 0 | 96.2406 |  |  | 0 | 0 | 0% |  | 0 |  | 0 |  | 1: 0; 3: 0; 5: 0; 7: 0 | 0 |  | 0
2014 | 16613 | Sam Houston Electric Coop Inc | TX | Cooperative | 243 | . | . | 146 | . | . | . | . | . | 70714 | 34.5 | N | . | . | . | . | . | . | . |  |  | . |  | 97 |  |  |  | 97 |  | 70714 | 100% | 8.5525 | 3535.7 | 17.1051 | 8839.25 | 51.3152 | 14142.8 | 85.5253 | 17678.5 | 128.288 | 14142.8 | 171.0507 | 7071.4 | 256.576 | 3182.13 | 342.1014 | 2121.42 | 30239.1976 | 151195.9882 | 725740.7436 | 1511959.8824 | 1814351.8589 | 1209567.906 | 816458.3365 | 725740.7436
2014 | 16616 | San Isabel Electric Assn, Inc | CO | Cooperative | . | . | . | . | . | . | . | . | . | . | . |  | 217 | 1.473 | 147.3184 | 217 | 1.473 | 147.3184 | 23769 | N | L | 24.9 | Y | 0 | 0 | 147.3184 |  |  | 0 | 0 | 0% |  | 0 |  | 0 |  | 1: 0; 3: 0; 5: 0; 7: 0 | 0 |  | 0
2014 | 16627 | San Patricio Electric Coop Inc | TX | Cooperative | 195.94 | 1.84 | 106.4891 | . | . | . | 154.08 | 1.5 | 102.72 | 11259 | 24.9 | Y | . | . | . | . | . | . | . |  |  | . | [7 empty] | 11259 | 100% |  | 562.95 |  | 1407.375 |  | 1: 2251.8; 3: 2814.75; 5: 2251.8; 7: 1125.9 | 506.655 |  | 337.77
2014 | 16638 | San Bernard Electric Coop, Inc | TX | Cooperative | 278.57 | 2.45 | 113.702 | 160.99 | 1.96 | 82.1378 | . | . | . | 25443 | 14.4 | Y | . | . | . | . | . | . | . |  |  | . |  | 117.58 | 0.49 | 82.1378 | 239.9592 | 239.9592 | 12467.07 | 12467.07 | 49% | 21.1573 | 623.3535 | 42.3146 | 1558.3837 | 126.9439 | 2493.414 | 211.5731 | 3116.7675 | 317.3597 | 2493.414 | 423.1462 | 1246.707 | 634.7194 | 561.0181 | 846.2925 | 374.0121 | 13188.4847 | 65942.4234 | 316523.6322 | 659424.2337 | 791309.0804 | 527539.3869 | 356089.0862 | 316523.6322
2014 | 16649 | Sangre De Cristo Elec Assn Inc | CO | Cooperative | 212 | 1.25 | 169.6 | 212 | 1.25 | 169.6 | . | . | . | 11762 | 12.5 | N | . | . | . | . | . | . | . |  |  | . |  | 0 | 0 | 169.6 |  |  | 0 | 0 | 0% |  | 0 |  | 0 |  | 1: 0; 3: 0; 5: 0; 7: 0 | 0 |  | 0
2014 | 16655 | City of Santa Clara - (CA) | CA | Municipal | . | . | . | . | . | . | . | . | . | . | . |  | 56.6 | 0.48 | 117.9167 | . | . | . | 51088 | N | L | 12 | N | [6 empty] | 51088 | 100% |  | 2554.4 |  | 6386 |  | 1: 10217.6; 3: 12772; 5: 10217.6; 7: 5108.8 | 2298.96 |  | 1532.64
2014 | 16679 | City of Sauk Centre - (MN) | MN | Municipal | 1.1 | 0.043 | 25.5814 | 1.1 | 0.043 | 25.5814 | . | . | . | 2272 | 15 | N | . | . | . | . | . | . | . |  |  | . |  | 0 | 0 | 25.5814 |  |  | 0 | 0 | 0% |  | 0 |  | 0 |  | 1: 0; 3: 0; 5: 0; 7: 0 | 0 |  | 0
2014 | 16740 | Scenic Rivers Energy Coop | WI | Cooperative | . | . | . | . | . | . | . | . | . | . | . |  | 217.2 | 2.06 | 105.4369 | 217.2 | 2.06 | 105.4369 | 13842 | N | L | 12.5 | N | 0 | 0 | 105.4369 |  |  | 0 | 0 | 0% |  | 0 |  | 0 |  | 1: 0; 3: 0; 5: 0; 7: 0 | 0 |  | 0
2014 | 16751 | Three Rivers Electric Coop | MO | Cooperative | 91.333 | 0.711 | 128.4571 | 60.357 | 0.601 | 100.4276 | 91.333 | 0.601 | 151.9684 | 21892 | 25 | Y | . | . | . | . | . | . | . |  |  | . |  | 30.976 | 0.11 | 100.4276 | 281.6 | 281.6 | 2408.12 | 2408.12 | 11% | 24.8288 | 120.406 | 49.6576 | 301.015 | 148.9728 | 481.624 | 248.288 | 602.03 | 372.432 | 481.624 | 496.576 | 240.812 | 744.8641 | 108.3654 | 993.1521 | 72.2436 | 2989.5368 | 14947.6839 | 71748.8826 | 149476.8388 | 179372.2066 | 119581.471 | 80717.4929 | 71748.8826
2014 | 16805 | SEMO Electric Cooperative | MO | Cooperative | . | . | . | . | . | . | . | . | . | . | . |  | 220 | 2.1 | 104.7619 | 217 | 2 | 108.5 | 15912 | N | L | 25 | Y | 3 | 0.1 | 108.5 | 30 | 30 | 1591.2 | 1591.2 | 10% | 2.6451 | 79.56 | 5.2902 | 198.9 | 15.8707 | 318.24 | 26.4511 | 397.8 | 39.6767 | 318.24 | 52.9023 | 159.12 | 79.3534 | 71.604 | 105.8046 | 47.736 | 210.4453 | 1052.2263 | 5050.6863 | 10522.263 | 12626.7157 | 8417.8104 | 5682.022 | 5050.6863
2014 | 16852 | City of Seaford- (DE) | DE | Municipal | . | . | . | . | . | . | . | . | . | . | . |  | 88 | 1.535 | 57.329 | 88 | 1.535 | 57.329 | 3814 | N | L | 12.4 | N | 0 | 0 | 57.329 |  |  | 0 | 0 | 0% |  | 0 |  | 0 |  | 1: 0; 3: 0; 5: 0; 7: 0 | 0 |  | 0
2014 | 16854 | Heartland Rural Elec Coop, Inc | KS | Cooperative | 222.399 | 1.818 | 122.3317 | 222.399 | 1.818 | 122.3317 | 124.545 | 1.106 | 112.6085 | 11426 | 34.5 | Y | . | . | . | . | . | . | . |  |  | . |  | 0 | 0 | 122.3317 |  |  | 0 | 0 | 0% |  | 0 |  | 0 |  | 1: 0; 3: 0; 5: 0; 7: 0 | 0 |  | 0
2014 | 16865 | Sawnee Electric Membership Corporation | GA | Cooperative | 47.28 | 0.74 | 63.8919 | 44.68 | 0.72 | 62.0556 | 45.46 | 0.69 | 65.8841 | 160880 | 24.9 | Y | . | . | . | . | . | . | . |  |  | . |  | 2.6 | 0.02 | 62.0556 | 130 | 130 | 3217.6 | 3217.6 | 2% | 11.4622 | 160.88 | 22.9243 | 402.2 | 68.773 | 643.52 | 114.6216 | 804.4 | 171.9324 | 643.52 | 229.2432 | 321.76 | 343.8648 | 144.792 | 458.4864 | 96.528 | 1844.0323 | 9220.1616 | 44256.7759 | 92201.6165 | 110641.9398 | 73761.2932 | 49788.8729 | 44256.7759
2014 | 16868 | City of Seattle - (WA) | WA | Municipal | 147.6 | 1.48 | 99.7297 | 69.1 | 0.89 | 77.6404 | 147.6 | 1.48 | 99.7297 | 425815 | 26.4 | N | . | . | . | . | . | . | . |  |  | . |  | 78.5 | 0.59 | 77.6404 | 133.0508 | 133.0508 | 251230.85 | 251230.85 | 59% | 11.7312 | 12561.5425 | 23.4623 | 31403.8563 | 70.3869 | 50246.17 | 117.3115 | 62807.7125 | 175.9673 | 50246.17 | 234.6231 | 25123.085 | 351.9346 | 11305.3882 | 469.2462 | 7536.9255 | 147361.3997 | 736806.9985 | 3536673.5929 | 7368069.9853 | 8841683.9824 | 5894455.9882 | 3978757.7921 | 3536673.5929
2014 | 16900 | City of Seguin - (TX) | TX | Municipal | . | . | . | . | . | . | . | . | . | . | . |  | 14 | 0.44 | 31.8182 | 7 | 0.12 | 58.3333 | 8200 | N | L | 12.5 | N | 7 | 0.32 | 58.3333 | 21.875 | 21.875 | 2624 | 2624 | 32% | 1.9287 | 131.2 | 3.8575 | 328 | 11.5724 | 524.8 | 19.2873 | 656 | 28.9309 | 524.8 | 38.5746 | 262.4 | 57.8619 | 118.08 | 77.1492 | 78.72 | 253.0492 | 1265.2461 | 6073.1815 | 12652.4614 | 15182.9537 | 10121.9691 | 6832.3292 | 6073.1815
2014 | 16920 | Sedgwick County El Coop Assn Inc | KS | Cooperative | 254.19 | 1.77 | 143.6102 | 125.24 | 1.27 | 98.6142 | 254.19 | 1.77 | 143.6102 | 6445 | 12.5 | N | . | . | . | . | . | . | . |  |  | . |  | 128.95 | 0.5 | 98.6142 | 257.9 | 257.9 | 3222.5 | 3222.5 | 50% | 22.7392 | 161.125 | 45.4783 | 402.8125 | 136.435 | 644.5 | 227.3916 | 805.625 | 341.0874 | 644.5 | 454.7832 | 322.25 | 682.1749 | 145.0125 | 909.5665 | 96.675 | 3663.8475 | 18319.2377 | 87932.3409 | 183192.3769 | 219830.8523 | 146553.9015 | 98923.8835 | 87932.3409
2014 | 16930 | Sequachee Valley Electric Coop | TN | Cooperative | 245.73 | 2.007 | 122.4365 | 181.839 | 1.841 | 98.7719 | 245.73 | 2.007 | 122.4365 | 34923 | 25 | N | . | . | . | . | . | . | . |  |  | . |  | 63.891 | 0.166 | 98.7719 | 384.8855 | 384.8855 | 5797.218 | 5797.218 | 16.6% | 33.9355 | 289.8609 | 67.8711 | 724.6523 | 203.6132 | 1159.4436 | 339.3554 | 1449.3045 | 509.033 | 1159.4436 | 678.7107 | 579.7218 | 1018.0661 | 260.8748 | 1357.4215 | 173.9165 | 9836.5851 | 49182.9256 | 236078.0431 | 491829.2564 | 590195.1076 | 393463.4051 | 265587.7984 | 236078.0431
2014 | 16949 | Sevier County Electric System | TN | Municipal | 272 | 1.7 | 160 | 139 | 1.52 | 91.4474 | . | . | . | 55596 | 25 | Y | . | . | . | . | . | . | . |  |  | . |  | 133 | 0.18 | 91.4474 | 738.8889 | 738.8889 | 10007.28 | 10007.28 | 18% | 65.1482 | 500.364 | 130.2964 | 1250.91 | 390.8891 | 2001.456 | 651.4818 | 2501.82 | 977.2226 | 2001.456 | 1302.9635 | 1000.728 | 1954.4453 | 450.3276 | 2605.927 | 300.2184 | 32597.8016 | 162989.0081 | 782347.2388 | 1629890.0808 | 1955868.097 | 1303912.0647 | 880140.6436 | 782347.2388
2014 | 16971 | Shakopee Public Utilities Comm | MN | Municipal | 48.7 | 0.68 | 71.6176 | 48.7 | 0.68 | 71.6176 | 48.7 | 0.68 | 71.6176 | 16615 | 13.8 | N | . | . | . | . | . | . | . |  |  | . |  | 0 | 0 | 71.6176 |  |  | 0 | 0 | 0% |  | 0 |  | 0 |  | 1: 0; 3: 0; 5: 0; 7: 0 | 0 |  | 0
2014 | 17008 | Sharyland Utilities LP | TX | Investor Owned | . | . | . | . | . | . | . | . | . | . | . |  | 336 | 2.17 | 154.8387 | 148.63 | 1.54 | 96.513 | 52461 | N | L | 25 | N | 187.37 | 0.63 | 96.513 | 297.4127 | 297.4127 | 33050.43 | 33050.43 | 63% | 26.223 | 1652.5215 | 52.446 | 4131.3038 | 157.3381 | 6610.086 | 262.2302 | 8262.6075 | 393.3452 | 6610.086 | 524.4603 | 3305.043 | 786.6905 | 1487.2694 | 1048.9206 | 991.5129 | 43334.0966 | 216670.4828 | 1040018.3175 | 2166704.8281 | 2600045.7937 | 1733363.8625 | 1170020.6072 | 1040018.3175
2014 | 17037 | City of Shelby - (NC) | NC | Municipal | . | . | . | . | . | . | . | . | . | . | . |  | 75 | 1.465 | 51.1945 | 51 | 1.465 | 34.8123 | 8077 | Y | L | 12.5 | N | 24 | 0 | 34.8123 |  |  | 0 | 0 | 0% |  | 0 |  | 0 |  | 1: 0; 3: 0; 5: 0; 7: 0 | 0 |  | 0
2014 | 17038 | RushShelby Energy | IN | Cooperative | . | . | . | . | . | . | . | . | . | . | . |  | 286 | 2.294 | 124.6731 | 284 | 2.294 | 123.8012 | 14496 | N | F | 12.5 | Y | 2 | 0 | 123.8012 |  |  | 0 | 0 | 0% |  | 0 |  | 0 |  | 1: 0; 3: 0; 5: 0; 7: 0 | 0 |  | 0
2014 | 17044 | Shelby Energy Co-op, Inc | KY | Cooperative | 477.64 | 1.82 | 262.4396 | 138.68 | 1.11 | 124.9369 | 447.81 | 1.54 | 290.7857 | 15600 | 25 | N | . | . | . | . | . | . | . |  |  | . |  | 338.96 | 0.71 | 124.9369 | 477.4085 | 477.4085 | 11076 | 11076 | 71% | 42.0933 | 553.8 | 84.1866 | 1384.5 | 252.5599 | 2215.2 | 420.9332 | 2769 | 631.3999 | 2215.2 | 841.8665 | 1107.6 | 1262.7997 | 498.42 | 1683.733 | 332.28 | 23311.2829 | 116556.4144 | 559470.7891 | 1165564.144 | 1398676.9728 | 932451.3152 | 629404.6378 | 559470.7891
2014 | 17066 | Shenandoah Valley Elec Coop | VA | Cooperative | 325 | 1.81 | 179.558 | 195 | 1.49 | 130.8725 | 279 | 1.626 | 171.5867 | 89401 | 69 | N | . | . | . | . | . | . | . |  |  | . |  | 130 | 0.32 | 130.8725 | 406.25 | 406.25 | 28608.32 | 28608.32 | 32% | 35.8193 | 1430.416 | 71.6385 | 3576.04 | 214.9155 | 5721.664 | 358.1925 | 7152.08 | 537.2888 | 5721.664 | 716.385 | 2860.832 | 1074.5775 | 1287.3744 | 1432.77 | 858.2496 | 51236.4291 | 256182.1455 | 1229674.2983 | 2561821.4548 | 3074185.7458 | 2049457.1639 | 1383383.5856 | 1229674.2983
2014 | 17166 | Sierra Pacific Power Co | NV | Investor Owned | 181 | 1.37 | 132.1168 | 143 | 1.24 | 115.3226 | . | . | . | 336864 | 60 | Y | . | . | . | . | . | . | . |  |  | . |  | 38 | 0.13 | 115.3226 | 292.3077 | 292.3077 | 43792.32 | 43792.32 | 13% | 25.7729 | 2189.616 | 51.5458 | 5474.04 | 154.6374 | 8758.464 | 257.729 | 10948.08 | 386.5936 | 8758.464 | 515.4581 | 4379.232 | 773.1871 | 1970.6544 | 1030.9162 | 1313.7696 | 56432.7641 | 282163.8207 | 1354386.3395 | 2821638.2072 | 3385965.8486 | 2257310.5658 | 1523684.6319 | 1354386.3395
2014 | 17177 | City of Sikeston - (MO) | MO | Municipal | . | . | . | . | . | . | . | . | . | . | . |  | 28 | 0.11 | 254.5454 | . | . | . | 9245 | N | L | 15 | Y | [6 empty] | 9245 | 100% |  | 462.25 |  | 1155.625 |  | 1: 1849; 3: 2311.25; 5: 1849; 7: 924.5 | 416.025 |  | 277.35
2014 | 17184 | City of Siloam Springs - (AR) | AR | Municipal | 99.997 | 0.051 | 1960.7255 | 99.982 | 0.037 | 2702.2162 | 99.997 | 0.051 | 1960.7255 | 7053 | 15 | N | . | . | . | . | . | . | . |  |  | . |  | 0.015 | 0.014 | 2702.2162 | 1.0714 | 1.0714 | 98.742 | 98.742 | 1.4% | 0.094468 | 4.9371 | 0.18894 | 12.3428 | 0.56681 | 19.7484 | 0.94468 | 24.6855 | 1.417 | 19.7484 | 1.8894 | 9.8742 | 2.8341 | 4.4434 | 3.7787 | 2.9623 | 0.4664 | 2.332 | 11.1936 | 23.32 | 27.984 | 18.656 | 12.5928 | 11.1936
2014 | 17252 | Singing River Elec Pwr Assn | MS | Cooperative | 150.16 | . | . | 150.16 | . | . | 149.57 | . | . | 71163 | 25 | N | . | . | . | . | . | . | . |  |  | . |  | 0 |  |  |  | 0 |  | 71163 | 100% | 0 | 3558.15 | 0 | 8895.375 | 0 | 14232.6 | 0 | 17790.75 | 0 | 14232.6 | 0 | 7116.3 | 0 | 3202.335 | 0 | 2134.89 | 0 | 0 | 0 | 0 | 0 | 0 | 0 | 0
2014 | 17260 | North West Rural Electric Coop | IA | Cooperative | . | . | . | . | . | . | . | . | . | . | . |  | 59 | 0.72 | 81.9444 | 59 | 0.72 | 81.9444 | 9671 | N | F | 7.2 | N | 0 | 0 | 81.9444 |  |  | 0 | 0 | 0% |  | 0 |  | 0 |  | 1: 0; 3: 0; 5: 0; 7: 0 | 0 |  | 0
2014 | 17267 | Sioux Valley SW Elec Coop | MN | Cooperative | 121.27 | 1.91 | 63.4921 | 113.37 | 1.84 | 61.6141 | 51.08 | 0.44 | 116.0909 | 2973 | 12.5 | Y | . | . | . | . | . | . | . |  |  | . |  | 7.9 | 0.07 | 61.6141 | 112.8571 | 112.8571 | 208.11 | 208.11 | 7% | 9.9507 | 10.4055 | 19.9013 | 26.0137 | 59.704 | 41.622 | 99.5067 | 52.0275 | 149.26 | 41.622 | 199.0133 | 20.811 | 298.52 | 9.3649 | 398.0267 | 6.2433 | 103.5417 | 517.7083 | 2484.9999 | 5177.083 | 6212.4996 | 4141.6664 | 2795.6248 | 2484.9999
2014 | 17267 | Sioux Valley SW Elec Coop | SD | Cooperative | 171.3 | 1.02 | 167.9412 | 168.56 | 1.02 | 165.2549 | 110.21 | 0.55 | 200.3818 | 19835 | 12.5 | Y | . | . | . | . | . | . | . |  |  | . |  | 2.74 | 0 | 165.2549 |  |  | 0 | 0 | 0% |  | 0 |  | 0 |  | 1: 0; 3: 0; 5: 0; 7: 0 | 0 |  | 0
2014 | 17279 | PUD No 1 of Skamania Co | WA | Political Subdivision | . | . | . | . | . | . | . | . | . | . | . |  | 702.84 | 3.286 | 213.8892 | 165.94 | 1.266 | 131.0743 | 5876 | N | O | 12.5 | N | 536.9 | 2.02 | 131.0742 | 265.7921 | 536.9 | 11869.52 | 5876 | 100% | 47.3387 | 293.8 | 94.6774 | 734.5 | 284.0323 | 1175.2 | 473.3872 | 1469 | 710.0808 | 1175.2 | 946.7744 | 587.6 | 1420.1616 | 264.42 | 1893.5489 | 176.28 | 13908.1164 | 69540.5819 | 333794.7932 | 695405.8193 | 834486.9831 | 556324.6554 | 375519.1424 | 333794.7932
2014 | 17324 | Slinger Utilities | WI | Municipal | . | . | . | . | . | . | . | . | . | . | . |  | 1.101 | 0.006 | 183.5 | . | . | . | 2219 | Y | L | 24.9 | N | [6 empty] | 2219 | 100% |  | 110.95 |  | 277.375 |  | 1: 443.8; 3: 554.75; 5: 443.8; 7: 221.9 | 99.855 |  | 66.57
2014 | 17470 | PUD 1 of Snohomish County | WA | Political Subdivision | . | . | . | . | . | . | . | . | . | . | . |  | 119 | 1.17 | 101.7094 | 119 | 1.17 | 101.7094 | 354519 | N | L | 12.5 | N | 0 | 0 | 101.7094 |  |  | 0 | 0 | 0% |  | 0 |  | 0 |  | 1: 0; 3: 0; 5: 0; 7: 0 | 0 |  | 0
2014 | 17534 | South Alabama Elec Coop, Inc | AL | Cooperative | . | . | . | . | . | . | . | . | . | . | . |  | 207.641 | 1.89 | 109.863 | 128.403 | 1.488 | 86.2923 | 16226 | N | L | 25 | Y | 79.238 | 0.402 | 86.2923 | 197.1095 | 197.1095 | 6522.852 | 6522.852 | 40.2% | 17.3792 | 326.1426 | 34.7585 | 815.3565 | 104.2754 | 1304.5704 | 173.7923 | 1630.713 | 260.6885 | 1304.5704 | 347.5846 | 652.2852 | 521.377 | 293.5283 | 695.1693 | 195.6856 | 5668.1078 | 28340.539 | 136034.5874 | 283405.3904 | 340086.4685 | 226724.3124 | 153038.9108 | 136034.5874
2014 | 17539 | South Carolina Electric&Gas Company | SC | Investor Owned | 911.51 | 2.45 | 372.0449 | 97.33 | 1.44 | 67.5903 | 889.75 | 2.01 | 442.6617 | 681515 | 23.9 | Y | . | . | . | . | . | . | . |  |  | . |  | 814.18 | 1.01 | 67.5903 | 806.1188 | 814.18 | 688330.15 | 681515 | 100% | 71.7866 | 34075.75 | 143.5733 | 85189.375 | 430.7198 | 136303 | 717.8663 | 170378.75 | 1076.7994 | 136303 | 1435.7325 | 68151.5 | 2153.5988 | 30668.175 | 2871.4651 | 20445.45 | 2446183.1713 | 12230915.8567 | 58708396.1123 | 122309158.5672 | 146770990.2807 | 97847326.8538 | 66046945.6263 | 58708396.1123
2014 | 17543 | South Carolina Public Service Authority | SC | State | 248.612 | 0.86 | 289.0837 | 17.864 | 0.313 | 57.0735 | 246.372 | 0.782 | 315.0537 | 168092 | 34 | Y | . | . | . | . | . | . | . |  |  | . |  | 230.748 | 0.547 | 57.0735 | 421.8428 | 421.8428 | 91946.324 | 91946.324 | 54.7% | 37.1941 | 4597.3162 | 74.3881 | 11493.2905 | 223.1644 | 18389.2648 | 371.9407 | 22986.581 | 557.9111 | 18389.2648 | 743.8815 | 9194.6324 | 1115.8222 | 4137.5846 | 1487.7629 | 2758.3897 | 170992.9147 | 854964.5735 | 4103829.9526 | 8549645.7346 | 10259574.8815 | 6839716.5877 | 4616808.6967 | 4103829.9526
2014 | 17548 | South Central Public Pwr Dist | NE | Political Subdivision | . | . | . | . | . | . | . | . | . | . | . |  | 228 | . | . | 105 | . | . | 6275 | N |  | 12.5 | N | 123 |  |  |  | 123 |  | 6275 | 100% | 10.845 | 313.75 | 21.6899 | 784.375 | 65.0698 | 1255 | 108.4497 | 1568.75 | 162.6745 | 1255 | 216.8993 | 627.5 | 325.349 | 282.375 | 433.7987 | 188.25 | 3402.6084 | 17013.0419 | 81662.601 | 170130.4188 | 204156.5026 | 136104.335 | 91870.4262 | 81662.601
2014 | 17564 | South Kentucky Rural E C C | KY | Cooperative | 208.32 | 3.246 | 64.1774 | 192.57 | 2.605 | 73.9232 | . | . | . | 68071 | 25 | Y | . | . | . | . | . | . | . |  |  | . |  | 15.75 | 0.641 | 73.9232 | 24.571 | 24.571 | 43633.511 | 43633.511 | 64.1% | 2.1664 | 2181.6755 | 4.3329 | 5454.1889 | 12.9986 | 8726.7022 | 21.6643 | 10908.3777 | 32.4965 | 8726.7022 | 43.3287 | 4363.3511 | 64.993 | 1963.508 | 86.6574 | 1309.0053 | 4726.4581 | 23632.2906 | 113434.9949 | 236322.906 | 283587.4871 | 189058.3248 | 127614.3692 | 113434.9949
2014 | 17565 | South Louisiana Elec Coop Assn | LA | Cooperative | . | . | . | . | . | . | . | . | . | . | . |  | 271.69 | 2.833 | 95.9019 | 271.69 | 2.833 | 95.9019 | 21304 | N | L | 24.9 | Y | 0 | 0 | 95.9019 |  |  | 0 | 0 | 0% |  | 0 |  | 0 |  | 1: 0; 3: 0; 5: 0; 7: 0 | 0 |  | 0
2014 | 17572 | South River Elec Member Corp | NC | Cooperative | . | . | . | . | . | . | . | . | . | . | . |  | 142 | . | . | . | . | . | 43251 | N | O | . | N | [6 empty] | 43251 | 100% |  | 2162.55 |  | 5406.375 |  | 1: 8650.2; 3: 10812.75; 5: 8650.2; 7: 4325.1 | 1946.295 |  | 1297.53
2014 | 17603 | Southeastern Electric Coop Inc - (OK) | OK | Cooperative | 351.25 | 0.22 | 1596.5909 | . | . | . | 9.41 | . | . | 14176 | 14.4 | Y | . | . | . | . | . | . | . |  |  | . | [7 empty] | 14176 | 100% |  | 708.8 |  | 1772 |  | 1: 2835.2; 3: 3544; 5: 2835.2; 7: 1417.6 | 637.92 |  | 425.28
2014 | 17609 | Southern California Edison Co | CA | Investor Owned | 112.003 | 0.962 | 116.4272 | 92.196 | 0.86 | 107.2047 | 110.983 | 0.942 | 117.8163 | 5005401 | 33 | N | . | . | . | . | . | . | . |  |  | . |  | 19.807 | 0.102 | 107.2047 | 194.1863 | 194.1863 | 510550.902 | 510550.902 | 10.2% | 17.1215 | 25527.5451 | 34.243 | 63818.8628 | 102.729 | 102110.1804 | 171.2149 | 127637.7255 | 256.8224 | 102110.1804 | 342.4299 | 51055.0902 | 513.6448 | 22974.7906 | 684.8597 | 15316.5271 | 437069.7029 | 2185348.5145 | 10489672.8695 | 21853485.1448 | 26224182.1738 | 17482788.1159 | 11800881.9782 | 10489672.8695
2014 | 17631 | Southern Illinois Elec Coop | IL | Cooperative | . | . | . | . | . | . | . | . | . | . | . |  | 157 | . | . | 157 | . | . | 11291 | N | O | 12.5 | Y | 0 |  |  |  | 0 |  | 11291 | 100% | 0 | 564.55 | 0 | 1411.375 | 0 | 2258.2 | 0 | 2822.75 | 0 | 2258.2 | 0 | 1129.1 | 0 | 508.095 | 0 | 338.73 | 0 | 0 | 0 | 0 | 0 | 0 | 0 | 0
2014 | 17633 | Southern Indiana Gas & Elec Co | IN | Investor Owned | . | . | . | . | . | . | . | . | . | . | . |  | 314 | 1.46 | 215.0685 | 67 | 0.92 | 72.8261 | 148000 | N | F | 12.5 | Y | 247 | 0.54 | 72.8261 | 457.4074 | 457.4074 | 79920 | 79920 | 54% | 40.3298 | 3996 | 80.6596 | 9990 | 241.9789 | 15984 | 403.2982 | 19980 | 604.9473 | 15984 | 806.5965 | 7992 | 1209.8947 | 3596.4 | 1613.1929 | 2397.6 | 161157.9721 | 805789.8604 | 3867791.3299 | 8057898.604 | 9669478.3248 | 6446318.8832 | 4351265.2461 | 3867791.3299
2014 | 17637 | Southern Maryland Elec Coop Inc | MD | Cooperative | . | . | . | . | . | . | . | . | . | . | . |  | 100.8 | 1.03 | 97.8641 | 83.4 | 0.97 | 85.9794 | 159491 | N | F | 15 | Y | 17.4 | 0.06 | 85.9794 | 290 | 290 | 9569.46 | 9569.46 | 6% | 25.5694 | 478.473 | 51.1389 | 1196.1825 | 153.4166 | 1913.892 | 255.6943 | 2392.365 | 383.5415 | 1913.892 | 511.3887 | 956.946 | 767.083 | 430.6257 | 1022.7774 | 287.0838 | 12234.2839 | 61171.4195 | 293622.8138 | 611714.1954 | 734057.0345 | 489371.3564 | 330325.6655 | 293622.8138
2014 | 17643 | Southern Iowa Elec Coop, Inc | IA | Cooperative | 135.1 | 1.2 | 112.5833 | 71.6 | 0.7 | 102.2857 | 135.1 | 1.2 | 112.5833 | 4722 | 7.2 | N | . | . | . | . | . | . | . |  |  | . |  | 63.5 | 0.5 | 102.2857 | 127 | 127 | 2361 | 2361 | 50% | 11.1976 | 118.05 | 22.3953 | 295.125 | 67.1859 | 472.2 | 111.9765 | 590.25 | 167.9647 | 472.2 | 223.953 | 236.1 | 335.9295 | 106.245 | 447.906 | 70.83 | 1321.8824 | 6609.4122 | 31725.1785 | 66094.122 | 79312.9464 | 52875.2976 | 35690.8259 | 31725.1785
2014 | 17647 | Southern Pine Elec Power Assn | MS | Cooperative | . | . | . | . | . | . | . | . | . | . | . |  | 289 | . | . | 193 | . | . | 66174 | N | F | . | N | 96 |  |  |  | 96 |  | 66174 | 100% | 8.4644 | 3308.7 | 16.9287 | 8271.75 | 50.7862 | 13234.8 | 84.6436 | 16543.5 | 126.9655 | 13234.8 | 169.2873 | 6617.4 | 253.9309 | 2977.83 | 338.5746 | 1985.22 | 28006.0426 | 140030.2131 | 672145.0228 | 1400302.1308 | 1680362.5569 | 1120241.7046 | 756163.1506 | 672145.0228
2014 | 17671 | Southwest Arkansas E C C | AR | Cooperative | 617.4 | 3.426 | 180.2102 | 435 | 2.92 | 148.9726 | 368.4 | 1.792 | 205.5804 | 27740 | 24 | Y | . | . | . | . | . | . | . |  |  | . |  | 182.4 | 0.506 | 148.9726 | 360.4743 | 360.4743 | 14036.44 | 14036.44 | 50.6% | 31.7832 | 701.822 | 63.5664 | 1754.555 | 190.6991 | 2807.288 | 317.8319 | 3509.11 | 476.7478 | 2807.288 | 635.6637 | 1403.644 | 953.4956 | 631.6398 | 1271.3275 | 421.0932 | 22306.1396 | 111530.698 | 535347.3505 | 1115306.9802 | 1338368.3762 | 892245.5841 | 602265.7693 | 535347.3505
2014 | 17683 | Southwest Mississippi E P A | MS | Cooperative | 934.25 | . | . | 796.68 | . | . | 540.47 | . | . | 25346 | 34.5 | N | . | . | . | . | . | . | . |  |  | . |  | 137.57 |  |  |  | 137.57 |  | 25346 | 100% | 12.1296 | 1267.3 | 24.2592 | 3168.25 | 72.7777 | 5069.2 | 121.2961 | 6336.5 | 181.9442 | 5069.2 | 242.5922 | 2534.6 | 363.8883 | 1140.57 | 485.1844 | 760.38 | 15371.8555 | 76859.2774 | 368924.5317 | 768592.7744 | 922311.3293 | 614874.2195 | 415040.0982 | 368924.5317
2014 | 17684 | Southwest Louisiana E M C | LA | Cooperative | . | . | . | . | . | . | . | . | . | . | . |  | 162.792 | 2.316 | 70.2902 | 147.923 | 1.899 | 77.8952 | 104900 | N | O | 14.4 | Y | 14.869 | 0.417 | 77.8952 | 35.6571 | 35.6571 | 43743.3 | 43743.3 | 41.7% | 3.1439 | 2187.165 | 6.2878 | 5467.9125 | 18.8634 | 8748.66 | 31.439 | 10935.825 | 47.1585 | 8748.66 | 62.878 | 4374.33 | 94.317 | 1968.4485 | 125.756 | 1312.299 | 6876.2297 | 34381.1484 | 165029.5124 | 343811.4842 | 412573.781 | 275049.1874 | 185658.2015 | 165029.5124
2014 | 17694 | Southwest Tennessee E M C | TN | Cooperative | . | . | . | . | . | . | . | . | . | . | . |  | 291 | 2.38 | 122.2689 | . | . | . | 49269 | N | L | 12.5 | Y | [6 empty] | 49269 | 100% |  | 2463.45 |  | 6158.625 |  | 1: 9853.8; 3: 12317.25; 5: 9853.8; 7: 4926.9 | 2217.105 |  | 1478.07
2014 | 17697 | Southwestern Electric Coop Inc - (IL) | IL | Cooperative | 295 | 2.301 | 128.2051 | 127 | 1.387 | 91.5645 | 264.2 | 1.387 | 190.4831 | 22588 | 13 | Y | . | . | . | . | . | . | . |  |  | . |  | 168 | 0.914 | 91.5645 | 183.8074 | 183.8074 | 20645.432 | 20645.432 | 91.4% | 16.2064 | 1032.2716 | 32.4128 | 2580.679 | 97.2383 | 4129.0864 | 162.0639 | 5161.358 | 243.0958 | 4129.0864 | 324.1277 | 2064.5432 | 486.1916 | 929.0444 | 648.2555 | 619.363 | 16729.3931 | 83646.9655 | 401505.4342 | 836469.6547 | 1003763.5856 | 669175.7237 | 451693.6135 | 401505.4342
2014 | 17698 | Southwestern Electric Power Co | AR | Investor Owned | 307.9 | 1.368 | 225.0731 | 104.6 | 0.852 | 122.7699 | 295.4 | 1.295 | 228.1081 | 115532 | 35 | Y | . | . | . | . | . | . | . |  |  | . |  | 203.3 | 0.516 | 122.77 | 393.9922 | 393.9922 | 59614.512 | 59614.512 | 51.6% | 34.7385 | 2980.7256 | 69.477 | 7451.814 | 208.4309 | 11922.9024 | 347.3848 | 14903.628 | 521.0772 | 11922.9024 | 694.7696 | 5961.4512 | 1042.1544 | 2682.653 | 1389.5392 | 1788.4354 | 103545.8733 | 517729.3666 | 2485100.9599 | 5177293.6664 | 6212752.3997 | 4141834.9331 | 2795738.5799 | 2485100.9599
2014 | 17698 | Southwestern Electric Power Co | LA | Investor Owned | 707.1 | 3.013 | 234.683 | 274.2 | 2.247 | 122.0294 | 667.5 | 2.859 | 233.4732 | 229453 | 35 | Y | . | . | . | . | . | . | . |  |  | . |  | 432.9 | 0.766 | 122.0294 | 565.1436 | 565.1436 | 175760.998 | 175760.998 | 76.6% | 49.829 | 8788.0499 | 99.6579 | 21970.1247 | 298.9738 | 35152.1996 | 498.2897 | 43940.2495 | 747.4346 | 35152.1996 | 996.5795 | 17576.0998 | 1494.8692 | 7909.2449 | 1993.1589 | 5272.8299 | 437899.502 | 2189497.5099 | 10509588.0476 | 21894975.0992 | 26273970.119 | 17515980.0794 | 11823286.5536 | 10509588.0476
2014 | 17698 | Southwestern Electric Power Co | TX | Investor Owned | 507.8 | 2.631 | 193.0065 | 213.9 | 1.9 | 112.579 | 476.8 | 2.359 | 202.1195 | 182936 | 35 | Y | . | . | . | . | . | . | . |  |  | . |  | 293.9 | 0.731 | 112.5789 | 402.052 | 402.052 | 133726.216 | 133726.216 | 73.1% | 35.4491 | 6686.3108 | 70.8982 | 16715.777 | 212.6947 | 26745.2432 | 354.4911 | 33431.554 | 531.7366 | 26745.2432 | 708.9822 | 13372.6216 | 1063.4733 | 6017.6797 | 1417.9644 | 4011.7865 | 237023.7637 | 1185118.8185 | 5688570.3289 | 11851188.1852 | 14221425.8222 | 9480950.5481 | 6399641.62 | 5688570.3289
2014 | 17718 | Southwestern Public Service Co | NM | Investor Owned | 82 | 1 | 82 | 79 | 1 | 79 | 72 | 1 | 72 | 100881 | 34.5 | Y | . | . | . | . | . | . | . |  |  | . |  | 3 | 0 | 79 |  |  | 0 | 0 | 0% |  | 0 |  | 0 |  | 1: 0; 3: 0; 5: 0; 7: 0 | 0 |  | 0
2014 | 17718 | Southwestern Public Service Co | TX | Investor Owned | 114 | 1 | 114 | 80 | 1 | 80 | 102 | 1 | 102 | 241887 | 34.5 | Y | . | . | . | . | . | . | . |  |  | . |  | 34 | 0 | 80 |  |  | 0 | 0 | 0% |  | 0 |  | 0 |  | 1: 0; 3: 0; 5: 0; 7: 0 | 0 |  | 0
2014 | 17828 | City of Springfield - (IL) | IL | Municipal | . | . | . | . | . | . | . | . | . | . | . |  | 75 | 0.791 | 94.8167 | . | . | . | 69908 | N | F | 12.5 | N | [6 empty] | 69908 | 100% |  | 3495.4 |  | 8738.5 |  | 1: 13981.6; 3: 17477; 5: 13981.6; 7: 6990.8 | 3145.86 |  | 2097.24
2014 | 17832 | Snapping Shoals El Member Corp | GA | Cooperative | 100.12 | 1.354 | 73.9439 | 66.321 | 1.059 | 62.6261 | 99.809 | 1.24 | 80.4911 | 93693 | 25 | Y | . | . | . | . | . | . | . |  |  | . |  | 33.799 | 0.295 | 62.6261 | 114.5729 | 114.5729 | 27639.435 | 27639.435 | 29.5% | 10.1019 | 1381.9717 | 20.2039 | 3454.9294 | 60.6117 | 5527.887 | 101.0194 | 6909.8588 | 151.5292 | 5527.887 | 202.0389 | 2763.9435 | 303.0583 | 1243.7746 | 404.0778 | 829.1831 | 13960.6012 | 69803.006 | 335054.429 | 698030.0603 | 837636.0724 | 558424.0483 | 376936.2326 | 335054.429
2014 | 17833 | City Utilities of Springfield - (MO) | MO | Municipal | 32.124 | 0.257 | 124.9961 | . | . | . | . | . | . | 124300 | 13.2 | N | . | . | . | . | . | . | . |  |  | . | [7 empty] | 124300 | 100% |  | 6215 |  | 15537.5 |  | 1: 24860; 3: 31075; 5: 24860; 7: 12430 | 5593.5 |  | 3729
2014 | 17839 | City of Springfield - (OR) | OR | Municipal | . | . | . | . | . | . | . | . | . | . | . |  | 18.532 | 0.179 | 103.5307 | . | . | . | 31301 | Y | F | 21 | N | [6 empty] | 31301 | 100% |  | 1565.05 |  | 3912.625 |  | 1: 6260.2; 3: 7825.25; 5: 6260.2; 7: 3130.1 | 1408.545 |  | 939.03
2014 | 17845 | City of Springville - (UT) | UT | Municipal | 41.166 | 0.636 | 64.7264 | 41.166 | 0.636 | 64.7264 | 41.166 | 0.636 | 64.7264 | 10726.3 | 12.4 | N | . | . | . | . | . | . | . |  |  | . |  | 0 | 0 | 64.7264 |  |  | 0 | 0 | 0% |  | 0 |  | 0 |  | 1: 0; 3: 0; 5: 0; 7: 0 | 0 |  | 0
2014 | 17860 | City of St Charles - (IL) | IL | Municipal | . | . | . | . | . | . | . | . | . | . | . |  | 42 | 0.69 | 60.8696 | 42 | 0.69 | 60.8696 | 15526 | Y | L | 12.4 | N | 0 | 0 | 60.8696 |  |  | 0 | 0 | 0% |  | 0 |  | 0 |  | 1: 0; 3: 0; 5: 0; 7: 0 | 0 |  | 0
2014 | 17868 | St Croix Electric Coop | WI | Cooperative | 94 | 0.79 | 118.9873 | 88.5 | 0.78 | 113.4615 | 69 | 0.52 | 132.6923 | 10166 | 69 | Y | . | . | . | . | . | . | . |  |  | . |  | 5.5 | 0.01 | 113.4615 | 550 | 550 | 101.66 | 101.66 | 1% | 48.4938 | 5.083 | 96.9875 | 12.7075 | 290.9625 | 20.332 | 484.9375 | 25.415 | 727.4063 | 20.332 | 969.8751 | 10.166 | 1454.8126 | 4.5747 | 1939.7502 | 3.0498 | 246.4938 | 1232.4688 | 5915.8501 | 12324.6877 | 14789.6253 | 9859.7502 | 6655.3314 | 5915.8501
2014 | 17874 | City of St George | UT | Municipal | 250.335 | . | . | 8.725 | . | . | . | . | . | 28704 | 13.2 | N | . | . | . | . | . | . | . |  |  | . |  | 241.61 |  |  |  | 241.61 |  | 28704 | 100% | 21.3029 | 1435.2 | 42.6057 | 3588 | 127.8172 | 5740.8 | 213.0287 | 7176 | 319.543 | 5740.8 | 426.0573 | 2870.4 | 639.086 | 1291.68 | 852.1146 | 861.12 | 30573.8726 | 152869.3631 | 733772.943 | 1528693.6312 | 1834432.3574 | 1222954.9049 | 825494.5608 | 733772.943
2014 | 17896 | City of Shasta Lake - (CA) | CA | Municipal | 30.8 | 0.47 | 65.5319 | . | . | . | . | . | . | 4487 | 12 | N | . | . | . | . | . | . | . |  |  | . | [7 empty] | 4487 | 100% |  | 224.35 |  | 560.875 |  | 1: 897.4; 3: 1121.75; 5: 897.4; 7: 448.7 | 201.915 |  | 134.61
2014 | 17900 | City of Saint Peter | MN | Municipal | . | . | . | . | . | . | . | . | . | . | . |  | 17 | 0.572 | 29.7203 | . | . | . | 4178 | N | L | 15 | N | [6 empty] | 4178 | 100% |  | 208.9 |  | 522.25 |  | 1: 835.6; 3: 1044.5; 5: 835.6; 7: 417.8 | 188.01 |  | 125.34
2014 | 17979 | Stanton County Public Pwr Dist | NE | Political Subdivision | . | . | . | . | . | . | . | . | . | . | . |  | 599 | 1.307 | 458.3014 | 11 | 0.142 | 77.4648 | 2697 | N | F | 7.2 | N | 588 | 1.165 | 77.4648 | 504.721 | 588 | 3142.005 | 2697 | 100% | 51.8442 | 134.85 | 103.6885 | 337.125 | 311.0654 | 539.4 | 518.4423 | 674.25 | 777.6635 | 539.4 | 1036.8846 | 269.7 | 1555.327 | 121.365 | 2073.7693 | 80.91 | 6991.1947 | 34955.9735 | 167788.673 | 349559.7355 | 419471.6826 | 279647.7884 | 188762.2572 | 167788.673
2014 | 18004 | City of Starke - (FL) | FL | Municipal | . | . | . | . | . | . | . | . | . | . | . |  | 99 | 0.793 | 124.8424 | . | . | . | 2731 | N | L | 13.2 | N | [6 empty] | 2731 | 100% |  | 136.55 |  | 341.375 |  | 1: 546.2; 3: 682.75; 5: 546.2; 7: 273.1 | 122.895 |  | 81.93
2014 | 18006 | City of Starkville | MS | Municipal | . | . | . | . | . | . | . | . | . | . | . |  | 41 | 0.54 | 75.9259 | 33 | 0.5 | 66 | 12969 | Y | L | 12.5 | N | 8 | 0.04 | 66 | 200 | 200 | 518.76 | 518.76 | 4% | 17.6341 | 25.938 | 35.2682 | 64.845 | 105.8046 | 103.752 | 176.3409 | 129.69 | 264.5114 | 103.752 | 352.6819 | 51.876 | 529.0228 | 23.3442 | 705.3637 | 15.5628 | 457.3931 | 2286.9655 | 10977.4342 | 22869.6547 | 27443.5856 | 18295.7237 | 12349.6135 | 10977.4342
2014 | 18019 | Stearns Cooperative Elec Assn | MN | Cooperative | 125.041 | 1.493 | 83.7515 | 109.914 | 1.316 | 83.5213 | 101.954 | 1.076 | 94.7528 | 25678 | 7.2 | Y | . | . | . | . | . | . | . |  |  | . |  | 15.127 | 0.177 | 83.5213 | 85.4633 | 85.4633 | 4545.006 | 4545.006 | 17.7% | 7.5353 | 227.2503 | 15.0707 | 568.1258 | 45.212 | 909.0012 | 75.3534 | 1136.2515 | 113.0301 | 909.0012 | 150.7067 | 454.5006 | 226.0601 | 204.5253 | 301.4135 | 136.3502 | 1712.4075 | 8562.0376 | 41097.7805 | 85620.376 | 102744.4513 | 68496.3008 | 46235.0031 | 41097.7805
2014 | 18022 | City of Statesville - (NC) | NC | Municipal | 16.43 | 0.128 | 128.3594 | . | . | . | . | . | . | 13075 | 22.9 | N | . | . | . | . | . | . | . |  |  | . | [7 empty] | 13075 | 100% |  | 653.75 |  | 1634.375 |  | 1: 2615; 3: 3268.75; 5: 2615; 7: 1307.5 | 588.375 |  | 392.25
2014 | 18047 | Steele-Waseca Cooperative Electric | MN | Cooperative | 92.03 | 0.7 | 131.4714 | 89.28 | 0.54 | 165.3333 | 86.64 | 0.42 | 206.2857 | 9626 | 12.5 | Y | . | . | . | . | . | . | . |  |  | . |  | 2.75 | 0.16 | 165.3333 | 17.1875 | 17.1875 | 1540.16 | 1540.16 | 16% | 1.5154 | 77.008 | 3.0309 | 192.52 | 9.0926 | 308.032 | 15.1543 | 385.04 | 22.7314 | 308.032 | 30.3086 | 154.016 | 45.4629 | 69.3072 | 60.6172 | 46.2048 | 116.7002 | 583.5011 | 2800.8053 | 5835.011 | 7002.0132 | 4668.0088 | 3150.906 | 2800.8053
2014 | 18085 | South Central Power Company | OH | Cooperative | 378.908 | . | . | 330.816 | 2.732 | 121.0893 | 225.011 | . | . | 116513 | 7.2 | N | . | . | . | . | . | . | . |  |  | . |  | 48.092 |  | 121.0893 |  | 48.092 |  | 116513 | 100% | 4.2403 | 5825.65 | 8.4806 | 14564.125 | 25.4418 | 23302.6 | 42.4029 | 29128.25 | 63.6044 | 23302.6 | 84.8059 | 11651.3 | 127.2088 | 5243.085 | 169.6118 | 3495.39 | 24702.4682 | 123512.3408 | 592859.236 | 1235123.4084 | 1482148.0901 | 988098.7267 | 666966.6405 | 592859.236
2014 | 18087 | Town of Sterling - (MA) | MA | Municipal | . | . | . | . | . | . | . | . | . | . | . |  | 65 | 1.101 | 59.0372 | 8 | 0.138 | 57.971 | 3744 | N | L | 13.8 | Y | 57 | 0.963 | 57.971 | 59.19 | 59.19 | 3605.472 | 3605.472 | 96.3% | 5.2188 | 180.2736 | 10.4376 | 450.684 | 31.3129 | 721.0944 | 52.1881 | 901.368 | 78.2822 | 721.0944 | 104.3762 | 360.5472 | 156.5644 | 162.2462 | 208.7525 | 108.1642 | 940.8141 | 4704.0705 | 22579.5386 | 47040.7054 | 56448.8464 | 37632.5643 | 25401.9809 | 22579.5386
2014 | 18100 | Steuben County Rural E M C | IN | Cooperative | . | . | . | . | . | . | . | . | . | . | . |  | 515 | . | . | 121 | . | . | 9774 | N | L | 12.5 | Y | 394 |  |  |  | 394 |  | 9774 | 100% | 34.7392 | 488.7 | 69.4783 | 1221.75 | 208.435 | 1954.8 | 347.3916 | 2443.5 | 521.0874 | 1954.8 | 694.7832 | 977.4 | 1042.1749 | 439.83 | 1389.5665 | 293.22 | 16977.0287 | 84885.1433 | 407448.6877 | 848851.4328 | 1018621.7193 | 679081.1462 | 458379.7737 | 407448.6877
2014 | 18102 | Steuben Rural Elec Coop, Inc | NY | Cooperative | . | . | . | . | . | . | . | . | . | . | . |  | 397 | . | . | . | . | . | 6273 | N | F | 12.5 | N | [6 empty] | 6273 | 100% |  | 313.65 |  | 784.125 |  | 1: 1254.6; 3: 1568.25; 5: 1254.6; 7: 627.3 | 282.285 |  | 188.19
2014 | 18125 | Stillwater Utilities Authority | OK | Municipal | . | . | . | . | . | . | . | . | . | . | . |  | 40 | 0.66 | 60.6061 | 29 | 0.46 | 63.0435 | 20813 | N | F | 13 | Y | 11 | 0.2 | 63.0435 | 55 | 55 | 4162.6 | 4162.6 | 20% | 4.8494 | 208.13 | 9.6988 | 520.325 | 29.0963 | 832.52 | 48.4938 | 1040.65 | 72.7406 | 832.52 | 96.9875 | 416.26 | 145.4813 | 187.317 | 193.975 | 124.878 | 1009.3005 | 5046.5026 | 24223.2123 | 50465.0257 | 60558.0309 | 40372.0206 | 27251.1139 | 24223.2123
2014 | 18181 | City of Stoughton - (WI) | WI | Municipal | . | . | . | . | . | . | . | . | . | . | . |  | 40.853 | 0.366 | 111.6202 | 40.853 | 0.366 | 111.6202 | 8487 | N | L | 12 | Y | 0 | 0 | 111.6202 |  |  | 0 | 0 | 0% |  | 0 |  | 0 |  | 1: 0; 3: 0; 5: 0; 7: 0 | 0 |  | 0
2014 | 18203 | Tallapoosa River Elec Coop Inc | AL | Cooperative | 179.223 | 1.182 | 151.6269 | 179.223 | 1.182 | 151.6269 | 176.737 | 1.18 | 149.7771 | 26000 | 25 | N | . | . | . | . | . | . | . |  |  | . |  | 0 | 0 | 151.6269 |  |  | 0 | 0 | 0% |  | 0 |  | 0 |  | 1: 0; 3: 0; 5: 0; 7: 0 | 0 |  | 0
2014 | 18206 | Strawberry Electric Serv Dist | UT | Political Subdivision | 17.238 | . | . | 8.373 | . | . | . | . | . | 3384 | 12.5 | N | . | . | . | . | . | . | . |  |  | . |  | 8.865 |  |  |  | 8.865 |  | 3384 | 100% | 0.78163 | 169.2 | 1.5633 | 423 | 4.6898 | 676.8 | 7.8163 | 846 | 11.7245 | 676.8 | 15.6326 | 338.4 | 23.4489 | 152.28 | 31.2652 | 101.52 | 132.252 | 661.26 | 3174.0478 | 6612.5996 | 7935.1195 | 5290.0796 | 3570.8038 | 3174.0478
2014 | 18249 | City of Sturgeon Bay - (WI) | WI | Municipal | 13.631 | 0.14 | 97.3643 | . | . | . | . | . | . | 9072 | 12.5 | Y | . | . | . | . | . | . | . |  |  | . | [7 empty] | 9072 | 100% |  | 453.6 |  | 1134 |  | 1: 1814.4; 3: 2268; 5: 1814.4; 7: 907.2 | 408.24 |  | 272.16
2014 | 18304 | Sumter Electric Coop, Inc | FL | Cooperative | . | . | . | . | . | . | . | . | . | . | . |  | 70 | 1.39 | 50.3597 | 70 | 1.39 | 50.3597 | 188491 | N | L | 25 | Y | 0 | 0 | 50.3597 |  |  | 0 | 0 | 0% |  | 0 |  | 0 |  | 1: 0; 3: 0; 5: 0; 7: 0 | 0 |  | 0
2014 | 18312 | Sun Prairie Utilities | WI | Municipal | 48.49 | 0.753 | 64.3958 | . | . | . | . | . | . | 14733 | 12.5 | N | . | . | . | . | . | . | . |  |  | . | [7 empty] | 14733 | 100% |  | 736.65 |  | 1841.625 |  | 1: 2946.6; 3: 3683.25; 5: 2946.6; 7: 1473.3 | 662.985 |  | 441.99
2014 | 18336 | Superior Water and Light Co | WI | Investor Owned | 29.13 | 0.42 | 69.3571 | 14.44 | 0.07 | 206.2857 | 29.13 | 0.42 | 69.3571 | 14964 | 69 | N | . | . | . | . | . | . | . |  |  | . |  | 14.69 | 0.35 | 206.2857 | 41.9714 | 41.9714 | 5237.4 | 5237.4 | 35% | 3.7006 | 261.87 | 7.4013 | 654.675 | 22.2038 | 1047.48 | 37.0064 | 1309.35 | 55.5096 | 1047.48 | 74.0128 | 523.74 | 111.0192 | 235.683 | 148.0256 | 157.122 | 969.0867 | 4845.4334 | 23258.0801 | 48454.3336 | 58145.2003 | 38763.4669 | 26165.3401 | 23258.0801
2014 | 18339 | Surry-Yadkin Elec Member Corp | NC | Cooperative | 251.3 | 1.28 | 196.3281 | 97.3 | 0.79 | 123.1646 | 125.6 | 0.8 | 157 | 27143 | 12.5 | N | . | . | . | . | . | . | . |  |  | . |  | 154 | 0.49 | 123.1646 | 314.2857 | 314.2857 | 13300.07 | 13300.07 | 49% | 27.7107 | 665.0035 | 55.4214 | 1662.5087 | 166.2643 | 2660.014 | 277.1072 | 3325.0175 | 415.6608 | 2660.014 | 554.2143 | 1330.007 | 831.3215 | 598.5032 | 1108.4287 | 399.0021 | 18427.7237 | 92138.6187 | 442265.3696 | 921386.1866 | 1105663.424 | 737108.9493 | 497548.5408 | 442265.3696
2014 | 18360 | Suwannee Valley Elec Coop Inc | FL | Cooperative | 449.71 | 4.89 | 91.9652 | 357.91 | 3.66 | 97.7896 | 403.8 | 3.92 | 103.0102 | 24832 | 24.9 | Y | . | . | . | . | . | . | . |  |  | . |  | 91.8 | 1.23 | 97.7896 | 74.6341 | 91.8 | 30543.36 | 24832 | 100% | 8.094 | 1241.6 | 16.1881 | 3104 | 48.5643 | 4966.4 | 80.9405 | 6208 | 121.4107 | 4966.4 | 161.881 | 2483.2 | 242.8215 | 1117.44 | 323.7619 | 744.96 | 10049.5706 | 50247.853 | 241189.6946 | 502478.5305 | 602974.2366 | 401982.8244 | 271338.4065 | 241189.6946
2014 | 18383 | Taylor Electric Coop - (WI) | WI | Cooperative | 71 | . | . | . | . | . | . | . | . | 4358 | 7.2 | N | . | . | . | . | . | . | . |  |  | . | [7 empty] | 4358 | 100% |  | 217.9 |  | 544.75 |  | 1: 871.6; 3: 1089.5; 5: 871.6; 7: 435.8 | 196.11 |  | 130.74
2014 | 18395 | Sylacauga Utilities Board | AL | Municipal | . | . | . | . | . | . | . | . | . | . | . |  | 14 | 0.11 | 127.2727 | . | . | . | 6164 | N | L | 12 | N | [6 empty] | 6164 | 100% |  | 308.2 |  | 770.5 |  | 1: 1232.8; 3: 1541; 5: 1232.8; 7: 616.4 | 277.38 |  | 184.92
2014 | 18401 | Sun River Electric Coop, Inc | MT | Cooperative | . | . | . | . | . | . | . | . | . | . | . |  | 92.6 | . | . | 92.6 | . | . | 5905 | N | F | 35 | N | 0 |  |  |  | 0 |  | 5905 | 100% | 0 | 295.25 | 0 | 738.125 | 0 | 1181 | 0 | 1476.25 | 0 | 1181 | 0 | 590.5 | 0 | 265.725 | 0 | 177.15 | 0 | 0 | 0 | 0 | 0 | 0 | 0 | 0
2014 | 18429 | City of Tacoma - (WA) | WA | Municipal | . | . | . | . | . | . | . | . | . | . | . |  | 50 | 1 | 50 | 50 | 1 | 50 | 169014 | N | F | 35 | Y | 0 | 0 | 50 |  |  | 0 | 0 | 0% |  | 0 |  | 0 |  | 1: 0; 3: 0; 5: 0; 7: 0 | 0 |  | 0
2014 | 18445 | City of Tallahassee - (FL) | FL | Municipal | . | . | . | . | . | . | . | . | . | . | . |  | 141 | 1.885 | 74.8011 | . | . | . | 123767 | N | L | 12 | Y | [6 empty] | 123767 | 100% |  | 6188.35 |  | 15470.875 |  | 1: 24753.4; 3: 30941.75; 5: 24753.4; 7: 12376.7 | 5569.515 |  | 3713.01
2014 | 18446 | T I P Rural Electric Coop | IA | Cooperative | 219.7 | 2.4 | 91.5417 | 94.6 | 1.8 | 52.5556 | 178.2 | 1.3 | 137.0769 | 6310.3 | 12.5 | N | . | . | . | . | . | . | . |  |  | . |  | 125.1 | 0.6 | 52.5556 | 208.5 | 208.5 | 3786.18 | 3786.18 | 60% | 18.3835 | 189.309 | 36.7671 | 473.2725 | 110.3012 | 757.236 | 183.8354 | 946.545 | 275.7531 | 757.236 | 367.6708 | 378.618 | 551.5062 | 170.3781 | 735.3417 | 113.5854 | 3480.1699 | 17400.8493 | 83524.0766 | 174008.493 | 208810.1916 | 139206.7944 | 93964.5862 | 83524.0766
2014 | 18449 | Talquin Electric Coop, Inc | FL | Cooperative | 396 | 4.13 | 95.8838 | 353 | 3.93 | 89.8219 | 315 | 3.67 | 85.8311 | 52339 | 25 | Y | . | . | . | . | . | . | . |  |  | . |  | 43 | 0.2 | 89.8219 | 215 | 215 | 10467.8 | 10467.8 | 20% | 18.9566 | 523.39 | 37.9133 | 1308.475 | 113.7399 | 2093.56 | 189.5665 | 2616.95 | 284.3497 | 2093.56 | 379.133 | 1046.78 | 568.6995 | 471.051 | 758.266 | 314.034 | 9921.7208 | 49608.604 | 238121.299 | 496086.0397 | 595303.2476 | 396868.8317 | 267886.4614 | 238121.299
2014 | 18454 | Tampa Electric Co | FL | Investor Owned | 99.51 | 1.5 | 66.34 | 99.51 | 1.5 | 66.34 | . | . | . | 712169 | 15 | Y | . | . | . | . | . | . | . |  |  | . |  | 0 | 0 | 66.34 |  |  | 0 | 0 | 0% |  | 0 |  | 0 |  | 1: 0; 3: 0; 5: 0; 7: 0 | 0 |  | 0
2014 | 18498 | Taylor County Rural E C C | KY | Cooperative | 119.2 | 1.6 | 74.5 | 57.1 | 1.1 | 51.9091 | . | . | . | 26036 | 12.5 | N | . | . | . | . | . | . | . |  |  | . |  | 62.1 | 0.5 | 51.9091 | 124.2 | 124.2 | 13018 | 13018 | 50% | 10.9508 | 650.9 | 21.9015 | 1627.25 | 65.7046 | 2603.6 | 109.5077 | 3254.5 | 164.2616 | 2603.6 | 219.0154 | 1301.8 | 328.5231 | 585.81 | 438.0309 | 390.54 | 7127.8572 | 35639.2858 | 171068.5719 | 356392.8582 | 427671.4298 | 285114.2866 | 192452.1434 | 171068.5719
2014 | 18643 | Tennessee Valley Electric Coop | TN | Cooperative | . | . | . | . | . | . | . | . | . | . | . |  | 403.8 | . | . | 314.4 | . | . | 19320 | N |  | 24.9 | n | 89.4 |  |  |  | 89.4 |  | 19320 | 100% | 7.8824 | 966 | 15.7649 | 2415 | 47.2946 | 3864 | 78.8244 | 4830 | 118.2366 | 3864 | 157.6488 | 1932 | 236.4732 | 869.4 | 315.2976 | 579.6 | 7614.4364 | 38072.1822 | 182746.4747 | 380721.8222 | 456866.1866 | 304577.4578 | 205589.784 | 182746.4747
2014 | 18848 | City of Thomasville - (GA) | GA | Municipal | 156.5 | . | . | 108.87 | . | . | 156.17 | . | . | 15338 | . | Y | . | . | . | . | . | . | . |  |  | . |  | 47.63 |  |  |  | 47.63 |  | 15338 | 100% | 4.1996 | 766.9 | 8.3991 | 1917.25 | 25.1974 | 3067.6 | 41.9956 | 3834.5 | 62.9934 | 3067.6 | 83.9912 | 1533.8 | 125.9868 | 690.21 | 167.9824 | 460.14 | 3220.6419 | 16103.2096 | 77295.4058 | 161032.0955 | 193238.5146 | 128825.6764 | 86957.3316 | 77295.4058
2014 | 18940 | Tipmont Rural Elec Member Corp | IN | Cooperative | 278.355 | 2.72 | 102.3364 | 241.961 | 2.66 | 90.9628 | 177.04 | 1.611 | 109.8945 | 25497 | 12.5 | N | . | . | . | . | . | . | . |  |  | . |  | 36.394 | 0.06 | 90.9628 | 606.5667 | 606.5667 | 1529.82 | 1529.82 | 6% | 53.4813 | 76.491 | 106.9625 | 191.2275 | 320.8876 | 305.964 | 534.8126 | 382.455 | 802.219 | 305.964 | 1069.6253 | 152.982 | 1604.4379 | 68.8419 | 2139.2506 | 45.8946 | 4090.8353 | 20454.1767 | 98180.0483 | 204541.7674 | 245450.1209 | 163633.4139 | 110452.5544 | 98180.0483
2014 | 18955 | Tri-County Electric Coop, Inc | IL | Cooperative | 239.2 | 1.78 | 134.382 | 171.9 | 1.47 | 116.9388 | 159.4 | 1.23 | 129.5935 | 16193 | 12.5 | Y | . | . | . | . | . | . | . |  |  | . |  | 67.3 | 0.31 | 116.9388 | 217.0968 | 217.0968 | 5019.83 | 5019.83 | 31% | 19.1415 | 250.9915 | 38.283 | 627.4787 | 114.8491 | 1003.966 | 191.4152 | 1254.9575 | 287.1228 | 1003.966 | 382.8305 | 501.983 | 574.2457 | 225.8923 | 765.6609 | 150.5949 | 4804.3596 | 24021.7979 | 115304.6301 | 240217.9794 | 288261.5753 | 192174.3835 | 129717.7089 | 115304.6301
2014 | 18961 | Twin County Electric Pwr Assn | MS | Cooperative | 232 | . | . | 232 | . | . | 226 | . | . | 12374 | 24.9 | N | . | . | . | . | . | . | . |  |  | . |  | 0 |  |  |  | 0 |  | 12374 | 100% | 0 | 618.7 | 0 | 1546.75 | 0 | 2474.8 | 0 | 3093.5 | 0 | 2474.8 | 0 | 1237.4 | 0 | 556.83 | 0 | 371.22 | 0 | 0 | 0 | 0 | 0 | 0 | 0 | 0
2014 | 18962 | Twin Valley Electric Coop Inc | KS | Cooperative | 116.8 | . | . | 85.3 | . | . | 31.5 | . | . | 3131 | 14.4 | Y | . | . | . | . | . | . | . |  |  | . |  | 31.5 |  |  |  | 31.5 |  | 3131 | 100% | 2.7774 | 156.55 | 5.5547 | 391.375 | 16.6642 | 626.2 | 27.7737 | 782.75 | 41.6605 | 626.2 | 55.5474 | 313.1 | 83.3211 | 140.895 | 111.0948 | 93.93 | 434.7972 | 2173.986 | 10435.133 | 21739.8604 | 26087.8325 | 17391.8883 | 11739.5246 | 10435.133
2014 | 18976 | Trinity Valley Elec Coop Inc | TX | Cooperative | 262.55 | 2.36 | 111.25 | 191.28 | 2.09 | 91.5215 | 249.03 | 2.29 | 108.7467 | 62901 | 14.4 | Y | . | . | . | . | . | . | . |  |  | . |  | 71.27 | 0.27 | 91.5215 | 263.963 | 263.963 | 16983.27 | 16983.27 | 27% | 23.2737 | 849.1635 | 46.5475 | 2122.9088 | 139.6424 | 3396.654 | 232.7374 | 4245.8175 | 349.106 | 3396.654 | 465.4747 | 1698.327 | 698.2121 | 764.2472 | 930.9495 | 509.4981 | 19763.2077 | 98816.0383 | 474316.9837 | 988160.3828 | 1185792.4594 | 790528.3062 | 533606.6067 | 474316.9837
2014 | 18997 | The Toledo Edison Co | OH | Investor Owned | 112.36 | 0.74 | 151.8378 | 55.52 | 0.58 | 95.7241 | 104.55 | 0.63 | 165.9524 | 301986 | 12.5 | Y | . | . | . | . | . | . | . |  |  | . |  | 56.84 | 0.16 | 95.7241 | 355.25 | 355.25 | 48317.76 | 48317.76 | 16% | 31.3226 | 2415.888 | 62.6451 | 6039.72 | 187.9353 | 9663.552 | 313.2256 | 12079.44 | 469.8384 | 9663.552 | 626.4511 | 4831.776 | 939.6767 | 2174.2992 | 1252.9023 | 1449.5328 | 75671.7894 | 378358.9472 | 1816122.9468 | 3783589.4724 | 4540307.3669 | 3026871.578 | 2043138.3151 | 1816122.9468
2014 | 19027 | Tombigbee Electric Coop, Inc | AL | Cooperative | 461.842 | 2.687 | 171.8802 | 461.842 | 2.687 | 171.8802 | 461.842 | 2.687 | 171.8802 | 9057 | 7.6 | Y | . | . | . | . | . | . | . |  |  | . |  | 0 | 0 | 171.8802 |  |  | 0 | 0 | 0% |  | 0 |  | 0 |  | 1: 0; 3: 0; 5: 0; 7: 0 | 0 |  | 0
2014 | 19108 | Tideland Electric Member Corp | NC | Cooperative | 272.64 | 2.592 | 105.1852 | 154.26 | 1.503 | 102.6347 | 271.44 | 2.475 | 109.6727 | 22540 | 24.9 | N | . | . | . | . | . | . | . |  |  | . |  | 118.38 | 1.089 | 102.6347 | 108.7052 | 118.38 | 24546.06 | 22540 | 100% | 10.4376 | 1127 | 20.8752 | 2817.5 | 62.6257 | 4508 | 104.3762 | 5635 | 156.5643 | 4508 | 208.7524 | 2254 | 313.1286 | 1014.3 | 417.5048 | 676.2 | 11763.1971 | 58815.9853 | 282316.7295 | 588159.853 | 705791.8237 | 470527.8824 | 317606.3206 | 282316.7295
2014 | 19156 | Powder River Energy Corp | WY | Cooperative | 249 | 1.91 | 130.3665 | 249 | 1.91 | 130.3665 | 247 | 1.87 | 132.0856 | 27788 | 24.9 | Y | . | . | . | . | . | . | . |  |  | . |  | 0 | 0 | 130.3665 |  |  | 0 | 0 | 0% |  | 0 |  | 0 |  | 1: 0; 3: 0; 5: 0; 7: 0 | 0 |  | 0
2014 | 19157 | Tri-County Electric Coop | MN | Cooperative | 90.582 | 0.733 | 123.5771 | 67.685 | 0.632 | 107.0965 | 76.887 | 0.667 | 115.2729 | 13242 | 12.5 | Y | . | . | . | . | . | . | . |  |  | . |  | 22.897 | 0.101 | 107.0965 | 226.703 | 226.703 | 1337.442 | 1337.442 | 10.1% | 19.9885 | 66.8721 | 39.977 | 167.1803 | 119.931 | 267.4884 | 199.8851 | 334.3605 | 299.8276 | 267.4884 | 399.7701 | 133.7442 | 599.6552 | 60.1849 | 799.5402 | 40.1233 | 1336.6734 | 6683.3668 | 32080.1607 | 66833.668 | 80200.4016 | 53466.9344 | 36090.1807 | 32080.1607
2014 | 19158 | Tri-County Electric Coop Assn | MO | Cooperative | . | . | . | . | . | . | . | . | . | . | . |  | 97 | 1 | 97 | 15 | . | . | 6400 | N | L | 12.5 | N | 82 |  |  |  | 82 |  | 6400 | 100% | 7.23 | 320 | 14.46 | 800 | 43.3799 | 1280 | 72.2998 | 1600 | 108.4497 | 1280 | 144.5996 | 640 | 216.8993 | 288 | 289.1991 | 192 | 2313.5929 | 11567.9647 | 55526.2307 | 115679.6473 | 138815.5768 | 92543.7179 | 62467.0096 | 55526.2307
2014 | 19159 | Tri-County Electric Coop, Inc | TX | Cooperative | 46.28 | 0.4 | 115.7 | 46.28 | 0.4 | 115.7 | . | . | . | 98139 | 24.9 | Y | . | . | . | . | . | . | . |  |  | . |  | 0 | 0 | 115.7 |  |  | 0 | 0 | 0% |  | 0 |  | 0 |  | 1: 0; 3: 0; 5: 0; 7: 0 | 0 |  | 0
2014 | 19160 | Tri-County Electric Coop, Inc | OK | Cooperative | . | . | . | . | . | . | . | . | . | . | . |  | 605.6 | 2.01 | 301.2935 | 184 | 1.011 | 181.998 | 23168 | N | O | 34.5 | N | 421.6 | 0.999 | 181.998 | 422.022 | 422.022 | 23144.832 | 23144.832 | 99.9% | 37.2099 | 1157.2416 | 74.4198 | 2893.104 | 223.2593 | 4628.9664 | 372.0988 | 5786.208 | 558.1482 | 4628.9664 | 744.1975 | 2314.4832 | 1116.2963 | 1041.5174 | 1488.3951 | 694.345 | 43060.8176 | 215304.0882 | 1033459.6232 | 2153040.8817 | 2583649.058 | 1722432.7054 | 1162642.0761 | 1033459.6232
2014 | 19161 | Tri-County Electric Coop, Inc | FL | Cooperative | 240.6 | 3.18 | 75.6604 | 198.25 | 2.82 | 70.3014 | 230.04 | 2.8 | 82.1571 | 17358 | 25 | Y | . | . | . | . | . | . | . |  |  | . |  | 42.35 | 0.36 | 70.3014 | 117.6389 | 117.6389 | 6248.88 | 6248.88 | 36% | 10.3723 | 312.444 | 20.7446 | 781.11 | 62.2337 | 1249.776 | 103.7228 | 1562.22 | 155.5841 | 1249.776 | 207.4455 | 624.888 | 311.1683 | 281.1996 | 414.891 | 187.4664 | 3240.7552 | 16203.7759 | 77778.1243 | 162037.759 | 194445.3108 | 129630.2072 | 87500.3899 | 77778.1243
2014 | 19162 | Tri-County Elec Member Corp | KY | Cooperative | 179.9 | 2.8 | 64.25 | 179.8 | 2.8 | 64.2143 | 153 | 2.5 | 61.2 | 24151 | 13 | Y | . | . | . | . | . | . | . |  |  | . |  | 0.1 | 0 | 64.2143 |  |  | 0 | 0 | 0% |  | 0 |  | 0 |  | 1: 0; 3: 0; 5: 0; 7: 0 | 0 |  | 0
2014 | 19162 | Tri-County Elec Member Corp | TN | Cooperative | 284.5 | 2.4 | 118.5417 | 192.4 | 2.3 | 83.6522 | 181.1 | 2 | 90.55 | 26059 | 13 | Y | . | . | . | . | . | . | . |  |  | . |  | 92.1 | 0.1 | 83.6522 | 921 | 921 | 2605.9 | 2605.9 | 10% | 81.205 | 130.295 | 162.41 | 325.7375 | 487.23 | 521.18 | 812.05 | 651.475 | 1218.0749 | 521.18 | 1624.0999 | 260.59 | 2436.1499 | 117.2655 | 3248.1999 | 78.177 | 10580.605 | 52903.025 | 253934.5199 | 529030.2498 | 634836.2998 | 423224.1999 | 285676.3349 | 253934.5199
2014 | 19189 | Trico Electric Cooperative Inc | AZ | Cooperative | 94.6 | 0.923 | 102.4919 | 61.8 | 0.61 | 101.3115 | 80.14 | 0.655 | 122.3512 | 43597 | 24.9 | N | . | . | . | . | . | . | . |  |  | . |  | 32.8 | 0.313 | 101.3115 | 104.7923 | 104.7923 | 13645.861 | 13645.861 | 31.3% | 9.2396 | 682.293 | 18.4792 | 1705.7326 | 55.4375 | 2729.1722 | 92.3959 | 3411.4653 | 138.5938 | 2729.1722 | 184.7918 | 1364.5861 | 277.1877 | 614.0637 | 369.5835 | 409.3758 | 6304.107 | 31520.5349 | 151298.5675 | 315205.349 | 378246.4188 | 252164.2792 | 170210.8885 | 151298.5675
2014 | 19219 | Diverse Power Incorporated | AL | Cooperative | . | . | . | . | . | . | . | . | . | . | . |  | 9 | . | . | 8 | . | . | 671 | N | L | 35 | N | 1 |  |  |  | 1 |  | 671 | 100% | 0.08817 | 33.55 | 0.17634 | 83.875 | 0.52902 | 134.2 | 0.8817 | 167.75 | 1.3226 | 134.2 | 1.7634 | 67.1 | 2.6451 | 30.195 | 3.5268 | 20.13 | 2.9581 | 14.7906 | 70.9949 | 147.906 | 177.4871 | 118.3248 | 79.8692 | 70.9949
2014 | 19219 | Diverse Power Incorporated | GA | Cooperative | . | . | . | . | . | . | . | . | . | . | . |  | 108 | 1.06 | 101.8868 | 96 | 1 | 96 | 33787 | N | L | 35 | N | 12 | 0.06 | 96 | 200 | 200 | 2027.22 | 2027.22 | 6% | 17.6341 | 101.361 | 35.2682 | 253.4025 | 105.8046 | 405.444 | 176.3409 | 506.805 | 264.5114 | 405.444 | 352.6819 | 202.722 | 529.0228 | 91.2249 | 705.3637 | 60.8166 | 1787.4093 | 8937.0463 | 42897.8222 | 89370.4629 | 107244.5555 | 71496.3703 | 48260.05 | 42897.8222
2014 | 19229 | Truckee Donner P U D | CA | Political Subdivision | 73.11 | 1.22 | 59.9262 | . | . | . | . | . | . | 13282 | 14.4 | N | . | . | . | . | . | . | . |  |  | . | [7 empty] | 13282 | 100% |  | 664.1 |  | 1660.25 |  | 1: 2656.4; 3: 3320.5; 5: 2656.4; 7: 1328.2 | 597.69 |  | 398.46
2014 | 19266 | Tullahoma Board-Public Utils | TN | Municipal | 43.038 | 2.637 | 16.3208 | 22.94 | 1.015 | 22.601 | . | . | . | 10500 | 13.2 |  | . | . | . | . | . | . | . |  |  | . |  | 20.098 | 1.622 | 22.601 | 12.3909 | 20.098 | 17031 | 10500 | 100% | 1.772 | 525 | 3.5441 | 1312.5 | 10.6323 | 2100 | 17.7205 | 2625 | 26.5807 | 2100 | 35.441 | 1050 | 53.1615 | 472.5 | 70.882 | 315 | 930.3262 | 4651.6312 | 22327.8295 | 46516.3115 | 55819.5738 | 37213.0492 | 25118.8082 | 22327.8295
2014 | 19281 | Turlock Irrigation District | CA | Political Subdivision | . | . | . | . | . | . | . | . | . | . | . |  | 84 | 0.84 | 100 | 81 | 0.78 | 103.8461 | 85000 | N | F | 12 | N | 3 | 0.06 | 103.8462 | 50 | 50 | 5100 | 5100 | 6% | 4.4085 | 255 | 8.817 | 637.5 | 26.4511 | 1020 | 44.0852 | 1275 | 66.1278 | 1020 | 88.1705 | 510 | 132.2557 | 229.5 | 176.3409 | 153 | 1124.1734 | 5620.867 | 26980.1616 | 56208.6701 | 67450.4041 | 44966.9361 | 30352.6819 | 26980.1616
2014 | 19324 | Two Rivers Water & Light | WI | Municipal | . | . | . | . | . | . | . | . | . | . | . |  | 1.014 | 0.017 | 59.6471 | . | . | . | 6137 | N | L | 13.2 | N | [6 empty] | 6137 | 100% |  | 306.85 |  | 767.125 |  | 1: 1227.4; 3: 1534.25; 5: 1227.4; 7: 613.7 | 276.165 |  | 184.11
2014 | 19325 | Umatilla Electric Coop Assn | OR | Cooperative | 345.481 | 1.36 | 254.0301 | 202.22 | 1.14 | 177.386 | 345.481 | 1.36 | 254.0301 | 14472 | 12.5 | Y | . | . | . | . | . | . | . |  |  | . |  | 143.261 | 0.22 | 177.386 | 651.1864 | 651.1864 | 3183.84 | 3183.84 | 22% | 57.4154 | 159.192 | 114.8308 | 397.98 | 344.4924 | 636.768 | 574.154 | 795.96 | 861.231 | 636.768 | 1148.3081 | 318.384 | 1722.4621 | 143.2728 | 2296.6161 | 95.5152 | 9140.0729 | 45700.3643 | 219361.7485 | 457003.6426 | 548404.3711 | 365602.9141 | 246781.967 | 219361.7485
2014 | 19390 | UGI Utilities, Inc | PA | Investor Owned | 466 | 0.72 | 647.2222 | 63 | 0.44 | 143.1818 | 466 | 0.72 | 647.2222 | 61200 | 13.8 | Y | . | . | . | . | . | . | . |  |  | . |  | 403 | 0.28 | 143.1818 | 1439.2857 | 1439.2857 | 17136 | 17136 | 28% | 126.9025 | 856.8 | 253.805 | 2142 | 761.4149 | 3427.2 | 1269.0249 | 4284 | 1903.5373 | 3427.2 | 2538.0498 | 1713.6 | 3807.0746 | 771.12 | 5076.0995 | 514.08 | 108730.0514 | 543650.2572 | 2609521.2344 | 5436502.5716 | 6523803.086 | 4349202.0573 | 2935711.3887 | 2609521.2344
2014 | 19396 | Tri-County Electric Coop | MI | Cooperative | 724 | 2.53 | 286.166 | 243 | 2.22 | 109.4595 | 610 | 1.49 | 409.396 | 25632 | 25 | N | . | . | . | . | . | . | . |  |  | . |  | 481 | 0.31 | 109.4595 | 1551.6129 | 1551.6129 | 7945.92 | 7945.92 | 31% | 136.8064 | 397.296 | 273.6129 | 993.24 | 820.8386 | 1589.184 | 1368.0643 | 1986.48 | 2052.0964 | 1589.184 | 2736.1286 | 794.592 | 4104.1928 | 357.5664 | 5472.2571 | 238.3776 | 54352.6466 | 271763.2329 | 1304463.518 | 2717632.3292 | 3261158.795 | 2174105.8633 | 1467521.4578 | 1304463.518
2014 | 19435 | Union Electric Membership Corp - (NC) | NC | Cooperative | 104.6 | 1.08 | 96.8519 | 51.8 | 0.6 | 86.3333 | 104.6 | 1.08 | 96.8519 | 71201 | 12.5 | Y | . | . | . | . | . | . | . |  |  | . |  | 52.8 | 0.48 | 86.3333 | 110 | 110 | 34176.48 | 34176.48 | 48% | 9.6988 | 1708.824 | 19.3975 | 4272.06 | 58.1925 | 6835.296 | 96.9875 | 8544.12 | 145.4813 | 6835.296 | 193.975 | 3417.648 | 290.9625 | 1537.9416 | 387.95 | 1025.2944 | 16573.4583 | 82867.2917 | 397763.0001 | 828672.917 | 994407.5004 | 662938.3336 | 447483.3752 | 397763.0001
2014 | 19436 | Union Electric Co - (MO) | MO | Investor Owned | 133 | 0.97 | 137.1134 | 89 | 0.81 | 109.8765 | 132.3 | 0.96 | 137.8125 | 1208649 | 69 | Y | . | . | . | . | . | . | . |  |  | . |  | 44 | 0.16 | 109.8765 | 275 | 275 | 193383.84 | 193383.84 | 16% | 24.2469 | 9669.192 | 48.4938 | 24172.98 | 145.4813 | 38676.768 | 242.4688 | 48345.96 | 363.7032 | 38676.768 | 484.9375 | 19338.384 | 727.4063 | 8702.2728 | 969.8751 | 5801.5152 | 234447.712 | 1172238.5599 | 5626745.0874 | 11722385.5988 | 14066862.7186 | 9377908.4791 | 6330088.2234 | 5626745.0874
2014 | 19437 | Western Iowa Power Coop | IA | Cooperative | 74 | 0.8 | 92.5 | 59 | 0.8 | 73.75 | 54 | 0.5 | 108 | 5562 | 12.4 | N | . | . | . | . | . | . | . |  |  | . |  | 15 | 0 | 73.75 |  |  | 0 | 0 | 0% |  | 0 |  | 0 |  | 1: 0; 3: 0; 5: 0; 7: 0 | 0 |  | 0
2014 | 19445 | Southern Indiana R E C, Inc | IN | Cooperative | 115 | 0.038 | 3026.3158 | 83.5 | 0.038 | 2197.3684 | 107.6 | 0.038 | 2831.5789 | 9326 | 12.5 | Y | . | . | . | . | . | . | . |  |  | . |  | 31.5 | 0 | 2197.3684 |  |  | 0 | 0 | 0% |  | 0 |  | 0 |  | 1: 0; 3: 0; 5: 0; 7: 0 | 0 |  | 0
2014 | 19446 | Duke Energy Kentucky | KY | Investor Owned | 128.86 | 1.08 | 119.3148 | 116.38 | 1.02 | 114.098 | 89.98 | 0.61 | 147.5082 | 137388 | 12.5 | N | . | . | . | . | . | . | . |  |  | . |  | 12.48 | 0.06 | 114.098 | 208 | 208 | 8243.28 | 8243.28 | 6% | 18.3395 | 412.164 | 36.6789 | 1030.41 | 110.0367 | 1648.656 | 183.3946 | 2060.82 | 275.0918 | 1648.656 | 366.7891 | 824.328 | 550.1837 | 370.9476 | 733.5783 | 247.2984 | 7558.8637 | 37794.3183 | 181412.7278 | 377943.183 | 453531.8195 | 302354.5464 | 204089.3188 | 181412.7278
2014 | 19490 | United Electric Coop Service Inc - (TX) | TX | Cooperative | 57.34 | 0.71 | 80.7606 | 57.34 | 0.71 | 80.7606 | 51.78 | 0.61 | 84.8852 | 77682 | 25 | Y | . | . | . | . | . | . | . |  |  | . |  | 0 | 0 | 80.7606 |  |  | 0 | 0 | 0% |  | 0 |  | 0 |  | 1: 0; 3: 0; 5: 0; 7: 0 | 0 |  | 0
2014 | 19497 | United Illuminating Co | CT | Investor Owned | . | . | . | . | . | . | . | . | . | . | . |  | 62 | 0.65 | 95.3846 | 62 | 0.65 | 95.3846 | 318490 | N | F | 69 | N | 0 | 0 | 95.3846 |  |  | 0 | 0 | 0% |  | 0 |  | 0 |  | 1: 0; 3: 0; 5: 0; 7: 0 | 0 |  | 0
2014 | 19501 | Union Rural Electric Coop, Inc | OH | Cooperative | 145.6 | 2.368 | 61.4865 | 125.1 | 2.08 | 60.1442 | 130.8 | 1.976 | 66.1943 | 8952 | 69 | N | . | . | . | . | . | . | . |  |  | . |  | 20.5 | 0.288 | 60.1442 | 71.1806 | 71.1806 | 2578.176 | 2578.176 | 28.8% | 6.276 | 128.9088 | 12.552 | 322.272 | 37.6561 | 515.6352 | 62.7602 | 644.544 | 94.1403 | 515.6352 | 125.5205 | 257.8176 | 188.2807 | 116.0179 | 251.0409 | 77.3453 | 809.0345 | 4045.1727 | 19416.8288 | 40451.7267 | 48542.072 | 32361.3813 | 21843.9324 | 19416.8288
2014 | 19545 | Black Hills Power Inc | SD | Investor Owned | 93.35 | 1.09 | 85.6422 | 83.96 | 1.01 | 83.1287 | 84.03 | 0.113 | 743.6283 | 65406 | 35 |  | . | . | . | . | . | . | . |  |  | . |  | 9.39 | 0.08 | 83.1287 | 117.375 | 117.375 | 5232.48 | 5232.48 | 8% | 10.349 | 261.624 | 20.698 | 654.06 | 62.094 | 1046.496 | 103.4901 | 1308.12 | 155.2351 | 1046.496 | 206.9802 | 523.248 | 310.4702 | 235.4616 | 413.9603 | 156.9744 | 2707.5489 | 13537.7445 | 64981.1734 | 135377.4445 | 162452.9334 | 108301.9556 | 73103.82 | 64981.1734
2014 | 19545 | Black Hills Power Inc | WY | Investor Owned | 24.769 | 0.156 | 158.7756 | 7.879 | 0.092 | 85.6413 | 24.769 | 0.156 | 158.7756 | 2618 | 35 | y | . | . | . | . | . | . | . |  |  | . |  | 16.89 | 0.064 | 85.6413 | 263.9062 | 263.9062 | 167.552 | 167.552 | 6.4% | 23.2687 | 8.3776 | 46.5375 | 20.944 | 139.6124 | 33.5104 | 232.6874 | 41.888 | 349.031 | 33.5104 | 465.3747 | 16.7552 | 698.0621 | 7.5398 | 930.7494 | 5.0266 | 194.9362 | 974.6808 | 4678.468 | 9746.8082 | 11696.1699 | 7797.4466 | 5263.2764 | 4678.468
2014 | 19547 | Hawaiian Electric Co Inc | HI | Investor Owned | . | . | . | . | . | . | . | . | . | . | . |  | 108 | 1.487 | 72.6295 | 108 | 1.487 | 72.6295 | 300722 | N | L | 25 | N | 0 | 0 | 72.6295 |  |  | 0 | 0 | 0% |  | 0 |  | 0 |  | 1: 0; 3: 0; 5: 0; 7: 0 | 0 |  | 0
2014 | 19558 | Homer Electric Assn Inc | AK | Cooperative | 686.79 | 4.83 | 142.1926 | 187.04 | 3.04 | 61.5263 | 686.79 | 4.83 | 142.1926 | 29989 | 25 | Y | . | . | . | . | . | . | . |  |  | . |  | 499.75 | 1.79 | 61.5263 | 279.1899 | 499.75 | 53680.31 | 29989 | 100% | 44.0632 | 1499.45 | 88.1264 | 3748.625 | 264.3791 | 5997.8 | 440.6319 | 7497.25 | 660.9478 | 5997.8 | 881.2638 | 2998.9 | 1321.8957 | 1349.505 | 1762.5276 | 899.67 | 66070.5485 | 330352.7425 | 1585693.1639 | 3303527.4247 | 3964232.9096 | 2642821.9398 | 1783904.8093 | 1585693.1639
2014 | 19574 | Upper Cumberland E M C | TN | Cooperative | 48.93 | . | . | 48.93 | . | . | . | . | . | 48536 | 12.5 | N | . | . | . | . | . | . | . |  |  | . |  | 0 |  |  |  | 0 |  | 48536 | 100% | 0 | 2426.8 | 0 | 6067 | 0 | 9707.2 | 0 | 12134 | 0 | 9707.2 | 0 | 4853.6 | 0 | 2184.12 | 0 | 1456.08 | 0 | 0 | 0 | 0 | 0 | 0 | 0 | 0
2014 | 19578 | Upper Peninsula Power Co | MI | Investor Owned | 281 | 1.85 | 151.8919 | 248 | 1.78 | 139.3258 | 281 | 1.85 | 151.8919 | 59650 | 50 | Y | . | . | . | . | . | . | . |  |  | . |  | 33 | 0.07 | 139.3258 | 471.4286 | 471.4286 | 4175.5 | 4175.5 | 7% | 41.5661 | 208.775 | 83.1322 | 521.9375 | 249.3965 | 835.1 | 415.6608 | 1043.875 | 623.4911 | 835.1 | 831.3215 | 417.55 | 1246.9823 | 187.8975 | 1662.643 | 125.265 | 8677.9574 | 43389.7869 | 208270.9772 | 433897.8692 | 520677.4431 | 347118.2954 | 234304.8494 | 208270.9772
2014 | 19579 | Upshur Rural Elec Coop Corp | TX | Cooperative | 1576.2 | 4.71 | 334.6497 | 1574.6 | 4.7 | 335.0213 | 1574 | 4.65 | 338.4946 | 45173 | 12.5 | Y | . | . | . | . | . | . | . |  |  | . |  | 1.6 | 0.01 | 335.0213 | 160 | 160 | 451.73 | 451.73 | 1% | 14.1073 | 22.5865 | 28.2145 | 56.4662 | 84.6436 | 90.346 | 141.0727 | 112.9325 | 211.6091 | 90.346 | 282.1455 | 45.173 | 423.2182 | 20.3278 | 564.291 | 13.5519 | 318.6339 | 1593.1697 | 7647.2147 | 15931.6973 | 19118.0367 | 12745.3578 | 8603.1165 | 7647.2147
2014 | 19667 | Utilities Dist-Western IN REMC | IN | Cooperative | 547.43 | 2.66 | 205.8007 | 330.56 | 2.26 | 146.2655 | 475.43 | 2.14 | 222.1635 | 19010 | 7.2 | Y | . | . | . | . | . | . | . |  |  | . |  | 216.87 | 0.4 | 146.2655 | 542.175 | 542.175 | 7604 | 7604 | 40% | 47.8038 | 380.2 | 95.6076 | 950.5 | 286.8229 | 1520.8 | 478.0382 | 1901 | 717.0573 | 1520.8 | 956.0764 | 760.4 | 1434.1146 | 342.18 | 1912.1528 | 228.12 | 18175.0126 | 90875.0632 | 436200.3033 | 908750.6319 | 1090500.7583 | 727000.5055 | 490725.3412 | 436200.3033
2014 | 19728 | UNS Electric, Inc | AZ | Investor Owned | 208.003 | 1.492 | 139.4122 | 57.635 | 0.877 | 65.7184 | . | . | . | 93447 | 69 | Y | . | . | . | . | . | . | . |  |  | . |  | 150.368 | 0.615 | 65.7184 | 244.5008 | 244.5008 | 57469.905 | 57469.905 | 61.5% | 21.5577 | 2873.4952 | 43.1155 | 7183.7381 | 129.3465 | 11493.981 | 215.5775 | 14367.4762 | 323.3662 | 11493.981 | 431.155 | 5746.9905 | 646.7325 | 2586.1457 | 862.31 | 1724.0972 | 61946.0918 | 309730.4591 | 1486706.2038 | 3097304.5913 | 3716765.5096 | 2477843.6731 | 1672544.4793 | 1486706.2038
2014 | 19785 | Verdigris Valley Elec Coop Inc | OK | Cooperative | . | . | . | . | . | . | . | . | . | . | . |  | 104.1 | 2.09 | 49.8086 | 104 | 2.08 | 50 | 35999 | N | F | 24.9 | Y | 0.1 | 0.01 | 50 | 10 | 10 | 359.99 | 359.99 | 1% | 0.8817 | 17.9995 | 1.7634 | 44.9987 | 5.2902 | 71.998 | 8.817 | 89.9975 | 13.2256 | 71.998 | 17.6341 | 35.999 | 26.4511 | 16.1995 | 35.2682 | 10.7997 | 15.8702 | 79.3512 | 380.8858 | 793.5121 | 952.2145 | 634.8097 | 428.4965 | 380.8858
2014 | 19790 | Verendrye Electric Coop Inc | ND | Cooperative | 69.14 | 1.42 | 48.6901 | 69.14 | 1.42 | 48.6901 | 58.94 | 1.07 | 55.0841 | 17738 | 25 | N | . | . | . | . | . | . | . |  |  | . |  | 0 | 0 | 48.6901 |  |  | 0 | 0 | 0% |  | 0 |  | 0 |  | 1: 0; 3: 0; 5: 0; 7: 0 | 0 |  | 0
2014 | 19791 | Vermont Electric Cooperative, Inc | VT | Cooperative | . | 2.67 | . | . | 1.47 | . | . | 2.46 | . | 38281 | 35 | Y | . | . | . | . | . | . | . |  |  | . |  |  | 1.2 |  |  |  | 45937.2 | 38281 | 100% |  | 1914.05 |  | 4785.125 |  | 1: 7656.2; 3: 9570.25; 5: 7656.2; 7: 3828.1 | 1722.645 |  | 1148.43
2014 | 19798 | City of Vernon | CA | Municipal | . | . | . | . | . | . | . | . | . | . | . |  | 52 | 0.91 | 57.1429 | 37 | 0.57 | 64.9123 | 1949 | N | F | 66 | N | 15 | 0.34 | 64.9123 | 44.1176 | 44.1176 | 662.66 | 662.66 | 34% | 3.8899 | 33.133 | 7.7797 | 82.8325 | 23.3392 | 132.532 | 38.8987 | 165.665 | 58.3481 | 132.532 | 77.7975 | 66.266 | 116.6962 | 29.8197 | 155.5949 | 19.8798 | 128.8832 | 644.4159 | 3093.1962 | 6444.1587 | 7732.9904 | 5155.327 | 3479.8457 | 3093.1962
2014 | 19804 | City of Vero Beach - (FL) | FL | Municipal | . | . | . | . | . | . | . | . | . | . | . |  | . | . | . | 62.485 | 0.562 | 111.1833 | 44291 | N | L | 13.2 | N |  |  | 111.1833 |  |  |  | 44291 | 100% |  | 2214.55 |  | 5536.375 |  | 1: 8858.2; 3: 11072.75; 5: 8858.2; 7: 4429.1 | 1993.095 |  | 1328.73
2014 | 19806 | Victoria Electric Coop, Inc | TX | Cooperative | 37.485 | 4.089 | 9.1673 | 37.485 | 4.089 | 9.1673 | 33.615 | 0.219 | 153.4932 | 22040 | 14.4 | Y | . | . | . | . | . | . | . |  |  | . |  | 0 | 0 | 9.1673 |  |  | 0 | 0 | 0% |  | 0 |  | 0 |  | 1: 0; 3: 0; 5: 0; 7: 0 | 0 |  | 0
2014 | 19840 | Valley Electric Assn, Inc | NV | Cooperative | 80.4 | 1.07 | 75.1402 | 80.4 | 1.07 | 75.1402 | . | . | . | 21537 | 25 | N | . | . | . | . | . | . | . |  |  | . |  | 0 | 0 | 75.1402 |  |  | 0 | 0 | 0% |  | 0 |  | 0 |  | 1: 0; 3: 0; 5: 0; 7: 0 | 0 |  | 0
2014 | 19876 | Virginia Electric & Power Co | NC | Investor Owned | . | . | . | . | . | . | . | . | . | . | . |  | 185 | 1.455 | 127.1478 | 123 | 1.239 | 99.2736 | 121507 | N | O | 35 | N | 62 | 0.216 | 99.2736 | 287.037 | 287.037 | 26245.512 | 26245.512 | 21.6% | 25.3082 | 1312.2756 | 50.6164 | 3280.689 | 151.8491 | 5249.1024 | 253.0819 | 6561.378 | 379.6228 | 5249.1024 | 506.1638 | 2624.5512 | 759.2457 | 1181.048 | 1012.3275 | 787.3654 | 33211.3181 | 166056.5907 | 797071.6356 | 1660565.9074 | 1992679.0889 | 1328452.7259 | 896705.59 | 797071.6356
2014 | 19876 | Virginia Electric & Power Co | VA | Investor Owned | . | . | . | . | . | . | . | . | . | . | . |  | 152 | 1.319 | 115.2388 | 112 | 1.154 | 97.0537 | 2381774 | N | O | 35 | N | 40 | 0.165 | 97.0537 | 242.4242 | 242.4242 | 392992.71 | 392992.71 | 16.5% | 21.3747 | 19649.6355 | 42.7493 | 49124.0888 | 128.2479 | 78598.542 | 213.7466 | 98248.1775 | 320.6199 | 78598.542 | 427.4932 | 39299.271 | 641.2397 | 17684.6719 | 854.9863 | 11789.7813 | 420004.2322 | 2100021.1609 | 10080101.5724 | 21000211.6091 | 25200253.9309 | 16800169.2873 | 11340114.2689 | 10080101.5724
2014 | 19882 | Virginia Tech Electric Service | VA | State | . | . | . | . | . | . | . | . | . | . | . |  | 19 | 0.212 | 89.6226 | . | . | . | 6302 | N | L | 12 | N | [6 empty] | 6302 | 100% |  | 315.1 |  | 787.75 |  | 1: 1260.4; 3: 1575.5; 5: 1260.4; 7: 630.2 | 283.59 |  | 189.06
2014 | 19951 | City of Wadsworth - (OH) | OH | Municipal | 29.2 | 0.488 | 59.8361 | . | . | . | . | . | . | 12826 | 69 | Y | . | . | . | . | . | . | . |  |  | . | [7 empty] | 12826 | 100% |  | 641.3 |  | 1603.25 |  | 1: 2565.2; 3: 3206.5; 5: 2565.2; 7: 1282.6 | 577.17 |  | 384.78
2014 | 19974 | Town of Wake Forest - (NC) | NC | Municipal | . | . | . | . | . | . | . | . | . | . | . |  | 59 | 1.85 | 31.8919 | . | . | . | 6873 | N |  | 13.2 | N | [6 empty] | 6873 | 100% |  | 343.65 |  | 859.125 |  | 1: 1374.6; 3: 1718.25; 5: 1374.6; 7: 687.3 | 309.285 |  | 206.19
2014 | 19981 | Wake Electric Membership Corp | NC | Cooperative | 143.7 | 1.87 | 76.8449 | 74.7 | 1.21 | 61.7355 | 124.3 | 1.59 | 78.1761 | 38177 | 23 | Y | . | . | . | . | . | . | . |  |  | . |  | 69 | 0.66 | 61.7355 | 104.5455 | 104.5455 | 25196.82 | 25196.82 | 66% | 9.2178 | 1259.841 | 18.4356 | 3149.6025 | 55.3069 | 5039.364 | 92.1782 | 6299.205 | 138.2673 | 5039.364 | 184.3564 | 2519.682 | 276.5346 | 1133.8569 | 368.7128 | 755.9046 | 11612.989 | 58064.9449 | 278711.7355 | 580649.4489 | 696779.3387 | 464519.5591 | 313550.7024 | 278711.7355
2014 | 20038 | Town of Wallingford - (CT) | CT | Municipal | . | . | . | . | . | . | . | . | . | . | . |  | 12.6 | 0.1 | 126 | 12.6 | 0.1 | 126 | 24624 | N | L | 13.8 | N | 0 | 0 | 126 |  |  | 0 | 0 | 0% |  | 0 |  | 0 |  | 1: 0; 3: 0; 5: 0; 7: 0 | 0 |  | 0
2014 | 20065 | Walton Electric Member Corp | GA | Cooperative | 140.1 | 1.726 | 81.1703 | 89.04 | 1.34 | 66.4478 | 140.1 | 1.726 | 81.1703 | 119233 | 25 | N | . | . | . | . | . | . | . |  |  | . |  | 51.06 | 0.386 | 66.4478 | 132.2798 | 132.2798 | 46023.938 | 46023.938 | 38.6% | 11.6632 | 2301.1969 | 23.3263 | 5752.9923 | 69.979 | 9204.7876 | 116.6317 | 11505.9845 | 174.9476 | 9204.7876 | 233.2634 | 4602.3938 | 349.8951 | 2071.0772 | 466.5268 | 1380.7181 | 26839.2519 | 134196.2597 | 644142.0464 | 1341962.5966 | 1610355.1159 | 1073570.0773 | 724659.8022 | 644142.0464
2014 | 20130 | Warren Rural Elec Coop Corp | KY | Cooperative | 135 | 1.81 | 74.5856 | 101.85 | 1.54 | 66.1364 | 120.99 | 1.53 | 79.0784 | 61528 | 7.2 | Y | . | . | . | . | . | . | . |  |  | . |  | 33.15 | 0.27 | 66.1364 | 122.7778 | 122.7778 | 16612.56 | 16612.56 | 27% | 10.8254 | 830.628 | 21.6507 | 2076.57 | 64.9522 | 3322.512 | 108.2537 | 4153.14 | 162.3806 | 3322.512 | 216.5075 | 1661.256 | 324.7612 | 747.5652 | 433.0149 | 498.3768 | 8991.8583 | 44959.2917 | 215804.6001 | 449592.917 | 539511.5004 | 359674.3336 | 242780.1752 | 215804.6001
2014 | 20134 | City of Warroad | MN | Municipal | . | . | . | . | . | . | . | . | . | . | . |  | 2 | 0.006 | 333.3333 | . | . | . | 890 | N | L | 7.2 | N | [6 empty] | 890 | 100% |  | 44.5 |  | 111.25 |  | 1: 178; 3: 222.5; 5: 178; 7: 89 | 40.05 |  | 26.7
2014 | 20136 | City of Waseca - (MN) | MN | Municipal | 208.7 | 2.64 | 79.053 | 14.8 | 0.441 | 33.5601 | 68.8 | 0.637 | 108.0063 | 4167 | 13.8 | N | . | . | . | . | . | . | . |  |  | . |  | 193.9 | 2.199 | 33.5601 | 88.1764 | 193.9 | 9163.233 | 4167 | 100% | 17.0963 | 208.35 | 34.1925 | 520.875 | 102.5775 | 833.4 | 170.9625 | 1041.75 | 256.4438 | 833.4 | 341.9251 | 416.7 | 512.8876 | 187.515 | 683.8501 | 125.01 | 3562.0043 | 17810.0213 | 85488.1023 | 178100.2131 | 213720.2557 | 142480.1705 | 96174.1151 | 85488.1023
2014 | 20146 | Washington Elec Member Corp | GA | Cooperative | 3212.66 | . | . | 271.25 | . | . | 268.41 | . | . | 15311 | 25 | N | . | . | . | . | . | . | . |  |  | . |  | 2941.41 |  |  |  | 2941.41 |  | 15311 | 100% | 259.3455 | 765.55 | 518.691 | 1913.875 | 1556.0729 | 3062.2 | 2593.4548 | 3827.75 | 3890.1822 | 3062.2 | 5186.9096 | 1531.1 | 7780.3644 | 688.995 | 10373.8193 | 459.33 | 198541.9332 | 992709.6659 | 4765006.3964 | 9927096.6591 | 11912515.9909 | 7941677.3273 | 5360632.1959 | 4765006.3964
2014 | 20187 | Watertown Municipal Utilities | SD | Municipal | 164.556 | 1.427 | 115.3161 | . | . | . | . | . | . | 12607 | 12.5 | N | . | . | . | . | . | . | . |  |  | . | [7 empty] | 12607 | 100% |  | 630.35 |  | 1575.875 |  | 1: 2521.4; 3: 3151.75; 5: 2521.4; 7: 1260.7 | 567.315 |  | 378.21
2014 | 20213 | Waupun Utilities | WI | Municipal | 1.985 | 0.011 | 180.4546 | 1.985 | 0.011 | 180.4546 | 1.985 | 0.011 | 180.4546 | 4274 | 12.5 | N | . | . | . | . | . | . | . |  |  | . |  | 0 | 0 | 180.4545 |  |  | 0 | 0 | 0% |  | 0 |  | 0 |  | 1: 0; 3: 0; 5: 0; 7: 0 | 0 |  | 0
2014 | 20214 | Waverly Municipal Elec Utility | IA | Municipal | . | . | . | . | . | . | . | . | . | . | . |  | 2 | 0.04 | 50 | 2 | 0.04 | 50 | 4723 | N | L | 12.5 | Y | 0 | 0 | 50 |  |  | 0 | 0 | 0% |  | 0 |  | 0 |  | 1: 0; 3: 0; 5: 0; 7: 0 | 0 |  | 0
2014 | 20216 | Whitewater Valley Rural EMC | IN | Cooperative | 130.343 | 1.251 | 104.1911 | 130.343 | 1.251 | 104.1911 | 50.615 | 0.817 | 61.9523 | 11883 | 12 | N | . | . | . | . | . | . | . |  |  | . |  | 0 | 0 | 104.191 |  |  | 0 | 0 | 0% |  | 0 |  | 0 |  | 1: 0; 3: 0; 5: 0; 7: 0 | 0 |  | 0
2014 | 20228 | Weakley County Mun Elec Sys | TN | Municipal | . | . | . | . | . | . | . | . | . | . | . |  | 291.257 | 7.324 | 39.7675 | 291.257 | 7.324 | 39.7675 | 20693 | N | L | 12.5 | N | 0 | 0 | 39.7675 |  |  | 0 | 0 | 0% |  | 0 |  | 0 |  | 1: 0; 3: 0; 5: 0; 7: 0 | 0 |  | 0
2014 | 20310 | Town of Wellesley - (MA) | MA | Municipal | . | . | . | . | . | . | . | . | . | . | . |  | 7 | 0.13 | 53.8462 | . | . | . | 10032 | N | L | 13.8 | N | [6 empty] | 10032 | 100% |  | 501.6 |  | 1254 |  | 1: 2006.4; 3: 2508; 5: 2006.4; 7: 1003.2 | 451.44 |  | 300.96
2014 | 20334 | Wellsborough Electric Co | PA | Investor Owned | . | . | . | . | . | . | . | . | . | . | . |  | . | . | . | 57 | 0.77 | 74.026 | 6261 | N | F | 15 | Y |  |  | 74.026 |  |  |  | 6261 | 100% |  | 313.05 |  | 782.625 |  | 1: 1252.2; 3: 1565.25; 5: 1252.2; 7: 626.1 | 281.745 |  | 187.83
2014 | 20368 | West Central Electric Coop Inc - (SD) | SD | Cooperative | 51.5 | 0.03 | 1716.6667 | 51.5 | 0.03 | 1716.6667 | 47.1 | 0.03 | 1570 | 6931 | 25 | N | . | . | . | . | . | . | . |  |  | . |  | 0 | 0 | 1716.6667 |  |  | 0 | 0 | 0% |  | 0 |  | 0 |  | 1: 0; 3: 0; 5: 0; 7: 0 | 0 |  | 0
2014 | 20387 | West Penn Power Company | PA | Investor Owned | 146.49 | 1.07 | 136.9065 | 137.14 | 1.03 | 133.1456 | 130.25 | 0.94 | 138.5638 | 711915 | 25 | Y | . | . | . | . | . | . | . |  |  | . |  | 9.35 | 0.04 | 133.1456 | 233.75 | 233.75 | 28476.6 | 28476.6 | 4% | 20.6098 | 1423.83 | 41.2197 | 3559.575 | 123.6591 | 5695.32 | 206.0985 | 7119.15 | 309.1477 | 5695.32 | 412.1969 | 2847.66 | 618.2954 | 1281.447 | 824.3938 | 854.298 | 29344.9166 | 146724.583 | 704277.9985 | 1467245.8303 | 1760694.9963 | 1173796.6642 | 792312.7483 | 704277.9985
2014 | 20404 | AEP Texas North Company | TX | Investor Owned | 117.1 | 1.292 | 90.6347 | 82.1 | 1.123 | 73.1077 | 76.8 | 0.701 | 109.5578 | 188988 | 35 | Y | . | . | . | . | . | . | . |  |  | . |  | 35 | 0.169 | 73.1077 | 207.1006 | 207.1006 | 31938.972 | 31938.972 | 16.9% | 18.2602 | 1596.9486 | 36.5203 | 3992.3715 | 109.5609 | 6387.7944 | 182.6016 | 7984.743 | 273.9023 | 6387.7944 | 365.2031 | 3193.8972 | 547.8047 | 1437.2537 | 730.4062 | 958.1692 | 29160.529 | 145802.6451 | 699852.6965 | 1458026.4511 | 1749631.7414 | 1166421.1609 | 787334.2836 | 699852.6965
2014 | 20422 | Whetstone Valley Elec Coop Inc | SD | Cooperative | 55 | 0.581 | 94.6644 | 55 | 0.581 | 94.6644 | 55 | 0.581 | 94.6644 | 3423 | 13 | N | . | . | . | . | . | . | . |  |  | . |  | 0 | 0 | 94.6644 |  |  | 0 | 0 | 0% |  | 0 |  | 0 |  | 1: 0; 3: 0; 5: 0; 7: 0 | 0 |  | 0
2014 | 20455 | Western Massachusetts Electric Company | MA | Investor Owned | 267.52 | 1.31 | 204.2137 | 112.93 | 1.09 | 103.6055 | 263.59 | 1.2 | 219.6583 | 213395 | 22.9 | Y | . | . | . | . | . | . | . |  |  | . |  | 154.59 | 0.22 | 103.6055 | 702.6818 | 702.6818 | 46946.9 | 46946.9 | 22% | 61.9558 | 2347.345 | 123.9116 | 5868.3625 | 371.7347 | 9389.38 | 619.5578 | 11736.725 | 929.3367 | 9389.38 | 1239.1156 | 4694.69 | 1858.6734 | 2112.6105 | 2478.2312 | 1408.407 | 145431.5932 | 727157.9658 | 3490358.236 | 7271579.6583 | 8725895.59 | 5817263.7267 | 3926653.0155 | 3490358.236
2014 | 20456 | Twin Valleys Public Power Dist | NE | Political Subdivision | . | . | . | . | . | . | . | . | . | . | . |  | 213 | . | . | . | . | . | 6382 | N | F | 69 | N | [6 empty] | 6382 | 100% |  | 319.1 |  | 797.75 |  | 1: 1276.4; 3: 1595.5; 5: 1276.4; 7: 638.2 | 287.19 |  | 191.46
2014 | 20477 | City of Westerville - (OH) | OH | Municipal | 71.49 | 1.02 | 70.0882 | 35.47 | 0.84 | 42.2262 | 71.49 | 1.02 | 70.0882 | 16470 | 13.2 | N | . | . | . | . | . | . | . |  |  | . |  | 36.02 | 0.18 | 42.2262 | 200.1111 | 200.1111 | 2964.6 | 2964.6 | 18% | 17.6439 | 148.23 | 35.2878 | 370.575 | 105.8633 | 592.92 | 176.4389 | 741.15 | 264.6583 | 592.92 | 352.8778 | 296.46 | 529.3167 | 133.407 | 705.7556 | 88.938 | 2615.3537 | 13076.7686 | 62768.4891 | 130767.6855 | 156921.2226 | 104614.1484 | 70614.5502 | 62768.4891
2014 | 20481 | City of Westfield - (MA) | MA | Municipal | . | . | . | . | . | . | . | . | . | . | . |  | 81 | 1.172 | 69.1126 | 65 | 0.969 | 67.0795 | 18163 | N | L | 23 | N | 16 | 0.203 | 67.0795 | 78.8177 | 78.8177 | 3687.089 | 3687.089 | 20.3% | 6.9494 | 184.3545 | 13.8988 | 460.8861 | 41.6964 | 737.4178 | 69.494 | 921.7722 | 104.2409 | 737.4178 | 138.9879 | 368.7089 | 208.4819 | 165.919 | 277.9758 | 110.6127 | 1281.1521 | 6405.7605 | 30747.6503 | 64057.6047 | 76869.1256 | 51246.0838 | 34591.1065 | 30747.6503
2014 | 20510 | Wheatland Electric Coop, Inc | KS | Cooperative | 103.13 | 1.3 | 79.3308 | 103.13 | 1.3 | 79.3308 | 75.41 | 0.82 | 91.9634 | 32317 | 34.5 | N | . | . | . | . | . | . | . |  |  | . |  | 0 | 0 | 79.3308 |  |  | 0 | 0 | 0% |  | 0 |  | 0 |  | 1: 0; 3: 0; 5: 0; 7: 0 | 0 |  | 0
2014 | 20521 | Wheeling Power Co | WV | Investor Owned | 417.2 | 1.673 | 249.3724 | 368.6 | 1.6 | 230.375 | 411.1 | 1.658 | 247.9493 | 41268 | 35 | Y | . | . | . | . | . | . | . |  |  | . |  | 48.6 | 0.073 | 230.375 | 665.7534 | 665.7534 | 3012.564 | 3012.564 | 7.3% | 58.6998 | 150.6282 | 117.3996 | 376.5705 | 352.1987 | 602.5128 | 586.9979 | 753.141 | 880.4968 | 602.5128 | 1173.9958 | 301.2564 | 1760.9936 | 135.5654 | 2347.9915 | 90.3769 | 8841.8434 | 44209.2168 | 212204.2404 | 442092.1675 | 530510.601 | 353673.734 | 238729.7705 | 212204.2404
2014 | 20576 | White River Electric Assn, Inc | CO | Cooperative | . | . | . | . | . | . | . | . | . | . | . |  | 80.4 | 0.83 | 96.8675 | . | . | . | 3313 | Y | L | 25 | N | [6 empty] | 3313 | 100% |  | 165.65 |  | 414.125 |  | 1: 662.6; 3: 828.25; 5: 662.6; 7: 331.3 | 149.085 |  | 99.39
2014 | 20603 | Northeastern Rural E M C | IN | Cooperative | 89.834 | 1.024 | 87.7285 | 84.989 | 0.99 | 85.8475 | 53.525 | 0.759 | 70.5204 | 28947 | 12.5 | N | . | . | . | . | . | . | . |  |  | . |  | 4.845 | 0.034 | 85.8475 | 142.5 | 142.5 | 984.198 | 984.198 | 3.4% | 12.5643 | 49.2099 | 25.1286 | 123.0247 | 75.3857 | 196.8396 | 125.6429 | 246.0495 | 188.4644 | 196.8396 | 251.2858 | 98.4198 | 376.9287 | 44.2889 | 502.5716 | 29.5259 | 618.2875 | 3091.4375 | 14838.9 | 30914.3751 | 37097.2501 | 24731.5001 | 16693.7625 | 14838.9
2014 | 20639 | Wild Rice Electric Coop, Inc | MN | Cooperative | . | . | . | . | . | . | . | . | . | . | . |  | 20.617 | 0.214 | 96.3411 | 20.617 | 0.214 | 96.3411 | 9368 |  | F | 7.2 | N | 0 | 0 | 96.3411 |  |  | 0 | 0 | 0% |  | 0 |  | 0 |  | 1: 0; 3: 0; 5: 0; 7: 0 | 0 |  | 0
2014 | 20737 | Willmar Municipal Utilities | MN | Municipal | 20.617 | 0.214 | 96.3411 | 20.617 | 0.214 | 96.3411 | 20.617 | 0.214 | 96.3411 | 9368 | 12.5 | N | . | . | . | . | . | . | . |  |  | . |  | 0 | 0 | 96.3411 |  |  | 0 | 0 | 0% |  | 0 |  | 0 |  | 1: 0; 3: 0; 5: 0; 7: 0 | 0 |  | 0
2014 | 20785 | City of Wilson | NC | Municipal | 32.88 | 0.409 | 80.3912 | 7.32 | 0.13 | 56.3077 | 32.88 | 0.409 | 80.3912 | 34904 | 23 | N | . | . | . | . | . | . | . |  |  | . |  | 25.56 | 0.279 | 56.3077 | 91.6129 | 91.6129 | 9738.216 | 9738.216 | 27.9% | 8.0776 | 486.9108 | 16.1551 | 1217.277 | 48.4653 | 1947.6432 | 80.7755 | 2434.554 | 121.1633 | 1947.6432 | 161.551 | 973.8216 | 242.3266 | 438.2197 | 323.1021 | 292.1465 | 3933.0473 | 19665.2367 | 94393.1363 | 196652.3674 | 235982.8409 | 157321.8939 | 106192.2784 | 94393.1363
2014 | 20806 | City of Windom | MN | Municipal | . | . | . | . | . | . | . | . | . | . | . |  | 60 | 2 | 30 | . | . | . | 2440 | Y | F | 13.8 | N | [6 empty] | 2440 | 100% |  | 122 |  | 305 |  | 1: 488; 3: 610; 5: 488; 7: 244 | 109.8 |  | 73.2
2014 | 20824 | Village of Winnetka - (IL) | IL | Municipal | . | . | . | . | . | . | . | . | . | . | . |  | 72 | 1.262 | 57.0523 | . | . | . | 5036 | N | F | 12.4 | Y | [6 empty] | 5036 | 100% |  | 251.8 |  | 629.5 |  | 1: 1007.2; 3: 1259; 5: 1007.2; 7: 503.6 | 226.62 |  | 151.08
2014 | 20841 | Wiregrass Electric Coop, Inc | AL | Cooperative | 188.97 | 1.71 | 110.5088 | 140.61 | 1.52 | 92.5066 | . | . | . | 23477 | 13.2 | Y | . | . | . | . | . | . | . |  |  | . |  | 48.36 | 0.19 | 92.5066 | 254.5263 | 254.5263 | 4460.63 | 4460.63 | 19% | 22.4417 | 223.0315 | 44.8834 | 557.5788 | 134.6502 | 892.126 | 224.417 | 1115.1575 | 336.6255 | 892.126 | 448.8341 | 446.063 | 673.2511 | 200.7284 | 897.6681 | 133.8189 | 5005.2067 | 25026.0335 | 120124.9608 | 250260.335 | 300312.4021 | 200208.268 | 135140.5809 | 120124.9608
2014 | 20847 | Wisconsin Electric Power Co | MI | Investor Owned | 217 | 1.32 | 164.3939 | 128 | 1 | 128 | 167 | 1.05 | 159.0476 | 27677 | 34.5 | N | . | . | . | . | . | . | . |  |  | . |  | 89 | 0.32 | 128 | 278.125 | 278.125 | 8856.64 | 8856.64 | 32% | 24.5224 | 442.832 | 49.0448 | 1107.08 | 147.1345 | 1771.328 | 245.2241 | 2214.16 | 367.8361 | 1771.328 | 490.4482 | 885.664 | 735.6723 | 398.5488 | 980.8964 | 265.6992 | 10859.3079 | 54296.5393 | 260623.3887 | 542965.3931 | 651558.4717 | 434372.3145 | 293201.3123 | 260623.3887
2014 | 20847 | Wisconsin Electric Power Co | WI | Investor Owned | 123 | 0.67 | 183.5821 | 52 | 0.5 | 104 | 123 | 0.66 | 186.3636 | 1108456 | 34.9 | N | . | . | . | . | . | . | . |  |  | . |  | 71 | 0.17 | 104 | 417.6471 | 417.6471 | 188437.52 | 188437.52 | 17% | 36.8241 | 9421.876 | 73.6483 | 23554.69 | 220.9448 | 37687.504 | 368.2413 | 47109.38 | 552.362 | 37687.504 | 736.4827 | 18843.752 | 1104.724 | 8479.6884 | 1472.9654 | 5653.1256 | 346952.4291 | 1734762.1455 | 8326858.2983 | 17347621.4548 | 20817145.7458 | 13878097.1639 | 9367715.5856 | 8326858.2983
2014 | 20856 | Wisconsin Power & Light Co | WI | Investor Owned | . | . | . | . | . | . | . | . | . | . | . |  | 102 | 0.66 | 154.5454 | 54 | 0.54 | 100 | 465346 | N | F | 25 | Y | 48 | 0.12 | 100 | 400 | 400 | 55841.52 | 55841.52 | 12% | 35.2682 | 2792.076 | 70.5364 | 6980.19 | 211.6091 | 11168.304 | 352.6819 | 13960.38 | 529.0228 | 11168.304 | 705.3637 | 5584.152 | 1058.0456 | 2512.8684 | 1410.7274 | 1675.2456 | 98471.4533 | 492357.2667 | 2363314.8802 | 4923572.6672 | 5908287.2006 | 3938858.1337 | 2658729.2403 | 2363314.8802
2014 | 20860 | Wisconsin Public Service Corp | MI | Investor Owned | 126 | 0.82 | 153.6585 | 45 | 0.59 | 76.2712 | 126 | 0.82 | 153.6585 | 9200 | 50 | Y | . | . | . | . | . | . | . |  |  | . |  | 81 | 0.23 | 76.2712 | 352.1739 | 352.1739 | 2116 | 2116 | 23% | 31.0513 | 105.8 | 62.1027 | 264.5 | 186.308 | 423.2 | 310.5134 | 529 | 465.7701 | 423.2 | 621.0267 | 211.6 | 931.5401 | 95.22 | 1242.0535 | 63.48 | 3285.2314 | 16426.1572 | 78845.5547 | 164261.5724 | 197113.8868 | 131409.2579 | 88701.2491 | 78845.5547
2014 | 20860 | Wisconsin Public Service Corp | WI | Investor Owned | 265 | 1.26 | 210.3175 | 141 | 1.02 | 138.2353 | 264 | 1.25 | 211.2 | 439300 | 50 | Y | . | . | . | . | . | . | . |  |  | . |  | 124 | 0.24 | 138.2353 | 516.6667 | 516.6667 | 105432 | 105432 | 24% | 45.5547 | 5271.6 | 91.1095 | 13179 | 273.3284 | 21086.4 | 455.5474 | 26358 | 683.3211 | 21086.4 | 911.0948 | 10543.2 | 1366.6422 | 4744.44 | 1822.1896 | 3162.96 | 240146.363 | 1200731.8148 | 5763512.7112 | 12007318.1484 | 14408781.7781 | 9605854.5187 | 6483951.8001 | 5763512.7112
2014 | 20862 | Wisconsin Rapids W W & L Comm | WI | Municipal | . | . | . | . | . | . | . | . | . | . | . |  | 7 | 0.079 | 88.6076 | . | . | . | 13982 | N | L | 13.2 | N | [6 empty] | 13982 | 100% |  | 699.1 |  | 1747.75 |  | 1: 2796.4; 3: 3495.5; 5: 2796.4; 7: 1398.2 | 629.19 |  | 419.46
2014 | 20885 | Withlacoochee River Elec Coop | FL | Cooperative | 126.27 | 1.71 | 73.8421 | 117.96 | 1.7 | 69.3882 | 111.64 | 1.47 | 75.9456 | 205458 | 25 | Y | . | . | . | . | . | . | . |  |  | . |  | 8.31 | 0.01 | 69.3882 | 831 | 831 | 2054.58 | 2054.58 | 1% | 73.2697 | 102.729 | 146.5393 | 256.8225 | 439.6179 | 410.916 | 732.6965 | 513.645 | 1099.0448 | 410.916 | 1465.3931 | 205.458 | 2198.0896 | 92.4561 | 2930.7862 | 61.6374 | 7526.9184 | 37634.5918 | 180646.0405 | 376345.9177 | 451615.1012 | 301076.7342 | 203226.7956 | 180646.0405
2014 | 20927 | Wood County Electric Coop, Inc | TX | Cooperative | 350 | 2.2 | 159.0909 | 136 | 1.5 | 90.6667 | 256 | 1.8 | 142.2222 | 34215 | 12.5 | Y | . | . | . | . | . | . | . |  |  | . |  | 214 | 0.7 | 90.6667 | 305.7143 | 305.7143 | 23950.5 | 23950.5 | 70% | 26.955 | 1197.525 | 53.9099 | 2993.8125 | 161.7298 | 4790.1 | 269.5497 | 5987.625 | 404.3246 | 4790.1 | 539.0994 | 2395.05 | 808.6491 | 1077.7725 | 1078.1988 | 718.515 | 32279.2506 | 161396.2528 | 774702.0132 | 1613962.5276 | 1936755.0331 | 1291170.022 | 871539.7649 | 774702.0132
2014 | 20948 | Wise Electric Coop Inc | TX | Cooperative | . | . | . | . | . | . | . | . | . | . | . |  | 127 | . | . | . | . | . | 21124 | N | F | 7.2 | N | [6 empty] | 21124 | 100% |  | 1056.2 |  | 2640.5 |  | 1: 4224.8; 3: 5281; 5: 4224.8; 7: 2112.4 | 950.58 |  | 633.72
2014 | 20951 | Woodbury County Rural E C A | IA | Cooperative | . | . | . | . | . | . | . | . | . | . | . |  | 120 | 5.518 | 21.747 | 97 | 5.472 | 17.7266 | 3237 | N | L | 7.2 | N | 23 | 0.046 | 17.7266 | 500 | 500 | 148.902 | 148.902 | 4.6% | 44.0852 | 7.4451 | 88.1705 | 18.6127 | 264.5114 | 29.7804 | 440.8523 | 37.2255 | 661.2785 | 29.7804 | 881.7046 | 14.8902 | 1322.5569 | 6.7006 | 1763.4093 | 4.4671 | 328.219 | 1641.0948 | 7877.255 | 16410.9478 | 19693.1374 | 13128.7583 | 8861.9118 | 7877.255
2014 | 20963 | Woodruff Electric Coop Corp | AR | Cooperative | . | . | . | . | . | . | . | . | . | . | . |  | 43.8 | 0.54 | 81.1111 | 14 | 0.01 | 1400 | 19447 | N | L | 13.2 | Y | 29.8 | 0.53 | 1400 | 56.2264 | 56.2264 | 10306.91 | 10306.91 | 53% | 4.9575 | 515.3455 | 9.915 | 1288.3637 | 29.7451 | 2061.382 | 49.5751 | 2576.7275 | 74.3626 | 2061.382 | 99.1502 | 1030.691 | 148.7253 | 463.8109 | 198.3004 | 309.2073 | 2554.83 | 12774.1499 | 61315.9195 | 127741.4989 | 153289.7987 | 102193.1991 | 68980.4094 | 61315.9195
2014 | 20996 | Wright-Hennepin Coop Elec Assn | MN | Cooperative | 29.44 | 0.43 | 68.4651 | 29.44 | 0.43 | 68.4651 | 29.44 | 0.43 | 68.4651 | 46008 | 69 | Y | . | . | . | . | . | . | . |  |  | . |  | 0 | 0 | 68.4651 |  |  | 0 | 0 | 0% |  | 0 |  | 0 |  | 1: 0; 3: 0; 5: 0; 7: 0 | 0 |  | 0
2014 | 21013 | City of Worthington - (MN) | MN | Municipal | . | . | . | . | . | . | . | . | . | . | . |  | 13 | 0.17 | 76.4706 | . | . | . | 5325 | N | O | 12.5 | N | [6 empty] | 5325 | 100% |  | 266.25 |  | 665.625 |  | 1: 1065; 3: 1331.25; 5: 1065; 7: 532.5 | 239.625 |  | 159.75
2014 | 21048 | Wyandotte Municipal Serv Comm | MI | Municipal | . | . | . | . | . | . | . | . | . | . | . |  | 55 | 0.4 | 137.5 | . | . | . | 12400 | N | L | 13.8 | N | [6 empty] | 12400 | 100% |  | 620 |  | 1550 |  | 1: 2480; 3: 3100; 5: 2480; 7: 1240 | 558 |  | 372
2014 | 21075 | Y-W Electric Assn Inc | CO | Cooperative | 228.7 | . | . | 228.7 | . | . | 228.7 | . | . | 9017 | 15 | N | . | . | . | . | . | . | . |  |  | . |  | 0 |  |  |  | 0 |  | 9017 | 100% | 0 | 450.85 | 0 | 1127.125 | 0 | 1803.4 | 0 | 2254.25 | 0 | 1803.4 | 0 | 901.7 | 0 | 405.765 | 0 | 270.51 | 0 | 0 | 0 | 0 | 0 | 0 | 0 | 0
2014 | 21079 | Wyrulec Company | NE | Cooperative | 185.91 | . | . | 65.299 | . | . | . | . | . | 475 | 30.1 | N | . | . | . | . | . | . | . |  |  | . |  | 120.611 |  |  |  | 120.611 |  | 475 | 100% | 10.6343 | 23.75 | 21.2687 | 59.375 | 63.806 | 95 | 106.3433 | 118.75 | 159.5149 | 95 | 212.6866 | 47.5 | 319.0298 | 21.375 | 425.3731 | 14.25 | 252.5653 | 1262.8264 | 6061.5668 | 12628.2641 | 15153.917 | 10102.6113 | 6819.2626 | 6061.5668
2014 | 21079 | Wyrulec Company | WY | Cooperative | 42.796 | . | . | 27.471 | . | . | . | . | . | 4465 | 30.1 | N | . | . | . | . | . | . | . |  |  | . |  | 15.325 |  |  |  | 15.325 |  | 4465 | 100% | 1.3512 | 223.25 | 2.7024 | 558.125 | 8.1073 | 893 | 13.5121 | 1116.25 | 20.2682 | 893 | 27.0242 | 446.5 | 40.5364 | 200.925 | 54.0485 | 133.95 | 301.6582 | 1508.2908 | 7239.7957 | 15082.9078 | 18099.4893 | 12066.3262 | 8144.7702 | 7239.7957
2014 | 21081 | Yampa Valley Electric Assn Inc | CO | Cooperative | 157.04 | 1.073 | 146.356 | 157.04 | 1.073 | 146.356 | 157.04 | 1.073 | 146.356 | 26353 | 14.4 | Y | . | . | . | . | . | . | . |  |  | . |  | 0 | 0 | 146.356 |  |  | 0 | 0 | 0% |  | 0 |  | 0 |  | 1: 0; 3: 0; 5: 0; 7: 0 | 0 |  | 0
2014 | 21111 | Perennial Public Power Dist | NE | Political Subdivision | . | . | . | . | . | . | . | . | . | . | . |  | 288 | 1.56 | 184.6154 | 132 | 0.77 | 171.4286 | 7419 | N | L | 12.5 | N | 156 | 0.79 | 171.4286 | 197.4684 | 197.4684 | 5861.01 | 5861.01 | 79% | 17.4109 | 293.0505 | 34.8218 | 732.6263 | 104.4653 | 1172.202 | 174.1088 | 1465.2525 | 261.1631 | 1172.202 | 348.2175 | 586.101 | 522.3263 | 263.7455 | 696.435 | 175.8303 | 5102.266 | 25511.3299 | 122454.3835 | 255113.299 | 306135.9589 | 204090.6392 | 137761.1815 | 122454.3835
2014 | 21244 | Southside Electric Coop, Inc | VA | Cooperative | 211 | 1.89 | 111.6402 | 183 | 1.79 | 102.2346 | 169 | 1.75 | 96.5714 | 55130 | 25 | Y | . | . | . | . | . | . | . |  |  | . |  | 28 | 0.1 | 102.2346 | 280 | 280 | 5513 | 5513 | 10% | 24.6877 | 275.65 | 49.3755 | 689.125 | 148.1264 | 1102.6 | 246.8773 | 1378.25 | 370.3159 | 1102.6 | 493.7546 | 551.3 | 740.6319 | 248.085 | 987.5092 | 165.39 | 6805.1727 | 34025.8633 | 163324.144 | 340258.6334 | 408310.36 | 272206.9067 | 183739.662 | 163324.144
2014 | 21513 | Fergus Electric Coop, Inc | MT | Cooperative | . | . | . | . | . | . | . | . | . | . | . |  | 138 | . | . | 137 | . | . | 6271 | N | O | 7.2 | N | 1 |  |  |  | 1 |  | 6271 | 100% | 0.08817 | 313.55 | 0.17634 | 783.875 | 0.52902 | 1254.2 | 0.8817 | 1567.75 | 1.3226 | 1254.2 | 1.7634 | 627.1 | 2.6451 | 282.195 | 3.5268 | 188.13 | 27.6458 | 138.2292 | 663.5004 | 1382.2924 | 1658.7509 | 1105.8339 | 746.4379 | 663.5004
2014 | 21526 | City of Laurens - (SC) | SC | Municipal | . | . | . | . | . | . | . | . | . | . | . |  | 9.066 | 0.143 | 63.3986 | . | . | . | 5252 | N | L | 12 | N | [6 empty] | 5252 | 100% |  | 262.6 |  | 656.5 |  | 1: 1050.4; 3: 1313; 5: 1050.4; 7: 525.2 | 236.34 |  | 157.56
2014 | 21538 | Mohave Electric Cooperative, I | AZ | Cooperative | 0.126 | . | . | 0.126 | . | . | 0.116 | . | . | 39761 | 25 | N | . | . | . | . | . | . | . |  |  | . |  | 0 |  |  |  | 0 |  | 39761 | 100% | 0 | 1988.05 | 0 | 4970.125 | 0 | 7952.2 | 0 | 9940.25 | 0 | 7952.2 | 0 | 3976.1 | 0 | 1789.245 | 0 | 1192.83 | 0 | 0 | 0 | 0 | 0 | 0 | 0 | 0
2014 | 21567 | Washington-St Tammany E C, Inc | LA | Cooperative | 312.171 | 3.749 | 83.2678 | 312.171 | 3.749 | 83.2678 | 143.92 | 1.781 | 80.8085 | 50853 | 13.6 | Y | . | . | . | . | . | . | . |  |  | . |  | 0 | 0 | 83.2678 |  |  | 0 | 0 | 0% |  | 0 |  | 0 |  | 1: 0; 3: 0; 5: 0; 7: 0 | 0 |  | 0
2014 | 21632 | EnergyUnited Elec Member Corp | NC | Cooperative | 405.9 | 1.18 | 343.983 | 79.26 | 0.762 | 104.0157 | 388.26 | 0.996 | 389.8193 | 122193 | 15 | Y | . | . | . | . | . | . | . |  |  | . |  | 326.64 | 0.418 | 104.0157 | 781.4354 | 781.4354 | 51076.674 | 51076.674 | 41.8% | 68.8995 | 2553.8337 | 137.799 | 6384.5842 | 413.3971 | 10215.3348 | 688.9952 | 12769.1685 | 1033.4928 | 10215.3348 | 1377.9904 | 5107.6674 | 2066.9856 | 2298.4503 | 2755.9809 | 1532.3002 | 175957.92 | 879789.6 | 4222990.08 | 8797896 | 10557475.2 | 7038316.8 | 4750863.84 | 4222990.08
2014 | 22053 | Kentucky Power Co | KY | Investor Owned | 761.9 | 2.677 | 284.6096 | 505.3 | 2.373 | 212.9372 | 740.5 | 2.425 | 305.3608 | 169342 | 35 | Y | . | . | . | . | . | . | . |  |  | . |  | 256.6 | 0.304 | 212.9372 | 844.0789 | 844.0789 | 51479.968 | 51479.968 | 30.4% | 74.4228 | 2573.9984 | 148.8457 | 6434.996 | 446.537 | 10295.9936 | 744.2283 | 12869.992 | 1116.3425 | 10295.9936 | 1488.4566 | 5147.9968 | 2232.6849 | 2316.5986 | 2976.9133 | 1544.399 | 191564.2492 | 957821.2461 | 4597541.9815 | 9578212.4614 | 11493854.9537 | 7662569.9691 | 5172234.7292 | 4597541.9815
2014 | 22500 | Westar Energy Inc | KS | Investor Owned | 158.93 | 1.494 | 106.3788 | 114.36 | 1.299 | 88.037 | 145.7 | 1.399 | 104.1458 | 367595 | 34 | N | . | . | . | . | . | . | . |  |  | . |  | 44.57 | 0.195 | 88.037 | 228.5641 | 228.5641 | 71681.025 | 71681.025 | 19.5% | 20.1526 | 3584.0512 | 40.3052 | 8960.1281 | 120.9156 | 14336.205 | 201.526 | 17920.2562 | 302.289 | 14336.205 | 403.0521 | 7168.1025 | 604.5781 | 3225.6461 | 806.1041 | 2150.4307 | 72227.961 | 361139.8049 | 1733471.0636 | 3611398.0492 | 4333677.6591 | 2889118.4394 | 1950154.9466 | 1733471.0636
2014 | 22815 | Delta Electric Power Assn | MS | Cooperative | 288.61 | 2.998 | 96.2675 | 287.7 | 2.998 | 95.964 | 285.9 | 2.998 | 95.3636 | 27206 | 24.9 | N | . | . | . | . | . | . | . |  |  | . |  | 0.91 | 0 | 95.964 |  |  | 0 | 0 | 0% |  | 0 |  | 0 |  | 1: 0; 3: 0; 5: 0; 7: 0 | 0 |  | 0
2014 | 22822 | Clark County Rural E M C - (IN) | IN | Cooperative | 141.307 | 1.05 | 134.5781 | 107.678 | 0.876 | 122.9201 | 123.163 | 0.906 | 135.9415 | 22443 | 15 | Y | . | . | . | . | . | . | . |  |  | . |  | 33.629 | 0.174 | 122.9201 | 193.2701 | 193.2701 | 3905.082 | 3905.082 | 17.4% | 17.0407 | 195.2541 | 34.0814 | 488.1352 | 102.2443 | 781.0164 | 170.4072 | 976.2705 | 255.6107 | 781.0164 | 340.8143 | 390.5082 | 511.2215 | 175.7287 | 681.6286 | 117.1525 | 3327.2696 | 16636.3478 | 79854.4696 | 166363.4784 | 199636.1741 | 133090.7827 | 89836.2783 | 79854.4696
2014 | 23326 | Sierra Electric Coop, Inc | NM | Cooperative | . | . | . | . | . | . | . | . | . | . | . |  | 72 | . | . | 72 | . | . | 4151 | N | L | 24.9 | N | 0 |  |  |  | 0 |  | 4151 | 100% | 0 | 207.55 | 0 | 518.875 | 0 | 830.2 | 0 | 1037.75 | 0 | 830.2 | 0 | 415.1 | 0 | 186.795 | 0 | 124.53 | 0 | 0 | 0 | 0 | 0 | 0 | 0 | 0
2014 | 24211 | Tucson Electric Power Co | AZ | Investor Owned | 57.126 | 0.714 | 80.0084 | 57.126 | 0.713 | 80.1206 | . | . | . | 418973 | 14 | Y | . | . | . | . | . | . | . |  |  | . |  | 0 | 0.001 | 80.1206 | 0 | 0 | 418.973 | 418.973 | 0.1% | 0 | 20.9487 | 0 | 52.3716 | 0 | 83.7946 | 0 | 104.7433 | 0 | 83.7946 | 0 | 41.8973 | 0 | 18.8538 | 0 | 12.5692 | 0 | 0 | 0 | 0 | 0 | 0 | 0 | 0
2014 | 24558 | City of Escanaba | MI | Municipal | . | . | . | . | . | . | . | . | . | . | . |  | 89 | 0.64 | 139.0625 | . | . | . | 7227 | N | L | 12.5 | N | [6 empty] | 7227 | 100% |  | 361.35 |  | 903.375 |  | 1: 1445.4; 3: 1806.75; 5: 1445.4; 7: 722.7 | 325.215 |  | 216.81
2014 | 24590 | Unitil Energy Systems | NH | Investor Owned | 747.58 | 2.592 | 288.4182 | 184.35 | 1.733 | 106.3762 | . | . | . | 75803 | 34.5 | Y | . | . | . | . | . | . | . |  |  | . |  | 563.23 | 0.859 | 106.3762 | 655.681 | 655.681 | 65114.777 | 65114.777 | 85.9% | 57.8117 | 3255.7389 | 115.6234 | 8139.3471 | 346.8702 | 13022.9554 | 578.117 | 16278.6943 | 867.1755 | 13022.9554 | 1156.234 | 6511.4777 | 1734.351 | 2930.165 | 2312.468 | 1953.4433 | 188219.7958 | 941098.9792 | 4517275.1002 | 9410989.7921 | 11293187.7505 | 7528791.8337 | 5081934.4877 | 4517275.1002
2014 | 24753 | Boone County Rural EMC | IN | Cooperative | 131.095 | 1.444 | 90.786 | 116.988 | 1.364 | 85.7683 | 83.697 | 0.913 | 91.6725 | 12936 | 13 | Y | . | . | . | . | . | . | . |  |  | . |  | 14.107 | 0.08 | 85.7683 | 176.3375 | 176.3375 | 1034.88 | 1034.88 | 8% | 15.5478 | 51.744 | 31.0955 | 129.36 | 93.2866 | 206.976 | 155.4776 | 258.72 | 233.2164 | 206.976 | 310.9552 | 103.488 | 466.4328 | 46.5696 | 621.9104 | 31.0464 | 804.5032 | 4022.5162 | 19308.0778 | 40225.1621 | 48270.1945 | 32180.1297 | 21721.5875 | 19308.0778
2014 | 24889 | Brunswick Electric Member Corp | NC | Cooperative | . | . | . | 40.85 | 0.66 | 61.8939 | 347 | 1.3 | 266.9231 | 85094 | 14.4 | Y | . | . | . | . | . | . | . |  |  | . |  |  |  | 61.8939 |  |  |  | 85094 | 100% |  | 4254.7 |  | 10636.75 |  | 1: 17018.8; 3: 21273.5; 5: 17018.8; 7: 8509.4 | 3829.23 |  | 2552.82
2014 | 24949 | Cass County Elec Coop Inc | ND | Cooperative | 65.5 | 0.958 | 68.3716 | 38.49 | 0.576 | 66.8229 | 60.91 | 0.872 | 69.8509 | 40841 | 23.9 | Y | . | . | . | . | . | . | . |  |  | . |  | 27.01 | 0.382 | 66.8229 | 70.7068 | 70.7068 | 15601.262 | 15601.262 | 38.2% | 6.2343 | 780.0631 | 12.4685 | 1950.1578 | 37.4055 | 3120.2524 | 62.3425 | 3900.3155 | 93.5138 | 3120.2524 | 124.685 | 1560.1262 | 187.0276 | 702.0568 | 249.3701 | 468.0379 | 4863.1098 | 24315.5491 | 116714.6356 | 243155.4908 | 291786.589 | 194524.3927 | 131303.965 | 116714.6356
2014 | 25177 | Dakota Electric Association | MN | Cooperative | 30.55 | 0.5 | 61.1 | 28.25 | 0.48 | 58.8542 | 29.27 | 0.46 | 63.6304 | 102991 | 12.5 | N | . | . | . | . | . | . | . |  |  | . |  | 2.3 | 0.02 | 58.8542 | 115 | 115 | 2059.82 | 2059.82 | 2% | 10.1396 | 102.991 | 20.2792 | 257.4775 | 60.8376 | 411.964 | 101.396 | 514.955 | 152.094 | 411.964 | 202.7921 | 205.982 | 304.1881 | 92.6919 | 405.5841 | 61.7946 | 1044.2879 | 5221.4394 | 25062.909 | 52214.3938 | 62657.2726 | 41771.5151 | 28195.7727 | 25062.909
2014 | 25295 | Western Indiana Energy REMC | IN | Cooperative | 410.82 | 2.711 | 151.5382 | 252.77 | 2.52 | 100.3056 | 383.48 | 1.948 | 196.8583 | 16698 | 24.9 | N | . | . | . | . | . | . | . |  |  | . |  | 158.05 | 0.191 | 100.3056 | 827.4869 | 827.4869 | 3189.318 | 3189.318 | 19.1% | 72.9599 | 159.4659 | 145.9198 | 398.6648 | 437.7594 | 637.8636 | 729.599 | 797.3295 | 1094.3986 | 637.8636 | 1459.1981 | 318.9318 | 2188.7971 | 143.5193 | 2918.3962 | 95.6795 | 11634.6168 | 58173.0838 | 279230.8021 | 581730.8376 | 698077.0051 | 465384.6701 | 314134.6523 | 279230.8021
2014 | 26510 | Liberty Utilities (Granite State Electric) Corp | NH | Investor Owned | 235.82 | 2.15 | 109.6837 | 217.04 | 2.06 | 105.3592 | 220.55 | 2.01 | 109.7264 | 41483 | 13.8 | Y | . | . | . | . | . | . | . |  |  | . |  | 18.78 | 0.09 | 105.3592 | 208.6667 | 208.6667 | 3733.47 | 3733.47 | 9% | 18.3982 | 186.6735 | 36.7965 | 466.6837 | 110.3894 | 746.694 | 183.9824 | 933.3675 | 275.9735 | 746.694 | 367.9647 | 373.347 | 551.9471 | 168.0061 | 735.9295 | 112.0041 | 3434.4632 | 17172.3161 | 82427.1172 | 171723.1609 | 206067.7931 | 137378.5287 | 92730.5069 | 82427.1172
2014 | 26765 | Pella Cooperative Elec Assn | IA | Cooperative | . | . | . | 78.33 | 1.76 | 44.5057 | . | . | . | 2899 | 12.4 | N | . | . | . | . | . | . | . |  |  | . |  |  |  | 44.5057 |  |  |  | 2899 | 100% |  | 144.95 |  | 362.375 |  | 1: 579.8; 3: 724.75; 5: 579.8; 7: 289.9 | 130.455 |  | 86.97
2014 | 26916 | Ravalli County Elec Coop, Inc | MT | Cooperative | 274.8 | . | . | 274.8 | . | . | 169.56 | . | . | 9960 | 24.9 | N | . | . | . | . | . | . | . |  |  | . |  | 0 |  |  |  | 0 |  | 9960 | 100% | 0 | 498 | 0 | 1245 | 0 | 1992 | 0 | 2490 | 0 | 1992 | 0 | 996 | 0 | 448.2 | 0 | 298.8 | 0 | 0 | 0 | 0 | 0 | 0 | 0 | 0
2014 | 26934 | Red Lake Electric Coop, Inc | MN | Cooperative | . | . | . | . | . | . | . | . | . | . | . |  | 175 | 1.193 | 146.689 | 57 | 0.842 | 67.696 | 5244 | Y | F | . | N | 118 | 0.351 | 67.696 | 336.1823 | 336.1823 | 1840.644 | 1840.644 | 35.1% | 29.6414 | 92.0322 | 59.2827 | 230.0805 | 177.8481 | 368.1288 | 296.4135 | 460.161 | 444.6203 | 368.1288 | 592.827 | 184.0644 | 889.2406 | 82.829 | 1185.6541 | 55.2193 | 2727.9589 | 13639.7943 | 65471.0125 | 136397.9427 | 163677.5312 | 109118.3542 | 73654.8891 | 65471.0125
2014 | 26939 | Red River Valley Coop Pwr Assn | MN | Cooperative | 53.2 | 0.48 | 110.8333 | 53.2 | 0.48 | 110.8333 | 53.2 | 0.48 | 110.8333 | 4821 | 12.5 | N | . | . | . | . | . | . | . |  |  | . |  | 0 | 0 | 110.8333 |  |  | 0 | 0 | 0% |  | 0 |  | 0 |  | 1: 0; 3: 0; 5: 0; 7: 0 | 0 |  | 0
2014 | 27316 | Town of Stowe- (VT) | VT | Municipal | 240 | 1.1 | 218.1818 | 180 | 0.6 | 300 | 240 | 1.1 | 218.1818 | 4009 | 34 | N | . | . | . | . | . | . | . |  |  | . |  | 60 | 0.5 | 300 | 120 | 120 | 2004.5 | 2004.5 | 50% | 10.5805 | 100.225 | 21.1609 | 250.5625 | 63.4827 | 400.9 | 105.8046 | 501.125 | 158.7068 | 400.9 | 211.6091 | 200.45 | 317.4137 | 90.2025 | 423.2182 | 60.135 | 1060.4262 | 5302.1308 | 25450.2278 | 53021.3079 | 63625.5694 | 42417.0463 | 28631.5062 | 25450.2278
2014 | 27422 | Todd-Wadena Electric Coop | MN | Cooperative | 138.74 | 1.295 | 107.1351 | 60.229 | 0.943 | 63.8696 | . | . | . | 8512 | . | N | . | . | . | . | . | . | . |  |  | . |  | 78.511 | 0.352 | 63.8696 | 223.0426 | 223.0426 | 2996.224 | 2996.224 | 35.2% | 19.6658 | 149.8112 | 39.3315 | 374.528 | 117.9946 | 599.2448 | 196.6577 | 749.056 | 294.9866 | 599.2448 | 393.3154 | 299.6224 | 589.9731 | 134.8301 | 786.6308 | 89.8867 | 2946.1527 | 14730.7634 | 70707.6642 | 147307.6338 | 176769.1606 | 117846.107 | 79546.1223 | 70707.6642
2014 | 28541 | Clatskanie Peoples Util Dist | OR | Political Subdivision | 571.524 | 2.194 | 260.4941 | 36.029 | . | . | . | . | . | 4574 | 13.8 | N | . | . | . | . | . | . | . |  |  | . |  | 535.495 |  |  |  | 535.495 |  | 4574 | 100% | 47.2148 | 228.7 | 94.4297 | 571.75 | 283.2891 | 914.8 | 472.1484 | 1143.5 | 708.2226 | 914.8 | 944.2968 | 457.4 | 1416.4453 | 205.83 | 1888.5937 | 137.22 | 10798.0344 | 53990.1719 | 259152.8249 | 539901.7186 | 647882.0623 | 431921.3749 | 291546.928 | 259152.8249
2014 | 28604 | Kerrville Public Utility Board | TX | Municipal | . | . | . | . | . | . | . | . | . | . | . |  | 50 | 0.675 | 74.0741 | 22 | 0.349 | 63.0372 | 22123 | N | L | 12.5 | Y | 28 | 0.326 | 63.0372 | 85.8896 | 85.8896 | 7212.098 | 7212.098 | 32.6% | 7.5729 | 360.6049 | 15.1458 | 901.5122 | 45.4375 | 1442.4196 | 75.7292 | 1803.0245 | 113.5938 | 1442.4196 | 151.4585 | 721.2098 | 227.1877 | 324.5444 | 302.9169 | 216.3629 | 2730.8332 | 13654.1661 | 65539.9971 | 136541.6605 | 163849.9927 | 109233.3284 | 73732.4967 | 65539.9971
2014 | 28978 | City of San Marcos - (TX) | TX | Municipal | 33.66 | 0.385 | 87.4286 | . | . | . | . | . | . | 23195 | 13.1 | N | . | . | . | . | . | . | . |  |  | . | [7 empty] | 23195 | 100% |  | 1159.75 |  | 2899.375 |  | 1: 4639; 3: 5798.75; 5: 4639; 7: 2319.5 | 1043.775 |  | 695.85
2014 | 30517 | Pioneer Electric Coop, Inc - (AL) | AL | Cooperative | . | . | . | . | . | . | . | . | . | . | . |  | 332 | 2.9 | 114.4828 | 293 | 2.7 | 108.5185 | 12824 | N | F | 25 | Y | 39 | 0.2 | 108.5185 | 195 | 195 | 2564.8 | 2564.8 | 20% | 17.1932 | 128.24 | 34.3865 | 320.6 | 103.1594 | 512.96 | 171.9324 | 641.2 | 257.8986 | 512.96 | 343.8648 | 256.48 | 515.7972 | 115.416 | 687.7296 | 76.944 | 2204.8611 | 11024.3057 | 52916.6672 | 110243.0566 | 132291.6679 | 88194.4453 | 59531.2506 | 52916.6672
2014 | 31833 | Okefenoke Rural El Member Corp | FL | Cooperative | 279.654 | 2.509 | 111.4603 | 220.099 | 2.201 | 99.9995 | 279.654 | 2.509 | 111.4603 | 6575 | 25 | Y | . | . | . | . | . | . | . |  |  | . |  | 59.555 | 0.308 | 99.9995 | 193.3604 | 193.3604 | 2025.1 | 2025.1 | 30.8% | 17.0487 | 101.255 | 34.0974 | 253.1375 | 102.2921 | 405.02 | 170.4868 | 506.275 | 255.7301 | 405.02 | 340.9735 | 202.51 | 511.4603 | 91.1295 | 681.947 | 60.753 | 1726.2636 | 8631.318 | 41430.3262 | 86313.1796 | 103575.8156 | 69050.5437 | 46609.117 | 41430.3262
2014 | 31833 | Okefenoke Rural El Member Corp | GA | Cooperative | 224.93 | 3.047 | 73.8202 | 179.708 | 2.693 | 66.7315 | 204.011 | 2.617 | 77.9561 | 27871 | 25 | Y | . | . | . | . | . | . | . |  |  | . |  | 45.222 | 0.354 | 66.7315 | 127.7458 | 127.7458 | 9866.334 | 9866.334 | 35.4% | 11.2634 | 493.3167 | 22.5268 | 1233.2918 | 67.5804 | 1973.2668 | 112.634 | 2466.5835 | 168.951 | 1973.2668 | 225.2681 | 986.6334 | 337.9021 | 443.985 | 450.5361 | 295.99 | 5556.4248 | 27782.1241 | 133354.1955 | 277821.2407 | 333385.4888 | 222256.9926 | 150023.47 | 133354.1955
2014 | 36189 | Mid-Ohio Energy Coop, Inc | OH | Cooperative | 31.98 | . | . | 22.69 | . | . | 30.27 | . | . | 8083 | 12 | Y | . | . | . | . | . | . | . |  |  | . |  | 9.29 |  |  |  | 9.29 |  | 8083 | 100% | 0.8191 | 404.15 | 1.6382 | 1010.375 | 4.9146 | 1616.6 | 8.191 | 2020.75 | 12.2866 | 1616.6 | 16.3821 | 808.3 | 24.5731 | 363.735 | 32.7641 | 242.49 | 331.0407 | 1655.2036 | 7944.9773 | 16552.036 | 19862.4432 | 13241.6288 | 8938.0994 | 7944.9773
2014 | 38084 | Great Lakes Energy Coop | MI | Cooperative | 250.18 | 1.48 | 169.0405 | 136.2 | 1.19 | 114.4538 | 237.63 | 1.32 | 180.0227 | 121390 | . | Y | . | . | . | . | . | . | . |  |  | . |  | 113.98 | 0.29 | 114.4538 | 393.0345 | 393.0345 | 35203.1 | 35203.1 | 29% | 34.654 | 1760.155 | 69.3081 | 4400.3875 | 207.9242 | 7040.62 | 346.5403 | 8800.775 | 519.8105 | 7040.62 | 693.0806 | 3520.31 | 1039.621 | 1584.1395 | 1386.1613 | 1056.093 | 60996.4682 | 304982.3409 | 1463915.2364 | 3049823.4093 | 3659788.0911 | 2439858.7274 | 1646904.641 | 1463915.2364
2014 | 40051 | Texas-New Mexico Power Co | TX | Investor Owned | . | . | . | . | . | . | . | . | . | . | . |  | 56 | 0.635 | 88.189 | 55 | 0.622 | 88.4244 | 234340 | N | F | 59.9 | N | 1 | 0.013 | 88.4244 | 76.9231 | 76.9231 | 3046.42 | 3046.42 | 1.3% | 6.7823 | 152.321 | 13.5647 | 380.8025 | 40.6941 | 609.284 | 67.8234 | 761.605 | 101.7351 | 609.284 | 135.6469 | 304.642 | 203.4703 | 137.0889 | 271.2937 | 91.3926 | 1033.0933 | 5165.4666 | 24794.2395 | 51654.6657 | 61985.5988 | 41323.7325 | 27893.5195 | 24794.2395
2014 | 40165 | Dixie Escalante R E A, Inc | UT | Cooperative | 63.39 | 1.45 | 43.7172 | 63.39 | 1.45 | 43.7172 | . | . | . | 17104 | 34.5 | N | . | . | . | . | . | . | . |  |  | . |  | 0 | 0 | 43.7172 |  |  | 0 | 0 | 0% |  | 0 |  | 0 |  | 1: 0; 3: 0; 5: 0; 7: 0 | 0 |  | 0
2014 | 40166 | Chickasaw Electric Coop, Inc | TN | Cooperative | . | . | . | . | . | . | . | . | . | . | . |  | 572.4 | 4.75 | 120.5053 | 480 | 4.41 | 108.8435 | 18827 | N | F | 25 | Y | 92.4 | 0.34 | 108.8435 | 271.7647 | 271.7647 | 6401.18 | 6401.18 | 34% | 23.9616 | 320.059 | 47.9232 | 800.1475 | 143.7697 | 1280.236 | 239.6162 | 1600.295 | 359.4243 | 1280.236 | 479.2324 | 640.118 | 718.8486 | 288.0531 | 958.4648 | 192.0354 | 7669.1321 | 38345.6605 | 184059.1706 | 383456.6054 | 460147.9265 | 306765.2843 | 207066.5669 | 184059.1706
2014 | 40228 | Rappahannock Electric Coop | VA | Cooperative | . | . | . | . | . | . | . | . | . | . | . |  | 116 | 1.2 | 96.6667 | 116 | 1.2 | 96.6667 | 154444 | N | O | 34.5 | Y | 0 | 0 | 96.6667 |  |  | 0 | 0 | 0% |  | 0 |  | 0 |  | 1: 0; 3: 0; 5: 0; 7: 0 | 0 |  | 0
2014 | 40236 | Forked Deer Electric Coop, Inc | TN | Cooperative | . | . | . | . | . | . | . | . | . | . | . |  | 495 | . | . | 230 | . | . | 9864 | N | F | 7.6 | N | 265 |  |  |  | 265 |  | 9864 | 100% | 23.3652 | 493.2 | 46.7303 | 1233 | 140.191 | 1972.8 | 233.6517 | 2466 | 350.4776 | 1972.8 | 467.3035 | 986.4 | 700.9552 | 443.88 | 934.6069 | 295.92 | 11523.7032 | 57618.5158 | 276568.8758 | 576185.158 | 691422.1896 | 460948.1264 | 311139.9853 | 276568.8758
2014 | 40302 | North East Mississippi EPA | MS | Cooperative | . | . | . | . | . | . | . | . | . | . | . |  | 88.2 | 0.86 | 102.5581 | 88.2 | 0.86 | 102.5581 | 23724 | N | L | 14.4 | Y | 0 | 0 | 102.5581 |  |  | 0 | 0 | 0% |  | 0 |  | 0 |  | 1: 0; 3: 0; 5: 0; 7: 0 | 0 |  | 0
2014 | 40304 | Minnesota Valley Coop L&P Assn | MN | Cooperative | 203 | . | . | 77 | . | . | 203 | . | . | 5270 | . | Y | . | . | . | . | . | . | . |  |  | . |  | 126 |  |  |  | 126 |  | 5270 | 100% | 11.1095 | 263.5 | 22.219 | 658.75 | 66.6569 | 1054 | 111.0948 | 1317.5 | 166.6422 | 1054 | 222.1896 | 527 | 333.2843 | 237.15 | 444.3791 | 158.1 | 2927.3475 | 14636.7377 | 70256.3409 | 146367.3769 | 175640.8523 | 117093.9015 | 79038.3835 | 70256.3409
2014 | 40438 | Columbia River Peoples Ut Dist | OR | Political Subdivision | 522.514 | 1.59 | 328.6252 | 70.954 | 0.688 | 103.1308 | 522.514 | 1.59 | 328.6252 | 18670 | 13 | N | . | . | . | . | . | . | . |  |  | . |  | 451.56 | 0.902 | 103.1308 | 500.6208 | 500.6208 | 16840.34 | 16840.34 | 90.2% | 44.14 | 842.017 | 88.2799 | 2105.0425 | 264.8398 | 3368.068 | 441.3997 | 4210.085 | 662.0996 | 3368.068 | 882.7994 | 1684.034 | 1324.1991 | 757.8153 | 1765.5989 | 505.2102 | 37166.6063 | 185833.0316 | 891998.5517 | 1858330.3159 | 2229996.3791 | 1486664.2528 | 1003498.3706 | 891998.5517
2014 | 40606 | City of Grand Island - (NE) | NE | Municipal | . | . | . | . | . | . | . | . | . | . | . |  | 10 | 0.57 | 17.5439 | 10 | 0.57 | 17.5439 | 24764 | N | L | 13.8 | N | 0 | 0 | 17.5439 |  |  | 0 | 0 | 0% |  | 0 |  | 0 |  | 1: 0; 3: 0; 5: 0; 7: 0 | 0 |  | 0
2014 | 44372 | Oncor Electric Delivery Company LLC | TX | Investor Owned | 296.3 | 1.66 | 178.494 | 125.9 | 1.24 | 101.5323 | 296.3 | 1.66 | 178.494 | 3272392 | 33 | Y | . | . | . | . | . | . | . |  |  | . |  | 170.4 | 0.42 | 101.5323 | 405.7143 | 405.7143 | 1374404.64 | 1374404.64 | 42% | 35.772 | 68720.232 | 71.544 | 171800.58 | 214.6321 | 274880.928 | 357.7202 | 343601.16 | 536.5802 | 274880.928 | 715.4403 | 137440.464 | 1073.1605 | 61848.2088 | 1430.8807 | 41232.1392 | 2458261.2644 | 12291306.3218 | 58998270.3447 | 122913063.2182 | 147495675.8619 | 98330450.5746 | 66373054.1378 | 58998270.3447
2014 | 49986 | Southwest Iowa Rural Elec Coop | IA | Cooperative | 69.553 | 1.069 | 65.0636 | 50.875 | 0.868 | 58.6118 | 62.411 | 0.762 | 81.9042 | 5916 | 12.7 | Y | . | . | . | . | . | . | . |  |  | . |  | 18.678 | 0.201 | 58.6118 | 92.9254 | 92.9254 | 1189.116 | 1189.116 | 20.1% | 8.1933 | 59.4558 | 16.3865 | 148.6395 | 49.1596 | 237.8232 | 81.9327 | 297.279 | 122.8991 | 237.8232 | 163.8655 | 118.9116 | 245.7982 | 53.5102 | 327.7309 | 35.6735 | 487.1376 | 2435.6881 | 11691.3027 | 24356.8805 | 29228.2566 | 19485.5044 | 13152.7155 | 11691.3027
2014 | 54913 | NSTAR Electric Company | MA | Investor Owned | 89.41 | 0.77 | 116.1169 | 66.95 | 0.66 | 101.4394 | 88.94 | 0.74 | 120.1892 | 1163241 | 34.5 | Y | . | . | . | . | . | . | . |  |  | . |  | 22.46 | 0.11 | 101.4394 | 204.1818 | 204.1818 | 127956.51 | 127956.51 | 11% | 18.0028 | 6397.8255 | 36.0056 | 15994.5637 | 108.0168 | 25591.302 | 180.0281 | 31989.1275 | 270.0421 | 25591.302 | 360.0561 | 12795.651 | 540.0842 | 5758.043 | 720.1122 | 3838.6953 | 115178.8076 | 575894.0381 | 2764291.3827 | 5758940.3806 | 6910728.4567 | 4607152.3045 | 3109827.8055 | 2764291.3827
2014 | 55787 | City of Moreno Valley - (CA) | CA | Municipal | . | . | . | . | . | . | . | . | . | . | . |  | 3.43 | 0.03 | 114.3333 | 3.43 | 0.03 | 114.3333 | 5878 | N | F | 12 | N | 0 | 0 | 114.3333 |  |  | 0 | 0 | 0% |  | 0 |  | 0 |  | 1: 0; 3: 0; 5: 0; 7: 0 | 0 |  | 0
2014 | 55936 | Entergy Gulf States - LA LLC | LA | Investor Owned | . | . | . | 131.1 | 1.187 | 110.4465 | 146.3 | 1.284 | 113.9408 | 397090 | 34.5 | Y | . | . | . | . | . | . | . |  |  | . |  |  |  | 110.4465 |  |  |  | 397090 | 100% |  | 19854.5 |  | 49636.25 |  | 1: 79418; 3: 99272.5; 5: 79418; 7: 39709 | 17869.05 |  | 11912.7
2014 | 55937 | Entergy Texas Inc. | TX | Investor Owned | . | . | . | 153.7 | 1.29 | 119.1473 | 227.4 | 1.526 | 149.017 | 423006 | 34.5 | Y | . | . | . | . | . | . | . |  |  | . |  |  |  | 119.1473 |  |  |  | 423006 | 100% |  | 21150.3 |  | 52875.75 |  | 1: 84601.2; 3: 105751.5; 5: 84601.2; 7: 42300.6 | 19035.27 |  | 12690.18
2014 | 55982 | Heart of Texas Electric Coop | TX | Cooperative | 121 | 1.269 | 95.3507 | 115 | 1.23 | 93.4959 | 110 | 1.1 | 100 | 19858 | 24.9 | Y | . | . | . | . | . | . | . |  |  | . |  | 6 | 0.039 | 93.4959 | 153.8462 | 153.8462 | 774.462 | 774.462 | 3.9% | 13.5647 | 38.7231 | 27.1294 | 96.8077 | 81.3881 | 154.8924 | 135.6469 | 193.6155 | 203.4703 | 154.8924 | 271.2937 | 77.4462 | 406.9406 | 34.8508 | 542.5875 | 23.2339 | 525.2667 | 2626.3336 | 12606.4012 | 26263.3358 | 31516.0029 | 21010.6686 | 14182.2013 | 12606.4012
2014 | 56146 | Black Hills/Colorado Elec.Util | CO | Investor Owned | 116.53 | 1.35 | 86.3185 | 96 | 1.21 | 79.3388 | 88.4 | 1 | 88.4 | 92240 | 35 | N | . | . | . | . | . | . | . |  |  | . |  | 20.53 | 0.14 | 79.3388 | 146.6429 | 146.6429 | 12913.6 | 12913.6 | 14% | 12.9296 | 645.68 | 25.8591 | 1614.2 | 77.5774 | 2582.72 | 129.2957 | 3228.4 | 193.9435 | 2582.72 | 258.5914 | 1291.36 | 387.8871 | 581.112 | 517.1827 | 387.408 | 8348.3639 | 41741.8193 | 200360.7324 | 417418.1925 | 500901.831 | 333934.554 | 225405.824 | 200360.7324
2014 | 56697 | Ameren Illinois Company | IL | Investor Owned | 175 | 1.31 | 133.5878 | 139 | 1.15 | 120.8696 | 172 | 1.27 | 135.4331 | 1234473 | 69 | Y | . | . | . | . | . | . | . |  |  | . |  | 36 | 0.16 | 120.8696 | 225 | 225 | 197515.68 | 197515.68 | 16% | 19.8384 | 9875.784 | 39.6767 | 24689.46 | 119.0301 | 39503.136 | 198.3835 | 49378.92 | 297.5753 | 39503.136 | 396.7671 | 19751.568 | 595.1506 | 8888.2056 | 793.5342 | 5925.4704 | 195919.3005 | 979596.5026 | 4702063.2123 | 9795965.0257 | 11755158.0309 | 7836772.0206 | 5289821.1139 | 4702063.2123
2014 | 57483 | Liberty Utilities | CA | Investor Owned | 698.3 | 3.63 | 192.3691 | 323.7 | 2.24 | 144.5089 | 327.8 | 2.32 | 141.2931 | 48595 | 24.9 | N | . | . | . | . | . | . | . |  |  | . |  | 374.6 | 1.39 | 144.5089 | 269.4964 | 374.6 | 67547.05 | 48595 | 100% | 33.0287 | 2429.75 | 66.0573 | 6074.375 | 198.1719 | 9719 | 330.2866 | 12148.75 | 495.4298 | 9719 | 660.5731 | 4859.5 | 990.8597 | 2186.775 | 1321.1462 | 1457.85 | 80251.3755 | 401256.8773 | 1926033.011 | 4012568.773 | 4815082.5276 | 3210055.0184 | 2166787.1374 | 1926033.011
2014 | 58124 | City of Winter Park - (FL) | FL | Municipal | . | . | . | . | . | . | . | . | . | . | . |  | . | . | . | 65 | 0.16 | 406.25 | 14106 | Y | L | 12.5 | N |  |  | 406.25 |  |  |  | 14106 | 100% |  | 705.3 |  | 1763.25 |  | 1: 2821.2; 3: 3526.5; 5: 2821.2; 7: 1410.6 | 634.77 |  | 423.18
2014 | 59013 | PUD No 1 of Jefferson County | WA | Political Subdivision | 748 | 3.79 | 197.3615 | 276 | 2.47 | 111.7409 | 748 | 3.79 | 197.3615 | 18614 | 12.5 | N | . | . | . | . | . | . | . |  |  | . |  | 472 | 1.32 | 111.7409 | 357.5758 | 472 | 24570.48 | 18614 | 100% | 41.6165 | 930.7 | 83.2329 | 2326.75 | 249.6988 | 3722.8 | 416.1646 | 4653.5 | 624.2469 | 3722.8 | 832.3292 | 1861.4 | 1248.4938 | 837.63 | 1664.6583 | 558.42 | 38732.4379 | 193662.1896 | 929578.5099 | 1936621.8957 | 2323946.2748 | 1549297.5165 | 1045775.8237 | 929578.5099
2015 | 97 | Adams Electric Coop | IL | Cooperative | 575.5 | 2.834 | 203.0699 | 167.1 | 1.645 | 101.5806 | 374.7 | 1.351 | 277.3501 | 8790 | 12.5 | Y | . | . | . | . | . | . | . |  |  | . |  | 408.4 | 1.189 | 101.5805 | 343.4819 | 408.4 | 10451.31 | 8790 | 100% | 36.0088 | 439.5 | 72.0176 | 1098.75 | 216.0529 | 1758 | 360.0882 | 2197.5 | 540.1323 | 1758 | 720.1763 | 879 | 1080.2645 | 395.55 | 1440.3527 | 263.7 | 15825.8751 | 79129.3755 | 379821.0022 | 791293.7546 | 949552.5055 | 633035.0037 | 427298.6275 | 379821.0022
2015 | 108 | Adams-Columbia Electric Coop | WI | Cooperative | 121.38 | 0.773 | 157.0246 | 67.17 | 0.595 | 112.8908 | 114.05 | 0.713 | 159.9579 | 36248.5 | 12 | Y | . | . | . | . | . | . | . |  |  | . |  | 54.21 | 0.178 | 112.8908 | 304.5506 | 304.5506 | 6452.233 | 6452.233 | 17.8% | 26.8524 | 322.6116 | 53.7047 | 806.5291 | 161.1142 | 1290.4466 | 268.5236 | 1613.0583 | 402.7855 | 1290.4466 | 537.0473 | 645.2233 | 805.5709 | 290.3505 | 1074.0946 | 193.567 | 8662.8855 | 43314.4273 | 207909.251 | 433144.273 | 519773.1276 | 346515.4184 | 233897.9074 | 207909.251
2015 | 155 | Agralite Electric Coop | MN | Cooperative | 131.5 | 1.464 | 89.8224 | 131.5 | 1.464 | 89.8224 | 124.185 | 1.056 | 117.5994 | 5196 | 12 | N | . | . | . | . | . | . | . |  |  | . |  | 0 | 0 | 89.8224 |  |  | 0 | 0 | 0% |  | 0 |  | 0 |  | 1: 0; 3: 0; 5: 0; 7: 0 | 0 |  | 0
2015 | 162 | Aiken Electric Coop Inc | SC | Cooperative | . | . | . | . | . | . | . | . | . | . | . |  | 181.83 | . | . | 130.52 | . | . | 46325 | N | L | 25 | N | 51.31 |  |  |  | 51.31 |  | 46325 | 100% | 4.524 | 2316.25 | 9.0481 | 5790.625 | 27.1442 | 9265 | 45.2403 | 11581.25 | 67.8604 | 9265 | 90.4805 | 4632.5 | 135.7208 | 2084.625 | 180.9611 | 1389.75 | 10478.7763 | 52393.8813 | 251490.6304 | 523938.8134 | 628726.576 | 419151.0507 | 282926.9592 | 251490.6304
2015 | 195 | Alabama Power Co | AL | Investor Owned | . | . | . | . | . | . | . | . | . | . | . |  | 203.1 | 1.651 | 123.0164 | 116.8 | 1.164 | 100.3436 | 1454676 | N | F | 35 | Y | 86.3 | 0.487 | 100.3436 | 177.2074 | 177.2074 | 708427.212 | 708427.212 | 48.7% | 15.6245 | 35421.3606 | 31.2489 | 88553.4015 | 93.7467 | 141685.4424 | 156.2446 | 177106.803 | 234.3669 | 141685.4424 | 312.4892 | 70842.7212 | 468.7337 | 31879.2245 | 624.9783 | 21252.8164 | 553439.5539 | 2767197.7693 | 13282549.2926 | 27671977.6929 | 33206373.2314 | 22137582.1543 | 14942867.9542 | 13282549.2926
2015 | 207 | City of Alameda | CA | Municipal | 16.4 | 0.114 | 143.8596 | . | . | . | . | . | . | 34626 | 12 | N | . | . | . | . | . | . | . |  |  | . | [7 empty] | 34626 | 100% |  | 1731.3 |  | 4328.25 |  | 1: 6925.2; 3: 8656.5; 5: 6925.2; 7: 3462.6 | 1558.17 |  | 1038.78
2015 | 213 | Alaska Electric Light&Power Co | AK | Investor Owned | . | . | . | . | . | . | . | . | . | . | . |  | 138 | . | . | . | . | . | 16539 | N | O | 12.5 | N | [6 empty] | 16539 | 100% |  | 826.95 |  | 2067.375 |  | 1: 3307.8; 3: 4134.75; 5: 3307.8; 7: 1653.9 | 744.255 |  | 496.17
2015 | 232 | City of Albemarle - (NC) | NC | Municipal | . | . | . | . | . | . | . | . | . | . | . |  | 72.71 | 1.04 | 69.9135 | 34.39 | . | . | 11821 | N | L | 14.4 | N | 38.32 |  |  |  | 38.32 |  | 11821 | 100% | 3.3787 | 591.05 | 6.7574 | 1477.625 | 20.2722 | 2364.2 | 33.7869 | 2955.25 | 50.6804 | 2364.2 | 67.5738 | 1182.1 | 101.3608 | 531.945 | 135.1477 | 354.63 | 1996.976 | 9984.8799 | 47927.4237 | 99848.7994 | 119818.5593 | 79879.0395 | 53918.3517 | 47927.4237
2015 | 240 | Albemarle Electric Member Corp | NC | Cooperative | . | . | . | . | . | . | . | . | . | . | . |  | 144 | 1 | 144 | 144 | 1 | 144 | 12644 | N | F | 12.5 | N | 0 | 0 | 144 |  |  | 0 | 0 | 0% |  | 0 |  | 0 |  | 1: 0; 3: 0; 5: 0; 7: 0 | 0 |  | 0
2015 | 276 | Alcorn County Elec Power Assn | MS | Cooperative | 200.76 | 1.616 | 124.2327 | . | . | . | . | . | . | 18589 | 13.1 | N | . | . | . | . | . | . | . |  |  | . | [7 empty] | 18589 | 100% |  | 929.45 |  | 2323.625 |  | 1: 3717.8; 3: 4647.25; 5: 3717.8; 7: 1858.9 | 836.505 |  | 557.67
2015 | 295 | City of Alexandria - (MN) | MN | Municipal | . | . | . | . | . | . | . | . | . | . | . |  | 17.034 | 0.2 | 85.17 | . | . | . | 9468 | N | L | 13.2 | N | [6 empty] | 9468 | 100% |  | 473.4 |  | 1183.5 |  | 1: 1893.6; 3: 2367; 5: 1893.6; 7: 946.8 | 426.06 |  | 284.04
2015 | 305 | Alger-Delta Coop Electric Assn | MI | Cooperative | 108.4 | 1.09 | 99.4495 | 107.4 | 1.08 | 99.4444 | 49 | 0.5 | 98 | 9949 | 34.5 | N | . | . | . | . | . | . | . |  |  | . |  | 1 | 0.01 | 99.4444 | 100 | 100 | 99.49 | 99.49 | 1% | 8.817 | 4.9745 | 17.6341 | 12.4362 | 52.9023 | 19.898 | 88.1705 | 24.8725 | 132.2557 | 19.898 | 176.3409 | 9.949 | 264.5114 | 4.4771 | 352.6819 | 2.9847 | 43.8604 | 219.302 | 1052.6495 | 2193.0198 | 2631.6238 | 1754.4159 | 1184.2307 | 1052.6495
2015 | 329 | Allamakee-Clayton El Coop, Inc | IA | Cooperative | 123.648 | 0.884 | 139.8733 | 40.165 | 0.343 | 117.0991 | 123.648 | 0.884 | 139.8733 | 8848 | 12.5 | Y | . | . | . | . | . | . | . |  |  | . |  | 83.483 | 0.541 | 117.0991 | 154.3124 | 154.3124 | 4786.768 | 4786.768 | 54.1% | 13.6058 | 239.3384 | 27.2116 | 598.346 | 81.6348 | 957.3536 | 136.0579 | 1196.692 | 204.0869 | 957.3536 | 272.1159 | 478.6768 | 408.1738 | 215.4046 | 544.2318 | 143.603 | 3256.3891 | 16281.9453 | 78153.3373 | 162819.4528 | 195383.3433 | 130255.5622 | 87922.5045 | 78153.3373
2015 | 392 | Alpena Power Co | MI | Investor Owned | . | . | . | . | . | . | . | . | . | . | . |  | 229.3 | 1.5 | 152.8667 | 96.7 | 1.1 | 87.9091 | 16392 | N | L | 13.2 | N | 132.6 | 0.4 | 87.9091 | 331.5 | 331.5 | 6556.8 | 6556.8 | 40% | 29.2285 | 327.84 | 58.457 | 819.6 | 175.3711 | 1311.36 | 292.2851 | 1639.2 | 438.4276 | 1311.36 | 584.5702 | 655.68 | 876.8553 | 295.056 | 1169.1403 | 196.704 | 9582.2742 | 47911.3711 | 229974.581 | 479113.7105 | 574936.4526 | 383290.9684 | 258721.4037 | 229974.581
2015 | 407 | Altamaha Electric Member Corp | GA | Cooperative | 89.8 | 1.25 | 71.84 | 31.3 | 0.51 | 61.3725 | 89.8 | 0.74 | 121.3513 | 20246 | 25 | Y | . | . | . | . | . | . | . |  |  | . |  | 58.5 | 0.74 | 61.3725 | 79.0541 | 79.0541 | 14982.04 | 14982.04 | 74% | 6.9702 | 749.102 | 13.9405 | 1872.755 | 41.8214 | 2996.408 | 69.7023 | 3745.51 | 104.5535 | 2996.408 | 139.4047 | 1498.204 | 209.107 | 674.1918 | 278.8093 | 449.4612 | 5221.4151 | 26107.0757 | 125313.9633 | 261070.7568 | 313284.9082 | 208856.6054 | 140978.2087 | 125313.9633
2015 | 554 | City of Ames - (IA) | IA | Municipal | 38.72 | 0.86 | 45.0233 | 38.72 | 0.86 | 45.0233 | 38.72 | 0.86 | 45.0233 | 25568 | 13.8 | N | . | . | . | . | . | . | . |  |  | . |  | 0 | 0 | 45.0233 |  |  | 0 | 0 | 0% |  | 0 |  | 0 |  | 1: 0; 3: 0; 5: 0; 7: 0 | 0 |  | 0
2015 | 562 | Amicalola Electric Member Corp | GA | Cooperative | 1119.5 | 4 | 279.875 | 498.6 | 3.1 | 160.8387 | 1115.5 | 4 | 278.875 | 46359 | 25 | N | . | . | . | . | . | . | . |  |  | . |  | 620.9 | 0.9 | 160.8387 | 689.8889 | 689.8889 | 41723.1 | 41723.1 | 90% | 60.8278 | 2086.155 | 121.6556 | 5215.3875 | 364.9669 | 8344.62 | 608.2782 | 10430.775 | 912.4173 | 8344.62 | 1216.5565 | 4172.31 | 1824.8347 | 1877.5395 | 2433.1129 | 1251.693 | 126896.2664 | 634481.3321 | 3045510.3941 | 6344813.3211 | 7613775.9853 | 5075850.6569 | 3426199.1934 | 3045510.3941
2015 | 590 | City of Anaheim - (CA) | CA | Municipal | 35 | 0.36 | 97.2222 | 35 | 0.36 | 97.2222 | 35 | 0.36 | 97.2222 | 115474 | 12 | Y | . | . | . | . | . | . | . |  |  | . |  | 0 | 0 | 97.2222 |  |  | 0 | 0 | 0% |  | 0 |  | 0 |  | 1: 0; 3: 0; 5: 0; 7: 0 | 0 |  | 0
2015 | 599 | Anchorage Municipal Light and Power | AK | Municipal | 65.4 | 1.03 | 63.4951 | 65.4 | 1.03 | 63.4951 | . | . | . | 30932 | 35 | N | . | . | . | . | . | . | . |  |  | . |  | 0 | 0 | 63.4951 |  |  | 0 | 0 | 0% |  | 0 |  | 0 |  | 1: 0; 3: 0; 5: 0; 7: 0 | 0 |  | 0
2015 | 636 | City of Anderson - (IN) | IN | Municipal | 87.935 | 0.647 | 135.9119 | 87.935 | 0.647 | 135.9119 | 87.935 | 0.647 | 135.9119 | 33300 | 13.2 | Y | . | . | . | . | . | . | . |  |  | . |  | 0 | 0 | 135.9119 |  |  | 0 | 0 | 0% |  | 0 |  | 0 |  | 1: 0; 3: 0; 5: 0; 7: 0 | 0 |  | 0
2015 | 689 | Connexus Energy | MN | Cooperative | 33.988 | 0.414 | 82.0966 | 23.981 | 0.335 | 71.5851 | 33.988 | 0.414 | 82.0966 | 129072.8 | 12.5 | Y | . | . | . | . | . | . | . |  |  | . |  | 10.007 | 0.079 | 71.5851 | 126.6709 | 126.6709 | 10196.7512 | 10196.7512 | 7.9% | 11.1686 | 509.8376 | 22.3373 | 1274.5939 | 67.0118 | 2039.3502 | 111.6863 | 2549.1878 | 167.5295 | 2039.3502 | 223.3726 | 1019.6751 | 335.0589 | 458.8538 | 446.7452 | 305.9025 | 5694.1874 | 28470.937 | 136660.4977 | 284709.3702 | 341651.2443 | 227767.4962 | 153743.0599 | 136660.4977
2015 | 691 | City of Anoka | MN | Municipal | . | . | . | . | . | . | . | . | . | . | . |  | 40 | 2.5 | 16 | 31 | 0.8 | 38.75 | 11753 | N | F | 12.5 | N | 9 | 1.7 | 38.75 | 5.2941 | 9 | 19980.1 | 11753 | 100% | 0.79353 | 587.65 | 1.5871 | 1469.125 | 4.7612 | 2350.6 | 7.9353 | 2938.25 | 11.903 | 2350.6 | 15.8707 | 1175.3 | 23.806 | 528.885 | 31.7414 | 352.59 | 466.3204 | 2331.6018 | 11191.6885 | 23316.0176 | 27979.2212 | 18652.8141 | 12590.6495 | 11191.6885
2015 | 694 | Anza Electric Coop Inc | CA | Cooperative | . | . | . | . | . | . | . | . | . | . | . |  | 233.42 | 2.04 | 114.4216 | 23.64 | 0.06 | 394 | 4275 | N | F | 12 | N | 209.78 | 1.98 | 394 | 105.9495 | 209.78 | 8464.5 | 4275 | 100% | 18.4964 | 213.75 | 36.9928 | 534.375 | 110.9784 | 855 | 184.964 | 1068.75 | 277.446 | 855 | 369.928 | 427.5 | 554.892 | 192.375 | 739.856 | 128.25 | 3953.6054 | 19768.0272 | 94886.5305 | 197680.2719 | 237216.3262 | 158144.2175 | 106747.3468 | 94886.5305
2015 | 727 | Appalachian Electric Coop | TN | Cooperative | 387.565 | 3.485 | 111.2095 | 117.336 | 1.635 | 71.7651 | 368.255 | 3.163 | 116.4259 | 45561 | 13.2 | N | . | . | . | . | . | . | . |  |  | . |  | 270.229 | 1.85 | 71.7651 | 146.0697 | 270.229 | 84287.85 | 45561 | 100% | 23.8262 | 2278.05 | 47.6524 | 5695.125 | 142.9573 | 9112.2 | 238.2622 | 11390.25 | 357.3932 | 9112.2 | 476.5243 | 4556.1 | 714.7865 | 2050.245 | 953.0486 | 1366.83 | 54277.3114 | 271386.557 | 1302655.4736 | 2713865.5699 | 3256638.6839 | 2171092.456 | 1465487.4078 | 1302655.4736
2015 | 733 | Appalachian Power Co | VA | Investor Owned | 343 | 1.701 | 201.6461 | 311.5 | 1.655 | 188.2175 | 330.8 | 1.594 | 207.5282 | 525734 | 35 | Y | . | . | . | . | . | . | . |  |  | . |  | 31.5 | 0.046 | 188.2175 | 684.7826 | 684.7826 | 24183.764 | 24183.764 | 4.6% | 60.3776 | 1209.1882 | 120.7552 | 3022.9705 | 362.2656 | 4836.7528 | 603.776 | 6045.941 | 905.664 | 4836.7528 | 1207.552 | 2418.3764 | 1811.328 | 1088.2694 | 2415.104 | 725.5129 | 73007.881 | 365039.4048 | 1752189.1433 | 3650394.0485 | 4380472.8582 | 2920315.2388 | 1971212.7862 | 1752189.1433
2015 | 733 | Appalachian Power Co | WV | Investor Owned | 1066.9 | 3.123 | 341.6266 | 641.6 | 2.771 | 231.541 | 1013.2 | 2.839 | 356.8862 | 428721 | 35 | Y | . | . | . | . | . | . | . |  |  | . |  | 425.3 | 0.352 | 231.541 | 1208.2386 | 1208.2386 | 150909.792 | 150909.792 | 35.2% | 106.531 | 7545.4896 | 213.0619 | 18863.724 | 639.1858 | 30181.9584 | 1065.3096 | 37727.448 | 1597.9644 | 30181.9584 | 2130.6192 | 15090.9792 | 3195.9288 | 6790.9406 | 4261.2384 | 4527.2938 | 803828.2497 | 4019141.2483 | 19291877.9921 | 40191412.4835 | 48229694.9802 | 32153129.9868 | 21703362.7411 | 19291877.9921
2015 | 803 | Arizona Public Service Co | AZ | Investor Owned | 119 | 0.91 | 130.7692 | 87 | 0.87 | 100 | 119 | 0.91 | 130.7692 | 1189422 | 69 | N | . | . | . | . | . | . | . |  |  | . |  | 32 | 0.04 | 100 | 800 | 800 | 47576.88 | 47576.88 | 4% | 70.5364 | 2378.844 | 141.0727 | 5947.11 | 423.2182 | 9515.376 | 705.3637 | 11894.22 | 1058.0456 | 9515.376 | 1410.7274 | 4757.688 | 2116.0911 | 2140.9596 | 2821.4548 | 1427.3064 | 167795.0213 | 838975.1065 | 4027080.5114 | 8389751.0654 | 10067701.2785 | 6711800.8523 | 4530465.5753 | 4027080.5114
2015 | 814 | Entergy Arkansas Inc | AR | Investor Owned | 408.5 | 2.246 | 181.8789 | 283.4 | 1.989 | 142.4837 | 394 | 2.055 | 191.7275 | 715380 | 34.5 | Y | . | . | . | . | . | . | . |  |  | . |  | 125.1 | 0.257 | 142.4837 | 486.7704 | 486.7704 | 183852.66 | 183852.66 | 25.7% | 42.9188 | 9192.633 | 85.8375 | 22981.5825 | 257.5126 | 36770.532 | 429.1877 | 45963.165 | 643.7816 | 36770.532 | 858.3755 | 18385.266 | 1287.5632 | 8273.3697 | 1716.751 | 5515.5798 | 394536.5378 | 1972682.6892 | 9468876.9082 | 19726826.892 | 23672192.2704 | 15781461.5136 | 10652486.5217 | 9468876.9082
2015 | 963 | Atlantic City Electric Co | NJ | Investor Owned | 1370 | 2.1 | 652.3809 | 95 | 1.14 | 83.3333 | 1352 | 2.09 | 646.8899 | 537010 | 69 | Y | . | . | . | . | . | . | . |  |  | . |  | 1275 | 0.96 | 83.3333 | 1328.125 | 1328.125 | 515529.6 | 515529.6 | 96% | 117.1014 | 25776.48 | 234.2028 | 64441.2 | 702.6084 | 103105.92 | 1171.014 | 128882.4 | 1756.5209 | 103105.92 | 2342.0279 | 51552.96 | 3513.0419 | 23198.832 | 4684.0558 | 15465.888 | 3018461.7928 | 15092308.964 | 72443083.0272 | 150923089.64 | 181107707.568 | 120738471.712 | 81498468.4056 | 72443083.0272
2015 | 993 | Auburn Board of Public Works | NE | Municipal | . | . | . | . | . | . | . | . | . | . | . |  | 3.4 | 0.29 | 11.7241 | . | . | . | 2771 | Y | L | 12.5 | N | [6 empty] | 2771 | 100% |  | 138.55 |  | 346.375 |  | 1: 554.2; 3: 692.75; 5: 554.2; 7: 277.1 | 124.695 |  | 83.13
2015 | 1009 | City of Austin - (MN) | MN | Municipal | 10.375 | 0.116 | 89.4397 | . | . | . | . | . | . | 12378 | 13.8 | N | . | . | . | . | . | . | . |  |  | . | [7 empty] | 12378 | 100% |  | 618.9 |  | 1547.25 |  | 1: 2475.6; 3: 3094.5; 5: 2475.6; 7: 1237.8 | 557.01 |  | 371.34
2015 | 1015 | Austin Energy | TX | Municipal | 339.27 | 0.92 | 368.7717 | 55.15 | 0.72 | 76.5972 | 331.49 | 0.77 | 430.5065 | 443000 | 35 | Y | . | . | . | . | . | . | . |  |  | . |  | 284.12 | 0.2 | 76.5972 | 1420.6 | 1420.6 | 88600 | 88600 | 20% | 125.255 | 4430 | 250.5099 | 11075 | 751.5298 | 17720 | 1252.5496 | 22150 | 1878.8244 | 17720 | 2505.0992 | 8860 | 3757.6488 | 3987 | 5010.1984 | 2658 | 554879.471 | 2774397.3549 | 13317107.3035 | 27743973.5489 | 33292768.2586 | 22195178.8391 | 14981745.7164 | 13317107.3035
2015 | 1050 | City of Azusa | CA | Municipal | . | . | . | 10.217 | 0.069 | 148.0725 | . | . | . | 16724 | 12.5 | N | . | . | . | . | . | . | . |  |  | . |  |  |  | 148.0725 |  |  |  | 16724 | 100% |  | 836.2 |  | 2090.5 |  | 1: 3344.8; 3: 4181; 5: 3344.8; 7: 1672.4 | 752.58 |  | 501.72
2015 | 1062 | BARC Electric Coop Inc | VA | Cooperative | 296.92 | 2.125 | 139.7271 | 176.61 | 1.657 | 106.5842 | 120.31 | 0.468 | 257.0727 | 12642 | 46 | Y | . | . | . | . | . | . | . |  |  | . |  | 120.31 | 0.468 | 106.5842 | 257.0726 | 257.0726 | 5916.456 | 5916.456 | 46.8% | 22.6662 | 295.8228 | 45.3324 | 739.557 | 135.9973 | 1183.2912 | 226.6621 | 1479.114 | 339.9932 | 1183.2912 | 453.3243 | 591.6456 | 679.9864 | 266.2405 | 906.6486 | 177.4937 | 6705.183 | 33525.9152 | 160924.393 | 335259.1521 | 402310.9825 | 268207.3217 | 181039.9421 | 160924.393
2015 | 1149 | Baldwin County El Member Corp | AL | Cooperative | 158.575 | 2.031 | 78.0773 | 73.942 | 1.346 | 54.9346 | 148.8 | 1.728 | 86.1111 | 70812 | 12.5 | Y | . | . | . | . | . | . | . |  |  | . |  | 84.633 | 0.685 | 54.9346 | 123.5518 | 123.5518 | 48506.22 | 48506.22 | 68.5% | 10.8936 | 2425.311 | 21.7872 | 6063.2775 | 65.3617 | 9701.244 | 108.9362 | 12126.555 | 163.4043 | 9701.244 | 217.8724 | 4850.622 | 326.8086 | 2182.7799 | 435.7449 | 1455.1866 | 26420.4203 | 132102.1013 | 634090.0863 | 1321021.0131 | 1585225.2157 | 1056816.8105 | 713351.3471 | 634090.0863
2015 | 1167 | Baltimore Gas & Electric Co | MD | Investor Owned | 102 | 0.93 | 109.6774 | 91 | 0.89 | 102.2472 | 102 | 0.92 | 110.8696 | 1250361 | 34.5 | Y | . | . | . | . | . | . | . |  |  | . |  | 11 | 0.04 | 102.2472 | 275 | 275 | 50014.44 | 50014.44 | 4% | 24.2469 | 2500.722 | 48.4938 | 6251.805 | 145.4813 | 10002.888 | 242.4688 | 12503.61 | 363.7032 | 10002.888 | 484.9375 | 5001.444 | 727.4063 | 2250.6498 | 969.8751 | 1500.4332 | 60634.6995 | 303173.4974 | 1455232.7877 | 3031734.9743 | 3638081.9691 | 2425387.9794 | 1637136.8861 | 1455232.7877
2015 | 1175 | Bandera Electric Coop, Inc | TX | Cooperative | 106.46 | 0.68 | 156.5588 | 45.64 | 0.4 | 114.1 | 106.46 | 0.68 | 156.5588 | 33892 | 24 | Y | . | . | . | . | . | . | . |  |  | . |  | 60.82 | 0.28 | 114.1 | 217.2143 | 217.2143 | 9489.76 | 9489.76 | 28% | 19.1519 | 474.488 | 38.3038 | 1186.22 | 114.9113 | 1897.952 | 191.5188 | 2372.44 | 287.2783 | 1897.952 | 383.0377 | 948.976 | 574.5565 | 427.0392 | 766.0754 | 284.6928 | 9087.3392 | 45436.696 | 218096.1406 | 454366.9596 | 545240.3515 | 363493.5677 | 245358.1582 | 218096.1406
2015 | 1179 | Emera Maine | ME | Investor Owned | 351 | 2.58 | 136.0465 | 280 | 2.342 | 119.5559 | 153 | 1.751 | 87.3786 | 157752 | 35 | Y | . | . | . | . | . | . | . |  |  | . |  | 71 | 0.238 | 119.5559 | 298.3193 | 298.3193 | 37544.976 | 37544.976 | 23.8% | 26.303 | 1877.2488 | 52.6059 | 4693.122 | 157.8177 | 7508.9952 | 263.0295 | 9386.244 | 394.5443 | 7508.9952 | 526.0591 | 3754.4976 | 789.0886 | 1689.5239 | 1052.1181 | 1126.3493 | 49377.1874 | 246885.9368 | 1185052.4967 | 2468859.3681 | 2962631.2417 | 1975087.4945 | 1333184.0588 | 1185052.4967
2015 | 1181 | Village of Bangor - (WI) | WI | Municipal | 16.999 | 0.306 | 55.5523 | . | . | . | . | . | . | 1898 | 12.5 | N | . | . | . | . | . | . | . |  |  | . | [7 empty] | 1898 | 100% |  | 94.9 |  | 237.25 |  | 1: 379.6; 3: 474.5; 5: 379.6; 7: 189.8 | 85.41 |  | 56.94
2015 | 1233 | City of Barnesville - (MN) | MN | Municipal | . | . | . | . | . | . | . | . | . | . | . |  | 0.691 | 0.002 | 345.5 | . | . | . | 1317 | Y | F | 2.4 | N | [6 empty] | 1317 | 100% |  | 65.85 |  | 164.625 |  | 1: 263.4; 3: 329.25; 5: 263.4; 7: 131.7 | 59.265 |  | 39.51
2015 | 1251 | Barron Electric Coop | WI | Cooperative | 120.8 | 1.116 | 108.2437 | 97.2 | 1.064 | 91.3534 | 119.2 | 0.854 | 139.5785 | 18260 | 12.5 | Y | . | . | . | . | . | . | . |  |  | . |  | 23.6 | 0.052 | 91.3534 | 453.8462 | 453.8462 | 949.52 | 949.52 | 5.2% | 40.0158 | 47.476 | 80.0317 | 118.69 | 240.095 | 189.904 | 400.1583 | 237.38 | 600.2374 | 189.904 | 800.3165 | 94.952 | 1200.4748 | 42.7284 | 1600.633 | 28.4856 | 1899.7913 | 9498.9566 | 45594.9919 | 94989.5665 | 113987.4798 | 75991.6532 | 51294.3659 | 45594.9919
2015 | 1273 | Bartlett Electric Coop, Inc | TX | Cooperative | 200.15 | 1.222 | 163.7889 | 169.82 | 0.82 | 207.0976 | 70.62 | 0.798 | 88.4962 | 11330 | 24.9 | N | . | . | . | . | . | . | . |  |  | . |  | 30.33 | 0.402 | 207.0976 | 75.4478 | 75.4478 | 4554.66 | 4554.66 | 40.2% | 6.6523 | 227.733 | 13.3045 | 569.3325 | 39.9136 | 910.932 | 66.5226 | 1138.665 | 99.784 | 910.932 | 133.0453 | 455.466 | 199.5679 | 204.9597 | 266.0906 | 136.6398 | 1514.94 | 7574.7002 | 36358.5611 | 75747.0022 | 90896.4026 | 60597.6018 | 40903.3812 | 36358.5611
2015 | 1283 | Bartholomew County Rural E M C | IN | Cooperative | 488.86 | 2.96 | 165.1554 | 235.4 | 2.07 | 113.7198 | 488.86 | 2.96 | 165.1554 | 11296 | 12 | Y | . | . | . | . | . | . | . |  |  | . |  | 253.46 | 0.89 | 113.7198 | 284.7865 | 284.7865 | 10053.44 | 10053.44 | 89% | 25.1098 | 502.672 | 50.2195 | 1256.68 | 150.6586 | 2010.688 | 251.0976 | 2513.36 | 376.6464 | 2010.688 | 502.1952 | 1005.344 | 753.2928 | 452.4048 | 1004.3904 | 301.6032 | 12621.9728 | 63109.8639 | 302927.3468 | 631098.6392 | 757318.3671 | 504878.9114 | 340793.2652 | 302927.3468
2015 | 1300 | City of Bartow - (FL) | FL | Municipal | . | . | . | . | . | . | . | . | . | . | . |  | 17.613 | 0.164 | 107.3963 | . | . | . | 11659 | N | L | . | N | [6 empty] | 11659 | 100% |  | 582.95 |  | 1457.375 |  | 1: 2331.8; 3: 2914.75; 5: 2331.8; 7: 1165.9 | 524.655 |  | 349.77
2015 | 1456 | Town of Bedford - (VA) | VA | Municipal | 161.237 | 1.05 | 153.5591 | 161.237 | 1.05 | 153.5591 | 161.237 | 1.05 | 153.5591 | 6649 | 69 | N | . | . | . | . | . | . | . |  |  | . |  | 0 | 0 | 153.559 |  |  | 0 | 0 | 0% |  | 0 |  | 0 |  | 1: 0; 3: 0; 5: 0; 7: 0 | 0 |  | 0
2015 | 1458 | Beauregard Electric Coop, Inc | LA | Cooperative | . | . | . | . | . | . | . | . | . | . | . |  | 465.6 | 4.78 | 97.4059 | 183 | 1.79 | 102.2346 | 41757 | N | F | 24.9 | Y | 282.6 | 2.99 | 102.2346 | 94.5151 | 282.6 | 124853.43 | 41757 | 100% | 24.917 | 2087.85 | 49.8339 | 5219.625 | 149.5018 | 8351.4 | 249.1697 | 10439.25 | 373.7546 | 8351.4 | 498.3395 | 4175.7 | 747.5092 | 1879.065 | 996.6789 | 1252.71 | 52022.9017 | 260114.5084 | 1248549.6406 | 2601145.0845 | 3121374.1014 | 2080916.0676 | 1404618.3456 | 1248549.6406
2015 | 1529 | Beltrami Electric Coop, Inc | MN | Cooperative | 113.954 | 1.647 | 69.1888 | 113.954 | 1.647 | 69.1888 | 0 | 0 | . | 20117 | 12.5 | Y | . | . | . | . | . | . | . |  |  | . |  | 0 | 0 | 69.1888 |  |  | 0 | 0 | 0% |  | 0 |  | 0 |  | 1: 0; 3: 0; 5: 0; 7: 0 | 0 |  | 0
2015 | 1579 | PUD No 1 of Benton County | WA | Political Subdivision | 36.5 | 0.27 | 135.1852 | 36.5 | 0.27 | 135.1852 | . | . | . | 50297 | 15 | Y | . | . | . | . | . | . | . |  |  | . |  | 0 | 0 | 135.1852 |  |  | 0 | 0 | 0% |  | 0 |  | 0 |  | 1: 0; 3: 0; 5: 0; 7: 0 | 0 |  | 0
2015 | 1591 | Big Country Electric Coop, Inc | TX | Cooperative | . | . | . | . | . | . | . | . | . | . | . |  | 1146 | . | . | . | . | . | 12912 | N | L | 69 | Y | [6 empty] | 12912 | 100% |  | 645.6 |  | 1614 |  | 1: 2582.4; 3: 3228; 5: 2582.4; 7: 1291.2 | 581.04 |  | 387.36
2015 | 1613 | Berkeley Electric Coop Inc | SC | Cooperative | 210.81 | 2.11 | 99.91 | 145.54 | 1.72 | 84.6163 | 209.2 | 2.04 | 102.549 | 89741 | 24.9 | Y | . | . | . | . | . | . | . |  |  | . |  | 65.27 | 0.39 | 84.6163 | 167.359 | 167.359 | 34998.99 | 34998.99 | 39% | 14.7561 | 1749.9495 | 29.5122 | 4374.8737 | 88.5367 | 6999.798 | 147.5612 | 8749.7475 | 221.3418 | 6999.798 | 295.1224 | 3499.899 | 442.6835 | 1574.9545 | 590.2447 | 1049.9697 | 25822.4617 | 129112.3087 | 619739.0816 | 1291123.0867 | 1549347.704 | 1032898.4694 | 697206.4668 | 619739.0816
2015 | 1625 | Benton Rural Electric Assn | WA | Cooperative | . | . | . | . | . | . | . | . | . | . | . |  | 141.53 | 0.812 | 174.298 | . | . | . | 15813 | N | L | 34.5 | N | [6 empty] | 15813 | 100% |  | 790.65 |  | 1976.625 |  | 1: 3162.6; 3: 3953.25; 5: 3162.6; 7: 1581.3 | 711.585 |  | 474.39
2015 | 1675 | Big Horn Rural Electric Co | WY | Cooperative | 203.37 | 1.3 | 156.4385 | . | . | . | . | . | . | 3707 | 7.2 | N | . | . | . | . | . | . | . |  |  | . | [7 empty] | 3707 | 100% |  | 185.35 |  | 463.375 |  | 1: 741.4; 3: 926.75; 5: 741.4; 7: 370.7 | 166.815 |  | 111.21
2015 | 1708 | Big Sandy Rural Elec Coop Corp | KY | Cooperative | 1542 | 3.88 | 397.4227 | 284.2 | 2.58 | 110.155 | 1542 | 3.88 | 397.4227 | 13000 | 7.6 | Y | . | . | . | . | . | . | . |  |  | . |  | 1257.8 | 1.3 | 110.155 | 967.5385 | 1257.8 | 16900 | 13000 | 100% | 110.9008 | 650 | 221.8016 | 1625 | 665.4048 | 2600 | 1109.0081 | 3250 | 1663.5121 | 2600 | 2218.0162 | 1300 | 3327.0242 | 585 | 4436.0323 | 390 | 72085.5253 | 360427.6267 | 1730052.6084 | 3604276.2675 | 4325131.5209 | 2883421.014 | 1946309.1844 | 1730052.6084
2015 | 1723 | Big Bend Electric Coop, Inc | WA | Cooperative | . | . | . | . | . | . | . | . | . | . | . |  | 170.5 | 1 | 170.5 | 137.8 | 0.8 | 172.25 | 8885 | N | O | 24.9 | N | 32.7 | 0.2 | 172.25 | 163.5 | 163.5 | 1777 | 1777 | 20% | 14.4159 | 88.85 | 28.8317 | 222.125 | 86.4952 | 355.4 | 144.1587 | 444.25 | 216.2381 | 355.4 | 288.3174 | 177.7 | 432.4761 | 79.965 | 576.6348 | 53.31 | 1280.8501 | 6404.2506 | 30740.4026 | 64042.5055 | 76851.0066 | 51234.0044 | 34582.953 | 30740.4026
2015 | 1763 | Black River Electric Coop, Inc - (SC) | SC | Cooperative | . | . | . | . | . | . | . | . | . | . | . |  | 65.8 | 0.48 | 137.0833 | 65.8 | 0.48 | 137.0833 | 31911 | N | L | 12.5 | N | 0 | 0 | 137.0833 |  |  | 0 | 0 | 0% |  | 0 |  | 0 |  | 1: 0; 3: 0; 5: 0; 7: 0 | 0 |  | 0
2015 | 1769 | Black Hills Electric Coop, Inc | SD | Cooperative | 95.55 | 0.5 | 191.1 | 95.55 | 0.5 | 191.1 | 94.52 | 0.49 | 192.898 | 9592 | 7.2 | N | . | . | . | . | . | . | . |  |  | . |  | 0 | 0 | 191.1 |  |  | 0 | 0 | 0% |  | 0 |  | 0 |  | 1: 0; 3: 0; 5: 0; 7: 0 | 0 |  | 0
2015 | 1775 | Black River Electric Coop - (MO) | MO | Cooperative | 461.3 | . | . | 358.46 | . | . | . | . | . | 24075 | 14.4 | N | . | . | . | . | . | . | . |  |  | . |  | 102.84 |  |  |  | 102.84 |  | 24075 | 100% | 9.0675 | 1203.75 | 18.1349 | 3009.375 | 54.4047 | 4815 | 90.6745 | 6018.75 | 136.0118 | 4815 | 181.349 | 2407.5 | 272.0235 | 1083.375 | 362.698 | 722.25 | 10914.9434 | 54574.7171 | 261958.6422 | 545747.1712 | 654896.6054 | 436597.737 | 294703.4724 | 261958.6422
2015 | 1886 | Blue Grass Energy Coop Corp | KY | Cooperative | 183.83 | 1.36 | 135.1691 | 143.38 | 1.22 | 117.5246 | 176.84 | 1.28 | 138.1562 | 56312 | 25 | Y | . | . | . | . | . | . | . |  |  | . |  | 40.45 | 0.14 | 117.5246 | 288.9286 | 288.9286 | 7883.68 | 7883.68 | 14% | 25.475 | 394.184 | 50.9499 | 985.46 | 152.8498 | 1576.736 | 254.7497 | 1970.92 | 382.1245 | 1576.736 | 509.4993 | 788.368 | 764.249 | 354.7656 | 1018.9986 | 236.5104 | 10041.824 | 50209.1198 | 241003.7749 | 502091.1976 | 602509.4372 | 401672.9581 | 271129.2467 | 241003.7749
2015 | 1889 | Blue Ridge Elec Member Corp - (NC) | NC | Cooperative | 81.6 | 1.19 | 68.5714 | 81.6 | 1.19 | 68.5714 | 81.6 | 1.19 | 68.5714 | 73944 | 15 | Y | . | . | . | . | . | . | . |  |  | . |  | 0 | 0 | 68.5714 |  |  | 0 | 0 | 0% |  | 0 |  | 0 |  | 1: 0; 3: 0; 5: 0; 7: 0 | 0 |  | 0
2015 | 1890 | Blue Ridge Electric Coop Inc - (SC) | SC | Cooperative | 377.5 | . | . | 113.09 | . | . | 368.51 | . | . | 64194 | 7.2 | N | . | . | . | . | . | . | . |  |  | . |  | 264.41 |  |  |  | 264.41 |  | 64194 | 100% | 23.3132 | 3209.7 | 46.6263 | 8024.25 | 139.8789 | 12838.8 | 233.1315 | 16048.5 | 349.6973 | 12838.8 | 466.263 | 6419.4 | 699.3946 | 2888.73 | 932.5261 | 1925.82 | 74828.2243 | 374141.1214 | 1795877.3826 | 3741411.2138 | 4489693.4566 | 2993128.9711 | 2020362.0555 | 1795877.3826
2015 | 1892 | Bluebonnet Electric Coop, Inc | TX | Cooperative | . | . | . | . | . | . | . | . | . | . | . |  | 298.8 | 1.82 | 164.1758 | . | . | . | 88534 | N | L | 24.9 | Y | [6 empty] | 88534 | 100% |  | 4426.7 |  | 11066.75 |  | 1: 17706.8; 3: 22133.5; 5: 17706.8; 7: 8853.4 | 3984.03 |  | 2656.02
2015 | 1898 | Bon Homme Yankton El Assn, Inc | SD | Cooperative | 34.22 | 0.04 | 855.5 | . | . | . | . | . | . | 3685 | 12.5 | Y | . | . | . | . | . | . | . |  |  | . | [7 empty] | 3685 | 100% |  | 184.25 |  | 460.625 |  | 1: 737; 3: 921.25; 5: 737; 7: 368.5 | 165.825 |  | 110.55
2015 | 1936 | Bolivar Energy Authority | TN | Municipal | 114.816 | 1.06 | 108.317 | 53.924 | . | . | 114.816 | 1.06 | 108.317 | 11144 | 12.5 | N | . | . | . | . | . | . | . |  |  | . |  | 60.892 |  |  |  | 60.892 |  | 11144 | 100% | 5.3689 | 557.2 | 10.7378 | 1393 | 32.2133 | 2228.8 | 53.6888 | 2786 | 80.5331 | 2228.8 | 107.3775 | 1114.4 | 161.0663 | 501.48 | 214.755 | 334.32 | 2991.5376 | 14957.6881 | 71796.9027 | 149576.8805 | 179492.2566 | 119661.5044 | 80771.5155 | 71796.9027
2015 | 2001 | Boone Electric Coop | MO | Cooperative | 68.41 | 0.75 | 91.2133 | 68.41 | 0.75 | 91.2133 | 68.41 | 0.75 | 91.2133 | 31133 | 13.2 | N | . | . | . | . | . | . | . |  |  | . |  | 0 | 0 | 91.2133 |  |  | 0 | 0 | 0% |  | 0 |  | 0 |  | 1: 0; 3: 0; 5: 0; 7: 0 | 0 |  | 0
2015 | 2049 | Bowie-Cass Electric Coop, Inc | TX | Cooperative | . | . | . | . | . | . | . | . | . | . | . |  | 1128 | . | . | 386.4 | . | . | 36105 | N | O | 12.5 | Y | 741.6 |  |  |  | 741.6 |  | 36105 | 100% | 65.3872 | 1805.25 | 130.7744 | 4513.125 | 392.3233 | 7221 | 653.8722 | 9026.25 | 980.8082 | 7221 | 1307.7443 | 3610.5 | 1961.6165 | 1624.725 | 2615.4886 | 1083.15 | 118040.2704 | 590201.3519 | 2832966.4893 | 5902013.5195 | 7082416.2234 | 4721610.8156 | 3187087.3005 | 2832966.4893
2015 | 2054 | City of Bowling Green - (OH) | OH | Municipal | 27.292 | 0.301 | 90.6711 | 13.748 | 0.151 | 91.0464 | . | . | . | 14660 | 12.5 | N | . | . | . | . | . | . | . |  |  | . |  | 13.544 | 0.15 | 91.0464 | 90.2933 | 90.2933 | 2199 | 2199 | 15% | 7.9612 | 109.95 | 15.9224 | 274.875 | 47.7672 | 439.8 | 79.612 | 549.75 | 119.4181 | 439.8 | 159.2241 | 219.9 | 238.8361 | 98.955 | 318.4482 | 65.97 | 875.3345 | 4376.6724 | 21008.0277 | 43766.7245 | 52520.0694 | 35013.3796 | 23634.0312 | 21008.0277
2015 | 2056 | City of Bowling Green - (KY) | KY | Municipal | . | . | . | . | . | . | . | . | . | . | . |  | 53.35 | 0.95 | 56.1579 | 53.35 | 0.95 | 56.1579 | 29158 | N | L | 12.5 | N | 0 | 0 | 56.1579 |  |  | 0 | 0 | 0% |  | 0 |  | 0 |  | 1: 0; 3: 0; 5: 0; 7: 0 | 0 |  | 0
2015 | 2089 | Bozrah Light & Power Company | CT | Municipal | 724.49 | 4.28 | 169.2734 | 291.26 | 2.52 | 115.5794 | 724.49 | 4.28 | 169.2734 | 2663 | 13.8 | N | . | . | . | . | . | . | . |  |  | . |  | 433.23 | 1.76 | 115.5794 | 246.1534 | 433.23 | 4686.88 | 2663 | 100% | 38.1981 | 133.15 | 76.3962 | 332.875 | 229.1885 | 532.6 | 381.9809 | 665.75 | 572.9713 | 532.6 | 763.9618 | 266.3 | 1145.9427 | 119.835 | 1527.9236 | 79.89 | 5086.0756 | 25430.3782 | 122065.8153 | 254303.7818 | 305164.5381 | 203443.0254 | 137324.0422 | 122065.8153
2015 | 2144 | Town of Braintree - (MA) | MA | Municipal | . | . | . | . | . | . | . | . | . | . | . |  | 2.66 | 0.058 | 45.8621 | . | . | . | 16420 | N | F | 13.8 | Y | [6 empty] | 16420 | 100% |  | 821 |  | 2052.5 |  | 1: 3284; 3: 4105; 5: 3284; 7: 1642 | 738.9 |  | 492.6
2015 | 2212 | Broad River Electric Coop, Inc | SC | Cooperative | . | . | . | . | . | . | . | . | . | . | . |  | 2 | . | . | 2 | . | . | 20707 | N | F | 12.5 | Y | 0 |  |  |  | 0 |  | 20707 | 100% | 0 | 1035.35 | 0 | 2588.375 | 0 | 4141.4 | 0 | 5176.75 | 0 | 4141.4 | 0 | 2070.7 | 0 | 931.815 | 0 | 621.21 | 0 | 0 | 0 | 0 | 0 | 0 | 0 | 0
2015 | 2247 | City of Bristol - (TN) | TN | Municipal | 34.679 | 0.474 | 73.1624 | 32.185 | 0.474 | 67.9008 | 34.679 | 0.474 | 73.1624 | 33061 | 69 | N | . | . | . | . | . | . | . |  |  | . |  | 2.494 | 0 | 67.9008 |  |  | 0 | 0 | 0% |  | 0 |  | 0 |  | 1: 0; 3: 0; 5: 0; 7: 0 | 0 |  | 0
2015 | 2248 | Bristol Virginia Utilities | VA | Municipal | 22.154 | 0.009 | 2461.5556 | 13.853 | 0.007 | 1979 | 22.154 | 0.009 | 2461.5556 | 16622 | 13.2 | Y | . | . | . | . | . | . | . |  |  | . |  | 8.301 | 0.002 | 1979 | 4150.5 | 4150.5 | 33.244 | 33.244 | 0.2% | 365.9515 | 1.6622 | 731.903 | 4.1555 | 2195.709 | 6.6488 | 3659.5151 | 8.311 | 5489.2726 | 6.6488 | 7319.0301 | 3.3244 | 10978.5452 | 1.496 | 14638.0602 | 0.99732 | 608.2846 | 3041.423 | 14598.8302 | 30414.2297 | 36497.0756 | 24331.3837 | 16423.684 | 14598.8302
2015 | 2316 | Brown County Rural Elec Assn | MN | Cooperative | . | . | . | . | . | . | . | . | . | . | . |  | 32.5 | 0.64 | 50.7812 | 32.5 | 0.64 | 50.7812 | 4450 | N | L | 12 | N | 0 | 0 | 50.7812 |  |  | 0 | 0 | 0% |  | 0 |  | 0 |  | 1: 0; 3: 0; 5: 0; 7: 0 | 0 |  | 0
2015 | 2409 | Brownsville Public Utilities Board | TX | Municipal | 11.13 | 0.12 | 92.75 | . | . | . | . | . | . | 47600 | 12.5 | N | . | . | . | . | . | . | . |  |  | . | [7 empty] | 47600 | 100% |  | 2380 |  | 5950 |  | 1: 9520; 3: 11900; 5: 9520; 7: 4760 | 2142 |  | 1428
2015 | 2439 | City of Bryan - (OH) | OH | Municipal | 15.22 | 0.647 | 23.524 | 15.22 | 0.647 | 23.524 | . | . | . | 5795 | 12.4 | N | . | . | . | . | . | . | . |  |  | . |  | 0 | 0 | 23.524 |  |  | 0 | 0 | 0% |  | 0 |  | 0 |  | 1: 0; 3: 0; 5: 0; 7: 0 | 0 |  | 0
2015 | 2442 | City of Bryan - (TX) | TX | Municipal | . | . | . | . | . | . | . | . | . | . | . |  | 19.6 | 0.31 | 63.2258 | . | . | . | 53910 | N | F | 12.5 | Y | [6 empty] | 53910 | 100% |  | 2695.5 |  | 6738.75 |  | 1: 10782; 3: 13477.5; 5: 10782; 7: 5391 | 2425.95 |  | 1617.3
2015 | 2485 | City of Buffalo - (MN) | MN | Municipal | . | . | . | . | . | . | . | . | . | . | . |  | 9.103 | 0.074 | 123.0135 | . | . | . | 5893 | y | L | 12 | N | [6 empty] | 5893 | 100% |  | 294.65 |  | 736.625 |  | 1: 1178.6; 3: 1473.25; 5: 1178.6; 7: 589.3 | 265.185 |  | 176.79
2015 | 2502 | Buckeye Rural Elec Coop, Inc | OH | Cooperative | . | . | . | . | . | . | . | . | . | . | . |  | 1404 | 4.2 | 334.2857 | 410 | 3.2 | 128.125 | 18652 | N | L | 12.5 | N | 994 | 1 | 128.125 | 994 | 994 | 18652 | 18652 | 100% | 87.6414 | 932.6 | 175.2829 | 2331.5 | 525.8486 | 3730.4 | 876.4144 | 4663 | 1314.6216 | 3730.4 | 1752.8288 | 1865.2 | 2629.2432 | 839.34 | 3505.6576 | 559.56 | 81734.4071 | 408672.0353 | 1961625.7693 | 4086720.3527 | 4904064.4232 | 3269376.2821 | 2206828.9904 | 1961625.7693
2015 | 2507 | City of Burbank Water and Power | CA | Municipal | . | . | . | . | . | . | . | . | . | . | . |  | 4.789 | 0.173 | 27.6821 | 4.789 | 0.173 | 27.6821 | 52500 | N | L | 34.5 | N | 0 | 0 | 27.6821 |  |  | 0 | 0 | 0% |  | 0 |  | 0 |  | 1: 0; 3: 0; 5: 0; 7: 0 | 0 |  | 0
2015 | 2548 | City of Burlington Electric - (VT) | VT | Municipal | . | . | . | . | . | . | . | . | . | . | . |  | . | 0.4 | . | . | . | . | 20592 | N | F | 13.8 | N | [6 empty] | 20592 | 100% |  | 1029.6 |  | 2574 |  | 1: 4118.4; 3: 5148; 5: 4118.4; 7: 2059.2 | 926.64 |  | 617.76
2015 | 2641 | Butler Rural El Coop Assn, Inc - (KS) | KS | Cooperative | 13484 | 1.767 | 7631.013 | 544.62 | 1.217 | 447.5103 | 490.58 | 1.367 | 358.8734 | 7243 | 12.5 | Y | . | . | . | . | . | . | . |  |  | . |  | 12939.38 | 0.55 | 447.5103 | 23526.1455 | 23526.1455 | 3983.65 | 3983.65 | 55% | 2074.3111 | 199.1825 | 4148.6223 | 497.9563 | 12445.8668 | 796.73 | 20743.1113 | 995.9125 | 31114.667 | 796.73 | 41486.2227 | 398.365 | 62229.334 | 179.2643 | 82972.4454 | 119.5095 | 413166.4776 | 2065832.3881 | 9915995.4629 | 20658323.881 | 24789988.6572 | 16526659.1048 | 11155494.8957 | 9915995.4629
2015 | 2651 | Butler Rural Electric Coop Inc - (OH) | OH | Cooperative | 144.7 | 2.08 | 69.5673 | 94.01 | 1.18 | 79.6695 | 65.84 | 0.83 | 79.3253 | 11230 | 12 | Y | . | . | . | . | . | . | . |  |  | . |  | 50.69 | 0.9 | 79.6695 | 56.3222 | 56.3222 | 10107 | 10107 | 90% | 4.966 | 505.35 | 9.9319 | 1263.375 | 29.7957 | 2021.4 | 49.6596 | 2526.75 | 74.4893 | 2021.4 | 99.3191 | 1010.7 | 148.9787 | 454.815 | 198.6383 | 303.21 | 2509.5461 | 12547.7303 | 60229.1057 | 125477.3035 | 150572.7641 | 100381.8428 | 67757.7439 | 60229.1057
2015 | 2652 | Butler County Rural Elec Coop - (IA) | IA | Cooperative | . | . | . | . | . | . | . | . | . | . | . |  | 67.649 | 0.678 | 99.7773 | 34.646 | 0.308 | 112.487 | 5083 | N | F | 12.5 | N | 33.003 | 0.37 | 112.487 | 89.1973 | 89.1973 | 1880.71 | 1880.71 | 37% | 7.8646 | 94.0355 | 15.7291 | 235.0888 | 47.1874 | 376.142 | 78.6457 | 470.1775 | 117.9685 | 376.142 | 157.2913 | 188.071 | 235.937 | 84.632 | 314.5827 | 56.4213 | 739.5485 | 3697.7424 | 17749.1637 | 36977.4245 | 44372.9094 | 29581.9396 | 19967.8092 | 17749.1637
2015 | 2655 | Butte Electric Coop, Inc | SD | Cooperative | . | . | . | . | . | . | . | . | . | . | . |  | 82.9 | 0.3 | 276.3333 | 50.3 | 0.28 | 179.6429 | 5615 | N | L | 15 | N | 32.6 | 0.02 | 179.6429 | 1630 | 1630 | 112.3 | 112.3 | 2% | 143.7179 | 5.615 | 287.4357 | 14.0375 | 862.3071 | 22.46 | 1437.1785 | 28.075 | 2155.7678 | 22.46 | 2874.3571 | 11.23 | 4311.5356 | 5.0535 | 5748.7142 | 3.369 | 806.9758 | 4034.8788 | 19367.4181 | 40348.7877 | 48418.5452 | 32279.0301 | 21788.3453 | 19367.4181
2015 | 2812 | City of Calhoun - (GA) | GA | Municipal | . | . | . | . | . | . | . | . | . | . | . |  | 52.079 | 0.6 | 86.7983 | 14.432 | 0.2 | 72.16 | 5392 | Y | F | 7.2 | N | 37.647 | 0.4 | 72.16 | 94.1175 | 94.1175 | 2156.8 | 2156.8 | 40% | 8.2984 | 107.84 | 16.5968 | 269.6 | 49.7903 | 431.36 | 82.9838 | 539.2 | 124.4758 | 431.36 | 165.9677 | 215.68 | 248.9515 | 97.056 | 331.9353 | 64.704 | 894.8977 | 4474.4884 | 21477.5443 | 44744.8841 | 53693.8609 | 35795.9072 | 24162.2374 | 21477.5443
2015 | 2849 | Central Electric Power Assn - (MS) | MS | Cooperative | . | . | . | . | . | . | . | . | . | . | . |  | 289.08 | . | . | 227.88 | . | . | 35827 | N | L | 24.9 | N | 61.2 |  |  |  | 61.2 |  | 35827 | 100% | 5.396 | 1791.35 | 10.7921 | 4478.375 | 32.3762 | 7165.4 | 53.9603 | 8956.75 | 80.9405 | 7165.4 | 107.9206 | 3582.7 | 161.881 | 1612.215 | 215.8413 | 1074.81 | 9666.1825 | 48330.9126 | 231988.3803 | 483309.1256 | 579970.9508 | 386647.3005 | 260986.9278 | 231988.3803
2015 | 2911 | Canadian Valley Elec Coop, Inc | OK | Cooperative | 161 | 0.6 | 268.3333 | . | . | . | . | . | . | 24707 | 24.9 | Y | . | . | . | . | . | . | . |  |  | . | [7 empty] | 24707 | 100% |  | 1235.35 |  | 3088.375 |  | 1: 4941.4; 3: 6176.75; 5: 4941.4; 7: 2470.7 | 1111.815 |  | 741.21
2015 | 2955 | Canby Utility Board | OR | Municipal | . | . | . | . | . | . | . | . | . | . | . |  | 22 | 0.25 | 88 | 22 | 0.25 | 88 | 6862 | N | F | 12.5 | N | 0 | 0 | 88 |  |  | 0 | 0 | 0% |  | 0 |  | 0 |  | 1: 0; 3: 0; 5: 0; 7: 0 | 0 |  | 0
2015 | 2960 | Caney Fork Electric Coop, Inc | TN | Cooperative | . | . | . | . | . | . | . | . | . | . | . |  | 647.4 | . | . | 157.8 | . | . | 32071 | N | L | 26 | N | 489.6 |  |  |  | 489.6 |  | 32071 | 100% | 43.1683 | 1603.55 | 86.3365 | 4008.875 | 259.0096 | 6414.2 | 431.6826 | 8017.75 | 647.5239 | 6414.2 | 863.3652 | 3207.1 | 1295.0478 | 1443.195 | 1726.7303 | 962.13 | 69222.4611 | 346112.3057 | 1661339.0672 | 3461123.0566 | 4153347.6679 | 2768898.4453 | 1869006.4506 | 1661339.0672
2015 | 2961 | Caney Valley El Coop Assn, Inc | KS | Cooperative | . | . | . | . | . | . | . | . | . | . | . |  | 787.69 | 4.33 | 181.9145 | 167.3 | 2.85 | 58.7018 | 5495 | N | F | 7.2 | N | 620.39 | 1.48 | 58.7018 | 419.1824 | 620.39 | 8132.6 | 5495 | 100% | 54.7001 | 274.75 | 109.4001 | 686.875 | 328.2004 | 1099 | 547.0007 | 1373.75 | 820.5011 | 1099 | 1094.0015 | 549.5 | 1641.0022 | 247.275 | 2188.0029 | 164.85 | 15028.8452 | 75144.2259 | 360692.2845 | 751442.2594 | 901730.7112 | 601153.8075 | 405778.8201 | 360692.2845
2015 | 2982 | Cape Hatteras Elec Member Corp | NC | Cooperative | . | . | . | . | . | . | . | . | . | . | . |  | 503.11 | 0.017 | 29594.706 | 503.11 | 0.017 | 29594.706 | 7649 | N | F | 12 | N | 0 | 0 | 29594.7059 |  |  | 0 | 0 | 0% |  | 0 |  | 0 |  | 1: 0; 3: 0; 5: 0; 7: 0 | 0 |  | 0
2015 | 2985 | Capital Electric Coop, Inc | ND | Cooperative | . | . | . | . | . | . | . | . | . | . | . |  | 49.5 | . | . | 49.5 | . | . | 19066 | N | F | 7.2 | Y | 0 |  |  |  | 0 |  | 19066 | 100% | 0 | 953.3 | 0 | 2383.25 | 0 | 3813.2 | 0 | 4766.5 | 0 | 3813.2 | 0 | 1906.6 | 0 | 857.97 | 0 | 571.98 | 0 | 0 | 0 | 0 | 0 | 0 | 0 | 0
2015 | 2998 | Carbon Power & Light, Inc | WY | Cooperative | 361.4 | 4.22 | 85.6398 | 361.4 | 4.22 | 85.6398 | 146.9 | 2.38 | 61.7227 | 6355 | 25 | Y | . | . | . | . | . | . | . |  |  | . |  | 0 | 0 | 85.6398 |  |  | 0 | 0 | 0% |  | 0 |  | 0 |  | 1: 0; 3: 0; 5: 0; 7: 0 | 0 |  | 0
2015 | 3046 | Duke Energy Progress - (NC) | NC | Investor Owned | 275 | 1.72 | 159.8837 | 141 | 1.41 | 100 | 262 | 1.6 | 163.75 | 1333003 | 35 | Y | . | . | . | . | . | . | . |  |  | . |  | 134 | 0.31 | 100 | 432.2581 | 432.2581 | 413230.93 | 413230.93 | 31% | 38.1124 | 20661.5465 | 76.2248 | 51653.8662 | 228.6744 | 82646.186 | 381.1239 | 103307.7325 | 571.6859 | 82646.186 | 762.2479 | 41323.093 | 1143.3718 | 18595.3918 | 1524.4957 | 12396.9279 | 787460.9934 | 3937304.9669 | 18899063.8413 | 39373049.6694 | 47247659.6032 | 31498439.7355 | 21261446.8215 | 18899063.8413
2015 | 3046 | Duke Energy Progress - (NC) | SC | Investor Owned | 297 | 2.07 | 143.4783 | 224 | 1.9 | 117.8947 | 248 | 1.88 | 131.9149 | 165988 | 35 | Y | . | . | . | . | . | . | . |  |  | . |  | 73 | 0.17 | 117.8947 | 429.4118 | 429.4118 | 28217.96 | 28217.96 | 17% | 37.8614 | 1410.898 | 75.7229 | 3527.245 | 227.1686 | 5643.592 | 378.6143 | 7054.49 | 567.9215 | 5643.592 | 757.2287 | 2821.796 | 1135.843 | 1269.8082 | 1514.4574 | 846.5388 | 53418.6216 | 267093.108 | 1282046.9184 | 2670931.0801 | 3205117.2961 | 2136744.8641 | 1442302.7832 | 1282046.9184
2015 | 3076 | Carroll Electric Coop, Inc - (OH) | OH | Cooperative | . | . | . | . | . | . | . | . | . | . | . |  | 404 | . | . | 288 | . | . | 11859 | N | F | 12.5 | Y | 116 |  |  |  | 116 |  | 11859 | 100% | 10.2278 | 592.95 | 20.4555 | 1482.375 | 61.3666 | 2371.8 | 102.2777 | 2964.75 | 153.4166 | 2371.8 | 204.5555 | 1185.9 | 306.8332 | 533.655 | 409.1109 | 355.77 | 6064.5584 | 30322.7921 | 145549.4019 | 303227.9206 | 363873.5048 | 242582.3365 | 163743.0771 | 145549.4019
2015 | 3081 | Carroll Electric Member Corp - (GA) | GA | Cooperative | 126 | 1.57 | 80.2548 | 126 | 1.57 | 80.2548 | 122 | 1.53 | 79.7386 | 49972 | 24.9 | Y | . | . | . | . | . | . | . |  |  | . |  | 0 | 0 | 80.2548 |  |  | 0 | 0 | 0% |  | 0 |  | 0 |  | 1: 0; 3: 0; 5: 0; 7: 0 | 0 |  | 0
2015 | 3093 | Carroll Electric Coop Corp - (AR) | AR | Cooperative | 136.8 | 1.775 | 77.0704 | 123.4 | 1.63 | 75.7055 | . | . | . | 81955 | 34.5 | Y | . | . | . | . | . | . | . |  |  | . |  | 13.4 | 0.145 | 75.7055 | 92.4138 | 92.4138 | 11883.475 | 11883.475 | 14.5% | 8.1482 | 594.1738 | 16.2963 | 1485.4344 | 48.889 | 2376.695 | 81.4817 | 2970.8688 | 122.2225 | 2376.695 | 162.9633 | 1188.3475 | 244.445 | 534.7564 | 325.9267 | 356.5043 | 4841.4269 | 24207.1345 | 116194.2454 | 242071.3446 | 290485.6135 | 193657.0757 | 130718.5261 | 116194.2454
2015 | 3093 | Carroll Electric Coop Corp - (AR) | MO | Cooperative | 75 | 1.096 | 68.4307 | 67 | 0.982 | 68.2281 | . | . | . | 10826 | 24.9 | Y | . | . | . | . | . | . | . |  |  | . |  | 8 | 0.114 | 68.2281 | 70.1754 | 70.1754 | 1234.164 | 1234.164 | 11.4% | 6.1874 | 61.7082 | 12.3748 | 154.2705 | 37.1244 | 246.8328 | 61.874 | 308.541 | 92.811 | 246.8328 | 123.748 | 123.4164 | 185.622 | 55.5374 | 247.496 | 37.0249 | 381.8134 | 1909.0669 | 9163.5209 | 19090.6686 | 22908.8024 | 15272.5349 | 10308.9611 | 9163.5209
2015 | 3113 | City of Carthage - (MO) | MO | Municipal | 34.667 | 0.57 | 60.8193 | 34.667 | 0.57 | 60.8193 | 34.667 | 0.57 | 60.8193 | 7479 | 13.2 | Y | . | . | . | . | . | . | . |  |  | . |  | 0 | 0 | 60.8193 |  |  | 0 | 0 | 0% |  | 0 |  | 0 |  | 1: 0; 3: 0; 5: 0; 7: 0 | 0 |  | 0
2015 | 3203 | Cedar Falls Utilities | IA | Municipal | . | . | . | . | . | . | . | . | . | . | . |  | 14 | 0.33 | 42.4242 | . | . | . | 18849 | N | L | 69 | N | [6 empty] | 18849 | 100% |  | 942.45 |  | 2356.125 |  | 1: 3769.8; 3: 4712.25; 5: 3769.8; 7: 1884.9 | 848.205 |  | 565.47
2015 | 3208 | Cedarburg Light & Water Comm | WI | Municipal | . | . | . | . | . | . | . | . | . | . | . |  | 3.21 | 0.028 | 114.6429 | . | . | . | 6197 | Y | F | 24.9 | N | [6 empty] | 6197 | 100% |  | 309.85 |  | 774.625 |  | 1: 1239.4; 3: 1549.25; 5: 1239.4; 7: 619.7 | 278.865 |  | 185.91
2015 | 3222 | Central Alabama Electric Coop | AL | Cooperative | 155 | . | . | 155 | . | . | 124 | . | . | 42223 | 24.9 | Y | . | . | . | . | . | . | . |  |  | . |  | 0 |  |  |  | 0 |  | 42223 | 100% | 0 | 2111.15 | 0 | 5277.875 | 0 | 8444.6 | 0 | 10555.75 | 0 | 8444.6 | 0 | 4222.3 | 0 | 1900.035 | 0 | 1266.69 | 0 | 0 | 0 | 0 | 0 | 0 | 0 | 0
2015 | 3226 | Central Rural Electric Cooperative, Inc | OK | Cooperative | 288.589 | 1.4 | 206.135 | 147.663 | 1.051 | 140.4976 | 288.584 | 1.4 | 206.1314 | 20202 | 25 | Y | . | . | . | . | . | . | . |  |  | . |  | 140.926 | 0.349 | 140.4976 | 403.7994 | 403.7994 | 7050.498 | 7050.498 | 34.9% | 35.6032 | 352.5249 | 71.2064 | 881.3122 | 213.6191 | 1410.0996 | 356.0318 | 1762.6245 | 534.0477 | 1410.0996 | 712.0636 | 705.0498 | 1068.0955 | 317.2724 | 1424.1273 | 211.5149 | 12551.0083 | 62755.0416 | 301224.1995 | 627550.4156 | 753060.4987 | 502040.3325 | 338877.2244 | 301224.1995
2015 | 3245 | Central Florida Elec Coop, Inc | FL | Cooperative | 233.34 | . | . | 153.26 | . | . | 198.7 | . | . | 32865 | 25 | Y | . | . | . | . | . | . | . |  |  | . |  | 80.08 |  |  |  | 80.08 |  | 32865 | 100% | 7.0607 | 1643.25 | 14.1214 | 4108.125 | 42.3641 | 6573 | 70.6069 | 8216.25 | 105.9104 | 6573 | 141.2138 | 3286.5 | 211.8207 | 1478.925 | 282.4276 | 985.95 | 11602.4799 | 58012.3997 | 278459.5186 | 580123.9971 | 696148.7965 | 464099.1976 | 313266.9584 | 278459.5186
2015 | 3248 | Central Georgia El Member Corp | GA | Cooperative | 68.7 | 0.95 | 72.3158 | 68.7 | 0.95 | 72.3158 | 66.6 | 0.92 | 72.3913 | 52791 | 25 | Y | . | . | . | . | . | . | . |  |  | . |  | 0 | 0 | 72.3158 |  |  | 0 | 0 | 0% |  | 0 |  | 0 |  | 1: 0; 3: 0; 5: 0; 7: 0 | 0 |  | 0
2015 | 3249 | Central Hudson Gas & Elec Corp | NY | Investor Owned | 173.14 | 1.38 | 125.4638 | 173.14 | 1.38 | 125.4638 | . | . | . | 300647 | 34.5 | Y | . | . | . | . | . | . | . |  |  | . |  | 0 | 0 | 125.4638 |  |  | 0 | 0 | 0% |  | 0 |  | 0 |  | 1: 0; 3: 0; 5: 0; 7: 0 | 0 |  | 0
2015 | 3250 | Central Electric Membership Corp. - (NC) | NC | Cooperative | 215.59 | . | . | 155.88 | . | . | 207.89 | . | . | 22190 | 25 | Y | . | . | . | . | . | . | . |  |  | . |  | 59.71 |  |  |  | 59.71 |  | 22190 | 100% | 5.2647 | 1109.5 | 10.5293 | 2773.75 | 31.588 | 4438 | 52.6466 | 5547.5 | 78.9699 | 4438 | 105.2932 | 2219 | 157.9398 | 998.55 | 210.5863 | 665.7 | 5841.1384 | 29205.6921 | 140187.3223 | 292056.9214 | 350468.3057 | 233645.5371 | 157710.7375 | 140187.3223
2015 | 3264 | Central Lincoln People's Ut Dt | OR | Political Subdivision | . | . | . | . | . | . | . | . | . | . | . |  | 53.28 | 0.224 | 237.8571 | . | . | . | 38500 | N | O | . | Y | [6 empty] | 38500 | 100% |  | 1925 |  | 4812.5 |  | 1: 7700; 3: 9625; 5: 7700; 7: 3850 | 1732.5 |  | 1155
2015 | 3265 | Cleco Power LLC | LA | Investor Owned | . | . | . | . | . | . | . | . | . | . | . |  | 159.6 | 1.75 | 91.2 | 159.6 | 1.75 | 91.2 | 281350 | N | F | 34.6 | Y | 0 | 0 | 91.2 |  |  | 0 | 0 | 0% |  | 0 |  | 0 |  | 1: 0; 3: 0; 5: 0; 7: 0 | 0 |  | 0
2015 | 3266 | Central Maine Power Co | ME | Investor Owned | 171.6 | 1.57 | 109.2994 | 171.6 | 1.57 | 109.2994 | 171.6 | 1.57 | 109.2994 | 616979 | 34.5 | N | . | . | . | . | . | . | . |  |  | . |  | 0 | 0 | 109.2994 |  |  | 0 | 0 | 0% |  | 0 |  | 0 |  | 1: 0; 3: 0; 5: 0; 7: 0 | 0 |  | 0
2015 | 3268 | Central Missouri Elec Coop Inc | MO | Cooperative | 179.263 | . | . | 145.675 | . | . | 179.263 | . | . | 10640 | 25 | N | . | . | . | . | . | . | . |  |  | . |  | 33.588 |  |  |  | 33.588 |  | 10640 | 100% | 2.9615 | 532 | 5.9229 | 1330 | 17.7688 | 2128 | 29.6147 | 2660 | 44.422 | 2128 | 59.2294 | 1064 | 88.8441 | 478.8 | 118.4588 | 319.2 | 1575.5018 | 7877.5089 | 37812.0427 | 78775.0889 | 94530.1067 | 63020.0711 | 42538.548 | 37812.0427
2015 | 3273 | Central New Mexico El Coop, Inc | NM | Cooperative | . | . | . | . | . | . | . | . | . | . | . |  | 456.8 | 2.9 | 157.5172 | 180.8 | 1.3 | 139.0769 | 17591 | N | F | 25 | Y | 276 | 1.6 | 139.0769 | 172.5 | 276 | 28145.6 | 17591 | 100% | 24.335 | 879.55 | 48.6701 | 2198.875 | 146.0103 | 3518.2 | 243.3505 | 4397.75 | 365.0257 | 3518.2 | 486.701 | 1759.1 | 730.0514 | 791.595 | 973.4019 | 527.73 | 21403.8913 | 107019.4563 | 513693.3902 | 1070194.5628 | 1284233.4754 | 856155.6503 | 577905.0639 | 513693.3902
2015 | 3278 | AEP Texas Central Company | TX | Investor Owned | 260.9 | 2.023 | 128.9669 | 176.9 | 1.681 | 105.235 | 246.9 | 1.774 | 139.177 | 823421 | 35 | Y | . | . | . | . | . | . | . |  |  | . |  | 84 | 0.342 | 105.235 | 245.614 | 245.614 | 281609.982 | 281609.982 | 34.2% | 21.6559 | 14080.4991 | 43.3118 | 35201.2478 | 129.9354 | 56321.9964 | 216.559 | 70402.4955 | 324.8385 | 56321.9964 | 433.1181 | 28160.9982 | 649.6771 | 12672.4492 | 866.2361 | 8448.2995 | 304925.9251 | 1524629.6253 | 7318222.2013 | 15246296.2528 | 18295555.5033 | 12197037.0022 | 8232999.9765 | 7318222.2013
2015 | 3282 | Central Texas Elec Coop, Inc | TX | Cooperative | . | . | . | . | . | . | . | . | . | . | . |  | 50.02 | 0.41 | 122 | 37.48 | . | . | 38728 | N | L | 24.9 | N | 12.54 |  |  |  | 12.54 |  | 38728 | 100% | 1.1057 | 1936.4 | 2.2113 | 4841 | 6.6339 | 7745.6 | 11.0566 | 9682 | 16.5849 | 7745.6 | 22.1132 | 3872.8 | 33.1697 | 1742.76 | 44.2263 | 1161.84 | 2140.9954 | 10704.9769 | 51383.8893 | 107049.7693 | 128459.7231 | 85639.8154 | 57806.8754 | 51383.8893
2015 | 3287 | Central Valley Elec Coop, Inc | NM | Cooperative | 50.892 | 0.484 | 105.1488 | 50.892 | 0.484 | 105.1488 | 47.083 | . | . | 15301 | 25 | N | . | . | . | . | . | . | . |  |  | . |  | 0 | 0 | 105.1488 |  |  | 0 | 0 | 0% |  | 0 |  | 0 |  | 1: 0; 3: 0; 5: 0; 7: 0 | 0 |  | 0
2015 | 3291 | Central Virginia Electric Coop | VA | Cooperative | 514.8 | 3.214 | 160.1742 | 329.4 | 2.823 | 116.6844 | 410.4 | 2.485 | 165.1509 | 35571 | 25 | Y | . | . | . | . | . | . | . |  |  | . |  | 185.4 | 0.391 | 116.6844 | 474.1688 | 474.1688 | 13908.261 | 13908.261 | 39.1% | 41.8077 | 695.413 | 83.6154 | 1738.5326 | 250.8461 | 2781.6522 | 418.0768 | 3477.0653 | 627.1152 | 2781.6522 | 836.1536 | 1390.8261 | 1254.2305 | 625.8717 | 1672.3073 | 417.2478 | 29073.6079 | 145368.0397 | 697766.5904 | 1453680.3968 | 1744416.4761 | 1162944.3174 | 784987.4143 | 697766.5904
2015 | 3293 | Central Wisconsin Elec Coop | WI | Cooperative | . | . | . | . | . | . | . | . | . | . | . |  | 235.5 | 1.866 | 126.2058 | . | . | . | 7839 | N | O | 12.5 | N | [6 empty] | 7839 | 100% |  | 391.95 |  | 979.875 |  | 1: 1567.8; 3: 1959.75; 5: 1567.8; 7: 783.9 | 352.755 |  | 235.17
2015 | 3295 | City of Centralia - (WA) | WA | Municipal | 166.925 | 1.2 | 139.1042 | 49.657 | 0.5 | 99.314 | 166.925 | 1.2 | 139.1042 | 10220 | 12.5 | N | . | . | . | . | . | . | . |  |  | . |  | 117.268 | 0.7 | 99.314 | 167.5257 | 167.5257 | 7154 | 7154 | 70% | 14.7708 | 357.7 | 29.5416 | 894.25 | 88.6249 | 1430.8 | 147.7082 | 1788.5 | 221.5623 | 1430.8 | 295.4164 | 715.4 | 443.1246 | 321.93 | 590.8328 | 214.62 | 5283.5222 | 26417.6112 | 126804.5336 | 264176.1117 | 317011.334 | 211340.8893 | 142655.1003 | 126804.5336
2015 | 3314 | Chariton Valley Elec Coop, Inc | IA | Cooperative | 151 | 1.44 | 104.8611 | 83 | 1.03 | 80.5825 | . | . | . | 6013 | 25 | Y | . | . | . | . | . | . | . |  |  | . |  | 68 | 0.41 | 80.5825 | 165.8537 | 165.8537 | 2465.33 | 2465.33 | 41% | 14.6234 | 123.2665 | 29.2468 | 308.1662 | 87.7404 | 493.066 | 146.2339 | 616.3325 | 219.3509 | 493.066 | 292.4679 | 246.533 | 438.7018 | 110.9399 | 584.9358 | 73.9599 | 1802.5746 | 9012.8729 | 43261.7899 | 90128.7289 | 108154.4747 | 72102.9831 | 48669.5136 | 43261.7899
2015 | 3329 | Borough of Chambersburg | PA | Municipal | 35.591 | 0.4 | 88.9775 | 13.224 | 0.2 | 66.12 | 35.591 | 0.2 | 177.955 | 11187 | 12.5 | N | . | . | . | . | . | . | . |  |  | . |  | 22.367 | 0.2 | 66.12 | 111.835 | 111.835 | 2237.4 | 2237.4 | 20% | 9.8605 | 111.87 | 19.7211 | 279.675 | 59.1633 | 447.48 | 98.6054 | 559.35 | 147.9082 | 447.48 | 197.2109 | 223.74 | 295.8163 | 100.683 | 394.4217 | 67.122 | 1103.099 | 5515.4951 | 26474.3766 | 55154.9513 | 66185.9415 | 44123.961 | 29783.6737 | 26474.3766
2015 | 3355 | City of Chanute | KS | Municipal | . | . | . | . | . | . | . | . | . | . | . |  | 8.9 | 0.088 | 101.1364 | . | . | . | 5652 | N | L | 12.5 | N | [6 empty] | 5652 | 100% |  | 282.6 |  | 706.5 |  | 1: 1130.4; 3: 1413; 5: 1130.4; 7: 565.2 | 254.34 |  | 169.56
2015 | 3390 | Caddo Electric Coop, Inc | OK | Cooperative | . | . | . | . | . | . | . | . | . | . | . |  | 9076.323 | 8.337 | 1088.6797 | 3011.417 | 5.477 | 549.8297 | 18308 | N | L | 24.9 | Y | 6064.906 | 2.86 | 549.8297 | 2120.5965 | 6064.906 | 52360.88 | 18308 | 100% | 534.7456 | 915.4 | 1069.4911 | 2288.5 | 3208.4734 | 3661.6 | 5347.4557 | 4577 | 8021.1835 | 3661.6 | 10694.9114 | 1830.8 | 16042.3671 | 823.86 | 21389.8228 | 549.24 | 489506.0943 | 2447530.4713 | 11748146.2622 | 24475304.713 | 29370365.6556 | 19580243.7704 | 13216664.545 | 11748146.2622
2015 | 3400 | City of Chaska - (MN) | MN | Municipal | . | . | . | . | . | . | . | . | . | . | . |  | 136.4 | 1.4 | 97.4286 | . | . | . | 9800 | Y | F | 8 | N | [6 empty] | 9800 | 100% |  | 490 |  | 1225 |  | 1: 1960; 3: 2450; 5: 1960; 7: 980 | 441 |  | 294
2015 | 3408 | City of Chattanooga - (TN) | TN | Municipal | . | . | . | . | . | . | . | . | . | . | . |  | 96.312 | 1.193 | 80.7309 | 63.758 | 0.845 | 75.4533 | 176521 | N | F | 46 | Y | 32.554 | 0.348 | 75.4533 | 93.546 | 93.546 | 61429.308 | 61429.308 | 34.8% | 8.248 | 3071.4654 | 16.496 | 7678.6635 | 49.488 | 12285.8616 | 82.4799 | 15357.327 | 123.7199 | 12285.8616 | 164.9598 | 6142.9308 | 247.4398 | 2764.3189 | 329.9197 | 1842.8792 | 25333.4223 | 126667.1117 | 608002.1361 | 1266671.117 | 1520005.3404 | 1013336.8936 | 684002.4032 | 608002.1361
2015 | 3413 | PUD No 1 of Chelan County | WA | Political Subdivision | . | . | . | . | . | . | . | . | . | . | . |  | 661.798 | 1.012 | 653.9506 | . | . | . | 49421 | N | F | 12.5 | N | [6 empty] | 49421 | 100% |  | 2471.05 |  | 6177.625 |  | 1: 9884.2; 3: 12355.25; 5: 9884.2; 7: 4942.1 | 2223.945 |  | 1482.63
2015 | 3420 | City of Cheney - (WA) | WA | Municipal | 1477 | 2.9 | 509.3103 | 27.109 | 0.2 | 135.545 | 1058 | 1.9 | 556.8421 | 5500 | 13.8 | N | . | . | . | . | . | . | . |  |  | . |  | 1449.891 | 2.7 | 135.545 | 536.9967 | 1449.891 | 14850 | 5500 | 100% | 127.8376 | 275 | 255.6751 | 687.5 | 767.0254 | 1100 | 1278.3756 | 1375 | 1917.5634 | 1100 | 2556.7512 | 550 | 3835.1268 | 247.5 | 5113.5024 | 165 | 35155.3292 | 175776.6458 | 843727.9001 | 1757766.4585 | 2109319.7502 | 1406213.1668 | 949193.8876 | 843727.9001
2015 | 3436 | Cherryland Electric Coop Inc | MI | Cooperative | . | . | . | . | . | . | . | . | . | . | . |  | 77.865 | 0.725 | 107.4 | 77.865 | 0.725 | 107.4 | 34575 |  | F | 12.5 |  | 0 | 0 | 107.4 |  |  | 0 | 0 | 0% |  | 0 |  | 0 |  | 1: 0; 3: 0; 5: 0; 7: 0 | 0 |  | 0
2015 | 3461 | Cheyenne Light Fuel & Power d/b/a Black Hills Energy | WY | Investor Owned | 31.158 | 0.39 | 79.8923 | 23.989 | 0.33 | 72.6939 | 31.153 | 0.334 | 93.2725 | 39978 | 35 | Y | . | . | . | . | . | . | . |  |  | . |  | 7.169 | 0.06 | 72.6939 | 119.4833 | 119.4833 | 2398.68 | 2398.68 | 6% | 10.5349 | 119.934 | 21.0698 | 299.835 | 63.2094 | 479.736 | 105.349 | 599.67 | 158.0235 | 479.736 | 210.698 | 239.868 | 316.047 | 107.9406 | 421.396 | 71.9604 | 1263.4928 | 6317.464 | 30323.827 | 63174.6397 | 75809.5676 | 50539.7117 | 34114.3054 | 30323.827
2015 | 3477 | City of Chicopee - (MA) | MA | Municipal | 5.74 | 0.132 | 43.4848 | . | . | . | . | . | . | 26013 | 13.8 | N | . | . | . | . | . | . | . |  |  | . | [7 empty] | 26013 | 100% |  | 1300.65 |  | 3251.625 |  | 1: 5202.6; 3: 6503.25; 5: 5202.6; 7: 2601.3 | 1170.585 |  | 780.39
2015 | 3478 | Cimarron Electric Coop | OK | Cooperative | 7770.635 | 6.054 | 1283.5538 | 67.617 | 0.871 | 77.6315 | 770.309 | 6.05 | 127.3238 | 15825 | 24.9 | Y | . | . | . | . | . | . | . |  |  | . |  | 7703.018 | 5.183 | 77.6315 | 1486.2084 | 7703.018 | 82020.975 | 15825 | 100% | 679.1787 | 791.25 | 1358.3573 | 1978.125 | 4075.072 | 3165 | 6791.7866 | 3956.25 | 10187.6799 | 3165 | 13583.5733 | 1582.5 | 20375.3599 | 712.125 | 27167.1465 | 474.75 | 537400.1169 | 2687000.5845 | 12897602.8056 | 26870005.845 | 32244007.014 | 21496004.676 | 14509803.1563 | 12897602.8056
2015 | 3486 | Chillicothe Municipal Utils | MO | Municipal | . | . | . | . | . | . | . | . | . | . | . |  | 38.343 | 0.8 | 47.9288 | 5.278 | 0.06 | 87.9667 | 4559 | Y | F | 7.2 | Y | 33.065 | 0.74 | 87.9667 | 44.6824 | 44.6824 | 3373.66 | 3373.66 | 74% | 3.9397 | 168.683 | 7.8793 | 421.7075 | 23.638 | 674.732 | 39.3967 | 843.415 | 59.0951 | 674.732 | 78.7934 | 337.366 | 118.1901 | 151.8147 | 157.5868 | 101.2098 | 664.5555 | 3322.7774 | 15949.3316 | 33227.7741 | 39873.3289 | 26582.2193 | 17942.998 | 15949.3316
2015 | 3502 | Choctawhatche Elec Coop, Inc | FL | Cooperative | 127 | 1.139 | 111.5013 | 76 | 0.887 | 85.6821 | 123 | 0.824 | 149.2718 | 47799 | 12.5 | Y | . | . | . | . | . | . | . |  |  | . |  | 51 | 0.252 | 85.6821 | 202.381 | 202.381 | 12045.348 | 12045.348 | 25.2% | 17.844 | 602.2674 | 35.688 | 1505.6685 | 107.0641 | 2409.0696 | 178.4402 | 3011.337 | 267.6603 | 2409.0696 | 356.8804 | 1204.5348 | 535.3207 | 542.0407 | 713.7609 | 361.3604 | 10746.8729 | 53734.3644 | 257924.9493 | 537343.6444 | 644812.3733 | 429874.9155 | 290165.568 | 257924.9493
2015 | 3503 | Choptank Electric Coop, Inc | MD | Cooperative | 161.4 | 1.77 | 91.1864 | 100.2 | 1.26 | 79.5238 | 121.8 | 1.29 | 94.4186 | 52553 | 25 | Y | . | . | . | . | . | . | . |  |  | . |  | 61.2 | 0.51 | 79.5238 | 120 | 120 | 26802.03 | 26802.03 | 51% | 10.5805 | 1340.1015 | 21.1609 | 3350.2537 | 63.4827 | 5360.406 | 105.8046 | 6700.5075 | 158.7068 | 5360.406 | 211.6091 | 2680.203 | 317.4137 | 1206.0913 | 423.2182 | 804.0609 | 14178.8843 | 70894.4217 | 340293.2244 | 708944.2175 | 850733.061 | 567155.374 | 382829.8774 | 340293.2244
2015 | 3542 | Duke Energy Ohio Inc | OH | Investor Owned | 225.98 | 1.38 | 163.7536 | 132.84 | 1.16 | 114.5172 | 206.01 | 1.22 | 168.8607 | 697961 | 34.5 | N | . | . | . | . | . | . | . |  |  | . |  | 93.14 | 0.22 | 114.5172 | 423.3636 | 423.3636 | 153551.42 | 153551.42 | 22% | 37.3282 | 7677.571 | 74.6563 | 19193.9275 | 223.969 | 30710.284 | 373.2817 | 38387.855 | 559.9225 | 30710.284 | 746.5634 | 15355.142 | 1119.845 | 6909.8139 | 1493.1267 | 4606.5426 | 286589.6585 | 1432948.2926 | 6878151.8044 | 14329482.9258 | 17195379.5109 | 11463586.3406 | 7737920.7799 | 6878151.8044
2015 | 3597 | Citizens Electric Co - (PA) | PA | Investor Owned | . | . | . | . | . | . | . | . | . | . | . |  | 72 | 0.89 | 80.8989 | 18 | 0.19 | 94.7368 | 6909 | N | F | 12.5 | Y | 54 | 0.7 | 94.7368 | 77.1429 | 77.1429 | 4836.3 | 4836.3 | 70% | 6.8017 | 241.815 | 13.6034 | 604.5375 | 40.8103 | 967.26 | 68.0172 | 1209.075 | 102.0258 | 967.26 | 136.0344 | 483.63 | 204.0516 | 217.6335 | 272.0689 | 145.089 | 1644.7583 | 8223.7913 | 39474.1984 | 82237.9133 | 98685.496 | 65790.3306 | 44408.4732 | 39474.1984
2015 | 3600 | Citizens Electric Corporation - (MO) | MO | Cooperative | 107 | . | . | 0 | . | . | 107 | . | . | 26994 | 13.2 | Y | . | . | . | . | . | . | . |  |  | . |  | 107 |  |  |  | 107 |  | 26994 | 100% | 9.4342 | 1349.7 | 18.8685 | 3374.25 | 56.6054 | 5398.8 | 94.3424 | 6748.5 | 141.5136 | 5398.8 | 188.6848 | 2699.4 | 283.0272 | 1214.73 | 377.3696 | 809.82 | 12733.3931 | 63666.9655 | 305601.4342 | 636669.6547 | 764003.5856 | 509335.7237 | 343801.6135 | 305601.4342
2015 | 3634 | City of Nixa - (MO) | MO | Municipal | 139.591 | 3.2 | 43.6222 | 34.457 | 2.4 | 14.3571 | 139.591 | 3.2 | 43.6222 | 9487 | 7.2 | N | . | . | . | . | . | . | . |  |  | . |  | 105.134 | 0.8 | 14.3571 | 131.4175 | 131.4175 | 7589.6 | 7589.6 | 80% | 11.5871 | 379.48 | 23.1743 | 948.7 | 69.5229 | 1517.92 | 115.8714 | 1897.4 | 173.8071 | 1517.92 | 231.7428 | 758.96 | 347.6143 | 341.532 | 463.4857 | 227.688 | 4397.0886 | 21985.4429 | 105530.1258 | 219854.4287 | 263825.3144 | 175883.5429 | 118721.3915 | 105530.1258
2015 | 3644 | PUD No 1 of Clallam County | WA | Political Subdivision | . | . | . | . | . | . | . | . | . | . | . |  | 444 | 0.751 | 591.2117 | 195 | . | . | 31241 | N | L | 34 | Y | 249 |  |  |  | 249 |  | 31241 | 100% | 21.9544 | 1562.05 | 43.9089 | 3905.125 | 131.7267 | 6248.2 | 219.5445 | 7810.25 | 329.3167 | 6248.2 | 439.0889 | 3124.1 | 658.6334 | 1405.845 | 878.1778 | 937.23 | 34293.9412 | 171469.7061 | 823054.5893 | 1714697.061 | 2057636.4732 | 1371757.6488 | 925936.4129 | 823054.5893
2015 | 3647 | City of Claremore | OK | Municipal | . | . | . | . | . | . | . | . | . | . | . |  | 894.13 | . | . | . | . | . | 11800 | N | O | 13.2 | N | [6 empty] | 11800 | 100% |  | 590 |  | 1475 |  | 1: 2360; 3: 2950; 5: 2360; 7: 1180 | 531 |  | 354
2015 | 3660 | PUD No 1 of Clark County - (WA) | WA | Political Subdivision | 90.65 | 0.602 | 150.5814 | 27.08 | 0.36 | 75.2222 | 86.72 | 0.562 | 154.306 | 191500 | 12.5 | N | . | . | . | . | . | . | . |  |  | . |  | 63.57 | 0.242 | 75.2222 | 262.686 | 262.686 | 46343 | 46343 | 24.2% | 23.1611 | 2317.15 | 46.3223 | 5792.875 | 138.9669 | 9268.6 | 231.6114 | 11585.75 | 347.4171 | 9268.6 | 463.2228 | 4634.3 | 694.8343 | 2085.435 | 926.4457 | 1390.29 | 53667.8398 | 268339.1991 | 1288028.1558 | 2683391.9912 | 3220070.3894 | 2146713.5929 | 1449031.6752 | 1288028.1558
2015 | 3687 | Clark Energy Coop Inc - (KY) | KY | Cooperative | 358.03 | 1.79 | 200.0168 | 198.29 | 1.53 | 129.6013 | 346.83 | 1.61 | 215.4224 | 25691 | 25 | Y | . | . | . | . | . | . | . |  |  | . |  | 159.74 | 0.26 | 129.6013 | 614.3846 | 614.3846 | 6679.66 | 6679.66 | 26% | 54.1706 | 333.983 | 108.3412 | 834.9575 | 325.0235 | 1335.932 | 541.7058 | 1669.915 | 812.5586 | 1335.932 | 1083.4115 | 667.966 | 1625.1173 | 300.5847 | 2166.823 | 200.3898 | 18092.0515 | 90460.2573 | 434209.2351 | 904602.5731 | 1085523.0877 | 723682.0585 | 488485.3895 | 434209.2351
2015 | 3712 | Clay County Electric Coop Corp | AR | Cooperative | . | . | . | . | . | . | . | . | . | . | . |  | 299.9 | 2.627 | 114.1606 | 299.9 | 2.627 | 114.1606 | 12235 | N | L | 14.4 | Y | 0 | 0 | 114.1606 |  |  | 0 | 0 | 0% |  | 0 |  | 0 |  | 1: 0; 3: 0; 5: 0; 7: 0 | 0 |  | 0
2015 | 3722 | Clarke Electric Coop Inc - (IA) | IA | Cooperative | . | . | . | . | . | . | . | . | . | . | . |  | 212.8 | 2.073 | 102.6532 | 144.9 | 1.46 | 99.2466 | 5277 | N | F | 12.5 | N | 67.9 | 0.613 | 99.2466 | 110.7667 | 110.7667 | 3234.801 | 3234.801 | 61.3% | 9.7664 | 161.74 | 19.5327 | 404.3501 | 58.5981 | 646.9602 | 97.6635 | 808.7002 | 146.4953 | 646.9602 | 195.3271 | 323.4801 | 292.9906 | 145.566 | 390.6541 | 97.044 | 1579.6104 | 7898.0522 | 37910.6504 | 78980.5217 | 94776.626 | 63184.4173 | 42649.4817 | 37910.6504
2015 | 3739 | Clearwater Power Company | ID | Cooperative | 1304.5 | 3.33 | 391.7417 | 1304.5 | 3.33 | 391.7417 | 1138.3 | 2.76 | 412.4275 | 10675 | 25 | Y | . | . | . | . | . | . | . |  |  | . |  | 0 | 0 | 391.7417 |  |  | 0 | 0 | 0% |  | 0 |  | 0 |  | 1: 0; 3: 0; 5: 0; 7: 0 | 0 |  | 0
2015 | 3755 | Cleveland Electric Illum Co | OH | Investor Owned | 145.6 | 1.2 | 121.3333 | 138.5 | 1.17 | 118.3761 | 126.7 | 0.91 | 139.2308 | 725879 | 36 | Y | . | . | . | . | . | . | . |  |  | . |  | 7.1 | 0.03 | 118.3761 | 236.6667 | 236.6667 | 21776.37 | 21776.37 | 3% | 20.867 | 1088.8185 | 41.734 | 2722.0462 | 125.2021 | 4355.274 | 208.6701 | 5444.0925 | 313.0051 | 4355.274 | 417.3402 | 2177.637 | 626.0103 | 979.9367 | 834.6804 | 653.2911 | 22720.386 | 113601.9302 | 545289.265 | 1136019.302 | 1363223.1624 | 908815.4416 | 613450.4231 | 545289.265
2015 | 3757 | Clay Electric Cooperative, Inc | FL | Cooperative | 196.74 | 4.03 | 48.8189 | 167.09 | 3.29 | 50.7872 | 165.73 | 2.77 | 59.8303 | 169443 | 25 | N | . | . | . | . | . | . | . |  |  | . |  | 29.65 | 0.74 | 50.7872 | 40.0676 | 40.0676 | 125387.82 | 125387.82 | 74% | 3.5328 | 6269.391 | 7.0656 | 15673.4775 | 21.1967 | 25077.564 | 35.3278 | 31346.955 | 52.9916 | 25077.564 | 70.6555 | 12538.782 | 105.9833 | 5642.4519 | 141.311 | 3761.6346 | 22148.3539 | 110741.7697 | 531560.4943 | 1107417.6965 | 1328901.2359 | 885934.1572 | 598005.5561 | 531560.4943
2015 | 3758 | City of Cleveland - (TN) | TN | Municipal | 94.904 | 1.2 | 79.0867 | 45.05 | 0.7 | 64.3571 | 94.904 | 1.2 | 79.0867 | 30827 | 13.2 | Y | . | . | . | . | . | . | . |  |  | . |  | 49.854 | 0.5 | 64.3571 | 99.708 | 99.708 | 15413.5 | 15413.5 | 50% | 8.7913 | 770.675 | 17.5826 | 1926.6875 | 52.7478 | 3082.7 | 87.913 | 3853.375 | 131.8695 | 3082.7 | 175.826 | 1541.35 | 263.739 | 693.6075 | 351.652 | 462.405 | 6775.2355 | 33876.1776 | 162605.6526 | 338761.7762 | 406514.1314 | 271009.421 | 182931.3591 | 162605.6526
2015 | 3762 | City of Cleveland - (OH) | OH | Municipal | 12.123 | 0.099 | 122.4545 | . | . | . | . | . | . | 72239 | 13.8 | N | . | . | . | . | . | . | . |  |  | . | [7 empty] | 72239 | 100% |  | 3611.95 |  | 9029.875 |  | 1: 14447.8; 3: 18059.75; 5: 14447.8; 7: 7223.9 | 3250.755 |  | 2167.17
2015 | 3764 | Clearwater-Polk Elec Coop Inc | MN | Cooperative | . | . | . | . | . | . | . | . | . | . | . |  | 381 | 1.84 | 207.0652 | 153 | 1.13 | 135.3982 | 4669 | N | L | 12.5 | N | 228 | 0.71 | 135.3982 | 321.1268 | 321.1268 | 3314.99 | 3314.99 | 71% | 28.3139 | 165.7495 | 56.6278 | 414.3737 | 169.8834 | 662.998 | 283.139 | 828.7475 | 424.7084 | 662.998 | 566.2779 | 331.499 | 849.4169 | 149.1746 | 1132.5558 | 99.4497 | 4693.014 | 23465.0698 | 112632.335 | 234650.698 | 281580.8376 | 187720.5584 | 126711.3769 | 112632.335
2015 | 3774 | City of Clewiston | FL | Municipal | . | . | . | . | . | . | . | . | . | . | . |  | 87.76 | 0.792 | 110.8081 | . | . | . | 4000 | N | L | 7.2 | N | [6 empty] | 4000 | 100% |  | 200 |  | 500 |  | 1: 800; 3: 1000; 5: 800; 7: 400 | 180 |  | 120
2015 | 3804 | Clinton Combined Utility Sys | SC | Municipal | . | . | . | . | . | . | . | . | . | . | . |  | 20.993 | 0.338 | 62.1095 | . | . | . | 4076 | N | L | 25 | N | [6 empty] | 4076 | 100% |  | 203.8 |  | 509.5 |  | 1: 815.2; 3: 1019; 5: 815.2; 7: 407.6 | 183.42 |  | 122.28
2015 | 3812 | City of Clinton - (TN) | TN | Municipal | 118 | 2.063 | 57.1983 | 118 | 2.063 | 57.1983 | 114 | 1.659 | 68.7161 | 29982 | 13 | Y | . | . | . | . | . | . | . |  |  | . |  | 0 | 0 | 57.1983 |  |  | 0 | 0 | 0% |  | 0 |  | 0 |  | 1: 0; 3: 0; 5: 0; 7: 0 | 0 |  | 0
2015 | 3828 | Cloverland Electric Co-op | MI | Cooperative | 878.5 | 2.07 | 424.3961 | 209.5 | 1.66 | 126.2048 | 878.5 | 2.07 | 424.3961 | 42809 | 24.9 | Y | . | . | . | . | . | . | . |  |  | . |  | 669 | 0.41 | 126.2048 | 1631.7073 | 1631.7073 | 17551.69 | 17551.69 | 41% | 143.8684 | 877.5845 | 287.7368 | 2193.9612 | 863.2103 | 3510.338 | 1438.6839 | 4387.9225 | 2158.0258 | 3510.338 | 2877.3678 | 1755.169 | 4316.0517 | 789.8261 | 5754.7356 | 526.5507 | 126256.6686 | 631283.3431 | 3030160.047 | 6312833.4313 | 7575400.1176 | 5050266.745 | 3408930.0529 | 3030160.047
2015 | 3841 | Coast Electric Power Assn | MS | Cooperative | 99.47 | . | . | 41.44 | . | . | 98.4 | . | . | 80275 | 25 | N | . | . | . | . | . | . | . |  |  | . |  | 58.03 |  |  |  | 58.03 |  | 80275 | 100% | 5.1165 | 4013.75 | 10.2331 | 10034.375 | 30.6992 | 16055 | 51.1653 | 20068.75 | 76.748 | 16055 | 102.3306 | 8027.5 | 153.496 | 3612.375 | 204.6613 | 2408.25 | 20536.4802 | 102682.4008 | 492875.5239 | 1026824.0081 | 1232188.8097 | 821459.2065 | 554484.9644 | 492875.5239
2015 | 3843 | Coastal Electric Member Corp | GA | Cooperative | 190.31 | 2.3 | 82.7435 | 123.38 | 1.65 | 74.7758 | 190.31 | 2.3 | 82.7435 | 17664 | 25 | Y | . | . | . | . | . | . | . |  |  | . |  | 66.93 | 0.65 | 74.7758 | 102.9692 | 102.9692 | 11481.6 | 11481.6 | 65% | 9.0788 | 574.08 | 18.1577 | 1435.2 | 54.4731 | 2296.32 | 90.7884 | 2870.4 | 136.1827 | 2296.32 | 181.5769 | 1148.16 | 272.3653 | 516.672 | 363.1538 | 344.448 | 5211.9832 | 26059.9159 | 125087.5965 | 260599.1594 | 312718.9913 | 208479.3276 | 140723.5461 | 125087.5965
2015 | 3844 | Coastal Electric Coop, Inc | SC | Cooperative | 188.4 | 1.936 | 97.314 | 188.4 | 1.936 | 97.314 | 178.7 | 1.699 | 105.1795 | 11668 | 12 | Y | . | . | . | . | . | . | . |  |  | . |  | 0 | 0 | 97.314 |  |  | 0 | 0 | 0% |  | 0 |  | 0 |  | 1: 0; 3: 0; 5: 0; 7: 0 | 0 |  | 0
2015 | 3881 | City of Cody | WY | Municipal | . | . | . | . | . | . | . | . | . | . | . |  | 49.16 | 0.81 | 60.6914 | . | . | . | 7388 | N | L | 12.5 | N | [6 empty] | 7388 | 100% |  | 369.4 |  | 923.5 |  | 1: 1477.6; 3: 1847; 5: 1477.6; 7: 738.8 | 332.46 |  | 221.64
2015 | 3892 | City of Coffeyville - (KS) | KS | Municipal | . | . | . | . | . | . | . | . | . | . | . |  | 111.58 | 2.66 | 41.9474 | 111.58 | 2.66 | 41.9474 | 6189 | N | L | 12.4 | N | 0 | 0 | 41.9474 |  |  | 0 | 0 | 0% |  | 0 |  | 0 |  | 1: 0; 3: 0; 5: 0; 7: 0 | 0 |  | 0
2015 | 3915 | Coldwater Board of Public Util | MI | Municipal | 32.5 | 0.7 | 46.4286 | . | . | . | . | . | . | 6778 | 13.8 | Y | . | . | . | . | . | . | . |  |  | . | [7 empty] | 6778 | 100% |  | 338.9 |  | 847.25 |  | 1: 1355.6; 3: 1694.5; 5: 1355.6; 7: 677.8 | 305.01 |  | 203.34
2015 | 3916 | Cobb Electric Membership Corp | GA | Cooperative | 29.97 | 0.54 | 55.5 | 29.97 | 0.54 | 55.5 | 27.48 | 0.45 | 61.0667 | 198889 | 20 | Y | . | . | . | . | . | . | . |  |  | . |  | 0 | 0 | 55.5 |  |  | 0 | 0 | 0% |  | 0 |  | 0 |  | 1: 0; 3: 0; 5: 0; 7: 0 | 0 |  | 0
2015 | 3940 | City of College Station - (TX) | TX | Municipal | 32.2 | 0.56 | 57.5 | 32.2 | 0.56 | 57.5 | 32.2 | 0.56 | 57.5 | 39554 | 7.2 | N | . | . | . | . | . | . | . |  |  | . |  | 0 | 0 | 57.5 |  |  | 0 | 0 | 0% |  | 0 |  | 0 |  | 1: 0; 3: 0; 5: 0; 7: 0 | 0 |  | 0
2015 | 3989 | City of Colorado Springs - (CO) | CO | Municipal | 37.766 | 0.564 | 66.961 | 37.766 | 0.564 | 66.961 | 37.766 | 0.564 | 66.961 | 228454 | 34.5 | Y | . | . | . | . | . | . | . |  |  | . |  | 0 | 0 | 66.961 |  |  | 0 | 0 | 0% |  | 0 |  | 0 |  | 1: 0; 3: 0; 5: 0; 7: 0 | 0 |  | 0
2015 | 4008 | Columbia Power Coop Assn Inc | OR | Cooperative | 160 | . | . | 160 | . | . | 160 | . | . | 1834 | 24.9 | N | . | . | . | . | . | . | . |  |  | . |  | 0 |  |  |  | 0 |  | 1834 | 100% | 0 | 91.7 | 0 | 229.25 | 0 | 366.8 | 0 | 458.5 | 0 | 366.8 | 0 | 183.4 | 0 | 82.53 | 0 | 55.02 | 0 | 0 | 0 | 0 | 0 | 0 | 0 | 0
2015 | 4040 | Calhoun County Elec Coop Assn | IA | Cooperative | . | . | . | . | . | . | . | . | . | . | . |  | 756 | 1.54 | 490.9091 | 756 | 1.54 | 490.9091 | 1681 | N | F | . | N | 0 | 0 | 490.9091 |  |  | 0 | 0 | 0% |  | 0 |  | 0 |  | 1: 0; 3: 0; 5: 0; 7: 0 | 0 |  | 0
2015 | 4041 | Columbia Rural Elec Assn, Inc | WA | Cooperative | . | . | . | . | . | . | . | . | . | . | . |  | 200.4 | . | . | . | . | . | 5339 | N | F | 24.9 | N | [6 empty] | 5339 | 100% |  | 266.95 |  | 667.375 |  | 1: 1067.8; 3: 1334.75; 5: 1067.8; 7: 533.9 | 240.255 |  | 160.17
2015 | 4045 | City of Columbia - (MO) | MO | Municipal | 73.263 | 0.727 | 100.7744 | 73.263 | 0.727 | 100.7744 | 73.263 | 0.727 | 100.7744 | 48620 | 69 | Y | . | . | . | . | . | . | . |  |  | . |  | 0 | 0 | 100.7744 |  |  | 0 | 0 | 0% |  | 0 |  | 0 |  | 1: 0; 3: 0; 5: 0; 7: 0 | 0 |  | 0
2015 | 4063 | Co-Mo Electric Coop Inc | MO | Cooperative | . | . | . | . | . | . | . | . | . | . | . |  | 129 | 1.2 | 107.5 | 129 | 1.2 | 107.5 | 31328 | N | F | 25 | Y | 0 | 0 | 107.5 |  |  | 0 | 0 | 0% |  | 0 |  | 0 |  | 1: 0; 3: 0; 5: 0; 7: 0 | 0 |  | 0
2015 | 4065 | City of Columbus - (OH) | OH | Municipal | . | . | . | . | . | . | . | . | . | . | . |  | 106.6 | 1.53 | 69.6732 | 102.2 | 1.48 | 69.0541 | 14587 | N | O | 14 | N | 4.4 | 0.05 | 69.0541 | 88 | 88 | 729.35 | 729.35 | 5% | 7.759 | 36.4675 | 15.518 | 91.1688 | 46.554 | 145.87 | 77.59 | 182.3375 | 116.385 | 145.87 | 155.18 | 72.935 | 232.77 | 32.8207 | 310.36 | 21.8805 | 282.9514 | 1414.7568 | 6790.8326 | 14147.568 | 16977.0816 | 11318.0544 | 7639.6867 | 6790.8326
2015 | 4068 | City of Columbus - (MS) | MS | Municipal | . | . | . | . | . | . | . | . | . | . | . |  | . | . | . | . | 1.166 | . | 13000 | N | L | 13 | N | [6 empty] | 13000 | 100% |  | 650 |  | 1625 |  | 1: 2600; 3: 3250; 5: 2600; 7: 1300 | 585 |  | 390
2015 | 4110 | Commonwealth Edison Co | IL | Investor Owned | 109 | 0.97 | 112.3711 | 72 | 0.86 | 83.7209 | 107 | 0.94 | 113.8298 | 3853843 | 34 | Y | . | . | . | . | . | . | . |  |  | . |  | 37 | 0.11 | 83.7209 | 336.3636 | 336.3636 | 423922.73 | 423922.73 | 11% | 29.6573 | 21196.1365 | 59.3147 | 52990.3412 | 177.944 | 84784.546 | 296.5734 | 105980.6825 | 444.8601 | 84784.546 | 593.1468 | 42392.273 | 889.7201 | 19076.5229 | 1186.2935 | 12717.6819 | 628620.9743 | 3143104.8714 | 15086903.3828 | 31431048.7142 | 37717258.457 | 25144838.9713 | 16972766.3057 | 15086903.3828
2015 | 4117 | Community Electric Coop | VA | Cooperative | 196.128 | 1.671 | 117.3716 | 196.128 | 1.671 | 117.3716 | 135.571 | 1.143 | 118.6098 | 11064 | 34.5 | N | . | . | . | . | . | . | . |  |  | . |  | 0 | 0 | 117.3716 |  |  | 0 | 0 | 0% |  | 0 |  | 0 |  | 1: 0; 3: 0; 5: 0; 7: 0 | 0 |  | 0
2015 | 4146 | Concho Valley Elec Coop Inc | TX | Cooperative | 802.8 | 3.9 | 205.8461 | 428.4 | 3.11 | 137.7492 | 645.6 | 2.58 | 250.2326 | 14191 | 24.9 | Y | . | . | . | . | . | . | . |  |  | . |  | 374.4 | 0.79 | 137.7492 | 473.9241 | 473.9241 | 11210.89 | 11210.89 | 79% | 41.7861 | 560.5445 | 83.5722 | 1401.3612 | 250.7166 | 2242.178 | 417.861 | 2802.7225 | 626.7915 | 2242.178 | 835.7221 | 1121.089 | 1253.5831 | 504.49 | 1671.4441 | 336.3267 | 23422.9702 | 117114.8508 | 562151.2841 | 1171148.5084 | 1405378.2101 | 936918.8068 | 632420.1946 | 562151.2841
2015 | 4150 | City of Concord - (NC) | NC | Municipal | 55.8 | 0.7 | 79.7143 | 55.8 | 0.7 | 79.7143 | 55.8 | 0.7 | 79.7143 | 30914 | 13.2 | Y | . | . | . | . | . | . | . |  |  | . |  | 0 | 0 | 79.7143 |  |  | 0 | 0 | 0% |  | 0 |  | 0 |  | 1: 0; 3: 0; 5: 0; 7: 0 | 0 |  | 0
2015 | 4176 | Connecticut Light & Power Co | CT | Investor Owned | 111.6 | 0.75 | 148.8 | 78.6 | 0.7 | 112.2857 | 110.7 | 0.74 | 149.5946 | 1254049 | 34.5 | Y | . | . | . | . | . | . | . |  |  | . |  | 33 | 0.05 | 112.2857 | 660 | 660 | 62702.45 | 62702.45 | 5% | 58.1925 | 3135.1225 | 116.385 | 7837.8063 | 349.155 | 12540.49 | 581.9251 | 15675.6125 | 872.8876 | 12540.49 | 1163.8501 | 6270.245 | 1745.7752 | 2821.6103 | 2327.7002 | 1881.0735 | 182440.6334 | 912203.1668 | 4378575.2006 | 9122031.6679 | 10946438.0015 | 7297625.3343 | 4925897.1007 | 4378575.2006
2015 | 4226 | Consolidated Edison Co-NY Inc | NY | Investor Owned | . | . | . | . | . | . | . | . | . | . | . |  | 21.1 | 0.112 | 188.3929 | 20.7 | 0.111 | 186.4865 | 3385176 | N | F | 33 | Y | 0.4 | 0.001 | 186.4865 | 400 | 400 | 3385.176 | 3385.176 | 0.1% | 35.2682 | 169.2588 | 70.5364 | 423.147 | 211.6091 | 677.0352 | 352.6819 | 846.294 | 529.0228 | 677.0352 | 705.3637 | 338.5176 | 1058.0456 | 152.3329 | 1410.7274 | 101.5553 | 5969.4507 | 29847.2535 | 143266.8168 | 298472.5349 | 358167.0419 | 238778.0279 | 161175.1688 | 143266.8168
2015 | 4237 | Consolidated Electric Coop | MO | Cooperative | 171.006 | 0.89 | 192.1416 | 63.012 | 0.622 | 101.3055 | 162.157 | 0.799 | 202.9499 | 7895 | 12.5 | N | . | . | . | . | . | . | . |  |  | . |  | 107.994 | 0.268 | 101.3055 | 402.9627 | 402.9627 | 2115.86 | 2115.86 | 26.8% | 35.5294 | 105.793 | 71.0588 | 264.4825 | 213.1764 | 423.172 | 355.2941 | 528.965 | 532.9411 | 423.172 | 710.5881 | 211.586 | 1065.8822 | 95.2137 | 1421.1763 | 63.4758 | 3758.7625 | 18793.8126 | 90210.3003 | 187938.1256 | 225525.7508 | 150350.5005 | 101486.5878 | 90210.3003
2015 | 4254 | Consumers Energy Co | MI | Investor Owned | 440.7 | 1.18 | 373.4746 | 177 | 0.981 | 180.4281 | 438.4 | 1.17 | 374.7009 | 1797075 | 14.4 | Y | . | . | . | . | . | . | . |  |  | . |  | 263.7 | 0.199 | 180.4281 | 1325.1256 | 1325.1256 | 357617.925 | 357617.925 | 19.9% | 116.8369 | 17880.8963 | 233.6739 | 44702.2406 | 701.0216 | 71523.585 | 1168.3694 | 89404.4812 | 1752.5541 | 71523.585 | 2336.7388 | 35761.7925 | 3505.1082 | 16092.8066 | 4673.4776 | 10728.5377 | 2089149.2028 | 10445746.014 | 50139580.867 | 104457460.1396 | 125348952.1675 | 83565968.1117 | 56407028.4754 | 50139580.867
2015 | 4262 | Cooke County Elec Coop Assn | TX | Cooperative | . | . | . | . | . | . | . | . | . | . | . |  | 200 | 1.4 | 142.8571 | . | . | . | 15842 | N |  | 7.2 | Y | [6 empty] | 15842 | 100% |  | 792.1 |  | 1980.25 |  | 1: 3168.4; 3: 3960.5; 5: 3168.4; 7: 1584.2 | 712.89 |  | 475.26
2015 | 4265 | Continental Divide El Coop Inc | NM | Cooperative | . | . | . | . | . | . | . | . | . | . | . |  | 255.37 | . | . | 124.27 | . | . | 18370 | N | F | 25 | N | 131.1 |  |  |  | 131.1 |  | 18370 | 100% | 11.5591 | 918.5 | 23.1183 | 2296.25 | 69.3549 | 3674 | 115.5915 | 4592.5 | 173.3872 | 3674 | 231.183 | 1837 | 346.7744 | 826.65 | 462.3659 | 551.1 | 10617.0771 | 53085.3857 | 254809.8516 | 530853.8575 | 637024.6289 | 424683.086 | 286661.083 | 254809.8516
2015 | 4280 | Conway Corporation | AR | Municipal | 60.377 | 0.8 | 75.4712 | 60.377 | 0.8 | 75.4712 | . | . | . | 29957 | 13.8 | N | . | . | . | . | . | . | . |  |  | . |  | 0 | 0 | 75.4712 |  |  | 0 | 0 | 0% |  | 0 |  | 0 |  | 1: 0; 3: 0; 5: 0; 7: 0 | 0 |  | 0
2015 | 4317 | Coos-Curry Electric Coop, Inc | OR | Cooperative | 183.39 | 1.29 | 142.1628 | 147.33 | . | . | 181.4 | 1.29 | 140.6202 | 17914 | 24.9 | N | . | . | . | . | . | . | . |  |  | . |  | 36.06 |  |  |  | 36.06 |  | 17914 | 100% | 3.1794 | 895.7 | 6.3589 | 2239.25 | 19.0766 | 3582.8 | 31.7943 | 4478.5 | 47.6914 | 3582.8 | 63.5885 | 1791.4 | 95.3828 | 806.13 | 127.1771 | 537.42 | 2847.8127 | 14239.0633 | 68347.504 | 142390.6334 | 170868.76 | 113912.5067 | 76890.942 | 68347.504
2015 | 4327 | Coosa Valley Electric Coop Inc | AL | Cooperative | 165.5 | 1.39 | 119.0648 | 135.49 | 1.25 | 108.392 | 145.72 | 1.2 | 121.4333 | 16565 | 24.9 | N | . | . | . | . | . | . | . |  |  | . |  | 30.01 | 0.14 | 108.392 | 214.3571 | 214.3571 | 2319.1 | 2319.1 | 14% | 18.9 | 115.955 | 37.7999 | 289.8875 | 113.3998 | 463.82 | 188.9997 | 579.775 | 283.4995 | 463.82 | 377.9994 | 231.91 | 566.9991 | 104.3595 | 755.9987 | 69.573 | 2191.5458 | 10957.7292 | 52597.1004 | 109577.2924 | 131492.7509 | 87661.8339 | 59171.7379 | 52597.1004
2015 | 4346 | Cooperative L&P Assn Lake County | MN | Cooperative | 268.998 | 2.119 | 126.9457 | 107.59 | 0.85 | 126.5765 | 268.998 | 2.119 | 126.9457 | 6033 | 14.4 | N | . | . | . | . | . | . | . |  |  | . |  | 161.408 | 1.269 | 126.5765 | 127.1931 | 161.408 | 7655.877 | 6033 | 100% | 14.2314 | 301.65 | 28.4628 | 754.125 | 85.3885 | 1206.6 | 142.3142 | 1508.25 | 213.4713 | 1206.6 | 284.6284 | 603.3 | 426.9425 | 271.485 | 569.2567 | 180.99 | 4292.9073 | 21464.5363 | 103029.7743 | 214645.3631 | 257574.4357 | 171716.2905 | 115908.4961 | 103029.7743
2015 | 4362 | Corn Belt Energy Corporation | IL | Cooperative | 643.3 | 5.3 | 121.3774 | 246.1 | 4.2 | 58.5952 | 541.9 | 5.3 | 102.2453 | 35510 | 69 | Y | . | . | . | . | . | . | . |  |  | . |  | 397.2 | 1.1 | 58.5952 | 361.0909 | 397.2 | 39061 | 35510 | 100% | 35.0213 | 1775.5 | 70.0426 | 4438.75 | 210.1278 | 7102 | 350.2131 | 8877.5 | 525.3196 | 7102 | 700.4262 | 3551 | 1050.6392 | 1597.95 | 1400.8523 | 1065.3 | 62180.3321 | 310901.6605 | 1492327.9706 | 3109016.6054 | 3730819.9265 | 2487213.2843 | 1678868.9669 | 1492327.9706
2015 | 4373 | Cornhusker Public Power Dist | NE | Political Subdivision | . | . | . | . | . | . | . | . | . | . | . |  | 61.4 | . | . | 61.4 | . | . | 9809 | N | O | 12.5 | N | 0 |  |  |  | 0 |  | 9809 | 100% | 0 | 490.45 | 0 | 1226.125 | 0 | 1961.8 | 0 | 2452.25 | 0 | 1961.8 | 0 | 980.9 | 0 | 441.405 | 0 | 294.27 | 0 | 0 | 0 | 0 | 0 | 0 | 0 | 0
2015 | 4401 | Cotton Electric Coop, Inc | OK | Cooperative | 1091.25 | 3.18 | 343.1604 | 199.71 | 1.92 | 104.0156 | 557.48 | 2.081 | 267.8904 | 21542 | 14.4 | N | . | . | . | . | . | . | . |  |  | . |  | 891.54 | 1.26 | 104.0156 | 707.5714 | 891.54 | 27142.92 | 21542 | 100% | 78.6075 | 1077.1 | 157.215 | 2692.75 | 471.645 | 4308.4 | 786.0749 | 5385.5 | 1179.1124 | 4308.4 | 1572.1499 | 2154.2 | 2358.2248 | 969.39 | 3144.2998 | 646.26 | 84668.1323 | 423340.6616 | 2032035.1755 | 4233406.6157 | 5080087.9389 | 3386725.2926 | 2286039.5725 | 2032035.1755
2015 | 4430 | Covington Electric Coop, Inc | AL | Cooperative | 114.6 | 1.2 | 95.5 | 77.8 | 0.9 | 86.4444 | 110.3 | 1 | 110.3 | 22574 | 25 | Y | . | . | . | . | . | . | . |  |  | . |  | 36.8 | 0.3 | 86.4444 | 122.6667 | 122.6667 | 6772.2 | 6772.2 | 30% | 10.8156 | 338.61 | 21.6312 | 846.525 | 64.8935 | 1354.44 | 108.1558 | 1693.05 | 162.2337 | 1354.44 | 216.3115 | 677.22 | 324.4673 | 304.749 | 432.6231 | 203.166 | 3662.2625 | 18311.3123 | 87894.2989 | 183113.1227 | 219735.7472 | 146490.4982 | 98881.0863 | 87894.2989
2015 | 4432 | Coweta-Fayette El Member Corp | GA | Cooperative | 99.572 | 1.34 | 74.3075 | 89.985 | 1.24 | 72.5685 | 84.929 | 1 | 84.929 | 77621 | 25 | N | . | . | . | . | . | . | . |  |  | . |  | 9.587 | 0.1 | 72.5685 | 95.87 | 95.87 | 7762.1 | 7762.1 | 10% | 8.4529 | 388.105 | 16.9058 | 970.2625 | 50.7174 | 1552.42 | 84.529 | 1940.525 | 126.7935 | 1552.42 | 169.058 | 776.21 | 253.5871 | 349.2945 | 338.1161 | 232.863 | 3280.6136 | 16403.0682 | 78734.7273 | 164030.6819 | 196836.8183 | 131224.5455 | 88576.5682 | 78734.7273
2015 | 4442 | PUD No 1 of Cowlitz County | WA | Political Subdivision | . | . | . | . | . | . | . | . | . | . | . |  | 82 | 0.72 | 113.8889 | . | . | . | 49000 | N | F | 12.5 | N | [6 empty] | 49000 | 100% |  | 2450 |  | 6125 |  | 1: 9800; 3: 12250; 5: 9800; 7: 4900 | 2205 |  | 1470
2015 | 4471 | Craig-Botetourt Electric Coop | VA | Cooperative | 672.44 | 4.12 | 163.2136 | 665.68 | 3.98 | 167.2563 | 593.34 | 3.39 | 175.0265 | 6590 | . | N | . | . | . | . | . | . | . |  |  | . |  | 6.76 | 0.14 | 167.2563 | 48.2857 | 48.2857 | 922.6 | 922.6 | 14% | 4.2574 | 46.13 | 8.5147 | 115.325 | 25.5442 | 184.52 | 42.5737 | 230.65 | 63.8606 | 184.52 | 85.1475 | 92.26 | 127.7212 | 41.517 | 170.295 | 27.678 | 196.3927 | 981.9633 | 4713.4237 | 9819.6326 | 11783.5591 | 7855.7061 | 5302.6016 | 4713.4237
2015 | 4471 | Craig-Botetourt Electric Coop | WV | Cooperative | 482.24 | 2.99 | 161.2843 | 164.21 | 1.93 | 85.0829 | 164.21 | 1.93 | 85.0829 | 482 | . | N | . | . | . | . | . | . | . |  |  | . |  | 318.03 | 1.06 | 85.0829 | 300.0283 | 318.03 | 510.92 | 482 | 100% | 28.0409 | 24.1 | 56.0817 | 60.25 | 168.2451 | 96.4 | 280.4085 | 120.5 | 420.6128 | 96.4 | 560.817 | 48.2 | 841.2256 | 21.69 | 1121.6341 | 14.46 | 675.7845 | 3378.9227 | 16218.829 | 33789.227 | 40547.0724 | 27031.3816 | 18246.1826 | 16218.829
2015 | 4508 | Crawfordsville Elec, Lgt & Pwr | IN | Municipal | . | . | . | . | . | . | . | . | . | . | . |  | . | . | . | 2.95 | 0.06 | 49.1667 | 9898 | N | L | 13.8 | N |  |  | 49.1667 |  |  |  | 9898 | 100% |  | 494.9 |  | 1237.25 |  | 1: 1979.6; 3: 2474.5; 5: 1979.6; 7: 989.8 | 445.41 |  | 296.94
2015 | 4509 | Craighead Electric Coop Corp | AR | Cooperative | . | . | . | . | . | . | . | . | . | . | . |  | 165.54 | 1.928 | 85.861 | 162.3 | 1.775 | 91.4366 | 29603 | N | F | 34.5 | N | 3.24 | 0.153 | 91.4366 | 21.1765 | 21.1765 | 4529.259 | 4529.259 | 15.3% | 1.8671 | 226.463 | 3.7343 | 566.1574 | 11.2028 | 905.8518 | 18.6714 | 1132.3148 | 28.0071 | 905.8518 | 37.3428 | 452.9259 | 56.0142 | 203.8167 | 74.6856 | 135.8778 | 422.8379 | 2114.1893 | 10148.1085 | 21141.8927 | 25370.2713 | 16913.5142 | 11416.6221 | 10148.1085
2015 | 4524 | Crawford Electric Coop, Inc | MO | Cooperative | 384.4 | 2.082 | 184.6302 | 317.2 | 1.908 | 166.2474 | 320.7 | 1.418 | 226.1636 | 19570 | 25 | Y | . | . | . | . | . | . | . |  |  | . |  | 67.2 | 0.174 | 166.2474 | 386.2069 | 386.2069 | 3405.18 | 3405.18 | 17.4% | 34.052 | 170.259 | 68.1041 | 425.6475 | 204.3122 | 681.036 | 340.5204 | 851.295 | 510.7806 | 681.036 | 681.0408 | 340.518 | 1021.5612 | 153.2331 | 1362.0816 | 102.1554 | 5797.6664 | 28988.3321 | 139143.9941 | 289883.3211 | 347859.9853 | 231906.6569 | 156536.9934 | 139143.9941
2015 | 4577 | Crow Wing Cooperative Power & Light Comp | MN | Cooperative | 491.002 | 1.12 | 438.3946 | 71.316 | 0.653 | 109.2129 | 490.08 | 0.977 | 501.6172 | 42087 | 15 | Y | . | . | . | . | . | . | . |  |  | . |  | 419.686 | 0.467 | 109.2129 | 898.6852 | 898.6852 | 19654.629 | 19654.629 | 46.7% | 79.2375 | 982.7314 | 158.475 | 2456.8286 | 475.425 | 3930.9258 | 792.3749 | 4913.6573 | 1188.5624 | 3930.9258 | 1584.7498 | 1965.4629 | 2377.1248 | 884.4583 | 3169.4997 | 589.6389 | 77869.1757 | 389345.8784 | 1868860.2162 | 3893458.7837 | 4672150.5404 | 3114767.027 | 2102467.7432 | 1868860.2162
2015 | 4618 | Cullman Electric Coop, Inc | AL | Cooperative | 523.02 | 2.99 | 174.9231 | 348.08 | 2.46 | 141.4959 | 523.02 | 2.99 | 174.9231 | 42531 | 46 | Y | . | . | . | . | . | . | . |  |  | . |  | 174.94 | 0.53 | 141.4959 | 330.0755 | 330.0755 | 22541.43 | 22541.43 | 53% | 29.1029 | 1127.0715 | 58.2058 | 2817.6788 | 174.6174 | 4508.286 | 291.0291 | 5635.3575 | 436.5436 | 4508.286 | 582.0581 | 2254.143 | 873.0872 | 1014.3643 | 1164.1163 | 676.2429 | 32801.0572 | 164005.286 | 787225.3726 | 1640052.8597 | 1968063.4316 | 1312042.2877 | 885628.5442 | 787225.3726
2015 | 4622 | Cumberland Valley Electric, Inc. | KY | Cooperative | 170.1 | 1.996 | 85.2204 | 170.1 | 1.996 | 85.2204 | 149.8 | 1.595 | 93.9185 | 23770 | 25 | Y | . | . | . | . | . | . | . |  |  | . |  | 0 | 0 | 85.2204 |  |  | 0 | 0 | 0% |  | 0 |  | 0 |  | 1: 0; 3: 0; 5: 0; 7: 0 | 0 |  | 0
2015 | 4624 | Cumberland Elec Member Corp | TN | Cooperative | . | . | . | . | . | . | . | . | . | . | . |  | 213 | 2.44 | 87.2951 | . | . | . | 92719 | N | F | 25 | Y | [6 empty] | 92719 | 100% |  | 4635.95 |  | 11589.875 |  | 1: 18543.8; 3: 23179.75; 5: 18543.8; 7: 9271.9 | 4172.355 |  | 2781.57
2015 | 4675 | Cuivre River Electric Coop Inc | MO | Cooperative | 124.16 | 0.97 | 128 | 99.96 | 0.89 | 112.3146 | 124.09 | 1.04 | 119.3173 | 61285 | 24.9 | N | . | . | . | . | . | . | . |  |  | . |  | 24.2 | 0.08 | 112.3146 | 302.5 | 302.5 | 4902.8 | 4902.8 | 8% | 26.6716 | 245.14 | 53.3431 | 612.85 | 160.0294 | 980.56 | 266.7157 | 1225.7 | 400.0735 | 980.56 | 533.4313 | 490.28 | 800.147 | 220.626 | 1066.8626 | 147.084 | 6538.2675 | 32691.3373 | 156918.4188 | 326913.3725 | 392296.047 | 261530.698 | 176533.2212 | 156918.4188
2015 | 4683 | City of Cuyahoga Falls - (OH) | OH | Municipal | 73.96 | 0.567 | 130.4409 | 19.25 | 0.2 | 96.25 | 73.96 | 0.567 | 130.4409 | 24854 | 23 | N | . | . | . | . | . | . | . |  |  | . |  | 54.71 | 0.367 | 96.25 | 149.0736 | 149.0736 | 9121.418 | 9121.418 | 36.7% | 13.1439 | 456.0709 | 26.2878 | 1140.1772 | 78.8633 | 1824.2836 | 131.4389 | 2280.3545 | 197.1583 | 1824.2836 | 262.8777 | 912.1418 | 394.3166 | 410.4638 | 525.7554 | 273.6425 | 5994.5437 | 29972.7187 | 143869.0499 | 299727.1874 | 359672.6248 | 239781.7499 | 161852.6812 | 143869.0499
2015 | 4704 | DS&O Electric Cooperative, Inc. | KS | Cooperative | . | . | . | . | . | . | . | . | . | . | . |  | 10.2 | 0.1 | 102 | 9.1 | 0.1 | 91 | 8350 | N | F | 12.5 | Y | 1.1 | 0 | 91 |  |  | 0 | 0 | 0% |  | 0 |  | 0 |  | 1: 0; 3: 0; 5: 0; 7: 0 | 0 |  | 0
2015 | 4717 | Dakota Valley Elec Coop Inc | ND | Cooperative | 192 | 1.164 | 164.9485 | 116.1 | 1.021 | 113.7121 | 164 | 0.919 | 178.4548 | 6474 | 25 | Y | . | . | . | . | . | . | . |  |  | . |  | 75.9 | 0.143 | 113.712 | 530.7692 | 530.7692 | 925.782 | 925.782 | 14.3% | 46.7982 | 46.2891 | 93.5963 | 115.7228 | 280.789 | 185.1564 | 467.9817 | 231.4455 | 701.9725 | 185.1564 | 935.9634 | 92.5782 | 1403.9451 | 41.6602 | 1871.9268 | 27.7735 | 2166.2451 | 10831.2256 | 51989.8827 | 108312.2557 | 129974.7068 | 86649.8046 | 58488.6181 | 51989.8827
2015 | 4848 | Daviess Martin County R E M C | IN | Cooperative | 372 | 2.44 | 152.459 | 278 | 2 | 139 | 354 | 2.19 | 161.6438 | 8049 | 12.5 | N | . | . | . | . | . | . | . |  |  | . |  | 94 | 0.44 | 139 | 213.6364 | 213.6364 | 3541.56 | 3541.56 | 44% | 18.8364 | 177.078 | 37.6728 | 442.695 | 113.0185 | 708.312 | 188.3642 | 885.39 | 282.5463 | 708.312 | 376.7283 | 354.156 | 565.0925 | 159.3702 | 753.4567 | 106.2468 | 3335.5151 | 16677.5753 | 80052.3615 | 166775.7531 | 200130.9037 | 133420.6025 | 90058.9067 | 80052.3615
2015 | 4911 | Dawson Power District | NE | Political Subdivision | . | . | . | . | . | . | . | . | . | . | . |  | 153.8 | . | . | . | . | . | 22909 | N | O | . | Y | [6 empty] | 22909 | 100% |  | 1145.45 |  | 2863.625 |  | 1: 4581.8; 3: 5727.25; 5: 4581.8; 7: 2290.9 | 1030.905 |  | 687.27
2015 | 4922 | Dayton Power & Light Co | OH | Investor Owned | 118.57 | 0.96 | 123.5104 | 105.84 | 0.92 | 115.0435 | 113.39 | 0.88 | 128.8523 | 577709 | 12 | N | . | . | . | . | . | . | . |  |  | . |  | 12.73 | 0.04 | 115.0435 | 318.25 | 318.25 | 23108.36 | 23108.36 | 4% | 28.0602 | 1155.418 | 56.1205 | 2888.545 | 168.3615 | 4621.672 | 280.6025 | 5777.09 | 420.9037 | 4621.672 | 561.205 | 2310.836 | 841.8075 | 1039.8762 | 1122.41 | 693.2508 | 32421.3177 | 162106.5886 | 778111.6253 | 1621065.8861 | 1945279.0633 | 1296852.7089 | 875375.5785 | 778111.6253
2015 | 4939 | Deaf Smith Electric Coop, Inc | TX | Cooperative | 988.4 | 3.5 | 282.4 | 430.5 | 2.3 | 187.1739 | 934.2 | 3 | 311.4 | 14314 | 14.4 | Y | . | . | . | . | . | . | . |  |  | . |  | 557.9 | 1.2 | 187.1739 | 464.9167 | 557.9 | 17176.8 | 14314 | 100% | 49.1903 | 715.7 | 98.3806 | 1789.25 | 295.1418 | 2862.8 | 491.903 | 3578.5 | 737.8545 | 2862.8 | 983.806 | 1431.4 | 1475.709 | 644.13 | 1967.612 | 429.42 | 35205.4986 | 176027.493 | 844931.9665 | 1760274.9302 | 2112329.9162 | 1408219.9442 | 950548.4623 | 844931.9665
2015 | 4958 | Decatur Utilities | AL | Municipal | . | . | . | . | . | . | . | . | . | . | . |  | 25.115 | 0.753 | 33.3533 | . | . | . | 26498 | N | O | 12.5 | Y | [6 empty] | 26498 | 100% |  | 1324.9 |  | 3312.25 |  | 1: 5299.6; 3: 6624.5; 5: 5299.6; 7: 2649.8 | 1192.41 |  | 794.94
2015 | 4960 | Decatur County Rural E M C | IN | Cooperative | 391.1 | 2.39 | 163.6402 | 219.3 | 2 | 109.65 | 372.8 | 2.27 | 164.2291 | 7867 | 12.5 | Y | . | . | . | . | . | . | . |  |  | . |  | 171.8 | 0.39 | 109.65 | 440.5128 | 440.5128 | 3068.13 | 3068.13 | 39% | 38.8402 | 153.4065 | 77.6804 | 383.5163 | 233.0413 | 613.626 | 388.4022 | 767.0325 | 582.6033 | 613.626 | 776.8044 | 306.813 | 1165.2066 | 138.0659 | 1553.6088 | 92.0439 | 5958.3421 | 29791.7105 | 143000.2104 | 297917.1051 | 357500.5261 | 238333.6841 | 160875.2367 | 143000.2104
2015 | 4975 | Deep East Texas Elec Coop Inc | TX | Cooperative | 474.444 | . | . | 414.432 | . | . | 276.822 | . | . | 41728 | 12.5 | N | . | . | . | . | . | . | . |  |  | . |  | 60.012 |  |  |  | 60.012 |  | 41728 | 100% | 5.2913 | 2086.4 | 10.5826 | 5216 | 31.7477 | 8345.6 | 52.9129 | 10432 | 79.3693 | 8345.6 | 105.8257 | 4172.8 | 158.7386 | 1877.76 | 211.6514 | 1251.84 | 11039.7387 | 55198.6937 | 264953.7296 | 551986.9367 | 662384.324 | 441589.5493 | 298072.9458 | 264953.7296
2015 | 5027 | Delmarva Power | DE | Investor Owned | 213 | 1.46 | 145.8904 | 118 | 1.24 | 95.1613 | 201 | 1.25 | 160.8 | 308123 | 69 | Y | . | . | . | . | . | . | . |  |  | . |  | 95 | 0.22 | 95.1613 | 431.8182 | 431.8182 | 67787.06 | 67787.06 | 22% | 38.0736 | 3389.353 | 76.1472 | 8473.3825 | 228.4417 | 13557.412 | 380.7361 | 16946.765 | 571.1041 | 13557.412 | 761.4722 | 6778.706 | 1142.2083 | 3050.4177 | 1522.9444 | 2033.6118 | 129044.9008 | 645224.504 | 3097077.6194 | 6452245.0404 | 7742694.0485 | 5161796.0323 | 3484212.3218 | 3097077.6194
2015 | 5027 | Delmarva Power | MD | Investor Owned | 202 | 1.38 | 146.3768 | 111 | 1.2 | 92.5 | 190 | 1.24 | 153.2258 | 205816 | 69 | Y | . | . | . | . | . | . | . |  |  | . |  | 91 | 0.18 | 92.5 | 505.5556 | 505.5556 | 37046.88 | 37046.88 | 18% | 44.5751 | 1852.344 | 89.1501 | 4630.86 | 267.4504 | 7409.376 | 445.7507 | 9261.72 | 668.626 | 7409.376 | 891.5013 | 3704.688 | 1337.252 | 1667.1096 | 1783.0027 | 1111.4064 | 82568.3586 | 412841.7928 | 1981640.6054 | 4128417.928 | 4954101.5136 | 3302734.3424 | 2229345.6811 | 1981640.6054
2015 | 5063 | City of Denton - (TX) | TX | Municipal | 50.14 | 0.83 | 60.4096 | 50.14 | 0.83 | 60.4096 | . | . | . | 51240 | 69 | Y | . | . | . | . | . | . | . |  |  | . |  | 0 | 0 | 60.4096 |  |  | 0 | 0 | 0% |  | 0 |  | 0 |  | 1: 0; 3: 0; 5: 0; 7: 0 | 0 |  | 0
2015 | 5070 | Delaware Electric Cooperative | DE | Cooperative | 121.48 | 1.81 | 67.116 | 109.17 | 1.53 | 71.3529 | 111.55 | 1.81 | 61.6298 | 89342 | 12 |  | . | . | . | . | . | . | . |  |  | . |  | 12.31 | 0.28 | 71.3529 | 43.9643 | 43.9643 | 25015.76 | 25015.76 | 28% | 3.8764 | 1250.788 | 7.7527 | 3126.97 | 23.2581 | 5003.152 | 38.7635 | 6253.94 | 58.1453 | 5003.152 | 77.527 | 2501.576 | 116.2905 | 1125.7092 | 155.0541 | 750.4728 | 4848.4938 | 24242.4692 | 116363.8522 | 242424.6921 | 290909.6306 | 193939.7537 | 130909.3338 | 116363.8522
2015 | 5078 | Denton County Elec Coop, Inc | TX | Cooperative | 35.39 | 1.46 | 24.2397 | 32.69 | 1.42 | 23.0211 | . | . | . | 196333 | 34.9 | Y | . | . | . | . | . | . | . |  |  | . |  | 2.7 | 0.04 | 23.0211 | 67.5 | 67.5 | 7853.32 | 7853.32 | 4% | 5.9515 | 392.666 | 11.903 | 981.665 | 35.709 | 1570.664 | 59.5151 | 1963.33 | 89.2726 | 1570.664 | 119.0301 | 785.332 | 178.5452 | 353.3994 | 238.0602 | 235.5996 | 2336.9542 | 11684.7708 | 56086.8996 | 116847.7076 | 140217.2491 | 93478.1661 | 63097.7621 | 56086.8996
2015 | 5109 | DTE Electric Company | MI | Investor Owned | 277 | 1 | 277 | 187 | 0.91 | 205.4945 | 277 | 1 | 277 | 2167276 | 13.2 | Y | . | . | . | . | . | . | . |  |  | . |  | 90 | 0.09 | 205.4945 | 1000 | 1000 | 195054.84 | 195054.84 | 9% | 88.1705 | 9752.742 | 176.3409 | 24381.855 | 529.0228 | 39010.968 | 881.7046 | 48763.71 | 1322.5569 | 39010.968 | 1763.4093 | 19505.484 | 2645.1139 | 8777.4678 | 3526.8185 | 5851.6452 | 859903.7766 | 4299518.8832 | 20637690.6392 | 42995188.8317 | 51594226.5981 | 34396151.0654 | 23217401.9691 | 20637690.6392
2015 | 5111 | City of Detroit Lakes - (MN) | MN | Municipal | . | . | . | . | . | . | . | . | . | . | . |  | 3.38 | 0.07 | 48.2857 | 3.38 | 0.07 | 48.2857 | 7111 | N | L | 12.4 | N | 0 | 0 | 48.2857 |  |  | 0 | 0 | 0% |  | 0 |  | 0 |  | 1: 0; 3: 0; 5: 0; 7: 0 | 0 |  | 0
2015 | 5148 | City of Dickson | TN | Municipal | 183.27 | 1.568 | 116.8814 | 183.27 | 1.568 | 116.8814 | 183.27 | 1.568 | 116.8814 | 34095 | 13 | Y | . | . | . | . | . | . | . |  |  | . |  | 0 | 0 | 116.8814 |  |  | 0 | 0 | 0% |  | 0 |  | 0 |  | 1: 0; 3: 0; 5: 0; 7: 0 | 0 |  | 0
2015 | 5175 | Dixie Electric Power Assn | MS | Cooperative | . | . | . | . | . | . | . | . | . | . | . |  | 157.974 | 1.532 | 103.1162 | 157.974 | 1.532 | 103.1162 | 36497 | N | F | 24.9 | Y | 0 | 0 | 103.1162 |  |  | 0 | 0 | 0% |  | 0 |  | 0 |  | 1: 0; 3: 0; 5: 0; 7: 0 | 0 |  | 0
2015 | 5202 | Dixie Electric Membership Corp | LA | Cooperative | 370.2 | 4.709 | 78.6154 | 261.6 | 4.057 | 64.4811 | 363 | 3.667 | 98.991 | 104880 | 69 | Y | . | . | . | . | . | . | . |  |  | . |  | 108.6 | 0.652 | 64.4811 | 166.5644 | 166.5644 | 68381.76 | 68381.76 | 65.2% | 14.6861 | 3419.088 | 29.3721 | 8547.72 | 88.1164 | 13676.352 | 146.8606 | 17095.44 | 220.2909 | 13676.352 | 293.7212 | 6838.176 | 440.5819 | 3077.1792 | 587.4425 | 2051.4528 | 50212.9375 | 251064.6877 | 1205110.5011 | 2510646.8773 | 3012776.2528 | 2008517.5018 | 1355749.3137 | 1205110.5011
2015 | 5204 | Dixie Electric Coop | AL | Cooperative | 138.06 | . | . | 138.06 | . | . | 129.66 | . | . | 22616 | . | N | . | . | . | . | . | . | . |  |  | . |  | 0 |  |  |  | 0 |  | 22616 | 100% | 0 | 1130.8 | 0 | 2827 | 0 | 4523.2 | 0 | 5654 | 0 | 4523.2 | 0 | 2261.6 | 0 | 1017.72 | 0 | 678.48 | 0 | 0 | 0 | 0 | 0 | 0 | 0 | 0
2015 | 5394 | Dubois Rural Electric Coop Inc | IN | Cooperative | . | . | . | . | . | . | . | . | . | . | . |  | 68.811 | 0.632 | 108.8782 | 68.676 | 0.63 | 109.0095 | 13447 | N | L | 12.5 | Y | 0.135 | 0.002 | 109.0095 | 67.5 | 67.5 | 26.894 | 26.894 | 0.2% | 5.9515 | 1.3447 | 11.903 | 3.3617 | 35.709 | 5.3788 | 59.5151 | 6.7235 | 89.2726 | 5.3788 | 119.0301 | 2.6894 | 178.5452 | 1.2102 | 238.0602 | 0.80682 | 8.003 | 40.015 | 192.0718 | 400.1495 | 480.1794 | 320.1196 | 216.0807 | 192.0718
2015 | 5399 | Duck River Elec Member Corp | TN | Cooperative | 401.83 | 2.11 | 190.4408 | 170.45 | 1.78 | 95.7584 | 375.99 | 1.86 | 202.1452 | 71882 | 25 | Y | . | . | . | . | . | . | . |  |  | . |  | 231.38 | 0.33 | 95.7584 | 701.1515 | 701.1515 | 23721.06 | 23721.06 | 33% | 61.8209 | 1186.053 | 123.6417 | 2965.1325 | 370.9251 | 4744.212 | 618.2085 | 5930.265 | 927.3128 | 4744.212 | 1236.4171 | 2372.106 | 1854.6256 | 1067.4477 | 2472.8341 | 711.6318 | 73322.8089 | 366614.0447 | 1759747.4144 | 3666140.4467 | 4399368.5361 | 2932912.3574 | 1979715.8412 | 1759747.4144
2015 | 5416 | Duke Energy Carolinas, LLC | NC | Investor Owned | 213 | 1.17 | 182.0513 | 143 | 0.99 | 144.4444 | 182 | 0.99 | 183.8384 | 1914496 | 35 | Y | . | . | . | . | . | . | . |  |  | . |  | 70 | 0.18 | 144.4444 | 388.8889 | 388.8889 | 344609.28 | 344609.28 | 18% | 34.2885 | 17230.464 | 68.577 | 43076.16 | 205.7311 | 68921.856 | 342.8851 | 86152.32 | 514.3277 | 68921.856 | 685.7703 | 34460.928 | 1028.6554 | 15507.4176 | 1371.5405 | 10338.2784 | 590806.9949 | 2954034.9743 | 14179367.8766 | 29540349.7428 | 35448419.6914 | 23632279.7943 | 15951788.8611 | 14179367.8766
2015 | 5416 | Duke Energy Carolinas, LLC | SC | Investor Owned | 423 | 1.42 | 297.8873 | 166 | 1.04 | 159.6154 | 310 | 1.07 | 289.7196 | 565124 | 35 | Y | . | . | . | . | . | . | . |  |  | . |  | 257 | 0.38 | 159.6154 | 676.3158 | 676.3158 | 214747.12 | 214747.12 | 38% | 59.6311 | 10737.356 | 119.2622 | 26843.39 | 357.7865 | 42949.424 | 596.3108 | 53686.78 | 894.4661 | 42949.424 | 1192.6215 | 21474.712 | 1788.9323 | 9663.6204 | 2385.243 | 6442.4136 | 640280.094 | 3201400.4702 | 15366722.2572 | 32014004.7024 | 38416805.6429 | 25611203.7619 | 17287562.5393 | 15366722.2572
2015 | 5417 | Dunn County Electric Coop | WI | Cooperative | 185.22 | 1.307 | 141.7139 | 185.22 | 1.307 | 141.7139 | 146.8 | 1.021 | 143.7806 | 10070 | 7.2 | Y | . | . | . | . | . | . | . |  |  | . |  | 0 | 0 | 141.7138 |  |  | 0 | 0 | 0% |  | 0 |  | 0 |  | 1: 0; 3: 0; 5: 0; 7: 0 | 0 |  | 0
2015 | 5429 | City of Duncan - (OK) | OK | Municipal | . | . | . | . | . | . | . | . | . | . | . |  | 228.99 | 2.23 | 102.6861 | . | . | . | 9022 | N | O | 13.2 | N | [6 empty] | 9022 | 100% |  | 451.1 |  | 1127.75 |  | 1: 1804.4; 3: 2255.5; 5: 1804.4; 7: 902.2 | 405.99 |  | 270.66
2015 | 5487 | Duquesne Light Co | PA | Investor Owned | . | . | . | . | . | . | . | . | . | . | . |  | 71 | 0.75 | 94.6667 | 71 | 0.75 | 94.6667 | 586149 | N | F | 23 | N | 0 | 0 | 94.6667 |  |  | 0 | 0 | 0% |  | 0 |  | 0 |  | 1: 0; 3: 0; 5: 0; 7: 0 | 0 |  | 0
2015 | 5509 | City of Dyersburg | TN | Municipal | 53.419 | 0.9 | 59.3544 | 53.419 | 0.9 | 59.3544 | 53.419 | 0.9 | 59.3544 | 11859 | 13.2 | N | . | . | . | . | . | . | . |  |  | . |  | 0 | 0 | 59.3544 |  |  | 0 | 0 | 0% |  | 0 |  | 0 |  | 1: 0; 3: 0; 5: 0; 7: 0 | 0 |  | 0
2015 | 5574 | East Central Energy | MN | Cooperative | 84 | 1.005 | 83.5821 | 74.6 | 0.962 | 77.5468 | 77 | 0.842 | 91.4489 | 58696 | 14.4 | N | . | . | . | . | . | . | . |  |  | . |  | 9.4 | 0.043 | 77.5468 | 218.6047 | 218.6047 | 2523.928 | 2523.928 | 4.3% | 19.2745 | 126.1964 | 38.5489 | 315.491 | 115.6468 | 504.7856 | 192.7447 | 630.982 | 289.1171 | 504.7856 | 385.4895 | 252.3928 | 578.2342 | 113.5768 | 770.9789 | 75.7178 | 2432.3691 | 12161.8457 | 58376.8594 | 121618.457 | 145942.1484 | 97294.7656 | 65673.9668 | 58376.8594
2015 | 5575 | City of East Grand Forks - (MN) | MN | Municipal | . | . | . | . | . | . | . | . | . | . | . |  | 83.82 | 1.11 | 75.5135 | 14.023 | 0.378 | 37.0979 | 4483 | N | F | 12.5 | N | 69.797 | 0.732 | 37.0979 | 95.3511 | 95.3511 | 3281.556 | 3281.556 | 73.2% | 8.4071 | 164.0778 | 16.8143 | 410.1945 | 50.4429 | 656.3112 | 84.0715 | 820.389 | 126.1072 | 656.3112 | 168.143 | 328.1556 | 252.2145 | 147.67 | 336.286 | 98.4467 | 1379.4267 | 6897.1334 | 33106.2402 | 68971.3338 | 82765.6006 | 55177.067 | 37244.5203 | 33106.2402
2015 | 5578 | East Mississippi Elec Pwr Assn | MS | Cooperative | 128.4 | 1.514 | 84.8085 | 128.4 | 1.514 | 84.8085 | 128.4 | 1.514 | 84.8085 | 12011 | 25 | N | . | . | . | . | . | . | . |  |  | . |  | 0 | 0 | 84.8085 |  |  | 0 | 0 | 0% |  | 0 |  | 0 |  | 1: 0; 3: 0; 5: 0; 7: 0 | 0 |  | 0
2015 | 5585 | Eastern Illinois Elec Coop | IL | Cooperative | 238.2 | 1.98 | 120.303 | 126 | 1.34 | 94.0299 | 195.9 | 1.52 | 128.8816 | 13470 | 7.2 | Y | . | . | . | . | . | . | . |  |  | . |  | 112.2 | 0.64 | 94.0299 | 175.3125 | 175.3125 | 8620.8 | 8620.8 | 64% | 15.4574 | 431.04 | 30.9148 | 1077.6 | 92.7443 | 1724.16 | 154.5738 | 2155.2 | 231.8608 | 1724.16 | 309.1477 | 862.08 | 463.7215 | 387.936 | 618.2954 | 258.624 | 6662.7509 | 33313.7546 | 159906.022 | 333137.5459 | 399765.0551 | 266510.0367 | 179894.2748 | 159906.022
2015 | 5588 | East-Central Iowa Rural Elec Coop | IA | Cooperative | . | . | . | . | . | . | . | . | . | . | . |  | 61 | 0.93 | 65.5914 | 61 | 0.93 | 65.5914 | 8686 | N | F | 12.5 | Y | 0 | 0 | 65.5914 |  |  | 0 | 0 | 0% |  | 0 |  | 0 |  | 1: 0; 3: 0; 5: 0; 7: 0 | 0 |  | 0
2015 | 5598 | East Central Oklahoma Elec Coop Inc | OK | Cooperative | 221.88 | 1.729 | 128.3285 | 221.88 | 1.729 | 128.3285 | . | . | . | 33148 | 25 | Y | . | . | . | . | . | . | . |  |  | . |  | 0 | 0 | 128.3285 |  |  | 0 | 0 | 0% |  | 0 |  | 0 |  | 1: 0; 3: 0; 5: 0; 7: 0 | 0 |  | 0
2015 | 5605 | Eastern Iowa Light & Power Coop | IA | Cooperative | 130 | 1.5 | 86.6667 | 103 | 1.25 | 82.4 | 90.74 | . | . | 23341 | 7.2 | N | . | . | . | . | . | . | . |  |  | . |  | 27 | 0.25 | 82.4 | 108 | 108 | 5835.25 | 5835.25 | 25% | 9.5224 | 291.7625 | 19.0448 | 729.4062 | 57.1345 | 1167.05 | 95.2241 | 1458.8125 | 142.8361 | 1167.05 | 190.4482 | 583.525 | 285.6723 | 262.5863 | 380.8964 | 175.0575 | 2778.2821 | 13891.4107 | 66678.7715 | 138914.1073 | 166696.9287 | 111131.2858 | 75013.6179 | 66678.7715
2015 | 5609 | Eastern Maine Electric Coop | ME | Cooperative | 550.94 | 7.73 | 71.273 | 510.5 | 7.39 | 69.0798 | 388.82 | 6.02 | 64.588 | 12582 | 24.9 | Y | . | . | . | . | . | . | . |  |  | . |  | 40.44 | 0.34 | 69.0798 | 118.9412 | 118.9412 | 4277.88 | 4277.88 | 34% | 10.4871 | 213.894 | 20.9742 | 534.735 | 62.9226 | 855.576 | 104.871 | 1069.47 | 157.3065 | 855.576 | 209.742 | 427.788 | 314.613 | 192.5046 | 419.4839 | 128.3364 | 2243.1275 | 11215.6373 | 53835.0592 | 112156.3733 | 134587.6479 | 89725.0986 | 60564.4416 | 53835.0592
2015 | 5625 | Easton Utilities Comm | MD | Municipal | . | . | . | . | . | . | . | . | . | . | . |  | 16.3 | 0.299 | 54.5151 | . | . | . | 10566 | Y | F | 25 | N | [6 empty] | 10566 | 100% |  | 528.3 |  | 1320.75 |  | 1: 2113.2; 3: 2641.5; 5: 2113.2; 7: 1056.6 | 475.47 |  | 316.98
2015 | 5632 | Eau Claire Electric Coop | WI | Cooperative | . | . | . | . | . | . | . | . | . | . | . |  | 151.1 | 1.397 | 108.1603 | 55.6 | 0.849 | 65.4888 | 10714 | N | L | 12.5 | Y | 95.5 | 0.548 | 65.4888 | 174.2701 | 174.2701 | 5871.272 | 5871.272 | 54.8% | 15.3655 | 293.5636 | 30.7309 | 733.909 | 92.1928 | 1174.2544 | 153.6547 | 1467.818 | 230.4821 | 1174.2544 | 307.3095 | 587.1272 | 460.9642 | 264.2072 | 614.6189 | 176.1382 | 4510.7436 | 22553.7179 | 108257.8457 | 225537.1785 | 270644.6143 | 180429.7428 | 121790.0764 | 108257.8457
2015 | 5644 | Edisto Electric Coop, Inc | SC | Cooperative | 98.943 | . | . | 69.227 | . | . | 98.943 | . | . | 19936 | 14.4 | N | . | . | . | . | . | . | . |  |  | . |  | 29.716 |  |  |  | 29.716 |  | 19936 | 100% | 2.6201 | 996.8 | 5.2401 | 2492 | 15.7204 | 3987.2 | 26.2007 | 4984 | 39.3011 | 3987.2 | 52.4015 | 1993.6 | 78.6022 | 897.12 | 104.8029 | 598.08 | 2611.6892 | 13058.4462 | 62680.5418 | 130584.462 | 156701.3544 | 104467.5696 | 70515.6095 | 62680.5418
2015 | 5656 | Edgecombe-Martin County E M C | NC | Cooperative | 243.7 | 2.02 | 120.6436 | 135.7 | 1.55 | 87.5484 | 225.32 | 1.97 | 114.3756 | 11542 | 25 | N | . | . | . | . | . | . | . |  |  | . |  | 108 | 0.47 | 87.5484 | 229.7872 | 229.7872 | 5424.74 | 5424.74 | 47% | 20.2604 | 271.237 | 40.5209 | 678.0925 | 121.5627 | 1084.948 | 202.6045 | 1356.185 | 303.9067 | 1084.948 | 405.2089 | 542.474 | 607.8134 | 244.1133 | 810.4179 | 162.7422 | 5495.3828 | 27476.914 | 131889.1874 | 274769.1403 | 329722.9684 | 219815.3123 | 148375.3358 | 131889.1874
2015 | 5661 | City of Edmond - (OK) | OK | Municipal | 1177.55 | 1.984 | 593.5232 | 32.83 | 0.43 | 76.3488 | . | . | . | 38343 | 12.4 | N | . | . | . | . | . | . | . |  |  | . |  | 1144.72 | 1.554 | 76.3488 | 736.6281 | 1144.72 | 59585.022 | 38343 | 100% | 100.9305 | 1917.15 | 201.861 | 4792.875 | 605.583 | 7668.6 | 1009.3049 | 9585.75 | 1513.9574 | 7668.6 | 2018.6098 | 3834.3 | 3027.9148 | 1725.435 | 4037.2197 | 1150.29 | 193498.8933 | 967494.4664 | 4643973.4388 | 9674944.6642 | 11609933.5971 | 7739955.7314 | 5224470.1187 | 4643973.4388
2015 | 5701 | El Paso Electric Co | NM | Investor Owned | 121.936 | 1.463 | 83.3465 | 84.344 | 1.339 | 62.9903 | 121.936 | 1.463 | 83.3465 | 95701 | 23.9 | Y | . | . | . | . | . | . | . |  |  | . |  | 37.592 | 0.124 | 62.9903 | 303.1613 | 303.1613 | 11866.924 | 11866.924 | 12.4% | 26.7299 | 593.3462 | 53.4597 | 1483.3655 | 160.3792 | 2373.3848 | 267.2987 | 2966.731 | 400.9481 | 2373.3848 | 534.5974 | 1186.6924 | 801.8961 | 534.0116 | 1069.1949 | 356.0077 | 15860.0676 | 79300.3378 | 380641.6215 | 793003.3781 | 951604.0537 | 634402.7025 | 428221.8242 | 380641.6215
2015 | 5701 | El Paso Electric Co | TX | Investor Owned | 94.686 | 0.868 | 109.0853 | 83.728 | 0.799 | 104.791 | 64.37 | 0.794 | 81.0705 | 308795 | 23.9 | Y | . | . | . | . | . | . | . |  |  | . |  | 10.958 | 0.069 | 104.791 | 158.8116 | 158.8116 | 21306.855 | 21306.855 | 6.9% | 14.0025 | 1065.3428 | 28.005 | 2663.3569 | 84.015 | 4261.371 | 140.0249 | 5326.7137 | 210.0374 | 4261.371 | 280.0498 | 2130.6855 | 420.0748 | 958.8085 | 560.0997 | 639.2056 | 14917.4531 | 74587.2655 | 358018.8742 | 745872.6547 | 895047.1856 | 596698.1237 | 402771.2335 | 358018.8742
2015 | 5773 | City of Elk River | MN | Municipal | 23.72 | 0.3 | 79.0667 | 23.72 | 0.3 | 79.0667 | 23.72 | 0.3 | 79.0667 | 9499 | 12.5 | N | . | . | . | . | . | . | . |  |  | . |  | 0 | 0 | 79.0667 |  |  | 0 | 0 | 0% |  | 0 |  | 0 |  | 1: 0; 3: 0; 5: 0; 7: 0 | 0 |  | 0
2015 | 5780 | Elkhorn Rural Public Pwr Dist | NE | Political Subdivision | . | . | . | . | . | . | . | . | . | . | . |  | 119.89 | 1.11 | 108.009 | 50.07 | 0.033 | 1517.2727 | 9454 | N | F | 12.5 | N | 69.82 | 1.077 | 1517.2727 | 64.8282 | 69.82 | 10181.958 | 9454 | 100% | 6.1561 | 472.7 | 12.3121 | 1181.75 | 36.9364 | 1890.8 | 61.5606 | 2363.5 | 92.3409 | 1890.8 | 123.1212 | 945.4 | 184.6819 | 425.43 | 246.2425 | 283.62 | 2909.9704 | 14549.8519 | 69839.289 | 145498.5187 | 174598.2225 | 116398.815 | 78569.2001 | 69839.289
2015 | 5860 | Empire District Electric Co | AR | Investor Owned | 269.07 | 1.978 | 136.0313 | 62.54 | 0.556 | 112.482 | . | . | . | 5013 | 12.5 | N | . | . | . | . | . | . | . |  |  | . |  | 206.53 | 1.422 | 112.482 | 145.2391 | 206.53 | 7128.486 | 5013 | 100% | 18.2098 | 250.65 | 36.4197 | 626.625 | 109.2591 | 1002.6 | 182.0985 | 1253.25 | 273.1477 | 1002.6 | 364.1969 | 501.3 | 546.2954 | 225.585 | 728.3938 | 150.39 | 4564.2978 | 22821.4891 | 109543.1478 | 228214.8913 | 273857.8695 | 182571.913 | 123236.0413 | 109543.1478
2015 | 5860 | Empire District Electric Co | KS | Investor Owned | 208.88 | 2.163 | 96.5696 | 91.63 | 1.303 | 70.3223 | . | . | . | 10770 | 12.5 | N | . | . | . | . | . | . | . |  |  | . |  | 117.25 | 0.86 | 70.3223 | 136.3372 | 136.3372 | 9262.2 | 9262.2 | 86% | 12.0209 | 463.11 | 24.0418 | 1157.775 | 72.1255 | 1852.44 | 120.2091 | 2315.55 | 180.3137 | 1852.44 | 240.4183 | 926.22 | 360.6274 | 416.799 | 480.8366 | 277.866 | 5567.0059 | 27835.0294 | 133608.1411 | 278350.2939 | 334020.3527 | 222680.2351 | 150309.1587 | 133608.1411
2015 | 5860 | Empire District Electric Co | MO | Investor Owned | 115.72 | 1.338 | 86.4873 | 115.72 | 1.338 | 86.4873 | . | . | . | 163031 | 25 | N | . | . | . | . | . | . | . |  |  | . |  | 0 | 0 | 86.4873 |  |  | 0 | 0 | 0% |  | 0 |  | 0 |  | 1: 0; 3: 0; 5: 0; 7: 0 | 0 |  | 0
2015 | 5860 | Empire District Electric Co | OK | Investor Owned | 168 | 2.502 | 67.1463 | 168 | 2.502 | 67.1463 | . | . | . | 6687 | 12.7 | N | . | . | . | . | . | . | . |  |  | . |  | 0 | 0 | 67.1463 |  |  | 0 | 0 | 0% |  | 0 |  | 0 |  | 1: 0; 3: 0; 5: 0; 7: 0 | 0 |  | 0
2015 | 5862 | Empire Electric Assn, Inc | CO | Cooperative | 129.12 | 0.909 | 142.0462 | 129.12 | 0.909 | 142.0462 | 129.12 | 0.909 | 142.0462 | 15957 | 44 | Y | . | . | . | . | . | . | . |  |  | . |  | 0 | 0 | 142.0462 |  |  | 0 | 0 | 0% |  | 0 |  | 0 |  | 1: 0; 3: 0; 5: 0; 7: 0 | 0 |  | 0
2015 | 5905 | Excelsior Electric Member Corp | GA | Cooperative | . | . | . | . | . | . | . | . | . | . | . |  | 238.2 | . | . | 238.2 | . | . | 22288 | N | O | 25 | Y | 0 |  |  |  | 0 |  | 22288 | 100% | 0 | 1114.4 | 0 | 2786 | 0 | 4457.6 | 0 | 5572 | 0 | 4457.6 | 0 | 2228.8 | 0 | 1002.96 | 0 | 668.64 | 0 | 0 | 0 | 0 | 0 | 0 | 0 | 0
2015 | 5929 | Fairfield Electric Coop, Inc | SC | Cooperative | . | . | . | . | . | . | . | . | . | . | . |  | 108.04 | 1.26 | 85.746 | 90.38 | 1.15 | 78.5913 | 27901 | N | L | 25 | Y | 17.66 | 0.11 | 78.5913 | 160.5455 | 160.5455 | 3069.11 | 3069.11 | 11% | 14.1554 | 153.4555 | 28.3107 | 383.6388 | 84.9322 | 613.822 | 141.5537 | 767.2775 | 212.3305 | 613.822 | 283.1073 | 306.911 | 424.661 | 138.1099 | 566.2147 | 92.0733 | 2172.2189 | 10861.0946 | 52133.2543 | 108610.9464 | 130333.1356 | 86888.7571 | 58649.911 | 52133.2543
2015 | 5930 | Village of Fairport - (NY) | NY | Municipal | . | . | . | . | . | . | . | . | . | . | . |  | 40.78 | 0.39 | 104.5641 | 37.16 | 0.39 | 95.2821 | 16719 | Y | F | 12.5 | N | 3.62 | 0 | 95.2821 |  |  | 0 | 0 | 0% |  | 0 |  | 0 |  | 1: 0; 3: 0; 5: 0; 7: 0 | 0 |  | 0
2015 | 5935 | Borough of Ephrata - (PA) | PA | Municipal | 48.205 | 0.5 | 96.41 | . | . | . | 48.205 | 0.5 | 96.41 | 6662 | 12.5 | N | . | . | . | . | . | . | . |  |  | . | [7 empty] | 6662 | 100% |  | 333.1 |  | 832.75 |  | 1: 1332.4; 3: 1665.5; 5: 1332.4; 7: 666.2 | 299.79 |  | 199.86
2015 | 5961 | Town of Erwin - (TN) | TN | Municipal | . | . | . | . | . | . | . | . | . | . | . |  | 72.45 | 1.045 | 69.3301 | 72.45 | 1.045 | 69.3301 | 8902 | Y | L | 12.5 | N | 0 | 0 | 69.3301 |  |  | 0 | 0 | 0% |  | 0 |  | 0 |  | 1: 0; 3: 0; 5: 0; 7: 0 | 0 |  | 0
2015 | 6022 | City of Eugene - (OR) | OR | Municipal | 53.8 | 0.4 | 134.5 | 41.1 | 0.36 | 114.1667 | . | . | . | 90092 | 12.5 | Y | . | . | . | . | . | . | . |  |  | . |  | 12.7 | 0.04 | 114.1667 | 317.5 | 317.5 | 3603.68 | 3603.68 | 4% | 27.9941 | 180.184 | 55.9882 | 450.46 | 167.9647 | 720.736 | 279.9412 | 900.92 | 419.9118 | 720.736 | 559.8824 | 360.368 | 839.8237 | 162.1656 | 1119.7649 | 108.1104 | 5044.0929 | 25220.4644 | 121058.2289 | 252204.6436 | 302645.5724 | 201763.7149 | 136190.5076 | 121058.2289
2015 | 6112 | Farmers Electric Coop, Inc - (IA) | IA | Cooperative | 53.96 | 0.75 | 71.9467 | 53.96 | 0.75 | 71.9467 | 45.1 | 0.75 | 60.1333 | 4751 | 34.5 | N | . | . | . | . | . | . | . |  |  | . |  | 0 | 0 | 71.9467 |  |  | 0 | 0 | 0% |  | 0 |  | 0 |  | 1: 0; 3: 0; 5: 0; 7: 0 | 0 |  | 0
2015 | 6145 | City of Fairhope - (AL) | AL | Municipal | . | . | . | . | . | . | . | . | . | . | . |  | 32.18 | 0.95 | 33.8737 | 32.18 | 0.95 | 33.8737 | 6179 | N | L | 46 | N | 0 | 0 | 33.8737 |  |  | 0 | 0 | 0% |  | 0 |  | 0 |  | 1: 0; 3: 0; 5: 0; 7: 0 | 0 |  | 0
2015 | 6168 | Farmers Electric Coop - (IA) | IA | Cooperative | 10.52 | 0.145 | 72.5517 | 10.52 | 0.145 | 72.5517 | 10.52 | 0.145 | 72.5517 | 650 | 12 | Y | . | . | . | . | . | . | . |  |  | . |  | 0 | 0 | 72.5517 |  |  | 0 | 0 | 0% |  | 0 |  | 0 |  | 1: 0; 3: 0; 5: 0; 7: 0 | 0 |  | 0
2015 | 6181 | Farmers Electric Coop, Inc - (MO) | MO | Cooperative | . | . | . | . | . | . | . | . | . | . | . |  | 66.067 | 0.493 | 134.0101 | . | . | . | 12927 | N | O | 13.2 | N | [6 empty] | 12927 | 100% |  | 646.35 |  | 1615.875 |  | 1: 2585.4; 3: 3231.75; 5: 2585.4; 7: 1292.7 | 581.715 |  | 387.81
2015 | 6182 | Farmers Electric Coop, Inc - (TX) | TX | Cooperative | 209.26 | 1.75 | 119.5771 | 121.48 | 1.29 | 94.1705 | 166.7 | 1.3 | 128.2308 | 50583 | 24.9 | N | . | . | . | . | . | . | . |  |  | . |  | 87.78 | 0.46 | 94.1705 | 190.8261 | 190.8261 | 23268.18 | 23268.18 | 46% | 16.8252 | 1163.409 | 33.6504 | 2908.5225 | 100.9513 | 4653.636 | 168.2522 | 5817.045 | 252.3784 | 4653.636 | 336.5045 | 2326.818 | 504.7567 | 1047.0681 | 673.009 | 698.0454 | 19574.6175 | 97873.0876 | 469790.8204 | 978730.8758 | 1174477.051 | 782984.7007 | 528514.6729 | 469790.8204
2015 | 6194 | Farmers Rural Electric Coop Corp - (KY) | KY | Cooperative | 175.11 | 2.18 | 80.3257 | 149.66 | 1.67 | 89.6168 | 169.48 | 2.04 | 83.0784 | 24192 | 68.9 | N | . | . | . | . | . | . | . |  |  | . |  | 25.45 | 0.51 | 89.6168 | 49.902 | 49.902 | 12337.92 | 12337.92 | 51% | 4.3999 | 616.896 | 8.7998 | 1542.24 | 26.3993 | 2467.584 | 43.9988 | 3084.48 | 65.9982 | 2467.584 | 87.9976 | 1233.792 | 131.9964 | 555.2064 | 175.9952 | 370.1376 | 2714.2677 | 13571.3387 | 65142.4259 | 135713.3872 | 162856.0647 | 108570.7098 | 73285.2291 | 65142.4259
2015 | 6198 | Farmers Electric Coop, Inc - (NM) | NM | Cooperative | . | . | . | . | . | . | . | . | . | . | . |  | 251 | 3.072 | 81.7057 | 129 | 2.849 | 45.279 | 13122 | N | F | 24.9 | N | 122 | 0.223 | 45.279 | 547.0852 | 547.0852 | 2926.206 | 2926.206 | 22.3% | 48.2368 | 146.3103 | 96.4735 | 365.7758 | 289.4205 | 585.2412 | 482.3676 | 731.5515 | 723.5513 | 585.2412 | 964.7351 | 292.6206 | 1447.1027 | 131.6793 | 1929.4702 | 87.7862 | 7057.5342 | 35287.6708 | 169380.82 | 352876.7083 | 423452.05 | 282301.3666 | 190553.4225 | 169380.82
2015 | 6204 | City of Farmington - (NM) | NM | Municipal | 99.59 | 1.16 | 85.8534 | . | . | . | . | . | . | 44786 | 13.8 | Y | . | . | . | . | . | . | . |  |  | . | [7 empty] | 44786 | 100% |  | 2239.3 |  | 5598.25 |  | 1: 8957.2; 3: 11196.5; 5: 8957.2; 7: 4478.6 | 2015.37 |  | 1343.58
2015 | 6234 | City of Fayetteville | TN | Municipal | . | . | . | . | . | . | . | . | . | . | . |  | 138.156 | 2.724 | 50.7181 | 138.156 | 2.724 | 50.7181 | 18177 | N | F | 14.4 | Y | 0 | 0 | 50.7181 |  |  | 0 | 0 | 0% |  | 0 |  | 0 |  | 1: 0; 3: 0; 5: 0; 7: 0 | 0 |  | 0
2015 | 6258 | Federated Rural Electric Assn | MN | Cooperative | 150.7 | 2.1 | 71.7619 | 150.7 | 2.1 | 71.7619 | 111 | 1.3 | 85.3846 | 5796 | 7.2 | Y | . | . | . | . | . | . | . |  |  | . |  | 0 | 0 | 71.7619 |  |  | 0 | 0 | 0% |  | 0 |  | 0 |  | 1: 0; 3: 0; 5: 0; 7: 0 | 0 |  | 0
2015 | 6272 | FEM Electric Assn, Inc | SD | Cooperative | 163 | 1.45 | 112.4138 | 163 | 1.45 | 112.4138 | 55 | 0.54 | 101.8518 | 2137 | 12.4 | N | . | . | . | . | . | . | . |  |  | . |  | 0 | 0 | 112.4138 |  |  | 0 | 0 | 0% |  | 0 |  | 0 |  | 1: 0; 3: 0; 5: 0; 7: 0 | 0 |  | 0
2015 | 6335 | Firelands Electric Coop, Inc | OH | Cooperative | 141 | . | . | 141 | . | . | . | . | . | 9039 | 7.2 | N | . | . | . | . | . | . | . |  |  | . |  | 0 |  |  |  | 0 |  | 9039 | 100% | 0 | 451.95 | 0 | 1129.875 | 0 | 1807.8 | 0 | 2259.75 | 0 | 1807.8 | 0 | 903.9 | 0 | 406.755 | 0 | 271.17 | 0 | 0 | 0 | 0 | 0 | 0 | 0 | 0
2015 | 6342 | First Electric Coop Corp | AR | Cooperative | 252.868 | 2.567 | 98.5072 | 173.616 | 2.334 | 74.3856 | 223.194 | 2.316 | 96.3705 | 90243 | 25 | Y | . | . | . | . | . | . | . |  |  | . |  | 79.252 | 0.233 | 74.3856 | 340.1373 | 340.1373 | 21026.619 | 21026.619 | 23.3% | 29.9901 | 1051.331 | 59.9801 | 2628.3274 | 179.9404 | 4205.3238 | 299.9007 | 5256.6547 | 449.851 | 4205.3238 | 599.8013 | 2102.6619 | 899.702 | 946.1979 | 1199.6027 | 630.7986 | 31529.4852 | 157647.4262 | 756707.6458 | 1576474.2622 | 1891769.1146 | 1261179.4097 | 851296.1016 | 756707.6458
2015 | 6374 | Fitchburg Gas & Elec Light Co | MA | Investor Owned | 55.18 | 1.02 | 54.098 | 55.18 | 1.02 | 54.098 | . | . | . | 29412 | 13.8 | Y | . | . | . | . | . | . | . |  |  | . |  | 0 | 0 | 54.098 |  |  | 0 | 0 | 0% |  | 0 |  | 0 |  | 1: 0; 3: 0; 5: 0; 7: 0 | 0 |  | 0
2015 | 6395 | Flathead Electric Coop Inc | MT | Cooperative | 456.56 | 1.87 | 244.1497 | 186.91 | 1.5 | 124.6067 | 435.87 | 1.81 | 240.8122 | 62544 | 24.9 | Y | . | . | . | . | . | . | . |  |  | . |  | 269.65 | 0.37 | 124.6067 | 728.7838 | 728.7838 | 23141.28 | 23141.28 | 37% | 64.2572 | 1157.064 | 128.5144 | 2892.66 | 385.5432 | 4628.256 | 642.572 | 5785.32 | 963.8581 | 4628.256 | 1285.1441 | 2314.128 | 1927.7161 | 1041.3576 | 2570.2881 | 694.2384 | 74349.697 | 371748.4849 | 1784392.7277 | 3717484.8494 | 4460981.8193 | 2973987.8795 | 2007441.8187 | 1784392.7277
2015 | 6411 | Flint Electric Membership Corp | GA | Cooperative | . | . | . | . | . | . | . | . | . | . | . |  | 1.1 | 0.034 | 32.3529 | 1.1 | 0.034 | 32.3529 | 83655 | N | L | 25 | Y | 0 | 0 | 32.3529 |  |  | 0 | 0 | 0% |  | 0 |  | 0 |  | 1: 0; 3: 0; 5: 0; 7: 0 | 0 |  | 0
2015 | 6431 | Flint Hills Rural E C A, Inc | KS | Cooperative | 898 | 4.609 | 194.8362 | 240.4 | 2.881 | 83.4432 | 653.9 | 2.13 | 306.9953 | 6613 | 7.2 | Y | . | . | . | . | . | . | . |  |  | . |  | 657.6 | 1.728 | 83.4432 | 380.5556 | 657.6 | 11427.264 | 6613 | 100% | 57.9809 | 330.65 | 115.9618 | 826.625 | 347.8854 | 1322.6 | 579.809 | 1653.25 | 869.7134 | 1322.6 | 1159.6179 | 661.3 | 1739.4269 | 297.585 | 2319.2359 | 198.39 | 19171.3834 | 95856.917 | 460113.2015 | 958569.1697 | 1150283.0037 | 766855.3358 | 517627.3517 | 460113.2015
2015 | 6442 | Fleming-Mason Energy Coop Inc | KY | Cooperative | 362.2 | 1.4 | 258.7143 | 123.4 | 0.84 | 146.9048 | . | . | . | 24025 | 25 | Y | . | . | . | . | . | . | . |  |  | . |  | 238.8 | 0.56 | 146.9048 | 426.4286 | 426.4286 | 13454 | 13454 | 56% | 37.5984 | 672.7 | 75.1968 | 1681.75 | 225.5904 | 2690.8 | 375.984 | 3363.5 | 563.9761 | 2690.8 | 751.9681 | 1345.4 | 1127.9521 | 605.43 | 1503.9362 | 403.62 | 25292.4467 | 126462.2337 | 607018.7215 | 1264622.3365 | 1517546.8038 | 1011697.8692 | 682896.0617 | 607018.7215
2015 | 6443 | Florida Keys El Coop Assn, Inc | FL | Cooperative | 87.738 | 1.385 | 63.3487 | 43.55 | 1.077 | 40.4364 | . | . | . | 31585 | 25 | Y | . | . | . | . | . | . | . |  |  | . |  | 44.188 | 0.308 | 40.4364 | 143.4675 | 143.4675 | 9728.18 | 9728.18 | 30.8% | 12.6496 | 486.409 | 25.2992 | 1216.0225 | 75.8976 | 1945.636 | 126.496 | 2432.045 | 189.744 | 1945.636 | 252.992 | 972.818 | 379.488 | 437.7681 | 505.9839 | 291.8454 | 6152.8787 | 30764.3934 | 147669.0883 | 307643.9339 | 369172.7206 | 246115.1471 | 166127.7243 | 147669.0883
2015 | 6452 | Florida Power & Light Co | FL | Investor Owned | 65.08 | 0.82 | 79.3659 | 61.8 | 0.79 | 78.2278 | 65.08 | 0.82 | 79.3659 | 4796829 | 23 | Y | . | . | . | . | . | . | . |  |  | . |  | 3.28 | 0.03 | 78.2278 | 109.3333 | 109.3333 | 143904.87 | 143904.87 | 3% | 9.64 | 7195.2435 | 19.2799 | 17988.1087 | 57.8398 | 28780.974 | 96.3997 | 35976.2175 | 144.5996 | 28780.974 | 192.7994 | 14390.487 | 289.1991 | 6475.7191 | 385.5988 | 4317.1461 | 69361.9359 | 346809.6794 | 1664686.4609 | 3468096.7935 | 4161716.1522 | 2774477.4348 | 1872772.2685 | 1664686.4609
2015 | 6455 | Duke Energy Florida, Inc | FL | Investor Owned | 97 | 1.21 | 80.1653 | 97 | 1.21 | 80.1653 | 93 | 1.17 | 79.4872 | 1724120 | 25 | Y | . | . | . | . | . | . | . |  |  | . |  | 0 | 0 | 80.1653 |  |  | 0 | 0 | 0% |  | 0 |  | 0 |  | 1: 0; 3: 0; 5: 0; 7: 0 | 0 |  | 0
2015 | 6457 | Florida Public Utilities Co | FL | Investor Owned | . | . | . | . | . | . | . | . | . | . | . |  | 266.1 | 3.3 | 80.6364 | 127.4 | 1.6 | 79.625 | 28436 | N | L | 12.5 | N | 138.7 | 1.7 | 79.625 | 81.5882 | 138.7 | 48341.2 | 28436 | 100% | 12.2292 | 1421.8 | 24.4585 | 3554.5 | 73.3755 | 5687.2 | 122.2924 | 7109 | 183.4386 | 5687.2 | 244.5849 | 2843.6 | 366.8773 | 1279.62 | 489.1697 | 853.08 | 17387.538 | 86937.6899 | 417300.9117 | 869376.8993 | 1043252.2792 | 695501.5195 | 469463.5256 | 417300.9117
2015 | 6491 | Foley Board of Utilities | AL | Municipal | . | . | . | . | . | . | . | . | . | . | . |  | 371 | 2.73 | 135.8974 | 94 | 1.476 | 63.6856 | 43791 | N | F | 12.5 | Y | 277 | 1.254 | 63.6856 | 220.8931 | 277 | 54913.914 | 43791 | 100% | 24.4232 | 2189.55 | 48.8464 | 5473.875 | 146.5393 | 8758.2 | 244.2322 | 10947.75 | 366.3483 | 8758.2 | 488.4644 | 4379.1 | 732.6965 | 1970.595 | 976.9287 | 1313.73 | 53475.8575 | 267379.2873 | 1283420.579 | 2673792.8729 | 3208551.4475 | 2139034.2983 | 1443848.1514 | 1283420.579
2015 | 6582 | City of Forest Grove | OR | Municipal | . | . | . | . | . | . | . | . | . | . | . |  | 6.21 | 0.488 | 12.7254 | . | . | . | 9584 | N | L | 12 | N | [6 empty] | 9584 | 100% |  | 479.2 |  | 1198 |  | 1: 1916.8; 3: 2396; 5: 1916.8; 7: 958.4 | 431.28 |  | 287.52
2015 | 6604 | City of Fort Collins - (CO) | CO | Municipal | . | . | . | . | . | . | . | . | . | . | . |  | 20.6 | 0.37 | 55.6757 | 20.6 | 0.37 | 55.6757 | 70593 | N | L | 13.8 | N | 0 | 0 | 55.6757 |  |  | 0 | 0 | 0% |  | 0 |  | 0 |  | 1: 0; 3: 0; 5: 0; 7: 0 | 0 |  | 0
2015 | 6608 | Fort Loudoun Electric Coop | TN | Cooperative | 2157.9 | 4.614 | 467.6853 | 409.08 | 3.547 | 115.3313 | 2144.58 | 4.354 | 492.554 | 30926 | 13 | Y | . | . | . | . | . | . | . |  |  | . |  | 1748.82 | 1.067 | 115.3313 | 1639.0066 | 1748.82 | 32998.042 | 30926 | 100% | 154.1943 | 1546.3 | 308.3885 | 3865.75 | 925.1656 | 6185.2 | 1541.9427 | 7731.5 | 2312.914 | 6185.2 | 3083.8854 | 3092.6 | 4625.8281 | 1391.67 | 6167.7708 | 927.78 | 238430.598 | 1192152.9902 | 5722334.3527 | 11921529.9015 | 14305835.8819 | 9537223.9212 | 6437626.1468 | 5722334.3527
2015 | 6616 | Fort Pierce Utilities Authority | FL | Municipal | . | . | . | . | . | . | . | . | . | . | . |  | 40.569 | 0.498 | 81.4639 | . | . | . | 28251 | Y | L | 15 | N | [6 empty] | 28251 | 100% |  | 1412.55 |  | 3531.375 |  | 1: 5650.2; 3: 7062.75; 5: 5650.2; 7: 2825.1 | 1271.295 |  | 847.53
2015 | 6640 | Four County Elec Member Corp | NC | Cooperative | . | . | . | . | . | . | . | . | . | . | . |  | 300.44 | . | . | 94.99 | . | . | 32535 | Y | L | 7.2 | Y | 205.45 |  |  |  | 205.45 |  | 32535 | 100% | 18.1146 | 1626.75 | 36.2292 | 4066.875 | 108.6877 | 6507 | 181.1462 | 8133.75 | 271.7193 | 6507 | 362.2924 | 3253.5 | 543.4386 | 1464.075 | 724.5849 | 976.05 | 29467.9607 | 147339.8035 | 707231.0566 | 1473398.0345 | 1768077.6414 | 1178718.4276 | 795634.9386 | 707231.0566
2015 | 6641 | 4-County Electric Power Assn | MS | Cooperative | 281.16 | 2 | 140.58 | 151.28 | 1.77 | 85.4689 | 275.39 | 1.91 | 144.1832 | 46138 | 13 | Y | . | . | . | . | . | . | . |  |  | . |  | 129.88 | 0.23 | 85.4689 | 564.6957 | 564.6957 | 10611.74 | 10611.74 | 23% | 49.7895 | 530.587 | 99.579 | 1326.4675 | 298.7369 | 2122.348 | 497.8948 | 2652.935 | 746.8422 | 2122.348 | 995.7895 | 1061.174 | 1493.6843 | 477.5283 | 1991.5791 | 318.3522 | 26417.6493 | 132088.2463 | 634023.5822 | 1320882.4629 | 1585058.9555 | 1056705.9703 | 713276.53 | 634023.5822
2015 | 6709 | Easley Combined Utility System | SC | Municipal | 68.4 | 0.82 | 83.4146 | 68.4 | 0.82 | 83.4146 | 68.4 | 0.82 | 83.4146 | 14133 | 12.5 | Y | . | . | . | . | . | . | . |  |  | . |  | 0 | 0 | 83.4146 |  |  | 0 | 0 | 0% |  | 0 |  | 0 |  | 1: 0; 3: 0; 5: 0; 7: 0 | 0 |  | 0
2015 | 6716 | PUD No 1 of Franklin County | WA | Political Subdivision | . | . | . | . | . | . | . | . | . | . | . |  | 44 | 0.75 | 58.6667 | 44 | 0.75 | 58.6667 | 29233 | N | F | 12.5 | N | 0 | 0 | 58.6667 |  |  | 0 | 0 | 0% |  | 0 |  | 0 |  | 1: 0; 3: 0; 5: 0; 7: 0 | 0 |  | 0
2015 | 6722 | Franklin Rural Electric Coop - (IA) | IA | Cooperative | . | . | . | . | . | . | . | . | . | . | . |  | 39.8 | 0.42 | 94.7619 | 39.8 | 0.42 | 94.7619 | 1915 | N | F | 7.2 | N | 0 | 0 | 94.7619 |  |  | 0 | 0 | 0% |  | 0 |  | 0 |  | 1: 0; 3: 0; 5: 0; 7: 0 | 0 |  | 0
2015 | 6775 | Village of Freeport - (NY) | NY | Municipal | . | . | . | . | . | . | . | . | . | . | . |  | 22.346 | 0.138 | 161.9275 | 22.346 | 0.138 | 161.9275 | 14686 | N | F | 13.8 | N | 0 | 0 | 161.9275 |  |  | 0 | 0 | 0% |  | 0 |  | 0 |  | 1: 0; 3: 0; 5: 0; 7: 0 | 0 |  | 0
2015 | 6779 | City of Fremont - (NE) | NE | Municipal | . | . | . | . | . | . | . | . | . | . | . |  | 12.352 | 0.2 | 61.76 | 8.79 | 0.1 | 87.9 | 15202 | Y | F | 15 | N | 3.562 | 0.1 | 87.9 | 35.62 | 35.62 | 1520.2 | 1520.2 | 10% | 3.1406 | 76.01 | 6.2813 | 190.025 | 18.8438 | 304.04 | 31.4063 | 380.05 | 47.1095 | 304.04 | 62.8126 | 152.02 | 94.219 | 68.409 | 125.6253 | 45.606 | 238.7194 | 1193.5971 | 5729.2663 | 11935.9715 | 14323.1658 | 9548.7772 | 6445.4246 | 5729.2663
2015 | 6782 | Freeborn-Mower Coop Services | MN | Cooperative | 106.4 | 0.61 | 174.4262 | 51 | 0.45 | 113.3333 | 100.3 | 0.55 | 182.3636 | 12206 | 24.9 | Y | . | . | . | . | . | . | . |  |  | . |  | 55.4 | 0.16 | 113.3333 | 346.25 | 346.25 | 1952.96 | 1952.96 | 16% | 30.529 | 97.648 | 61.058 | 244.12 | 183.1741 | 390.592 | 305.2902 | 488.24 | 457.9353 | 390.592 | 610.5805 | 195.296 | 915.8707 | 87.8832 | 1221.1609 | 58.5888 | 2981.098 | 14905.4901 | 71546.3524 | 149054.9008 | 178865.881 | 119243.9206 | 80489.6464 | 71546.3524
2015 | 6804 | Frontier Power Company | OH | Cooperative | 182 | 1.82 | 100 | 182 | 1.82 | 100 | 102 | 0.96 | 106.25 | 9023 | 12.5 | Y | . | . | . | . | . | . | . |  |  | . |  | 0 | 0 | 100 |  |  | 0 | 0 | 0% |  | 0 |  | 0 |  | 1: 0; 3: 0; 5: 0; 7: 0 | 0 |  | 0
2015 | 6839 | City of Fulton - (MO) | MO | Municipal | 53.93 | 0.837 | 64.4325 | 19.57 | 0.355 | 55.1268 | 53.93 | 0.837 | 64.4325 | 5442 | 13.8 | Y | . | . | . | . | . | . | . |  |  | . |  | 34.36 | 0.482 | 55.1268 | 71.2863 | 71.2863 | 2623.044 | 2623.044 | 48.2% | 6.2853 | 131.1522 | 12.5707 | 327.8805 | 37.7121 | 524.6088 | 62.8535 | 655.761 | 94.2802 | 524.6088 | 125.7069 | 262.3044 | 188.5604 | 118.037 | 251.4139 | 78.6913 | 824.337 | 4121.6852 | 19784.0891 | 41216.8523 | 49460.2228 | 32973.4819 | 22257.1002 | 19784.0891
2015 | 6894 | City of Gaffney - (SC) | SC | Municipal | . | . | . | . | . | . | . | . | . | . | . |  | 33.43 | 0.4 | 83.575 | 33.43 | 0.4 | 83.575 | 7432 |  | L | 25 | N | 0 | 0 | 83.575 |  |  | 0 | 0 | 0% |  | 0 |  | 0 |  | 1: 0; 3: 0; 5: 0; 7: 0 | 0 |  | 0
2015 | 6909 | Gainesville Regional Utilities | FL | Municipal | . | . | . | . | . | . | . | . | . | . | . |  | 49.56 | 1.19 | 41.6471 | 47.07 | 1.02 | 46.1471 | 92534 | N | L | 12.5 |  | 2.49 | 0.17 | 46.1471 | 14.6471 | 14.6471 | 15730.78 | 15730.78 | 17% | 1.2914 | 786.539 | 2.5829 | 1966.3475 | 7.7486 | 3146.156 | 12.9144 | 3932.695 | 19.3716 | 3146.156 | 25.8288 | 1573.078 | 38.7431 | 707.8851 | 51.6575 | 471.9234 | 1015.7663 | 5078.8316 | 24378.3917 | 50788.3159 | 60945.9791 | 40630.6528 | 27425.6906 | 24378.3917
2015 | 6923 | City of Gallatin - (TN) | TN | Municipal | . | . | . | . | . | . | . | . | . | . | . |  | 119.18 | 2.24 | 53.2054 | 26.53 | 0.66 | 40.197 | 17679 | N | L | 69 | N | 92.65 | 1.58 | 40.197 | 58.6392 | 92.65 | 27932.82 | 17679 | 100% | 8.169 | 883.95 | 16.338 | 2209.875 | 49.014 | 3535.8 | 81.6899 | 4419.75 | 122.5349 | 3535.8 | 163.3799 | 1767.9 | 245.0698 | 795.555 | 326.7597 | 530.37 | 7220.9817 | 36104.9085 | 173303.5609 | 361049.0852 | 433258.9023 | 288839.2682 | 194966.506 | 173303.5609
2015 | 6957 | Garkane Energy Coop, Inc | UT | Cooperative | 873.577 | . | . | 185.226 | . | . | 873.577 | . | . | 13232 | . | N | . | . | . | . | . | . | . |  |  | . |  | 688.351 |  |  |  | 688.351 |  | 13232 | 100% | 60.6922 | 661.6 | 121.3845 | 1654 | 364.1534 | 2646.4 | 606.9223 | 3308 | 910.3834 | 2646.4 | 1213.8445 | 1323.2 | 1820.7668 | 595.44 | 2427.6891 | 396.96 | 40153.9769 | 200769.8846 | 963695.4461 | 2007698.8461 | 2409238.6154 | 1606159.0769 | 1084157.3769 | 963695.4461
2015 | 6958 | City of Garland - (TX) | TX | Municipal | . | . | . | . | . | . | . | . | . | . | . |  | 84.15 | 0.73 | 115.274 | 24.5 | 0.45 | 54.4444 | 69491 |  | L | 12.5 | N | 59.65 | 0.28 | 54.4444 | 213.0357 | 213.0357 | 19457.48 | 19457.48 | 28% | 18.7835 | 972.874 | 37.5669 | 2432.185 | 112.7007 | 3891.496 | 187.8346 | 4864.37 | 281.7519 | 3891.496 | 375.6692 | 1945.748 | 563.5037 | 875.5866 | 751.3383 | 583.7244 | 18273.9375 | 91369.6874 | 438574.4993 | 913696.8736 | 1096436.2483 | 730957.4989 | 493396.3118 | 438574.4993
2015 | 7027 | City of Gastonia - (NC) | NC | Municipal | . | . | . | . | . | . | . | . | . | . | . |  | 7 | 0.1 | 70 | . | . | . | 26882 | N | F | 15 | N | [6 empty] | 26882 | 100% |  | 1344.1 |  | 3360.25 |  | 1: 5376.4; 3: 6720.5; 5: 5376.4; 7: 2688.2 | 1209.69 |  | 806.46
2015 | 7090 | GreyStone Power Corporation | GA | Cooperative | 126.32 | 1.6 | 78.95 | 96.46 | 1.41 | 68.4113 | 122.02 | 1.52 | 80.2763 | 123284 | 25 | Y | . | . | . | . | . | . | . |  |  | . |  | 29.86 | 0.19 | 68.4113 | 157.1579 | 157.1579 | 23423.96 | 23423.96 | 19% | 13.8567 | 1171.198 | 27.7134 | 2927.995 | 83.1401 | 4684.792 | 138.5668 | 5855.99 | 207.8503 | 4684.792 | 277.1337 | 2342.396 | 415.7005 | 1054.0782 | 554.2674 | 702.7188 | 16228.921 | 81144.6048 | 389494.1033 | 811446.0485 | 973735.2582 | 649156.8388 | 438180.8662 | 389494.1033
2015 | 7096 | City of Geneva- (IL) | IL | Municipal | 19.309 | 0.4 | 48.2725 | 19.309 | 0.4 | 48.2725 | . | . | . | 10153 | 34.5 | Y | . | . | . | . | . | . | . |  |  | . |  | 0 | 0 | 48.2725 |  |  | 0 | 0 | 0% |  | 0 |  | 0 |  | 1: 0; 3: 0; 5: 0; 7: 0 | 0 |  | 0
2015 | 7129 | City of Georgetown - (TX) | TX | Municipal | . | . | . | . | . | . | . | . | . | . | . |  | 63.43 | 3.29 | 19.2796 | 63.43 | 3.29 | 19.2796 | 24317 | N | F | 25 | Y | 0 | 0 | 19.2796 |  |  | 0 | 0 | 0% |  | 0 |  | 0 |  | 1: 0; 3: 0; 5: 0; 7: 0 | 0 |  | 0
2015 | 7140 | Georgia Power Co | GA | Investor Owned | 175.1 | 1.5 | 116.7333 | 114.9 | 1.3 | 88.3846 | . | . | . | 2366621 | 38 | Y | . | . | . | . | . | . | . |  |  | . |  | 60.2 | 0.2 | 88.3846 | 301 | 301 | 473324.2 | 473324.2 | 20% | 26.5393 | 23666.21 | 53.0786 | 59165.525 | 159.2359 | 94664.84 | 265.3931 | 118331.05 | 398.0896 | 94664.84 | 530.7862 | 47332.42 | 796.1793 | 21299.589 | 1061.5724 | 14199.726 | 628084.8679 | 3140424.3395 | 15074036.8294 | 31404243.3946 | 37685092.0735 | 25123394.7157 | 16958291.4331 | 15074036.8294
2015 | 7174 | Gibson Electric Members Corp | TN | Cooperative | 100.61 | 1.771 | 56.8097 | 100.61 | 1.771 | 56.8097 | . | . | . | 34470 | 25 | Y | . | . | . | . | . | . | . |  |  | . |  | 0 | 0 | 56.8097 |  |  | 0 | 0 | 0% |  | 0 |  | 0 |  | 1: 0; 3: 0; 5: 0; 7: 0 | 0 |  | 0
2015 | 7264 | Glades Electric Coop, Inc | FL | Cooperative | 415.723 | 3.48 | 119.4606 | 63.451 | 0.8 | 79.3137 | 359.4 | 3.48 | 103.2759 | 16232 | 24.9 | Y | . | . | . | . | . | . | . |  |  | . |  | 352.272 | 2.68 | 79.3137 | 131.4448 | 352.272 | 43501.76 | 16232 | 100% | 31.06 | 811.6 | 62.12 | 2029 | 186.3599 | 3246.4 | 310.5999 | 4058 | 465.8998 | 3246.4 | 621.1997 | 1623.2 | 931.7996 | 730.44 | 1242.3994 | 486.96 | 25208.2841 | 126041.4204 | 604998.8178 | 1260414.2037 | 1512497.0444 | 1008331.3629 | 680623.67 | 604998.8178
2015 | 7270 | City of Glasgow - (KY) | KY | Municipal | . | . | . | . | . | . | . | . | . | . | . |  | 38.53 | 0.76 | 50.6974 | . | . | . | 7360 | N | F | 12.5 | N | [6 empty] | 7360 | 100% |  | 368 |  | 920 |  | 1: 1472; 3: 1840; 5: 1472; 7: 736 | 331.2 |  | 220.8
2015 | 7294 | City of Glendale - (CA) | CA | Municipal | . | . | . | . | . | . | . | . | . | . | . |  | 45.21 | 0.764 | 59.1754 | 41.71 | 0.719 | 58.0111 | 84566 | N | L | 12.5 | N | 3.5 | 0.045 | 58.0111 | 77.7778 | 77.7778 | 3805.47 | 3805.47 | 4.5% | 6.8577 | 190.2735 | 13.7154 | 475.6837 | 41.1462 | 761.094 | 68.577 | 951.3675 | 102.8655 | 761.094 | 137.1541 | 380.547 | 205.7311 | 171.2462 | 274.3081 | 114.1641 | 1304.8391 | 6524.1954 | 31316.1381 | 65241.9544 | 78290.3453 | 52193.5636 | 35230.6554 | 31316.1381
2015 | 7303 | Raccoon Valley Electric Cooperative | IA | Cooperative | . | . | . | . | . | . | . | . | . | . | . |  | 61.98 | 1.32 | 46.9545 | 61.98 | 1.32 | 46.9545 | 2660 | N | F | 12.5 | N | 0 | 0 | 46.9545 |  |  | 0 | 0 | 0% |  | 0 |  | 0 |  | 1: 0; 3: 0; 5: 0; 7: 0 | 0 |  | 0
2015 | 7353 | Golden Valley Elec Assn Inc | AK | Cooperative | 1825.34 | 3.75 | 486.7573 | 151.12 | 1.57 | 96.2548 | 1825.34 | 3.75 | 486.7573 | 45464 | 35 | N | . | . | . | . | . | . | . |  |  | . |  | 1674.22 | 2.18 | 96.2548 | 767.9908 | 1674.22 | 99111.52 | 45464 | 100% | 147.6168 | 2273.2 | 295.2335 | 5683 | 885.7005 | 9092.8 | 1476.1675 | 11366 | 2214.2513 | 9092.8 | 2952.335 | 4546.4 | 4428.5026 | 2045.88 | 5904.6701 | 1363.92 | 335562.4015 | 1677812.0076 | 8053497.6367 | 16778120.0764 | 20133744.0917 | 13422496.0611 | 9060184.8413 | 8053497.6367
2015 | 7456 | Graham County Electric Coop Inc | AZ | Cooperative | 159.15 | 2.79 | 57.043 | 78.17 | 0.805 | 97.1056 | 159.15 | 2.79 | 57.043 | 9444 | 24.9 | N | . | . | . | . | . | . | . |  |  | . |  | 80.98 | 1.985 | 97.1056 | 40.796 | 80.98 | 18746.34 | 9444 | 100% | 7.14 | 472.2 | 14.2801 | 1180.5 | 42.8403 | 1888.8 | 71.4004 | 2361 | 107.1007 | 1888.8 | 142.8009 | 944.4 | 214.2013 | 424.98 | 285.6018 | 283.32 | 3371.5288 | 16857.6441 | 80916.6916 | 168576.4409 | 202291.729 | 134861.1527 | 91031.2781 | 80916.6916
2015 | 7460 | Goodhue County Coop Elec Assn | MN | Cooperative | 122.54 | 0.72 | 170.1944 | 44.05 | 0.43 | 102.4419 | 122.54 | 0.72 | 170.1944 | 5015 | 12.5 | N | . | . | . | . | . | . | . |  |  | . |  | 78.49 | 0.29 | 102.4419 | 270.6552 | 270.6552 | 1454.35 | 1454.35 | 29% | 23.8638 | 72.7175 | 47.7276 | 181.7937 | 143.1828 | 290.87 | 238.6379 | 363.5875 | 357.9569 | 290.87 | 477.2758 | 145.435 | 715.9138 | 65.4458 | 954.5517 | 43.6305 | 1735.3153 | 8676.5764 | 41647.5668 | 86765.7641 | 104118.917 | 69412.6113 | 46853.5126 | 41647.5668
2015 | 7483 | City of Grand Haven - (MI) | MI | Municipal | . | . | . | . | . | . | . | . | . | . | . |  | 51.8 | 0.437 | 118.5355 | . | . | . | 13500 | N | O | 13.2 | N | [6 empty] | 13500 | 100% |  | 675 |  | 1687.5 |  | 1: 2700; 3: 3375; 5: 2700; 7: 1350 | 607.5 |  | 405
2015 | 7489 | Grand Rapids Public Util Comm | MN | Municipal | . | . | . | . | . | . | . | . | . | . | . |  | 36 | 0.6 | 60 | . | . | . | 7226 | N | F | 23 | N | [6 empty] | 7226 | 100% |  | 361.3 |  | 903.25 |  | 1: 1445.2; 3: 1806.5; 5: 1445.2; 7: 722.6 | 325.17 |  | 216.78
2015 | 7548 | PUD No 1 of Grays Harbor County | WA | Political Subdivision | . | . | . | . | . | . | . | . | . | . | . |  | 445.5 | 2.05 | 217.3171 | 173.8 | 1.46 | 119.0411 | 40927 | N | L | 23.5 | N | 271.7 | 0.59 | 119.0411 | 460.5085 | 460.5085 | 24146.93 | 24146.93 | 59% | 40.6032 | 1207.3465 | 81.2065 | 3018.3663 | 243.6195 | 4829.386 | 406.0325 | 6036.7325 | 609.0487 | 4829.386 | 812.0649 | 2414.693 | 1218.0974 | 1086.6119 | 1624.1298 | 724.4079 | 49022.1862 | 245110.9309 | 1176532.4685 | 2451109.3093 | 2941331.1712 | 1960887.4475 | 1323599.027 | 1176532.4685
2015 | 7559 | Grayson-Collin Elec Coop, Inc | TX | Cooperative | . | . | . | . | . | . | . | . | . | . | . |  | 187.6 | . | . | 131.6 | . | . | 43097 | N | L | 25 | Y | 56 |  |  |  | 56 |  | 43097 | 100% | 4.9375 | 2154.85 | 9.8751 | 5387.125 | 29.6253 | 8619.4 | 49.3755 | 10774.25 | 74.0632 | 8619.4 | 98.7509 | 4309.7 | 148.1264 | 1939.365 | 197.5018 | 1292.91 | 10639.6708 | 53198.3542 | 255352.0999 | 531983.5415 | 638380.2498 | 425586.8332 | 287271.1124 | 255352.0999
2015 | 7563 | Grand Valley Power | CO | Cooperative | 56.847 | . | . | 36.947 | . | . | 56.847 | . | . | 17545 | 24.9 | Y | . | . | . | . | . | . | . |  |  | . |  | 19.9 |  |  |  | 19.9 |  | 17545 | 100% | 1.7546 | 877.25 | 3.5092 | 2193.125 | 10.5276 | 3509 | 17.5459 | 4386.25 | 26.3189 | 3509 | 35.0918 | 1754.5 | 52.6378 | 789.525 | 70.1837 | 526.35 | 1539.216 | 7696.0801 | 36941.1844 | 76960.8009 | 92352.9611 | 61568.6407 | 41558.8325 | 36941.1844
2015 | 7601 | Green Mountain Power Corp | VT | Investor Owned | . | . | . | . | . | . | . | . | . | . | . |  | 207.6 | 1.74 | 119.3103 | 207.6 | 1.74 | 119.3103 | 260631 | N | O | 34.5 | Y | 0 | 0 | 119.3103 |  |  | 0 | 0 | 0% |  | 0 |  | 0 |  | 1: 0; 3: 0; 5: 0; 7: 0 | 0 |  | 0
2015 | 7625 | City of Greeneville - (TN) | TN | Municipal | 119.138 | 1.482 | 80.39 | 88.222 | 1.4 | 63.0157 | 119.138 | 1.482 | 80.39 | 37563 | 13 | Y | . | . | . | . | . | . | . |  |  | . |  | 30.916 | 0.082 | 63.0157 | 377.0244 | 377.0244 | 3080.166 | 3080.166 | 8.2% | 33.2424 | 154.0083 | 66.4848 | 385.0208 | 199.4545 | 616.0332 | 332.4242 | 770.0415 | 498.6362 | 616.0332 | 664.8483 | 308.0166 | 997.2725 | 138.6075 | 1329.6966 | 92.405 | 5119.6078 | 25598.0391 | 122870.5878 | 255980.3912 | 307176.4694 | 204784.3129 | 138229.4112 | 122870.5878
2015 | 7627 | City of Greenfield - (IN) | IN | Municipal | 20.488 | 0.31 | 66.0903 | 7.267 | 0.078 | 93.1667 | . | . | . | 10000 | . | Y | . | . | . | . | . | . | . |  |  | . |  | 13.221 | 0.232 | 93.1667 | 56.9871 | 56.9871 | 2320 | 2320 | 23.2% | 5.0246 | 116 | 10.0492 | 290 | 30.1475 | 464 | 50.2458 | 580 | 75.3686 | 464 | 100.4915 | 232 | 150.7373 | 104.4 | 200.983 | 69.6 | 582.8508 | 2914.2542 | 13988.4203 | 29142.5422 | 34971.0507 | 23314.0338 | 15736.9728 | 13988.4203
2015 | 7634 | City of Greenville - (TX) | TX | Municipal | . | . | . | . | . | . | . | . | . | . | . |  | 49.6 | 0.884 | 56.1086 | . | . | . | 14038 | N | L | 12.5 | N | [6 empty] | 14038 | 100% |  | 701.9 |  | 1754.75 |  | 1: 2807.6; 3: 3509.5; 5: 2807.6; 7: 1403.8 | 631.71 |  | 421.14
2015 | 7639 | Greenville Utilities Comm | NC | Municipal | . | . | . | . | . | . | . | . | . | . | . |  | 18 | 0.27 | 66.6667 | 18 | 0.27 | 66.6667 | 64452 | N | L | 12.5 | N | 0 | 0 | 66.6667 |  |  | 0 | 0 | 0% |  | 0 |  | 0 |  | 1: 0; 3: 0; 5: 0; 7: 0 | 0 |  | 0
2015 | 7651 | Greenwood Utilities Comm | MS | Municipal | 99.9 | 2.3 | 43.4348 | . | . | . | . | . | . | 9248 | 13.8 | N | . | . | . | . | . | . | . |  |  | . | [7 empty] | 9248 | 100% |  | 462.4 |  | 1156 |  | 1: 1849.6; 3: 2312; 5: 1849.6; 7: 924.8 | 416.16 |  | 277.44
2015 | 7654 | Greer Commission of Public Wks | SC | Municipal | . | . | . | . | . | . | . | . | . | . | . |  | 34.8 | 0.73 | 47.6712 | . | . | . | 23852 | N | L | 12.4 | Y | [6 empty] | 23852 | 100% |  | 1192.6 |  | 2981.5 |  | 1: 4770.4; 3: 5963; 5: 4770.4; 7: 2385.2 | 1073.34 |  | 715.56
2015 | 7716 | Groton Dept of Utilities - (CT) | CT | Municipal | 200.63 | 1.28 | 156.7422 | 58.49 | 0.74 | 79.0405 | 200.63 | 1.28 | 156.7422 | 14292 | 34.5 | N | . | . | . | . | . | . | . |  |  | . |  | 142.14 | 0.54 | 79.0405 | 263.2222 | 263.2222 | 7717.68 | 7717.68 | 54% | 23.2084 | 385.884 | 46.4169 | 964.71 | 139.2506 | 1543.536 | 232.0843 | 1929.42 | 348.1264 | 1543.536 | 464.1685 | 771.768 | 696.2528 | 347.2956 | 928.337 | 231.5304 | 8955.7599 | 44778.7997 | 214938.2386 | 447787.9971 | 537345.5965 | 358230.3976 | 241805.5184 | 214938.2386
2015 | 7720 | Grundy Electric Coop, Inc | MO | Cooperative | . | . | . | . | . | . | . | . | . | . | . |  | 148.95 | . | . | 35.57 | . | . | 6699 | N | O | 13.2 | N | 113.38 |  |  |  | 113.38 |  | 6699 | 100% | 9.9968 | 334.95 | 19.9935 | 837.375 | 59.9806 | 1339.8 | 99.9677 | 1674.75 | 149.9515 | 1339.8 | 199.9353 | 669.9 | 299.903 | 301.455 | 399.8707 | 200.97 | 3348.4171 | 16742.0857 | 80362.0112 | 167420.8567 | 200905.0281 | 133936.6854 | 90407.2626 | 80362.0112
2015 | 7752 | Guadalupe Valley Elec Coop Inc | TX | Cooperative | 81.6 | 1.27 | 64.252 | 81.6 | 1.27 | 64.252 | 69.6 | 1.27 | 54.8032 | 77394 | 24.9 | Y | . | . | . | . | . | . | . |  |  | . |  | 0 | 0 | 64.252 |  |  | 0 | 0 | 0% |  | 0 |  | 0 |  | 1: 0; 3: 0; 5: 0; 7: 0 | 0 |  | 0
2015 | 7787 | Gunnison County Elec Assn. | CO | Cooperative | . | . | . | . | . | . | . | . | . | . | . |  | 292.68 | 2.792 | 104.8281 | 292.68 | 2.792 | 104.8281 | 10565 | N | F | 29 | N | 0 | 0 | 104.8281 |  |  | 0 | 0 | 0% |  | 0 |  | 0 |  | 1: 0; 3: 0; 5: 0; 7: 0 | 0 |  | 0
2015 | 7801 | Gulf Power Co | FL | Investor Owned | . | . | . | . | . | . | . | . | . | . | . |  | 89.2 | 0.852 | 104.6948 | 76 | 0.788 | 96.4467 | 449471 | N | F | 25 | Y | 13.2 | 0.064 | 96.4467 | 206.25 | 206.25 | 28766.144 | 28766.144 | 6.4% | 18.1852 | 1438.3072 | 36.3703 | 3595.768 | 109.1109 | 5753.2288 | 181.8516 | 7191.536 | 272.7774 | 5753.2288 | 363.7032 | 2876.6144 | 545.5547 | 1294.4765 | 727.4063 | 862.9843 | 26155.8436 | 130779.2182 | 627740.2475 | 1307792.1822 | 1569350.6187 | 1046233.7458 | 706207.7784 | 627740.2475
2015 | 7864 | Grundy County Rural Elec Coop | IA | Cooperative | . | . | . | . | . | . | . | . | . | . | . |  | 74.4 | 0.85 | 87.5294 | 74.4 | 0.85 | 87.5294 | 2227 | N | O | 12.5 | N | 0 | 0 | 87.5294 |  |  | 0 | 0 | 0% |  | 0 |  | 0 |  | 1: 0; 3: 0; 5: 0; 7: 0 | 0 |  | 0
2015 | 7870 | H-D Electric Coop Inc | SD | Cooperative | 153.27 | 2.14 | 71.6215 | 83.54 | 1.34 | 62.3433 | 152.57 | 1.79 | 85.2346 | 3532 | 7.2 | N | . | . | . | . | . | . | . |  |  | . |  | 69.73 | 0.8 | 62.3433 | 87.1625 | 87.1625 | 2825.6 | 2825.6 | 80% | 7.6852 | 141.28 | 15.3703 | 353.2 | 46.1109 | 565.12 | 76.8516 | 706.4 | 115.2774 | 565.12 | 153.7032 | 282.56 | 230.5547 | 127.152 | 307.4063 | 84.768 | 1085.7591 | 5428.7956 | 26058.2188 | 54287.9559 | 65145.5471 | 43430.3647 | 29315.4962 | 26058.2188
2015 | 7887 | Habersham Electric Membership Corp | GA | Cooperative | 1302.84 | 3.7 | 352.1189 | 156.63 | 1.57 | 99.7643 | 1249.9 | 3.51 | 356.0969 | 31939 | 12.5 | Y | . | . | . | . | . | . | . |  |  | . |  | 1146.21 | 2.13 | 99.7643 | 538.1268 | 1146.21 | 68030.07 | 31939 | 100% | 101.0619 | 1596.95 | 202.1237 | 3992.375 | 606.3712 | 6387.8 | 1010.6187 | 7984.75 | 1515.928 | 6387.8 | 2021.2373 | 3193.9 | 3031.856 | 1437.255 | 4042.4747 | 958.17 | 161390.7473 | 806953.7367 | 3873377.9363 | 8069537.3674 | 9683444.8409 | 6455629.8939 | 4357550.1784 | 3873377.9363
2015 | 7891 | Guernsey-Muskingum El Coop Inc | OH | Cooperative | . | . | . | . | . | . | . | . | . | . | . |  | 315 | 2.4 | 131.25 | 315 | 2.4 | 131.25 | 16922 | N | F | 12.5 | Y | 0 | 0 | 131.25 |  |  | 0 | 0 | 0% |  | 0 |  | 0 |  | 1: 0; 3: 0; 5: 0; 7: 0 | 0 |  | 0
2015 | 7977 | City of Hamilton - (OH) | OH | Municipal | 58.534 | 0.834 | 70.1847 | . | . | . | . | . | . | 29788 | 13.8 | N | . | . | . | . | . | . | . |  |  | . | [7 empty] | 29788 | 100% |  | 1489.4 |  | 3723.5 |  | 1: 5957.6; 3: 7447; 5: 5957.6; 7: 2978.8 | 1340.46 |  | 893.64
2015 | 8000 | NineStar Connect | IN | Cooperative | . | . | . | . | . | . | . | . | . | . | . |  | 136.6 | 1.83 | 74.6448 | 126.36 | 1.68 | 75.2143 | 13648 | N | F | 15 | Y | 10.24 | 0.15 | 75.2143 | 68.2667 | 68.2667 | 2047.2 | 2047.2 | 15% | 6.0191 | 102.36 | 12.0382 | 255.9 | 36.1146 | 409.44 | 60.191 | 511.8 | 90.2866 | 409.44 | 120.3821 | 204.72 | 180.5731 | 92.124 | 240.7641 | 61.416 | 616.1154 | 3080.5772 | 14786.7707 | 30805.7722 | 36966.9267 | 24644.6178 | 16635.117 | 14786.7707
2015 | 8034 | Hancock-Wood Electric Coop Inc | OH | Cooperative | 71.72 | 1.006 | 71.2922 | 71.72 | 1.006 | 71.2922 | 56.31 | 0.714 | 78.8655 | 13018 | 12.5 | Y | . | . | . | . | . | . | . |  |  | . |  | 0 | 0 | 71.2922 |  |  | 0 | 0 | 0% |  | 0 |  | 0 |  | 1: 0; 3: 0; 5: 0; 7: 0 | 0 |  | 0
2015 | 8055 | City of Hannibal - (MO) | MO | Municipal | 35.26 | 1.08 | 32.6481 | 35.26 | 1.08 | 32.6481 | 35.26 | 1.08 | 32.6481 | 8749 | 13.8 | N | . | . | . | . | . | . | . |  |  | . |  | 0 | 0 | 32.6481 |  |  | 0 | 0 | 0% |  | 0 |  | 0 |  | 1: 0; 3: 0; 5: 0; 7: 0 | 0 |  | 0
2015 | 8104 | Town of Hardwick | VT | Municipal | . | . | . | . | . | . | . | . | . | . | . |  | . | 3.5 | . | . | . | . | 4343 | N | O | . | N | [6 empty] | 4343 | 100% |  | 217.15 |  | 542.875 |  | 1: 868.6; 3: 1085.75; 5: 868.6; 7: 434.3 | 195.435 |  | 130.29
2015 | 8179 | Harrison County Rural E M C | IN | Cooperative | 207.6 | 2.047 | 101.4167 | 134.6 | 1.553 | 86.671 | 190.7 | 1.548 | 123.1912 | 22557 | 7.2 | Y | . | . | . | . | . | . | . |  |  | . |  | 73 | 0.494 | 86.671 | 147.7733 | 147.7733 | 11143.158 | 11143.158 | 49.4% | 13.0292 | 557.1579 | 26.0585 | 1392.8947 | 78.1754 | 2228.6316 | 130.2924 | 2785.7895 | 195.4386 | 2228.6316 | 260.5848 | 1114.3158 | 390.8772 | 501.4421 | 521.1695 | 334.2947 | 7259.3431 | 36296.7157 | 174224.2351 | 362967.1565 | 435560.5878 | 290373.7252 | 196002.2645 | 174224.2351
2015 | 8198 | City of Harrisonburg - (VA) | VA | Municipal | . | . | . | . | . | . | . | . | . | . | . |  | 22.149 | 0.337 | 65.724 | 12.003 | 0.2 | 60.015 | 20865 | N | F | 23 | N | 10.146 | 0.137 | 60.015 | 74.0584 | 74.0584 | 2858.505 | 2858.505 | 13.7% | 6.5298 | 142.9253 | 13.0595 | 357.3131 | 39.1786 | 571.701 | 65.2976 | 714.6263 | 97.9464 | 571.701 | 130.5953 | 285.8505 | 195.8929 | 128.6327 | 261.1905 | 85.7552 | 933.268 | 4666.34 | 22398.4319 | 46663.3997 | 55996.0796 | 37330.7198 | 25198.2358 | 22398.4319
2015 | 8199 | City of Harrisonville - (MO) | MO | Municipal | 14.821 | 0.105 | 141.1524 | 8.9 | 0.105 | 84.7619 | 14.82 | 0.105 | 141.1429 | 4763 | 12.5 | Y | . | . | . | . | . | . | . |  |  | . |  | 5.921 | 0 | 84.7619 |  |  | 0 | 0 | 0% |  | 0 |  | 0 |  | 1: 0; 3: 0; 5: 0; 7: 0 | 0 |  | 0
2015 | 8210 | Hart Electric Member Corp | GA | Cooperative | 440.268 | 1.689 | 260.6678 | 82.068 | 0.938 | 87.4925 | 431.834 | 1.573 | 274.5289 | 35565 | 12.5 | N | . | . | . | . | . | . | . |  |  | . |  | 358.2 | 0.751 | 87.4925 | 476.964 | 476.964 | 26709.315 | 26709.315 | 75.1% | 42.0541 | 1335.4658 | 84.1083 | 3338.6644 | 252.3248 | 5341.863 | 420.5414 | 6677.3287 | 630.8121 | 5341.863 | 841.0828 | 2670.9315 | 1261.6242 | 1201.9192 | 1682.1656 | 801.2794 | 56161.8648 | 280809.324 | 1347884.7553 | 2808093.2403 | 3369711.8883 | 2246474.5922 | 1516370.3497 | 1347884.7553
2015 | 8212 | Hartford Electric | WI | Municipal | . | . | . | . | . | . | . | . | . | . | . |  | 5.977 | 0.049 | 121.9796 | . | . | . | 6940 | N | L | 25 | N | [6 empty] | 6940 | 100% |  | 347 |  | 867.5 |  | 1: 1388; 3: 1735; 5: 1388; 7: 694 | 312.3 |  | 208.2
2015 | 8276 | Havana Power & Light Company | FL | Municipal | . | . | . | . | . | . | . | . | . | . | . |  | 16.55 | 0.243 | 68.107 | 16.55 | 0.243 | 68.107 | 1427 | N | L | 12 | N | 0 | 0 | 68.107 |  |  | 0 | 0 | 0% |  | 0 |  | 0 |  | 1: 0; 3: 0; 5: 0; 7: 0 | 0 |  | 0
2015 | 8283 | Harrison County Rrl Elec Coop | IA | Cooperative | . | . | . | . | . | . | . | . | . | . | . |  | 101 | 0.983 | 102.7467 | 70.1 | 0.713 | 98.317 | 3718 | N | L | 12.5 | N | 30.9 | 0.27 | 98.317 | 114.4444 | 114.4444 | 1003.86 | 1003.86 | 27% | 10.0906 | 50.193 | 20.1812 | 125.4825 | 60.5437 | 200.772 | 100.9062 | 250.965 | 151.3593 | 200.772 | 201.8124 | 100.386 | 302.7186 | 45.1737 | 403.6248 | 30.1158 | 506.4785 | 2532.3924 | 12155.4833 | 25323.9236 | 30388.7083 | 20259.1389 | 13674.9187 | 12155.4833
2015 | 8287 | Hawaii Electric Light Co Inc | HI | Investor Owned | . | . | . | . | . | . | . | . | . | . | . |  | 479.9 | 5.18 | 92.6448 | 150.3 | 2.73 | 55.0549 | 83622 | N | L | 13.8 | N | 329.6 | 2.45 | 55.0549 | 134.5306 | 329.6 | 204873.9 | 83622 | 100% | 29.061 | 4181.1 | 58.122 | 10452.75 | 174.3659 | 16724.4 | 290.6098 | 20905.5 | 435.9148 | 16724.4 | 581.2197 | 8362.2 | 871.8295 | 3762.99 | 1162.4394 | 2508.66 | 121506.8826 | 607534.4129 | 2916165.1821 | 6075344.1293 | 7290412.9552 | 4860275.3035 | 3280685.8298 | 2916165.1821
2015 | 8298 | Hawkeye Tri-County El Coop Inc | IA | Cooperative | 56.506 | 0.44 | 128.4227 | 54.003 | 0.43 | 125.5884 | 56.506 | 0.44 | 128.4227 | 6698 | 7.2 | N | . | . | . | . | . | . | . |  |  | . |  | 2.503 | 0.01 | 125.5884 | 250.3 | 250.3 | 66.98 | 66.98 | 1% | 22.0691 | 3.349 | 44.1381 | 8.3725 | 132.4144 | 13.396 | 220.6907 | 16.745 | 331.036 | 13.396 | 441.3813 | 6.698 | 662.072 | 3.0141 | 882.7627 | 2.0094 | 73.9093 | 369.5465 | 1773.8233 | 3695.4652 | 4434.5583 | 2956.3722 | 1995.5512 | 1773.8233
2015 | 8319 | Heartland Power Coop | IA | Cooperative | 49.184 | 0.71 | 69.2732 | 49.184 | 0.71 | 69.2732 | . | . | . | 5211 | 15 | N | . | . | . | . | . | . | . |  |  | . |  | 0 | 0 | 69.2732 |  |  | 0 | 0 | 0% |  | 0 |  | 0 |  | 1: 0; 3: 0; 5: 0; 7: 0 | 0 |  | 0
2015 | 8333 | Haywood Electric Member Corp | NC | Cooperative | 543.344 | 3.627 | 149.8054 | 392.132 | 3.193 | 122.8099 | 358.92 | 2.223 | 161.4575 | 26286 | 12.5 | N | . | . | . | . | . | . | . |  |  | . |  | 151.212 | 0.434 | 122.8099 | 348.4147 | 348.4147 | 11408.124 | 11408.124 | 43.4% | 30.7199 | 570.4062 | 61.4398 | 1426.0155 | 184.3193 | 2281.6248 | 307.1989 | 2852.031 | 460.7983 | 2281.6248 | 614.3978 | 1140.8124 | 921.5967 | 513.3656 | 1228.7956 | 342.2437 | 17522.8154 | 87614.0771 | 420547.5702 | 876140.7712 | 1051368.9254 | 700912.617 | 473116.0164 | 420547.5702
2015 | 8447 | Hendricks County Rural E M C | IN | Cooperative | 150.7 | 1.01 | 149.2079 | 57.6 | 0.62 | 92.9032 | 140.4 | 0.89 | 157.7528 | 30322 | 12.5 | Y | . | . | . | . | . | . | . |  |  | . |  | 93.1 | 0.39 | 92.9032 | 238.7179 | 238.7179 | 11825.58 | 11825.58 | 39% | 21.0479 | 591.279 | 42.0957 | 1478.1975 | 126.2872 | 2365.116 | 210.4787 | 2956.395 | 315.7181 | 2365.116 | 420.9574 | 1182.558 | 631.4362 | 532.1511 | 841.9149 | 354.7674 | 12445.1647 | 62225.8237 | 298683.9536 | 622258.2366 | 746709.8839 | 497806.5893 | 336019.4478 | 298683.9536
2015 | 8515 | City of Hermiston | OR | Municipal | . | . | . | . | . | . | . | . | . | . | . |  | 211.98 | 1.799 | 117.8321 | . | . | . | 5202 | N | F | 12.5 | Y | [6 empty] | 5202 | 100% |  | 260.1 |  | 650.25 |  | 1: 1040.4; 3: 1300.5; 5: 1040.4; 7: 520.2 | 234.09 |  | 156.06
2015 | 8566 | High Plains Power Inc | WY | Cooperative | . | . | . | . | . | . | . | . | . | . | . |  | 207.329 | . | . | 207.329 | . | . | 13257 | N | L | 34.5 | N | 0 |  |  |  | 0 |  | 13257 | 100% | 0 | 662.85 | 0 | 1657.125 | 0 | 2651.4 | 0 | 3314.25 | 0 | 2651.4 | 0 | 1325.7 | 0 | 596.565 | 0 | 397.71 | 0 | 0 | 0 | 0 | 0 | 0 | 0 | 0
2015 | 8571 | Town of High Point | NC | Municipal | 93.019 | 1.249 | 74.4748 | 60.36 | 0.894 | 67.5168 | . | . | . | 41035 | 12.4 | Y | . | . | . | . | . | . | . |  |  | . |  | 32.659 | 0.355 | 67.5168 | 91.9972 | 91.9972 | 14567.425 | 14567.425 | 35.5% | 8.1114 | 728.3713 | 16.2229 | 1820.9281 | 48.6686 | 2913.485 | 81.1143 | 3641.8562 | 121.6715 | 2913.485 | 162.2287 | 1456.7425 | 243.343 | 655.5341 | 324.4574 | 437.0227 | 5908.1355 | 29540.6774 | 141795.2516 | 295406.7741 | 354488.1289 | 236325.4193 | 159519.658 | 141795.2516
2015 | 8620 | HILCO Electric Cooperative, Inc. | TX | Cooperative | 716.38 | 2.13 | 336.3286 | 279.57 | 1.59 | 175.8302 | 716.03 | 2.09 | 342.5981 | 25366 | 14.4 | N | . | . | . | . | . | . | . |  |  | . |  | 436.81 | 0.54 | 175.8302 | 808.9074 | 808.9074 | 13697.64 | 13697.64 | 54% | 71.3217 | 684.882 | 142.6435 | 1712.205 | 427.9304 | 2739.528 | 713.2174 | 3424.41 | 1069.8261 | 2739.528 | 1426.4348 | 1369.764 | 2139.6522 | 616.3938 | 2852.8696 | 410.9292 | 48846.9763 | 244234.8816 | 1172327.4315 | 2442348.8156 | 2930818.5787 | 1953879.0525 | 1318868.3604 | 1172327.4315
2015 | 8699 | Inland Power & Light Company | WA | Cooperative | 6944 | 6.15 | 1129.1057 | 254.9 | 1.409 | 180.9084 | 228.6 | 1.032 | 221.5116 | 40164 | 12.5 | Y | . | . | . | . | . | . | . |  |  | . |  | 6689.1 | 4.741 | 180.9084 | 1410.9049 | 6689.1 | 190417.524 | 40164 | 100% | 589.781 | 2008.2 | 1179.5621 | 5020.5 | 3538.6863 | 8032.8 | 5897.8104 | 10041 | 8846.7157 | 8032.8 | 11795.6209 | 4016.4 | 17693.4313 | 1807.38 | 23591.2417 | 1204.92 | 1184398.2913 | 5921991.4563 | 28425558.9902 | 59219914.5628 | 71063897.4754 | 47375931.6503 | 31978753.8639 | 28425558.9902
2015 | 8723 | City of Holland | MI | Municipal | 28.46 | 0.4 | 71.15 | 18.18 | 0.32 | 56.8125 | 28.46 | 0.4 | 71.15 | 27958 | 12.5 | Y | . | . | . | . | . | . | . |  |  | . |  | 10.28 | 0.08 | 56.8125 | 128.5 | 128.5 | 2236.64 | 2236.64 | 8% | 11.3299 | 111.832 | 22.6598 | 279.58 | 67.9794 | 447.328 | 113.299 | 559.16 | 169.9486 | 447.328 | 226.5981 | 223.664 | 339.8971 | 100.6488 | 453.1962 | 67.0992 | 1267.0459 | 6335.2294 | 30409.1011 | 63352.2939 | 76022.7527 | 50681.8351 | 34210.2387 | 30409.1011
2015 | 8761 | Holmes-Wayne Electric Coop Inc | OH | Cooperative | 252.7 | 1.732 | 145.9007 | 250.2 | 1.72 | 145.4651 | 237.9 | 1.577 | 150.8561 | 17243 | 12.5 | N | . | . | . | . | . | . | . |  |  | . |  | 2.5 | 0.012 | 145.4651 | 208.3333 | 208.3333 | 206.916 | 206.916 | 1.2% | 18.3688 | 10.3458 | 36.7377 | 25.8645 | 110.2131 | 41.3832 | 183.6885 | 51.729 | 275.5327 | 41.3832 | 367.3769 | 20.6916 | 551.0654 | 9.3112 | 734.7539 | 6.2075 | 190.0404 | 950.2021 | 4560.9699 | 9502.0206 | 11402.4247 | 7601.6165 | 5131.0911 | 4560.9699
2015 | 8764 | Holston Electric Coop, Inc | TN | Cooperative | . | . | . | . | . | . | . | . | . | . | . |  | 208.4 | 2.5 | 83.36 | 164.38 | 2.04 | 80.5784 | 29191 | N | F | 12.5 | Y | 44.02 | 0.46 | 80.5784 | 95.6957 | 95.6957 | 13427.86 | 13427.86 | 46% | 8.4375 | 671.393 | 16.8751 | 1678.4825 | 50.6252 | 2685.572 | 84.3753 | 3356.965 | 126.5629 | 2685.572 | 168.7506 | 1342.786 | 253.1259 | 604.2537 | 337.5012 | 402.8358 | 5664.8985 | 28324.4927 | 135957.5651 | 283244.9273 | 339893.9127 | 226595.9418 | 152952.2607 | 135957.5651
2015 | 8773 | Holy Cross Electric Assn, Inc | CO | Cooperative | 68.8 | 0.882 | 78.0045 | 68.8 | 0.882 | 78.0045 | . | . | . | 55909 | 24.9 | N | . | . | . | . | . | . | . |  |  | . |  | 0 | 0 | 78.0045 |  |  | 0 | 0 | 0% |  | 0 |  | 0 |  | 1: 0; 3: 0; 5: 0; 7: 0 | 0 |  | 0
2015 | 8774 | City of Holyoke - (MA) | MA | Municipal | 21.12 | 0.6 | 35.2 | 21.12 | 0.6 | 35.2 | 21.12 | 0.6 | 35.2 | 17480 | 34.5 | Y | . | . | . | . | . | . | . |  |  | . |  | 0 | 0 | 35.2 |  |  | 0 | 0 | 0% |  | 0 |  | 0 |  | 1: 0; 3: 0; 5: 0; 7: 0 | 0 |  | 0
2015 | 8786 | Horry Electric Coop Inc | SC | Cooperative | 86.91 | 1.222 | 71.1211 | 73.273 | 1.167 | 62.7875 | 74.554 | 0.769 | 96.9493 | 71681 | 25 | N | . | . | . | . | . | . | . |  |  | . |  | 13.637 | 0.055 | 62.7875 | 247.9455 | 247.9455 | 3942.455 | 3942.455 | 5.5% | 21.8615 | 197.1227 | 43.7229 | 492.8069 | 131.1688 | 788.491 | 218.6147 | 985.6137 | 327.922 | 788.491 | 437.2293 | 394.2455 | 655.844 | 177.4105 | 874.4586 | 118.2737 | 4309.3922 | 21546.961 | 103425.4128 | 215469.6099 | 258563.5319 | 172375.6879 | 116353.5894 | 103425.4128
2015 | 8795 | City of Homestead - (FL) | FL | Municipal | . | . | . | . | . | . | . | . | . | . | . |  | 188.46 | 1.526 | 123.4993 | 188.46 | 1.526 | 123.4993 | 23224.1 | N | L | 13.2 | N | 0 | 0 | 123.4993 |  |  | 0 | 0 | 0% |  | 0 |  | 0 |  | 1: 0; 3: 0; 5: 0; 7: 0 | 0 |  | 0
2015 | 8796 | City of Hingham - (MA) | MA | Municipal | . | . | . | . | . | . | . | . | . | . | . |  | 23.89 | 0.307 | 77.8176 | 23.89 | 0.307 | 77.8176 | 9626 | Y | L | 13.8 | N | 0 | 0 | 77.8176 |  |  | 0 | 0 | 0% |  | 0 |  | 0 |  | 1: 0; 3: 0; 5: 0; 7: 0 | 0 |  | 0
2015 | 8840 | City of Hope | AR | Municipal | 125.679 | 2.2 | 57.1268 | . | . | . | 125.679 | 2.2 | 57.1268 | 6800 | 13.8 | N | . | . | . | . | . | . | . |  |  | . | [7 empty] | 6800 | 100% |  | 340 |  | 850 |  | 1: 1360; 3: 1700; 5: 1360; 7: 680 | 306 |  | 204
2015 | 8898 | Houston County Elec Coop Inc | TX | Cooperative | . | . | . | . | . | . | . | . | . | . | . |  | 970.3 | 4.3 | 225.6512 | 340.1 | 2.7 | 125.963 | 21004 | N | L | 25 | Y | 630.2 | 1.6 | 125.963 | 393.875 | 630.2 | 33606.4 | 21004 | 100% | 55.565 | 1050.2 | 111.1301 | 2625.5 | 333.3902 | 4200.8 | 555.6503 | 5251 | 833.4754 | 4200.8 | 1111.3005 | 2100.4 | 1666.9508 | 945.18 | 2222.601 | 630.12 | 58354.39 | 291771.95 | 1400505.3602 | 2917719.5004 | 3501263.4004 | 2334175.6003 | 1575568.5302 | 1400505.3602
2015 | 8901 | CenterPoint Energy | TX | Investor Owned | 258.844 | 1.983 | 130.5315 | 134.755 | 1.335 | 100.9401 | 258.348 | 1.978 | 130.6107 | 2394231 | 35 | Y | . | . | . | . | . | . | . |  |  | . |  | 124.089 | 0.648 | 100.9401 | 191.4954 | 191.4954 | 1551461.688 | 1551461.688 | 64.8% | 16.8842 | 77573.0844 | 33.7685 | 193932.711 | 101.3054 | 310292.3376 | 168.8424 | 387865.422 | 253.2635 | 310292.3376 | 337.6847 | 155146.1688 | 506.5271 | 69815.776 | 675.3694 | 46543.8506 | 1309762.2214 | 6548811.1071 | 31434293.3141 | 65488111.0711 | 78585733.2853 | 52390488.8568 | 35363579.9784 | 31434293.3141
2015 | 8972 | City of Hudson - (OH) | OH | Municipal | 1.64 | 0.021 | 78.0952 | . | . | . | 1.64 | 0.021 | 78.0952 | 6650 | 12.5 | Y | . | . | . | . | . | . | . |  |  | . | [7 empty] | 6650 | 100% |  | 332.5 |  | 831.25 |  | 1: 1330; 3: 1662.5; 5: 1330; 7: 665 | 299.25 |  | 199.5
2015 | 8973 | Town of Hudson - (MA) | MA | Municipal | . | . | . | . | . | . | . | . | . | . | . |  | 41 | 1.36 | 30.1471 | 6.6 | 0.09 | 73.3333 | 12772 | N | L | 13.8 | N | 34.4 | 1.27 | 73.3333 | 27.0866 | 34.4 | 16220.44 | 12772 | 100% | 3.0331 | 638.6 | 6.0661 | 1596.5 | 18.1984 | 2554.4 | 30.3306 | 3193 | 45.496 | 2554.4 | 60.6613 | 1277.2 | 90.9919 | 574.74 | 121.3226 | 383.16 | 1936.9146 | 9684.5731 | 46485.9509 | 96845.7311 | 116214.8773 | 77476.5849 | 52296.6948 | 46485.9509
2015 | 9087 | Town of Huntersville - (NC) | NC | Municipal | . | . | . | . | . | . | . | . | . | . | . |  | 142 | 1.977 | 71.826 | . | . | . | 4973 | N | L | 12.5 | N | [6 empty] | 4973 | 100% |  | 248.65 |  | 621.625 |  | 1: 994.6; 3: 1243.25; 5: 994.6; 7: 497.3 | 223.785 |  | 149.19
2015 | 9096 | City of Lafayette - (LA) | LA | Municipal | . | . | . | . | . | . | . | . | . | . | . |  | 50.6 | 0.84 | 60.2381 | 50.6 | 0.84 | 60.2381 | 65967 | N | L | 15 | Y | 0 | 0 | 60.2381 |  |  | 0 | 0 | 0% |  | 0 |  | 0 |  | 1: 0; 3: 0; 5: 0; 7: 0 | 0 |  | 0
2015 | 9191 | Idaho Power Co | ID | Investor Owned | 208.038 | 1.57 | 132.5083 | 165.519 | 1.357 | 121.9742 | 171.693 | 1.331 | 128.9955 | 501205 | 34.5 | Y | . | . | . | . | . | . | . |  |  | . |  | 42.519 | 0.213 | 121.9742 | 199.6197 | 199.6197 | 106756.665 | 106756.665 | 21.3% | 17.6006 | 5337.8332 | 35.2011 | 13344.5831 | 105.6034 | 21351.333 | 176.0056 | 26689.1662 | 264.0084 | 21351.333 | 352.0113 | 10675.6665 | 528.0169 | 4804.0499 | 704.0225 | 3202.7 | 93948.8702 | 469744.3511 | 2254772.8853 | 4697443.511 | 5636932.2132 | 3757954.8088 | 2536619.496 | 2254772.8853
2015 | 9191 | Idaho Power Co | OR | Investor Owned | 370.923 | 1.948 | 190.4122 | 368.201 | 1.931 | 190.6789 | 244.785 | 1.507 | 162.432 | 18651 | 34.5 | Y | . | . | . | . | . | . | . |  |  | . |  | 2.722 | 0.017 | 190.6789 | 160.1176 | 160.1176 | 317.067 | 317.067 | 1.7% | 14.1176 | 15.8533 | 28.2353 | 39.6334 | 84.7059 | 63.4134 | 141.1765 | 79.2667 | 211.7647 | 63.4134 | 282.3529 | 31.7067 | 423.5294 | 14.268 | 564.7059 | 9.512 | 223.812 | 1119.06 | 5371.488 | 11190.6 | 13428.72 | 8952.48 | 6042.924 | 5371.488
2015 | 9209 | Illinois Rural Electric Coop | IL | Cooperative | . | . | . | . | . | . | . | . | . | . | . |  | 71.123 | . | . | 65.927 | . | . | 10356 | N | L | 12.5 | N | 5.196 |  |  |  | 5.196 |  | 10356 | 100% | 0.45813 | 517.8 | 0.91627 | 1294.5 | 2.7488 | 2071.2 | 4.5813 | 2589 | 6.872 | 2071.2 | 9.1627 | 1035.6 | 13.744 | 466.02 | 18.3253 | 310.68 | 237.2216 | 1186.1082 | 5693.3194 | 11861.0821 | 14233.2986 | 9488.8657 | 6404.9844 | 5693.3194
2015 | 9216 | Imperial Irrigation District | CA | Political Subdivision | 75.8 | 0.91 | 83.2967 | 52.8 | 0.61 | 86.5574 | 66.01 | 0.66 | 100.0152 | 150931 | 34.5 | N | . | . | . | . | . | . | . |  |  | . |  | 23 | 0.3 | 86.5574 | 76.6667 | 76.6667 | 45279.3 | 45279.3 | 30% | 6.7597 | 2263.965 | 13.5195 | 5659.9125 | 40.5584 | 9055.86 | 67.5974 | 11319.825 | 101.396 | 9055.86 | 135.1947 | 4527.93 | 202.7921 | 2037.5685 | 270.3894 | 1358.379 | 15303.8046 | 76519.0228 | 367291.3093 | 765190.2278 | 918228.2733 | 612152.1822 | 413202.723 | 367291.3093
2015 | 9230 | City of Independence - (IA) | IA | Municipal | 1.346 | 0.02 | 67.3 | 1.346 | 0.02 | 67.3 | 1.346 | 0.02 | 67.3 | 3169 | 12.5 | N | . | . | . | . | . | . | . |  |  | . |  | 0 | 0 | 67.3 |  |  | 0 | 0 | 0% |  | 0 |  | 0 |  | 1: 0; 3: 0; 5: 0; 7: 0 | 0 |  | 0
2015 | 9231 | City of Independence - (MO) | MO | Municipal | . | . | . | . | . | . | . | . | . | . | . |  | 508.3 | 1.5 | 338.8667 | 23.8 | 0.5 | 47.6 | 55816 | Y | F | 13.2 | Y | 484.5 | 1 | 47.6 | 484.5 | 484.5 | 55816 | 55816 | 100% | 42.7186 | 2790.8 | 85.4372 | 6977 | 256.3115 | 11163.2 | 427.1859 | 13954 | 640.7788 | 11163.2 | 854.3718 | 5581.6 | 1281.5577 | 2511.72 | 1708.7436 | 1674.48 | 119219.0389 | 596095.1947 | 2861256.9346 | 5960951.9471 | 7153142.3365 | 4768761.5577 | 3218914.0514 | 2861256.9346
2015 | 9273 | Indianapolis Power & Light Co | IN | Investor Owned | 219.45 | 0.94 | 233.4574 | 48.7 | 0.66 | 73.7879 | 219.27 | 0.94 | 233.266 | 478000 | 34 | Y | . | . | . | . | . | . | . |  |  | . |  | 170.75 | 0.28 | 73.7879 | 609.8214 | 609.8214 | 133840 | 133840 | 28% | 53.7682 | 6692 | 107.5365 | 16730 | 322.6094 | 26768 | 537.6824 | 33460 | 806.5236 | 26768 | 1075.3648 | 13384 | 1613.0471 | 6022.8 | 2150.7295 | 4015.2 | 359817.0463 | 1799085.2314 | 8635609.1109 | 17990852.3145 | 21589022.7774 | 14392681.8516 | 9715060.2498 | 8635609.1109
2015 | 9275 | Indianola Municipal Utilities | IA | Municipal | 13.514 | 0.511 | 26.4462 | 13.514 | 0.511 | 26.4462 | . | . | . | 6327 | 13.2 | N | . | . | . | . | . | . | . |  |  | . |  | 0 | 0 | 26.4462 |  |  | 0 | 0 | 0% |  | 0 |  | 0 |  | 1: 0; 3: 0; 5: 0; 7: 0 | 0 |  | 0
2015 | 9292 | Inter County Energy Coop Corp | KY | Cooperative | 235.121 | 1.56 | 150.7186 | 96.87 | 1.02 | 94.9706 | 210.877 | 1.359 | 155.1707 | 26333 | 24.9 | N | . | . | . | . | . | . | . |  |  | . |  | 138.251 | 0.54 | 94.9706 | 256.0204 | 256.0204 | 14219.82 | 14219.82 | 54% | 22.5734 | 710.991 | 45.1469 | 1777.4775 | 135.4406 | 2843.964 | 225.7343 | 3554.955 | 338.6015 | 2843.964 | 451.4687 | 1421.982 | 677.203 | 639.8919 | 902.9374 | 426.5946 | 16049.5088 | 80247.5441 | 385188.2116 | 802475.4408 | 962970.5289 | 641980.3526 | 433336.738 | 385188.2116
2015 | 9324 | Indiana Michigan Power Co | IN | Investor Owned | 390.3 | 1.243 | 313.9984 | 160.1 | 1.049 | 152.6215 | 368.4 | 1.12 | 328.9286 | 457669 | 35 | Y | . | . | . | . | . | . | . |  |  | . |  | 230.2 | 0.194 | 152.6215 | 1186.5979 | 1186.5979 | 88787.786 | 88787.786 | 19.4% | 104.6229 | 4439.3893 | 209.2458 | 11098.4732 | 627.7373 | 17757.5572 | 1046.2289 | 22196.9465 | 1569.3433 | 17757.5572 | 2092.4578 | 8878.7786 | 3138.6867 | 3995.4504 | 4184.9156 | 2663.6336 | 464461.7361 | 2322308.6804 | 11147081.6658 | 23223086.8038 | 27867704.1646 | 18578469.4431 | 12540466.8741 | 11147081.6658
2015 | 9324 | Indiana Michigan Power Co | MI | Investor Owned | 525.8 | 1.743 | 301.6638 | 310.6 | 1.468 | 211.5804 | 464 | 1.438 | 322.6704 | 127406 | 35 | Y | . | . | . | . | . | . | . |  |  | . |  | 215.2 | 0.275 | 211.5804 | 782.5455 | 782.5455 | 35036.65 | 35036.65 | 27.5% | 68.9974 | 1751.8325 | 137.9948 | 4379.5813 | 413.9844 | 7007.33 | 689.9739 | 8759.1625 | 1034.9609 | 7007.33 | 1379.9479 | 3503.665 | 2069.9218 | 1576.6492 | 2759.8958 | 1051.0995 | 120871.8789 | 604359.3946 | 2900925.0939 | 6043593.9456 | 7252312.7348 | 4834875.1565 | 3263540.7306 | 2900925.0939
2015 | 9331 | Intercounty Electric Coop Assn | MO | Cooperative | 132.127 | 1.419 | 93.1128 | 132.127 | 1.419 | 93.1128 | 113.746 | 1.118 | 101.7406 | 29703 | 12.5 | Y | . | . | . | . | . | . | . |  |  | . |  | 0 | 0 | 93.1128 |  |  | 0 | 0 | 0% |  | 0 |  | 0 |  | 1: 0; 3: 0; 5: 0; 7: 0 | 0 |  | 0
2015 | 9336 | Intermountain Rural Elec Assn | CO | Cooperative | 270.945 | 1.155 | 234.5844 | 111.704 | 1.039 | 107.5111 | 261.675 | . | . | 148554 | 12.5 | N | . | . | . | . | . | . | . |  |  | . |  | 159.241 | 0.116 | 107.5111 | 1372.7672 | 1372.7672 | 17232.264 | 17232.264 | 11.6% | 121.0375 | 861.6132 | 242.075 | 2154.033 | 726.2251 | 3446.4528 | 1210.3752 | 4308.066 | 1815.5628 | 3446.4528 | 2420.7505 | 1723.2264 | 3631.1257 | 775.4519 | 4841.5009 | 516.9679 | 104287.5276 | 521437.6381 | 2502900.6628 | 5214376.3807 | 6257251.6569 | 4171501.1046 | 2815763.2456 | 2502900.6628
2015 | 9417 | Interstate Power and Light Co | IA | Investor Owned | . | . | . | . | . | . | . | . | . | . | . |  | 93.1 | 0.9 | 103.4444 | 79.1 | 0.85 | 93.0588 | 473119 | N | F | 25 | N | 14 | 0.05 | 93.0588 | 280 | 280 | 23655.95 | 23655.95 | 5% | 24.6877 | 1182.7975 | 49.3755 | 2956.9938 | 148.1264 | 4731.19 | 246.8773 | 5913.9875 | 370.3159 | 4731.19 | 493.7546 | 2365.595 | 740.6319 | 1064.5177 | 987.5092 | 709.6785 | 29200.5849 | 146002.9243 | 700814.0367 | 1460029.2432 | 1752035.0918 | 1168023.3946 | 788415.7913 | 700814.0367
2015 | 9417 | Interstate Power and Light Co | MN | Investor Owned | . | . | . | . | . | . | . | . | . | . | . |  | 72.3 | 0.41 | 176.3415 | 42.9 | 0.34 | 126.1765 | 41706 | N | F | 25 | N | 29.4 | 0.07 | 126.1765 | 420 | 420 | 2919.42 | 2919.42 | 7% | 37.0316 | 145.971 | 74.0632 | 364.9275 | 222.1896 | 583.884 | 370.3159 | 729.855 | 555.4739 | 583.884 | 740.6319 | 291.942 | 1110.9478 | 131.3739 | 1481.2638 | 87.5826 | 5405.5389 | 27027.6943 | 129732.9328 | 270276.9434 | 324332.3321 | 216221.5547 | 145949.5494 | 129732.9328
2015 | 9425 | Iowa Lakes Electric Coop | IA | Cooperative | 61.769 | 0.526 | 117.4316 | 52.575 | 0.5 | 105.15 | 50.115 | 0.344 | 145.6831 | 12520 | 12.5 | N | . | . | . | . | . | . | . |  |  | . |  | 9.194 | 0.026 | 105.15 | 353.6154 | 353.6154 | 325.52 | 325.52 | 2.6% | 31.1784 | 16.276 | 62.3569 | 40.69 | 187.0706 | 65.104 | 311.7843 | 81.38 | 467.6765 | 65.104 | 623.5686 | 32.552 | 935.353 | 14.6484 | 1247.1373 | 9.7656 | 507.4602 | 2537.3008 | 12179.0439 | 25373.0081 | 30447.6097 | 20298.4065 | 13701.4244 | 12179.0439
2015 | 9442 | Town of Ipswich - (MA) | MA | Municipal | . | . | . | . | . | . | . | . | . | . | . |  | 6.01 | 0.06 | 100.1667 | . | . | . | 7107 | N | O | 13.8 | N | [6 empty] | 7107 | 100% |  | 355.35 |  | 888.375 |  | 1: 1421.4; 3: 1776.75; 5: 1421.4; 7: 710.7 | 319.815 |  | 213.21
2015 | 9475 | Itasca-Mantrap Co-op Electrical Assn | MN | Cooperative | 243.38 | 2.15 | 113.2 | 110.01 | 1.15 | 95.6609 | 159.97 | 1.36 | 117.625 | 11624 | 12.5 | Y | . | . | . | . | . | . | . |  |  | . |  | 133.37 | 1 | 95.6609 | 133.37 | 133.37 | 11624 | 11624 | 100% | 11.7593 | 581.2 | 23.5186 | 1453 | 70.5558 | 2324.8 | 117.5929 | 2906 | 176.3894 | 2324.8 | 235.1859 | 1162.4 | 352.7788 | 523.08 | 470.3718 | 348.72 | 6834.502 | 34172.5102 | 164028.049 | 341725.1021 | 410070.1226 | 273380.0817 | 184531.5552 | 164028.049
2015 | 9575 | Jackson Energy Coop Corp - (KY) | KY | Cooperative | 370.27 | 2.28 | 162.3991 | 198.11 | 1.937 | 102.2767 | 356.82 | 1.964 | 181.6802 | 51481 | 12.5 | Y | . | . | . | . | . | . | . |  |  | . |  | 172.16 | 0.343 | 102.2767 | 501.9242 | 501.9242 | 17657.983 | 17657.983 | 34.3% | 44.2549 | 882.8991 | 88.5098 | 2207.2479 | 265.5293 | 3531.5966 | 442.5489 | 4414.4958 | 663.8233 | 3531.5966 | 885.0978 | 1765.7983 | 1327.6467 | 794.6092 | 1770.1956 | 529.7395 | 39072.6038 | 195363.019 | 937742.491 | 1953630.1896 | 2344356.2275 | 1562904.1517 | 1054960.3024 | 937742.491
2015 | 9576 | Jackson County Rural E M C - (IN) | IN | Cooperative | 228.619 | 2.391 | 95.6165 | 150.816 | 1.806 | 83.5083 | 164.936 | 1.452 | 113.5923 | 24120 | 12.5 | Y | . | . | . | . | . | . | . |  |  | . |  | 77.803 | 0.585 | 83.5083 | 132.9966 | 132.9966 | 14110.2 | 14110.2 | 58.5% | 11.7264 | 705.51 | 23.4527 | 1763.775 | 70.3582 | 2822.04 | 117.2637 | 3527.55 | 175.8956 | 2822.04 | 234.5274 | 1411.02 | 351.7911 | 634.959 | 469.0548 | 423.306 | 8273.0714 | 41365.3569 | 198553.7133 | 413653.5694 | 496384.2833 | 330922.8555 | 223372.9275 | 198553.7133
2015 | 9601 | Jackson Electric Member Corp - (GA) | GA | Cooperative | 973.62 | 2.358 | 412.9008 | 67.31 | 0.945 | 71.2275 | 969.68 | 2.154 | 450.1764 | 213631 | 25 | Y | . | . | . | . | . | . | . |  |  | . |  | 906.31 | 1.413 | 71.2275 | 641.4084 | 906.31 | 301860.603 | 213631 | 100% | 79.9098 | 10681.55 | 159.8195 | 26703.875 | 479.4586 | 42726.2 | 799.0977 | 53407.75 | 1198.6466 | 42726.2 | 1598.1954 | 21363.1 | 2397.2932 | 9613.395 | 3196.3909 | 6408.93 | 853560.2275 | 4267801.1376 | 20485445.4606 | 42678011.3762 | 51213613.6514 | 34142409.101 | 23046126.1431 | 20485445.4606
2015 | 9603 | City of Jackson - (MO) | MO | Municipal | 24.625 | 1.398 | 17.6144 | . | . | . | . | . | . | 7074 | 12.5 | N | . | . | . | . | . | . | . |  |  | . | [7 empty] | 7074 | 100% |  | 353.7 |  | 884.25 |  | 1: 1414.8; 3: 1768.5; 5: 1414.8; 7: 707.4 | 318.33 |  | 212.22
2015 | 9605 | Jackson Purchase Energy Corporation | KY | Cooperative | 143.45 | 1.527 | 93.9424 | 120.903 | 1.366 | 88.5088 | 138.758 | 1.495 | 92.8147 | 29167 | 15 | N | . | . | . | . | . | . | . |  |  | . |  | 22.547 | 0.161 | 88.5088 | 140.0435 | 140.0435 | 4695.887 | 4695.887 | 16.1% | 12.3477 | 234.7944 | 24.6954 | 586.9859 | 74.0862 | 939.1774 | 123.477 | 1173.9717 | 185.2155 | 939.1774 | 246.954 | 469.5887 | 370.4309 | 211.3149 | 493.9079 | 140.8766 | 2899.1698 | 14495.849 | 69580.0751 | 144958.4899 | 173950.1878 | 115966.7919 | 78277.5845 | 69580.0751
2015 | 9612 | City of Jackson - (TN) | TN | Municipal | . | . | . | . | . | . | . | . | . | . | . |  | . | . | . | 78.85 | 0.831 | 94.8857 | 35352 | N | L | 12.5 | Y |  |  | 94.8857 |  |  |  | 35352 | 100% |  | 1767.6 |  | 4419 |  | 1: 7070.4; 3: 8838; 5: 7070.4; 7: 3535.2 | 1590.84 |  | 1060.56
2015 | 9613 | City of Lebanon - (IN) | IN | Municipal | . | . | . | . | . | . | . | . | . | . | . |  | 39.325 | 0.527 | 74.6205 | . | . | . | 8893 | N | L | 7.2 | N | [6 empty] | 8893 | 100% |  | 444.65 |  | 1111.625 |  | 1: 1778.6; 3: 2223.25; 5: 1778.6; 7: 889.3 | 400.185 |  | 266.79
2015 | 9616 | Beaches Energy Services | FL | Municipal | 39.46 | 0.771 | 51.1803 | . | . | . | . | . | . | 34901 | 27 | N | . | . | . | . | . | . | . |  |  | . | [7 empty] | 34901 | 100% |  | 1745.05 |  | 4362.625 |  | 1: 6980.2; 3: 8725.25; 5: 6980.2; 7: 3490.1 | 1570.545 |  | 1047.03
2015 | 9617 | JEA | FL | Municipal | . | . | . | . | . | . | . | . | . | . | . |  | . | . | . | 84.08 | 1.67 | 50.3473 | 457626 | N | L | 26.4 | Y |  |  | 50.3473 |  |  |  | 457626 | 100% |  | 22881.3 |  | 57203.25 |  | 1: 91525.2; 3: 114406.5; 5: 91525.2; 7: 45762.6 | 20593.17 |  | 13728.78
2015 | 9667 | City of Jasper - (IN) | IN | Municipal | . | . | . | . | . | . | . | . | . | . | . |  | 6.11 | 0.31 | 19.7097 | 6.11 | 0.31 | 19.7097 | 7218 | N | F | 13.2 | N | 0 | 0 | 19.7097 |  |  | 0 | 0 | 0% |  | 0 |  | 0 |  | 1: 0; 3: 0; 5: 0; 7: 0 | 0 |  | 0
2015 | 9668 | Jasper-Newton Elec Coop, Inc | TX | Cooperative | 1316.09 | 5.82 | 226.1323 | 481.97 | 3.86 | 124.8627 | 1313.29 | 5.69 | 230.8067 | 22756 | 24.9 | Y | . | . | . | . | . | . | . |  |  | . |  | 834.12 | 1.96 | 124.8627 | 425.5714 | 834.12 | 44601.76 | 22756 | 100% | 73.5447 | 1137.8 | 147.0895 | 2844.5 | 441.2685 | 4551.2 | 735.4475 | 5689 | 1103.1712 | 4551.2 | 1470.8949 | 2275.6 | 2206.3424 | 1024.02 | 2941.7899 | 682.68 | 83679.2126 | 418396.0629 | 2008301.1019 | 4183960.6289 | 5020752.7547 | 3347168.5032 | 2259338.7396 | 2008301.1019
2015 | 9682 | Jefferson Davis Elec Coop, Inc | LA | Cooperative | . | . | . | . | . | . | . | . | . | . | . |  | 648 | 2.31 | 280.5195 | 396 | 1.39 | 284.8921 | 9924 | N | O | 14.4 | N | 252 | 0.92 | 284.8921 | 273.913 | 273.913 | 9130.08 | 9130.08 | 92% | 24.151 | 456.504 | 48.3021 | 1141.26 | 144.9062 | 1826.016 | 241.5104 | 2282.52 | 362.2656 | 1826.016 | 483.0208 | 913.008 | 724.5312 | 410.8536 | 966.0416 | 273.9024 | 11025.0463 | 55125.2314 | 264601.1109 | 551252.3145 | 661502.7774 | 441001.8516 | 297676.2498 | 264601.1109
2015 | 9689 | Jefferson Electric Member Corp | GA | Cooperative | 596.11 | 1.46 | 408.2945 | 96.26 | 1.41 | 68.2695 | 579.85 | 1.16 | 499.8707 | 33197 | 14.4 | N | . | . | . | . | . | . | . |  |  | . |  | 499.85 | 0.05 | 68.2695 | 9997 | 9997 | 1659.85 | 1659.85 | 5% | 881.4401 | 82.9925 | 1762.8802 | 207.4812 | 5288.6407 | 331.97 | 8814.4012 | 414.9625 | 13221.6018 | 331.97 | 17628.8024 | 165.985 | 26443.2035 | 74.6933 | 35257.6047 | 49.7955 | 73152.919 | 365764.5948 | 1755670.055 | 3657645.9478 | 4389175.1374 | 2926116.7583 | 1975128.8118 | 1755670.055
2015 | 9699 | Jemez Mountains Elec Coop, Inc | NM | Cooperative | 319.28 | 0.645 | 495.0077 | 319.28 | 0.645 | 495.0077 | 319.28 | 0.645 | 495.0077 | 31000 | 14.4 | N | . | . | . | . | . | . | . |  |  | . |  | 0 | 0 | 495.0078 |  |  | 0 | 0 | 0% |  | 0 |  | 0 |  | 1: 0; 3: 0; 5: 0; 7: 0 | 0 |  | 0
2015 | 9726 | Jersey Central Power & Lt Co | NJ | Investor Owned | 101.7 | 1.09 | 93.3028 | 101.7 | 1.09 | 93.3028 | 94.1 | 0.95 | 99.0526 | 1105452 | 34.5 | Y | . | . | . | . | . | . | . |  |  | . |  | 0 | 0 | 93.3028 |  |  | 0 | 0 | 0% |  | 0 |  | 0 |  | 1: 0; 3: 0; 5: 0; 7: 0 | 0 |  | 0
2015 | 9739 | Joe Wheeler Elec Member Corp | AL | Cooperative | . | . | . | . | . | . | . | . | . | . | . |  | 135 | 1.52 | 88.8158 | 127.2 | 1.47 | 86.5306 | 42851 | N | L | 12.5 | N | 7.8 | 0.05 | 86.5306 | 156 | 156 | 2142.55 | 2142.55 | 5% | 13.7546 | 107.1275 | 27.5092 | 267.8188 | 82.5276 | 428.51 | 137.5459 | 535.6375 | 206.3189 | 428.51 | 275.0918 | 214.255 | 412.6378 | 96.4148 | 550.1837 | 64.2765 | 1473.4951 | 7367.4754 | 35363.8819 | 73674.7539 | 88409.7046 | 58939.8031 | 39784.3671 | 35363.8819
2015 | 9750 | Jo-Carroll Energy Coop Inc | IL | Cooperative | . | . | . | . | . | . | . | . | . | . | . |  | 124 | 1.08 | 114.8148 | 43.7 | 0.622 | 70.2572 | 20604 | N | L | 35 | N | 80.3 | 0.458 | 70.2572 | 175.3275 | 175.3275 | 9436.632 | 9436.632 | 45.8% | 15.4587 | 471.8316 | 30.9174 | 1179.579 | 92.7522 | 1887.3264 | 154.5871 | 2359.158 | 231.8806 | 1887.3264 | 309.1742 | 943.6632 | 463.7612 | 424.6484 | 618.3483 | 283.099 | 7293.9068 | 36469.5342 | 175053.764 | 364695.3417 | 437634.41 | 291756.2733 | 196935.4845 | 175053.764
2015 | 9777 | Johnson City - (TN) | TN | Municipal | 38.8 | 0.396 | 97.9798 | 35.1 | 0.365 | 96.1644 | 38.8 | 0.396 | 97.9798 | 76568 | 13.2 | Y | . | . | . | . | . | . | . |  |  | . |  | 3.7 | 0.031 | 96.1644 | 119.3548 | 119.3548 | 2373.608 | 2373.608 | 3.1% | 10.5236 | 118.6804 | 21.0471 | 296.701 | 63.1414 | 474.7216 | 105.2357 | 593.402 | 157.8536 | 474.7216 | 210.4714 | 237.3608 | 315.7071 | 106.8124 | 420.9429 | 71.2082 | 1248.9417 | 6244.7083 | 29974.5999 | 62447.083 | 74936.4996 | 49957.6664 | 33721.4248 | 29974.5999
2015 | 9778 | Johnson County Rural E M C | IN | Cooperative | 61 | 0.623 | 97.9133 | 34.4 | 0.469 | 73.3475 | 56.2 | 0.541 | 103.8817 | 25537 | 12.5 | N | . | . | . | . | . | . | . |  |  | . |  | 26.6 | 0.154 | 73.3475 | 172.7273 | 172.7273 | 3932.698 | 3932.698 | 15.4% | 15.2294 | 196.6349 | 30.4589 | 491.5872 | 91.3767 | 786.5396 | 152.2944 | 983.1745 | 228.4417 | 786.5396 | 304.5889 | 393.2698 | 456.8833 | 176.9714 | 609.1777 | 117.9809 | 2994.6401 | 14973.2006 | 71871.3628 | 149732.0059 | 179678.4071 | 119785.6047 | 80855.2832 | 71871.3628
2015 | 9837 | Jones-Onslow Elec Member Corp | NC | Cooperative | . | . | . | . | . | . | . | . | . | . | . |  | 66.9 | 0.993 | 67.3716 | . | . | . | 72239 | N | F | 12.4 | Y | [6 empty] | 72239 | 100% |  | 3611.95 |  | 9029.875 |  | 1: 14447.8; 3: 18059.75; 5: 14447.8; 7: 7223.9 | 3250.755 |  | 2167.17
2015 | 9964 | Kenergy Corp | KY | Cooperative | 94.53 | 1.4 | 67.5214 | 94.53 | 1.4 | 67.5214 | 90.96 | 1.4 | 64.9714 | 56663 | 14.4 | N | . | . | . | . | . | . | . |  |  | . |  | 0 | 0 | 67.5214 |  |  | 0 | 0 | 0% |  | 0 |  | 0 |  | 1: 0; 3: 0; 5: 0; 7: 0 | 0 |  | 0
2015 | 9991 | Kandiyohi Power Coop | MN | Cooperative | 72.948 | 0.823 | 88.6367 | 72.948 | 0.823 | 88.6367 | 72.948 | 0.823 | 88.6367 | 8239 | 12.5 | Y | . | . | . | . | . | . | . |  |  | . |  | 0 | 0 | 88.6367 |  |  | 0 | 0 | 0% |  | 0 |  | 0 |  | 1: 0; 3: 0; 5: 0; 7: 0 | 0 |  | 0
2015 | 9996 | City of Kansas City - (KS) | KS | Municipal | 702.709 | 3.155 | 222.7287 | 257.946 | 2.57 | 100.3681 | 677.126 | 2.707 | 250.1389 | 56888 | 15 | Y | . | . | . | . | . | . | . |  |  | . |  | 444.763 | 0.585 | 100.3681 | 760.2786 | 760.2786 | 33279.48 | 33279.48 | 58.5% | 67.0341 | 1663.974 | 134.0682 | 4159.935 | 402.2047 | 6655.896 | 670.3412 | 8319.87 | 1005.5118 | 6655.896 | 1340.6824 | 3327.948 | 2011.0236 | 1497.5766 | 2681.3648 | 998.3844 | 111543.0311 | 557715.1553 | 2677032.7453 | 5577151.5527 | 6692581.8632 | 4461721.2421 | 3011661.8384 | 2677032.7453
2015 | 10000 | Kansas City Power & Light Co | KS | Investor Owned | 138.69 | 0.887 | 156.3585 | 86.47 | 0.77 | 112.2987 | 134.98 | 0.844 | 159.9289 | 255676 | 34 | Y | . | . | . | . | . | . | . |  |  | . |  | 52.22 | 0.117 | 112.2987 | 446.3248 | 446.3248 | 29914.092 | 29914.092 | 11.7% | 39.3527 | 1495.7046 | 78.7053 | 3739.2615 | 236.116 | 5982.8184 | 393.5266 | 7478.523 | 590.2899 | 5982.8184 | 787.0533 | 2991.4092 | 1180.5799 | 1346.1341 | 1574.1065 | 897.4228 | 58859.9591 | 294299.7954 | 1412639.0181 | 2942997.9544 | 3531597.5453 | 2354398.3636 | 1589218.8954 | 1412639.0181
2015 | 10000 | Kansas City Power & Light Co | MO | Investor Owned | 452.82 | 1.23 | 368.1463 | 74.14 | 1.03 | 71.9806 | 452.82 | 1.23 | 368.1463 | 279406 | 34 | Y | . | . | . | . | . | . | . |  |  | . |  | 378.68 | 0.2 | 71.9806 | 1893.4 | 1893.4 | 55881.2 | 55881.2 | 20% | 166.942 | 2794.06 | 333.8839 | 6985.15 | 1001.6517 | 11176.24 | 1669.4195 | 13970.3 | 2504.1293 | 11176.24 | 3338.8391 | 5588.12 | 5008.2586 | 2514.654 | 6677.6782 | 1676.436 | 466445.8372 | 2332229.1862 | 11194700.0937 | 23322291.8619 | 27986750.2342 | 18657833.4895 | 12594037.6054 | 11194700.0937
2015 | 10005 | Kansas Gas & Electric Co | KS | Investor Owned | 296.86 | 1.69 | 175.6568 | 109.71 | 1.26 | 87.0714 | 242.68 | 1.29 | 188.124 | 320058 | 34 | N | . | . | . | . | . | . | . |  |  | . |  | 187.15 | 0.43 | 87.0714 | 435.2326 | 435.2326 | 137624.94 | 137624.94 | 43% | 38.3747 | 6881.247 | 76.7493 | 17203.1175 | 230.2479 | 27524.988 | 383.7466 | 34406.235 | 575.6198 | 27524.988 | 767.4931 | 13762.494 | 1151.2397 | 6193.1223 | 1534.9862 | 4128.7482 | 264065.4873 | 1320327.4364 | 6337571.6949 | 13203274.3644 | 15843929.2373 | 10562619.4916 | 7129768.1568 | 6337571.6949
2015 | 10009 | Karnes Electric Coop Inc | TX | Cooperative | . | . | . | . | . | . | . | . | . | . | . |  | 81.559 | 0.688 | 118.5451 | 77.12 | 0.625 | 123.392 | 19288 | N | F | 24.9 | N | 4.439 | 0.063 | 123.392 | 70.4603 | 70.4603 | 1215.144 | 1215.144 | 6.3% | 6.2125 | 60.7572 | 12.425 | 151.893 | 37.2751 | 243.0288 | 62.1252 | 303.786 | 93.1878 | 243.0288 | 124.2504 | 121.5144 | 186.3756 | 54.6815 | 248.5008 | 36.4543 | 377.4552 | 1887.2762 | 9058.9259 | 18872.7624 | 22647.3149 | 15098.2099 | 10191.2917 | 9058.9259
2015 | 10019 | Kaw Valley Electric Coop Inc | KS | Cooperative | 453.2 | . | . | 430.7 | . | . | 391.9 | . | . | 9422 | . | Y | . | . | . | . | . | . | . |  |  | . |  | 22.5 |  |  |  | 22.5 |  | 9422 | 100% | 1.9838 | 471.1 | 3.9677 | 1177.75 | 11.903 | 1884.4 | 19.8384 | 2355.5 | 29.7575 | 1884.4 | 39.6767 | 942.2 | 59.5151 | 423.99 | 79.3534 | 282.66 | 934.5849 | 4672.9243 | 22430.0367 | 46729.2432 | 56075.0918 | 37383.3946 | 25233.7913 | 22430.0367
2015 | 10056 | City of Kaukauna | WI | Municipal | 46 | 0.45 | 102.2222 | 46 | 0.45 | 102.2222 | 46 | 0.45 | 102.2222 | 14980 | 34.5 | N | . | . | . | . | . | . | . |  |  | . |  | 0 | 0 | 102.2222 |  |  | 0 | 0 | 0% |  | 0 |  | 0 |  | 1: 0; 3: 0; 5: 0; 7: 0 | 0 |  | 0
2015 | 10063 | Kaysville City Corporation | UT | Municipal | 133 | 0.7 | 190 | . | . | . | . | . | . | 9148 | 12 | N | . | . | . | . | . | . | . |  |  | . | [7 empty] | 9148 | 100% |  | 457.4 |  | 1143.5 |  | 1: 1829.6; 3: 2287; 5: 1829.6; 7: 914.8 | 411.66 |  | 274.44
2015 | 10071 | Kauai Island Utility Cooperative | HI | Cooperative | . | . | . | . | . | . | . | . | . | . | . |  | 355.02 | 6.28 | 56.5318 | . | . | . | 36832 | N | L | 12.5 | N | [6 empty] | 36832 | 100% |  | 1841.6 |  | 4604 |  | 1: 7366.4; 3: 9208; 5: 7366.4; 7: 3683.2 | 1657.44 |  | 1104.96
2015 | 10170 | Kiamichi Electric Coop, Inc | OK | Cooperative | 332.4 | 2.06 | 161.3592 | 168.6 | 1.49 | 113.1544 | 320.4 | 1.9 | 168.6316 | 21372 | 24.9 | N | . | . | . | . | . | . | . |  |  | . |  | 163.8 | 0.57 | 113.1544 | 287.3684 | 287.3684 | 12182.04 | 12182.04 | 57% | 25.3374 | 609.102 | 50.6748 | 1522.755 | 152.0244 | 2436.408 | 253.3741 | 3045.51 | 380.0611 | 2436.408 | 506.7481 | 1218.204 | 760.1222 | 548.1918 | 1013.4963 | 365.4612 | 15433.0651 | 77165.3255 | 370393.5624 | 771653.255 | 925983.906 | 617322.604 | 416692.7577 | 370393.5624
2015 | 10171 | Kentucky Utilities Co | KY | Investor Owned | 124.01 | 1.222 | 101.4812 | 94.5 | 1.025 | 92.1951 | 102.13 | 0.893 | 114.3673 | 515956 | 34.5 | Y | . | . | . | . | . | . | . |  |  | . |  | 29.51 | 0.197 | 92.1951 | 149.797 | 149.797 | 101643.332 | 101643.332 | 19.7% | 13.2077 | 5082.1666 | 26.4153 | 12705.4165 | 79.246 | 20328.6664 | 132.0767 | 25410.833 | 198.115 | 20328.6664 | 264.1533 | 10164.3332 | 396.23 | 4573.9499 | 528.3067 | 3049.3 | 67123.5631 | 335617.8154 | 1610965.5141 | 3356178.1543 | 4027413.7852 | 2684942.5234 | 1812336.2033 | 1610965.5141
2015 | 10171 | Kentucky Utilities Co | VA | Investor Owned | 219.15 | 1.5 | 146.1 | 121.68 | 1.05 | 115.8857 | 176.07 | 1.151 | 152.9713 | 28351 | 34.5 | Y | . | . | . | . | . | . | . |  |  | . |  | 97.47 | 0.45 | 115.8857 | 216.6 | 216.6 | 12757.95 | 12757.95 | 45% | 19.0977 | 637.8975 | 38.1954 | 1594.7438 | 114.5863 | 2551.59 | 190.9772 | 3189.4875 | 286.4658 | 2551.59 | 381.9544 | 1275.795 | 572.9317 | 574.1078 | 763.9089 | 382.7385 | 12182.3893 | 60911.9464 | 292377.3429 | 609119.4644 | 730943.3572 | 487295.5715 | 328924.5108 | 292377.3429
2015 | 10210 | Ketchikan Public Utilities | AK | Municipal | . | . | . | . | . | . | . | . | . | . | . |  | 470.1 | 7.7 | 61.0519 | . | . | . | 7694 | N | L | 12.5 | N | [6 empty] | 7694 | 100% |  | 384.7 |  | 961.75 |  | 1: 1538.8; 3: 1923.5; 5: 1538.8; 7: 769.4 | 346.23 |  | 230.82
2015 | 10226 | City of Key West - (FL) | FL | Municipal | . | . | . | . | . | . | . | . | . | . | . |  | 47.1 | 1 | 47.1 | . | . | . | 29237 | Y | L | 13.8 | Y | [6 empty] | 29237 | 100% |  | 1461.85 |  | 3654.625 |  | 1: 5847.4; 3: 7309.25; 5: 5847.4; 7: 2923.7 | 1315.665 |  | 877.11
2015 | 10331 | Kingsport Power Co | TN | Investor Owned | 199.8 | 1.381 | 144.6778 | 199.8 | 1.381 | 144.6778 | 199.8 | 1.381 | 144.6778 | 47302 | 35 | Y | . | . | . | . | . | . | . |  |  | . |  | 0 | 0 | 144.6778 |  |  | 0 | 0 | 0% |  | 0 |  | 0 |  | 1: 0; 3: 0; 5: 0; 7: 0 | 0 |  | 0
2015 | 10345 | City of Kinston - (NC) | NC | Municipal | . | . | . | . | . | . | . | . | . | . | . |  | 106.5 | 1 | 106.5 | . | . | . | 11605 | N | L | 12.4 | N | [6 empty] | 11605 | 100% |  | 580.25 |  | 1450.625 |  | 1: 2321; 3: 2901.25; 5: 2321; 7: 1160.5 | 522.225 |  | 348.15
2015 | 10376 | Kissimmee Utility Authority | FL | Municipal | . | . | . | . | . | . | . | . | . | . | . |  | 42.07 | 0.79 | 53.2532 | 42.07 | 0.79 | 53.2532 | 70666 | N | L | 13.2 | Y | 0 | 0 | 53.2532 |  |  | 0 | 0 | 0% |  | 0 |  | 0 |  | 1: 0; 3: 0; 5: 0; 7: 0 | 0 |  | 0
2015 | 10393 | PUD No 1 of Klickitat County | WA | Political Subdivision | . | . | . | . | . | . | . | . | . | . | . |  | 240 | 1.5 | 160 | . | . | . | 12946 | N | L | 12.5 | N | [6 empty] | 12946 | 100% |  | 647.3 |  | 1618.25 |  | 1: 2589.2; 3: 3236.5; 5: 2589.2; 7: 1294.6 | 582.57 |  | 388.38
2015 | 10421 | Knoxville Utilities Board | TN | Municipal | 208.8 | 1.6 | 130.5 | 119.4 | 1.44 | 82.9167 | 208.8 | 1.6 | 130.5 | 195974 | 13 | Y | . | . | . | . | . | . | . |  |  | . |  | 89.4 | 0.16 | 82.9167 | 558.75 | 558.75 | 31355.84 | 31355.84 | 16% | 49.2652 | 1567.792 | 98.5305 | 3919.48 | 295.5915 | 6271.168 | 492.6525 | 7838.96 | 738.9787 | 6271.168 | 985.3049 | 3135.584 | 1477.9574 | 1411.0128 | 1970.6098 | 940.6752 | 77237.6588 | 386188.2939 | 1853703.8107 | 3861882.939 | 4634259.5268 | 3089506.3512 | 2085416.7871 | 1853703.8107
2015 | 10448 | Kosciusko County Rural E M C | IN | Cooperative | . | . | . | . | . | . | . | . | . | . | . |  | 181.93 | 1.3 | 139.9461 | 81.06 | 0.83 | 97.6627 | 17803 | N | L | 12.5 | Y | 100.87 | 0.47 | 97.6627 | 214.617 | 214.617 | 8367.41 | 8367.41 | 47% | 18.9229 | 418.3705 | 37.8458 | 1045.9262 | 113.5373 | 1673.482 | 189.2288 | 2091.8525 | 283.8432 | 1673.482 | 378.4576 | 836.741 | 567.6865 | 376.5335 | 756.9153 | 251.0223 | 7916.7757 | 39583.8783 | 190002.6156 | 395838.7825 | 475006.539 | 316671.026 | 213752.9426 | 190002.6156
2015 | 10454 | Kootenai Electric Cooperative | ID | Cooperative | . | . | . | . | . | . | . | . | . | . | . |  | 4587.6 | 3.65 | 1256.8767 | 504 | 1.58 | 318.9873 | 23272 | Y | O | 0.1 | Y | 4083.6 | 2.07 | 318.9873 | 1972.7536 | 4083.6 | 48173.04 | 23272 | 100% | 360.0529 | 1163.6 | 720.1058 | 2909 | 2160.3174 | 4654.4 | 3600.529 | 5818 | 5400.7935 | 4654.4 | 7201.058 | 2327.2 | 10801.5871 | 1047.24 | 14402.1161 | 698.16 | 418957.5571 | 2094787.7855 | 10054981.3702 | 20947877.8545 | 25137453.4254 | 16758302.2836 | 11311854.0414 | 10054981.3702
2015 | 10539 | La Plata Electric Assn, Inc | CO | Cooperative | 165.658 | 1.564 | 105.9194 | 57.213 | 0.789 | 72.5133 | 129.986 | 1.126 | 115.4405 | 41496 | 12.4 | Y | . | . | . | . | . | . | . |  |  | . |  | 108.445 | 0.775 | 72.5133 | 139.929 | 139.929 | 32159.4 | 32159.4 | 77.5% | 12.3376 | 1607.97 | 24.6752 | 4019.925 | 74.0256 | 6431.88 | 123.3761 | 8039.85 | 185.0641 | 6431.88 | 246.7522 | 3215.94 | 370.1282 | 1447.173 | 493.5043 | 964.782 | 19838.5028 | 99192.514 | 476124.0674 | 991925.1403 | 1190310.1684 | 793540.1123 | 535639.5758 | 476124.0674
2015 | 10562 | Lagrange County Rural E M C | IN | Cooperative | . | . | . | . | . | . | . | . | . | . | . |  | 124.23 | 1.19 | 104.395 | 49.45 | 0.84 | 58.869 | 7116 | N | F | 15 | N | 74.78 | 0.35 | 58.869 | 213.6571 | 213.6571 | 2490.6 | 2490.6 | 35% | 18.8382 | 124.53 | 37.6765 | 311.325 | 113.0295 | 498.12 | 188.3825 | 622.65 | 282.5737 | 498.12 | 376.765 | 249.06 | 565.1475 | 112.077 | 753.53 | 74.718 | 2345.9272 | 11729.6359 | 56302.2521 | 117296.3586 | 140755.6303 | 93837.0868 | 63340.0336 | 56302.2521
2015 | 10579 | City of LaFollette | TN | Municipal | 157.874 | 2.355 | 67.0378 | 157.874 | 2.355 | 67.0378 | 157.874 | 2.355 | 67.0378 | 21612 | 7.2 | Y | . | . | . | . | . | . | . |  |  | . |  | 0 | 0 | 67.0378 |  |  | 0 | 0 | 0% |  | 0 |  | 0 |  | 1: 0; 3: 0; 5: 0; 7: 0 | 0 |  | 0
2015 | 10599 | Lake Region Electric Coop, Inc - (OK) | OK | Cooperative | 230.534 | 1.478 | 155.977 | 211.931 | 1.454 | 145.7572 | 208.912 | 1.308 | 159.7186 | 24364 | 12.5 | Y | . | . | . | . | . | . | . |  |  | . |  | 18.603 | 0.024 | 145.7572 | 775.125 | 775.125 | 584.736 | 584.736 | 2.4% | 68.3431 | 29.2368 | 136.6863 | 73.092 | 410.0588 | 116.9472 | 683.4313 | 146.184 | 1025.147 | 116.9472 | 1366.8626 | 58.4736 | 2050.2939 | 26.3131 | 2733.7252 | 17.5421 | 1998.1344 | 9990.6721 | 47955.2262 | 99906.7212 | 119888.0655 | 79925.377 | 53949.6295 | 47955.2262
2015 | 10603 | Laclede Electric Coop, Inc | MO | Cooperative | . | . | . | . | . | . | . | . | . | . | . |  | 175.8 | 1.93 | 91.0881 | 138 | 1.75 | 78.8571 | 36559 | N | F | 12.4 | Y | 37.8 | 0.18 | 78.8571 | 210 | 210 | 6580.62 | 6580.62 | 18% | 18.5158 | 329.031 | 37.0316 | 822.5775 | 111.0948 | 1316.124 | 185.158 | 1645.155 | 277.737 | 1316.124 | 370.3159 | 658.062 | 555.4739 | 296.1279 | 740.6319 | 197.4186 | 6092.2713 | 30461.3564 | 146214.5105 | 304613.5636 | 365536.2763 | 243690.8508 | 164491.3243 | 146214.5105
2015 | 10618 | Lake Region Electric Cooperative - (MN) | MN | Cooperative | 162.23 | 1.85 | 87.6919 | 116.77 | 1.41 | 82.8156 | 143.04 | 1.64 | 87.2195 | 26871 | 12.5 | N | . | . | . | . | . | . | . |  |  | . |  | 45.46 | 0.44 | 82.8156 | 103.3182 | 103.3182 | 11823.24 | 11823.24 | 44% | 9.1096 | 591.162 | 18.2192 | 1477.905 | 54.6577 | 2364.648 | 91.0961 | 2955.81 | 136.6442 | 2364.648 | 182.1922 | 1182.324 | 273.2884 | 532.0458 | 364.3845 | 354.6972 | 5385.2564 | 26926.282 | 129246.1536 | 269262.82 | 323115.384 | 215410.256 | 145401.9228 | 129246.1536
2015 | 10623 | City of Lakeland - (FL) | FL | Municipal | . | . | . | . | . | . | . | . | . | . | . |  | 55.403 | 0.725 | 76.4179 | 55.403 | 0.725 | 76.4179 | 129237 | N | L | 12.5 | N | 0 | 0 | 76.4179 |  |  | 0 | 0 | 0% |  | 0 |  | 0 |  | 1: 0; 3: 0; 5: 0; 7: 0 | 0 |  | 0
2015 | 10624 | Southern Rivers Energy | GA | Cooperative | 244.913 | 1.829 | 133.9054 | 175.224 | 1.758 | 99.6724 | 244.913 | 1.639 | 149.4283 | 18453 | 24.9 | Y | . | . | . | . | . | . | . |  |  | . |  | 69.689 | 0.071 | 99.6724 | 981.5352 | 981.5352 | 1310.163 | 1310.163 | 7.1% | 86.5424 | 65.5082 | 173.0848 | 163.7704 | 519.2545 | 262.0326 | 865.4241 | 327.5408 | 1298.1362 | 262.0326 | 1730.8483 | 131.0163 | 2596.2724 | 58.9573 | 3461.6966 | 39.3049 | 5669.2334 | 28346.1672 | 136061.6024 | 283461.6716 | 340154.006 | 226769.3373 | 153069.3027 | 136061.6024
2015 | 10625 | Lamb County Electric Coop, Inc | TX | Cooperative | . | . | . | . | . | . | . | . | . | . | . |  | 96.7 | . | . | . | . | . | 11381 | N | L | . | Y | [6 empty] | 11381 | 100% |  | 569.05 |  | 1422.625 |  | 1: 2276.2; 3: 2845.25; 5: 2276.2; 7: 1138.1 | 512.145 |  | 341.43
2015 | 10681 | Lane Electric Coop Inc | OR | Cooperative | . | . | . | . | . | . | . | . | . | . | . |  | 224.6 | 1.11 | 202.3423 | 224.6 | 1.11 | 202.3423 | 14458 | N | L | 12.4 | Y | 0 | 0 | 202.3423 |  |  | 0 | 0 | 0% |  | 0 |  | 0 |  | 1: 0; 3: 0; 5: 0; 7: 0 | 0 |  | 0
2015 | 10697 | Lake Country Power | MN | Cooperative | 304.99 | 2.501 | 121.9472 | 202.33 | 1.873 | 108.0246 | 270.39 | 2.185 | 123.7483 | 48631 | 24.9 | Y | . | . | . | . | . | . | . |  |  | . |  | 102.66 | 0.628 | 108.0246 | 163.4713 | 163.4713 | 30540.268 | 30540.268 | 62.8% | 14.4133 | 1527.0134 | 28.8267 | 3817.5335 | 86.4801 | 6108.0536 | 144.1334 | 7635.067 | 216.2002 | 6108.0536 | 288.2669 | 3054.0268 | 432.4003 | 1374.3121 | 576.5337 | 916.208 | 22009.3687 | 110046.8434 | 528224.8481 | 1100468.4335 | 1320562.1202 | 880374.7468 | 594252.9541 | 528224.8481
2015 | 10704 | City of Lansing - (MI) | MI | Municipal | . | . | . | . | . | . | . | . | . | . | . |  | 139 | 1.08 | 128.7037 | 43.4 | 0.49 | 88.5714 | 96704 | N | F | 13.2 | Y | 95.6 | 0.59 | 88.5714 | 162.0339 | 162.0339 | 57055.36 | 57055.36 | 59% | 14.2866 | 2852.768 | 28.5732 | 7131.92 | 85.7196 | 11411.072 | 142.866 | 14263.84 | 214.2991 | 11411.072 | 285.7321 | 5705.536 | 428.5981 | 2567.4912 | 571.4642 | 1711.6608 | 40756.3662 | 203781.831 | 978152.7888 | 2037818.3101 | 2445381.9721 | 1630254.6481 | 1100421.8874 | 978152.7888
2015 | 10724 | Lassen Municipal Utility District | CA | Municipal | . | . | . | . | . | . | . | . | . | . | . |  | 1256.1 | 3.6 | 348.9167 | 1256.1 | 3.6 | 348.9167 | 12080 | N | O | 14.4 | N | 0 | 0 | 348.9167 |  |  | 0 | 0 | 0% |  | 0 |  | 0 |  | 1: 0; 3: 0; 5: 0; 7: 0 | 0 |  | 0
2015 | 10768 | Laurens Electric Coop, Inc | SC | Cooperative | 201.95 | 1.38 | 146.3406 | 86.2 | 0.88 | 97.9545 | 192.91 | 1.29 | 149.5426 | 54389 | 14.4 | Y | . | . | . | . | . | . | . |  |  | . |  | 115.75 | 0.5 | 97.9545 | 231.5 | 231.5 | 27194.5 | 27194.5 | 50% | 20.4115 | 1359.725 | 40.8229 | 3399.3125 | 122.4688 | 5438.9 | 204.1146 | 6798.625 | 306.1719 | 5438.9 | 408.2292 | 2719.45 | 612.3439 | 1223.7525 | 816.4585 | 815.835 | 27753.9754 | 138769.8769 | 666095.4093 | 1387698.7693 | 1665238.5231 | 1110159.0154 | 749357.3354 | 666095.4093
2015 | 10801 | Leavenworth-Jefferson E C, Inc | KS | Cooperative | 334.9 | . | . | 334.9 | . | . | 243.9 | . | . | 8222 | . | Y | . | . | . | . | . | . | . |  |  | . |  | 0 |  |  |  | 0 |  | 8222 | 100% | 0 | 411.1 | 0 | 1027.75 | 0 | 1644.4 | 0 | 2055.5 | 0 | 1644.4 | 0 | 822.2 | 0 | 369.99 | 0 | 246.66 | 0 | 0 | 0 | 0 | 0 | 0 | 0 | 0
2015 | 10814 | City of Le Sueur - (MN) | MN | Municipal | . | . | . | . | . | . | . | . | . | . | . |  | 19 | 0.26 | 73.0769 | . | . | . | 2223 | Y | L | 12 | N | [6 empty] | 2223 | 100% |  | 111.15 |  | 277.875 |  | 1: 444.6; 3: 555.75; 5: 444.6; 7: 222.3 | 100.035 |  | 66.69
2015 | 10817 | Lea County Electric Coop, Inc | NM | Cooperative | . | . | . | . | . | . | . | . | . | . | . |  | 200.83 | 7.59 | 26.4598 | 175.28 | 7.19 | 24.3783 | 11323 | N | L | 24.9 | N | 25.55 | 0.4 | 24.3783 | 63.875 | 63.875 | 4529.2 | 4529.2 | 40% | 5.6319 | 226.46 | 11.2638 | 566.15 | 33.7913 | 905.84 | 56.3189 | 1132.3 | 84.4783 | 905.84 | 112.6378 | 452.92 | 168.9566 | 203.814 | 225.2755 | 135.876 | 1275.3974 | 6376.9871 | 30609.5383 | 63769.8714 | 76523.8457 | 51015.8971 | 34435.7306 | 30609.5383
2015 | 10817 | Lea County Electric Coop, Inc | TX | Cooperative | . | . | . | . | . | . | . | . | . | . | . |  | 310.42 | 11.43 | 27.1584 | 241.75 | 6.91 | 34.9855 | 4656 | N | L | 24.9 | N | 68.67 | 4.52 | 34.9855 | 15.1925 | 68.67 | 21045.12 | 4656 | 100% | 6.0547 | 232.8 | 12.1093 | 582 | 36.328 | 931.2 | 60.5467 | 1164 | 90.82 | 931.2 | 121.0933 | 465.6 | 181.64 | 209.52 | 242.1866 | 139.68 | 1409.5262 | 7047.6309 | 33828.6281 | 70476.3086 | 84571.5703 | 56381.0469 | 38057.2066 | 33828.6281
2015 | 10857 | Lee County Electric Coop, Inc | FL | Cooperative | . | . | . | . | . | . | . | . | . | . | . |  | 83.26 | 1.13 | 73.6814 | 83.26 | 1.13 | 73.6814 | 213225 | Y | F | 24.9 | Y | 0 | 0 | 73.6814 |  |  | 0 | 0 | 0% |  | 0 |  | 0 |  | 1: 0; 3: 0; 5: 0; 7: 0 | 0 |  | 0
2015 | 10868 | City of Leesburg - (FL) | FL | Municipal | . | . | . | . | . | . | . | . | . | . | . |  | . | . | . | 60.058 | 0.968 | 62.0434 | 22498 | N | L | 12.5 | N |  |  | 62.0434 |  |  |  | 22498 | 100% |  | 1124.9 |  | 2812.25 |  | 1: 4499.6; 3: 5624.5; 5: 4499.6; 7: 2249.8 | 1012.41 |  | 674.94
2015 | 10879 | Lehi City Corporation | UT | Municipal | 111.089 | 0.8 | 138.8613 | 22.907 | 0.3 | 76.3567 | 22.907 | 0.3 | 76.3567 | 18152 | 12.5 | N | . | . | . | . | . | . | . |  |  | . |  | 88.182 | 0.5 | 76.3567 | 176.364 | 176.364 | 9076 | 9076 | 50% | 15.5501 | 453.8 | 31.1002 | 1134.5 | 93.3006 | 1815.2 | 155.501 | 2269 | 233.2514 | 1815.2 | 311.0019 | 907.6 | 466.5029 | 408.42 | 622.0038 | 272.28 | 7056.6333 | 35283.1667 | 169359.2003 | 352831.6673 | 423398.0008 | 282265.3338 | 190529.1003 | 169359.2003
2015 | 10944 | PUD No 1 of Lewis County | WA | Political Subdivision | 457.909 | 2.05 | 223.3702 | 261.505 | 1.3 | 201.1577 | 454.298 | 2.02 | 224.9 | 31826 | 25 | N | . | . | . | . | . | . | . |  |  | . |  | 196.404 | 0.75 | 201.1577 | 261.872 | 261.872 | 23869.5 | 23869.5 | 75% | 23.0894 | 1193.475 | 46.1788 | 2983.6875 | 138.5363 | 4773.9 | 230.8938 | 5967.375 | 346.3406 | 4773.9 | 461.7875 | 2386.95 | 692.6813 | 1074.1275 | 923.575 | 716.085 | 27556.5924 | 137782.9619 | 661358.217 | 1377829.6188 | 1653395.5426 | 1102263.695 | 744027.9942 | 661358.217
2015 | 10966 | City of Lexington - (NC) | NC | Municipal | . | . | . | . | . | . | . | . | . | . | . |  | 13.32 | 0.098 | 135.9184 | 13.32 | 0.098 | 135.9184 | 19169 | Y | L | 12.5 | Y | 0 | 0 | 135.9184 |  |  | 0 | 0 | 0% |  | 0 |  | 0 |  | 1: 0; 3: 0; 5: 0; 7: 0 | 0 |  | 0
2015 | 11011 | Licking Valley Rural E C C | KY | Cooperative | . | . | . | . | . | . | . | . | . | . | . |  | 434.816 | 2.288 | 190.042 | 203.454 | 1.689 | 120.4583 | 17289 | N | L | 7.2 | N | 231.362 | 0.599 | 120.4583 | 386.2471 | 386.2471 | 10356.111 | 10356.111 | 59.9% | 34.0556 | 517.8056 | 68.1112 | 1294.5139 | 204.3335 | 2071.2222 | 340.5558 | 2589.0278 | 510.8338 | 2071.2222 | 681.1117 | 1035.6111 | 1021.6675 | 466.025 | 1362.2233 | 310.6833 | 17634.1702 | 88170.8512 | 423220.086 | 881708.5124 | 1058050.2149 | 705366.8099 | 476122.5967 | 423220.086
2015 | 11018 | Lincoln Electric System | NE | Municipal | 57.3 | 0.55 | 104.1818 | 27.5 | 0.4 | 68.75 | 57.3 | 0.55 | 104.1818 | 129675 | 35 | N | . | . | . | . | . | . | . |  |  | . |  | 29.8 | 0.15 | 68.75 | 198.6667 | 198.6667 | 19451.25 | 19451.25 | 15% | 17.5165 | 972.5625 | 35.0331 | 2431.4062 | 105.0992 | 3890.25 | 175.1653 | 4862.8125 | 262.748 | 3890.25 | 350.3306 | 1945.125 | 525.496 | 875.3062 | 700.6613 | 583.5375 | 17035.9221 | 85179.6106 | 408862.1308 | 851796.1058 | 1022155.327 | 681436.8846 | 459969.8971 | 408862.1308
2015 | 11022 | Lincoln Electric Coop, Inc | MT | Cooperative | 371.23 | . | . | 371.23 | . | . | 371.23 | . | . | 5694 | . |  | . | . | . | . | . | . | . |  |  | . |  | 0 |  |  |  | 0 |  | 5694 | 100% | 0 | 284.7 | 0 | 711.75 | 0 | 1138.8 | 0 | 1423.5 | 0 | 1138.8 | 0 | 569.4 | 0 | 256.23 | 0 | 170.82 | 0 | 0 | 0 | 0 | 0 | 0 | 0 | 0
2015 | 11053 | Linn County REC | IA | Cooperative | 98.322 | 1.133 | 86.7802 | 95.876 | 1.107 | 86.6089 | . | . | . | 26271 | 12.5 | Y | . | . | . | . | . | . | . |  |  | . |  | 2.446 | 0.026 | 86.6089 | 94.0769 | 94.0769 | 683.046 | 683.046 | 2.6% | 8.2948 | 34.1523 | 16.5896 | 85.3808 | 49.7688 | 136.6092 | 82.9481 | 170.7615 | 124.4221 | 136.6092 | 165.8961 | 68.3046 | 248.8442 | 30.7371 | 331.7922 | 20.4914 | 283.2867 | 1416.4335 | 6798.8808 | 14164.3349 | 16997.2019 | 11331.4679 | 7648.7408 | 6798.8808
2015 | 11124 | City of Lodi - (CA) | CA | Municipal | . | . | . | . | . | . | . | . | . | . | . |  | 24 | 0.4 | 60 | 24 | 0.4 | 60 | 23496 | N | F | 12 | N | 0 | 0 | 60 |  |  | 0 | 0 | 0% |  | 0 |  | 0 |  | 1: 0; 3: 0; 5: 0; 7: 0 | 0 |  | 0
2015 | 11135 | City of Logan - (UT) | UT | Municipal | 12.214 | 0.2 | 61.07 | 4.616 | 0.1 | 46.16 | 12.214 | 0.2 | 61.07 | 19153 | 46 | N | . | . | . | . | . | . | . |  |  | . |  | 7.598 | 0.1 | 46.16 | 75.98 | 75.98 | 1915.3 | 1915.3 | 10% | 6.6992 | 95.765 | 13.3984 | 239.4125 | 40.1952 | 383.06 | 66.9919 | 478.825 | 100.4879 | 383.06 | 133.9838 | 191.53 | 200.9758 | 86.1885 | 267.9677 | 57.459 | 641.5481 | 3207.7405 | 15397.1544 | 32077.405 | 38492.886 | 25661.924 | 17321.7987 | 15397.1544
2015 | 11148 | City of Lompoc - (CA) | CA | Municipal | . | . | . | . | . | . | . | . | . | . | . |  | 22.395 | 0.064 | 349.9219 | . | . | . | 14203 | N | F | 12 | N | [6 empty] | 14203 | 100% |  | 710.15 |  | 1775.375 |  | 1: 2840.6; 3: 3550.75; 5: 2840.6; 7: 1420.3 | 639.135 |  | 426.09
2015 | 11171 | Long Island Power Authority | NY | State | . | . | . | . | . | . | . | . | . | . | . |  | 116 | 0.99 | 117.1717 | 74.6 | 0.9 | 82.8889 | 1116191 | N | O | 13.8 | Y | 41.4 | 0.09 | 82.8889 | 460 | 460 | 100457.19 | 100457.19 | 9% | 40.5584 | 5022.8595 | 81.1168 | 12557.1488 | 243.3505 | 20091.438 | 405.5841 | 25114.2975 | 608.3762 | 20091.438 | 811.1683 | 10045.719 | 1216.7524 | 4520.5736 | 1622.3365 | 3013.7157 | 203719.2097 | 1018596.0485 | 4889261.0328 | 10185960.4849 | 12223152.5819 | 8148768.388 | 5500418.6619 | 4889261.0328
2015 | 11187 | City of Longmont | CO | Municipal | . | . | . | . | . | . | . | . | . | . | . |  | 23.68 | 0.36 | 65.7778 | 23.68 | 0.36 | 65.7778 | 41147 | N | F | 12.5 | N | 0 | 0 | 65.7778 |  |  | 0 | 0 | 0% |  | 0 |  | 0 |  | 1: 0; 3: 0; 5: 0; 7: 0 | 0 |  | 0
2015 | 11200 | Lorain-Medina R E C, Inc | OH | Cooperative | 105.481 | . | . | 105.481 | . | . | 66.603 | . | . | 16104 | 12.5 | Y | . | . | . | . | . | . | . |  |  | . |  | 0 |  |  |  | 0 |  | 16104 | 100% | 0 | 805.2 | 0 | 2013 | 0 | 3220.8 | 0 | 4026 | 0 | 3220.8 | 0 | 1610.4 | 0 | 724.68 | 0 | 483.12 | 0 | 0 | 0 | 0 | 0 | 0 | 0 | 0
2015 | 11203 | Logan County Coop Power & Light | OH | Cooperative | 97.8 | . | . | 17.4 | . | . | 97.8 | . | . | 4614 | 12.5 | Y | . | . | . | . | . | . | . |  |  | . |  | 80.4 |  |  |  | 80.4 |  | 4614 | 100% | 7.0889 | 230.7 | 14.1778 | 576.75 | 42.5334 | 922.8 | 70.8891 | 1153.5 | 106.3336 | 922.8 | 141.7781 | 461.4 | 212.6672 | 207.63 | 283.5562 | 138.42 | 1635.4104 | 8177.0522 | 39249.8504 | 81770.5217 | 98124.626 | 65416.4173 | 44156.0817 | 39249.8504
2015 | 11204 | Los Alamos County | NM | Municipal | 61.03 | 1.02 | 59.8333 | . | . | . | . | . | . | 9010 | 13.2 | N | . | . | . | . | . | . | . |  |  | . | [7 empty] | 9010 | 100% |  | 450.5 |  | 1126.25 |  | 1: 1802; 3: 2252.5; 5: 1802; 7: 901 | 405.45 |  | 270.3
2015 | 11208 | Los Angeles Department of Water & Power | CA | Municipal | 92.44 | 0.74 | 124.9189 | 92.44 | 0.74 | 124.9189 | . | . | . | 1596912 | 34.5 | N | . | . | . | . | . | . | . |  |  | . |  | 0 | 0 | 124.9189 |  |  | 0 | 0 | 0% |  | 0 |  | 0 |  | 1: 0; 3: 0; 5: 0; 7: 0 | 0 |  | 0
2015 | 11241 | Entergy Louisiana LLC | LA | Investor Owned | 374.7 | 2.079 | 180.2309 | 175.5 | 1.628 | 107.801 | 360.8 | 1.899 | 189.9947 | 671784 | 34.5 | Y | . | . | . | . | . | . | . |  |  | . |  | 199.2 | 0.451 | 107.801 | 441.6851 | 441.6851 | 302974.584 | 302974.584 | 45.1% | 38.9436 | 15148.7292 | 77.8872 | 37871.823 | 233.6615 | 60594.9168 | 389.4358 | 75743.646 | 584.1538 | 60594.9168 | 778.8717 | 30297.4584 | 1168.3075 | 13633.8563 | 1557.7433 | 9089.2375 | 589945.8022 | 2949729.011 | 14158699.2529 | 29497290.1102 | 35396748.1323 | 23597832.0882 | 15928536.6595 | 14158699.2529
2015 | 11249 | Louisville Gas & Electric Co | KY | Investor Owned | 120.29 | 1.157 | 103.9672 | 75.46 | 0.958 | 78.7683 | 119.1 | 1.123 | 106.0552 | 401371 | 34.5 | Y | . | . | . | . | . | . | . |  |  | . |  | 44.83 | 0.199 | 78.7683 | 225.2764 | 225.2764 | 79872.829 | 79872.829 | 19.9% | 19.8627 | 3993.6415 | 39.7254 | 9984.1036 | 119.1763 | 15974.5658 | 198.6272 | 19968.2072 | 297.9408 | 15974.5658 | 397.2545 | 7987.2829 | 595.8817 | 3594.2773 | 794.5089 | 2396.1849 | 79324.5934 | 396622.9669 | 1903790.2409 | 3966229.6686 | 4759475.6024 | 3172983.7349 | 2141764.0211 | 1903790.2409
2015 | 11251 | Loup River Public Power Dist | NE | Political Subdivision | . | . | . | . | . | . | . | . | . | . | . |  | 15 | 0.3 | 50 | 12 | 0.2 | 60 | 19479 | N | F | 12.5 | N | 3 | 0.1 | 60 | 30 | 30 | 1947.9 | 1947.9 | 10% | 2.6451 | 97.395 | 5.2902 | 243.4875 | 15.8707 | 389.58 | 26.4511 | 486.975 | 39.6767 | 389.58 | 52.9023 | 194.79 | 79.3534 | 87.6555 | 105.8046 | 58.437 | 257.6209 | 1288.1043 | 6182.9008 | 12881.0434 | 15457.252 | 10304.8347 | 6955.7634 | 6182.9008
2015 | 11256 | City of Loveland - (CO) | CO | Municipal | 38.37 | 0.4 | 95.925 | 38.37 | 0.4 | 95.925 | 38.37 | 0.4 | 95.925 | 33934 | 12.5 | N | . | . | . | . | . | . | . |  |  | . |  | 0 | 0 | 95.925 |  |  | 0 | 0 | 0% |  | 0 |  | 0 |  | 1: 0; 3: 0; 5: 0; 7: 0 | 0 |  | 0
2015 | 11291 | Lumbee River Elec Member Corp | NC | Cooperative | 367.19 | 1.7 | 215.9941 | 117.37 | 1.3 | 90.2846 | 356.97 | 1.555 | 229.5627 | 58775 | 25 | Y | . | . | . | . | . | . | . |  |  | . |  | 249.82 | 0.4 | 90.2846 | 624.55 | 624.55 | 23510 | 23510 | 40% | 55.0669 | 1175.5 | 110.1337 | 2938.75 | 330.4012 | 4702 | 550.6686 | 5877.5 | 826.0029 | 4702 | 1101.3373 | 2351 | 1652.0059 | 1057.95 | 2202.6745 | 705.3 | 64731.097 | 323655.4849 | 1553546.3277 | 3236554.8494 | 3883865.8193 | 2589243.8795 | 1747739.6187 | 1553546.3277
2015 | 11298 | Lyon Rural Electric Coop | IA | Cooperative | 51.65 | 1.1 | 46.9545 | 51.65 | 1.1 | 46.9545 | 39.16 | 0.58 | 67.5172 | 2180 | 7.2 | N | . | . | . | . | . | . | . |  |  | . |  | 0 | 0 | 46.9545 |  |  | 0 | 0 | 0% |  | 0 |  | 0 |  | 1: 0; 3: 0; 5: 0; 7: 0 | 0 |  | 0
2015 | 11332 | City of Luverne - (MN) | MN | Municipal | . | . | . | . | . | . | . | . | . | . | . |  | 26.5 | 1.001 | 26.4735 | 26.5 | 1.001 | 26.4735 | 2400 | Y | L | 24.9 | N | 0 | 0 | 26.4735 |  |  | 0 | 0 | 0% |  | 0 |  | 0 |  | 1: 0; 3: 0; 5: 0; 7: 0 | 0 |  | 0
2015 | 11345 | Lyon-Lincoln Electric Coop Inc | MN | Cooperative | 9 | 0.01 | 900 | 9 | 0.01 | 900 | 9 | 0.01 | 900 | 3950 | 12.4 | N | . | . | . | . | . | . | . |  |  | . |  | 0 | 0 | 900 |  |  | 0 | 0 | 0% |  | 0 |  | 0 |  | 1: 0; 3: 0; 5: 0; 7: 0 | 0 |  | 0
2015 | 11355 | Lynches River Elec Coop, Inc | SC | Cooperative | 303 | 2 | 151.5 | 302 | 1.9 | 158.9474 | 269 | 1.5 | 179.3333 | 20676 | 24.9 | Y | . | . | . | . | . | . | . |  |  | . |  | 1 | 0.1 | 158.9474 | 10 | 10 | 2067.6 | 2067.6 | 10% | 0.8817 | 103.38 | 1.7634 | 258.45 | 5.2902 | 413.52 | 8.817 | 516.9 | 13.2256 | 413.52 | 17.6341 | 206.76 | 26.4511 | 93.042 | 35.2682 | 62.028 | 91.1506 | 455.7531 | 2187.615 | 4557.5312 | 5469.0375 | 3646.025 | 2461.0669 | 2187.615
2015 | 11359 | Village of Lyndonville - (VT) | VT | Municipal | . | . | . | . | . | . | . | . | . | . | . |  | . | 2 | . | . | 2 | . | 5520 | Y | F | 10.5 | N |  | 0 |  |  |  | 0 | 0 | 0% |  | 0 |  | 0 |  | 1: 0; 3: 0; 5: 0; 7: 0 | 0 |  | 0
2015 | 11364 | Lyntegar Electric Coop, Inc | TX | Cooperative | 2054.68 | . | . | 481.88 | . | . | 1991.51 | . | . | 22359 | 14.4 | Y | . | . | . | . | . | . | . |  |  | . |  | 1572.8 |  |  |  | 1572.8 |  | 22359 | 100% | 138.6745 | 1117.95 | 277.349 | 2794.875 | 832.047 | 4471.8 | 1386.745 | 5589.75 | 2080.1176 | 4471.8 | 2773.4901 | 2235.9 | 4160.2351 | 1006.155 | 5546.9802 | 670.77 | 155031.1618 | 775155.809 | 3720747.883 | 7751558.0896 | 9301869.7076 | 6201246.4717 | 4185841.3684 | 3720747.883
2015 | 11460 | City of Macon - (MO) | MO | Municipal | 59.64 | 2.17 | 27.4839 | 21.461 | 1.361 | 15.7686 | 21.461 | 1.361 | 15.7686 | 2981 | 13 | N | . | . | . | . | . | . | . |  |  | . |  | 38.179 | 0.809 | 15.7686 | 47.1928 | 47.1928 | 2411.629 | 2411.629 | 80.9% | 4.161 | 120.5815 | 8.322 | 301.4536 | 24.9661 | 482.3258 | 41.6101 | 602.9072 | 62.4152 | 482.3258 | 83.2203 | 241.1629 | 124.8304 | 108.5233 | 166.4405 | 72.3489 | 501.7411 | 2508.7053 | 12041.7856 | 25087.0534 | 30104.4641 | 20069.6427 | 13547.0088 | 12041.7856
2015 | 11479 | Madison Gas & Electric Co | WI | Investor Owned | 30.95 | 0.33 | 93.7879 | 25.84 | 0.313 | 82.5559 | 30.95 | 0.33 | 93.7879 | 146757 | 13.8 | Y | . | . | . | . | . | . | . |  |  | . |  | 5.11 | 0.017 | 82.5559 | 300.5882 | 300.5882 | 2494.869 | 2494.869 | 1.7% | 26.503 | 124.7434 | 53.006 | 311.8586 | 159.018 | 498.9738 | 265.03 | 623.7173 | 397.5451 | 498.9738 | 530.0601 | 249.4869 | 795.0901 | 112.2691 | 1060.1202 | 74.8461 | 3306.0761 | 16530.3807 | 79345.8272 | 165303.8068 | 198364.5681 | 132243.0454 | 89264.0557 | 79345.8272
2015 | 11501 | Magic Valley Electric Coop Inc | TX | Cooperative | 132 | . | . | 97.6 | . | . | 118 | . | . | 107654 | 12.4 | Y | . | . | . | . | . | . | . |  |  | . |  | 34.4 |  |  |  | 34.4 |  | 107654 | 100% | 3.0331 | 5382.7 | 6.0661 | 13456.75 | 18.1984 | 21530.8 | 30.3306 | 26913.5 | 45.496 | 21530.8 | 60.6613 | 10765.4 | 90.9919 | 4844.43 | 121.3226 | 3229.62 | 16326.0732 | 81630.3659 | 391825.7564 | 816303.6591 | 979564.3909 | 653042.9273 | 440803.9759 | 391825.7564
2015 | 11519 | Magnolia Electric Power Assn | MS | Cooperative | 387 | . | . | . | . | . | 320.9 | . | . | 31206 | 15 | Y | . | . | . | . | . | . | . |  |  | . | [7 empty] | 31206 | 100% |  | 1560.3 |  | 3900.75 |  | 1: 6241.2; 3: 7801.5; 5: 6241.2; 7: 3120.6 | 1404.27 |  | 936.18
2015 | 11560 | City of Manassas - (VA) | VA | Municipal | 49.54 | 0.79 | 62.7089 | 49.54 | 0.79 | 62.7089 | . | . | . | 15955 | 13.2 | N | . | . | . | . | . | . | . |  |  | . |  | 0 | 0 | 62.7089 |  |  | 0 | 0 | 0% |  | 0 |  | 0 |  | 1: 0; 3: 0; 5: 0; 7: 0 | 0 |  | 0
2015 | 11571 | Manitowoc Public Utilities | WI | Municipal | 27 | 0.1 | 270 | 4 | 0.07 | 57.1429 | 27 | 0.1 | 270 | 17521 | 13.2 | N | . | . | . | . | . | . | . |  |  | . |  | 23 | 0.03 | 57.1429 | 766.6667 | 766.6667 | 525.63 | 525.63 | 3% | 67.5974 | 26.2815 | 135.1947 | 65.7037 | 405.5841 | 105.126 | 675.9735 | 131.4075 | 1013.9603 | 105.126 | 1351.9471 | 52.563 | 2027.9206 | 23.6533 | 2703.8942 | 15.7689 | 1776.5599 | 8882.7994 | 42637.4372 | 88827.9941 | 106593.5929 | 71062.3953 | 47967.1168 | 42637.4372
2015 | 11586 | Town of Mansfield - (MA) | MA | Municipal | 9.581 | 0.081 | 118.284 | 9.581 | 0.081 | 118.284 | 9.581 | 0.081 | 118.284 | 9682 | 15 | N | . | . | . | . | . | . | . |  |  | . |  | 0 | 0 | 118.284 |  |  | 0 | 0 | 0% |  | 0 |  | 0 |  | 1: 0; 3: 0; 5: 0; 7: 0 | 0 |  | 0
2015 | 11646 | City of Marietta - (GA) | GA | Municipal | 73.56 | 0.955 | 77.0262 | 60.42 | 0.836 | 72.2727 | 59.69 | 0.763 | 78.2307 | 43529 | 12.5 | Y | . | . | . | . | . | . | . |  |  | . |  | 13.14 | 0.119 | 72.2727 | 110.4202 | 110.4202 | 5179.951 | 5179.951 | 11.9% | 9.7358 | 258.9975 | 19.4716 | 647.4939 | 58.4148 | 1035.9902 | 97.358 | 1294.9878 | 146.037 | 1035.9902 | 194.7159 | 517.9951 | 292.0739 | 233.0978 | 389.4319 | 155.3985 | 2521.5477 | 12607.7383 | 60517.1437 | 126077.3828 | 151292.8594 | 100861.9062 | 68081.7867 | 60517.1437
2015 | 11693 | Marlboro Electric Coop, Inc | SC | Cooperative | 232.67 | 2.16 | 107.7176 | 173.39 | 1.93 | 89.8394 | 232.67 | 2.16 | 107.7176 | 6473 | . | Y | . | . | . | . | . | . | . |  |  | . |  | 59.28 | 0.23 | 89.8394 | 257.7391 | 257.7391 | 1488.79 | 1488.79 | 23% | 22.725 | 74.4395 | 45.45 | 186.0987 | 136.3499 | 297.758 | 227.2498 | 372.1975 | 340.8747 | 297.758 | 454.4996 | 148.879 | 681.7494 | 66.9956 | 908.9991 | 44.6637 | 1691.636 | 8458.1802 | 40599.2648 | 84581.8016 | 101498.1619 | 67665.4413 | 45674.1729 | 40599.2648
2015 | 11701 | City of Marquette - (MI) | MI | Municipal | 30 | 0.4 | 75 | 21.37 | 0.3 | 71.2333 | . | . | . | 16581 | 12.5 | N | . | . | . | . | . | . | . |  |  | . |  | 8.63 | 0.1 | 71.2333 | 86.3 | 86.3 | 1658.1 | 1658.1 | 10% | 7.6091 | 82.905 | 15.2182 | 207.2625 | 45.6547 | 331.62 | 76.0911 | 414.525 | 114.1367 | 331.62 | 152.1822 | 165.81 | 228.2733 | 74.6145 | 304.3644 | 49.743 | 630.8333 | 3154.1667 | 15140.0002 | 31541.6672 | 37850.0006 | 25233.3337 | 17032.5003 | 15140.0002
2015 | 11731 | City of Marshall - (MN) | MN | Municipal | . | . | . | . | . | . | . | . | . | . | . |  | 0.604 | 0.004 | 151 | 0.604 | 0.004 | 151 | 6586 | N | O | 13.8 | N | 0 | 0 | 151 |  |  | 0 | 0 | 0% |  | 0 |  | 0 |  | 1: 0; 3: 0; 5: 0; 7: 0 | 0 |  | 0
2015 | 11732 | City of Marshall - (MO) | MO | Municipal | . | . | . | . | . | . | . | . | . | . | . |  | 15.38 | 0.42 | 36.619 | 15.38 | 0.42 | 36.619 | 5920 | N | L | 13.2 | N | 0 | 0 | 36.619 |  |  | 0 | 0 | 0% |  | 0 |  | 0 |  | 1: 0; 3: 0; 5: 0; 7: 0 | 0 |  | 0
2015 | 11740 | City of Marshfield - (WI) | WI | Municipal | 15.01 | 0.216 | 69.4907 | 4.648 | 0.156 | 29.7949 | 15.01 | 0.216 | 69.4907 | 13297 | 13.2 | Y | . | . | . | . | . | . | . |  |  | . |  | 10.362 | 0.06 | 29.7949 | 172.7 | 172.7 | 797.82 | 797.82 | 6% | 15.227 | 39.891 | 30.4541 | 99.7275 | 91.3622 | 159.564 | 152.2704 | 199.455 | 228.4056 | 159.564 | 304.5408 | 79.782 | 456.8112 | 35.9019 | 609.0816 | 23.9346 | 607.4218 | 3037.1091 | 14578.1235 | 30371.0905 | 36445.3086 | 24296.8724 | 16400.3889 | 14578.1235
2015 | 11788 | Consumers Energy | IA | Cooperative | . | . | . | 96 | 1.08 | 88.8889 | 80.4 | 0.77 | 104.4156 | 6406 | 12.5 | N | . | . | . | . | . | . | . |  |  | . |  |  |  | 88.8889 |  |  |  | 6406 | 100% |  | 320.3 |  | 800.75 |  | 1: 1281.2; 3: 1601.5; 5: 1281.2; 7: 640.6 | 288.27 |  | 192.18
2015 | 11804 | Massachusetts Electric Co | MA | Investor Owned | . | . | . | . | . | . | . | . | . | . | . |  | 86.87 | 0.781 | 111.2292 | 82.37 | 0.749 | 109.9733 | 1274295 | N | L | 69 | Y | 4.5 | 0.032 | 109.9733 | 140.625 | 140.625 | 40777.44 | 40777.44 | 3.2% | 12.399 | 2038.872 | 24.7979 | 5097.18 | 74.3938 | 8155.488 | 123.9897 | 10194.36 | 185.9846 | 8155.488 | 247.9794 | 4077.744 | 371.9691 | 1834.9848 | 495.9589 | 1223.3232 | 25279.9155 | 126399.5775 | 606717.9721 | 1263995.7752 | 1516794.9302 | 1011196.6201 | 682557.7186 | 606717.9721
2015 | 11811 | Town of Massena - (NY) | NY | Municipal | . | . | . | . | . | . | . | . | . | . | . |  | 33.37 | 0.48 | 69.5208 | 33.37 | 0.48 | 69.5208 | 9300 | N | F | 25 | N | 0 | 0 | 69.5208 |  |  | 0 | 0 | 0% |  | 0 |  | 0 |  | 1: 0; 3: 0; 5: 0; 7: 0 | 0 |  | 0
2015 | 11824 | Matanuska Electric Assn Inc | AK | Cooperative | 242.608 | 1.781 | 136.2201 | 176.6 | 1.417 | 124.6295 | 221.4 | 1.644 | 134.6715 | 60884 | 25 | Y | . | . | . | . | . | . | . |  |  | . |  | 66.008 | 0.364 | 124.6295 | 181.3407 | 181.3407 | 22161.776 | 22161.776 | 36.4% | 15.9889 | 1108.0888 | 31.9778 | 2770.222 | 95.9333 | 4432.3552 | 159.8889 | 5540.444 | 239.8333 | 4432.3552 | 319.7778 | 2216.1776 | 479.6667 | 997.2799 | 639.5556 | 664.8533 | 17717.1098 | 88585.549 | 425210.6351 | 885855.4898 | 1063026.5877 | 708684.3918 | 478361.9645 | 425210.6351
2015 | 11843 | Maui Electric Co Ltd | HI | Investor Owned | . | . | . | . | . | . | . | . | . | . | . |  | 455.96 | 3.277 | 139.1395 | 151.11 | 1.607 | 94.0324 | 70303 | N | L | 12.5 | Y | 304.85 | 1.67 | 94.0324 | 182.5449 | 304.85 | 117406.01 | 70303 | 100% | 26.8788 | 3515.15 | 53.7575 | 8787.875 | 161.2726 | 14060.6 | 268.7877 | 17575.75 | 403.1815 | 14060.6 | 537.5753 | 7030.3 | 806.363 | 3163.635 | 1075.1506 | 2109.09 | 94482.8929 | 472414.4647 | 2267589.4307 | 4724144.6473 | 5668973.5768 | 3779315.7179 | 2551038.1096 | 2267589.4307
2015 | 11910 | McLeod Cooperative Power Assn | MN | Cooperative | 124.9 | 0.832 | 150.1202 | 124.9 | 0.832 | 150.1202 | 69.9 | 0.45 | 155.3333 | 6621 | 7.2 | N | . | . | . | . | . | . | . |  |  | . |  | 0 | 0 | 150.1202 |  |  | 0 | 0 | 0% |  | 0 |  | 0 |  | 1: 0; 3: 0; 5: 0; 7: 0 | 0 |  | 0
2015 | 12186 | McMinnville Electric System | TN | Municipal | . | . | . | . | . | . | . | . | . | . | . |  | 40.415 | 0.924 | 43.7392 | 40.415 | 0.924 | 43.7392 | 7762 | N | F | 13 | N | 0 | 0 | 43.7392 |  |  | 0 | 0 | 0% |  | 0 |  | 0 |  | 1: 0; 3: 0; 5: 0; 7: 0 | 0 |  | 0
2015 | 12187 | City of McMinnville - (OR) | OR | Municipal | . | . | . | . | . | . | . | . | . | . | . |  | 38.58 | 0.547 | 70.5302 | . | . | . | 15727 | N | L | 12.5 | N | [6 empty] | 15727 | 100% |  | 786.35 |  | 1965.875 |  | 1: 3145.4; 3: 3931.75; 5: 3145.4; 7: 1572.7 | 707.715 |  | 471.81
2015 | 12199 | Montana-Dakota Utilities Co | MT | Investor Owned | . | . | . | . | . | . | . | . | . | . | . |  | 241.63 | 2.767 | 87.3256 | . | . | . | 25342 | N | F | 22 | N | [6 empty] | 25342 | 100% |  | 1267.1 |  | 3167.75 |  | 1: 5068.4; 3: 6335.5; 5: 5068.4; 7: 2534.2 | 1140.39 |  | 760.26
2015 | 12199 | Montana-Dakota Utilities Co | ND | Investor Owned | . | . | . | . | . | . | . | . | . | . | . |  | 124.35 | 1.24 | 100.2823 | . | . | . | 91591 | N | F | 22 | N | [6 empty] | 91591 | 100% |  | 4579.55 |  | 11448.875 |  | 1: 18318.2; 3: 22897.75; 5: 18318.2; 7: 9159.1 | 4121.595 |  | 2747.73
2015 | 12199 | Montana-Dakota Utilities Co | SD | Investor Owned | . | . | . | . | . | . | . | . | . | . | . |  | 118.54 | 2.034 | 58.2793 | . | . | . | 11031 | N | F | 22 | N | [6 empty] | 11031 | 100% |  | 551.55 |  | 1378.875 |  | 1: 2206.2; 3: 2757.75; 5: 2206.2; 7: 1103.1 | 496.395 |  | 330.93
2015 | 12199 | Montana-Dakota Utilities Co | WY | Investor Owned | . | . | . | . | . | . | . | . | . | . | . |  | 270.17 | 1.523 | 177.3933 | . | . | . | 17159 | N | F | 22 | N | [6 empty] | 17159 | 100% |  | 857.95 |  | 2144.875 |  | 1: 3431.8; 3: 4289.75; 5: 3431.8; 7: 1715.9 | 772.155 |  | 514.77
2015 | 12208 | City of McPherson - (KS) | KS | Municipal | 343.404 | 0.399 | 860.6617 | 25.031 | . | . | . | . | . | 8646 | 34.5 | N | . | . | . | . | . | . | . |  |  | . |  | 318.373 |  |  |  | 318.373 |  | 8646 | 100% | 28.0711 | 432.3 | 56.1422 | 1080.75 | 168.4266 | 1729.2 | 280.7109 | 2161.5 | 421.0664 | 1729.2 | 561.4219 | 864.6 | 842.1328 | 389.07 | 1122.8438 | 259.38 | 12135.1343 | 60675.6714 | 291243.2226 | 606756.7137 | 728108.0565 | 485405.371 | 327648.6254 | 291243.2226
2015 | 12227 | Meeker Coop Light & Power Assn | MN | Cooperative | 67.28 | 0.85 | 79.1529 | 67.28 | 0.85 | 79.1529 | 64.092 | 0.432 | 148.3611 | 8782 | 12.4 | N | . | . | . | . | . | . | . |  |  | . |  | 0 | 0 | 79.1529 |  |  | 0 | 0 | 0% |  | 0 |  | 0 |  | 1: 0; 3: 0; 5: 0; 7: 0 | 0 |  | 0
2015 | 12243 | Meade County Rural E C C | KY | Cooperative | 135.33 | 1.37 | 98.781 | 107.89 | 1.21 | 89.1653 | 132.7 | 1.35 | 98.2963 | 29261 | 25 | N | . | . | . | . | . | . | . |  |  | . |  | 27.44 | 0.16 | 89.1653 | 171.5 | 171.5 | 4681.76 | 4681.76 | 16% | 15.1212 | 234.088 | 30.2425 | 585.22 | 90.7274 | 936.352 | 151.2123 | 1170.44 | 226.8185 | 936.352 | 302.4247 | 468.176 | 453.637 | 210.6792 | 604.8494 | 140.4528 | 3539.6995 | 17698.4976 | 84952.7884 | 176984.9758 | 212381.9709 | 141587.9806 | 95571.8869 | 84952.7884
2015 | 12260 | Mecklenburg Electric Cooperative | VA | Cooperative | 327.088 | 2.177 | 150.2471 | 180.585 | 1.589 | 113.647 | 326.758 | 1.963 | 166.4585 | 31095 | 69 | Y | . | . | . | . | . | . | . |  |  | . |  | 146.503 | 0.588 | 113.6469 | 249.1548 | 249.1548 | 18283.86 | 18283.86 | 58.8% | 21.9681 | 914.193 | 43.9362 | 2285.4825 | 131.8085 | 3656.772 | 219.6809 | 4570.965 | 329.5214 | 3656.772 | 439.3618 | 1828.386 | 659.0427 | 822.7737 | 878.7236 | 548.5158 | 20083.0747 | 100415.3737 | 481993.7936 | 1004153.7366 | 1204984.4839 | 803322.9893 | 542243.0178 | 481993.7936
2015 | 12268 | Medina Electric Coop, Inc | TX | Cooperative | 358.9 | 2.755 | 130.2722 | 358.9 | 2.755 | 130.2722 | . | . | . | 31552 | 24.9 | Y | . | . | . | . | . | . | . |  |  | . |  | 0 | 0 | 130.2722 |  |  | 0 | 0 | 0% |  | 0 |  | 0 |  | 1: 0; 3: 0; 5: 0; 7: 0 | 0 |  | 0
2015 | 12293 | City of Memphis - (TN) | TN | Municipal | 255.9 | 1.68 | 152.3214 | 160.2 | 1.4 | 114.4286 | 255.9 | 1.68 | 152.3214 | 407292 | 23 | Y | . | . | . | . | . | . | . |  |  | . |  | 95.7 | 0.28 | 114.4286 | 341.7857 | 341.7857 | 114041.76 | 114041.76 | 28% | 30.1354 | 5702.088 | 60.2708 | 14255.22 | 180.8124 | 22808.352 | 301.354 | 28510.44 | 452.0311 | 22808.352 | 602.7081 | 11404.176 | 904.0621 | 5131.8792 | 1205.4162 | 3421.2528 | 171834.7292 | 859173.6458 | 4124033.5001 | 8591736.4585 | 10310083.7502 | 6873389.1668 | 4639537.6876 | 4124033.5001
2015 | 12298 | City of Menasha - (WI) | WI | Municipal | . | . | . | . | . | . | . | . | . | . | . |  | 33.15 | 0.5 | 66.3 | 33.15 | 0.5 | 66.3 | 9016 | N | L | 34.5 | N | 0 | 0 | 66.3 |  |  | 0 | 0 | 0% |  | 0 |  | 0 |  | 1: 0; 3: 0; 5: 0; 7: 0 | 0 |  | 0
2015 | 12301 | Nodak Electric Coop Inc | ND | Cooperative | 132 | 0.588 | 224.4898 | 132 | 0.588 | 224.4898 | 89 | 0.488 | 182.377 | 19144 | 15 | Y | . | . | . | . | . | . | . |  |  | . |  | 0 | 0 | 224.4898 |  |  | 0 | 0 | 0% |  | 0 |  | 0 |  | 1: 0; 3: 0; 5: 0; 7: 0 | 0 |  | 0
2015 | 12330 | Meriwether Lewis Electric Coop | TN | Cooperative | . | . | . | . | . | . | . | . | . | . | . |  | 160.14 | 1.706 | 93.8687 | 152.4 | 1.63 | 93.4969 | 33735 | N | L | 25 | N | 7.74 | 0.076 | 93.4969 | 101.8421 | 101.8421 | 2563.86 | 2563.86 | 7.6% | 8.9795 | 128.193 | 17.9589 | 320.4825 | 53.8768 | 512.772 | 89.7947 | 640.965 | 134.692 | 512.772 | 179.5893 | 256.386 | 269.384 | 115.3737 | 359.1786 | 76.9158 | 1151.1046 | 5755.5231 | 27626.5111 | 57555.2314 | 69066.2777 | 46044.1852 | 31079.825 | 27626.5111
2015 | 12341 | MidAmerican Energy Co | IA | Investor Owned | 99 | 0.99 | 100 | 94 | 0.98 | 95.9184 | 89 | 0.87 | 102.2989 | 665409 | 13.8 | Y | . | . | . | . | . | . | . |  |  | . |  | 5 | 0.01 | 95.9184 | 500 | 500 | 6654.09 | 6654.09 | 1% | 44.0852 | 332.7045 | 88.1705 | 831.7613 | 264.5114 | 1330.818 | 440.8523 | 1663.5225 | 661.2785 | 1330.818 | 881.7046 | 665.409 | 1322.5569 | 299.4341 | 1763.4093 | 199.6227 | 14667.3549 | 73336.7744 | 352016.5173 | 733367.7443 | 880041.2932 | 586694.1954 | 396018.5819 | 352016.5173
2015 | 12341 | MidAmerican Energy Co | IL | Investor Owned | 226 | 1.7 | 132.9412 | 100 | 1.18 | 84.7458 | 200 | 1.39 | 143.8849 | 84944 | 13.8 | Y | . | . | . | . | . | . | . |  |  | . |  | 126 | 0.52 | 84.7458 | 242.3077 | 242.3077 | 44170.88 | 44170.88 | 52% | 21.3644 | 2208.544 | 42.7288 | 5521.36 | 128.1863 | 8834.176 | 213.6438 | 11042.72 | 320.4657 | 8834.176 | 427.2876 | 4417.088 | 640.9314 | 1987.6896 | 854.5753 | 1325.1264 | 47184.1763 | 235920.8817 | 1132420.2322 | 2359208.817 | 2831050.5805 | 1887367.0536 | 1273972.7612 | 1132420.2322
2015 | 12341 | MidAmerican Energy Co | SD | Investor Owned | 67 | 0.47 | 142.5532 | 67 | 0.47 | 142.5532 | 43 | 0.3 | 143.3333 | 4834 | 13.8 | Y | . | . | . | . | . | . | . |  |  | . |  | 0 | 0 | 142.5532 |  |  | 0 | 0 | 0% |  | 0 |  | 0 |  | 1: 0; 3: 0; 5: 0; 7: 0 | 0 |  | 0
2015 | 12351 | City of Mesa - (AZ) | AZ | Municipal | 97.452 | 0.679 | 143.5228 | . | . | . | . | . | . | 16428 | 12.5 | Y | . | . | . | . | . | . | . |  |  | . | [7 empty] | 16428 | 100% |  | 821.4 |  | 2053.5 |  | 1: 3285.6; 3: 4107; 5: 3285.6; 7: 1642.8 | 739.26 |  | 492.84
2015 | 12377 | Midwest Energy Cooperative | MI | Cooperative | . | . | . | . | . | . | . | . | . | . | . |  | 107.23 | 0.99 | 108.3131 | 107.23 | 0.99 | 108.3131 | 34752 | N | F | 12.5 | N | 0 | 0 | 108.3131 |  |  | 0 | 0 | 0% |  | 0 |  | 0 |  | 1: 0; 3: 0; 5: 0; 7: 0 | 0 |  | 0
2015 | 12377 | Midwest Energy Cooperative | OH | Cooperative | . | . | . | . | . | . | . | . | . | . | . |  | 452.9 | 2.4 | 188.7083 | 375.12 | 2.16 | 173.6667 | 1066 | N | F | 12.5 | Y | 77.78 | 0.24 | 173.6667 | 324.0833 | 324.0833 | 255.84 | 255.84 | 24% | 28.5746 | 12.792 | 57.1492 | 31.98 | 171.4475 | 51.168 | 285.7458 | 63.96 | 428.6187 | 51.168 | 571.4916 | 25.584 | 857.2373 | 11.5128 | 1142.9831 | 7.6752 | 365.526 | 1827.63 | 8772.6239 | 18276.2998 | 21931.5597 | 14621.0398 | 9869.2019 | 8772.6239
2015 | 12390 | Metropolitan Edison Co | PA | Investor Owned | 138.7 | 1.24 | 111.8548 | 138.7 | 1.24 | 111.8548 | 129.6 | 1.1 | 117.8182 | 554476 | 34.5 | Y | . | . | . | . | . | . | . |  |  | . |  | 0 | 0 | 111.8548 |  |  | 0 | 0 | 0% |  | 0 |  | 0 |  | 1: 0; 3: 0; 5: 0; 7: 0 | 0 |  | 0
2015 | 12395 | Menard Electric Coop | IL | Cooperative | . | . | . | . | . | . | . | . | . | . | . |  | 397 | 3.06 | 129.7386 | 397 | 3.06 | 129.7386 | 10963 | N | O | 12.5 | N | 0 | 0 | 129.7386 |  |  | 0 | 0 | 0% |  | 0 |  | 0 |  | 1: 0; 3: 0; 5: 0; 7: 0 | 0 |  | 0
2015 | 12450 | Midland Power Coop | IA | Cooperative | . | . | . | . | . | . | . | . | . | . | . |  | 134.7 | 1.3 | 103.6154 | 134.7 | 1.3 | 103.6154 | 11455 | N | L | 12.5 | Y | 0 | 0 | 103.6154 |  |  | 0 | 0 | 0% |  | 0 |  | 0 |  | 1: 0; 3: 0; 5: 0; 7: 0 | 0 |  | 0
2015 | 12452 | Mid-South Electric Coop Assn | TX | Cooperative | . | . | . | . | . | . | . | . | . | . | . |  | 109.2 | 1.3 | 84 | 97.8 | 1.19 | 82.1849 | 28276 | N | L | 24.9 | Y | 11.4 | 0.11 | 82.1849 | 103.6364 | 103.6364 | 3110.36 | 3110.36 | 11% | 9.1377 | 155.518 | 18.2753 | 388.795 | 54.826 | 622.072 | 91.3767 | 777.59 | 137.065 | 622.072 | 182.7533 | 311.036 | 274.13 | 139.9662 | 365.5066 | 93.3108 | 1421.0716 | 7105.3578 | 34105.7176 | 71053.5783 | 85264.2939 | 56842.8626 | 38368.9323 | 34105.7176
2015 | 12463 | Mid-Yellowstone Elec Coop, Inc | MT | Cooperative | 262.291 | 2.396 | 109.4704 | 262.291 | 2.396 | 109.4704 | 209.594 | 2.066 | 101.4492 | 2012 | 35 | N | . | . | . | . | . | . | . |  |  | . |  | 0 | 0 | 109.4704 |  |  | 0 | 0 | 0% |  | 0 |  | 0 |  | 1: 0; 3: 0; 5: 0; 7: 0 | 0 |  | 0
2015 | 12470 | Middle Tennessee E M C | TN | Cooperative | . | . | . | . | . | . | . | . | . | . | . |  | 69.73 | 1.76 | 39.6193 | 69.73 | 1.76 | 39.6193 | 204546 | N | O | 14.4 | Y | 0 | 0 | 39.6193 |  |  | 0 | 0 | 0% |  | 0 |  | 0 |  | 1: 0; 3: 0; 5: 0; 7: 0 | 0 |  | 0
2015 | 12515 | Midwest Electric, Inc | OH | Cooperative | 179.6 | 1.8 | 99.7778 | 116.3 | 1.2 | 96.9167 | 160.1 | 1.5 | 106.7333 | 10633 | 12.5 | Y | . | . | . | . | . | . | . |  |  | . |  | 63.3 | 0.6 | 96.9167 | 105.5 | 105.5 | 6379.8 | 6379.8 | 60% | 9.302 | 318.99 | 18.604 | 797.475 | 55.8119 | 1275.96 | 93.0198 | 1594.95 | 139.5298 | 1275.96 | 186.0397 | 637.98 | 279.0595 | 287.091 | 372.0794 | 191.394 | 2967.2398 | 14836.1991 | 71213.7558 | 148361.9912 | 178034.3894 | 118689.5929 | 80115.4752 | 71213.7558
2015 | 12524 | Midwest Energy Inc | KS | Cooperative | 391.6 | 2.04 | 191.9608 | 172.2 | 1.52 | 113.2895 | 391 | 2.04 | 191.6667 | 50136 | 34.5 | Y | . | . | . | . | . | . | . |  |  | . |  | 219.4 | 0.52 | 113.2895 | 421.9231 | 421.9231 | 26070.72 | 26070.72 | 52% | 37.2012 | 1303.536 | 74.4023 | 3258.84 | 223.2069 | 5214.144 | 372.0115 | 6517.68 | 558.0173 | 5214.144 | 744.0231 | 2607.072 | 1116.0346 | 1173.1824 | 1488.0461 | 782.1216 | 48493.0422 | 242465.2109 | 1163833.0122 | 2424652.1087 | 2909582.5305 | 1939721.687 | 1309312.1387 | 1163833.0122
2015 | 12532 | City of Milan | TN | Municipal | . | . | . | . | . | . | . | . | . | . | . |  | 48.57 | 1.08 | 44.9722 | . | . | . | 8635 | Y | O | 12.5 | N | [6 empty] | 8635 | 100% |  | 431.75 |  | 1079.375 |  | 1: 1727; 3: 2158.75; 5: 1727; 7: 863.5 | 388.575 |  | 259.05
2015 | 12539 | Midwest Electric Member Corp | NE | Cooperative | . | . | . | . | . | . | . | . | . | . | . |  | 88.64 | 0.598 | 148.2274 | 80.08 | 0.556 | 144.0288 | 6436 | N | F | 34.5 | N | 8.56 | 0.042 | 144.0288 | 203.8095 | 203.8095 | 270.312 | 270.312 | 4.2% | 17.97 | 13.5156 | 35.94 | 33.789 | 107.8199 | 54.0624 | 179.6998 | 67.578 | 269.5497 | 54.0624 | 359.3996 | 27.0312 | 539.0994 | 12.164 | 718.7992 | 8.1094 | 242.8751 | 1214.3753 | 5829.0015 | 12143.7531 | 14572.5037 | 9715.0025 | 6557.6267 | 5829.0015
2015 | 12546 | Mille Lacs Energy Cooperative | MN | Cooperative | 131.66 | 1.38 | 95.4058 | 131.66 | 1.38 | 95.4058 | 120.35 | 1.29 | 93.2946 | 15054 | 7.2 | Y | . | . | . | . | . | . | . |  |  | . |  | 0 | 0 | 95.4058 |  |  | 0 | 0 | 0% |  | 0 |  | 0 |  | 1: 0; 3: 0; 5: 0; 7: 0 | 0 |  | 0
2015 | 12642 | Maquoketa Valley Rrl Elec Coop | IA | Cooperative | 57.82 | 0.96 | 60.2292 | 39.38 | 0.86 | 45.7907 | 56.78 | 0.85 | 66.8 | 15790 | 12.5 | Y | . | . | . | . | . | . | . |  |  | . |  | 18.44 | 0.1 | 45.7907 | 184.4 | 184.4 | 1579 | 1579 | 10% | 16.2586 | 78.95 | 32.5173 | 197.375 | 97.5518 | 315.8 | 162.5863 | 394.75 | 243.8795 | 315.8 | 325.1727 | 157.9 | 487.759 | 71.055 | 650.3453 | 47.37 | 1283.6191 | 6418.0955 | 30806.8585 | 64180.9552 | 77017.1462 | 51344.7641 | 34657.7158 | 30806.8585
2015 | 12647 | ALLETE, Inc. | MN | Investor Owned | 294.46 | 1.33 | 221.3985 | 101.82 | 1.17 | 87.0256 | 293.34 | 1.32 | 222.2273 | 134193 | 69 | N | . | . | . | . | . | . | . |  |  | . |  | 192.64 | 0.16 | 87.0256 | 1204 | 1204 | 21470.88 | 21470.88 | 16% | 106.1572 | 1073.544 | 212.3145 | 2683.86 | 636.9434 | 4294.176 | 1061.5724 | 5367.72 | 1592.3586 | 4294.176 | 2123.1447 | 2147.088 | 3184.7171 | 966.1896 | 4246.2895 | 644.1264 | 113964.4652 | 569822.3259 | 2735147.1645 | 5698223.2594 | 6837867.9112 | 4558578.6075 | 3077040.5601 | 2735147.1645
2015 | 12660 | Village of Minster - (OH) | OH | Municipal | . | . | . | . | . | . | . | . | . | . | . |  | 57.644 | 0.354 | 162.8362 | 7.212 | 0.108 | 66.7778 | 1476 | N | L | . | N | 50.432 | 0.246 | 66.7778 | 205.0081 | 205.0081 | 363.096 | 363.096 | 24.6% | 18.0757 | 18.1548 | 36.1513 | 45.387 | 108.454 | 72.6192 | 180.7566 | 90.774 | 271.1349 | 72.6192 | 361.5132 | 36.3096 | 542.2699 | 16.3393 | 723.0265 | 10.8929 | 328.16 | 1640.8001 | 7875.8406 | 16408.0012 | 19689.6014 | 13126.4009 | 8860.3206 | 7875.8406
2015 | 12685 | Entergy Mississippi Inc | MS | Investor Owned | 366 | 2.021 | 181.0985 | 251.6 | 1.712 | 146.9626 | 345 | 1.859 | 185.5837 | 449798 | 34.5 | Y | . | . | . | . | . | . | . |  |  | . |  | 114.4 | 0.309 | 146.9626 | 370.2265 | 370.2265 | 138987.582 | 138987.582 | 30.9% | 32.643 | 6949.3791 | 65.2861 | 17373.4477 | 195.8583 | 27797.5164 | 326.4305 | 34746.8955 | 489.6457 | 27797.5164 | 652.8609 | 13898.7582 | 979.2914 | 6254.4412 | 1305.7218 | 4169.6275 | 226848.8958 | 1134244.4791 | 5444373.4995 | 11342444.7906 | 13610933.7487 | 9073955.8325 | 6124920.1869 | 5444373.4995
2015 | 12686 | Mississippi Power Co | MS | Investor Owned | . | . | . | . | . | . | . | . | . | . | . |  | 91.6 | 1.408 | 65.0568 | 61 | 0.846 | 72.104 | 187296 | N | F | 22.9 | Y | 30.6 | 0.562 | 72.104 | 54.4484 | 54.4484 | 105260.352 | 105260.352 | 56.2% | 4.8007 | 5263.0176 | 9.6015 | 13157.544 | 28.8044 | 21052.0704 | 48.0074 | 26315.088 | 72.0111 | 21052.0704 | 96.0148 | 10526.0352 | 144.0222 | 4736.7158 | 192.0296 | 3157.8106 | 25266.3818 | 126331.9089 | 606393.1627 | 1263319.0889 | 1515982.9067 | 1010655.2711 | 682192.308 | 606393.1627
2015 | 12692 | Missoula Electric Coop, Inc | MT | Cooperative | 292.9 | 1.38 | 212.2464 | 292.9 | 1.38 | 212.2464 | 222.3 | 0.77 | 288.7013 | 15903 | 25 | Y | . | . | . | . | . | . | . |  |  | . |  | 0 | 0 | 212.2464 |  |  | 0 | 0 | 0% |  | 0 |  | 0 |  | 1: 0; 3: 0; 5: 0; 7: 0 | 0 |  | 0
2015 | 12698 | KCP&L Greater Missouri Operations Co. | MO | Investor Owned | 204.37 | 1.55 | 131.8516 | 108.56 | 1.199 | 90.5421 | 204.37 | 1.55 | 131.8516 | 310041 | 34 | Y | . | . | . | . | . | . | . |  |  | . |  | 95.81 | 0.351 | 90.5421 | 272.963 | 272.963 | 108824.391 | 108824.391 | 35.1% | 24.0673 | 5441.2195 | 48.1345 | 13603.0489 | 144.4036 | 21764.8782 | 240.6727 | 27206.0978 | 361.0091 | 21764.8782 | 481.3454 | 10882.4391 | 722.0181 | 4897.0976 | 962.6908 | 3264.7317 | 130955.3044 | 654776.5219 | 3142927.3051 | 6547765.219 | 7857318.2627 | 5238212.1752 | 3535793.2182 | 3142927.3051
2015 | 12706 | Mitchell Electric Member Corp | GA | Cooperative | . | . | . | . | . | . | . | . | . | . | . |  | 325.22 | 3.133 | 103.8047 | 325.22 | 3.133 | 103.8047 | 24972 | N | L | 24.9 | N | 0 | 0 | 103.8047 |  |  | 0 | 0 | 0% |  | 0 |  | 0 |  | 1: 0; 3: 0; 5: 0; 7: 0 | 0 |  | 0
2015 | 12745 | Modesto Irrigation District | CA | Political Subdivision | 31.1 | 0.37 | 84.0541 | . | . | . | . | . | . | 113601 | 21 | N | . | . | . | . | . | . | . |  |  | . | [7 empty] | 113601 | 100% |  | 5680.05 |  | 14200.125 |  | 1: 22720.2; 3: 28400.25; 5: 22720.2; 7: 11360.1 | 5112.045 |  | 3408.03
2015 | 12796 | Monongahela Power Co | WV | Investor Owned | 814.3 | 2.18 | 373.5321 | 368.5 | 1.89 | 194.9735 | 767.2 | 1.97 | 389.4416 | 383887 | 34.5 | Y | . | . | . | . | . | . | . |  |  | . |  | 445.8 | 0.29 | 194.9735 | 1537.2414 | 1537.2414 | 111327.23 | 111327.23 | 29% | 135.5393 | 5566.3615 | 271.0786 | 13915.9037 | 813.2357 | 22265.446 | 1355.3928 | 27831.8075 | 2033.0893 | 22265.446 | 2710.7857 | 11132.723 | 4066.1785 | 5009.7254 | 5421.5714 | 3339.8169 | 754460.6522 | 3772303.2608 | 18107055.652 | 37723032.6084 | 45267639.1301 | 30178426.0867 | 20370437.6085 | 18107055.652
2015 | 12801 | City of Monroe - (NC) | NC | Municipal | . | . | . | . | . | . | . | . | . | . | . |  | 22 | 0.332 | 66.2651 | 22 | 0.332 | 66.2651 | 10565 | N | F | 35 | N | 0 | 0 | 66.2651 |  |  | 0 | 0 | 0% |  | 0 |  | 0 |  | 1: 0; 3: 0; 5: 0; 7: 0 | 0 |  | 0
2015 | 12803 | Monroe County Elec Coop, Inc | IL | Cooperative | 219.4 | 0.031 | 7077.4194 | 219.4 | 0.031 | 7077.4194 | 184.3 | 0.031 | 5945.1613 | 7280 | 12 | N | . | . | . | . | . | . | . |  |  | . |  | 0 | 0 | 7077.4194 |  |  | 0 | 0 | 0% |  | 0 |  | 0 |  | 1: 0; 3: 0; 5: 0; 7: 0 | 0 |  | 0
2015 | 12825 | NorthWestern Energy LLC - (MT) | MT | Investor Owned | 259.61 | 1.565 | 165.885 | 113.84 | 1.318 | 86.3733 | 259.61 | 1.565 | 165.885 | 353673 | 25 | N | . | . | . | . | . | . | . |  |  | . |  | 145.77 | 0.247 | 86.3733 | 590.1619 | 590.1619 | 87357.231 | 87357.231 | 24.7% | 52.0349 | 4367.8615 | 104.0697 | 10919.6539 | 312.2091 | 17471.4462 | 520.3485 | 21839.3077 | 780.5228 | 17471.4462 | 1040.697 | 8735.7231 | 1561.0456 | 3931.0754 | 2081.3941 | 2620.7169 | 227281.0281 | 1136405.1406 | 5454744.6747 | 11364051.4056 | 13636861.6867 | 9091241.1245 | 6136587.759 | 5454744.6747
2015 | 12860 | Morgan County Rural Elec Assn | CO | Cooperative | . | . | . | . | . | . | . | . | . | . | . |  | 221 | . | . | 128 | . | . | 7973 | N | O | 12.5 | N | 93 |  |  |  | 93 |  | 7973 | 100% | 8.1999 | 398.65 | 16.3997 | 996.625 | 49.1991 | 1594.6 | 81.9985 | 1993.25 | 122.9978 | 1594.6 | 163.9971 | 797.3 | 245.9956 | 358.785 | 327.9941 | 239.19 | 3268.8714 | 16344.3571 | 78452.914 | 163443.5709 | 196132.2851 | 130754.8567 | 88259.5283 | 78452.914
2015 | 12866 | Moon Lake Electric Assn Inc | CO | Cooperative | . | . | . | . | . | . | . | . | . | . | . |  | 149.079 | 1.252 | 119.0727 | 137.514 | 1.235 | 111.3474 | 2299 | N | L | 34.5 | N | 11.565 | 0.017 | 111.3474 | 680.2941 | 680.2941 | 39.083 | 39.083 | 1.7% | 59.9818 | 1.9541 | 119.9637 | 4.8854 | 359.8911 | 7.8166 | 599.8185 | 9.7707 | 899.7277 | 7.8166 | 1199.6369 | 3.9083 | 1799.4554 | 1.7587 | 2399.2739 | 1.1725 | 117.2135 | 586.0676 | 2813.1246 | 5860.6763 | 7032.8116 | 4688.5411 | 3164.7652 | 2813.1246
2015 | 12866 | Moon Lake Electric Assn Inc | UT | Cooperative | . | . | . | . | . | . | . | . | . | . | . |  | 120.045 | 1.008 | 119.0923 | 108.48 | 0.991 | 109.4652 | 16884 | N | L | 34.5 | N | 11.565 | 0.017 | 109.4652 | 680.2941 | 680.2941 | 287.028 | 287.028 | 1.7% | 59.9818 | 14.3514 | 119.9637 | 35.8785 | 359.8911 | 57.4056 | 599.8185 | 71.757 | 899.7277 | 57.4056 | 1199.6369 | 28.7028 | 1799.4554 | 12.9163 | 2399.2739 | 8.6108 | 860.8235 | 4304.1174 | 20659.7636 | 43041.1741 | 51649.409 | 34432.9393 | 23242.234 | 20659.7636
2015 | 12894 | City of Moorhead - (MN) | MN | Municipal | 35 | 0.78 | 44.8718 | . | . | . | . | . | . | 17542 | 12.5 | N | . | . | . | . | . | . | . |  |  | . | [7 empty] | 17542 | 100% |  | 877.1 |  | 2192.75 |  | 1: 3508.4; 3: 4385.5; 5: 3508.4; 7: 1754.2 | 789.39 |  | 526.26
2015 | 12901 | Mora-San Miguel Elec Coop | NM | Cooperative | 285.556 | . | . | 252.78 | . | . | . | . | . | 10818 | . |  | . | . | . | . | . | . | . |  |  | . |  | 32.776 |  |  |  | 32.776 |  | 10818 | 100% | 2.8899 | 540.9 | 5.7798 | 1352.25 | 17.3393 | 2163.6 | 28.8988 | 2704.5 | 43.3481 | 2163.6 | 57.7975 | 1081.8 | 86.6963 | 486.81 | 115.595 | 324.54 | 1563.1334 | 7815.6672 | 37515.2025 | 78156.6719 | 93788.0062 | 62525.3375 | 42204.6028 | 37515.2025
2015 | 12929 | South Central Indiana REMC | IN | Cooperative | 807.508 | 4.828 | 167.2552 | 375.463 | 4.125 | 91.0213 | 734.921 | 3.638 | 202.0124 | 33321 | 12 | N | . | . | . | . | . | . | . |  |  | . |  | 432.045 | 0.703 | 91.0213 | 614.5733 | 614.5733 | 23424.663 | 23424.663 | 70.3% | 54.1872 | 1171.2332 | 108.3744 | 2928.0829 | 325.1233 | 4684.9326 | 541.8721 | 5856.1658 | 812.8081 | 4684.9326 | 1083.7442 | 2342.4663 | 1625.6163 | 1054.1098 | 2167.4883 | 702.7399 | 63465.855 | 317329.2751 | 1523180.5203 | 3173292.7506 | 3807951.3007 | 2538634.2004 | 1713578.0853 | 1523180.5203
2015 | 12944 | City of Morganton - (NC) | NC | Municipal | . | . | . | . | . | . | . | . | . | . | . |  | 49.45 | 1 | 49.45 | 19 | 0.53 | 35.8491 | 8204 | N | F | 12.4 | N | 30.45 | 0.47 | 35.8491 | 64.7872 | 64.7872 | 3855.88 | 3855.88 | 47% | 5.7123 | 192.794 | 11.4246 | 481.985 | 34.2739 | 771.176 | 57.1232 | 963.97 | 85.6848 | 771.176 | 114.2464 | 385.588 | 171.3696 | 173.5146 | 228.4928 | 115.6764 | 1101.3011 | 5506.5055 | 26431.2265 | 55065.0551 | 66078.0661 | 44052.0441 | 29735.1298 | 26431.2265
2015 | 12988 | City of Morristown - (TN) | TN | Municipal | . | . | . | . | . | . | . | . | . | . | . |  | 76.89 | 1.17 | 65.7179 | 41.4 | 0.66 | 62.7273 | 14736 | N | F | 13.8 | Y | 35.49 | 0.51 | 62.7273 | 69.5882 | 69.5882 | 7515.36 | 7515.36 | 51% | 6.1356 | 375.768 | 12.2713 | 939.42 | 36.8138 | 1503.072 | 61.3563 | 1878.84 | 92.0344 | 1503.072 | 122.7125 | 751.536 | 184.0688 | 338.1912 | 245.4251 | 225.4608 | 2305.5723 | 11527.8613 | 55333.7341 | 115278.6128 | 138334.3353 | 92222.8902 | 62250.4509 | 55333.7341
2015 | 12989 | Village of Morrisville - (VT) | VT | Municipal | . | . | . | . | . | . | . | . | . | . | . |  | 100 | 0.9 | 111.1111 | . | . | . | 4025 | N | F | 12.4 | N | [6 empty] | 4025 | 100% |  | 201.25 |  | 503.125 |  | 1: 805; 3: 1006.25; 5: 805; 7: 402.5 | 181.125 |  | 120.75
2015 | 12990 | Consolidated Electric Coop Inc | OH | Cooperative | 179 | 1.83 | 97.8142 | 103 | 1.09 | 94.4954 | 103 | 0.98 | 105.102 | 16567 | 12.5 | Y | . | . | . | . | . | . | . |  |  | . |  | 76 | 0.74 | 94.4954 | 102.7027 | 102.7027 | 12259.58 | 12259.58 | 74% | 9.0553 | 612.979 | 18.1107 | 1532.4475 | 54.3321 | 2451.916 | 90.5534 | 3064.895 | 135.8302 | 2451.916 | 181.1069 | 1225.958 | 271.6603 | 551.6811 | 362.2138 | 367.7874 | 5550.7362 | 27753.6811 | 133217.6694 | 277536.8112 | 333044.1734 | 222029.4489 | 149869.878 | 133217.6694
2015 | 13027 | Mountain Electric Coop, Inc | NC | Cooperative | . | . | . | . | . | . | . | . | . | . | . |  | 96.26 | 0.63 | 152.7937 | 96.26 | 0.63 | 152.7937 | 18545 | N | L | 12.5 | N | 0 | 0 | 152.7937 |  |  | 0 | 0 | 0% |  | 0 |  | 0 |  | 1: 0; 3: 0; 5: 0; 7: 0 | 0 |  | 0
2015 | 13027 | Mountain Electric Coop, Inc | TN | Cooperative | . | . | . | . | . | . | . | . | . | . | . |  | 324.18 | 3.2 | 101.3063 | 324.18 | 3.2 | 101.3063 | 15127 | N | L | 12.5 | N | 0 | 0 | 101.3063 |  |  | 0 | 0 | 0% |  | 0 |  | 0 |  | 1: 0; 3: 0; 5: 0; 7: 0 | 0 |  | 0
2015 | 13032 | Mt Carmel Public Utility Co | IL | Investor Owned | . | . | . | . | . | . | . | . | . | . | . |  | 236.237 | 2.85 | 82.8902 | 93 | 2 | 46.5 | 5537 | N | L | 7.2 | N | 143.237 | 0.85 | 46.5 | 168.5141 | 168.5141 | 4706.45 | 4706.45 | 85% | 14.858 | 235.3225 | 29.7159 | 588.3062 | 89.1478 | 941.29 | 148.5797 | 1176.6125 | 222.8695 | 941.29 | 297.1594 | 470.645 | 445.739 | 211.7902 | 594.3187 | 141.1935 | 3496.4141 | 17482.0706 | 83913.9388 | 174820.7059 | 209784.8471 | 139856.5647 | 94403.1812 | 83913.9388
2015 | 13058 | Mountain View Elec Assn, Inc | CO | Cooperative | 113.912 | 0.848 | 134.3302 | 56.645 | 0.604 | 93.7831 | 113.912 | 0.848 | 134.3302 | 48341 | 25 | N | . | . | . | . | . | . | . |  |  | . |  | 57.267 | 0.244 | 93.7831 | 234.7008 | 234.7008 | 11795.204 | 11795.204 | 24.4% | 20.6937 | 589.7602 | 41.3874 | 1474.4005 | 124.1621 | 2359.0408 | 206.9368 | 2948.801 | 310.4052 | 2359.0408 | 413.8736 | 1179.5204 | 620.8104 | 530.7842 | 827.7472 | 353.8561 | 12204.3088 | 61021.544 | 292903.4113 | 610215.4402 | 732258.5282 | 488172.3522 | 329516.3377 | 292903.4113
2015 | 13119 | City of Murfreesboro | TN | Municipal | . | . | . | . | . | . | . | . | . | . | . |  | 37.644 | 0.678 | 55.5221 | . | . | . | 57199 | N | L | 13.1 | N | [6 empty] | 57199 | 100% |  | 2859.95 |  | 7149.875 |  | 1: 11439.8; 3: 14299.75; 5: 11439.8; 7: 5719.9 | 2573.955 |  | 1715.97
2015 | 13137 | City of Murray - (UT) | UT | Municipal | . | . | . | . | . | . | . | . | . | . | . |  | 62 | 1 | 62 | . | . | . | 17481 | Y | O | 12.5 | N | [6 empty] | 17481 | 100% |  | 874.05 |  | 2185.125 |  | 1: 3496.2; 3: 4370.25; 5: 3496.2; 7: 1748.1 | 786.645 |  | 524.43
2015 | 13143 | Board of Water Electric & Communications | IA | Municipal | . | . | . | . | . | . | . | . | . | . | . |  | 9.501 | 0.25 | 38.004 | 9.501 | 0.25 | 38.004 | 11371 | N | F | 13.8 | N | 0 | 0 | 38.004 |  |  | 0 | 0 | 0% |  | 0 |  | 0 |  | 1: 0; 3: 0; 5: 0; 7: 0 | 0 |  | 0
2015 | 13196 | Northern Plains Electric Coop | ND | Cooperative | 308.4 | 2.359 | 130.7334 | 268.8 | 2.205 | 121.9048 | 171.4 | 1.243 | 137.8922 | 11691 | 12.4 | Y | . | . | . | . | . | . | . |  |  | . |  | 39.6 | 0.154 | 121.9048 | 257.1429 | 257.1429 | 1800.414 | 1800.414 | 15.4% | 22.6724 | 90.0207 | 45.3448 | 225.0517 | 136.0344 | 360.0828 | 226.724 | 450.1035 | 340.0861 | 360.0828 | 453.4481 | 180.0414 | 680.1721 | 81.0186 | 906.8962 | 54.0124 | 2040.9857 | 10204.9287 | 48983.6579 | 102049.2873 | 122459.1447 | 81639.4298 | 55106.6151 | 48983.6579
2015 | 13206 | Nantucket Electric Co | MA | Investor Owned | . | . | . | . | . | . | . | . | . | . | . |  | 1406.86 | 2.43 | 578.9547 | 33.64 | 0.431 | 78.051 | 12819 | N | L | 69 | Y | 1373.22 | 1.999 | 78.051 | 686.9535 | 1373.22 | 25625.181 | 12819 | 100% | 121.0774 | 640.95 | 242.1549 | 1602.375 | 726.4647 | 2563.8 | 1210.7744 | 3204.75 | 1816.1616 | 2563.8 | 2421.5489 | 1281.9 | 3632.3233 | 576.855 | 4843.0977 | 384.57 | 77604.5871 | 388022.9356 | 1862510.0911 | 3880229.3564 | 4656275.2276 | 3104183.4851 | 2095323.8524 | 1862510.0911
2015 | 13208 | City of Naperville - (IL) | IL | Municipal | 20.88 | 0.424 | 49.2453 | . | . | . | . | . | . | 59022 | 12.4 | N | . | . | . | . | . | . | . |  |  | . | [7 empty] | 59022 | 100% |  | 2951.1 |  | 7377.75 |  | 1: 11804.4; 3: 14755.5; 5: 11804.4; 7: 5902.2 | 2655.99 |  | 1770.66
2015 | 13214 | The Narragansett Electric Co | RI | Investor Owned | 341.82 | 1.231 | 277.6767 | 64.29 | 0.937 | 68.6126 | 341.82 | 1.231 | 277.6767 | 482984 | 69 | Y | . | . | . | . | . | . | . |  |  | . |  | 277.53 | 0.294 | 68.6126 | 943.9796 | 943.9796 | 141997.296 | 141997.296 | 29.4% | 83.2311 | 7099.8648 | 166.4622 | 17749.662 | 499.3867 | 28399.4592 | 832.3112 | 35499.324 | 1248.4668 | 28399.4592 | 1664.6224 | 14199.7296 | 2496.9335 | 6389.8783 | 3329.2447 | 4259.9189 | 590929.6819 | 2954648.4097 | 14182312.3666 | 29546484.097 | 35455780.9164 | 23637187.2776 | 15955101.4124 | 14182312.3666
2015 | 13216 | Nashville Electric Service | TN | Municipal | 165.49 | 1.84 | 89.9402 | 112.92 | 1.58 | 71.4684 | 165.49 | 1.84 | 89.9402 | 366375 | 23.9 | Y | . | . | . | . | . | . | . |  |  | . |  | 52.57 | 0.26 | 71.4684 | 202.1923 | 202.1923 | 95257.5 | 95257.5 | 26% | 17.8274 | 4762.875 | 35.6548 | 11907.1875 | 106.9643 | 19051.5 | 178.2739 | 23814.375 | 267.4108 | 19051.5 | 356.5478 | 9525.75 | 534.8217 | 4286.5875 | 713.0956 | 2857.725 | 84909.6271 | 424548.1356 | 2037831.0507 | 4245481.3556 | 5094577.6267 | 3396385.0845 | 2292559.932 | 2037831.0507
2015 | 13227 | Natchez Trace Elec Power Assn | MS | Cooperative | . | . | . | . | . | . | . | . | . | . | . |  | 1017 | 4.168 | 244.0019 | 182.4 | 2.757 | 66.1589 | 15776 | N | L | 24.9 | N | 834.6 | 1.411 | 66.1589 | 591.4954 | 834.6 | 22259.936 | 15776 | 100% | 73.5871 | 788.8 | 147.1741 | 1972 | 441.5224 | 3155.2 | 735.8707 | 3944 | 1103.806 | 3155.2 | 1471.7414 | 1577.6 | 2207.612 | 709.92 | 2943.4827 | 473.28 | 58045.4795 | 290227.3975 | 1393091.508 | 2902273.975 | 3482728.77 | 2321819.18 | 1567227.9465 | 1393091.508
2015 | 13314 | Navajo Tribal Utility Authority | AZ | State | . | . | . | . | . | . | . | . | . | . | . |  | 215.96 | . | . | 64.68 | . | . | 28209 | Y | L | 24.9 | N | 151.28 |  |  |  | 151.28 |  | 28209 | 100% | 13.3384 | 1410.45 | 26.6769 | 3526.125 | 80.0306 | 5641.8 | 133.3843 | 7052.25 | 200.0764 | 5641.8 | 266.7686 | 2820.9 | 400.1528 | 1269.405 | 533.5371 | 846.27 | 18813.1852 | 94065.9262 | 451516.4459 | 940659.2623 | 1128791.1148 | 752527.4098 | 507956.0016 | 451516.4459
2015 | 13314 | Navajo Tribal Utility Authority | NM | State | . | . | . | . | . | . | . | . | . | . | . |  | 181.92 | 1.98 | 91.8788 | . | . | . | 10927 | Y | L | 24.9 | N | [6 empty] | 10927 | 100% |  | 546.35 |  | 1365.875 |  | 1: 2185.4; 3: 2731.75; 5: 2185.4; 7: 1092.7 | 491.715 |  | 327.81
2015 | 13314 | Navajo Tribal Utility Authority | UT | State | . | . | . | . | . | . | . | . | . | . | . |  | 181.92 | . | . | 42.037 | . | . | 923 | Y | L | 24.9 | N | 139.883 |  |  |  | 139.883 |  | 923 | 100% | 12.3335 | 46.15 | 24.6671 | 115.375 | 74.0013 | 184.6 | 123.3355 | 230.75 | 185.0032 | 184.6 | 246.671 | 92.3 | 370.0065 | 41.535 | 493.342 | 27.69 | 569.1933 | 2845.9664 | 13660.6387 | 28459.664 | 34151.5968 | 22767.7312 | 15368.2186 | 13660.6387
2015 | 13337 | Nebraska Public Power District | NE | Political Subdivision | 43.6 | 0.6 | 72.6667 | 43.6 | 0.6 | 72.6667 | 42.36 | 0.57 | 74.3158 | 90753 | 69 | Y | . | . | . | . | . | . | . |  |  | . |  | 0 | 0 | 72.6667 |  |  | 0 | 0 | 0% |  | 0 |  | 0 |  | 1: 0; 3: 0; 5: 0; 7: 0 | 0 |  | 0
2015 | 13386 | Nemaha-Marshall E C A, Inc | KS | Cooperative | 221.943 | 2.088 | 106.2945 | 221.943 | 2.088 | 106.2945 | 91.486 | 1.011 | 90.4906 | 3391 | 34.5 | N | . | . | . | . | . | . | . |  |  | . |  | 0 | 0 | 106.2945 |  |  | 0 | 0 | 0% |  | 0 |  | 0 |  | 1: 0; 3: 0; 5: 0; 7: 0 | 0 |  | 0
2015 | 13407 | Nevada Power Co | NV | Investor Owned | 42.523 | 0.43 | 98.8907 | 31.934 | 0.374 | 85.385 | . | . | . | 900933 | 60 | Y | . | . | . | . | . | . | . |  |  | . |  | 10.589 | 0.056 | 85.385 | 189.0893 | 189.0893 | 50452.248 | 50452.248 | 5.6% | 16.6721 | 2522.6124 | 33.3442 | 6306.531 | 100.0325 | 10090.4496 | 166.7209 | 12613.062 | 250.0813 | 10090.4496 | 333.4418 | 5045.2248 | 500.1627 | 2270.3512 | 666.8836 | 1513.5674 | 42057.2206 | 210286.1029 | 1009373.2941 | 2102861.0295 | 2523433.2354 | 1682288.8236 | 1135544.9559 | 1009373.2941
2015 | 13416 | City of New Bern - (NC) | NC | Municipal | 69.093 | 0.38 | 181.8237 | 4.066 | 0.099 | 41.0707 | 69.093 | 0.38 | 181.8237 | 22095 | 23 | N | . | . | . | . | . | . | . |  |  | . |  | 65.027 | 0.281 | 41.0707 | 231.4128 | 231.4128 | 6208.695 | 6208.695 | 28.1% | 20.4038 | 310.4348 | 40.8075 | 776.0869 | 122.4226 | 1241.739 | 204.0377 | 1552.1737 | 306.0566 | 1241.739 | 408.0755 | 620.8695 | 612.1132 | 279.3913 | 816.151 | 186.2609 | 6334.0407 | 31670.2035 | 152016.9768 | 316702.0349 | 380042.4419 | 253361.6279 | 171019.0988 | 152016.9768
2015 | 13418 | City of New Braunfels - (TX) | TX | Municipal | 49.81 | 1.003 | 49.661 | 49.81 | 1.003 | 49.661 | 49.81 | 1.003 | 49.661 | 35730 | 34 | N | . | . | . | . | . | . | . |  |  | . |  | 0 | 0 | 49.661 |  |  | 0 | 0 | 0% |  | 0 |  | 0 |  | 1: 0; 3: 0; 5: 0; 7: 0 | 0 |  | 0
2015 | 13424 | New Castle Municipal Serv Comm | DE | Municipal | 41.758 | 0.3 | 139.1933 | 41.758 | 0.3 | 139.1933 | 41.758 | 0.3 | 139.1933 | 2682 | 12 | N | . | . | . | . | . | . | . |  |  | . |  | 0 | 0 | 139.1933 |  |  | 0 | 0 | 0% |  | 0 |  | 0 |  | 1: 0; 3: 0; 5: 0; 7: 0 | 0 |  | 0
2015 | 13441 | New Hampshire Elec Coop Inc | NH | Cooperative | . | . | . | . | . | . | . | . | . | . | . |  | 400.8 | 3.38 | 118.5799 | 400.8 | 3.38 | 118.5799 | 80141 | N | F | 13 | Y | 0 | 0 | 118.5799 |  |  | 0 | 0 | 0% |  | 0 |  | 0 |  | 1: 0; 3: 0; 5: 0; 7: 0 | 0 |  | 0
2015 | 13448 | City of New Holstein - (WI) | WI | Municipal | . | . | . | . | . | . | . | . | . | . | . |  | 80.2 | 0.55 | 145.8182 | . | . | . | 2636 | N | L | 12.5 | N | [6 empty] | 2636 | 100% |  | 131.8 |  | 329.5 |  | 1: 527.2; 3: 659; 5: 527.2; 7: 263.6 | 118.62 |  | 79.08
2015 | 13478 | Entergy New Orleans Inc | LA | Investor Owned | 225.8 | 1.802 | 125.3052 | 135.8 | 1.413 | 96.1076 | 222.3 | 1.737 | 127.9793 | 199066 | 34.5 | Y | . | . | . | . | . | . | . |  |  | . |  | 90 | 0.389 | 96.1076 | 231.3625 | 231.3625 | 77436.674 | 77436.674 | 38.9% | 20.3993 | 3871.8337 | 40.7987 | 9679.5842 | 122.396 | 15487.3348 | 203.9934 | 19359.1685 | 305.99 | 15487.3348 | 407.9867 | 7743.6674 | 611.9801 | 3484.6503 | 815.9734 | 2323.1002 | 78982.8361 | 394914.1807 | 1895588.0676 | 3949141.8075 | 4738970.169 | 3159313.446 | 2132536.576 | 1895588.0676
2015 | 13480 | New Prague Utilities Comm | MN | Municipal | . | . | . | . | . | . | . | . | . | . | . |  | 9.89 | 0.163 | 60.6748 | 9.89 | 0.163 | 60.6748 | 2560 | N | F | 12.5 | N | 0 | 0 | 60.6748 |  |  | 0 | 0 | 0% |  | 0 |  | 0 |  | 1: 0; 3: 0; 5: 0; 7: 0 | 0 |  | 0
2015 | 13482 | New River Light & Power Co | NC | State | 15.802 | 0.2 | 79.01 | 15.802 | 0.2 | 79.01 | 15.802 | 0.2 | 79.01 | 7926 | 12.5 | N | . | . | . | . | . | . | . |  |  | . |  | 0 | 0 | 79.01 |  |  | 0 | 0 | 0% |  | 0 |  | 0 |  | 1: 0; 3: 0; 5: 0; 7: 0 | 0 |  | 0
2015 | 13485 | New Smyrna Beach City of | FL | Municipal | . | . | . | . | . | . | . | . | . | . | . |  | . | . | . | 123.12 | 2.99 | 41.1773 | 26753 | Y | L | 23 | N |  |  | 41.1773 |  |  |  | 26753 | 100% |  | 1337.65 |  | 3344.125 |  | 1: 5350.6; 3: 6688.25; 5: 5350.6; 7: 2675.3 | 1203.885 |  | 802.59
2015 | 13488 | New Ulm Public Utilities Comm | MN | Municipal | . | . | . | . | . | . | . | . | . | . | . |  | 3.38 | 0.066 | 51.2121 | . | . | . | 7210 | N | F | 13.2 | N | [6 empty] | 7210 | 100% |  | 360.5 |  | 901.25 |  | 1: 1442; 3: 1802.5; 5: 1442; 7: 721 | 324.45 |  | 216.3
2015 | 13511 | New York State Elec & Gas Corp | NY | Investor Owned | 162.9 | 1.29 | 126.2791 | 149.4 | 1.26 | 118.5714 | 162.3 | 1.26 | 128.8095 | 877062 | 34.5 | N | . | . | . | . | . | . | . |  |  | . |  | 13.5 | 0.03 | 118.5714 | 450 | 450 | 26311.86 | 26311.86 | 3% | 39.6767 | 1315.593 | 79.3534 | 3288.9825 | 238.0602 | 5262.372 | 396.7671 | 6577.965 | 595.1506 | 5262.372 | 793.5342 | 2631.186 | 1190.3012 | 1184.0337 | 1587.0683 | 789.3558 | 52198.3997 | 260991.9985 | 1252761.5929 | 2609919.9853 | 3131903.9824 | 2087935.9882 | 1409356.7921 | 1252761.5929
2015 | 13524 | Newberry Electric Coop, Inc | SC | Cooperative | . | . | . | . | . | . | . | . | . | . | . |  | 289.44 | . | . | 86.8 | . | . | 12752 |  | F | 12.5 | N | 202.64 |  |  |  | 202.64 |  | 12752 | 100% | 17.8669 | 637.6 | 35.7337 | 1594 | 107.2012 | 2550.4 | 178.6686 | 3188 | 268.0029 | 2550.4 | 357.3373 | 1275.2 | 536.0059 | 573.84 | 714.6745 | 382.56 | 11391.9116 | 56959.558 | 273405.8783 | 569595.5797 | 683514.6957 | 455676.4638 | 307581.613 | 273405.8783
2015 | 13547 | Newnan Wtr, Sewer & Light Comm | GA | Municipal | 17.623 | 0.193 | 91.3109 | 17.623 | 0.193 | 91.3109 | . | . | . | 9933 | 25 | N | . | . | . | . | . | . | . |  |  | . |  | 0 | 0 | 91.3109 |  |  | 0 | 0 | 0% |  | 0 |  | 0 |  | 1: 0; 3: 0; 5: 0; 7: 0 | 0 |  | 0
2015 | 13561 | City of Newton - (NC) | NC | Municipal | 23.567 | 0.475 | 49.6147 | 10.45 | . | . | . | . | . | 4528 | 25 | Y | . | . | . | . | . | . | . |  |  | . |  | 13.117 |  |  |  | 13.117 |  | 4528 | 100% | 1.1565 | 226.4 | 2.3131 | 566 | 6.9392 | 905.6 | 11.5653 | 1132 | 17.348 | 905.6 | 23.1306 | 452.8 | 34.696 | 203.76 | 46.2613 | 135.84 | 261.8388 | 1309.1942 | 6284.1321 | 13091.9418 | 15710.3302 | 10473.5534 | 7069.6486 | 6284.1321
2015 | 13573 | Niagara Mohawk Power Corp. | NY | Investor Owned | 132.42 | 1.07 | 123.757 | 124.42 | 1.02 | 121.9804 | 132.42 | 1.07 | 123.757 | 1605794 | 69 | Y | . | . | . | . | . | . | . |  |  | . |  | 8 | 0.05 | 121.9804 | 160 | 160 | 80289.7 | 80289.7 | 5% | 14.1073 | 4014.485 | 28.2145 | 10036.2125 | 84.6436 | 16057.94 | 141.0727 | 20072.425 | 211.6091 | 16057.94 | 282.1455 | 8028.97 | 423.2182 | 3613.0365 | 564.291 | 2408.691 | 56633.4401 | 283167.2006 | 1359202.5628 | 2831672.0059 | 3398006.4071 | 2265337.6047 | 1529102.8832 | 1359202.5628
2015 | 13640 | Northern Virginia Elec Coop | VA | Cooperative | 49.71 | 0.76 | 65.4079 | 49.71 | 0.76 | 65.4079 | 48.77 | 0.74 | 65.9054 | 156113 | 34.5 | N | . | . | . | . | . | . | . |  |  | . |  | 0 | 0 | 65.4079 |  |  | 0 | 0 | 0% |  | 0 |  | 0 |  | 1: 0; 3: 0; 5: 0; 7: 0 | 0 |  | 0
2015 | 13647 | Noble County R E M C | IN | Cooperative | 255.2 | 1.341 | 190.3057 | 145.3 | 1.096 | 132.573 | 181.4 | 0.994 | 182.495 | 11123 | 12 | Y | . | . | . | . | . | . | . |  |  | . |  | 109.9 | 0.245 | 132.573 | 448.5714 | 448.5714 | 2725.135 | 2725.135 | 24.5% | 39.5508 | 136.2568 | 79.1015 | 340.6419 | 237.3045 | 545.027 | 395.5075 | 681.2838 | 593.2613 | 545.027 | 791.015 | 272.5135 | 1186.5225 | 122.6311 | 1582.03 | 81.7541 | 5389.0567 | 26945.2836 | 129337.3614 | 269452.8361 | 323343.4034 | 215562.2689 | 145504.5315 | 129337.3614
2015 | 13651 | Nolin Rural Electric Coop Corp | KY | Cooperative | 265.028 | 2.43 | 109.065 | 186.019 | 2.141 | 86.8842 | . | . | . | 34658 | 12.5 | Y | . | . | . | . | . | . | . |  |  | . |  | 79.009 | 0.289 | 86.8842 | 273.3875 | 273.3875 | 10016.162 | 10016.162 | 28.9% | 24.1047 | 500.8081 | 48.2094 | 1252.0203 | 144.6282 | 2003.2324 | 241.0471 | 2504.0405 | 361.5706 | 2003.2324 | 482.0941 | 1001.6162 | 723.1412 | 450.7273 | 964.1882 | 300.4849 | 12071.8321 | 60359.1607 | 289723.9712 | 603591.6066 | 724309.9279 | 482873.2853 | 325939.4676 | 289723.9712
2015 | 13664 | Norris Public Power District | NE | Political Subdivision | 260.283 | 1.734 | 150.1055 | 236.44 | 1.618 | 146.131 | 23.843 | 0.116 | 205.5431 | 18801 | 12.5 | N | . | . | . | . | . | . | . |  |  | . |  | 23.843 | 0.116 | 146.131 | 205.5431 | 205.5431 | 2180.916 | 2180.916 | 11.6% | 18.1228 | 109.0458 | 36.2457 | 272.6145 | 108.737 | 436.1832 | 181.2283 | 545.229 | 271.8425 | 436.1832 | 362.4566 | 218.0916 | 543.6849 | 98.1412 | 724.9132 | 65.4275 | 1976.2186 | 9881.0928 | 47429.2454 | 98810.9279 | 118573.1135 | 79048.7423 | 53357.9011 | 47429.2454
2015 | 13675 | Nishnabotna Valley R E C | IA | Cooperative | . | . | . | . | . | . | . | . | . | . | . |  | 253.84 | 1.53 | 165.9085 | 253.84 | 1.53 | 165.9085 | 3712 | N | O | 12.5 | N | 0 | 0 | 165.9085 |  |  | 0 | 0 | 0% |  | 0 |  | 0 |  | 1: 0; 3: 0; 5: 0; 7: 0 | 0 |  | 0
2015 | 13676 | North Arkansas Elec Coop, Inc | AR | Cooperative | 211.13 | 2.7 | 78.1963 | 211.13 | 2.7 | 78.1963 | 206.34 | 2.37 | 87.0633 | 36303 | 25 | Y | . | . | . | . | . | . | . |  |  | . |  | 0 | 0 | 78.1963 |  |  | 0 | 0 | 0% |  | 0 |  | 0 |  | 1: 0; 3: 0; 5: 0; 7: 0 | 0 |  | 0
2015 | 13679 | Town of North Attleborough - (MA) | MA | Municipal | 12.555 | 0.175 | 71.7429 | 7.812 | 0.098 | 79.7143 | 12.555 | 0.175 | 71.7429 | 13264 | 15 | N | . | . | . | . | . | . | . |  |  | . |  | 4.743 | 0.077 | 79.7143 | 61.5974 | 61.5974 | 1021.328 | 1021.328 | 7.7% | 5.4311 | 51.0664 | 10.8621 | 127.666 | 32.5864 | 204.2656 | 54.3107 | 255.332 | 81.4661 | 204.2656 | 108.6214 | 102.1328 | 162.9321 | 45.9598 | 217.2429 | 30.6398 | 277.3453 | 1386.7263 | 6656.2865 | 13867.2635 | 16640.7162 | 11093.8108 | 7488.3223 | 6656.2865
2015 | 13684 | Nobles Cooperative Electric | MN | Cooperative | 195.77 | 1.79 | 109.3687 | 195.77 | 1.79 | 109.3687 | 152.87 | 1.1 | 138.9727 | 6513 | 7 | Y | . | . | . | . | . | . | . |  |  | . |  | 0 | 0 | 109.3687 |  |  | 0 | 0 | 0% |  | 0 |  | 0 |  | 1: 0; 3: 0; 5: 0; 7: 0 | 0 |  | 0
2015 | 13690 | North Central MO Elec Coop Inc | MO | Cooperative | . | . | . | . | . | . | . | . | . | . | . |  | 15.35 | 1.989 | 7.7174 | 8.038 | 1.49 | 5.3946 | 4798 | N | L | 12.4 | N | 7.312 | 0.499 | 5.3946 | 14.6533 | 14.6533 | 2394.202 | 2394.202 | 49.9% | 1.292 | 119.7101 | 2.584 | 299.2753 | 7.7519 | 478.8404 | 12.9199 | 598.5505 | 19.3798 | 478.8404 | 25.8398 | 239.4202 | 38.7597 | 107.7391 | 51.6796 | 71.8261 | 154.6641 | 773.3206 | 3711.9387 | 7733.2056 | 9279.8467 | 6186.5645 | 4175.931 | 3711.9387
2015 | 13693 | North Central Elec Coop, Inc | OH | Cooperative | 44.19 | . | . | 44.19 | . | . | 31.08 | . | . | 9632 | 12.5 | Y | . | . | . | . | . | . | . |  |  | . |  | 0 |  |  |  | 0 |  | 9632 | 100% | 0 | 481.6 | 0 | 1204 | 0 | 1926.4 | 0 | 2408 | 0 | 1926.4 | 0 | 963.2 | 0 | 433.44 | 0 | 288.96 | 0 | 0 | 0 | 0 | 0 | 0 | 0 | 0
2015 | 13694 | North Central Elec Coop, Inc | ND | Cooperative | . | . | . | . | . | . | . | . | . | . | . |  | 156 | . | . | 156 | . | . | 7779 | N | F | 14.4 | Y | 0 |  |  |  | 0 |  | 7779 | 100% | 0 | 388.95 | 0 | 972.375 | 0 | 1555.8 | 0 | 1944.75 | 0 | 1555.8 | 0 | 777.9 | 0 | 350.055 | 0 | 233.37 | 0 | 0 | 0 | 0 | 0 | 0 | 0 | 0
2015 | 13698 | North Central Public Pwr Dist | NE | Political Subdivision | . | . | . | . | . | . | . | . | . | . | . |  | 47.6 | 0.55 | 86.5455 | . | . | . | 5677 | N | F | 7.2 | N | [6 empty] | 5677 | 100% |  | 283.85 |  | 709.625 |  | 1: 1135.4; 3: 1419.25; 5: 1135.4; 7: 567.7 | 255.465 |  | 170.31
2015 | 13700 | North Itasca Electric Coop Inc | MN | Cooperative | . | . | . | . | . | . | . | . | . | . | . |  | 307.01 | 3.9 | 78.7205 | 180.1 | 1.14 | 157.9825 | 5347 | N | L | 7.2 | N | 126.91 | 2.76 | 157.9825 | 45.9819 | 126.91 | 14757.72 | 5347 | 100% | 11.1897 | 267.35 | 22.3794 | 668.375 | 67.1383 | 1069.4 | 111.8971 | 1336.75 | 167.8457 | 1069.4 | 223.7943 | 534.7 | 335.6914 | 240.615 | 447.5885 | 160.41 | 2991.5699 | 14957.8494 | 71797.6774 | 149578.4945 | 179494.1934 | 119662.7956 | 80772.387 | 71797.6774
2015 | 13704 | North Western Elec Coop, Inc | OH | Cooperative | 266.2 | 2.2 | 121 | . | . | . | . | . | . | 5883 | 12.5 | N | . | . | . | . | . | . | . |  |  | . | [7 empty] | 5883 | 100% |  | 294.15 |  | 735.375 |  | 1: 1176.6; 3: 1470.75; 5: 1176.6; 7: 588.3 | 264.735 |  | 176.49
2015 | 13716 | North Georgia Elec Member Corp | GA | Cooperative | 187.082 | 1.898 | 98.568 | 168.978 | 1.821 | 92.7941 | 187.037 | 1.887 | 99.1187 | 96934 | 14.4 | Y | . | . | . | . | . | . | . |  |  | . |  | 18.104 | 0.077 | 92.7941 | 235.1169 | 235.1169 | 7463.918 | 7463.918 | 7.7% | 20.7304 | 373.1959 | 41.4607 | 932.9897 | 124.3822 | 1492.7836 | 207.3036 | 1865.9795 | 310.9555 | 1492.7836 | 414.6073 | 746.3918 | 621.9109 | 335.8763 | 829.2146 | 223.9175 | 7736.487 | 38682.435 | 185675.6882 | 386824.3503 | 464189.2204 | 309459.4803 | 208885.1492 | 185675.6882
2015 | 13718 | City of North Little Rock - (AR) | AR | Municipal | . | . | . | . | . | . | . | . | . | . | . |  | 116.2 | . | . | . | . | . | 38426 | Y | O | 13.8 | Y | [6 empty] | 38426 | 100% |  | 1921.3 |  | 4803.25 |  | 1: 7685.2; 3: 9606.5; 5: 7685.2; 7: 3842.6 | 1729.17 |  | 1152.78
2015 | 13730 | City of North St Paul - (MN) | MN | Municipal | . | . | . | . | . | . | . | . | . | . | . |  | 15.18 | 0.241 | 62.9876 | 14.82 | 0.029 | 511.0345 | 6485 | N | F | 13.8 | N | 0.36 | 0.212 | 511.0345 | 1.6981 | 1.6981 | 1374.82 | 1374.82 | 21.2% | 0.14972 | 68.741 | 0.29945 | 171.8525 | 0.89834 | 274.964 | 1.4972 | 343.705 | 2.2459 | 274.964 | 2.9945 | 137.482 | 4.4917 | 61.8669 | 5.9889 | 41.2446 | 10.2921 | 51.4607 | 247.0113 | 514.6069 | 617.5283 | 411.6855 | 277.8877 | 247.0113
2015 | 13735 | Northcentral Mississippi E P A | MS | Cooperative | 1188 | 3.29 | 361.0942 | 197.77 | 1.63 | 121.3313 | . | . | . | 29915 | 25 | Y | . | . | . | . | . | . | . |  |  | . |  | 990.23 | 1.66 | 121.3313 | 596.5241 | 990.23 | 49658.9 | 29915 | 100% | 87.309 | 1495.75 | 174.6181 | 3739.375 | 523.8542 | 5983 | 873.0904 | 7478.75 | 1309.6356 | 5983 | 1746.1807 | 2991.5 | 2619.2711 | 1346.175 | 3492.3615 | 897.45 | 130592.4928 | 652962.464 | 3134219.8272 | 6529624.64 | 7835549.568 | 5223699.712 | 3525997.3056 | 3134219.8272
2015 | 13750 | Northern Electric Coop, Inc | SD | Cooperative | 67.9 | 0.75 | 90.5333 | 67.9 | 0.75 | 90.5333 | 40.46 | 0.27 | 149.8519 | 6221 | 7.2 | N | . | . | . | . | . | . | . |  |  | . |  | 0 | 0 | 90.5333 |  |  | 0 | 0 | 0% |  | 0 |  | 0 |  | 1: 0; 3: 0; 5: 0; 7: 0 | 0 |  | 0
2015 | 13757 | North Plains Electric Coop Inc | TX | Cooperative | . | . | . | . | . | . | . | . | . | . | . |  | 434.2 | . | . | 339.7 | . | . | 6935.9 | N | F | 35 | Y | 94.5 |  |  |  | 94.5 |  | 6935.9 | 100% | 8.3321 | 346.795 | 16.6642 | 866.9875 | 49.9927 | 1387.18 | 83.3211 | 1733.975 | 124.9816 | 1387.18 | 166.6422 | 693.59 | 249.9633 | 312.1155 | 333.2843 | 208.077 | 2889.5337 | 14447.6683 | 69348.8076 | 144476.6826 | 173372.0191 | 115581.3461 | 78017.4086 | 69348.8076
2015 | 13758 | Northern Lights, Inc | ID | Cooperative | . | . | . | . | . | . | . | . | . | . | . |  | 2504 | . | . | 2285 | . | . | 18644 | N | F | 25 | Y | 219 |  |  |  | 219 |  | 18644 | 100% | 19.3093 | 932.2 | 38.6187 | 2330.5 | 115.856 | 3728.8 | 193.0933 | 4661 | 289.64 | 3728.8 | 386.1866 | 1864.4 | 579.2799 | 838.98 | 772.3733 | 559.32 | 18000.1587 | 90000.7935 | 432003.809 | 900007.9353 | 1080009.5224 | 720006.3483 | 486004.2851 | 432003.809
2015 | 13780 | Northern States Power Co | MI | Investor Owned | 156.71 | 1 | 156.71 | 156.53 | 1 | 156.53 | 50.58 | 0.44 | 114.9545 | 8941 | 34.5 | Y | . | . | . | . | . | . | . |  |  | . |  | 0.18 | 0 | 156.53 |  |  | 0 | 0 | 0% |  | 0 |  | 0 |  | 1: 0; 3: 0; 5: 0; 7: 0 | 0 |  | 0
2015 | 13780 | Northern States Power Co | WI | Investor Owned | 125.66 | 0.8 | 157.075 | 80.96 | 0.65 | 124.5538 | 114.13 | 0.69 | 165.4058 | 242434 | 34.5 | Y | . | . | . | . | . | . | . |  |  | . |  | 44.7 | 0.15 | 124.5538 | 298 | 298 | 36365.1 | 36365.1 | 15% | 26.2748 | 1818.255 | 52.5496 | 4545.6375 | 157.6488 | 7273.02 | 262.748 | 9091.275 | 394.122 | 7273.02 | 525.496 | 3636.51 | 788.2439 | 1636.4295 | 1050.9919 | 1090.953 | 47774.2827 | 238871.4137 | 1146582.7856 | 2388714.1367 | 2866456.964 | 1910971.3093 | 1289905.6338 | 1146582.7856
2015 | 13781 | Northern States Power Co - Minnesota | MN | Investor Owned | 184.37 | 0.96 | 192.0521 | 87.41 | 0.82 | 106.5976 | 179.82 | 0.91 | 197.6044 | 1243744 | 34.5 | Y | . | . | . | . | . | . | . |  |  | . |  | 96.96 | 0.14 | 106.5976 | 692.5714 | 692.5714 | 174124.16 | 174124.16 | 14% | 61.0643 | 8706.208 | 122.1287 | 21765.52 | 366.3861 | 34824.832 | 610.6434 | 43531.04 | 915.9652 | 34824.832 | 1221.2869 | 17412.416 | 1831.9303 | 7835.5872 | 2442.5737 | 5223.7248 | 531638.8754 | 2658194.3771 | 12759333.01 | 26581943.7708 | 31898332.5249 | 21265555.0166 | 14354249.6362 | 12759333.01
2015 | 13781 | Northern States Power Co - Minnesota | ND | Investor Owned | 69.72 | 0.72 | 96.8333 | 69.72 | 0.72 | 96.8333 | 67.73 | 0.69 | 98.1594 | 91496 | 34.5 | Y | . | . | . | . | . | . | . |  |  | . |  | 0 | 0 | 96.8333 |  |  | 0 | 0 | 0% |  | 0 |  | 0 |  | 1: 0; 3: 0; 5: 0; 7: 0 | 0 |  | 0
2015 | 13781 | Northern States Power Co - Minnesota | SD | Investor Owned | 118.73 | 0.97 | 122.4021 | 89.62 | 0.9 | 99.5778 | 118.73 | 0.97 | 122.4021 | 88887 | 34.5 | Y | . | . | . | . | . | . | . |  |  | . |  | 29.11 | 0.07 | 99.5778 | 415.8571 | 415.8571 | 6222.09 | 6222.09 | 7% | 36.6663 | 311.1045 | 73.3326 | 777.7612 | 219.9979 | 1244.418 | 366.6632 | 1555.5225 | 549.9948 | 1244.418 | 733.3263 | 622.209 | 1099.9895 | 279.9941 | 1466.6527 | 186.6627 | 11407.0561 | 57035.2807 | 273769.3476 | 570352.8075 | 684423.369 | 456282.246 | 307990.516 | 273769.3476
2015 | 13783 | Northeast Louisiana Power Coop Inc. | LA | Cooperative | . | . | . | . | . | . | . | . | . | . | . |  | 76.8 | 0.99 | 77.5758 | 76.8 | 0.99 | 77.5758 | 16879 | N | O | 19.9 |  | 0 | 0 | 77.5758 |  |  | 0 | 0 | 0% |  | 0 |  | 0 |  | 1: 0; 3: 0; 5: 0; 7: 0 | 0 |  | 0
2015 | 13788 | Northern Wasco County PUD | OR | Political Subdivision | 58.289 | 0.7 | 83.27 | 35.73 | 0.4 | 89.325 | 58.289 | 0.7 | 83.27 | 9947 | 12.5 | N | . | . | . | . | . | . | . |  |  | . |  | 22.559 | 0.3 | 89.325 | 75.1967 | 75.1967 | 2984.1 | 2984.1 | 30% | 6.6301 | 149.205 | 13.2602 | 373.0125 | 39.7807 | 596.82 | 66.3012 | 746.025 | 99.4519 | 596.82 | 132.6025 | 298.41 | 198.9037 | 134.2845 | 265.205 | 89.523 | 989.2478 | 4946.2389 | 23741.9469 | 49462.3893 | 59354.8672 | 39569.9115 | 26709.6902 | 23741.9469
2015 | 13789 | Village of Northfield - (VT) | VT | Municipal | . | . | . | . | . | . | . | . | . | . | . |  | . | 0.21 | . | . | . | . | 1831 | N | O | 34 | N | [6 empty] | 1831 | 100% |  | 91.55 |  | 228.875 |  | 1: 366.2; 3: 457.75; 5: 366.2; 7: 183.1 | 82.395 |  | 54.93
2015 | 13805 | Northwest Rural Pub Pwr Dist | NE | Political Subdivision | . | . | . | . | . | . | . | . | . | . | . |  | 164.1 | 0.861 | 190.5923 | 149.9 | 0.754 | 198.8064 | 3351 | N | L | 14.4 | Y | 14.2 | 0.107 | 198.8064 | 132.7103 | 132.7103 | 358.557 | 358.557 | 10.7% | 11.7011 | 17.9278 | 23.4023 | 44.8196 | 70.2068 | 71.7114 | 117.0113 | 89.6393 | 175.5169 | 71.7114 | 234.0225 | 35.8557 | 351.0338 | 16.1351 | 468.0451 | 10.7567 | 209.776 | 1048.8802 | 5034.6251 | 10488.8024 | 12586.5628 | 8391.0419 | 5663.9533 | 5034.6251
2015 | 13809 | NorthWestern Energy - (SD) | SD | Investor Owned | 102 | 1.074 | 94.9721 | 93 | 0.95 | 97.8947 | 93 | 0.95 | 97.8947 | 64308 | 34.5 | N | . | . | . | . | . | . | . |  |  | . |  | 9 | 0.124 | 97.8947 | 72.5806 | 72.5806 | 7974.192 | 7974.192 | 12.4% | 6.3995 | 398.7096 | 12.7989 | 996.774 | 38.3968 | 1594.8384 | 63.9947 | 1993.548 | 95.992 | 1594.8384 | 127.9894 | 797.4192 | 191.9841 | 358.8386 | 255.9788 | 239.2258 | 2551.5298 | 12757.6488 | 61236.7142 | 127576.4879 | 153091.7855 | 102061.1903 | 68891.3035 | 61236.7142
2015 | 13830 | Nueces Electric Cooperative | TX | Cooperative | 459.575 | 2.659 | 172.8375 | 197.041 | 1.368 | 144.0358 | 426.99 | 2.381 | 179.3322 | 19203 | 25 | Y | . | . | . | . | . | . | . |  |  | . |  | 262.534 | 1.291 | 144.0358 | 203.3571 | 262.534 | 24791.073 | 19203 | 100% | 23.1477 | 960.15 | 46.2955 | 2400.375 | 138.8865 | 3840.6 | 231.4774 | 4800.75 | 347.2162 | 3840.6 | 462.9549 | 1920.3 | 694.4323 | 864.135 | 925.9098 | 576.09 | 22225.3067 | 111126.5335 | 533407.3607 | 1111265.3348 | 1333518.4017 | 889012.2678 | 600083.2808 | 533407.3607
2015 | 13831 | City of Norwich - (CT) | CT | Municipal | 27.123 | 0.373 | 72.7158 | 27.123 | 0.373 | 72.7158 | 27.123 | 0.373 | 72.7158 | 20049 | 35 | N | . | . | . | . | . | . | . |  |  | . |  | 0 | 0 | 72.7158 |  |  | 0 | 0 | 0% |  | 0 |  | 0 |  | 1: 0; 3: 0; 5: 0; 7: 0 | 0 |  | 0
2015 | 13838 | Northfork Electric Coop, Inc | OK | Cooperative | . | . | . | . | . | . | . | . | . | . | . |  | 60.5 | . | . | 1.73 | . | . | 6826 |  | O | 25 | N | 58.77 |  |  |  | 58.77 |  | 6826 | 100% | 5.1818 | 341.3 | 10.3636 | 853.25 | 31.0907 | 1365.2 | 51.8178 | 1706.5 | 77.7267 | 1365.2 | 103.6356 | 682.6 | 155.4533 | 307.17 | 207.2711 | 204.78 | 1768.5409 | 8842.7043 | 42444.9808 | 88427.0434 | 106112.452 | 70741.6347 | 47750.6034 | 42444.9808
2015 | 13936 | Oakdale Electric Coop | WI | Cooperative | 201.604 | 1.604 | 125.6883 | 158.462 | 1.488 | 106.4933 | 147.522 | 1.094 | 134.8464 | 16438 | 12.5 | N | . | . | . | . | . | . | . |  |  | . |  | 43.142 | 0.116 | 106.4933 | 371.9138 | 371.9138 | 1906.808 | 1906.808 | 11.6% | 32.7918 | 95.3404 | 65.5836 | 238.351 | 196.7509 | 381.3616 | 327.9181 | 476.702 | 491.8772 | 381.3616 | 655.8362 | 190.6808 | 983.7543 | 85.8064 | 1311.6725 | 57.2042 | 3126.3844 | 15631.922 | 75033.2257 | 156319.2203 | 187583.0643 | 125055.3762 | 84412.379 | 75033.2257
2015 | 13955 | City of Ocala | FL | Municipal | . | . | . | . | . | . | . | . | . | . | . |  | 87.1 | 1.37 | 63.5766 | . | . | . | 51843 | N | L | 12 | Y | [6 empty] | 51843 | 100% |  | 2592.15 |  | 6480.375 |  | 1: 10368.6; 3: 12960.75; 5: 10368.6; 7: 5184.3 | 2332.935 |  | 1555.29
2015 | 13963 | Oconomowoc Utilities | WI | Municipal | . | . | . | . | . | . | . | . | . | . | . |  | 6.701 | 0.06 | 111.6833 | . | . | . | 9278 | Y | L | 24.9 | N | [6 empty] | 9278 | 100% |  | 463.9 |  | 1159.75 |  | 1: 1855.6; 3: 2319.5; 5: 1855.6; 7: 927.8 | 417.51 |  | 278.34
2015 | 13998 | Ohio Edison Co | OH | Investor Owned | 110.9 | 1.08 | 102.6852 | 96.4 | 1.02 | 94.5098 | 97.4 | 0.87 | 111.954 | 1028167 | 34.5 | Y | . | . | . | . | . | . | . |  |  | . |  | 14.5 | 0.06 | 94.5098 | 241.6667 | 241.6667 | 61690.02 | 61690.02 | 6% | 21.3079 | 3084.501 | 42.6157 | 7711.2525 | 127.8472 | 12338.004 | 213.0786 | 15422.505 | 319.6179 | 12338.004 | 426.1572 | 6169.002 | 639.2359 | 2776.0509 | 852.3145 | 1850.7006 | 65724.1212 | 328620.6062 | 1577378.9096 | 3286206.0617 | 3943447.2741 | 2628964.8494 | 1774551.2733 | 1577378.9096
2015 | 14006 | Ohio Power Co | OH | Investor Owned | 239.2 | 1.391 | 171.9626 | 201.5 | 1.323 | 152.3054 | 203.4 | 1.215 | 167.4074 | 1455994 | 35 | Y | . | . | . | . | . | . | . |  |  | . |  | 37.7 | 0.068 | 152.3054 | 554.4118 | 554.4118 | 99007.592 | 99007.592 | 6.8% | 48.8827 | 4950.3796 | 97.7655 | 12375.949 | 293.2965 | 19801.5184 | 488.8274 | 24751.898 | 733.2411 | 19801.5184 | 977.6548 | 9900.7592 | 1466.4823 | 4455.3416 | 1955.3097 | 2970.2278 | 241988.1284 | 1209940.6422 | 5807715.0824 | 12099406.4217 | 14519287.7061 | 9679525.1374 | 6533679.4677 | 5807715.0824
2015 | 14055 | PUD No 1 of Okanogan County | WA | Political Subdivision | . | . | . | . | . | . | . | . | . | . | . |  | 375.054 | 0.913 | 410.793 | 112.791 | 0.744 | 151.6008 | 20871 | N | F | 24.9 | N | 262.263 | 0.169 | 151.6008 | 1551.8521 | 1551.8521 | 3527.199 | 3527.199 | 16.9% | 136.8275 | 176.3599 | 273.655 | 440.8999 | 820.9651 | 705.4398 | 1368.2752 | 881.7998 | 2052.4127 | 705.4398 | 2736.5503 | 352.7199 | 4104.8255 | 158.724 | 5473.1006 | 105.816 | 24130.8938 | 120654.4689 | 579141.4508 | 1206544.6891 | 1447853.627 | 965235.7513 | 651534.1321 | 579141.4508
2015 | 14062 | Oklahoma Electric Coop Inc | OK | Cooperative | 939.7 | 4.3 | 218.5349 | 139.1 | 2.1 | 66.2381 | 892.6 | 3.4 | 262.5294 | 53663 | 24.9 | Y | . | . | . | . | . | . | . |  |  | . |  | 800.6 | 2.2 | 66.2381 | 363.9091 | 800.6 | 118058.6 | 53663 | 100% | 70.5893 | 2683.15 | 141.1785 | 6707.875 | 423.5356 | 10732.6 | 705.8927 | 13415.75 | 1058.8391 | 10732.6 | 1411.7855 | 5366.3 | 2117.6782 | 2414.835 | 2823.5709 | 1609.89 | 189401.6068 | 947008.0338 | 4545638.5622 | 9470080.338 | 11364096.4056 | 7576064.2704 | 5113843.3825 | 4545638.5622
2015 | 14063 | Oklahoma Gas & Electric Co | AR | Investor Owned | . | . | . | . | . | . | . | . | . | . | . |  | 209.6 | 1.2 | 174.6667 | 178.8 | 1.1 | 162.5454 | 68241 | N | L | 34.5 | Y | 30.8 | 0.1 | 162.5455 | 308 | 308 | 6824.1 | 6824.1 | 10% | 27.1565 | 341.205 | 54.313 | 853.0125 | 162.939 | 1364.82 | 271.565 | 1706.025 | 407.3475 | 1364.82 | 543.1301 | 682.41 | 814.6951 | 307.0845 | 1086.2601 | 204.723 | 9265.9345 | 46329.6723 | 222382.427 | 463296.723 | 555956.0676 | 370637.3784 | 250180.2304 | 222382.427
2015 | 14063 | Oklahoma Gas & Electric Co | OK | Investor Owned | . | . | . | . | . | . | . | . | . | . | . |  | 964.3 | 1.5 | 642.8667 | 137.2 | 0.9 | 152.4444 | 751566 | N | L | 34.5 | Y | 827.1 | 0.6 | 152.4444 | 1378.5 | 1378.5 | 450939.6 | 450939.6 | 60% | 121.543 | 22546.98 | 243.086 | 56367.45 | 729.2579 | 90187.92 | 1215.4298 | 112734.9 | 1823.1447 | 90187.92 | 2430.8597 | 45093.96 | 3646.2895 | 20292.282 | 4861.7193 | 13528.188 | 2740427.2091 | 13702136.0456 | 65770253.0187 | 137021360.4555 | 164425632.5467 | 109617088.3644 | 73991534.646 | 65770253.0187
2015 | 14074 | Okanogan County Elec Coop, Inc | WA | Cooperative | . | . | . | . | . | . | . | . | . | . | . |  | 45.285 | 4.9 | 9.2418 | 40.2 | 4.5 | 8.9333 | 3488 | N | O | 34 | N | 5.085 | 0.4 | 8.9333 | 12.7125 | 12.7125 | 1395.2 | 1395.2 | 40% | 1.1209 | 69.76 | 2.2417 | 174.4 | 6.7252 | 279.04 | 11.2087 | 348.8 | 16.813 | 279.04 | 22.4173 | 139.52 | 33.626 | 62.784 | 44.8347 | 41.856 | 78.1917 | 390.9584 | 1876.6004 | 3909.5841 | 4691.501 | 3127.6673 | 2111.1754 | 1876.6004
2015 | 14107 | City of Olivia - (MN) | MN | Municipal | 1.1 | 0.03 | 36.6667 | . | . | . | . | . | . | 1266 | 4.1 | N | . | . | . | . | . | . | . |  |  | . | [7 empty] | 1266 | 100% |  | 63.3 |  | 158.25 |  | 1: 253.2; 3: 316.5; 5: 253.2; 7: 126.6 | 56.97 |  | 37.98
2015 | 14109 | Oregon Trail El Cons Coop, Inc | OR | Cooperative | . | . | . | . | . | . | . | . | . | . | . |  | 195.96 | 1.2 | 163.3 | 109.68 | 1.15 | 95.3739 | 30350 | N | F | 34.5 | Y | 86.28 | 0.05 | 95.3739 | 1725.6 | 1725.6 | 1517.5 | 1517.5 | 5% | 152.147 | 75.875 | 304.2939 | 189.6875 | 912.8817 | 303.5 | 1521.4695 | 379.375 | 2282.2043 | 303.5 | 3042.939 | 151.75 | 4564.4085 | 68.2875 | 6085.878 | 45.525 | 11544.1499 | 57720.7494 | 277059.5974 | 577207.4945 | 692648.9934 | 461765.9956 | 311692.047 | 277059.5974
2015 | 14127 | Omaha Public Power District | NE | Political Subdivision | . | . | . | . | . | . | . | . | . | . | . |  | 109.21 | 0.864 | 126.4005 | 59.28 | 0.616 | 96.2338 | 363301 | Y | O | 13.8 | Y | 49.93 | 0.248 | 96.2338 | 201.3306 | 201.3306 | 90098.648 | 90098.648 | 24.8% | 17.7514 | 4504.9324 | 35.5028 | 11262.331 | 106.5085 | 18019.7296 | 177.5142 | 22524.662 | 266.2712 | 18019.7296 | 355.0283 | 9009.8648 | 532.5425 | 4054.4392 | 710.0566 | 2702.9594 | 79968.9299 | 399844.6494 | 1919254.3174 | 3998446.4945 | 4798135.7934 | 3198757.1956 | 2159161.107 | 1919254.3174
2015 | 14154 | Orange & Rockland Utils Inc | NY | Investor Owned | . | . | . | . | . | . | . | . | . | . | . |  | 148.05 | 1.013 | 146.15 | 148.05 | 1.013 | 146.15 | 221203 | N | F | 34.5 | N | 0 | 0 | 146.15 |  |  | 0 | 0 | 0% |  | 0 |  | 0 |  | 1: 0; 3: 0; 5: 0; 7: 0 | 0 |  | 0
2015 | 14170 | Orcas Power & Light Coop | WA | Cooperative | 35.4 | 2.899 | 12.2111 | 14.4 | 2.408 | 5.9801 | 30.6 | 1.994 | 15.346 | 13170 | 12.5 | N | . | . | . | . | . | . | . |  |  | . |  | 21 | 0.491 | 5.9801 | 42.7699 | 42.7699 | 6466.47 | 6466.47 | 49.1% | 3.771 | 323.3235 | 7.5421 | 808.3088 | 22.6262 | 1293.294 | 37.7104 | 1616.6175 | 56.5656 | 1293.294 | 75.4208 | 646.647 | 113.1311 | 290.9912 | 150.8415 | 193.9941 | 1219.2652 | 6096.3262 | 29262.3659 | 60963.2623 | 73155.9148 | 48770.6098 | 32920.1616 | 29262.3659
2015 | 14175 | Tri-County Electric Coop, Inc | SC | Cooperative | 20.16 | 1.779 | 11.3322 | 8.79 | 0.392 | 22.4235 | . | . | . | 17703 | 14.4 | Y | . | . | . | . | . | . | . |  |  | . |  | 11.37 | 1.387 | 22.4235 | 8.1975 | 11.37 | 24554.061 | 17703 | 100% | 1.0025 | 885.15 | 2.005 | 2212.875 | 6.015 | 3540.6 | 10.025 | 4425.75 | 15.0375 | 3540.6 | 20.05 | 1770.3 | 30.0749 | 796.635 | 40.0999 | 531.09 | 887.3612 | 4436.8062 | 21296.67 | 44368.0625 | 53241.6749 | 35494.45 | 23958.7537 | 21296.67
2015 | 14178 | P K M Electric Coop, Inc | MN | Cooperative | 137.4 | 7 | 19.6286 | 137.4 | 7 | 19.6286 | 137.4 | 7 | 19.6286 | 3779 | 7.2 | N | . | . | . | . | . | . | . |  |  | . |  | 0 | 0 | 19.6286 |  |  | 0 | 0 | 0% |  | 0 |  | 0 |  | 1: 0; 3: 0; 5: 0; 7: 0 | 0 |  | 0
2015 | 14192 | Osage Valley Elec Coop Assn | MO | Cooperative | . | . | . | . | . | . | . | . | . | . | . |  | 303.7 | 1.783 | 170.3309 | 256.8 | 1.591 | 161.4079 | 15951 | N | F | 12.5 | Y | 46.9 | 0.192 | 161.4079 | 244.2708 | 244.2708 | 3062.592 | 3062.592 | 19.2% | 21.5375 | 153.1296 | 43.0749 | 382.824 | 129.2248 | 612.5184 | 215.3747 | 765.648 | 323.0621 | 612.5184 | 430.7494 | 306.2592 | 646.1242 | 137.8166 | 861.4989 | 91.8778 | 3298.0245 | 16490.1227 | 79152.589 | 164901.227 | 197881.4724 | 131920.9816 | 89046.6626 | 79152.589
2015 | 14194 | City of Orrville - (OH) | OH | Municipal | . | . | . | . | . | . | . | . | . | . | . |  | 42.83 | 0.484 | 88.4917 | 16.443 | . | . | 7312 | Y | L | 13.8 | N | 26.387 |  |  |  | 26.387 |  | 7312 | 100% | 2.3266 | 365.6 | 4.6531 | 914 | 13.9593 | 1462.4 | 23.2655 | 1828 | 34.8983 | 1462.4 | 46.5311 | 731.2 | 69.7966 | 329.04 | 93.0622 | 219.36 | 850.5881 | 4252.9407 | 20414.1155 | 42529.4072 | 51035.2886 | 34023.5258 | 22965.8799 | 20414.1155
2015 | 14202 | Osceola Electric Coop, Inc | IA | Cooperative | 132.52 | 2.09 | 63.4067 | 132.52 | 2.09 | 63.4067 | 73.07 | 1.04 | 70.2596 | 1164 | 7.2 | N | . | . | . | . | . | . | . |  |  | . |  | 0 | 0 | 63.4067 |  |  | 0 | 0 | 0% |  | 0 |  | 0 |  | 1: 0; 3: 0; 5: 0; 7: 0 | 0 |  | 0
2015 | 14232 | Otter Tail Power Co | MN | Investor Owned | 53.3 | 0.8 | 66.625 | 53.3 | 0.8 | 66.625 | . | . | . | 61100 | 12.5 | Y | . | . | . | . | . | . | . |  |  | . |  | 0 | 0 | 66.625 |  |  | 0 | 0 | 0% |  | 0 |  | 0 |  | 1: 0; 3: 0; 5: 0; 7: 0 | 0 |  | 0
2015 | 14232 | Otter Tail Power Co | ND | Investor Owned | 164.94 | 6.9 | 23.9043 | 164.94 | 6.9 | 23.9043 | . | . | . | 58297 | 12.5 | Y | . | . | . | . | . | . | . |  |  | . |  | 0 | 0 | 23.9043 |  |  | 0 | 0 | 0% |  | 0 |  | 0 |  | 1: 0; 3: 0; 5: 0; 7: 0 | 0 |  | 0
2015 | 14232 | Otter Tail Power Co | SD | Investor Owned | 104.9 | 2 | 52.45 | 104.9 | 2 | 52.45 | . | . | . | 11457 | 12.5 | Y | . | . | . | . | . | . | . |  |  | . |  | 0 | 0 | 52.45 |  |  | 0 | 0 | 0% |  | 0 |  | 0 |  | 1: 0; 3: 0; 5: 0; 7: 0 | 0 |  | 0
2015 | 14245 | Overton Power District No 5 | NV | Political Subdivision | 26.677 | 0.378 | 70.5741 | . | . | . | . | . | . | 14839 | 69 | Y | . | . | . | . | . | . | . |  |  | . | [7 empty] | 14839 | 100% |  | 741.95 |  | 1854.875 |  | 1: 2967.8; 3: 3709.75; 5: 2967.8; 7: 1483.9 | 667.755 |  | 445.17
2015 | 14246 | City of Owatonna - (MN) | MN | Municipal | 7.19 | 0.1 | 71.9 | 7.19 | 0.1 | 71.9 | . | . | . | 11907 | 12.4 | N | . | . | . | . | . | . | . |  |  | . |  | 0 | 0 | 71.9 |  |  | 0 | 0 | 0% |  | 0 |  | 0 |  | 1: 0; 3: 0; 5: 0; 7: 0 | 0 |  | 0
2015 | 14251 | Owen Electric Coop Inc | KY | Cooperative | 159 | 1.56 | 101.9231 | 102 | 1.05 | 97.1429 | . | . | . | 59409 | 12.5 | Y | . | . | . | . | . | . | . |  |  | . |  | 57 | 0.51 | 97.1429 | 111.7647 | 111.7647 | 30298.59 | 30298.59 | 51% | 9.8543 | 1514.9295 | 19.7087 | 3787.3238 | 59.1261 | 6059.718 | 98.5435 | 7574.6475 | 147.8152 | 6059.718 | 197.0869 | 3029.859 | 295.6304 | 1363.4365 | 394.1738 | 908.9577 | 14928.6392 | 74643.1962 | 358287.3417 | 746431.9618 | 895718.3542 | 597145.5694 | 403073.2594 | 358287.3417
2015 | 14268 | City of Owensboro - (KY) | KY | Municipal | 42.9 | 1.346 | 31.8722 | 42.9 | 1.346 | 31.8722 | 42.9 | 1.346 | 31.8722 | 26769 | 15 | N | . | . | . | . | . | . | . |  |  | . |  | 0 | 0 | 31.8722 |  |  | 0 | 0 | 0% |  | 0 |  | 0 |  | 1: 0; 3: 0; 5: 0; 7: 0 | 0 |  | 0
2015 | 14289 | Ozarks Electric Coop Corp - (AR) | AR | Cooperative | 125.04 | 1.68 | 74.4286 | 48.78 | 0.64 | 76.2188 | 93.84 | 0.93 | 100.9032 | 71793 | 24.9 | Y | . | . | . | . | . | . | . |  |  | . |  | 76.26 | 1.04 | 76.2188 | 73.3269 | 76.26 | 74664.72 | 71793 | 100% | 6.7239 | 3589.65 | 13.4478 | 8974.125 | 40.3433 | 14358.6 | 67.2388 | 17948.25 | 100.8582 | 14358.6 | 134.4776 | 7179.3 | 201.7164 | 3230.685 | 268.9552 | 2153.79 | 24136.374 | 120681.8702 | 579272.9772 | 1206818.7024 | 1448182.4429 | 965454.9619 | 651682.0993 | 579272.9772
2015 | 14328 | Pacific Gas & Electric Co | CA | Investor Owned | 147.2 | 1.052 | 139.9239 | 96 | 0.871 | 110.2181 | 147.2 | 1.052 | 139.9239 | 5446629 | 35 | Y | . | . | . | . | . | . | . |  |  | . |  | 51.2 | 0.181 | 110.2181 | 282.8729 | 282.8729 | 985839.849 | 985839.849 | 18.1% | 24.941 | 49291.9924 | 49.8821 | 123229.9811 | 149.6462 | 197167.9698 | 249.4104 | 246459.9623 | 374.1156 | 197167.9698 | 498.8207 | 98583.9849 | 748.2311 | 44362.7932 | 997.6415 | 29575.1955 | 1229393.4084 | 6146967.0419 | 29505441.801 | 61469670.4188 | 73763604.5026 | 49175736.335 | 33193622.0262 | 29505441.801
2015 | 14354 | PacifiCorp | CA | Investor Owned | 554.5 | 3.042 | 182.2814 | 208.6 | 1.795 | 116.2117 | 545.4 | 2.989 | 182.4691 | 48355 | 34.5 | Y | . | . | . | . | . | . | . |  |  | . |  | 345.9 | 1.247 | 116.2117 | 277.3857 | 345.9 | 60298.685 | 48355 | 100% | 30.4982 | 2417.75 | 60.9963 | 6044.375 | 182.989 | 9671 | 304.9816 | 12088.75 | 457.4724 | 9671 | 609.9633 | 4835.5 | 914.9449 | 2175.975 | 1219.9265 | 1450.65 | 73736.9339 | 368684.6694 | 1769686.4129 | 3686846.6936 | 4424216.0323 | 2949477.3549 | 1990897.2145 | 1769686.4129
2015 | 14354 | PacifiCorp | ID | Investor Owned | 285.6 | 2.075 | 137.6386 | 219.1 | 1.546 | 141.7206 | 285.6 | 2.075 | 137.6386 | 77564 | 34.5 | Y | . | . | . | . | . | . | . |  |  | . |  | 66.5 | 0.529 | 141.7206 | 125.7089 | 125.7089 | 41031.356 | 41031.356 | 52.9% | 11.0838 | 2051.5678 | 22.1676 | 5128.9195 | 66.5029 | 8206.2712 | 110.8381 | 10257.839 | 166.2572 | 8206.2712 | 221.6762 | 4103.1356 | 332.5143 | 1846.411 | 443.3524 | 1230.9407 | 22739.1888 | 113695.9442 | 545740.532 | 1136959.4416 | 1364351.3299 | 909567.5533 | 613958.0985 | 545740.532
2015 | 14354 | PacifiCorp | OR | Investor Owned | 284.6 | 1.441 | 197.5017 | 138.8 | 1.036 | 133.9768 | 282.2 | 1.42 | 198.7324 | 607450 | 34.5 | Y | . | . | . | . | . | . | . |  |  | . |  | 145.8 | 0.405 | 133.9768 | 360 | 360 | 246017.25 | 246017.25 | 40.5% | 31.7414 | 12300.8625 | 63.4827 | 30752.1562 | 190.4482 | 49203.45 | 317.4137 | 61504.3125 | 476.1205 | 49203.45 | 634.8273 | 24601.725 | 952.241 | 11070.7763 | 1269.6547 | 7380.5175 | 390446.1866 | 1952230.9331 | 9370708.4791 | 19522309.3314 | 23426771.1976 | 15617847.4651 | 10542047.0389 | 9370708.4791
2015 | 14354 | PacifiCorp | UT | Investor Owned | 218.5 | 1.483 | 147.3365 | 176.1 | 1.333 | 132.108 | 218.5 | 1.483 | 147.3365 | 869108 | 34.5 | Y | . | . | . | . | . | . | . |  |  | . |  | 42.4 | 0.15 | 132.108 | 282.6667 | 282.6667 | 130366.2 | 130366.2 | 15% | 24.9229 | 6518.31 | 49.8457 | 16295.775 | 149.5371 | 26073.24 | 249.2285 | 32591.55 | 373.8428 | 26073.24 | 498.457 | 13036.62 | 747.6855 | 5866.479 | 996.914 | 3910.986 | 162454.8679 | 812274.3395 | 3898916.8294 | 8122743.3946 | 9747292.0735 | 6498194.7157 | 4386281.4331 | 3898916.8294
2015 | 14354 | PacifiCorp | WA | Investor Owned | 157.9 | 1.203 | 131.2552 | 99.2 | 0.771 | 128.6641 | 157.9 | 1.203 | 131.2552 | 137313 | 34.5 | Y | . | . | . | . | . | . | . |  |  | . |  | 58.7 | 0.432 | 128.6641 | 135.8796 | 135.8796 | 59319.216 | 59319.216 | 43.2% | 11.9806 | 2965.9608 | 23.9611 | 7414.902 | 71.8834 | 11863.8432 | 119.8057 | 14829.804 | 179.7085 | 11863.8432 | 239.6114 | 5931.9216 | 359.4171 | 2669.3647 | 479.2228 | 1779.5765 | 35533.9005 | 177669.5026 | 852813.6123 | 1776695.0257 | 2132034.0309 | 1421356.0206 | 959415.3139 | 852813.6123
2015 | 14354 | PacifiCorp | WY | Investor Owned | 214.5 | 1.569 | 136.7113 | 190.6 | 1.493 | 127.6624 | 191.2 | 1.324 | 144.4109 | 147443 | 34.5 | Y | . | . | . | . | . | . | . |  |  | . |  | 23.9 | 0.076 | 127.6624 | 314.4737 | 314.4737 | 11205.668 | 11205.668 | 7.6% | 27.7273 | 560.2834 | 55.4546 | 1400.7085 | 166.3637 | 2241.1336 | 277.2729 | 2801.417 | 415.9094 | 2241.1336 | 554.5458 | 1120.5668 | 831.8187 | 504.2551 | 1109.0916 | 336.17 | 15535.1405 | 77675.7024 | 372843.3716 | 776757.0242 | 932108.4291 | 621405.6194 | 419448.7931 | 372843.3716
2015 | 14381 | City of Painesville | OH | Municipal | . | . | . | . | . | . | . | . | . | . | . |  | 55.42 | 0.646 | 85.7895 | . | . | . | 12926 | Y | L | 13.2 | Y | [6 empty] | 12926 | 100% |  | 646.3 |  | 1615.75 |  | 1: 2585.2; 3: 3231.5; 5: 2585.2; 7: 1292.6 | 581.67 |  | 387.78
2015 | 14398 | Palmetto Electric Coop Inc | SC | Cooperative | 58.12 | 0.904 | 64.292 | 43.339 | 0.66 | 65.6652 | 55.301 | 0.879 | 62.9135 | 66879 | 12.4 | N | . | . | . | . | . | . | . |  |  | . |  | 14.781 | 0.244 | 65.6652 | 60.5779 | 60.5779 | 16318.476 | 16318.476 | 24.4% | 5.3412 | 815.9238 | 10.6824 | 2039.8095 | 32.0471 | 3263.6952 | 53.4118 | 4079.619 | 80.1177 | 3263.6952 | 106.8236 | 1631.8476 | 160.2354 | 734.3314 | 213.6471 | 489.5543 | 4357.9949 | 21789.9743 | 104591.8765 | 217899.7426 | 261479.6911 | 174319.7941 | 117665.861 | 104591.8765
2015 | 14401 | City of Palo Alto - (CA) | CA | Municipal | 68.48 | 0.29 | 236.1379 | . | . | . | . | . | . | 28600 | 12 | Y | . | . | . | . | . | . | . |  |  | . | [7 empty] | 28600 | 100% |  | 1430 |  | 3575 |  | 1: 5720; 3: 7150; 5: 5720; 7: 2860 | 1287 |  | 858
2015 | 14424 | Panola-Harrison Elec Coop, Inc | LA | Cooperative | . | . | . | . | . | . | . | . | . | . | . |  | 324 | 2.03 | 159.6059 | . | . | . | 9754 | N | F | 7.2 | N | [6 empty] | 9754 | 100% |  | 487.7 |  | 1219.25 |  | 1: 1950.8; 3: 2438.5; 5: 1950.8; 7: 975.4 | 438.93 |  | 292.62
2015 | 14455 | City of Paris - (TN) | TN | Municipal | . | . | . | . | . | . | . | . | . | . | . |  | 132.365 | 1.552 | 85.2867 | . | . | . | 22680 | Y | F | 13.2 | Y | [6 empty] | 22680 | 100% |  | 1134 |  | 2835 |  | 1: 4536; 3: 5670; 5: 4536; 7: 2268 | 1020.6 |  | 680.4
2015 | 14468 | People's Cooperative Services | MN | Cooperative | 79.69 | 0.728 | 109.4643 | 50.84 | 0.516 | 98.5271 | 77.95 | 0.683 | 114.1288 | 17915 | 13.8 | Y | . | . | . | . | . | . | . |  |  | . |  | 28.85 | 0.212 | 98.5271 | 136.0849 | 136.0849 | 3797.98 | 3797.98 | 21.2% | 11.9987 | 189.899 | 23.9973 | 474.7475 | 71.992 | 759.596 | 119.9867 | 949.495 | 179.98 | 759.596 | 239.9734 | 379.798 | 359.9601 | 170.9091 | 479.9468 | 113.9394 | 2278.5353 | 11392.6763 | 54684.8464 | 113926.7634 | 136712.1161 | 91141.4107 | 61520.4522 | 54684.8464
2015 | 14471 | Parke County Rural E M C | IN | Cooperative | 326.67 | 2.81 | 116.2527 | 326.67 | 2.81 | 116.2527 | 213.322 | 1.87 | 114.0759 | 12125 | 7.2 | Y | . | . | . | . | . | . | . |  |  | . |  | 0 | 0 | 116.2527 |  |  | 0 | 0 | 0% |  | 0 |  | 0 |  | 1: 0; 3: 0; 5: 0; 7: 0 | 0 |  | 0
2015 | 14534 | City of Pasadena - (CA) | CA | Municipal | 77.41 | 0.322 | 240.4037 | . | . | . | . | . | . | 63577 | 17 | Y | . | . | . | . | . | . | . |  |  | . | [7 empty] | 63577 | 100% |  | 3178.85 |  | 7947.125 |  | 1: 12715.4; 3: 15894.25; 5: 12715.4; 7: 6357.7 | 2860.965 |  | 1907.31
2015 | 14557 | Pee Dee Electric Coop, Inc | SC | Cooperative | 191.8 | 1.19 | 161.1765 | 89.9 | 0.77 | 116.7532 | 129.3 | 0.87 | 148.6207 | 30369 | 25 | Y | . | . | . | . | . | . | . |  |  | . |  | 101.9 | 0.42 | 116.7532 | 242.619 | 242.619 | 12754.98 | 12754.98 | 42% | 21.3918 | 637.749 | 42.7837 | 1594.3725 | 128.351 | 2550.996 | 213.9183 | 3188.745 | 320.8775 | 2550.996 | 427.8367 | 1275.498 | 641.755 | 573.9741 | 855.6733 | 382.6494 | 13642.6206 | 68213.1029 | 327422.8938 | 682131.0287 | 818557.2344 | 545704.8229 | 368350.7555 | 327422.8938
2015 | 14563 | Pearl River Valley El Pwr Assn | MS | Cooperative | 118.14 | 1.961 | 60.2448 | 118.14 | 1.961 | 60.2448 | 117.66 | 1.656 | 71.0507 | 48277 | 25 | Y | . | . | . | . | . | . | . |  |  | . |  | 0 | 0 | 60.2448 |  |  | 0 | 0 | 0% |  | 0 |  | 0 |  | 1: 0; 3: 0; 5: 0; 7: 0 | 0 |  | 0
2015 | 14599 | Paulding-Putman Elec Coop, Inc | OH | Cooperative | . | . | . | . | . | . | . | . | . | . | . |  | 97 | 1 | 97 | 97 | 1 | 97 | 9419 | N | L | 12.5 | Y | 0 | 0 | 97 |  |  | 0 | 0 | 0% |  | 0 |  | 0 |  | 1: 0; 3: 0; 5: 0; 7: 0 | 0 |  | 0
2015 | 14606 | Peace River Electric Coop, Inc | FL | Cooperative | 159 | 1.75 | 90.8571 | 159 | 1.75 | 90.8571 | 135.6 | 1.58 | 85.8228 | 38064 | 25 | Y | . | . | . | . | . | . | . |  |  | . |  | 0 | 0 | 90.8571 |  |  | 0 | 0 | 0% |  | 0 |  | 0 |  | 1: 0; 3: 0; 5: 0; 7: 0 | 0 |  | 0
2015 | 14610 | Orlando Utilities Comm | FL | Municipal | . | . | . | . | . | . | . | . | . | . | . |  | 32.88 | 0.587 | 56.0136 | 31.77 | 0.54 | 58.8333 | 227198 | N | L | 34.5 | Y | 1.11 | 0.047 | 58.8333 | 23.617 | 23.617 | 10678.306 | 10678.306 | 4.7% | 2.0823 | 533.9153 | 4.1646 | 1334.7883 | 12.4939 | 2135.6612 | 20.8232 | 2669.5765 | 31.2349 | 2135.6612 | 41.6465 | 1067.8306 | 62.4697 | 480.5238 | 83.2929 | 320.3492 | 1111.7845 | 5558.9224 | 26682.8276 | 55589.2241 | 66707.0689 | 44471.3793 | 30018.181 | 26682.8276
2015 | 14624 | PUD No 2 of Grant County | WA | Political Subdivision | . | . | . | . | . | . | . | . | . | . | . |  | 157.48 | 1.265 | 124.4901 | . | . | . | 47612 | N | F | 13.2 | N | [6 empty] | 47612 | 100% |  | 2380.6 |  | 5951.5 |  | 1: 9522.4; 3: 11903; 5: 9522.4; 7: 4761.2 | 2142.54 |  | 1428.36
2015 | 14626 | Pedernales Electric Coop, Inc | TX | Cooperative | . | . | . | . | . | . | . | . | . | . | . |  | 102.2 | 0.91 | 112.3077 | 63.2 | 0.79 | 80 | 275282 | N | O | 60 | N | 39 | 0.12 | 80 | 325 | 325 | 33033.84 | 33033.84 | 12% | 28.6554 | 1651.692 | 57.3108 | 4129.23 | 171.9324 | 6606.768 | 286.554 | 8258.46 | 429.831 | 6606.768 | 573.108 | 3303.384 | 859.662 | 1486.5228 | 1146.216 | 991.0152 | 47329.8957 | 236649.4783 | 1135917.496 | 2366494.7832 | 2839793.7399 | 1893195.8266 | 1277907.183 | 1135917.496
2015 | 14668 | Peninsula Light Company | WA | Cooperative | 307 | 2.88 | 106.5972 | 58 | 0.47 | 123.4043 | . | . | . | 31635 | 12.5 | N | . | . | . | . | . | . | . |  |  | . |  | 249 | 2.41 | 123.4043 | 103.3195 | 249 | 76240.35 | 31635 | 100% | 21.9544 | 1581.75 | 43.9089 | 3954.375 | 131.7267 | 6327 | 219.5445 | 7908.75 | 329.3167 | 6327 | 439.0889 | 3163.5 | 658.6334 | 1423.575 | 878.1778 | 949.05 | 34726.4438 | 173632.219 | 833434.651 | 1736322.1896 | 2083586.6275 | 1389057.7517 | 937613.9824 | 833434.651
2015 | 14711 | Pennsylvania Electric Co | PA | Investor Owned | 203.8 | 1.46 | 139.589 | 165.3 | 1.31 | 126.1832 | 186.8 | 1.26 | 148.254 | 581832 | 34.5 | Y | . | . | . | . | . | . | . |  |  | . |  | 38.5 | 0.15 | 126.1832 | 256.6667 | 256.6667 | 87274.8 | 87274.8 | 15% | 22.6304 | 4363.74 | 45.2608 | 10909.35 | 135.7825 | 17454.96 | 226.3042 | 21818.7 | 339.4563 | 17454.96 | 452.6084 | 8727.48 | 678.9126 | 3927.366 | 905.2168 | 2618.244 | 98753.2638 | 493766.3189 | 2370078.3306 | 4937663.1888 | 5925195.8266 | 3950130.5511 | 2666338.122 | 2370078.3306
2015 | 14715 | PPL Electric Utilities Corp | PA | Investor Owned | 86.2 | 0.74 | 116.4865 | 75.8 | 0.67 | 113.1343 | 78.5 | 0.62 | 126.6129 | 1405213 | 12 | N | . | . | . | . | . | . | . |  |  | . |  | 10.4 | 0.07 | 113.1343 | 148.5714 | 148.5714 | 98364.91 | 98364.91 | 7% | 13.0996 | 4918.2455 | 26.1992 | 12295.6138 | 78.5977 | 19672.982 | 130.9961 | 24591.2275 | 196.4942 | 19672.982 | 261.9922 | 9836.491 | 392.9883 | 4426.4209 | 523.9845 | 2950.9473 | 64427.106 | 322135.5298 | 1546250.5428 | 3221355.2976 | 3865626.3571 | 2577084.2381 | 1739531.8607 | 1546250.5428
2015 | 14716 | Pennsylvania Power Co | PA | Investor Owned | 138.5 | 1.26 | 109.9206 | 109.6 | 1.14 | 96.1404 | 105.4 | 0.75 | 140.5333 | 159612 | 23 | Y | . | . | . | . | . | . | . |  |  | . |  | 28.9 | 0.12 | 96.1404 | 240.8333 | 240.8333 | 19153.44 | 19153.44 | 12% | 21.2344 | 957.672 | 42.4688 | 2394.18 | 127.4063 | 3830.688 | 212.3439 | 4788.36 | 318.5158 | 3830.688 | 424.6877 | 1915.344 | 637.0316 | 861.9048 | 849.3755 | 574.6032 | 20335.5774 | 101677.8868 | 488053.8569 | 1016778.8685 | 1220134.6422 | 813423.0948 | 549060.589 | 488053.8569
2015 | 14717 | Pee Dee Electric Member Corp | NC | Cooperative | 157.66 | 1.85 | 85.2216 | 133.9 | 1.74 | 76.954 | 146.17 | . | . | 20878 | 14.4 | N | . | . | . | . | . | . | . |  |  | . |  | 23.76 | 0.11 | 76.954 | 216 | 216 | 2296.58 | 2296.58 | 11% | 19.0448 | 114.829 | 38.0896 | 287.0725 | 114.2689 | 459.316 | 190.4482 | 574.145 | 285.6723 | 459.316 | 380.8964 | 229.658 | 571.3446 | 103.3461 | 761.7928 | 68.8974 | 2186.8976 | 10934.4882 | 52485.5432 | 109344.8817 | 131213.858 | 87475.9054 | 59046.2361 | 52485.5432
2015 | 14724 | Pennyrile Rural Electric Coop | KY | Cooperative | 292.95 | 3.202 | 91.4897 | 242.99 | 2.51 | 96.8088 | 203.1 | 1.925 | 105.5065 | 46408 | 26 | Y | . | . | . | . | . | . | . |  |  | . |  | 49.96 | 0.692 | 96.8088 | 72.1965 | 72.1965 | 32114.336 | 32114.336 | 69.2% | 6.3656 | 1605.7168 | 12.7312 | 4014.292 | 38.1936 | 6422.8672 | 63.656 | 8028.584 | 95.484 | 6422.8672 | 127.312 | 3211.4336 | 190.968 | 1445.1451 | 254.6241 | 963.4301 | 10221.3535 | 51106.7674 | 245312.4834 | 511067.6738 | 613281.2085 | 408854.139 | 275976.5438 | 245312.4834
2015 | 14864 | Petit Jean Electric Coop Corp | AR | Cooperative | 219.96 | 1.293 | 170.116 | 219.96 | 1.293 | 170.116 | 153.9 | 0.882 | 174.4898 | 19685 | 69 | N | . | . | . | . | . | . | . |  |  | . |  | 0 | 0 | 170.116 |  |  | 0 | 0 | 0% |  | 0 |  | 0 |  | 1: 0; 3: 0; 5: 0; 7: 0 | 0 |  | 0
2015 | 14940 | PECO Energy Co | PA | Investor Owned | 227 | 0.94 | 241.4894 | 65 | 0.75 | 86.6667 | 227 | 0.93 | 244.086 | 1722629 | 34 | Y | . | . | . | . | . | . | . |  |  | . |  | 162 | 0.19 | 86.6667 | 852.6316 | 852.6316 | 327299.51 | 327299.51 | 19% | 75.1769 | 16364.9755 | 150.3538 | 40912.4388 | 451.0615 | 65459.902 | 751.7692 | 81824.8775 | 1127.6538 | 65459.902 | 1503.5384 | 32729.951 | 2255.3076 | 14728.478 | 3007.0768 | 9818.9853 | 1230268.4702 | 6151342.3512 | 29526443.2858 | 61513423.5121 | 73816108.2145 | 49210738.8097 | 33217248.6965 | 29526443.2858
2015 | 15016 | Pickwick Electric Coop | TN | Cooperative | . | . | . | . | . | . | . | . | . | . | . |  | 248.22 | . | . | 138.66 | . | . | 20531 | N | L | 25 | N | 109.56 |  |  |  | 109.56 |  | 20531 | 100% | 9.66 | 1026.55 | 19.3199 | 2566.375 | 57.9597 | 4106.2 | 96.5996 | 5132.75 | 144.8993 | 4106.2 | 193.1991 | 2053.1 | 289.7987 | 923.895 | 386.3982 | 615.93 | 9916.4277 | 49582.1387 | 237994.2659 | 495821.3872 | 594985.6647 | 396657.1098 | 267743.5491 | 237994.2659
2015 | 15023 | Piedmont Electric Member Corp | NC | Cooperative | 311.57 | 1.81 | 172.1381 | 100.71 | 1.13 | 89.1239 | 290.12 | 1.58 | 183.6202 | 31398 | 12.5 | N | . | . | . | . | . | . | . |  |  | . |  | 210.86 | 0.68 | 89.1239 | 310.0882 | 310.0882 | 21350.64 | 21350.64 | 68% | 27.3406 | 1067.532 | 54.6812 | 2668.83 | 164.0437 | 4270.128 | 273.4062 | 5337.66 | 410.1093 | 4270.128 | 546.8125 | 2135.064 | 820.2187 | 960.7788 | 1093.6249 | 640.5192 | 29186.9902 | 145934.9511 | 700487.7651 | 1459349.5107 | 1751219.4128 | 1167479.6085 | 788048.7358 | 700487.7651
2015 | 15045 | Pike County Light & Power Co | PA | Investor Owned | . | . | . | . | . | . | . | . | . | . | . |  | 585.915 | 2.733 | 214.3853 | 79.901 | 0.4 | 199.7525 | 4531 | N | F | 34.5 | N | 506.014 | 2.333 | 199.7525 | 216.8941 | 506.014 | 10570.823 | 4531 | 100% | 44.6155 | 226.55 | 89.231 | 566.375 | 267.6929 | 906.2 | 446.1549 | 1132.75 | 669.2323 | 906.2 | 892.3098 | 453.1 | 1338.4647 | 203.895 | 1784.6195 | 135.93 | 10107.6389 | 50538.1947 | 242583.3347 | 505381.9472 | 606458.3367 | 404305.5578 | 272906.2515 | 242583.3347
2015 | 15054 | Pioneer Rural Elec Coop, Inc - (OH) | OH | Cooperative | 118 | 1 | 118 | 68.7 | 0.7 | 98.1429 | 115.5 | 0.9 | 128.3333 | 16886 | 12 | N | . | . | . | . | . | . | . |  |  | . |  | 49.3 | 0.3 | 98.1429 | 164.3333 | 164.3333 | 5065.8 | 5065.8 | 30% | 14.4893 | 253.29 | 28.9787 | 633.225 | 86.9361 | 1013.16 | 144.8935 | 1266.45 | 217.3402 | 1013.16 | 289.7869 | 506.58 | 434.6804 | 227.961 | 579.5738 | 151.974 | 3670.0065 | 18350.0323 | 88080.1552 | 183500.3233 | 220200.388 | 146800.2586 | 99090.1746 | 88080.1552
2015 | 15073 | Pioneer Electric Coop, Inc - (KS) | KS | Cooperative | 185 | . | . | 159 | . | . | 178 | . | . | 16955 | 13.2 | Y | . | . | . | . | . | . | . |  |  | . |  | 26 |  |  |  | 26 |  | 16955 | 100% | 2.2924 | 847.75 | 4.5849 | 2119.375 | 13.7546 | 3391 | 22.9243 | 4238.75 | 34.3865 | 3391 | 45.8486 | 1695.5 | 68.773 | 762.975 | 91.6973 | 508.65 | 1943.4093 | 9717.0463 | 46641.8222 | 97170.4629 | 116604.5555 | 77736.3703 | 52472.05 | 46641.8222
2015 | 15095 | City of Piqua - (OH) | OH | Municipal | 15.673 | 0.3 | 52.2433 | . | . | . | . | . | . | 10750 | 69 | N | . | . | . | . | . | . | . |  |  | . | [7 empty] | 10750 | 100% |  | 537.5 |  | 1343.75 |  | 1: 2150; 3: 2687.5; 5: 2150; 7: 1075 | 483.75 |  | 322.5
2015 | 15138 | Platte-Clay Electric Coop, Inc | MO | Cooperative | 117.255 | 1.201 | 97.6311 | 75.549 | 0.839 | 90.0465 | 112.73 | 1.09 | 103.422 | 21742 | 12.5 | Y | . | . | . | . | . | . | . |  |  | . |  | 41.706 | 0.362 | 90.0465 | 115.2099 | 115.2099 | 7870.604 | 7870.604 | 36.2% | 10.1581 | 393.5302 | 20.3162 | 983.8255 | 60.9487 | 1574.1208 | 101.5811 | 1967.651 | 152.3717 | 1574.1208 | 203.1623 | 787.0604 | 304.7434 | 354.1772 | 406.3246 | 236.1181 | 3997.5247 | 19987.6235 | 95940.5927 | 199876.2348 | 239851.4818 | 159900.9879 | 107933.1668 | 95940.5927
2015 | 15175 | Pointe Coupee Elec Member Corp | LA | Cooperative | 12.27 | 0.03 | 409 | 3.53 | 0.02 | 176.5 | . | . | . | 10496 | 69 | N | . | . | . | . | . | . | . |  |  | . |  | 8.74 | 0.01 | 176.5 | 874 | 874 | 104.96 | 104.96 | 1% | 77.061 | 5.248 | 154.122 | 13.12 | 462.3659 | 20.992 | 770.6098 | 26.24 | 1155.9148 | 20.992 | 1541.2197 | 10.496 | 2311.8295 | 4.7232 | 3082.4394 | 3.1488 | 404.416 | 2022.0802 | 9705.9851 | 20220.8024 | 24264.9628 | 16176.6419 | 10919.2333 | 9705.9851
2015 | 15188 | Polk County Rural Pub Pwr Dist | NE | Political Subdivision | 59 | . | . | 59 | . | . | . | . | . | 4694 | 12.5 | N | . | . | . | . | . | . | . |  |  | . |  | 0 |  |  |  | 0 |  | 4694 | 100% | 0 | 234.7 | 0 | 586.75 | 0 | 938.8 | 0 | 1173.5 | 0 | 938.8 | 0 | 469.4 | 0 | 211.23 | 0 | 140.82 | 0 | 0 | 0 | 0 | 0 | 0 | 0 | 0
2015 | 15202 | City of Ponca City - (OK) | OK | Municipal | 102.603 | 1.25 | 82.0824 | 102.603 | 1.25 | 82.0824 | . | . | . | 16034 | 12.5 | Y | . | . | . | . | . | . | . |  |  | . |  | 0 | 0 | 82.0824 |  |  | 0 | 0 | 0% |  | 0 |  | 0 |  | 1: 0; 3: 0; 5: 0; 7: 0 | 0 |  | 0
2015 | 15229 | City of Poplar Bluff - (MO) | MO | Municipal | . | . | . | . | . | . | . | . | . | . | . |  | 39.72 | 0.72 | 55.1667 | . | . | . | 9597 | N | L | 69 | N | [6 empty] | 9597 | 100% |  | 479.85 |  | 1199.625 |  | 1: 1919.4; 3: 2399.25; 5: 1919.4; 7: 959.7 | 431.865 |  | 287.91
2015 | 15248 | Portland General Electric Co | OR | Investor Owned | 175 | 0.78 | 224.359 | 75 | 0.48 | 156.25 | 164 | 0.72 | 227.7778 | 866029 | 35 | Y | . | . | . | . | . | . | . |  |  | . |  | 100 | 0.3 | 156.25 | 333.3333 | 333.3333 | 259808.7 | 259808.7 | 30% | 29.3902 | 12990.435 | 58.7803 | 32476.0875 | 176.3409 | 51961.74 | 293.9015 | 64952.175 | 440.8523 | 51961.74 | 587.8031 | 25980.87 | 881.7046 | 11691.3915 | 1175.6062 | 7794.261 | 381790.8891 | 1908954.4453 | 9162981.3373 | 19089544.4526 | 22907453.3431 | 15271635.5621 | 10308354.0044 | 9162981.3373
2015 | 15257 | Poudre Valley R E A, Inc | CO | Cooperative | 212.9 | 1.627 | 130.8543 | 118 | 0.972 | 121.3992 | 205.9 | 1.551 | 132.7531 | 38610 | 24.9 | Y | . | . | . | . | . | . | . |  |  | . |  | 94.9 | 0.655 | 121.3992 | 144.8855 | 144.8855 | 25289.55 | 25289.55 | 65.5% | 12.7746 | 1264.4775 | 25.5492 | 3161.1937 | 76.6477 | 5057.91 | 127.7462 | 6322.3875 | 191.6193 | 5057.91 | 255.4924 | 2528.955 | 383.2386 | 1138.0297 | 510.9849 | 758.6865 | 16153.2212 | 80766.1058 | 387677.3079 | 807661.058 | 969193.2697 | 646128.8464 | 436136.9713 | 387677.3079
2015 | 15263 | The Potomac Edison Company | MD | Investor Owned | 123.5 | 0.89 | 138.764 | 109 | 0.87 | 125.2874 | 110.7 | 0.76 | 145.6579 | 257373 | 34.5 | Y | . | . | . | . | . | . | . |  |  | . |  | 14.5 | 0.02 | 125.2874 | 725 | 725 | 5147.46 | 5147.46 | 2% | 63.9236 | 257.373 | 127.8472 | 643.4325 | 383.5415 | 1029.492 | 639.2359 | 1286.865 | 958.8538 | 1029.492 | 1278.4717 | 514.746 | 1917.7076 | 231.6357 | 2556.9434 | 154.4238 | 16452.205 | 82261.025 | 394852.9199 | 822610.2498 | 987132.2998 | 658088.1999 | 444209.5349 | 394852.9199
2015 | 15263 | The Potomac Edison Company | WV | Investor Owned | 137.9 | 1.03 | 133.8835 | 137.9 | 1.03 | 133.8835 | 129.2 | 0.94 | 137.4468 | 137317 | 34.5 | Y | . | . | . | . | . | . | . |  |  | . |  | 0 | 0 | 133.8835 |  |  | 0 | 0 | 0% |  | 0 |  | 0 |  | 1: 0; 3: 0; 5: 0; 7: 0 | 0 |  | 0
2015 | 15270 | Potomac Electric Power Co | DC | Investor Owned | 112.43 | 0.686 | 163.8921 | 112.43 | 0.686 | 163.8921 | 112.43 | 0.686 | 163.8921 | 273410 | 34 | Y | . | . | . | . | . | . | . |  |  | . |  | 0 | 0 | 163.8921 |  |  | 0 | 0 | 0% |  | 0 |  | 0 |  | 1: 0; 3: 0; 5: 0; 7: 0 | 0 |  | 0
2015 | 15270 | Potomac Electric Power Co | MD | Investor Owned | 113 | 1.09 | 103.6697 | 113 | 1.09 | 103.6697 | 113 | 1.09 | 103.6697 | 556465 | 34 | Y | . | . | . | . | . | . | . |  |  | . |  | 0 | 0 | 103.6697 |  |  | 0 | 0 | 0% |  | 0 |  | 0 |  | 1: 0; 3: 0; 5: 0; 7: 0 | 0 |  | 0
2015 | 15291 | Prairie Energy Coop | IA | Cooperative | . | . | . | . | . | . | . | . | . | . | . |  | 85.4 | 0.91 | 93.8462 | 56.9 | 0.66 | 86.2121 | 4328 | Y | F | 12.5 | Y | 28.5 | 0.25 | 86.2121 | 114 | 114 | 1082 | 1082 | 25% | 10.0514 | 54.1 | 20.1029 | 135.25 | 60.3086 | 216.4 | 100.5143 | 270.5 | 150.7715 | 216.4 | 201.0287 | 108.2 | 301.543 | 48.69 | 402.0573 | 32.46 | 543.7825 | 2718.9126 | 13050.7803 | 27189.1256 | 32626.9508 | 21751.3005 | 14682.1278 | 13050.7803
2015 | 15293 | Powell Valley Electric Coop | TN | Cooperative | 151.173 | 2.121 | 71.2744 | 130.959 | 1.995 | 65.6436 | 151.173 | 2.121 | 71.2744 | 23038 | 25 | N | . | . | . | . | . | . | . |  |  | . |  | 20.214 | 0.126 | 65.6436 | 160.4286 | 160.4286 | 2902.788 | 2902.788 | 12.6% | 14.1451 | 145.1394 | 28.2901 | 362.8485 | 84.8704 | 580.5576 | 141.4506 | 725.697 | 212.1759 | 580.5576 | 282.9012 | 290.2788 | 424.3518 | 130.6255 | 565.8025 | 87.0836 | 2053.0057 | 10265.0286 | 49272.1374 | 102650.2863 | 123180.3435 | 82120.229 | 55431.1546 | 49272.1374
2015 | 15293 | Powell Valley Electric Coop | VA | Cooperative | 64.788 | 0.909 | 71.2739 | 56.125 | 0.855 | 65.6433 | 64.788 | 0.909 | 71.2739 | 8181 | 25 | N | . | . | . | . | . | . | . |  |  | . |  | 8.663 | 0.054 | 65.6433 | 160.4259 | 160.4259 | 441.774 | 441.774 | 5.4% | 14.1448 | 22.0887 | 28.2897 | 55.2218 | 84.869 | 88.3548 | 141.4483 | 110.4435 | 212.1724 | 88.3548 | 282.8966 | 44.1774 | 424.3448 | 19.8798 | 565.7931 | 13.2532 | 312.4409 | 1562.2043 | 7498.5808 | 15622.0433 | 18746.4519 | 12497.6346 | 8435.9034 | 7498.5808
2015 | 15308 | Plumas-Sierra Rural Elec Coop | CA | Cooperative | . | . | . | . | . | . | . | . | . | . | . |  | 2375 | . | . | . | . | . | 7804 | N | O | 12.5 | N | [6 empty] | 7804 | 100% |  | 390.2 |  | 975.5 |  | 1: 1560.8; 3: 1951; 5: 1560.8; 7: 780.4 | 351.18 |  | 234.12
2015 | 15340 | Presque Isle Elec & Gas Coop | MI | Cooperative | 1367.068 | 2.297 | 595.1537 | 227.491 | 1.319 | 172.4723 | 227.491 | 1.319 | 172.4723 | 33754 | 14.4 | N | . | . | . | . | . | . | . |  |  | . |  | 1139.577 | 0.978 | 172.4723 | 1165.2117 | 1165.2117 | 33011.412 | 33011.412 | 97.8% | 102.7373 | 1650.5706 | 205.4745 | 4126.4265 | 616.4235 | 6602.2824 | 1027.3725 | 8252.853 | 1541.0588 | 6602.2824 | 2054.745 | 3301.1412 | 3082.1175 | 1485.5135 | 4109.49 | 990.3424 | 169575.0862 | 847875.4311 | 4069802.0693 | 8478754.3111 | 10174505.1733 | 6783003.4489 | 4578527.328 | 4069802.0693
2015 | 15344 | Polk-Burnett Electric Coop | WI | Cooperative | 112.2 | 1.28 | 87.6562 | 58.8 | 1.08 | 54.4444 | 102 | 0.96 | 106.25 | 20171 | 12.5 | Y | . | . | . | . | . | . | . |  |  | . |  | 53.4 | 0.2 | 54.4444 | 267 | 267 | 4034.2 | 4034.2 | 20% | 23.5415 | 201.71 | 47.083 | 504.275 | 141.2491 | 806.84 | 235.4151 | 1008.55 | 353.1227 | 806.84 | 470.8303 | 403.42 | 706.2454 | 181.539 | 941.6605 | 121.026 | 4748.5587 | 23742.7935 | 113965.409 | 237427.9353 | 284913.5224 | 189942.3483 | 128211.0851 | 113965.409
2015 | 15356 | Price Electric Coop Inc | WI | Cooperative | . | . | . | . | . | . | . | . | . | . | . |  | 673 | 11.2 | 60.0893 | 673 | 11.2 | 60.0893 | 9077 | N | L | 24.9 | N | 0 | 0 | 60.0893 |  |  | 0 | 0 | 0% |  | 0 |  | 0 |  | 1: 0; 3: 0; 5: 0; 7: 0 | 0 |  | 0
2015 | 15386 | City of Princeton - (KY) | KY | Municipal | 12.248 | 0.144 | 85.0556 | 2.921 | 0.064 | 45.6406 | . | . | . | 3892 | 12.4 | N | . | . | . | . | . | . | . |  |  | . |  | 9.327 | 0.08 | 45.6406 | 116.5875 | 116.5875 | 311.36 | 311.36 | 8% | 10.2796 | 15.568 | 20.5591 | 38.92 | 61.6774 | 62.272 | 102.7957 | 77.84 | 154.1936 | 62.272 | 205.5915 | 31.136 | 308.3872 | 14.0112 | 411.183 | 9.3408 | 160.0324 | 800.162 | 3840.7777 | 8001.6203 | 9601.9443 | 6401.2962 | 4320.875 | 3840.7777
2015 | 15410 | Prince George Electric Coop | VA | Cooperative | 201.26 | . | . | 150 | . | . | 196.7 | . | . | 11501 | 25 | N | . | . | . | . | . | . | . |  |  | . |  | 51.26 |  |  |  | 51.26 |  | 11501 | 100% | 4.5196 | 575.05 | 9.0392 | 1437.625 | 27.1177 | 2300.2 | 45.1962 | 2875.25 | 67.7943 | 2300.2 | 90.3924 | 1150.1 | 135.5885 | 517.545 | 180.7847 | 345.03 | 2599.0063 | 12995.0314 | 62376.1509 | 129950.3145 | 155940.3774 | 103960.2516 | 70173.1698 | 62376.1509
2015 | 15419 | PUD No 3 of Mason County | WA | Political Subdivision | . | . | . | . | . | . | . | . | . | . | . |  | 397.3 | 1.75 | 227.0286 | 120.7 | 0.66 | 182.8788 | 32986 |  | F | 12.5 | N | 276.6 | 1.09 | 182.8788 | 253.7615 | 276.6 | 35954.74 | 32986 | 100% | 24.388 | 1649.3 | 48.7759 | 4123.25 | 146.3277 | 6597.2 | 243.8795 | 8246.5 | 365.8193 | 6597.2 | 487.759 | 3298.6 | 731.6385 | 1484.37 | 975.518 | 989.58 | 40223.046 | 201115.23 | 965353.1039 | 2011152.2998 | 2413382.7597 | 1608921.8398 | 1086022.2419 | 965353.1039
2015 | 15444 | Provo City Corp | UT | Municipal | 24.714 | 0.168 | 147.1071 | 24.714 | 0.168 | 147.1071 | . | . | . | 34987 | 12.5 | Y | . | . | . | . | . | . | . |  |  | . |  | 0 | 0 | 147.1071 |  |  | 0 | 0 | 0% |  | 0 |  | 0 |  | 1: 0; 3: 0; 5: 0; 7: 0 | 0 |  | 0
2015 | 15466 | Public Service Co of Colorado | CO | Investor Owned | 97.04 | 0.98 | 99.0204 | 88.31 | 0.95 | 92.9579 | 95.14 | 0.96 | 99.1042 | 1342640 | 34.5 | Y | . | . | . | . | . | . | . |  |  | . |  | 8.73 | 0.03 | 92.9579 | 291 | 291 | 40279.2 | 40279.2 | 3% | 25.6576 | 2013.96 | 51.3152 | 5034.9 | 153.9456 | 8055.84 | 256.576 | 10069.8 | 384.8641 | 8055.84 | 513.1521 | 4027.92 | 769.7281 | 1812.564 | 1026.3042 | 1208.376 | 51673.3896 | 258366.9478 | 1240161.3496 | 2583669.4783 | 3100403.374 | 2066935.5827 | 1395181.5183 | 1240161.3496
2015 | 15470 | Duke Energy Indiana, LLC | IN | Investor Owned | 211 | 1.27 | 166.1417 | 121 | 1.03 | 117.4757 | 202 | 1.14 | 177.193 | 810872 | 34.5 | N | . | . | . | . | . | . | . |  |  | . |  | 90 | 0.24 | 117.4757 | 375 | 375 | 194609.28 | 194609.28 | 24% | 33.0639 | 9730.464 | 66.1278 | 24326.16 | 198.3835 | 38921.856 | 330.6392 | 48652.32 | 495.9589 | 38921.856 | 661.2785 | 19460.928 | 991.9177 | 8757.4176 | 1322.5569 | 5838.2784 | 321727.3181 | 1608636.5907 | 7721455.6356 | 16086365.9074 | 19303639.0889 | 12869092.7259 | 8686637.59 | 7721455.6356
2015 | 15472 | Public Service Co of NH | NH | Investor Owned | 116.9 | 1.09 | 107.2477 | 106.1 | 1.055 | 100.5687 | 116.82 | 1.08 | 108.1667 | 510645 | 34.5 | N | . | . | . | . | . | . | . |  |  | . |  | 10.8 | 0.035 | 100.5687 | 308.5714 | 308.5714 | 17872.575 | 17872.575 | 3.5% | 27.2069 | 893.6288 | 54.4138 | 2234.0719 | 163.2413 | 3574.515 | 272.0689 | 4468.1438 | 408.1033 | 3574.515 | 544.1377 | 1787.2575 | 816.2066 | 804.2659 | 1088.2754 | 536.1773 | 24312.8553 | 121564.2763 | 583508.5261 | 1215642.7627 | 1458771.3152 | 972514.2101 | 656447.0918 | 583508.5261
2015 | 15473 | Public Service Co of NM | NM | Investor Owned | 74.63 | 0.78 | 95.6795 | 74.63 | 0.78 | 95.6795 | 0 | 0 | . | 517786 | 46 | Y | . | . | . | . | . | . | . |  |  | . |  | 0 | 0 | 95.6795 |  |  | 0 | 0 | 0% |  | 0 |  | 0 |  | 1: 0; 3: 0; 5: 0; 7: 0 | 0 |  | 0
2015 | 15474 | Public Service Co of Oklahoma | OK | Investor Owned | 399.1 | 1.577 | 253.0755 | 112.1 | 1.171 | 95.7301 | 280.3 | 1.236 | 226.7799 | 540140 | 35 | Y | . | . | . | . | . | . | . |  |  | . |  | 287 | 0.406 | 95.7301 | 706.8966 | 706.8966 | 219296.84 | 219296.84 | 40.6% | 62.3274 | 10964.842 | 124.6548 | 27412.105 | 373.9644 | 43859.368 | 623.274 | 54824.21 | 934.9109 | 43859.368 | 1246.5479 | 21929.684 | 1869.8219 | 9868.3578 | 2493.0958 | 6578.9052 | 683410.0514 | 3417050.2572 | 16401841.2344 | 34170502.5716 | 41004603.086 | 27336402.0573 | 18452071.3887 | 16401841.2344
2015 | 15477 | Public Service Elec & Gas Co | NJ | Investor Owned | 81.33 | 0.687 | 118.3843 | 38.41 | 0.636 | 60.3931 | 81.33 | 0.687 | 118.3843 | 2278286 | 69 | Y | . | . | . | . | . | . | . |  |  | . |  | 42.92 | 0.051 | 60.3931 | 841.5686 | 841.5686 | 116192.586 | 116192.586 | 5.1% | 74.2015 | 5809.6293 | 148.403 | 14524.0732 | 445.209 | 23238.5172 | 742.015 | 29048.1465 | 1113.0224 | 23238.5172 | 1484.0299 | 11619.2586 | 2226.0449 | 5228.6664 | 2968.0598 | 3485.7776 | 431083.182 | 2155415.9101 | 10345996.3683 | 21554159.1007 | 25864990.9208 | 17243327.2805 | 11639245.9144 | 10345996.3683
2015 | 15500 | Puget Sound Energy Inc | WA | Investor Owned | 760 | 2.18 | 348.6239 | 161 | 1.04 | 154.8077 | 604 | 1.71 | 353.2164 | 1114074 | 34.5 | Y | . | . | . | . | . | . | . |  |  | . |  | 599 | 1.14 | 154.8077 | 525.4386 | 599 | 1270044.36 | 1114074 | 100% | 52.8141 | 55703.7 | 105.6282 | 139259.25 | 316.8846 | 222814.8 | 528.1411 | 278518.5 | 792.2116 | 222814.8 | 1056.2821 | 111407.4 | 1584.4232 | 50133.33 | 2112.5643 | 33422.22 | 2941941.1874 | 14709705.9368 | 70606588.4967 | 147097059.3681 | 176516471.2417 | 117677647.4945 | 79432412.0588 | 70606588.4967
2015 | 15507 | City of Pulaski - (TN) | TN | Municipal | 207.32 | 2.15 | 96.4279 | 79.35 | 1.42 | 55.8803 | 207.32 | 2.15 | 96.4279 | 13772 | 13.2 | Y | . | . | . | . | . | . | . |  |  | . |  | 127.97 | 0.73 | 55.8803 | 175.3014 | 175.3014 | 10053.56 | 10053.56 | 73% | 15.4564 | 502.678 | 30.9128 | 1256.695 | 92.7384 | 2010.712 | 154.564 | 2513.39 | 231.846 | 2010.712 | 309.1281 | 1005.356 | 463.6921 | 452.4102 | 618.2561 | 301.6068 | 7769.5937 | 38847.9686 | 186470.2491 | 388479.6855 | 466175.6226 | 310783.7484 | 209779.0302 | 186470.2491
2015 | 15671 | Randolph Electric Member Corp | NC | Cooperative | 170.388 | 1.931 | 88.2382 | 132.027 | 1.547 | 85.3439 | 156.86 | 1.085 | 144.5714 | 31274 | 24.9 | N | . | . | . | . | . | . | . |  |  | . |  | 38.361 | 0.384 | 85.3439 | 99.8984 | 99.8984 | 12009.216 | 12009.216 | 38.4% | 8.8081 | 600.4608 | 17.6162 | 1501.152 | 52.8485 | 2401.8432 | 88.0809 | 3002.304 | 132.1214 | 2401.8432 | 176.1618 | 1200.9216 | 264.2427 | 540.4147 | 352.3237 | 360.2765 | 5288.9137 | 26444.5683 | 126933.9277 | 264445.6827 | 317334.8193 | 211556.5462 | 142800.6687 | 126933.9277
2015 | 15700 | Rayle Electric Membership Corp | GA | Cooperative | 384.7 | 3.18 | 120.9748 | 151.8 | 2.14 | 70.9346 | 328.4 | 2.29 | 143.4061 | 18301 | 25 | Y | . | . | . | . | . | . | . |  |  | . |  | 232.9 | 1.04 | 70.9346 | 223.9423 | 232.9 | 19033.04 | 18301 | 100% | 20.5349 | 915.05 | 41.0698 | 2287.625 | 123.2094 | 3660.2 | 205.349 | 4575.25 | 308.0235 | 3660.2 | 410.698 | 1830.1 | 616.047 | 823.545 | 821.396 | 549.03 | 18790.461 | 93952.3049 | 450971.0636 | 939523.0492 | 1127427.6591 | 751618.4394 | 507342.4466 | 450971.0636
2015 | 15748 | Town of Reading - (MA) | MA | Municipal | 64.41 | 0.31 | 207.7742 | 20.37 | . | . | . | . | . | 29787 | 13.8 | N | . | . | . | . | . | . | . |  |  | . |  | 44.04 |  |  |  | 44.04 |  | 29787 | 100% | 3.883 | 1489.35 | 7.7661 | 3723.375 | 23.2982 | 5957.4 | 38.8303 | 7446.75 | 58.2454 | 5957.4 | 77.6605 | 2978.7 | 116.4908 | 1340.415 | 155.3211 | 893.61 | 5783.1865 | 28915.9327 | 138796.4769 | 289159.327 | 346991.1924 | 231327.4616 | 156146.0366 | 138796.4769
2015 | 15783 | City of Redding - (CA) | CA | Municipal | . | . | . | . | . | . | . | . | . | . | . |  | 40.76 | 0.38 | 107.2632 | 37.94 | 0.35 | 108.4 | 43545 | N | F | 12.5 | N | 2.82 | 0.03 | 108.4 | 94 | 94 | 1306.35 | 1306.35 | 3% | 8.288 | 65.3175 | 16.576 | 163.2937 | 49.7281 | 261.27 | 82.8802 | 326.5875 | 124.3204 | 261.27 | 165.7605 | 130.635 | 248.6407 | 58.7858 | 331.5209 | 39.1905 | 541.353 | 2706.7649 | 12992.4714 | 27067.6488 | 32481.1785 | 21654.119 | 14616.5303 | 12992.4714
2015 | 15845 | Renville-Sibley Coop Pwr Assn | MN | Cooperative | 31.94 | 0.038 | 840.5263 | 31.94 | 0.038 | 840.5263 | 31.94 | 0.038 | 840.5263 | 1896 | 12 | N | . | . | . | . | . | . | . |  |  | . |  | 0 | 0 | 840.5263 |  |  | 0 | 0 | 0% |  | 0 |  | 0 |  | 1: 0; 3: 0; 5: 0; 7: 0 | 0 |  | 0
2015 | 15978 | City of Richland Center - (WI) | WI | Municipal | 12.304 | 0.3 | 41.0133 | . | . | . | . | . | . | 2931 | 12.5 | N | . | . | . | . | . | . | . |  |  | . | [7 empty] | 2931 | 100% |  | 146.55 |  | 366.375 |  | 1: 586.2; 3: 732.75; 5: 586.2; 7: 293.1 | 131.895 |  | 87.93
2015 | 15989 | City of Richmond - (IN) | IN | Municipal | . | . | . | . | . | . | . | . | . | . | . |  | 49.6 | 0.545 | 91.0092 | . | . | . | 20976 | Y | L | 15 | N | [6 empty] | 20976 | 100% |  | 1048.8 |  | 2622 |  | 1: 4195.2; 3: 5244; 5: 4195.2; 7: 2097.6 | 943.92 |  | 629.28
2015 | 16060 | Riverland Energy Cooperative | WI | Cooperative | 115.37 | 0.918 | 125.6754 | 101.01 | 0.845 | 119.5385 | 88.57 | 0.674 | 131.4095 | 17400 | 12.5 | N | . | . | . | . | . | . | . |  |  | . |  | 14.36 | 0.073 | 119.5385 | 196.7123 | 196.7123 | 1270.2 | 1270.2 | 7.3% | 17.3442 | 63.51 | 34.6884 | 158.775 | 104.0653 | 254.04 | 173.4422 | 317.55 | 260.1633 | 254.04 | 346.8843 | 127.02 | 520.3265 | 57.159 | 693.7687 | 38.106 | 1101.5312 | 5507.6561 | 26436.7494 | 55076.5614 | 66091.8736 | 44061.2491 | 29741.3431 | 26436.7494
2015 | 16063 | Rita Blanca Electric Coop, Inc | TX | Cooperative | . | . | . | . | . | . | . | . | . | . | . |  | 1732.823 | 5.956 | 290.9374 | 777.971 | 4.601 | 169.0874 | 7598 | N | L | 14.4 | N | 954.852 | 1.355 | 169.0874 | 704.6878 | 954.852 | 10295.29 | 7598 | 100% | 84.1897 | 379.9 | 168.3795 | 949.75 | 505.1385 | 1519.6 | 841.8974 | 1899.5 | 1262.8461 | 1519.6 | 1683.7949 | 759.8 | 2525.6923 | 341.91 | 3367.5897 | 227.94 | 31983.6833 | 159918.4165 | 767608.3993 | 1599184.1652 | 1919020.9982 | 1279347.3321 | 863559.4492 | 767608.3993
2015 | 16082 | City of River Falls | WI | Municipal | 19.6 | 0.152 | 128.9474 | . | . | . | . | . | . | 6374 | 12.5 | N | . | . | . | . | . | . | . |  |  | . | [7 empty] | 6374 | 100% |  | 318.7 |  | 796.75 |  | 1: 1274.8; 3: 1593.5; 5: 1274.8; 7: 637.4 | 286.83 |  | 191.22
2015 | 16088 | City of Riverside - (CA) | CA | Municipal | 76.18 | 0.88 | 86.5682 | 63.33 | 0.86 | 73.6395 | . | . | . | 108445 | 12 | N | . | . | . | . | . | . | . |  |  | . |  | 12.85 | 0.02 | 73.6395 | 642.5 | 642.5 | 2168.9 | 2168.9 | 2% | 56.6495 | 108.445 | 113.299 | 271.1125 | 339.8971 | 433.78 | 566.4952 | 542.225 | 849.7428 | 433.78 | 1132.9904 | 216.89 | 1699.4857 | 97.6005 | 2265.9809 | 65.067 | 6143.3575 | 30716.7873 | 147440.579 | 307167.8729 | 368601.4475 | 245734.2983 | 165870.6514 | 147440.579
2015 | 16101 | Roanoke Electric Member Corp | NC | Cooperative | 250.47 | 2.3 | 108.9 | 231.6 | 2.24 | 103.3929 | 232.73 | 2 | 116.365 | 13438 | 25 | Y | . | . | . | . | . | . | . |  |  | . |  | 18.87 | 0.06 | 103.3929 | 314.5 | 314.5 | 806.28 | 806.28 | 6% | 27.7296 | 40.314 | 55.4592 | 100.785 | 166.3777 | 161.256 | 277.2961 | 201.57 | 415.9442 | 161.256 | 554.5922 | 80.628 | 831.8883 | 36.2826 | 1109.1844 | 24.1884 | 1117.8915 | 5589.4576 | 26829.3965 | 55894.576 | 67073.4913 | 44715.6608 | 30183.0711 | 26829.3965
2015 | 16146 | Navasota Valley Elec Coop, Inc | TX | Cooperative | 325 | 2.95 | 110.1695 | . | . | . | . | . | . | 19109 | 24.9 | Y | . | . | . | . | . | . | . |  |  | . | [7 empty] | 19109 | 100% |  | 955.45 |  | 2388.625 |  | 1: 3821.8; 3: 4777.25; 5: 3821.8; 7: 1910.9 | 859.905 |  | 573.27
2015 | 16181 | Rochester Public Utilities | MN | Municipal | 112 | 1.11 | 100.9009 | 34 | 0.77 | 44.1558 | 112 | 1.11 | 100.9009 | 50249 | 13.8 | Y | . | . | . | . | . | . | . |  |  | . |  | 78 | 0.34 | 44.1558 | 229.4118 | 229.4118 | 17084.66 | 17084.66 | 34% | 20.2273 | 854.233 | 40.4547 | 2135.5825 | 121.364 | 3416.932 | 202.2734 | 4271.165 | 303.4101 | 3416.932 | 404.5468 | 1708.466 | 606.8202 | 768.8097 | 809.0937 | 512.5398 | 17278.8626 | 86394.313 | 414692.7024 | 863943.1301 | 1036731.7561 | 691154.504 | 466529.2902 | 414692.7024
2015 | 16183 | Rochester Gas & Electric Corp | NY | Investor Owned | . | . | . | . | . | . | . | . | . | . | . |  | 110.4 | 0.868 | 127.1889 | 82.2 | 0.75 | 109.6 | 371431 | N | F | 34.5 | N | 28.2 | 0.118 | 109.6 | 238.9831 | 238.9831 | 43828.858 | 43828.858 | 11.8% | 21.0712 | 2191.4429 | 42.1425 | 5478.6073 | 126.4275 | 8765.7716 | 210.7125 | 10957.2145 | 316.0687 | 8765.7716 | 421.4249 | 4382.8858 | 632.1374 | 1972.2986 | 842.8498 | 1314.8657 | 46176.4329 | 230882.1646 | 1108234.39 | 2308821.6458 | 2770585.975 | 1847057.3167 | 1246763.6888 | 1108234.39
2015 | 16195 | City of Rock Hill - (SC) | SC | Municipal | 189.09 | 1.65 | 114.6 | 119.66 | 1.37 | 87.3431 | . | . | . | 36940 | 24.9 | Y | . | . | . | . | . | . | . |  |  | . |  | 69.43 | 0.28 | 87.3431 | 247.9643 | 247.9643 | 10343.2 | 10343.2 | 28% | 21.8631 | 517.16 | 43.7263 | 1292.9 | 131.1788 | 2068.64 | 218.6313 | 2585.8 | 327.9469 | 2068.64 | 437.2625 | 1034.32 | 655.8938 | 465.444 | 874.525 | 310.296 | 11306.7342 | 56533.6708 | 271361.62 | 565336.7083 | 678404.05 | 452269.3666 | 305281.8225 | 271361.62
2015 | 16213 | Rockland Electric Co | NJ | Investor Owned | . | . | . | . | . | . | . | . | . | . | . |  | 95.2 | 0.827 | 115.1149 | 95.2 | 0.827 | 115.1149 | 71354 |  | F | 13.2 | N | 0 | 0 | 115.1149 |  |  | 0 | 0 | 0% |  | 0 |  | 0 |  | 1: 0; 3: 0; 5: 0; 7: 0 | 0 |  | 0
2015 | 16217 | Village of Rockville Centre - (NY) | NY | Municipal | . | . | . | . | . | . | . | . | . | . | . |  | 155 | 1.67 | 92.8144 | 155 | 1.67 | 92.8144 | 10143 | Y | F | 4.2 | N | 0 | 0 | 92.8144 |  |  | 0 | 0 | 0% |  | 0 |  | 0 |  | 1: 0; 3: 0; 5: 0; 7: 0 | 0 |  | 0
2015 | 16223 | City of Rockwood - (TN) | TN | Municipal | 487.478 | 2.8 | 174.0993 | 56.144 | 1 | 56.144 | . | . | . | 14572 | 12.5 | N | . | . | . | . | . | . | . |  |  | . |  | 431.334 | 1.8 | 56.144 | 239.63 | 431.334 | 26229.6 | 14572 | 100% | 38.0309 | 728.6 | 76.0618 | 1821.5 | 228.1855 | 2914.4 | 380.3092 | 3643 | 570.4638 | 2914.4 | 760.6184 | 1457.2 | 1140.9276 | 655.74 | 1521.2367 | 437.16 | 27709.3272 | 138546.6359 | 665023.8522 | 1385466.3589 | 1662559.6306 | 1108373.0871 | 748151.8338 | 665023.8522
2015 | 16226 | City of Rocky Mount - (NC) | NC | Municipal | 215.79 | 2.63 | 82.0494 | 50.5 | 1.03 | 49.0291 | 215.79 | 2.63 | 82.0494 | 27320 | 12.5 | N | . | . | . | . | . | . | . |  |  | . |  | 165.29 | 1.6 | 49.0291 | 103.3063 | 165.29 | 43712 | 27320 | 100% | 14.5737 | 1366 | 29.1474 | 3415 | 87.4422 | 5464 | 145.737 | 6830 | 218.6054 | 5464 | 291.4739 | 2732 | 437.2109 | 1229.4 | 582.9478 | 819.6 | 19907.6685 | 99538.3424 | 477784.0435 | 995383.424 | 1194460.1087 | 796306.7392 | 537507.0489 | 477784.0435
2015 | 16259 | City of Rolla - (MO) | MO | Municipal | 51.476 | 2.9 | 17.7503 | . | . | . | . | . | . | 9257 | 34.5 | N | . | . | . | . | . | . | . |  |  | . | [7 empty] | 9257 | 100% |  | 462.85 |  | 1157.125 |  | 1: 1851.4; 3: 2314.25; 5: 1851.4; 7: 925.7 | 416.565 |  | 277.71
2015 | 16284 | Roseau Electric Coop, Inc | MN | Cooperative | 210 | 1.33 | 157.8947 | 210 | 1.33 | 157.8947 | . | . | . | 6148 | 7.2 | N | . | . | . | . | . | . | . |  |  | . |  | 0 | 0 | 157.8947 |  |  | 0 | 0 | 0% |  | 0 |  | 0 |  | 1: 0; 3: 0; 5: 0; 7: 0 | 0 |  | 0
2015 | 16295 | City of Roseville - (CA) | CA | Municipal | . | . | . | . | . | . | . | . | . | . | . |  | 32.21 | 0.244 | 132.0082 | 30.18 | 0.231 | 130.6493 | 57446 | N | F | 60 | N | 2.03 | 0.013 | 130.6494 | 156.1538 | 156.1538 | 746.798 | 746.798 | 1.3% | 13.7682 | 37.3399 | 27.5363 | 93.3497 | 82.6089 | 149.3596 | 137.6816 | 186.6995 | 206.5224 | 149.3596 | 275.3631 | 74.6798 | 413.0447 | 33.6059 | 550.7263 | 22.4039 | 514.1016 | 2570.508 | 12338.4384 | 25705.0801 | 30846.0961 | 20564.0641 | 13880.7432 | 12338.4384
2015 | 16368 | Runestone Electric Assn | MN | Cooperative | 153.18 | 1.51 | 101.4437 | 105.96 | 1.37 | 77.3431 | 114.12 | 1.08 | 105.6667 | 13959 | 12.5 | N | . | . | . | . | . | . | . |  |  | . |  | 47.22 | 0.14 | 77.3431 | 337.2857 | 337.2857 | 1954.26 | 1954.26 | 14% | 29.7386 | 97.713 | 59.4773 | 244.2825 | 178.4318 | 390.852 | 297.3864 | 488.565 | 446.0796 | 390.852 | 594.7728 | 195.426 | 892.1591 | 87.9417 | 1189.5455 | 58.6278 | 2905.8515 | 14529.2575 | 69740.4358 | 145292.5746 | 174351.0895 | 116234.0597 | 78457.9903 | 69740.4358
2015 | 16382 | Rural Electric Coop, Inc | OK | Cooperative | 352.1 | 2.631 | 133.8274 | 201.4 | 2.587 | 77.8508 | 338.5 | 2.587 | 130.8465 | 11524 | 25 | Y | . | . | . | . | . | . | . |  |  | . |  | 150.7 | 0.044 | 77.8508 | 3425 | 3425 | 507.056 | 507.056 | 4.4% | 301.9838 | 25.3528 | 603.9677 | 63.382 | 1811.903 | 101.4112 | 3019.8384 | 126.764 | 4529.7575 | 101.4112 | 6039.6767 | 50.7056 | 9059.5151 | 22.8175 | 12079.3534 | 15.2117 | 7656.1358 | 38280.6789 | 183747.2588 | 382806.7891 | 459368.147 | 306245.4313 | 206715.6661 | 183747.2588
2015 | 16420 | Rural Electric Conven Coop | IL | Cooperative | 89.611 | 0.791 | 113.2882 | 89.611 | 0.791 | 113.2882 | 89.611 | 0.791 | 113.2882 | 5802 | 15 | Y | . | . | . | . | . | . | . |  |  | . |  | 0 | 0 | 113.2882 |  |  | 0 | 0 | 0% |  | 0 |  | 0 |  | 1: 0; 3: 0; 5: 0; 7: 0 | 0 |  | 0
2015 | 16461 | Rusk County Electric Coop, Inc | TX | Cooperative | 1791.7 | . | . | 444.1 | . | . | 1708.6 | . | . | 22334 | 14 | Y | . | . | . | . | . | . | . |  |  | . |  | 1347.6 |  |  |  | 1347.6 |  | 22334 | 100% | 118.8185 | 1116.7 | 237.637 | 2791.75 | 712.9111 | 4466.8 | 1188.1852 | 5583.5 | 1782.2777 | 4466.8 | 2376.3703 | 2233.4 | 3564.5555 | 1005.03 | 4752.7406 | 670.02 | 132684.6366 | 663423.183 | 3184431.2782 | 6634231.8295 | 7961078.1954 | 5307385.4636 | 3582485.188 | 3184431.2782
2015 | 16463 | City of Ruston - (LA) | LA | Municipal | 209 | 1.96 | 106.6326 | . | . | . | . | . | . | 10401 | 13.8 | N | . | . | . | . | . | . | . |  |  | . | [7 empty] | 10401 | 100% |  | 520.05 |  | 1300.125 |  | 1: 2080.2; 3: 2600.25; 5: 2080.2; 7: 1040.1 | 468.045 |  | 312.03
2015 | 16496 | Rutherford Elec Member Corp | NC | Cooperative | 61.87 | 0.823 | 75.1762 | 55.37 | 0.786 | 70.4453 | 56.05 | 0.731 | 76.6758 | 68372 | 15 | Y | . | . | . | . | . | . | . |  |  | . |  | 6.5 | 0.037 | 70.4453 | 175.6757 | 175.6757 | 2529.764 | 2529.764 | 3.7% | 15.4894 | 126.4882 | 30.9788 | 316.2205 | 92.9364 | 505.9528 | 154.8941 | 632.441 | 232.3411 | 505.9528 | 309.7881 | 252.9764 | 464.6822 | 113.8394 | 619.5762 | 75.8929 | 1959.227 | 9796.1352 | 47021.4489 | 97961.3519 | 117553.6223 | 78369.0816 | 52899.1301 | 47021.4489
2015 | 16534 | Sacramento Municipal Util Dist | CA | Political Subdivision | . | . | . | . | . | . | . | . | . | . | . |  | 70.9 | 1.35 | 52.5185 | 70.9 | 1.35 | 52.5185 | 620731 | N | L | 69 | N | 0 | 0 | 52.5185 |  |  | 0 | 0 | 0% |  | 0 |  | 0 |  | 1: 0; 3: 0; 5: 0; 7: 0 | 0 |  | 0
2015 | 16555 | Salem Electric - (OR) | OR | Cooperative | . | . | . | . | . | . | . | . | . | . | . |  | 20 | 0.382 | 52.356 | 20 | 0.382 | 52.356 | 18887 | N | L | 12.4 | N | 0 | 0 | 52.356 |  |  | 0 | 0 | 0% |  | 0 |  | 0 |  | 1: 0; 3: 0; 5: 0; 7: 0 | 0 |  | 0
2015 | 16558 | City of Salem - (VA) | VA | Municipal | 21.281 | 0.23 | 92.5261 | 11.969 | 0.131 | 91.3664 | . | . | . | 13383 | 12.5 | N | . | . | . | . | . | . | . |  |  | . |  | 9.312 | 0.099 | 91.3664 | 94.0606 | 94.0606 | 1324.917 | 1324.917 | 9.9% | 8.2934 | 66.2459 | 16.5867 | 165.6146 | 49.7602 | 264.9834 | 82.9337 | 331.2292 | 124.4005 | 264.9834 | 165.8673 | 132.4917 | 248.801 | 59.6213 | 331.7347 | 39.7475 | 549.4012 | 2747.0058 | 13185.6278 | 27470.0579 | 32964.0695 | 21976.0463 | 14833.8313 | 13185.6278
2015 | 16572 | Salt River Project | AZ | Political Subdivision | 59.34 | 0.809 | 73.3498 | 41.57 | 0.664 | 62.6054 | 40.32 | 0.62 | 65.0323 | 990535 | 35 | N | . | . | . | . | . | . | . |  |  | . |  | 17.77 | 0.145 | 62.6054 | 122.5517 | 122.5517 | 143627.575 | 143627.575 | 14.5% | 10.8054 | 7181.3787 | 21.6109 | 17953.4469 | 64.8327 | 28725.515 | 108.0544 | 35906.8938 | 162.0816 | 28725.515 | 216.1088 | 14362.7575 | 324.1633 | 6463.2409 | 432.2177 | 4308.8273 | 77597.9733 | 387989.8666 | 1862351.3599 | 3879898.6664 | 4655878.3997 | 3103918.9331 | 2095145.2799 | 1862351.3599
2015 | 16587 | Salt River Electric Coop Corp | KY | Cooperative | 105.8 | 1.06 | 99.8113 | 88.7 | 0.98 | 90.5102 | 100.4 | 0.97 | 103.5052 | 49666 | 12.4 | N | . | . | . | . | . | . | . |  |  | . |  | 17.1 | 0.08 | 90.5102 | 213.75 | 213.75 | 3973.28 | 3973.28 | 8% | 18.8464 | 198.664 | 37.6929 | 496.66 | 113.0786 | 794.656 | 188.4644 | 993.32 | 282.6965 | 794.656 | 376.9287 | 397.328 | 565.3931 | 178.7976 | 753.8575 | 119.1984 | 3744.1084 | 18720.5422 | 89858.6028 | 187205.4225 | 224646.507 | 149764.338 | 101090.9281 | 89858.6028
2015 | 16603 | San Luis Valley R E C, Inc | CO | Cooperative | 106.2 | 0.75 | 141.6 | 78.2 | 0.66 | 118.4848 | 105.8 | 0.66 | 160.303 | 12151 | 25 | Y | . | . | . | . | . | . | . |  |  | . |  | 28 | 0.09 | 118.4848 | 311.1111 | 311.1111 | 1093.59 | 1093.59 | 9% | 27.4308 | 54.6795 | 54.8616 | 136.6987 | 164.5849 | 218.718 | 274.3081 | 273.3975 | 411.4622 | 218.718 | 548.6162 | 109.359 | 822.9243 | 49.2116 | 1097.2324 | 32.8077 | 1499.903 | 7499.5151 | 35997.6723 | 74995.1506 | 89994.1807 | 59996.1205 | 40497.3813 | 35997.6723
2015 | 16604 | City of San Antonio - (TX) | TX | Municipal | 227.49 | 1.69 | 134.6095 | 54.617 | 0.763 | 71.5819 | . | . | . | 761271 | 35 | N | . | . | . | . | . | . | . |  |  | . |  | 172.873 | 0.927 | 71.5819 | 186.4865 | 186.4865 | 705698.217 | 705698.217 | 92.7% | 16.4426 | 35284.9109 | 32.8852 | 88212.2771 | 98.6556 | 141139.6434 | 164.426 | 176424.5542 | 246.639 | 141139.6434 | 328.852 | 70569.8217 | 493.2781 | 31756.4198 | 657.7041 | 21170.9465 | 580175.7601 | 2900878.8005 | 13924218.2424 | 29008788.0051 | 34810545.6061 | 23207030.4041 | 15664745.5227 | 13924218.2424
2015 | 16606 | Santee Electric Coop, Inc | SC | Cooperative | 236.85 | . | . | 161.05 | . | . | 225.88 | . | . | 43812 | 25 | N | . | . | . | . | . | . | . |  |  | . |  | 75.8 |  |  |  | 75.8 |  | 43812 | 100% | 6.6833 | 2190.6 | 13.3666 | 5476.5 | 40.0999 | 8762.4 | 66.8332 | 10953 | 100.2498 | 8762.4 | 133.6664 | 4381.2 | 200.4996 | 1971.54 | 267.3328 | 1314.36 | 14640.4832 | 73202.4159 | 351371.5962 | 732024.1587 | 878428.9904 | 585619.327 | 395293.0457 | 351371.5962
2015 | 16609 | San Diego Gas & Electric Co | CA | Investor Owned | 63.26 | 0.618 | 102.3625 | 57.9 | 0.526 | 110.076 | 63.26 | 0.525 | 120.4952 | 1426623 | 12.5 | Y | . | . | . | . | . | . | . |  |  | . |  | 5.36 | 0.092 | 110.076 | 58.2609 | 58.2609 | 131249.316 | 131249.316 | 9.2% | 5.1369 | 6562.4658 | 10.2738 | 16406.1645 | 30.8213 | 26249.8632 | 51.3689 | 32812.329 | 77.0533 | 26249.8632 | 102.7378 | 13124.9316 | 154.1066 | 5906.2192 | 205.4755 | 3937.4795 | 33710.6508 | 168553.2538 | 809055.6182 | 1685532.5378 | 2022639.0454 | 1348426.0303 | 910187.5704 | 809055.6182
2015 | 16611 | Access Energy Coop | IA | Cooperative | . | . | . | . | . | . | . | . | . | . | . |  | 479 | 2.34 | 204.7009 | 109 | 1.39 | 78.4173 | 9158 | Y | L | 12.5 | Y | 370 | 0.95 | 78.4173 | 389.4737 | 389.4737 | 8700.1 | 8700.1 | 95% | 34.3401 | 435.005 | 68.6802 | 1087.5125 | 206.0405 | 1740.02 | 343.4008 | 2175.025 | 515.1011 | 1740.02 | 686.8015 | 870.01 | 1030.2023 | 391.5045 | 1373.603 | 261.003 | 14938.1043 | 74690.5217 | 358514.504 | 746905.2168 | 896286.2601 | 597524.1734 | 403328.817 | 358514.504
2015 | 16613 | Sam Houston Electric Coop Inc | TX | Cooperative | 801 | . | . | 402 | . | . | . | . | . | 71938 | 34.5 | N | . | . | . | . | . | . | . |  |  | . |  | 399 |  |  |  | 399 |  | 71938 | 100% | 35.18 | 3596.9 | 70.36 | 8992.25 | 211.0801 | 14387.6 | 351.8001 | 17984.5 | 527.7002 | 14387.6 | 703.6003 | 7193.8 | 1055.4004 | 3237.21 | 1407.2006 | 2158.14 | 126538.9949 | 632694.9743 | 3036935.8766 | 6326949.7428 | 7592339.6914 | 5061559.7943 | 3416552.8611 | 3036935.8766
2015 | 16616 | San Isabel Electric Assn, Inc | CO | Cooperative | . | . | . | . | . | . | . | . | . | . | . |  | 595.254 | 2.971 | 200.3548 | 216.102 | 1.822 | 118.607 | 23847 | N | L | 24.9 | Y | 379.152 | 1.149 | 118.607 | 329.9843 | 379.152 | 27400.203 | 23847 | 100% | 33.43 | 1192.35 | 66.86 | 2980.875 | 200.58 | 4769.4 | 334.3001 | 5961.75 | 501.4501 | 4769.4 | 668.6001 | 2384.7 | 1002.9002 | 1073.115 | 1337.2003 | 715.41 | 39860.2693 | 199301.3463 | 956646.4623 | 1993013.463 | 2391616.1557 | 1594410.7704 | 1076227.27 | 956646.4623
2015 | 16627 | San Patricio Electric Coop Inc | TX | Cooperative | 267.43 | 2.035 | 131.4152 | . | . | . | 252.52 | 1.725 | 146.3884 | 11343 | 24.9 | Y | . | . | . | . | . | . | . |  |  | . | [7 empty] | 11343 | 100% |  | 567.15 |  | 1417.875 |  | 1: 2268.6; 3: 2835.75; 5: 2268.6; 7: 1134.3 | 510.435 |  | 340.29
2015 | 16638 | San Bernard Electric Coop, Inc | TX | Cooperative | 276.642 | 2.36 | 117.2212 | 159.719 | 1.81 | 88.2425 | . | . | . | 26329 | 14.4 | Y | . | . | . | . | . | . | . |  |  | . |  | 116.923 | 0.55 | 88.2425 | 212.5873 | 212.5873 | 14480.95 | 14480.95 | 55% | 18.7439 | 724.0475 | 37.4878 | 1810.1188 | 112.4635 | 2896.19 | 187.4392 | 3620.2375 | 281.1588 | 2896.19 | 374.8784 | 1448.095 | 562.3175 | 651.6427 | 749.7567 | 434.4285 | 13571.4871 | 67857.4357 | 325715.6914 | 678574.3572 | 814289.2286 | 542859.4857 | 366430.1529 | 325715.6914
2015 | 16649 | Sangre De Cristo Elec Assn Inc | CO | Cooperative | 358.27 | 1.6 | 223.9187 | 265.8 | 1.34 | 198.3582 | . | . | . | 11862 | 12.5 | Y | . | . | . | . | . | . | . |  |  | . |  | 92.47 | 0.26 | 198.3582 | 355.6538 | 355.6538 | 3084.12 | 3084.12 | 26% | 31.3582 | 154.206 | 62.7163 | 385.515 | 188.149 | 616.824 | 313.5816 | 771.03 | 470.3725 | 616.824 | 627.1633 | 308.412 | 940.7449 | 138.7854 | 1254.3266 | 92.5236 | 4835.6171 | 24178.0854 | 116054.8098 | 241780.8538 | 290137.0245 | 193424.683 | 130561.661 | 116054.8098
2015 | 16655 | City of Santa Clara - (CA) | CA | Municipal | . | . | . | . | . | . | . | . | . | . | . |  | 73.96 | 0.59 | 125.3559 | . | . | . | 53300 | N | L | 12 | N | [6 empty] | 53300 | 100% |  | 2665 |  | 6662.5 |  | 1: 10660; 3: 13325; 5: 10660; 7: 5330 | 2398.5 |  | 1599
2015 | 16679 | City of Sauk Centre - (MN) | MN | Municipal | 0.914 | 0.018 | 50.7778 | 0.914 | 0.018 | 50.7778 | . | . | . | 2283 | 15 | N | . | . | . | . | . | . | . |  |  | . |  | 0 | 0 | 50.7778 |  |  | 0 | 0 | 0% |  | 0 |  | 0 |  | 1: 0; 3: 0; 5: 0; 7: 0 | 0 |  | 0
2015 | 16740 | Scenic Rivers Energy Coop | WI | Cooperative | . | . | . | . | . | . | . | . | . | . | . |  | 160.2 | 1.15 | 139.3043 | 160.2 | 1.15 | 139.3043 | 13901 | N | L | 7.2 | N | 0 | 0 | 139.3043 |  |  | 0 | 0 | 0% |  | 0 |  | 0 |  | 1: 0; 3: 0; 5: 0; 7: 0 | 0 |  | 0
2015 | 16751 | Three Rivers Electric Coop | MO | Cooperative | 125.47 | 1.138 | 110.2548 | 99.08 | 1.048 | 94.542 | 119.08 | 0.914 | 130.2845 | 22066.8 | 25 | Y | . | . | . | . | . | . | . |  |  | . |  | 26.39 | 0.09 | 94.542 | 293.2222 | 293.2222 | 1986.012 | 1986.012 | 9% | 25.8535 | 99.3006 | 51.7071 | 248.2515 | 155.1212 | 397.2024 | 258.5354 | 496.503 | 387.8031 | 397.2024 | 517.0708 | 198.6012 | 775.6062 | 89.3705 | 1034.1416 | 59.5804 | 2567.2719 | 12836.3597 | 61614.5266 | 128363.5971 | 154036.3165 | 102690.8776 | 69316.3424 | 61614.5266
2015 | 16805 | SEMO Electric Cooperative | MO | Cooperative | . | . | . | . | . | . | . | . | . | . | . |  | 267 | 2.77 | 96.3899 | 173 | 2.47 | 70.0405 | 15875 | N | L | 25 | N | 94 | 0.3 | 70.0405 | 313.3333 | 313.3333 | 4762.5 | 4762.5 | 30% | 27.6267 | 238.125 | 55.2535 | 595.3125 | 165.7605 | 952.5 | 276.2675 | 1190.625 | 414.4012 | 952.5 | 552.5349 | 476.25 | 828.8024 | 214.3125 | 1105.0698 | 142.875 | 6578.6187 | 32893.0933 | 157886.8479 | 328930.9331 | 394717.1198 | 263144.7465 | 177622.7039 | 157886.8479
2015 | 16829 | City of Scottsboro | AL | Municipal | . | . | . | 77.417 | 3.716 | 20.8334 | . | . | . | 8185 | 7.2 | N | . | . | . | . | . | . | . |  |  | . |  |  |  | 20.8334 |  |  |  | 8185 | 100% |  | 409.25 |  | 1023.125 |  | 1: 1637; 3: 2046.25; 5: 1637; 7: 818.5 | 368.325 |  | 245.55
2015 | 16852 | City of Seaford- (DE) | DE | Municipal | . | . | . | . | . | . | . | . | . | . | . |  | 32.6 | 0.6 | 54.3333 | 32.6 | 0.6 | 54.3333 | 3850 | N | L | 12.4 | N | 0 | 0 | 54.3333 |  |  | 0 | 0 | 0% |  | 0 |  | 0 |  | 1: 0; 3: 0; 5: 0; 7: 0 | 0 |  | 0
2015 | 16854 | Heartland Rural Elec Coop, Inc | KS | Cooperative | 257.012 | 2.559 | 100.4345 | 257.012 | 2.559 | 100.4345 | 127.484 | 0.918 | 138.8715 | 11347 | 34.5 | Y | . | . | . | . | . | . | . |  |  | . |  | 0 | 0 | 100.4345 |  |  | 0 | 0 | 0% |  | 0 |  | 0 |  | 1: 0; 3: 0; 5: 0; 7: 0 | 0 |  | 0
2015 | 16865 | Sawnee Electric Membership Corporation | GA | Cooperative | 612.33 | 1.77 | 345.9491 | 58.8 | 1.46 | 40.274 | 589 | 0.31 | 1900 | 164874 | 24.9 | Y | . | . | . | . | . | . | . |  |  | . |  | 553.53 | 0.31 | 40.274 | 1785.5806 | 1785.5806 | 51110.94 | 51110.94 | 31% | 157.4355 | 2555.547 | 314.8709 | 6388.8675 | 944.6128 | 10222.188 | 1574.3547 | 12777.735 | 2361.5321 | 10222.188 | 3148.7094 | 5111.094 | 4723.0642 | 2299.9923 | 6297.4189 | 1533.3282 | 402333.7482 | 2011668.7411 | 9656009.9571 | 20116687.4107 | 24140024.8929 | 16093349.9286 | 10863011.2018 | 9656009.9571
2015 | 16868 | City of Seattle - (WA) | WA | Municipal | 183.19 | 0.66 | 277.5606 | 62.5 | 0.5 | 125 | 183.19 | 0.66 | 277.5606 | 437194 | 26.4 | N | . | . | . | . | . | . | . |  |  | . |  | 120.69 | 0.16 | 125 | 754.3125 | 754.3125 | 69951.04 | 69951.04 | 16% | 66.5081 | 3497.552 | 133.0162 | 8743.88 | 399.0485 | 13990.208 | 665.0808 | 17487.76 | 997.6212 | 13990.208 | 1330.1616 | 6995.104 | 1995.2425 | 3147.7968 | 2660.3233 | 2098.5312 | 232615.4762 | 1163077.3812 | 5582771.4297 | 11630773.8119 | 13956928.5743 | 9304619.0495 | 6280617.8584 | 5582771.4297
2015 | 16900 | City of Seguin - (TX) | TX | Municipal | . | . | . | . | . | . | . | . | . | . | . |  | 14.56 | 0.24 | 60.6667 | 7.25 | 0.05 | 145 | 8431 | Y | O | 12 | N | 7.31 | 0.19 | 145 | 38.4737 | 38.4737 | 1601.89 | 1601.89 | 19% | 3.3922 | 80.0945 | 6.7845 | 200.2363 | 20.3535 | 320.378 | 33.9224 | 400.4725 | 50.8836 | 320.378 | 67.8449 | 160.189 | 101.7673 | 72.085 | 135.6897 | 48.0567 | 271.7 | 1358.4999 | 6520.7993 | 13584.9985 | 16301.9982 | 10867.9988 | 7335.8992 | 6520.7993
2015 | 16920 | Sedgwick County El Coop Assn Inc | KS | Cooperative | 783.18 | 2.39 | 327.6904 | 101.39 | 1.3 | 77.9923 | 754.72 | 1.79 | 421.6313 | 6531 | 12.5 | N | . | . | . | . | . | . | . |  |  | . |  | 681.79 | 1.09 | 77.9923 | 625.4954 | 681.79 | 7118.79 | 6531 | 100% | 60.1137 | 326.55 | 120.2275 | 816.375 | 360.6824 | 1306.2 | 601.1374 | 1632.75 | 901.7061 | 1306.2 | 1202.2748 | 653.1 | 1803.4122 | 293.895 | 2404.5496 | 195.93 | 19630.1418 | 98150.7088 | 471123.4023 | 981507.0882 | 1177808.5058 | 785205.6705 | 530013.8276 | 471123.4023
2015 | 16930 | Sequachee Valley Electric Coop | TN | Cooperative | 152.252 | 1.488 | 102.3199 | 152.252 | 1.488 | 102.3199 | 150.009 | 1.488 | 100.8125 | 35107 | 24.9 | N | . | . | . | . | . | . | . |  |  | . |  | 0 | 0 | 102.3199 |  |  | 0 | 0 | 0% |  | 0 |  | 0 |  | 1: 0; 3: 0; 5: 0; 7: 0 | 0 |  | 0
2015 | 16949 | Sevier County Electric System | TN | Municipal | 310 | 2.204 | 140.6534 | 224 | 1.917 | 116.8492 | 310 | 2.204 | 140.6534 | 55751 | 25 | Y | . | . | . | . | . | . | . |  |  | . |  | 86 | 0.287 | 116.8492 | 299.6516 | 299.6516 | 16000.537 | 16000.537 | 28.7% | 26.4204 | 800.0268 | 52.8408 | 2000.0671 | 158.5225 | 3200.1074 | 264.2042 | 4000.1343 | 396.3063 | 3200.1074 | 528.4083 | 1600.0537 | 792.6125 | 720.0242 | 1056.8167 | 480.0161 | 21137.0434 | 105685.2168 | 507289.0404 | 1056852.1675 | 1268222.601 | 845481.734 | 570700.1705 | 507289.0404
2015 | 16971 | Shakopee Public Utilities Comm | MN | Municipal | 41.89 | 0.5 | 83.78 | 41.89 | 0.5 | 83.78 | 41.89 | 0.5 | 83.78 | 16643 | 13.8 | N | . | . | . | . | . | . | . |  |  | . |  | 0 | 0 | 83.78 |  |  | 0 | 0 | 0% |  | 0 |  | 0 |  | 1: 0; 3: 0; 5: 0; 7: 0 | 0 |  | 0
2015 | 17008 | Sharyland Utilities LP | TX | Investor Owned | 1329 | 4.61 | 288.2863 | 171.85 | 1.84 | 93.3967 | . | . | . | 47757 | 25 | N | . | . | . | . | . | . | . |  |  | . |  | 1157.15 | 2.77 | 93.3967 | 417.7437 | 1157.15 | 132286.89 | 47757 | 100% | 102.0265 | 2387.85 | 204.0529 | 5969.625 | 612.1587 | 9551.4 | 1020.2645 | 11939.25 | 1530.3968 | 9551.4 | 2040.529 | 4775.7 | 3060.7935 | 2149.065 | 4081.058 | 1432.71 | 243623.8614 | 1218119.3068 | 5846972.6724 | 12181193.0676 | 14617431.6811 | 9744954.4541 | 6577844.2565 | 5846972.6724
2015 | 17037 | City of Shelby - (NC) | NC | Municipal | . | . | . | . | . | . | . | . | . | . | . |  | 123.017 | 1.4 | 87.8693 | 50.443 | 0.7 | 72.0614 | 8136 | Y | L | 12.5 | N | 72.574 | 0.7 | 72.0614 | 103.6771 | 103.6771 | 5695.2 | 5695.2 | 70% | 9.1413 | 284.76 | 18.2825 | 711.9 | 54.8476 | 1139.04 | 91.4126 | 1423.8 | 137.1189 | 1139.04 | 182.8252 | 569.52 | 274.2379 | 256.284 | 365.6505 | 170.856 | 2603.0657 | 13015.3284 | 62473.5762 | 130153.2838 | 156183.9405 | 104122.627 | 70282.7732 | 62473.5762
2015 | 17038 | RushShelby Energy | IN | Cooperative | . | . | . | . | . | . | . | . | . | . | . |  | 217.9 | 1.946 | 111.9733 | 217.8 | . | . | 14561 | N | F | 12.5 | Y | 0.1 |  |  |  | 0.1 |  | 14561 | 100% | 0.008817 | 728.05 | 0.017634 | 1820.125 | 0.052902 | 2912.2 | 0.08817 | 3640.25 | 0.13226 | 2912.2 | 0.17634 | 1456.1 | 0.26451 | 655.245 | 0.35268 | 436.83 | 6.4193 | 32.0963 | 154.062 | 320.9625 | 385.155 | 256.77 | 173.3198 | 154.062
2015 | 17044 | Shelby Energy Co-op, Inc | KY | Cooperative | 226.9 | 1.46 | 155.411 | 107.65 | 0.99 | 108.7374 | 203.32 | 1.18 | 172.3051 | 15854 | 25 | N | . | . | . | . | . | . | . |  |  | . |  | 119.25 | 0.47 | 108.7374 | 253.7234 | 253.7234 | 7451.38 | 7451.38 | 47% | 22.3709 | 372.569 | 44.7418 | 931.4225 | 134.2255 | 1490.276 | 223.7091 | 1862.845 | 335.5637 | 1490.276 | 447.4182 | 745.138 | 671.1273 | 335.3121 | 894.8364 | 223.5414 | 8334.7076 | 41673.5378 | 200032.9816 | 416735.3784 | 500082.4541 | 333388.3027 | 225037.1043 | 200032.9816
2015 | 17066 | Shenandoah Valley Elec Coop | VA | Cooperative | 158.4 | 1.6 | 99 | 158.4 | 1.6 | 99 | 157.8 | 1.44 | 109.5833 | 89984 | 69 | Y | . | . | . | . | . | . | . |  |  | . |  | 0 | 0 | 99 |  |  | 0 | 0 | 0% |  | 0 |  | 0 |  | 1: 0; 3: 0; 5: 0; 7: 0 | 0 |  | 0
2015 | 17166 | Sierra Pacific Power Co | NV | Investor Owned | 275 | 1.464 | 187.8415 | 117 | 1.02 | 114.7059 | . | . | . | 346406 | 60 | Y | . | . | . | . | . | . | . |  |  | . |  | 158 | 0.444 | 114.7059 | 355.8559 | 355.8559 | 153804.264 | 153804.264 | 44.4% | 31.376 | 7690.2132 | 62.752 | 19225.533 | 188.2559 | 30760.8528 | 313.7598 | 38451.066 | 470.6396 | 30760.8528 | 627.5195 | 15380.4264 | 941.2793 | 6921.1919 | 1255.039 | 4614.1279 | 241287.9412 | 1206439.7061 | 5790910.5893 | 12064397.061 | 14477276.4732 | 9651517.6488 | 6514774.4129 | 5790910.5893
2015 | 17177 | City of Sikeston - (MO) | MO | Municipal | . | . | . | . | . | . | . | . | . | . | . |  | 48.83 | 0.63 | 77.5079 | . | . | . | 9291 | N | L | 15 | Y | [6 empty] | 9291 | 100% |  | 464.55 |  | 1161.375 |  | 1: 1858.2; 3: 2322.75; 5: 1858.2; 7: 929.1 | 418.095 |  | 278.73
2015 | 17184 | City of Siloam Springs - (AR) | AR | Municipal | 40.116 | 0.4 | 100.29 | 18.95 | 0.2 | 94.75 | 40.116 | 0.4 | 100.29 | 7221 | 15 | N | . | . | . | . | . | . | . |  |  | . |  | 21.166 | 0.2 | 94.75 | 105.83 | 105.83 | 1444.2 | 1444.2 | 20% | 9.3311 | 72.21 | 18.6622 | 180.525 | 55.9865 | 288.84 | 93.3108 | 361.05 | 139.9662 | 288.84 | 186.6216 | 144.42 | 279.9324 | 64.989 | 373.2432 | 43.326 | 673.7973 | 3368.9865 | 16171.135 | 33689.8647 | 40427.8376 | 26951.8917 | 18192.5269 | 16171.135
2015 | 17252 | Singing River Elec Pwr Assn | MS | Cooperative | 191.53 | . | . | 164.68 | . | . | 191.53 | . | . | 71791.7 | 25 | N | . | . | . | . | . | . | . |  |  | . |  | 26.85 |  |  |  | 26.85 |  | 71791.7 | 100% | 2.3674 | 3589.585 | 4.7348 | 8973.9625 | 14.2043 | 14358.34 | 23.6738 | 17947.925 | 35.5107 | 14358.34 | 47.3475 | 7179.17 | 71.0213 | 3230.6265 | 94.6951 | 2153.751 | 8497.9007 | 42489.5036 | 203949.6171 | 424895.0356 | 509874.0428 | 339916.0285 | 229443.3192 | 203949.6171
2015 | 17260 | North West Rural Electric Coop | IA | Cooperative | . | . | . | . | . | . | . | . | . | . | . |  | 64.865 | 0.719 | 90.2156 | 64.865 | 0.719 | 90.2156 | 9754 | N | F | 7.2 | N | 0 | 0 | 90.2156 |  |  | 0 | 0 | 0% |  | 0 |  | 0 |  | 1: 0; 3: 0; 5: 0; 7: 0 | 0 |  | 0
2015 | 17267 | Sioux Valley SW Elec Coop | MN | Cooperative | 91.22 | 1.47 | 62.0544 | 91.22 | 1.47 | 62.0544 | 42.55 | 0.61 | 69.7541 | 3539 | 25 | Y | . | . | . | . | . | . | . |  |  | . |  | 0 | 0 | 62.0544 |  |  | 0 | 0 | 0% |  | 0 |  | 0 |  | 1: 0; 3: 0; 5: 0; 7: 0 | 0 |  | 0
2015 | 17267 | Sioux Valley SW Elec Coop | SD | Cooperative | 151.93 | 1.12 | 135.6518 | 151.93 | 1.12 | 135.6518 | 101.29 | 0.95 | 106.621 | 20608 | 12.5 | Y | . | . | . | . | . | . | . |  |  | . |  | 0 | 0 | 135.6518 |  |  | 0 | 0 | 0% |  | 0 |  | 0 |  | 1: 0; 3: 0; 5: 0; 7: 0 | 0 |  | 0
2015 | 17279 | PUD No 1 of Skamania Co | WA | Political Subdivision | . | . | . | . | . | . | . | . | . | . | . |  | 161.66 | 1.25 | 129.328 | 82.81 | 0.78 | 106.1667 | 5915 | N | O | 12.5 | N | 78.85 | 0.47 | 106.1667 | 167.766 | 167.766 | 2780.05 | 2780.05 | 47% | 14.792 | 139.0025 | 29.584 | 347.5063 | 88.752 | 556.01 | 147.92 | 695.0125 | 221.88 | 556.01 | 295.84 | 278.005 | 443.7601 | 125.1022 | 591.6801 | 83.4015 | 2056.1253 | 10280.6264 | 49347.0066 | 102806.2638 | 123367.5165 | 82245.011 | 55515.3824 | 49347.0066
2015 | 17324 | Slinger Utilities | WI | Municipal | . | . | . | . | . | . | . | . | . | . | . |  | 0.105 | 0.002 | 52.5 | . | . | . | 2276 | N | L | 25 | N | [6 empty] | 2276 | 100% |  | 113.8 |  | 284.5 |  | 1: 455.2; 3: 569; 5: 455.2; 7: 227.6 | 102.42 |  | 68.28
2015 | 17470 | PUD 1 of Snohomish County | WA | Political Subdivision | . | . | . | . | . | . | . | . | . | . | . |  | 1373.6 | 2.6 | 528.3077 | 81 | 0.85 | 95.2941 | 359854 | N | L | 12.5 | N | 1292.6 | 1.75 | 95.2941 | 738.6286 | 1292.6 | 629744.5 | 359854 | 100% | 113.9691 | 17992.7 | 227.9383 | 44981.75 | 683.8148 | 71970.8 | 1139.6914 | 89963.5 | 1709.5371 | 71970.8 | 2279.3828 | 35985.4 | 3419.0742 | 16193.43 | 4558.7656 | 10795.62 | 2050612.5514 | 10253062.7568 | 49214701.2326 | 102530627.568 | 123036753.0816 | 82024502.0544 | 55366538.8867 | 49214701.2326
2015 | 17534 | South Alabama Elec Coop, Inc | AL | Cooperative | . | . | . | . | . | . | . | . | . | . | . |  | 115.501 | 1.044 | 110.6331 | 90.478 | 0.93 | 97.2882 | 16248 | N | L | 25 | Y | 25.023 | 0.114 | 97.2882 | 219.5 | 219.5 | 1852.272 | 1852.272 | 11.4% | 19.3534 | 92.6136 | 38.7068 | 231.534 | 116.1205 | 370.4544 | 193.5342 | 463.068 | 290.3012 | 370.4544 | 387.0683 | 185.2272 | 580.6025 | 83.3522 | 774.1367 | 55.5682 | 1792.3896 | 8961.9479 | 43017.35 | 89619.4792 | 107543.375 | 71695.5834 | 48394.5188 | 43017.35
2015 | 17539 | South Carolina Electric&Gas Company | SC | Investor Owned | 154.5 | 1.62 | 95.3704 | 96.6 | 1.34 | 72.0896 | 143.9 | 1.29 | 111.5504 | 696664 | 23.9 | Y | . | . | . | . | . | . | . |  |  | . |  | 57.9 | 0.28 | 72.0896 | 206.7857 | 206.7857 | 195065.92 | 195065.92 | 28% | 18.2324 | 9753.296 | 36.4648 | 24383.24 | 109.3944 | 39013.184 | 182.3239 | 48766.48 | 273.4859 | 39013.184 | 364.6478 | 19506.592 | 546.9718 | 8777.9664 | 729.2957 | 5851.9776 | 177825.9174 | 889129.5871 | 4267822.0179 | 8891295.8707 | 10669555.0448 | 7113036.6965 | 4801299.7702 | 4267822.0179
2015 | 17543 | South Carolina Public Service Authority | SC | State | 37.247 | 0.601 | 61.975 | 23.025 | 0.292 | 78.8527 | 24.38 | 0.305 | 79.9344 | 170758 | 34.5 | N | . | . | . | . | . | . | . |  |  | . |  | 14.222 | 0.309 | 78.8527 | 46.0259 | 46.0259 | 52764.222 | 52764.222 | 30.9% | 4.0581 | 2638.2111 | 8.1162 | 6595.5278 | 24.3487 | 10552.8444 | 40.5812 | 13191.0555 | 60.8719 | 10552.8444 | 81.1625 | 5276.4222 | 121.7437 | 2374.39 | 162.325 | 1582.9267 | 10706.1878 | 53530.9392 | 256948.5083 | 535309.3922 | 642371.2707 | 428247.5138 | 289067.0718 | 256948.5083
2015 | 17548 | South Central Public Pwr Dist | NE | Political Subdivision | . | . | . | . | . | . | . | . | . | . | . |  | 77.89 | . | . | 53.38 | . | . | 6256 | N | O | 12.5 | N | 24.51 |  |  |  | 24.51 |  | 6256 | 100% | 2.1611 | 312.8 | 4.3221 | 782 | 12.9663 | 1251.2 | 21.6106 | 1564 | 32.4159 | 1251.2 | 43.2212 | 625.6 | 64.8317 | 281.52 | 86.4423 | 187.68 | 675.979 | 3379.8948 | 16223.495 | 33798.9478 | 40558.7374 | 27039.1583 | 18251.4318 | 16223.495
2015 | 17564 | South Kentucky Rural E C C | KY | Cooperative | 182.45 | 1.82 | 100.2472 | 162.87 | 1.71 | 95.2456 | . | . | . | 68138 | 25 | Y | . | . | . | . | . | . | . |  |  | . |  | 19.58 | 0.11 | 95.2456 | 178 | 178 | 7495.18 | 7495.18 | 11% | 15.6943 | 374.759 | 31.3887 | 936.8975 | 94.1661 | 1499.036 | 156.9434 | 1873.795 | 235.4151 | 1499.036 | 313.8868 | 749.518 | 470.8303 | 337.2831 | 627.7737 | 224.8554 | 5881.5961 | 29407.9803 | 141158.3055 | 294079.8031 | 352895.7637 | 235263.8425 | 158803.0937 | 141158.3055
2015 | 17565 | South Louisiana Elec Coop Assn | LA | Cooperative | . | . | . | . | . | . | . | . | . | . | . |  | 330.47 | 3.689 | 89.5825 | 330.47 | 3.689 | 89.5825 | 21571 | N | L | 24.9 | Y | 0 | 0 | 89.5825 |  |  | 0 | 0 | 0% |  | 0 |  | 0 |  | 1: 0; 3: 0; 5: 0; 7: 0 | 0 |  | 0
2015 | 17572 | South River Elec Member Corp | NC | Cooperative | . | . | . | . | . | . | . | . | . | . | . |  | 227.2 | . | . | . | . | . | 43364 | N | O | . | N | [6 empty] | 43364 | 100% |  | 2168.2 |  | 5420.5 |  | 1: 8672.8; 3: 10841; 5: 8672.8; 7: 4336.4 | 1951.38 |  | 1300.92
2015 | 17585 | Southeastern IL Elec Coop, Inc | IL | Cooperative | 174.178 | 1.579 | 110.3091 | 161.465 | 1.512 | 106.789 | . | . | . | 23955 | 12.4 | Y | . | . | . | . | . | . | . |  |  | . |  | 12.713 | 0.067 | 106.789 | 189.7463 | 189.7463 | 1604.985 | 1604.985 | 6.7% | 16.73 | 80.2493 | 33.46 | 200.6231 | 100.3801 | 320.997 | 167.3002 | 401.2462 | 250.9502 | 320.997 | 334.6003 | 160.4985 | 501.9005 | 72.2243 | 669.2007 | 48.1495 | 1342.5713 | 6712.8563 | 32221.7103 | 67128.5632 | 80554.2758 | 53702.8506 | 36249.4241 | 32221.7103
2015 | 17603 | Southeastern Electric Coop Inc - (OK) | OK | Cooperative | 577.55 | 0.27 | 2139.0741 | . | . | . | . | . | . | 14268 | 14.4 | Y | . | . | . | . | . | . | . |  |  | . | [7 empty] | 14268 | 100% |  | 713.4 |  | 1783.5 |  | 1: 2853.6; 3: 3567; 5: 2853.6; 7: 1426.8 | 642.06 |  | 428.04
2015 | 17609 | Southern California Edison Co | CA | Investor Owned | 114.827 | 0.916 | 125.357 | 100.151 | 0.859 | 116.5902 | 114.827 | 0.916 | 125.357 | 5033330 | 35 | Y | . | . | . | . | . | . | . |  |  | . |  | 14.676 | 0.057 | 116.5902 | 257.4737 | 257.4737 | 286899.81 | 286899.81 | 5.7% | 22.7016 | 14344.9905 | 45.4031 | 35862.4762 | 136.2094 | 57379.962 | 227.0157 | 71724.9525 | 340.5236 | 57379.962 | 454.0315 | 28689.981 | 681.0472 | 12910.4914 | 908.063 | 8606.9943 | 325653.8622 | 1628269.3111 | 7815692.6933 | 16282693.1109 | 19539231.7331 | 13026154.4888 | 8792654.2799 | 7815692.6933
2015 | 17631 | Southern Illinois Elec Coop | IL | Cooperative | . | . | . | . | . | . | . | . | . | . | . |  | 170 | . | . | 170 | . | . | 11232 | N | O | 12.5 | Y | 0 |  |  |  | 0 |  | 11232 | 100% | 0 | 561.6 | 0 | 1404 | 0 | 2246.4 | 0 | 2808 | 0 | 2246.4 | 0 | 1123.2 | 0 | 505.44 | 0 | 336.96 | 0 | 0 | 0 | 0 | 0 | 0 | 0 | 0
2015 | 17633 | Southern Indiana Gas & Elec Co | IN | Investor Owned | . | . | . | . | . | . | . | . | . | . | . |  | 84.2 | 0.937 | 89.8613 | 70.9 | 0.85 | 83.4118 | 148000 | N | F | 12.5 | Y | 13.3 | 0.087 | 83.4118 | 152.8736 | 152.8736 | 12876 | 12876 | 8.7% | 13.4789 | 643.8 | 26.9579 | 1609.5 | 80.8736 | 2575.2 | 134.7893 | 3219 | 202.184 | 2575.2 | 269.5787 | 1287.6 | 404.368 | 579.42 | 539.1573 | 386.28 | 8677.737 | 43388.6848 | 208265.687 | 433886.8479 | 520664.2175 | 347109.4783 | 234298.8979 | 208265.687
2015 | 17637 | Southern Maryland Elec Coop Inc | MD | Cooperative | . | . | . | . | . | . | . | . | . | . | . |  | 233.4 | 2.08 | 112.2115 | 233.4 | 2.08 | 112.2115 | 163303 | N | F | 12.5 | Y | 0 | 0 | 112.2115 |  |  | 0 | 0 | 0% |  | 0 |  | 0 |  | 1: 0; 3: 0; 5: 0; 7: 0 | 0 |  | 0
2015 | 17643 | Southern Iowa Elec Coop, Inc | IA | Cooperative | 266.33 | 2.164 | 123.073 | 117.324 | 1.074 | 109.2402 | 242.389 | 1.055 | 229.7526 | 4738 | 7.2 | N | . | . | . | . | . | . | . |  |  | . |  | 149.006 | 1.09 | 109.2402 | 136.7028 | 149.006 | 5164.42 | 4738 | 100% | 13.1379 | 236.9 | 26.2759 | 592.25 | 78.8276 | 947.6 | 131.3793 | 1184.5 | 197.0689 | 947.6 | 262.7586 | 473.8 | 394.1378 | 213.21 | 525.5171 | 142.14 | 3112.3751 | 15561.8757 | 74697.0034 | 155618.7571 | 186742.5085 | 124495.0057 | 84034.1288 | 74697.0034
2015 | 17647 | Southern Pine Elec Power Assn | MS | Cooperative | . | . | . | . | . | . | . | . | . | . | . |  | 282 | . | . | 282 | . | . | 66655 | N | F | . | N | 0 |  |  |  | 0 |  | 66655 | 100% | 0 | 3332.75 | 0 | 8331.875 | 0 | 13331 | 0 | 16663.75 | 0 | 13331 | 0 | 6665.5 | 0 | 2999.475 | 0 | 1999.65 | 0 | 0 | 0 | 0 | 0 | 0 | 0 | 0
2015 | 17671 | Southwest Arkansas E C C | AR | Cooperative | 318 | 2.023 | 157.1923 | 248.4 | 1.791 | 138.6935 | 154.8 | 1.143 | 135.4331 | 27809 | 24 | Y | . | . | . | . | . | . | . |  |  | . |  | 69.6 | 0.232 | 138.6935 | 300 | 300 | 6451.688 | 6451.688 | 23.2% | 26.4511 | 322.5844 | 52.9023 | 806.461 | 158.7068 | 1290.3376 | 264.5114 | 1612.922 | 396.7671 | 1290.3376 | 529.0228 | 645.1688 | 793.5342 | 290.326 | 1058.0456 | 193.5506 | 8532.7248 | 42663.6238 | 204785.3943 | 426636.2381 | 511963.4857 | 341308.9904 | 230383.5686 | 204785.3943
2015 | 17683 | Southwest Mississippi E P A | MS | Cooperative | 1003.68 | . | . | 859.7 | . | . | 797.59 | . | . | 25383 | 34.5 | N | . | . | . | . | . | . | . |  |  | . |  | 143.98 |  |  |  | 143.98 |  | 25383 | 100% | 12.6948 | 1269.15 | 25.3896 | 3172.875 | 76.1687 | 5076.6 | 126.9478 | 6345.75 | 190.4217 | 5076.6 | 253.8957 | 2538.3 | 380.8435 | 1142.235 | 507.7913 | 761.49 | 16111.5842 | 80557.9208 | 386678.0198 | 805579.2079 | 966695.0495 | 644463.3663 | 435012.7723 | 386678.0198
2015 | 17684 | Southwest Louisiana E M C | LA | Cooperative | . | . | . | . | . | . | . | . | . | . | . |  | 268.974 | 3.264 | 82.4062 | 166.338 | 2.238 | 74.3244 | 106683 | N | O | 14.4 | Y | 102.636 | 1.026 | 74.3244 | 100.0351 | 102.636 | 109456.758 | 106683 | 100% | 9.0495 | 5334.15 | 18.0989 | 13335.375 | 54.2968 | 21336.6 | 90.4946 | 26670.75 | 135.742 | 21336.6 | 180.9893 | 10668.3 | 271.4839 | 4800.735 | 361.9785 | 3200.49 | 48271.1964 | 241355.9821 | 1158508.7141 | 2413559.821 | 2896271.7852 | 1930847.8568 | 1303322.3033 | 1158508.7141
2015 | 17694 | Southwest Tennessee E M C | TN | Cooperative | . | . | . | . | . | . | . | . | . | . | . |  | 246 | 2.04 | 120.5882 | . | . | . | 49632 | N | L | 12.5 | Y | [6 empty] | 49632 | 100% |  | 2481.6 |  | 6204 |  | 1: 9926.4; 3: 12408; 5: 9926.4; 7: 4963.2 | 2233.44 |  | 1488.96
2015 | 17697 | Southwestern Electric Coop Inc - (IL) | IL | Cooperative | 160 | 1.632 | 98.0392 | 144 | 1.503 | 95.8084 | 127 | 1.315 | 96.5779 | 23276 | 13 | N | . | . | . | . | . | . | . |  |  | . |  | 16 | 0.129 | 95.8084 | 124.031 | 124.031 | 3002.604 | 3002.604 | 12.9% | 10.9359 | 150.1302 | 21.8717 | 375.3255 | 65.6152 | 600.5208 | 109.3587 | 750.651 | 164.0381 | 600.5208 | 218.7174 | 300.2604 | 328.0761 | 135.1172 | 437.4349 | 90.0781 | 1641.8046 | 8209.0228 | 39403.3093 | 82090.2278 | 98508.2733 | 65672.1822 | 44328.723 | 39403.3093
2015 | 17698 | Southwestern Electric Power Co | AR | Investor Owned | 290.6 | 1.22 | 238.1967 | 123.5 | 1.063 | 116.1806 | 256.1 | 1.067 | 240.0187 | 116276 | 35 | Y | . | . | . | . | . | . | . |  |  | . |  | 167.1 | 0.157 | 116.1806 | 1064.3312 | 1064.3312 | 18255.332 | 18255.332 | 15.7% | 93.8426 | 912.7666 | 187.6852 | 2281.9165 | 563.0555 | 3651.0664 | 938.4258 | 4563.833 | 1407.6386 | 3651.0664 | 1876.8515 | 1825.5332 | 2815.2773 | 821.4899 | 3753.703 | 547.66 | 85656.3686 | 428281.8428 | 2055752.8453 | 4282818.4276 | 5139382.1132 | 3426254.7421 | 2312721.9509 | 2055752.8453
2015 | 17698 | Southwestern Electric Power Co | LA | Investor Owned | 586.3 | 3.132 | 187.1967 | 364.1 | 2.62 | 138.9695 | 556.2 | 2.966 | 187.5253 | 229869 | 35 | Y | . | . | . | . | . | . | . |  |  | . |  | 222.2 | 0.512 | 138.9695 | 433.9844 | 433.9844 | 117692.928 | 117692.928 | 51.2% | 38.2646 | 5884.6464 | 76.5292 | 14711.616 | 229.5876 | 23538.5856 | 382.646 | 29423.232 | 573.969 | 23538.5856 | 765.2921 | 11769.2928 | 1147.9381 | 5296.1818 | 1530.5841 | 3530.7878 | 225173.6597 | 1125868.2983 | 5404167.8319 | 11258682.9831 | 13510419.5797 | 9006946.3865 | 6079688.8109 | 5404167.8319
2015 | 17698 | Southwestern Electric Power Co | TX | Investor Owned | 594.6 | 2.711 | 219.3287 | 248.3 | 2.073 | 119.7781 | 468.1 | 2.341 | 199.9573 | 183784 | 35 | Y | . | . | . | . | . | . | . |  |  | . |  | 346.3 | 0.638 | 119.7781 | 542.79 | 542.79 | 117254.192 | 117254.192 | 63.8% | 47.858 | 5862.7096 | 95.7161 | 14656.774 | 287.1483 | 23450.8384 | 478.5804 | 29313.548 | 717.8706 | 23450.8384 | 957.1609 | 11725.4192 | 1435.7413 | 5276.4386 | 1914.3217 | 3517.6258 | 280577.8069 | 1402889.0345 | 6733867.3658 | 14028890.3453 | 16834668.4144 | 11223112.2763 | 7575600.7865 | 6733867.3658
2015 | 17718 | Southwestern Public Service Co | NM | Investor Owned | 200.59 | 1.46 | 137.3904 | 132.88 | 1.26 | 105.4603 | 174.58 | 1.24 | 140.7903 | 106140 | 34.5 | Y | . | . | . | . | . | . | . |  |  | . |  | 67.71 | 0.2 | 105.4603 | 338.55 | 338.55 | 21228 | 21228 | 20% | 29.8501 | 1061.4 | 59.7002 | 2653.5 | 179.1007 | 4245.6 | 298.5011 | 5307 | 447.7517 | 4245.6 | 597.0022 | 2122.8 | 895.5033 | 955.26 | 1194.0044 | 636.84 | 31682.907 | 158414.5349 | 760389.7675 | 1584145.349 | 1900974.4188 | 1267316.2792 | 855438.4885 | 760389.7675
2015 | 17718 | Southwestern Public Service Co | TX | Investor Owned | 202.05 | 1.6 | 126.2812 | 122.22 | 1.24 | 98.5645 | 164.66 | 1.24 | 132.7903 | 249971 | 34.5 | Y | . | . | . | . | . | . | . |  |  | . |  | 79.83 | 0.36 | 98.5645 | 221.75 | 221.75 | 89989.56 | 89989.56 | 36% | 19.5518 | 4499.478 | 39.1036 | 11248.695 | 117.3108 | 17997.912 | 195.518 | 22497.39 | 293.277 | 17997.912 | 391.036 | 8998.956 | 586.554 | 4049.5302 | 782.072 | 2699.6868 | 87972.8946 | 439864.4731 | 2111349.4709 | 4398644.7311 | 5278373.6773 | 3518915.7849 | 2375268.1548 | 2111349.4709
2015 | 17828 | City of Springfield - (IL) | IL | Municipal | . | . | . | . | . | . | . | . | . | . | . |  | 70.9 | 0.767 | 92.4381 | . | . | . | 69689 | N | L | 12.5 | N | [6 empty] | 69689 | 100% |  | 3484.45 |  | 8711.125 |  | 1: 13937.8; 3: 17422.25; 5: 13937.8; 7: 6968.9 | 3136.005 |  | 2090.67
2015 | 17832 | Snapping Shoals El Member Corp | GA | Cooperative | 64.94 | 0.973 | 66.742 | 64.94 | 0.973 | 66.742 | 64.837 | 0.962 | 67.3981 | 95113 | 25 | Y | . | . | . | . | . | . | . |  |  | . |  | 0 | 0 | 66.742 |  |  | 0 | 0 | 0% |  | 0 |  | 0 |  | 1: 0; 3: 0; 5: 0; 7: 0 | 0 |  | 0
2015 | 17833 | City Utilities of Springfield - (MO) | MO | Municipal | 59.588 | 0.412 | 144.6311 | . | . | . | . | . | . | 124252 | 13.2 | N | . | . | . | . | . | . | . |  |  | . | [7 empty] | 124252 | 100% |  | 6212.6 |  | 15531.5 |  | 1: 24850.4; 3: 31063; 5: 24850.4; 7: 12425.2 | 5591.34 |  | 3727.56
2015 | 17839 | City of Springfield - (OR) | OR | Municipal | . | . | . | . | . | . | . | . | . | . | . |  | 25.586 | 0.199 | 128.5729 | . | . | . | 31438 | Y | F | 21 | N | [6 empty] | 31438 | 100% |  | 1571.9 |  | 3929.75 |  | 1: 6287.6; 3: 7859.5; 5: 6287.6; 7: 3143.8 | 1414.71 |  | 943.14
2015 | 17845 | City of Springville - (UT) | UT | Municipal | 35.461 | 0.5 | 70.922 | 35.461 | 0.5 | 70.922 | 35.461 | 0.5 | 70.922 | 11091.3 | 12.4 | N | . | . | . | . | . | . | . |  |  | . |  | 0 | 0 | 70.922 |  |  | 0 | 0 | 0% |  | 0 |  | 0 |  | 1: 0; 3: 0; 5: 0; 7: 0 | 0 |  | 0
2015 | 17860 | City of St Charles - (IL) | IL | Municipal | . | . | . | . | . | . | . | . | . | . | . |  | 35.4 | 0.54 | 65.5556 | 35.4 | 0.54 | 65.5556 | 15558 | Y | L | 12.4 | N | 0 | 0 | 65.5556 |  |  | 0 | 0 | 0% |  | 0 |  | 0 |  | 1: 0; 3: 0; 5: 0; 7: 0 | 0 |  | 0
2015 | 17868 | St Croix Electric Coop | WI | Cooperative | 93.134 | 0.647 | 143.9475 | 54.475 | 0.401 | 135.8479 | 86.934 | 0.589 | 147.5959 | 10262 | 7.2 | Y | . | . | . | . | . | . | . |  |  | . |  | 38.659 | 0.246 | 135.8479 | 157.1504 | 157.1504 | 2524.452 | 2524.452 | 24.6% | 13.856 | 126.2226 | 27.712 | 315.5565 | 83.1361 | 504.8904 | 138.5602 | 631.113 | 207.8404 | 504.8904 | 277.1205 | 252.4452 | 415.6807 | 113.6003 | 554.241 | 75.7336 | 1748.9434 | 8744.7169 | 41974.6413 | 87447.1693 | 104936.6031 | 69957.7354 | 47221.4714 | 41974.6413
2015 | 17874 | City of St George | UT | Municipal | 37.676 | . | . | 10.986 | . | . | . | . | . | 29026 | 13.2 | N | . | . | . | . | . | . | . |  |  | . |  | 26.69 |  |  |  | 26.69 |  | 29026 | 100% | 2.3533 | 1451.3 | 4.7065 | 3628.25 | 14.1196 | 5805.2 | 23.5327 | 7256.5 | 35.299 | 5805.2 | 47.0654 | 2902.6 | 70.5981 | 1306.17 | 94.1308 | 870.78 | 3415.3002 | 17076.5012 | 81967.206 | 170765.0125 | 204918.015 | 136612.01 | 92213.1067 | 81967.206
2015 | 17896 | City of Shasta Lake - (CA) | CA | Municipal | 119.7 | 0.71 | 168.5916 | . | . | . | . | . | . | 4510 | 12.5 | N | . | . | . | . | . | . | . |  |  | . | [7 empty] | 4510 | 100% |  | 225.5 |  | 563.75 |  | 1: 902; 3: 1127.5; 5: 902; 7: 451 | 202.95 |  | 135.3
2015 | 17900 | City of Saint Peter | MN | Municipal | . | . | . | . | . | . | . | . | . | . | . |  | 25.4 | 0.3 | 84.6667 | . | . | . | 4231 | N | L | . | N | [6 empty] | 4231 | 100% |  | 211.55 |  | 528.875 |  | 1: 846.2; 3: 1057.75; 5: 846.2; 7: 423.1 | 190.395 |  | 126.93
2015 | 17979 | Stanton County Public Pwr Dist | NE | Political Subdivision | . | . | . | . | . | . | . | . | . | . | . |  | 24.91 | 0.265 | 94 | 24.91 | 0.265 | 94 | 2685 | N | F | 7.2 | N | 0 | 0 | 94 |  |  | 0 | 0 | 0% |  | 0 |  | 0 |  | 1: 0; 3: 0; 5: 0; 7: 0 | 0 |  | 0
2015 | 18004 | City of Starke - (FL) | FL | Municipal | . | . | . | . | . | . | . | . | . | . | . |  | 94.253 | 1.971 | 47.8199 | . | . | . | 2759 | N | L | 13.2 | N | [6 empty] | 2759 | 100% |  | 137.95 |  | 344.875 |  | 1: 551.8; 3: 689.75; 5: 551.8; 7: 275.9 | 124.155 |  | 82.77
2015 | 18006 | City of Starkville | MS | Municipal | . | . | . | . | . | . | . | . | . | . | . |  | 56 | 0.37 | 151.3513 | 27 | 0.22 | 122.7273 | 14527 | Y | L | 69 | N | 29 | 0.15 | 122.7273 | 193.3333 | 193.3333 | 2179.05 | 2179.05 | 15% | 17.0463 | 108.9525 | 34.0926 | 272.3813 | 102.2777 | 435.81 | 170.4629 | 544.7625 | 255.6943 | 435.81 | 340.9258 | 217.905 | 511.3887 | 98.0572 | 681.8516 | 65.3715 | 1857.2359 | 9286.1793 | 44573.6605 | 92861.7928 | 111434.1514 | 74289.4342 | 50145.3681 | 44573.6605
2015 | 18019 | Stearns Cooperative Elec Assn | MN | Cooperative | 86.163 | 0.921 | 93.5537 | 86.163 | 0.921 | 93.5537 | 74.944 | 0.732 | 102.3825 | 25975 | 7.2 | Y | . | . | . | . | . | . | . |  |  | . |  | 0 | 0 | 93.5537 |  |  | 0 | 0 | 0% |  | 0 |  | 0 |  | 1: 0; 3: 0; 5: 0; 7: 0 | 0 |  | 0
2015 | 18022 | City of Statesville - (NC) | NC | Municipal | 34.54 | 0.41 | 84.2439 | . | . | . | . | . | . | 13177 | 22.9 | N | . | . | . | . | . | . | . |  |  | . | [7 empty] | 13177 | 100% |  | 658.85 |  | 1647.125 |  | 1: 2635.4; 3: 3294.25; 5: 2635.4; 7: 1317.7 | 592.965 |  | 395.31
2015 | 18047 | Steele-Waseca Cooperative Electric | MN | Cooperative | 33.55 | 0.56 | 59.9107 | 33.55 | 0.56 | 59.9107 | 26.31 | 0.31 | 84.871 | 10341 | 12.5 | Y | . | . | . | . | . | . | . |  |  | . |  | 0 | 0 | 59.9107 |  |  | 0 | 0 | 0% |  | 0 |  | 0 |  | 1: 0; 3: 0; 5: 0; 7: 0 | 0 |  | 0
2015 | 18085 | South Central Power Company | OH | Cooperative | 237.296 | 1.49 | 159.2591 | 237.296 | 1.49 | 159.2591 | 168.888 | . | . | 117262 | 7.2 | N | . | . | . | . | . | . | . |  |  | . |  | 0 | 0 | 159.2591 |  |  | 0 | 0 | 0% |  | 0 |  | 0 |  | 1: 0; 3: 0; 5: 0; 7: 0 | 0 |  | 0
2015 | 18087 | Town of Sterling - (MA) | MA | Municipal | . | . | . | . | . | . | . | . | . | . | . |  | 109.68 | 1.4 | 78.3429 | 40.73 | 0.55 | 74.0545 | 3744 | N | F | 13.8 | Y | 68.95 | 0.85 | 74.0545 | 81.1176 | 81.1176 | 3182.4 | 3182.4 | 85% | 7.1522 | 159.12 | 14.3044 | 397.8 | 42.9131 | 636.48 | 71.5218 | 795.6 | 107.2827 | 636.48 | 143.0436 | 318.24 | 214.5654 | 143.208 | 286.0872 | 95.472 | 1138.055 | 5690.2748 | 27313.319 | 56902.748 | 68283.2976 | 45522.1984 | 30727.4839 | 27313.319
2015 | 18100 | Steuben County Rural E M C | IN | Cooperative | . | . | . | . | . | . | . | . | . | . | . |  | 478.3 | . | . | 344 | . | . | 9806 |  | L | 12.5 | Y | 134.3 |  |  |  | 134.3 |  | 9806 | 100% | 11.8413 | 490.3 | 23.6826 | 1225.75 | 71.0478 | 1961.2 | 118.4129 | 2451.5 | 177.6194 | 1961.2 | 236.8259 | 980.6 | 355.2388 | 441.27 | 473.6517 | 294.18 | 5805.786 | 29028.9302 | 139338.865 | 290289.302 | 348347.1624 | 232231.4416 | 156756.2231 | 139338.865
2015 | 18102 | Steuben Rural Elec Coop, Inc | NY | Cooperative | . | . | . | . | . | . | . | . | . | . | . |  | 223.8 | 0.05 | 4476 | . | . | . | 6180 | N | F | 12.7 | N | [6 empty] | 6180 | 100% |  | 309 |  | 772.5 |  | 1: 1236; 3: 1545; 5: 1236; 7: 618 | 278.1 |  | 185.4
2015 | 18125 | Stillwater Utilities Authority | OK | Municipal | . | . | . | . | . | . | . | . | . | . | . |  | 133 | 0.9 | 147.7778 | 28 | 0.4 | 70 | 20925 | N | F | 13 | Y | 105 | 0.5 | 70 | 210 | 210 | 10462.5 | 10462.5 | 50% | 18.5158 | 523.125 | 37.0316 | 1307.8125 | 111.0948 | 2092.5 | 185.158 | 2615.625 | 277.737 | 2092.5 | 370.3159 | 1046.25 | 555.4739 | 470.8125 | 740.6319 | 313.875 | 9686.0764 | 48430.3821 | 232465.8339 | 484303.8207 | 581164.5849 | 387443.0566 | 261524.0632 | 232465.8339
2015 | 18181 | City of Stoughton - (WI) | WI | Municipal | . | . | . | . | . | . | . | . | . | . | . |  | 19.909 | 0.297 | 67.0337 | 19.909 | 0.297 | 67.0337 | 8545 | N | L | 12 | Y | 0 | 0 | 67.0337 |  |  | 0 | 0 | 0% |  | 0 |  | 0 |  | 1: 0; 3: 0; 5: 0; 7: 0 | 0 |  | 0
2015 | 18203 | Tallapoosa River Elec Coop Inc | AL | Cooperative | 112.233 | 0.962 | 116.6663 | 112.233 | 0.962 | 116.6663 | 109.448 | 0.877 | 124.7982 | 26252 | 25 | N | . | . | . | . | . | . | . |  |  | . |  | 0 | 0 | 116.6663 |  |  | 0 | 0 | 0% |  | 0 |  | 0 |  | 1: 0; 3: 0; 5: 0; 7: 0 | 0 |  | 0
2015 | 18206 | Strawberry Electric Serv Dist | UT | Political Subdivision | 85.169 | . | . | . | . | . | . | . | . | 3444 | 12.5 | N | . | . | . | . | . | . | . |  |  | . | [7 empty] | 3444 | 100% |  | 172.2 |  | 430.5 |  | 1: 688.8; 3: 861; 5: 688.8; 7: 344.4 | 154.98 |  | 103.32
2015 | 18249 | City of Sturgeon Bay - (WI) | WI | Municipal | 79.1 | 0.44 | 179.7727 | . | . | . | . | . | . | 9072 | 12.5 | N | . | . | . | . | . | . | . |  |  | . | [7 empty] | 9072 | 100% |  | 453.6 |  | 1134 |  | 1: 1814.4; 3: 2268; 5: 1814.4; 7: 907.2 | 408.24 |  | 272.16
2015 | 18280 | Sulphur Springs Valley E C Inc | AZ | Cooperative | 85.77 | . | . | 85.77 | . | . | . | . | . | 51037 | 34.5 | N | . | . | . | . | . | . | . |  |  | . |  | 0 |  |  |  | 0 |  | 51037 | 100% | 0 | 2551.85 | 0 | 6379.625 | 0 | 10207.4 | 0 | 12759.25 | 0 | 10207.4 | 0 | 5103.7 | 0 | 2296.665 | 0 | 1531.11 | 0 | 0 | 0 | 0 | 0 | 0 | 0 | 0
2015 | 18304 | Sumter Electric Coop, Inc | FL | Cooperative | . | . | . | . | . | . | . | . | . | . | . |  | 88.35 | 1.51 | 58.5099 | 87.96 | 1.51 | 58.2517 | 192480 | N | L | 25 | Y | 0.39 | 0 | 58.2517 |  |  | 0 | 0 | 0% |  | 0 |  | 0 |  | 1: 0; 3: 0; 5: 0; 7: 0 | 0 |  | 0
2015 | 18312 | Sun Prairie Utilities | WI | Municipal | 10.339 | 0.281 | 36.7936 | . | . | . | . | . | . | 14438 | 12.5 | N | . | . | . | . | . | . | . |  |  | . | [7 empty] | 14438 | 100% |  | 721.9 |  | 1804.75 |  | 1: 2887.6; 3: 3609.5; 5: 2887.6; 7: 1443.8 | 649.71 |  | 433.14
2015 | 18336 | Superior Water and Light Co | WI | Investor Owned | 96.64 | 0.53 | 182.3396 | 19.76 | 0.21 | 94.0952 | 19.76 | 0.21 | 94.0952 | 14611 | 69 | Y | . | . | . | . | . | . | . |  |  | . |  | 76.88 | 0.32 | 94.0952 | 240.25 | 240.25 | 4675.52 | 4675.52 | 32% | 21.183 | 233.776 | 42.3659 | 584.44 | 127.0977 | 935.104 | 211.8295 | 1168.88 | 317.7443 | 935.104 | 423.6591 | 467.552 | 635.4886 | 210.3984 | 847.3181 | 140.2656 | 4952.0662 | 24760.3309 | 118849.5885 | 247603.3093 | 297123.9712 | 198082.6475 | 133705.787 | 118849.5885
2015 | 18339 | Surry-Yadkin Elec Member Corp | NC | Cooperative | 173.1 | 1.25 | 138.48 | 93.5 | 0.84 | 111.3095 | 118.3 | 0.93 | 127.2043 | 27146 | 12.5 | N | . | . | . | . | . | . | . |  |  | . |  | 79.6 | 0.41 | 111.3095 | 194.1463 | 194.1463 | 11129.86 | 11129.86 | 41% | 17.118 | 556.493 | 34.2359 | 1391.2325 | 102.7078 | 2225.972 | 171.1797 | 2782.465 | 256.7696 | 2225.972 | 342.3595 | 1112.986 | 513.5392 | 500.8437 | 684.7189 | 333.8958 | 9526.032 | 47630.1602 | 228624.7688 | 476301.6018 | 571561.9221 | 381041.2814 | 257202.865 | 228624.7688
2015 | 18360 | Suwannee Valley Elec Coop Inc | FL | Cooperative | 486.67 | 4.58 | 106.2598 | 310.19 | 3.58 | 86.6453 | 473.4 | 4.39 | 107.836 | 25014.8 | 24.9 | Y | . | . | . | . | . | . | . |  |  | . |  | 176.48 | 1 | 86.6453 | 176.48 | 176.48 | 25014.8 | 25014.8 | 100% | 15.5603 | 1250.74 | 31.1206 | 3126.85 | 93.3619 | 5002.96 | 155.6032 | 6253.7 | 233.4048 | 5002.96 | 311.2065 | 2501.48 | 466.8097 | 1125.666 | 622.4129 | 750.444 | 19461.9188 | 97309.5938 | 467086.0501 | 973095.9377 | 1167715.1252 | 778476.7502 | 525471.8064 | 467086.0501
2015 | 18383 | Taylor Electric Coop - (WI) | WI | Cooperative | 113 | . | . | 81 | . | . | 32 | . | . | 4363 | 7.2 | Y | . | . | . | . | . | . | . |  |  | . |  | 32 |  |  |  | 32 |  | 4363 | 100% | 2.8215 | 218.15 | 5.6429 | 545.375 | 16.9287 | 872.6 | 28.2145 | 1090.75 | 42.3218 | 872.6 | 56.4291 | 436.3 | 84.6436 | 196.335 | 112.8582 | 130.89 | 615.5004 | 3077.5018 | 14772.0088 | 30775.0184 | 36930.022 | 24620.0147 | 16618.5099 | 14772.0088
2015 | 18395 | Sylacauga Utilities Board | AL | Municipal | . | . | . | . | . | . | . | . | . | . | . |  | 10.055 | 0.142 | 70.8099 | . | . | . | 6153 | N | F | 12 | N | [6 empty] | 6153 | 100% |  | 307.65 |  | 769.125 |  | 1: 1230.6; 3: 1538.25; 5: 1230.6; 7: 615.3 | 276.885 |  | 184.59
2015 | 18401 | Sun River Electric Coop, Inc | MT | Cooperative | . | . | . | . | . | . | . | . | . | . | . |  | 76.91 | . | . | 76.91 | . | . | 5759 | N | F | 35 | N | 0 |  |  |  | 0 |  | 5759 | 100% | 0 | 287.95 | 0 | 719.875 | 0 | 1151.8 | 0 | 1439.75 | 0 | 1151.8 | 0 | 575.9 | 0 | 259.155 | 0 | 172.77 | 0 | 0 | 0 | 0 | 0 | 0 | 0 | 0
2015 | 18429 | City of Tacoma - (WA) | WA | Municipal | . | . | . | . | . | . | . | . | . | . | . |  | 126.2 | 0.8 | 157.75 | 42 | 0.41 | 102.439 | 169014 | N | F | 34.5 | Y | 84.2 | 0.39 | 102.439 | 215.8974 | 215.8974 | 65915.46 | 65915.46 | 39% | 19.0358 | 3295.773 | 38.0716 | 8239.4325 | 114.2147 | 13183.092 | 190.3578 | 16478.865 | 285.5367 | 13183.092 | 380.7155 | 6591.546 | 571.0733 | 2966.1957 | 761.4311 | 1977.4638 | 62737.5994 | 313687.9971 | 1505702.3859 | 3136879.9706 | 3764255.9647 | 2509503.9765 | 1693915.1841 | 1505702.3859
2015 | 18445 | City of Tallahassee - (FL) | FL | Municipal | . | . | . | . | . | . | . | . | . | . | . |  | 174.154 | 1.888 | 92.2426 | . | . | . | 116260 | N | L | 12.3 | Y | [6 empty] | 116260 | 100% |  | 5813 |  | 14532.5 |  | 1: 23252; 3: 29065; 5: 23252; 7: 11626 | 5231.7 |  | 3487.8
2015 | 18446 | T I P Rural Electric Coop | IA | Cooperative | 125.451 | 1.928 | 65.0679 | 125.451 | 1.928 | 65.0679 | 65.928 | 0.83 | 79.4313 | 6314.4 | 12.5 | N | . | . | . | . | . | . | . |  |  | . |  | 0 | 0 | 65.0679 |  |  | 0 | 0 | 0% |  | 0 |  | 0 |  | 1: 0; 3: 0; 5: 0; 7: 0 | 0 |  | 0
2015 | 18449 | Talquin Electric Coop, Inc | FL | Cooperative | 486 | 4.09 | 118.8264 | 222 | 3.17 | 70.0315 | 161 | 2.93 | 54.9488 | 52671 | 25 | Y | . | . | . | . | . | . | . |  |  | . |  | 264 | 0.92 | 70.0315 | 286.9565 | 286.9565 | 48457.32 | 48457.32 | 92% | 25.3011 | 2422.866 | 50.6022 | 6057.165 | 151.8065 | 9691.464 | 253.0109 | 12114.33 | 379.5163 | 9691.464 | 506.0218 | 4845.732 | 759.0327 | 2180.5794 | 1012.0436 | 1453.7196 | 61301.1492 | 306505.7458 | 1471227.5797 | 3065057.4578 | 3678068.9493 | 2452045.9662 | 1655131.0272 | 1471227.5797
2015 | 18454 | Tampa Electric Co | FL | Investor Owned | 93.96 | 1.32 | 71.1818 | 93.96 | 1.32 | 71.1818 | 79.12 | 1.03 | 76.8155 | 724911 | 13.2 | Y | . | . | . | . | . | . | . |  |  | . |  | 0 | 0 | 71.1818 |  |  | 0 | 0 | 0% |  | 0 |  | 0 |  | 1: 0; 3: 0; 5: 0; 7: 0 | 0 |  | 0
2015 | 18498 | Taylor County Rural E C C | KY | Cooperative | 198.6 | 1.3 | 152.7692 | 70.9 | 0.9 | 78.7778 | . | . | . | 26148 | 12.5 | N | . | . | . | . | . | . | . |  |  | . |  | 127.7 | 0.4 | 78.7778 | 319.25 | 319.25 | 10459.2 | 10459.2 | 40% | 28.1484 | 522.96 | 56.2968 | 1307.4 | 168.8905 | 2091.84 | 281.4842 | 2614.8 | 422.2263 | 2091.84 | 562.9684 | 1045.92 | 844.4526 | 470.664 | 1125.9368 | 313.776 | 14720.4979 | 73602.4893 | 353291.9489 | 736024.8935 | 883229.8722 | 588819.9148 | 397453.4425 | 353291.9489
2015 | 18499 | Three Notch Elec Member Corp | GA | Cooperative | . | . | . | . | . | . | . | . | . | . | . |  | 769 | . | . | 277 | . | . | 15284 | Y | L | 25 | N | 492 |  |  |  | 492 |  | 15284 | 100% | 43.3799 | 764.2 | 86.7597 | 1910.5 | 260.2792 | 3056.8 | 433.7987 | 3821 | 650.698 | 3056.8 | 867.5974 | 1528.4 | 1301.396 | 687.78 | 1735.1947 | 458.52 | 33150.8949 | 165754.4747 | 795621.4783 | 1657544.7465 | 1989053.6958 | 1326035.7972 | 895074.1631 | 795621.4783
2015 | 18848 | City of Thomasville - (GA) | GA | Municipal | 192.309 | . | . | 191.679 | . | . | 94.915 | . | . | 15369 | . | Y | . | . | . | . | . | . | . |  |  | . |  | 0.63 |  |  |  | 0.63 |  | 15369 | 100% | 0.055547 | 768.45 | 0.11109 | 1921.125 | 0.33328 | 3073.8 | 0.55547 | 3842.25 | 0.83321 | 3073.8 | 1.1109 | 1536.9 | 1.6664 | 691.605 | 2.2219 | 461.07 | 42.6854 | 213.427 | 1024.4494 | 2134.2697 | 2561.1236 | 1707.4157 | 1152.5056 | 1024.4494
2015 | 18940 | Tipmont Rural Elec Member Corp | IN | Cooperative | 177.98 | 1.529 | 116.4029 | 145.687 | 1.456 | 100.0597 | 153.456 | 1.071 | 143.2829 | 25533 | 12.5 | N | . | . | . | . | . | . | . |  |  | . |  | 32.293 | 0.073 | 100.0598 | 442.3699 | 442.3699 | 1863.909 | 1863.909 | 7.3% | 39.004 | 93.1954 | 78.0079 | 232.9886 | 234.0237 | 372.7818 | 390.0396 | 465.9773 | 585.0593 | 372.7818 | 780.0791 | 186.3909 | 1170.1187 | 83.8759 | 1560.1582 | 55.9173 | 3634.9912 | 18174.956 | 87239.7886 | 181749.5597 | 218099.4716 | 145399.6477 | 98144.7622 | 87239.7886
2015 | 18955 | Tri-County Electric Coop, Inc | IL | Cooperative | 164.7 | 2 | 82.35 | 119.7 | 1.5 | 79.8 | 82.1 | 0.96 | 85.5208 | 16222 | 12.5 | Y | . | . | . | . | . | . | . |  |  | . |  | 45 | 0.5 | 79.8 | 90 | 90 | 8111 | 8111 | 50% | 7.9353 | 405.55 | 15.8707 | 1013.875 | 47.612 | 1622.2 | 79.3534 | 2027.75 | 119.0301 | 1622.2 | 158.7068 | 811.1 | 238.0602 | 364.995 | 317.4137 | 243.33 | 3218.1778 | 16090.8891 | 77236.2675 | 160908.8905 | 193090.6686 | 128727.1124 | 86890.8009 | 77236.2675
2015 | 18956 | Tri-County Elec Member Corp | GA | Cooperative | . | . | . | . | . | . | . | . | . | . | . |  | 132.59 | 2.054 | 64.5521 | 132.59 | 2.054 | 64.5521 | 21087 | N | L | 25 | Y | 0 | 0 | 64.5521 |  |  | 0 | 0 | 0% |  | 0 |  | 0 |  | 1: 0; 3: 0; 5: 0; 7: 0 | 0 |  | 0
2015 | 18961 | Twin County Electric Pwr Assn | MS | Cooperative | 229 | . | . | 223 | . | . | 213 | . | . | 12374 | 24.9 | N | . | . | . | . | . | . | . |  |  | . |  | 6 |  |  |  | 6 |  | 12374 | 100% | 0.52902 | 618.7 | 1.058 | 1546.75 | 3.1741 | 2474.8 | 5.2902 | 3093.5 | 7.9353 | 2474.8 | 10.5805 | 1237.4 | 15.8707 | 556.83 | 21.1609 | 371.22 | 327.3064 | 1636.532 | 7855.3534 | 16365.3196 | 19638.3835 | 13092.2557 | 8837.2726 | 7855.3534
2015 | 18962 | Twin Valley Electric Coop Inc | KS | Cooperative | 182.5 | 1.727 | 105.6746 | 107.1 | 1.222 | 87.6432 | 175.3 | 1.638 | 107.0208 | 3110 | 15 | N | . | . | . | . | . | . | . |  |  | . |  | 75.4 | 0.505 | 87.6432 | 149.3069 | 149.3069 | 1570.55 | 1570.55 | 50.5% | 13.1645 | 78.5275 | 26.3289 | 196.3187 | 78.9868 | 314.11 | 131.6446 | 392.6375 | 197.4669 | 314.11 | 263.2892 | 157.055 | 394.9338 | 70.6748 | 526.5784 | 47.1165 | 1033.7722 | 5168.8611 | 24810.5334 | 51688.6113 | 62026.3336 | 41350.8891 | 27911.8501 | 24810.5334
2015 | 18976 | Trinity Valley Elec Coop Inc | TX | Cooperative | 349.216 | 3.392 | 102.9528 | 349.216 | 3.392 | 102.9528 | 287.179 | 2.898 | 99.0956 | 63300 | 14.4 | Y | . | . | . | . | . | . | . |  |  | . |  | 0 | 0 | 102.9528 |  |  | 0 | 0 | 0% |  | 0 |  | 0 |  | 1: 0; 3: 0; 5: 0; 7: 0 | 0 |  | 0
2015 | 18997 | The Toledo Edison Co | OH | Investor Owned | 99.5 | 0.86 | 115.6977 | 68.5 | 0.76 | 90.1316 | 91.1 | 0.71 | 128.3099 | 301243 | 12.5 | Y | . | . | . | . | . | . | . |  |  | . |  | 31 | 0.1 | 90.1316 | 310 | 310 | 30124.3 | 30124.3 | 10% | 27.3328 | 1506.215 | 54.6657 | 3765.5375 | 163.9971 | 6024.86 | 273.3284 | 7531.075 | 409.9927 | 6024.86 | 546.6569 | 3012.43 | 819.9853 | 1355.5935 | 1093.3137 | 903.729 | 41169.1389 | 205845.6943 | 988059.3328 | 2058456.9434 | 2470148.3321 | 1646765.5547 | 1111566.7494 | 988059.3328
2015 | 19027 | Tombigbee Electric Coop, Inc | AL | Cooperative | 1719.22 | 4.07 | 422.4128 | 869.5 | 3.4 | 255.7353 | 869.5 | 3.4 | 255.7353 | 9108 | 7.6 | Y | . | . | . | . | . | . | . |  |  | . |  | 849.72 | 0.67 | 255.7353 | 1268.2388 | 1268.2388 | 6102.36 | 6102.36 | 67% | 111.8212 | 305.118 | 223.6424 | 762.795 | 670.9272 | 1220.472 | 1118.212 | 1525.59 | 1677.318 | 1220.472 | 2236.4241 | 610.236 | 3354.6361 | 274.6062 | 4472.8481 | 183.0708 | 34118.6617 | 170593.3084 | 818847.8806 | 1705933.0845 | 2047119.7014 | 1364746.4676 | 921203.8656 | 818847.8806
2015 | 19108 | Tideland Electric Member Corp | NC | Cooperative | 425.22 | 2.93 | 145.1263 | 248.12 | 2.33 | 106.4893 | 252.54 | 2.38 | 106.1092 | 22523 | 24.9 | N | . | . | . | . | . | . | . |  |  | . |  | 177.1 | 0.6 | 106.4893 | 295.1667 | 295.1667 | 13513.8 | 13513.8 | 60% | 26.025 | 675.69 | 52.05 | 1689.225 | 156.1499 | 2702.76 | 260.2498 | 3378.45 | 390.3747 | 2702.76 | 520.4996 | 1351.38 | 780.7494 | 608.121 | 1040.9993 | 405.414 | 17584.8198 | 87924.0992 | 422035.6761 | 879240.9919 | 1055089.1903 | 703392.7935 | 474790.1356 | 422035.6761
2015 | 19156 | Powder River Energy Corp | WY | Cooperative | 203 | 2.27 | 89.4273 | 203 | 2.27 | 89.4273 | 191 | 2.05 | 93.1707 | 27663 | 24.9 | Y | . | . | . | . | . | . | . |  |  | . |  | 0 | 0 | 89.4273 |  |  | 0 | 0 | 0% |  | 0 |  | 0 |  | 1: 0; 3: 0; 5: 0; 7: 0 | 0 |  | 0
2015 | 19157 | Tri-County Electric Coop | MN | Cooperative | 67.454 | 0.598 | 112.7993 | 67.454 | 0.598 | 112.7993 | 67.329 | 0.596 | 112.9681 | 14364 | 12.5 | Y | . | . | . | . | . | . | . |  |  | . |  | 0 | 0 | 112.7993 |  |  | 0 | 0 | 0% |  | 0 |  | 0 |  | 1: 0; 3: 0; 5: 0; 7: 0 | 0 |  | 0
2015 | 19158 | Tri-County Electric Coop Assn | MO | Cooperative | . | . | . | . | . | . | . | . | . | . | . |  | 166 | 1 | 166 | 40 | . | . | 6327 | N | L | 12.5 | Y | 126 |  |  |  | 126 |  | 6327 | 100% | 11.1095 | 316.35 | 22.219 | 790.875 | 66.6569 | 1265.4 | 111.0948 | 1581.75 | 166.6422 | 1265.4 | 222.1896 | 632.7 | 333.2843 | 284.715 | 444.3791 | 189.81 | 3514.4835 | 17572.4173 | 84347.6032 | 175724.1734 | 210869.0081 | 140579.3387 | 94891.0536 | 84347.6032
2015 | 19159 | Tri-County Electric Coop, Inc | TX | Cooperative | 64.27 | 0.67 | 95.9254 | 64.27 | 0.67 | 95.9254 | . | . | . | 101916 | 24.9 | Y | . | . | . | . | . | . | . |  |  | . |  | 0 | 0 | 95.9254 |  |  | 0 | 0 | 0% |  | 0 |  | 0 |  | 1: 0; 3: 0; 5: 0; 7: 0 | 0 |  | 0
2015 | 19160 | Tri-County Electric Coop, Inc | OK | Cooperative | . | . | . | . | . | . | . | . | . | . | . |  | 442.9 | 2.42 | 183.0165 | 398.55 | 1.901 | 209.6528 | 23065 | N | O | 34.5 | N | 44.35 | 0.519 | 209.6528 | 85.4528 | 85.4528 | 11970.735 | 11970.735 | 51.9% | 7.5344 | 598.5367 | 15.0688 | 1496.3419 | 45.2065 | 2394.147 | 75.3441 | 2992.6838 | 113.0162 | 2394.147 | 150.6882 | 1197.0735 | 226.0324 | 538.6831 | 301.3765 | 359.1221 | 4509.6227 | 22548.1135 | 108230.9449 | 225481.1352 | 270577.3622 | 180384.9082 | 121759.813 | 108230.9449
2015 | 19161 | Tri-County Electric Coop, Inc | FL | Cooperative | 347.82 | 3.45 | 100.8174 | 265.56 | 3.08 | 86.2208 | 345.66 | 3.43 | 100.7755 | 17490 | 25 | Y | . | . | . | . | . | . | . |  |  | . |  | 82.26 | 0.37 | 86.2208 | 222.3243 | 222.3243 | 6471.3 | 6471.3 | 37% | 19.6024 | 323.565 | 39.2049 | 808.9125 | 117.6146 | 1294.26 | 196.0244 | 1617.825 | 294.0366 | 1294.26 | 392.0488 | 647.13 | 588.0732 | 291.2085 | 784.0975 | 194.139 | 6342.663 | 31713.3152 | 152223.913 | 317133.1521 | 380559.7825 | 253706.5217 | 171251.9021 | 152223.913
2015 | 19162 | Tri-County Elec Member Corp | KY | Cooperative | 286.7 | 3.2 | 89.5938 | 253.6 | 2.8 | 90.5714 | 255.9 | 2.7 | 94.7778 | 24140 | 13 | Y | . | . | . | . | . | . | . |  |  | . |  | 33.1 | 0.4 | 90.5714 | 82.75 | 82.75 | 9656 | 9656 | 40% | 7.2961 | 482.8 | 14.5922 | 1207 | 43.7766 | 1931.2 | 72.9611 | 2414 | 109.4416 | 1931.2 | 145.9221 | 965.6 | 218.8832 | 434.52 | 291.8442 | 289.68 | 3522.5599 | 17612.7994 | 84541.4372 | 176127.9941 | 211353.5929 | 140902.3953 | 95109.1168 | 84541.4372
2015 | 19162 | Tri-County Elec Member Corp | TN | Cooperative | 245.3 | 3.3 | 74.3333 | 226.2 | 3 | 75.4 | 228.9 | 2.8 | 81.75 | 26150 | 13 | Y | . | . | . | . | . | . | . |  |  | . |  | 19.1 | 0.3 | 75.4 | 63.6667 | 63.6667 | 7845 | 7845 | 30% | 5.6135 | 392.25 | 11.227 | 980.625 | 33.6811 | 1569 | 56.1352 | 1961.25 | 84.2028 | 1569 | 112.2704 | 784.5 | 168.4056 | 353.025 | 224.5408 | 235.35 | 2201.903 | 11009.5151 | 52845.6723 | 110095.1506 | 132114.1807 | 88076.1205 | 59451.3813 | 52845.6723
2015 | 19189 | Trico Electric Cooperative Inc | AZ | Cooperative | 105.2 | 1.025 | 102.6342 | 62.9 | 0.694 | 90.634 | 98.1 | 0.878 | 111.7312 | 44347 | 24.9 | N | . | . | . | . | . | . | . |  |  | . |  | 42.3 | 0.331 | 90.634 | 127.7946 | 127.7946 | 14678.857 | 14678.857 | 33.1% | 11.2677 | 733.9429 | 22.5354 | 1834.8571 | 67.6062 | 2935.7714 | 112.6771 | 3669.7142 | 169.0156 | 2935.7714 | 225.3541 | 1467.8857 | 338.0312 | 660.5486 | 450.7082 | 440.3657 | 8269.852 | 41349.2601 | 198476.4485 | 413492.601 | 496191.1212 | 330794.0808 | 223286.0046 | 198476.4485
2015 | 19219 | Diverse Power Incorporated | AL | Cooperative | . | . | . | . | . | . | . | . | . | . | . |  | 0.57 | 0.013 | 43.8462 | 0.57 | 0.013 | 43.8462 | 653 | N | L | 35 | N | 0 | 0 | 43.8462 |  |  | 0 | 0 | 0% |  | 0 |  | 0 |  | 1: 0; 3: 0; 5: 0; 7: 0 | 0 |  | 0
2015 | 19219 | Diverse Power Incorporated | GA | Cooperative | . | . | . | . | . | . | . | . | . | . | . |  | 130 | 1.2 | 108.3333 | 128 | 1.1 | 116.3636 | 34104 | N | L | 35 | N | 2 | 0.1 | 116.3636 | 20 | 20 | 3410.4 | 3410.4 | 10% | 1.7634 | 170.52 | 3.5268 | 426.3 | 10.5805 | 682.08 | 17.6341 | 852.6 | 26.4511 | 682.08 | 35.2682 | 341.04 | 52.9023 | 153.468 | 70.5364 | 102.312 | 300.6965 | 1503.4827 | 7216.7171 | 15034.8273 | 18041.7928 | 12027.8619 | 8118.8068 | 7216.7171
2015 | 19229 | Truckee Donner P U D | CA | Political Subdivision | 1265.65 | 2.34 | 540.8761 | . | . | . | . | . | . | 13249 | 14.4 | N | . | . | . | . | . | . | . |  |  | . | [7 empty] | 13249 | 100% |  | 662.45 |  | 1656.125 |  | 1: 2649.8; 3: 3312.25; 5: 2649.8; 7: 1324.9 | 596.205 |  | 397.47
2015 | 19266 | Tullahoma Board-Public Utils | TN | Municipal | 27.047 | 0.7 | 38.6386 | 22.366 | 0.4 | 55.915 | 27.047 | 0.7 | 38.6386 | 11076 | 13 | N | . | . | . | . | . | . | . |  |  | . |  | 4.681 | 0.3 | 55.915 | 15.6033 | 15.6033 | 3322.8 | 3322.8 | 30% | 1.3758 | 166.14 | 2.7515 | 415.35 | 8.2545 | 664.56 | 13.7575 | 830.7 | 20.6363 | 664.56 | 27.5151 | 332.28 | 41.2726 | 149.526 | 55.0301 | 99.684 | 228.5676 | 1142.8381 | 5485.623 | 11428.3812 | 13714.0574 | 9142.705 | 6171.3258 | 5485.623
2015 | 19281 | Turlock Irrigation District | CA | Political Subdivision | . | . | . | . | . | . | . | . | . | . | . |  | 68.9 | 0.89 | 77.4157 | 68.9 | 0.89 | 77.4157 | 85600 | N | F | 69 | N | 0 | 0 | 77.4157 |  |  | 0 | 0 | 0% |  | 0 |  | 0 |  | 1: 0; 3: 0; 5: 0; 7: 0 | 0 |  | 0
2015 | 19324 | Two Rivers Water & Light | WI | Municipal | 1.707 | 0.04 | 42.675 | . | . | . | . | . | . | 6163 | 13.8 | N | . | . | . | . | . | . | . |  |  | . | [7 empty] | 6163 | 100% |  | 308.15 |  | 770.375 |  | 1: 1232.6; 3: 1540.75; 5: 1232.6; 7: 616.3 | 277.335 |  | 184.89
2015 | 19325 | Umatilla Electric Coop Assn | OR | Cooperative | 423.46 | 2.23 | 189.8924 | 245.28 | 1.63 | 150.4785 | 245.31 | 1.63 | 150.4969 | 14602 | 12.5 | Y | . | . | . | . | . | . | . |  |  | . |  | 178.18 | 0.6 | 150.4785 | 296.9667 | 296.9667 | 8761.2 | 8761.2 | 60% | 26.1837 | 438.06 | 52.3674 | 1095.15 | 157.1021 | 1752.24 | 261.8369 | 2190.3 | 392.7553 | 1752.24 | 523.6738 | 876.12 | 785.5107 | 394.254 | 1047.3475 | 262.836 | 11470.0266 | 57350.1328 | 275280.6376 | 573501.3284 | 688201.5941 | 458801.0627 | 309690.7174 | 275280.6376
2015 | 19390 | UGI Utilities, Inc | PA | Investor Owned | 41 | 0.4 | 102.5 | 41 | 0.4 | 102.5 | 41 | 0.4 | 102.5 | 60297 | 13.8 | Y | . | . | . | . | . | . | . |  |  | . |  | 0 | 0 | 102.5 |  |  | 0 | 0 | 0% |  | 0 |  | 0 |  | 1: 0; 3: 0; 5: 0; 7: 0 | 0 |  | 0
2015 | 19396 | Tri-County Electric Coop | MI | Cooperative | 281 | 1.68 | 167.2619 | 179 | 1.49 | 120.1342 | 245 | 1.13 | 216.8142 | 25641 | 25 | N | . | . | . | . | . | . | . |  |  | . |  | 102 | 0.19 | 120.1342 | 536.8421 | 536.8421 | 4871.79 | 4871.79 | 19% | 47.3336 | 243.5895 | 94.6672 | 608.9737 | 284.0017 | 974.358 | 473.3362 | 1217.9475 | 710.0043 | 974.358 | 946.6723 | 487.179 | 1420.0085 | 219.2305 | 1893.3447 | 146.1537 | 11529.9721 | 57649.8604 | 276719.3299 | 576498.604 | 691798.3248 | 461198.8832 | 311309.2461 | 276719.3299
2015 | 19435 | Union Electric Membership Corp - (NC) | NC | Cooperative | 103.56 | 0.96 | 107.875 | 66.68 | 0.77 | 86.5974 | 101.29 | 0.93 | 108.914 | 72027 | 25 | Y | . | . | . | . | . | . | . |  |  | . |  | 36.88 | 0.19 | 86.5974 | 194.1053 | 194.1053 | 13685.13 | 13685.13 | 19% | 17.1144 | 684.2565 | 34.2287 | 1710.6412 | 102.6861 | 2737.026 | 171.1435 | 3421.2825 | 256.7153 | 2737.026 | 342.287 | 1368.513 | 513.4305 | 615.8309 | 684.574 | 410.5539 | 11710.6058 | 58553.0292 | 281054.5404 | 585530.2924 | 702636.3509 | 468424.2339 | 316186.3579 | 281054.5404
2015 | 19436 | Union Electric Co - (MO) | MO | Investor Owned | 114 | 0.82 | 139.0244 | 96 | 0.77 | 124.6753 | . | . | . | 1212608 | 69 | Y | . | . | . | . | . | . | . |  |  | . |  | 18 | 0.05 | 124.6753 | 360 | 360 | 60630.4 | 60630.4 | 5% | 31.7414 | 3031.52 | 63.4827 | 7578.8 | 190.4482 | 12126.08 | 317.4137 | 15157.6 | 476.1205 | 12126.08 | 634.8273 | 6063.04 | 952.241 | 2728.368 | 1269.6547 | 1818.912 | 96224.5878 | 481122.939 | 2309390.1073 | 4811229.3902 | 5773475.2682 | 3848983.5121 | 2598063.8707 | 2309390.1073
2015 | 19437 | Western Iowa Power Coop | IA | Cooperative | 36 | 0.48 | 75 | 36 | 0.48 | 75 | 26 | 0.309 | 84.1424 | 5547 | 12.4 | N | . | . | . | . | . | . | . |  |  | . |  | 0 | 0 | 75 |  |  | 0 | 0 | 0% |  | 0 |  | 0 |  | 1: 0; 3: 0; 5: 0; 7: 0 | 0 |  | 0
2015 | 19445 | Southern Indiana R E C, Inc | IN | Cooperative | 99.1 | 0.037 | 2678.3784 | 81.8 | 0.037 | 2210.8108 | 99.1 | 0.035 | 2831.4286 | 9210 | 12.5 | Y | . | . | . | . | . | . | . |  |  | . |  | 17.3 | 0 | 2210.8108 |  |  | 0 | 0 | 0% |  | 0 |  | 0 |  | 1: 0; 3: 0; 5: 0; 7: 0 | 0 |  | 0
2015 | 19446 | Duke Energy Kentucky | KY | Investor Owned | 178.6 | 1.19 | 150.084 | 98.33 | 0.98 | 100.3367 | 167.55 | 0.96 | 174.5312 | 137431 | 12.5 | N | . | . | . | . | . | . | . |  |  | . |  | 80.27 | 0.21 | 100.3367 | 382.2381 | 382.2381 | 28860.51 | 28860.51 | 21% | 33.7021 | 1443.0255 | 67.4042 | 3607.5637 | 202.2127 | 5772.102 | 337.0211 | 7215.1275 | 505.5316 | 5772.102 | 674.0422 | 2886.051 | 1011.0633 | 1298.723 | 1348.0844 | 865.8153 | 48633.0038 | 243165.0192 | 1167192.092 | 2431650.1918 | 2917980.2301 | 1945320.1534 | 1313091.1036 | 1167192.092
2015 | 19490 | United Electric Coop Service Inc - (TX) | TX | Cooperative | 176 | 1.21 | 145.4546 | 90 | 0.994 | 90.5433 | 173 | 1.15 | 150.4348 | 78806 | 25 | Y | . | . | . | . | . | . | . |  |  | . |  | 86 | 0.216 | 90.5433 | 398.1481 | 398.1481 | 17022.096 | 17022.096 | 21.6% | 35.1049 | 851.1048 | 70.2098 | 2127.762 | 210.6294 | 3404.4192 | 351.0491 | 4255.524 | 526.5736 | 3404.4192 | 702.0981 | 1702.2096 | 1053.1472 | 765.9943 | 1404.1963 | 510.6629 | 29877.9544 | 149389.7722 | 717070.9067 | 1493897.7223 | 1792677.2667 | 1195118.1778 | 806704.77 | 717070.9067
2015 | 19493 | Union County Electric Coop Inc | SD | Cooperative | . | . | . | . | . | . | . | . | . | . | . |  | 91.42 | 0.089 | 1027.191 | . | . | . | 1519 | Y | O | 7.2 | N | [6 empty] | 1519 | 100% |  | 75.95 |  | 189.875 |  | 1: 303.8; 3: 379.75; 5: 303.8; 7: 151.9 | 68.355 |  | 45.57
2015 | 19497 | United Illuminating Co | CT | Investor Owned | . | . | . | . | . | . | . | . | . | . | . |  | 48 | 0.5 | 96 | 43 | 0.48 | 89.5833 | 318285 | N | F | 69 | N | 5 | 0.02 | 89.5833 | 250 | 250 | 6365.7 | 6365.7 | 2% | 22.0426 | 318.285 | 44.0852 | 795.7125 | 132.2557 | 1273.14 | 220.4262 | 1591.425 | 330.6392 | 1273.14 | 440.8523 | 636.57 | 661.2785 | 286.4565 | 881.7046 | 190.971 | 7015.8339 | 35079.1697 | 168380.0147 | 350791.6973 | 420950.0367 | 280633.3578 | 189427.5165 | 168380.0147
2015 | 19501 | Union Rural Electric Coop, Inc | OH | Cooperative | 89.7 | 1.335 | 67.191 | 89.7 | 1.335 | 67.191 | 89.6 | 1.333 | 67.2168 | 9187 | 69 | N | . | . | . | . | . | . | . |  |  | . |  | 0 | 0 | 67.191 |  |  | 0 | 0 | 0% |  | 0 |  | 0 |  | 1: 0; 3: 0; 5: 0; 7: 0 | 0 |  | 0
2015 | 19545 | Black Hills Power, Inc. d/b/a | MT | Investor Owned | 137.563 | 1.594 | 86.3005 | 93.333 | 0.758 | 123.1306 | 137.563 | 1.594 | 86.3005 | 33 | 35 | Y | . | . | . | . | . | . | . |  |  | . |  | 44.23 | 0.836 | 123.1306 | 52.9067 | 52.9067 | 27.588 | 27.588 | 83.6% | 4.6648 | 1.3794 | 9.3296 | 3.4485 | 27.9888 | 5.5176 | 46.6481 | 6.897 | 69.9721 | 5.5176 | 93.2962 | 2.7588 | 139.9442 | 1.2415 | 186.5923 | 0.82764 | 6.4346 | 32.1732 | 154.4313 | 321.7318 | 386.0782 | 257.3855 | 173.7352 | 154.4313
2015 | 19545 | Black Hills Power, Inc. d/b/a | SD | Investor Owned | 98.794 | 1.1 | 89.8127 | 79.945 | 0.94 | 85.0479 | 82.32 | 0.86 | 95.7209 | 66089 | 35 | Y | . | . | . | . | . | . | . |  |  | . |  | 18.849 | 0.16 | 85.0479 | 117.8063 | 117.8063 | 10574.24 | 10574.24 | 16% | 10.387 | 528.712 | 20.7741 | 1321.78 | 62.3222 | 2114.848 | 103.8703 | 2643.56 | 155.8055 | 2114.848 | 207.7406 | 1057.424 | 311.6109 | 475.8408 | 415.4813 | 317.2272 | 5491.7482 | 27458.7412 | 131801.958 | 274587.4124 | 329504.8949 | 219669.9299 | 148277.2027 | 131801.958
2015 | 19545 | Black Hills Power, Inc. d/b/a | WY | Investor Owned | 28.127 | 0.526 | 53.4734 | 14.544 | 0.22 | 66.1091 | 28.127 | 0.526 | 53.4734 | 2636 | 35 | Y | . | . | . | . | . | . | . |  |  | . |  | 13.583 | 0.306 | 66.1091 | 44.3889 | 44.3889 | 806.616 | 806.616 | 30.6% | 3.9138 | 40.3308 | 7.8276 | 100.827 | 23.4827 | 161.3232 | 39.1379 | 201.654 | 58.7068 | 161.3232 | 78.2758 | 80.6616 | 117.4137 | 36.2977 | 156.5516 | 24.1985 | 157.8462 | 789.2312 | 3788.3097 | 7892.3118 | 9470.7742 | 6313.8495 | 4261.8484 | 3788.3097
2015 | 19547 | Hawaiian Electric Co Inc | HI | Investor Owned | 152.03 | 1.911 | 79.5552 | 99.43 | 1.454 | 68.3838 | . | . | . | 302499 | 25 | Y | . | . | . | . | . | . | . |  |  | . |  | 52.6 | 0.457 | 68.3838 | 115.0985 | 115.0985 | 138242.043 | 138242.043 | 45.7% | 10.1483 | 6912.1021 | 20.2966 | 17280.2554 | 60.8897 | 27648.4086 | 101.4829 | 34560.5108 | 152.2243 | 27648.4086 | 202.9657 | 13824.2043 | 304.4486 | 6220.8919 | 405.9314 | 4147.2613 | 70145.9841 | 350729.9206 | 1683503.6191 | 3507299.2065 | 4208759.0478 | 2805839.3652 | 1893941.5715 | 1683503.6191
2015 | 19558 | Homer Electric Assn Inc | AK | Cooperative | 345.68 | 2.57 | 134.5058 | 209.51 | 2.21 | 94.8009 | 345.68 | 2.57 | 134.5058 | 30387 | 25 | Y | . | . | . | . | . | . | . |  |  | . |  | 136.17 | 0.36 | 94.8009 | 378.25 | 378.25 | 10939.32 | 10939.32 | 36% | 33.3505 | 546.966 | 66.701 | 1367.415 | 200.1029 | 2187.864 | 333.5048 | 2734.83 | 500.2572 | 2187.864 | 667.0096 | 1093.932 | 1000.5143 | 492.2694 | 1334.0191 | 328.1796 | 18241.5773 | 91207.8866 | 437797.8558 | 912078.8663 | 1094494.6395 | 729663.093 | 492522.5878 | 437797.8558
2015 | 19574 | Upper Cumberland E M C | TN | Cooperative | 367.809 | . | . | 125.444 | . | . | 360.96 | . | . | 49311 | . | N | . | . | . | . | . | . | . |  |  | . |  | 242.365 |  |  |  | 242.365 |  | 49311 | 100% | 21.3694 | 2465.55 | 42.7389 | 6163.875 | 128.2166 | 9862.2 | 213.6943 | 12327.75 | 320.5415 | 9862.2 | 427.3887 | 4931.1 | 641.083 | 2218.995 | 854.7774 | 1479.33 | 52687.4086 | 263437.0429 | 1264497.8061 | 2634370.4295 | 3161244.5154 | 2107496.3436 | 1422560.0319 | 1264497.8061
2015 | 19578 | Upper Peninsula Power Company | MI | Investor Owned | 161.4 | 1.3 | 124.1539 | 121.9 | 1.1 | 110.8182 | 151.5 | 1.2 | 126.25 | 59489 | 50 | Y | . | . | . | . | . | . | . |  |  | . |  | 39.5 | 0.2 | 110.8182 | 197.5 | 197.5 | 11897.8 | 11897.8 | 20% | 17.4137 | 594.89 | 34.8273 | 1487.225 | 104.482 | 2379.56 | 174.1367 | 2974.45 | 261.205 | 2379.56 | 348.2733 | 1189.78 | 522.41 | 535.401 | 696.5467 | 356.934 | 10359.216 | 51796.0801 | 248621.1844 | 517960.8009 | 621552.9611 | 414368.6407 | 279698.8325 | 248621.1844
2015 | 19579 | Upshur Rural Elec Coop Corp | TX | Cooperative | 1468.5 | 5.99 | 245.1586 | 967.3 | 5.01 | 193.0738 | 1468.5 | 5.99 | 245.1586 | 45266 | 12.5 | Y | . | . | . | . | . | . | . |  |  | . |  | 501.2 | 0.98 | 193.0739 | 511.4286 | 511.4286 | 44360.68 | 44360.68 | 98% | 45.0929 | 2218.034 | 90.1858 | 5545.085 | 270.5574 | 8872.136 | 450.9289 | 11090.17 | 676.3934 | 8872.136 | 901.8579 | 4436.068 | 1352.7868 | 1996.2306 | 1803.7158 | 1330.8204 | 100017.5718 | 500087.8589 | 2400421.7229 | 5000878.5893 | 6001054.3071 | 4000702.8714 | 2700474.4382 | 2400421.7229
2015 | 19667 | Utilities Dist-Western IN REMC | IN | Cooperative | 215.82 | 1.73 | 124.7515 | 215.82 | 1.73 | 124.7515 | 204.64 | 1.58 | 129.519 | 18984.8 | 15 | Y | . | . | . | . | . | . | . |  |  | . |  | 0 | 0 | 124.7514 |  |  | 0 | 0 | 0% |  | 0 |  | 0 |  | 1: 0; 3: 0; 5: 0; 7: 0 | 0 |  | 0
2015 | 19728 | UNS Electric, Inc | AZ | Investor Owned | 72.351 | 0.967 | 74.8201 | 72.351 | 0.967 | 74.8201 | . | . | . | 94238 | 69 | Y | . | . | . | . | . | . | . |  |  | . |  | 0 | 0 | 74.8201 |  |  | 0 | 0 | 0% |  | 0 |  | 0 |  | 1: 0; 3: 0; 5: 0; 7: 0 | 0 |  | 0
2015 | 19785 | Verdigris Valley Elec Coop Inc | OK | Cooperative | . | . | . | . | . | . | . | . | . | . | . |  | 276.8 | 2.27 | 121.9383 | 275.6 | 2.26 | 121.9469 | 36068 | N | F | 24.9 | Y | 1.2 | 0.01 | 121.9469 | 120 | 120 | 360.68 | 360.68 | 1% | 10.5805 | 18.034 | 21.1609 | 45.085 | 63.4827 | 72.136 | 105.8046 | 90.17 | 158.7068 | 72.136 | 211.6091 | 36.068 | 317.4137 | 16.2306 | 423.2182 | 10.8204 | 190.8079 | 954.0397 | 4579.3904 | 9540.3968 | 11448.4761 | 7632.3174 | 5151.8143 | 4579.3904
2015 | 19790 | Verendrye Electric Coop Inc | ND | Cooperative | 159.15 | 1.46 | 109.0069 | 58.95 | 1.09 | 54.0826 | 156.75 | 1.28 | 122.4609 | 18201 | 25 | N | . | . | . | . | . | . | . |  |  | . |  | 100.2 | 0.37 | 54.0826 | 270.8108 | 270.8108 | 6734.37 | 6734.37 | 37% | 23.8775 | 336.7185 | 47.755 | 841.7962 | 143.2651 | 1346.874 | 238.7751 | 1683.5925 | 358.1627 | 1346.874 | 477.5503 | 673.437 | 716.3254 | 303.0466 | 955.1006 | 202.0311 | 8040.0009 | 40200.0044 | 192960.0212 | 402000.0441 | 482400.0529 | 321600.0353 | 217080.0238 | 192960.0212
2015 | 19791 | Vermont Electric Cooperative, Inc | VT | Cooperative | 210.52 | 1.88 | 111.9787 | 210.52 | 1.88 | 111.9787 | 194.98 | 1.62 | 120.358 | 38329 | 35 | Y | . | . | . | . | . | . | . |  |  | . |  | 0 | 0 | 111.9787 |  |  | 0 | 0 | 0% |  | 0 |  | 0 |  | 1: 0; 3: 0; 5: 0; 7: 0 | 0 |  | 0
2015 | 19798 | City of Vernon | CA | Municipal | . | . | . | . | . | . | . | . | . | . | . |  | 57.27 | 0.69 | 83 | 53.47 | 0.59 | 90.6271 | 1970 | N | F | 66 | N | 3.8 | 0.1 | 90.6271 | 38 | 38 | 197 | 197 | 10% | 3.3505 | 9.85 | 6.701 | 24.625 | 20.1029 | 39.4 | 33.5048 | 49.25 | 50.2572 | 39.4 | 67.0096 | 19.7 | 100.5143 | 8.865 | 134.0191 | 5.91 | 33.0022 | 165.011 | 792.0529 | 1650.1102 | 1980.1323 | 1320.0882 | 891.0595 | 792.0529
2015 | 19804 | City of Vero Beach - (FL) | FL | Municipal | . | . | . | . | . | . | . | . | . | . | . |  | . | . | . | 31.3 | 0.543 | 57.6427 | 35006 | N | L | 13.2 | N |  |  | 57.6427 |  |  |  | 35006 | 100% |  | 1750.3 |  | 4375.75 |  | 1: 7001.2; 3: 8751.5; 5: 7001.2; 7: 3500.6 | 1575.27 |  | 1050.18
2015 | 19806 | Victoria Electric Coop, Inc | TX | Cooperative | 183.774 | 1.334 | 137.7616 | 144.275 | 1.058 | 136.3658 | 160.713 | 0.974 | 165.0031 | 22040 | 14.4 | Y | . | . | . | . | . | . | . |  |  | . |  | 39.499 | 0.276 | 136.3658 | 143.1123 | 143.1123 | 6083.04 | 6083.04 | 27.6% | 12.6183 | 304.152 | 25.2366 | 760.38 | 75.7097 | 1216.608 | 126.1828 | 1520.76 | 189.2742 | 1216.608 | 252.3656 | 608.304 | 378.5484 | 273.7368 | 504.7312 | 182.4912 | 3837.8749 | 19189.3746 | 92108.998 | 191893.7458 | 230272.4949 | 153514.9966 | 103622.6227 | 92108.998
2015 | 19840 | Valley Electric Assn, Inc | NV | Cooperative | 155.88 | 1.805 | 86.3601 | 45.9 | 0.776 | 59.1495 | 153.84 | 1.751 | 87.8584 | 21061 | 25 | Y | . | . | . | . | . | . | . |  |  | . |  | 109.98 | 1.029 | 59.1495 | 106.8805 | 109.98 | 21671.769 | 21061 | 100% | 9.697 | 1053.05 | 19.394 | 2632.625 | 58.1819 | 4212.2 | 96.9699 | 5265.25 | 145.4548 | 4212.2 | 193.9398 | 2106.1 | 290.9096 | 947.745 | 387.8795 | 631.83 | 10211.4127 | 51057.0635 | 245073.9047 | 510570.6348 | 612684.7618 | 408456.5079 | 275708.1428 | 245073.9047
2015 | 19876 | Virginia Electric & Power Co | NC | Investor Owned | . | . | . | . | . | . | . | . | . | . | . |  | 167.78 | 1.339 | 125.3025 | 118.674 | 1.164 | 101.9536 | 121799 | N | O | 34.5 | Y | 49.106 | 0.175 | 101.9536 | 280.6057 | 280.6057 | 21314.825 | 21314.825 | 17.5% | 24.7411 | 1065.7413 | 49.4823 | 2664.3531 | 148.4468 | 4262.965 | 247.4114 | 5328.7063 | 371.117 | 4262.965 | 494.8227 | 2131.4825 | 742.2341 | 959.1671 | 989.6454 | 639.4447 | 26367.6489 | 131838.2445 | 632823.5738 | 1318382.4454 | 1582058.9345 | 1054705.9563 | 711926.5205 | 632823.5738
2015 | 19876 | Virginia Electric & Power Co | VA | Investor Owned | . | . | . | . | . | . | . | . | . | . | . |  | 183.103 | 1.381 | 132.5873 | 119.642 | 1.155 | 103.5862 | 2420939 | N | O | 34.5 | Y | 63.461 | 0.226 | 103.5861 | 280.8009 | 280.8009 | 547132.214 | 547132.214 | 22.6% | 24.7583 | 27356.6107 | 49.5167 | 68391.5268 | 148.5501 | 109426.4428 | 247.5834 | 136783.0535 | 371.3752 | 109426.4428 | 495.1669 | 54713.2214 | 742.7503 | 24620.9496 | 990.3338 | 16413.9664 | 677304.3786 | 3386521.893 | 16255305.0864 | 33865218.93 | 40638262.716 | 27092175.144 | 18287218.2222 | 16255305.0864
2015 | 19882 | Virginia Tech Electric Service | VA | State | . | . | . | . | . | . | . | . | . | . | . |  | 124.625 | 1.381 | 90.2426 | . | . | . | 6528 | N | L | 12.5 | N | [6 empty] | 6528 | 100% |  | 326.4 |  | 816 |  | 1: 1305.6; 3: 1632; 5: 1305.6; 7: 652.8 | 293.76 |  | 195.84
2015 | 19951 | City of Wadsworth - (OH) | OH | Municipal | 27.4 | 0.555 | 49.3694 | . | . | . | . | . | . | 12889 | 69 | Y | . | . | . | . | . | . | . |  |  | . | [7 empty] | 12889 | 100% |  | 644.45 |  | 1611.125 |  | 1: 2577.8; 3: 3222.25; 5: 2577.8; 7: 1288.9 | 580.005 |  | 386.67
2015 | 19974 | Town of Wake Forest - (NC) | NC | Municipal | . | . | . | . | . | . | . | . | . | . | . |  | 107.9 | 1.8 | 59.9444 | . | . | . | 6943.2 | N |  | 13.2 | N | [6 empty] | 6943.2 | 100% |  | 347.16 |  | 867.9 |  | 1: 1388.64; 3: 1735.8; 5: 1388.64; 7: 694.32 | 312.444 |  | 208.296
2015 | 19981 | Wake Electric Membership Corp | NC | Cooperative | 257.8 | 1.578 | 163.3714 | 50.2 | 0.942 | 53.2909 | 251.9 | 1.411 | 178.5259 | 39483 | 23 | Y | . | . | . | . | . | . | . |  |  | . |  | 207.6 | 0.636 | 53.2909 | 326.4151 | 326.4151 | 25111.188 | 25111.188 | 63.6% | 28.7802 | 1255.5594 | 57.5603 | 3138.8985 | 172.681 | 5022.2376 | 287.8017 | 6277.797 | 431.7025 | 5022.2376 | 575.6034 | 2511.1188 | 863.4051 | 1130.0035 | 1151.2068 | 753.3356 | 36135.2129 | 180676.0647 | 867245.1104 | 1806760.6466 | 2168112.7759 | 1445408.5173 | 975650.7492 | 867245.1104
2015 | 20038 | Town of Wallingford - (CT) | CT | Municipal | . | . | . | . | . | . | . | . | . | . | . |  | 333.648 | 0.296 | 1127.1892 | 9.2 | 0.092 | 100 | 24738 | N | L | 13.8 | N | 324.448 | 0.204 | 100 | 1590.4314 | 1590.4314 | 5046.552 | 5046.552 | 20.4% | 140.2291 | 252.3276 | 280.4581 | 630.819 | 841.3744 | 1009.3104 | 1402.2907 | 1261.638 | 2103.4361 | 1009.3104 | 2804.5814 | 504.6552 | 4206.8721 | 227.0948 | 5609.1628 | 151.3966 | 35383.6648 | 176918.3238 | 849207.9543 | 1769183.2382 | 2123019.8858 | 1415346.5906 | 955358.9486 | 849207.9543
2015 | 20065 | Walton Electric Member Corp | GA | Cooperative | 154.5 | 1.628 | 94.9017 | 95.04 | 1.311 | 72.4943 | 154.5 | 1.628 | 94.9017 | 120893 | 25 | N | . | . | . | . | . | . | . |  |  | . |  | 59.46 | 0.317 | 72.4943 | 187.571 | 187.571 | 38323.081 | 38323.081 | 31.7% | 16.5382 | 1916.1541 | 33.0764 | 4790.3851 | 99.2293 | 7664.6162 | 165.3822 | 9580.7702 | 248.0733 | 7664.6162 | 330.7644 | 3832.3081 | 496.1466 | 1724.5386 | 661.5288 | 1149.6924 | 31689.7771 | 158448.8857 | 760554.6512 | 1584488.8567 | 1901386.6281 | 1267591.0854 | 855623.9826 | 760554.6512
2015 | 20130 | Warren Rural Elec Coop Corp | KY | Cooperative | 145.61 | 2.31 | 63.0346 | 112.9 | 1.82 | 62.033 | 32.7 | 0.5 | 65.4 | 61772 | 12.5 | Y | . | . | . | . | . | . | . |  |  | . |  | 32.71 | 0.49 | 62.033 | 66.7551 | 66.7551 | 30268.28 | 30268.28 | 49% | 5.8858 | 1513.414 | 11.7717 | 3783.535 | 35.315 | 6053.656 | 58.8583 | 7567.07 | 88.2874 | 6053.656 | 117.7166 | 3026.828 | 176.5748 | 1362.0726 | 235.4331 | 908.0484 | 8907.6949 | 44538.4744 | 213784.6769 | 445384.7436 | 534461.6923 | 356307.7949 | 240507.7615 | 213784.6769
2015 | 20136 | City of Waseca - (MN) | MN | Municipal | 22 | 0.34 | 64.7059 | 22 | 0.34 | 64.7059 | 22 | 0.34 | 64.7059 | 4166 | 13.8 | N | . | . | . | . | . | . | . |  |  | . |  | 0 | 0 | 64.7059 |  |  | 0 | 0 | 0% |  | 0 |  | 0 |  | 1: 0; 3: 0; 5: 0; 7: 0 | 0 |  | 0
2015 | 20146 | Washington Elec Member Corp | GA | Cooperative | 221.95 | . | . | 221.95 | . | . | 220.83 | . | . | 15366 | 25 | N | . | . | . | . | . | . | . |  |  | . |  | 0 |  |  |  | 0 |  | 15366 | 100% | 0 | 768.3 | 0 | 1920.75 | 0 | 3073.2 | 0 | 3841.5 | 0 | 3073.2 | 0 | 1536.6 | 0 | 691.47 | 0 | 460.98 | 0 | 0 | 0 | 0 | 0 | 0 | 0 | 0
2015 | 20187 | Watertown Municipal Utilities | SD | Municipal | 235.582 | 3.376 | 69.7814 | . | . | . | . | . | . | 12752 | 12.5 | N | . | . | . | . | . | . | . |  |  | . | [7 empty] | 12752 | 100% |  | 637.6 |  | 1594 |  | 1: 2550.4; 3: 3188; 5: 2550.4; 7: 1275.2 | 573.84 |  | 382.56
2015 | 20213 | Waupun Utilities | WI | Municipal | 4.076 | 0.06 | 67.9333 | 4.076 | 0.06 | 67.9333 | 4.076 | 0.06 | 67.9333 | 4338 | 12.5 | N | . | . | . | . | . | . | . |  |  | . |  | 0 | 0 | 67.9333 |  |  | 0 | 0 | 0% |  | 0 |  | 0 |  | 1: 0; 3: 0; 5: 0; 7: 0 | 0 |  | 0
2015 | 20214 | Waverly Municipal Elec Utility | IA | Municipal | . | . | . | . | . | . | . | . | . | . | . |  | 10.07 | 0.15 | 67.1333 | 10.07 | 0.15 | 67.1333 | 4737 | N | L | 12.5 | Y | 0 | 0 | 67.1333 |  |  | 0 | 0 | 0% |  | 0 |  | 0 |  | 1: 0; 3: 0; 5: 0; 7: 0 | 0 |  | 0
2015 | 20216 | Whitewater Valley Rural EMC | IN | Cooperative | 142.85 | 1.408 | 101.456 | 142.85 | 1.408 | 101.456 | 94.364 | 0.968 | 97.4835 | 11888 | 12 | N | . | . | . | . | . | . | . |  |  | . |  | 0 | 0 | 101.456 |  |  | 0 | 0 | 0% |  | 0 |  | 0 |  | 1: 0; 3: 0; 5: 0; 7: 0 | 0 |  | 0
2015 | 20228 | Weakley County Mun Elec Sys | TN | Municipal | 1345.887 | 2.3 | 585.1683 | 123.704 | 1.6 | 77.315 | 1345.887 | 2.3 | 585.1683 | 20379 | 14.4 | N | . | . | . | . | . | . | . |  |  | . |  | 1222.183 | 0.7 | 77.315 | 1745.9757 | 1745.9757 | 14265.3 | 14265.3 | 70% | 153.9435 | 713.265 | 307.887 | 1783.1625 | 923.6609 | 2853.06 | 1539.4349 | 3566.325 | 2309.1523 | 2853.06 | 3078.8697 | 1426.53 | 4618.3046 | 641.9385 | 6157.7395 | 427.959 | 109802.5012 | 549012.506 | 2635260.029 | 5490125.0603 | 6588150.0724 | 4392100.0483 | 2964667.5326 | 2635260.029
2015 | 20310 | Town of Wellesley - (MA) | MA | Municipal | . | . | . | . | . | . | . | . | . | . | . |  | 7 | 0.1 | 70 | . | . | . | 10033 | N | L | 13.8 | N | [6 empty] | 10033 | 100% |  | 501.65 |  | 1254.125 |  | 1: 2006.6; 3: 2508.25; 5: 2006.6; 7: 1003.3 | 451.485 |  | 300.99
2015 | 20334 | Wellsborough Electric Co | PA | Investor Owned | . | . | . | . | . | . | . | . | . | . | . |  | 81 | 1.06 | 76.4151 | 81 | 1.06 | 76.4151 | 6286 | N | F | 15 | Y | 0 | 0 | 76.4151 |  |  | 0 | 0 | 0% |  | 0 |  | 0 |  | 1: 0; 3: 0; 5: 0; 7: 0 | 0 |  | 0
2015 | 20368 | West Central Electric Coop Inc - (SD) | SD | Cooperative | 1053 | 0.05 | 21060 | 717 | 0.038 | 18868.421 | 132 | 0.028 | 4714.2857 | 6948 | 25 | Y | . | . | . | . | . | . | . |  |  | . |  | 336 | 0.012 | 18868.4211 | 28000 | 28000 | 83.376 | 83.376 | 1.2% | 2468.773 | 4.1688 | 4937.5459 | 10.422 | 14812.6378 | 16.6752 | 24687.7296 | 20.844 | 37031.5944 | 16.6752 | 49375.4592 | 8.3376 | 74063.1888 | 3.7519 | 98750.9184 | 2.5013 | 10291.8207 | 51459.1036 | 247003.6973 | 514591.036 | 617509.2432 | 411672.8288 | 277879.1594 | 247003.6973
2015 | 20387 | West Penn Power Company | PA | Investor Owned | 187.7 | 1.25 | 150.16 | 168.4 | 1.18 | 142.7119 | 166.5 | 1.09 | 152.7523 | 709782 | 34.5 | Y | . | . | . | . | . | . | . |  |  | . |  | 19.3 | 0.07 | 142.7119 | 275.7143 | 275.7143 | 49684.74 | 49684.74 | 7% | 24.3099 | 2484.237 | 48.6197 | 6210.5925 | 145.8591 | 9936.948 | 243.0986 | 12421.185 | 364.6478 | 9936.948 | 486.1971 | 4968.474 | 729.2957 | 2235.8133 | 972.3942 | 1490.5422 | 60391.4442 | 301957.2212 | 1449394.6616 | 3019572.2116 | 3623486.6539 | 2415657.7693 | 1630568.9943 | 1449394.6616
2015 | 20404 | AEP Texas North Company | TX | Investor Owned | 235.4 | 1.491 | 157.8806 | 107.2 | 1.128 | 95.0355 | 161.7 | 0.972 | 166.358 | 188981 | 35 | Y | . | . | . | . | . | . | . |  |  | . |  | 128.2 | 0.363 | 95.0355 | 353.168 | 353.168 | 68600.103 | 68600.103 | 36.3% | 31.139 | 3430.0051 | 62.278 | 8575.0129 | 186.8339 | 13720.0206 | 311.3899 | 17150.0258 | 467.0848 | 13720.0206 | 622.7798 | 6860.0103 | 934.1697 | 3087.0046 | 1245.5596 | 2058.0031 | 106806.8958 | 534034.4791 | 2563365.4995 | 5340344.7906 | 6408413.7487 | 4272275.8325 | 2883786.1869 | 2563365.4995
2015 | 20422 | Whetstone Valley Elec Coop Inc | SD | Cooperative | 38 | 0.4 | 95 | 38 | 0.4 | 95 | 38 | 0.4 | 95 | 3431 | 13 | N | . | . | . | . | . | . | . |  |  | . |  | 0 | 0 | 95 |  |  | 0 | 0 | 0% |  | 0 |  | 0 |  | 1: 0; 3: 0; 5: 0; 7: 0 | 0 |  | 0
2015 | 20455 | Western Massachusetts Electric Company | MA | Investor Owned | 68.7 | 0.71 | 96.7606 | 68.7 | 0.71 | 96.7606 | 68.63 | 0.71 | 96.662 | 213960 | 22.9 | Y | . | . | . | . | . | . | . |  |  | . |  | 0 | 0 | 96.7606 |  |  | 0 | 0 | 0% |  | 0 |  | 0 |  | 1: 0; 3: 0; 5: 0; 7: 0 | 0 |  | 0
2015 | 20456 | Twin Valleys Public Power Dist | NE | Political Subdivision | . | . | . | . | . | . | . | . | . | . | . |  | 67.74 | . | . | . | . | . | 6409 | N | F | 69 | N | [6 empty] | 6409 | 100% |  | 320.45 |  | 801.125 |  | 1: 1281.8; 3: 1602.25; 5: 1281.8; 7: 640.9 | 288.405 |  | 192.27
2015 | 20477 | City of Westerville - (OH) | OH | Municipal | 47.33 | 0.84 | 56.3452 | 47.33 | 0.84 | 56.3452 | 47.33 | 0.84 | 56.3452 | 16475 | 13.2 | Y | . | . | . | . | . | . | . |  |  | . |  | 0 | 0 | 56.3452 |  |  | 0 | 0 | 0% |  | 0 |  | 0 |  | 1: 0; 3: 0; 5: 0; 7: 0 | 0 |  | 0
2015 | 20481 | City of Westfield - (MA) | MA | Municipal | . | . | . | . | . | . | . | . | . | . | . |  | 89.583 | 1.61 | 55.6416 | 78.734 | 1.54 | 51.126 | 18163 | N | L | 22.9 | N | 10.849 | 0.07 | 51.126 | 154.9857 | 154.9857 | 1271.41 | 1271.41 | 7% | 13.6652 | 63.5705 | 27.3303 | 158.9263 | 81.991 | 254.282 | 136.6516 | 317.8525 | 204.9774 | 254.282 | 273.3032 | 127.141 | 409.9549 | 57.2135 | 546.6065 | 38.1423 | 868.7012 | 4343.506 | 20848.8286 | 43435.0596 | 52122.0715 | 34748.0477 | 23454.9322 | 20848.8286
2015 | 20510 | Wheatland Electric Coop, Inc | KS | Cooperative | 219.36 | 1.5 | 146.24 | 91.3 | 1.22 | 74.8361 | 63.51 | 0.69 | 92.0435 | 32392 | 34.5 | N | . | . | . | . | . | . | . |  |  | . |  | 128.06 | 0.28 | 74.8361 | 457.3571 | 457.3571 | 9069.76 | 9069.76 | 28% | 40.3254 | 453.488 | 80.6508 | 1133.72 | 241.9523 | 1813.952 | 403.2539 | 2267.44 | 604.8809 | 1813.952 | 806.5078 | 906.976 | 1209.7617 | 408.1392 | 1613.0156 | 272.0928 | 18287.0809 | 91435.4046 | 438889.9419 | 914354.0456 | 1097224.8547 | 731483.2364 | 493751.1846 | 438889.9419
2015 | 20521 | Wheeling Power Co | WV | Investor Owned | 451.5 | 1.852 | 243.7905 | 451.5 | 1.852 | 243.7905 | 447.4 | 1.832 | 244.214 | 41299 | 35 | Y | . | . | . | . | . | . | . |  |  | . |  | 0 | 0 | 243.7905 |  |  | 0 | 0 | 0% |  | 0 |  | 0 |  | 1: 0; 3: 0; 5: 0; 7: 0 | 0 |  | 0
2015 | 20576 | White River Electric Assn, Inc | CO | Cooperative | . | . | . | . | . | . | . | . | . | . | . |  | 106.74 | 1.542 | 69.2218 | . | . | . | 3324 | Y | L | 25 | N | [6 empty] | 3324 | 100% |  | 166.2 |  | 415.5 |  | 1: 664.8; 3: 831; 5: 664.8; 7: 332.4 | 149.58 |  | 99.72
2015 | 20603 | Northeastern Rural E M C | IN | Cooperative | 168.479 | 2.171 | 77.6043 | 122.373 | 1.608 | 76.1026 | 85.547 | 1.324 | 64.6125 | 29253 | 12.5 | N | . | . | . | . | . | . | . |  |  | . |  | 46.106 | 0.563 | 76.1026 | 81.8934 | 81.8934 | 16469.439 | 16469.439 | 56.3% | 7.2206 | 823.4719 | 14.4412 | 2058.6799 | 43.3235 | 3293.8878 | 72.2058 | 4117.3597 | 108.3087 | 3293.8878 | 144.4116 | 1646.9439 | 216.6174 | 741.1248 | 288.8233 | 494.0832 | 5945.9463 | 29729.7315 | 142702.7111 | 297297.3148 | 356756.7777 | 237837.8518 | 160540.55 | 142702.7111
2015 | 20639 | Wild Rice Electric Coop, Inc | MN | Cooperative | . | . | . | . | . | . | . | . | . | . | . |  | 63.52 | 1.189 | 53.423 | 34.181 | 1.187 | 28.7961 | 9213 | Y | F | 7.2 | N | 29.339 | 0.002 | 28.7961 | 14669.5 | 14669.5 | 18.426 | 18.426 | 0.2% | 1293.4166 | 0.9213 | 2586.8332 | 2.3032 | 7760.4996 | 3.6852 | 12934.1661 | 4.6065 | 19401.2491 | 3.6852 | 25868.3321 | 1.8426 | 38802.4982 | 0.82917 | 51736.6642 | 0.55278 | 1191.6247 | 5958.1236 | 28598.9932 | 59581.2359 | 71497.4831 | 47664.9887 | 32173.8674 | 28598.9932
2015 | 20737 | Willmar Municipal Utilities | MN | Municipal | 63.52 | 0.956 | 66.4435 | 34.181 | 0.8 | 42.7263 | 63.52 | 0.956 | 66.4435 | 9213 | 12.5 | N | . | . | . | . | . | . | . |  |  | . |  | 29.339 | 0.156 | 42.7263 | 188.0705 | 188.0705 | 1437.228 | 1437.228 | 15.6% | 16.5823 | 71.8614 | 33.1645 | 179.6535 | 99.4936 | 287.4456 | 165.8226 | 359.307 | 248.734 | 287.4456 | 331.6453 | 143.7228 | 497.4679 | 64.6753 | 663.2906 | 43.1168 | 1191.6247 | 5958.1236 | 28598.9932 | 59581.2359 | 71497.4831 | 47664.9887 | 32173.8674 | 28598.9932
2015 | 20785 | City of Wilson | NC | Municipal | 48.18 | 0.925 | 52.0865 | 13.86 | 0.368 | 37.663 | 48.18 | 0.925 | 52.0865 | 35078 | 23 | N | . | . | . | . | . | . | . |  |  | . |  | 34.32 | 0.557 | 37.663 | 61.6158 | 61.6158 | 19538.446 | 19538.446 | 55.7% | 5.4327 | 976.9223 | 10.8654 | 2442.3057 | 32.5962 | 3907.6892 | 54.3269 | 4884.6115 | 81.4904 | 3907.6892 | 108.6539 | 1953.8446 | 162.9808 | 879.2301 | 217.3077 | 586.1534 | 5307.3194 | 26536.5972 | 127375.6666 | 265365.9721 | 318439.1665 | 212292.7777 | 143297.6249 | 127375.6666
2015 | 20806 | City of Windom | MN | Municipal | . | . | . | . | . | . | . | . | . | . | . |  | 60 | 11 | 5.4545 | . | . | . | 2431 | Y | F | 13.8 | N | [6 empty] | 2431 | 100% |  | 121.55 |  | 303.875 |  | 1: 486.2; 3: 607.75; 5: 486.2; 7: 243.1 | 109.395 |  | 72.93
2015 | 20824 | Village of Winnetka - (IL) | IL | Municipal | . | . | . | . | . | . | . | . | . | . | . |  | 12.3 | 0.51 | 24.1176 | . | . | . | 5051 | N | F | 12.4 | Y | [6 empty] | 5051 | 100% |  | 252.55 |  | 631.375 |  | 1: 1010.2; 3: 1262.75; 5: 1010.2; 7: 505.1 | 227.295 |  | 151.53
2015 | 20841 | Wiregrass Electric Coop, Inc | AL | Cooperative | 373.56 | 1.86 | 200.8387 | 108.36 | 1.24 | 87.3871 | . | . | . | 23676 | 13.2 | Y | . | . | . | . | . | . | . |  |  | . |  | 265.2 | 0.62 | 87.3871 | 427.7419 | 427.7419 | 14679.12 | 14679.12 | 62% | 37.7142 | 733.956 | 75.4284 | 1834.89 | 226.2852 | 2935.824 | 377.142 | 3669.78 | 565.7131 | 2935.824 | 754.2841 | 1467.912 | 1131.4261 | 660.5604 | 1508.5682 | 440.3736 | 27680.5666 | 138402.8332 | 664333.5994 | 1384028.3321 | 1660833.9985 | 1107222.6657 | 747375.2993 | 664333.5994
2015 | 20847 | Wisconsin Electric Power Co | MI | Investor Owned | 163 | 1.24 | 131.4516 | 159 | 1.21 | 131.405 | 125 | 0.8 | 156.25 | 28641 | 34.5 | Y | . | . | . | . | . | . | . |  |  | . |  | 4 | 0.03 | 131.405 | 133.3333 | 133.3333 | 859.23 | 859.23 | 3% | 11.7561 | 42.9615 | 23.5121 | 107.4038 | 70.5364 | 171.846 | 117.5606 | 214.8075 | 176.3409 | 171.846 | 235.1212 | 85.923 | 352.6819 | 38.6653 | 470.2425 | 25.7769 | 505.058 | 2525.2902 | 12121.3931 | 25252.9023 | 30303.4827 | 20202.3218 | 13636.5672 | 12121.3931
2015 | 20847 | Wisconsin Electric Power Co | WI | Investor Owned | 89.2 | 2.01 | 44.3781 | 51.4 | 1.54 | 33.3766 | 89 | 0.692 | 128.6127 | 1112181 | 34.5 | Y | . | . | . | . | . | . | . |  |  | . |  | 37.8 | 0.47 | 33.3766 | 80.4255 | 80.4255 | 522725.07 | 522725.07 | 47% | 7.0912 | 26136.2535 | 14.1823 | 65340.6338 | 42.5469 | 104545.014 | 70.9116 | 130681.2675 | 106.3673 | 104545.014 | 141.8231 | 52272.507 | 212.7347 | 23522.6282 | 283.6463 | 15681.7521 | 185336.2607 | 926681.3035 | 4448070.2566 | 9266813.0345 | 11120175.6414 | 7413450.4276 | 5004079.0386 | 4448070.2566
2015 | 20856 | Wisconsin Power & Light Co | WI | Investor Owned | . | . | . | . | . | . | . | . | . | . | . |  | 87 | 0.63 | 138.0952 | 64.5 | 0.59 | 109.322 | 467868 | N | F | 25 | Y | 22.5 | 0.04 | 109.322 | 562.5 | 562.5 | 18714.72 | 18714.72 | 4% | 49.5959 | 935.736 | 99.1918 | 2339.34 | 297.5753 | 3742.944 | 495.9589 | 4678.68 | 743.9383 | 3742.944 | 991.9177 | 1871.472 | 1487.8766 | 842.1624 | 1983.8354 | 561.4416 | 46408.6554 | 232043.277 | 1113807.7296 | 2320432.77 | 2784519.324 | 1856346.216 | 1253033.6958 | 1113807.7296
2015 | 20860 | Wisconsin Public Service Corp | MI | Investor Owned | 145 | 0.99 | 146.4647 | 115 | 0.78 | 147.4359 | 145 | 0.99 | 146.4647 | 9180 | 24.9 | Y | . | . | . | . | . | . | . |  |  | . |  | 30 | 0.21 | 147.4359 | 142.8571 | 142.8571 | 1927.8 | 1927.8 | 21% | 12.5958 | 96.39 | 25.1916 | 240.975 | 75.5747 | 385.56 | 125.9578 | 481.95 | 188.9367 | 385.56 | 251.9156 | 192.78 | 377.8734 | 86.751 | 503.8312 | 57.834 | 1214.1073 | 6070.5364 | 29138.5746 | 60705.3637 | 72846.4364 | 48564.291 | 32780.8964 | 29138.5746
2015 | 20860 | Wisconsin Public Service Corp | WI | Investor Owned | 180 | 1.19 | 151.2605 | 120 | 1.04 | 115.3846 | 164 | 1.13 | 145.1327 | 443454 | 24.9 | Y | . | . | . | . | . | . | . |  |  | . |  | 60 | 0.15 | 115.3846 | 400 | 400 | 66518.1 | 66518.1 | 15% | 35.2682 | 3325.905 | 70.5364 | 8314.7625 | 211.6091 | 13303.62 | 352.6819 | 16629.525 | 529.0228 | 13303.62 | 705.3637 | 6651.81 | 1058.0456 | 2993.3145 | 1410.7274 | 1995.543 | 117298.6334 | 586493.1668 | 2815167.2006 | 5864931.6679 | 7037918.0015 | 4691945.3343 | 3167063.1007 | 2815167.2006
2015 | 20862 | Wisconsin Rapids W W & L Comm | WI | Municipal | . | . | . | . | . | . | . | . | . | . | . |  | 9.891 | 0.069 | 143.3478 | . | . | . | 13982 | N | L | 13.2 | N | [6 empty] | 13982 | 100% |  | 699.1 |  | 1747.75 |  | 1: 2796.4; 3: 3495.5; 5: 2796.4; 7: 1398.2 | 629.19 |  | 419.46
2015 | 20885 | Withlacoochee River Elec Coop | FL | Cooperative | 123.51 | 1.61 | 76.7143 | 109.64 | 1.47 | 74.585 | 103.13 | 1.3 | 79.3308 | 208761 | 25 | Y | . | . | . | . | . | . | . |  |  | . |  | 13.87 | 0.14 | 74.585 | 99.0714 | 99.0714 | 29226.54 | 29226.54 | 14% | 8.7352 | 1461.327 | 17.4703 | 3653.3175 | 52.411 | 5845.308 | 87.3517 | 7306.635 | 131.0276 | 5845.308 | 174.7035 | 2922.654 | 262.0552 | 1315.1943 | 349.4069 | 876.7962 | 12764.9452 | 63824.726 | 306358.6848 | 638247.2601 | 765896.7121 | 510597.8081 | 344653.5205 | 306358.6848
2015 | 20927 | Wood County Electric Coop, Inc | TX | Cooperative | 570 | 3.36 | 169.6429 | 318 | 2.36 | 134.7458 | 394 | 2.14 | 184.1122 | 34652 | 12.5 | Y | . | . | . | . | . | . | . |  |  | . |  | 252 | 1 | 134.7458 | 252 | 252 | 34652 | 34652 | 100% | 22.219 | 1732.6 | 44.4379 | 4331.5 | 133.3137 | 6930.4 | 222.1896 | 8663 | 333.2843 | 6930.4 | 444.3791 | 3465.2 | 666.5687 | 1559.34 | 888.7583 | 1039.56 | 38496.5643 | 192482.8215 | 923917.543 | 1924828.2145 | 2309793.8575 | 1539862.5716 | 1039407.2359 | 923917.543
2015 | 20948 | Wise Electric Coop Inc | TX | Cooperative | . | . | . | . | . | . | . | . | . | . | . |  | 146 | . | . | . | . | . | 21322 | N | F | 7.2 | N | [6 empty] | 21322 | 100% |  | 1066.1 |  | 2665.25 |  | 1: 4264.4; 3: 5330.5; 5: 4264.4; 7: 2132.2 | 959.49 |  | 639.66
2015 | 20951 | Woodbury County Rural E C A | IA | Cooperative | . | . | . | . | . | . | . | . | . | . | . |  | 152.003 | 2.756 | 55.1535 | 152.003 | 2.756 | 55.1535 | 3283 | N | L | 7.2 | N | 0 | 0 | 55.1535 |  |  | 0 | 0 | 0% |  | 0 |  | 0 |  | 1: 0; 3: 0; 5: 0; 7: 0 | 0 |  | 0
2015 | 20963 | Woodruff Electric Coop Corp | AR | Cooperative | . | . | . | . | . | . | . | . | . | . | . |  | 36.65 | 0.13 | 281.9231 | 21.59 | . | . | 19563 | N | L | . | N | 15.06 |  |  |  | 15.06 |  | 19563 | 100% | 1.3278 | 978.15 | 2.6557 | 2445.375 | 7.9671 | 3912.6 | 13.2785 | 4890.75 | 19.9177 | 3912.6 | 26.5569 | 1956.3 | 39.8354 | 880.335 | 53.1139 | 586.89 | 1298.8337 | 6494.1686 | 31172.0091 | 64941.6855 | 77930.0226 | 51953.3484 | 35068.5102 | 31172.0091
2015 | 20996 | Wright-Hennepin Coop Elec Assn | MN | Cooperative | 56.56 | 0.57 | 99.2281 | 43.51 | 0.52 | 83.6731 | 43.51 | 0.52 | 83.6731 | 46437 | 69 | Y | . | . | . | . | . | . | . |  |  | . |  | 13.05 | 0.05 | 83.6731 | 261 | 261 | 2321.85 | 2321.85 | 5% | 23.0125 | 116.0925 | 46.025 | 290.2312 | 138.0749 | 464.37 | 230.1249 | 580.4625 | 345.1874 | 464.37 | 460.2498 | 232.185 | 690.3747 | 104.4832 | 920.4996 | 69.6555 | 2671.5776 | 13357.888 | 64117.8622 | 133578.8795 | 160294.6554 | 106863.1036 | 72132.5949 | 64117.8622
2015 | 21013 | City of Worthington - (MN) | MN | Municipal | . | . | . | . | . | . | . | . | . | . | . |  | 1.936 | 0.03 | 64.5333 | . | . | . | 5352 |  |  | 12.5 | N | [6 empty] | 5352 | 100% |  | 267.6 |  | 669 |  | 1: 1070.4; 3: 1338; 5: 1070.4; 7: 535.2 | 240.84 |  | 160.56
2015 | 21048 | Wyandotte Municipal Serv Comm | MI | Municipal | . | . | . | . | . | . | . | . | . | . | . |  | 24 | 0.03 | 800 | . | . | . | 12400 | N | L | 13.8 | N | [6 empty] | 12400 | 100% |  | 620 |  | 1550 |  | 1: 2480; 3: 3100; 5: 2480; 7: 1240 | 558 |  | 372
2015 | 21075 | Y-W Electric Assn Inc | CO | Cooperative | 70.2 | . | . | 70.2 | . | . | 70.2 | . | . | 9030 | 15 | N | . | . | . | . | . | . | . |  |  | . |  | 0 |  |  |  | 0 |  | 9030 | 100% | 0 | 451.5 | 0 | 1128.75 | 0 | 1806 | 0 | 2257.5 | 0 | 1806 | 0 | 903 | 0 | 406.35 | 0 | 270.9 | 0 | 0 | 0 | 0 | 0 | 0 | 0 | 0
2015 | 21079 | Wyrulec Company | NE | Cooperative | 94.633 | . | . | 31.704 | . | . | . | . | . | 478 | 14.4 | N | . | . | . | . | . | . | . |  |  | . |  | 62.929 |  |  |  | 62.929 |  | 478 | 100% | 5.5485 | 23.9 | 11.097 | 59.75 | 33.2909 | 95.6 | 55.4848 | 119.5 | 83.2272 | 95.6 | 110.9696 | 47.8 | 166.4544 | 21.51 | 221.9392 | 14.34 | 132.6086 | 663.0432 | 3182.6076 | 6630.4325 | 7956.519 | 5304.346 | 3580.4335 | 3182.6076
2015 | 21079 | Wyrulec Company | WY | Cooperative | 110.706 | . | . | 67.641 | . | . | . | . | . | 4515 | 14.4 | N | . | . | . | . | . | . | . |  |  | . |  | 43.065 |  |  |  | 43.065 |  | 4515 | 100% | 3.7971 | 225.75 | 7.5941 | 564.375 | 22.7824 | 903 | 37.9706 | 1128.75 | 56.9559 | 903 | 75.9412 | 451.5 | 113.9118 | 203.175 | 151.8824 | 135.45 | 857.1865 | 4285.9326 | 20572.4764 | 42859.3259 | 51431.191 | 34287.4607 | 23144.036 | 20572.4764
2015 | 21081 | Yampa Valley Electric Assn Inc | CO | Cooperative | 173 | 2.02 | 85.6436 | 173 | 2.02 | 85.6436 | 171.9 | 2.01 | 85.5224 | 26534 | 25 | Y | . | . | . | . | . | . | . |  |  | . |  | 0 | 0 | 85.6436 |  |  | 0 | 0 | 0% |  | 0 |  | 0 |  | 1: 0; 3: 0; 5: 0; 7: 0 | 0 |  | 0
2015 | 21111 | Perennial Public Power Dist | NE | Political Subdivision | . | . | . | . | . | . | . | . | . | . | . |  | 8.226 | 0.073 | 112.6849 | 8.226 | 0.073 | 112.6849 | 7524 | N | L | 12.5 | Y | 0 | 0 | 112.6849 |  |  | 0 | 0 | 0% |  | 0 |  | 0 |  | 1: 0; 3: 0; 5: 0; 7: 0 | 0 |  | 0
2015 | 21158 | City of Zeeland - (MI) | MI | Municipal | 39.513 | 1.03 | 38.3621 | 39.513 | 1.03 | 38.3621 | 39.513 | 1.03 | 38.3621 | 6280 | 12.5 | N | . | . | . | . | . | . | . |  |  | . |  | 0 | 0 | 38.3621 |  |  | 0 | 0 | 0% |  | 0 |  | 0 |  | 1: 0; 3: 0; 5: 0; 7: 0 | 0 |  | 0
2015 | 21244 | Southside Electric Coop, Inc | VA | Cooperative | 360.5 | 2.14 | 168.4579 | 187.2 | 1.7 | 110.1176 | 172 | 1.69 | 101.7751 | 55255 | 25 | Y | . | . | . | . | . | . | . |  |  | . |  | 173.3 | 0.44 | 110.1176 | 393.8636 | 393.8636 | 24312.2 | 24312.2 | 44% | 34.7271 | 1215.61 | 69.4543 | 3039.025 | 208.3628 | 4862.44 | 347.2714 | 6078.05 | 520.9071 | 4862.44 | 694.5428 | 2431.22 | 1041.8142 | 1094.049 | 1389.0856 | 729.366 | 42214.6576 | 211073.288 | 1013151.7825 | 2110732.8802 | 2532879.4563 | 1688586.3042 | 1139795.7553 | 1013151.7825
2015 | 21513 | Fergus Electric Coop, Inc | MT | Cooperative | . | . | . | . | . | . | . | . | . | . | . |  | 129 | . | . | 115 | . | . | 6333 | N | O | 7.2 | N | 14 |  |  |  | 14 |  | 6333 | 100% | 1.2344 | 316.65 | 2.4688 | 791.625 | 7.4063 | 1266.6 | 12.3439 | 1583.25 | 18.5158 | 1266.6 | 24.6877 | 633.3 | 37.0316 | 284.985 | 49.3755 | 189.99 | 390.8685 | 1954.3424 | 9380.8435 | 19543.424 | 23452.1087 | 15634.7392 | 10553.4489 | 9380.8435
2015 | 21526 | City of Laurens - (SC) | SC | Municipal | . | . | . | . | . | . | . | . | . | . | . |  | 1.9 | 0.5 | 3.8 | . | . | . | 5344 | N | L | 12 | N | [6 empty] | 5344 | 100% |  | 267.2 |  | 668 |  | 1: 1068.8; 3: 1336; 5: 1068.8; 7: 534.4 | 240.48 |  | 160.32
2015 | 21538 | Mohave Electric Cooperative, I | AZ | Cooperative | 291.01 | . | . | 75.21 | . | . | 285.4 | . | . | 40236 | 25 | N | . | . | . | . | . | . | . |  |  | . |  | 215.8 |  |  |  | 215.8 |  | 40236 | 100% | 19.0272 | 2011.8 | 38.0544 | 5029.5 | 114.1631 | 8047.2 | 190.2719 | 10059 | 285.4078 | 8047.2 | 380.5437 | 4023.6 | 570.8156 | 1810.62 | 761.0874 | 1207.08 | 38278.8926 | 191394.4629 | 918693.4219 | 1913944.6289 | 2296733.5547 | 1531155.7032 | 1033530.0996 | 918693.4219
2015 | 21567 | Washington-St Tammany E C, Inc | LA | Cooperative | 321.5 | 2.13 | 150.939 | 321.5 | 2.13 | 150.939 | 0 | 0 | . | 51308 | 69 | Y | . | . | . | . | . | . | . |  |  | . |  | 0 | 0 | 150.939 |  |  | 0 | 0 | 0% |  | 0 |  | 0 |  | 1: 0; 3: 0; 5: 0; 7: 0 | 0 |  | 0
2015 | 21632 | EnergyUnited Elec Member Corp | NC | Cooperative | 133.5 | 1.12 | 119.1964 | 98.5 | 0.963 | 102.2845 | 120.5 | 0.946 | 127.3784 | 123413 | 12.5 | Y | . | . | . | . | . | . | . |  |  | . |  | 35 | 0.157 | 102.2845 | 222.9299 | 222.9299 | 19375.841 | 19375.841 | 15.7% | 19.6558 | 968.7921 | 39.3117 | 2421.9801 | 117.935 | 3875.1682 | 196.5584 | 4843.9603 | 294.8375 | 3875.1682 | 393.1167 | 1937.5841 | 589.6751 | 871.9128 | 786.2334 | 581.2752 | 19042.4173 | 95212.0867 | 457018.0162 | 952120.867 | 1142545.0404 | 761696.6936 | 514145.2682 | 457018.0162
2015 | 22053 | Kentucky Power Co | KY | Investor Owned | 1089.6 | 2.882 | 378.0708 | 468.1 | 2.467 | 189.7446 | 1066.8 | 2.71 | 393.6531 | 168545 | 35 | Y | . | . | . | . | . | . | . |  |  | . |  | 621.5 | 0.415 | 189.7446 | 1497.5904 | 1497.5904 | 69946.175 | 69946.175 | 41.5% | 132.0432 | 3497.3088 | 264.0865 | 8743.2719 | 792.2594 | 13989.235 | 1320.4324 | 17486.5438 | 1980.6485 | 13989.235 | 2640.8647 | 6994.6175 | 3961.2971 | 3147.5779 | 5281.7294 | 2098.3852 | 461795.9625 | 2308979.8126 | 11083103.1007 | 23089798.1264 | 27707757.7517 | 18471838.5011 | 12468490.9882 | 11083103.1007
2015 | 22500 | Westar Energy Inc | KS | Investor Owned | 235.32 | 1.72 | 136.814 | 136.37 | 1.43 | 95.3636 | 227.36 | 1.62 | 140.3457 | 369047 | 34 | N | . | . | . | . | . | . | . |  |  | . |  | 98.95 | 0.29 | 95.3636 | 341.2069 | 341.2069 | 107023.63 | 107023.63 | 29% | 30.0844 | 5351.1815 | 60.1687 | 13377.9538 | 180.5062 | 21404.726 | 300.8437 | 26755.9075 | 451.2656 | 21404.726 | 601.6874 | 10702.363 | 902.5311 | 4816.0634 | 1203.3748 | 3210.7089 | 160986.9242 | 804934.6212 | 3863686.1819 | 8049346.2123 | 9659215.4548 | 6439476.9699 | 4346646.9547 | 3863686.1819
2015 | 22815 | Delta Electric Power Assn | MS | Cooperative | 934.03 | 4.087 | 228.5368 | 354.72 | 3.469 | 102.2542 | 903.88 | 3.679 | 245.6863 | 28419 | 24.9 | N | . | . | . | . | . | . | . |  |  | . |  | 579.31 | 0.618 | 102.2543 | 937.3948 | 937.3948 | 17562.942 | 17562.942 | 61.8% | 82.6505 | 878.1471 | 165.3011 | 2195.3677 | 495.9032 | 3512.5884 | 826.5054 | 4390.7355 | 1239.758 | 3512.5884 | 1653.0107 | 1756.2942 | 2479.5161 | 790.3324 | 3306.0214 | 526.8883 | 72579.328 | 362896.6398 | 1741903.8708 | 3628966.3975 | 4354759.677 | 2903173.118 | 1959641.8547 | 1741903.8708
2015 | 22822 | Clark County Rural E M C - (IN) | IN | Cooperative | 218.153 | 1.886 | 115.6697 | 175.735 | 1.446 | 121.5318 | 144.068 | 0.923 | 156.0867 | 22807 | 15 | Y | . | . | . | . | . | . | . |  |  | . |  | 42.418 | 0.44 | 121.5318 | 96.4045 | 96.4045 | 10035.08 | 10035.08 | 44% | 8.5 | 501.754 | 17.0001 | 1254.385 | 51.0002 | 2007.016 | 85.0003 | 2508.77 | 127.5005 | 2007.016 | 170.0007 | 1003.508 | 255.001 | 451.5786 | 340.0013 | 301.0524 | 4264.9258 | 21324.6288 | 102358.2182 | 213246.2879 | 255895.5455 | 170597.0303 | 115152.9955 | 102358.2182
2015 | 23326 | Sierra Electric Coop, Inc | NM | Cooperative | . | . | . | . | . | . | . | . | . | . | . |  | 1.347 | . | . | 1.347 | . | . | 3280 | N | L | 14.4 | N | 0 |  |  |  | 0 |  | 3280 | 100% | 0 | 164 | 0 | 410 | 0 | 656 | 0 | 820 | 0 | 656 | 0 | 328 | 0 | 147.6 | 0 | 98.4 | 0 | 0 | 0 | 0 | 0 | 0 | 0 | 0
2015 | 24211 | Tucson Electric Power Co | AZ | Investor Owned | 59.436 | 0.741 | 80.2105 | 59.436 | 0.74 | 80.3189 | . | . | . | 421315 | 14 | Y | . | . | . | . | . | . | . |  |  | . |  | 0 | 0.001 | 80.3189 | 0 | 0 | 421.315 | 421.315 | 0.1% | 0 | 21.0658 | 0 | 52.6644 | 0 | 84.263 | 0 | 105.3287 | 0 | 84.263 | 0 | 42.1315 | 0 | 18.9592 | 0 | 12.6395 | 0 | 0 | 0 | 0 | 0 | 0 | 0 | 0
2015 | 24558 | City of Escanaba | MI | Municipal | . | . | . | . | . | . | . | . | . | . | . |  | 537.64 | 0.95 | 565.9368 | . | . | . | 7227 | Y | L | 12.5 | N | [6 empty] | 7227 | 100% |  | 361.35 |  | 903.375 |  | 1: 1445.4; 3: 1806.75; 5: 1445.4; 7: 722.7 | 325.215 |  | 216.81
2015 | 24590 | Unitil Energy Systems | NH | Investor Owned | 112.73 | 1.579 | 71.3933 | 112.73 | 1.579 | 71.3933 | . | . | . | 76076 | 34.5 | Y | . | . | . | . | . | . | . |  |  | . |  | 0 | 0 | 71.3933 |  |  | 0 | 0 | 0% |  | 0 |  | 0 |  | 1: 0; 3: 0; 5: 0; 7: 0 | 0 |  | 0
2015 | 24753 | Boone County Rural EMC | IN | Cooperative | 116.29 | 0.935 | 124.3743 | 100.294 | 0.776 | 129.2449 | 100.607 | 0.846 | 118.9208 | 13355 | 13 | Y | . | . | . | . | . | . | . |  |  | . |  | 15.996 | 0.159 | 129.2448 | 100.6038 | 100.6038 | 2123.445 | 2123.445 | 15.9% | 8.8703 | 106.1723 | 17.7406 | 265.4306 | 53.2217 | 424.689 | 88.7028 | 530.8613 | 133.0542 | 424.689 | 177.4056 | 212.3445 | 266.1084 | 95.555 | 354.8113 | 63.7034 | 941.7777 | 4708.8886 | 22602.6653 | 47088.8861 | 56506.6633 | 37671.1089 | 25427.9985 | 22602.6653
2015 | 24889 | Brunswick Electric Member Corp | NC | Cooperative | 54.41 | 0.84 | 64.7738 | 47.82 | 0.8 | 59.775 | 54.41 | 0.84 | 64.7738 | 86437 | . | Y | . | . | . | . | . | . | . |  |  | . |  | 6.59 | 0.04 | 59.775 | 164.75 | 164.75 | 3457.48 | 3457.48 | 4% | 14.5261 | 172.874 | 29.0522 | 432.185 | 87.1565 | 691.496 | 145.2608 | 864.37 | 217.8913 | 691.496 | 290.5217 | 345.748 | 435.7825 | 155.5866 | 581.0434 | 103.7244 | 2511.1822 | 12555.911 | 60268.3729 | 125559.1102 | 150670.9323 | 100447.2882 | 67801.9195 | 60268.3729
2015 | 24949 | Cass County Elec Coop Inc | ND | Cooperative | 46.56 | 1.183 | 39.3576 | 38.3 | 1.053 | 36.3723 | 33.84 | 0.453 | 74.702 | 43767 | 25 | Y | . | . | . | . | . | . | . |  |  | . |  | 8.26 | 0.13 | 36.3723 | 63.5385 | 63.5385 | 5689.71 | 5689.71 | 13% | 5.6022 | 284.4855 | 11.2044 | 711.2138 | 33.6133 | 1137.942 | 56.0222 | 1422.4275 | 84.0332 | 1137.942 | 112.0443 | 568.971 | 168.0665 | 256.0369 | 224.0886 | 170.6913 | 1593.7491 | 7968.7455 | 38249.9783 | 79687.4548 | 95624.9458 | 63749.9639 | 43031.2256 | 38249.9783
2015 | 25177 | Dakota Electric Association | MN | Cooperative | 27.88 | 0.39 | 71.4872 | 18.48 | 0.29 | 63.7241 | 27.88 | 0.39 | 71.4872 | 103600 | 12.5 | N | . | . | . | . | . | . | . |  |  | . |  | 9.4 | 0.1 | 63.7241 | 94 | 94 | 10360 | 10360 | 10% | 8.288 | 518 | 16.576 | 1295 | 49.7281 | 2072 | 82.8802 | 2590 | 124.3204 | 2072 | 165.7605 | 1036 | 248.6407 | 466.2 | 331.5209 | 310.8 | 4293.1962 | 21465.9809 | 103036.7083 | 214659.809 | 257591.7708 | 171727.8472 | 115916.2968 | 103036.7083
2015 | 25295 | Western Indiana Energy REMC | IN | Cooperative | 271.25 | 2.15 | 126.1628 | 202.3 | 1.91 | 105.9162 | 257.83 | 1.87 | 137.877 | 16755 | 24.9 | N | . | . | . | . | . | . | . |  |  | . |  | 68.95 | 0.24 | 105.9162 | 287.2917 | 287.2917 | 4021.2 | 4021.2 | 24% | 25.3306 | 201.06 | 50.6613 | 502.65 | 151.9838 | 804.24 | 253.3064 | 1005.3 | 379.9596 | 804.24 | 506.6128 | 402.12 | 759.9192 | 180.954 | 1013.2256 | 120.636 | 5092.9783 | 25464.8916 | 122231.4798 | 254648.9162 | 305578.6995 | 203719.133 | 137510.4148 | 122231.4798
2015 | 26510 | Liberty Utilities (Granite State Electric) Corp | NH | Investor Owned | 130.57 | 0.803 | 162.6027 | 75.366 | 0.716 | 105.2598 | 119.263 | 0.739 | 161.3843 | 42911 | 23 | Y | . | . | . | . | . | . | . |  |  | . |  | 55.204 | 0.087 | 105.2598 | 634.5287 | 634.5287 | 3733.257 | 3733.257 | 8.7% | 55.9467 | 186.6628 | 111.8934 | 466.6571 | 335.6802 | 746.6514 | 559.4669 | 933.3143 | 839.2004 | 746.6514 | 1118.9338 | 373.3257 | 1678.4008 | 167.9966 | 2237.8677 | 111.9977 | 10443.169 | 52215.8452 | 250636.057 | 522158.452 | 626590.1424 | 417726.7616 | 281965.5641 | 250636.057
2015 | 26765 | Pella Cooperative Elec Assn | IA | Cooperative | . | . | . | 51.21 | 0.93 | 55.0645 | . | . | . | 2927 | 12.4 | N | . | . | . | . | . | . | . |  |  | . |  |  |  | 55.0645 |  |  |  | 2927 | 100% |  | 146.35 |  | 365.875 |  | 1: 585.4; 3: 731.75; 5: 585.4; 7: 292.7 | 131.715 |  | 87.81
2015 | 26916 | Ravalli County Elec Coop, Inc | MT | Cooperative | 512.33 | 5.36 | 95.584 | 512.33 | 5.36 | 95.584 | 292.66 | 1.607 | 182.1157 | 10474 | 24.9 | N | . | . | . | . | . | . | . |  |  | . |  | 0 | 0 | 95.584 |  |  | 0 | 0 | 0% |  | 0 |  | 0 |  | 1: 0; 3: 0; 5: 0; 7: 0 | 0 |  | 0
2015 | 26934 | Red Lake Electric Coop, Inc | MN | Cooperative | . | . | . | . | . | . | . | . | . | . | . |  | 233.142 | 1.173 | 198.757 | 97.6 | 0.782 | 124.8082 | 5291 | N | F | . | N | 135.542 | 0.391 | 124.8082 | 346.6547 | 346.6547 | 2068.781 | 2068.781 | 39.1% | 30.5647 | 103.439 | 61.1294 | 258.5976 | 183.3882 | 413.7562 | 305.6471 | 517.1952 | 458.4706 | 413.7562 | 611.2942 | 206.8781 | 916.9412 | 93.0951 | 1222.5883 | 62.0634 | 3161.5844 | 15807.9219 | 75878.025 | 158079.2187 | 189695.0624 | 126463.3749 | 85362.7781 | 75878.025
2015 | 26939 | Red River Valley Coop Pwr Assn | MN | Cooperative | 49.965 | 0.717 | 69.6862 | 49.965 | 0.717 | 69.6862 | 45.485 | 0.492 | 92.4492 | 4878 | 12.5 | N | . | . | . | . | . | . | . |  |  | . |  | 0 | 0 | 69.6862 |  |  | 0 | 0 | 0% |  | 0 |  | 0 |  | 1: 0; 3: 0; 5: 0; 7: 0 | 0 |  | 0
2015 | 27316 | Town of Stowe- (VT) | VT | Municipal | 34.8 | 0.7 | 49.7143 | 34.8 | 0.7 | 49.7143 | 34.8 | 0.7 | 49.7143 | 4127 | 34 | N | . | . | . | . | . | . | . |  |  | . |  | 0 | 0 | 49.7143 |  |  | 0 | 0 | 0% |  | 0 |  | 0 |  | 1: 0; 3: 0; 5: 0; 7: 0 | 0 |  | 0
2015 | 27422 | Todd-Wadena Electric Coop | MN | Cooperative | 369.74 | 1.34 | 275.9254 | 34.31 | 0.57 | 60.193 | 368.42 | 1.11 | 331.9099 | 8450 | . | N | . | . | . | . | . | . | . |  |  | . |  | 335.43 | 0.77 | 60.193 | 435.6234 | 435.6234 | 6506.5 | 6506.5 | 77% | 38.4091 | 325.325 | 76.8182 | 813.3125 | 230.4547 | 1301.3 | 384.0911 | 1626.625 | 576.1367 | 1301.3 | 768.1823 | 650.65 | 1152.2734 | 292.7925 | 1536.3646 | 195.195 | 12495.4453 | 62477.2263 | 299890.6863 | 624772.263 | 749726.7157 | 499817.8104 | 337377.022 | 299890.6863
2015 | 27599 | Carroll-White REMC | IN | Cooperative | . | . | . | . | . | . | . | . | . | . | . |  | 707.1 | . | . | 691.1 | . | . | 14679 | N | F | 12.4 | Y | 16 |  |  |  | 16 |  | 14679 | 100% | 1.4107 | 733.95 | 2.8215 | 1834.875 | 8.4644 | 2935.8 | 14.1073 | 3669.75 | 21.1609 | 2935.8 | 28.2145 | 1467.9 | 42.3218 | 660.555 | 56.4291 | 440.37 | 1035.4034 | 5177.0169 | 24849.6811 | 51770.169 | 62124.2028 | 41416.1352 | 27955.8913 | 24849.6811
2015 | 28541 | Clatskanie Peoples Util Dist | OR | Political Subdivision | 1405.158 | 3.029 | 463.9016 | 52.58 | . | . | . | . | . | 4620 | 13.8 | N | . | . | . | . | . | . | . |  |  | . |  | 1352.578 |  |  |  | 1352.578 |  | 4620 | 100% | 119.2574 | 231 | 238.5149 | 577.5 | 715.5446 | 924 | 1192.5743 | 1155 | 1788.8614 | 924 | 2385.1486 | 462 | 3577.7229 | 207.9 | 4770.2971 | 138.6 | 27548.466 | 137742.3298 | 661163.1828 | 1377423.2976 | 1652907.9571 | 1101938.6381 | 743808.5807 | 661163.1828
2015 | 28604 | Kerrville Public Utility Board | TX | Municipal | . | . | . | . | . | . | . | . | . | . | . |  | 40.357 | 0.631 | 63.9572 | 22.984 | 0.45 | 51.0756 | 23638 | N | L | 12.5 | Y | 17.373 | 0.181 | 51.0756 | 95.9834 | 95.9834 | 4278.478 | 4278.478 | 18.1% | 8.4629 | 213.9239 | 16.9258 | 534.8098 | 50.7774 | 855.6956 | 84.629 | 1069.6195 | 126.9435 | 855.6956 | 169.2581 | 427.8478 | 253.8871 | 192.5315 | 338.5161 | 128.3543 | 1810.4172 | 9052.0861 | 43450.0134 | 90520.8613 | 108625.0335 | 72416.689 | 48881.2651 | 43450.0134
2015 | 28978 | City of San Marcos - (TX) | TX | Municipal | 49.85 | 0.532 | 93.703 | . | . | . | . | . | . | 23839 | 13 | N | . | . | . | . | . | . | . |  |  | . | [7 empty] | 23839 | 100% |  | 1191.95 |  | 2979.875 |  | 1: 4767.8; 3: 5959.75; 5: 4767.8; 7: 2383.9 | 1072.755 |  | 715.17
2015 | 30517 | Pioneer Electric Coop, Inc - (AL) | AL | Cooperative | . | . | . | . | . | . | . | . | . | . | . |  | 326.146 | 2.955 | 110.3709 | 282.556 | 2.841 | 99.4565 | 12685 | N | F | 25 | Y | 43.59 | 0.114 | 99.4565 | 382.3684 | 382.3684 | 1446.09 | 1446.09 | 11.4% | 33.7136 | 72.3045 | 67.4272 | 180.7612 | 202.2816 | 289.218 | 337.136 | 361.5225 | 505.704 | 289.218 | 674.272 | 144.609 | 1011.408 | 65.074 | 1348.544 | 43.3827 | 2437.645 | 12188.2252 | 58503.481 | 121882.252 | 146258.7024 | 97505.8016 | 65816.4161 | 58503.481
2015 | 31833 | Okefenoke Rural El Member Corp | FL | Cooperative | 275.275 | 3.414 | 80.6312 | 263.133 | 3.26 | 80.7156 | 275.275 | 3.414 | 80.6312 | 6107 | 25 | Y | . | . | . | . | . | . | . |  |  | . |  | 12.142 | 0.154 | 80.7156 | 78.8442 | 78.8442 | 940.478 | 940.478 | 15.4% | 6.9517 | 47.0239 | 13.9035 | 117.5597 | 41.7104 | 188.0956 | 69.5173 | 235.1195 | 104.2759 | 188.0956 | 139.0345 | 94.0478 | 208.5518 | 42.3215 | 278.069 | 28.2143 | 326.8973 | 1634.4863 | 7845.5341 | 16344.8627 | 19613.8353 | 13075.8902 | 8826.2259 | 7845.5341
2015 | 31833 | Okefenoke Rural El Member Corp | GA | Cooperative | 209.071 | 2.396 | 87.2583 | 188.733 | 2.253 | 83.7696 | 209.071 | 2.396 | 87.2583 | 28806 | 25 | Y | . | . | . | . | . | . | . |  |  | . |  | 20.338 | 0.143 | 83.7696 | 142.2238 | 142.2238 | 4119.258 | 4119.258 | 14.3% | 12.5399 | 205.9629 | 25.0799 | 514.9072 | 75.2396 | 823.8516 | 125.3994 | 1029.8145 | 188.099 | 823.8516 | 250.7987 | 411.9258 | 376.1981 | 185.3666 | 501.5974 | 123.5777 | 2582.7616 | 12913.8081 | 61986.2789 | 129138.0811 | 154965.6973 | 103310.4649 | 69734.5638 | 61986.2789
2015 | 36189 | Mid-Ohio Energy Coop, Inc | OH | Cooperative | 46.95 | . | . | 34.39 | . | . | . | . | . | 8190 | 7.2 | Y | . | . | . | . | . | . | . |  |  | . |  | 12.56 |  |  |  | 12.56 |  | 8190 | 100% | 1.1074 | 409.5 | 2.2148 | 1023.75 | 6.6445 | 1638 | 11.0742 | 2047.5 | 16.6113 | 1638 | 22.1484 | 819 | 33.2226 | 368.55 | 44.2968 | 245.7 | 453.4889 | 2267.4445 | 10883.7337 | 22674.4453 | 27209.3343 | 18139.5562 | 12244.2004 | 10883.7337
2015 | 38084 | Great Lakes Energy Coop | MI | Cooperative | 912.34 | 2.27 | 401.9119 | 175.04 | 1.35 | 129.6593 | 900.14 | 2.09 | 430.689 | 121871 | 25 | N | . | . | . | . | . | . | . |  |  | . |  | 737.3 | 0.92 | 129.6593 | 801.413 | 801.413 | 112121.32 | 112121.32 | 92% | 70.661 | 5606.066 | 141.3219 | 14015.165 | 423.9658 | 22424.264 | 706.6096 | 28030.33 | 1059.9144 | 22424.264 | 1413.2192 | 11212.132 | 2119.8288 | 5045.4594 | 2826.4384 | 3363.6396 | 396129.9999 | 1980649.9993 | 9507119.9965 | 19806499.9927 | 23767799.9912 | 15845199.9941 | 10695509.996 | 9507119.9965
2015 | 40051 | Texas-New Mexico Power Co | TX | Investor Owned | . | . | . | . | . | . | . | . | . | . | . |  | 95.67 | 0.627 | 152.5837 | 58.14 | 0.527 | 110.3226 | 235939 | N | F | 59.9 | N | 37.53 | 0.1 | 110.3226 | 375.3 | 375.3 | 23593.9 | 23593.9 | 10% | 33.0904 | 1179.695 | 66.1807 | 2949.2375 | 198.5422 | 4718.78 | 330.9037 | 5898.475 | 496.3556 | 4718.78 | 661.8075 | 2359.39 | 992.7112 | 1061.7255 | 1323.615 | 707.817 | 39036.5496 | 195182.7481 | 936877.1907 | 1951827.4805 | 2342192.9766 | 1561461.9844 | 1053986.8395 | 936877.1907
2015 | 40165 | Dixie Escalante R E A, Inc | UT | Cooperative | 46 | 0.54 | 85.1852 | 46 | 0.54 | 85.1852 | . | . | . | 17998 | 34.5 | N | . | . | . | . | . | . | . |  |  | . |  | 0 | 0 | 85.1852 |  |  | 0 | 0 | 0% |  | 0 |  | 0 |  | 1: 0; 3: 0; 5: 0; 7: 0 | 0 |  | 0
2015 | 40166 | Chickasaw Electric Coop, Inc | TN | Cooperative | . | . | . | . | . | . | . | . | . | . | . |  | 313.2 | 2.93 | 106.8942 | 313.2 | 2.93 | 106.8942 | 19067 | N | F | 25 | Y | 0 | 0 | 106.8942 |  |  | 0 | 0 | 0% |  | 0 |  | 0 |  | 1: 0; 3: 0; 5: 0; 7: 0 | 0 |  | 0
2015 | 40228 | Rappahannock Electric Coop | VA | Cooperative | 136.45 | 1.33 | 102.594 | 102.37 | 1.24 | 82.5565 | 132.85 | 1.295 | 102.5869 | 155397 | 34.5 | Y | . | . | . | . | . | . | . |  |  | . |  | 34.08 | 0.09 | 82.5565 | 378.6667 | 378.6667 | 13985.73 | 13985.73 | 9% | 33.3872 | 699.2865 | 66.7744 | 1748.2162 | 200.3233 | 2797.146 | 333.8722 | 3496.4325 | 500.8082 | 2797.146 | 667.7443 | 1398.573 | 1001.6165 | 629.3579 | 1335.4886 | 419.5719 | 23347.2289 | 116736.1446 | 560333.4941 | 1167361.446 | 1400833.7352 | 933889.1568 | 630375.1808 | 560333.4941
2015 | 40236 | Forked Deer Electric Coop, Inc | TN | Cooperative | . | . | . | . | . | . | . | . | . | . | . |  | 199.56 | 2.019 | 98.841 | 185.63 | 1.229 | 151.0415 | 9863 | N | F | 13.2 | Y | 13.93 | 0.79 | 151.0415 | 17.6329 | 17.6329 | 7791.77 | 7791.77 | 79% | 1.5547 | 389.5885 | 3.1094 | 973.9713 | 9.3282 | 1558.354 | 15.547 | 1947.9425 | 23.3205 | 1558.354 | 31.094 | 779.177 | 46.6411 | 350.6297 | 62.1881 | 233.7531 | 605.694 | 3028.47 | 14536.6561 | 30284.7002 | 36341.6403 | 24227.7602 | 16353.7381 | 14536.6561
2015 | 40302 | North East Mississippi EPA | MS | Cooperative | . | . | . | . | . | . | . | . | . | . | . |  | 143.88 | 1.746 | 82.4055 | 143.88 | 1.746 | 82.4055 | 23815 | N | L | 25 | Y | 0 | 0 | 82.4055 |  |  | 0 | 0 | 0% |  | 0 |  | 0 |  | 1: 0; 3: 0; 5: 0; 7: 0 | 0 |  | 0
2015 | 40304 | Minnesota Valley Coop L&P Assn | MN | Cooperative | 106 | . | . | 71 | . | . | 106 | . | . | 5267 | . | Y | . | . | . | . | . | . | . |  |  | . |  | 35 |  |  |  | 35 |  | 5267 | 100% | 3.086 | 263.35 | 6.1719 | 658.375 | 18.5158 | 1053.4 | 30.8597 | 1316.75 | 46.2895 | 1053.4 | 61.7193 | 526.7 | 92.579 | 237.015 | 123.4386 | 158.01 | 812.6892 | 4063.446 | 19504.5408 | 40634.46 | 48761.3519 | 32507.568 | 21942.6084 | 19504.5408
2015 | 40438 | Columbia River Peoples Ut Dist | OR | Political Subdivision | 1045.594 | 1.69 | 618.6947 | 89.648 | 0.809 | 110.8133 | 913.209 | 1.36 | 671.4772 | 18835 | 13 | N | . | . | . | . | . | . | . |  |  | . |  | 955.946 | 0.881 | 110.8133 | 1085.0692 | 1085.0692 | 16593.635 | 16593.635 | 88.1% | 95.6711 | 829.6817 | 191.3421 | 2074.2044 | 574.0263 | 3318.727 | 956.7106 | 4148.4087 | 1435.0659 | 3318.727 | 1913.4211 | 1659.3635 | 2870.1317 | 746.7136 | 3826.8423 | 497.8091 | 79376.5301 | 396882.6505 | 1905036.7223 | 3968826.5048 | 4762591.8057 | 3175061.2038 | 2143166.3126 | 1905036.7223
2015 | 40606 | City of Grand Island - (NE) | NE | Municipal | . | . | . | . | . | . | . | . | . | . | . |  | 8.9 | 0.35 | 25.4286 | 8.9 | 0.35 | 25.4286 | 24410 | N | L | 13.8 | N | 0 | 0 | 25.4286 |  |  | 0 | 0 | 0% |  | 0 |  | 0 |  | 1: 0; 3: 0; 5: 0; 7: 0 | 0 |  | 0
2015 | 44372 | Oncor Electric Delivery Company LLC | TX | Investor Owned | 267.3 | 1.88 | 142.1808 | 146.7 | 1.36 | 107.8676 | 259.9 | 1.74 | 149.3678 | 3321366 | 33 | Y | . | . | . | . | . | . | . |  |  | . |  | 120.6 | 0.52 | 107.8676 | 231.9231 | 231.9231 | 1727110.32 | 1727110.32 | 52% | 20.4488 | 86355.516 | 40.8975 | 215888.79 | 122.6926 | 345422.064 | 204.4877 | 431777.58 | 306.7315 | 345422.064 | 408.9753 | 172711.032 | 613.463 | 77719.9644 | 817.9506 | 51813.3096 | 1765863.6573 | 8829318.2866 | 42380727.7755 | 88293182.8655 | 105951819.4386 | 70634546.2924 | 47678318.7474 | 42380727.7755
2015 | 49986 | Southwest Iowa Rural Elec Coop | IA | Cooperative | 98.998 | 1.152 | 85.9358 | 66.364 | 0.863 | 76.8992 | 92.623 | 0.992 | 93.37 | 5910 | 12.7 | Y | . | . | . | . | . | . | . |  |  | . |  | 32.634 | 0.289 | 76.8992 | 112.9204 | 112.9204 | 1707.99 | 1707.99 | 28.9% | 9.9562 | 85.3995 | 19.9125 | 213.4988 | 59.7375 | 341.598 | 99.5625 | 426.9975 | 149.3437 | 341.598 | 199.1249 | 170.799 | 298.6874 | 76.8595 | 398.2498 | 51.2397 | 850.2584 | 4251.2918 | 20406.2009 | 42512.9184 | 51015.5021 | 34010.3348 | 22956.976 | 20406.2009
2015 | 54913 | NSTAR Electric Company | MA | Investor Owned | 95.2 | 0.83 | 114.6988 | 75.2 | 0.76 | 98.9474 | 93.61 | 0.81 | 115.5679 | 1169412 | 34.5 | Y | . | . | . | . | . | . | . |  |  | . |  | 20 | 0.07 | 98.9474 | 285.7143 | 285.7143 | 81858.84 | 81858.84 | 7% | 25.1916 | 4092.942 | 50.3831 | 10232.355 | 151.1494 | 16371.768 | 251.9156 | 20464.71 | 377.8734 | 16371.768 | 503.8312 | 8185.884 | 755.7468 | 3683.6478 | 1007.6624 | 2455.7652 | 103107.5974 | 515537.9868 | 2474582.3365 | 5155379.8677 | 6186455.8413 | 4124303.8942 | 2783905.1286 | 2474582.3365
2015 | 55787 | City of Moreno Valley - (CA) | CA | Municipal | . | . | . | . | . | . | . | . | . | . | . |  | 1.6 | 0.02 | 80 | 1.6 | 0.02 | 80 | 5958 | N | F | 12 | N | 0 | 0 | 80 |  |  | 0 | 0 | 0% |  | 0 |  | 0 |  | 1: 0; 3: 0; 5: 0; 7: 0 | 0 |  | 0
2015 | 55936 | Entergy Gulf States - LA LLC | LA | Investor Owned | 503.8 | 1.817 | 277.2702 | 148.8 | 1.276 | 116.6144 | 491.2 | 1.652 | 297.3366 | 406069 | 34.5 | Y | . | . | . | . | . | . | . |  |  | . |  | 355 | 0.541 | 116.6144 | 656.1922 | 656.1922 | 219683.329 | 219683.329 | 54.1% | 57.8568 | 10984.1665 | 115.7135 | 27460.4161 | 347.1406 | 43936.6658 | 578.5677 | 54920.8322 | 867.8516 | 43936.6658 | 1157.1355 | 21968.3329 | 1735.7032 | 9885.7498 | 2314.2709 | 6590.4999 | 635508.4276 | 3177542.1381 | 15252202.263 | 31775421.3813 | 38130505.6576 | 25420337.1051 | 17158727.5459 | 15252202.263
2015 | 55937 | Entergy Texas Inc. | TX | Investor Owned | 333 | 2.064 | 161.3372 | 204.8 | 1.692 | 121.0402 | 317.2 | 1.911 | 165.9864 | 433898 | 34.5 | Y | . | . | . | . | . | . | . |  |  | . |  | 128.2 | 0.372 | 121.0402 | 344.6237 | 344.6237 | 161410.056 | 161410.056 | 37.2% | 30.3856 | 8070.5028 | 60.7713 | 20176.257 | 182.3138 | 32282.0112 | 303.8563 | 40352.514 | 455.7844 | 32282.0112 | 607.7125 | 16141.0056 | 911.5688 | 7263.4525 | 1215.4251 | 4842.3017 | 245227.2899 | 1226136.4497 | 5885454.9584 | 12261364.4967 | 14713637.396 | 9809091.5974 | 6621136.8282 | 5885454.9584
2015 | 55982 | Heart of Texas Electric Coop | TX | Cooperative | 179.74 | 1.15 | 156.2956 | 145.88 | 0.98 | 148.8571 | 131.56 | 0.095 | 1384.8421 | 20235 | 24.9 | Y | . | . | . | . | . | . | . |  |  | . |  | 33.86 | 0.17 | 148.8571 | 199.1765 | 199.1765 | 3439.95 | 3439.95 | 17% | 17.5615 | 171.9975 | 35.123 | 429.9937 | 105.3689 | 687.99 | 175.6148 | 859.9875 | 263.4222 | 687.99 | 351.2296 | 343.995 | 526.8444 | 154.7978 | 702.4593 | 103.1985 | 3020.5309 | 15102.6547 | 72492.7424 | 151026.5467 | 181231.856 | 120821.2373 | 81554.3352 | 72492.7424
2015 | 56146 | Black Hills/Colorado Elec.Util | CO | Investor Owned | 112.233 | 1.953 | 57.467 | 81.834 | 1.257 | 65.1026 | 72.565 | 1.173 | 61.8627 | 92084 | 35 | Y | . | . | . | . | . | . | . |  |  | . |  | 30.399 | 0.696 | 65.1026 | 43.6767 | 43.6767 | 64090.464 | 64090.464 | 69.6% | 3.851 | 3204.5232 | 7.702 | 8011.308 | 23.106 | 12818.0928 | 38.51 | 16022.616 | 57.765 | 12818.0928 | 77.0199 | 6409.0464 | 115.5299 | 2884.0709 | 154.0399 | 1922.7139 | 12340.6092 | 61703.0459 | 296174.6204 | 617030.4591 | 740436.5509 | 493624.3673 | 333196.4479 | 296174.6204
2015 | 56697 | Ameren Illinois Company | IL | Investor Owned | 352 | 1.39 | 253.2374 | 130 | 1.04 | 125 | 346 | 1.34 | 258.209 | 1235089 | 69 | Y | . | . | . | . | . | . | . |  |  | . |  | 222 | 0.35 | 125 | 634.2857 | 634.2857 | 432281.15 | 432281.15 | 35% | 55.9253 | 21614.0575 | 111.8505 | 54035.1438 | 335.5516 | 86456.23 | 559.2527 | 108070.2875 | 838.879 | 86456.23 | 1118.5053 | 43228.115 | 1677.758 | 19452.6518 | 2237.0106 | 12968.4345 | 1208771.8942 | 6043859.471 | 29010525.4607 | 60438594.7098 | 72526313.6517 | 48350875.7678 | 32636841.1433 | 29010525.4607
2015 | 57483 | Liberty Utilities | CA | Investor Owned | 357.5 | 2.01 | 177.8607 | 357.5 | 2.01 | 177.8607 | 214.5 | 1.39 | 154.3166 | 48595 | 24.9 | N | . | . | . | . | . | . | . |  |  | . |  | 0 | 0 | 177.8607 |  |  | 0 | 0 | 0% |  | 0 |  | 0 |  | 1: 0; 3: 0; 5: 0; 7: 0 | 0 |  | 0
2015 | 58124 | City of Winter Park - (FL) | FL | Municipal | . | . | . | . | . | . | . | . | . | . | . |  | . | . | . | 82.27 | 1.92 | 42.849 | 13962 | Y | L | 12.5 | N |  |  | 42.849 |  |  |  | 13962 | 100% |  | 698.1 |  | 1745.25 |  | 1: 2792.4; 3: 3490.5; 5: 2792.4; 7: 1396.2 | 628.29 |  | 418.86
2015 | 59013 | PUD No 1 of Jefferson County | WA | Political Subdivision | 607.058 | 3.3 | 183.957 | 68.305 | 1.9 | 35.95 | 607.058 | 3.3 | 183.957 | 19247 | 12.5 | Y | . | . | . | . | . | . | . |  |  | . |  | 538.753 | 1.4 | 35.95 | 384.8236 | 538.753 | 26945.8 | 19247 | 100% | 47.5021 | 962.35 | 95.0042 | 2405.875 | 285.0126 | 3849.4 | 475.021 | 4811.75 | 712.5315 | 3849.4 | 950.042 | 1924.7 | 1425.063 | 866.115 | 1900.0841 | 577.41 | 45713.6473 | 228568.2364 | 1097127.5347 | 2285682.3639 | 2742818.8367 | 1828545.8911 | 1234268.4765 | 1097127.5347
2016 | 84 | A & N Electric Coop | MD | Cooperative | . | . | . | . | . | . | . | . | . | . | . |  | 55.54 | 0.63 | 88.1587 | 40.8 | 0.43 | 94.8837 | 311 | Y | O | 12.5 | N | 14.74 | 0.2 | 94.8837 | 73.7 | 73.7 | 62.2 | 62.2 | 20% | 6.4982 | 3.11 | 12.9963 | 7.775 | 38.989 | 12.44 | 64.9816 | 15.55 | 97.4724 | 12.44 | 129.9633 | 6.22 | 194.9449 | 2.799 | 259.9265 | 1.866 | 20.2093 | 101.0464 | 485.0229 | 1010.4644 | 1212.5572 | 808.3715 | 545.6508 | 485.0229
2016 | 84 | A & N Electric Coop | VA | Cooperative | . | . | . | . | . | . | . | . | . | . | . |  | 331.34 | 2.16 | 153.3981 | 245.3 | 1.58 | 155.2532 | 35058 | Y | O | 24.9 | N | 86.04 | 0.58 | 155.2532 | 148.3448 | 148.3448 | 20333.64 | 20333.64 | 58% | 13.0796 | 1016.682 | 26.1593 | 2541.705 | 78.4778 | 4066.728 | 130.7963 | 5083.41 | 196.1945 | 4066.728 | 261.5926 | 2033.364 | 392.389 | 915.0138 | 523.1853 | 610.0092 | 13297.8265 | 66489.1327 | 319147.8369 | 664891.327 | 797869.5924 | 531913.0616 | 359041.3166 | 319147.8369
2016 | 97 | Adams Electric Coop | IL | Cooperative | 293.2 | 2.29 | 128.0349 | 121.2 | 1.46 | 83.0137 | 135.8 | 1.41 | 96.3121 | 8842 | 12.5 | Y | . | . | . | . | . | . | . |  |  | . |  | 172 | 0.83 | 83.0137 | 207.2289 | 207.2289 | 7338.86 | 7338.86 | 83% | 18.2715 | 366.943 | 36.5429 | 917.3575 | 109.6288 | 1467.772 | 182.7147 | 1834.715 | 274.072 | 1467.772 | 365.4294 | 733.886 | 548.1441 | 330.2487 | 730.8588 | 220.1658 | 6704.5878 | 33522.939 | 160910.1073 | 335229.3902 | 402275.2682 | 268183.5121 | 181023.8707 | 160910.1073
2016 | 108 | Adams-Columbia Electric Coop | WI | Cooperative | 147.21 | 0.983 | 149.7559 | 115 | 0.853 | 134.8183 | 147.21 | 0.983 | 149.7559 | 36477 | 12 | Y | . | . | . | . | . | . | . |  |  | . |  | 32.21 | 0.13 | 134.8183 | 247.7692 | 247.7692 | 4742.01 | 4742.01 | 13% | 21.8459 | 237.1005 | 43.6919 | 592.7513 | 131.0756 | 948.402 | 218.4593 | 1185.5025 | 327.6889 | 948.402 | 436.9186 | 474.201 | 655.3778 | 213.3904 | 873.8371 | 142.2603 | 5179.6804 | 25898.402 | 124312.3295 | 258984.0198 | 310780.8238 | 207187.2159 | 139851.3707 | 124312.3295
2016 | 155 | Agralite Electric Coop | MN | Cooperative | 116.927 | 1.019 | 114.7468 | 106.811 | 0.984 | 108.5478 | 88.002 | 0.34 | 258.8294 | 5222 | 12 | N | . | . | . | . | . | . | . |  |  | . |  | 10.116 | 0.035 | 108.5478 | 289.0286 | 289.0286 | 182.77 | 182.77 | 3.5% | 25.4838 | 9.1385 | 50.9676 | 22.8462 | 152.9027 | 36.554 | 254.8378 | 45.6925 | 382.2567 | 36.554 | 509.6757 | 18.277 | 764.5135 | 8.2246 | 1019.3513 | 5.4831 | 232.8836 | 1164.4178 | 5589.2052 | 11644.1775 | 13973.013 | 9315.342 | 6287.8559 | 5589.2052
2016 | 162 | Aiken Electric Coop Inc | SC | Cooperative | 264.05 | . | . | 102.95 | . | . | 258.61 | . | . | 45905 | 25 | Y | . | . | . | . | . | . | . |  |  | . |  | 161.1 |  |  |  | 161.1 |  | 45905 | 100% | 14.2043 | 2295.25 | 28.4085 | 5738.125 | 85.2256 | 9181 | 142.0426 | 11476.25 | 213.0639 | 9181 | 284.0852 | 4590.5 | 426.1278 | 2065.725 | 568.1705 | 1377.15 | 32602.3314 | 163011.6569 | 782455.953 | 1630116.5687 | 1956139.8824 | 1304093.255 | 880262.9471 | 782455.953
2016 | 195 | Alabama Power Co | AL | Investor Owned | . | . | . | . | . | . | . | . | . | . | . |  | 176.3 | 1.544 | 114.1839 | 107.9 | 1.066 | 101.2195 | 1468787 | N | F | 35 | Y | 68.4 | 0.478 | 101.2195 | 143.0962 | 143.0962 | 702080.186 | 702080.186 | 47.8% | 12.6169 | 35104.0093 | 25.2337 | 87760.0232 | 75.7012 | 140416.0372 | 126.1686 | 175520.0465 | 189.2529 | 140416.0372 | 252.3372 | 70208.0186 | 378.5058 | 31593.6084 | 504.6744 | 21062.4056 | 442902.4135 | 2214512.0676 | 10629657.9245 | 22145120.676 | 26574144.8112 | 17716096.5408 | 11958365.165 | 10629657.9245
2016 | 207 | City of Alameda | CA | Municipal | 15.75 | 0.31 | 50.8065 | . | . | . | . | . | . | 33580 | 12 | N | . | . | . | . | . | . | . |  |  | . | [7 empty] | 33580 | 100% |  | 1679 |  | 4197.5 |  | 1: 6716; 3: 8395; 5: 6716; 7: 3358 | 1511.1 |  | 1007.4
2016 | 213 | Alaska Electric Light&Power Co | AK | Investor Owned | . | . | . | . | . | . | . | . | . | . | . |  | 106 | 2.03 | 52.2167 | . | . | . | 16745 | N | O | 12.5 | N | [6 empty] | 16745 | 100% |  | 837.25 |  | 2093.125 |  | 1: 3349; 3: 4186.25; 5: 3349; 7: 1674.5 | 753.525 |  | 502.35
2016 | 232 | City of Albemarle - (NC) | NC | Municipal | 489.9 | 1.56 | 314.0385 | 42.92 | 0.57 | 75.2982 | . | . | . | 11821 | 14.4 | N | . | . | . | . | . | . | . |  |  | . |  | 446.98 | 0.99 | 75.2982 | 451.4949 | 451.4949 | 11702.79 | 11702.79 | 99% | 39.8085 | 585.1395 | 79.617 | 1462.8488 | 238.8511 | 2340.558 | 398.0852 | 2925.6975 | 597.1278 | 2340.558 | 796.1704 | 1170.279 | 1194.2556 | 526.6255 | 1592.3407 | 351.0837 | 23293.5367 | 116467.6836 | 559044.8814 | 1164676.8361 | 1397612.2034 | 931741.4689 | 628925.4915 | 559044.8814
2016 | 240 | Albemarle Electric Member Corp | NC | Cooperative | . | . | . | . | . | . | . | . | . | . | . |  | 551 | 1.85 | 297.8378 | 195 | 1.4 | 139.2857 | 12703 | N | F | 12.5 | N | 356 | 0.45 | 139.2857 | 791.1111 | 791.1111 | 5716.35 | 5716.35 | 45% | 69.7526 | 285.8175 | 139.5053 | 714.5438 | 418.5158 | 1143.27 | 697.5263 | 1429.0875 | 1046.2895 | 1143.27 | 1395.0527 | 571.635 | 2092.579 | 257.2357 | 2790.1053 | 171.4905 | 19936.5231 | 99682.6157 | 478476.5555 | 996826.1572 | 1196191.3887 | 797460.9258 | 538286.1249 | 478476.5555
2016 | 241 | Albertville Municipal Utilities Board | AL | Municipal | 30.957 | 0.553 | 55.9801 | 30.683 | 0.551 | 55.686 | 30.63 | 0.552 | 55.4891 | 10054 | 12.5 | N | . | . | . | . | . | . | . |  |  | . |  | 0.274 | 0.002 | 55.686 | 137 | 137 | 20.108 | 20.108 | 0.2% | 12.0794 | 1.0054 | 24.1587 | 2.5135 | 72.4761 | 4.0216 | 120.7935 | 5.027 | 181.1903 | 4.0216 | 241.5871 | 2.0108 | 362.3806 | 0.90486 | 483.1741 | 0.60324 | 12.1446 | 60.7229 | 291.47 | 607.2291 | 728.6749 | 485.7833 | 327.9037 | 291.47
2016 | 276 | Alcorn County Elec Power Assn | MS | Cooperative | 39.36 | 0.572 | 68.8112 | . | . | . | . | . | . | 18137 | 13.1 | N | . | . | . | . | . | . | . |  |  | . | [7 empty] | 18137 | 100% |  | 906.85 |  | 2267.125 |  | 1: 3627.4; 3: 4534.25; 5: 3627.4; 7: 1813.7 | 816.165 |  | 544.11
2016 | 295 | City of Alexandria - (MN) | MN | Municipal | . | . | . | . | . | . | . | . | . | . | . |  | 36.886 | 0.373 | 98.8901 | . | . | . | 9751 | N | L | 13.2 | N | [6 empty] | 9751 | 100% |  | 487.55 |  | 1218.875 |  | 1: 1950.2; 3: 2437.75; 5: 1950.2; 7: 975.1 | 438.795 |  | 292.53
2016 | 296 | Alfalfa Electric Coop, Inc | KS | Cooperative | . | . | . | . | . | . | . | . | . | . | . |  | 195.596 | 0.696 | 281.0287 | 102.214 | 0.463 | 220.7646 | 973 | N | O | 14.4 | Y | 93.382 | 0.233 | 220.7646 | 400.7811 | 400.7811 | 226.709 | 226.709 | 23.3% | 35.3371 | 11.3354 | 70.6741 | 28.3386 | 212.0223 | 45.3418 | 353.3706 | 56.6773 | 530.0558 | 45.3418 | 706.7411 | 22.6709 | 1060.1117 | 10.2019 | 1413.4823 | 6.8013 | 400.5614 | 2002.8072 | 9613.4745 | 20028.0719 | 24033.6862 | 16022.4575 | 10815.1588 | 9613.4745
2016 | 296 | Alfalfa Electric Coop, Inc | OK | Cooperative | . | . | . | . | . | . | . | . | . | . | . |  | 261.818 | 1.77 | 147.9198 | 127.7 | 1.556 | 82.0694 | 7676 | N | O | 14.4 | Y | 134.118 | 0.214 | 82.0694 | 626.7196 | 626.7196 | 1642.664 | 1642.664 | 21.4% | 55.2582 | 82.1332 | 110.5163 | 205.333 | 331.549 | 328.5328 | 552.5816 | 410.666 | 828.8724 | 328.5328 | 1105.1632 | 164.2664 | 1657.7448 | 73.9199 | 2210.3264 | 49.2799 | 4538.5295 | 22692.6473 | 108924.7073 | 226926.4735 | 272311.7682 | 181541.1788 | 122540.2957 | 108924.7073
2016 | 305 | Alger-Delta Coop Electric Assn | MI | Cooperative | 81.6 | 0.4 | 204 | 75.2 | 0.38 | 197.8947 | 80.1 | 0.392 | 204.3367 | 9966 | 34.5 | Y | . | . | . | . | . | . | . |  |  | . |  | 6.4 | 0.02 | 197.8947 | 320 | 320 | 199.32 | 199.32 | 2% | 28.2145 | 9.966 | 56.4291 | 24.915 | 169.2873 | 39.864 | 282.1455 | 49.83 | 423.2182 | 39.864 | 564.291 | 19.932 | 846.4364 | 8.9694 | 1128.5819 | 5.9796 | 281.1862 | 1405.9309 | 6748.4685 | 14059.3093 | 16871.1712 | 11247.4475 | 7592.027 | 6748.4685
2016 | 329 | Allamakee-Clayton El Coop, Inc | IA | Cooperative | 123 | 0.891 | 138.0471 | 123 | 0.891 | 138.0471 | 123 | 0.891 | 138.0471 | 8816 | 12.5 | Y | . | . | . | . | . | . | . |  |  | . |  | 0 | 0 | 138.0471 |  |  | 0 | 0 | 0% |  | 0 |  | 0 |  | 1: 0; 3: 0; 5: 0; 7: 0 | 0 |  | 0
2016 | 392 | Alpena Power Co | MI | Investor Owned | . | . | . | . | . | . | . | . | . | . | . |  | 91 | 1.2 | 75.8333 | 91 | 1.2 | 75.8333 | 16414 | N | L | 13.2 | N | 0 | 0 | 75.8333 |  |  | 0 | 0 | 0% |  | 0 |  | 0 |  | 1: 0; 3: 0; 5: 0; 7: 0 | 0 |  | 0
2016 | 407 | Altamaha Electric Member Corp | GA | Cooperative | 167.9 | 1.53 | 109.7386 | 31.5 | 0.59 | 53.3898 | 167.9 | 1.53 | 109.7386 | 20413 | 25 |  | . | . | . | . | . | . | . |  |  | . |  | 136.4 | 0.94 | 53.3898 | 145.1064 | 145.1064 | 19188.22 | 19188.22 | 94% | 12.7941 | 959.411 | 25.5882 | 2398.5275 | 76.7646 | 3837.644 | 127.941 | 4797.055 | 191.9115 | 3837.644 | 255.8819 | 1918.822 | 383.8229 | 863.4699 | 511.7639 | 575.6466 | 12274.7974 | 61373.9868 | 294595.1365 | 613739.8677 | 736487.8413 | 490991.8942 | 331419.5286 | 294595.1365
2016 | 554 | City of Ames - (IA) | IA | Municipal | 95.1 | 0.96 | 99.0625 | 95.1 | 0.96 | 99.0625 | 95.1 | 0.96 | 99.0625 | 25568 | 13.8 | N | . | . | . | . | . | . | . |  |  | . |  | 0 | 0 | 99.0625 |  |  | 0 | 0 | 0% |  | 0 |  | 0 |  | 1: 0; 3: 0; 5: 0; 7: 0 | 0 |  | 0
2016 | 562 | Amicalola Electric Member Corp | GA | Cooperative | 450.42 | 3.34 | 134.8563 | 450.42 | 3.34 | 134.8563 | 421.08 | 3.13 | 134.5303 | 46972 | 25 | N | . | . | . | . | . | . | . |  |  | . |  | 0 | 0 | 134.8563 |  |  | 0 | 0 | 0% |  | 0 |  | 0 |  | 1: 0; 3: 0; 5: 0; 7: 0 | 0 |  | 0
2016 | 590 | City of Anaheim - (CA) | CA | Municipal | 27.12 | 0.69 | 39.3043 | 27.12 | 0.69 | 39.3043 | 27.12 | 0.69 | 39.3043 | 119277 | 12 | Y | . | . | . | . | . | . | . |  |  | . |  | 0 | 0 | 39.3043 |  |  | 0 | 0 | 0% |  | 0 |  | 0 |  | 1: 0; 3: 0; 5: 0; 7: 0 | 0 |  | 0
2016 | 599 | Anchorage Municipal Light and Power | AK | Municipal | 42.24 | 1.204 | 35.0831 | 33.87 | 0.811 | 41.7633 | . | . | . | 31080 | 35 | N | . | . | . | . | . | . | . |  |  | . |  | 8.37 | 0.393 | 41.7633 | 21.2977 | 21.2977 | 12214.44 | 12214.44 | 39.3% | 1.8778 | 610.722 | 3.7557 | 1526.805 | 11.267 | 2442.888 | 18.7783 | 3053.61 | 28.1674 | 2442.888 | 37.5566 | 1221.444 | 56.3349 | 549.6498 | 75.1132 | 366.4332 | 1146.8314 | 5734.1572 | 27523.9547 | 57341.5724 | 68809.8868 | 45873.2579 | 30964.4491 | 27523.9547
2016 | 636 | City of Anderson - (IN) | IN | Municipal | 142.17 | 0.835 | 170.2635 | 142.17 | 0.835 | 170.2635 | . | . | . | 33693 | 13.2 | Y | . | . | . | . | . | . | . |  |  | . |  | 0 | 0 | 170.2635 |  |  | 0 | 0 | 0% |  | 0 |  | 0 |  | 1: 0; 3: 0; 5: 0; 7: 0 | 0 |  | 0
2016 | 689 | Connexus Energy | MN | Cooperative | 45.507 | 0.451 | 100.9024 | 29.892 | 0.348 | 85.8966 | 45.507 | 0.451 | 100.9024 | 130161.9 | 12.5 | Y | . | . | . | . | . | . | . |  |  | . |  | 15.615 | 0.103 | 85.8966 | 151.6019 | 151.6019 | 13406.6757 | 13406.6757 | 10.3% | 13.3668 | 670.3338 | 26.7336 | 1675.8345 | 80.2009 | 2681.3351 | 133.6681 | 3351.6689 | 200.5022 | 2681.3351 | 267.3363 | 1340.6676 | 401.0044 | 603.3004 | 534.6725 | 402.2003 | 8960.2266 | 44801.133 | 215045.4385 | 448011.3303 | 537613.5964 | 358409.0642 | 241926.1184 | 215045.4385
2016 | 691 | City of Anoka | MN | Municipal | . | . | . | . | . | . | . | . | . | . | . |  | 32 | 1.3 | 24.6154 | 24 | 0.4 | 60 | 11910 | N | F | 12.5 | N | 8 | 0.9 | 60 | 8.8889 | 8.8889 | 10719 | 10719 | 90% | 0.78374 | 535.95 | 1.5675 | 1339.875 | 4.7024 | 2143.8 | 7.8374 | 2679.75 | 11.7561 | 2143.8 | 15.6747 | 1071.9 | 23.5121 | 482.355 | 31.3495 | 321.57 | 420.0441 | 2100.2204 | 10081.058 | 21002.2043 | 25202.6451 | 16801.7634 | 11341.1903 | 10081.058
2016 | 694 | Anza Electric Coop Inc | CA | Cooperative | 990.174 | 12.041 | 82.2335 | 943.554 | 11.931 | 79.0842 | 59.574 | 0.11 | 541.5818 | 4767 | 7.2 | N | . | . | . | . | . | . | . |  |  | . |  | 46.62 | 0.11 | 79.0842 | 423.8182 | 423.8182 | 524.37 | 524.37 | 11% | 37.3682 | 26.2185 | 74.7365 | 65.5463 | 224.2095 | 104.874 | 373.6825 | 131.0925 | 560.5237 | 104.874 | 747.3649 | 52.437 | 1121.0474 | 23.5967 | 1494.7298 | 15.7311 | 979.7393 | 4898.6967 | 23513.7441 | 48986.9669 | 58784.3603 | 39189.5735 | 26452.9621 | 23513.7441
2016 | 727 | Appalachian Electric Coop | TN | Cooperative | 203.65 | 2.538 | 80.2403 | 142.551 | 2.194 | 64.9731 | 203.65 | 2.538 | 80.2403 | 46681 | 13.8 | Y | . | . | . | . | . | . | . |  |  | . |  | 61.099 | 0.344 | 64.9731 | 177.6134 | 177.6134 | 16058.264 | 16058.264 | 34.4% | 15.6603 | 802.9132 | 31.3205 | 2007.283 | 93.9615 | 3211.6528 | 156.6025 | 4014.566 | 234.9038 | 3211.6528 | 313.2051 | 1605.8264 | 469.8076 | 722.6219 | 626.4101 | 481.7479 | 12573.824 | 62869.1202 | 301771.7769 | 628691.2018 | 754429.4422 | 502952.9615 | 339493.249 | 301771.7769
2016 | 733 | Appalachian Power Co | VA | Investor Owned | 481.7 | 1.853 | 259.9568 | 314.7 | 1.615 | 194.8607 | 451.4 | 1.703 | 265.0617 | 528046 | 35 | Y | . | . | . | . | . | . | . |  |  | . |  | 167 | 0.238 | 194.8607 | 701.6807 | 701.6807 | 125674.948 | 125674.948 | 23.8% | 61.8675 | 6283.7474 | 123.735 | 15709.3685 | 371.2051 | 25134.9896 | 618.6751 | 31418.737 | 928.0126 | 25134.9896 | 1237.3502 | 12567.4948 | 1856.0253 | 5655.3727 | 2474.7004 | 3770.2484 | 388759.8031 | 1943799.0154 | 9330235.2741 | 19437990.1543 | 23325588.1852 | 15550392.1234 | 10496514.6833 | 9330235.2741
2016 | 733 | Appalachian Power Co | WV | Investor Owned | 1035.9 | 2.89 | 358.4429 | 596.3 | 2.564 | 232.5663 | 937.9 | 2.491 | 376.5155 | 426417 | 35 | Y | . | . | . | . | . | . | . |  |  | . |  | 439.6 | 0.326 | 232.5663 | 1348.4663 | 1348.4663 | 139011.942 | 139011.942 | 32.6% | 118.8949 | 6950.5971 | 237.7898 | 17376.4928 | 713.3694 | 27802.3884 | 1188.9489 | 34752.9855 | 1783.4234 | 27802.3884 | 2377.8979 | 13901.1942 | 3566.8468 | 6255.5374 | 4755.7958 | 4170.3583 | 826390.5064 | 4131952.532 | 19833372.1534 | 41319525.3196 | 49583430.3835 | 33055620.2557 | 22312543.6726 | 19833372.1534
2016 | 803 | Arizona Public Service Co | AZ | Investor Owned | 119 | 0.91 | 130.7692 | 87 | 0.82 | 106.0976 | 119 | 0.91 | 130.7692 | 1204345 | 69 | N | . | . | . | . | . | . | . |  |  | . |  | 32 | 0.09 | 106.0976 | 355.5556 | 355.5556 | 108391.05 | 108391.05 | 9% | 31.3495 | 5419.5525 | 62.699 | 13548.8813 | 188.097 | 21678.21 | 313.495 | 27097.7625 | 470.2425 | 21678.21 | 626.99 | 10839.105 | 940.4849 | 4877.5972 | 1253.9799 | 3251.7315 | 169900.2498 | 849501.2491 | 4077605.9956 | 8495012.4908 | 10194014.989 | 6796009.9927 | 4587306.745 | 4077605.9956
2016 | 814 | Entergy Arkansas Inc | AR | Investor Owned | 570 | 2.36 | 241.5254 | 288.2 | 1.96 | 147.0408 | 537.7 | 2.149 | 250.2094 | 718000 | 34.5 | Y | . | . | . | . | . | . | . |  |  | . |  | 281.8 | 0.4 | 147.0408 | 704.5 | 704.5 | 287200 | 287200 | 40% | 62.1161 | 14360 | 124.2322 | 35900 | 372.6965 | 57440 | 621.1609 | 71800 | 931.7414 | 57440 | 1242.3218 | 28720 | 1863.4827 | 12924 | 2484.6436 | 8616 | 891987.0683 | 4459935.3417 | 21407689.64 | 44599353.4166 | 53519224.0999 | 35679482.7333 | 24083650.845 | 21407689.64
2016 | 963 | Atlantic City Electric Co | NJ | Investor Owned | 245.93 | 1.48 | 166.1689 | 98.66 | 1.086 | 90.8471 | 245.8 | 1.48 | 166.0811 | 537010 | 69 | Y | . | . | . | . | . | . | . |  |  | . |  | 147.27 | 0.394 | 90.8471 | 373.7817 | 373.7817 | 211581.94 | 211581.94 | 39.4% | 32.9565 | 10579.097 | 65.913 | 26447.7425 | 197.739 | 42316.388 | 329.5651 | 52895.485 | 494.3476 | 42316.388 | 659.1302 | 21158.194 | 988.6952 | 9521.1873 | 1318.2603 | 6347.4582 | 348650.0927 | 1743250.4636 | 8367602.2254 | 17432504.6363 | 20919005.5636 | 13946003.709 | 9413552.5036 | 8367602.2254
2016 | 1009 | City of Austin - (MN) | MN | Municipal | 21.77 | 0.185 | 117.6757 | . | . | . | . | . | . | 12352 | 13.8 | N | . | . | . | . | . | . | . |  |  | . | [7 empty] | 12352 | 100% |  | 617.6 |  | 1544 |  | 1: 2470.4; 3: 3088; 5: 2470.4; 7: 1235.2 | 555.84 |  | 370.56
2016 | 1015 | Austin Energy | TX | Municipal | 84.57 | 0.75 | 112.76 | 56.47 | 0.64 | 88.2344 | 82.28 | 0.71 | 115.8873 | 453000 | 35 | Y | . | . | . | . | . | . | . |  |  | . |  | 28.1 | 0.11 | 88.2344 | 255.4545 | 255.4545 | 49830 | 49830 | 11% | 22.5235 | 2491.5 | 45.0471 | 6228.75 | 135.1413 | 9966 | 225.2355 | 12457.5 | 337.8532 | 9966 | 450.4709 | 4983 | 675.7064 | 2242.35 | 900.9418 | 1494.9 | 56117.4137 | 280587.0683 | 1346817.928 | 2805870.6833 | 3367044.82 | 2244696.5467 | 1515170.169 | 1346817.928
2016 | 1050 | City of Azusa | CA | Municipal | . | . | . | 34.793 | 0.397 | 87.6398 | . | . | . | 16740 | 12.5 | N | . | . | . | . | . | . | . |  |  | . |  |  |  | 87.6398 |  |  |  | 16740 | 100% |  | 837 |  | 2092.5 |  | 1: 3348; 3: 4185; 5: 3348; 7: 1674 | 753.3 |  | 502.2
2016 | 1062 | BARC Electric Coop Inc | VA | Cooperative | 353.656 | 2.817 | 125.5435 | 225.385 | 1.692 | 133.2063 | 300.229 | 2.431 | 123.5002 | 12680 | 46 | Y | . | . | . | . | . | . | . |  |  | . |  | 128.271 | 1.125 | 133.2063 | 114.0187 | 128.271 | 14265 | 12680 | 100% | 11.3097 | 634 | 22.6194 | 1585 | 67.8583 | 2536 | 113.0971 | 3170 | 169.6457 | 2536 | 226.1943 | 1268 | 339.2914 | 570.6 | 452.3885 | 380.4 | 7170.3583 | 35851.7916 | 172088.5998 | 358517.9162 | 430221.4995 | 286814.333 | 193599.6748 | 172088.5998
2016 | 1149 | Baldwin County El Member Corp | AL | Cooperative | 85.74 | 1.3 | 65.9538 | 68.666 | 1.06 | 64.7792 | 78.034 | 0.999 | 78.1121 | 72288 | 12.5 | Y | . | . | . | . | . | . | . |  |  | . |  | 17.074 | 0.24 | 64.7792 | 71.1417 | 71.1417 | 17349.12 | 17349.12 | 24% | 6.2726 | 867.456 | 12.5452 | 2168.64 | 37.6356 | 3469.824 | 62.7259 | 4337.28 | 94.0889 | 3469.824 | 125.4519 | 1734.912 | 188.1778 | 780.7104 | 250.9037 | 520.4736 | 5441.199 | 27205.9951 | 130588.7766 | 272059.9512 | 326471.9415 | 217647.961 | 146912.3737 | 130588.7766
2016 | 1167 | Baltimore Gas & Electric Co | MD | Investor Owned | 119 | 1.06 | 112.2642 | 102 | 1 | 102 | 119 | 1.06 | 112.2642 | 1263263 | 34.5 | Y | . | . | . | . | . | . | . |  |  | . |  | 17 | 0.06 | 102 | 283.3333 | 283.3333 | 75795.78 | 75795.78 | 6% | 24.9816 | 3789.789 | 49.9633 | 9474.4725 | 149.8898 | 15159.156 | 249.8163 | 18948.945 | 374.7245 | 15159.156 | 499.6326 | 7579.578 | 749.4489 | 3410.8101 | 999.2652 | 2273.8734 | 94675.1109 | 473375.5547 | 2272202.6627 | 4733755.5474 | 5680506.6569 | 3787004.4379 | 2556227.9956 | 2272202.6627
2016 | 1175 | Bandera Electric Coop, Inc | TX | Cooperative | 83.254 | 0.449 | 185.4209 | 49.489 | 0.328 | 150.8811 | 83.254 | 0.449 | 185.4209 | 34210 | 24 | Y | . | . | . | . | . | . | . |  |  | . |  | 33.765 | 0.121 | 150.8811 | 279.0496 | 279.0496 | 4139.41 | 4139.41 | 12.1% | 24.6039 | 206.9705 | 49.2079 | 517.4262 | 147.6236 | 827.882 | 246.0393 | 1034.8525 | 369.059 | 827.882 | 492.0786 | 413.941 | 738.1179 | 186.2734 | 984.1572 | 124.1823 | 5092.288 | 25461.4398 | 122214.9108 | 254614.3975 | 305537.277 | 203691.518 | 137491.7747 | 122214.9108
2016 | 1179 | Emera Maine | ME | Investor Owned | 1024 | 4.279 | 239.3082 | 493 | 3.459 | 142.5267 | 907 | 2.741 | 330.9011 | 162613 | 35 | Y | . | . | . | . | . | . | . |  |  | . |  | 531 | 0.82 | 142.5267 | 647.561 | 647.561 | 133342.66 | 133342.66 | 82% | 57.0958 | 6667.133 | 114.1915 | 16667.8325 | 342.5745 | 26668.532 | 570.9575 | 33335.665 | 856.4363 | 26668.532 | 1141.915 | 13334.266 | 1712.8725 | 6000.4197 | 2283.83 | 4000.2798 | 380664.9655 | 1903324.8273 | 9135959.1712 | 19033248.2733 | 22839897.928 | 15226598.6187 | 10277954.0676 | 9135959.1712
2016 | 1181 | Village of Bangor - (WI) | WI | Municipal | 74.007 | 0.451 | 164.0953 | . | . | . | . | . | . | 1879 | 12.5 | Y | . | . | . | . | . | . | . |  |  | . | [7 empty] | 1879 | 100% |  | 93.95 |  | 234.875 |  | 1: 375.8; 3: 469.75; 5: 375.8; 7: 187.9 | 84.555 |  | 56.37
2016 | 1233 | City of Barnesville - (MN) | MN | Municipal | . | . | . | . | . | . | . | . | . | . | . |  | 4.482 | 0.066 | 67.9091 | . | . | . | 1330 | Y | F | 2.4 | [7 empty] | 1330 | 100% |  | 66.5 |  | 166.25 |  | 1: 266; 3: 332.5; 5: 266; 7: 133 | 59.85 |  | 39.9
2016 | 1251 | Barron Electric Coop | WI | Cooperative | 287.58 | 1.592 | 180.6407 | 163.68 | 1.227 | 133.3985 | 287.58 | 1.592 | 180.6407 | 19371 | 12.5 | Y | . | . | . | . | . | . | . |  |  | . |  | 123.9 | 0.365 | 133.3985 | 339.4521 | 339.4521 | 7070.415 | 7070.415 | 36.5% | 29.9296 | 353.5208 | 59.8593 | 883.8019 | 179.5779 | 1414.083 | 299.2964 | 1767.6037 | 448.9447 | 1414.083 | 598.5929 | 707.0415 | 897.8893 | 318.1687 | 1197.1858 | 212.1124 | 10580.7505 | 52903.7524 | 253938.0115 | 529037.5239 | 634845.0287 | 423230.0191 | 285680.2629 | 253938.0115
2016 | 1273 | Bartlett Electric Coop, Inc | TX | Cooperative | 166.57 | 1.717 | 97.0122 | 108.06 | 1.066 | 101.3696 | 110.79 | 1.133 | 97.7846 | 11506 | 24.9 | Y | . | . | . | . | . | . | . |  |  | . |  | 58.51 | 0.651 | 101.3696 | 89.8771 | 89.8771 | 7490.406 | 7490.406 | 65.1% | 7.9245 | 374.5203 | 15.849 | 936.3007 | 47.547 | 1498.0812 | 79.2451 | 1872.6015 | 118.8676 | 1498.0812 | 158.4901 | 749.0406 | 237.7352 | 337.0683 | 316.9803 | 224.7122 | 2967.8886 | 14839.4429 | 71229.326 | 148394.4291 | 178073.3149 | 118715.5433 | 80132.9917 | 71229.326
2016 | 1283 | Bartholomew County Rural E M C | IN | Cooperative | 191.56 | 1.81 | 105.8342 | 88.18 | 1.06 | 83.1887 | 191.56 | 1.81 | 105.8342 | 11406 | 12 | Y | . | . | . | . | . | . | . |  |  | . |  | 103.38 | 0.75 | 83.1887 | 137.84 | 137.84 | 8554.5 | 8554.5 | 75% | 12.1534 | 427.725 | 24.3068 | 1069.3125 | 72.9205 | 1710.9 | 121.5342 | 2138.625 | 182.3012 | 1710.9 | 243.0683 | 855.45 | 364.6025 | 384.9525 | 486.1367 | 256.635 | 5198.3201 | 25991.6006 | 124759.6828 | 259916.0059 | 311899.2071 | 207932.8047 | 140354.6432 | 124759.6828
2016 | 1300 | City of Bartow - (FL) | FL | Municipal | . | . | . | . | . | . | . | . | . | . | . |  | 64.494 | 0.641 | 100.6147 | . | . | . | 11868 | N | L | 35 | N | [6 empty] | 11868 | 100% |  | 593.4 |  | 1483.5 |  | 1: 2373.6; 3: 2967; 5: 2373.6; 7: 1186.8 | 534.06 |  | 356.04
2016 | 1366 | City of Bay City - (MI) | MI | Municipal | 55.424 | 0.523 | 105.9732 | 55.424 | 0.523 | 105.9732 | 55.424 | 0.523 | 105.9732 | 20049 | 8.3 | Y | . | . | . | . | . | . | . |  |  | . |  | 0 | 0 | 105.9732 |  |  | 0 | 0 | 0% |  | 0 |  | 0 |  | 1: 0; 3: 0; 5: 0; 7: 0 | 0 |  | 0
2016 | 1456 | Town of Bedford - (VA) | VA | Municipal | 131.143 | 0.935 | 140.2599 | 131.143 | 0.935 | 140.2599 | 131.143 | 0.935 | 140.2599 | 6641 | 69 | N | . | . | . | . | . | . | . |  |  | . |  | 0 | 0 | 140.2599 |  |  | 0 | 0 | 0% |  | 0 |  | 0 |  | 1: 0; 3: 0; 5: 0; 7: 0 | 0 |  | 0
2016 | 1458 | Beauregard Electric Coop, Inc | LA | Cooperative | . | . | . | . | . | . | . | . | . | . | . |  | 492.6 | 4.26 | 115.6338 | 108.6 | 1.04 | 104.4231 | 42302 | N | F | 24.9 | Y | 384 | 3.22 | 104.4231 | 119.2547 | 384 | 136212.44 | 42302 | 100% | 33.8575 | 2115.1 | 67.7149 | 5287.75 | 203.1447 | 8460.4 | 338.5746 | 10575.5 | 507.8619 | 8460.4 | 677.1492 | 4230.2 | 1015.7237 | 1903.59 | 1354.2983 | 1269.06 | 71611.9089 | 358059.5445 | 1718685.8134 | 3580595.4445 | 4296714.5334 | 2864476.3556 | 1933521.54 | 1718685.8134
2016 | 1523 | Town of Belmont - (MA) | MA | Municipal | 20.867 | 0.207 | 100.8068 | 20.867 | 0.207 | 100.8068 | 20.867 | 0.207 | 100.8068 | 11250 | 14.4 | N | . | . | . | . | . | . | . |  |  | . |  | 0 | 0 | 100.8068 |  |  | 0 | 0 | 0% |  | 0 |  | 0 |  | 1: 0; 3: 0; 5: 0; 7: 0 | 0 |  | 0
2016 | 1529 | Beltrami Electric Coop, Inc | MN | Cooperative | 446.505 | 2.556 | 174.689 | 206.993 | 2.019 | 102.5225 | . | . | . | 20391 | 12.5 | Y | . | . | . | . | . | . | . |  |  | . |  | 239.512 | 0.537 | 102.5225 | 446.0186 | 446.0186 | 10949.967 | 10949.967 | 53.7% | 39.3257 | 547.4983 | 78.6513 | 1368.7459 | 235.954 | 2189.9934 | 393.2567 | 2737.4918 | 589.885 | 2189.9934 | 786.5134 | 1094.9967 | 1179.7701 | 492.7485 | 1573.0267 | 328.499 | 21530.7385 | 107653.6927 | 516737.7249 | 1076536.927 | 1291844.3124 | 861229.5416 | 581329.9406 | 516737.7249
2016 | 1579 | PUD No 1 of Benton County | WA | Political Subdivision | 29.9 | 0.35 | 85.4286 | 29.9 | 0.35 | 85.4286 | . | . | . | 51479 | 15 | Y | . | . | . | . | . | . | . |  |  | . |  | 0 | 0 | 85.4286 |  |  | 0 | 0 | 0% |  | 0 |  | 0 |  | 1: 0; 3: 0; 5: 0; 7: 0 | 0 |  | 0
2016 | 1591 | Big Country Electric Coop, Inc | TX | Cooperative | . | . | . | . | . | . | . | . | . | . | . |  | 422 | . | . | . | . | . | 12810 | N | L | 69 | Y | [6 empty] | 12810 | 100% |  | 640.5 |  | 1601.25 |  | 1: 2562; 3: 3202.5; 5: 2562; 7: 1281 | 576.45 |  | 384.3
2016 | 1613 | Berkeley Electric Coop Inc | SC | Cooperative | 2143.22 | 3.44 | 623.0291 | 178.38 | 1.84 | 96.9457 | 2132.94 | 3.14 | 679.2803 | 93850 | 24.9 | Y | . | . | . | . | . | . | . |  |  | . |  | 1964.84 | 1.6 | 96.9457 | 1228.025 | 1964.84 | 150160 | 93850 | 100% | 173.2409 | 4692.5 | 346.4817 | 11731.25 | 1039.4451 | 18770 | 1732.4085 | 23462.5 | 2598.6128 | 18770 | 3464.817 | 9385 | 5197.2256 | 4223.25 | 6929.6341 | 2815.5 | 812932.6995 | 4064663.4974 | 19510384.7877 | 40646634.9743 | 48775961.9691 | 32517307.9794 | 21949182.8861 | 19510384.7877
2016 | 1625 | Benton Rural Electric Assn | WA | Cooperative | . | . | . | . | . | . | . | . | . | . | . |  | 174.94 | 1.48 | 118.2027 | . | . | . | 15914 | N | L | 34.5 | N | [6 empty] | 15914 | 100% |  | 795.7 |  | 1989.25 |  | 1: 3182.8; 3: 3978.5; 5: 3182.8; 7: 1591.4 | 716.13 |  | 477.42
2016 | 1675 | Big Horn Rural Electric Co | WY | Cooperative | 366.15 | 2.04 | 179.4853 | . | . | . | . | . | . | 3726 | 7.2 | N | . | . | . | . | . | . | . |  |  | . | [7 empty] | 3726 | 100% |  | 186.3 |  | 465.75 |  | 1: 745.2; 3: 931.5; 5: 745.2; 7: 372.6 | 167.67 |  | 111.78
2016 | 1708 | Big Sandy Rural Elec Coop Corp | KY | Cooperative | 426.5 | 2.8 | 152.3214 | 322.6 | 2.4 | 134.4167 | 426.5 | 2.8 | 152.3214 | 12755 | 7.6 | Y | . | . | . | . | . | . | . |  |  | . |  | 103.9 | 0.4 | 134.4167 | 259.75 | 259.75 | 5102 | 5102 | 40% | 22.9023 | 255.1 | 45.8046 | 637.75 | 137.4137 | 1020.4 | 229.0228 | 1275.5 | 343.5342 | 1020.4 | 458.0456 | 510.2 | 687.0683 | 229.59 | 916.0911 | 153.06 | 5842.3711 | 29211.8553 | 140216.9052 | 292118.5525 | 350542.263 | 233694.842 | 157744.0184 | 140216.9052
2016 | 1723 | Big Bend Electric Coop, Inc | WA | Cooperative | . | . | . | . | . | . | . | . | . | . | . |  | 103.9 | 0.97 | 107.1134 | 102.9 | 0.96 | 107.1875 | 9094 | N | O | 24.9 | N | 1 | 0.01 | 107.1875 | 100 | 100 | 90.94 | 90.94 | 1% | 8.817 | 4.547 | 17.6341 | 11.3675 | 52.9023 | 18.188 | 88.1705 | 22.735 | 132.2557 | 18.188 | 176.3409 | 9.094 | 264.5114 | 4.0923 | 352.6819 | 2.7282 | 40.0911 | 200.4555 | 962.1866 | 2004.5555 | 2405.4666 | 1603.6444 | 1082.46 | 962.1866
2016 | 1763 | Black River Electric Coop, Inc - (SC) | SC | Cooperative | . | . | . | . | . | . | . | . | . | . | . |  | 2534.342 | 2.847 | 890.1798 | 132.296 | 1.318 | 100.3763 | 32117 | N | L | 12.5 | N | 2402.046 | 1.529 | 100.3763 | 1570.9915 | 2402.046 | 49106.893 | 32117 | 100% | 211.7895 | 1605.85 | 423.579 | 4014.625 | 1270.737 | 6423.4 | 2117.8951 | 8029.25 | 3176.8426 | 6423.4 | 4235.7902 | 3211.7 | 6353.6852 | 1445.265 | 8471.5803 | 963.51 | 340102.181 | 1700510.9048 | 8162452.3431 | 17005109.0482 | 20406130.8578 | 13604087.2386 | 9182758.886 | 8162452.3431
2016 | 1769 | Black Hills Electric Coop, Inc | SD | Cooperative | 245.55 | 1.26 | 194.881 | 65.99 | 0.46 | 143.4565 | . | . | . | 9754 | 7.2 | N | . | . | . | . | . | . | . |  |  | . |  | 179.56 | 0.8 | 143.4565 | 224.45 | 224.45 | 7803.2 | 7803.2 | 80% | 19.7899 | 390.16 | 39.5797 | 975.4 | 118.7392 | 1560.64 | 197.8986 | 1950.8 | 296.8479 | 1560.64 | 395.7972 | 780.32 | 593.6958 | 351.144 | 791.5944 | 234.096 | 7721.2119 | 38606.0597 | 185309.0864 | 386060.5966 | 463272.7159 | 308848.4773 | 208472.7222 | 185309.0864
2016 | 1775 | Black River Electric Coop - (MO) | MO | Cooperative | 442.1 | . | . | 337.53 | . | . | . | . | . | 24194 | 14.4 | N | . | . | . | . | . | . | . |  |  | . |  | 104.57 |  |  |  | 104.57 |  | 24194 | 100% | 9.22 | 1209.7 | 18.44 | 3024.25 | 55.3199 | 4838.8 | 92.1999 | 6048.5 | 138.2998 | 4838.8 | 184.3997 | 2419.4 | 276.5996 | 1088.73 | 368.7994 | 725.82 | 11153.4162 | 55767.0811 | 267681.9894 | 557670.8112 | 669204.9734 | 446136.6489 | 301142.238 | 267681.9894
2016 | 1883 | Blue Earth Light & Water | MN | Municipal | 3.953 | 0.049 | 80.6735 | . | . | . | . | . | . | 2000 | . | N | . | . | . | . | . | . | . |  |  | . | [7 empty] | 2000 | 100% |  | 100 |  | 250 |  | 1: 400; 3: 500; 5: 400; 7: 200 | 90 |  | 60
2016 | 1886 | Blue Grass Energy Coop Corp | KY | Cooperative | 97.25 | 0.941 | 103.3475 | 97.25 | 0.941 | 103.3475 | 92.63 | 0.819 | 113.1013 | 56927 | 25 | Y | . | . | . | . | . | . | . |  |  | . |  | 0 | 0 | 103.3475 |  |  | 0 | 0 | 0% |  | 0 |  | 0 |  | 1: 0; 3: 0; 5: 0; 7: 0 | 0 |  | 0
2016 | 1889 | Blue Ridge Elec Member Corp - (NC) | NC | Cooperative | 296.3 | 1.6 | 185.1875 | 84.2 | 1.1 | 76.5455 | 296.3 | 1.6 | 185.1875 | 74390 | 15 | Y | . | . | . | . | . | . | . |  |  | . |  | 212.1 | 0.5 | 76.5455 | 424.2 | 424.2 | 37195 | 37195 | 50% | 37.4019 | 1859.75 | 74.8038 | 4649.375 | 224.4115 | 7439 | 374.0191 | 9298.75 | 561.0287 | 7439 | 748.0382 | 3719.5 | 1122.0573 | 1673.775 | 1496.0764 | 1115.85 | 69558.2028 | 347791.014 | 1669396.867 | 3477910.1396 | 4173492.1675 | 2782328.1117 | 1878071.4754 | 1669396.867
2016 | 1890 | Blue Ridge Electric Coop Inc - (SC) | SC | Cooperative | 373.37 | . | . | 147.95 | . | . | 328.32 | . | . | 64335 | 7.2 | N | . | . | . | . | . | . | . |  |  | . |  | 225.42 |  |  |  | 225.42 |  | 64335 | 100% | 19.8754 | 3216.75 | 39.7508 | 8041.875 | 119.2523 | 12867 | 198.7539 | 16083.75 | 298.1308 | 12867 | 397.5077 | 6433.5 | 596.2616 | 2895.075 | 795.0154 | 1930.05 | 63934.1471 | 319670.7355 | 1534419.5303 | 3196707.3549 | 3836048.8259 | 2557365.8839 | 1726221.9716 | 1534419.5303
2016 | 1892 | Bluebonnet Electric Coop, Inc | TX | Cooperative | 436.2 | 1.7 | 256.5882 | 196.8 | 1.32 | 149.0909 | 426 | 1.65 | 258.1818 | 91637 | 14.4 | Y | . | . | . | . | . | . | . |  |  | . |  | 239.4 | 0.38 | 149.0909 | 630 | 630 | 34822.06 | 34822.06 | 38% | 55.5474 | 1741.103 | 111.0948 | 4352.7575 | 333.2843 | 6964.412 | 555.4739 | 8705.515 | 833.2109 | 6964.412 | 1110.9478 | 3482.206 | 1666.4217 | 1566.9927 | 2221.8957 | 1044.6618 | 96713.7302 | 483568.651 | 2321129.5248 | 4835686.5099 | 5802823.8119 | 3868549.2079 | 2611270.7154 | 2321129.5248
2016 | 1898 | Bon Homme Yankton El Assn, Inc | SD | Cooperative | 106.398 | 1.022 | 104.1076 | . | . | . | . | . | . | 3725 | 12.5 | Y | . | . | . | . | . | . | . |  |  | . | [7 empty] | 3725 | 100% |  | 186.25 |  | 465.625 |  | 1: 745; 3: 931.25; 5: 745; 7: 372.5 | 167.625 |  | 111.75
2016 | 1936 | Bolivar Energy Authority | TN | Municipal | 26.848 | 0.281 | 95.5445 | 14.315 | . | . | 26.848 | 0.281 | 95.5445 | 11048 | 12.5 | N | . | . | . | . | . | . | . |  |  | . |  | 12.533 |  |  |  | 12.533 |  | 11048 | 100% | 1.105 | 552.4 | 2.2101 | 1381 | 6.6302 | 2209.6 | 11.0504 | 2762 | 16.5756 | 2209.6 | 22.1008 | 1104.8 | 33.1512 | 497.16 | 44.2016 | 331.44 | 610.4243 | 3052.1216 | 14650.1838 | 30521.2162 | 36625.4594 | 24416.9729 | 16481.4567 | 14650.1838
2016 | 2001 | Boone Electric Coop | MO | Cooperative | 95.3 | 0.97 | 98.2474 | 59.8 | 0.72 | 83.0556 | 95.3 | 0.97 | 98.2474 | 31576 | 13.2 | N | . | . | . | . | . | . | . |  |  | . |  | 35.5 | 0.25 | 83.0556 | 142 | 142 | 7894 | 7894 | 25% | 12.5202 | 394.7 | 25.0404 | 986.75 | 75.1212 | 1578.8 | 125.2021 | 1973.5 | 187.8031 | 1578.8 | 250.4041 | 789.4 | 375.6062 | 355.23 | 500.8082 | 236.82 | 4941.7252 | 24708.626 | 118601.4048 | 247086.2601 | 296503.5121 | 197669.0081 | 133426.5805 | 118601.4048
2016 | 2049 | Bowie-Cass Electric Coop, Inc | TX | Cooperative | . | . | . | . | . | . | . | . | . | . | . |  | 776.4 | . | . | 480.6 | . | . | 36665 | N | O | 12.5 | Y | 295.8 |  |  |  | 295.8 |  | 36665 | 100% | 26.0808 | 1833.25 | 52.1616 | 4583.125 | 156.4849 | 7333 | 260.8082 | 9166.25 | 391.2123 | 7333 | 521.6165 | 3666.5 | 782.4247 | 1649.925 | 1043.2329 | 1099.95 | 47812.6686 | 239063.3431 | 1147504.047 | 2390633.4313 | 2868760.1176 | 1912506.745 | 1290942.0529 | 1147504.047
2016 | 2054 | City of Bowling Green - (OH) | OH | Municipal | 27.292 | 0.301 | 90.6711 | 2.77 | 0.034 | 81.4706 | . | . | . | 14693 | 12.5 | N | . | . | . | . | . | . | . |  |  | . |  | 24.522 | 0.267 | 81.4706 | 91.8427 | 91.8427 | 3923.031 | 3923.031 | 26.7% | 8.0978 | 196.1515 | 16.1956 | 490.3789 | 48.5869 | 784.6062 | 80.9781 | 980.7577 | 121.4672 | 784.6062 | 161.9563 | 392.3031 | 242.9344 | 176.5364 | 323.9125 | 117.6909 | 1588.3986 | 7941.9929 | 38121.5661 | 79419.9293 | 95303.9152 | 63535.9435 | 42886.7618 | 38121.5661
2016 | 2056 | City of Bowling Green - (KY) | KY | Municipal | . | . | . | . | . | . | . | . | . | . | . |  | 43.3 | 0.764 | 56.6754 | 31.2 | 0.484 | 64.4628 | 29440 | N | L | 12.5 | N | 12.1 | 0.28 | 64.4628 | 43.2143 | 43.2143 | 8243.2 | 8243.2 | 28% | 3.8102 | 412.16 | 7.6204 | 1030.4 | 22.8613 | 1648.64 | 38.1022 | 2060.8 | 57.1534 | 1648.64 | 76.2045 | 824.32 | 114.3067 | 370.944 | 152.4089 | 247.296 | 1570.4217 | 7852.1087 | 37690.122 | 78521.0874 | 94225.3049 | 62816.8699 | 42401.3872 | 37690.122
2016 | 2089 | Bozrah Light & Power Company | CT | Municipal | 345.34 | 2.36 | 146.3305 | 146.36 | 1.54 | 95.039 | 345.34 | 2.36 | 146.3305 | 2663 | 13.8 | N | . | . | . | . | . | . | . |  |  | . |  | 198.98 | 0.82 | 95.039 | 242.6585 | 242.6585 | 2183.66 | 2183.66 | 82% | 21.3953 | 109.183 | 42.7906 | 272.9575 | 128.3719 | 436.732 | 213.9532 | 545.915 | 320.9297 | 436.732 | 427.9063 | 218.366 | 641.8595 | 98.2647 | 855.8126 | 65.5098 | 2336.0047 | 11680.0237 | 56064.1136 | 116800.2366 | 140160.2839 | 93440.1893 | 63072.1278 | 56064.1136
2016 | 2144 | Town of Braintree - (MA) | MA | Municipal | . | . | . | . | . | . | . | . | . | . | . |  | 3.538 | 0.068 | 52.0294 | . | . | . | 16411 | N | F | 13.8 | Y | [6 empty] | 16411 | 100% |  | 820.55 |  | 2051.375 |  | 1: 3282.2; 3: 4102.75; 5: 3282.2; 7: 1641.1 | 738.495 |  | 492.33
2016 | 2212 | Broad River Electric Coop, Inc | SC | Cooperative | . | . | . | . | . | . | . | . | . | . | . |  | 93 | . | . | 93 | . | . | 20946 | N | F | 12.5 | Y | 0 |  |  |  | 0 |  | 20946 | 100% | 0 | 1047.3 | 0 | 2618.25 | 0 | 4189.2 | 0 | 5236.5 | 0 | 4189.2 | 0 | 2094.6 | 0 | 942.57 | 0 | 628.38 | 0 | 0 | 0 | 0 | 0 | 0 | 0 | 0
2016 | 2247 | City of Bristol - (TN) | TN | Municipal | 58.23 | 1.369 | 42.5347 | 48.969 | 1.18 | 41.4992 | 58.23 | 1.369 | 42.5347 | 33651 | 69 | N | . | . | . | . | . | . | . |  |  | . |  | 9.261 | 0.189 | 41.4992 | 49 | 49 | 6360.039 | 6360.039 | 18.9% | 4.3204 | 318.002 | 8.6407 | 795.0049 | 25.9221 | 1272.0078 | 43.2035 | 1590.0097 | 64.8053 | 1272.0078 | 86.4071 | 636.0039 | 129.6106 | 286.2018 | 172.8141 | 190.8012 | 1373.8806 | 6869.4029 | 32973.1339 | 68694.0289 | 82432.8347 | 54955.2231 | 37094.7756 | 32973.1339
2016 | 2248 | Bristol Virginia Utilities | VA | Municipal | 23.372 | 0.007 | 3338.8571 | 15.054 | 0.005 | 3010.8 | 23.372 | 0.007 | 3338.8571 | 16178 | 13.2 | Y | . | . | . | . | . | . | . |  |  | . |  | 8.318 | 0.002 | 3010.8 | 4159 | 4159 | 32.356 | 32.356 | 0.2% | 366.701 | 1.6178 | 733.4019 | 4.0445 | 2200.2057 | 6.4712 | 3667.0096 | 8.089 | 5500.5143 | 6.4712 | 7334.0191 | 3.2356 | 11001.0287 | 1.456 | 14668.0382 | 0.97068 | 593.2488 | 2966.244 | 14237.9713 | 29662.4403 | 35594.9283 | 23729.9522 | 16017.7177 | 14237.9713
2016 | 2316 | Brown County Rural Elec Assn | MN | Cooperative | . | . | . | . | . | . | . | . | . | . | . |  | 57.8 | 0.92 | 62.8261 | 39.85 | 0.86 | 46.3372 | 4452 | N | L | 12 | N | 17.95 | 0.06 | 46.3372 | 299.1667 | 299.1667 | 267.12 | 267.12 | 6% | 26.3777 | 13.356 | 52.7553 | 33.39 | 158.266 | 53.424 | 263.7766 | 66.78 | 395.665 | 53.424 | 527.5533 | 26.712 | 791.3299 | 12.0204 | 1055.1065 | 8.0136 | 352.3001 | 1761.5004 | 8455.2018 | 17615.0037 | 21138.0044 | 14092.0029 | 9512.102 | 8455.2018
2016 | 2409 | Brownsville Public Utilities Board | TX | Municipal | 9.133 | 0.081 | 112.7531 | 9.133 | 0.081 | 112.7531 | . | . | . | 52520 | 12.5 | N | . | . | . | . | . | . | . |  |  | . |  | 0 | 0 | 112.7531 |  |  | 0 | 0 | 0% |  | 0 |  | 0 |  | 1: 0; 3: 0; 5: 0; 7: 0 | 0 |  | 0
2016 | 2439 | City of Bryan - (OH) | OH | Municipal | 22.73 | 0.391 | 58.133 | 22.73 | 0.391 | 58.133 | . | . | . | 5812 | 12.4 | N | . | . | . | . | . | . | . |  |  | . |  | 0 | 0 | 58.133 |  |  | 0 | 0 | 0% |  | 0 |  | 0 |  | 1: 0; 3: 0; 5: 0; 7: 0 | 0 |  | 0
2016 | 2442 | City of Bryan - (TX) | TX | Municipal | . | . | . | . | . | . | . | . | . | . | . |  | 17.473 | 0.256 | 68.2539 | . | . | . | 55336 | N | F | 12.5 | Y | [6 empty] | 55336 | 100% |  | 2766.8 |  | 6917 |  | 1: 11067.2; 3: 13834; 5: 11067.2; 7: 5533.6 | 2490.12 |  | 1660.08
2016 | 2485 | City of Buffalo - (MN) | MN | Municipal | . | . | . | . | . | . | . | . | . | . | . |  | 6.555 | 0.051 | 128.5294 | . | . | . | 5939 | Y | L | 12 | N | [6 empty] | 5939 | 100% |  | 296.95 |  | 742.375 |  | 1: 1187.8; 3: 1484.75; 5: 1187.8; 7: 593.9 | 267.255 |  | 178.17
2016 | 2502 | Buckeye Rural Elec Coop, Inc | OH | Cooperative | . | . | . | . | . | . | . | . | . | . | . |  | 363.7 | 2.107 | 172.6151 | 363.7 | 2.107 | 172.6151 | 18639 | N | L | 12.5 | N | 0 | 0 | 172.6151 |  |  | 0 | 0 | 0% |  | 0 |  | 0 |  | 1: 0; 3: 0; 5: 0; 7: 0 | 0 |  | 0
2016 | 2507 | City of Burbank Water and Power | CA | Municipal | . | . | . | . | . | . | . | . | . | . | . |  | 19.22 | 0.387 | 49.6641 | 19.22 | 0.387 | 49.6641 | 52500 | N | L | 34.5 | N | 0 | 0 | 49.6641 |  |  | 0 | 0 | 0% |  | 0 |  | 0 |  | 1: 0; 3: 0; 5: 0; 7: 0 | 0 |  | 0
2016 | 2548 | City of Burlington Electric - (VT) | VT | Municipal | . | . | . | . | . | . | . | . | . | . | . |  | . | 0.59 | . | . | . | . | 20728 | N | F | 13.8 | N | [6 empty] | 20728 | 100% |  | 1036.4 |  | 2591 |  | 1: 4145.6; 3: 5182; 5: 4145.6; 7: 2072.8 | 932.76 |  | 621.84
2016 | 2641 | Butler Rural El Coop Assn, Inc - (KS) | KS | Cooperative | 203.159 | 1.65 | 123.1267 | 203.159 | 1.65 | 123.1267 | 56.744 | 0.78 | 72.7487 | 7371 | 12.5 |  | . | . | . | . | . | . | . |  |  | . |  | 0 | 0 | 123.1267 |  |  | 0 | 0 | 0% |  | 0 |  | 0 |  | 1: 0; 3: 0; 5: 0; 7: 0 | 0 |  | 0
2016 | 2651 | Butler Rural Electric Coop Inc - (OH) | OH | Cooperative | 210.75 | 1.68 | 125.4464 | 81.48 | 1.01 | 80.6733 | 173.71 | 1.19 | 145.9748 | 11307 | 12 | Y | . | . | . | . | . | . | . |  |  | . |  | 129.27 | 0.67 | 80.6733 | 192.9403 | 192.9403 | 7575.69 | 7575.69 | 67% | 17.0116 | 378.7845 | 34.0233 | 946.9612 | 102.0698 | 1515.138 | 170.1164 | 1893.9225 | 255.1745 | 1515.138 | 340.2327 | 757.569 | 510.3491 | 340.906 | 680.4654 | 227.2707 | 6443.7438 | 32218.7191 | 154649.8517 | 322187.191 | 386624.6292 | 257749.7528 | 173981.0832 | 154649.8517
2016 | 2652 | Butler County Rural Elec Coop - (IA) | IA | Cooperative | . | . | . | . | . | . | . | . | . | . | . |  | 88.282 | 0.779 | 113.3273 | 28.781 | 0.359 | 80.1699 | 5083 | N | F | 12.5 | N | 59.501 | 0.42 | 80.1699 | 141.669 | 141.669 | 2134.86 | 2134.86 | 42% | 12.491 | 106.743 | 24.9821 | 266.8575 | 74.9462 | 426.972 | 124.9103 | 533.715 | 187.3654 | 426.972 | 249.8205 | 213.486 | 374.7308 | 96.0687 | 499.641 | 64.0458 | 1333.3295 | 6666.6477 | 31999.9089 | 66666.4768 | 79999.7721 | 53333.1814 | 35999.8975 | 31999.9089
2016 | 2655 | Butte Electric Coop, Inc | SD | Cooperative | . | . | . | . | . | . | . | . | . | . | . |  | 197.6 | 1.44 | 137.2222 | 53.2 | 0.57 | 93.3333 | 5770 | N | L | 15 | N | 144.4 | 0.87 | 93.3333 | 165.977 | 165.977 | 5019.9 | 5019.9 | 87% | 14.6343 | 250.995 | 29.2685 | 627.4875 | 87.8056 | 1003.98 | 146.3427 | 1254.975 | 219.514 | 1003.98 | 292.6854 | 501.99 | 439.0281 | 225.8955 | 585.3708 | 150.597 | 3673.1286 | 18365.6429 | 88155.086 | 183656.4291 | 220387.7149 | 146925.1433 | 99174.4717 | 88155.086
2016 | 2812 | City of Calhoun - (GA) | GA | Municipal | . | . | . | . | . | . | . | . | . | . | . |  | 149.805 | 1.254 | 119.4617 | 27.562 | 0.406 | 67.8867 | 5312 | N | F | 7.2 | N | 122.243 | 0.848 | 67.8867 | 144.1545 | 144.1545 | 4504.576 | 4504.576 | 84.8% | 12.7102 | 225.2288 | 25.4203 | 563.072 | 76.261 | 900.9152 | 127.1017 | 1126.144 | 190.6525 | 900.9152 | 254.2033 | 450.4576 | 381.305 | 202.7059 | 508.4067 | 135.1373 | 2862.6957 | 14313.4787 | 68704.6977 | 143134.7868 | 171761.7441 | 114507.8294 | 77292.7849 | 68704.6977
2016 | 2849 | Central Electric Power Assn - (MS) | MS | Cooperative | . | . | . | . | . | . | . | . | . | . | . |  | 284.16 | . | . | 194.58 | . | . | 36165 | N | L | 24.9 | N | 89.58 |  |  |  | 89.58 |  | 36165 | 100% | 7.8983 | 1808.25 | 15.7966 | 4520.625 | 47.3899 | 7233 | 78.9831 | 9041.25 | 118.4747 | 7233 | 157.9662 | 3616.5 | 236.9493 | 1627.425 | 315.9324 | 1084.95 | 14282.1192 | 71410.5959 | 342770.8602 | 714105.9589 | 856927.1506 | 571284.7671 | 385617.2178 | 342770.8602
2016 | 2911 | Canadian Valley Elec Coop, Inc | OK | Cooperative | 250.1 | 2.18 | 114.7248 | . | . | . | . | . | . | 24906 | 24.9 | Y | . | . | . | . | . | . | . |  |  | . | [7 empty] | 24906 | 100% |  | 1245.3 |  | 3113.25 |  | 1: 4981.2; 3: 6226.5; 5: 4981.2; 7: 2490.6 | 1120.77 |  | 747.18
2016 | 2955 | Canby Utility Board | OR | Municipal | . | . | . | . | . | . | . | . | . | . | . |  | 15.43 | 0.17 | 90.7647 | 15.43 | 0.17 | 90.7647 | 6958 | N | F | 12.5 | N | 0 | 0 | 90.7647 |  |  | 0 | 0 | 0% |  | 0 |  | 0 |  | 1: 0; 3: 0; 5: 0; 7: 0 | 0 |  | 0
2016 | 2960 | Caney Fork Electric Coop, Inc | TN | Cooperative | . | . | . | . | . | . | . | . | . | . | . |  | 137.4 | . | . | 137.4 | . | . | 32225 | N | L | 26 | N | 0 |  |  |  | 0 |  | 32225 | 100% | 0 | 1611.25 | 0 | 4028.125 | 0 | 6445 | 0 | 8056.25 | 0 | 6445 | 0 | 3222.5 | 0 | 1450.125 | 0 | 966.75 | 0 | 0 | 0 | 0 | 0 | 0 | 0 | 0
2016 | 2961 | Caney Valley El Coop Assn, Inc | KS | Cooperative | . | . | . | . | . | . | . | . | . | . | . |  | 262.17 | 1.416 | 185.1483 | 239.28 | 1.292 | 185.2012 | 5401 | N | F | 7.2 | N | 22.89 | 0.124 | 185.2012 | 184.5968 | 184.5968 | 669.724 | 669.724 | 12.4% | 16.276 | 33.4862 | 32.552 | 83.7155 | 97.6559 | 133.9448 | 162.7598 | 167.431 | 244.1397 | 133.9448 | 325.5197 | 66.9724 | 488.2795 | 30.1376 | 651.0393 | 20.0917 | 545.0208 | 2725.1041 | 13080.4998 | 27251.0411 | 32701.2494 | 21800.8329 | 14715.5622 | 13080.4998
2016 | 2982 | Cape Hatteras Elec Member Corp | NC | Cooperative | . | . | . | . | . | . | . | . | . | . | . |  | 914.19 | 3.49 | 261.9456 | 532.19 | 2.95 | 180.4034 | 7705 | N | F | 12 | N | 382 | 0.54 | 180.4034 | 707.4074 | 707.4074 | 4160.7 | 4160.7 | 54% | 62.3724 | 208.035 | 124.7449 | 520.0875 | 374.2346 | 832.14 | 623.7244 | 1040.175 | 935.5866 | 832.14 | 1247.4488 | 416.07 | 1871.1732 | 187.2315 | 2494.8975 | 124.821 | 12975.6503 | 64878.2513 | 311415.6062 | 648782.5129 | 778539.0154 | 519026.0103 | 350342.5569 | 311415.6062
2016 | 2985 | Capital Electric Coop, Inc | ND | Cooperative | . | . | . | . | . | . | . | . | . | . | . |  | 74.7 | 0.816 | 91.5441 | 74.7 | 0.816 | 91.5441 | 19709 | N | F | 7.2 | Y | 0 | 0 | 91.5441 |  |  | 0 | 0 | 0% |  | 0 |  | 0 |  | 1: 0; 3: 0; 5: 0; 7: 0 | 0 |  | 0
2016 | 2998 | Carbon Power & Light, Inc | WY | Cooperative | 353.9 | 1.793 | 197.3787 | 353.9 | 1.793 | 197.3787 | 278.3 | 1.479 | 188.1677 | 6373 | 25 |  | . | . | . | . | . | . | . |  |  | . |  | 0 | 0 | 197.3787 |  |  | 0 | 0 | 0% |  | 0 |  | 0 |  | 1: 0; 3: 0; 5: 0; 7: 0 | 0 |  | 0
2016 | 3046 | Duke Energy Progress - (NC) | NC | Investor Owned | 1790 | 2.57 | 696.4981 | 153 | 1.3 | 117.6923 | 1757 | 2.49 | 705.6225 | 1353328 | 35 | Y | . | . | . | . | . | . | . |  |  | . |  | 1637 | 1.27 | 117.6923 | 1288.9764 | 1637 | 1718726.56 | 1353328 | 100% | 144.335 | 67666.4 | 288.6701 | 169166 | 866.0103 | 270665.6 | 1443.3505 | 338332 | 2165.0257 | 270665.6 | 2886.701 | 135332.8 | 4330.0514 | 60899.76 | 5773.4019 | 40599.84 | 9766633.0757 | 48833165.3784 | 234399193.8163 | 488331653.784 | 585997984.5408 | 390665323.0272 | 263699093.0434 | 234399193.8163
2016 | 3046 | Duke Energy Progress - (NC) | SC | Investor Owned | 5828 | 4.53 | 1286.5342 | 203 | 1.95 | 104.1026 | 5612 | 4.21 | 1333.0166 | 166387 | 35 | Y | . | . | . | . | . | . | . |  |  | . |  | 5625 | 2.58 | 104.1026 | 2180.2326 | 5625 | 429278.46 | 166387 | 100% | 495.9589 | 8319.35 | 991.9177 | 20798.375 | 2975.7531 | 33277.4 | 4959.5885 | 41596.75 | 7439.3828 | 33277.4 | 9919.1771 | 16638.7 | 14878.7656 | 7487.415 | 19838.3542 | 4991.61 | 4126055.2902 | 20630276.4511 | 99025326.9655 | 206302764.5114 | 247563317.4137 | 165042211.6091 | 111403492.8362 | 99025326.9655
2016 | 3076 | Carroll Electric Coop, Inc - (OH) | OH | Cooperative | . | . | . | . | . | . | . | . | . | . | . |  | 1543 | . | . | 257 | . | . | 11889 | N | F | 12.5 | Y | 1286 |  |  |  | 1286 |  | 11889 | 100% | 113.3872 | 594.45 | 226.7744 | 1486.125 | 680.3233 | 2377.8 | 1133.8722 | 2972.25 | 1700.8082 | 2377.8 | 2267.7443 | 1188.9 | 3401.6165 | 535.005 | 4535.4886 | 356.67 | 67403.0301 | 337015.1506 | 1617672.723 | 3370151.5062 | 4044181.8075 | 2696121.205 | 1819881.8134 | 1617672.723
2016 | 3081 | Carroll Electric Member Corp - (GA) | GA | Cooperative | 138.37 | 1.43 | 96.7622 | 105.68 | 1.27 | 83.2126 | 138.37 | 1.43 | 96.7622 | 50367 | 24.9 | N | . | . | . | . | . | . | . |  |  | . |  | 32.69 | 0.16 | 83.2126 | 204.3125 | 204.3125 | 8058.72 | 8058.72 | 16% | 18.0143 | 402.936 | 36.0287 | 1007.34 | 108.086 | 1611.744 | 180.1433 | 2014.68 | 270.2149 | 1611.744 | 360.2866 | 805.872 | 540.4298 | 362.6424 | 720.5731 | 241.7616 | 7258.6211 | 36293.1057 | 174206.9075 | 362931.0573 | 435517.2688 | 290344.8458 | 195982.7709 | 174206.9075
2016 | 3093 | Carroll Electric Coop Corp - (AR) | AR | Cooperative | 124.13 | 1.8 | 68.9611 | 75.72 | 1.15 | 65.8435 | . | . | . | 83917 | 34.5 | Y | . | . | . | . | . | . | . |  |  | . |  | 48.41 | 0.65 | 65.8435 | 74.4769 | 74.4769 | 54546.05 | 54546.05 | 65% | 6.5667 | 2727.3025 | 13.1333 | 6818.2563 | 39.4 | 10909.21 | 65.6666 | 13636.5125 | 98.5 | 10909.21 | 131.3333 | 5454.605 | 196.9999 | 2454.5723 | 262.6666 | 1636.3815 | 17909.2813 | 89546.4064 | 429822.7507 | 895464.0639 | 1074556.8767 | 716371.2511 | 483550.5945 | 429822.7507
2016 | 3093 | Carroll Electric Coop Corp - (AR) | MO | Cooperative | 184.45 | 1.96 | 94.1071 | 104.23 | 1.79 | 58.2291 | . | . | . | 10792 | 24.9 | Y | . | . | . | . | . | . | . |  |  | . |  | 80.22 | 0.17 | 58.2291 | 471.8824 | 471.8824 | 1834.64 | 1834.64 | 17% | 41.6061 | 91.732 | 83.2122 | 229.33 | 249.6365 | 366.928 | 416.0609 | 458.66 | 624.0913 | 366.928 | 832.1217 | 183.464 | 1248.1826 | 82.5588 | 1664.2434 | 55.0392 | 3816.6094 | 19083.0472 | 91598.6264 | 190830.4717 | 228996.5661 | 152664.3774 | 103048.4547 | 91598.6264
2016 | 3113 | City of Carthage - (MO) | MO | Municipal | 36 | 0.67 | 53.7313 | 36 | 0.67 | 53.7313 | 36 | 0.67 | 53.7313 | 7578 | 13.2 | Y | . | . | . | . | . | . | . |  |  | . |  | 0 | 0 | 53.7313 |  |  | 0 | 0 | 0% |  | 0 |  | 0 |  | 1: 0; 3: 0; 5: 0; 7: 0 | 0 |  | 0
2016 | 3203 | Cedar Falls Utilities | IA | Municipal | . | . | . | . | . | . | . | . | . | . | . |  | 18 | 0.26 | 69.2308 | . | . | . | 17162 | N | L | 69 | N | [6 empty] | 17162 | 100% |  | 858.1 |  | 2145.25 |  | 1: 3432.4; 3: 4290.5; 5: 3432.4; 7: 1716.2 | 772.29 |  | 514.86
2016 | 3208 | Cedarburg Light & Water Comm | WI | Municipal | . | . | . | . | . | . | . | . | . | . | . |  | 8.504 | 0.138 | 61.6232 | . | . | . | 6215 | N | F | 24.9 | N | [6 empty] | 6215 | 100% |  | 310.75 |  | 776.875 |  | 1: 1243; 3: 1553.75; 5: 1243; 7: 621.5 | 279.675 |  | 186.45
2016 | 3222 | Central Alabama Electric Coop | AL | Cooperative | 173 | . | . | 121 | . | . | 166 | . | . | 42753 | 24.9 | Y | . | . | . | . | . | . | . |  |  | . |  | 52 |  |  |  | 52 |  | 42753 | 100% | 4.5849 | 2137.65 | 9.1697 | 5344.125 | 27.5092 | 8550.6 | 45.8486 | 10688.25 | 68.773 | 8550.6 | 91.6973 | 4275.3 | 137.5459 | 1923.885 | 183.3946 | 1282.59 | 9800.8347 | 49004.1734 | 235220.0323 | 490041.734 | 588050.0808 | 392033.3872 | 264622.5364 | 235220.0323
2016 | 3226 | Central Rural Electric Cooperative, Inc | OK | Cooperative | 339.74 | 1.976 | 171.9332 | 211.9 | 1.626 | 130.3198 | 331.72 | 1.476 | 224.7425 | 20852 | . | Y | . | . | . | . | . | . | . |  |  | . |  | 127.84 | 0.35 | 130.3198 | 365.2571 | 365.2571 | 7298.2 | 7298.2 | 35% | 32.2049 | 364.91 | 64.4098 | 912.275 | 193.2293 | 1459.64 | 322.0489 | 1824.55 | 483.0734 | 1459.64 | 644.0978 | 729.82 | 966.1467 | 328.419 | 1288.1957 | 218.946 | 11751.8869 | 58759.4345 | 282045.2858 | 587594.3453 | 705113.2144 | 470075.4763 | 317300.9465 | 282045.2858
2016 | 3245 | Central Florida Elec Coop, Inc | FL | Cooperative | 1249.07 | . | . | 229.64 | . | . | 1236.16 | . | . | 33079 | 25 | Y | . | . | . | . | . | . | . |  |  | . |  | 1019.43 |  |  |  | 1019.43 |  | 33079 | 100% | 89.8836 | 1653.95 | 179.7672 | 4134.875 | 539.3017 | 6615.8 | 898.8361 | 8269.75 | 1348.2542 | 6615.8 | 1797.6723 | 3307.9 | 2696.5084 | 1488.555 | 3595.3446 | 992.37 | 148663.005 | 743315.0251 | 3567912.1203 | 7433150.2506 | 8919780.3007 | 5946520.2004 | 4013901.1353 | 3567912.1203
2016 | 3248 | Central Georgia El Member Corp | GA | Cooperative | 83.2 | 1.05 | 79.2381 | 65.8 | 0.986 | 66.7343 | 82.9 | 1.03 | 80.4854 | 53821 | 25 | Y | . | . | . | . | . | . | . |  |  | . |  | 17.4 | 0.064 | 66.7343 | 271.875 | 271.875 | 3444.544 | 3444.544 | 6.4% | 23.9713 | 172.2272 | 47.9427 | 430.568 | 143.8281 | 688.9088 | 239.7134 | 861.136 | 359.5702 | 688.9088 | 479.4269 | 344.4544 | 719.1403 | 155.0045 | 958.8538 | 103.3363 | 4128.5176 | 20642.5878 | 99084.4215 | 206425.878 | 247711.0536 | 165140.7024 | 111469.9741 | 99084.4215
2016 | 3249 | Central Hudson Gas & Elec Corp | NY | Investor Owned | . | . | . | . | . | . | . | . | . | . | . |  | 217.15 | 1.44 | 150.7986 | 185.8 | 1.326 | 140.1207 | 302432 | N | F | 34.5 | N | 31.35 | 0.114 | 140.1207 | 275 | 275 | 34477.248 | 34477.248 | 11.4% | 24.2469 | 1723.8624 | 48.4938 | 4309.656 | 145.4813 | 6895.4496 | 242.4688 | 8619.312 | 363.7032 | 6895.4496 | 484.9375 | 3447.7248 | 727.4063 | 1551.4762 | 969.8751 | 1034.3174 | 41798.2801 | 208991.4004 | 1003158.7221 | 2089914.0044 | 2507896.8053 | 1671931.2035 | 1128553.5624 | 1003158.7221
2016 | 3250 | Central Electric Membership Corp. - (NC) | NC | Cooperative | 2160.48 | . | . | 772.18 | . | . | 2136.89 | . | . | 22315 | 25 | Y | . | . | . | . | . | . | . |  |  | . |  | 1388.3 |  |  |  | 1388.3 |  | 22315 | 100% | 122.4071 | 1115.75 | 244.8141 | 2789.375 | 734.4423 | 4463 | 1224.0705 | 5578.75 | 1836.1058 | 4463 | 2448.1411 | 2231.5 | 3672.2116 | 1004.175 | 4896.2821 | 669.45 | 136575.6701 | 682878.3505 | 3277816.0823 | 6828783.5048 | 8194540.2057 | 5463026.8038 | 3687543.0926 | 3277816.0823
2016 | 3264 | Central Lincoln People's Ut Dt | OR | Political Subdivision | . | . | . | . | . | . | . | . | . | . | . |  | 111 | 1.18 | 94.0678 | . | . | . | 38714 | N | O | . | Y | [6 empty] | 38714 | 100% |  | 1935.7 |  | 4839.25 |  | 1: 7742.8; 3: 9678.5; 5: 7742.8; 7: 3871.4 | 1742.13 |  | 1161.42
2016 | 3265 | Cleco Power LLC | LA | Investor Owned | . | . | . | . | . | . | . | . | . | . | . |  | 154.8 | 1.81 | 85.5249 | 154.8 | 1.81 | 85.5249 | 284321 | N | F | 34.6 | Y | 0 | 0 | 85.5249 |  |  | 0 | 0 | 0% |  | 0 |  | 0 |  | 1: 0; 3: 0; 5: 0; 7: 0 | 0 |  | 0
2016 | 3266 | Central Maine Power Co | ME | Investor Owned | 404.4 | 2.2 | 183.8182 | 198.6 | 1.76 | 112.8409 | 404.4 | 2.2 | 183.8182 | 621927 | 34.5 | N | . | . | . | . | . | . | . |  |  | . |  | 205.8 | 0.44 | 112.8409 | 467.7273 | 467.7273 | 273647.88 | 273647.88 | 44% | 41.2397 | 13682.394 | 82.4795 | 34205.985 | 247.4384 | 54729.576 | 412.3973 | 68411.97 | 618.596 | 54729.576 | 824.7946 | 27364.788 | 1237.1919 | 12314.1546 | 1649.5892 | 8209.4364 | 564258.2363 | 2821291.1815 | 13542197.6711 | 28212911.8148 | 33855494.1778 | 22570329.4519 | 15234972.38 | 13542197.6711
2016 | 3268 | Central Missouri Elec Coop Inc | MO | Cooperative | 106.928 | . | . | 106.928 | . | . | 106.928 | . | . | 10685 | 25 | N | . | . | . | . | . | . | . |  |  | . |  | 0 |  |  |  | 0 |  | 10685 | 100% | 0 | 534.25 | 0 | 1335.625 | 0 | 2137 | 0 | 2671.25 | 0 | 2137 | 0 | 1068.5 | 0 | 480.825 | 0 | 320.55 | 0 | 0 | 0 | 0 | 0 | 0 | 0 | 0
2016 | 3273 | Central New Mexico El Coop, Inc | NM | Cooperative | . | . | . | . | . | . | . | . | . | . | . |  | 355.62 | 2.699 | 131.7599 | 193.78 | 1.482 | 130.7557 | 17796 | N | F | 25 | Y | 161.84 | 1.217 | 130.7557 | 132.9827 | 161.84 | 21657.732 | 17796 | 100% | 14.2695 | 889.8 | 28.539 | 2224.5 | 85.617 | 3559.2 | 142.6951 | 4449 | 214.0426 | 3559.2 | 285.3902 | 1779.6 | 428.0852 | 800.82 | 570.7803 | 533.88 | 12697.008 | 63485.0398 | 304728.1912 | 634850.3982 | 761820.4779 | 507880.3186 | 342819.215 | 304728.1912
2016 | 3278 | AEP Texas Central Company | TX | Investor Owned | 282.4 | 1.911 | 147.776 | 157.9 | 1.589 | 99.3707 | 240.5 | 1.664 | 144.5312 | 829475 | 35 | Y | . | . | . | . | . | . | . |  |  | . |  | 124.5 | 0.322 | 99.3707 | 386.646 | 386.646 | 267090.95 | 267090.95 | 32.2% | 34.0908 | 13354.5475 | 68.1815 | 33386.3688 | 204.5445 | 53418.19 | 340.9075 | 66772.7375 | 511.3613 | 53418.19 | 681.8151 | 26709.095 | 1022.7226 | 12019.0927 | 1363.6301 | 8012.7285 | 455266.5871 | 2276332.9353 | 10926398.0896 | 22763329.3534 | 27315995.2241 | 18210663.4827 | 12292197.8508 | 10926398.0896
2016 | 3282 | Central Texas Elec Coop, Inc | TX | Cooperative | . | . | . | . | . | . | . | . | . | . | . |  | 65.6 | 0.53 | 123.7736 | 28.4 | . | . | 39454 | N | L | 24.9 | N | 37.2 |  |  |  | 37.2 |  | 39454 | 100% | 3.2799 | 1972.7 | 6.5599 | 4931.75 | 19.6796 | 7890.8 | 32.7994 | 9863.5 | 49.1991 | 7890.8 | 65.5988 | 3945.4 | 98.3982 | 1775.43 | 131.1976 | 1183.62 | 6470.34 | 32351.7002 | 155288.1611 | 323517.0022 | 388220.4026 | 258813.6018 | 174699.1812 | 155288.1611
2016 | 3287 | Central Valley Elec Coop, Inc | NM | Cooperative | 103.27 | 0.937 | 110.2134 | 103.27 | 0.937 | 110.2134 | 65.469 | 0.449 | 145.8107 | 15594 | 25 | N | . | . | . | . | . | . | . |  |  | . |  | 0 | 0 | 110.2134 |  |  | 0 | 0 | 0% |  | 0 |  | 0 |  | 1: 0; 3: 0; 5: 0; 7: 0 | 0 |  | 0
2016 | 3291 | Central Virginia Electric Coop | VA | Cooperative | 386.4 | 2.72 | 142.0588 | 276 | 2.61 | 105.7471 | 324 | 1.94 | 167.0103 | 35881 | 24.9 | Y | . | . | . | . | . | . | . |  |  | . |  | 110.4 | 0.11 | 105.7471 | 1003.6364 | 1003.6364 | 3946.91 | 3946.91 | 11% | 88.4911 | 197.3455 | 176.9822 | 493.3638 | 530.9465 | 789.382 | 884.9108 | 986.7275 | 1327.3662 | 789.382 | 1769.8217 | 394.691 | 2654.7325 | 177.611 | 3539.6433 | 118.4073 | 17463.317 | 87316.5849 | 419119.6073 | 873165.8486 | 1047799.0184 | 698532.6789 | 471509.5583 | 419119.6073
2016 | 3293 | Central Wisconsin Elec Coop | WI | Cooperative | . | . | . | . | . | . | . | . | . | . | . |  | 444.5 | 2.876 | 154.5549 | . | . | . | 7894 | N | O | 12.5 | N | [6 empty] | 7894 | 100% |  | 394.7 |  | 986.75 |  | 1: 1578.8; 3: 1973.5; 5: 1578.8; 7: 789.4 | 355.23 |  | 236.82
2016 | 3295 | City of Centralia - (WA) | WA | Municipal | 203.256 | 1.023 | 198.6862 | 101.609 | 0.914 | 111.1696 | 203.256 | 1.023 | 198.6862 | 10236 | 12.5 | N | . | . | . | . | . | . | . |  |  | . |  | 101.647 | 0.109 | 111.1696 | 932.5413 | 932.5413 | 1115.724 | 1115.724 | 10.9% | 82.2226 | 55.7862 | 164.4452 | 139.4655 | 493.3356 | 223.1448 | 822.226 | 278.931 | 1233.339 | 223.1448 | 1644.4519 | 111.5724 | 2466.6779 | 50.2076 | 3288.9039 | 33.4717 | 4586.8862 | 22934.4311 | 110085.2694 | 229344.3112 | 275213.1735 | 183475.449 | 123845.9281 | 110085.2694
2016 | 3314 | Chariton Valley Elec Coop, Inc | IA | Cooperative | 118 | 0.89 | 132.5843 | 67 | 0.6 | 111.6667 | . | . | . | 6003 | 25 | Y | . | . | . | . | . | . | . |  |  | . |  | 51 | 0.29 | 111.6667 | 175.8621 | 175.8621 | 1740.87 | 1740.87 | 29% | 15.5058 | 87.0435 | 31.0117 | 217.6087 | 93.035 | 348.174 | 155.0584 | 435.2175 | 232.5876 | 348.174 | 310.1168 | 174.087 | 465.1752 | 78.3392 | 620.2336 | 52.2261 | 1349.6826 | 6748.4129 | 32392.3821 | 67484.1293 | 80980.9552 | 53987.3035 | 36441.4298 | 32392.3821
2016 | 3329 | Borough of Chambersburg | PA | Municipal | 26.527 | 1.922 | 13.8018 | 11.733 | 1.787 | 6.5658 | 26.527 | 1.922 | 13.8018 | 11377 | 12.5 | Y | . | . | . | . | . | . | . |  |  | . |  | 14.794 | 0.135 | 6.5658 | 109.5852 | 109.5852 | 1535.895 | 1535.895 | 13.5% | 9.6622 | 76.7947 | 19.3244 | 191.9869 | 57.9731 | 307.179 | 96.6218 | 383.9737 | 144.9326 | 307.179 | 193.2435 | 153.5895 | 289.8653 | 69.1153 | 386.4871 | 46.0769 | 742.0044 | 3710.0221 | 17808.1063 | 37100.2215 | 44520.2657 | 29680.1772 | 20034.1196 | 17808.1063
2016 | 3355 | City of Chanute | KS | Municipal | . | . | . | . | . | . | . | . | . | . | . |  | 2.6 | 0.03 | 86.6667 | . | . | . | 5659 | N | L | 12.5 | N | [6 empty] | 5659 | 100% |  | 282.95 |  | 707.375 |  | 1: 1131.8; 3: 1414.75; 5: 1131.8; 7: 565.9 | 254.655 |  | 169.77
2016 | 3400 | City of Chaska - (MN) | MN | Municipal | . | . | . | . | . | . | . | . | . | . | . |  | 13 | 0.36 | 36.1111 | . | . | . | 9993 | Y | F | 8 | N | [6 empty] | 9993 | 100% |  | 499.65 |  | 1249.125 |  | 1: 1998.6; 3: 2498.25; 5: 1998.6; 7: 999.3 | 449.685 |  | 299.79
2016 | 3408 | City of Chattanooga - (TN) | TN | Municipal | 101.06 | 0.834 | 121.1751 | 54.36 | 0.514 | 105.7588 | 97.31 | 0.816 | 119.2524 | 178930 | 46 | Y | . | . | . | . | . | . | . |  |  | . |  | 46.7 | 0.32 | 105.7588 | 145.9375 | 145.9375 | 57257.6 | 57257.6 | 32% | 12.8674 | 2862.88 | 25.7348 | 7157.2 | 77.2043 | 11451.52 | 128.6738 | 14314.4 | 193.0107 | 11451.52 | 257.3475 | 5725.76 | 386.0213 | 2576.592 | 514.6951 | 1717.728 | 36837.7561 | 184188.7803 | 884106.1455 | 1841887.8031 | 2210265.3637 | 1473510.2425 | 994619.4137 | 884106.1455
2016 | 3413 | PUD No 1 of Chelan County | WA | Political Subdivision | . | . | . | . | . | . | . | . | . | . | . |  | 55.5 | 0.513 | 108.1871 | . | . | . | 49559 | N | F | 12.5 | N | [6 empty] | 49559 | 100% |  | 2477.95 |  | 6194.875 |  | 1: 9911.8; 3: 12389.75; 5: 9911.8; 7: 4955.9 | 2230.155 |  | 1486.77
2016 | 3420 | City of Cheney - (WA) | WA | Municipal | 4.66 | 0.076 | 61.3158 | 4.66 | 0.076 | 61.3158 | 4.66 | 0.076 | 61.3158 | 5601 | 13.8 | N | . | . | . | . | . | . | . |  |  | . |  | 0 | 0 | 61.3158 |  |  | 0 | 0 | 0% |  | 0 |  | 0 |  | 1: 0; 3: 0; 5: 0; 7: 0 | 0 |  | 0
2016 | 3436 | Cherryland Electric Coop Inc | MI | Cooperative | . | . | . | . | . | . | . | . | . | . | . |  | 74.272 | 0.677 | 109.7075 | 74.272 | 0.677 | 109.7075 | 35030 |  | F | 12.5 |  | 0 | 0 | 109.7075 |  |  | 0 | 0 | 0% |  | 0 |  | 0 |  | 1: 0; 3: 0; 5: 0; 7: 0 | 0 |  | 0
2016 | 3461 | Cheyenne Light Fuel & Power d/b/a Black Hills Energy | WY | Investor Owned | 70.881 | 0.84 | 84.3821 | 35.585 | 0.566 | 62.871 | 66.275 | 0.773 | 85.7374 | 40736 | 35 | Y | . | . | . | . | . | . | . |  |  | . |  | 35.296 | 0.274 | 62.871 | 128.8175 | 128.8175 | 11161.664 | 11161.664 | 27.4% | 11.3579 | 558.0832 | 22.7158 | 1395.208 | 68.1474 | 2232.3328 | 113.579 | 2790.416 | 170.3685 | 2232.3328 | 227.158 | 1116.1664 | 340.737 | 502.2749 | 454.316 | 334.8499 | 6338.6533 | 31693.2665 | 152127.6791 | 316932.6648 | 380319.1978 | 253546.1318 | 171143.639 | 152127.6791
2016 | 3470 | Cherokee County Elec Coop Assn | TX | Cooperative | . | . | . | . | . | . | . | . | . | . | . |  | 870 | 8 | 108.75 | . | . | . | 20184 | N | L | 25 | N | [6 empty] | 20184 | 100% |  | 1009.2 |  | 2523 |  | 1: 4036.8; 3: 5046; 5: 4036.8; 7: 2018.4 | 908.28 |  | 605.52
2016 | 3477 | City of Chicopee - (MA) | MA | Municipal | 17.25 | 0.371 | 46.496 | . | . | . | . | . | . | 26308 | 13.8 | N | . | . | . | . | . | . | . |  |  | . | [7 empty] | 26308 | 100% |  | 1315.4 |  | 3288.5 |  | 1: 5261.6; 3: 6577; 5: 5261.6; 7: 2630.8 | 1183.86 |  | 789.24
2016 | 3478 | Cimarron Electric Coop | OK | Cooperative | 481 | 1.418 | 339.2102 | 177.4 | 0.781 | 227.1447 | 367.8 | 1.375 | 267.4909 | 16232 | 24.9 | Y | . | . | . | . | . | . | . |  |  | . |  | 303.6 | 0.637 | 227.1447 | 476.6091 | 476.6091 | 10339.784 | 10339.784 | 63.7% | 42.0228 | 516.9892 | 84.0457 | 1292.473 | 252.1371 | 2067.9568 | 420.2285 | 2584.946 | 630.3427 | 2067.9568 | 840.4569 | 1033.9784 | 1260.6854 | 465.2903 | 1680.9138 | 310.1935 | 21725.3572 | 108626.7862 | 521408.5737 | 1086267.8619 | 1303521.4342 | 869014.2895 | 586584.6454 | 521408.5737
2016 | 3486 | Chillicothe Municipal Utils | MO | Municipal | 12.405 | 0.251 | 49.4223 | 12.405 | 0.251 | 49.4223 | . | . | . | 4588 | 7.2 | Y | . | . | . | . | . | . | . |  |  | . |  | 0 | 0 | 49.4223 |  |  | 0 | 0 | 0% |  | 0 |  | 0 |  | 1: 0; 3: 0; 5: 0; 7: 0 | 0 |  | 0
2016 | 3502 | Choctawhatche Elec Coop, Inc | FL | Cooperative | 90.91 | 1.1 | 82.6455 | 81.06 | 1.03 | 78.699 | 85.33 | 1.03 | 82.8447 | 48189 | 12.5 | Y | . | . | . | . | . | . | . |  |  | . |  | 9.85 | 0.07 | 78.699 | 140.7143 | 140.7143 | 3373.23 | 3373.23 | 7% | 12.4068 | 168.6615 | 24.8137 | 421.6538 | 74.4411 | 674.646 | 124.0684 | 843.3075 | 186.1027 | 674.646 | 248.1369 | 337.323 | 372.2053 | 151.7954 | 496.2737 | 101.1969 | 2092.5569 | 10462.7843 | 50221.3649 | 104627.8435 | 125553.4122 | 83702.2748 | 56499.0355 | 50221.3649
2016 | 3503 | Choptank Electric Coop, Inc | MD | Cooperative | 183.71 | 1.6 | 114.8187 | 118.53 | 1.3 | 91.1769 | 165.4 | 1.33 | 124.3609 | 52984 | 25 | Y | . | . | . | . | . | . | . |  |  | . |  | 65.18 | 0.3 | 91.1769 | 217.2667 | 217.2667 | 15895.2 | 15895.2 | 30% | 19.1565 | 794.76 | 38.313 | 1986.9 | 114.939 | 3179.04 | 191.565 | 3973.8 | 287.3475 | 3179.04 | 383.1301 | 1589.52 | 574.6951 | 715.284 | 766.2601 | 476.856 | 15224.822 | 76124.1099 | 365395.7276 | 761241.0992 | 913489.319 | 608992.8794 | 411070.1936 | 365395.7276
2016 | 3522 | Chugach Electric Assn Inc | AK | Cooperative | 86.9 | 1.06 | 81.9811 | . | . | . | . | . | . | 84581 | . | N | . | . | . | . | . | . | . |  |  | . | [7 empty] | 84581 | 100% |  | 4229.05 |  | 10572.625 |  | 1: 16916.2; 3: 21145.25; 5: 16916.2; 7: 8458.1 | 3806.145 |  | 2537.43
2016 | 3542 | Duke Energy Ohio Inc | OH | Investor Owned | 253.13 | 1.47 | 172.1973 | 145.59 | 1.14 | 127.7105 | 240.43 | 1.27 | 189.315 | 710441 | 34.5 | N | . | . | . | . | . | . | . |  |  | . |  | 107.54 | 0.33 | 127.7105 | 325.8788 | 325.8788 | 234445.53 | 234445.53 | 33% | 28.7329 | 11722.2765 | 57.4658 | 29305.6912 | 172.3973 | 46889.106 | 287.3288 | 58611.3825 | 430.9933 | 46889.106 | 574.6577 | 23444.553 | 861.9865 | 10550.0488 | 1149.3153 | 7033.3659 | 336814.8059 | 1684074.0295 | 8083555.3418 | 16840740.2954 | 20208888.3544 | 13472592.2363 | 9093999.7595 | 8083555.3418
2016 | 3597 | Citizens Electric Co - (PA) | PA | Investor Owned | . | . | . | . | . | . | . | . | . | . | . |  | 108 | 0.67 | 161.194 | 67 | 0.38 | 176.3158 | 6987 | N | F | 12.5 | N | 41 | 0.29 | 176.3158 | 141.3793 | 141.3793 | 2026.23 | 2026.23 | 29% | 12.4655 | 101.3115 | 24.931 | 253.2788 | 74.7929 | 405.246 | 124.6548 | 506.5575 | 186.9822 | 405.246 | 249.3096 | 202.623 | 373.9644 | 91.1804 | 498.6192 | 60.7869 | 1262.8964 | 6314.482 | 30309.5136 | 63144.82 | 75773.784 | 50515.856 | 34098.2028 | 30309.5136
2016 | 3600 | Citizens Electric Corporation - (MO) | MO | Cooperative | 365 | . | . | 52 | . | . | 365 | . | . | 26783 | 13.2 | Y | . | . | . | . | . | . | . |  |  | . |  | 313 |  |  |  | 313 |  | 26783 | 100% | 27.5974 | 1339.15 | 55.1947 | 3347.875 | 165.5841 | 5356.6 | 275.9735 | 6695.75 | 413.9603 | 5356.6 | 551.9471 | 2678.3 | 827.9206 | 1205.235 | 1103.8942 | 803.49 | 36956.9978 | 184784.989 | 886967.9471 | 1847849.8898 | 2217419.8677 | 1478279.9118 | 997838.9405 | 886967.9471
2016 | 3634 | City of Nixa - (MO) | MO | Municipal | 14.285 | 0.223 | 64.0583 | 14.285 | 0.223 | 64.0583 | 14.285 | 0.223 | 64.0583 | 9254 | 12.5 | N | . | . | . | . | . | . | . |  |  | . |  | 0 | 0 | 64.0583 |  |  | 0 | 0 | 0% |  | 0 |  | 0 |  | 1: 0; 3: 0; 5: 0; 7: 0 | 0 |  | 0
2016 | 3644 | PUD No 1 of Clallam County | WA | Political Subdivision | . | . | . | . | . | . | . | . | . | . | . |  | 422 | 1.56 | 270.5128 | 106 | 1.06 | 100 | 30864 | N | L | 34 | Y | 316 | 0.5 | 100 | 632 | 632 | 15432 | 15432 | 50% | 55.7237 | 771.6 | 111.4475 | 1929 | 334.3424 | 3086.4 | 557.2373 | 3858 | 835.856 | 3086.4 | 1114.4747 | 1543.2 | 1671.712 | 694.44 | 2228.9493 | 462.96 | 42996.432 | 214982.1602 | 1031914.3688 | 2149821.6018 | 2579785.9221 | 1719857.2814 | 1160903.665 | 1031914.3688
2016 | 3647 | City of Claremore | OK | Municipal | . | . | . | . | . | . | . | . | . | . | . |  | 894.1 | . | . | . | . | . | 11729 | N | O | 13.2 | N | [6 empty] | 11729 | 100% |  | 586.45 |  | 1466.125 |  | 1: 2345.8; 3: 2932.25; 5: 2345.8; 7: 1172.9 | 527.805 |  | 351.87
2016 | 3660 | PUD No 1 of Clark County - (WA) | WA | Political Subdivision | 49.4 | 0.699 | 70.6724 | 36.09 | 0.509 | 70.9037 | 30.32 | 0.575 | 52.7304 | 194600 | 12.5 | N | . | . | . | . | . | . | . |  |  | . |  | 13.31 | 0.19 | 70.9037 | 70.0526 | 70.0526 | 36974 | 36974 | 19% | 6.1766 | 1848.7 | 12.3531 | 4621.75 | 37.0594 | 7394.8 | 61.7657 | 9243.5 | 92.6486 | 7394.8 | 123.5315 | 3697.4 | 185.2972 | 1663.83 | 247.0629 | 1109.22 | 11418.6304 | 57093.1521 | 274047.1301 | 570931.5209 | 685117.8251 | 456745.2168 | 308303.0213 | 274047.1301
2016 | 3687 | Clark Energy Coop Inc - (KY) | KY | Cooperative | 140.3 | 1.48 | 94.7973 | 140.3 | 1.48 | 94.7973 | 100.3 | 0.93 | 107.8495 | 24811 | 25 | Y | . | . | . | . | . | . | . |  |  | . |  | 0 | 0 | 94.7973 |  |  | 0 | 0 | 0% |  | 0 |  | 0 |  | 1: 0; 3: 0; 5: 0; 7: 0 | 0 |  | 0
2016 | 3712 | Clay County Electric Coop Corp | AR | Cooperative | . | . | . | . | . | . | . | . | . | . | . |  | 540.3 | 2.46 | 219.6342 | 538.1 | 2.46 | 218.7398 | 12421 | N | L | 14.4 | Y | 2.2 | 0 | 218.7398 |  |  | 0 | 0 | 0% |  | 0 |  | 0 |  | 1: 0; 3: 0; 5: 0; 7: 0 | 0 |  | 0
2016 | 3722 | Clarke Electric Coop Inc - (IA) | IA | Cooperative | . | . | . | . | . | . | . | . | . | . | . |  | 94.6 | 0.94 | 100.6383 | 94.6 | 0.94 | 100.6383 | 5291 | N | F | 12.5 | Y | 0 | 0 | 100.6383 |  |  | 0 | 0 | 0% |  | 0 |  | 0 |  | 1: 0; 3: 0; 5: 0; 7: 0 | 0 |  | 0
2016 | 3739 | Clearwater Power Company | ID | Cooperative | 293.4 | 1.502 | 195.3396 | 293.4 | 1.502 | 195.3396 | 283.1 | 1.39 | 203.6691 | 10839 | 25 | Y | . | . | . | . | . | . | . |  |  | . |  | 0 | 0 | 195.3395 |  |  | 0 | 0 | 0% |  | 0 |  | 0 |  | 1: 0; 3: 0; 5: 0; 7: 0 | 0 |  | 0
2016 | 3755 | Cleveland Electric Illum Co | OH | Investor Owned | 215.3 | 1.334 | 161.3943 | 114 | 1.102 | 103.4483 | 112.12 | 1 | 112.12 | 730474 | 36 | Y | . | . | . | . | . | . | . |  |  | . |  | 101.3 | 0.232 | 103.4483 | 436.6379 | 436.6379 | 169469.968 | 169469.968 | 23.2% | 38.4986 | 8473.4984 | 76.9971 | 21183.746 | 230.9914 | 33893.9936 | 384.9857 | 42367.492 | 577.4785 | 33893.9936 | 769.9714 | 16946.9968 | 1154.9571 | 7626.1486 | 1539.9427 | 5084.099 | 326217.5586 | 1631087.7928 | 7829221.4054 | 16310877.928 | 19573053.5136 | 13048702.3424 | 8807874.0811 | 7829221.4054
2016 | 3757 | Clay Electric Cooperative, Inc | FL | Cooperative | 241.41 | 3.86 | 62.5415 | 185.98 | 3.52 | 52.8352 | 228.76 | 2.8 | 81.7 | 172642 | 25 | N | . | . | . | . | . | . | . |  |  | . |  | 55.43 | 0.34 | 52.8352 | 163.0294 | 163.0294 | 58698.28 | 58698.28 | 34% | 14.3744 | 2934.914 | 28.7488 | 7337.285 | 86.2463 | 11739.656 | 143.7438 | 14674.57 | 215.6157 | 11739.656 | 287.4876 | 5869.828 | 431.2314 | 2641.4226 | 574.9751 | 1760.9484 | 42187.5653 | 210937.8265 | 1012501.567 | 2109378.2645 | 2531253.9174 | 1687502.6116 | 1139064.2628 | 1012501.567
2016 | 3758 | City of Cleveland - (TN) | TN | Municipal | 82.294 | 1.128 | 72.9557 | 55.503 | 0.979 | 56.6936 | 82.294 | 1.128 | 72.9557 | 31506 | 13.2 | N | . | . | . | . | . | . | . |  |  | . |  | 26.791 | 0.149 | 56.6936 | 179.8054 | 179.8054 | 4694.394 | 4694.394 | 14.9% | 15.8535 | 234.7197 | 31.707 | 586.7993 | 95.1211 | 938.8788 | 158.5352 | 1173.5985 | 237.8028 | 938.8788 | 317.0705 | 469.4394 | 475.6057 | 211.2477 | 634.1409 | 140.8318 | 3721.1341 | 18605.6704 | 89307.2178 | 186056.7037 | 223268.0445 | 148845.363 | 100470.62 | 89307.2178
2016 | 3762 | City of Cleveland - (OH) | OH | Municipal | 16.519 | 0.149 | 110.8658 | . | . | . | . | . | . | 71905 | 13.8 | N | . | . | . | . | . | . | . |  |  | . | [7 empty] | 71905 | 100% |  | 3595.25 |  | 8988.125 |  | 1: 14381; 3: 17976.25; 5: 14381; 7: 7190.5 | 3235.725 |  | 2157.15
2016 | 3764 | Clearwater-Polk Elec Coop Inc | MN | Cooperative | . | . | . | . | . | . | . | . | . | . | . |  | 1700.64 | 2.883 | 589.8855 | 116.28 | 1.126 | 103.2682 | 4341 | N | L | 14.4 | N | 1584.36 | 1.757 | 103.2682 | 901.7416 | 1584.36 | 7627.137 | 4341 | 100% | 139.6938 | 217.05 | 279.3875 | 542.625 | 838.1625 | 868.2 | 1396.9375 | 1085.25 | 2095.4063 | 868.2 | 2793.8751 | 434.1 | 4190.8126 | 195.345 | 5587.7502 | 130.23 | 30320.5294 | 151602.6472 | 727692.7064 | 1516026.4717 | 1819231.7661 | 1212821.1774 | 818654.2947 | 727692.7064
2016 | 3774 | City of Clewiston | FL | Municipal | . | . | . | . | . | . | . | . | . | . | . |  | 206.843 | 2.582 | 80.1096 | . | . | . | 4000 | N | L | 7.2 | N | [6 empty] | 4000 | 100% |  | 200 |  | 500 |  | 1: 800; 3: 1000; 5: 800; 7: 400 | 180 |  | 120
2016 | 3804 | Clinton Combined Utility Sys | SC | Municipal | . | . | . | . | . | . | . | . | . | . | . |  | 30.562 | 0.456 | 67.0219 | . | . | . | 4127 | N | L | 25 | N | [6 empty] | 4127 | 100% |  | 206.35 |  | 515.875 |  | 1: 825.4; 3: 1031.75; 5: 825.4; 7: 412.7 | 185.715 |  | 123.81
2016 | 3812 | City of Clinton - (TN) | TN | Municipal | 100 | 1.611 | 62.0732 | 80 | 1.429 | 55.9832 | 98 | 1.435 | 68.2927 | 29497 | 13 | Y | . | . | . | . | . | . | . |  |  | . |  | 20 | 0.182 | 55.9832 | 109.8901 | 109.8901 | 5368.454 | 5368.454 | 18.2% | 9.6891 | 268.4227 | 19.3781 | 671.0567 | 58.1344 | 1073.6908 | 96.8906 | 1342.1135 | 145.3359 | 1073.6908 | 193.7812 | 536.8454 | 290.6719 | 241.5804 | 387.5625 | 161.0536 | 2600.7641 | 13003.8207 | 62418.3395 | 130038.2072 | 156045.8486 | 104030.5658 | 70220.6319 | 62418.3395
2016 | 3828 | Cloverland Electric Co-op | MI | Cooperative | 436 | 2.43 | 179.4239 | 352.4 | 2.25 | 156.6222 | 417.9 | 2.34 | 178.5897 | 43120 | 24.9 | Y | . | . | . | . | . | . | . |  |  | . |  | 83.6 | 0.18 | 156.6222 | 464.4444 | 464.4444 | 7761.6 | 7761.6 | 18% | 40.9503 | 388.08 | 81.9006 | 970.2 | 245.7017 | 1552.32 | 409.5028 | 1940.4 | 614.2542 | 1552.32 | 819.0056 | 776.16 | 1228.5084 | 349.272 | 1638.0113 | 232.848 | 15891.9853 | 79459.9265 | 381407.6473 | 794599.2652 | 953519.1183 | 635679.4122 | 429083.6032 | 381407.6473
2016 | 3841 | Coast Electric Power Assn | MS | Cooperative | 111.15 | 1.47 | 75.6122 | 40.46 | . | . | 109.53 | . | . | 81053 | 14.4 | N | . | . | . | . | . | . | . |  |  | . |  | 70.69 |  |  |  | 70.69 |  | 81053 | 100% | 6.2328 | 4052.65 | 12.4655 | 10131.625 | 37.3966 | 16210.6 | 62.3277 | 20263.25 | 93.4916 | 16210.6 | 124.6554 | 8105.3 | 186.9831 | 3647.385 | 249.3108 | 2431.59 | 25259.2354 | 126296.1771 | 606221.6503 | 1262961.7715 | 1515554.1258 | 1010369.4172 | 681999.3566 | 606221.6503
2016 | 3843 | Coastal Electric Member Corp | GA | Cooperative | 2997.6 | 4.9 | 611.7551 | 71.2 | 1.4 | 50.8571 | 2988.7 | 4.7 | 635.8936 | 18181 | 25 | Y | . | . | . | . | . | . | . |  |  | . |  | 2926.4 | 3.5 | 50.8571 | 836.1143 | 2926.4 | 63633.5 | 18181 | 100% | 258.022 | 909.05 | 516.0441 | 2272.625 | 1548.1323 | 3636.2 | 2580.2204 | 4545.25 | 3870.3306 | 3636.2 | 5160.4409 | 1818.1 | 7740.6613 | 818.145 | 10320.8817 | 545.43 | 234554.9378 | 1172774.6892 | 5629318.5082 | 11727746.892 | 14073296.2704 | 9382197.5136 | 6332983.3217 | 5629318.5082
2016 | 3844 | Coastal Electric Coop, Inc | SC | Cooperative | 3462.8 | 4.613 | 750.6612 | 235.3 | 2.542 | 92.5649 | 3447.7 | 4.057 | 849.8151 | 11694 | 12.5 | N | . | . | . | . | . | . | . |  |  | . |  | 3227.5 | 2.071 | 92.5649 | 1558.4259 | 3227.5 | 24218.274 | 11694 | 100% | 284.5702 | 584.7 | 569.1403 | 1461.75 | 1707.421 | 2338.8 | 2845.7017 | 2923.5 | 4268.5525 | 2338.8 | 5691.4034 | 1169.4 | 8537.1051 | 526.23 | 11382.8068 | 350.82 | 166388.1778 | 831940.8891 | 3993316.2675 | 8319408.8905 | 9983290.6686 | 6655527.1124 | 4492480.8009 | 3993316.2675
2016 | 3881 | City of Cody | WY | Municipal | . | . | . | . | . | . | . | . | . | . | . |  | 18.67 | 0.066 | 282.8788 | . | . | . | 7388 | N | L | 12.5 | N | [6 empty] | 7388 | 100% |  | 369.4 |  | 923.5 |  | 1: 1477.6; 3: 1847; 5: 1477.6; 7: 738.8 | 332.46 |  | 221.64
2016 | 3892 | City of Coffeyville - (KS) | KS | Municipal | 5.186 | 0.06 | 86.4333 | 5.186 | 0.06 | 86.4333 | . | . | . | 6108 | 69 | N | . | . | . | . | . | . | . |  |  | . |  | 0 | 0 | 86.4333 |  |  | 0 | 0 | 0% |  | 0 |  | 0 |  | 1: 0; 3: 0; 5: 0; 7: 0 | 0 |  | 0
2016 | 3915 | Coldwater Board of Public Util | MI | Municipal | 81.68 | 1.669 | 48.9395 | . | . | . | . | . | . | 6741 | 13.8 | Y | . | . | . | . | . | . | . |  |  | . | [7 empty] | 6741 | 100% |  | 337.05 |  | 842.625 |  | 1: 1348.2; 3: 1685.25; 5: 1348.2; 7: 674.1 | 303.345 |  | 202.23
2016 | 3916 | Cobb Electric Membership Corp | GA | Cooperative | 39.17 | 0.6 | 65.2833 | 34.21 | 0.57 | 60.0175 | 38.69 | 0.56 | 69.0893 | 201516 | 20 | Y | . | . | . | . | . | . | . |  |  | . |  | 4.96 | 0.03 | 60.0175 | 165.3333 | 165.3333 | 6045.48 | 6045.48 | 3% | 14.5775 | 302.274 | 29.155 | 755.685 | 87.4651 | 1209.096 | 145.7752 | 1511.37 | 218.6627 | 1209.096 | 291.5503 | 604.548 | 437.3255 | 272.0466 | 583.1007 | 181.3644 | 4406.4042 | 22032.0212 | 105753.7016 | 220320.2116 | 264384.2539 | 176256.1693 | 118972.9143 | 105753.7016
2016 | 3940 | City of College Station - (TX) | TX | Municipal | 53.185 | 1.324 | 40.1699 | 28.994 | 0.58 | 49.9897 | 41.861 | 1.147 | 36.4961 | 40712 | 13.2 | N | . | . | . | . | . | . | . |  |  | . |  | 24.191 | 0.744 | 49.9897 | 32.5148 | 32.5148 | 30289.728 | 30289.728 | 74.4% | 2.8668 | 1514.4864 | 5.7337 | 3786.216 | 17.2011 | 6057.9456 | 28.6684 | 7572.432 | 43.0027 | 6057.9456 | 57.3369 | 3028.9728 | 86.0053 | 1363.0378 | 114.6737 | 908.6918 | 4341.7957 | 21708.9785 | 104203.0969 | 217089.7852 | 260507.7422 | 173671.8281 | 117228.484 | 104203.0969
2016 | 3989 | City of Colorado Springs - (CO) | CO | Municipal | 44.061 | 0.677 | 65.0827 | 44.061 | 0.677 | 65.0827 | 44.061 | 0.677 | 65.0827 | 237103 | 34.5 | Y | . | . | . | . | . | . | . |  |  | . |  | 0 | 0 | 65.0827 |  |  | 0 | 0 | 0% |  | 0 |  | 0 |  | 1: 0; 3: 0; 5: 0; 7: 0 | 0 |  | 0
2016 | 4008 | Columbia Power Coop Assn Inc | OR | Cooperative | 279 | . | . | 279 | . | . | 279 | . | . | 1852 | 24.9 |  | . | . | . | . | . | . | . |  |  | . |  | 0 |  |  |  | 0 |  | 1852 | 100% | 0 | 92.6 | 0 | 231.5 | 0 | 370.4 | 0 | 463 | 0 | 370.4 | 0 | 185.2 | 0 | 83.34 | 0 | 55.56 | 0 | 0 | 0 | 0 | 0 | 0 | 0 | 0
2016 | 4040 | Calhoun County Elec Coop Assn | IA | Cooperative | . | . | . | . | . | . | . | . | . | . | . |  | 81.88 | 0.82 | 99.8537 | 38.79 | 0.61 | 63.5902 | 1685 | N | F | . | N | 43.09 | 0.21 | 63.5902 | 205.1905 | 205.1905 | 353.85 | 353.85 | 21% | 18.0917 | 17.6925 | 36.1835 | 44.2313 | 108.5504 | 70.77 | 180.9174 | 88.4625 | 271.3761 | 70.77 | 361.8348 | 35.385 | 542.7522 | 15.9232 | 723.6696 | 10.6155 | 320.0881 | 1600.4405 | 7682.1143 | 16004.4048 | 19205.2858 | 12803.5239 | 8642.3786 | 7682.1143
2016 | 4041 | Columbia Rural Elec Assn, Inc | WA | Cooperative | . | . | . | . | . | . | . | . | . | . | . |  | 177 | . | . | 177 | . | . | 5510 | N | F | 24.9 | Y | 0 |  |  |  | 0 |  | 5510 | 100% | 0 | 275.5 | 0 | 688.75 | 0 | 1102 | 0 | 1377.5 | 0 | 1102 | 0 | 551 | 0 | 247.95 | 0 | 165.3 | 0 | 0 | 0 | 0 | 0 | 0 | 0 | 0
2016 | 4045 | City of Columbia - (MO) | MO | Municipal | 63.684 | 0.461 | 138.1432 | 22.821 | 0.31 | 73.6161 | 63.684 | 0.461 | 138.1432 | 49055 | 69 | Y | . | . | . | . | . | . | . |  |  | . |  | 40.863 | 0.151 | 73.6161 | 270.6159 | 270.6159 | 7407.305 | 7407.305 | 15.1% | 23.8603 | 370.3653 | 47.7207 | 925.9131 | 143.162 | 1481.461 | 238.6033 | 1851.8263 | 357.9049 | 1481.461 | 477.2066 | 740.7305 | 715.8099 | 333.3287 | 954.4131 | 222.2192 | 8837.0366 | 44185.1829 | 212088.878 | 441851.8292 | 530222.195 | 353481.4633 | 238599.9878 | 212088.878
2016 | 4063 | Co-Mo Electric Coop Inc | MO | Cooperative | . | . | . | . | . | . | . | . | . | . | . |  | 113.5 | 0.983 | 115.4629 | 96.4 | 0.829 | 116.2847 | 31440 | N | F | 25 | Y | 17.1 | 0.154 | 116.2847 | 111.039 | 111.039 | 4841.76 | 4841.76 | 15.4% | 9.7904 | 242.088 | 19.5807 | 605.22 | 58.7421 | 968.352 | 97.9036 | 1210.44 | 146.8553 | 968.352 | 195.8071 | 484.176 | 293.7107 | 217.8792 | 391.6143 | 145.2528 | 2370.1278 | 11850.6392 | 56883.0683 | 118506.3924 | 142207.6708 | 94805.1139 | 63993.4519 | 56883.0683
2016 | 4065 | City of Columbus - (OH) | OH | Municipal | . | . | . | . | . | . | . | . | . | . | . |  | 74.9 | 0.68 | 110.1471 | 74.9 | 0.68 | 110.1471 | 14920 | N | O | 14.4 | N | 0 | 0 | 110.1471 |  |  | 0 | 0 | 0% |  | 0 |  | 0 |  | 1: 0; 3: 0; 5: 0; 7: 0 | 0 |  | 0
2016 | 4068 | City of Columbus - (MS) | MS | Municipal | . | . | . | . | . | . | . | . | . | . | . |  | . | 1.777 | . | . | . | . | 12764 | N | L | 13 | N | [6 empty] | 12764 | 100% |  | 638.2 |  | 1595.5 |  | 1: 2552.8; 3: 3191; 5: 2552.8; 7: 1276.4 | 574.38 |  | 382.92
2016 | 4110 | Commonwealth Edison Co | IL | Investor Owned | 97 | 0.856 | 113.3178 | 63 | 0.722 | 87.2576 | 96 | 0.85 | 112.9412 | 3903478 | 34 | Y | . | . | . | . | . | . | . |  |  | . |  | 34 | 0.134 | 87.2576 | 253.7313 | 253.7313 | 523066.052 | 523066.052 | 13.4% | 22.3716 | 26153.3026 | 44.7432 | 65383.2565 | 134.2297 | 104613.2104 | 223.7161 | 130766.513 | 335.5741 | 104613.2104 | 447.4322 | 52306.6052 | 671.1483 | 23537.9723 | 894.8644 | 15691.9816 | 585091.4857 | 2925457.4284 | 14042195.6561 | 29254574.2836 | 35105489.1403 | 23403659.4269 | 15797470.1132 | 14042195.6561
2016 | 4117 | Community Electric Coop | VA | Cooperative | 486.7 | 2.1 | 231.7619 | 234.6 | 1.52 | 154.3421 | 387 | 1.78 | 217.4157 | 11103 | 34.5 | N | . | . | . | . | . | . | . |  |  | . |  | 252.1 | 0.58 | 154.3421 | 434.6552 | 434.6552 | 6439.74 | 6439.74 | 58% | 38.3237 | 321.987 | 76.6475 | 804.9675 | 229.9425 | 1287.948 | 383.2375 | 1609.935 | 574.8562 | 1287.948 | 766.475 | 643.974 | 1149.7124 | 289.7883 | 1532.9499 | 193.1922 | 12339.7486 | 61698.7428 | 296153.9656 | 616987.4284 | 740384.914 | 493589.9427 | 333173.2113 | 296153.9656
2016 | 4146 | Concho Valley Elec Coop Inc | TX | Cooperative | 375 | 3.1 | 120.9677 | 368.4 | 3.05 | 120.7869 | 328.8 | 2.59 | 126.9498 | 14340 | 24.9 | Y | . | . | . | . | . | . | . |  |  | . |  | 6.6 | 0.05 | 120.7869 | 132 | 132 | 717 | 717 | 5% | 11.6385 | 35.85 | 23.277 | 89.625 | 69.831 | 143.4 | 116.385 | 179.25 | 174.5775 | 143.4 | 232.77 | 71.7 | 349.155 | 32.265 | 465.54 | 21.51 | 417.2403 | 2086.2013 | 10013.7663 | 20862.0132 | 25034.4159 | 16689.6106 | 11265.4871 | 10013.7663
2016 | 4150 | City of Concord - (NC) | NC | Municipal | 313.23 | 2.27 | 137.9868 | 62.28 | 1.1 | 56.6182 | 313.23 | 2.27 | 137.9868 | 29620 | 13.2 | N | . | . | . | . | . | . | . |  |  | . |  | 250.95 | 1.17 | 56.6182 | 214.4872 | 250.95 | 34655.4 | 29620 | 100% | 22.1264 | 1481 | 44.2528 | 3702.5 | 132.7583 | 5924 | 221.2638 | 7405 | 331.8957 | 5924 | 442.5276 | 2962 | 663.7913 | 1332.9 | 885.0551 | 888.6 | 32769.1653 | 163845.8266 | 786459.9677 | 1638458.266 | 1966149.9192 | 1310766.6128 | 884767.4636 | 786459.9677
2016 | 4176 | Connecticut Light & Power Co | CT | Investor Owned | 204.2 | 1.08 | 189.0741 | 103.8 | 0.91 | 114.0659 | 202.58 | 1.07 | 189.3271 | 1260086 | 34.5 | Y | . | . | . | . | . | . | . |  |  | . |  | 100.4 | 0.17 | 114.0659 | 590.5882 | 590.5882 | 214214.62 | 214214.62 | 17% | 52.0724 | 10710.731 | 104.1449 | 26776.8275 | 312.4346 | 42842.924 | 520.7244 | 53553.655 | 781.0866 | 42842.924 | 1041.4488 | 21421.462 | 1562.1731 | 9639.6579 | 2082.8975 | 6426.4386 | 557733.8769 | 2788669.3843 | 13385613.0445 | 27886693.8428 | 33464032.6113 | 22309355.0742 | 15058814.6751 | 13385613.0445
2016 | 4226 | Consolidated Edison Co-NY Inc | NY | Investor Owned | . | . | . | . | . | . | . | . | . | . | . |  | 21.627 | 0.135 | 160.2 | 18.824 | 0.126 | 149.3968 | 3410172 | N | F | 33 | Y | 2.803 | 0.009 | 149.3968 | 311.4444 | 311.4444 | 30691.548 | 30691.548 | 0.9% | 27.4602 | 1534.5774 | 54.9204 | 3836.4435 | 164.7612 | 6138.3096 | 274.602 | 7672.887 | 411.903 | 6138.3096 | 549.204 | 3069.1548 | 823.806 | 1381.1197 | 1098.408 | 920.7464 | 42139.8036 | 210699.018 | 1011355.2863 | 2106990.1799 | 2528388.2158 | 1685592.1439 | 1137774.6971 | 1011355.2863
2016 | 4237 | Consolidated Electric Coop | MO | Cooperative | 71.6 | 0.67 | 106.8657 | 56.9 | 0.58 | 98.1034 | 71.6 | 0.67 | 106.8657 | 7949 | 12.5 | Y | . | . | . | . | . | . | . |  |  | . |  | 14.7 | 0.09 | 98.1034 | 163.3333 | 163.3333 | 715.41 | 715.41 | 9% | 14.4012 | 35.7705 | 28.8024 | 89.4263 | 86.4071 | 143.082 | 144.0118 | 178.8525 | 216.0176 | 143.082 | 288.0235 | 71.541 | 432.0353 | 32.1934 | 576.047 | 21.4623 | 515.1373 | 2575.6863 | 12363.294 | 25756.8626 | 30908.2351 | 20605.4901 | 13908.7058 | 12363.294
2016 | 4254 | Consumers Energy Co | MI | Investor Owned | 284 | 1.151 | 246.742 | 207 | 1.007 | 205.5611 | 283 | 1.14 | 248.2456 | 1806540 | 14.4 | Y | . | . | . | . | . | . | . |  |  | . |  | 77 | 0.144 | 205.5611 | 534.7222 | 534.7222 | 260141.76 | 260141.76 | 14.4% | 47.1467 | 13007.088 | 94.2934 | 32517.72 | 282.8802 | 52028.352 | 471.4671 | 65035.44 | 707.2006 | 52028.352 | 942.9341 | 26014.176 | 1414.4012 | 11706.3792 | 1885.8682 | 7804.2528 | 613241.3519 | 3066206.7597 | 14717792.4467 | 30662067.5974 | 36794481.1168 | 24529654.0779 | 16557516.5026 | 14717792.4467
2016 | 4262 | Cooke County Elec Coop Assn | TX | Cooperative | . | . | . | . | . | . | . | . | . | . | . |  | 207.64 | 1.46 | 142.2192 | . | . | . | 15935 | N | F | 7.2 | Y | [6 empty] | 15935 | 100% |  | 796.75 |  | 1991.875 |  | 1: 3187; 3: 3983.75; 5: 3187; 7: 1593.5 | 717.075 |  | 478.05
2016 | 4265 | Continental Divide El Coop Inc | NM | Cooperative | . | . | . | . | . | . | . | . | . | . | . |  | 204.169 | . | . | 146.247 | . | . | 18370 |  | F | 25 | N | 57.922 |  |  |  | 57.922 |  | 18370 | 100% | 5.107 | 918.5 | 10.214 | 2296.25 | 30.6421 | 3674 | 51.0701 | 4592.5 | 76.6051 | 3674 | 102.1402 | 1837 | 153.2103 | 826.65 | 204.2804 | 551.1 | 4690.7883 | 23453.9414 | 112578.9186 | 234539.4137 | 281447.2964 | 187631.5309 | 126651.2834 | 112578.9186
2016 | 4280 | Conway Corporation | AR | Municipal | 0.315 | 0.004 | 78.75 | 0.315 | 0.004 | 78.75 | . | . | . | 30175 | 13.8 |  | . | . | . | . | . | . | . |  |  | . |  | 0 | 0 | 78.75 |  |  | 0 | 0 | 0% |  | 0 |  | 0 |  | 1: 0; 3: 0; 5: 0; 7: 0 | 0 |  | 0
2016 | 4296 | Cookson Hills Elec Coop, Inc | OK | Cooperative | 606.426 | 3.601 | 168.4049 | 376.04 | 2.93 | 128.3413 | 594.995 | 3.448 | 172.5624 | 17782 | 7.6 | Y | . | . | . | . | . | . | . |  |  | . |  | 230.386 | 0.671 | 128.3413 | 343.3472 | 343.3472 | 11931.722 | 11931.722 | 67.1% | 30.2731 | 596.5861 | 60.5462 | 1491.4652 | 181.6385 | 2386.3444 | 302.7309 | 2982.9305 | 454.0963 | 2386.3444 | 605.4617 | 1193.1722 | 908.1926 | 536.9275 | 1210.9234 | 357.9517 | 18060.5019 | 90302.5096 | 433452.0461 | 903025.096 | 1083630.1152 | 722420.0768 | 487633.5518 | 433452.0461
2016 | 4317 | Coos-Curry Electric Coop, Inc | OR | Cooperative | 233.9 | 2 | 116.95 | 150 | 1.56 | 96.1538 | 226.4 | 1.57 | 144.2038 | 17999 | 24.9 | N | . | . | . | . | . | . | . |  |  | . |  | 83.9 | 0.44 | 96.1538 | 190.6818 | 190.6818 | 7919.56 | 7919.56 | 44% | 16.8125 | 395.978 | 33.625 | 989.945 | 100.875 | 1583.912 | 168.125 | 1979.89 | 252.1876 | 1583.912 | 336.2501 | 791.956 | 504.3751 | 356.3802 | 672.5002 | 237.5868 | 6657.3818 | 33286.9089 | 159777.1627 | 332869.0889 | 399442.9067 | 266295.2711 | 179749.308 | 159777.1627
2016 | 4327 | Coosa Valley Electric Coop Inc | AL | Cooperative | 147.86 | 1.142 | 129.4746 | 111.8 | 0.932 | 119.9571 | 138.72 | 1.011 | 137.2107 | 16704 | 24.9 | N | . | . | . | . | . | . | . |  |  | . |  | 36.06 | 0.21 | 119.9571 | 171.7143 | 171.7143 | 3507.84 | 3507.84 | 21% | 15.1401 | 175.392 | 30.2803 | 438.48 | 90.8408 | 701.568 | 151.4013 | 876.96 | 227.1019 | 701.568 | 302.8026 | 350.784 | 454.2038 | 157.8528 | 605.6051 | 105.2352 | 2655.4573 | 13277.2867 | 63730.9762 | 132772.867 | 159327.4404 | 106218.2936 | 71697.3482 | 63730.9762
2016 | 4346 | Cooperative L&P Assn Lake County | MN | Cooperative | 763.56 | 2.43 | 314.2222 | 133.42 | 1.03 | 129.534 | 763.56 | 2.43 | 314.2222 | 6071 | 14.4 | N | . | . | . | . | . | . | . |  |  | . |  | 630.14 | 1.4 | 129.534 | 450.1 | 630.14 | 8499.4 | 6071 | 100% | 55.5597 | 303.55 | 111.1195 | 758.875 | 333.3584 | 1214.2 | 555.5974 | 1517.75 | 833.396 | 1214.2 | 1111.1947 | 607.1 | 1666.7921 | 273.195 | 2222.3894 | 182.13 | 16865.1577 | 84325.7885 | 404763.785 | 843257.8854 | 1011909.4625 | 674606.3083 | 455359.2581 | 404763.785
2016 | 4362 | Corn Belt Energy Corporation | IL | Cooperative | 262.4 | 4.2 | 62.4762 | 262.4 | 4.2 | 62.4762 | 117 | 4.08 | 28.6765 | 35679 | 69 | Y | . | . | . | . | . | . | . |  |  | . |  | 0 | 0 | 62.4762 |  |  | 0 | 0 | 0% |  | 0 |  | 0 |  | 1: 0; 3: 0; 5: 0; 7: 0 | 0 |  | 0
2016 | 4373 | Cornhusker Public Power Dist | NE | Political Subdivision | . | . | . | . | . | . | . | . | . | . | . |  | 153.02 | . | . | 153.02 | . | . | 9876 | N | O | 12.5 | N | 0 |  |  |  | 0 |  | 9876 | 100% | 0 | 493.8 | 0 | 1234.5 | 0 | 1975.2 | 0 | 2469 | 0 | 1975.2 | 0 | 987.6 | 0 | 444.42 | 0 | 296.28 | 0 | 0 | 0 | 0 | 0 | 0 | 0 | 0
2016 | 4401 | Cotton Electric Coop, Inc | OK | Cooperative | 364.25 | 3.02 | 120.6126 | 198.01 | 2.33 | 84.9828 | 246.01 | 2.126 | 115.715 | 21597 | 25 | N | . | . | . | . | . | . | . |  |  | . |  | 166.24 | 0.69 | 84.9828 | 240.9275 | 240.9275 | 14901.93 | 14901.93 | 69% | 21.2427 | 745.0965 | 42.4854 | 1862.7413 | 127.4562 | 2980.386 | 212.4269 | 3725.4825 | 318.6404 | 2980.386 | 424.8538 | 1490.193 | 637.2808 | 670.5869 | 849.7077 | 447.0579 | 15827.8558 | 79139.2788 | 379868.5381 | 791392.7877 | 949671.3452 | 633114.2301 | 427352.1053 | 379868.5381
2016 | 4430 | Covington Electric Coop, Inc | AL | Cooperative | 144.2 | 1.5 | 96.1333 | 55 | 0.9 | 61.1111 | 144.2 | 1.5 | 96.1333 | 22794 | 25 | Y | . | . | . | . | . | . | . |  |  | . |  | 89.2 | 0.6 | 61.1111 | 148.6667 | 148.6667 | 13676.4 | 13676.4 | 60% | 13.108 | 683.82 | 26.216 | 1709.55 | 78.6481 | 2735.28 | 131.0801 | 3419.1 | 196.6201 | 2735.28 | 262.1602 | 1367.64 | 393.2403 | 615.438 | 524.3204 | 410.292 | 8963.5186 | 44817.5929 | 215124.4461 | 448175.9295 | 537811.1154 | 358540.7436 | 242015.0019 | 215124.4461
2016 | 4432 | Coweta-Fayette El Member Corp | GA | Cooperative | 98.309 | 1.54 | 63.837 | 98.309 | 1.54 | 63.837 | 95.646 | 1.23 | 77.761 | 78625 | 25 | N | . | . | . | . | . | . | . |  |  | . |  | 0 | 0 | 63.837 |  |  | 0 | 0 | 0% |  | 0 |  | 0 |  | 1: 0; 3: 0; 5: 0; 7: 0 | 0 |  | 0
2016 | 4442 | PUD No 1 of Cowlitz County | WA | Political Subdivision | . | . | . | . | . | . | . | . | . | . | . |  | 81 | 0.75 | 108 | . | . | . | 49500 | N | F | 12.5 | N | [6 empty] | 49500 | 100% |  | 2475 |  | 6187.5 |  | 1: 9900; 3: 12375; 5: 9900; 7: 4950 | 2227.5 |  | 1485
2016 | 4471 | Craig-Botetourt Electric Coop | VA | Cooperative | 1137.4 | 5.34 | 212.9963 | 596.68 | 3.69 | 161.7019 | 922.65 | 4.44 | 207.804 | 6661 | . | Y | . | . | . | . | . | . | . |  |  | . |  | 540.72 | 1.65 | 161.7019 | 327.7091 | 540.72 | 10990.65 | 6661 | 100% | 47.6755 | 333.05 | 95.3511 | 832.625 | 286.0532 | 1332.2 | 476.7553 | 1665.25 | 715.133 | 1332.2 | 953.5107 | 666.1 | 1430.266 | 299.745 | 1907.0213 | 199.83 | 15878.3362 | 79391.6808 | 381080.068 | 793916.8082 | 952700.1699 | 635133.4466 | 428715.0764 | 381080.068
2016 | 4471 | Craig-Botetourt Electric Coop | WV | Cooperative | 327.88 | 3.72 | 88.1398 | 327.88 | 3.72 | 88.1398 | 327.88 | 3.72 | 88.1398 | 481 | . | Y | . | . | . | . | . | . | . |  |  | . |  | 0 | 0 | 88.1398 |  |  | 0 | 0 | 0% |  | 0 |  | 0 |  | 1: 0; 3: 0; 5: 0; 7: 0 | 0 |  | 0
2016 | 4508 | Crawfordsville Elec, Lgt & Pwr | IN | Municipal | . | . | . | . | . | . | . | . | . | . | . |  | . | . | . | 6.57 | 0.09 | 73 | 9923 | N | L | 13.8 |  |  |  | 73 |  |  |  | 9923 | 100% |  | 496.15 |  | 1240.375 |  | 1: 1984.6; 3: 2480.75; 5: 1984.6; 7: 992.3 | 446.535 |  | 297.69
2016 | 4509 | Craighead Electric Coop Corp | AR | Cooperative | . | . | . | . | . | . | . | . | . | . | . |  | 267.05 | 2.736 | 97.606 | 133.51 | 2.557 | 52.2135 | 29967 | N | F | 34.5 | N | 133.54 | 0.179 | 52.2135 | 746.0335 | 746.0335 | 5364.093 | 5364.093 | 17.9% | 65.7781 | 268.2047 | 131.5562 | 670.5116 | 394.6687 | 1072.8186 | 657.7812 | 1341.0232 | 986.6718 | 1072.8186 | 1315.5624 | 536.4093 | 1973.3436 | 241.3842 | 2631.1248 | 160.9228 | 17641.9979 | 88209.9893 | 423407.9485 | 882099.8927 | 1058519.8713 | 705679.9142 | 476333.9421 | 423407.9485
2016 | 4524 | Crawford Electric Coop, Inc | MO | Cooperative | 1352.2 | 2.415 | 559.9172 | 305.3 | 1.664 | 183.4736 | 1314.4 | 2.124 | 618.8324 | 19673 | 25 | Y | . | . | . | . | . | . | . |  |  | . |  | 1046.9 | 0.751 | 183.4736 | 1394.008 | 1394.008 | 14774.423 | 14774.423 | 75.1% | 122.9103 | 738.7211 | 245.8207 | 1846.8029 | 737.462 | 2954.8846 | 1229.1033 | 3693.6058 | 1843.6549 | 2954.8846 | 2458.2066 | 1477.4423 | 3687.3099 | 664.849 | 4916.4132 | 443.2327 | 90796.4601 | 453982.3005 | 2179115.0425 | 4539823.0051 | 5447787.6062 | 3631858.4041 | 2451504.4228 | 2179115.0425
2016 | 4577 | Crow Wing Cooperative Power & Light Comp | MN | Cooperative | 827.05 | 1.54 | 537.0454 | 89.44 | 0.76 | 117.6842 | 756.57 | 1.27 | 595.7244 | 42524 | 15 | Y | . | . | . | . | . | . | . |  |  | . |  | 737.61 | 0.78 | 117.6842 | 945.6538 | 945.6538 | 33168.72 | 33168.72 | 78% | 83.3787 | 1658.436 | 166.7575 | 4146.09 | 500.2724 | 6633.744 | 833.7874 | 8292.18 | 1250.6811 | 6633.744 | 1667.5747 | 3316.872 | 2501.3621 | 1492.5924 | 3335.1495 | 995.0616 | 138278.2997 | 691391.4983 | 3318679.1919 | 6913914.9831 | 8296697.9797 | 5531131.9865 | 3733514.0909 | 3318679.1919
2016 | 4618 | Cullman Electric Coop, Inc | AL | Cooperative | 407.57 | 3.504 | 116.3156 | 407.57 | 3.504 | 116.3156 | 392.57 | 3.272 | 119.9786 | 42872 | 46 | Y | . | . | . | . | . | . | . |  |  | . |  | 0 | 0 | 116.3156 |  |  | 0 | 0 | 0% |  | 0 |  | 0 |  | 1: 0; 3: 0; 5: 0; 7: 0 | 0 |  | 0
2016 | 4622 | Cumberland Valley Electric, Inc. | KY | Cooperative | . | . | . | 151.5 | 1.289 | 117.533 | . | . | . | 23830 | 25 | Y | . | . | . | . | . | . | . |  |  | . |  |  |  | 117.533 |  |  |  | 23830 | 100% |  | 1191.5 |  | 2978.75 |  | 1: 4766; 3: 5957.5; 5: 4766; 7: 2383 | 1072.35 |  | 714.9
2016 | 4624 | Cumberland Elec Member Corp | TN | Cooperative | . | . | . | . | . | . | . | . | . | . | . |  | 320.28 | 3.45 | 92.8348 | 219.17 | 2.77 | 79.1227 | 94399 | N | F | 25 | Y | 101.11 | 0.68 | 79.1227 | 148.6912 | 148.6912 | 64191.32 | 64191.32 | 68% | 13.1102 | 3209.566 | 26.2203 | 8023.915 | 78.661 | 12838.264 | 131.1017 | 16047.83 | 196.6525 | 12838.264 | 262.2034 | 6419.132 | 393.3051 | 2888.6094 | 524.4068 | 1925.7396 | 42077.9554 | 210389.7771 | 1009870.9303 | 2103897.7715 | 2524677.3258 | 1683118.2172 | 1136104.7966 | 1009870.9303
2016 | 4675 | Cuivre River Electric Coop Inc | MO | Cooperative | 193.67 | 1.17 | 165.5299 | 102.33 | 0.94 | 108.8617 | 176.11 | 1.01 | 174.3663 | 62391 | 24.9 | Y | . | . | . | . | . | . | . |  |  | . |  | 91.34 | 0.23 | 108.8617 | 397.1304 | 397.1304 | 14349.93 | 14349.93 | 23% | 35.0152 | 717.4965 | 70.0303 | 1793.7413 | 210.091 | 2869.986 | 350.1517 | 3587.4825 | 525.2276 | 2869.986 | 700.3035 | 1434.993 | 1050.4552 | 645.7468 | 1400.607 | 430.4979 | 25123.265 | 125616.3249 | 602958.3596 | 1256163.2491 | 1507395.8989 | 1004930.5993 | 678328.1545 | 602958.3596
2016 | 4683 | City of Cuyahoga Falls - (OH) | OH | Municipal | 63.32 | 0.378 | 167.5132 | 34.87 | 0.221 | 157.7828 | 63.32 | 0.378 | 167.5132 | 25371 | 23 | N | . | . | . | . | . | . | . |  |  | . |  | 28.45 | 0.157 | 157.7828 | 181.2102 | 181.2102 | 3983.247 | 3983.247 | 15.7% | 15.9774 | 199.1624 | 31.9548 | 497.9059 | 95.8643 | 796.6494 | 159.7739 | 995.8117 | 239.6608 | 796.6494 | 319.5477 | 398.3247 | 479.3216 | 179.2461 | 639.0955 | 119.4974 | 3182.0938 | 15910.4691 | 76370.2519 | 159104.6914 | 190925.6297 | 127283.7531 | 85916.5334 | 76370.2519
2016 | 4704 | DS&O Electric Cooperative, Inc. | KS | Cooperative | . | . | . | . | . | . | . | . | . | . | . |  | 14.6 | 0.335 | 43.5821 | 8.6 | 0.334 | 25.7485 | 8352 | N | F | 12.5 | Y | 6 | 0.001 | 25.7485 | 6000 | 6000 | 8.352 | 8.352 | 0.1% | 529.0228 | 0.4176 | 1058.0456 | 1.044 | 3174.1367 | 1.6704 | 5290.2278 | 2.088 | 7935.3417 | 1.6704 | 10580.4555 | 0.8352 | 15870.6833 | 0.37584 | 21160.9111 | 0.25056 | 220.9199 | 1104.5996 | 5302.0779 | 11045.9956 | 13255.1947 | 8836.7965 | 5964.8376 | 5302.0779
2016 | 4717 | Dakota Valley Elec Coop Inc | ND | Cooperative | 991.5 | 2.75 | 360.5455 | 163.2 | 1.568 | 104.0816 | 959.1 | 2.24 | 428.1696 | 6528 | 25 | Y | . | . | . | . | . | . | . |  |  | . |  | 828.3 | 1.182 | 104.0816 | 700.7614 | 828.3 | 7716.096 | 6528 | 100% | 73.0316 | 326.4 | 146.0632 | 816 | 438.1896 | 1305.6 | 730.3159 | 1632 | 1095.4739 | 1305.6 | 1460.6319 | 652.8 | 2190.9478 | 293.76 | 2921.2638 | 195.84 | 23837.5124 | 119187.5621 | 572100.298 | 1191875.6209 | 1430250.745 | 953500.4967 | 643612.8353 | 572100.298
2016 | 4848 | Daviess Martin County R E M C | IN | Cooperative | 426 | 2.7 | 157.7778 | 355 | 2.5 | 142 | 358 | 1.9 | 188.4211 | 8076 | 12.5 | N | . | . | . | . | . | . | . |  |  | . |  | 71 | 0.2 | 142 | 355 | 355 | 1615.2 | 1615.2 | 20% | 31.3005 | 80.76 | 62.601 | 201.9 | 187.8031 | 323.04 | 313.0051 | 403.8 | 469.5077 | 323.04 | 626.0103 | 161.52 | 939.0154 | 72.684 | 1252.0206 | 48.456 | 2527.8295 | 12639.1477 | 60667.9089 | 126391.4769 | 151669.7722 | 101113.1815 | 68251.3975 | 60667.9089
2016 | 4911 | Dawson Power District | NE | Political Subdivision | . | . | . | . | . | . | . | . | . | . | . |  | 176 | . | . | . | . | . | 23013 | N | O | . | Y | [6 empty] | 23013 | 100% |  | 1150.65 |  | 2876.625 |  | 1: 4602.6; 3: 5753.25; 5: 4602.6; 7: 2301.3 | 1035.585 |  | 690.39
2016 | 4922 | Dayton Power & Light Co | OH | Investor Owned | 150.74 | 0.92 | 163.8478 | 87.88 | 0.77 | 114.1299 | 145.01 | 0.84 | 172.631 | 580592 | 12 | N | . | . | . | . | . | . | . |  |  | . |  | 62.86 | 0.15 | 114.1299 | 419.0667 | 419.0667 | 87088.8 | 87088.8 | 15% | 36.9493 | 4354.44 | 73.8986 | 10886.1 | 221.6958 | 17417.76 | 369.493 | 21772.2 | 554.2395 | 17417.76 | 738.986 | 8708.88 | 1108.4791 | 3918.996 | 1477.9721 | 2612.664 | 160893.5185 | 804467.5927 | 3861444.4447 | 8044675.9265 | 9653611.1118 | 6435740.7412 | 4344125.0003 | 3861444.4447
2016 | 4939 | Deaf Smith Electric Coop, Inc | TX | Cooperative | 386.2 | 3.3 | 117.0303 | 328.1 | 2.9 | 113.1379 | 289.2 | 2.2 | 131.4546 | 14403 | 14.4 | Y | . | . | . | . | . | . | . |  |  | . |  | 58.1 | 0.4 | 113.1379 | 145.25 | 145.25 | 5761.2 | 5761.2 | 40% | 12.8068 | 288.06 | 25.6135 | 720.15 | 76.8406 | 1152.24 | 128.0676 | 1440.3 | 192.1014 | 1152.24 | 256.1352 | 576.12 | 384.2028 | 259.254 | 512.2704 | 172.836 | 3689.1152 | 18445.576 | 88538.765 | 184455.7605 | 221346.9126 | 147564.6084 | 99606.1107 | 88538.765
2016 | 4958 | Decatur Utilities | AL | Municipal | . | . | . | . | . | . | . | . | . | . | . |  | 28.952 | 0.599 | 48.3339 | . | . | . | 26538 | N | O | 12.5 | Y | [6 empty] | 26538 | 100% |  | 1326.9 |  | 3317.25 |  | 1: 5307.6; 3: 6634.5; 5: 5307.6; 7: 2653.8 | 1194.21 |  | 796.14
2016 | 4960 | Decatur County Rural E M C | IN | Cooperative | 192.2 | 1.4 | 137.2857 | 192.2 | 1.4 | 137.2857 | 192.2 | 1.4 | 137.2857 | 7893 | 12.5 | Y | . | . | . | . | . | . | . |  |  | . |  | 0 | 0 | 137.2857 |  |  | 0 | 0 | 0% |  | 0 |  | 0 |  | 1: 0; 3: 0; 5: 0; 7: 0 | 0 |  | 0
2016 | 4975 | Deep East Texas Elec Coop Inc | TX | Cooperative | 586.212 | . | . | 586.212 | . | . | 265.92 | . | . | 42164 | 12.5 |  | . | . | . | . | . | . | . |  |  | . |  | 0 |  |  |  | 0 |  | 42164 | 100% | 0 | 2108.2 | 0 | 5270.5 | 0 | 8432.8 | 0 | 10541 | 0 | 8432.8 | 0 | 4216.4 | 0 | 1897.38 | 0 | 1264.92 | 0 | 0 | 0 | 0 | 0 | 0 | 0 | 0
2016 | 5027 | Delmarva Power | DE | Investor Owned | 158.01 | 1.218 | 129.7291 | 100.973 | 0.992 | 101.7873 | 157.429 | 1.207 | 130.43 | 308123 | 69 | Y | . | . | . | . | . | . | . |  |  | . |  | 57.037 | 0.226 | 101.7873 | 252.3761 | 252.3761 | 69635.798 | 69635.798 | 22.6% | 22.2521 | 3481.7899 | 44.5042 | 8704.4747 | 133.5127 | 13927.1596 | 222.5212 | 17408.9495 | 333.7818 | 13927.1596 | 445.0424 | 6963.5798 | 667.5635 | 3133.6109 | 890.0847 | 2089.0739 | 77477.2001 | 387386.0004 | 1859452.8019 | 3873860.0039 | 4648632.0047 | 3099088.0031 | 2091884.4021 | 1859452.8019
2016 | 5027 | Delmarva Power | MD | Investor Owned | 119.2 | 1.261 | 94.5282 | 94.004 | 1.094 | 85.9269 | 113.397 | 1.189 | 95.3717 | 205816 | 69 | Y | . | . | . | . | . | . | . |  |  | . |  | 25.196 | 0.167 | 85.9269 | 150.8743 | 150.8743 | 34371.272 | 34371.272 | 16.7% | 13.3027 | 1718.5636 | 26.6053 | 4296.409 | 79.8159 | 6874.2544 | 133.0265 | 8592.818 | 199.5398 | 6874.2544 | 266.0531 | 3437.1272 | 399.0796 | 1546.7072 | 532.1061 | 1031.1382 | 22861.4545 | 114307.2727 | 548674.9087 | 1143072.7265 | 1371687.2718 | 914458.1812 | 617259.2723 | 548674.9087
2016 | 5063 | City of Denton - (TX) | TX | Municipal | 46.2 | 0.96 | 48.125 | 46.2 | 0.96 | 48.125 | 46.2 | 0.96 | 48.125 | 52222 | 13.2 | Y | . | . | . | . | . | . | . |  |  | . |  | 0 | 0 | 48.125 |  |  | 0 | 0 | 0% |  | 0 |  | 0 |  | 1: 0; 3: 0; 5: 0; 7: 0 | 0 |  | 0
2016 | 5070 | Delaware Electric Cooperative | DE | Cooperative | 121 | 1.8 | 67.2222 | 109.3 | 1.7 | 64.2941 | 116.89 | 1.66 | 70.4157 | 91600 | 12 |  | . | . | . | . | . | . | . |  |  | . |  | 11.7 | 0.1 | 64.2941 | 117 | 117 | 9160 | 9160 | 10% | 10.3159 | 458 | 20.6319 | 1145 | 61.8957 | 1832 | 103.1594 | 2290 | 154.7392 | 1832 | 206.3189 | 916 | 309.4783 | 412.2 | 412.6378 | 274.8 | 4724.7024 | 23623.5121 | 113392.8582 | 236235.1212 | 283482.1455 | 188988.097 | 127566.9655 | 113392.8582
2016 | 5078 | Denton County Elec Coop, Inc | TX | Cooperative | 38.72 | 0.64 | 60.5 | 34.51 | 0.55 | 62.7455 | 36.25 | 0.52 | 69.7115 | 209866 | 24.9 | Y | . | . | . | . | . | . | . |  |  | . |  | 4.21 | 0.09 | 62.7455 | 46.7778 | 46.7778 | 18887.94 | 18887.94 | 9% | 4.1244 | 944.397 | 8.2488 | 2360.9925 | 24.7465 | 3777.588 | 41.2442 | 4721.985 | 61.8663 | 3777.588 | 82.4884 | 1888.794 | 123.7325 | 849.9573 | 164.9767 | 566.6382 | 3895.0883 | 19475.4414 | 93482.1189 | 194754.4144 | 233705.2973 | 155803.5315 | 105167.3838 | 93482.1189
2016 | 5109 | DTE Electric Company | MI | Investor Owned | 238 | 0.986 | 241.3793 | 180 | 0.912 | 197.3684 | 238 | 0.986 | 241.3793 | 2187144 | 13.2 | Y | . | . | . | . | . | . | . |  |  | . |  | 58 | 0.074 | 197.3684 | 783.7838 | 783.7838 | 161848.656 | 161848.656 | 7.4% | 69.1066 | 8092.4328 | 138.2132 | 20231.082 | 414.6395 | 32369.7312 | 691.0658 | 40462.164 | 1036.5987 | 32369.7312 | 1382.1316 | 16184.8656 | 2073.1974 | 7283.1895 | 2764.2632 | 4855.4597 | 559240.3468 | 2796201.734 | 13421768.3233 | 27962017.3402 | 33554420.8082 | 22369613.8722 | 15099489.3637 | 13421768.3233
2016 | 5111 | City of Detroit Lakes - (MN) | MN | Municipal | 9.962 | 0.063 | 158.127 | 9.962 | 0.063 | 158.127 | 9.962 | 0.063 | 158.127 | 7326 | 12.4 | N | . | . | . | . | . | . | . |  |  | . |  | 0 | 0 | 158.127 |  |  | 0 | 0 | 0% |  | 0 |  | 0 |  | 1: 0; 3: 0; 5: 0; 7: 0 | 0 |  | 0
2016 | 5148 | City of Dickson | TN | Municipal | 198.267 | 2.046 | 96.9047 | 177.061 | 1.994 | 88.7969 | . | . | . | 34589 | 13 | Y | . | . | . | . | . | . | . |  |  | . |  | 21.206 | 0.052 | 88.7969 | 407.8077 | 407.8077 | 1798.628 | 1798.628 | 5.2% | 35.9566 | 89.9314 | 71.9132 | 224.8285 | 215.7396 | 359.7256 | 359.5659 | 449.657 | 539.3489 | 359.7256 | 719.1319 | 179.8628 | 1078.6978 | 80.9383 | 1438.2637 | 53.9588 | 3233.6267 | 16168.1337 | 77607.042 | 161681.3374 | 194017.6049 | 129345.0699 | 87307.9222 | 77607.042
2016 | 5175 | Dixie Electric Power Assn | MS | Cooperative | . | . | . | . | . | . | . | . | . | . | . |  | 250.303 | 2.552 | 98.0811 | 227.131 | 2.428 | 93.5465 | 37270 | N | F | 24.9 | Y | 23.172 | 0.124 | 93.5465 | 186.871 | 186.871 | 4621.48 | 4621.48 | 12.4% | 16.4765 | 231.074 | 32.953 | 577.685 | 98.859 | 924.296 | 164.765 | 1155.37 | 247.1475 | 924.296 | 329.53 | 462.148 | 494.295 | 207.9666 | 659.06 | 138.6444 | 3807.2907 | 19036.4535 | 91374.9768 | 190364.5349 | 228437.4419 | 152291.6279 | 102796.8488 | 91374.9768
2016 | 5202 | Dixie Electric Membership Corp | LA | Cooperative | 1458.8 | 4.615 | 316.0997 | 222.9 | 3.334 | 66.8566 | 1453.8 | 4.243 | 342.6349 | 106654 | 69 | Y | . | . | . | . | . | . | . |  |  | . |  | 1235.9 | 1.281 | 66.8566 | 964.7931 | 1235.9 | 136623.774 | 106654 | 100% | 108.9699 | 5332.7 | 217.9398 | 13331.75 | 653.8193 | 21330.8 | 1089.6988 | 26663.5 | 1634.5481 | 21330.8 | 2179.3975 | 10665.4 | 3269.0963 | 4799.43 | 4358.795 | 3199.62 | 581103.6529 | 2905518.2645 | 13946487.6697 | 29055182.6451 | 34866219.1741 | 23244146.1161 | 15689798.6284 | 13946487.6697
2016 | 5204 | Dixie Electric Coop | AL | Cooperative | 197.79 | . | . | 197.79 | . | . | 182.74 | . | . | 23300 | 13.2 | N | . | . | . | . | . | . | . |  |  | . |  | 0 |  |  |  | 0 |  | 23300 | 100% | 0 | 1165 | 0 | 2912.5 | 0 | 4660 | 0 | 5825 | 0 | 4660 | 0 | 2330 | 0 | 1048.5 | 0 | 699 | 0 | 0 | 0 | 0 | 0 | 0 | 0 | 0
2016 | 5336 | City of Dover - (OH) | OH | Municipal | 4.539 | 0.025 | 181.56 | 2.558 | 0.016 | 159.875 | 4.539 | 0.025 | 181.56 | 6823 | 12.5 | N | . | . | . | . | . | . | . |  |  | . |  | 1.981 | 0.009 | 159.875 | 220.1111 | 220.1111 | 61.407 | 61.407 | 0.9% | 19.4073 | 3.0703 | 38.8146 | 7.6759 | 116.4438 | 12.2814 | 194.073 | 15.3517 | 291.1095 | 12.2814 | 388.146 | 6.1407 | 582.219 | 2.7633 | 776.2919 | 1.8422 | 59.5872 | 297.936 | 1430.0928 | 2979.36 | 3575.2319 | 2383.488 | 1608.8544 | 1430.0928
2016 | 5394 | Dubois Rural Electric Coop Inc | IN | Cooperative | . | . | . | . | . | . | . | . | . | . | . |  | 190.862 | 1.92 | 99.4073 | 168.784 | 1.767 | 95.5201 | 13550 | N | L | 12.5 | Y | 22.078 | 0.153 | 95.5201 | 144.3007 | 144.3007 | 2073.15 | 2073.15 | 15.3% | 12.7231 | 103.6575 | 25.4461 | 259.1438 | 76.3383 | 414.63 | 127.2306 | 518.2875 | 190.8458 | 414.63 | 254.4611 | 207.315 | 381.6917 | 93.2917 | 508.9222 | 62.1945 | 1318.8401 | 6594.2006 | 31652.1628 | 65942.0059 | 79130.4071 | 52753.6047 | 35608.6832 | 31652.1628
2016 | 5399 | Duck River Elec Member Corp | TN | Cooperative | 100.4 | 1.34 | 74.9254 | 84.5 | 1.25 | 67.6 | 79.4 | 1.19 | 66.7227 | 72688 | 25 | Y | . | . | . | . | . | . | . |  |  | . |  | 15.9 | 0.09 | 67.6 | 176.6667 | 176.6667 | 6541.92 | 6541.92 | 9% | 15.5768 | 327.096 | 31.1536 | 817.74 | 93.4607 | 1308.384 | 155.7678 | 1635.48 | 233.6517 | 1308.384 | 311.5356 | 654.192 | 467.3035 | 294.3864 | 623.0713 | 196.2576 | 5095.103 | 25475.5151 | 122282.4723 | 254755.1506 | 305706.1807 | 203804.1205 | 137567.7813 | 122282.4723
2016 | 5416 | Duke Energy Carolinas, LLC | NC | Investor Owned | 338 | 1.37 | 246.7153 | 170 | 1.07 | 158.8785 | 332 | 1.31 | 253.4351 | 1940614 | 35 | Y | . | . | . | . | . | . | . |  |  | . |  | 168 | 0.3 | 158.8785 | 560 | 560 | 582184.2 | 582184.2 | 30% | 49.3755 | 29109.21 | 98.7509 | 72773.025 | 296.2528 | 116436.84 | 493.7546 | 145546.05 | 740.6319 | 116436.84 | 987.5092 | 58218.42 | 1481.2638 | 26198.289 | 1975.0184 | 17465.526 | 1437280.6113 | 7186403.0566 | 34494734.6716 | 71864030.5658 | 86236836.6789 | 57491224.4526 | 38806576.5055 | 34494734.6716
2016 | 5416 | Duke Energy Carolinas, LLC | SC | Investor Owned | 281 | 1.31 | 214.5038 | 164 | 1.08 | 151.8519 | 273 | 1.23 | 221.9512 | 574230 | 35 | Y | . | . | . | . | . | . | . |  |  | . |  | 117 | 0.23 | 151.8519 | 508.6957 | 508.6957 | 132072.9 | 132072.9 | 23% | 44.8519 | 6603.645 | 89.7039 | 16509.1125 | 269.1116 | 26414.58 | 448.5193 | 33018.225 | 672.779 | 26414.58 | 897.0386 | 13207.29 | 1345.5579 | 5943.2805 | 1794.0772 | 3962.187 | 296186.2307 | 1480931.1536 | 7108469.5371 | 14809311.5356 | 17771173.8428 | 11847449.2285 | 7997028.2292 | 7108469.5371
2016 | 5417 | Dunn County Electric Coop | WI | Cooperative | 108.3 | 1.634 | 66.2791 | 108.3 | 1.634 | 66.2791 | 92.9 | 0.861 | 107.8978 | 10147 | 7.2 | Y | . | . | . | . | . | . | . |  |  | . |  | 0 | 0 | 66.2791 |  |  | 0 | 0 | 0% |  | 0 |  | 0 |  | 1: 0; 3: 0; 5: 0; 7: 0 | 0 |  | 0
2016 | 5429 | City of Duncan - (OK) | OK | Municipal | . | . | . | . | . | . | . | . | . | . | . |  | 413.75 | 2.94 | 140.7313 | . | . | . | 8685 | N | O | 13.2 | N | [6 empty] | 8685 | 100% |  | 434.25 |  | 1085.625 |  | 1: 1737; 3: 2171.25; 5: 1737; 7: 868.5 | 390.825 |  | 260.55
2016 | 5487 | Duquesne Light Co | PA | Investor Owned | . | . | . | . | . | . | . | . | . | . | . |  | 70 | 0.85 | 82.3529 | 70 | 0.85 | 82.3529 | 592977 |  | F | 23 | N | 0 | 0 | 82.3529 |  |  | 0 | 0 | 0% |  | 0 |  | 0 |  | 1: 0; 3: 0; 5: 0; 7: 0 | 0 |  | 0
2016 | 5509 | City of Dyersburg | TN | Municipal | 84.823 | 1.484 | 57.1584 | 35.172 | 0.566 | 62.1413 | . | . | . | 11859 | 13.2 | N | . | . | . | . | . | . | . |  |  | . |  | 49.651 | 0.918 | 62.1413 | 54.0861 | 54.0861 | 10886.562 | 10886.562 | 91.8% | 4.7688 | 544.3281 | 9.5376 | 1360.8202 | 28.6128 | 2177.3124 | 47.6879 | 2721.6405 | 71.5319 | 2177.3124 | 95.3759 | 1088.6562 | 143.0638 | 489.8953 | 190.7517 | 326.5969 | 2595.7878 | 12978.9392 | 62298.9082 | 129789.3921 | 155747.2706 | 103831.5137 | 70086.2718 | 62298.9082
2016 | 5574 | East Central Energy | MN | Cooperative | 122.834 | 1.318 | 93.1973 | 78.218 | 1.004 | 77.9064 | 117.053 | 1.12 | 104.5116 | 59284 | 14.4 | Y | . | . | . | . | . | . | . |  |  | . |  | 44.616 | 0.314 | 77.9064 | 142.0892 | 142.0892 | 18615.176 | 18615.176 | 31.4% | 12.5281 | 930.7588 | 25.0561 | 2326.897 | 75.1684 | 3723.0352 | 125.2807 | 4653.794 | 187.921 | 3723.0352 | 250.5614 | 1861.5176 | 375.842 | 837.6829 | 501.1227 | 558.4553 | 11660.6096 | 58303.048 | 279854.6304 | 583030.4799 | 699636.5759 | 466424.384 | 314836.4592 | 279854.6304
2016 | 5575 | City of East Grand Forks - (MN) | MN | Municipal | . | . | . | . | . | . | . | . | . | . | . |  | 23.24 | 0.533 | 43.6023 | 23.24 | 0.533 | 43.6023 | 4294 | N | F | 12.5 | N | 0 | 0 | 43.6023 |  |  | 0 | 0 | 0% |  | 0 |  | 0 |  | 1: 0; 3: 0; 5: 0; 7: 0 | 0 |  | 0
2016 | 5578 | East Mississippi Elec Pwr Assn | MS | Cooperative | 272.8 | 2.89 | 94.3945 | 236.3 | 2.71 | 87.1956 | 215.2 | 2.25 | 95.6444 | 12297 | 25 | N | . | . | . | . | . | . | . |  |  | . |  | 36.5 | 0.18 | 87.1956 | 202.7778 | 202.7778 | 2213.46 | 2213.46 | 18% | 17.879 | 110.673 | 35.758 | 276.6825 | 107.2741 | 442.692 | 178.7901 | 553.365 | 268.1852 | 442.692 | 357.5802 | 221.346 | 536.3703 | 99.6057 | 715.1604 | 66.4038 | 1978.7237 | 9893.6187 | 47489.3696 | 98936.1866 | 118723.424 | 79148.9493 | 53425.5408 | 47489.3696
2016 | 5585 | Eastern Illinois Elec Coop | IL | Cooperative | 300.7 | 2.53 | 118.8538 | 120.9 | 1.57 | 77.0064 | 262.4 | 1.77 | 148.2486 | 13457 | 7.2 | Y | . | . | . | . | . | . | . |  |  | . |  | 179.8 | 0.96 | 77.0064 | 187.2917 | 187.2917 | 12918.72 | 12918.72 | 96% | 16.5136 | 645.936 | 33.0272 | 1614.84 | 99.0816 | 2583.744 | 165.1359 | 3229.68 | 247.7039 | 2583.744 | 330.2719 | 1291.872 | 495.4078 | 581.3424 | 660.5437 | 387.5616 | 10666.7242 | 53333.6209 | 256001.3802 | 533336.2087 | 640003.4504 | 426668.9669 | 288001.5527 | 256001.3802
2016 | 5588 | East-Central Iowa Rural Elec Coop | IA | Cooperative | . | . | . | . | . | . | . | . | . | . | . |  | 104 | 1.29 | 80.6202 | 80 | 1.01 | 79.2079 | 8700 | N | F | 12.5 | Y | 24 | 0.28 | 79.2079 | 85.7143 | 85.7143 | 2436 | 2436 | 28% | 7.5575 | 121.8 | 15.1149 | 304.5 | 45.3448 | 487.2 | 75.5747 | 609 | 113.362 | 487.2 | 151.1494 | 243.6 | 226.724 | 109.62 | 302.2987 | 73.08 | 920.4996 | 4602.4982 | 22091.9912 | 46024.9816 | 55229.978 | 36819.9853 | 24853.4901 | 22091.9912
2016 | 5598 | East Central Oklahoma Elec Coop Inc | OK | Cooperative | . | . | . | . | . | . | . | . | . | . | . |  | 240 | 1.98 | 121.2121 | 240 | 1.98 | 121.2121 | 33295 | N | F | 25 | Y | 0 | 0 | 121.2121 |  |  | 0 | 0 | 0% |  | 0 |  | 0 |  | 1: 0; 3: 0; 5: 0; 7: 0 | 0 |  | 0
2016 | 5605 | Eastern Iowa Light & Power Coop | IA | Cooperative | 111 | 1.06 | 104.717 | 88 | 0.92 | 95.6522 | 56.06 | 0.72 | 77.8611 | 23588 | 7.2 | N | . | . | . | . | . | . | . |  |  | . |  | 23 | 0.14 | 95.6522 | 164.2857 | 164.2857 | 3302.32 | 3302.32 | 14% | 14.4851 | 165.116 | 28.9703 | 412.79 | 86.9109 | 660.464 | 144.8515 | 825.58 | 217.2772 | 660.464 | 289.7029 | 330.232 | 434.5544 | 148.6044 | 579.4059 | 99.0696 | 2391.7296 | 11958.6481 | 57401.5107 | 119586.4805 | 143503.7766 | 95669.1844 | 64576.6995 | 57401.5107
2016 | 5609 | Eastern Maine Electric Coop | ME | Cooperative | 695.16 | 6.58 | 105.6474 | 558.11 | 5.54 | 100.7419 | 617.15 | 5.92 | 104.2483 | 12631 | 25 | Y | . | . | . | . | . | . | . |  |  | . |  | 137.05 | 1.04 | 100.7419 | 131.7788 | 137.05 | 13136.24 | 12631 | 100% | 12.0838 | 631.55 | 24.1675 | 1578.875 | 72.5026 | 2526.2 | 120.8376 | 3157.75 | 181.2564 | 2526.2 | 241.6752 | 1263.1 | 362.5129 | 568.395 | 483.3505 | 378.93 | 7631.4999 | 38157.4993 | 183155.9965 | 381574.9927 | 457889.9912 | 305259.9941 | 206050.496 | 183155.9965
2016 | 5625 | Easton Utilities Comm | MD | Municipal | . | . | . | . | . | . | . | . | . | . | . |  | 18.143 | 0.249 | 72.8635 | . | . | . | 10607 | Y | F | 25 | N | [6 empty] | 10607 | 100% |  | 530.35 |  | 1325.875 |  | 1: 2121.4; 3: 2651.75; 5: 2121.4; 7: 1060.7 | 477.315 |  | 318.21
2016 | 5632 | Eau Claire Electric Coop | WI | Cooperative | . | . | . | . | . | . | . | . | . | . | . |  | 125.5 | 1.11 | 113.0631 | 99.4 | 1.022 | 97.2603 | 10907 | N | L | 12.5 | Y | 26.1 | 0.088 | 97.2603 | 296.5909 | 296.5909 | 959.816 | 959.816 | 8.8% | 26.1506 | 47.9908 | 52.3011 | 119.977 | 156.9033 | 191.9632 | 261.5056 | 239.954 | 392.2584 | 191.9632 | 523.0112 | 95.9816 | 784.5167 | 43.1917 | 1046.0223 | 28.7945 | 1254.9862 | 6274.9309 | 30119.6685 | 62749.3093 | 75299.1712 | 50199.4475 | 33884.627 | 30119.6685
2016 | 5644 | Edisto Electric Coop, Inc | SC | Cooperative | 173.936 | . | . | 42.646 | . | . | 173.83 | . | . | 19990 | 14.4 | N | . | . | . | . | . | . | . |  |  | . |  | 131.29 |  |  |  | 131.29 |  | 19990 | 100% | 11.5759 | 999.5 | 23.1518 | 2498.75 | 69.4554 | 3998 | 115.759 | 4997.5 | 173.6385 | 3998 | 231.518 | 1999 | 347.277 | 899.55 | 463.036 | 599.7 | 11570.1121 | 57850.5606 | 277682.691 | 578505.6062 | 694206.7274 | 462804.4849 | 312393.0273 | 277682.691
2016 | 5656 | Edgecombe-Martin County E M C | NC | Cooperative | 547 | 2.364 | 231.3875 | 276 | 2.036 | 135.5599 | 474 | 2.056 | 230.5447 | 11505 | 25 | N | . | . | . | . | . | . | . |  |  | . |  | 271 | 0.328 | 135.5599 | 826.2195 | 826.2195 | 3773.64 | 3773.64 | 32.8% | 72.8482 | 188.682 | 145.6963 | 471.705 | 437.0889 | 754.728 | 728.4816 | 943.41 | 1092.7224 | 754.728 | 1456.9631 | 377.364 | 2185.4447 | 169.8138 | 2913.9263 | 113.2092 | 13745.1359 | 68725.6796 | 329883.2623 | 687256.7965 | 824708.1558 | 549805.4372 | 371118.6701 | 329883.2623
2016 | 5661 | City of Edmond - (OK) | OK | Municipal | 99.473 | 1.405 | 70.7993 | 40.36 | 0.663 | 60.8748 | . | . | . | 38852 | 12.4 | N | . | . | . | . | . | . | . |  |  | . |  | 59.113 | 0.742 | 60.8748 | 79.6671 | 79.6671 | 28828.184 | 28828.184 | 74.2% | 7.0243 | 1441.4092 | 14.0486 | 3603.523 | 42.1457 | 5765.6368 | 70.2429 | 7207.046 | 105.3643 | 5765.6368 | 140.4857 | 2882.8184 | 210.7286 | 1297.2683 | 280.9715 | 864.8455 | 10124.8712 | 50624.3558 | 242996.908 | 506243.5583 | 607492.2699 | 404994.8466 | 273371.5215 | 242996.908
2016 | 5701 | El Paso Electric Co | NM | Investor Owned | 71.5 | 1.08 | 66.2037 | 68.6 | 1.05 | 65.3333 | 71.5 | 1.08 | 66.2037 | 96836 | 23.9 | Y | . | . | . | . | . | . | . |  |  | . |  | 2.9 | 0.03 | 65.3333 | 96.6667 | 96.6667 | 2905.08 | 2905.08 | 3% | 8.5231 | 145.254 | 17.0463 | 363.135 | 51.1389 | 581.016 | 85.2314 | 726.27 | 127.8472 | 581.016 | 170.4629 | 290.508 | 255.6943 | 130.7286 | 340.9258 | 87.1524 | 1238.0209 | 6190.1043 | 29712.5008 | 61901.0434 | 74281.252 | 49520.8347 | 33426.5634 | 29712.5008
2016 | 5701 | El Paso Electric Co | TX | Investor Owned | 62.73 | 0.733 | 85.5798 | 53.6 | 0.68 | 78.8235 | 62.626 | 0.729 | 85.9067 | 314226 | 23.9 | Y | . | . | . | . | . | . | . |  |  | . |  | 9.13 | 0.053 | 78.8235 | 172.2642 | 172.2642 | 16653.978 | 16653.978 | 5.3% | 15.1886 | 832.6989 | 30.3772 | 2081.7472 | 91.1317 | 3330.7956 | 151.8861 | 4163.4945 | 227.8291 | 3330.7956 | 303.7722 | 1665.3978 | 455.6583 | 749.429 | 607.5444 | 499.6193 | 12647.5388 | 63237.6939 | 303540.9307 | 632376.939 | 758852.3268 | 505901.5512 | 341483.5471 | 303540.9307
2016 | 5773 | City of Elk River | MN | Municipal | 28.175 | 0.241 | 116.9087 | 28.175 | 0.241 | 116.9087 | 28.175 | 0.241 | 116.9087 | 10816 | 12.5 | N | . | . | . | . | . | . | . |  |  | . |  | 0 | 0 | 116.9087 |  |  | 0 | 0 | 0% |  | 0 |  | 0 |  | 1: 0; 3: 0; 5: 0; 7: 0 | 0 |  | 0
2016 | 5780 | Elkhorn Rural Public Pwr Dist | NE | Political Subdivision | . | . | . | . | . | . | . | . | . | . | . |  | 80.28 | 0.71 | 113.0704 | 29.26 | 0.527 | 55.5218 | 9554 | N | F | 12.5 | N | 51.02 | 0.183 | 55.5218 | 278.7978 | 278.7978 | 1748.382 | 1748.382 | 18.3% | 24.5817 | 87.4191 | 49.1635 | 218.5478 | 147.4904 | 349.6764 | 245.8173 | 437.0955 | 368.726 | 349.6764 | 491.6346 | 174.8382 | 737.452 | 78.6772 | 983.2693 | 52.4515 | 2148.9129 | 10744.5646 | 51573.91 | 107445.6458 | 128934.775 | 85956.5167 | 58020.6488 | 51573.91
2016 | 5860 | Empire District Electric Co | AR | Investor Owned | 80.74 | 0.723 | 111.6736 | 80.74 | 0.723 | 111.6736 | . | . | . | 5532 | 12.5 | N | . | . | . | . | . | . | . |  |  | . |  | 0 | 0 | 111.6736 |  |  | 0 | 0 | 0% |  | 0 |  | 0 |  | 1: 0; 3: 0; 5: 0; 7: 0 | 0 |  | 0
2016 | 5860 | Empire District Electric Co | KS | Investor Owned | 264.81 | 2.81 | 94.2384 | 158.16 | 2.397 | 65.9825 | . | . | . | 10858 | 12.5 | N | . | . | . | . | . | . | . |  |  | . |  | 106.65 | 0.413 | 65.9825 | 258.2324 | 258.2324 | 4484.354 | 4484.354 | 41.3% | 22.7685 | 224.2177 | 45.5369 | 560.5443 | 136.6108 | 896.8708 | 227.6847 | 1121.0885 | 341.5271 | 896.8708 | 455.3695 | 448.4354 | 683.0542 | 201.7959 | 910.739 | 134.5306 | 5105.0949 | 25525.4747 | 122522.2783 | 255254.7465 | 306305.6958 | 204203.7972 | 137837.5631 | 122522.2783
2016 | 5860 | Empire District Electric Co | MO | Investor Owned | 96.68 | 1.035 | 93.4106 | 96.68 | 1.035 | 93.4106 | . | . | . | 164745 | 25 | N | . | . | . | . | . | . | . |  |  | . |  | 0 | 0 | 93.4106 |  |  | 0 | 0 | 0% |  | 0 |  | 0 |  | 1: 0; 3: 0; 5: 0; 7: 0 | 0 |  | 0
2016 | 5860 | Empire District Electric Co | OK | Investor Owned | 185.25 | 2.169 | 85.408 | 185.25 | 2.169 | 85.408 | . | . | . | 6810 | 12.7 | N | . | . | . | . | . | . | . |  |  | . |  | 0 | 0 | 85.408 |  |  | 0 | 0 | 0% |  | 0 |  | 0 |  | 1: 0; 3: 0; 5: 0; 7: 0 | 0 |  | 0
2016 | 5862 | Empire Electric Assn, Inc | CO | Cooperative | 156.403 | 1.374 | 113.8304 | 156.403 | 1.374 | 113.8304 | 156.403 | 1.374 | 113.8304 | 16226 | 44 | Y | . | . | . | . | . | . | . |  |  | . |  | 0 | 0 | 113.8304 |  |  | 0 | 0 | 0% |  | 0 |  | 0 |  | 1: 0; 3: 0; 5: 0; 7: 0 | 0 |  | 0
2016 | 5905 | Excelsior Electric Member Corp | GA | Cooperative | . | . | . | . | . | . | . | . | . | . | . |  | 2604 | . | . | 2604 | . | . | 22514 | N | O | 24.9 | Y | 0 |  |  |  | 0 |  | 22514 | 100% | 0 | 1125.7 | 0 | 2814.25 | 0 | 4502.8 | 0 | 5628.5 | 0 | 4502.8 | 0 | 2251.4 | 0 | 1013.13 | 0 | 675.42 | 0 | 0 | 0 | 0 | 0 | 0 | 0 | 0
2016 | 5929 | Fairfield Electric Coop, Inc | SC | Cooperative | . | . | . | . | . | . | . | . | . | . | . |  | 165.38 | 1.98 | 83.5253 | 108.32 | 1.44 | 75.2222 | 27675 | N | L | 25 | Y | 57.06 | 0.54 | 75.2222 | 105.6667 | 105.6667 | 14944.5 | 14944.5 | 54% | 9.3167 | 747.225 | 18.6334 | 1868.0625 | 55.9001 | 2988.9 | 93.1668 | 3736.125 | 139.7502 | 2988.9 | 186.3336 | 1494.45 | 279.5004 | 672.5025 | 372.6672 | 448.335 | 6961.6554 | 34808.277 | 167079.7296 | 348082.77 | 417699.324 | 278466.216 | 187964.6958 | 167079.7296
2016 | 5930 | Village of Fairport - (NY) | NY | Municipal | . | . | . | . | . | . | . | . | . | . | . |  | 22.292 | 0.224 | 99.5179 | 22.292 | 0.224 | 99.5179 | 17152 | N | F | 12.5 | N | 0 | 0 | 99.5179 |  |  | 0 | 0 | 0% |  | 0 |  | 0 |  | 1: 0; 3: 0; 5: 0; 7: 0 | 0 |  | 0
2016 | 5935 | Borough of Ephrata - (PA) | PA | Municipal | 67.651 | 0.702 | 96.3689 | . | . | . | . | . | . | 6589 | 12.5 | N | . | . | . | . | . | . | . |  |  | . | [7 empty] | 6589 | 100% |  | 329.45 |  | 823.625 |  | 1: 1317.8; 3: 1647.25; 5: 1317.8; 7: 658.9 | 296.505 |  | 197.67
2016 | 5961 | Town of Erwin - (TN) | TN | Municipal | . | . | . | . | . | . | . | . | . | . | . |  | 110.5 | 1.431 | 77.2187 | 110.5 | 1.431 | 77.2187 | 8936 | N | L | 12.5 | N | 0 | 0 | 77.2187 |  |  | 0 | 0 | 0% |  | 0 |  | 0 |  | 1: 0; 3: 0; 5: 0; 7: 0 | 0 |  | 0
2016 | 6022 | City of Eugene - (OR) | OR | Municipal | 972 | 0.83 | 1171.0843 | 64 | 0.5 | 128 | . | . | . | 91457 | 12.5 |  | . | . | . | . | . | . | . |  |  | . |  | 908 | 0.33 | 128 | 2751.5152 | 2751.5152 | 30180.81 | 30180.81 | 33% | 242.6024 | 1509.0405 | 485.2047 | 3772.6013 | 1455.6142 | 6036.162 | 2426.0236 | 7545.2025 | 3639.0355 | 6036.162 | 4852.0473 | 3018.081 | 7278.0709 | 1358.1364 | 9704.0946 | 905.4243 | 366096.7935 | 1830483.9677 | 8786323.0448 | 18304839.6767 | 21965807.6121 | 14643871.7414 | 9884613.4254 | 8786323.0448
2016 | 6112 | Farmers Electric Coop, Inc - (IA) | IA | Cooperative | 12.67 | 0.13 | 97.4615 | 12.67 | 0.13 | 97.4615 | 12.67 | 0.13 | 97.4615 | 4760 | 34.5 | N | . | . | . | . | . | . | . |  |  | . |  | 0 | 0 | 97.4615 |  |  | 0 | 0 | 0% |  | 0 |  | 0 |  | 1: 0; 3: 0; 5: 0; 7: 0 | 0 |  | 0
2016 | 6145 | City of Fairhope - (AL) | AL | Municipal | . | . | . | . | . | . | . | . | . | . | . |  | 22.329 | 0.423 | 52.7872 | 22.329 | 0.423 | 52.7872 | 6605 | N | L | 46 | N | 0 | 0 | 52.7872 |  |  | 0 | 0 | 0% |  | 0 |  | 0 |  | 1: 0; 3: 0; 5: 0; 7: 0 | 0 |  | 0
2016 | 6168 | Farmers Electric Coop - (IA) | IA | Cooperative | 5.752 | 0.051 | 112.7843 | 5.752 | 0.051 | 112.7843 | 5.752 | 0.051 | 112.7843 | 650 | 12 | Y | . | . | . | . | . | . | . |  |  | . |  | 0 | 0 | 112.7843 |  |  | 0 | 0 | 0% |  | 0 |  | 0 |  | 1: 0; 3: 0; 5: 0; 7: 0 | 0 |  | 0
2016 | 6181 | Farmers Electric Coop, Inc - (MO) | MO | Cooperative | . | . | . | . | . | . | . | . | . | . | . |  | 122.65 | 0.915 | 134.0437 | . | . | . | 12963 | N | O | 13.2 | N | [6 empty] | 12963 | 100% |  | 648.15 |  | 1620.375 |  | 1: 2592.6; 3: 3240.75; 5: 2592.6; 7: 1296.3 | 583.335 |  | 388.89
2016 | 6182 | Farmers Electric Coop, Inc - (TX) | TX | Cooperative | 130.99 | 1.5 | 87.3267 | 110.88 | 1.2 | 92.4 | 100.822 | 1.1 | 91.6564 | 52595 | 24.9 | N | . | . | . | . | . | . | . |  |  | . |  | 20.11 | 0.3 | 92.4 | 67.0333 | 67.0333 | 15778.5 | 15778.5 | 30% | 5.9104 | 788.925 | 11.8207 | 1972.3125 | 35.4622 | 3155.7 | 59.1036 | 3944.625 | 88.6554 | 3155.7 | 118.2072 | 1577.85 | 177.3108 | 710.0325 | 236.4144 | 473.355 | 4662.8308 | 23314.1539 | 111907.9389 | 233141.5393 | 279769.8472 | 186513.2314 | 125896.4312 | 111907.9389
2016 | 6194 | Farmers Rural Electric Coop Corp - (KY) | KY | Cooperative | 229.88 | 2.39 | 96.1841 | 206.33 | 2.23 | 92.5247 | 197 | 1.88 | 104.7872 | 24300 | 68.9 | N | . | . | . | . | . | . | . |  |  | . |  | 23.55 | 0.16 | 92.5247 | 147.1875 | 147.1875 | 3888 | 3888 | 16% | 12.9776 | 194.4 | 25.9552 | 486 | 77.8655 | 777.6 | 129.7759 | 972 | 194.6639 | 777.6 | 259.5518 | 388.8 | 389.3277 | 174.96 | 519.1036 | 116.64 | 2522.8435 | 12614.2175 | 60548.2439 | 126142.1749 | 151370.6098 | 100913.7399 | 68116.7744 | 60548.2439
2016 | 6198 | Farmers Electric Coop, Inc - (NM) | NM | Cooperative | . | . | . | . | . | . | . | . | . | . | . |  | 127 | 2.182 | 58.2035 | 60 | 2.159 | 27.7906 | 13134 | N | F | 24.9 | N | 67 | 0.023 | 27.7906 | 2913.0435 | 2913.0435 | 302.082 | 302.082 | 2.3% | 256.8444 | 15.1041 | 513.6888 | 37.7603 | 1541.0664 | 60.4164 | 2568.4439 | 75.5205 | 3852.6659 | 60.4164 | 5136.8878 | 30.2082 | 7705.3318 | 13.5937 | 10273.7757 | 9.0625 | 3879.4034 | 19397.0169 | 93105.6811 | 193970.169 | 232764.2028 | 155176.1352 | 104743.8913 | 93105.6811
2016 | 6204 | City of Farmington - (NM) | NM | Municipal | 66.81 | 1.115 | 59.9193 | . | . | . | . | . | . | 44739 | 13.8 | Y | . | . | . | . | . | . | . |  |  | . | [7 empty] | 44739 | 100% |  | 2236.95 |  | 5592.375 |  | 1: 8947.8; 3: 11184.75; 5: 8947.8; 7: 4473.9 | 2013.255 |  | 1342.17
2016 | 6234 | City of Fayetteville | TN | Municipal | . | . | . | . | . | . | . | . | . | . | . |  | 105.652 | 1.37 | 77.1182 | 105.652 | 1.37 | 77.1182 | 18221 | N | F | 14.4 | Y | 0 | 0 | 77.1182 |  |  | 0 | 0 | 0% |  | 0 |  | 0 |  | 1: 0; 3: 0; 5: 0; 7: 0 | 0 |  | 0
2016 | 6258 | Federated Rural Electric Assn | MN | Cooperative | 102.16 | 1.04 | 98.2308 | 102.16 | 1.04 | 98.2308 | 95.66 | 0.81 | 118.0988 | 6743 | 7.2 | Y | . | . | . | . | . | . | . |  |  | . |  | 0 | 0 | 98.2308 |  |  | 0 | 0 | 0% |  | 0 |  | 0 |  | 1: 0; 3: 0; 5: 0; 7: 0 | 0 |  | 0
2016 | 6272 | FEM Electric Assn, Inc | SD | Cooperative | 1900 | 2.728 | 696.4809 | 114 | 2.179 | 52.3176 | 106 | 1.229 | 86.249 | 2139 | 12.4 | N | . | . | . | . | . | . | . |  |  | . |  | 1786 | 0.549 | 52.3176 | 3253.1876 | 3253.1876 | 1174.311 | 1174.311 | 54.9% | 286.8351 | 58.7156 | 573.6701 | 146.7889 | 1721.0103 | 234.8622 | 2868.3506 | 293.5777 | 4302.5259 | 234.8622 | 5736.7012 | 117.4311 | 8605.0517 | 52.844 | 11473.4023 | 35.2293 | 16841.6782 | 84208.3909 | 404200.2763 | 842083.9089 | 1010500.6907 | 673667.1271 | 454725.3108 | 404200.2763
2016 | 6335 | Firelands Electric Coop, Inc | OH | Cooperative | 111 | . | . | 111 | . | . | . | . | . | 9052 | 7.2 | N | . | . | . | . | . | . | . |  |  | . |  | 0 |  |  |  | 0 |  | 9052 | 100% | 0 | 452.6 | 0 | 1131.5 | 0 | 1810.4 | 0 | 2263 | 0 | 1810.4 | 0 | 905.2 | 0 | 407.34 | 0 | 271.56 | 0 | 0 | 0 | 0 | 0 | 0 | 0 | 0
2016 | 6342 | First Electric Coop Corp | AR | Cooperative | 250.808 | 2.897 | 86.5751 | 170.273 | 2.496 | 68.2183 | 244.142 | 2.5 | 97.6568 | 91226 | 25 | Y | . | . | . | . | . | . | . |  |  | . |  | 80.535 | 0.401 | 68.2183 | 200.8354 | 200.8354 | 36581.626 | 36581.626 | 40.1% | 17.7078 | 1829.0813 | 35.4155 | 4572.7032 | 106.2465 | 7316.3252 | 177.0775 | 9145.4065 | 265.6163 | 7316.3252 | 354.155 | 3658.1626 | 531.2325 | 1646.1732 | 708.31 | 1097.4488 | 32388.9166 | 161944.5829 | 777333.9978 | 1619445.8288 | 1943334.9946 | 1295556.663 | 874500.7476 | 777333.9978
2016 | 6374 | Fitchburg Gas & Elec Light Co | MA | Investor Owned | 88.23 | 1.45 | 60.8483 | 88.23 | 1.45 | 60.8483 | . | . | . | 29535 | 13.8 | Y | . | . | . | . | . | . | . |  |  | . |  | 0 | 0 | 60.8483 |  |  | 0 | 0 | 0% |  | 0 |  | 0 |  | 1: 0; 3: 0; 5: 0; 7: 0 | 0 |  | 0
2016 | 6395 | Flathead Electric Coop Inc | MT | Cooperative | 200.78 | 1.49 | 134.7517 | 184.08 | 1.43 | 128.7273 | 160.03 | 1.31 | 122.1603 | 63467 | 24.9 | N | . | . | . | . | . | . | . |  |  | . |  | 16.7 | 0.06 | 128.7273 | 278.3333 | 278.3333 | 3808.02 | 3808.02 | 6% | 24.5408 | 190.401 | 49.0816 | 476.0025 | 147.2447 | 761.604 | 245.4078 | 952.005 | 368.1117 | 761.604 | 490.8156 | 380.802 | 736.2234 | 171.3609 | 981.6312 | 114.2406 | 4672.5888 | 23362.9442 | 112142.132 | 233629.4416 | 280355.3299 | 186903.5533 | 126159.8985 | 112142.132
2016 | 6411 | Flint Electric Membership Corp | GA | Cooperative | . | . | . | . | . | . | . | . | . | . | . |  | 85 | 1.3 | 65.3846 | 64 | 1.2 | 53.3333 | 84106 | N | L | 25 | Y | 21 | 0.1 | 53.3333 | 210 | 210 | 8410.6 | 8410.6 | 10% | 18.5158 | 420.53 | 37.0316 | 1051.325 | 111.0948 | 1682.12 | 185.158 | 2102.65 | 277.737 | 1682.12 | 370.3159 | 841.06 | 555.4739 | 378.477 | 740.6319 | 252.318 | 7786.4482 | 38932.241 | 186874.7568 | 389322.41 | 467186.892 | 311457.928 | 210234.1014 | 186874.7568
2016 | 6427 | City of Floresville | TX | Municipal | 487.41 | 0.3 | 1624.7 | 324.44 | 0.22 | 1474.7273 | 487.41 | 0.3 | 1624.7 | 15200 | 7.9 | Y | . | . | . | . | . | . | . |  |  | . |  | 162.97 | 0.08 | 1474.7273 | 2037.125 | 2037.125 | 1216 | 1216 | 8% | 179.6143 | 60.8 | 359.2285 | 152 | 1077.6855 | 243.2 | 1796.1425 | 304 | 2694.2138 | 243.2 | 3592.2851 | 121.6 | 5388.4276 | 54.72 | 7184.5702 | 36.48 | 10920.5467 | 54602.7333 | 262093.1198 | 546027.3328 | 655232.7994 | 436821.8663 | 294854.7597 | 262093.1198
2016 | 6431 | Flint Hills Rural E C A, Inc | KS | Cooperative | 355.4 | 2.7 | 131.6296 | 177.74 | 1.83 | 97.1257 | 83 | 1.9 | 43.6842 | 6663 | 7.2 | Y | . | . | . | . | . | . | . |  |  | . |  | 177.66 | 0.87 | 97.1257 | 204.2069 | 204.2069 | 5796.81 | 5796.81 | 87% | 18.005 | 289.8405 | 36.01 | 724.6013 | 108.0301 | 1159.362 | 180.0502 | 1449.2025 | 270.0752 | 1159.362 | 360.1003 | 579.681 | 540.1505 | 260.8564 | 720.2007 | 173.9043 | 5218.583 | 26092.9151 | 125245.9923 | 260929.1506 | 313114.9807 | 208743.3205 | 140901.7413 | 125245.9923
2016 | 6442 | Fleming-Mason Energy Coop Inc | KY | Cooperative | 142.87 | 1.115 | 128.1345 | 118.59 | 1.01 | 117.4158 | 142.87 | 1.115 | 128.1345 | 24266 | 25 | Y | . | . | . | . | . | . | . |  |  | . |  | 24.28 | 0.105 | 117.4158 | 231.2381 | 231.2381 | 2547.93 | 2547.93 | 10.5% | 20.3884 | 127.3965 | 40.7767 | 318.4912 | 122.3302 | 509.586 | 203.8837 | 636.9825 | 305.8255 | 509.586 | 407.7674 | 254.793 | 611.6511 | 114.6569 | 815.5348 | 76.4379 | 2597.407 | 12987.0348 | 62337.7672 | 129870.3483 | 155844.4179 | 103896.2786 | 70129.9881 | 62337.7672
2016 | 6443 | Florida Keys El Coop Assn, Inc | FL | Cooperative | 32.196 | 0.645 | 49.9163 | 32.196 | 0.645 | 49.9163 | . | . | . | 32925 | 25 | Y | . | . | . | . | . | . | . |  |  | . |  | 0 | 0 | 49.9163 |  |  | 0 | 0 | 0% |  | 0 |  | 0 |  | 1: 0; 3: 0; 5: 0; 7: 0 | 0 |  | 0
2016 | 6452 | Florida Power & Light Co | FL | Investor Owned | 412.36 | 1.09 | 378.3119 | 61.62 | 0.74 | 83.2703 | 412.36 | 1.09 | 378.3119 | 4861990 | 23 | Y | . | . | . | . | . | . | . |  |  | . |  | 350.74 | 0.35 | 83.2703 | 1002.1143 | 1002.1143 | 1701696.5 | 1701696.5 | 35% | 88.3569 | 85084.825 | 176.7138 | 212712.0625 | 530.1413 | 340339.3 | 883.5688 | 425424.125 | 1325.3532 | 340339.3 | 1767.1376 | 170169.65 | 2650.7064 | 76576.3425 | 3534.2752 | 51050.895 | 7517829.7102 | 37589148.5511 | 180427913.0451 | 375891485.5107 | 451069782.6128 | 300713188.4085 | 202981402.1758 | 180427913.0451
2016 | 6455 | Duke Energy Florida, LLC | FL | Investor Owned | 362 | 1.57 | 230.5733 | 102 | 1.22 | 83.6066 | 358 | 1.53 | 233.9869 | 1748864 | 25 | Y | . | . | . | . | . | . | . |  |  | . |  | 260 | 0.35 | 83.6066 | 742.8571 | 742.8571 | 612102.4 | 612102.4 | 35% | 65.4981 | 30605.12 | 130.9961 | 76512.8 | 392.9883 | 122420.48 | 654.9806 | 153025.6 | 982.4709 | 122420.48 | 1309.9612 | 61210.24 | 1964.9417 | 27544.608 | 2619.9223 | 18363.072 | 2004575.9295 | 10022879.6473 | 48109822.3071 | 100228796.4732 | 120274555.7678 | 80183037.1785 | 54123550.0955 | 48109822.3071
2016 | 6457 | Florida Public Utilities Co | FL | Investor Owned | . | . | . | . | . | . | . | . | . | . | . |  | 1371.37 | 4.43 | 309.5643 | 185.21 | 1.95 | 94.9795 | 28700 | N | L | 12.5 | N | 1186.16 | 2.48 | 94.9795 | 478.2903 | 1186.16 | 71176 | 28700 | 100% | 104.5843 | 1435 | 209.1686 | 3587.5 | 627.5057 | 5740 | 1045.8428 | 7175 | 1568.7641 | 5740 | 2091.6855 | 2870 | 3137.5283 | 1291.5 | 4183.3711 | 861 | 150078.4364 | 750392.1822 | 3601882.4747 | 7503921.8222 | 9004706.1866 | 6003137.4578 | 4052117.784 | 3601882.4747
2016 | 6491 | Foley Board of Utilities | AL | Municipal | 93.52 | 1.82 | 51.3846 | 72.81 | 1.36 | 53.5368 | 69.25 | 1.228 | 56.3925 | 44921 | 12 | Y | . | . | . | . | . | . | . |  |  | . |  | 20.71 | 0.46 | 53.5368 | 45.0217 | 45.0217 | 20663.66 | 20663.66 | 46% | 3.9696 | 1033.183 | 7.9392 | 2582.9575 | 23.8175 | 4132.732 | 39.6959 | 5165.915 | 59.5438 | 4132.732 | 79.3918 | 2066.366 | 119.0876 | 929.8647 | 158.7835 | 619.9098 | 4101.3104 | 20506.552 | 98431.4497 | 205065.5202 | 246078.6242 | 164052.4162 | 110735.3809 | 98431.4497
2016 | 6582 | City of Forest Grove | OR | Municipal | . | . | . | . | . | . | . | . | . | . | . |  | 70.18 | 1.1 | 63.8 | . | . | . | 9692 | N | L | 12 | N | [6 empty] | 9692 | 100% |  | 484.6 |  | 1211.5 |  | 1: 1938.4; 3: 2423; 5: 1938.4; 7: 969.2 | 436.14 |  | 290.76
2016 | 6604 | City of Fort Collins - (CO) | CO | Municipal | . | . | . | . | . | . | . | . | . | . | . |  | 18.83 | 0.45 | 41.8444 | 18.83 | 0.45 | 41.8444 | 71016 | N | L | 13.8 | N | 0 | 0 | 41.8444 |  |  | 0 | 0 | 0% |  | 0 |  | 0 |  | 1: 0; 3: 0; 5: 0; 7: 0 | 0 |  | 0
2016 | 6608 | Fort Loudoun Electric Coop | TN | Cooperative | 307.612 | 2.439 | 126.1222 | 307.612 | 2.439 | 126.1222 | 307.612 | 2.439 | 126.1222 | 30827 | 13 | Y | . | . | . | . | . | . | . |  |  | . |  | 0 | 0 | 126.1222 |  |  | 0 | 0 | 0% |  | 0 |  | 0 |  | 1: 0; 3: 0; 5: 0; 7: 0 | 0 |  | 0
2016 | 6616 | Fort Pierce Utilities Authority | FL | Municipal | . | . | . | . | . | . | . | . | . | . | . |  | 85.55 | 2.4 | 35.6458 | . | . | . | 28335 | N | L | 15 | Y | [6 empty] | 28335 | 100% |  | 1416.75 |  | 3541.875 |  | 1: 5667; 3: 7083.75; 5: 5667; 7: 2833.5 | 1275.075 |  | 850.05
2016 | 6640 | Four County Elec Member Corp | NC | Cooperative | . | . | . | . | . | . | . | . | . | . | . |  | 2655.8 | . | . | 122.2 | . | . | 32691 | Y | L | 7.2 | Y | 2533.6 |  |  |  | 2533.6 |  | 32691 | 100% | 223.3887 | 1634.55 | 446.7774 | 4086.375 | 1340.3321 | 6538.2 | 2233.8868 | 8172.75 | 3350.8303 | 6538.2 | 4467.7737 | 3269.1 | 6701.6605 | 1471.095 | 8935.5474 | 980.73 | 365139.9747 | 1825699.8736 | 8763359.3934 | 18256998.7362 | 21908398.4835 | 14605598.989 | 9858779.3176 | 8763359.3934
2016 | 6641 | 4-County Electric Power Assn | MS | Cooperative | 206.13 | 2.36 | 87.3432 | 165.23 | 2.1 | 78.681 | 194.95 | 2.23 | 87.4215 | 46569 | 13 | Y | . | . | . | . | . | . | . |  |  | . |  | 40.9 | 0.26 | 78.681 | 157.3077 | 157.3077 | 12107.94 | 12107.94 | 26% | 13.8699 | 605.397 | 27.7398 | 1513.4925 | 83.2194 | 2421.588 | 138.6989 | 3026.985 | 208.0484 | 2421.588 | 277.3978 | 1210.794 | 416.0968 | 544.8573 | 554.7957 | 363.2382 | 8396.791 | 41983.9552 | 201522.9849 | 419839.5518 | 503807.4622 | 335871.6414 | 226713.358 | 201522.9849
2016 | 6709 | Easley Combined Utility System | SC | Municipal | 78 | 0.95 | 82.1053 | 78 | 0.95 | 82.1053 | 78 | 0.95 | 82.1053 | 14209 | 12.5 | Y | . | . | . | . | . | . | . |  |  | . |  | 0 | 0 | 82.1053 |  |  | 0 | 0 | 0% |  | 0 |  | 0 |  | 1: 0; 3: 0; 5: 0; 7: 0 | 0 |  | 0
2016 | 6716 | PUD No 1 of Franklin County | WA | Political Subdivision | . | . | . | . | . | . | . | . | . | . | . |  | 58 | 0.31 | 187.0968 | 58 | 0.31 | 187.0968 | 29706 | N | F | 12.5 | N | 0 | 0 | 187.0968 |  |  | 0 | 0 | 0% |  | 0 |  | 0 |  | 1: 0; 3: 0; 5: 0; 7: 0 | 0 |  | 0
2016 | 6722 | Franklin Rural Electric Coop - (IA) | IA | Cooperative | . | . | . | . | . | . | . | . | . | . | . |  | 70.37 | 0.55 | 127.9454 | 70.37 | 0.55 | 127.9454 | 1915 | N | F | 7.2 | N | 0 | 0 | 127.9455 |  |  | 0 | 0 | 0% |  | 0 |  | 0 |  | 1: 0; 3: 0; 5: 0; 7: 0 | 0 |  | 0
2016 | 6775 | Village of Freeport - (NY) | NY | Municipal | 14.856 | 0.337 | 44.0831 | 14.856 | 0.337 | 44.0831 | . | . | . | 14735 | 13.8 | N | . | . | . | . | . | . | . |  |  | . |  | 0 | 0 | 44.0831 |  |  | 0 | 0 | 0% |  | 0 |  | 0 |  | 1: 0; 3: 0; 5: 0; 7: 0 | 0 |  | 0
2016 | 6779 | City of Fremont - (NE) | NE | Municipal | 77.957 | 0.877 | 88.8905 | 8.129 | 0.132 | 61.5833 | 77.957 | 0.877 | 88.8905 | 15202 | 15 | N | . | . | . | . | . | . | . |  |  | . |  | 69.828 | 0.745 | 61.5833 | 93.7289 | 93.7289 | 11325.49 | 11325.49 | 74.5% | 8.2641 | 566.2745 | 16.5282 | 1415.6862 | 49.5847 | 2265.098 | 82.6412 | 2831.3725 | 123.9618 | 2265.098 | 165.2823 | 1132.549 | 247.9235 | 509.647 | 330.5647 | 339.7647 | 4679.7587 | 23398.7933 | 112314.2078 | 233987.933 | 280785.5196 | 187190.3464 | 126353.4838 | 112314.2078
2016 | 6782 | Freeborn-Mower Coop Services | MN | Cooperative | 153.9 | 1.34 | 114.8508 | 81.5 | 0.79 | 103.1646 | 141.5 | 1.25 | 113.2 | 20890 | 24.9 | Y | . | . | . | . | . | . | . |  |  | . |  | 72.4 | 0.55 | 103.1646 | 131.6364 | 131.6364 | 11489.5 | 11489.5 | 55% | 11.6064 | 574.475 | 23.2129 | 1436.1875 | 69.6386 | 2297.9 | 116.0644 | 2872.375 | 174.0966 | 2297.9 | 232.1288 | 1148.95 | 348.1932 | 517.0275 | 464.2576 | 344.685 | 6667.6091 | 33338.0456 | 160022.6187 | 333380.4555 | 400056.5467 | 266704.3644 | 180025.446 | 160022.6187
2016 | 6804 | Frontier Power Company | OH | Cooperative | 224 | 1.97 | 113.7056 | 150 | 1.75 | 85.7143 | 147 | 0.94 | 156.383 | 9036 | 12.5 | N | . | . | . | . | . | . | . |  |  | . |  | 74 | 0.22 | 85.7143 | 336.3636 | 336.3636 | 1987.92 | 1987.92 | 22% | 29.6573 | 99.396 | 59.3147 | 248.49 | 177.944 | 397.584 | 296.5734 | 496.98 | 444.8601 | 397.584 | 593.1468 | 198.792 | 889.7201 | 89.4564 | 1186.2935 | 59.6376 | 2947.8207 | 14739.1036 | 70747.6973 | 147391.036 | 176869.2432 | 117912.8288 | 79591.1594 | 70747.6973
2016 | 6839 | City of Fulton - (MO) | MO | Municipal | 137.9 | 1.28 | 107.7344 | 13.21 | 0.31 | 42.6129 | 27.54 | 0.428 | 64.3458 | 5442 | 13.8 | Y | . | . | . | . | . | . | . |  |  | . |  | 124.69 | 0.97 | 42.6129 | 128.5464 | 128.5464 | 5278.74 | 5278.74 | 97% | 11.334 | 263.937 | 22.668 | 659.8425 | 68.004 | 1055.748 | 113.3399 | 1319.685 | 170.0099 | 1055.748 | 226.6799 | 527.874 | 340.0198 | 237.5433 | 453.3598 | 158.3622 | 2991.4606 | 14957.303 | 71795.0545 | 149573.0301 | 179487.6361 | 119658.4241 | 80769.4363 | 71795.0545
2016 | 6894 | City of Gaffney - (SC) | SC | Municipal | . | . | . | . | . | . | . | . | . | . | . |  | 21.57 | 0.41 | 52.6098 | 21.57 | 0.41 | 52.6098 | 7221 | N | F | 25 | N | 0 | 0 | 52.6098 |  |  | 0 | 0 | 0% |  | 0 |  | 0 |  | 1: 0; 3: 0; 5: 0; 7: 0 | 0 |  | 0
2016 | 6909 | Gainesville Regional Utilities | FL | Municipal | 207.47 | 1.38 | 150.3406 | 54 | 0.94 | 57.4468 | 207.47 | 1.38 | 150.3406 | 94069 | 12.5 | Y | . | . | . | . | . | . | . |  |  | . |  | 153.47 | 0.44 | 57.4468 | 348.7955 | 348.7955 | 41390.36 | 41390.36 | 44% | 30.7535 | 2069.518 | 61.5069 | 5173.795 | 184.5207 | 8278.072 | 307.5346 | 10347.59 | 461.3019 | 8278.072 | 615.0691 | 4139.036 | 922.6037 | 1862.5662 | 1230.1383 | 1241.7108 | 63644.8322 | 318224.1608 | 1527475.972 | 3182241.6084 | 3818689.9301 | 2545793.2867 | 1718410.4685 | 1527475.972
2016 | 6923 | City of Gallatin - (TN) | TN | Municipal | . | . | . | . | . | . | . | . | . | . | . |  | 87.57 | 1.88 | 46.5798 | 47.71 | 1.26 | 37.8651 | 18197 | N | L | 69 | N | 39.86 | 0.62 | 37.8651 | 64.2903 | 64.2903 | 11282.14 | 11282.14 | 62% | 5.6685 | 564.107 | 11.337 | 1410.2675 | 34.011 | 2256.428 | 56.6851 | 2820.535 | 85.0276 | 2256.428 | 113.3702 | 1128.214 | 170.0552 | 507.6963 | 226.7403 | 338.4642 | 3197.6448 | 15988.2238 | 76743.4743 | 159882.2381 | 191858.6857 | 127905.7904 | 86336.4086 | 76743.4743
2016 | 6957 | Garkane Energy Coop, Inc | UT | Cooperative | 308.3 | . | . | 134.89 | . | . | 308.3 | . | . | 13218 | . | N | . | . | . | . | . | . | . |  |  | . |  | 173.41 |  |  |  | 173.41 |  | 13218 | 100% | 15.2896 | 660.9 | 30.5793 | 1652.25 | 91.7378 | 2643.6 | 152.8964 | 3304.5 | 229.3446 | 2643.6 | 305.7928 | 1321.8 | 458.6892 | 594.81 | 611.5856 | 396.54 | 10104.9231 | 50524.6153 | 242518.1534 | 505246.1528 | 606295.3834 | 404196.9223 | 272832.9225 | 242518.1534
2016 | 6958 | City of Garland - (TX) | TX | Municipal | . | . | . | . | . | . | . | . | . | . | . |  | 20.36 | 0.489 | 41.636 | 20.36 | 0.489 | 41.636 | 69533 | N | L | 12.5 | N | 0 | 0 | 41.636 |  |  | 0 | 0 | 0% |  | 0 |  | 0 |  | 1: 0; 3: 0; 5: 0; 7: 0 | 0 |  | 0
2016 | 7027 | City of Gastonia - (NC) | NC | Municipal | . | . | . | . | . | . | . | . | . | . | . |  | 44.6 | 0.56 | 79.6429 | . | . | . | 27453 | N | F | 12.5 | Y | [6 empty] | 27453 | 100% |  | 1372.65 |  | 3431.625 |  | 1: 5490.6; 3: 6863.25; 5: 5490.6; 7: 2745.3 | 1235.385 |  | 823.59
2016 | 7090 | GreyStone Power Corporation | GA | Cooperative | 81.99 | 1.143 | 71.7323 | 71.145 | 1.017 | 69.9558 | 80.98 | 1.13 | 71.6637 | 125275 | 25 | Y | . | . | . | . | . | . | . |  |  | . |  | 10.845 | 0.126 | 69.9558 | 86.0714 | 86.0714 | 15784.65 | 15784.65 | 12.6% | 7.589 | 789.2325 | 15.1779 | 1973.0812 | 45.5337 | 3156.93 | 75.8896 | 3946.1625 | 113.8344 | 3156.93 | 151.7792 | 1578.465 | 227.6687 | 710.3093 | 303.5583 | 473.5395 | 5989.4521 | 29947.2603 | 143746.8494 | 299472.6029 | 359367.1234 | 239578.0823 | 161715.2055 | 143746.8494
2016 | 7096 | City of Geneva- (IL) | IL | Municipal | 32.343 | 0.45 | 71.8733 | 32.343 | 0.45 | 71.8733 | . | . | . | 10153 | 34.5 | N | . | . | . | . | . | . | . |  |  | . |  | 0 | 0 | 71.8733 |  |  | 0 | 0 | 0% |  | 0 |  | 0 |  | 1: 0; 3: 0; 5: 0; 7: 0 | 0 |  | 0
2016 | 7129 | City of Georgetown - (TX) | TX | Municipal | . | . | . | . | . | . | . | . | . | . | . |  | 71.93 | 3.53 | 20.3768 | 71.93 | 3.53 | 20.3768 | 24843 | N | F | 25 | N | 0 | 0 | 20.3768 |  |  | 0 | 0 | 0% |  | 0 |  | 0 |  | 1: 0; 3: 0; 5: 0; 7: 0 | 0 |  | 0
2016 | 7140 | Georgia Power Co | GA | Investor Owned | 580.13 | 1.63 | 355.908 | 137.55 | 1.43 | 96.1888 | . | . | . | 2420797 | 38 | Y | . | . | . | . | . | . | . |  |  | . |  | 442.58 | 0.2 | 96.1888 | 2212.9 | 2212.9 | 484159.4 | 484159.4 | 20% | 195.1124 | 24207.97 | 390.2248 | 60519.925 | 1170.6745 | 96831.88 | 1951.1242 | 121039.85 | 2926.6863 | 96831.88 | 3902.2483 | 48415.94 | 5853.3725 | 21787.173 | 7804.4967 | 14524.782 | 4723275.5456 | 23616377.728 | 113358613.0944 | 236163777.2799 | 283396532.7359 | 188931021.824 | 127528439.7312 | 113358613.0944
2016 | 7174 | Gibson Electric Members Corp | TN | Cooperative | 158.05 | 2.244 | 70.4323 | . | 1.907 | . | 138.66 | 0.337 | 411.454 | 37481 | 24.9 | Y | . | . | . | . | . | . | . |  |  | . |  |  | 0.337 |  |  |  | 12631.097 | 12631.097 | 33.7% |  | 631.5548 |  | 1578.8871 |  | 1: 2526.2194; 3: 3157.7742; 5: 2526.2194; 7: 1263.1097 | 568.3994 |  | 378.9329
2016 | 7264 | Glades Electric Coop, Inc | FL | Cooperative | 424.593 | 3.903 | 108.7863 | 262.43 | 1.837 | 142.8579 | 249.63 | 3.603 | 69.2839 | 16234 | 24.9 | Y | . | . | . | . | . | . | . |  |  | . |  | 162.163 | 2.066 | 142.8579 | 78.4913 | 162.163 | 33539.444 | 16234 | 100% | 14.298 | 811.7 | 28.596 | 2029.25 | 85.7879 | 3246.8 | 142.9799 | 4058.5 | 214.4698 | 3246.8 | 285.9597 | 1623.4 | 428.9396 | 730.53 | 571.9195 | 487.02 | 11605.6759 | 58028.3793 | 278536.2208 | 580283.7932 | 696340.5519 | 464227.0346 | 313353.2483 | 278536.2208
2016 | 7270 | City of Glasgow - (KY) | KY | Municipal | . | . | . | . | . | . | . | . | . | . | . |  | 71.184 | 1.21 | 58.8298 | . | . | . | 7532 | N | F | 12.5 | N | [6 empty] | 7532 | 100% |  | 376.6 |  | 941.5 |  | 1: 1506.4; 3: 1883; 5: 1506.4; 7: 753.2 | 338.94 |  | 225.96
2016 | 7294 | City of Glendale - (CA) | CA | Municipal | . | . | . | . | . | . | . | . | . | . | . |  | 43.61 | 1.302 | 33.4946 | 42.46 | 1.198 | 35.4424 | 85313 | N | L | 12.5 | N | 1.15 | 0.104 | 35.4424 | 11.0577 | 11.0577 | 8872.552 | 8872.552 | 10.4% | 0.97496 | 443.6276 | 1.9499 | 1109.069 | 5.8498 | 1774.5104 | 9.7496 | 2218.138 | 14.6244 | 1774.5104 | 19.4992 | 887.2552 | 29.2489 | 399.2648 | 38.9985 | 266.1766 | 432.52 | 2162.5999 | 10380.4796 | 21625.9993 | 25951.1991 | 17300.7994 | 11678.0396 | 10380.4796
2016 | 7303 | Raccoon Valley Electric Cooperative | IA | Cooperative | . | . | . | . | . | . | . | . | . | . | . |  | 107.314 | 2.694 | 39.8344 | 107.314 | 2.694 | 39.8344 | 2656 | N | F | 12.5 | N | 0 | 0 | 39.8344 |  |  | 0 | 0 | 0% |  | 0 |  | 0 |  | 1: 0; 3: 0; 5: 0; 7: 0 | 0 |  | 0
2016 | 7353 | Golden Valley Elec Assn Inc | AK | Cooperative | 327.64 | 3.85 | 85.1013 | 163.91 | 2.08 | 78.8029 | 310.52 | 3.43 | 90.5306 | 45833 | 35 | Y | . | . | . | . | . | . | . |  |  | . |  | 163.73 | 1.77 | 78.8029 | 92.5028 | 163.73 | 81124.41 | 45833 | 100% | 14.4361 | 2291.65 | 28.8723 | 5729.125 | 86.6169 | 9166.6 | 144.3615 | 11458.25 | 216.5422 | 9166.6 | 288.723 | 4583.3 | 433.0845 | 2062.485 | 577.446 | 1374.99 | 33082.6029 | 165413.0145 | 793982.4695 | 1654130.1447 | 1984956.1737 | 1323304.1158 | 893230.2782 | 793982.4695
2016 | 7456 | Graham County Electric Coop Inc | AZ | Cooperative | 153.27 | 1.4 | 109.4786 | 65.2 | 0.472 | 138.1356 | 153.27 | 1.4 | 109.4786 | 8874 | 24.9 | N | . | . | . | . | . | . | . |  |  | . |  | 88.07 | 0.928 | 138.1356 | 94.903 | 94.903 | 8235.072 | 8235.072 | 92.8% | 8.3676 | 411.7536 | 16.7353 | 1029.384 | 50.2059 | 1647.0144 | 83.6764 | 2058.768 | 125.5146 | 1647.0144 | 167.3529 | 823.5072 | 251.0293 | 370.5782 | 334.7057 | 247.0522 | 3445.4071 | 17227.0356 | 82689.7707 | 172270.3556 | 206724.4267 | 137816.2845 | 93025.992 | 82689.7707
2016 | 7460 | Goodhue County Coop Elec Assn | MN | Cooperative | 302.4 | 1.124 | 269.0392 | 38.3 | 0.47 | 81.4894 | 286.4 | 0.961 | 298.0229 | 5078 | 12.5 | N | . | . | . | . | . | . | . |  |  | . |  | 264.1 | 0.654 | 81.4894 | 403.8226 | 403.8226 | 3321.012 | 3321.012 | 65.4% | 35.6052 | 166.0506 | 71.2105 | 415.1265 | 213.6314 | 664.2024 | 356.0523 | 830.253 | 534.0784 | 664.2024 | 712.1046 | 332.1012 | 1068.1568 | 149.4455 | 1424.2091 | 99.6304 | 5912.2695 | 29561.3475 | 141894.4682 | 295613.4754 | 354736.1705 | 236490.7803 | 159631.2767 | 141894.4682
2016 | 7483 | City of Grand Haven - (MI) | MI | Municipal | 154.86 | 2.06 | 75.1748 | 154.86 | 2.06 | 75.1748 | 154.86 | 2.06 | 75.1748 | 14191 | 13.2 | N | . | . | . | . | . | . | . |  |  | . |  | 0 | 0 | 75.1748 |  |  | 0 | 0 | 0% |  | 0 |  | 0 |  | 1: 0; 3: 0; 5: 0; 7: 0 | 0 |  | 0
2016 | 7489 | Grand Rapids Public Util Comm | MN | Municipal | . | . | . | . | . | . | . | . | . | . | . |  | 145 | 1.05 | 138.0952 | . | . | . | 7311 | N | F | 23 | N | [6 empty] | 7311 | 100% |  | 365.55 |  | 913.875 |  | 1: 1462.2; 3: 1827.75; 5: 1462.2; 7: 731.1 | 328.995 |  | 219.33
2016 | 7548 | PUD No 1 of Grays Harbor County | WA | Political Subdivision | . | . | . | . | . | . | . | . | . | . | . |  | 381.97 | 1.77 | 215.8023 | 101.26 | 0.73 | 138.7123 | 41243 | N | L | 34.5 | N | 280.71 | 1.04 | 138.7123 | 269.9135 | 280.71 | 42892.72 | 41243 | 100% | 24.7503 | 2062.15 | 49.5007 | 5155.375 | 148.502 | 8248.6 | 247.5033 | 10310.75 | 371.255 | 8248.6 | 495.0066 | 4124.3 | 742.5099 | 1855.935 | 990.0132 | 1237.29 | 51038.8943 | 255194.4716 | 1224933.4639 | 2551944.7164 | 3062333.6597 | 2041555.7731 | 1378050.1468 | 1224933.4639
2016 | 7559 | Grayson-Collin Elec Coop, Inc | TX | Cooperative | . | . | . | . | . | . | . | . | . | . | . |  | 272.7 | . | . | 93.5 | . | . | 45882 | N | L | 25 | Y | 179.2 |  |  |  | 179.2 |  | 45882 | 100% | 15.8001 | 2294.1 | 31.6003 | 5735.25 | 94.8009 | 9176.4 | 158.0015 | 11470.5 | 237.0022 | 9176.4 | 316.0029 | 4588.2 | 474.0044 | 2064.69 | 632.0059 | 1376.46 | 36247.1171 | 181235.5856 | 869930.8109 | 1812355.856 | 2174827.0272 | 1449884.6848 | 978672.1622 | 869930.8109
2016 | 7563 | Grand Valley Power | CO | Cooperative | 93.4 | . | . | 93.4 | . | . | 75.6 | . | . | 17648 | 24.9 | Y | . | . | . | . | . | . | . |  |  | . |  | 0 |  |  |  | 0 |  | 17648 | 100% | 0 | 882.4 | 0 | 2206 | 0 | 3529.6 | 0 | 4412 | 0 | 3529.6 | 0 | 1764.8 | 0 | 794.16 | 0 | 529.44 | 0 | 0 | 0 | 0 | 0 | 0 | 0 | 0
2016 | 7601 | Green Mountain Power Corp | VT | Investor Owned | . | . | . | . | . | . | . | . | . | . | . |  | 382.59 | 1.97 | 194.2081 | 285.22 | 1.84 | 155.0109 | 262316 | Y | F | 34.5 | Y | 97.37 | 0.13 | 155.0109 | 749 | 749 | 34101.08 | 34101.08 | 13% | 66.0397 | 1705.054 | 132.0794 | 4262.635 | 396.2381 | 6820.216 | 660.3968 | 8525.27 | 990.5952 | 6820.216 | 1320.7935 | 3410.108 | 1981.1903 | 1534.5486 | 2641.5871 | 1023.0324 | 112601.2149 | 563006.0747 | 2702429.1583 | 5630060.7465 | 6756072.8958 | 4504048.5972 | 3040232.8031 | 2702429.1583
2016 | 7625 | City of Greeneville - (TN) | TN | Municipal | 134.6 | 1.88 | 71.5957 | 90.7 | 1.42 | 63.8732 | 134.6 | 1.88 | 71.5957 | 37704 | 13 | Y | . | . | . | . | . | . | . |  |  | . |  | 43.9 | 0.46 | 63.8732 | 95.4348 | 95.4348 | 17343.84 | 17343.84 | 46% | 8.4145 | 867.192 | 16.8291 | 2167.98 | 50.4872 | 3468.768 | 84.1453 | 4335.96 | 126.2179 | 3468.768 | 168.2906 | 1734.384 | 252.4359 | 780.4728 | 336.5812 | 520.3152 | 7297.0122 | 36485.061 | 175128.2927 | 364850.6098 | 437820.7318 | 291880.4879 | 197019.3293 | 175128.2927
2016 | 7627 | City of Greenfield - (IN) | IN | Municipal | 7.167 | 0.069 | 103.8696 | 7.167 | 0.069 | 103.8696 | . | . | . | 10000 | 12.4 | Y | . | . | . | . | . | . | . |  |  | . |  | 0 | 0 | 103.8696 |  |  | 0 | 0 | 0% |  | 0 |  | 0 |  | 1: 0; 3: 0; 5: 0; 7: 0 | 0 |  | 0
2016 | 7634 | City of Greenville - (TX) | TX | Municipal | . | . | . | . | . | . | . | . | . | . | . |  | 10.096 | 0.279 | 36.1864 | . | . | . | 14089 |  | L | 12.5 | N | [6 empty] | 14089 | 100% |  | 704.45 |  | 1761.125 |  | 1: 2817.8; 3: 3522.25; 5: 2817.8; 7: 1408.9 | 634.005 |  | 422.67
2016 | 7639 | Greenville Utilities Comm | NC | Municipal | . | . | . | . | . | . | . | . | . | . | . |  | 67 | 0.68 | 98.5294 | 67 | 0.68 | 98.5294 | 66373 | N | L | 12.5 | N | 0 | 0 | 98.5294 |  |  | 0 | 0 | 0% |  | 0 |  | 0 |  | 1: 0; 3: 0; 5: 0; 7: 0 | 0 |  | 0
2016 | 7651 | Greenwood Utilities Comm | MS | Municipal | 14.4 | 2.04 | 7.0588 | . | . | . | . | . | . | 9451 | 13.8 | N | . | . | . | . | . | . | . |  |  | . | [7 empty] | 9451 | 100% |  | 472.55 |  | 1181.375 |  | 1: 1890.2; 3: 2362.75; 5: 1890.2; 7: 945.1 | 425.295 |  | 283.53
2016 | 7654 | Greer Commission of Public Wks | SC | Municipal | . | . | . | . | . | . | . | . | . | . | . |  | 65.4 | 1.04 | 62.8846 | . | . | . | 17486 | N | L | 12.5 | Y | [6 empty] | 17486 | 100% |  | 874.3 |  | 2185.75 |  | 1: 3497.2; 3: 4371.5; 5: 3497.2; 7: 1748.6 | 786.87 |  | 524.58
2016 | 7716 | Groton Dept of Utilities - (CT) | CT | Municipal | 106.64 | 8.68 | 12.2857 | 106.42 | 8.68 | 12.2604 | 106.64 | 8.68 | 12.2857 | 14292 | 13.8 | N | . | . | . | . | . | . | . |  |  | . |  | 0.22 | 0 | 12.2604 |  |  | 0 | 0 | 0% |  | 0 |  | 0 |  | 1: 0; 3: 0; 5: 0; 7: 0 | 0 |  | 0
2016 | 7720 | Grundy Electric Coop, Inc | MO | Cooperative | . | . | . | . | . | . | . | . | . | . | . |  | 34 | . | . | 23.6 | . | . | 6696 | N | O | 13.2 | N | 10.4 |  |  |  | 10.4 |  | 6696 | 100% | 0.91697 | 334.8 | 1.8339 | 837 | 5.5018 | 1339.2 | 9.1697 | 1674 | 13.7546 | 1339.2 | 18.3395 | 669.6 | 27.5092 | 301.32 | 36.6789 | 200.88 | 307.0025 | 1535.0125 | 7368.06 | 15350.1249 | 18420.1499 | 12280.0999 | 8289.0675 | 7368.06
2016 | 7752 | Guadalupe Valley Elec Coop Inc | TX | Cooperative | 89.45 | 1.1 | 81.3182 | 83.73 | 1.06 | 78.9906 | 89.45 | 1.1 | 81.3182 | 79562 | 24.9 | Y | . | . | . | . | . | . | . |  |  | . |  | 5.72 | 0.04 | 78.9906 | 143 | 143 | 3182.48 | 3182.48 | 4% | 12.6084 | 159.124 | 25.2168 | 397.81 | 75.6503 | 636.496 | 126.0838 | 795.62 | 189.1256 | 636.496 | 252.1675 | 318.248 | 378.2513 | 143.2116 | 504.335 | 95.4744 | 2006.2953 | 10031.4763 | 48151.0861 | 100314.7627 | 120377.7152 | 80251.8101 | 54169.9718 | 48151.0861
2016 | 7787 | Gunnison County Elec Assn. | CO | Cooperative | . | . | . | . | . | . | . | . | . | . | . |  | 163.44 | 2.862 | 57.1069 | 163.44 | 2.862 | 57.1069 | 10707 | N | F | 29 | N | 0 | 0 | 57.1069 |  |  | 0 | 0 | 0% |  | 0 |  | 0 |  | 1: 0; 3: 0; 5: 0; 7: 0 | 0 |  | 0
2016 | 7801 | Gulf Power Co | FL | Investor Owned | . | . | . | . | . | . | . | . | . | . | . |  | 137.9 | 1.098 | 125.592 | 83.4 | 0.838 | 99.5227 | 455415 | N | F | 25 | Y | 54.5 | 0.26 | 99.5227 | 209.6154 | 209.6154 | 118407.9 | 118407.9 | 26% | 18.4819 | 5920.395 | 36.9638 | 14800.9875 | 110.8913 | 23681.58 | 184.8189 | 29601.975 | 277.2283 | 23681.58 | 369.6377 | 11840.79 | 554.4566 | 5328.3555 | 739.2754 | 3552.237 | 109420.0625 | 547100.3123 | 2626081.4989 | 5471003.1227 | 6565203.7472 | 4376802.4982 | 2954341.6863 | 2626081.4989
2016 | 7864 | Grundy County Rural Elec Coop | IA | Cooperative | . | . | . | . | . | . | . | . | . | . | . |  | 97.2 | 1.13 | 86.0177 | 97.2 | 1.13 | 86.0177 | 2218 | N | O | 12.5 | N | 0 | 0 | 86.0177 |  |  | 0 | 0 | 0% |  | 0 |  | 0 |  | 1: 0; 3: 0; 5: 0; 7: 0 | 0 |  | 0
2016 | 7870 | H-D Electric Coop Inc | SD | Cooperative | 958.161 | 3.55 | 269.9045 | 52.884 | 1.28 | 41.3156 | 952.148 | 3.17 | 300.3621 | 3571 | 7.2 | N | . | . | . | . | . | . | . |  |  | . |  | 905.277 | 2.27 | 41.3156 | 398.8004 | 905.277 | 8106.17 | 3571 | 100% | 79.8187 | 178.55 | 159.6374 | 446.375 | 478.9122 | 714.2 | 798.1869 | 892.75 | 1197.2804 | 714.2 | 1596.3738 | 357.1 | 2394.5608 | 160.695 | 3192.7477 | 107.13 | 14251.6275 | 71258.1374 | 342039.0596 | 712581.3741 | 855097.6489 | 570065.0993 | 384793.942 | 342039.0596
2016 | 7887 | Habersham Electric Membership Corp | GA | Cooperative | 148.71 | 1.682 | 88.4126 | 118.555 | 1.522 | 77.8942 | 108.445 | 1.322 | 82.031 | 32927 | 12.5 | N | . | . | . | . | . | . | . |  |  | . |  | 30.155 | 0.16 | 77.8942 | 188.4688 | 188.4688 | 5268.32 | 5268.32 | 16% | 16.6174 | 263.416 | 33.2348 | 658.54 | 99.7043 | 1053.664 | 166.1738 | 1317.08 | 249.2607 | 1053.664 | 332.3475 | 526.832 | 498.5213 | 237.0744 | 664.6951 | 158.0496 | 4377.283 | 21886.4148 | 105054.7911 | 218864.1481 | 262636.9777 | 175091.3184 | 118186.6399 | 105054.7911
2016 | 7891 | Guernsey-Muskingum El Coop Inc | OH | Cooperative | . | . | . | . | . | . | . | . | . | . | . |  | 439 | 2.6 | 168.8461 | 439 | 2.6 | 168.8461 | 16869 | N | F | 12.5 | Y | 0 | 0 | 168.8462 |  |  | 0 | 0 | 0% |  | 0 |  | 0 |  | 1: 0; 3: 0; 5: 0; 7: 0 | 0 |  | 0
2016 | 7977 | City of Hamilton - (OH) | OH | Municipal | 47.593 | 0.579 | 82.1986 | . | . | . | . | . | . | 29273 | 13.8 | Y | . | . | . | . | . | . | . |  |  | . | [7 empty] | 29273 | 100% |  | 1463.65 |  | 3659.125 |  | 1: 5854.6; 3: 7318.25; 5: 5854.6; 7: 2927.3 | 1317.285 |  | 878.19
2016 | 7978 | Halifax Electric Member Corp | NC | Cooperative | 391.93 | 2.136 | 183.4878 | 391.93 | 2.136 | 183.4878 | 250.6 | . | . | 9660 | 24.9 | Y | . | . | . | . | . | . | . |  |  | . |  | 0 | 0 | 183.4878 |  |  | 0 | 0 | 0% |  | 0 |  | 0 |  | 1: 0; 3: 0; 5: 0; 7: 0 | 0 |  | 0
2016 | 8000 | NineStar Connect | IN | Cooperative | . | . | . | . | . | . | . | . | . | . | . |  | 127.5 | 1.29 | 98.8372 | 127.5 | 1.29 | 98.8372 | 14061 | N | F | 15 | Y | 0 | 0 | 98.8372 |  |  | 0 | 0 | 0% |  | 0 |  | 0 |  | 1: 0; 3: 0; 5: 0; 7: 0 | 0 |  | 0
2016 | 8034 | Hancock-Wood Electric Coop Inc | OH | Cooperative | 89.22 | 1.052 | 84.8099 | 73.92 | 0.97 | 76.2062 | 53.17 | 0.89 | 59.7416 | 13055 | 12.5 | Y | . | . | . | . | . | . | . |  |  | . |  | 15.3 | 0.082 | 76.2062 | 186.5854 | 186.5854 | 1070.51 | 1070.51 | 8.2% | 16.4513 | 53.5255 | 32.9026 | 133.8137 | 98.7079 | 214.102 | 164.5132 | 267.6275 | 246.7698 | 214.102 | 329.0264 | 107.051 | 493.5395 | 48.173 | 658.0527 | 32.1153 | 880.565 | 4402.8251 | 21133.5606 | 44028.2513 | 52833.9015 | 35222.601 | 23775.2557 | 21133.5606
2016 | 8055 | City of Hannibal - (MO) | MO | Municipal | 77.05 | 1.03 | 74.8058 | 45.92 | 0.87 | 52.7816 | 77.05 | 1.03 | 74.8058 | 8749 | 13.8 |  | . | . | . | . | . | . | . |  |  | . |  | 31.13 | 0.16 | 52.7816 | 194.5625 | 194.5625 | 1399.84 | 1399.84 | 16% | 17.1547 | 69.992 | 34.3093 | 174.98 | 102.928 | 279.968 | 171.5467 | 349.96 | 257.32 | 279.968 | 343.0933 | 139.984 | 514.64 | 62.9928 | 686.1866 | 41.9952 | 1200.6894 | 6003.4468 | 28816.5447 | 60034.468 | 72041.3616 | 48027.5744 | 32418.6127 | 28816.5447
2016 | 8104 | Town of Hardwick | VT | Municipal | . | . | . | . | . | . | . | . | . | . | . |  | . | 2.9 | . | . | . | . | 4350 | N | L | . | N | [6 empty] | 4350 | 100% |  | 217.5 |  | 543.75 |  | 1: 870; 3: 1087.5; 5: 870; 7: 435 | 195.75 |  | 130.5
2016 | 8179 | Harrison County Rural E M C | IN | Cooperative | 207 | 1.8 | 115 | 114.1 | 1.3 | 87.7692 | 206.1 | 1.6 | 128.8125 | 22749 | 7.2 | Y | . | . | . | . | . | . | . |  |  | . |  | 92.9 | 0.5 | 87.7692 | 185.8 | 185.8 | 11374.5 | 11374.5 | 50% | 16.3821 | 568.725 | 32.7641 | 1421.8125 | 98.2924 | 2274.9 | 163.8207 | 2843.625 | 245.7311 | 2274.9 | 327.6414 | 1137.45 | 491.4622 | 511.8525 | 655.2829 | 341.235 | 9316.8939 | 46584.4695 | 223605.4536 | 465844.6951 | 559013.6341 | 372675.7561 | 251556.1353 | 223605.4536
2016 | 8198 | City of Harrisonburg - (VA) | VA | Municipal | . | . | . | . | . | . | . | . | . | . | . |  | 4.064 | 0.053 | 76.6792 | 4.064 | 0.053 | 76.6792 | 20981 | N | F | 23 | N | 0 | 0 | 76.6792 |  |  | 0 | 0 | 0% |  | 0 |  | 0 |  | 1: 0; 3: 0; 5: 0; 7: 0 | 0 |  | 0
2016 | 8199 | City of Harrisonville - (MO) | MO | Municipal | 5.971 | 0.103 | 57.9709 | 5.971 | 0.103 | 57.9709 | 5.971 | 0.103 | 57.9709 | 4704 | 12.5 | Y | . | . | . | . | . | . | . |  |  | . |  | 0 | 0 | 57.9709 |  |  | 0 | 0 | 0% |  | 0 |  | 0 |  | 1: 0; 3: 0; 5: 0; 7: 0 | 0 |  | 0
2016 | 8210 | Hart Electric Member Corp | GA | Cooperative | 54.748 | 1.02 | 53.6745 | 54.748 | 1.02 | 53.6745 | 50.052 | 0.61 | 82.0525 | 35748 | 12.5 | Y | . | . | . | . | . | . | . |  |  | . |  | 0 | 0 | 53.6745 |  |  | 0 | 0 | 0% |  | 0 |  | 0 |  | 1: 0; 3: 0; 5: 0; 7: 0 | 0 |  | 0
2016 | 8212 | Hartford Electric | WI | Municipal | . | . | . | . | . | . | . | . | . | . | . |  | 20.831 | 0.227 | 91.7665 | . | . | . | 7075 | N | L | 25 | N | [6 empty] | 7075 | 100% |  | 353.75 |  | 884.375 |  | 1: 1415; 3: 1768.75; 5: 1415; 7: 707.5 | 318.375 |  | 212.25
2016 | 8276 | Havana Power & Light Company | FL | Municipal | . | . | . | . | . | . | . | . | . | . | . |  | 43.968 | 0.524 | 83.9084 | 17.587 | 0.21 | 83.7476 | 1444 | N | L | 12 | N | 26.381 | 0.314 | 83.7476 | 84.0159 | 84.0159 | 453.416 | 453.416 | 31.4% | 7.4077 | 22.6708 | 14.8154 | 56.677 | 44.4463 | 90.6832 | 74.0772 | 113.354 | 111.1158 | 90.6832 | 148.1545 | 45.3416 | 222.2317 | 20.4037 | 296.3089 | 13.6025 | 167.939 | 839.695 | 4030.5361 | 8396.9502 | 10076.3402 | 6717.5601 | 4534.3531 | 4030.5361
2016 | 8283 | Harrison County Rrl Elec Coop | IA | Cooperative | . | . | . | . | . | . | . | . | . | . | . |  | 33.1 | 0.356 | 92.9775 | 16.28 | 0.195 | 83.4872 | 3756 | N | L | 12.5 | N | 16.82 | 0.161 | 83.4872 | 104.472 | 104.472 | 604.716 | 604.716 | 16.1% | 9.2113 | 30.2358 | 18.4227 | 75.5895 | 55.2681 | 120.9432 | 92.1135 | 151.179 | 138.1702 | 120.9432 | 184.227 | 60.4716 | 276.3405 | 27.2122 | 368.454 | 18.1415 | 278.5125 | 1392.5625 | 6684.3001 | 13925.6253 | 16710.7503 | 11140.5002 | 7519.8376 | 6684.3001
2016 | 8287 | Hawaii Electric Light Co Inc | HI | Investor Owned | . | . | . | . | . | . | . | . | . | . | . |  | 178.73 | 3.144 | 56.848 | 135.94 | 2.88 | 47.2014 | 84367 | N | L | 13.8 | N | 42.79 | 0.264 | 47.2014 | 162.0833 | 162.0833 | 22272.888 | 22272.888 | 26.4% | 14.291 | 1113.6444 | 28.5819 | 2784.111 | 85.7458 | 4454.5776 | 142.9096 | 5568.222 | 214.3644 | 4454.5776 | 285.8193 | 2227.2888 | 428.7289 | 1002.28 | 571.6385 | 668.1866 | 15915.0504 | 79575.2519 | 381961.2093 | 795752.5195 | 954903.0234 | 636602.0156 | 429706.3605 | 381961.2093
2016 | 8298 | Hawkeye Tri-County El Coop Inc | IA | Cooperative | 220.033 | 2.288 | 96.1683 | 99.585 | 1.306 | 76.2519 | 193.999 | 1.783 | 108.8048 | 6734 | 7.2 | N | . | . | . | . | . | . | . |  |  | . |  | 120.448 | 0.982 | 76.2519 | 122.6558 | 122.6558 | 6612.788 | 6612.788 | 98.2% | 10.8146 | 330.6394 | 21.6292 | 826.5985 | 64.8877 | 1322.5576 | 108.1462 | 1653.197 | 162.2193 | 1322.5576 | 216.2924 | 661.2788 | 324.4386 | 297.5755 | 432.5848 | 198.3836 | 3575.7392 | 17878.6958 | 85817.7398 | 178786.9578 | 214544.3494 | 143029.5663 | 96544.9572 | 85817.7398
2016 | 8319 | Heartland Power Coop | IA | Cooperative | 88.75 | 0.865 | 102.6012 | 88.75 | 0.865 | 102.6012 | . | . | . | 5199 | 15 | N | . | . | . | . | . | . | . |  |  | . |  | 0 | 0 | 102.6012 |  |  | 0 | 0 | 0% |  | 0 |  | 0 |  | 1: 0; 3: 0; 5: 0; 7: 0 | 0 |  | 0
2016 | 8333 | Haywood Electric Member Corp | NC | Cooperative | 397.288 | 3.054 | 130.0877 | 397.288 | 3.054 | 130.0877 | 304.162 | 2.299 | 132.3019 | 26791 | 12.5 | N | . | . | . | . | . | . | . |  |  | . |  | 0 | 0 | 130.0878 |  |  | 0 | 0 | 0% |  | 0 |  | 0 |  | 1: 0; 3: 0; 5: 0; 7: 0 | 0 |  | 0
2016 | 8348 | City of Healdsburg - (CA) | CA | Municipal | . | . | . | . | . | . | . | . | . | . | . |  | 15.7 | 0.18 | 87.2222 | 4.7 | 0.04 | 117.5 | 5827 | N | F | 12 | N | 11 | 0.14 | 117.5 | 78.5714 | 78.5714 | 815.78 | 815.78 | 14% | 6.9277 | 40.789 | 13.8554 | 101.9725 | 41.5661 | 163.156 | 69.2768 | 203.945 | 103.9152 | 163.156 | 138.5536 | 81.578 | 207.8304 | 36.7101 | 277.1072 | 24.4734 | 282.5731 | 1412.8655 | 6781.7546 | 14128.6554 | 16954.3865 | 11302.9243 | 7629.4739 | 6781.7546
2016 | 8366 | Heber Light & Power Company | UT | Municipal | 405.247 | 2.865 | 141.4475 | 38.272 | 0.924 | 41.4199 | . | . | . | 11575 | 12.4 | N | . | . | . | . | . | . | . |  |  | . |  | 366.975 | 1.941 | 41.4199 | 189.0649 | 366.975 | 22467.075 | 11575 | 100% | 32.3564 | 578.75 | 64.7127 | 1446.875 | 194.1381 | 2315 | 323.5636 | 2893.75 | 485.3453 | 2315 | 647.1271 | 1157.5 | 970.6907 | 520.875 | 1294.2542 | 347.25 | 18726.2408 | 93631.2041 | 449429.7796 | 936312.0408 | 1123574.4489 | 749049.6326 | 505608.502 | 449429.7796
2016 | 8447 | Hendricks County Rural E M C | IN | Cooperative | 103.6 | 1.18 | 87.7966 | 63.7 | 0.87 | 73.2184 | 103.3 | 1.14 | 90.614 | 30980 | 12.5 | Y | . | . | . | . | . | . | . |  |  | . |  | 39.9 | 0.31 | 73.2184 | 128.7097 | 128.7097 | 9603.8 | 9603.8 | 31% | 11.3484 | 480.19 | 22.6968 | 1200.475 | 68.0904 | 1920.76 | 113.4839 | 2400.95 | 170.2259 | 1920.76 | 226.9678 | 960.38 | 340.4518 | 432.171 | 453.9357 | 288.114 | 5449.3843 | 27246.9214 | 130785.2226 | 272469.2138 | 326963.0566 | 217975.3711 | 147133.3755 | 130785.2226
2016 | 8515 | City of Hermiston | OR | Municipal | . | . | . | . | . | . | . | . | . | . | . |  | 119.91 | 1.81 | 66.2486 | . | . | . | 5503 | N | F | 12.5 | Y | [6 empty] | 5503 | 100% |  | 275.15 |  | 687.875 |  | 1: 1100.6; 3: 1375.75; 5: 1100.6; 7: 550.3 | 247.635 |  | 165.09
2016 | 8566 | High Plains Power Inc | WY | Cooperative | . | . | . | . | . | . | . | . | . | . | . |  | 402.667 | . | . | 402.667 | . | . | 13075 | N | L | 34.5 | N | 0 |  |  |  | 0 |  | 13075 | 100% | 0 | 653.75 | 0 | 1634.375 | 0 | 2615 | 0 | 3268.75 | 0 | 2615 | 0 | 1307.5 | 0 | 588.375 | 0 | 392.25 | 0 | 0 | 0 | 0 | 0 | 0 | 0 | 0
2016 | 8571 | Town of High Point | NC | Municipal | 124.41 | 1.382 | 90.0217 | 78.005 | 0.929 | 83.9666 | . | . | . | 41040 | 12.4 | Y | . | . | . | . | . | . | . |  |  | . |  | 46.405 | 0.453 | 83.9666 | 102.4393 | 102.4393 | 18591.12 | 18591.12 | 45.3% | 9.0321 | 929.556 | 18.0642 | 2323.89 | 54.1927 | 3718.224 | 90.3212 | 4647.78 | 135.4818 | 3718.224 | 180.6424 | 1859.112 | 270.9636 | 836.6004 | 361.2848 | 557.7336 | 8395.8613 | 41979.3064 | 201500.6707 | 419793.0639 | 503751.6767 | 335834.4511 | 226688.2545 | 201500.6707
2016 | 8620 | HILCO Electric Cooperative, Inc. | TX | Cooperative | 212.7 | 1.23 | 172.9268 | 180.5 | 1.13 | 159.7345 | 205.6 | 1.14 | 180.3509 | 26107 | 14.4 | Y | . | . | . | . | . | . | . |  |  | . |  | 32.2 | 0.1 | 159.7345 | 322 | 322 | 2610.7 | 2610.7 | 10% | 28.3909 | 130.535 | 56.7818 | 326.3375 | 170.3453 | 522.14 | 283.9089 | 652.675 | 425.8633 | 522.14 | 567.8178 | 261.07 | 851.7267 | 117.4815 | 1135.6356 | 78.321 | 3706.0047 | 18530.0235 | 88944.1129 | 185300.2351 | 222360.2821 | 148240.1881 | 100062.127 | 88944.1129
2016 | 8631 | Hillsdale Board of Public Wks | MI | Municipal | . | . | . | . | . | . | . | . | . | . | . |  | 65.632 | 2.412 | 27.2106 | . | . | . | 6381 | Y | L | 13.2 | N | [6 empty] | 6381 | 100% |  | 319.05 |  | 797.625 |  | 1: 1276.2; 3: 1595.25; 5: 1276.2; 7: 638.1 | 287.145 |  | 191.43
2016 | 8699 | Inland Power & Light Company | WA | Cooperative | 250 | 1.44 | 173.6111 | 250 | 1.44 | 173.6111 | 172.5 | 0.799 | 215.8949 | 40444 | 24.9 | Y | . | . | . | . | . | . | . |  |  | . |  | 0 | 0 | 173.6111 |  |  | 0 | 0 | 0% |  | 0 |  | 0 |  | 1: 0; 3: 0; 5: 0; 7: 0 | 0 |  | 0
2016 | 8723 | City of Holland | MI | Municipal | 49.88 | 0.46 | 108.4348 | 18.95 | 0.24 | 78.9583 | 49.88 | 0.46 | 108.4348 | 28191 | 12.5 | Y | . | . | . | . | . | . | . |  |  | . |  | 30.93 | 0.22 | 78.9583 | 140.5909 | 140.5909 | 6202.02 | 6202.02 | 22% | 12.396 | 310.101 | 24.7919 | 775.2525 | 74.3758 | 1240.404 | 123.9597 | 1550.505 | 185.9395 | 1240.404 | 247.9193 | 620.202 | 371.879 | 279.0909 | 495.8386 | 186.0606 | 3844.0013 | 19220.0065 | 92256.0314 | 192200.0654 | 230640.0785 | 153760.0523 | 103788.0353 | 92256.0314
2016 | 8761 | Holmes-Wayne Electric Coop Inc | OH | Cooperative | 295.3 | 2.187 | 135.0251 | 295.3 | 2.187 | 135.0251 | 225.3 | 1.646 | 136.8773 | 17344 | 12.5 | N | . | . | . | . | . | . | . |  |  | . |  | 0 | 0 | 135.0251 |  |  | 0 | 0 | 0% |  | 0 |  | 0 |  | 1: 0; 3: 0; 5: 0; 7: 0 | 0 |  | 0
2016 | 8764 | Holston Electric Coop, Inc | TN | Cooperative | 230.2 | 2.23 | 103.2287 | 204.48 | 2.02 | 101.2277 | 230.2 | 2.23 | 103.2287 | 28044 | 12.5 | Y | . | . | . | . | . | . | . |  |  | . |  | 25.72 | 0.21 | 101.2277 | 122.4762 | 122.4762 | 5889.24 | 5889.24 | 21% | 10.7988 | 294.462 | 21.5976 | 736.155 | 64.7927 | 1177.848 | 107.9878 | 1472.31 | 161.9817 | 1177.848 | 215.9756 | 588.924 | 323.9635 | 265.0158 | 431.9513 | 176.6772 | 3179.8311 | 15899.1553 | 76315.9456 | 158991.5533 | 190789.8639 | 127193.2426 | 85855.4388 | 76315.9456
2016 | 8773 | Holy Cross Electric Assn, Inc | CO | Cooperative | 79.7 | 1.14 | 69.9123 | 79.7 | 1.14 | 69.9123 | . | . | . | 56734 | 24.9 | Y | . | . | . | . | . | . | . |  |  | . |  | 0 | 0 | 69.9123 |  |  | 0 | 0 | 0% |  | 0 |  | 0 |  | 1: 0; 3: 0; 5: 0; 7: 0 | 0 |  | 0
2016 | 8774 | City of Holyoke - (MA) | MA | Municipal | 6.23 | 0.17 | 36.6471 | 6.23 | 0.17 | 36.6471 | 6.23 | 0.17 | 36.6471 | 17534 | 34.5 | Y | . | . | . | . | . | . | . |  |  | . |  | 0 | 0 | 36.6471 |  |  | 0 | 0 | 0% |  | 0 |  | 0 |  | 1: 0; 3: 0; 5: 0; 7: 0 | 0 |  | 0
2016 | 8786 | Horry Electric Coop Inc | SC | Cooperative | 3231.3 | 2.965 | 1089.8145 | 85.5 | 1.229 | 69.5688 | 3030.7 | 2.692 | 1125.8172 | 73564 | 25 | N | . | . | . | . | . | . | . |  |  | . |  | 3145.8 | 1.736 | 69.5688 | 1812.0968 | 3145.8 | 127707.104 | 73564 | 100% | 277.3666 | 3678.2 | 554.7333 | 9195.5 | 1664.1999 | 14712.8 | 2773.6664 | 18391 | 4160.4996 | 14712.8 | 5547.3328 | 7356.4 | 8320.9993 | 3310.38 | 11094.6657 | 2206.92 | 1020209.9832 | 5101049.9162 | 24485039.5979 | 51010499.1624 | 61212598.9949 | 40808399.3299 | 27545669.5477 | 24485039.5979
2016 | 8795 | City of Homestead - (FL) | FL | Municipal | . | . | . | . | . | . | . | . | . | . | . |  | 124.046 | 1.35 | 91.8859 | 124.046 | 1.35 | 91.8859 | 24699 | N | L | 13.2 | N | 0 | 0 | 91.8859 |  |  | 0 | 0 | 0% |  | 0 |  | 0 |  | 1: 0; 3: 0; 5: 0; 7: 0 | 0 |  | 0
2016 | 8796 | City of Hingham - (MA) | MA | Municipal | . | . | . | . | . | . | . | . | . | . | . |  | 22.009 | 0.126 | 174.6746 | 22.009 | 0.126 | 174.6746 | 9631 | Y | L | 13.8 | N | 0 | 0 | 174.6746 |  |  | 0 | 0 | 0% |  | 0 |  | 0 |  | 1: 0; 3: 0; 5: 0; 7: 0 | 0 |  | 0
2016 | 8840 | City of Hope | AR | Municipal | 49.855 | 0.472 | 105.625 | 11.009 | 0.136 | 80.9485 | 17.136 | 0.185 | 92.627 | 6785 | 13.8 | N | . | . | . | . | . | . | . |  |  | . |  | 38.846 | 0.336 | 80.9485 | 115.6131 | 115.6131 | 2279.76 | 2279.76 | 33.6% | 10.1937 | 113.988 | 20.3873 | 284.97 | 61.162 | 455.952 | 101.9366 | 569.94 | 152.9049 | 455.952 | 203.8732 | 227.976 | 305.8098 | 102.5892 | 407.7464 | 68.3928 | 1161.9549 | 5809.7747 | 27886.9183 | 58097.7465 | 69717.2958 | 46478.1972 | 31372.7831 | 27886.9183
2016 | 8898 | Houston County Elec Coop Inc | TX | Cooperative | . | . | . | . | . | . | . | . | . | . | . |  | 674.024 | 3.5 | 192.5783 | 265 | 2.4 | 110.4167 | 21237 | N | L | 25 | Y | 409.024 | 1.1 | 110.4167 | 371.84 | 409.024 | 23360.7 | 21237 | 100% | 36.0638 | 1061.85 | 72.1277 | 2654.625 | 216.383 | 4247.4 | 360.6384 | 5309.25 | 540.9575 | 4247.4 | 721.2767 | 2123.7 | 1081.9151 | 955.665 | 1442.5534 | 637.11 | 38294.3836 | 191471.9182 | 919065.2073 | 1914719.1818 | 2297663.0181 | 1531775.3454 | 1033948.3582 | 919065.2073
2016 | 8901 | CenterPoint Energy | TX | Investor Owned | 225.63 | 1.83 | 123.2951 | 131.13 | 1.32 | 99.3409 | 225.47 | 1.82 | 123.8846 | 2417035 | 35 | Y | . | . | . | . | . | . | . |  |  | . |  | 94.5 | 0.51 | 99.3409 | 185.2941 | 185.2941 | 1232687.85 | 1232687.85 | 51% | 16.3375 | 61634.3925 | 32.6749 | 154085.9813 | 98.0248 | 246537.57 | 163.3747 | 308171.9625 | 245.062 | 246537.57 | 326.7494 | 123268.785 | 490.124 | 55470.9532 | 653.4987 | 36980.6355 | 1006949.9229 | 5034749.6143 | 24166798.1484 | 50347496.1425 | 60416995.3711 | 40277996.914 | 27187647.917 | 24166798.1484
2016 | 8972 | City of Hudson - (OH) | OH | Municipal | 6.8 | 0.173 | 39.3064 | . | . | . | 3.72 | 0.09 | 41.3333 | 6667 | 12.5 | Y | . | . | . | . | . | . | . |  |  | . | [7 empty] | 6667 | 100% |  | 333.35 |  | 833.375 |  | 1: 1333.4; 3: 1666.75; 5: 1333.4; 7: 666.7 | 300.015 |  | 200.01
2016 | 8973 | Town of Hudson - (MA) | MA | Municipal | . | . | . | . | . | . | . | . | . | . | . |  | 41 | 1.36 | 30.1471 | 18.21 | 0.38 | 47.9211 | 13018 | N | L | 13.8 | N | 22.79 | 0.98 | 47.9211 | 23.2551 | 23.2551 | 12757.64 | 12757.64 | 98% | 2.0504 | 637.882 | 4.1008 | 1594.705 | 12.3025 | 2551.528 | 20.5041 | 3189.41 | 30.7562 | 2551.528 | 41.0083 | 1275.764 | 61.5124 | 574.0938 | 82.0165 | 382.7292 | 1307.9216 | 6539.6081 | 31390.1188 | 65396.0808 | 78475.297 | 52316.8647 | 35313.8836 | 31390.1188
2016 | 9087 | Town of Huntersville - (NC) | NC | Municipal | . | . | . | . | . | . | . | . | . | . | . |  | 100.7 | 2 | 50.35 | . | . | . | 5292 | N | L | 12.5 | N | [6 empty] | 5292 | 100% |  | 264.6 |  | 661.5 |  | 1: 1058.4; 3: 1323; 5: 1058.4; 7: 529.2 | 238.14 |  | 158.76
2016 | 9096 | City of Lafayette - (LA) | LA | Municipal | 94.24 | 1.089 | 86.5381 | 25.09 | 0.735 | 34.1361 | 91.56 | 0.943 | 97.0944 | 66394 | 15 | Y | . | . | . | . | . | . | . |  |  | . |  | 69.15 | 0.354 | 34.1361 | 195.339 | 195.339 | 23503.476 | 23503.476 | 35.4% | 17.2231 | 1175.1738 | 34.4463 | 2937.9345 | 103.3388 | 4700.6952 | 172.2313 | 5875.869 | 258.3469 | 4700.6952 | 344.4626 | 2350.3476 | 516.6939 | 1057.6564 | 688.9251 | 705.1043 | 20240.1694 | 101200.8472 | 485764.0664 | 1012008.4717 | 1214410.1661 | 809606.7774 | 546484.5747 | 485764.0664
2016 | 9128 | Hurricane City Power | UT | Municipal | 2 | 0.021 | 95.2381 | 2 | 0.021 | 95.2381 | . | . | . | 6384 | 12.5 | N | . | . | . | . | . | . | . |  |  | . |  | 0 | 0 | 95.2381 |  |  | 0 | 0 | 0% |  | 0 |  | 0 |  | 1: 0; 3: 0; 5: 0; 7: 0 | 0 |  | 0
2016 | 9187 | City of Idaho Falls - (ID) | ID | Municipal | 185.58 | 1.12 | 165.6964 | 21.69 | 0.24 | 90.375 | . | . | . | . | . |  | . | . | . | . | . | . | . |  |  | . |  | 163.89 | 0.88 | 90.375 | 186.2386 | 186.2386 |  |  |  | 16.4207 |  | 32.8415 |  | 98.5245 | 2: 164.2075; 4: 246.3112; 6: 328.4149; 8: 492.6224 |  | 656.8299
2016 | 9191 | Idaho Power Co | ID | Investor Owned | 159.44 | 1.18 | 135.1186 | 159.44 | 1.18 | 135.1186 | 149.59 | 1.05 | 142.4667 | 510888 | 34.5 | Y | . | . | . | . | . | . | . |  |  | . |  | 0 | 0 | 135.1186 |  |  | 0 | 0 | 0% |  | 0 |  | 0 |  | 1: 0; 3: 0; 5: 0; 7: 0 | 0 |  | 0
2016 | 9191 | Idaho Power Co | OR | Investor Owned | 173.21 | 1.06 | 163.4057 | 173.21 | 1.06 | 163.4057 | 136.07 | 0.79 | 172.2405 | 18790 | 34.5 | Y | . | . | . | . | . | . | . |  |  | . |  | 0 | 0 | 163.4057 |  |  | 0 | 0 | 0% |  | 0 |  | 0 |  | 1: 0; 3: 0; 5: 0; 7: 0 | 0 |  | 0
2016 | 9209 | Illinois Rural Electric Coop | IL | Cooperative | . | . | . | . | . | . | . | . | . | . | . |  | 30.845 | . | . | 27.574 | . | . | 10339 | N | L | 12.5 | N | 3.271 |  |  |  | 3.271 |  | 10339 | 100% | 0.28841 | 516.95 | 0.57681 | 1292.375 | 1.7304 | 2067.8 | 2.8841 | 2584.75 | 4.3261 | 2067.8 | 5.7681 | 1033.9 | 8.6522 | 465.255 | 11.5362 | 310.17 | 149.0913 | 745.4563 | 3578.1904 | 7454.5633 | 8945.476 | 5963.6507 | 4025.4642 | 3578.1904
2016 | 9216 | Imperial Irrigation District | CA | Political Subdivision | 78.05 | 0.79 | 98.7975 | 55.66 | 0.6 | 92.7667 | 69.38 | 0.63 | 110.127 | 150382 | 12.4 | N | . | . | . | . | . | . | . |  |  | . |  | 22.39 | 0.19 | 92.7667 | 117.8421 | 117.8421 | 28572.58 | 28572.58 | 19% | 10.3902 | 1428.629 | 20.7804 | 3571.5725 | 62.3412 | 5714.516 | 103.9019 | 7143.145 | 155.8529 | 5714.516 | 207.8039 | 2857.258 | 311.7058 | 1285.7661 | 415.6077 | 857.1774 | 14843.731 | 74218.655 | 356249.5438 | 742186.5496 | 890623.8595 | 593749.2397 | 400780.7368 | 356249.5438
2016 | 9230 | City of Independence - (IA) | IA | Municipal | 52.142 | 0.924 | 56.4307 | 0.965 | 0.022 | 43.8636 | 52.142 | 0.924 | 56.4307 | 3164 | 12.5 | N | . | . | . | . | . | . | . |  |  | . |  | 51.177 | 0.902 | 43.8636 | 56.7373 | 56.7373 | 2853.928 | 2853.928 | 90.2% | 5.0025 | 142.6964 | 10.0051 | 356.741 | 30.0153 | 570.7856 | 50.0255 | 713.482 | 75.0382 | 570.7856 | 100.051 | 285.3928 | 150.0765 | 128.4268 | 200.102 | 85.6178 | 713.8458 | 3569.2291 | 17132.2998 | 35692.2913 | 42830.7495 | 28553.833 | 19273.8373 | 17132.2998
2016 | 9231 | City of Independence - (MO) | MO | Municipal | . | . | . | . | . | . | . | . | . | . | . |  | 60.66 | 0.74 | 81.973 | 29.74 | 0.39 | 76.2564 | 56634 | N | F | 13.2 | Y | 30.92 | 0.35 | 76.2564 | 88.3429 | 88.3429 | 19821.9 | 19821.9 | 35% | 7.7892 | 991.095 | 15.5785 | 2477.7375 | 46.7354 | 3964.38 | 77.8923 | 4955.475 | 116.8385 | 3964.38 | 155.7846 | 1982.19 | 233.6769 | 891.9855 | 311.5692 | 594.657 | 7719.8675 | 38599.3375 | 185276.8202 | 385993.3755 | 463192.0506 | 308794.7004 | 208436.4227 | 185276.8202
2016 | 9246 | Indian Electric Coop, Inc | OK | Cooperative | 234.061 | 1.777 | 131.7169 | 142.746 | 1.498 | 95.2911 | 221.255 | 1.621 | 136.4929 | 19545 | 14.4 | Y | . | . | . | . | . | . | . |  |  | . |  | 91.315 | 0.279 | 95.2911 | 327.2939 | 327.2939 | 5453.055 | 5453.055 | 27.9% | 28.8577 | 272.6528 | 57.7153 | 681.6319 | 173.1459 | 1090.611 | 288.5766 | 1363.2638 | 432.8648 | 1090.611 | 577.1531 | 545.3055 | 865.7297 | 245.3875 | 1154.3062 | 163.5916 | 7868.1191 | 39340.5953 | 188834.8576 | 393405.9533 | 472087.144 | 314724.7627 | 212439.2148 | 188834.8576
2016 | 9273 | Indianapolis Power & Light Co | IN | Investor Owned | 232 | 1.2 | 193.3333 | 62 | 0.7 | 88.5714 | 230 | 1.1 | 209.0909 | 486800 | 34 | Y | . | . | . | . | . | . | . |  |  | . |  | 170 | 0.5 | 88.5714 | 340 | 340 | 243400 | 243400 | 50% | 29.978 | 12170 | 59.9559 | 30425 | 179.8677 | 48680 | 299.7796 | 60850 | 449.6694 | 48680 | 599.5591 | 24340 | 899.3387 | 10953 | 1199.1183 | 7302 | 364831.7414 | 1824158.7068 | 8755961.7928 | 18241587.0683 | 21889904.482 | 14593269.6547 | 9850457.0169 | 8755961.7928
2016 | 9275 | Indianola Municipal Utilities | IA | Municipal | 29.494 | 0.757 | 38.9617 | 29.494 | 0.757 | 38.9617 | . | . | . | 6366 | 13.2 | N | . | . | . | . | . | . | . |  |  | . |  | 0 | 0 | 38.9617 |  |  | 0 | 0 | 0% |  | 0 |  | 0 |  | 1: 0; 3: 0; 5: 0; 7: 0 | 0 |  | 0
2016 | 9292 | Inter County Energy Coop Corp | KY | Cooperative | 170.78 | 1.98 | 86.2525 | 88.48 | 1.11 | 79.7117 | 138.04 | 1.48 | 93.2703 | 26392 | 24.9 |  | . | . | . | . | . | . | . |  |  | . |  | 82.3 | 0.87 | 79.7117 | 94.5977 | 94.5977 | 22961.04 | 22961.04 | 87% | 8.3407 | 1148.052 | 16.6814 | 2870.13 | 50.0443 | 4592.208 | 83.4072 | 5740.26 | 125.1108 | 4592.208 | 166.8145 | 2296.104 | 250.2217 | 1033.2468 | 333.6289 | 688.8312 | 9575.5838 | 47877.9192 | 229814.012 | 478779.1918 | 574535.0301 | 383023.3534 | 258540.7636 | 229814.012
2016 | 9324 | Indiana Michigan Power Co | IN | Investor Owned | 255 | 1.06 | 240.566 | 152.9 | 0.951 | 160.7781 | 237.6 | 0.975 | 243.6923 | 460208 | 35 | Y | . | . | . | . | . | . | . |  |  | . |  | 102.1 | 0.109 | 160.7781 | 936.6972 | 936.6972 | 50162.672 | 50162.672 | 10.9% | 82.589 | 2508.1336 | 165.1781 | 6270.334 | 495.5342 | 10032.5344 | 825.8903 | 12540.668 | 1238.8354 | 10032.5344 | 1651.7806 | 5016.2672 | 2477.6709 | 2257.3202 | 3303.5612 | 1504.8802 | 207144.3209 | 1035721.6047 | 4971463.7026 | 10357216.047 | 12428659.2564 | 8285772.8376 | 5592896.6654 | 4971463.7026
2016 | 9324 | Indiana Michigan Power Co | MI | Investor Owned | 560.6 | 1.91 | 293.5079 | 373 | 1.719 | 216.9866 | 514.4 | 1.724 | 298.3759 | 127979 | 35 | Y | . | . | . | . | . | . | . |  |  | . |  | 187.6 | 0.191 | 216.9866 | 982.199 | 982.199 | 24443.989 | 24443.989 | 19.1% | 86.6009 | 1222.1995 | 173.2019 | 3055.4986 | 519.6056 | 4888.7978 | 866.0094 | 6110.9973 | 1299.014 | 4888.7978 | 1732.0187 | 2444.3989 | 2598.0281 | 1099.9795 | 3464.0375 | 733.3197 | 105843.6168 | 529218.0838 | 2540246.8021 | 5292180.8376 | 6350617.0051 | 4233744.6701 | 2857777.6523 | 2540246.8021
2016 | 9331 | Intercounty Electric Coop Assn | MO | Cooperative | 204.397 | 1.638 | 124.7845 | 131.2 | 1.356 | 96.7552 | 118.1 | 1.177 | 100.3398 | 29641 | 12.5 | Y | . | . | . | . | . | . | . |  |  | . |  | 73.197 | 0.282 | 96.7552 | 259.5638 | 259.5638 | 8358.762 | 8358.762 | 28.2% | 22.8859 | 417.9381 | 45.7717 | 1044.8453 | 137.3152 | 1671.7524 | 228.8586 | 2089.6905 | 343.2879 | 1671.7524 | 457.7173 | 835.8762 | 686.5759 | 376.1443 | 915.4345 | 250.7629 | 9564.8741 | 47824.3705 | 229556.9786 | 478243.7054 | 573892.4465 | 382594.9643 | 258251.6009 | 229556.9786
2016 | 9336 | Intermountain Rural Elec Assn | CO | Cooperative | 160.122 | 0.91 | 175.9582 | 77.447 | 0.785 | 98.6586 | 153.438 | 0.818 | 187.577 | 149900 | 12.5 | N | . | . | . | . | . | . | . |  |  | . |  | 82.675 | 0.125 | 98.6586 | 661.4 | 661.4 | 18737.5 | 18737.5 | 12.5% | 58.3159 | 936.875 | 116.6319 | 2342.1875 | 349.8957 | 3747.5 | 583.1594 | 4684.375 | 874.7392 | 3747.5 | 1166.3189 | 1873.75 | 1749.4783 | 843.1875 | 2332.6378 | 562.125 | 54634.7502 | 273173.7509 | 1311234.0044 | 2731737.5092 | 3278085.011 | 2185390.0073 | 1475138.255 | 1311234.0044
2016 | 9417 | Interstate Power and Light Co | IA | Investor Owned | . | . | . | . | . | . | . | . | . | . | . |  | 87.1 | 0.88 | 98.9773 | 83.2 | 0.85 | 97.8824 | 475851 | N | F | 25 | N | 3.9 | 0.03 | 97.8824 | 130 | 130 | 14275.53 | 14275.53 | 3% | 11.4622 | 713.7765 | 22.9243 | 1784.4413 | 68.773 | 2855.106 | 114.6216 | 3568.8825 | 171.9324 | 2855.106 | 229.2432 | 1427.553 | 343.8648 | 642.3989 | 458.4864 | 428.2659 | 8181.4206 | 40907.1029 | 196354.0938 | 409071.0287 | 490885.2344 | 327256.8229 | 220898.3555 | 196354.0938
2016 | 9425 | Iowa Lakes Electric Coop | IA | Cooperative | 54.7 | 0.5 | 109.4 | 54.4 | 0.49 | 111.0204 | 48 | 0.39 | 123.0769 | 12613 | 12.5 | N | . | . | . | . | . | . | . |  |  | . |  | 0.3 | 0.01 | 111.0204 | 30 | 30 | 126.13 | 126.13 | 1% | 2.6451 | 6.3065 | 5.2902 | 15.7662 | 15.8707 | 25.226 | 26.4511 | 31.5325 | 39.6767 | 25.226 | 52.9023 | 12.613 | 79.3534 | 5.6759 | 105.8046 | 3.7839 | 16.6814 | 83.4071 | 400.3539 | 834.0705 | 1000.8846 | 667.2564 | 450.3981 | 400.3539
2016 | 9442 | Town of Ipswich - (MA) | MA | Municipal | . | . | . | . | . | . | . | . | . | . | . |  | . | 0.028 | . | . | . | . | 7123 | N | O | 13.8 | N | [6 empty] | 7123 | 100% |  | 356.15 |  | 890.375 |  | 1: 1424.6; 3: 1780.75; 5: 1424.6; 7: 712.3 | 320.535 |  | 213.69
2016 | 9475 | Itasca-Mantrap Co-op Electrical Assn | MN | Cooperative | 1035.1 | 3.74 | 276.7647 | 121.51 | 1.57 | 77.3949 | 949.34 | 2.81 | 337.8434 | 11708 | 12.5 | Y | . | . | . | . | . | . | . |  |  | . |  | 913.59 | 2.17 | 77.3949 | 421.0092 | 913.59 | 25406.36 | 11708 | 100% | 80.5517 | 585.4 | 161.1033 | 1463.5 | 483.3099 | 2341.6 | 805.5165 | 2927 | 1208.2748 | 2341.6 | 1611.0331 | 1170.8 | 2416.5496 | 526.86 | 3222.0661 | 351.24 | 47154.9378 | 235774.6889 | 1131718.5067 | 2357746.8891 | 2829296.2669 | 1886197.5112 | 1273183.3201 | 1131718.5067
2016 | 9575 | Jackson Energy Coop Corp - (KY) | KY | Cooperative | 270.9 | 2.16 | 125.4167 | 234.16 | 2.079 | 112.6311 | 239.07 | 1.71 | 139.807 | 51384 | 12.5 | Y | . | . | . | . | . | . | . |  |  | . |  | 36.74 | 0.081 | 112.6311 | 453.5802 | 453.5802 | 4162.104 | 4162.104 | 8.1% | 39.9924 | 208.1052 | 79.9848 | 520.263 | 239.9543 | 832.4208 | 399.9238 | 1040.526 | 599.8857 | 832.4208 | 799.8476 | 416.2104 | 1199.7714 | 187.2947 | 1599.6952 | 124.8631 | 8322.6223 | 41613.1115 | 199742.9354 | 416131.1154 | 499357.3384 | 332904.8923 | 224710.8023 | 199742.9354
2016 | 9576 | Jackson County Rural E M C - (IN) | IN | Cooperative | 219.222 | 2.939 | 74.5907 | 218.874 | 2.936 | 74.5484 | 150.108 | 1.611 | 93.1769 | 24200 | 12.5 | Y | . | . | . | . | . | . | . |  |  | . |  | 0.348 | 0.003 | 74.5484 | 116 | 116 | 72.6 | 72.6 | 0.3% | 10.2278 | 3.63 | 20.4555 | 9.075 | 61.3666 | 14.52 | 102.2777 | 18.15 | 153.4166 | 14.52 | 204.5555 | 7.26 | 306.8332 | 3.267 | 409.1109 | 2.178 | 37.1268 | 185.6341 | 891.0436 | 1856.3409 | 2227.6091 | 1485.0727 | 1002.4241 | 891.0436
2016 | 9601 | Jackson Electric Member Corp - (GA) | GA | Cooperative | 70 | 1.14 | 61.4035 | 70 | 1.14 | 61.4035 | 67.8 | 1.01 | 67.1287 | 218300 | 25 | Y | . | . | . | . | . | . | . |  |  | . |  | 0 | 0 | 61.4035 |  |  | 0 | 0 | 0% |  | 0 |  | 0 |  | 1: 0; 3: 0; 5: 0; 7: 0 | 0 |  | 0
2016 | 9603 | City of Jackson - (MO) | MO | Municipal | 47.493 | 1.709 | 27.7899 | . | . | . | . | . | . | 7040 | 12.5 | N | . | . | . | . | . | . | . |  |  | . | [7 empty] | 7040 | 100% |  | 352 |  | 880 |  | 1: 1408; 3: 1760; 5: 1408; 7: 704 | 316.8 |  | 211.2
2016 | 9605 | Jackson Purchase Energy Corporation | KY | Cooperative | 338.926 | 1.297 | 261.3153 | 65.602 | 0.681 | 96.3319 | 336.514 | 1.281 | 262.6963 | 29689 | 12.5 | Y | . | . | . | . | . | . | . |  |  | . |  | 273.324 | 0.616 | 96.3319 | 443.7078 | 443.7078 | 18288.424 | 18288.424 | 61.6% | 39.1219 | 914.4212 | 78.2438 | 2286.053 | 234.7315 | 3657.6848 | 391.2192 | 4572.106 | 586.8288 | 3657.6848 | 782.4384 | 1828.8424 | 1173.6576 | 822.9791 | 1564.8769 | 548.6527 | 35773.9143 | 178869.5717 | 858573.9441 | 1788695.717 | 2146434.8604 | 1430956.5736 | 965895.6872 | 858573.9441
2016 | 9612 | City of Jackson - (TN) | TN | Municipal | . | . | . | . | . | . | . | . | . | . | . |  | 55.1 | 0.514 | 107.1984 | 55.1 | 0.514 | 107.1984 | 35352 | Y | L | 12.5 | Y | 0 | 0 | 107.1984 |  |  | 0 | 0 | 0% |  | 0 |  | 0 |  | 1: 0; 3: 0; 5: 0; 7: 0 | 0 |  | 0
2016 | 9613 | City of Lebanon - (IN) | IN | Municipal | . | . | . | . | . | . | . | . | . | . | . |  | 63.102 | 0.838 | 75.3007 | . | . | . | 9044 | N | L | 12.4 | N | [6 empty] | 9044 | 100% |  | 452.2 |  | 1130.5 |  | 1: 1808.8; 3: 2261; 5: 1808.8; 7: 904.4 | 406.98 |  | 271.32
2016 | 9616 | Beaches Energy Services | FL | Municipal | 36.1 | 0.639 | 56.4945 | . | . | . | . | . | . | 35070 | 27 | N | . | . | . | . | . | . | . |  |  | . | [7 empty] | 35070 | 100% |  | 1753.5 |  | 4383.75 |  | 1: 7014; 3: 8767.5; 5: 7014; 7: 3507 | 1578.15 |  | 1052.1
2016 | 9617 | JEA | FL | Municipal | . | . | . | . | . | . | . | . | . | . | . |  | . | . | . | 82.7 | 1.67 | 49.521 | 464088 | N | L | 26.4 | Y |  |  | 49.521 |  |  |  | 464088 | 100% |  | 23204.4 |  | 58011 |  | 1: 92817.6; 3: 116022; 5: 92817.6; 7: 46408.8 | 20883.96 |  | 13922.64
2016 | 9667 | City of Jasper - (IN) | IN | Municipal | . | . | . | . | . | . | . | . | . | . | . |  | 27.03 | 0.187 | 144.5454 | 27.03 | 0.187 | 144.5454 | 7234 | N | F | 13.2 | N | 0 | 0 | 144.5455 |  |  | 0 | 0 | 0% |  | 0 |  | 0 |  | 1: 0; 3: 0; 5: 0; 7: 0 | 0 |  | 0
2016 | 9668 | Jasper-Newton Elec Coop, Inc | TX | Cooperative | 687.05 | 2.86 | 240.2273 | 417.85 | 2.21 | 189.0724 | 664.17 | 2.68 | 247.8246 | 22737 | 24.9 | Y | . | . | . | . | . | . | . |  |  | . |  | 269.2 | 0.65 | 189.0724 | 414.1538 | 414.1538 | 14779.05 | 14779.05 | 65% | 36.5161 | 738.9525 | 73.0323 | 1847.3812 | 219.0968 | 2955.81 | 365.1614 | 3694.7625 | 547.742 | 2955.81 | 730.3227 | 1477.905 | 1095.4841 | 665.0572 | 1460.6455 | 443.3715 | 26983.6902 | 134918.4511 | 647608.5655 | 1349184.5114 | 1619021.4137 | 1079347.6091 | 728559.6361 | 647608.5655
2016 | 9682 | Jefferson Davis Elec Coop, Inc | LA | Cooperative | . | . | . | . | . | . | . | . | . | . | . |  | 684 | 1.83 | 373.7705 | 540 | 1.56 | 346.1538 | 10019 | N | O | 14.4 | N | 144 | 0.27 | 346.1538 | 533.3333 | 533.3333 | 2705.13 | 2705.13 | 27% | 47.0242 | 135.2565 | 94.0485 | 338.1413 | 282.1455 | 541.026 | 470.2425 | 676.2825 | 705.3637 | 541.026 | 940.4849 | 270.513 | 1410.7274 | 121.7309 | 1880.9699 | 81.1539 | 6360.335 | 31801.6752 | 152648.0411 | 318016.7524 | 381620.1029 | 254413.4019 | 171729.0463 | 152648.0411
2016 | 9689 | Jefferson Electric Member Corp | GA | Cooperative | 137.46 | 1.374 | 100.0437 | 102.36 | 1.25 | 81.888 | 129.084 | 1.26 | 102.4476 | 33566 | 24.9 |  | . | . | . | . | . | . | . |  |  | . |  | 35.1 | 0.124 | 81.888 | 283.0645 | 283.0645 | 4162.184 | 4162.184 | 12.4% | 24.9579 | 208.1092 | 49.9159 | 520.273 | 149.7476 | 832.4368 | 249.5793 | 1040.546 | 374.3689 | 832.4368 | 499.1586 | 416.2184 | 748.7379 | 187.2983 | 998.3172 | 124.8655 | 5193.9747 | 25969.8736 | 124655.3934 | 259698.7362 | 311638.4835 | 207758.989 | 140237.3176 | 124655.3934
2016 | 9699 | Jemez Mountains Elec Coop, Inc | NM | Cooperative | 728.75 | 4.86 | 149.9486 | 337.89 | 2 | 168.945 | 673.16 | 4 | 168.29 | 31000 | 14.4 | N | . | . | . | . | . | . | . |  |  | . |  | 390.86 | 2.86 | 168.945 | 136.6643 | 390.86 | 88660 | 31000 | 100% | 34.4623 | 1550 | 68.9246 | 3875 | 206.7738 | 6200 | 344.6231 | 7750 | 516.9346 | 6200 | 689.2461 | 3100 | 1033.8692 | 1395 | 1378.4923 | 930 | 53416.576 | 267082.8802 | 1281997.8251 | 2670828.8024 | 3204994.5628 | 2136663.0419 | 1442247.5533 | 1281997.8251
2016 | 9726 | Jersey Central Power & Lt Co | NJ | Investor Owned | 228.561 | 1.646 | 138.8584 | 152.03 | 1.412 | 107.67 | 150.259 | 1.378 | 109.0414 | 1104469 | 34.5 | Y | . | . | . | . | . | . | . |  |  | . |  | 76.531 | 0.234 | 107.67 | 327.0556 | 327.0556 | 258445.746 | 258445.746 | 23.4% | 28.8366 | 12922.2873 | 57.6733 | 32305.7183 | 173.0198 | 51689.1492 | 288.3664 | 64611.4365 | 432.5496 | 51689.1492 | 576.7328 | 25844.5746 | 865.0992 | 11630.0586 | 1153.4656 | 7753.3724 | 372635.3433 | 1863176.7165 | 8943248.2392 | 18631767.1651 | 22358120.5981 | 14905413.7321 | 10061154.2692 | 8943248.2392
2016 | 9739 | Joe Wheeler Elec Member Corp | AL | Cooperative | . | . | . | . | . | . | . | . | . | . | . |  | 171.6 | 1.77 | 96.9492 | 139.2 | 1.72 | 80.9302 | 43239 | N | L | 12.5 | N | 32.4 | 0.05 | 80.9302 | 648 | 648 | 2161.95 | 2161.95 | 5% | 57.1345 | 108.0975 | 114.2689 | 270.2437 | 342.8068 | 432.39 | 571.3446 | 540.4875 | 857.0169 | 432.39 | 1142.6892 | 216.195 | 1714.0338 | 97.2878 | 2285.3784 | 64.8585 | 6176.0923 | 30880.4614 | 148226.2148 | 308804.6143 | 370565.5371 | 247043.6914 | 166754.4917 | 148226.2148
2016 | 9750 | Jo-Carroll Energy Coop Inc | IL | Cooperative | . | . | . | . | . | . | . | . | . | . | . |  | 102.337 | 0.799 | 128.0813 | 77.656 | 0.625 | 124.2496 | 21233 | N | L | 35 | N | 24.681 | 0.174 | 124.2496 | 141.8448 | 141.8448 | 3694.542 | 3694.542 | 17.4% | 12.5065 | 184.7271 | 25.013 | 461.8177 | 75.0391 | 738.9084 | 125.0652 | 923.6355 | 187.5979 | 738.9084 | 250.1305 | 369.4542 | 375.1957 | 166.2544 | 500.261 | 110.8363 | 2310.2939 | 11551.4696 | 55447.0543 | 115514.6965 | 138617.6358 | 92411.7572 | 62377.9361 | 55447.0543
2016 | 9777 | Johnson City - (TN) | TN | Municipal | 91.2 | 0.76 | 120 | 41.4 | 0.554 | 74.7292 | 42.5 | 0.583 | 72.8988 | 77219 | 13.2 | Y | . | . | . | . | . | . | . |  |  | . |  | 49.8 | 0.206 | 74.7292 | 241.7476 | 241.7476 | 15907.114 | 15907.114 | 20.6% | 21.315 | 795.3557 | 42.63 | 1988.3892 | 127.89 | 3181.4228 | 213.15 | 3976.7785 | 319.7249 | 3181.4228 | 426.2999 | 1590.7114 | 639.4499 | 715.8201 | 852.5998 | 477.2134 | 16953.0031 | 84765.0154 | 406872.0741 | 847650.1543 | 1017180.1852 | 678120.1234 | 457731.0833 | 406872.0741
2016 | 9778 | Johnson County Rural E M C | IN | Cooperative | 131.1 | 1.798 | 72.9143 | 29.6 | 0.402 | 73.6318 | 125.5 | 1.74 | 72.1264 | 26032 | 12.5 | Y | . | . | . | . | . | . | . |  |  | . |  | 101.5 | 1.396 | 73.6318 | 72.7077 | 101.5 | 36340.672 | 26032 | 100% | 8.9493 | 1301.6 | 17.8986 | 3254 | 53.6958 | 5206.4 | 89.493 | 6508 | 134.2395 | 5206.4 | 178.986 | 2603.2 | 268.4791 | 1171.44 | 357.9721 | 780.96 | 11648.4115 | 58242.0573 | 279561.8751 | 582420.5731 | 698904.6877 | 465936.4585 | 314507.1095 | 279561.8751
2016 | 9837 | Jones-Onslow Elec Member Corp | NC | Cooperative | . | . | . | . | . | . | . | . | . | . | . |  | 66.3 | 0.901 | 73.5849 | . | . | . | 73374 | N | F | 12.4 | Y | [6 empty] | 73374 | 100% |  | 3668.7 |  | 9171.75 |  | 1: 14674.8; 3: 18343.5; 5: 14674.8; 7: 7337.4 | 3301.83 |  | 2201.22
2016 | 9964 | Kenergy Corp | KY | Cooperative | 214.17 | 1.73 | 123.7977 | 83.6 | 1.15 | 72.6957 | 212.75 | 1.7 | 125.1471 | 56813 | 14.4 | Y | . | . | . | . | . | . | . |  |  | . |  | 130.57 | 0.58 | 72.6957 | 225.1207 | 225.1207 | 32951.54 | 32951.54 | 58% | 19.849 | 1647.577 | 39.698 | 4118.9425 | 119.094 | 6590.308 | 198.49 | 8237.885 | 297.7349 | 6590.308 | 396.9799 | 3295.154 | 595.4699 | 1482.8193 | 793.9598 | 988.5462 | 32702.7483 | 163513.7416 | 784865.9596 | 1635137.4159 | 1962164.899 | 1308109.9327 | 882974.2046 | 784865.9596
2016 | 9991 | Kandiyohi Power Coop | MN | Cooperative | 252.1 | 2.974 | 84.768 | 70.7 | 0.887 | 79.7069 | 252.1 | 2.974 | 84.768 | 8239 | 12.5 | Y | . | . | . | . | . | . | . |  |  | . |  | 181.4 | 2.087 | 79.7069 | 86.919 | 181.4 | 17194.793 | 8239 | 100% | 15.9941 | 411.95 | 31.9882 | 1029.875 | 95.9647 | 1647.8 | 159.9412 | 2059.75 | 239.9118 | 1647.8 | 319.8824 | 823.9 | 479.8237 | 370.755 | 639.7649 | 247.17 | 6588.7785 | 32943.8927 | 158130.6851 | 329438.9273 | 395326.7127 | 263551.1418 | 177897.0207 | 158130.6851
2016 | 9996 | City of Kansas City - (KS) | KS | Municipal | 251.9 | 2.37 | 106.2869 | 231.1 | 2.24 | 103.1696 | 199.4 | 1.9 | 104.9474 | 56761 | 13.8 | Y | . | . | . | . | . | . | . |  |  | . |  | 20.8 | 0.13 | 103.1696 | 160 | 160 | 7378.93 | 7378.93 | 13% | 14.1073 | 368.9465 | 28.2145 | 922.3662 | 84.6436 | 1475.786 | 141.0727 | 1844.7325 | 211.6091 | 1475.786 | 282.1455 | 737.893 | 423.2182 | 332.0519 | 564.291 | 221.3679 | 5204.8294 | 26024.147 | 124915.9054 | 260241.4695 | 312289.7634 | 208193.1756 | 140530.3935 | 124915.9054
2016 | 10000 | Kansas City Power & Light Co | KS | Investor Owned | 117.28 | 0.887 | 132.221 | 71.01 | 0.701 | 101.2982 | 117.28 | 0.887 | 132.221 | 259658 | 34 | Y | . | . | . | . | . | . | . |  |  | . |  | 46.27 | 0.186 | 101.2981 | 248.7634 | 248.7634 | 48296.388 | 48296.388 | 18.6% | 21.9336 | 2414.8194 | 43.8672 | 6037.0485 | 131.6015 | 9659.2776 | 219.3359 | 12074.097 | 329.0038 | 9659.2776 | 438.6718 | 4829.6388 | 658.0076 | 2173.3375 | 877.3435 | 1448.8916 | 52965.6532 | 264828.2658 | 1271175.676 | 2648282.6583 | 3177939.19 | 2118626.1267 | 1430072.6355 | 1271175.676
2016 | 10000 | Kansas City Power & Light Co | MO | Investor Owned | 123.91 | 0.935 | 132.5241 | 62.19 | 0.715 | 86.979 | 123.91 | 0.935 | 132.5241 | 281034 | 34 | Y | . | . | . | . | . | . | . |  |  | . |  | 61.72 | 0.22 | 86.979 | 280.5455 | 280.5455 | 61827.48 | 61827.48 | 22% | 24.7358 | 3091.374 | 49.4716 | 7728.435 | 148.4149 | 12365.496 | 247.3582 | 15456.87 | 371.0373 | 12365.496 | 494.7165 | 6182.748 | 742.0747 | 2782.2366 | 989.4329 | 1854.8244 | 76467.6788 | 382338.3941 | 1835224.2918 | 3823383.9412 | 4588060.7295 | 3058707.153 | 2064627.3283 | 1835224.2918
2016 | 10005 | Kansas Gas & Electric Co | KS | Investor Owned | 164.9 | 1.4 | 117.7857 | 153.42 | 1.33 | 115.3534 | 142.85 | 1.19 | 120.042 | 322478 | 34 | N | . | . | . | . | . | . | . |  |  | . |  | 11.48 | 0.07 | 115.3534 | 164 | 164 | 22573.46 | 22573.46 | 7% | 14.46 | 1128.673 | 28.9199 | 2821.6825 | 86.7597 | 4514.692 | 144.5996 | 5643.365 | 216.8993 | 4514.692 | 289.1991 | 2257.346 | 433.7987 | 1015.8057 | 578.3982 | 677.2038 | 16320.5618 | 81602.8091 | 391693.4837 | 816028.0911 | 979233.7093 | 652822.4729 | 440655.1692 | 391693.4837
2016 | 10009 | Karnes Electric Coop Inc | TX | Cooperative | . | . | . | . | . | . | . | . | . | . | . |  | 104.39 | 0.851 | 122.6675 | 102.841 | 0.839 | 122.5757 | 19623 | N | F | 24.9 | N | 1.549 | 0.012 | 122.5757 | 129.0833 | 129.0833 | 235.476 | 235.476 | 1.2% | 11.3813 | 11.7738 | 22.7627 | 29.4345 | 68.288 | 47.0952 | 113.8134 | 58.869 | 170.7201 | 47.0952 | 227.6267 | 23.5476 | 341.4401 | 10.5964 | 455.2535 | 7.0643 | 134.0016 | 670.0079 | 3216.0381 | 6700.0794 | 8040.0953 | 5360.0635 | 3618.0429 | 3216.0381
2016 | 10019 | Kaw Valley Electric Coop Inc | KS | Cooperative | 340 | . | . | 340 | . | . | 211.1 | . | . | 9483 | . | Y | . | . | . | . | . | . | . |  |  | . |  | 0 |  |  |  | 0 |  | 9483 | 100% | 0 | 474.15 | 0 | 1185.375 | 0 | 1896.6 | 0 | 2370.75 | 0 | 1896.6 | 0 | 948.3 | 0 | 426.735 | 0 | 284.49 | 0 | 0 | 0 | 0 | 0 | 0 | 0 | 0
2016 | 10056 | City of Kaukauna | WI | Municipal | 75.232 | 1.159 | 64.9111 | 75.232 | 1.159 | 64.9111 | 34.019 | 0.562 | 60.532 | 15022 | 34.5 | N | . | . | . | . | . | . | . |  |  | . |  | 0 | 0 | 64.9111 |  |  | 0 | 0 | 0% |  | 0 |  | 0 |  | 1: 0; 3: 0; 5: 0; 7: 0 | 0 |  | 0
2016 | 10063 | Kaysville City Corporation | UT | Municipal | 19.951 | 0.132 | 151.1439 | . | . | . | . | . | . | 9261 | 12 | N | . | . | . | . | . | . | . |  |  | . | [7 empty] | 9261 | 100% |  | 463.05 |  | 1157.625 |  | 1: 1852.2; 3: 2315.25; 5: 1852.2; 7: 926.1 | 416.745 |  | 277.83
2016 | 10071 | Kauai Island Utility Cooperative | HI | Cooperative | . | . | . | . | . | . | . | . | . | . | . |  | 62.5 | 3.63 | 17.2176 | . | . | . | 37130 | N | L | 12.5 | N | [6 empty] | 37130 | 100% |  | 1856.5 |  | 4641.25 |  | 1: 7426; 3: 9282.5; 5: 7426; 7: 3713 | 1670.85 |  | 1113.9
2016 | 10170 | Kiamichi Electric Coop, Inc | OK | Cooperative | 195.6 | 1.73 | 113.0636 | 195.6 | 1.73 | 113.0636 | 152.4 | 1.19 | 128.0672 | 21532 | 24.9 | N | . | . | . | . | . | . | . |  |  | . |  | 0 | 0 | 113.0636 |  |  | 0 | 0 | 0% |  | 0 |  | 0 |  | 1: 0; 3: 0; 5: 0; 7: 0 | 0 |  | 0
2016 | 10171 | Kentucky Utilities Co | KY | Investor Owned | 127.52 | 1.156 | 110.3114 | 120.73 | 1.131 | 106.7462 | 106.18 | 0.882 | 120.3855 | 518847 | 34.5 | Y | . | . | . | . | . | . | . |  |  | . |  | 6.79 | 0.025 | 106.7462 | 271.6 | 271.6 | 12971.175 | 12971.175 | 2.5% | 23.9471 | 648.5587 | 47.8942 | 1621.3969 | 143.6826 | 2594.235 | 239.471 | 3242.7937 | 359.2065 | 2594.235 | 478.942 | 1297.1175 | 718.4129 | 583.7029 | 957.8839 | 389.1352 | 15531.0998 | 77655.4988 | 372746.3944 | 776554.9882 | 931865.9859 | 621243.9906 | 419339.6937 | 372746.3944
2016 | 10171 | Kentucky Utilities Co | VA | Investor Owned | 178.88 | 1.536 | 116.4583 | 115.07 | 1.121 | 102.6494 | 157.56 | 1.234 | 127.6823 | 28222 | 34.5 | Y | . | . | . | . | . | . | . |  |  | . |  | 63.81 | 0.415 | 102.6494 | 153.759 | 153.759 | 11712.13 | 11712.13 | 41.5% | 13.557 | 585.6065 | 27.114 | 1464.0162 | 81.342 | 2342.426 | 135.5701 | 2928.0325 | 203.3551 | 2342.426 | 271.1401 | 1171.213 | 406.7102 | 527.0458 | 542.2802 | 351.3639 | 7939.0705 | 39695.3524 | 190537.6915 | 396953.5239 | 476344.2287 | 317562.8191 | 214354.9029 | 190537.6915
2016 | 10210 | Ketchikan Public Utilities | AK | Municipal | . | . | . | . | . | . | . | . | . | . | . |  | 245.3 | 7.7 | 31.8571 | . | . | . | 7741 | N | L | 12.5 | N | [6 empty] | 7741 | 100% |  | 387.05 |  | 967.625 |  | 1: 1548.2; 3: 1935.25; 5: 1548.2; 7: 774.1 | 348.345 |  | 232.23
2016 | 10226 | City of Key West - (FL) | FL | Municipal | . | . | . | 47.2 | 1.3 | 36.3077 | . | . | . | 30733 | 13.8 | Y | . | . | . | . | . | . | . |  |  | . |  |  |  | 36.3077 |  |  |  | 30733 | 100% |  | 1536.65 |  | 3841.625 |  | 1: 6146.6; 3: 7683.25; 5: 6146.6; 7: 3073.3 | 1382.985 |  | 921.99
2016 | 10331 | Kingsport Power Co | TN | Investor Owned | 336.2 | 2.041 | 164.7232 | 266.9 | 1.933 | 138.0755 | 330 | 1.841 | 179.2504 | 47645 | 35 | Y | . | . | . | . | . | . | . |  |  | . |  | 69.3 | 0.108 | 138.0755 | 641.6667 | 641.6667 | 5145.66 | 5145.66 | 10.8% | 56.576 | 257.283 | 113.1521 | 643.2075 | 339.4563 | 1029.132 | 565.7605 | 1286.415 | 848.6407 | 1029.132 | 1131.5209 | 514.566 | 1697.2814 | 231.5547 | 2263.0419 | 154.3698 | 14556.0551 | 72780.2755 | 349345.3226 | 727802.7553 | 873363.3064 | 582242.2043 | 393013.4879 | 349345.3226
2016 | 10345 | City of Kinston - (NC) | NC | Municipal | . | . | . | . | . | . | . | . | . | . | . |  | 62.9 | 0.703 | 89.4737 | . | . | . | 11634 | N | L | 12.4 | N | [6 empty] | 11634 | 100% |  | 581.7 |  | 1454.25 |  | 1: 2326.8; 3: 2908.5; 5: 2326.8; 7: 1163.4 | 523.53 |  | 349.02
2016 | 10376 | Kissimmee Utility Authority | FL | Municipal | . | . | . | . | . | . | . | . | . | . | . |  | 53.2 | 0.96 | 55.4167 | 53.2 | 0.96 | 55.4167 | 72976 | N | L | 13.2 | Y | 0 | 0 | 55.4167 |  |  | 0 | 0 | 0% |  | 0 |  | 0 |  | 1: 0; 3: 0; 5: 0; 7: 0 | 0 |  | 0
2016 | 10393 | PUD No 1 of Klickitat County | WA | Political Subdivision | . | . | . | . | . | . | . | . | . | . | . |  | 65.4 | 0.53 | 123.3962 | . | . | . | 12800 | N | L | 12.5 | N | [6 empty] | 12800 | 100% |  | 640 |  | 1600 |  | 1: 2560; 3: 3200; 5: 2560; 7: 1280 | 576 |  | 384
2016 | 10421 | Knoxville Utilities Board | TN | Municipal | . | . | . | . | . | . | . | . | . | . | . |  | 204.5 | 1.66 | 123.1928 | 102.1 | 1.13 | 90.354 | 194445 | N | F | 13.2 | Y | 102.4 | 0.53 | 90.354 | 193.2075 | 193.2075 | 103055.85 | 103055.85 | 53% | 17.0352 | 5152.7925 | 34.0704 | 12881.9813 | 102.2112 | 20611.17 | 170.352 | 25763.9625 | 255.528 | 20611.17 | 340.704 | 10305.585 | 511.056 | 4637.5132 | 681.408 | 3091.6755 | 87778.845 | 438894.2248 | 2106692.2792 | 4388942.2483 | 5266730.698 | 3511153.7987 | 2370028.8141 | 2106692.2792
2016 | 10448 | Kosciusko County Rural E M C | IN | Cooperative | 165.84 | 1.27 | 130.5827 | 115.92 | 1.1 | 105.3818 | 138.31 | 0.92 | 150.337 | 17656 | 12.5 | Y | . | . | . | . | . | . | . |  |  | . |  | 49.92 | 0.17 | 105.3818 | 293.6471 | 293.6471 | 3001.52 | 3001.52 | 17% | 25.891 | 150.076 | 51.782 | 375.19 | 155.346 | 600.304 | 258.91 | 750.38 | 388.365 | 600.304 | 517.8199 | 300.152 | 776.7299 | 135.0684 | 1035.6399 | 90.0456 | 3885.6173 | 19428.0864 | 93254.8148 | 194280.8641 | 233137.0369 | 155424.6913 | 104911.6666 | 93254.8148
2016 | 10454 | Kootenai Electric Cooperative | ID | Cooperative | . | . | . | . | . | . | . | . | . | . | . |  | 251.73 | 1.76 | 143.0284 | 251.73 | 1.76 | 143.0284 | 23911 | Y | O | 0.1 | Y | 0 | 0 | 143.0284 |  |  | 0 | 0 | 0% |  | 0 |  | 0 |  | 1: 0; 3: 0; 5: 0; 7: 0 | 0 |  | 0
2016 | 10539 | La Plata Electric Assn, Inc | CO | Cooperative | 109.45 | 1.09 | 100.4128 | 81.67 | 0.91 | 89.7473 | 96.32 | 1 | 96.32 | 42265 | 12.4 | Y | . | . | . | . | . | . | . |  |  | . |  | 27.78 | 0.18 | 89.7473 | 154.3333 | 154.3333 | 7607.7 | 7607.7 | 18% | 13.6076 | 380.385 | 27.2153 | 950.9625 | 81.6458 | 1521.54 | 136.0764 | 1901.925 | 204.1146 | 1521.54 | 272.1528 | 760.77 | 408.2292 | 342.3465 | 544.3057 | 228.231 | 5176.1427 | 25880.7134 | 124227.4245 | 258807.1345 | 310568.5614 | 207045.7076 | 139755.8526 | 124227.4245
2016 | 10562 | Lagrange County Rural E M C | IN | Cooperative | . | . | . | . | . | . | . | . | . | . | . |  | 100.812 | 1.425 | 70.7453 | 73.264 | 1.279 | 57.2823 | 7126 | N | F | 15 | N | 27.548 | 0.146 | 57.2823 | 188.6849 | 188.6849 | 1040.396 | 1040.396 | 14.6% | 16.6364 | 52.0198 | 33.2729 | 130.0495 | 99.8186 | 208.0792 | 166.3644 | 260.099 | 249.5466 | 208.0792 | 332.7288 | 104.0396 | 499.0931 | 46.8178 | 665.4575 | 31.2119 | 865.4242 | 4327.1208 | 20770.18 | 43271.2082 | 51925.4499 | 34616.9666 | 23366.4524 | 20770.18
2016 | 10579 | City of LaFollette | TN | Municipal | 362.394 | 3.846 | 94.2262 | 238.299 | 3.383 | 70.4401 | 362.394 | 3.846 | 94.2262 | 21665 | 12.5 | Y | . | . | . | . | . | . | . |  |  | . |  | 124.095 | 0.463 | 70.4401 | 268.0238 | 268.0238 | 10030.895 | 10030.895 | 46.3% | 23.6318 | 501.5448 | 47.2636 | 1253.8619 | 141.7907 | 2006.179 | 236.3178 | 2507.7238 | 354.4767 | 2006.179 | 472.6356 | 1003.0895 | 708.9534 | 451.3903 | 945.2712 | 300.9269 | 11852.3946 | 59261.973 | 284457.4704 | 592619.73 | 711143.676 | 474095.784 | 320014.6542 | 284457.4704
2016 | 10599 | Lake Region Electric Coop, Inc - (OK) | OK | Cooperative | 1764.24 | 2.357 | 748.5108 | 174.867 | 1.31 | 133.4863 | 1749.58 | 2.208 | 792.3822 | 24507 | 12.5 | Y | . | . | . | . | . | . | . |  |  | . |  | 1589.373 | 1.047 | 133.4863 | 1518.0258 | 1589.373 | 25658.829 | 24507 | 100% | 140.1358 | 1225.35 | 280.2715 | 3063.375 | 840.8145 | 4901.4 | 1401.3575 | 6126.75 | 2102.0363 | 4901.4 | 2802.7151 | 2450.7 | 4204.0726 | 1102.815 | 5605.4301 | 735.21 | 171715.3451 | 858576.7254 | 4121168.2821 | 8585767.2544 | 10302920.7053 | 6868613.8036 | 4636314.3174 | 4121168.2821
2016 | 10603 | Laclede Electric Coop, Inc | MO | Cooperative | . | . | . | . | . | . | . | . | . | . | . |  | 141.6 | 1.76 | 80.4545 | 123 | 1.68 | 73.2143 | 36700 | N | F | 12.4 | Y | 18.6 | 0.08 | 73.2143 | 232.5 | 232.5 | 2936 | 2936 | 8% | 20.4996 | 146.8 | 40.9993 | 367 | 122.9978 | 587.2 | 204.9963 | 734 | 307.4945 | 587.2 | 409.9927 | 293.6 | 614.989 | 132.12 | 819.9853 | 88.08 | 3009.3461 | 15046.7303 | 72224.3057 | 150467.3035 | 180560.7641 | 120373.8428 | 81252.3439 | 72224.3057
2016 | 10618 | Lake Region Electric Cooperative - (MN) | MN | Cooperative | 259.49 | 2.08 | 124.7548 | 102.56 | 1.07 | 95.8505 | 225.65 | 1.56 | 144.6474 | 27291 | 12.5 | N | . | . | . | . | . | . | . |  |  | . |  | 156.93 | 1.01 | 95.8505 | 155.3762 | 156.93 | 27563.91 | 27291 | 100% | 13.8366 | 1364.55 | 27.6732 | 3411.375 | 83.0195 | 5458.2 | 138.3659 | 6822.75 | 207.5489 | 5458.2 | 276.7318 | 2729.1 | 415.0977 | 1228.095 | 553.4636 | 818.73 | 18880.7199 | 94403.5995 | 453137.2775 | 944035.9949 | 1132843.1938 | 755228.7959 | 509779.4372 | 453137.2775
2016 | 10623 | City of Lakeland - (FL) | FL | Municipal | . | . | . | . | . | . | . | . | . | . | . |  | 60.847 | 1.013 | 60.0661 | 60.847 | 1.013 | 60.0661 | 122625 | N | L | 12.5 | N | 0 | 0 | 60.0661 |  |  | 0 | 0 | 0% |  | 0 |  | 0 |  | 1: 0; 3: 0; 5: 0; 7: 0 | 0 |  | 0
2016 | 10624 | Southern Rivers Energy | GA | Cooperative | 295.22 | 2.44 | 120.9918 | 237.26 | 2.14 | 110.8692 | 290.17 | 2.22 | 130.7072 | 18672 | 24.9 | Y | . | . | . | . | . | . | . |  |  | . |  | 57.96 | 0.3 | 110.8692 | 193.2 | 193.2 | 5601.6 | 5601.6 | 30% | 17.0345 | 280.08 | 34.0691 | 700.2 | 102.2072 | 1120.32 | 170.3453 | 1400.4 | 255.518 | 1120.32 | 340.6907 | 560.16 | 511.036 | 252.072 | 681.3813 | 168.048 | 4771.0321 | 23855.1606 | 114504.771 | 238551.6062 | 286261.9274 | 190841.2849 | 128817.8673 | 114504.771
2016 | 10625 | Lamb County Electric Coop, Inc | TX | Cooperative | . | . | . | . | . | . | . | . | . | . | . |  | 21.6 | . | . | . | . | . | 11311 | N | L | . | Y | [6 empty] | 11311 | 100% |  | 565.55 |  | 1413.875 |  | 1: 2262.2; 3: 2827.75; 5: 2262.2; 7: 1131.1 | 508.995 |  | 339.33
2016 | 10668 | Licking Rural Electric Inc | OH | Cooperative | 127.3 | 0.996 | 127.8112 | 126.6 | 0.994 | 127.3642 | 112 | 0.854 | 131.1475 | 26207 | 12.5 | N | . | . | . | . | . | . | . |  |  | . |  | 0.7 | 0.002 | 127.3642 | 350 | 350 | 52.414 | 52.414 | 0.2% | 30.8597 | 2.6207 | 61.7193 | 6.5518 | 185.158 | 10.4828 | 308.5966 | 13.1035 | 462.8949 | 10.4828 | 617.1932 | 5.2414 | 925.7899 | 2.3586 | 1234.3865 | 1.5724 | 80.8739 | 404.3696 | 1940.974 | 4043.6958 | 4852.435 | 3234.9566 | 2183.5957 | 1940.974
2016 | 10681 | Lane Electric Coop Inc | OR | Cooperative | . | . | . | . | . | . | . | . | . | . | . |  | 3163.4 | 1.944 | 1627.2634 | 255.9 | 1.18 | 216.8644 | 13108 | N | L | 12.4 | Y | 2907.5 | 0.764 | 216.8644 | 3805.6283 | 3805.6283 | 10014.512 | 10014.512 | 76.4% | 335.544 | 500.7256 | 671.088 | 1251.814 | 2013.264 | 2002.9024 | 3355.4401 | 2503.628 | 5033.1601 | 2002.9024 | 6710.8801 | 1001.4512 | 10066.3202 | 450.653 | 13421.7603 | 300.4354 | 168015.4739 | 840077.3696 | 4032371.374 | 8400773.6958 | 10080928.435 | 6720618.9566 | 4536417.7957 | 4032371.374
2016 | 10697 | Lake Country Power | MN | Cooperative | 2436.55 | 4.579 | 532.114 | 248.71 | 2.159 | 115.1968 | 2255.27 | 4.004 | 563.2542 | 48868 | 24.9 | Y | . | . | . | . | . | . | . |  |  | . |  | 2187.84 | 2.42 | 115.1969 | 904.0661 | 2187.84 | 118260.56 | 48868 | 100% | 192.9029 | 2443.4 | 385.8057 | 6108.5 | 1157.4172 | 9773.6 | 1929.0287 | 12217 | 2893.543 | 9773.6 | 3858.0573 | 4886.8 | 5787.086 | 2199.06 | 7716.1146 | 1466.04 | 471338.8617 | 2356694.3083 | 11312132.6799 | 23566943.083 | 28280331.6996 | 18853554.4664 | 12726149.2648 | 11312132.6799
2016 | 10704 | City of Lansing - (MI) | MI | Municipal | . | . | . | . | . | . | . | . | . | . | . |  | 305.25 | 1.67 | 182.7844 | 112.78 | 1.04 | 108.4423 | 96842 | N | F | 13.2 | Y | 192.47 | 0.63 | 108.4423 | 305.5079 | 305.5079 | 61010.46 | 61010.46 | 63% | 26.9368 | 3050.523 | 53.8736 | 7626.3075 | 161.6207 | 12202.092 | 269.3678 | 15252.615 | 404.0516 | 12202.092 | 538.7355 | 6101.046 | 808.1033 | 2745.4707 | 1077.471 | 1830.3138 | 82171.2553 | 410856.2764 | 1972110.1268 | 4108562.7641 | 4930275.317 | 3286850.2113 | 2218623.8926 | 1972110.1268
2016 | 10724 | Lassen Municipal Utility District | CA | Municipal | . | . | . | . | . | . | . | . | . | . | . |  | 164.016 | 2.973 | 55.1685 | 164.016 | 2.973 | 55.1685 | 12052 | N | O | 14.4 | N | 0 | 0 | 55.1685 |  |  | 0 | 0 | 0% |  | 0 |  | 0 |  | 1: 0; 3: 0; 5: 0; 7: 0 | 0 |  | 0
2016 | 10768 | Laurens Electric Coop, Inc | SC | Cooperative | 102.01 | 1.26 | 80.9603 | 89.01 | 1.12 | 79.4732 | 96.03 | 1.16 | 82.7845 | 55215 | 14.4 | Y | . | . | . | . | . | . | . |  |  | . |  | 13 | 0.14 | 79.4732 | 92.8571 | 92.8571 | 7730.1 | 7730.1 | 14% | 8.1873 | 386.505 | 16.3745 | 966.2625 | 49.1235 | 1546.02 | 81.8726 | 1932.525 | 122.8089 | 1546.02 | 163.7451 | 773.01 | 245.6177 | 347.8545 | 327.4903 | 231.903 | 3164.4159 | 15822.0794 | 75945.9809 | 158220.7935 | 189864.9522 | 126576.6348 | 85439.2285 | 75945.9809
2016 | 10801 | Leavenworth-Jefferson E C, Inc | KS | Cooperative | 170.2 | . | . | 170.2 | . | . | 163.3 | . | . | 8283 | . | Y | . | . | . | . | . | . | . |  |  | . |  | 0 |  |  |  | 0 |  | 8283 | 100% | 0 | 414.15 | 0 | 1035.375 | 0 | 1656.6 | 0 | 2070.75 | 0 | 1656.6 | 0 | 828.3 | 0 | 372.735 | 0 | 248.49 | 0 | 0 | 0 | 0 | 0 | 0 | 0 | 0
2016 | 10814 | City of Le Sueur - (MN) | MN | Municipal | . | . | . | . | . | . | . | . | . | . | . |  | 84 | 0.53 | 158.4906 | . | . | . | 2218 | N | L | 12 | N | [6 empty] | 2218 | 100% |  | 110.9 |  | 277.25 |  | 1: 443.6; 3: 554.5; 5: 443.6; 7: 221.8 | 99.81 |  | 66.54
2016 | 10817 | Lea County Electric Coop, Inc | NM | Cooperative | . | . | . | . | . | . | . | . | . | . | . |  | 215.07 | 6.56 | 32.7851 | 134.44 | 5.88 | 22.8639 | 11583 | N | L | 24.9 | N | 80.63 | 0.68 | 22.8639 | 118.5735 | 118.5735 | 7876.44 | 7876.44 | 68% | 10.4547 | 393.822 | 20.9094 | 984.555 | 62.7281 | 1575.288 | 104.5468 | 1969.11 | 156.8202 | 1575.288 | 209.0937 | 787.644 | 313.6405 | 354.4398 | 418.1873 | 236.2932 | 4117.2842 | 20586.4208 | 98814.8198 | 205864.2079 | 247037.0495 | 164691.3663 | 111166.6723 | 98814.8198
2016 | 10817 | Lea County Electric Coop, Inc | TX | Cooperative | . | . | . | . | . | . | . | . | . | . | . |  | 203.47 | 6.51 | 31.255 | 105.19 | 5.5 | 19.1255 | 4327 | N | L | 24.9 | N | 98.28 | 1.01 | 19.1255 | 97.3069 | 98.28 | 4370.27 | 4327 | 100% | 8.6654 | 216.35 | 17.3308 | 540.875 | 51.9924 | 865.4 | 86.6539 | 1081.75 | 129.9809 | 865.4 | 173.3079 | 432.7 | 259.9618 | 194.715 | 346.6157 | 129.81 | 1874.7578 | 9373.789 | 44994.1871 | 93737.8898 | 112485.4677 | 74990.3118 | 50618.4605 | 44994.1871
2016 | 10857 | Lee County Electric Coop, Inc | FL | Cooperative | 105.9 | 1.33 | 79.6241 | 80.46 | 1.17 | 68.7692 | 104.8 | 1.25 | 83.84 | 215566 | 24.9 | Y | . | . | . | . | . | . | . |  |  | . |  | 25.44 | 0.16 | 68.7692 | 159 | 159 | 34490.56 | 34490.56 | 16% | 14.0191 | 1724.528 | 28.0382 | 4311.32 | 84.1146 | 6898.112 | 140.191 | 8622.64 | 210.2866 | 6898.112 | 280.3821 | 3449.056 | 420.5731 | 1552.0752 | 560.7641 | 1034.7168 | 24176.3367 | 120881.6835 | 580232.0806 | 1208816.8347 | 1450580.2016 | 967053.4677 | 652761.0907 | 580232.0806
2016 | 10868 | City of Leesburg - (FL) | FL | Municipal | . | . | . | . | . | . | . | . | . | . | . |  | . | . | . | 72.255 | 1.135 | 63.6608 | 23526 | N | L | 12.5 | N |  |  | 63.6608 |  |  |  | 23526 | 100% |  | 1176.3 |  | 2940.75 |  | 1: 4705.2; 3: 5881.5; 5: 4705.2; 7: 2352.6 | 1058.67 |  | 705.78
2016 | 10879 | Lehi City Corporation | UT | Municipal | 74.731 | 1.617 | 46.2158 | 59.136 | 1.358 | 43.5464 | 59.136 | 1.358 | 43.5464 | 19096 | 12.5 | Y | . | . | . | . | . | . | . |  |  | . |  | 15.595 | 0.259 | 43.5464 | 60.2124 | 60.2124 | 4945.864 | 4945.864 | 25.9% | 5.309 | 247.2932 | 10.6179 | 618.233 | 31.8537 | 989.1728 | 53.0895 | 1236.466 | 79.6343 | 989.1728 | 106.179 | 494.5864 | 159.2685 | 222.5639 | 212.358 | 148.3759 | 1312.8675 | 6564.3377 | 31508.8209 | 65643.3769 | 78772.0523 | 52514.7015 | 35447.4235 | 31508.8209
2016 | 10944 | PUD No 1 of Lewis County | WA | Political Subdivision | 419.571 | 1.361 | 308.2814 | 250.763 | 1.239 | 202.3914 | 311.723 | 1.33 | 234.3782 | 31712 | 25 | N | . | . | . | . | . | . | . |  |  | . |  | 168.808 | 0.122 | 202.3914 | 1383.6721 | 1383.6721 | 3868.864 | 3868.864 | 12.2% | 121.999 | 193.4432 | 243.998 | 483.608 | 731.9941 | 773.7728 | 1219.9901 | 967.216 | 1829.9852 | 773.7728 | 2439.9802 | 386.8864 | 3659.9704 | 174.0989 | 4879.9605 | 116.0659 | 23599.8793 | 117999.3967 | 566397.1041 | 1179993.9668 | 1415992.7601 | 943995.1734 | 637196.7421 | 566397.1041
2016 | 10966 | City of Lexington - (NC) | NC | Municipal | . | . | . | . | . | . | . | . | . | . | . |  | 18.3 | 0.14 | 130.7143 | 16.44 | 0.125 | 131.52 | 19154 | Y | L | 12.5 | Y | 1.86 | 0.015 | 131.52 | 124 | 124 | 287.31 | 287.31 | 1.5% | 10.9331 | 14.3655 | 21.8663 | 35.9138 | 65.5988 | 57.462 | 109.3314 | 71.8275 | 163.9971 | 57.462 | 218.6627 | 28.731 | 327.9941 | 12.929 | 437.3255 | 8.6193 | 157.06 | 785.2999 | 3769.4396 | 7852.9993 | 9423.5991 | 6282.3994 | 4240.6196 | 3769.4396
2016 | 11011 | Licking Valley Rural E C C | KY | Cooperative | . | . | . | . | . | . | . | . | . | . | . |  | 207.98 | 1.63 | 127.5951 | 129.57 | 1.17 | 110.7436 | 17299 | N | L | 7.2 | N | 78.41 | 0.46 | 110.7436 | 170.4565 | 170.4565 | 7957.54 | 7957.54 | 46% | 15.0292 | 397.877 | 30.0585 | 994.6925 | 90.1754 | 1591.508 | 150.2923 | 1989.385 | 225.4385 | 1591.508 | 300.5846 | 795.754 | 450.8769 | 358.0893 | 601.1692 | 238.7262 | 5979.7851 | 29898.9256 | 143514.8427 | 298989.2557 | 358787.1068 | 239191.4046 | 161454.1981 | 143514.8427
2016 | 11018 | Lincoln Electric System | NE | Municipal | 40.8 | 0.6 | 68 | 29.9 | 0.5 | 59.8 | 40.8 | 0.6 | 68 | 133807 | 35 | N | . | . | . | . | . | . | . |  |  | . |  | 10.9 | 0.1 | 59.8 | 109 | 109 | 13380.7 | 13380.7 | 10% | 9.6106 | 669.035 | 19.2212 | 1672.5875 | 57.6635 | 2676.14 | 96.1058 | 3345.175 | 144.1587 | 2676.14 | 192.2116 | 1338.07 | 288.3174 | 602.1315 | 384.4232 | 401.421 | 6429.8147 | 32149.0735 | 154315.5527 | 321490.7348 | 385788.8817 | 257192.5878 | 173604.9968 | 154315.5527
2016 | 11022 | Lincoln Electric Coop, Inc | MT | Cooperative | 438.47 | . | . | 438.47 | . | . | 438.47 | . | . | 5788 | . |  | . | . | . | . | . | . | . |  |  | . |  | 0 |  |  |  | 0 |  | 5788 | 100% | 0 | 289.4 | 0 | 723.5 | 0 | 1157.6 | 0 | 1447 | 0 | 1157.6 | 0 | 578.8 | 0 | 260.46 | 0 | 173.64 | 0 | 0 | 0 | 0 | 0 | 0 | 0 | 0
2016 | 11053 | Linn County REC | IA | Cooperative | 102 | 1.29 | 79.0698 | 102 | 1.29 | 79.0698 | . | . | . | 27643 | 12.5 | Y | . | . | . | . | . | . | . |  |  | . |  | 0 | 0 | 79.0698 |  |  | 0 | 0 | 0% |  | 0 |  | 0 |  | 1: 0; 3: 0; 5: 0; 7: 0 | 0 |  | 0
2016 | 11124 | City of Lodi - (CA) | CA | Municipal | . | . | . | . | . | . | . | . | . | . | . |  | 14.032 | 0.147 | 95.4558 | 14.032 | 0.147 | 95.4558 | 23842 | N | F | 12 | N | 0 | 0 | 95.4558 |  |  | 0 | 0 | 0% |  | 0 |  | 0 |  | 1: 0; 3: 0; 5: 0; 7: 0 | 0 |  | 0
2016 | 11135 | City of Logan - (UT) | UT | Municipal | 92.325 | 0.761 | 121.3206 | 7.645 | 0.174 | 43.9368 | 92.325 | 0.761 | 121.3206 | 19153 | 46 | N | . | . | . | . | . | . | . |  |  | . |  | 84.68 | 0.587 | 43.9368 | 144.2589 | 144.2589 | 11242.811 | 11242.811 | 58.7% | 12.7194 | 562.1405 | 25.4388 | 1405.3514 | 76.3163 | 2248.5622 | 127.1938 | 2810.7027 | 190.7907 | 2248.5622 | 254.3876 | 1124.2811 | 381.5813 | 505.9265 | 508.7751 | 337.2843 | 7150.0781 | 35750.3903 | 171601.8734 | 357503.903 | 429004.6836 | 286003.1224 | 193052.1076 | 171601.8734
2016 | 11148 | City of Lompoc - (CA) | CA | Municipal | . | . | . | . | . | . | . | . | . | . | . |  | 63.961 | 0.658 | 97.2052 | . | . | . | 14992 | N | F | 12 | N | [6 empty] | 14992 | 100% |  | 749.6 |  | 1874 |  | 1: 2998.4; 3: 3748; 5: 2998.4; 7: 1499.2 | 674.64 |  | 449.76
2016 | 11171 | Long Island Power Authority | NY | State | . | . | . | . | . | . | . | . | . | . | . |  | 117.1 | 1.34 | 87.3881 | 75.73 | 1.11 | 68.2252 | 1118963 | N | F | 13.2 | Y | 41.37 | 0.23 | 68.2252 | 179.8696 | 179.8696 | 257361.49 | 257361.49 | 23% | 15.8592 | 12868.0745 | 31.7184 | 32170.1862 | 95.1551 | 51472.298 | 158.5918 | 64340.3725 | 237.8877 | 51472.298 | 317.1837 | 25736.149 | 475.7755 | 11581.2671 | 634.3673 | 7720.8447 | 204077.1461 | 1020385.7306 | 4897851.5067 | 10203857.3057 | 12244628.7668 | 8163085.8445 | 5510082.9451 | 4897851.5067
2016 | 11187 | City of Longmont | CO | Municipal | . | . | . | . | . | . | . | . | . | . | . |  | 26.55 | 0.39 | 68.0769 | 26.55 | 0.39 | 68.0769 | 41631 | N | F | 12.5 | N | 0 | 0 | 68.0769 |  |  | 0 | 0 | 0% |  | 0 |  | 0 |  | 1: 0; 3: 0; 5: 0; 7: 0 | 0 |  | 0
2016 | 11200 | Lorain-Medina R E C, Inc | OH | Cooperative | 80.999 | . | . | 80.999 | . | . | 80.596 | . | . | 16147 | 12.5 | Y | . | . | . | . | . | . | . |  |  | . |  | 0 |  |  |  | 0 |  | 16147 | 100% | 0 | 807.35 | 0 | 2018.375 | 0 | 3229.4 | 0 | 4036.75 | 0 | 3229.4 | 0 | 1614.7 | 0 | 726.615 | 0 | 484.41 | 0 | 0 | 0 | 0 | 0 | 0 | 0 | 0
2016 | 11203 | Logan County Coop Power & Light | OH | Cooperative | 58.5 | . | . | 39.7 | . | . | 58.5 | . | . | 4630 | 12.5 | Y | . | . | . | . | . | . | . |  |  | . |  | 18.8 |  |  |  | 18.8 |  | 4630 | 100% | 1.6576 | 231.5 | 3.3152 | 578.75 | 9.9456 | 926 | 16.576 | 1157.5 | 24.8641 | 926 | 33.1521 | 463 | 49.7281 | 208.35 | 66.3042 | 138.9 | 383.7355 | 1918.6774 | 9209.6517 | 19186.7744 | 23024.1293 | 15349.4195 | 10360.8582 | 9209.6517
2016 | 11204 | Los Alamos County | NM | Municipal | 23.14 | 0.3 | 77.1333 | . | . | . | . | . | . | 9045 | 13.2 | N | . | . | . | . | . | . | . |  |  | . | [7 empty] | 9045 | 100% |  | 452.25 |  | 1130.625 |  | 1: 1809; 3: 2261.25; 5: 1809; 7: 904.5 | 407.025 |  | 271.35
2016 | 11208 | Los Angeles Department of Water & Power | CA | Municipal | 116.55 | 0.82 | 142.1342 | 82.77 | 0.68 | 121.7206 | . | . | . | 1596912 | 34.5 | N | . | . | . | . | . | . | . |  |  | . |  | 33.78 | 0.14 | 121.7206 | 241.2857 | 241.2857 | 223567.68 | 223567.68 | 14% | 21.2743 | 11178.384 | 42.5485 | 27945.96 | 127.6456 | 44713.536 | 212.7427 | 55891.92 | 319.1141 | 44713.536 | 425.4855 | 22356.768 | 638.2282 | 10060.5456 | 850.9709 | 6707.0304 | 237811.9942 | 1189059.9712 | 5707487.8617 | 11890599.712 | 14268719.6544 | 9512479.7696 | 6420923.8445 | 5707487.8617
2016 | 11241 | Entergy Louisiana LLC | LA | Investor Owned | 400.4 | 1.747 | 229.1929 | 167.3 | 1.468 | 113.9646 | 389.9 | 1.625 | 239.9385 | 1087838 | 34.5 | Y | . | . | . | . | . | . | . |  |  | . |  | 233.1 | 0.279 | 113.9646 | 835.4839 | 835.4839 | 303506.802 | 303506.802 | 27.9% | 73.665 | 15175.3401 | 147.33 | 37938.3503 | 441.99 | 60701.3604 | 736.65 | 75876.7005 | 1104.975 | 60701.3604 | 1473.3 | 30350.6802 | 2209.95 | 13657.8061 | 2946.6 | 9105.2041 | 1117891.4231 | 5589457.1154 | 26829394.1537 | 55894571.1536 | 67073485.3843 | 44715656.9229 | 30183068.4229 | 26829394.1537
2016 | 11249 | Louisville Gas & Electric Co | KY | Investor Owned | 90.25 | 0.994 | 90.7948 | 73.59 | 0.92 | 79.9891 | 89.7 | 0.936 | 95.8333 | 404744 | 34.5 | Y | . | . | . | . | . | . | . |  |  | . |  | 16.66 | 0.074 | 79.9891 | 225.1351 | 225.1351 | 29951.056 | 29951.056 | 7.4% | 19.8503 | 1497.5528 | 39.7005 | 3743.882 | 119.1016 | 5990.2112 | 198.5027 | 7487.764 | 297.754 | 5990.2112 | 397.0054 | 2995.1056 | 595.5081 | 1347.7975 | 794.0108 | 898.5317 | 29726.826 | 148634.1302 | 713443.825 | 1486341.302 | 1783609.5624 | 1189073.0416 | 802624.3031 | 713443.825
2016 | 11251 | Loup River Public Power Dist | NE | Political Subdivision | . | . | . | . | . | . | . | . | . | . | . |  | 14 | 0.2 | 70 | 11 | 0.1 | 110 | 19860 | N | F | 12.5 | N | 3 | 0.1 | 110 | 30 | 30 | 1986 | 1986 | 10% | 2.6451 | 99.3 | 5.2902 | 248.25 | 15.8707 | 397.2 | 26.4511 | 496.5 | 39.6767 | 397.2 | 52.9023 | 198.6 | 79.3534 | 89.37 | 105.8046 | 59.58 | 262.6598 | 1313.299 | 6303.8354 | 13132.9904 | 15759.5885 | 10506.3924 | 7091.8148 | 6303.8354
2016 | 11256 | City of Loveland - (CO) | CO | Municipal | 84.39 | 0.53 | 159.2264 | 49.38 | 0.38 | 129.9474 | 84.39 | 0.53 | 159.2264 | 34285 | 12.5 | N | . | . | . | . | . | . | . |  |  | . |  | 35.01 | 0.15 | 129.9474 | 233.4 | 233.4 | 5142.75 | 5142.75 | 15% | 20.579 | 257.1375 | 41.158 | 642.8438 | 123.4739 | 1028.55 | 205.7899 | 1285.6875 | 308.6848 | 1028.55 | 411.5797 | 514.275 | 617.3696 | 231.4238 | 823.1594 | 154.2825 | 5291.629 | 26458.1451 | 126999.0965 | 264581.4511 | 317497.7414 | 211665.1609 | 142873.9836 | 126999.0965
2016 | 11291 | Lumbee River Elec Member Corp | NC | Cooperative | 3618.76 | 3.58 | 1010.8268 | 129.94 | 1.5 | 86.6267 | 3607.91 | 3.41 | 1058.0381 | 59319 | 25 | Y | . | . | . | . | . | . | . |  |  | . |  | 3488.82 | 2.08 | 86.6267 | 1677.3173 | 3488.82 | 123383.52 | 59319 | 100% | 307.6109 | 2965.95 | 615.2217 | 7414.875 | 1845.6652 | 11863.8 | 3076.1087 | 14829.75 | 4614.1631 | 11863.8 | 6152.2175 | 5931.9 | 9228.3262 | 2669.355 | 12304.435 | 1779.57 | 912358.4728 | 4561792.364 | 21896603.3472 | 45617923.64 | 54741508.368 | 36494338.912 | 24633678.7656 | 21896603.3472
2016 | 11298 | Lyon Rural Electric Coop | IA | Cooperative | 84.5 | 0.79 | 106.962 | 51.3 | 0.74 | 69.3243 | 84.5 | 0.79 | 106.962 | 2201 | 7.2 | N | . | . | . | . | . | . | . |  |  | . |  | 33.2 | 0.05 | 69.3243 | 664 | 664 | 110.05 | 110.05 | 5% | 58.5452 | 5.5025 | 117.0904 | 13.7562 | 351.2711 | 22.01 | 585.4519 | 27.5125 | 878.1778 | 22.01 | 1170.9037 | 11.005 | 1756.3556 | 4.9523 | 2341.8075 | 3.3015 | 322.1449 | 1610.7245 | 7731.4774 | 16107.2447 | 19328.6936 | 12885.7957 | 8697.9121 | 7731.4774
2016 | 11318 | City of Lumberton - (NC) | NC | Municipal | . | . | . | . | . | . | . | . | . | . | . |  | 7.3 | 0.1 | 73 | . | . | . | 12323 | N | L | 23 | N | [6 empty] | 12323 | 100% |  | 616.15 |  | 1540.375 |  | 1: 2464.6; 3: 3080.75; 5: 2464.6; 7: 1232.3 | 554.535 |  | 369.69
2016 | 11332 | City of Luverne - (MN) | MN | Municipal | . | . | . | . | . | . | . | . | . | . | . |  | 89.75 | 1.024 | 87.6465 | 89.75 | 1.024 | 87.6465 | 2400 | Y | L | 24.9 | N | 0 | 0 | 87.6465 |  |  | 0 | 0 | 0% |  | 0 |  | 0 |  | 1: 0; 3: 0; 5: 0; 7: 0 | 0 |  | 0
2016 | 11345 | Lyon-Lincoln Electric Coop Inc | MN | Cooperative | 298.029 | 2.322 | 128.3501 | 298.029 | 2.322 | 128.3501 | 194.915 | 0.756 | 257.8241 | 3938 | 12.4 | N | . | . | . | . | . | . | . |  |  | . |  | 0 | 0 | 128.3501 |  |  | 0 | 0 | 0% |  | 0 |  | 0 |  | 1: 0; 3: 0; 5: 0; 7: 0 | 0 |  | 0
2016 | 11355 | Lynches River Elec Coop, Inc | SC | Cooperative | 433.2 | 1.84 | 235.4348 | 152.4 | 1.24 | 122.9032 | 420.6 | 1.54 | 273.1169 | 20872 | 24.9 |  | . | . | . | . | . | . | . |  |  | . |  | 280.8 | 0.6 | 122.9032 | 468 | 468 | 12523.2 | 12523.2 | 60% | 41.2638 | 626.16 | 82.5276 | 1565.4 | 247.5827 | 2504.64 | 412.6378 | 3130.8 | 618.9566 | 2504.64 | 825.2755 | 1252.32 | 1237.9133 | 563.544 | 1650.5511 | 375.696 | 25837.7264 | 129188.6319 | 620105.4331 | 1291886.3189 | 1550263.5827 | 1033509.0551 | 697618.6122 | 620105.4331
2016 | 11364 | Lyntegar Electric Coop, Inc | TX | Cooperative | 227.83 | . | . | 227.72 | . | . | 198.16 | . | . | 22405 | 14.4 | Y | . | . | . | . | . | . | . |  |  | . |  | 0.11 |  |  |  | 0.11 |  | 22405 | 100% | 0.0096988 | 1120.25 | 0.019398 | 2800.625 | 0.058193 | 4481 | 0.096988 | 5601.25 | 0.14548 | 4481 | 0.19398 | 2240.5 | 0.29096 | 1008.225 | 0.38795 | 672.15 | 10.865 | 54.3251 | 260.7606 | 543.2513 | 651.9015 | 434.601 | 293.3557 | 260.7606
2016 | 11460 | City of Macon - (MO) | MO | Municipal | 32.548 | 1.718 | 18.9453 | 32.548 | 1.718 | 18.9453 | 32.548 | 1.718 | 18.9453 | 3550 | 13 | N | . | . | . | . | . | . | . |  |  | . |  | 0 | 0 | 18.9453 |  |  | 0 | 0 | 0% |  | 0 |  | 0 |  | 1: 0; 3: 0; 5: 0; 7: 0 | 0 |  | 0
2016 | 11476 | Borough of Madison - (NJ) | NJ | Municipal | 33 | . | . | . | . | . | . | . | . | 6588 | 12.5 |  | . | . | . | . | . | . | . |  |  | . | [7 empty] | 6588 | 100% |  | 329.4 |  | 823.5 |  | 1: 1317.6; 3: 1647; 5: 1317.6; 7: 658.8 | 296.46 |  | 197.64
2016 | 11479 | Madison Gas & Electric Co | WI | Investor Owned | 105.655 | 0.629 | 167.973 | 33.65 | 0.427 | 78.8056 | 105.255 | 0.62 | 169.7661 | 149367 | 13.8 | Y | . | . | . | . | . | . | . |  |  | . |  | 72.005 | 0.202 | 78.8056 | 356.4604 | 356.4604 | 30172.134 | 30172.134 | 20.2% | 31.4293 | 1508.6067 | 62.8586 | 3771.5167 | 188.5757 | 6034.4268 | 314.2928 | 7543.0335 | 471.4392 | 6034.4268 | 628.5856 | 3017.2134 | 942.8783 | 1357.746 | 1257.1711 | 905.164 | 47414.4196 | 237072.0978 | 1137946.0692 | 2370720.9776 | 2844865.1731 | 1896576.7821 | 1280189.3279 | 1137946.0692
2016 | 11501 | Magic Valley Electric Coop Inc | TX | Cooperative | 157.4 | . | . | 132 | . | . | 129.6 | . | . | 110959 | 12.4 | Y | . | . | . | . | . | . | . |  |  | . |  | 25.4 |  |  |  | 25.4 |  | 110959 | 100% | 2.2395 | 5547.95 | 4.4791 | 13869.875 | 13.4372 | 22191.8 | 22.3953 | 27739.75 | 33.5929 | 22191.8 | 44.7906 | 11095.9 | 67.1859 | 4993.155 | 89.5812 | 3328.77 | 12424.7991 | 62123.9956 | 298195.1788 | 621239.9559 | 745487.9471 | 496991.9647 | 335469.5762 | 298195.1788
2016 | 11519 | Magnolia Electric Power Assn | MS | Cooperative | 303.11 | . | . | . | . | . | 278.87 | . | . | 31451 | 15 | Y | . | . | . | . | . | . | . |  |  | . | [7 empty] | 31451 | 100% |  | 1572.55 |  | 3931.375 |  | 1: 6290.2; 3: 7862.75; 5: 6290.2; 7: 3145.1 | 1415.295 |  | 943.53
2016 | 11560 | City of Manassas - (VA) | VA | Municipal | 52.09 | 1 | 52.09 | 52.09 | 1 | 52.09 | . | . | . | 16000 | 13.2 | N | . | . | . | . | . | . | . |  |  | . |  | 0 | 0 | 52.09 |  |  | 0 | 0 | 0% |  | 0 |  | 0 |  | 1: 0; 3: 0; 5: 0; 7: 0 | 0 |  | 0
2016 | 11571 | Manitowoc Public Utilities | WI | Municipal | 33.292 | 0.506 | 65.7945 | 5.588 | 0.196 | 28.5102 | 33.292 | 0.506 | 65.7945 | 17923 | 13 | N | . | . | . | . | . | . | . |  |  | . |  | 27.704 | 0.31 | 28.5102 | 89.3677 | 89.3677 | 5556.13 | 5556.13 | 31% | 7.8796 | 277.8065 | 15.7592 | 694.5163 | 47.2776 | 1111.226 | 78.796 | 1389.0325 | 118.1939 | 1111.226 | 157.5919 | 555.613 | 236.3879 | 250.0258 | 315.1838 | 166.6839 | 2189.0028 | 10945.0138 | 52536.0662 | 109450.1378 | 131340.1654 | 87560.1103 | 59103.0744 | 52536.0662
2016 | 11586 | Town of Mansfield - (MA) | MA | Municipal | 13.346 | 0.483 | 27.6315 | 13.346 | 0.483 | 27.6315 | 13.346 | 0.483 | 27.6315 | 9817 | 15 | N | . | . | . | . | . | . | . |  |  | . |  | 0 | 0 | 27.6315 |  |  | 0 | 0 | 0% |  | 0 |  | 0 |  | 1: 0; 3: 0; 5: 0; 7: 0 | 0 |  | 0
2016 | 11646 | City of Marietta - (GA) | GA | Municipal | 110.23 | 1.41 | 78.1773 | 110.23 | 1.41 | 78.1773 | 110.23 | 1.41 | 78.1773 | 41482 | 25 | Y | . | . | . | . | . | . | . |  |  | . |  | 0 | 0 | 78.1773 |  |  | 0 | 0 | 0% |  | 0 |  | 0 |  | 1: 0; 3: 0; 5: 0; 7: 0 | 0 |  | 0
2016 | 11693 | Marlboro Electric Coop, Inc | SC | Cooperative | 6788 | 4.06 | 1671.9212 | 394.91 | 2.39 | 165.2343 | 6566.57 | 4.04 | 1625.3886 | 6490 | . | Y | . | . | . | . | . | . | . |  |  | . |  | 6393.09 | 1.67 | 165.2343 | 3828.1976 | 6393.09 | 10838.3 | 6490 | 100% | 563.6817 | 324.5 | 1127.3634 | 811.25 | 3382.0902 | 1298 | 5636.817 | 1622.5 | 8455.2256 | 1298 | 11273.6341 | 649 | 16910.4511 | 292.05 | 22547.2682 | 194.7 | 182914.7132 | 914573.5658 | 4389953.1157 | 9145735.6576 | 10974882.7891 | 7316588.5261 | 4938697.2551 | 4389953.1157
2016 | 11701 | City of Marquette - (MI) | MI | Municipal | 33.681 | 0.502 | 67.0936 | 33.681 | 0.502 | 67.0936 | . | . | . | 16890 | 12.5 | N | . | . | . | . | . | . | . |  |  | . |  | 0 | 0 | 67.0936 |  |  | 0 | 0 | 0% |  | 0 |  | 0 |  | 1: 0; 3: 0; 5: 0; 7: 0 | 0 |  | 0
2016 | 11731 | City of Marshall - (MN) | MN | Municipal | . | . | . | . | . | . | . | . | . | . | . |  | 14.665 | 0.692 | 21.1922 | 14.665 | 0.692 | 21.1922 | 6607 | N | O | 13.8 | N | 0 | 0 | 21.1922 |  |  | 0 | 0 | 0% |  | 0 |  | 0 |  | 1: 0; 3: 0; 5: 0; 7: 0 | 0 |  | 0
2016 | 11732 | City of Marshall - (MO) | MO | Municipal | . | . | . | . | . | . | . | . | . | . | . |  | 27.89 | 0.518 | 53.8417 | 27.89 | 0.518 | 53.8417 | 6000 | N | L | 13.2 | N | 0 | 0 | 53.8417 |  |  | 0 | 0 | 0% |  | 0 |  | 0 |  | 1: 0; 3: 0; 5: 0; 7: 0 | 0 |  | 0
2016 | 11740 | City of Marshfield - (WI) | WI | Municipal | 56.86 | 0.546 | 104.1392 | 4.093 | 0.072 | 56.8472 | 56.86 | 0.546 | 104.1392 | 13297 | 13.2 | Y | . | . | . | . | . | . | . |  |  | . |  | 52.767 | 0.474 | 56.8472 | 111.3228 | 111.3228 | 6302.778 | 6302.778 | 47.4% | 9.8154 | 315.1389 | 19.6308 | 787.8473 | 58.8923 | 1260.5556 | 98.1538 | 1575.6945 | 147.2307 | 1260.5556 | 196.3076 | 630.2778 | 294.4614 | 283.625 | 392.6153 | 189.0833 | 3093.2085 | 15466.0426 | 74237.0044 | 154660.4259 | 185592.5111 | 123728.3407 | 83516.63 | 74237.0044
2016 | 11788 | Consumers Energy | IA | Cooperative | . | . | . | 82.2 | 0.82 | 100.2439 | 73.2 | 0.7 | 104.5714 | 6992 | 12.5 | N | . | . | . | . | . | . | . |  |  | . |  |  |  | 100.2439 |  |  |  | 6992 | 100% |  | 349.6 |  | 874 |  | 1: 1398.4; 3: 1748; 5: 1398.4; 7: 699.2 | 314.64 |  | 209.76
2016 | 11804 | Massachusetts Electric Co | MA | Investor Owned | . | . | . | . | . | . | . | . | . | . | . |  | 145.69 | 0.955 | 152.555 | 145.69 | 0.955 | 152.555 | 1287453 | N | L | 69 | Y | 0 | 0 | 152.555 |  |  | 0 | 0 | 0% |  | 0 |  | 0 |  | 1: 0; 3: 0; 5: 0; 7: 0 | 0 |  | 0
2016 | 11811 | Town of Massena - (NY) | NY | Municipal | . | . | . | . | . | . | . | . | . | . | . |  | 35.55 | 0.46 | 77.2826 | 35.55 | 0.46 | 77.2826 | 9327 | N | F | 24.7 | N | 0 | 0 | 77.2826 |  |  | 0 | 0 | 0% |  | 0 |  | 0 |  | 1: 0; 3: 0; 5: 0; 7: 0 | 0 |  | 0
2016 | 11824 | Matanuska Electric Assn Inc | AK | Cooperative | 331.2 | 2.87 | 115.4007 | 253.2 | 2.25 | 112.5333 | 295.2 | 2.17 | 136.0369 | 62198 | 25 | Y | . | . | . | . | . | . | . |  |  | . |  | 78 | 0.62 | 112.5333 | 125.8065 | 125.8065 | 38562.76 | 38562.76 | 62% | 11.0924 | 1928.138 | 22.1848 | 4820.345 | 66.5545 | 7712.552 | 110.9241 | 9640.69 | 166.3862 | 7712.552 | 221.8483 | 3856.276 | 332.7724 | 1735.3242 | 443.6965 | 1156.8828 | 21387.7032 | 106938.5158 | 513304.8758 | 1069385.158 | 1283262.1896 | 855508.1264 | 577467.9853 | 513304.8758
2016 | 11843 | Maui Electric Co Ltd | HI | Investor Owned | . | . | . | . | . | . | . | . | . | . | . |  | 187.05 | 2.06 | 90.801 | 154.3 | 1.63 | 94.6626 | 70745 | N | L | 12.5 | Y | 32.75 | 0.43 | 94.6626 | 76.1628 | 76.1628 | 30420.35 | 30420.35 | 43% | 6.7153 | 1521.0175 | 13.4306 | 3802.5437 | 40.2919 | 6084.07 | 67.1531 | 7605.0875 | 100.7296 | 6084.07 | 134.3062 | 3042.035 | 201.4593 | 1368.9157 | 268.6123 | 912.6105 | 10214.1018 | 51070.5088 | 245138.4423 | 510705.0882 | 612846.1058 | 408564.0705 | 275780.7476 | 245138.4423
2016 | 11910 | McLeod Cooperative Power Assn | MN | Cooperative | 179.7 | 1.28 | 140.3906 | 179.7 | 1.28 | 140.3906 | 125.8 | 0.88 | 142.9546 | 6649 | 7.2 | N | . | . | . | . | . | . | . |  |  | . |  | 0 | 0 | 140.3906 |  |  | 0 | 0 | 0% |  | 0 |  | 0 |  | 1: 0; 3: 0; 5: 0; 7: 0 | 0 |  | 0
2016 | 12186 | McMinnville Electric System | TN | Municipal | . | . | . | . | . | . | . | . | . | . | . |  | 60 | 0.01 | 6000 | 60 | 0.01 | 6000 | 8012 | N | F | 13 | N | 0 | 0 | 6000 |  |  | 0 | 0 | 0% |  | 0 |  | 0 |  | 1: 0; 3: 0; 5: 0; 7: 0 | 0 |  | 0
2016 | 12187 | City of McMinnville - (OR) | OR | Municipal | . | . | . | . | . | . | . | . | . | . | . |  | 103.691 | 1.054 | 98.3786 | . | . | . | 15932 | N | L | 12.5 | N | [6 empty] | 15932 | 100% |  | 796.6 |  | 1991.5 |  | 1: 3186.4; 3: 3983; 5: 3186.4; 7: 1593.2 | 716.94 |  | 477.96
2016 | 12199 | Montana-Dakota Utilities Co | MT | Investor Owned | . | . | . | . | . | . | . | . | . | . | . |  | 103.4 | 1.3 | 79.5385 | . | . | . | 27205 | N | F | 22 | N | [6 empty] | 27205 | 100% |  | 1360.25 |  | 3400.625 |  | 1: 5441; 3: 6801.25; 5: 5441; 7: 2720.5 | 1224.225 |  | 816.15
2016 | 12199 | Montana-Dakota Utilities Co | ND | Investor Owned | . | . | . | . | . | . | . | . | . | . | . |  | 57.7 | 0.6 | 96.1667 | . | . | . | 97058 | N | F | 22 | N | [6 empty] | 97058 | 100% |  | 4852.9 |  | 12132.25 |  | 1: 19411.6; 3: 24264.5; 5: 19411.6; 7: 9705.8 | 4367.61 |  | 2911.74
2016 | 12199 | Montana-Dakota Utilities Co | SD | Investor Owned | . | . | . | . | . | . | . | . | . | . | . |  | 194.3 | 2.5 | 77.72 | . | . | . | 9892 | N | F | 22 | N | [6 empty] | 9892 | 100% |  | 494.6 |  | 1236.5 |  | 1: 1978.4; 3: 2473; 5: 1978.4; 7: 989.2 | 445.14 |  | 296.76
2016 | 12199 | Montana-Dakota Utilities Co | WY | Investor Owned | . | . | . | . | . | . | . | . | . | . | . |  | 270.6 | 1.8 | 150.3333 | . | . | . | 17435 | N | F | 22 | N | [6 empty] | 17435 | 100% |  | 871.75 |  | 2179.375 |  | 1: 3487; 3: 4358.75; 5: 3487; 7: 1743.5 | 784.575 |  | 523.05
2016 | 12208 | City of McPherson - (KS) | KS | Municipal | 163.5 | 0.873 | 187.2852 | 45.5 | . | . | . | . | . | 8598 | 34.5 | N | . | . | . | . | . | . | . |  |  | . |  | 118 |  |  |  | 118 |  | 8598 | 100% | 10.4041 | 429.9 | 20.8082 | 1074.75 | 62.4247 | 1719.6 | 104.0411 | 2149.5 | 156.0617 | 1719.6 | 208.0823 | 859.8 | 312.1234 | 386.91 | 416.1646 | 257.94 | 4472.7289 | 22363.6444 | 107345.493 | 223636.4438 | 268363.7325 | 178909.155 | 120763.6796 | 107345.493
2016 | 12227 | Meeker Coop Light & Power Assn | MN | Cooperative | 194.46 | 1.548 | 125.6202 | 194.45 | 1.548 | 125.6137 | 80.88 | 0.614 | 131.7264 | 8819 | 12.4 | Y | . | . | . | . | . | . | . |  |  | . |  | 0.01 | 0 | 125.6137 |  |  | 0 | 0 | 0% |  | 0 |  | 0 |  | 1: 0; 3: 0; 5: 0; 7: 0 | 0 |  | 0
2016 | 12243 | Meade County Rural E C C | KY | Cooperative | 217.21 | 2.08 | 104.4279 | 102.15 | 1.82 | 56.1264 | 208.89 | 1.53 | 136.5294 | 29236 | 25 | N | . | . | . | . | . | . | . |  |  | . |  | 115.06 | 0.26 | 56.1264 | 442.5385 | 442.5385 | 7601.36 | 7601.36 | 26% | 39.0188 | 380.068 | 78.0376 | 950.17 | 234.1129 | 1520.272 | 390.1882 | 1900.34 | 585.2823 | 1520.272 | 780.3764 | 760.136 | 1170.5646 | 342.0612 | 1560.7528 | 228.0408 | 14829.8053 | 74149.0263 | 355915.3263 | 741490.263 | 889788.3157 | 593192.2104 | 400404.742 | 355915.3263
2016 | 12260 | Mecklenburg Electric Cooperative | VA | Cooperative | 325.994 | 2.214 | 147.2421 | 256.386 | 2.03 | 126.2985 | 325.424 | 2.035 | 159.9135 | 31162 | 69 | Y | . | . | . | . | . | . | . |  |  | . |  | 69.608 | 0.184 | 126.2985 | 378.3043 | 378.3043 | 5733.808 | 5733.808 | 18.4% | 33.3553 | 286.6904 | 66.7105 | 716.726 | 200.1316 | 1146.7616 | 333.5527 | 1433.452 | 500.329 | 1146.7616 | 667.1054 | 573.3808 | 1000.6581 | 258.0214 | 1334.2108 | 172.0142 | 9562.6355 | 47813.1777 | 229503.2531 | 478131.7772 | 573758.1327 | 382505.4218 | 258191.1597 | 229503.2531
2016 | 12268 | Medina Electric Coop, Inc | TX | Cooperative | 239.04 | 1.865 | 128.1716 | 191.45 | 0.711 | 269.2686 | . | . | . | 31240 | 24.9 | Y | . | . | . | . | . | . | . |  |  | . |  | 47.59 | 1.154 | 269.2686 | 41.2392 | 47.59 | 36050.96 | 31240 | 100% | 4.196 | 1562 | 8.3921 | 3905 | 25.1762 | 6248 | 41.9603 | 7810 | 62.9405 | 6248 | 83.9206 | 3124 | 125.881 | 1405.8 | 167.8413 | 937.2 | 6554.2025 | 32771.0125 | 157300.86 | 327710.1249 | 393252.1499 | 262168.0999 | 176963.4675 | 157300.86
2016 | 12293 | City of Memphis - (TN) | TN | Municipal | 232.5 | 1.98 | 117.4242 | 214.8 | 1.92 | 111.875 | 232.5 | 1.98 | 117.4242 | 413478 | 23 | Y | . | . | . | . | . | . | . |  |  | . |  | 17.7 | 0.06 | 111.875 | 295 | 295 | 24808.68 | 24808.68 | 6% | 26.0103 | 1240.434 | 52.0206 | 3101.085 | 156.0617 | 4961.736 | 260.1029 | 6202.17 | 390.1543 | 4961.736 | 520.2057 | 2480.868 | 780.3086 | 1116.3906 | 1040.4115 | 744.2604 | 32264.0438 | 161320.219 | 774337.051 | 1613202.1896 | 1935842.6275 | 1290561.7517 | 871129.1824 | 774337.051
2016 | 12298 | City of Menasha - (WI) | WI | Municipal | . | . | . | . | . | . | . | . | . | . | . |  | 3.99 | 0.06 | 66.5 | 0 | 0 | . | 9038 | N | L | 34.5 | N | 3.99 | 0.06 |  | 66.5 | 66.5 | 542.28 | 542.28 | 6% | 5.8633 | 27.114 | 11.7267 | 67.785 | 35.18 | 108.456 | 58.6334 | 135.57 | 87.95 | 108.456 | 117.2667 | 54.228 | 175.9001 | 24.4026 | 234.5334 | 16.2684 | 158.9785 | 794.8924 | 3815.4837 | 7948.9243 | 9538.7092 | 6359.1395 | 4292.4191 | 3815.4837
2016 | 12301 | Nodak Electric Coop Inc | ND | Cooperative | 201.76 | 1.467 | 137.5324 | 177.71 | 1.363 | 130.3815 | 180.1 | 1.227 | 146.7808 | 19331 | 15 | Y | . | . | . | . | . | . | . |  |  | . |  | 24.05 | 0.104 | 130.3815 | 231.25 | 231.25 | 2010.424 | 2010.424 | 10.4% | 20.3894 | 100.5212 | 40.7788 | 251.303 | 122.3365 | 402.0848 | 203.8942 | 502.606 | 305.8413 | 402.0848 | 407.7884 | 201.0424 | 611.6826 | 90.4691 | 815.5768 | 60.3127 | 2049.5689 | 10247.8446 | 49189.6541 | 102478.446 | 122974.1352 | 81982.7568 | 55338.3608 | 49189.6541
2016 | 12330 | Meriwether Lewis Electric Coop | TN | Cooperative | . | . | . | . | . | . | . | . | . | . | . |  | 137.1 | . | . | 136.62 | . | . | 34147 | N | L | 25 | N | 0.48 |  |  |  | 0.48 |  | 34147 | 100% | 0.042322 | 1707.35 | 0.084644 | 4268.375 | 0.25393 | 6829.4 | 0.42322 | 8536.75 | 0.63483 | 6829.4 | 0.84644 | 3414.7 | 1.2697 | 1536.615 | 1.6929 | 1024.41 | 72.2582 | 361.2908 | 1734.1959 | 3612.9082 | 4335.4898 | 2890.3265 | 1950.9704 | 1734.1959
2016 | 12341 | MidAmerican Energy Co | IA | Investor Owned | 147 | 1.19 | 123.5294 | 100 | 1 | 100 | 131 | 0.91 | 143.956 | 673660 | 13.8 | Y | . | . | . | . | . | . | . |  |  | . |  | 47 | 0.19 | 100 | 247.3684 | 247.3684 | 127995.4 | 127995.4 | 19% | 21.8106 | 6399.77 | 43.6212 | 15999.425 | 130.8635 | 25599.08 | 218.1059 | 31998.85 | 327.1588 | 25599.08 | 436.2118 | 12799.54 | 654.3176 | 5759.793 | 872.4235 | 3839.862 | 139582.748 | 697913.7399 | 3349985.9515 | 6979137.399 | 8374964.8788 | 5583309.9192 | 3768734.1954 | 3349985.9515
2016 | 12341 | MidAmerican Energy Co | IL | Investor Owned | 255 | 1.59 | 160.3774 | 103 | 1 | 103 | 251 | 1.54 | 162.987 | 85050 | 13.8 | Y | . | . | . | . | . | . | . |  |  | . |  | 152 | 0.59 | 103 | 257.6271 | 257.6271 | 50179.5 | 50179.5 | 59% | 22.7151 | 2508.975 | 45.4302 | 6272.4375 | 136.2906 | 10035.9 | 227.151 | 12544.875 | 340.7265 | 10035.9 | 454.302 | 5017.95 | 681.4531 | 2258.0775 | 908.6041 | 1505.385 | 56991.6238 | 284958.119 | 1367798.9713 | 2849581.1903 | 3419497.4284 | 2279664.9522 | 1538773.8428 | 1367798.9713
2016 | 12341 | MidAmerican Energy Co | SD | Investor Owned | 238 | 2.14 | 111.215 | 45 | 0.71 | 63.3803 | 203 | 1.55 | 130.9677 | 4953 | 13.8 | Y | . | . | . | . | . | . | . |  |  | . |  | 193 | 1.43 | 63.3803 | 134.965 | 193 | 7082.79 | 4953 | 100% | 17.0169 | 247.65 | 34.0338 | 619.125 | 102.1014 | 990.6 | 170.169 | 1238.25 | 255.2535 | 990.6 | 340.338 | 495.3 | 510.507 | 222.885 | 680.676 | 148.59 | 4214.2351 | 21071.1756 | 101141.6429 | 210711.7561 | 252854.1073 | 168569.4048 | 113784.3483 | 101141.6429
2016 | 12351 | City of Mesa - (AZ) | AZ | Municipal | 17.735 | 0.338 | 52.4704 | . | . | . | . | . | . | 16656 | 12.5 | Y | . | . | . | . | . | . | . |  |  | . | [7 empty] | 16656 | 100% |  | 832.8 |  | 2082 |  | 1: 3331.2; 3: 4164; 5: 3331.2; 7: 1665.6 | 749.52 |  | 499.68
2016 | 12377 | Midwest Energy Cooperative | MI | Cooperative | . | . | . | . | . | . | . | . | . | . | . |  | 371.3 | 1.87 | 198.5562 | 371.3 | 1.87 | 198.5562 | 35084 | N | F | 12.5 | Y | 0 | 0 | 198.5561 |  |  | 0 | 0 | 0% |  | 0 |  | 0 |  | 1: 0; 3: 0; 5: 0; 7: 0 | 0 |  | 0
2016 | 12377 | Midwest Energy Cooperative | OH | Cooperative | . | . | . | . | . | . | . | . | . | . | . |  | 105.41 | 0.88 | 119.7841 | 105.41 | 0.88 | 119.7841 | 891 | N | F | 12.5 | Y | 0 | 0 | 119.7841 |  |  | 0 | 0 | 0% |  | 0 |  | 0 |  | 1: 0; 3: 0; 5: 0; 7: 0 | 0 |  | 0
2016 | 12390 | Metropolitan Edison Co | PA | Investor Owned | 181.651 | 1.475 | 123.1532 | 150.452 | 1.355 | 111.0347 | 149.005 | 1.305 | 114.1801 | 561065 | 34.5 | Y | . | . | . | . | . | . | . |  |  | . |  | 31.199 | 0.12 | 111.0347 | 259.9917 | 259.9917 | 67327.8 | 67327.8 | 12% | 22.9236 | 3366.39 | 45.8472 | 8415.975 | 137.5415 | 13465.56 | 229.2359 | 16831.95 | 343.8538 | 13465.56 | 458.4717 | 6732.78 | 687.7076 | 3029.751 | 916.9434 | 2019.834 | 77169.7293 | 385848.6466 | 1852073.5038 | 3858486.4662 | 4630183.7594 | 3086789.173 | 2083582.6917 | 1852073.5038
2016 | 12395 | Menard Electric Coop | IL | Cooperative | . | . | . | . | . | . | . | . | . | . | . |  | 183 | 1.506 | 121.5139 | 183 | 1.506 | 121.5139 | 11020 | N | O | 12.5 | N | 0 | 0 | 121.5139 |  |  | 0 | 0 | 0% |  | 0 |  | 0 |  | 1: 0; 3: 0; 5: 0; 7: 0 | 0 |  | 0
2016 | 12439 | Midstate Electric Coop, Inc | OR | Cooperative | . | . | . | . | . | . | . | . | . | . | . |  | 130.537 | . | . | . | . | . | 18827 | N | F | 24.9 | N | [6 empty] | 18827 | 100% |  | 941.35 |  | 2353.375 |  | 1: 3765.4; 3: 4706.75; 5: 3765.4; 7: 1882.7 | 847.215 |  | 564.81
2016 | 12450 | Midland Power Coop | IA | Cooperative | . | . | . | . | . | . | . | . | . | . | . |  | 246.5 | 1.39 | 177.3381 | 177.4 | 1.19 | 149.0756 | 11549 | N | L | 12.5 | Y | 69.1 | 0.2 | 149.0756 | 345.5 | 345.5 | 2309.8 | 2309.8 | 20% | 30.4629 | 115.49 | 60.9258 | 288.725 | 182.7774 | 461.96 | 304.6289 | 577.45 | 456.9434 | 461.96 | 609.2579 | 230.98 | 913.8868 | 103.941 | 1218.5158 | 69.294 | 3518.1597 | 17590.7987 | 84435.8337 | 175907.9868 | 211089.5841 | 140726.3894 | 94990.3129 | 84435.8337
2016 | 12452 | Mid-South Electric Coop Assn | TX | Cooperative | . | . | . | . | . | . | . | . | . | . | . |  | 303 | 2.5 | 121.2 | 95 | 1.08 | 87.963 | 28642 | N | F | 24.9 | Y | 208 | 1.42 | 87.963 | 146.4789 | 208 | 40671.64 | 28642 | 100% | 18.3395 | 1432.1 | 36.6789 | 3580.25 | 110.0367 | 5728.4 | 183.3946 | 7160.5 | 275.0918 | 5728.4 | 366.7891 | 2864.2 | 550.1837 | 1288.89 | 733.5783 | 859.26 | 26263.9353 | 131319.6767 | 630334.4482 | 1313196.7671 | 1575836.1205 | 1050557.4137 | 709126.2542 | 630334.4482
2016 | 12463 | Mid-Yellowstone Elec Coop, Inc | MT | Cooperative | 378.431 | 2.444 | 154.8408 | 378.431 | 2.444 | 154.8408 | 314.778 | 1.565 | 201.1361 | 2021 | 35 | N | . | . | . | . | . | . | . |  |  | . |  | 0 | 0 | 154.8408 |  |  | 0 | 0 | 0% |  | 0 |  | 0 |  | 1: 0; 3: 0; 5: 0; 7: 0 | 0 |  | 0
2016 | 12470 | Middle Tennessee E M C | TN | Cooperative | . | . | . | . | . | . | . | . | . | . | . |  | 70.29 | 1.37 | 51.3066 | . | . | . | 209653 | N | F | 14.4 | Y | [6 empty] | 209653 | 100% |  | 10482.65 |  | 26206.625 |  | 1: 41930.6; 3: 52413.25; 5: 41930.6; 7: 20965.3 | 9434.385 |  | 6289.59
2016 | 12515 | Midwest Electric, Inc | OH | Cooperative | 129.9 | 1.4 | 92.7857 | 84.9 | 1.1 | 77.1818 | 122.6 | 1.2 | 102.1667 | 10693 | 12.5 | Y | . | . | . | . | . | . | . |  |  | . |  | 45 | 0.3 | 77.1818 | 150 | 150 | 3207.9 | 3207.9 | 30% | 13.2256 | 160.395 | 26.4511 | 400.9875 | 79.3534 | 641.58 | 132.2557 | 801.975 | 198.3835 | 641.58 | 264.5114 | 320.79 | 396.7671 | 144.3555 | 529.0228 | 96.237 | 2121.3152 | 10606.576 | 50911.565 | 106065.7605 | 127278.9126 | 84852.6084 | 57275.5107 | 50911.565
2016 | 12524 | Midwest Energy Inc | KS | Cooperative | 379.8 | 2.92 | 130.0685 | 179.75 | 1.75 | 102.7143 | 372.64 | 2.88 | 129.3889 | 50129 | 34.5 | Y | . | . | . | . | . | . | . |  |  | . |  | 200.05 | 1.17 | 102.7143 | 170.9829 | 200.05 | 58650.93 | 50129 | 100% | 17.6385 | 2506.45 | 35.277 | 6266.125 | 105.831 | 10025.8 | 176.385 | 12532.25 | 264.5775 | 10025.8 | 352.77 | 5012.9 | 529.155 | 2255.805 | 705.54 | 1503.87 | 44210.0211 | 221050.1054 | 1061040.5061 | 2210501.0544 | 2652601.2652 | 1768400.8435 | 1193670.5694 | 1061040.5061
2016 | 12532 | City of Milan | TN | Municipal | 72.81 | 1.682 | 43.2878 | . | . | . | . | . | . | 8635 | 12.4 | N | . | . | . | . | . | . | . |  |  | . | [7 empty] | 8635 | 100% |  | 431.75 |  | 1079.375 |  | 1: 1727; 3: 2158.75; 5: 1727; 7: 863.5 | 388.575 |  | 259.05
2016 | 12539 | Midwest Electric Member Corp | NE | Cooperative | . | . | . | . | . | . | . | . | . | . | . |  | 99.79 | 0.692 | 144.2052 | 96.07 | 0.684 | 140.4532 | 6461 | N | F | 34.5 | N | 3.72 | 0.008 | 140.4532 | 465 | 465 | 51.688 | 51.688 | 0.8% | 40.9993 | 2.5844 | 81.9985 | 6.461 | 245.9956 | 10.3376 | 409.9927 | 12.922 | 614.989 | 10.3376 | 819.9853 | 5.1688 | 1229.978 | 2.326 | 1639.9706 | 1.5506 | 105.9585 | 529.7925 | 2543.004 | 5297.9251 | 6357.5101 | 4238.34 | 2860.8795 | 2543.004
2016 | 12546 | Mille Lacs Energy Cooperative | MN | Cooperative | 484.13 | 2.97 | 163.0067 | 181.93 | 2.24 | 81.2188 | 160.2 | 1.42 | 112.8169 | 15151 | 7.2 | Y | . | . | . | . | . | . | . |  |  | . |  | 302.2 | 0.73 | 81.2188 | 413.9726 | 413.9726 | 11060.23 | 11060.23 | 73% | 36.5002 | 553.0115 | 73.0003 | 1382.5287 | 219.0009 | 2212.046 | 365.0016 | 2765.0575 | 547.5023 | 2212.046 | 730.0031 | 1106.023 | 1095.0047 | 497.7104 | 1460.0062 | 331.8069 | 20185.006 | 100925.0301 | 484440.1446 | 1009250.3012 | 1211100.3615 | 807400.241 | 544995.1627 | 484440.1446
2016 | 12642 | Maquoketa Valley Rrl Elec Coop | IA | Cooperative | 77.71 | 1.19 | 65.3025 | 62.68 | 1.01 | 62.0594 | 75.383 | 1.05 | 71.7933 | 15954 | 12.5 | Y | . | . | . | . | . | . | . |  |  | . |  | 15.03 | 0.18 | 62.0594 | 83.5 | 83.5 | 2871.72 | 2871.72 | 18% | 7.3622 | 143.586 | 14.7245 | 358.965 | 44.1734 | 574.344 | 73.6223 | 717.93 | 110.4335 | 574.344 | 147.2447 | 287.172 | 220.867 | 129.2274 | 294.4893 | 86.1516 | 1057.1137 | 5285.5684 | 25370.7283 | 52855.6841 | 63426.8209 | 42284.5472 | 28542.0694 | 25370.7283
2016 | 12647 | ALLETE, Inc. | MN | Investor Owned | 1435.16 | 2.38 | 603.0084 | 122.69 | 1.29 | 95.1085 | 1433.15 | 2.36 | 607.2669 | 132599 | 69 | N | . | . | . | . | . | . | . |  |  | . |  | 1312.47 | 1.09 | 95.1085 | 1204.1009 | 1312.47 | 144532.91 | 132599 | 100% | 115.7211 | 6629.95 | 231.4422 | 16574.875 | 694.3265 | 26519.8 | 1157.2109 | 33149.75 | 1735.8163 | 26519.8 | 2314.4217 | 13259.9 | 3471.6326 | 5966.955 | 4628.8435 | 3977.97 | 767225.0236 | 3836125.1182 | 18413400.5675 | 38361251.1822 | 46033501.4187 | 30689000.9458 | 20715075.6384 | 18413400.5675
2016 | 12651 | Minnesota Valley Electric Coop | MN | Cooperative | 90.68 | 1.195 | 75.8828 | 57.97 | 0.714 | 81.1905 | 90.53 | 0.889 | 101.8335 | 41770 | 13.8 | N | . | . | . | . | . | . | . |  |  | . |  | 32.71 | 0.481 | 81.1905 | 68.0042 | 68.0042 | 20091.37 | 20091.37 | 48.1% | 5.996 | 1004.5685 | 11.9919 | 2511.4212 | 35.9757 | 4018.274 | 59.9596 | 5022.8425 | 89.9394 | 4018.274 | 119.9192 | 2009.137 | 179.8787 | 904.1117 | 239.8383 | 602.7411 | 6023.3506 | 30116.7531 | 144560.415 | 301167.5312 | 361401.0375 | 240934.025 | 162630.4669 | 144560.415
2016 | 12660 | Village of Minster - (OH) | OH | Municipal | . | . | . | . | . | . | . | . | . | . | . |  | 3154.775 | 1.321 | 2388.1718 | 10.836 | 1.314 | 8.2466 | 1497 | N | L | . | N | 3143.939 | 0.007 | 8.2466 | 449134.1429 | 449134.1429 | 10.479 | 10.479 | 0.7% | 39600.3653 | 0.52395 | 79200.7306 | 1.3099 | 237602.1917 | 2.0958 | 396003.6528 | 2.6197 | 594005.4792 | 2.0958 | 792007.3056 | 1.0479 | 1188010.9583 | 0.47155 | 1584014.6111 | 0.31437 | 20748.6114 | 103743.0569 | 497966.6733 | 1037430.5694 | 1244916.6832 | 829944.4555 | 560212.5075 | 497966.6733
2016 | 12685 | Entergy Mississippi Inc | MS | Investor Owned | 373.2 | 2.063 | 180.9016 | 211 | 1.639 | 128.737 | 340.4 | 1.817 | 187.3418 | 452471 | 34.5 | Y | . | . | . | . | . | . | . |  |  | . |  | 162.2 | 0.424 | 128.737 | 382.5472 | 382.5472 | 191847.704 | 191847.704 | 42.4% | 33.7294 | 9592.3852 | 67.4587 | 23980.963 | 202.3762 | 38369.5408 | 337.2936 | 47961.926 | 505.9404 | 38369.5408 | 674.5872 | 19184.7704 | 1011.8808 | 8633.1467 | 1349.1744 | 5755.4311 | 323545.0237 | 1617725.1183 | 7765080.5678 | 16177251.183 | 19412701.4195 | 12941800.9464 | 8735715.6388 | 7765080.5678
2016 | 12686 | Mississippi Power Co | MS | Investor Owned | 98.82 | 1.21 | 81.6694 | 75.58 | 1.05 | 71.981 | . | . | . | 187441 | 22.9 | N | . | . | . | . | . | . | . |  |  | . |  | 23.24 | 0.16 | 71.981 | 145.25 | 145.25 | 29990.56 | 29990.56 | 16% | 12.8068 | 1499.528 | 25.6135 | 3748.82 | 76.8406 | 5998.112 | 128.0676 | 7497.64 | 192.1014 | 5998.112 | 256.1352 | 2999.056 | 384.2028 | 1349.5752 | 512.2704 | 899.7168 | 19204.0948 | 96020.4741 | 460898.2755 | 960204.7406 | 1152245.6888 | 768163.7925 | 518510.5599 | 460898.2755
2016 | 12692 | Missoula Electric Coop, Inc | MT | Cooperative | 121.4 | 1.36 | 89.2647 | 121.4 | 1.36 | 89.2647 | 47.7 | 1.15 | 41.4783 | 16111 | 25 | Y | . | . | . | . | . | . | . |  |  | . |  | 0 | 0 | 89.2647 |  |  | 0 | 0 | 0% |  | 0 |  | 0 |  | 1: 0; 3: 0; 5: 0; 7: 0 | 0 |  | 0
2016 | 12698 | KCP&L Greater Missouri Operations Co. | MO | Investor Owned | 121.97 | 1.02 | 119.5784 | 65.98 | 0.786 | 83.944 | 121.97 | 1.02 | 119.5784 | 311154 | 34 | Y | . | . | . | . | . | . | . |  |  | . |  | 55.99 | 0.234 | 83.944 | 239.2735 | 239.2735 | 72810.036 | 72810.036 | 23.4% | 21.0969 | 3640.5018 | 42.1937 | 9101.2545 | 126.5811 | 14562.0072 | 210.9686 | 18202.509 | 316.4528 | 14562.0072 | 421.9371 | 7281.0036 | 632.9057 | 3276.4516 | 843.8742 | 2184.3011 | 76803.1409 | 384015.7045 | 1843275.3815 | 3840157.0448 | 4608188.4538 | 3072125.6359 | 2073684.8042 | 1843275.3815
2016 | 12706 | Mitchell Electric Member Corp | GA | Cooperative | . | . | . | . | . | . | . | . | . | . | . |  | 284.94 | 2.41 | 118.2324 | 284.94 | 2.41 | 118.2324 | 24875 | N | L | 24.9 | N | 0 | 0 | 118.2324 |  |  | 0 | 0 | 0% |  | 0 |  | 0 |  | 1: 0; 3: 0; 5: 0; 7: 0 | 0 |  | 0
2016 | 12745 | Modesto Irrigation District | CA | Political Subdivision | 29.96 | 0.45 | 66.5778 | . | . | . | . | . | . | 114183 | 21 | N | . | . | . | . | . | . | . |  |  | . | [7 empty] | 114183 | 100% |  | 5709.15 |  | 14272.875 |  | 1: 22836.6; 3: 28545.75; 5: 22836.6; 7: 11418.3 | 5138.235 |  | 3425.49
2016 | 12782 | City of Monett - (MO) | MO | Municipal | 34.598 | 0.299 | 115.7124 | 34.598 | 0.299 | 115.7124 | 34.598 | 0.299 | 115.7124 | 4674 | 12.5 | N | . | . | . | . | . | . | . |  |  | . |  | 0 | 0 | 115.7124 |  |  | 0 | 0 | 0% |  | 0 |  | 0 |  | 1: 0; 3: 0; 5: 0; 7: 0 | 0 |  | 0
2016 | 12796 | Monongahela Power Co | WV | Investor Owned | 650.714 | 2.16 | 301.2565 | 368.504 | 1.918 | 192.1293 | 356.787 | 1.859 | 191.9241 | 387433 | 34.5 | Y | . | . | . | . | . | . | . |  |  | . |  | 282.21 | 0.242 | 192.1293 | 1166.157 | 1166.157 | 93758.786 | 93758.786 | 24.2% | 102.8206 | 4687.9393 | 205.6412 | 11719.8482 | 616.9236 | 18751.7572 | 1028.206 | 23439.6965 | 1542.3091 | 18751.7572 | 2056.4121 | 9375.8786 | 3084.6181 | 4219.1454 | 4112.8242 | 2812.7636 | 482016.7535 | 2410083.7677 | 11568402.0852 | 24100837.6774 | 28921005.2129 | 19280670.142 | 13014452.3458 | 11568402.0852
2016 | 12801 | City of Monroe - (NC) | NC | Municipal | . | . | . | . | . | . | . | . | . | . | . |  | 25.097 | 0.291 | 86.244 | 13.949 | 0.209 | 66.7416 | 10762 | Y | L | 35 | N | 11.148 | 0.082 | 66.7416 | 135.9512 | 135.9512 | 882.484 | 882.484 | 8.2% | 11.9869 | 44.1242 | 23.9738 | 110.3105 | 71.9213 | 176.4968 | 119.8688 | 220.621 | 179.8032 | 176.4968 | 239.7376 | 88.2484 | 359.6065 | 39.7118 | 479.4753 | 26.4745 | 528.9116 | 2644.5579 | 12693.8778 | 26445.5788 | 31734.6946 | 21156.4631 | 14280.6126 | 12693.8778
2016 | 12803 | Monroe County Elec Coop, Inc | IL | Cooperative | 707.4 | 0.038 | 18615.789 | 707.4 | 0.038 | 18615.789 | 289.2 | 0.035 | 8262.8571 | 7313 | 12 | N | . | . | . | . | . | . | . |  |  | . |  | 0 | 0 | 18615.7895 |  |  | 0 | 0 | 0% |  | 0 |  | 0 |  | 1: 0; 3: 0; 5: 0; 7: 0 | 0 |  | 0
2016 | 12825 | NorthWestern Energy LLC - (MT) | MT | Investor Owned | 142 | 1.21 | 117.3554 | 111 | 1.07 | 103.7383 | 97 | 0.87 | 111.4942 | 379278 | 25 | N | . | . | . | . | . | . | . |  |  | . |  | 31 | 0.14 | 103.7383 | 221.4286 | 221.4286 | 53098.92 | 53098.92 | 14% | 19.5235 | 2654.946 | 39.0469 | 6637.365 | 117.1408 | 10619.784 | 195.2346 | 13274.73 | 292.8519 | 10619.784 | 390.4692 | 5309.892 | 585.7038 | 2389.4514 | 780.9384 | 1592.9676 | 51833.7311 | 259168.6554 | 1244009.5459 | 2591686.554 | 3110023.8648 | 2073349.2432 | 1399510.7392 | 1244009.5459
2016 | 12860 | Morgan County Rural Elec Assn | CO | Cooperative | . | . | . | . | . | . | . | . | . | . | . |  | 308 | . | . | 161.9 | . | . | 8045 | N | O | 12.5 | N | 146.1 |  |  |  | 146.1 |  | 8045 | 100% | 12.8817 | 402.25 | 25.7634 | 1005.625 | 77.2902 | 1609 | 128.817 | 2011.25 | 193.2256 | 1609 | 257.6341 | 804.5 | 386.4511 | 362.025 | 515.2682 | 241.35 | 5181.6657 | 25908.3284 | 124359.9765 | 259083.2843 | 310899.9412 | 207266.6275 | 139904.9735 | 124359.9765
2016 | 12866 | Moon Lake Electric Assn Inc | CO | Cooperative | . | . | . | . | . | . | . | . | . | . | . |  | 103.115 | 0.748 | 137.8543 | 103.115 | 0.748 | 137.8543 | 2244 | N | L | 34.5 | N | 0 | 0 | 137.8543 |  |  | 0 | 0 | 0% |  | 0 |  | 0 |  | 1: 0; 3: 0; 5: 0; 7: 0 | 0 |  | 0
2016 | 12866 | Moon Lake Electric Assn Inc | UT | Cooperative | . | . | . | . | . | . | . | . | . | . | . |  | 80.319 | 0.583 | 137.7684 | 80.319 | 0.583 | 137.7684 | 17037 | N | L | 34.5 | N | 0 | 0 | 137.7684 |  |  | 0 | 0 | 0% |  | 0 |  | 0 |  | 1: 0; 3: 0; 5: 0; 7: 0 | 0 |  | 0
2016 | 12894 | City of Moorhead - (MN) | MN | Municipal | 65.87 | 1.36 | 48.4338 | . | . | . | . | . | . | 18692 | 12.5 | N | . | . | . | . | . | . | . |  |  | . | [7 empty] | 18692 | 100% |  | 934.6 |  | 2336.5 |  | 1: 3738.4; 3: 4673; 5: 3738.4; 7: 1869.2 | 841.14 |  | 560.76
2016 | 12901 | Mora-San Miguel Elec Coop | NM | Cooperative | 461.26 | . | . | 428.04 | . | . | . | . | . | 10927 | . | N | . | . | . | . | . | . | . |  |  | . |  | 33.22 |  |  |  | 33.22 |  | 10927 | 100% | 2.929 | 546.35 | 5.858 | 1365.875 | 17.5741 | 2185.4 | 29.2902 | 2731.75 | 43.9353 | 2185.4 | 58.5805 | 1092.7 | 87.8707 | 491.715 | 117.1609 | 327.81 | 1600.2716 | 8001.358 | 38406.5183 | 80013.5797 | 96016.2957 | 64010.8638 | 43207.333 | 38406.5183
2016 | 12929 | South Central Indiana REMC | IN | Cooperative | 461.75 | 4.804 | 96.1178 | 354.393 | 4.553 | 77.8372 | 396.811 | 3.231 | 122.8137 | 33373 | 12 | N | . | . | . | . | . | . | . |  |  | . |  | 107.357 | 0.251 | 77.8373 | 427.7171 | 427.7171 | 8376.623 | 8376.623 | 25.1% | 37.712 | 418.8312 | 75.424 | 1047.0779 | 226.2721 | 1675.3246 | 377.1202 | 2094.1557 | 565.6803 | 1675.3246 | 754.2403 | 837.6623 | 1131.3605 | 376.948 | 1508.4807 | 251.2987 | 15794.9676 | 78974.8382 | 379079.2235 | 789748.3823 | 947698.0588 | 631798.7058 | 426464.1264 | 379079.2235
2016 | 12944 | City of Morganton - (NC) | NC | Municipal | . | . | . | . | . | . | . | . | . | . | . |  | 54.5 | 0.94 | 57.9787 | 27.5 | 0.2 | 137.5 | 8208 | N | F | 12.4 |  | 27 | 0.74 | 137.5 | 36.4865 | 36.4865 | 6073.92 | 6073.92 | 74% | 3.217 | 303.696 | 6.4341 | 759.24 | 19.3022 | 1214.784 | 32.1703 | 1518.48 | 48.2555 | 1214.784 | 64.3406 | 607.392 | 96.5109 | 273.3264 | 128.6812 | 182.2176 | 976.9993 | 4884.9963 | 23447.9824 | 48849.9633 | 58619.9559 | 39079.9706 | 26378.9802 | 23447.9824
2016 | 12988 | City of Morristown - (TN) | TN | Municipal | . | . | . | . | . | . | . | . | . | . | . |  | 56.23 | 1.02 | 55.1275 | 18.05 | 0.471 | 38.3227 | 14897 | Y | F | 13.8 | Y | 38.18 | 0.549 | 38.3227 | 69.5446 | 69.5446 | 8178.453 | 8178.453 | 54.9% | 6.1318 | 408.9226 | 12.2636 | 1022.3066 | 36.7907 | 1635.6906 | 61.3178 | 2044.6133 | 91.9767 | 1635.6906 | 122.6356 | 817.8453 | 183.9535 | 368.0304 | 245.2713 | 245.3536 | 2507.4245 | 12537.1226 | 60178.1883 | 125371.2256 | 150445.4707 | 100296.9805 | 67700.4618 | 60178.1883
2016 | 12989 | Village of Morrisville - (VT) | VT | Municipal | . | . | . | . | . | . | . | . | . | . | . |  | 546 | 3.76 | 145.2128 | . | . | . | 4025 | N | F | 12.4 | N | [6 empty] | 4025 | 100% |  | 201.25 |  | 503.125 |  | 1: 805; 3: 1006.25; 5: 805; 7: 402.5 | 181.125 |  | 120.75
2016 | 12990 | Consolidated Electric Coop Inc | OH | Cooperative | 229 | 2.27 | 100.8811 | 135 | 1.64 | 82.3171 | 192 | 1.22 | 157.377 | 16835 | 12.5 | Y | . | . | . | . | . | . | . |  |  | . |  | 94 | 0.63 | 82.3171 | 149.2063 | 149.2063 | 10606.05 | 10606.05 | 63% | 13.1556 | 530.3025 | 26.3112 | 1325.7562 | 78.9336 | 2121.21 | 131.5559 | 2651.5125 | 197.3339 | 2121.21 | 263.1119 | 1060.605 | 394.6678 | 477.2722 | 526.2237 | 318.1815 | 6976.4438 | 34882.219 | 167434.651 | 348822.1896 | 418586.6275 | 279057.7517 | 188363.9824 | 167434.651
2016 | 13027 | Mountain Electric Coop, Inc | NC | Cooperative | . | . | . | . | . | . | . | . | . | . | . |  | 36.47 | 1.54 | 23.6818 | 36.47 | 1.54 | 23.6818 | 18610 | N | L | 12.5 | N | 0 | 0 | 23.6818 |  |  | 0 | 0 | 0% |  | 0 |  | 0 |  | 1: 0; 3: 0; 5: 0; 7: 0 | 0 |  | 0
2016 | 13027 | Mountain Electric Coop, Inc | TN | Cooperative | . | . | . | . | . | . | . | . | . | . | . |  | 1099.07 | 3.05 | 360.3508 | 1099.07 | 3.05 | 360.3508 | 15337 | N | L | 12.5 | N | 0 | 0 | 360.3508 |  |  | 0 | 0 | 0% |  | 0 |  | 0 |  | 1: 0; 3: 0; 5: 0; 7: 0 | 0 |  | 0
2016 | 13032 | Mt Carmel Public Utility Co | IL | Investor Owned | . | . | . | . | . | . | . | . | . | . | . |  | . | 1.89 | . | . | 1.17 | . | 5350 | N | L | 7.2 | N |  | 0.72 |  |  |  | 3852 | 3852 | 72% |  | 192.6 |  | 481.5 |  | 1: 770.4; 3: 963; 5: 770.4; 7: 385.2 | 173.34 |  | 115.56
2016 | 13058 | Mountain View Elec Assn, Inc | CO | Cooperative | 115.51 | 0.995 | 116.0905 | 66.972 | 0.796 | 84.1357 | 103.753 | 0.891 | 116.4456 | 49802 | 14.4 | Y | . | . | . | . | . | . | . |  |  | . |  | 48.538 | 0.199 | 84.1357 | 243.9095 | 243.9095 | 9910.598 | 9910.598 | 19.9% | 21.5056 | 495.5299 | 43.0112 | 1238.8247 | 129.0337 | 1982.1196 | 215.0562 | 2477.6495 | 322.5843 | 1982.1196 | 430.1124 | 991.0598 | 645.1685 | 445.9769 | 860.2247 | 297.3179 | 10656.6766 | 53283.383 | 255760.2385 | 532833.8301 | 639400.5961 | 426267.0641 | 287730.2683 | 255760.2385
2016 | 13119 | City of Murfreesboro | TN | Municipal | . | . | . | . | . | . | . | . | . | . | . |  | 29.36 | 0.73 | 40.2192 | . | . | . | 59698 | N | L | 12.5 | N | [6 empty] | 59698 | 100% |  | 2984.9 |  | 7462.25 |  | 1: 11939.6; 3: 14924.5; 5: 11939.6; 7: 5969.8 | 2686.41 |  | 1790.94
2016 | 13137 | City of Murray - (UT) | UT | Municipal | . | . | . | . | . | . | . | . | . | . | . |  | 116 | 1.9 | 61.0526 | . | . | . | 18486 | Y | O | 12.5 | N | [6 empty] | 18486 | 100% |  | 924.3 |  | 2310.75 |  | 1: 3697.2; 3: 4621.5; 5: 3697.2; 7: 1848.6 | 831.87 |  | 554.58
2016 | 13143 | Board of Water Electric & Communications | IA | Municipal | . | . | . | . | . | . | . | . | . | . | . |  | 11.498 | 0.133 | 86.4511 | 11.498 | 0.133 | 86.4511 | 11420 | N | F | 13.8 | N | 0 | 0 | 86.4511 |  |  | 0 | 0 | 0% |  | 0 |  | 0 |  | 1: 0; 3: 0; 5: 0; 7: 0 | 0 |  | 0
2016 | 13196 | Northern Plains Electric Coop | ND | Cooperative | 372.3 | 2.106 | 176.7806 | 323.9 | 2.036 | 159.0864 | 330.7 | 1.707 | 193.7317 | 11764 | 12.4 | Y | . | . | . | . | . | . | . |  |  | . |  | 48.4 | 0.07 | 159.0864 | 691.4286 | 691.4286 | 823.48 | 823.48 | 7% | 60.9636 | 41.174 | 121.9272 | 102.935 | 365.7815 | 164.696 | 609.6358 | 205.87 | 914.4537 | 164.696 | 1219.2715 | 82.348 | 1828.9073 | 37.0566 | 2438.5431 | 24.7044 | 2510.1143 | 12550.5716 | 60242.7439 | 125505.7164 | 150606.8597 | 100404.5731 | 67773.0868 | 60242.7439
2016 | 13206 | Nantucket Electric Co | MA | Investor Owned | . | . | . | . | . | . | . | . | . | . | . |  | 134.58 | 1.353 | 99.4678 | 56.94 | 0.426 | 133.662 | 12986 | N | L | 69 | Y | 77.64 | 0.927 | 133.662 | 83.754 | 83.754 | 12038.022 | 12038.022 | 92.7% | 7.3846 | 601.9011 | 14.7693 | 1504.7528 | 44.3078 | 2407.6044 | 73.8463 | 3009.5055 | 110.7695 | 2407.6044 | 147.6927 | 1203.8022 | 221.539 | 541.711 | 295.3853 | 361.1407 | 4444.8187 | 22224.0935 | 106675.6486 | 222240.9346 | 266689.1215 | 177792.7477 | 120010.1047 | 106675.6486
2016 | 13208 | City of Naperville - (IL) | IL | Municipal | 18.64 | 0.339 | 54.9853 | . | . | . | . | . | . | 59097 | 12.4 | N | . | . | . | . | . | . | . |  |  | . | [7 empty] | 59097 | 100% |  | 2954.85 |  | 7387.125 |  | 1: 11819.4; 3: 14774.25; 5: 11819.4; 7: 5909.7 | 2659.365 |  | 1772.91
2016 | 13214 | The Narragansett Electric Co | RI | Investor Owned | 168.9 | 1.206 | 140.0497 | 69.13 | 0.973 | 71.0483 | 163.2 | 1.046 | 156.0229 | 488080 | 69 | Y | . | . | . | . | . | . | . |  |  | . |  | 99.77 | 0.233 | 71.0483 | 428.1974 | 428.1974 | 113722.64 | 113722.64 | 23.3% | 37.7544 | 5686.132 | 75.5087 | 14215.33 | 226.5262 | 22744.528 | 377.5437 | 28430.66 | 566.3155 | 22744.528 | 755.0873 | 11372.264 | 1132.631 | 5117.5188 | 1510.1746 | 3411.6792 | 214676.3039 | 1073381.5195 | 5152231.2935 | 10733815.1947 | 12880578.2337 | 8587052.1558 | 5796260.2051 | 5152231.2935
2016 | 13216 | Nashville Electric Service | TN | Municipal | 163.24 | 1.73 | 94.3584 | 120.41 | 1.5 | 80.2733 | 163.24 | 1.73 | 94.3584 | 373598 | 23.9 | Y | . | . | . | . | . | . | . |  |  | . |  | 42.83 | 0.23 | 80.2733 | 186.2174 | 186.2174 | 85927.54 | 85927.54 | 23% | 16.4189 | 4296.377 | 32.8377 | 10740.9425 | 98.5132 | 17185.508 | 164.1887 | 21481.885 | 246.2831 | 17185.508 | 328.3775 | 8592.754 | 492.5662 | 3866.7393 | 656.7549 | 2577.8262 | 70541.6709 | 352708.3543 | 1693000.1006 | 3527083.543 | 4232500.2516 | 2821666.8344 | 1904625.1132 | 1693000.1006
2016 | 13227 | Natchez Trace Elec Power Assn | MS | Cooperative | . | . | . | . | . | . | . | . | . | . | . |  | 171.36 | 1.696 | 101.0377 | 88.75 | 1.18 | 75.2119 | 15808 | N | L | 25 | N | 82.61 | 0.516 | 75.2119 | 160.0969 | 160.0969 | 8156.928 | 8156.928 | 51.6% | 14.1158 | 407.8464 | 28.2316 | 1019.616 | 84.6949 | 1631.3856 | 141.1582 | 2039.232 | 211.7373 | 1631.3856 | 282.3164 | 815.6928 | 423.4745 | 367.0618 | 564.6327 | 244.7078 | 5757.0854 | 28785.4272 | 138170.0505 | 287854.2719 | 345425.1262 | 230283.4175 | 155441.3068 | 138170.0505
2016 | 13314 | Navajo Tribal Utility Authority | AZ | State | . | . | . | . | . | . | . | . | . | . | . |  | 21.9 | 0.24 | 91.25 | 18.29 | 0.21 | 87.0952 | 27989 | Y | L | 24.9 | Y | 3.61 | 0.03 | 87.0952 | 120.3333 | 120.3333 | 839.67 | 839.67 | 3% | 10.6098 | 41.9835 | 21.2197 | 104.9587 | 63.6591 | 167.934 | 106.0985 | 209.9175 | 159.1477 | 167.934 | 212.1969 | 83.967 | 318.2954 | 37.7852 | 424.3938 | 25.1901 | 445.4385 | 2227.1923 | 10690.523 | 22271.9229 | 26726.3074 | 17817.5383 | 12026.8383 | 10690.523
2016 | 13314 | Navajo Tribal Utility Authority | NM | State | . | . | . | . | . | . | . | . | . | . | . |  | 93.73 | 1.57 | 59.7006 | 85.46 | 1.36 | 62.8382 | 10531 | Y | L | 24.9 |  | 8.27 | 0.21 | 62.8382 | 39.381 | 39.381 | 2211.51 | 2211.51 | 21% | 3.4722 | 110.5755 | 6.9445 | 276.4388 | 20.8334 | 442.302 | 34.7224 | 552.8775 | 52.0836 | 442.302 | 69.4447 | 221.151 | 104.1671 | 99.5179 | 138.8895 | 66.3453 | 383.9443 | 1919.7216 | 9214.6637 | 19197.216 | 23036.6592 | 15357.7728 | 10366.4966 | 9214.6637
2016 | 13314 | Navajo Tribal Utility Authority | UT | State | . | . | . | . | . | . | . | . | . | . | . |  | 22.84 | 0.21 | 108.7619 | 9.4 | 0.07 | 134.2857 | 1605 | Y | L | 24.9 | Y | 13.44 | 0.14 | 134.2857 | 96 | 96 | 224.7 | 224.7 | 14% | 8.4644 | 11.235 | 16.9287 | 28.0875 | 50.7862 | 44.94 | 84.6436 | 56.175 | 126.9655 | 44.94 | 169.2873 | 22.47 | 253.9309 | 10.1115 | 338.5746 | 6.741 | 95.0971 | 475.4857 | 2282.3312 | 4754.8567 | 5705.8281 | 3803.8854 | 2567.6226 | 2282.3312
2016 | 13337 | Nebraska Public Power District | NE | Political Subdivision | 66.57 | 0.7 | 95.1 | 53.49 | 0.62 | 86.2742 | 64.56 | 0.68 | 94.9412 | 90827 | 69 | Y | . | . | . | . | . | . | . |  |  | . |  | 13.08 | 0.08 | 86.2742 | 163.5 | 163.5 | 7266.16 | 7266.16 | 8% | 14.4159 | 363.308 | 28.8317 | 908.27 | 86.4952 | 1453.232 | 144.1587 | 1816.54 | 216.2381 | 1453.232 | 288.3174 | 726.616 | 432.4761 | 326.9772 | 576.6348 | 217.9848 | 5237.4011 | 26187.0057 | 125697.6275 | 261870.0573 | 314244.0688 | 209496.0458 | 141409.8309 | 125697.6275
2016 | 13386 | Nemaha-Marshall E C A, Inc | KS | Cooperative | 179.16 | 1.904 | 94.0966 | 179.16 | 1.904 | 94.0966 | 72.375 | 0.86 | 84.157 | 3428 | 34.5 | N | . | . | . | . | . | . | . |  |  | . |  | 0 | 0 | 94.0966 |  |  | 0 | 0 | 0% |  | 0 |  | 0 |  | 1: 0; 3: 0; 5: 0; 7: 0 | 0 |  | 0
2016 | 13407 | Nevada Power Co | NV | Investor Owned | 52.541 | 0.58 | 90.5879 | 44.175 | 0.515 | 85.7767 | . | . | . | 914721 | 60 | Y | . | . | . | . | . | . | . |  |  | . |  | 8.366 | 0.065 | 85.7767 | 128.7077 | 128.7077 | 59456.865 | 59456.865 | 6.5% | 11.3482 | 2972.8432 | 22.6964 | 7432.1081 | 68.0893 | 11891.373 | 113.4822 | 14864.2162 | 170.2233 | 11891.373 | 226.9643 | 5945.6865 | 340.4465 | 2675.5589 | 453.9287 | 1783.706 | 33736.4697 | 168682.3487 | 809675.2738 | 1686823.487 | 2024188.1844 | 1349458.7896 | 910884.683 | 809675.2738
2016 | 13416 | City of New Bern - (NC) | NC | Municipal | 172.033 | 1.173 | 146.6607 | 7.227 | 0.108 | 66.9167 | 172.033 | 1.173 | 146.6607 | 22948 | 23 | N | . | . | . | . | . | . | . |  |  | . |  | 164.806 | 1.065 | 66.9167 | 154.7474 | 164.806 | 24439.62 | 22948 | 100% | 14.531 | 1147.4 | 29.062 | 2868.5 | 87.1861 | 4589.6 | 145.3102 | 5737 | 217.9653 | 4589.6 | 290.6204 | 2294.8 | 435.9306 | 1032.66 | 581.2409 | 688.44 | 16672.8938 | 83364.4692 | 400149.4524 | 833644.6924 | 1000373.6309 | 666915.7539 | 450168.1339 | 400149.4524
2016 | 13418 | City of New Braunfels - (TX) | TX | Municipal | 67 | 1.031 | 64.9855 | 67 | 1.031 | 64.9855 | 67 | 1.031 | 64.9855 | 36084 | 12.5 | Y | . | . | . | . | . | . | . |  |  | . |  | 0 | 0 | 64.9855 |  |  | 0 | 0 | 0% |  | 0 |  | 0 |  | 1: 0; 3: 0; 5: 0; 7: 0 | 0 |  | 0
2016 | 13424 | New Castle Municipal Serv Comm | DE | Municipal | 20.4 | 0.14 | 145.7143 | 20.4 | 0.14 | 145.7143 | 20.4 | 0.14 | 145.7143 | 2696 | 12 | N | . | . | . | . | . | . | . |  |  | . |  | 0 | 0 | 145.7143 |  |  | 0 | 0 | 0% |  | 0 |  | 0 |  | 1: 0; 3: 0; 5: 0; 7: 0 | 0 |  | 0
2016 | 13441 | New Hampshire Elec Coop Inc | NH | Cooperative | . | . | . | . | . | . | . | . | . | . | . |  | 187.8 | 1.56 | 120.3846 | 187.8 | 1.56 | 120.3846 | 80253 | N | F | 13 | Y | 0 | 0 | 120.3846 |  |  | 0 | 0 | 0% |  | 0 |  | 0 |  | 1: 0; 3: 0; 5: 0; 7: 0 | 0 |  | 0
2016 | 13448 | City of New Holstein - (WI) | WI | Municipal | . | . | . | . | . | . | . | . | . | . | . |  | 26.606 | 0.571 | 46.5954 | . | . | . | 2632 | N | L | 12.5 | N | [6 empty] | 2632 | 100% |  | 131.6 |  | 329 |  | 1: 526.4; 3: 658; 5: 526.4; 7: 263.2 | 118.44 |  | 78.96
2016 | 13478 | Entergy New Orleans Inc | LA | Investor Owned | 204.3 | 1.872 | 109.1346 | 190.2 | 1.816 | 104.7357 | 198.8 | 1.797 | 110.6288 | 201778 | 34.5 | Y | . | . | . | . | . | . | . |  |  | . |  | 14.1 | 0.056 | 104.7357 | 251.7857 | 251.7857 | 11299.568 | 11299.568 | 5.6% | 22.2001 | 564.9784 | 44.4001 | 1412.446 | 133.2004 | 2259.9136 | 222.0006 | 2824.892 | 333.0009 | 2259.9136 | 444.0013 | 1129.9568 | 666.0019 | 508.4806 | 888.0025 | 338.987 | 12542.5561 | 62712.7803 | 301021.3455 | 627127.8031 | 752553.3637 | 501702.2425 | 338649.0137 | 301021.3455
2016 | 13480 | New Prague Utilities Comm | MN | Municipal | . | . | . | . | . | . | . | . | . | . | . |  | 2.89 | 0.045 | 64.2222 | 2.89 | 0.045 | 64.2222 | 2560 | N | F | 12.5 | N | 0 | 0 | 64.2222 |  |  | 0 | 0 | 0% |  | 0 |  | 0 |  | 1: 0; 3: 0; 5: 0; 7: 0 | 0 |  | 0
2016 | 13482 | New River Light & Power Co | NC | State | 15.9 | 0.1 | 159 | 15.9 | 0.1 | 159 | 15.9 | 0.1 | 159 | 8072 | 12.5 | N | . | . | . | . | . | . | . |  |  | . |  | 0 | 0 | 159 |  |  | 0 | 0 | 0% |  | 0 |  | 0 |  | 1: 0; 3: 0; 5: 0; 7: 0 | 0 |  | 0
2016 | 13485 | New Smyrna Beach City of | FL | Municipal | . | . | . | . | . | . | . | . | . | . | . |  | . | . | . | 128.62 | 2.94 | 43.7483 | 27353 | Y | L | 23 | N |  |  | 43.7483 |  |  |  | 27353 | 100% |  | 1367.65 |  | 3419.125 |  | 1: 5470.6; 3: 6838.25; 5: 5470.6; 7: 2735.3 | 1230.885 |  | 820.59
2016 | 13488 | New Ulm Public Utilities Comm | MN | Municipal | . | . | . | . | . | . | . | . | . | . | . |  | 8.04 | 0.09 | 89.3333 | . | . | . | 7254 | N | F | 13.2 | N | [6 empty] | 7254 | 100% |  | 362.7 |  | 906.75 |  | 1: 1450.8; 3: 1813.5; 5: 1450.8; 7: 725.4 | 326.43 |  | 217.62
2016 | 13511 | New York State Elec & Gas Corp | NY | Investor Owned | 271.8 | 1.56 | 174.2308 | 218.4 | 1.47 | 148.5714 | 217.3 | 1.45 | 149.8621 | 878777 | 34.5 | N | . | . | . | . | . | . | . |  |  | . |  | 53.4 | 0.09 | 148.5714 | 593.3333 | 593.3333 | 79089.93 | 79089.93 | 9% | 52.3145 | 3954.4965 | 104.6289 | 9886.2413 | 313.8868 | 15817.986 | 523.1447 | 19772.4825 | 784.7171 | 15817.986 | 1046.2895 | 7908.993 | 1569.4342 | 3559.0469 | 2092.579 | 2372.6979 | 206877.4069 | 1034387.0345 | 4965057.7658 | 10343870.3453 | 12412644.4144 | 8275096.2763 | 5585689.9865 | 4965057.7658
2016 | 13524 | Newberry Electric Coop, Inc | SC | Cooperative | . | . | . | . | . | . | . | . | . | . | . |  | 180.71 | . | . | 91.89 | . | . | 12813 |  | F | 12.5 | N | 88.82 |  |  |  | 88.82 |  | 12813 | 100% | 7.8313 | 640.65 | 15.6626 | 1601.625 | 46.9878 | 2562.6 | 78.313 | 3203.25 | 117.4695 | 2562.6 | 156.626 | 1281.3 | 234.939 | 576.585 | 313.252 | 384.39 | 5017.1227 | 25085.6134 | 120410.9442 | 250856.1337 | 301027.3605 | 200684.907 | 135462.3122 | 120410.9442
2016 | 13547 | Newnan Wtr, Sewer & Light Comm | GA | Municipal | 59.115 | 1.129 | 52.3605 | 59.115 | 1.129 | 52.3605 | . | . | . | 11411 | 25 | N | . | . | . | . | . | . | . |  |  | . |  | 0 | 0 | 52.3605 |  |  | 0 | 0 | 0% |  | 0 |  | 0 |  | 1: 0; 3: 0; 5: 0; 7: 0 | 0 |  | 0
2016 | 13561 | City of Newton - (NC) | NC | Municipal | 18.172 | 0.301 | 60.3721 | 18.086 | . | . | . | . | . | 4529 | 25 | Y | . | . | . | . | . | . | . |  |  | . |  | 0.086 |  |  |  | 0.086 |  | 4529 | 100% | 0.0075827 | 226.45 | 0.015165 | 566.125 | 0.045496 | 905.8 | 0.075827 | 1132.25 | 0.11374 | 905.8 | 0.15165 | 452.9 | 0.22748 | 203.805 | 0.30331 | 135.87 | 1.7171 | 8.5855 | 41.2102 | 85.8547 | 103.0256 | 68.6837 | 46.3615 | 41.2102
2016 | 13573 | Niagara Mohawk Power Corp. | NY | Investor Owned | 172.05 | 1.187 | 144.9452 | 129.86 | 1.045 | 124.2679 | 167.65 | 1.118 | 149.9553 | 1614518 | 69 | Y | . | . | . | . | . | . | . |  |  | . |  | 42.19 | 0.142 | 124.2679 | 297.1127 | 297.1127 | 229261.556 | 229261.556 | 14.2% | 26.1966 | 11463.0778 | 52.3931 | 28657.6945 | 157.1794 | 45852.3112 | 261.9656 | 57315.389 | 392.9484 | 45852.3112 | 523.9312 | 22926.1556 | 785.8969 | 10316.77 | 1047.8625 | 6877.8467 | 300293.2304 | 1501466.1518 | 7207037.5286 | 15014661.518 | 18017593.8216 | 12011729.2144 | 8107917.2197 | 7207037.5286
2016 | 13640 | Northern Virginia Elec Coop | VA | Cooperative | 45.79 | 0.64 | 71.5469 | 45.79 | 0.64 | 71.5469 | 44.1 | 0.61 | 72.2951 | 159752 | 34.5 | N | . | . | . | . | . | . | . |  |  | . |  | 0 | 0 | 71.5469 |  |  | 0 | 0 | 0% |  | 0 |  | 0 |  | 1: 0; 3: 0; 5: 0; 7: 0 | 0 |  | 0
2016 | 13647 | Noble County R E M C | IN | Cooperative | 152 | 1.544 | 98.4456 | 152 | 1.544 | 98.4456 | 116.7 | 1.052 | 110.9316 | 11187 | 12 | Y | . | . | . | . | . | . | . |  |  | . |  | 0 | 0 | 98.4456 |  |  | 0 | 0 | 0% |  | 0 |  | 0 |  | 1: 0; 3: 0; 5: 0; 7: 0 | 0 |  | 0
2016 | 13651 | Nolin Rural Electric Coop Corp | KY | Cooperative | 79.819 | 1.032 | 77.344 | 45.035 | 0.769 | 58.5631 | 71.811 | 0.809 | 88.7651 | 34906 | 12.5 | Y | . | . | . | . | . | . | . |  |  | . |  | 34.784 | 0.263 | 58.5631 | 132.2586 | 132.2586 | 9180.278 | 9180.278 | 26.3% | 11.6613 | 459.0139 | 23.3226 | 1147.5348 | 69.9678 | 1836.0556 | 116.613 | 2295.0695 | 174.9195 | 1836.0556 | 233.226 | 918.0278 | 349.8389 | 413.1125 | 466.4519 | 275.4083 | 5352.6979 | 26763.4894 | 128464.7493 | 267634.8943 | 321161.8732 | 214107.9155 | 144522.8429 | 128464.7493
2016 | 13664 | Norris Public Power District | NE | Political Subdivision | 172.181 | 1.288 | 133.6809 | 172.174 | 1.288 | 133.6755 | . | . | . | 18949 | 12.5 | N | . | . | . | . | . | . | . |  |  | . |  | 0.007 | 0 | 133.6755 |  |  | 0 | 0 | 0% |  | 0 |  | 0 |  | 1: 0; 3: 0; 5: 0; 7: 0 | 0 |  | 0
2016 | 13675 | Nishnabotna Valley R E C | IA | Cooperative | . | . | . | . | . | . | . | . | . | . | . |  | 189.6 | 1.3 | 145.8461 | 189.6 | 1.3 | 145.8461 | 3697 | N | O | 12.5 | N | 0 | 0 | 145.8462 |  |  | 0 | 0 | 0% |  | 0 |  | 0 |  | 1: 0; 3: 0; 5: 0; 7: 0 | 0 |  | 0
2016 | 13676 | North Arkansas Elec Coop, Inc | AR | Cooperative | 283.83 | 3.03 | 93.6733 | 185.43 | 2.25 | 82.4133 | 257.71 | . | . | 35914 | 25 | Y | . | . | . | . | . | . | . |  |  | . |  | 98.4 | 0.78 | 82.4133 | 126.1538 | 126.1538 | 28012.92 | 28012.92 | 78% | 11.123 | 1400.646 | 22.2461 | 3501.615 | 66.7383 | 5602.584 | 111.2304 | 7003.23 | 166.8456 | 5602.584 | 222.4609 | 2801.292 | 333.6913 | 1260.5814 | 444.9217 | 840.3876 | 15579.4457 | 77897.2285 | 373906.6968 | 778972.2851 | 934766.7421 | 623177.8281 | 420645.0339 | 373906.6968
2016 | 13679 | Town of North Attleborough - (MA) | MA | Municipal | 19.185 | 0.303 | 63.3168 | 12.085 | 0.206 | 58.665 | 19.185 | 0.303 | 63.3168 | 13279 | 13.8 | N | . | . | . | . | . | . | . |  |  | . |  | 7.1 | 0.097 | 58.665 | 73.1959 | 73.1959 | 1288.063 | 1288.063 | 9.7% | 6.4537 | 64.4031 | 12.9074 | 161.0079 | 38.7223 | 257.6126 | 64.5371 | 322.0158 | 96.8057 | 257.6126 | 129.0743 | 128.8063 | 193.6114 | 57.9628 | 258.1486 | 38.6419 | 415.6395 | 2078.1976 | 9975.3487 | 20781.9765 | 24938.3718 | 16625.5812 | 11222.2673 | 9975.3487
2016 | 13684 | Nobles Cooperative Electric | MN | Cooperative | 151.2 | 1.9 | 79.5789 | 64.6 | 0.7 | 92.2857 | 150.3 | 1.8 | 83.5 | 6736 | 7 | Y | . | . | . | . | . | . | . |  |  | . |  | 86.6 | 1.2 | 92.2857 | 72.1667 | 86.6 | 8083.2 | 6736 | 100% | 7.6356 | 336.8 | 15.2711 | 842 | 45.8134 | 1347.2 | 76.3556 | 1684 | 114.5334 | 1347.2 | 152.7112 | 673.6 | 229.0669 | 303.12 | 305.4225 | 202.08 | 2571.6573 | 12858.2866 | 61719.7755 | 128582.8655 | 154299.4386 | 102866.2924 | 69434.7474 | 61719.7755
2016 | 13693 | North Central Elec Coop, Inc | OH | Cooperative | 36.44 | . | . | 36.44 | . | . | 34.22 | . | . | 9638 | 12.5 | Y | . | . | . | . | . | . | . |  |  | . |  | 0 |  |  |  | 0 |  | 9638 | 100% | 0 | 481.9 | 0 | 1204.75 | 0 | 1927.6 | 0 | 2409.5 | 0 | 1927.6 | 0 | 963.8 | 0 | 433.71 | 0 | 289.14 | 0 | 0 | 0 | 0 | 0 | 0 | 0 | 0
2016 | 13694 | North Central Elec Coop, Inc | ND | Cooperative | . | . | . | . | . | . | . | . | . | . | . |  | 126 | . | . | 126 | . | . | 7796 | N | F | 14.4 | Y | 0 |  |  |  | 0 |  | 7796 | 100% | 0 | 389.8 | 0 | 974.5 | 0 | 1559.2 | 0 | 1949 | 0 | 1559.2 | 0 | 779.6 | 0 | 350.82 | 0 | 233.88 | 0 | 0 | 0 | 0 | 0 | 0 | 0 | 0
2016 | 13698 | North Central Public Pwr Dist | NE | Political Subdivision | . | . | . | . | . | . | . | . | . | . | . |  | 25.37 | 0.08 | 317.125 | . | . | . | 5718 | N | F | 7.2 | N | [6 empty] | 5718 | 100% |  | 285.9 |  | 714.75 |  | 1: 1143.6; 3: 1429.5; 5: 1143.6; 7: 571.8 | 257.31 |  | 171.54
2016 | 13700 | North Itasca Electric Coop Inc | MN | Cooperative | . | . | . | . | . | . | . | . | . | . | . |  | 1269.09 | 2.38 | 533.2311 | 218.63 | 1.08 | 202.4352 | 5323 | N | L | . |  | 1050.46 | 1.3 | 202.4352 | 808.0462 | 1050.46 | 6919.9 | 5323 | 100% | 92.6195 | 266.15 | 185.2391 | 665.375 | 555.7173 | 1064.6 | 926.1954 | 1330.75 | 1389.2932 | 1064.6 | 1852.3909 | 532.3 | 2778.5863 | 239.535 | 3704.7818 | 159.69 | 24650.6918 | 123253.4588 | 591616.6021 | 1232534.5878 | 1479041.5054 | 986027.6702 | 665568.6774 | 591616.6021
2016 | 13704 | North Western Elec Coop, Inc | OH | Cooperative | 112.7 | 1.264 | 89.1614 | . | . | . | . | . | . | 5896 | 12.5 | N | . | . | . | . | . | . | . |  |  | . | [7 empty] | 5896 | 100% |  | 294.8 |  | 737 |  | 1: 1179.2; 3: 1474; 5: 1179.2; 7: 589.6 | 265.32 |  | 176.88
2016 | 13716 | North Georgia Elec Member Corp | GA | Cooperative | 173.68 | 1.76 | 98.6818 | 146.1 | 1.6 | 91.3125 | 165.56 | 1.65 | 100.3394 | 101674 | 25 | Y | . | . | . | . | . | . | . |  |  | . |  | 27.58 | 0.16 | 91.3125 | 172.375 | 172.375 | 16267.84 | 16267.84 | 16% | 15.1984 | 813.392 | 30.3968 | 2033.48 | 91.1903 | 3253.568 | 151.9838 | 4066.96 | 227.9758 | 3253.568 | 303.9677 | 1626.784 | 455.9515 | 732.0528 | 607.9353 | 488.0352 | 12362.2436 | 61811.2179 | 296693.8461 | 618112.1793 | 741734.6151 | 494489.7434 | 333780.5768 | 296693.8461
2016 | 13718 | City of North Little Rock - (AR) | AR | Municipal | . | . | . | . | . | . | . | . | . | . | . |  | 84.9 | . | . | . | . | . | 38500 | N | L | 13.8 | N | [6 empty] | 38500 | 100% |  | 1925 |  | 4812.5 |  | 1: 7700; 3: 9625; 5: 7700; 7: 3850 | 1732.5 |  | 1155
2016 | 13730 | City of North St Paul - (MN) | MN | Municipal | . | . | . | . | . | . | . | . | . | . | . |  | 0.174 | 0.004 | 43.5 | 0.146 | 0.004 | 36.5 | 6518 | N | F | 13.8 | N | 0.028 | 0 | 36.5 |  |  | 0 | 0 | 0% |  | 0 |  | 0 |  | 1: 0; 3: 0; 5: 0; 7: 0 | 0 |  | 0
2016 | 13731 | North Star Electric Coop, Inc | MN | Cooperative | 201.791 | 1.451 | 139.0703 | 201.791 | 1.451 | 139.0703 | 150.557 | 1.249 | 120.542 | 6485 | 14.4 | N | . | . | . | . | . | . | . |  |  | . |  | 0 | 0 | 139.0703 |  |  | 0 | 0 | 0% |  | 0 |  | 0 |  | 1: 0; 3: 0; 5: 0; 7: 0 | 0 |  | 0
2016 | 13735 | Northcentral Mississippi E P A | MS | Cooperative | 146.9 | 1.78 | 82.5281 | 146.9 | 1.78 | 82.5281 | . | . | . | 30328 | 25 | Y | . | . | . | . | . | . | . |  |  | . |  | 0 | 0 | 82.5281 |  |  | 0 | 0 | 0% |  | 0 |  | 0 |  | 1: 0; 3: 0; 5: 0; 7: 0 | 0 |  | 0
2016 | 13750 | Northern Electric Coop, Inc | SD | Cooperative | 141.03 | 0.93 | 151.6452 | 141.03 | 0.93 | 151.6452 | 57.08 | 0.25 | 228.32 | 6261 | 7.2 | N | . | . | . | . | . | . | . |  |  | . |  | 0 | 0 | 151.6452 |  |  | 0 | 0 | 0% |  | 0 |  | 0 |  | 1: 0; 3: 0; 5: 0; 7: 0 | 0 |  | 0
2016 | 13757 | North Plains Electric Coop Inc | TX | Cooperative | . | . | . | . | . | . | . | . | . | . | . |  | 265.4 | . | . | 265.4 | . | . | 7025.3 | N | F | 35 | Y | 0 |  |  |  | 0 |  | 7025.3 | 100% | 0 | 351.265 | 0 | 878.1625 | 0 | 1405.06 | 0 | 1756.325 | 0 | 1405.06 | 0 | 702.53 | 0 | 316.1385 | 0 | 210.759 | 0 | 0 | 0 | 0 | 0 | 0 | 0 | 0
2016 | 13758 | Northern Lights, Inc | ID | Cooperative | . | . | . | . | . | . | . | . | . | . | . |  | 673 | . | . | 380 | . | . | 18946 | N | F | 25 | Y | 293 |  |  |  | 293 |  | 18946 | 100% | 25.8339 | 947.3 | 51.6679 | 2368.25 | 155.0037 | 3789.2 | 258.3395 | 4736.5 | 387.5092 | 3789.2 | 516.6789 | 1894.6 | 775.0184 | 852.57 | 1033.3578 | 568.38 | 24472.4967 | 122362.4835 | 587339.9206 | 1223624.8347 | 1468349.8016 | 978899.8677 | 660757.4107 | 587339.9206
2016 | 13780 | Northern States Power Co | MI | Investor Owned | 436.31 | 2.34 | 186.4573 | 283.17 | 2.11 | 134.2038 | 261.28 | 1 | 261.28 | 8900 | 34.5 | Y | . | . | . | . | . | . | . |  |  | . |  | 153.14 | 0.23 | 134.2038 | 665.8261 | 665.8261 | 2047 | 2047 | 23% | 58.7062 | 102.35 | 117.4124 | 255.875 | 352.2372 | 409.4 | 587.0619 | 511.75 | 880.5929 | 409.4 | 1174.1239 | 204.7 | 1761.1858 | 92.115 | 2348.2478 | 61.41 | 6008.579 | 30042.8949 | 144205.8957 | 300428.9493 | 360514.7392 | 240343.1594 | 162231.6326 | 144205.8957
2016 | 13780 | Northern States Power Co | WI | Investor Owned | 218.55 | 1.08 | 202.3611 | 97.35 | 0.83 | 117.2892 | 205.88 | 0.99 | 207.9596 | 243646 | 34.5 | Y | . | . | . | . | . | . | . |  |  | . |  | 121.2 | 0.25 | 117.2892 | 484.8 | 484.8 | 60911.5 | 60911.5 | 25% | 42.745 | 3045.575 | 85.4901 | 7613.9375 | 256.4702 | 12182.3 | 427.4504 | 15227.875 | 641.1756 | 12182.3 | 854.9008 | 6091.15 | 1282.3512 | 2741.0175 | 1709.8016 | 1827.345 | 130183.2265 | 650916.1323 | 3124397.4348 | 6509161.3226 | 7810993.5871 | 5207329.058 | 3514947.1142 | 3124397.4348
2016 | 13781 | Northern States Power Co - Minnesota | MN | Investor Owned | 214.3 | 1.05 | 204.0952 | 92.74 | 0.82 | 113.0976 | 209.59 | 1.01 | 207.5148 | 1250205 | 34.5 | Y | . | . | . | . | . | . | . |  |  | . |  | 121.56 | 0.23 | 113.0976 | 528.5217 | 528.5217 | 287547.15 | 287547.15 | 23% | 46.6 | 14377.3575 | 93.2 | 35943.3938 | 279.6 | 57509.43 | 466.0001 | 71886.7875 | 699.0001 | 57509.43 | 932.0001 | 28754.715 | 1398.0002 | 12939.6218 | 1864.0003 | 8626.4145 | 669984.9514 | 3349924.7568 | 16079638.8326 | 33499247.568 | 40199097.0816 | 26799398.0544 | 18089593.6867 | 16079638.8326
2016 | 13781 | Northern States Power Co - Minnesota | ND | Investor Owned | 99.79 | 0.96 | 103.9479 | 82.98 | 0.91 | 91.1868 | 98.39 | 0.93 | 105.7957 | 92009 | 34.5 | Y | . | . | . | . | . | . | . |  |  | . |  | 16.81 | 0.05 | 91.1868 | 336.2 | 336.2 | 4600.45 | 4600.45 | 5% | 29.6429 | 230.0225 | 59.2858 | 575.0562 | 177.8575 | 920.09 | 296.4291 | 1150.1125 | 444.6436 | 920.09 | 592.8582 | 460.045 | 889.2873 | 207.0203 | 1185.7164 | 138.0135 | 6818.5362 | 34092.6809 | 163644.8683 | 340926.809 | 409112.1708 | 272741.4472 | 184100.4768 | 163644.8683
2016 | 13781 | Northern States Power Co - Minnesota | SD | Investor Owned | 108.15 | 0.9 | 120.1667 | 83.76 | 0.79 | 106.0253 | 107.15 | 0.89 | 120.3933 | 90422 | 34.5 | Y | . | . | . | . | . | . | . |  |  | . |  | 24.39 | 0.11 | 106.0253 | 221.7273 | 221.7273 | 9946.42 | 9946.42 | 11% | 19.5498 | 497.321 | 39.0996 | 1243.3025 | 117.2988 | 1989.284 | 195.498 | 2486.605 | 293.2469 | 1989.284 | 390.9959 | 994.642 | 586.4939 | 447.5889 | 781.9919 | 298.3926 | 9722.5242 | 48612.6212 | 233340.5816 | 486126.2116 | 583351.4539 | 388900.9693 | 262508.1543 | 233340.5816
2016 | 13783 | Northeast Louisiana Power Coop Inc. | LA | Cooperative | . | . | . | . | . | . | . | . | . | . | . |  | 207 | 1.8 | 115 | 207 | 1.8 | 115 | 17089 | N | O | 19.9 | N | 0 | 0 | 115 |  |  | 0 | 0 | 0% |  | 0 |  | 0 |  | 1: 0; 3: 0; 5: 0; 7: 0 | 0 |  | 0
2016 | 13788 | Northern Wasco County PUD | OR | Political Subdivision | 61.536 | 0.376 | 163.6596 | 6.181 | 0.075 | 82.4133 | 61.536 | 0.376 | 163.6596 | 10008 | 12.5 | N | . | . | . | . | . | . | . |  |  | . |  | 55.355 | 0.301 | 82.4133 | 183.9037 | 183.9037 | 3012.408 | 3012.408 | 30.1% | 16.2149 | 150.6204 | 32.4297 | 376.551 | 97.2892 | 602.4816 | 162.1487 | 753.102 | 243.2231 | 602.4816 | 324.2974 | 301.2408 | 486.4461 | 135.5584 | 648.5948 | 90.3722 | 2442.2903 | 12211.4513 | 58614.9662 | 122114.5129 | 146537.4154 | 97691.6103 | 65941.8369 | 58614.9662
2016 | 13789 | Village of Northfield - (VT) | VT | Municipal | . | . | . | . | . | . | . | . | . | . | . |  | . | 1.27 | . | . | . | . | 1827 |  | O | 34 | N | [6 empty] | 1827 | 100% |  | 91.35 |  | 228.375 |  | 1: 365.4; 3: 456.75; 5: 365.4; 7: 182.7 | 82.215 |  | 54.81
2016 | 13805 | Northwest Rural Pub Pwr Dist | NE | Political Subdivision | . | . | . | . | . | . | . | . | . | . | . |  | 930 | 3.525 | 263.8298 | 468 | 2.921 | 160.2191 | 3355 | N | L | 14.4 | Y | 462 | 0.604 | 160.2191 | 764.9007 | 764.9007 | 2026.42 | 2026.42 | 60.4% | 67.4416 | 101.321 | 134.8833 | 253.3025 | 404.6499 | 405.284 | 674.4165 | 506.605 | 1011.6247 | 405.284 | 1348.8329 | 202.642 | 2023.2494 | 91.1889 | 2697.6658 | 60.7926 | 6833.255 | 34166.2748 | 163998.119 | 341662.748 | 409995.2976 | 273330.1984 | 184497.8839 | 163998.119
2016 | 13809 | NorthWestern Energy - (SD) | SD | Investor Owned | 126 | 1.42 | 88.7324 | 85 | 1.14 | 74.5614 | 62 | 0.63 | 98.4127 | 58218 | 34.5 | N | . | . | . | . | . | . | . |  |  | . |  | 41 | 0.28 | 74.5614 | 146.4286 | 146.4286 | 16301.04 | 16301.04 | 28% | 12.9107 | 815.052 | 25.8213 | 2037.63 | 77.464 | 3260.208 | 129.1067 | 4075.26 | 193.6601 | 3260.208 | 258.2135 | 1630.104 | 387.3202 | 733.5468 | 516.427 | 489.0312 | 10522.8714 | 52614.3571 | 252548.914 | 526143.5709 | 631372.2851 | 420914.8567 | 284117.5283 | 252548.914
2016 | 13830 | Nueces Electric Cooperative | TX | Cooperative | 711.231 | 2.133 | 333.4416 | 152.42 | 1.128 | 135.1241 | 697.237 | 1.995 | 349.4922 | 19331 | 25 | Y | . | . | . | . | . | . | . |  |  | . |  | 558.811 | 1.005 | 135.1241 | 556.0308 | 558.811 | 19427.655 | 19331 | 100% | 49.2706 | 966.55 | 98.5412 | 2416.375 | 295.6237 | 3866.2 | 492.7062 | 4832.75 | 739.0594 | 3866.2 | 985.4125 | 1933.1 | 1478.1187 | 869.895 | 1970.825 | 579.93 | 47622.5221 | 238112.6107 | 1142940.5316 | 2381126.1075 | 2857351.329 | 1904900.886 | 1285808.098 | 1142940.5316
2016 | 13831 | City of Norwich - (CT) | CT | Municipal | 56.343 | 0.641 | 87.8986 | 56.343 | 0.641 | 87.8986 | 56.343 | 0.641 | 87.8986 | 20046 | 35 | N | . | . | . | . | . | . | . |  |  | . |  | 0 | 0 | 87.8986 |  |  | 0 | 0 | 0% |  | 0 |  | 0 |  | 1: 0; 3: 0; 5: 0; 7: 0 | 0 |  | 0
2016 | 13838 | Northfork Electric Coop, Inc | OK | Cooperative | . | . | . | . | . | . | . | . | . | . | . |  | 1430.4 | . | . | 562.8 | . | . | 6800 | N | L | 25 | N | 867.6 |  |  |  | 867.6 |  | 6800 | 100% | 76.4967 | 340 | 152.9934 | 850 | 458.9802 | 1360 | 764.9669 | 1700 | 1147.4504 | 1360 | 1529.9339 | 680 | 2294.9008 | 306 | 3059.8677 | 204 | 26008.8758 | 130044.3791 | 624213.0198 | 1300443.7913 | 1560532.5496 | 1040355.0331 | 702239.6473 | 624213.0198
2016 | 13936 | Oakdale Electric Coop | WI | Cooperative | 127.2 | 1.28 | 99.375 | 79.2 | 1.07 | 74.0187 | 100.14 | 0.08 | 1251.75 | 16534 | 12.5 | Y | . | . | . | . | . | . | . |  |  | . |  | 48 | 0.21 | 74.0187 | 228.5714 | 228.5714 | 3472.14 | 3472.14 | 21% | 20.1532 | 173.607 | 40.3065 | 434.0175 | 120.9195 | 694.428 | 201.5325 | 868.035 | 302.2987 | 694.428 | 403.065 | 347.214 | 604.5975 | 156.2463 | 806.1299 | 104.1642 | 3498.745 | 17493.7252 | 83969.881 | 174937.252 | 209924.7024 | 139949.8016 | 94466.1161 | 83969.881
2016 | 13955 | City of Ocala | FL | Municipal | . | . | . | . | . | . | . | . | . | . | . |  | 78.16 | 1.42 | 55.0423 | . | . | . | 52488 | N | L | 12 | Y | [6 empty] | 52488 | 100% |  | 2624.4 |  | 6561 |  | 1: 10497.6; 3: 13122; 5: 10497.6; 7: 5248.8 | 2361.96 |  | 1574.64
2016 | 13963 | Oconomowoc Utilities | WI | Municipal | . | . | . | . | . | . | . | . | . | . | . |  | 4.996 | 0.078 | 64.0513 | . | . | . | 9966 | Y | L | 24.9 | N | [6 empty] | 9966 | 100% |  | 498.3 |  | 1245.75 |  | 1: 1993.2; 3: 2491.5; 5: 1993.2; 7: 996.6 | 448.47 |  | 298.98
2016 | 13998 | Ohio Edison Co | OH | Investor Owned | 108.776 | 1.006 | 108.1272 | 91.832 | 0.911 | 100.8035 | 82.846 | 0.791 | 104.7358 | 1036048 | 36 | Y | . | . | . | . | . | . | . |  |  | . |  | 16.944 | 0.095 | 100.8035 | 178.3579 | 178.3579 | 98424.56 | 98424.56 | 9.5% | 15.7259 | 4921.228 | 31.4518 | 12303.07 | 94.3554 | 19684.912 | 157.259 | 24606.14 | 235.8885 | 19684.912 | 314.518 | 9842.456 | 471.7769 | 4429.1052 | 629.0359 | 2952.7368 | 77390.7303 | 386953.6513 | 1857377.526 | 3869536.5126 | 4643443.8151 | 3095629.2101 | 2089549.7168 | 1857377.526
2016 | 14006 | Ohio Power Co | OH | Investor Owned | 189.9 | 1.292 | 146.9814 | 174.7 | 1.237 | 141.2288 | 169 | 1.131 | 149.4253 | 1461766 | 35 | Y | . | . | . | . | . | . | . |  |  | . |  | 15.2 | 0.055 | 141.2288 | 276.3636 | 276.3636 | 80397.13 | 80397.13 | 5.5% | 24.3671 | 4019.8565 | 48.7342 | 10049.6413 | 146.2027 | 16079.426 | 243.6711 | 20099.2825 | 365.5066 | 16079.426 | 487.3422 | 8039.713 | 731.0133 | 3617.8708 | 974.6844 | 2411.9139 | 97952.2845 | 489761.4225 | 2350854.8279 | 4897614.2248 | 5877137.0698 | 3918091.3799 | 2644711.6814 | 2350854.8279
2016 | 14055 | PUD No 1 of Okanogan County | WA | Political Subdivision | . | . | . | . | . | . | . | . | . | . | . |  | 67.237 | 0.471 | 142.7537 | 67.237 | 0.471 | 142.7537 | 20988 | N | F | 24.9 | N | 0 | 0 | 142.7537 |  |  | 0 | 0 | 0% |  | 0 |  | 0 |  | 1: 0; 3: 0; 5: 0; 7: 0 | 0 |  | 0
2016 | 14062 | Oklahoma Electric Coop Inc | OK | Cooperative | 129.9 | 1.95 | 66.6154 | 129.9 | 1.95 | 66.6154 | 87.5 | 1.14 | 76.7544 | 54542 | 24.9 | Y | . | . | . | . | . | . | . |  |  | . |  | 0 | 0 | 66.6154 |  |  | 0 | 0 | 0% |  | 0 |  | 0 |  | 1: 0; 3: 0; 5: 0; 7: 0 | 0 |  | 0
2016 | 14063 | Oklahoma Gas & Electric Co | AR | Investor Owned | . | . | . | . | . | . | . | . | . | . | . |  | 651 | 1.3 | 500.7692 | 134.9 | 0.9 | 149.8889 | 68473 | N | L | 34.5 | Y | 516.1 | 0.4 | 149.8889 | 1290.25 | 1290.25 | 27389.2 | 27389.2 | 40% | 113.7619 | 1369.46 | 227.5239 | 3423.65 | 682.5716 | 5477.84 | 1137.6194 | 6847.3 | 1706.4291 | 5477.84 | 2275.2388 | 2738.92 | 3412.8582 | 1232.514 | 4550.4776 | 821.676 | 155792.426 | 778962.1301 | 3739018.2242 | 7789621.3005 | 9347545.5606 | 6231697.0404 | 4206395.5023 | 3739018.2242
2016 | 14063 | Oklahoma Gas & Electric Co | OK | Investor Owned | . | . | . | . | . | . | . | . | . | . | . |  | 281.9 | 1.2 | 234.9167 | 158.4 | 1 | 158.4 | 761354 | N | L | 34.5 | Y | 123.5 | 0.2 | 158.4 | 617.5 | 617.5 | 152270.8 | 152270.8 | 20% | 54.4453 | 7613.54 | 108.8905 | 19033.85 | 326.6716 | 30454.16 | 544.4526 | 38067.7 | 816.6789 | 30454.16 | 1088.9052 | 15227.08 | 1633.3578 | 6852.186 | 2177.8104 | 4568.124 | 414521.1712 | 2072605.856 | 9948508.1087 | 20726058.5599 | 24871270.2719 | 16580846.8479 | 11192071.6223 | 9948508.1087
2016 | 14074 | Okanogan County Elec Coop, Inc | WA | Cooperative | . | . | . | . | . | . | . | . | . | . | . |  | 258 | 2.4 | 107.5 | 258 | 2.4 | 107.5 | 3572 | N | O | 34 | N | 0 | 0 | 107.5 |  |  | 0 | 0 | 0% |  | 0 |  | 0 |  | 1: 0; 3: 0; 5: 0; 7: 0 | 0 |  | 0
2016 | 14107 | City of Olivia - (MN) | MN | Municipal | 8.852 | 0.084 | 105.3809 | . | . | . | . | . | . | 1264 | 4.1 | N | . | . | . | . | . | . | . |  |  | . | [7 empty] | 1264 | 100% |  | 63.2 |  | 158 |  | 1: 252.8; 3: 316; 5: 252.8; 7: 126.4 | 56.88 |  | 37.92
2016 | 14109 | Oregon Trail El Cons Coop, Inc | OR | Cooperative | . | . | . | . | . | . | . | . | . | . | . |  | 113.5 | 1.28 | 88.6719 | 68.23 | 0.84 | 81.2262 | 30978 | N | F | 34.5 | Y | 45.27 | 0.44 | 81.2262 | 102.8864 | 102.8864 | 13630.32 | 13630.32 | 44% | 9.0715 | 681.516 | 18.1431 | 1703.79 | 54.4292 | 2726.064 | 90.7154 | 3407.58 | 136.0731 | 2726.064 | 181.4308 | 1363.032 | 272.1461 | 613.3644 | 362.8615 | 408.9096 | 6182.3985 | 30911.9925 | 148377.564 | 309119.9251 | 370943.9101 | 247295.94 | 166924.7595 | 148377.564
2016 | 14127 | Omaha Public Power District | NE | Political Subdivision | . | . | . | . | . | . | . | . | . | . | . |  | 91.94 | 0.689 | 133.4398 | . | . | . | 352711 | Y | O | 13.8 | Y | [6 empty] | 352711 | 100% |  | 17635.55 |  | 44088.875 |  | 1: 70542.2; 3: 88177.75; 5: 70542.2; 7: 35271.1 | 15871.995 |  | 10581.33
2016 | 14154 | Orange & Rockland Utils Inc | NY | Investor Owned | . | . | . | . | . | . | . | . | . | . | . |  | 141.29 | 1.201 | 117.6436 | 107.58 | 1.056 | 101.875 | 222510 | N | F | 34.5 | N | 33.71 | 0.145 | 101.875 | 232.4828 | 232.4828 | 32263.95 | 32263.95 | 14.5% | 20.4981 | 1613.1975 | 40.9962 | 4032.9938 | 122.9887 | 6452.79 | 204.9811 | 8065.9875 | 307.4717 | 6452.79 | 409.9622 | 3226.395 | 614.9434 | 1451.8778 | 819.9245 | 967.9185 | 33067.5037 | 165337.5187 | 793620.0899 | 1653375.1874 | 1984050.2248 | 1322700.1499 | 892822.6012 | 793620.0899
2016 | 14170 | Orcas Power & Light Coop | WA | Cooperative | 308 | 1.96 | 157.1429 | 308 | 1.96 | 157.1429 | 308 | 1.96 | 157.1429 | 14027 | 12.5 | Y | . | . | . | . | . | . | . |  |  | . |  | 0 | 0 | 157.1429 |  |  | 0 | 0 | 0% |  | 0 |  | 0 |  | 1: 0; 3: 0; 5: 0; 7: 0 | 0 |  | 0
2016 | 14175 | Tri-County Electric Coop, Inc | SC | Cooperative | 4218.85 | 5.69 | 741.4499 | 182.44 | 2.16 | 84.463 | 4181.33 | 5.35 | 781.557 | 17491 | 14.4 | Y | . | . | . | . | . | . | . |  |  | . |  | 4036.41 | 3.53 | 84.463 | 1143.4589 | 4036.41 | 61743.23 | 17491 | 100% | 355.8921 | 874.55 | 711.7843 | 2186.375 | 2135.3528 | 3498.2 | 3558.9214 | 4372.75 | 5338.3821 | 3498.2 | 7117.8428 | 1749.1 | 10676.7641 | 787.095 | 14235.6855 | 524.73 | 311245.4694 | 1556227.347 | 7469891.2657 | 15562273.4702 | 18674728.1643 | 12449818.7762 | 8403627.6739 | 7469891.2657
2016 | 14178 | P K M Electric Coop, Inc | MN | Cooperative | 160.47 | 0.058 | 2766.7241 | 160.47 | 0.058 | 2766.7241 | 160.47 | 0.058 | 2766.7241 | 3808 | 7.2 | N | . | . | . | . | . | . | . |  |  | . |  | 0 | 0 | 2766.7241 |  |  | 0 | 0 | 0% |  | 0 |  | 0 |  | 1: 0; 3: 0; 5: 0; 7: 0 | 0 |  | 0
2016 | 14192 | Osage Valley Elec Coop Assn | MO | Cooperative | . | . | . | . | . | . | . | . | . | . | . |  | 143.7 | 1.233 | 116.545 | 126.9 | 1.109 | 114.4274 | 16056 | N | F | 12.5 | Y | 16.8 | 0.124 | 114.4274 | 135.4839 | 135.4839 | 1990.944 | 1990.944 | 12.4% | 11.9457 | 99.5472 | 23.8914 | 248.868 | 71.6741 | 398.1888 | 119.4568 | 497.736 | 179.1851 | 398.1888 | 238.9135 | 199.0944 | 358.3703 | 89.5925 | 477.827 | 59.7283 | 1189.1586 | 5945.7928 | 28539.8054 | 59457.928 | 71349.5136 | 47566.3424 | 32107.2811 | 28539.8054
2016 | 14194 | City of Orrville - (OH) | OH | Municipal | . | . | . | . | . | . | . | . | . | . | . |  | 57.343 | 0.357 | 160.6247 | 11.46 | . | . | 7342 | Y | L | 13.8 | N | 45.883 |  |  |  | 45.883 |  | 7342 | 100% | 4.0455 | 367.1 | 8.0911 | 917.75 | 24.2732 | 1468.4 | 40.4553 | 1835.5 | 60.6829 | 1468.4 | 80.9105 | 734.2 | 121.3658 | 330.39 | 161.821 | 220.26 | 1485.1124 | 7425.5618 | 35642.6965 | 74255.6178 | 89106.7413 | 59404.4942 | 40098.0336 | 35642.6965
2016 | 14202 | Osceola Electric Coop, Inc | IA | Cooperative | 205.1 | 5.2 | 39.4423 | 205.1 | 5.2 | 39.4423 | 142.8 | 1.73 | 82.5434 | 1168 | 7.2 | N | . | . | . | . | . | . | . |  |  | . |  | 0 | 0 | 39.4423 |  |  | 0 | 0 | 0% |  | 0 |  | 0 |  | 1: 0; 3: 0; 5: 0; 7: 0 | 0 |  | 0
2016 | 14232 | Otter Tail Power Co | MN | Investor Owned | 147.7 | 1.33 | 111.0526 | 73.4 | 1.2 | 61.1667 | . | . | . | 61100 | 12.5 | Y | . | . | . | . | . | . | . |  |  | . |  | 74.3 | 0.13 | 61.1667 | 571.5385 | 571.5385 | 7943 | 7943 | 13% | 50.3928 | 397.15 | 100.7856 | 992.875 | 302.3569 | 1588.6 | 503.9281 | 1985.75 | 755.8922 | 1588.6 | 1007.8562 | 794.3 | 1511.7843 | 357.435 | 2015.7124 | 238.29 | 20013.5048 | 100067.5239 | 480324.1146 | 1000675.2388 | 1200810.2866 | 800540.191 | 540364.6289 | 480324.1146
2016 | 14232 | Otter Tail Power Co | ND | Investor Owned | 145.65 | 5.02 | 29.0139 | 145.65 | 5.02 | 29.0139 | . | . | . | 59769 | 12.5 | Y | . | . | . | . | . | . | . |  |  | . |  | 0 | 0 | 29.0139 |  |  | 0 | 0 | 0% |  | 0 |  | 0 |  | 1: 0; 3: 0; 5: 0; 7: 0 | 0 |  | 0
2016 | 14232 | Otter Tail Power Co | SD | Investor Owned | 1011.4 | 3.47 | 291.4697 | 103.38 | 2.39 | 43.2552 | . | . | . | 11688 | 12.5 | Y | . | . | . | . | . | . | . |  |  | . |  | 908.02 | 1.08 | 43.2552 | 840.7593 | 908.02 | 12623.04 | 11688 | 100% | 80.0605 | 584.4 | 160.1211 | 1461 | 480.3633 | 2337.6 | 800.6054 | 2922 | 1200.9082 | 2337.6 | 1601.2109 | 1168.8 | 2401.8163 | 525.96 | 3202.4217 | 350.64 | 46787.3817 | 233936.9087 | 1122897.162 | 2339369.0874 | 2807242.9049 | 1871495.2699 | 1263259.3072 | 1122897.162
2016 | 14245 | Overton Power District No 5 | NV | Political Subdivision | 967.477 | 1.467 | 659.4935 | 16.857 | 0.357 | 47.2185 | 967.477 | 1.467 | 659.4935 | 15000 | 69 | Y | . | . | . | . | . | . | . |  |  | . |  | 950.62 | 1.11 | 47.2185 | 856.4144 | 950.62 | 16650 | 15000 | 100% | 83.8166 | 750 | 167.6332 | 1875 | 502.8996 | 3000 | 838.1661 | 3750 | 1257.2491 | 3000 | 1676.3321 | 1500 | 2514.4982 | 675 | 3352.6642 | 450 | 62862.4541 | 314312.2704 | 1508698.8979 | 3143122.7039 | 3771747.2447 | 2514498.1631 | 1697286.2601 | 1508698.8979
2016 | 14246 | City of Owatonna - (MN) | MN | Municipal | 22.16 | 0.27 | 82.0741 | 6.34 | 0.12 | 52.8333 | . | . | . | 11907 | 12.5 | N | . | . | . | . | . | . | . |  |  | . |  | 15.82 | 0.15 | 52.8333 | 105.4667 | 105.4667 | 1786.05 | 1786.05 | 15% | 9.299 | 89.3025 | 18.5981 | 223.2562 | 55.7943 | 357.21 | 92.9904 | 446.5125 | 139.4857 | 357.21 | 185.9809 | 178.605 | 278.9713 | 80.3722 | 371.9618 | 53.5815 | 830.428 | 4152.1398 | 19930.2708 | 41521.3975 | 49825.677 | 33217.118 | 22421.5547 | 19930.2708
2016 | 14251 | Owen Electric Coop Inc | KY | Cooperative | 105 | 1 | 105 | 82 | 0.93 | 88.172 | . | . | . | 60120 | 12.5 |  | . | . | . | . | . | . | . |  |  | . |  | 23 | 0.07 | 88.172 | 328.5714 | 328.5714 | 4208.4 | 4208.4 | 7% | 28.9703 | 210.42 | 57.9406 | 526.05 | 173.8218 | 841.68 | 289.7029 | 1052.1 | 434.5544 | 841.68 | 579.4059 | 420.84 | 869.1088 | 189.378 | 1158.8118 | 126.252 | 6095.9295 | 30479.6473 | 146302.3071 | 304796.4732 | 365755.7678 | 243837.1785 | 164590.0955 | 146302.3071
2016 | 14268 | City of Owensboro - (KY) | KY | Municipal | 132.359 | 1.87 | 70.7802 | 58.527 | 1.486 | 39.3856 | 132.359 | 1.87 | 70.7802 | 27080 | 15 | N | . | . | . | . | . | . | . |  |  | . |  | 73.832 | 0.384 | 39.3856 | 192.2708 | 192.2708 | 10398.72 | 10398.72 | 38.4% | 16.9526 | 519.936 | 33.9052 | 1299.84 | 101.7157 | 2079.744 | 169.5261 | 2599.68 | 254.2891 | 2079.744 | 339.0522 | 1039.872 | 508.5783 | 467.9424 | 678.1043 | 311.9616 | 8814.2714 | 44071.3569 | 211542.5133 | 440713.5694 | 528856.2833 | 352570.8555 | 237985.3275 | 211542.5133
2016 | 14289 | Ozarks Electric Coop Corp - (AR) | AR | Cooperative | 118.56 | 0.93 | 127.4839 | 45.48 | 0.67 | 67.8806 | 53.88 | 0.06 | 898 | 73645 | 24.9 | Y | . | . | . | . | . | . | . |  |  | . |  | 73.08 | 0.26 | 67.8806 | 281.0769 | 281.0769 | 19147.7 | 19147.7 | 26% | 24.7827 | 957.385 | 49.5654 | 2393.4625 | 148.6961 | 3829.54 | 247.8268 | 4786.925 | 371.7402 | 3829.54 | 495.6536 | 1914.77 | 743.4805 | 861.6465 | 991.3073 | 574.431 | 23726.5684 | 118632.842 | 569437.6417 | 1186328.4203 | 1423594.1043 | 949062.7362 | 640617.347 | 569437.6417
2016 | 14328 | Pacific Gas & Electric Co | CA | Investor Owned | 121.9 | 1.102 | 110.6171 | 108.9 | 1.021 | 106.6601 | 121.9 | 1.102 | 110.6171 | 5481869 | 35 | Y | . | . | . | . | . | . | . |  |  | . |  | 13 | 0.081 | 106.6601 | 160.4938 | 160.4938 | 444031.389 | 444031.389 | 8.1% | 14.1508 | 22201.5695 | 28.3016 | 55503.9236 | 84.9049 | 88806.2778 | 141.5082 | 111007.8473 | 212.2622 | 88806.2778 | 283.0163 | 44403.1389 | 424.5245 | 19981.4125 | 566.0326 | 13320.9417 | 314170.3027 | 1570851.5136 | 7540087.2652 | 15708515.1359 | 18850218.1631 | 12566812.1087 | 8482598.1734 | 7540087.2652
2016 | 14354 | PacifiCorp | CA | Investor Owned | 218.9 | 1.915 | 114.3081 | 142.7 | 1.433 | 99.5813 | 218.9 | 1.915 | 114.3081 | 46519 | 34.5 | Y | . | . | . | . | . | . | . |  |  | . |  | 76.2 | 0.482 | 99.5813 | 158.0913 | 158.0913 | 22422.158 | 22422.158 | 48.2% | 13.939 | 1121.1079 | 27.878 | 2802.7697 | 83.6339 | 4484.4316 | 139.3898 | 5605.5395 | 209.0847 | 4484.4316 | 278.7796 | 2242.2158 | 418.1695 | 1008.9971 | 557.5593 | 672.6647 | 15627.1027 | 78135.5136 | 375050.4652 | 781355.1359 | 937626.1631 | 625084.1087 | 421931.7734 | 375050.4652
2016 | 14354 | PacifiCorp | ID | Investor Owned | 392.1 | 3.04 | 128.9803 | 152.2 | 1.362 | 111.7474 | 392.1 | 3.04 | 128.9803 | 76971 | 34.5 | Y | . | . | . | . | . | . | . |  |  | . |  | 239.9 | 1.678 | 111.7474 | 142.9678 | 239.9 | 129157.338 | 76971 | 100% | 21.1521 | 3848.55 | 42.3042 | 9621.375 | 126.9126 | 15394.2 | 211.5209 | 19242.75 | 317.2814 | 15394.2 | 423.0419 | 7697.1 | 634.5628 | 3463.695 | 846.0838 | 2309.13 | 81404.8916 | 407024.4578 | 1953717.3972 | 4070244.5775 | 4884293.493 | 3256195.662 | 2197932.0719 | 1953717.3972
2016 | 14354 | PacifiCorp | OR | Investor Owned | 222.9 | 1.592 | 140.0126 | 111.5 | 1.069 | 104.3031 | 221 | 1.57 | 140.7643 | 591456 | 34.5 | Y | . | . | . | . | . | . | . |  |  | . |  | 111.4 | 0.523 | 104.3031 | 213.0019 | 213.0019 | 309331.488 | 309331.488 | 52.3% | 18.7805 | 15466.5744 | 37.561 | 38666.436 | 112.6829 | 61866.2976 | 187.8048 | 77332.872 | 281.7072 | 61866.2976 | 375.6095 | 30933.1488 | 563.4143 | 13919.917 | 751.2191 | 9279.9446 | 290469.6476 | 1452348.2381 | 6971271.5427 | 14523482.3806 | 17428178.8567 | 11618785.9045 | 7842680.4855 | 6971271.5427
2016 | 14354 | PacifiCorp | UT | Investor Owned | 211.7 | 1.372 | 154.3003 | 119.9 | 1.042 | 115.0672 | 211.7 | 1.372 | 154.3003 | 876438 | 34.5 | Y | . | . | . | . | . | . | . |  |  | . |  | 91.8 | 0.33 | 115.0672 | 278.1818 | 278.1818 | 289224.54 | 289224.54 | 33% | 24.5274 | 14461.227 | 49.0548 | 36153.0675 | 147.1645 | 57844.908 | 245.2742 | 72306.135 | 367.9113 | 57844.908 | 490.5484 | 28922.454 | 735.8226 | 13015.1043 | 981.0968 | 8676.7362 | 354696.5837 | 1773482.9184 | 8512718.0085 | 17734829.1844 | 21281795.0213 | 14187863.3475 | 9576807.7596 | 8512718.0085
2016 | 14354 | PacifiCorp | WA | Investor Owned | 116.2 | 1.204 | 96.5116 | 85.4 | 0.643 | 132.8149 | 112.4 | 0.961 | 116.9615 | 133235 | 34.5 | Y | . | . | . | . | . | . | . |  |  | . |  | 30.8 | 0.561 | 132.8149 | 54.902 | 54.902 | 74744.835 | 74744.835 | 56.1% | 4.8407 | 3737.2418 | 9.6815 | 9343.1044 | 29.0444 | 14948.967 | 48.4073 | 18686.2088 | 72.611 | 14948.967 | 96.8146 | 7474.4835 | 145.2219 | 3363.5176 | 193.6293 | 2242.345 | 18090.9831 | 90454.9155 | 434183.5944 | 904549.155 | 1085458.986 | 723639.324 | 488456.5437 | 434183.5944
2016 | 14354 | PacifiCorp | WY | Investor Owned | 201.4 | 1.647 | 122.2829 | 148.3 | 1.502 | 98.735 | 197.3 | 1.608 | 122.699 | 144009 | 34.5 | Y | . | . | . | . | . | . | . |  |  | . |  | 53.1 | 0.145 | 98.735 | 366.2069 | 366.2069 | 20881.305 | 20881.305 | 14.5% | 32.2886 | 1044.0653 | 64.5773 | 2610.1631 | 193.7318 | 4176.261 | 322.8863 | 5220.3263 | 484.3295 | 4176.261 | 645.7726 | 2088.1305 | 968.6589 | 939.6587 | 1291.5453 | 626.4392 | 33711.4382 | 168557.191 | 809074.517 | 1685571.9104 | 2022686.2924 | 1348457.5283 | 910208.8316 | 809074.517
2016 | 14371 | City of Paducah - (KY) | KY | Municipal | 52.68 | 1.43 | 36.8392 | 52.68 | 1.43 | 36.8392 | 52.68 | 1.43 | 36.8392 | 22543 | 69 | N | . | . | . | . | . | . | . |  |  | . |  | 0 | 0 | 36.8392 |  |  | 0 | 0 | 0% |  | 0 |  | 0 |  | 1: 0; 3: 0; 5: 0; 7: 0 | 0 |  | 0
2016 | 14381 | City of Painesville | OH | Municipal | . | . | . | . | . | . | . | . | . | . | . |  | 50.968 | 0.414 | 123.1111 | . | . | . | 12200 | N | L | 13.8 | N | [6 empty] | 12200 | 100% |  | 610 |  | 1525 |  | 1: 2440; 3: 3050; 5: 2440; 7: 1220 | 549 |  | 366
2016 | 14398 | Palmetto Electric Coop Inc | SC | Cooperative | 2809.47 | 2.357 | 1191.9686 | 40.98 | 0.708 | 57.8814 | 2806.48 | 2.273 | 1234.703 | 68740 | 12.4 | Y | . | . | . | . | . | . | . |  |  | . |  | 2768.49 | 1.649 | 57.8814 | 1678.8902 | 2768.49 | 113352.26 | 68740 | 100% | 244.099 | 3437 | 488.1981 | 8592.5 | 1464.5943 | 13748 | 2440.9904 | 17185 | 3661.4857 | 13748 | 4881.9809 | 6874 | 7322.9713 | 3093.3 | 9763.9618 | 2062.2 | 838968.417 | 4194842.0852 | 20135242.0091 | 41948420.8523 | 50338105.0228 | 33558736.6819 | 22652147.2602 | 20135242.0091
2016 | 14401 | City of Palo Alto - (CA) | CA | Municipal | 40.02 | 0.35 | 114.3429 | . | . | . | . | . | . | 29136 | 12 | Y | . | . | . | . | . | . | . |  |  | . | [7 empty] | 29136 | 100% |  | 1456.8 |  | 3642 |  | 1: 5827.2; 3: 7284; 5: 5827.2; 7: 2913.6 | 1311.12 |  | 874.08
2016 | 14424 | Panola-Harrison Elec Coop, Inc | LA | Cooperative | . | . | . | . | . | . | . | . | . | . | . |  | 146.04 | 1.66 | 87.9759 | . | . | . | 9746 | N | F | 7.2 | N | [6 empty] | 9746 | 100% |  | 487.3 |  | 1218.25 |  | 1: 1949.2; 3: 2436.5; 5: 1949.2; 7: 974.6 | 438.57 |  | 292.38
2016 | 14455 | City of Paris - (TN) | TN | Municipal | 340.123 | 3.238 | 105.0411 | 206.931 | 2.616 | 79.1021 | 337.071 | 3.227 | 104.4534 | 20877 | 13.7 | Y | . | . | . | . | . | . | . |  |  | . |  | 133.192 | 0.622 | 79.1021 | 214.135 | 214.135 | 12985.494 | 12985.494 | 62.2% | 18.8804 | 649.2747 | 37.7608 | 1623.1868 | 113.2823 | 2597.0988 | 188.8039 | 3246.3735 | 283.2058 | 2597.0988 | 377.6077 | 1298.5494 | 566.4116 | 584.3472 | 755.2155 | 389.5648 | 12258.5572 | 61292.7858 | 294205.372 | 612927.8583 | 735513.43 | 490342.2867 | 330981.0435 | 294205.372
2016 | 14468 | People's Cooperative Services | MN | Cooperative | 141.16 | 1.482 | 95.2497 | 101.45 | 1.272 | 79.7563 | 125.44 | 0.88 | 142.5454 | 22154 | 13.8 | Y | . | . | . | . | . | . | . |  |  | . |  | 39.71 | 0.21 | 79.7563 | 189.0952 | 189.0952 | 4652.34 | 4652.34 | 21% | 16.6726 | 232.617 | 33.3452 | 581.5425 | 100.0357 | 930.468 | 166.7261 | 1163.085 | 250.0892 | 930.468 | 333.4523 | 465.234 | 500.1784 | 209.3553 | 666.9046 | 139.5702 | 3878.3336 | 19391.668 | 93080.0066 | 193916.6804 | 232700.0165 | 155133.3443 | 104715.0074 | 93080.0066
2016 | 14471 | Parke County Rural E M C | IN | Cooperative | 448.18 | 3.08 | 145.513 | 448.18 | 3.08 | 145.513 | 264.57 | 1.76 | 150.3239 | 12081 | 7.2 | Y | . | . | . | . | . | . | . |  |  | . |  | 0 | 0 | 145.513 |  |  | 0 | 0 | 0% |  | 0 |  | 0 |  | 1: 0; 3: 0; 5: 0; 7: 0 | 0 |  | 0
2016 | 14534 | City of Pasadena - (CA) | CA | Municipal | 15.183 | 0.18 | 84.35 | 15.183 | 0.18 | 84.35 | . | . | . | 63577 | 17 | Y | . | . | . | . | . | . | . |  |  | . |  | 0 | 0 | 84.35 |  |  | 0 | 0 | 0% |  | 0 |  | 0 |  | 1: 0; 3: 0; 5: 0; 7: 0 | 0 |  | 0
2016 | 14557 | Pee Dee Electric Coop, Inc | SC | Cooperative | 4653.7 | 2.43 | 1915.1029 | 132.6 | 0.93 | 142.5806 | 4650 | 2.39 | 1945.6067 | 30437 | 25 | Y | . | . | . | . | . | . | . |  |  | . |  | 4521.1 | 1.5 | 142.5806 | 3014.0667 | 4521.1 | 45655.5 | 30437 | 100% | 398.6275 | 1521.85 | 797.255 | 3804.625 | 2391.7649 | 6087.4 | 3986.2748 | 7609.25 | 5979.4122 | 6087.4 | 7972.5496 | 3043.7 | 11958.8244 | 1369.665 | 15945.0992 | 913.11 | 606651.2301 | 3033256.1506 | 14559629.523 | 30332561.5062 | 36399073.8075 | 24266049.205 | 16379583.2134 | 14559629.523
2016 | 14563 | Pearl River Valley El Pwr Assn | MS | Cooperative | 157.11 | 2.15 | 73.0744 | 157.11 | 2.15 | 73.0744 | 134.73 | 1.85 | 72.827 | 48799 | 25 | N | . | . | . | . | . | . | . |  |  | . |  | 0 | 0 | 73.0744 |  |  | 0 | 0 | 0% |  | 0 |  | 0 |  | 1: 0; 3: 0; 5: 0; 7: 0 | 0 |  | 0
2016 | 14606 | Peace River Electric Coop, Inc | FL | Cooperative | 183.23 | 1.6 | 114.5187 | 155.61 | 1.48 | 105.1419 | 176.97 | 1.46 | 121.2123 | 39656 | 25 | Y | . | . | . | . | . | . | . |  |  | . |  | 27.62 | 0.12 | 105.1419 | 230.1667 | 230.1667 | 4758.72 | 4758.72 | 12% | 20.2939 | 237.936 | 40.5878 | 594.84 | 121.7634 | 951.744 | 202.939 | 1189.68 | 304.4085 | 951.744 | 405.878 | 475.872 | 608.817 | 214.1424 | 811.7561 | 142.7616 | 4828.6498 | 24143.2488 | 115887.5942 | 241432.4879 | 289718.9855 | 193145.9903 | 130373.5435 | 115887.5942
2016 | 14610 | Orlando Utilities Comm | FL | Municipal | . | . | . | . | . | . | . | . | . | . | . |  | 49.2 | 0.7 | 70.2857 | 48.3 | 0.6 | 80.5 | 234723 | N | L | 34.5 | Y | 0.9 | 0.1 | 80.5 | 9 | 9 | 23472.3 | 23472.3 | 10% | 0.79353 | 1173.615 | 1.5871 | 2934.0375 | 4.7612 | 4694.46 | 7.9353 | 5868.075 | 11.903 | 4694.46 | 15.8707 | 2347.23 | 23.806 | 1056.2535 | 31.7414 | 704.169 | 931.3036 | 4656.518 | 22351.2864 | 46565.18 | 55878.216 | 37252.144 | 25145.1972 | 22351.2864
2016 | 14624 | PUD No 2 of Grant County | WA | Political Subdivision | . | . | . | . | . | . | . | . | . | . | . |  | 67.73 | 0.741 | 91.4035 | . | . | . | 46237 | N | F | 13.2 | N | [6 empty] | 46237 | 100% |  | 2311.85 |  | 5779.625 |  | 1: 9247.4; 3: 11559.25; 5: 9247.4; 7: 4623.7 | 2080.665 |  | 1387.11
2016 | 14626 | Pedernales Electric Coop, Inc | TX | Cooperative | . | . | . | . | . | . | . | . | . | . | . |  | 73.06 | 0.898 | 81.3586 | 69.1 | 0.877 | 78.7913 | 287422 | N | O | 60 | N | 3.96 | 0.021 | 78.7913 | 188.5714 | 188.5714 | 6035.862 | 6035.862 | 2.1% | 16.6264 | 301.7931 | 33.2529 | 754.4828 | 99.7586 | 1207.1724 | 166.2643 | 1508.9655 | 249.3965 | 1207.1724 | 332.5286 | 603.5862 | 498.7929 | 271.6138 | 665.0572 | 181.0759 | 5017.7419 | 25088.7095 | 120425.8055 | 250887.0948 | 301064.5137 | 200709.6758 | 135479.0312 | 120425.8055
2016 | 14668 | Peninsula Light Company | WA | Cooperative | 162 | 0.98 | 165.3061 | 44 | 0.58 | 75.8621 | . | . | . | 31976 | 12.5 | N | . | . | . | . | . | . | . |  |  | . |  | 118 | 0.4 | 75.8621 | 295 | 295 | 12790.4 | 12790.4 | 40% | 26.0103 | 639.52 | 52.0206 | 1598.8 | 156.0617 | 2558.08 | 260.1029 | 3197.6 | 390.1543 | 2558.08 | 520.2057 | 1279.04 | 780.3086 | 575.568 | 1040.4115 | 383.712 | 16634.0985 | 83170.4923 | 399218.363 | 831704.9229 | 998045.9074 | 665363.9383 | 449120.6583 | 399218.363
2016 | 14711 | Pennsylvania Electric Co | PA | Investor Owned | 192.591 | 1.556 | 123.7731 | 174.603 | 1.486 | 117.4986 | 174.376 | 1.468 | 118.7847 | 581446 | 34.5 | Y | . | . | . | . | . | . | . |  |  | . |  | 17.988 | 0.07 | 117.4987 | 256.9714 | 256.9714 | 40701.22 | 40701.22 | 7% | 22.6573 | 2035.061 | 45.3146 | 5087.6525 | 135.9437 | 8140.244 | 226.5729 | 10175.305 | 339.8593 | 8140.244 | 453.1458 | 4070.122 | 679.7187 | 1831.5549 | 906.2916 | 1221.0366 | 46108.9669 | 230544.8343 | 1106615.2045 | 2305448.3427 | 2766538.0112 | 1844358.6742 | 1244942.1051 | 1106615.2045
2016 | 14715 | PPL Electric Utilities Corp | PA | Investor Owned | 95.8 | 0.796 | 120.3518 | 71.2 | 0.698 | 102.0057 | 90.4 | 0.68 | 132.9412 | 1411897 | 12 | N | . | . | . | . | . | . | . |  |  | . |  | 24.6 | 0.098 | 102.0057 | 251.0204 | 251.0204 | 138365.906 | 138365.906 | 9.8% | 22.1326 | 6918.2953 | 44.2652 | 17295.7382 | 132.7955 | 27673.1812 | 221.3259 | 34591.4765 | 331.9888 | 27673.1812 | 442.6517 | 13836.5906 | 663.9776 | 6226.4658 | 885.3034 | 4150.9772 | 153119.7628 | 765598.8141 | 3674874.3077 | 7655988.1411 | 9187185.7693 | 6124790.5129 | 4134233.5962 | 3674874.3077
2016 | 14716 | Pennsylvania Power Co | PA | Investor Owned | 107.616 | 1.134 | 94.8995 | 107.616 | 1.134 | 94.8995 | 104.916 | 0.924 | 113.5455 | 162561 | 23 | Y | . | . | . | . | . | . | . |  |  | . |  | 0 | 0 | 94.8995 |  |  | 0 | 0 | 0% |  | 0 |  | 0 |  | 1: 0; 3: 0; 5: 0; 7: 0 | 0 |  | 0
2016 | 14717 | Pee Dee Electric Member Corp | NC | Cooperative | 1244.2 | 4.41 | 282.1315 | 176.3 | 2.36 | 74.7034 | 889.1 | 4.16 | 213.726 | 20624 | 29.4 | N | . | . | . | . | . | . | . |  |  | . |  | 1067.9 | 2.05 | 74.7034 | 520.9268 | 1067.9 | 42279.2 | 20624 | 100% | 94.1572 | 1031.2 | 188.3145 | 2578 | 564.9434 | 4124.8 | 941.5724 | 5156 | 1412.3586 | 4124.8 | 1883.1447 | 2062.4 | 2824.7171 | 928.08 | 3766.2895 | 618.72 | 97094.9431 | 485474.7157 | 2330278.6351 | 4854747.1565 | 5825696.5878 | 3883797.7252 | 2621563.4645 | 2330278.6351
2016 | 14724 | Pennyrile Rural Electric Coop | KY | Cooperative | 394.59 | 2.927 | 134.8104 | 219.61 | 2.374 | 92.5063 | 340.19 | 2.303 | 147.716 | 46532 | 26 | Y | . | . | . | . | . | . | . |  |  | . |  | 174.98 | 0.553 | 92.5063 | 316.4195 | 316.4195 | 25732.196 | 25732.196 | 55.3% | 27.8989 | 1286.6098 | 55.7977 | 3216.5245 | 167.3931 | 5146.4392 | 278.9886 | 6433.049 | 418.4828 | 5146.4392 | 557.9771 | 2573.2196 | 836.9657 | 1157.9488 | 1115.9543 | 771.9659 | 35894.9421 | 179474.7104 | 861478.6097 | 1794747.1036 | 2153696.5243 | 1435797.6829 | 969163.4359 | 861478.6097
2016 | 14864 | Petit Jean Electric Coop Corp | AR | Cooperative | 269.559 | 1.872 | 143.9952 | 204.987 | 1.68 | 122.0161 | 253.965 | 1.448 | 175.3902 | 19757 | 69 | Y | . | . | . | . | . | . | . |  |  | . |  | 64.572 | 0.192 | 122.0161 | 336.3125 | 336.3125 | 3793.344 | 3793.344 | 19.2% | 29.6528 | 189.6672 | 59.3057 | 474.168 | 177.917 | 758.6688 | 296.5283 | 948.336 | 444.7924 | 758.6688 | 593.0566 | 379.3344 | 889.5849 | 170.7005 | 1186.1132 | 113.8003 | 5624.169 | 28120.8451 | 134980.0563 | 281208.4506 | 337450.1407 | 224966.7604 | 151852.5633 | 134980.0563
2016 | 14940 | PECO Energy Co | PA | Investor Owned | 114 | 1.02 | 111.7647 | 76 | 0.83 | 91.5663 | 114 | 1.01 | 112.8713 | 1620919 | 34 | Y | . | . | . | . | . | . | . |  |  | . |  | 38 | 0.19 | 91.5663 | 200 | 200 | 307974.61 | 307974.61 | 19% | 17.6341 | 15398.7305 | 35.2682 | 38496.8262 | 105.8046 | 61594.922 | 176.3409 | 76993.6525 | 264.5114 | 61594.922 | 352.6819 | 30797.461 | 529.0228 | 13858.8574 | 705.3637 | 9239.2383 | 271542.6392 | 1357713.1962 | 6517023.3417 | 13577131.9618 | 16292558.3542 | 10861705.5694 | 7331651.2594 | 6517023.3417
2016 | 15016 | Pickwick Electric Coop | TN | Cooperative | . | . | . | . | . | . | . | . | . | . | . |  | 86.7 | . | . | 86.7 | . | . | 20570 | N | L | 25 | N | 0 |  |  |  | 0 |  | 20570 | 100% | 0 | 1028.5 | 0 | 2571.25 | 0 | 4114 | 0 | 5142.5 | 0 | 4114 | 0 | 2057 | 0 | 925.65 | 0 | 617.1 | 0 | 0 | 0 | 0 | 0 | 0 | 0 | 0
2016 | 15023 | Piedmont Electric Member Corp | NC | Cooperative | 208.764 | 1.49 | 140.1101 | 123.58 | 1.17 | 105.6239 | 141.97 | 1.18 | 120.3136 | 31579 | 12.5 | N | . | . | . | . | . | . | . |  |  | . |  | 85.184 | 0.32 | 105.6239 | 266.2 | 266.2 | 10105.28 | 10105.28 | 32% | 23.471 | 505.264 | 46.942 | 1263.16 | 140.8259 | 2021.056 | 234.7098 | 2526.32 | 352.0647 | 2021.056 | 469.4195 | 1010.528 | 704.1293 | 454.7376 | 938.8391 | 303.1584 | 11859.0398 | 59295.1992 | 284616.956 | 592951.9918 | 711542.3901 | 474361.5934 | 320194.0756 | 284616.956
2016 | 15034 | Pierce-Pepin Coop Services | WI | Cooperative | 383.246 | 1.55 | 247.2555 | 89.623 | 1.053 | 85.1121 | 293.623 | 1.138 | 258.0167 | 7506 | 12.4 | Y | . | . | . | . | . | . | . |  |  | . |  | 293.623 | 0.497 | 85.1121 | 590.7907 | 590.7907 | 3730.482 | 3730.482 | 49.7% | 52.0903 | 186.5241 | 104.1806 | 466.3102 | 312.5418 | 746.0964 | 520.9029 | 932.6205 | 781.3544 | 746.0964 | 1041.8059 | 373.0482 | 1562.7088 | 167.8717 | 2083.6117 | 111.9145 | 9716.0951 | 48580.4755 | 233186.2823 | 485804.7549 | 582965.7059 | 388643.8039 | 262334.5676 | 233186.2823
2016 | 15045 | Pike County Light & Power Co | PA | Investor Owned | . | . | . | . | . | . | . | . | . | . | . |  | 557.675 | 1.69 | 329.9852 | 86.5 | 0.38 | 227.6316 | 4559 | N | F | 34.5 | N | 471.175 | 1.31 | 227.6316 | 359.6756 | 471.175 | 5972.29 | 4559 | 100% | 41.5437 | 227.95 | 83.0874 | 569.875 | 249.2623 | 911.8 | 415.4372 | 1139.75 | 623.1558 | 911.8 | 830.8744 | 455.9 | 1246.3115 | 205.155 | 1661.7487 | 136.77 | 9469.8905 | 47349.4524 | 227277.3716 | 473494.5242 | 568193.4291 | 378795.6194 | 255687.0431 | 227277.3716
2016 | 15054 | Pioneer Rural Elec Coop, Inc - (OH) | OH | Cooperative | 170.7 | 1.7 | 100.4118 | 123.8 | 1.4 | 88.4286 | 157.8 | 1.4 | 112.7143 | 16919 | 12 | N | . | . | . | . | . | . | . |  |  | . |  | 46.9 | 0.3 | 88.4286 | 156.3333 | 156.3333 | 5075.7 | 5075.7 | 30% | 13.784 | 253.785 | 27.568 | 634.4625 | 82.7039 | 1015.14 | 137.8398 | 1268.925 | 206.7597 | 1015.14 | 275.6796 | 507.57 | 413.5195 | 228.4065 | 551.3593 | 152.271 | 3498.168 | 17490.8398 | 83956.0312 | 174908.3982 | 209890.0779 | 139926.7186 | 94450.535 | 83956.0312
2016 | 15073 | Pioneer Electric Coop, Inc - (KS) | KS | Cooperative | 242 | . | . | 158 | . | . | 236 | . | . | 16675 | 13.2 | Y | . | . | . | . | . | . | . |  |  | . |  | 84 |  |  |  | 84 |  | 16675 | 100% | 7.4063 | 833.75 | 14.8126 | 2084.375 | 44.4379 | 3335 | 74.0632 | 4168.75 | 111.0948 | 3335 | 148.1264 | 1667.5 | 222.1896 | 750.375 | 296.2528 | 500.25 | 6175.0184 | 30875.0918 | 148200.4409 | 308750.9184 | 370501.1021 | 247000.7348 | 166725.496 | 148200.4409
2016 | 15095 | City of Piqua - (OH) | OH | Municipal | 14.17 | 0.378 | 37.4868 | . | . | . | . | . | . | 10452 | 13 | N | . | . | . | . | . | . | . |  |  | . | [7 empty] | 10452 | 100% |  | 522.6 |  | 1306.5 |  | 1: 2090.4; 3: 2613; 5: 2090.4; 7: 1045.2 | 470.34 |  | 313.56
2016 | 15138 | Platte-Clay Electric Coop, Inc | MO | Cooperative | 85.079 | 1.106 | 76.925 | 66.676 | 0.99 | 67.3495 | 82.749 | 1.091 | 75.8469 | 21758 | 12.5 | Y | . | . | . | . | . | . | . |  |  | . |  | 18.403 | 0.116 | 67.3495 | 158.6466 | 158.6466 | 2523.928 | 2523.928 | 11.6% | 13.9879 | 126.1964 | 27.9759 | 315.491 | 83.9276 | 504.7856 | 139.8794 | 630.982 | 209.8191 | 504.7856 | 279.7588 | 252.3928 | 419.6382 | 113.5768 | 559.5176 | 75.7178 | 1765.2277 | 8826.1383 | 42365.4638 | 88261.383 | 105913.6595 | 70609.1064 | 47661.1468 | 42365.4638
2016 | 15175 | Pointe Coupee Elec Member Corp | LA | Cooperative | . | . | . | . | . | . | . | . | . | . | . |  | 9.94 | 0.03 | 331.3333 | . | . | . | 10427 | N | O | 13.2 | N | [6 empty] | 10427 | 100% |  | 521.35 |  | 1303.375 |  | 1: 2085.4; 3: 2606.75; 5: 2085.4; 7: 1042.7 | 469.215 |  | 312.81
2016 | 15188 | Polk County Rural Pub Pwr Dist | NE | Political Subdivision | 178 | . | . | 178 | . | . | . | . | . | 4963 | 12.5 | N | . | . | . | . | . | . | . |  |  | . |  | 0 |  |  |  | 0 |  | 4963 | 100% | 0 | 248.15 | 0 | 620.375 | 0 | 992.6 | 0 | 1240.75 | 0 | 992.6 | 0 | 496.3 | 0 | 223.335 | 0 | 148.89 | 0 | 0 | 0 | 0 | 0 | 0 | 0 | 0
2016 | 15202 | City of Ponca City - (OK) | OK | Municipal | 310.669 | 2.237 | 138.8775 | 57.172 | 1.021 | 55.9961 | . | . | . | 15353 | 12.5 | Y | . | . | . | . | . | . | . |  |  | . |  | 253.497 | 1.216 | 55.9961 | 208.4679 | 253.497 | 18669.248 | 15353 | 100% | 22.3509 | 767.65 | 44.7019 | 1919.125 | 134.1057 | 3070.6 | 223.5095 | 3838.25 | 335.2642 | 3070.6 | 447.019 | 1535.3 | 670.5284 | 690.885 | 894.0379 | 460.59 | 17157.7051 | 85788.5255 | 411784.9225 | 857885.2552 | 1029462.3062 | 686308.2041 | 463258.0378 | 411784.9225
2016 | 15229 | City of Poplar Bluff - (MO) | MO | Municipal | . | . | . | . | . | . | . | . | . | . | . |  | 27.6 | 0.32 | 86.25 | . | . | . | 9560 | N | L | 69 | [7 empty] | 9560 | 100% |  | 478 |  | 1195 |  | 1: 1912; 3: 2390; 5: 1912; 7: 956 | 430.2 |  | 286.8
2016 | 15248 | Portland General Electric Co | OR | Investor Owned | 169 | 0.79 | 213.924 | 97 | 0.59 | 164.4068 | 148 | 0.65 | 227.6923 | 846178 | 35 | Y | . | . | . | . | . | . | . |  |  | . |  | 72 | 0.2 | 164.4068 | 360 | 360 | 169235.6 | 169235.6 | 20% | 31.7414 | 8461.78 | 63.4827 | 21154.45 | 190.4482 | 33847.12 | 317.4137 | 42308.9 | 476.1205 | 33847.12 | 634.8273 | 16923.56 | 952.241 | 7615.602 | 1269.6547 | 5077.068 | 268588.4614 | 1342942.3071 | 6446123.0742 | 13429423.0713 | 16115307.6855 | 10743538.457 | 7251888.4585 | 6446123.0742
2016 | 15257 | Poudre Valley Associated Services, Inc. | CO | Cooperative | 890.7 | 2.811 | 316.8623 | 166.8 | 1.273 | 131.0291 | 882 | 2.772 | 318.1818 | 39969 | 24.9 | Y | . | . | . | . | . | . | . |  |  | . |  | 723.9 | 1.538 | 131.0291 | 470.6762 | 723.9 | 61472.322 | 39969 | 100% | 63.8266 | 1998.45 | 127.6532 | 4996.125 | 382.9596 | 7993.8 | 638.266 | 9992.25 | 957.399 | 7993.8 | 1276.532 | 3996.9 | 1914.7979 | 1798.605 | 2553.0639 | 1199.07 | 127554.265 | 637771.3248 | 3061302.3589 | 6377713.2476 | 7653255.8971 | 5102170.5981 | 3443965.1537 | 3061302.3589
2016 | 15263 | The Potomac Edison Company | MD | Investor Owned | 150.46 | 1.139 | 132.0983 | 121.355 | 0.947 | 128.1468 | 121.355 | 0.947 | 128.1468 | 261772 | 34.5 | Y | . | . | . | . | . | . | . |  |  | . |  | 29.105 | 0.192 | 128.1468 | 151.5885 | 151.5885 | 50260.224 | 50260.224 | 19.2% | 13.3656 | 2513.0112 | 26.7313 | 6282.528 | 80.1938 | 10052.0448 | 133.6563 | 12565.056 | 200.4845 | 10052.0448 | 267.3126 | 5026.0224 | 400.969 | 2261.7101 | 534.6253 | 1507.8067 | 33587.9826 | 167939.9132 | 806111.5831 | 1679399.1315 | 2015278.9578 | 1343519.3052 | 906875.531 | 806111.5831
2016 | 15263 | The Potomac Edison Company | WV | Investor Owned | 176.71 | 1.206 | 146.5257 | 148.516 | 1.148 | 129.3693 | 148.516 | 1.148 | 129.3693 | 139211 | 34.5 | Y | . | . | . | . | . | . | . |  |  | . |  | 28.194 | 0.058 | 129.3693 | 486.1034 | 486.1034 | 8074.238 | 8074.238 | 5.8% | 42.86 | 403.7119 | 85.7199 | 1009.2798 | 257.1598 | 1614.8476 | 428.5997 | 2018.5595 | 642.8995 | 1614.8476 | 857.1993 | 807.4238 | 1285.799 | 363.3407 | 1714.3986 | 242.2271 | 17303.0783 | 86515.3916 | 415273.8799 | 865153.9164 | 1038184.6997 | 692123.1331 | 467183.1148 | 415273.8799
2016 | 15270 | Potomac Electric Power Co | DC | Investor Owned | 115 | 0.82 | 140.2439 | 115 | 0.82 | 140.2439 | 115 | 0.82 | 140.2439 | 273410 | 34 | Y | . | . | . | . | . | . | . |  |  | . |  | 0 | 0 | 140.2439 |  |  | 0 | 0 | 0% |  | 0 |  | 0 |  | 1: 0; 3: 0; 5: 0; 7: 0 | 0 |  | 0
2016 | 15270 | Potomac Electric Power Co | MD | Investor Owned | 105 | 1.06 | 99.0566 | 105 | 1.06 | 99.0566 | 101 | 1.02 | 99.0196 | 556465 | 34 | Y | . | . | . | . | . | . | . |  |  | . |  | 0 | 0 | 99.0566 |  |  | 0 | 0 | 0% |  | 0 |  | 0 |  | 1: 0; 3: 0; 5: 0; 7: 0 | 0 |  | 0
2016 | 15291 | Prairie Energy Coop | IA | Cooperative | . | . | . | . | . | . | . | . | . | . | . |  | 316.6 | 1.96 | 161.5306 | 316.6 | 1.96 | 161.5306 | 4313 | N | F | 12.5 | Y | 0 | 0 | 161.5306 |  |  | 0 | 0 | 0% |  | 0 |  | 0 |  | 1: 0; 3: 0; 5: 0; 7: 0 | 0 |  | 0
2016 | 15293 | Powell Valley Electric Coop | TN | Cooperative | 221.022 | 2.527 | 87.4642 | 150.892 | 2.247 | 67.1526 | 220.559 | 2.52 | 87.5234 | 23267 | 25 | N | . | . | . | . | . | . | . |  |  | . |  | 70.13 | 0.28 | 67.1526 | 250.4643 | 250.4643 | 6514.76 | 6514.76 | 28% | 22.0836 | 325.738 | 44.1671 | 814.345 | 132.5013 | 1302.952 | 220.8355 | 1628.69 | 331.2533 | 1302.952 | 441.671 | 651.476 | 662.5066 | 293.1642 | 883.3421 | 195.4428 | 7193.4521 | 35967.2603 | 172642.8496 | 359672.6032 | 431607.1239 | 287738.0826 | 194223.2057 | 172642.8496
2016 | 15293 | Powell Valley Electric Coop | VA | Cooperative | 94.724 | 1.083 | 87.4645 | 64.668 | 0.963 | 67.1526 | 94.525 | 1.08 | 87.5231 | 8262 | 25 | N | . | . | . | . | . | . | . |  |  | . |  | 30.056 | 0.12 | 67.1526 | 250.4667 | 250.4667 | 991.44 | 991.44 | 12% | 22.0838 | 49.572 | 44.1675 | 123.93 | 132.5026 | 198.288 | 220.8376 | 247.86 | 331.2564 | 198.288 | 441.6752 | 99.144 | 662.5129 | 44.6148 | 883.3505 | 29.7432 | 1094.7362 | 5473.6812 | 26273.6699 | 54736.8123 | 65684.1748 | 43789.4499 | 29557.8787 | 26273.6699
2016 | 15308 | Plumas-Sierra Rural Elec Coop | CA | Cooperative | . | . | . | . | . | . | . | . | . | . | . |  | 511 | . | . | . | . | . | 7809 | N | O | 12.5 | N | [6 empty] | 7809 | 100% |  | 390.45 |  | 976.125 |  | 1: 1561.8; 3: 1952.25; 5: 1561.8; 7: 780.9 | 351.405 |  | 234.27
2016 | 15340 | Presque Isle Elec & Gas Coop | MI | Cooperative | . | . | . | . | . | . | . | . | . | . | . |  | 442 | 1.81 | 244.1989 | 275 | 1.44 | 190.9722 | 33878 | N | O | 24.9 | N | 167 | 0.37 | 190.9722 | 451.3514 | 451.3514 | 12534.86 | 12534.86 | 37% | 39.7959 | 626.743 | 79.5917 | 1566.8575 | 238.7751 | 2506.972 | 397.9586 | 3133.715 | 596.9379 | 2506.972 | 795.9172 | 1253.486 | 1193.8757 | 564.0687 | 1591.8343 | 376.0458 | 24941.7752 | 124708.8758 | 598602.604 | 1247088.7583 | 1496506.5099 | 997671.0066 | 673427.9295 | 598602.604
2016 | 15344 | Polk-Burnett Electric Coop | WI | Cooperative | 115.8 | 1.15 | 100.6957 | 55.8 | 0.82 | 68.0488 | 103.8 | 0.742 | 139.8922 | 20328 | 12.5 | Y | . | . | . | . | . | . | . |  |  | . |  | 60 | 0.33 | 68.0488 | 181.8182 | 181.8182 | 6708.24 | 6708.24 | 33% | 16.031 | 335.412 | 32.062 | 838.53 | 96.186 | 1341.648 | 160.3099 | 1677.06 | 240.4649 | 1341.648 | 320.6199 | 670.824 | 480.9298 | 301.8708 | 641.2397 | 201.2472 | 5376.9875 | 26884.9375 | 129047.7002 | 268849.3755 | 322619.2506 | 215079.5004 | 145178.6627 | 129047.7002
2016 | 15356 | Price Electric Coop Inc | WI | Cooperative | . | . | . | . | . | . | . | . | . | . | . |  | 648 | 4.559 | 142.1364 | 648 | 4.559 | 142.1364 | 9105 | N | L | 24.9 | N | 0 | 0 | 142.1364 |  |  | 0 | 0 | 0% |  | 0 |  | 0 |  | 1: 0; 3: 0; 5: 0; 7: 0 | 0 |  | 0
2016 | 15386 | City of Princeton - (KY) | KY | Municipal | 10.896 | 0.159 | 68.5283 | 10.896 | 0.159 | 68.5283 | . | . | . | 3891 | 12.4 |  | . | . | . | . | . | . | . |  |  | . |  | 0 | 0 | 68.5283 |  |  | 0 | 0 | 0% |  | 0 |  | 0 |  | 1: 0; 3: 0; 5: 0; 7: 0 | 0 |  | 0
2016 | 15387 | Princeton Public Utils Comm | MN | Municipal | 16.293 | 0.144 | 113.1458 | 16.293 | 0.144 | 113.1458 | 16.293 | 0.144 | 113.1458 | 2615 | 12.4 | N | . | . | . | . | . | . | . |  |  | . |  | 0 | 0 | 113.1458 |  |  | 0 | 0 | 0% |  | 0 |  | 0 |  | 1: 0; 3: 0; 5: 0; 7: 0 | 0 |  | 0
2016 | 15410 | Prince George Electric Coop | VA | Cooperative | 149.4 | . | . | 126.26 | . | . | 133.61 | . | . | 11554 | 25 | N | . | . | . | . | . | . | . |  |  | . |  | 23.14 |  |  |  | 23.14 |  | 11554 | 100% | 2.0403 | 577.7 | 4.0805 | 1444.25 | 12.2416 | 2310.8 | 20.4026 | 2888.5 | 30.604 | 2310.8 | 40.8053 | 1155.4 | 61.2079 | 519.93 | 81.6106 | 346.62 | 1178.6608 | 5893.304 | 28287.8594 | 58933.0404 | 70719.6485 | 47146.4323 | 31823.8418 | 28287.8594
2016 | 15419 | PUD No 3 of Mason County | WA | Political Subdivision | . | . | . | . | . | . | . | . | . | . | . |  | 386.6 | 1.3 | 297.3846 | 118 | 0.53 | 222.6415 | 33345 | N | F | 12.5 | N | 268.6 | 0.77 | 222.6415 | 348.8312 | 348.8312 | 25675.65 | 25675.65 | 77% | 30.7566 | 1283.7825 | 61.5132 | 3209.4563 | 184.5396 | 5135.13 | 307.5661 | 6418.9125 | 461.3491 | 5135.13 | 615.1321 | 2567.565 | 922.6982 | 1155.4043 | 1230.2642 | 770.2695 | 39484.7921 | 197423.9603 | 947635.0096 | 1974239.6032 | 2369087.5239 | 1579391.6826 | 1066089.3857 | 947635.0096
2016 | 15444 | Provo City Corp | UT | Municipal | 81.515 | 0.463 | 176.0583 | 13.128 | 0.143 | 91.8042 | . | . | . | 35403 | 12.5 | Y | . | . | . | . | . | . | . |  |  | . |  | 68.387 | 0.32 | 91.8042 | 213.7094 | 213.7094 | 11328.96 | 11328.96 | 32% | 18.8429 | 566.448 | 37.6857 | 1416.12 | 113.0571 | 2265.792 | 188.4285 | 2832.24 | 282.6428 | 2265.792 | 376.8571 | 1132.896 | 565.2856 | 509.8032 | 753.7142 | 339.8688 | 10673.4973 | 53367.4863 | 256163.9342 | 533674.8628 | 640409.8354 | 426939.8903 | 288184.4259 | 256163.9342
2016 | 15466 | Public Service Co of Colorado | CO | Investor Owned | 156.48 | 1.23 | 127.2195 | 86.45 | 0.97 | 89.1237 | 148.1 | 1.09 | 135.8716 | 1355869 | 34.5 | Y | . | . | . | . | . | . | . |  |  | . |  | 70.03 | 0.26 | 89.1237 | 269.3462 | 269.3462 | 352525.94 | 352525.94 | 26% | 23.7484 | 17626.297 | 47.4968 | 44065.7425 | 142.4903 | 70505.188 | 237.4838 | 88131.485 | 356.2256 | 70505.188 | 474.9675 | 35252.594 | 712.4513 | 15863.6673 | 949.935 | 10575.7782 | 418595.9121 | 2092979.5607 | 10046301.8913 | 20929795.6069 | 25115754.7283 | 16743836.4855 | 11302089.6277 | 10046301.8913
2016 | 15470 | Duke Energy Indiana, LLC | IN | Investor Owned | 289.79 | 1.34 | 216.2612 | 142.49 | 1.1 | 129.5364 | 257.98 | 1.17 | 220.4957 | 817414 | 34.5 | N | . | . | . | . | . | . | . |  |  | . |  | 147.3 | 0.24 | 129.5364 | 613.75 | 613.75 | 196179.36 | 196179.36 | 24% | 54.1146 | 9808.968 | 108.2292 | 24522.42 | 324.6877 | 39235.872 | 541.1462 | 49044.84 | 811.7193 | 39235.872 | 1082.2924 | 19617.936 | 1623.4386 | 8828.0712 | 2164.5849 | 5885.3808 | 530808.5916 | 2654042.9581 | 12739406.199 | 26540429.5812 | 31848515.4974 | 21232343.665 | 14331831.9738 | 12739406.199
2016 | 15472 | Public Service Co of NH | NH | Investor Owned | 199.73 | 1.57 | 127.2166 | 139.97 | 1.39 | 100.6978 | 198.75 | 1.54 | 129.0584 | 521908 | 34.5 | Y | . | . | . | . | . | . | . |  |  | . |  | 59.76 | 0.18 | 100.6978 | 332 | 332 | 93943.44 | 93943.44 | 18% | 29.2726 | 4697.172 | 58.5452 | 11742.93 | 175.6356 | 18788.688 | 292.7259 | 23485.86 | 439.0889 | 18788.688 | 585.4519 | 9394.344 | 878.1778 | 4227.4548 | 1170.9037 | 2818.3032 | 137498.4074 | 687492.037 | 3299961.7778 | 6874920.3703 | 8249904.4444 | 5499936.2963 | 3712457 | 3299961.7778
2016 | 15473 | Public Service Co of NM | NM | Investor Owned | 109.39 | 1.263 | 86.6112 | 84.18 | 0.921 | 91.4007 | 76.89 | 0.737 | 104.3284 | 519380 | 25 | Y | . | . | . | . | . | . | . |  |  | . |  | 25.21 | 0.342 | 91.4007 | 73.7135 | 73.7135 | 177627.96 | 177627.96 | 34.2% | 6.4993 | 8881.398 | 12.9987 | 22203.495 | 38.9961 | 35525.592 | 64.9935 | 44406.99 | 97.4902 | 35525.592 | 129.987 | 17762.796 | 194.9805 | 7993.2582 | 259.974 | 5328.8388 | 57723.3055 | 288616.5276 | 1385359.3323 | 2886165.2755 | 3463398.3306 | 2308932.2204 | 1558529.2488 | 1385359.3323
2016 | 15474 | Public Service Co of Oklahoma | OK | Investor Owned | 292.3 | 1.422 | 205.5556 | 100.4 | 1.144 | 87.7622 | 275.1 | 1.209 | 227.5434 | 542836 | 35 | Y | . | . | . | . | . | . | . |  |  | . |  | 191.9 | 0.278 | 87.7622 | 690.2878 | 690.2878 | 150908.408 | 150908.408 | 27.8% | 60.863 | 7545.4204 | 121.726 | 18863.551 | 365.178 | 30181.6816 | 608.6299 | 37727.102 | 912.9449 | 30181.6816 | 1217.2598 | 15090.8408 | 1825.8898 | 6790.8784 | 2434.5197 | 4527.2522 | 459236.8629 | 2296184.3145 | 11021684.7095 | 22961843.1447 | 27554211.7737 | 18369474.5158 | 12399395.2982 | 11021684.7095
2016 | 15477 | Public Service Elec & Gas Co | NJ | Investor Owned | 69.04 | 0.85 | 81.2235 | 49.74 | 0.75 | 66.32 | 69.04 | 0.85 | 81.2235 | 2311838 | 69 | Y | . | . | . | . | . | . | . |  |  | . |  | 19.3 | 0.1 | 66.32 | 193 | 193 | 231183.8 | 231183.8 | 10% | 17.0169 | 11559.19 | 34.0338 | 28897.975 | 102.1014 | 46236.76 | 170.169 | 57795.95 | 255.2535 | 46236.76 | 340.338 | 23118.38 | 510.507 | 10403.271 | 680.676 | 6935.514 | 196701.5727 | 983507.8633 | 4720837.744 | 9835078.6334 | 11802094.36 | 7868062.9067 | 5310942.462 | 4720837.744
2016 | 15500 | Puget Sound Energy Inc | WA | Investor Owned | 391 | 1.63 | 239.8773 | 154 | 1.02 | 150.9804 | 348 | 1.39 | 250.3597 | 1126181 | 34.5 | Y | . | . | . | . | . | . | . |  |  | . |  | 237 | 0.61 | 150.9804 | 388.5246 | 388.5246 | 686970.41 | 686970.41 | 61% | 34.2564 | 34348.5205 | 68.5128 | 85871.3013 | 205.5384 | 137394.082 | 342.5639 | 171742.6025 | 513.8459 | 137394.082 | 685.1279 | 68697.041 | 1027.6918 | 30913.6685 | 1370.2557 | 20609.1123 | 1176656.4159 | 5883282.0794 | 28239753.9809 | 58832820.7935 | 70599384.9522 | 47066256.6348 | 31769723.2285 | 28239753.9809
2016 | 15507 | City of Pulaski - (TN) | TN | Municipal | 149.29 | 1.96 | 76.1684 | 92.05 | 1.5 | 61.3667 | 149.29 | 1.96 | 76.1684 | 14010 | 13.2 | Y | . | . | . | . | . | . | . |  |  | . |  | 57.24 | 0.46 | 61.3667 | 124.4348 | 124.4348 | 6444.6 | 6444.6 | 46% | 10.9715 | 322.23 | 21.9429 | 805.575 | 65.8288 | 1288.92 | 109.7147 | 1611.15 | 164.5721 | 1288.92 | 219.4294 | 644.46 | 329.1442 | 290.007 | 438.8589 | 193.338 | 3535.3375 | 17676.6877 | 84848.1011 | 176766.8773 | 212120.2528 | 141413.5018 | 95454.1137 | 84848.1011
2016 | 15671 | Randolph Electric Member Corp | NC | Cooperative | 243.415 | 2.347 | 103.7133 | 102.88 | 1.474 | 69.7965 | 174.37 | 1.714 | 101.7328 | 31435 | 24.9 | N | . | . | . | . | . | . | . |  |  | . |  | 140.535 | 0.873 | 69.7965 | 160.9794 | 160.9794 | 27442.755 | 27442.755 | 87.3% | 14.1936 | 1372.1378 | 28.3873 | 3430.3444 | 85.1618 | 5488.551 | 141.9363 | 6860.6888 | 212.9044 | 5488.551 | 283.8725 | 2744.2755 | 425.8088 | 1234.924 | 567.7451 | 823.2826 | 19475.6108 | 97378.0542 | 467414.6601 | 973780.5419 | 1168536.6503 | 779024.4335 | 525841.4926 | 467414.6601
2016 | 15700 | Rayle Electric Membership Corp | GA | Cooperative | 152.8 | 1.98 | 77.1717 | 112.5 | 1.71 | 65.7895 | 150.4 | 1.36 | 110.5882 | 18298 | 24.9 | Y | . | . | . | . | . | . | . |  |  | . |  | 40.3 | 0.27 | 65.7895 | 149.2593 | 149.2593 | 4940.46 | 4940.46 | 27% | 13.1603 | 247.023 | 26.3205 | 617.5575 | 78.9615 | 988.092 | 131.6026 | 1235.115 | 197.4039 | 988.092 | 263.2052 | 494.046 | 394.8077 | 222.3207 | 526.4103 | 148.2138 | 3250.8864 | 16254.432 | 78021.2738 | 162544.3204 | 195053.1844 | 130035.4563 | 87773.933 | 78021.2738
2016 | 15748 | Town of Reading - (MA) | MA | Municipal | 53.2 | 0.31 | 171.6129 | 22.7 | . | . | . | . | . | 29785 | 13.8 | N | . | . | . | . | . | . | . |  |  | . |  | 30.5 |  |  |  | 30.5 |  | 29785 | 100% | 2.6892 | 1489.25 | 5.3784 | 3723.125 | 16.1352 | 5957 | 26.892 | 7446.25 | 40.338 | 5957 | 53.784 | 2978.5 | 80.676 | 1340.325 | 107.568 | 893.55 | 4004.8898 | 20024.4489 | 96117.3549 | 200244.4893 | 240293.3872 | 160195.5915 | 108132.0242 | 96117.3549
2016 | 15783 | City of Redding - (CA) | CA | Municipal | 50.09 | 0.535 | 93.6262 | 50.09 | 0.535 | 93.6262 | 47.62 | 0.468 | 101.7521 | 44029 | 12.5 | N | . | . | . | . | . | . | . |  |  | . |  | 0 | 0 | 93.6262 |  |  | 0 | 0 | 0% |  | 0 |  | 0 |  | 1: 0; 3: 0; 5: 0; 7: 0 | 0 |  | 0
2016 | 15845 | Renville-Sibley Coop Pwr Assn | MN | Cooperative | 461.72 | 0.227 | 2034.0088 | 144.69 | 0.151 | 958.2119 | 406.07 | 0.161 | 2522.1739 | 1887 | 12 | N | . | . | . | . | . | . | . |  |  | . |  | 317.03 | 0.076 | 958.2119 | 4171.4474 | 4171.4474 | 143.412 | 143.412 | 7.6% | 367.7984 | 7.1706 | 735.5969 | 17.9265 | 2206.7907 | 28.6824 | 3677.9845 | 35.853 | 5516.9767 | 28.6824 | 7355.9689 | 14.3412 | 11033.9534 | 6.4535 | 14711.9378 | 4.3024 | 2637.3355 | 13186.6777 | 63296.0528 | 131866.7766 | 158240.132 | 105493.4213 | 71208.0594 | 63296.0528
2016 | 15938 | Rice Lake Utilities | WI | Municipal | 20.038 | 0.128 | 156.5469 | . | . | . | . | . | . | 5715 | 12.5 | N | . | . | . | . | . | . | . |  |  | . | [7 empty] | 5715 | 100% |  | 285.75 |  | 714.375 |  | 1: 1143; 3: 1428.75; 5: 1143; 7: 571.5 | 257.175 |  | 171.45
2016 | 15978 | City of Richland Center - (WI) | WI | Municipal | 10.083 | 0.898 | 11.2283 | . | . | . | . | . | . | 2922 | 12.5 | N | . | . | . | . | . | . | . |  |  | . | [7 empty] | 2922 | 100% |  | 146.1 |  | 365.25 |  | 1: 584.4; 3: 730.5; 5: 584.4; 7: 292.2 | 131.49 |  | 87.66
2016 | 15979 | City of Richland - (WA) | WA | Municipal | 28.29 | 0.127 | 222.7559 | 28.29 | 0.127 | 222.7559 | 28.29 | 0.127 | 222.7559 | 26601 | 12.5 | N | . | . | . | . | . | . | . |  |  | . |  | 0 | 0 | 222.7559 |  |  | 0 | 0 | 0% |  | 0 |  | 0 |  | 1: 0; 3: 0; 5: 0; 7: 0 | 0 |  | 0
2016 | 15989 | City of Richmond - (IN) | IN | Municipal | . | . | . | . | . | . | . | . | . | . | . |  | 70.2 | 0.789 | 88.9734 | . | . | . | 21134 | Y | L | 15 | N | [6 empty] | 21134 | 100% |  | 1056.7 |  | 2641.75 |  | 1: 4226.8; 3: 5283.5; 5: 4226.8; 7: 2113.4 | 951.03 |  | 634.02
2016 | 16060 | Riverland Energy Cooperative | WI | Cooperative | 141.56 | 0.9 | 157.2889 | 75.38 | 0.7 | 107.6857 | 141.5 | 0.9 | 157.2222 | 17600 | 12.5 |  | . | . | . | . | . | . | . |  |  | . |  | 66.18 | 0.2 | 107.6857 | 330.9 | 330.9 | 3520 | 3520 | 20% | 29.1756 | 176 | 58.3512 | 440 | 175.0536 | 704 | 291.7561 | 880 | 437.6341 | 704 | 583.5121 | 352 | 875.2682 | 158.4 | 1167.0242 | 105.6 | 5134.9067 | 25674.5334 | 123237.7605 | 256745.3343 | 308094.4012 | 205396.2675 | 138642.4805 | 123237.7605
2016 | 16063 | Rita Blanca Electric Coop, Inc | TX | Cooperative | . | . | . | . | . | . | . | . | . | . | . |  | 346.327 | 2.771 | 124.9827 | 128.25 | 1.33 | 96.4286 | 7688 | N | L | 14.4 | N | 218.077 | 1.441 | 96.4286 | 151.3373 | 218.077 | 11078.408 | 7688 | 100% | 19.228 | 384.4 | 38.4559 | 961 | 115.3677 | 1537.6 | 192.2795 | 1922 | 288.4193 | 1537.6 | 384.559 | 768.8 | 576.8385 | 345.96 | 769.118 | 230.64 | 7391.224 | 36956.12 | 177389.3759 | 369561.1997 | 443473.4396 | 295648.9598 | 199563.0478 | 177389.3759
2016 | 16082 | City of River Falls | WI | Municipal | 115.016 | 0.838 | 137.2506 | 25.001 | 0.148 | 168.9257 | 115.016 | 0.838 | 137.2506 | 6228 | 12.5 | N | . | . | . | . | . | . | . |  |  | . |  | 90.015 | 0.69 | 168.9257 | 130.4565 | 130.4565 | 4297.32 | 4297.32 | 69% | 11.5024 | 214.866 | 23.0048 | 537.165 | 69.0145 | 859.464 | 115.0241 | 1074.33 | 172.5362 | 859.464 | 230.0482 | 429.732 | 345.0724 | 193.3794 | 460.0965 | 128.9196 | 2471.4772 | 12357.3862 | 59315.4537 | 123573.8619 | 148288.6342 | 98859.0895 | 66729.8854 | 59315.4537
2016 | 16088 | City of Riverside - (CA) | CA | Municipal | 51.48 | 0.81 | 63.5556 | 51.48 | 0.81 | 63.5556 | . | . | . | 108656 | 12 | N | . | . | . | . | . | . | . |  |  | . |  | 0 | 0 | 63.5556 |  |  | 0 | 0 | 0% |  | 0 |  | 0 |  | 1: 0; 3: 0; 5: 0; 7: 0 | 0 |  | 0
2016 | 16101 | Roanoke Electric Member Corp | NC | Cooperative | 536.42 | 2.08 | 257.8942 | 133.12 | 1.36 | 97.8824 | 517.77 | 1.92 | 269.6719 | 14950 | 25 | N | . | . | . | . | . | . | . |  |  | . |  | 403.3 | 0.72 | 97.8824 | 560.1389 | 560.1389 | 10764 | 10764 | 72% | 49.3877 | 538.2 | 98.7754 | 1345.5 | 296.3262 | 2152.8 | 493.8771 | 2691 | 740.8156 | 2152.8 | 987.7541 | 1076.4 | 1481.6312 | 484.38 | 1975.5082 | 322.92 | 26580.4629 | 132902.3145 | 637931.1095 | 1329023.1447 | 1594827.7737 | 1063218.5158 | 717672.4982 | 637931.1095
2016 | 16146 | Navasota Valley Elec Coop, Inc | TX | Cooperative | 377 | 3.16 | 119.3038 | . | . | . | . | . | . | 19354 | 24.9 | Y | . | . | . | . | . | . | . |  |  | . | [7 empty] | 19354 | 100% |  | 967.7 |  | 2419.25 |  | 1: 3870.8; 3: 4838.5; 5: 3870.8; 7: 1935.4 | 870.93 |  | 580.62
2016 | 16181 | Rochester Public Utilities | MN | Municipal | 58.97 | 0.86 | 68.5698 | 34.86 | 0.56 | 62.25 | 58.97 | 0.86 | 68.5698 | 53351 | 13.8 | Y | . | . | . | . | . | . | . |  |  | . |  | 24.11 | 0.3 | 62.25 | 80.3667 | 80.3667 | 16005.3 | 16005.3 | 30% | 7.086 | 800.265 | 14.1719 | 2000.6625 | 42.5158 | 3201.06 | 70.8597 | 4001.325 | 106.2895 | 3201.06 | 141.7193 | 1600.53 | 212.579 | 720.2385 | 283.4386 | 480.159 | 5670.6507 | 28353.2537 | 136095.6178 | 283532.5371 | 340239.0445 | 226826.0297 | 153107.57 | 136095.6178
2016 | 16183 | Rochester Gas & Electric Corp | NY | Investor Owned | . | . | . | . | . | . | . | . | . | . | . |  | 87 | 0.7 | 124.2857 | 61.8 | 0.58 | 106.5517 | 371886 | N | O | 34.5 | N | 25.2 | 0.12 | 106.5517 | 210 | 210 | 44626.32 | 44626.32 | 12% | 18.5158 | 2231.316 | 37.0316 | 5578.29 | 111.0948 | 8925.264 | 185.158 | 11156.58 | 277.737 | 8925.264 | 370.3159 | 4462.632 | 555.4739 | 2008.1844 | 740.6319 | 1338.7896 | 41314.5946 | 206572.9728 | 991550.2695 | 2065729.7281 | 2478875.6738 | 1652583.7825 | 1115494.0532 | 991550.2695
2016 | 16195 | City of Rock Hill - (SC) | SC | Municipal | 170.277 | 1.903 | 89.4782 | 133.511 | 1.56 | 85.584 | . | . | . | 36968 | 24.9 | Y | . | . | . | . | . | . | . |  |  | . |  | 36.766 | 0.343 | 85.584 | 107.1895 | 107.1895 | 12680.024 | 12680.024 | 34.3% | 9.4509 | 634.0012 | 18.9019 | 1585.003 | 56.7057 | 2536.0048 | 94.5095 | 3170.006 | 141.7642 | 2536.0048 | 189.019 | 1268.0024 | 283.5284 | 570.6011 | 378.0379 | 380.4007 | 5991.9125 | 29959.5626 | 143805.9003 | 299595.6256 | 359514.7507 | 239676.5005 | 161781.6378 | 143805.9003
2016 | 16213 | Rockland Electric Co | NJ | Investor Owned | . | . | . | . | . | . | . | . | . | . | . |  | 124.48 | 0.92 | 135.3043 | 124.48 | 0.92 | 135.3043 | 71542 | N | F | 13.2 | N | 0 | 0 | 135.3043 |  |  | 0 | 0 | 0% |  | 0 |  | 0 |  | 1: 0; 3: 0; 5: 0; 7: 0 | 0 |  | 0
2016 | 16217 | Village of Rockville Centre - (NY) | NY | Municipal | . | . | . | . | . | . | . | . | . | . | . |  | 77 | 1.3 | 59.2308 | 77 | 1.3 | 59.2308 | 10143 | Y | F | 4.2 | N | 0 | 0 | 59.2308 |  |  | 0 | 0 | 0% |  | 0 |  | 0 |  | 1: 0; 3: 0; 5: 0; 7: 0 | 0 |  | 0
2016 | 16223 | City of Rockwood - (TN) | TN | Municipal | 253.048 | 2.152 | 117.5874 | 70.195 | 1.196 | 58.6915 | . | . | . | 14590 | 12.5 | N | . | . | . | . | . | . | . |  |  | . |  | 182.853 | 0.956 | 58.6915 | 191.2688 | 191.2688 | 13948.04 | 13948.04 | 95.6% | 16.8643 | 697.402 | 33.7285 | 1743.505 | 101.1856 | 2789.608 | 168.6426 | 3487.01 | 252.9639 | 2789.608 | 337.2852 | 1394.804 | 505.9278 | 627.6618 | 674.5704 | 418.4412 | 11761.1694 | 58805.8472 | 282268.0668 | 588058.4724 | 705670.1669 | 470446.778 | 317551.5751 | 282268.0668
2016 | 16226 | City of Rocky Mount - (NC) | NC | Municipal | 167.13 | 1.99 | 83.9849 | 54.83 | 1.47 | 37.2993 | 167.13 | 1.99 | 83.9849 | 27420 | 12.5 | N | . | . | . | . | . | . | . |  |  | . |  | 112.3 | 0.52 | 37.2993 | 215.9615 | 215.9615 | 14258.4 | 14258.4 | 52% | 19.0414 | 712.92 | 38.0829 | 1782.3 | 114.2486 | 2851.68 | 190.4143 | 3564.6 | 285.6214 | 2851.68 | 380.8286 | 1425.84 | 571.2429 | 641.628 | 761.6572 | 427.752 | 13575.0154 | 67875.0771 | 325800.3703 | 678750.7715 | 814500.9258 | 543000.6172 | 366525.4166 | 325800.3703
2016 | 16259 | City of Rolla - (MO) | MO | Municipal | 18.075 | 1.243 | 14.5414 | . | . | . | . | . | . | 9383 | 34.5 | Y | . | . | . | . | . | . | . |  |  | . | [7 empty] | 9383 | 100% |  | 469.15 |  | 1172.875 |  | 1: 1876.6; 3: 2345.75; 5: 1876.6; 7: 938.3 | 422.235 |  | 281.49
2016 | 16295 | City of Roseville - (CA) | CA | Municipal | . | . | . | . | . | . | . | . | . | . | . |  | 13.85 | 0.17 | 81.4706 | 12.18 | 0.16 | 76.125 | 58349 | N | F | 60 | N | 1.67 | 0.01 | 76.125 | 167 | 167 | 583.49 | 583.49 | 1% | 14.7245 | 29.1745 | 29.4489 | 72.9363 | 88.3468 | 116.698 | 147.2447 | 145.8725 | 220.867 | 116.698 | 294.4893 | 58.349 | 441.734 | 26.257 | 588.9787 | 17.5047 | 429.579 | 2147.8949 | 10309.8953 | 21478.9486 | 25774.7383 | 17183.1589 | 11598.6322 | 10309.8953
2016 | 16368 | Runestone Electric Assn | MN | Cooperative | 164.7 | 1.38 | 119.3478 | 88.8 | 1.058 | 83.9319 | 152.82 | 1.05 | 145.5429 | 14095 | 12.5 | N | . | . | . | . | . | . | . |  |  | . |  | 75.9 | 0.322 | 83.9319 | 235.7143 | 235.7143 | 4538.59 | 4538.59 | 32.2% | 20.783 | 226.9295 | 41.5661 | 567.3238 | 124.6982 | 907.718 | 207.8304 | 1134.6475 | 311.7456 | 907.718 | 415.6608 | 453.859 | 623.4911 | 204.2365 | 831.3215 | 136.1577 | 4716.2843 | 23581.4217 | 113190.8244 | 235814.2175 | 282977.061 | 188651.374 | 127339.6774 | 113190.8244
2016 | 16382 | Rural Electric Coop, Inc | OK | Cooperative | 447.6 | 2.657 | 168.4607 | 198.843 | 1.847 | 107.6573 | 347.315 | 2.142 | 162.1452 | 11586 | 25 | Y | . | . | . | . | . | . | . |  |  | . |  | 248.757 | 0.81 | 107.6573 | 307.1074 | 307.1074 | 9384.66 | 9384.66 | 81% | 27.0778 | 469.233 | 54.1556 | 1173.0825 | 162.4668 | 1876.932 | 270.778 | 2346.165 | 406.167 | 1876.932 | 541.556 | 938.466 | 812.3341 | 422.3097 | 1083.1121 | 281.5398 | 12705.7984 | 63528.992 | 304939.1614 | 635289.9196 | 762347.9035 | 508231.9357 | 343056.5566 | 304939.1614
2016 | 16420 | Rural Electric Conven Coop | IL | Cooperative | 329.954 | 2.293 | 143.8962 | 95.136 | 1.211 | 78.5599 | 289.862 | 1.767 | 164.0419 | 5802 | 15 | Y | . | . | . | . | . | . | . |  |  | . |  | 234.818 | 1.082 | 78.5599 | 217.0222 | 234.818 | 6277.764 | 5802 | 100% | 20.704 | 290.1 | 41.408 | 725.25 | 124.2241 | 1160.4 | 207.0401 | 1450.5 | 310.5602 | 1160.4 | 414.0802 | 580.2 | 621.1204 | 261.09 | 828.1605 | 174.06 | 6006.2338 | 30031.1691 | 144149.6115 | 300311.6905 | 360374.0286 | 240249.3524 | 162168.3129 | 144149.6115
2016 | 16461 | Rusk County Electric Coop, Inc | TX | Cooperative | 385.7 | . | . | 385.7 | . | . | 314.6 | . | . | 22385 | 14 | Y | . | . | . | . | . | . | . |  |  | . |  | 0 |  |  |  | 0 |  | 22385 | 100% | 0 | 1119.25 | 0 | 2798.125 | 0 | 4477 | 0 | 5596.25 | 0 | 4477 | 0 | 2238.5 | 0 | 1007.325 | 0 | 671.55 | 0 | 0 | 0 | 0 | 0 | 0 | 0 | 0
2016 | 16463 | City of Ruston - (LA) | LA | Municipal | 202 | 2.05 | 98.5366 | . | . | . | . | . | . | 10541 | 13.8 | N | . | . | . | . | . | . | . |  |  | . | [7 empty] | 10541 | 100% |  | 527.05 |  | 1317.625 |  | 1: 2108.2; 3: 2635.25; 5: 2108.2; 7: 1054.1 | 474.345 |  | 316.23
2016 | 16496 | Rutherford Elec Member Corp | NC | Cooperative | 121.46 | 1.144 | 106.1713 | 46.69 | 0.571 | 81.7688 | 100.31 | 0.992 | 101.1189 | 68842 | 12.5 | Y | . | . | . | . | . | . | . |  |  | . |  | 74.77 | 0.573 | 81.7688 | 130.4887 | 130.4887 | 39446.466 | 39446.466 | 57.3% | 11.5052 | 1972.3233 | 23.0105 | 4930.8083 | 69.0315 | 7889.2932 | 115.0525 | 9861.6165 | 172.5787 | 7889.2932 | 230.1049 | 3944.6466 | 345.1574 | 1775.091 | 460.2098 | 1183.394 | 22692.0632 | 113460.3161 | 544609.5172 | 1134603.1609 | 1361523.7931 | 907682.5287 | 612685.7069 | 544609.5172
2016 | 16534 | Sacramento Municipal Util Dist | CA | Political Subdivision | . | . | . | . | . | . | . | . | . | . | . |  | 95 | 1.56 | 60.8974 | 82.1 | 1.44 | 57.0139 | 618193 | N | L | 69 | Y | 12.9 | 0.12 | 57.0139 | 107.5 | 107.5 | 74183.16 | 74183.16 | 12% | 9.4783 | 3709.158 | 18.9566 | 9272.895 | 56.8699 | 14836.632 | 94.7832 | 18545.79 | 142.1749 | 14836.632 | 189.5665 | 7418.316 | 284.3497 | 3338.2422 | 379.133 | 2225.4948 | 35156.6041 | 175783.0206 | 843758.4988 | 1757830.2057 | 2109396.2469 | 1406264.1646 | 949228.3111 | 843758.4988
2016 | 16555 | Salem Electric - (OR) | OR | Cooperative | . | . | . | . | . | . | . | . | . | . | . |  | 26.1 | 0.406 | 64.2857 | 26.1 | 0.406 | 64.2857 | 19037 | N | L | 12.4 | N | 0 | 0 | 64.2857 |  |  | 0 | 0 | 0% |  | 0 |  | 0 |  | 1: 0; 3: 0; 5: 0; 7: 0 | 0 |  | 0
2016 | 16558 | City of Salem - (VA) | VA | Municipal | 34.723 | 0.319 | 108.8495 | 17.96 | 0.234 | 76.7521 | . | . | . | 13205 | 12.5 | N | . | . | . | . | . | . | . |  |  | . |  | 16.763 | 0.085 | 76.7521 | 197.2118 | 197.2118 | 1122.425 | 1122.425 | 8.5% | 17.3883 | 56.1213 | 34.7765 | 140.3031 | 104.3295 | 224.485 | 173.8825 | 280.6062 | 260.8238 | 224.485 | 347.7651 | 112.2425 | 521.6476 | 50.5091 | 695.5301 | 33.6728 | 975.8505 | 4879.2524 | 23420.4113 | 48792.5235 | 58551.0282 | 39034.0188 | 26347.9627 | 23420.4113
2016 | 16572 | Salt River Project | AZ | Political Subdivision | 46.44 | 0.662 | 70.1511 | 43.44 | 0.63 | 68.9524 | 44.43 | 0.635 | 69.9685 | 1003510 | 35 | N | . | . | . | . | . | . | . |  |  | . |  | 3 | 0.032 | 68.9524 | 93.75 | 93.75 | 32112.32 | 32112.32 | 3.2% | 8.266 | 1605.616 | 16.532 | 4014.04 | 49.5959 | 6422.464 | 82.6598 | 8028.08 | 123.9897 | 6422.464 | 165.3196 | 3211.232 | 247.9794 | 1445.0544 | 330.6392 | 963.3696 | 13271.9912 | 66359.9559 | 318527.7884 | 663599.5591 | 796319.471 | 530879.6473 | 358343.7619 | 318527.7884
2016 | 16587 | Salt River Electric Coop Corp | KY | Cooperative | 63.8 | 0.989 | 64.5096 | 63.8 | 0.989 | 64.5096 | 52 | 0.858 | 60.6061 | 50441 | 12.4 | Y | . | . | . | . | . | . | . |  |  | . |  | 0 | 0 | 64.5096 |  |  | 0 | 0 | 0% |  | 0 |  | 0 |  | 1: 0; 3: 0; 5: 0; 7: 0 | 0 |  | 0
2016 | 16603 | San Luis Valley R E C, Inc | CO | Cooperative | 198.8 | 1.504 | 132.1808 | 144.5 | 1.326 | 108.9744 | 194.6 | 1.504 | 129.3883 | 12219 | 25 | Y | . | . | . | . | . | . | . |  |  | . |  | 54.3 | 0.178 | 108.9744 | 305.0562 | 305.0562 | 2174.982 | 2174.982 | 17.8% | 26.8969 | 108.7491 | 53.7939 | 271.8727 | 161.3817 | 434.9964 | 268.9694 | 543.7455 | 403.4542 | 434.9964 | 537.9389 | 217.4982 | 806.9083 | 97.8742 | 1075.8778 | 65.2495 | 2925.0185 | 14625.0926 | 70200.4444 | 146250.9258 | 175501.1109 | 117000.7406 | 78975.4999 | 70200.4444
2016 | 16604 | City of San Antonio - (TX) | TX | Municipal | 129.541 | 1.418 | 91.3547 | 57.401 | 0.802 | 71.5723 | . | . | . | 767821 | 35 | Y | . | . | . | . | . | . | . |  |  | . |  | 72.14 | 0.616 | 71.5723 | 117.1104 | 117.1104 | 472977.736 | 472977.736 | 61.6% | 10.3257 | 23648.8868 | 20.6514 | 59122.217 | 61.9541 | 94595.5472 | 103.2568 | 118244.434 | 154.8852 | 94595.5472 | 206.5135 | 47297.7736 | 309.7703 | 21283.9981 | 413.0271 | 14189.3321 | 244190.7727 | 1220953.8635 | 5860578.5447 | 12209538.6348 | 14651446.3618 | 9767630.9079 | 6593150.8628 | 5860578.5447
2016 | 16606 | Santee Electric Coop, Inc | SC | Cooperative | 6957.47 | . | . | 179.61 | . | . | 6927.77 | . | . | 42997 | 25 | N | . | . | . | . | . | . | . |  |  | . |  | 6777.86 |  |  |  | 6777.86 |  | 42997 | 100% | 597.6071 | 2149.85 | 1195.2141 | 5374.625 | 3585.6423 | 8599.4 | 5976.0705 | 10749.25 | 8964.1058 | 8599.4 | 11952.1411 | 4299.7 | 17928.2116 | 1934.865 | 23904.2821 | 1289.91 | 1284765.5243 | 6423827.6213 | 30834372.5823 | 64238276.2131 | 77085931.4557 | 51390620.9705 | 34688669.1551 | 30834372.5823
2016 | 16609 | San Diego Gas & Electric Co | CA | Investor Owned | 85.51 | 0.673 | 127.058 | 72.24 | 0.615 | 117.4634 | 83.93 | 0.647 | 129.7218 | 1435814 | 12.5 | Y | . | . | . | . | . | . | . |  |  | . |  | 13.27 | 0.058 | 117.4634 | 228.7931 | 228.7931 | 83277.212 | 83277.212 | 5.8% | 20.1728 | 4163.8606 | 40.3456 | 10409.6515 | 121.0368 | 16655.4424 | 201.7279 | 20819.303 | 302.5919 | 16655.4424 | 403.4559 | 8327.7212 | 605.1838 | 3747.4745 | 806.9118 | 2498.3164 | 83996.7015 | 419983.5073 | 2015920.8349 | 4199835.0727 | 5039802.0873 | 3359868.0582 | 2267910.9393 | 2015920.8349
2016 | 16611 | Access Energy Coop | IA | Cooperative | . | . | . | . | . | . | . | . | . | . | . |  | 70 | 0.76 | 92.1053 | 70 | 0.76 | 92.1053 | 9310 | Y | L | 12.5 | Y | 0 | 0 | 92.1053 |  |  | 0 | 0 | 0% |  | 0 |  | 0 |  | 1: 0; 3: 0; 5: 0; 7: 0 | 0 |  | 0
2016 | 16613 | Sam Houston Electric Coop Inc | TX | Cooperative | 809 | . | . | 257 | . | . | . | . | . | 73255 | 34.5 | N | . | . | . | . | . | . | . |  |  | . |  | 552 |  |  |  | 552 |  | 73255 | 100% | 48.6701 | 3662.75 | 97.3402 | 9156.875 | 292.0206 | 14651 | 486.701 | 18313.75 | 730.0514 | 14651 | 973.4019 | 7325.5 | 1460.1029 | 3296.475 | 1946.8038 | 2197.65 | 178266.3924 | 891331.9618 | 4278393.4166 | 8913319.6179 | 10695983.5415 | 7130655.6943 | 4813192.5937 | 4278393.4166
2016 | 16616 | San Isabel Electric Assn, Inc | CO | Cooperative | . | . | . | . | . | . | . | . | . | . | . |  | 1795.812 | 2.629 | 683.078 | 218.998 | 1.44 | 152.0819 | 23789 | N | L | 24.9 | Y | 1576.814 | 1.189 | 152.0819 | 1326.1682 | 1576.814 | 28285.121 | 23789 | 100% | 139.0284 | 1189.45 | 278.0568 | 2973.625 | 834.1705 | 4757.8 | 1390.2842 | 5947.25 | 2085.4263 | 4757.8 | 2780.5684 | 2378.9 | 4170.8526 | 1070.505 | 5561.1368 | 713.67 | 165367.3545 | 826836.7725 | 3968816.508 | 8268367.7251 | 9922041.2701 | 6614694.18 | 4464918.5715 | 3968816.508
2016 | 16627 | San Patricio Electric Coop Inc | TX | Cooperative | 214.4 | 2.22 | 96.5766 | 157.919 | 1.652 | 95.5926 | 195.434 | 1.933 | 101.104 | 11359 | 24.9 | Y | . | . | . | . | . | . | . |  |  | . |  | 56.481 | 0.568 | 95.5926 | 99.4384 | 99.4384 | 6451.912 | 6451.912 | 56.8% | 8.7675 | 322.5956 | 17.5351 | 806.489 | 52.6052 | 1290.3824 | 87.6753 | 1612.978 | 131.5129 | 1290.3824 | 175.3506 | 645.1912 | 263.0258 | 290.336 | 350.7011 | 193.5574 | 2828.366 | 14141.8298 | 67880.7831 | 141418.2981 | 169701.9577 | 113134.6385 | 76365.881 | 67880.7831
2016 | 16638 | San Bernard Electric Coop, Inc | TX | Cooperative | 628.945 | 2.2 | 285.8841 | 118.369 | 1.223 | 96.7858 | . | . | . | 26604 | 14.4 | Y | . | . | . | . | . | . | . |  |  | . |  | 510.576 | 0.977 | 96.7858 | 522.5957 | 522.5957 | 25992.108 | 25992.108 | 97.7% | 46.0775 | 1299.6054 | 92.155 | 3249.0135 | 276.465 | 5198.4216 | 460.775 | 6498.027 | 691.1626 | 5198.4216 | 921.5501 | 2599.2108 | 1382.3251 | 1169.6449 | 1843.1002 | 779.7632 | 59882.5742 | 299412.8708 | 1437181.7797 | 2994128.7077 | 3592954.4493 | 2395302.9662 | 1616829.5022 | 1437181.7797
2016 | 16649 | Sangre De Cristo Elec Assn Inc | CO | Cooperative | 690 | 2.74 | 251.8248 | 161.12 | 0.5 | 322.24 | 519.99 | 1.81 | 287.2873 | 11998 | 12.5 | Y | . | . | . | . | . | . | . |  |  | . |  | 528.88 | 2.24 | 322.24 | 236.1071 | 528.88 | 26875.52 | 11998 | 100% | 46.6316 | 599.9 | 93.2632 | 1499.75 | 279.7896 | 2399.6 | 466.3159 | 2999.5 | 699.4739 | 2399.6 | 932.6319 | 1199.8 | 1398.9478 | 539.91 | 1865.2638 | 359.94 | 27974.2935 | 139871.4675 | 671383.0438 | 1398714.6745 | 1678457.6094 | 1118971.7396 | 755305.9242 | 671383.0438
2016 | 16655 | City of Santa Clara - (CA) | CA | Municipal | . | . | . | . | . | . | . | . | . | . | . |  | 36.29 | 0.5 | 72.58 | . | . | . | 53300 | N | L | 12 | N | [6 empty] | 53300 | 100% |  | 2665 |  | 6662.5 |  | 1: 10660; 3: 13325; 5: 10660; 7: 5330 | 2398.5 |  | 1599
2016 | 16679 | City of Sauk Centre - (MN) | MN | Municipal | 1.448 | 0.034 | 42.5882 | 1.448 | 0.034 | 42.5882 | . | . | . | 2305 | 15 | N | . | . | . | . | . | . | . |  |  | . |  | 0 | 0 | 42.5882 |  |  | 0 | 0 | 0% |  | 0 |  | 0 |  | 1: 0; 3: 0; 5: 0; 7: 0 | 0 |  | 0
2016 | 16740 | Scenic Rivers Energy Coop | WI | Cooperative | . | . | . | . | . | . | . | . | . | . | . |  | 135.779 | 1.03 | 131.8243 | 135.779 | 1.03 | 131.8243 | 13974 | N | L | 7.2 | N | 0 | 0 | 131.8243 |  |  | 0 | 0 | 0% |  | 0 |  | 0 |  | 1: 0; 3: 0; 5: 0; 7: 0 | 0 |  | 0
2016 | 16751 | Three Rivers Electric Coop | MO | Cooperative | 158.96 | 0.98 | 162.2041 | 158.96 | 0.98 | 162.2041 | 152.34 | 0.85 | 179.2235 | 22270 | 25 | Y | . | . | . | . | . | . | . |  |  | . |  | 0 | 0 | 162.2041 |  |  | 0 | 0 | 0% |  | 0 |  | 0 |  | 1: 0; 3: 0; 5: 0; 7: 0 | 0 |  | 0
2016 | 16805 | SEMO Electric Cooperative | MO | Cooperative | . | . | . | . | . | . | . | . | . | . | . |  | 228 | 1.6 | 142.5 | 228 | 1.6 | 142.5 | 15871 | N | L | 25 | N | 0 | 0 | 142.5 |  |  | 0 | 0 | 0% |  | 0 |  | 0 |  | 1: 0; 3: 0; 5: 0; 7: 0 | 0 |  | 0
2016 | 16829 | City of Scottsboro | AL | Municipal | . | . | . | 65.778 | 2.422 | 27.1585 | . | . | . | 8311 | 7.2 | N | . | . | . | . | . | . | . |  |  | . |  |  |  | 27.1585 |  |  |  | 8311 | 100% |  | 415.55 |  | 1038.875 |  | 1: 1662.2; 3: 2077.75; 5: 1662.2; 7: 831.1 | 373.995 |  | 249.33
2016 | 16852 | City of Seaford- (DE) | DE | Municipal | . | . | . | . | . | . | . | . | . | . | . |  | 194.75 | 2.068 | 94.1731 | 194.75 | 2.068 | 94.1731 | 3818.7 | N | L | 12.4 | N | 0 | 0 | 94.1731 |  |  | 0 | 0 | 0% |  | 0 |  | 0 |  | 1: 0; 3: 0; 5: 0; 7: 0 | 0 |  | 0
2016 | 16854 | Heartland Rural Elec Coop, Inc | KS | Cooperative | 319.8 | 2 | 159.9 | 319.8 | 2 | 159.9 | 115.5 | 0.9 | 128.3333 | 11289 | 34.5 | Y | . | . | . | . | . | . | . |  |  | . |  | 0 | 0 | 159.9 |  |  | 0 | 0 | 0% |  | 0 |  | 0 |  | 1: 0; 3: 0; 5: 0; 7: 0 | 0 |  | 0
2016 | 16865 | Sawnee Electric Membership Corporation | GA | Cooperative | 62.85 | 1.01 | 62.2277 | 58.68 | 0.96 | 61.125 | 56.57 | 0.77 | 73.4675 | 169770 | 24.9 | Y | . | . | . | . | . | . | . |  |  | . |  | 4.17 | 0.05 | 61.125 | 83.4 | 83.4 | 8488.5 | 8488.5 | 5% | 7.3534 | 424.425 | 14.7068 | 1061.0625 | 44.1205 | 1697.7 | 73.5342 | 2122.125 | 110.3012 | 1697.7 | 147.0683 | 848.85 | 220.6025 | 381.9825 | 294.1367 | 254.655 | 3120.9738 | 15604.8692 | 74903.3722 | 156048.6921 | 187258.4306 | 124838.9537 | 84266.2938 | 74903.3722
2016 | 16868 | City of Seattle - (WA) | WA | Municipal | 152.8 | 0.87 | 175.6322 | 60.9 | 0.5 | 121.8 | 152.8 | 0.87 | 175.6322 | 442330 | 34 | N | . | . | . | . | . | . | . |  |  | . |  | 91.9 | 0.37 | 121.8 | 248.3784 | 248.3784 | 163662.1 | 163662.1 | 37% | 21.8996 | 8183.105 | 43.7993 | 20457.7625 | 131.3978 | 32732.42 | 218.9964 | 40915.525 | 328.4945 | 32732.42 | 437.9927 | 16366.21 | 656.9891 | 7364.7945 | 875.9855 | 4909.863 | 179207.0257 | 896035.1286 | 4300968.6172 | 8960351.2858 | 10752421.543 | 7168281.0287 | 4838589.6943 | 4300968.6172
2016 | 16900 | City of Seguin - (TX) | TX | Municipal | . | . | . | . | . | . | . | . | . | . | . |  | 17.9 | 0.3 | 59.6667 | 8.9 | 0.1 | 89 | 8525 | Y | O | 12 | N | 9 | 0.2 | 89 | 45 | 45 | 1705 | 1705 | 20% | 3.9677 | 85.25 | 7.9353 | 213.125 | 23.806 | 341 | 39.6767 | 426.25 | 59.5151 | 341 | 79.3534 | 170.5 | 119.0301 | 76.725 | 158.7068 | 51.15 | 338.2439 | 1691.2197 | 8117.8545 | 16912.1969 | 20294.6363 | 13529.7575 | 9132.5863 | 8117.8545
2016 | 16920 | Sedgwick County El Coop Assn Inc | KS | Cooperative | 219.456 | 1.73 | 126.8532 | 162.786 | 1.43 | 113.8364 | 207.529 | 1.6 | 129.7056 | 6616 | 12.5 | N | . | . | . | . | . | . | . |  |  | . |  | 56.67 | 0.3 | 113.8364 | 188.9 | 188.9 | 1984.8 | 1984.8 | 30% | 16.6554 | 99.24 | 33.3108 | 248.1 | 99.9324 | 396.96 | 166.554 | 496.2 | 249.831 | 396.96 | 333.108 | 198.48 | 499.662 | 89.316 | 666.216 | 59.544 | 1652.8819 | 8264.4097 | 39669.1666 | 82644.097 | 99172.9164 | 66115.2776 | 44627.8124 | 39669.1666
2016 | 16930 | Sequachee Valley Electric Coop | TN | Cooperative | 157.166 | 1.647 | 95.4256 | 137.699 | 1.517 | 90.7706 | 157.166 | 1.647 | 95.4256 | 35145 | 25 | N | . | . | . | . | . | . | . |  |  | . |  | 19.467 | 0.13 | 90.7706 | 149.7462 | 149.7462 | 4568.85 | 4568.85 | 13% | 13.2032 | 228.4425 | 26.4064 | 571.1063 | 79.2191 | 913.77 | 132.0319 | 1142.2125 | 198.0478 | 913.77 | 264.0638 | 456.885 | 396.0956 | 205.5983 | 528.1275 | 137.0655 | 3016.1692 | 15080.846 | 72388.061 | 150808.4603 | 180970.1524 | 120646.7683 | 81436.5686 | 72388.061
2016 | 16949 | Sevier County Electric System | TN | Municipal | 1227.9 | 2.46 | 499.1463 | 141.21 | 1.54 | 91.6948 | 1211.1 | 2.12 | 571.2736 | 54547 | 25 | Y | . | . | . | . | . | . | . |  |  | . |  | 1086.69 | 0.92 | 91.6948 | 1181.1848 | 1181.1848 | 50183.24 | 50183.24 | 92% | 104.1456 | 2509.162 | 208.2912 | 6272.905 | 624.8737 | 10036.648 | 1041.4561 | 12545.81 | 1562.1841 | 10036.648 | 2082.9122 | 5018.324 | 3124.3683 | 2258.2458 | 4165.8244 | 1505.4972 | 261318.2047 | 1306591.0234 | 6271636.9125 | 13065910.2344 | 15679092.2813 | 10452728.1875 | 7055591.5266 | 6271636.9125
2016 | 16971 | Shakopee Public Utilities Comm | MN | Municipal | 27.319 | 0.493 | 55.4138 | 27.319 | 0.493 | 55.4138 | 27.319 | 0.493 | 55.4138 | 17026 | 13.8 | N | . | . | . | . | . | . | . |  |  | . |  | 0 | 0 | 55.4138 |  |  | 0 | 0 | 0% |  | 0 |  | 0 |  | 1: 0; 3: 0; 5: 0; 7: 0 | 0 |  | 0
2016 | 17008 | Sharyland Utilities LP | TX | Investor Owned | 286.08 | 2.61 | 109.6092 | 132.97 | 1.56 | 85.2372 | . | . | . | 50389 | 25 | N | . | . | . | . | . | . | . |  |  | . |  | 153.11 | 1.05 | 85.2372 | 145.819 | 153.11 | 52908.45 | 50389 | 100% | 13.4998 | 2519.45 | 26.9996 | 6298.625 | 80.9987 | 10077.8 | 134.9978 | 12597.25 | 202.4967 | 10077.8 | 269.9956 | 5038.9 | 404.9934 | 2267.505 | 539.9912 | 1511.67 | 34012.0196 | 170060.0982 | 816288.4715 | 1700600.9824 | 2040721.1788 | 1360480.7859 | 918324.5305 | 816288.4715
2016 | 17037 | City of Shelby - (NC) | NC | Municipal | 85.744 | 0.938 | 91.4115 | 28.933 | 0.525 | 55.1105 | . | . | . | 8241 | 12.5 | Y | . | . | . | . | . | . | . |  |  | . |  | 56.811 | 0.413 | 55.1105 | 137.5569 | 137.5569 | 3403.533 | 3403.533 | 41.3% | 12.1285 | 170.1766 | 24.2569 | 425.4416 | 72.7707 | 680.7066 | 121.2846 | 850.8832 | 181.9268 | 680.7066 | 242.5691 | 340.3533 | 363.8537 | 153.159 | 485.1382 | 102.106 | 2063.9799 | 10319.8997 | 49535.5187 | 103198.9973 | 123838.7967 | 82559.1978 | 55727.4585 | 49535.5187
2016 | 17038 | RushShelby Energy | IN | Cooperative | . | . | . | . | . | . | . | . | . | . | . |  | 270.3 | 1.537 | 175.8621 | 270.3 | . | . | 14620 | N | F | 12.5 | Y | 0 |  |  |  | 0 |  | 14620 | 100% | 0 | 731 | 0 | 1827.5 | 0 | 2924 | 0 | 3655 | 0 | 2924 | 0 | 1462 | 0 | 657.9 | 0 | 438.6 | 0 | 0 | 0 | 0 | 0 | 0 | 0 | 0
2016 | 17044 | Shelby Energy Co-op, Inc | KY | Cooperative | 172.21 | 1.57 | 109.6879 | 157.72 | 1.51 | 104.4503 | 158.2 | 1.32 | 119.8485 | 15941 | 25 | N | . | . | . | . | . | . | . |  |  | . |  | 14.49 | 0.06 | 104.4503 | 241.5 | 241.5 | 956.46 | 956.46 | 6% | 21.2932 | 47.823 | 42.5863 | 119.5575 | 127.759 | 191.292 | 212.9317 | 239.115 | 319.3975 | 191.292 | 425.8633 | 95.646 | 638.795 | 43.0407 | 851.7267 | 28.6938 | 1018.3031 | 5091.5156 | 24439.2748 | 50915.1558 | 61098.1869 | 40732.1246 | 27494.1841 | 24439.2748
2016 | 17066 | Shenandoah Valley Elec Coop | VA | Cooperative | 175.8 | 2.01 | 87.4627 | 175.8 | 2.01 | 87.4627 | 168 | 1.99 | 84.4221 | 90771 | 69 | Y | . | . | . | . | . | . | . |  |  | . |  | 0 | 0 | 87.4627 |  |  | 0 | 0 | 0% |  | 0 |  | 0 |  | 1: 0; 3: 0; 5: 0; 7: 0 | 0 |  | 0
2016 | 17166 | Sierra Pacific Power Co | NV | Investor Owned | 170 | 1.44 | 118.0556 | 153 | 1.302 | 117.5115 | . | . | . | 354058 | 60 | Y | . | . | . | . | . | . | . |  |  | . |  | 17 | 0.138 | 117.5115 | 123.1884 | 123.1884 | 48860.004 | 48860.004 | 13.8% | 10.8616 | 2443.0002 | 21.7232 | 6107.5005 | 65.1695 | 9772.0008 | 108.6158 | 12215.001 | 162.9237 | 9772.0008 | 217.2316 | 4886.0004 | 325.8474 | 2198.7002 | 434.4632 | 1465.8001 | 26534.8391 | 132674.1954 | 636836.1381 | 1326741.9544 | 1592090.3453 | 1061393.5636 | 716440.6554 | 636836.1381
2016 | 17177 | City of Sikeston - (MO) | MO | Municipal | . | . | . | . | . | . | . | . | . | . | . |  | 4.16 | 0.14 | 29.7143 | . | . | . | 9313 | N | L | 15 | Y | [6 empty] | 9313 | 100% |  | 465.65 |  | 1164.125 |  | 1: 1862.6; 3: 2328.25; 5: 1862.6; 7: 931.3 | 419.085 |  | 279.39
2016 | 17184 | City of Siloam Springs - (AR) | AR | Municipal | 22.662 | 0.31 | 73.1032 | 15.184 | 0.269 | 56.4461 | 22.662 | 0.31 | 73.1032 | 7221 | 15 | N | . | . | . | . | . | . | . |  |  | . |  | 7.478 | 0.041 | 56.4461 | 182.3902 | 182.3902 | 296.061 | 296.061 | 4.1% | 16.0814 | 14.8031 | 32.1629 | 37.0076 | 96.4886 | 59.2122 | 160.8143 | 74.0152 | 241.2215 | 59.2122 | 321.6286 | 29.6061 | 482.443 | 13.3227 | 643.2573 | 8.8818 | 238.0542 | 1190.2712 | 5713.3019 | 11902.7123 | 14283.2547 | 9522.1698 | 6427.4646 | 5713.3019
2016 | 17252 | Singing River Elec Pwr Assn | MS | Cooperative | 203.96 | . | . | 145.43 | . | . | 201.28 | . | . | 72465.6 | 25 | N | . | . | . | . | . | . | . |  |  | . |  | 58.53 |  |  |  | 58.53 |  | 72465.6 | 100% | 5.1606 | 3623.28 | 10.3212 | 9058.2 | 30.9637 | 14493.12 | 51.6062 | 18116.4 | 77.4093 | 14493.12 | 103.2123 | 7246.56 | 154.8185 | 3260.952 | 206.4247 | 2173.968 | 18698.3611 | 93491.8053 | 448760.6655 | 934918.0532 | 1121901.6638 | 747934.4426 | 504855.7487 | 448760.6655
2016 | 17260 | North West Rural Electric Coop | IA | Cooperative | . | . | . | . | . | . | . | . | . | . | . |  | 168.82 | 1.269 | 133.0339 | 168.82 | 1.269 | 133.0339 | 9840 | N | F | 7.2 | N | 0 | 0 | 133.0339 |  |  | 0 | 0 | 0% |  | 0 |  | 0 |  | 1: 0; 3: 0; 5: 0; 7: 0 | 0 |  | 0
2016 | 17267 | Sioux Valley SW Elec Coop | MN | Cooperative | 171.594 | 2.133 | 80.4473 | 171.594 | 2.133 | 80.4473 | 85.41 | 0.73 | 117 | 3804 | 25 | Y | . | . | . | . | . | . | . |  |  | . |  | 0 | 0 | 80.4473 |  |  | 0 | 0 | 0% |  | 0 |  | 0 |  | 1: 0; 3: 0; 5: 0; 7: 0 | 0 |  | 0
2016 | 17267 | Sioux Valley SW Elec Coop | SD | Cooperative | 109.03 | 1.239 | 87.9984 | 109.03 | 1.239 | 87.9984 | 91.451 | 0.729 | 125.4472 | 20432 | 12.5 | Y | . | . | . | . | . | . | . |  |  | . |  | 0 | 0 | 87.9984 |  |  | 0 | 0 | 0% |  | 0 |  | 0 |  | 1: 0; 3: 0; 5: 0; 7: 0 | 0 |  | 0
2016 | 17279 | PUD No 1 of Skamania Co | WA | Political Subdivision | . | . | . | . | . | . | . | . | . | . | . |  | 206.7 | 1.68 | 123.0357 | . | . | . | 5999 | N | O | 12.5 | N | [6 empty] | 5999 | 100% |  | 299.95 |  | 749.875 |  | 1: 1199.8; 3: 1499.75; 5: 1199.8; 7: 599.9 | 269.955 |  | 179.97
2016 | 17324 | Slinger Utilities | WI | Municipal | . | . | . | . | . | . | . | . | . | . | . |  | 241.88 | 1.015 | 238.3054 | . | . | . | 2324 | N | L | 25 | N | [6 empty] | 2324 | 100% |  | 116.2 |  | 290.5 |  | 1: 464.8; 3: 581; 5: 464.8; 7: 232.4 | 104.58 |  | 69.72
2016 | 17470 | PUD 1 of Snohomish County | WA | Political Subdivision | . | . | . | . | . | . | . | . | . | . | . |  | 136.6 | 1.1 | 124.1818 | 59.6 | 0.62 | 96.129 | 368229 | N | L | 12.5 | Y | 77 | 0.48 | 96.129 | 160.4167 | 160.4167 | 176749.92 | 176749.92 | 48% | 14.144 | 8837.496 | 28.288 | 22093.74 | 84.8641 | 35349.984 | 141.4401 | 44187.48 | 212.1602 | 35349.984 | 282.8802 | 17674.992 | 424.3204 | 7953.7464 | 565.7605 | 5302.4976 | 124997.6473 | 624988.2366 | 2999943.5356 | 6249882.3659 | 7499858.8391 | 4999905.8927 | 3374936.4776 | 2999943.5356
2016 | 17534 | South Alabama Elec Coop, Inc | AL | Cooperative | 241.821 | 1.525 | 158.5711 | 103.805 | 1.041 | 99.7166 | 241.821 | 1.525 | 158.5711 | 16457 | 25 | N | . | . | . | . | . | . | . |  |  | . |  | 138.016 | 0.484 | 99.7166 | 285.157 | 285.157 | 7965.188 | 7965.188 | 48.4% | 25.1424 | 398.2594 | 50.2849 | 995.6485 | 150.8546 | 1593.0376 | 251.4243 | 1991.297 | 377.1364 | 1593.0376 | 502.8485 | 796.5188 | 754.2728 | 358.4335 | 1005.6971 | 238.9556 | 10013.2078 | 50066.0392 | 240316.9882 | 500660.3921 | 600792.4705 | 400528.3137 | 270356.6117 | 240316.9882
2016 | 17539 | South Carolina Electric&Gas Company | SC | Investor Owned | 1390.2 | 2.8 | 496.5 | 90.5 | 1.3 | 69.6154 | 1376.5 | 2.4 | 573.5417 | 703350 | 23.9 | Y | . | . | . | . | . | . | . |  |  | . |  | 1299.7 | 1.5 | 69.6154 | 866.4667 | 1299.7 | 1055025 | 703350 | 100% | 114.5952 | 35167.5 | 229.1903 | 87918.75 | 687.5709 | 140670 | 1145.9515 | 175837.5 | 1718.9273 | 140670 | 2291.903 | 70335 | 3437.8545 | 31650.75 | 4583.806 | 21100.5 | 4030024.9596 | 20150124.7979 | 96720599.0301 | 201501247.9794 | 241801497.5753 | 161200998.3835 | 108810673.9089 | 96720599.0301
2016 | 17543 | South Carolina Public Service Authority | SC | State | 2133 | 2.2 | 969.5454 | 23.5 | 0.4 | 58.75 | 1784.6 | 1.6 | 1115.375 | 173289 | 34.5 | N | . | . | . | . | . | . | . |  |  | . |  | 2109.5 | 1.8 | 58.75 | 1171.9444 | 2109.5 | 311920.2 | 173289 | 100% | 185.9956 | 8664.45 | 371.9912 | 21661.125 | 1115.9735 | 34657.8 | 1859.9559 | 43322.25 | 2789.9339 | 34657.8 | 3719.9118 | 17328.9 | 5579.8677 | 7798.005 | 7439.8237 | 5198.67 | 1611549.5026 | 8057747.5129 | 38677188.0617 | 80577475.1286 | 96692970.1543 | 64461980.1029 | 43511836.5694 | 38677188.0617
2016 | 17548 | South Central Public Pwr Dist | NE | Political Subdivision | . | . | . | . | . | . | . | . | . | . | . |  | 164.79 | . | . | 53.61 | . | . | 6272 | N | O | 12.5 | N | 111.18 |  |  |  | 111.18 |  | 6272 | 100% | 9.8028 | 313.6 | 19.6056 | 784 | 58.8168 | 1254.4 | 98.0279 | 1568 | 147.0419 | 1254.4 | 196.0558 | 627.2 | 294.0838 | 282.24 | 392.1117 | 188.16 | 3074.1556 | 15370.778 | 73779.7342 | 153707.7796 | 184449.3355 | 122966.2237 | 83002.201 | 73779.7342
2016 | 17550 | South Central Electric Assn | MN | Cooperative | 176.83 | 1.41 | 125.4113 | 176.83 | 1.41 | 125.4113 | 122.69 | 0.76 | 161.4342 | 5809 | 7.2 | N | . | . | . | . | . | . | . |  |  | . |  | 0 | 0 | 125.4113 |  |  | 0 | 0 | 0% |  | 0 |  | 0 |  | 1: 0; 3: 0; 5: 0; 7: 0 | 0 |  | 0
2016 | 17560 | Town of South Hadley - (MA) | MA | Municipal | . | . | . | . | . | . | . | . | . | . | . |  | 6.1 | 0.07 | 87.1429 | 6.1 | 0.07 | 87.1429 | 7748 | N | L | 13.8 | N | 0 | 0 | 87.1429 |  |  | 0 | 0 | 0% |  | 0 |  | 0 |  | 1: 0; 3: 0; 5: 0; 7: 0 | 0 |  | 0
2016 | 17564 | South Kentucky Rural E C C | KY | Cooperative | 507.63 | 2.43 | 208.9012 | 212.75 | 1.83 | 116.2568 | 501.12 | . | . | 67952 | 25 | Y | . | . | . | . | . | . | . |  |  | . |  | 294.88 | 0.6 | 116.2568 | 491.4667 | 491.4667 | 40771.2 | 40771.2 | 60% | 43.3328 | 2038.56 | 86.6657 | 5096.4 | 259.9971 | 8154.24 | 433.3284 | 10192.8 | 649.9927 | 8154.24 | 866.6569 | 4077.12 | 1299.9853 | 1834.704 | 1733.3137 | 1223.136 | 88336.6014 | 441683.0072 | 2120078.4346 | 4416830.072 | 5300196.0864 | 3533464.0576 | 2385088.2389 | 2120078.4346
2016 | 17565 | South Louisiana Elec Coop Assn | LA | Cooperative | . | . | . | . | . | . | . | . | . | . | . |  | 249.28 | 2.59 | 96.2471 | 249.28 | 2.59 | 96.2471 | 21572 | N | L | 24.9 | Y | 0 | 0 | 96.2471 |  |  | 0 | 0 | 0% |  | 0 |  | 0 |  | 1: 0; 3: 0; 5: 0; 7: 0 | 0 |  | 0
2016 | 17572 | South River Elec Member Corp | NC | Cooperative | . | . | . | . | . | . | . | . | . | . | . |  | 2298.96 | . | . | 113.88 | . | . | 43715 | N | O | . | N | 2185.08 |  |  |  | 2185.08 |  | 43715 | 100% | 192.6595 | 2185.75 | 385.319 | 5464.375 | 1155.9571 | 8743 | 1926.5952 | 10928.75 | 2889.8927 | 8743 | 3853.1903 | 4371.5 | 5779.7855 | 1967.175 | 7706.3806 | 1311.45 | 421105.535 | 2105527.6752 | 10106532.8411 | 21055276.7524 | 25266332.1029 | 16844221.4019 | 11369849.4463 | 10106532.8411
2016 | 17585 | Southeastern IL Elec Coop, Inc | IL | Cooperative | 157.09 | 1.43 | 109.8531 | 146.11 | 1.37 | 106.6496 | . | . | . | 23803 | 12.4 | Y | . | . | . | . | . | . | . |  |  | . |  | 10.98 | 0.06 | 106.6496 | 183 | 183 | 1428.18 | 1428.18 | 6% | 16.1352 | 71.409 | 32.2704 | 178.5225 | 96.8112 | 285.636 | 161.3519 | 357.045 | 242.0279 | 285.636 | 322.7039 | 142.818 | 484.0558 | 64.2681 | 645.4078 | 42.8454 | 1152.1981 | 5760.9906 | 27652.7549 | 57609.906 | 69131.8871 | 46087.9248 | 31109.3492 | 27652.7549
2016 | 17603 | Southeastern Electric Coop Inc - (OK) | OK | Cooperative | 358.71 | 3.394 | 105.6894 | 273.58 | . | . | 316.98 | . | . | 14395 | 14.4 | Y | . | . | . | . | . | . | . |  |  | . |  | 85.13 |  |  |  | 85.13 |  | 14395 | 100% | 7.506 | 719.75 | 15.0119 | 1799.375 | 45.0357 | 2879 | 75.0595 | 3598.75 | 112.5893 | 2879 | 150.119 | 1439.5 | 225.1785 | 647.775 | 300.2381 | 431.85 | 5402.4086 | 27012.043 | 129657.8063 | 270120.4298 | 324144.5158 | 216096.3439 | 145865.0321 | 129657.8063
2016 | 17609 | Southern California Edison Co | CA | Investor Owned | 134.478 | 1.1 | 122.2527 | 109.978 | 0.994 | 110.6419 | 129.324 | 1.049 | 123.2831 | 5060528 | 33 | Y | . | . | . | . | . | . | . |  |  | . |  | 24.5 | 0.106 | 110.6419 | 231.1321 | 231.1321 | 536415.968 | 536415.968 | 10.6% | 20.379 | 26820.7984 | 40.758 | 67051.996 | 122.2741 | 107283.1936 | 203.7902 | 134103.992 | 305.6853 | 107283.1936 | 407.5804 | 53641.5968 | 611.3707 | 24138.7186 | 815.1609 | 16092.479 | 546581.6429 | 2732908.2145 | 13117959.4298 | 27329082.1455 | 32794898.5746 | 21863265.7164 | 14757704.3586 | 13117959.4298
2016 | 17612 | Bear Valley Electric Service | CA | Investor Owned | 323.612 | 2.508 | 129.0319 | 72.283 | 0.789 | 91.6134 | 323.612 | 2.508 | 129.0319 | 23876 | 34.5 | N | . | . | . | . | . | . | . |  |  | . |  | 251.329 | 1.719 | 91.6134 | 146.2065 | 251.329 | 41042.844 | 23876 | 100% | 22.1598 | 1193.8 | 44.3196 | 2984.5 | 132.9588 | 4775.2 | 221.5979 | 5969 | 332.3969 | 4775.2 | 443.1959 | 2387.6 | 664.7938 | 1074.42 | 886.3918 | 716.28 | 26454.3624 | 132271.812 | 634904.6976 | 1322718.1199 | 1587261.7439 | 1058174.4959 | 714267.7848 | 634904.6976
2016 | 17631 | Southern Illinois Elec Coop | IL | Cooperative | . | . | . | . | . | . | . | . | . | . | . |  | 198.36 | . | . | 150.54 | . | . | 11281 | N | O | 12.5 | Y | 47.82 |  |  |  | 47.82 |  | 11281 | 100% | 4.2163 | 564.05 | 8.4326 | 1410.125 | 25.2979 | 2256.2 | 42.1631 | 2820.25 | 63.2447 | 2256.2 | 84.3262 | 1128.1 | 126.4893 | 507.645 | 168.6525 | 338.43 | 2378.2105 | 11891.0526 | 57077.0525 | 118910.5261 | 142692.6313 | 95128.4209 | 64211.6841 | 57077.0525
2016 | 17633 | Southern Indiana Gas & Elec Co | IN | Investor Owned | . | . | . | . | . | . | . | . | . | . | . |  | 260.9 | 1.26 | 207.0635 | 61.3 | 0.82 | 74.7561 | 149000 | N | F | 12.5 | Y | 199.6 | 0.44 | 74.7561 | 453.6364 | 453.6364 | 65560 | 65560 | 44% | 39.9973 | 3278 | 79.9947 | 8195 | 239.984 | 13112 | 399.9733 | 16390 | 599.9599 | 13112 | 799.9466 | 6556 | 1199.9198 | 2950.2 | 1599.8931 | 1966.8 | 131111.2417 | 655556.2087 | 3146669.8016 | 6555562.0867 | 7866674.504 | 5244449.6694 | 3540003.5268 | 3146669.8016
2016 | 17637 | Southern Maryland Elec Coop Inc | MD | Cooperative | . | . | . | . | . | . | . | . | . | . | . |  | 121.8 | 1.05 | 116 | 116.4 | 1 | 116.4 | 161522 | N | F | 12.5 | Y | 5.4 | 0.05 | 116.4 | 108 | 108 | 8076.1 | 8076.1 | 5% | 9.5224 | 403.805 | 19.0448 | 1009.5125 | 57.1345 | 1615.22 | 95.2241 | 2019.025 | 142.8361 | 1615.22 | 190.4482 | 807.61 | 285.6723 | 363.4245 | 380.8964 | 242.283 | 3845.1968 | 19225.9838 | 92284.7224 | 192259.8384 | 230711.806 | 153807.8707 | 103820.3127 | 92284.7224
2016 | 17643 | Southern Iowa Elec Coop, Inc | IA | Cooperative | 64.166 | 0.614 | 104.5049 | 64.166 | 0.614 | 104.5049 | 59.504 | 0.567 | 104.9453 | 4736 | 7.2 | N | . | . | . | . | . | . | . |  |  | . |  | 0 | 0 | 104.5049 |  |  | 0 | 0 | 0% |  | 0 |  | 0 |  | 1: 0; 3: 0; 5: 0; 7: 0 | 0 |  | 0
2016 | 17647 | Southern Pine Elec Power Assn | MS | Cooperative | . | . | . | . | . | . | . | . | . | . | . |  | 423.1 | 2.85 | 148.4561 | 339.5 | 2.6 | 130.5769 | 66317 | N | F | . | N | 83.6 | 0.25 | 130.5769 | 334.4 | 334.4 | 16579.25 | 16579.25 | 25% | 29.4842 | 828.9625 | 58.9684 | 2072.4062 | 176.9052 | 3315.85 | 294.842 | 4144.8125 | 442.263 | 3315.85 | 589.6841 | 1657.925 | 884.5261 | 746.0662 | 1179.3681 | 497.3775 | 24441.2985 | 122206.4923 | 586591.163 | 1222064.9229 | 1466477.9074 | 977651.9383 | 659915.0583 | 586591.163
2016 | 17671 | Southwest Arkansas E C C | AR | Cooperative | 173.4 | 1.576 | 110.0254 | 106.2 | 1.366 | 77.7452 | 126 | 1.08 | 116.6667 | 27924 | 24 | Y | . | . | . | . | . | . | . |  |  | . |  | 67.2 | 0.21 | 77.7452 | 320 | 320 | 5864.04 | 5864.04 | 21% | 28.2145 | 293.202 | 56.4291 | 733.005 | 169.2873 | 1172.808 | 282.1455 | 1466.01 | 423.2182 | 1172.808 | 564.291 | 586.404 | 846.4364 | 263.8818 | 1128.5819 | 175.9212 | 8272.5619 | 41362.8097 | 198541.4866 | 413628.097 | 496353.7164 | 330902.4776 | 223359.1724 | 198541.4866
2016 | 17683 | Southwest Mississippi E P A | MS | Cooperative | 1122.4 | . | . | 813.3 | . | . | 984.6 | . | . | 25450 | 34.5 | N | . | . | . | . | . | . | . |  |  | . |  | 309.1 |  |  |  | 309.1 |  | 25450 | 100% | 27.2535 | 1272.5 | 54.507 | 3181.25 | 163.5209 | 5090 | 272.5349 | 6362.5 | 408.8024 | 5090 | 545.0698 | 2545 | 817.6047 | 1145.25 | 1090.1396 | 763.5 | 34680.0661 | 173400.3306 | 832321.5871 | 1734003.3064 | 2080803.9677 | 1387202.6451 | 936361.7855 | 832321.5871
2016 | 17684 | Southwest Louisiana E M C | LA | Cooperative | . | . | . | . | . | . | . | . | . | . | . |  | 263.4 | 2.89 | 91.1419 | 177 | 2.27 | 77.9736 | 107717 | N | O | 14.4 | Y | 86.4 | 0.62 | 77.9736 | 139.3548 | 139.3548 | 66784.54 | 66784.54 | 62% | 12.287 | 3339.227 | 24.574 | 8348.0675 | 73.7219 | 13356.908 | 122.8698 | 16696.135 | 184.3047 | 13356.908 | 245.7396 | 6678.454 | 368.6094 | 3005.3043 | 491.4792 | 2003.5362 | 41029.0175 | 205145.0874 | 984696.4197 | 2051450.8744 | 2461741.0492 | 1641160.6995 | 1107783.4722 | 984696.4197
2016 | 17692 | Southwest Public Power Dist | NE | Political Subdivision | 2.18 | . | . | 0.54 | . | . | . | . | . | 6170 | . | Y | . | . | . | . | . | . | . |  |  | . |  | 1.64 |  |  |  | 1.64 |  | 6170 | 100% | 0.1446 | 308.5 | 0.2892 | 771.25 | 0.8676 | 1234 | 1.446 | 1542.5 | 2.169 | 1234 | 2.892 | 617 | 4.338 | 277.65 | 5.784 | 185.1 | 44.609 | 223.0448 | 1070.6151 | 2230.4482 | 2676.5378 | 1784.3586 | 1204.442 | 1070.6151
2016 | 17694 | Southwest Tennessee E M C | TN | Cooperative | . | . | . | . | . | . | . | . | . | . | . |  | 198 | 2.15 | 92.093 | . | . | . | 49824 | N | L | 12.5 | Y | [6 empty] | 49824 | 100% |  | 2491.2 |  | 6228 |  | 1: 9964.8; 3: 12456; 5: 9964.8; 7: 4982.4 | 2242.08 |  | 1494.72
2016 | 17697 | Southwestern Electric Coop Inc - (IL) | IL | Cooperative | 383.02 | 1.72 | 222.686 | 83.71 | 0.86 | 97.3372 | 299.31 | 0.956 | 313.0858 | 21849 | 13 | N | . | . | . | . | . | . | . |  |  | . |  | 299.31 | 0.86 | 97.3372 | 348.0349 | 348.0349 | 18790.14 | 18790.14 | 86% | 30.6864 | 939.507 | 61.3728 | 2348.7675 | 184.1184 | 3758.028 | 306.864 | 4697.535 | 460.296 | 3758.028 | 613.7279 | 1879.014 | 920.5919 | 845.5563 | 1227.4559 | 563.7042 | 28830.0846 | 144150.423 | 691922.0304 | 1441504.23 | 1729805.076 | 1153203.384 | 778412.2842 | 691922.0304
2016 | 17698 | Southwestern Electric Power Co | AR | Investor Owned | 128.9 | 1.357 | 94.9889 | 117.3 | 1.281 | 91.5691 | 120.1 | 1.235 | 97.247 | 117795 | 35 | Y | . | . | . | . | . | . | . |  |  | . |  | 11.6 | 0.076 | 91.5691 | 152.6316 | 152.6316 | 8952.42 | 8952.42 | 7.6% | 13.4576 | 447.621 | 26.9152 | 1119.0525 | 80.7456 | 1790.484 | 134.576 | 2238.105 | 201.864 | 1790.484 | 269.1519 | 895.242 | 403.7279 | 402.8589 | 538.3039 | 268.5726 | 6023.903 | 30119.5151 | 144573.6723 | 301195.1506 | 361434.1807 | 240956.1205 | 162645.3813 | 144573.6723
2016 | 17698 | Southwestern Electric Power Co | LA | Investor Owned | 511.3 | 2.714 | 188.3935 | 312.3 | 2.279 | 137.0338 | 485.6 | 2.576 | 188.5093 | 229632 | 35 | Y | . | . | . | . | . | . | . |  |  | . |  | 199 | 0.435 | 137.0338 | 457.4713 | 457.4713 | 99889.92 | 99889.92 | 43.5% | 40.3355 | 4994.496 | 80.6709 | 12486.24 | 242.0127 | 19977.984 | 403.3545 | 24972.48 | 605.0318 | 19977.984 | 806.7091 | 9988.992 | 1210.0636 | 4495.0464 | 1613.4181 | 2996.6976 | 201455.2594 | 1007276.2968 | 4834926.2248 | 10072762.9684 | 12087315.5621 | 8058210.3747 | 5439292.0029 | 4834926.2248
2016 | 17698 | Southwestern Electric Power Co | TX | Investor Owned | 280.2 | 2.149 | 130.3862 | 196.4 | 1.984 | 98.9919 | 256.1 | 1.957 | 130.8636 | 184299 | 35 | Y | . | . | . | . | . | . | . |  |  | . |  | 83.8 | 0.165 | 98.9919 | 507.8788 | 507.8788 | 30409.335 | 30409.335 | 16.5% | 44.7799 | 1520.4668 | 89.5598 | 3801.1669 | 268.6794 | 6081.867 | 447.7991 | 7602.3337 | 671.6986 | 6081.867 | 895.5982 | 3040.9335 | 1343.3972 | 1368.4201 | 1791.1963 | 912.28 | 68086.3609 | 340431.8046 | 1634072.6619 | 3404318.0456 | 4085181.6547 | 2723454.4364 | 1838331.7446 | 1634072.6619
2016 | 17718 | Southwestern Public Service Co | NM | Investor Owned | 118.32 | 1.17 | 101.1282 | 118.32 | 1.17 | 101.1282 | 100.97 | 0.9 | 112.1889 | 106893 | 34.5 | Y | . | . | . | . | . | . | . |  |  | . |  | 0 | 0 | 101.1282 |  |  | 0 | 0 | 0% |  | 0 |  | 0 |  | 1: 0; 3: 0; 5: 0; 7: 0 | 0 |  | 0
2016 | 17718 | Southwestern Public Service Co | TX | Investor Owned | 94.72 | 1.07 | 88.5234 | 94.72 | 1.07 | 88.5234 | 85.22 | 0.89 | 95.7528 | 250839 | 34.5 | Y | . | . | . | . | . | . | . |  |  | . |  | 0 | 0 | 88.5234 |  |  | 0 | 0 | 0% |  | 0 |  | 0 |  | 1: 0; 3: 0; 5: 0; 7: 0 | 0 |  | 0
2016 | 17828 | City of Springfield - (IL) | IL | Municipal | . | . | . | . | . | . | . | . | . | . | . |  | 79 | 1.46 | 54.1096 | . | . | . | 68265 | N | L | 12.5 | N | [6 empty] | 68265 | 100% |  | 3413.25 |  | 8533.125 |  | 1: 13653; 3: 17066.25; 5: 13653; 7: 6826.5 | 3071.925 |  | 2047.95
2016 | 17832 | Snapping Shoals El Member Corp | GA | Cooperative | 92.91 | 1.138 | 81.6432 | 68.1 | 0.935 | 72.8342 | 89.97 | 1.106 | 81.3472 | 96295 | 25 | Y | . | . | . | . | . | . | . |  |  | . |  | 24.81 | 0.203 | 72.8342 | 122.2167 | 122.2167 | 19547.885 | 19547.885 | 20.3% | 10.7759 | 977.3942 | 21.5518 | 2443.4856 | 64.6554 | 3909.577 | 107.7591 | 4886.9712 | 161.6386 | 3909.577 | 215.5181 | 1954.7885 | 323.2772 | 879.6548 | 431.0363 | 586.4366 | 10532.3098 | 52661.5492 | 252775.4363 | 526615.4923 | 631938.5907 | 421292.3938 | 284372.3658 | 252775.4363
2016 | 17833 | City Utilities of Springfield - (MO) | MO | Municipal | 38.078 | 0.354 | 107.565 | . | . | . | . | . | . | 125791 | 13.2 | Y | . | . | . | . | . | . | . |  |  | . | [7 empty] | 125791 | 100% |  | 6289.55 |  | 15723.875 |  | 1: 25158.2; 3: 31447.75; 5: 25158.2; 7: 12579.1 | 5660.595 |  | 3773.73
2016 | 17839 | City of Springfield - (OR) | OR | Municipal | . | . | . | . | . | . | . | . | . | . | . |  | 41.762 | 0.217 | 192.4516 | . | . | . | 31615 | Y | F | 21 | N | [6 empty] | 31615 | 100% |  | 1580.75 |  | 3951.875 |  | 1: 6323; 3: 7903.75; 5: 6323; 7: 3161.5 | 1422.675 |  | 948.45
2016 | 17845 | City of Springville - (UT) | UT | Municipal | 117.151 | 1.223 | 95.7899 | 11.641 | 0.152 | 76.5855 | 117.151 | 1.223 | 95.7899 | 11376 | 12.4 | N | . | . | . | . | . | . | . |  |  | . |  | 105.51 | 1.071 | 76.5855 | 98.5154 | 105.51 | 12183.696 | 11376 | 100% | 9.3029 | 568.8 | 18.6057 | 1422 | 55.8172 | 2275.2 | 93.0287 | 2844 | 139.543 | 2275.2 | 186.0573 | 1137.6 | 279.086 | 511.92 | 372.1146 | 341.28 | 5291.4699 | 26457.3496 | 126995.2781 | 264573.496 | 317488.1952 | 211658.7968 | 142869.6878 | 126995.2781
2016 | 17860 | City of St Charles - (IL) | IL | Municipal | . | . | . | . | . | . | . | . | . | . | . |  | 46.1 | 1.1 | 41.9091 | 46.1 | 1.1 | 41.9091 | 15588 | Y | L | 12.4 | N | 0 | 0 | 41.9091 |  |  | 0 | 0 | 0% |  | 0 |  | 0 |  | 1: 0; 3: 0; 5: 0; 7: 0 | 0 |  | 0
2016 | 17868 | St Croix Electric Coop | WI | Cooperative | 56.105 | 0.406 | 138.1897 | 56.105 | 0.406 | 138.1897 | 56.105 | 0.406 | 138.1897 | 10440 | 7.2 | Y | . | . | . | . | . | . | . |  |  | . |  | 0 | 0 | 138.1897 |  |  | 0 | 0 | 0% |  | 0 |  | 0 |  | 1: 0; 3: 0; 5: 0; 7: 0 | 0 |  | 0
2016 | 17874 | City of St George | UT | Municipal | 14.704 | . | . | 3.376 | . | . | . | . | . | 29415 | 13.2 | N | . | . | . | . | . | . | . |  |  | . |  | 11.328 |  |  |  | 11.328 |  | 29415 | 100% | 0.9988 | 1470.75 | 1.9976 | 3676.875 | 5.9928 | 5883 | 9.988 | 7353.75 | 14.9819 | 5883 | 19.9759 | 2941.5 | 29.9639 | 1323.675 | 39.9518 | 882.45 | 1468.9778 | 7344.8888 | 35255.466 | 73448.8876 | 88138.6651 | 58759.1101 | 39662.3993 | 35255.466
2016 | 17896 | City of Shasta Lake - (CA) | CA | Municipal | 87.6 | 0.37 | 236.7568 | . | . | . | . | . | . | 4535 | 12.5 | N | . | . | . | . | . | . | . |  |  | . | [7 empty] | 4535 | 100% |  | 226.75 |  | 566.875 |  | 1: 907; 3: 1133.75; 5: 907; 7: 453.5 | 204.075 |  | 136.05
2016 | 17900 | City of Saint Peter | MN | Municipal | . | . | . | . | . | . | . | . | . | . | . |  | 19.58 | 0.474 | 41.308 | . | . | . | 4527 | N | L | . | N | [6 empty] | 4527 | 100% |  | 226.35 |  | 565.875 |  | 1: 905.4; 3: 1131.75; 5: 905.4; 7: 452.7 | 203.715 |  | 135.81
2016 | 17979 | Stanton County Public Pwr Dist | NE | Political Subdivision | . | . | . | . | . | . | . | . | . | . | . |  | 34.32 | 0.323 | 106.2539 | 34.32 | 0.323 | 106.2539 | 2693 | N | F | 7.2 | N | 0 | 0 | 106.2539 |  |  | 0 | 0 | 0% |  | 0 |  | 0 |  | 1: 0; 3: 0; 5: 0; 7: 0 | 0 |  | 0
2016 | 18004 | City of Starke - (FL) | FL | Municipal | . | . | . | . | . | . | . | . | . | . | . |  | 123.474 | 2.322 | 53.1757 | . | . | . | 2779 | N | L | 13.2 | N | [6 empty] | 2779 | 100% |  | 138.95 |  | 347.375 |  | 1: 555.8; 3: 694.75; 5: 555.8; 7: 277.9 | 125.055 |  | 83.37
2016 | 18006 | City of Starkville | MS | Municipal | . | . | . | . | . | . | . | . | . | . | . |  | 57 | 0.68 | 83.8235 | 38 | 0.39 | 97.4359 | 13698 | N | L | 12.5 | N | 19 | 0.29 | 97.4359 | 65.5172 | 65.5172 | 3972.42 | 3972.42 | 29% | 5.7767 | 198.621 | 11.5534 | 496.5525 | 34.6601 | 794.484 | 57.7669 | 993.105 | 86.6503 | 794.484 | 115.5337 | 397.242 | 173.3006 | 178.7589 | 231.0674 | 119.1726 | 1147.3711 | 5736.8553 | 27536.9052 | 57368.5525 | 68842.263 | 45894.842 | 30979.0184 | 27536.9052
2016 | 18019 | Stearns Cooperative Elec Assn | MN | Cooperative | 134.718 | 1.288 | 104.5947 | 123.363 | 1.231 | 100.2137 | 104.667 | 0.831 | 125.9531 | 26310 | 7.2 | Y | . | . | . | . | . | . | . |  |  | . |  | 11.355 | 0.057 | 100.2136 | 199.2105 | 199.2105 | 1499.67 | 1499.67 | 5.7% | 17.5645 | 74.9835 | 35.129 | 187.4588 | 105.3869 | 299.934 | 175.6448 | 374.9175 | 263.4673 | 299.934 | 351.2897 | 149.967 | 526.9345 | 67.4851 | 702.5794 | 44.9901 | 1317.0465 | 6585.2325 | 31609.1162 | 65852.3255 | 79022.7906 | 52681.8604 | 35560.2558 | 31609.1162
2016 | 18022 | City of Statesville - (NC) | NC | Municipal | 52.25 | 0.757 | 69.0225 | . | . | . | . | . | . | 13267 | 22.9 | N | . | . | . | . | . | . | . |  |  | . | [7 empty] | 13267 | 100% |  | 663.35 |  | 1658.375 |  | 1: 2653.4; 3: 3316.75; 5: 2653.4; 7: 1326.7 | 597.015 |  | 398.01
2016 | 18047 | Steele-Waseca Cooperative Electric | MN | Cooperative | 123.97 | 1.1 | 112.7 | 111.66 | 0.99 | 112.7879 | 70.25 | 0.56 | 125.4464 | 11334 | 12.4 | Y | . | . | . | . | . | . | . |  |  | . |  | 12.31 | 0.11 | 112.7879 | 111.9091 | 111.9091 | 1246.74 | 1246.74 | 11% | 9.8671 | 62.337 | 19.7342 | 155.8425 | 59.2025 | 249.348 | 98.6708 | 311.685 | 148.0061 | 249.348 | 197.3415 | 124.674 | 296.0123 | 56.1033 | 394.6831 | 37.4022 | 615.0839 | 3075.4197 | 14762.0145 | 30754.1969 | 36905.0363 | 24603.3575 | 16607.2663 | 14762.0145
2016 | 18085 | South Central Power Company | OH | Cooperative | 272.338 | 2.11 | 129.0701 | 224.469 | 1.86 | 120.6823 | 176.777 | . | . | 117389 | 7.2 | N | . | . | . | . | . | . | . |  |  | . |  | 47.869 | 0.25 | 120.6823 | 191.476 | 191.476 | 29347.25 | 29347.25 | 25% | 16.8825 | 1467.3625 | 33.7651 | 3668.4062 | 101.2952 | 5869.45 | 168.8253 | 7336.8125 | 253.2379 | 5869.45 | 337.6506 | 2934.725 | 506.4758 | 1320.6263 | 675.3011 | 880.4175 | 24772.7878 | 123863.9392 | 594546.9081 | 1238639.3918 | 1486367.2702 | 990911.5135 | 668865.2716 | 594546.9081
2016 | 18087 | Town of Sterling - (MA) | MA | Municipal | . | . | . | . | . | . | . | . | . | . | . |  | 70.71 | 0.76 | 93.0395 | 6.38 | 0.14 | 45.5714 | 3815 | N | F | 13.8 | Y | 64.33 | 0.62 | 45.5714 | 103.7581 | 103.7581 | 2365.3 | 2365.3 | 62% | 9.1484 | 118.265 | 18.2968 | 295.6625 | 54.8904 | 473.06 | 91.484 | 591.325 | 137.2259 | 473.06 | 182.9679 | 236.53 | 274.4519 | 106.4385 | 365.9359 | 70.959 | 1081.9351 | 5409.6756 | 25966.4429 | 54096.7561 | 64916.1073 | 43277.4048 | 29212.2483 | 25966.4429
2016 | 18100 | Steuben County Rural E M C | IN | Cooperative | . | . | . | . | . | . | . | . | . | . | . |  | 243.9 | . | . | 231.2 | . | . | 9852 |  | L | 12.5 | Y | 12.7 |  |  |  | 12.7 |  | 9852 | 100% | 1.1198 | 492.6 | 2.2395 | 1231.5 | 6.7186 | 1970.4 | 11.1976 | 2463 | 16.7965 | 1970.4 | 22.3953 | 985.2 | 33.5929 | 443.34 | 44.7906 | 295.56 | 551.5962 | 2757.9809 | 13238.3083 | 27579.809 | 33095.7708 | 22063.8472 | 14893.0968 | 13238.3083
2016 | 18102 | Steuben Rural Elec Coop, Inc | NY | Cooperative | . | . | . | . | . | . | . | . | . | . | . |  | 417.7 | 1 | 417.7 | . | . | . | 6269 | N | F | 12.5 | N | [6 empty] | 6269 | 100% |  | 313.45 |  | 783.625 |  | 1: 1253.8; 3: 1567.25; 5: 1253.8; 7: 626.9 | 282.105 |  | 188.07
2016 | 18125 | Stillwater Utilities Authority | OK | Municipal | . | . | . | . | . | . | . | . | . | . | . |  | 310 | 3 | 103.3333 | 46 | 0.9 | 51.1111 | 20945 | N | F | 13 | Y | 264 | 2.1 | 51.1111 | 125.7143 | 264 | 43984.5 | 20945 | 100% | 23.277 | 1047.25 | 46.554 | 2618.125 | 139.662 | 4189 | 232.77 | 5236.25 | 349.155 | 4189 | 465.54 | 2094.5 | 698.3101 | 942.525 | 931.0801 | 628.35 | 24376.8406 | 121884.2028 | 585044.1734 | 1218842.0279 | 1462610.4335 | 975073.6223 | 658174.6951 | 585044.1734
2016 | 18181 | City of Stoughton - (WI) | WI | Municipal | 82.537 | 1.026 | 80.4454 | 30.964 | 0.416 | 74.4327 | 82.537 | 1.026 | 80.4454 | 8612 | 15 | N | . | . | . | . | . | . | . |  |  | . |  | 51.573 | 0.61 | 74.4327 | 84.5459 | 84.5459 | 5253.32 | 5253.32 | 61% | 7.4545 | 262.666 | 14.9089 | 656.665 | 44.7267 | 1050.664 | 74.5445 | 1313.33 | 111.8168 | 1050.664 | 149.089 | 525.332 | 223.6335 | 236.3994 | 298.1781 | 157.5996 | 1958.0309 | 9790.1545 | 46992.7416 | 97901.545 | 117481.854 | 78321.236 | 52866.8343 | 46992.7416
2016 | 18203 | Tallapoosa River Elec Coop Inc | AL | Cooperative | 158.653 | 1.27 | 124.9236 | 152.916 | 1.23 | 124.322 | 95.578 | 0.82 | 116.5585 | 26613 | 25 | N | . | . | . | . | . | . | . |  |  | . |  | 5.737 | 0.04 | 124.322 | 143.425 | 143.425 | 1064.52 | 1064.52 | 4% | 12.6458 | 53.226 | 25.2917 | 133.065 | 75.8751 | 212.904 | 126.4585 | 266.13 | 189.6877 | 212.904 | 252.917 | 106.452 | 379.3755 | 47.9034 | 505.8339 | 31.9356 | 673.0879 | 3365.4397 | 16154.1106 | 33654.397 | 40385.2764 | 26923.5176 | 18173.3744 | 16154.1106
2016 | 18206 | Strawberry Electric Serv Dist | UT | Political Subdivision | 92.764 | . | . | . | . | . | . | . | . | 3522 | 12.5 | N | . | . | . | . | . | . | . |  |  | . | [7 empty] | 3522 | 100% |  | 176.1 |  | 440.25 |  | 1: 704.4; 3: 880.5; 5: 704.4; 7: 352.2 | 158.49 |  | 105.66
2016 | 18249 | City of Sturgeon Bay - (WI) | WI | Municipal | 15.544 | 0.229 | 67.8777 | . | . | . | . | . | . | 8742 | 12.5 | N | . | . | . | . | . | . | . |  |  | . | [7 empty] | 8742 | 100% |  | 437.1 |  | 1092.75 |  | 1: 1748.4; 3: 2185.5; 5: 1748.4; 7: 874.2 | 393.39 |  | 262.26
2016 | 18280 | Sulphur Springs Valley E C Inc | AZ | Cooperative | 108.31 | 0.55 | 196.9273 | 108.31 | 0.55 | 196.9273 | . | . | . | 51249 | 34.5 | N | . | . | . | . | . | . | . |  |  | . |  | 0 | 0 | 196.9273 |  |  | 0 | 0 | 0% |  | 0 |  | 0 |  | 1: 0; 3: 0; 5: 0; 7: 0 | 0 |  | 0
2016 | 18304 | Sumter Electric Coop, Inc | FL | Cooperative | . | . | . | . | . | . | . | . | . | . | . |  | 99.84 | 1.47 | 67.9184 | 64.1 | 1.2 | 53.4167 | 195784 | N | L | 25 | Y | 35.74 | 0.27 | 53.4167 | 132.3704 | 132.3704 | 52861.68 | 52861.68 | 27% | 11.6712 | 2643.084 | 23.3423 | 6607.71 | 70.0269 | 10572.336 | 116.7116 | 13215.42 | 175.0674 | 10572.336 | 233.4231 | 5286.168 | 350.1347 | 2378.7756 | 466.8463 | 1585.8504 | 30847.8479 | 154239.2394 | 740348.349 | 1542392.3938 | 1850870.8726 | 1233913.9151 | 832891.8927 | 740348.349
2016 | 18312 | Sun Prairie Utilities | WI | Municipal | 19.67 | 0.36 | 54.6389 | . | . | . | . | . | . | 14659 | 12.5 | Y | . | . | . | . | . | . | . |  |  | . | [7 empty] | 14659 | 100% |  | 732.95 |  | 1832.375 |  | 1: 2931.8; 3: 3664.75; 5: 2931.8; 7: 1465.9 | 659.655 |  | 439.77
2016 | 18336 | Superior Water and Light Co | WI | Investor Owned | 48.21 | 0.4 | 120.525 | 33.03 | 0.37 | 89.2703 | 48.21 | 0.4 | 120.525 | 14611 | 13.8 | N | . | . | . | . | . | . | . |  |  | . |  | 15.18 | 0.03 | 89.2703 | 506 | 506 | 438.33 | 438.33 | 3% | 44.6143 | 21.9165 | 89.2285 | 54.7913 | 267.6855 | 87.666 | 446.1425 | 109.5825 | 669.2138 | 87.666 | 892.2851 | 43.833 | 1338.4276 | 19.7248 | 1784.5702 | 13.1499 | 977.7883 | 4888.9415 | 23466.9193 | 48889.4151 | 58667.2982 | 39111.5321 | 26400.2842 | 23466.9193
2016 | 18339 | Surry-Yadkin Elec Member Corp | NC | Cooperative | 528.8 | 2.25 | 235.0222 | 130.5 | 1.14 | 114.4737 | . | . | . | 27099 | 12.5 | N | . | . | . | . | . | . | . |  |  | . |  | 398.3 | 1.11 | 114.4737 | 358.8288 | 398.3 | 30079.89 | 27099 | 100% | 35.1183 | 1354.95 | 70.2366 | 3387.375 | 210.7098 | 5419.8 | 351.183 | 6774.75 | 526.7744 | 5419.8 | 702.3659 | 2709.9 | 1053.5489 | 1219.455 | 1404.7318 | 812.97 | 47583.5343 | 237917.6716 | 1142004.8235 | 2379176.7157 | 2855012.0588 | 1903341.3725 | 1284755.4265 | 1142004.8235
2016 | 18360 | Suwannee Valley Elec Coop Inc | FL | Cooperative | 1104.34 | 4.28 | 258.0234 | 271.9 | 3 | 90.6333 | 1094.68 | 0.83 | 1318.8916 | 25098 | 24.9 | Y | . | . | . | . | . | . | . |  |  | . |  | 832.44 | 1.28 | 90.6333 | 650.3438 | 832.44 | 32125.44 | 25098 | 100% | 73.3966 | 1254.9 | 146.7932 | 3137.25 | 440.3797 | 5019.6 | 733.9662 | 6274.5 | 1100.9493 | 5019.6 | 1467.9324 | 2509.8 | 2201.8986 | 1129.41 | 2935.8648 | 752.94 | 92105.4186 | 460527.093 | 2210530.0465 | 4605270.9302 | 5526325.1162 | 3684216.7442 | 2486846.3023 | 2210530.0465
2016 | 18383 | Taylor Electric Coop - (WI) | WI | Cooperative | 123 | . | . | 105 | . | . | 18 | . | . | 4369 | 7.2 | Y | . | . | . | . | . | . | . |  |  | . |  | 18 |  |  |  | 18 |  | 4369 | 100% | 1.5871 | 218.45 | 3.1741 | 546.125 | 9.5224 | 873.8 | 15.8707 | 1092.25 | 23.806 | 873.8 | 31.7414 | 436.9 | 47.612 | 196.605 | 63.4827 | 131.07 | 346.6951 | 1733.4754 | 8320.6819 | 17334.7539 | 20801.7046 | 13867.8031 | 9360.7671 | 8320.6819
2016 | 18395 | Sylacauga Utilities Board | AL | Municipal | . | . | . | . | . | . | . | . | . | . | . |  | 13.9 | 0.148 | 93.9189 | . | . | . | 6162 | N | F | 12 | N | [6 empty] | 6162 | 100% |  | 308.1 |  | 770.25 |  | 1: 1232.4; 3: 1540.5; 5: 1232.4; 7: 616.2 | 277.29 |  | 184.86
2016 | 18401 | Sun River Electric Coop, Inc | MT | Cooperative | . | . | . | . | . | . | . | . | . | . | . |  | 579.49 | . | . | 131.97 | . | . | 5783 | N | F | 35 | N | 447.52 |  |  |  | 447.52 |  | 5783 | 100% | 39.458 | 289.15 | 78.9161 | 722.875 | 236.7483 | 1156.6 | 394.5805 | 1445.75 | 591.8707 | 1156.6 | 789.1609 | 578.3 | 1183.7414 | 260.235 | 1578.3218 | 173.49 | 11409.2939 | 57046.4694 | 273823.0529 | 570464.6936 | 684557.6323 | 456371.7549 | 308050.9345 | 273823.0529
2016 | 18429 | City of Tacoma - (WA) | WA | Municipal | . | . | . | . | . | . | . | . | . | . | . |  | 75.9 | 0.75 | 101.2 | 57.9 | 0.54 | 107.2222 | 169014 | N | F | 34.5 | Y | 18 | 0.21 | 107.2222 | 85.7143 | 85.7143 | 35492.94 | 35492.94 | 21% | 7.5575 | 1774.647 | 15.1149 | 4436.6175 | 45.3448 | 7098.588 | 75.5747 | 8873.235 | 113.362 | 7098.588 | 151.1494 | 3549.294 | 226.724 | 1597.1823 | 302.2987 | 1064.7882 | 13411.8384 | 67059.1918 | 321884.1205 | 670591.9177 | 804710.3012 | 536473.5342 | 362119.6356 | 321884.1205
2016 | 18445 | City of Tallahassee - (FL) | FL | Municipal | . | . | . | . | . | . | . | . | . | . | . |  | 161.642 | 1.968 | 82.1352 | . | . | . | 121633 | N | L | 12.5 | Y | [6 empty] | 121633 | 100% |  | 6081.65 |  | 15204.125 |  | 1: 24326.6; 3: 30408.25; 5: 24326.6; 7: 12163.3 | 5473.485 |  | 3648.99
2016 | 18446 | T I P Rural Electric Coop | IA | Cooperative | 93.91 | 1.196 | 78.5201 | 93.91 | 1.196 | 78.5201 | 63.806 | 0.623 | 102.4173 | 6335 | 12.5 | N | . | . | . | . | . | . | . |  |  | . |  | 0 | 0 | 78.5201 |  |  | 0 | 0 | 0% |  | 0 |  | 0 |  | 1: 0; 3: 0; 5: 0; 7: 0 | 0 |  | 0
2016 | 18449 | Talquin Electric Coop, Inc | FL | Cooperative | 5028.1 | 5.1 | 985.902 | 233.2 | 3.17 | 73.5647 | 4983.6 | 4.51 | 1105.0111 | 53592 | 25 |  | . | . | . | . | . | . | . |  |  | . |  | 4794.9 | 1.93 | 73.5647 | 2484.4041 | 4794.9 | 103432.56 | 53592 | 100% | 422.7686 | 2679.6 | 845.5371 | 6699 | 2536.6113 | 10718.4 | 4227.6855 | 13398 | 6341.5283 | 10718.4 | 8455.3711 | 5359.2 | 12683.0566 | 2411.64 | 16910.7421 | 1607.76 | 1132850.6134 | 5664253.0669 | 27188414.7209 | 56642530.6686 | 67971036.8024 | 45314024.5349 | 30586966.5611 | 27188414.7209
2016 | 18454 | Tampa Electric Co | FL | Investor Owned | 102.44 | 1.45 | 70.6483 | 102.44 | 1.45 | 70.6483 | 83.44 | 1.01 | 82.6139 | 736819 | 13.2 | Y | . | . | . | . | . | . | . |  |  | . |  | 0 | 0 | 70.6483 |  |  | 0 | 0 | 0% |  | 0 |  | 0 |  | 1: 0; 3: 0; 5: 0; 7: 0 | 0 |  | 0
2016 | 18488 | City of Taunton | MA | Municipal | 26.585 | 1.792 | 14.8354 | 26.585 | 1.792 | 14.8354 | . | . | . | 29112 | 13.8 |  | . | . | . | . | . | . | . |  |  | . |  | 0 | 0 | 14.8354 |  |  | 0 | 0 | 0% |  | 0 |  | 0 |  | 1: 0; 3: 0; 5: 0; 7: 0 | 0 |  | 0
2016 | 18498 | Taylor County Rural E C C | KY | Cooperative | 153.34 | 1.28 | 119.7969 | 71.64 | 0.89 | 80.4944 | . | . | . | 26315 | 12.5 | N | . | . | . | . | . | . | . |  |  | . |  | 81.7 | 0.39 | 80.4944 | 209.4872 | 209.4872 | 10262.85 | 10262.85 | 39% | 18.4706 | 513.1425 | 36.9412 | 1282.8563 | 110.8235 | 2052.57 | 184.7058 | 2565.7125 | 277.0587 | 2052.57 | 369.4116 | 1026.285 | 554.1174 | 461.8283 | 738.8233 | 307.8855 | 9478.0404 | 47390.2021 | 227472.9699 | 473902.0206 | 568682.4247 | 379121.6165 | 255907.0911 | 227472.9699
2016 | 18499 | Three Notch Elec Member Corp | GA | Cooperative | . | . | . | . | . | . | . | . | . | . | . |  | 379 | . | . | 199 | . | . | 15254 | Y | L | 25 | N | 180 |  |  |  | 180 |  | 15254 | 100% | 15.8707 | 762.7 | 31.7414 | 1906.75 | 95.2241 | 3050.8 | 158.7068 | 3813.5 | 238.0602 | 3050.8 | 317.4137 | 1525.4 | 476.1205 | 686.43 | 634.8273 | 457.62 | 12104.5702 | 60522.8508 | 290509.6841 | 605228.5084 | 726274.2101 | 484182.8068 | 326823.3946 | 290509.6841
2016 | 18848 | City of Thomasville - (GA) | GA | Municipal | 443.85 | . | . | 133.08 | . | . | 443.72 | . | . | 15450 | . | Y | . | . | . | . | . | . | . |  |  | . |  | 310.77 |  |  |  | 310.77 |  | 15450 | 100% | 27.4007 | 772.5 | 54.8015 | 1931.25 | 164.4044 | 3090 | 274.0073 | 3862.5 | 411.011 | 3090 | 548.0147 | 1545 | 822.022 | 695.25 | 1096.0294 | 463.5 | 21167.0676 | 105835.338 | 508009.6223 | 1058353.3799 | 1270024.0558 | 846682.7039 | 571510.8251 | 508009.6223
2016 | 18940 | Tipmont Rural Elec Member Corp | IN | Cooperative | 183.99 | 1.65 | 111.5091 | 105.61 | 1.22 | 86.5656 | 105.77 | 1.03 | 102.6893 | 25845 | 12.5 | N | . | . | . | . | . | . | . |  |  | . |  | 78.38 | 0.43 | 86.5656 | 182.2791 | 182.2791 | 11113.35 | 11113.35 | 43% | 16.0716 | 555.6675 | 32.1433 | 1389.1688 | 96.4298 | 2222.67 | 160.7163 | 2778.3375 | 241.0744 | 2222.67 | 321.4326 | 1111.335 | 482.1489 | 500.1008 | 642.8652 | 333.4005 | 8930.4824 | 44652.4122 | 214331.5785 | 446524.122 | 535828.9464 | 357219.2976 | 241123.0259 | 214331.5785
2016 | 18941 | City of Tipp City - (OH) | OH | Municipal | 153.9 | 0.88 | 174.8864 | 1.74 | 0.015 | 116 | . | . | . | 4927 | 12 | N | . | . | . | . | . | . | . |  |  | . |  | 152.16 | 0.865 | 116 | 175.9075 | 175.9075 | 4261.855 | 4261.855 | 86.5% | 15.5098 | 213.0927 | 31.0197 | 532.7319 | 93.0591 | 852.371 | 155.0985 | 1065.4637 | 232.6477 | 852.371 | 310.1969 | 426.1855 | 465.2954 | 191.7835 | 620.3939 | 127.8556 | 3305.0359 | 16525.1797 | 79320.8627 | 165251.7972 | 198302.1566 | 132201.4378 | 89235.9705 | 79320.8627
2016 | 18955 | Tri-County Electric Coop, Inc | IL | Cooperative | 346.1 | 2.39 | 144.8117 | 86.8 | 1 | 86.8 | 202.5 | 1.2 | 168.75 | 16241 | 12.5 | Y | . | . | . | . | . | . | . |  |  | . |  | 259.3 | 1.39 | 86.8 | 186.5468 | 259.3 | 22574.99 | 16241 | 100% | 22.8626 | 812.05 | 45.7252 | 2030.125 | 137.1756 | 3248.2 | 228.626 | 4060.25 | 342.939 | 3248.2 | 457.252 | 1624.1 | 685.878 | 730.845 | 914.504 | 487.23 | 18565.5752 | 92827.8758 | 445573.804 | 928278.7583 | 1113934.5099 | 742623.0066 | 501270.5295 | 445573.804
2016 | 18956 | Tri-County Elec Member Corp | GA | Cooperative | . | . | . | . | . | . | . | . | . | . | . |  | 184.545 | 1.905 | 96.874 | 147.179 | 1.659 | 88.7155 | 21231 | N | L | 25 | Y | 37.366 | 0.246 | 88.7155 | 151.8943 | 151.8943 | 5222.826 | 5222.826 | 24.6% | 13.3926 | 261.1413 | 26.7852 | 652.8533 | 80.3555 | 1044.5652 | 133.9259 | 1305.7065 | 200.8889 | 1044.5652 | 267.8518 | 522.2826 | 401.7777 | 235.0272 | 535.7037 | 156.6848 | 3497.3588 | 17486.7938 | 83936.6103 | 174867.9381 | 209841.5258 | 139894.3505 | 94428.6866 | 83936.6103
2016 | 18961 | Twin County Electric Pwr Assn | MS | Cooperative | 671.79 | . | . | 339.34 | . | . | 634.42 | . | . | 12458 | 24.9 | N | . | . | . | . | . | . | . |  |  | . |  | 332.45 |  |  |  | 332.45 |  | 12458 | 100% | 29.3123 | 622.9 | 58.6245 | 1557.25 | 175.8736 | 2491.6 | 293.1227 | 3114.5 | 439.6841 | 2491.6 | 586.2454 | 1245.8 | 879.3681 | 560.61 | 1172.4908 | 373.74 | 18258.6132 | 91293.0661 | 438206.7174 | 912930.6613 | 1095516.7935 | 730344.529 | 492982.5571 | 438206.7174
2016 | 18962 | Twin Valley Electric Coop Inc | KS | Cooperative | 343.4 | 2.5 | 137.36 | 190.31 | 0.83 | 229.2892 | 278.9 | 2.43 | 114.7737 | 3061 | 15 | N | . | . | . | . | . | . | . |  |  | . |  | 153.09 | 1.67 | 229.2892 | 91.6707 | 153.09 | 5111.87 | 3061 | 100% | 13.498 | 153.05 | 26.996 | 382.625 | 80.9881 | 612.2 | 134.9802 | 765.25 | 202.4702 | 612.2 | 269.9603 | 306.1 | 404.9405 | 137.745 | 539.9206 | 91.83 | 2065.8714 | 10329.3569 | 49580.913 | 103293.5687 | 123952.2824 | 82634.855 | 55778.5271 | 49580.913
2016 | 18976 | Trinity Valley Elec Coop Inc | TX | Cooperative | 215.72 | 2.059 | 104.7693 | 181.429 | 2 | 90.7145 | 194.952 | 1.99 | 97.9658 | 64660 | 14.4 | Y | . | . | . | . | . | . | . |  |  | . |  | 34.291 | 0.059 | 90.7145 | 581.2034 | 581.2034 | 3814.94 | 3814.94 | 5.9% | 51.245 | 190.747 | 102.4899 | 476.8675 | 307.4698 | 762.988 | 512.4497 | 953.735 | 768.6746 | 762.988 | 1024.8994 | 381.494 | 1537.3492 | 171.6723 | 2049.7989 | 114.4482 | 9774.8247 | 48874.1233 | 234595.7918 | 488741.2329 | 586489.4795 | 390992.9863 | 263920.2658 | 234595.7918
2016 | 18997 | The Toledo Edison Co | OH | Investor Owned | 70.991 | 0.652 | 108.8819 | 70.991 | 0.652 | 108.8819 | 63.154 | 0.587 | 107.5877 | 303179 | 23 | Y | . | . | . | . | . | . | . |  |  | . |  | 0 | 0 | 108.8819 |  |  | 0 | 0 | 0% |  | 0 |  | 0 |  | 1: 0; 3: 0; 5: 0; 7: 0 | 0 |  | 0
2016 | 19027 | Tombigbee Electric Coop, Inc | AL | Cooperative | 408.73 | 2.913 | 140.3124 | 307.67 | 2.76 | 111.4746 | 392.25 | 2.17 | 180.7604 | 8460 | 7.6 | Y | . | . | . | . | . | . | . |  |  | . |  | 101.06 | 0.153 | 111.4746 | 660.5229 | 660.5229 | 1294.38 | 1294.38 | 15.3% | 58.2386 | 64.719 | 116.4772 | 161.7975 | 349.4316 | 258.876 | 582.3861 | 323.595 | 873.5791 | 258.876 | 1164.7722 | 129.438 | 1747.1582 | 58.2471 | 2329.5443 | 38.8314 | 3769.1445 | 18845.7223 | 90459.4669 | 188457.2226 | 226148.6672 | 150765.7781 | 101766.9002 | 90459.4669
2016 | 19108 | Tideland Electric Member Corp | NC | Cooperative | 475.4 | 2.11 | 225.3081 | 271.93 | 1.72 | 158.0988 | 475.4 | 2.11 | 225.3081 | 22613 | 24.9 | N | . | . | . | . | . | . | . |  |  | . |  | 203.47 | 0.39 | 158.0988 | 521.7179 | 521.7179 | 8819.07 | 8819.07 | 39% | 46.0001 | 440.9535 | 92.0002 | 1102.3837 | 276.0007 | 1763.814 | 460.0011 | 2204.7675 | 690.0017 | 1763.814 | 920.0023 | 881.907 | 1380.0034 | 396.8582 | 1840.0045 | 264.5721 | 20283.9108 | 101419.5542 | 486813.8603 | 1014195.5422 | 1217034.6507 | 811356.4338 | 547665.5928 | 486813.8603
2016 | 19156 | Powder River Energy Corp | WY | Cooperative | 194 | 1.79 | 108.3799 | 194 | 1.79 | 108.3799 | 191 | 1.71 | 111.6959 | 27192 | 24.9 | Y | . | . | . | . | . | . | . |  |  | . |  | 0 | 0 | 108.3799 |  |  | 0 | 0 | 0% |  | 0 |  | 0 |  | 1: 0; 3: 0; 5: 0; 7: 0 | 0 |  | 0
2016 | 19157 | Tri-County Electric Coop | MN | Cooperative | 135.018 | 1.371 | 98.4814 | 89.167 | 1.073 | 83.1007 | 119 | 1.06 | 112.2642 | 16005 | 24.9 | N | . | . | . | . | . | . | . |  |  | . |  | 45.851 | 0.298 | 83.1007 | 153.8624 | 153.8624 | 4769.49 | 4769.49 | 29.8% | 13.5661 | 238.4745 | 27.1322 | 596.1862 | 81.3967 | 953.898 | 135.6612 | 1192.3725 | 203.4918 | 953.898 | 271.3224 | 476.949 | 406.9836 | 214.627 | 542.6448 | 143.0847 | 3235.1738 | 16175.869 | 77644.171 | 161758.6896 | 194110.4275 | 129406.9517 | 87349.6924 | 77644.171
2016 | 19158 | Tri-County Electric Coop Assn | MO | Cooperative | . | . | . | . | . | . | . | . | . | . | . |  | 88 | 1.2 | 73.3333 | 30 | 1 | 30 | 6329 | N | L | 12.5 | Y | 58 | 0.2 | 30 | 290 | 290 | 1265.8 | 1265.8 | 20% | 25.5694 | 63.29 | 51.1389 | 158.225 | 153.4166 | 253.16 | 255.6943 | 316.45 | 383.5415 | 253.16 | 511.3887 | 126.58 | 767.083 | 56.961 | 1022.7774 | 37.974 | 1618.2895 | 8091.4475 | 38838.9478 | 80914.4747 | 97097.3696 | 64731.5797 | 43693.8163 | 38838.9478
2016 | 19159 | Tri-County Electric Coop, Inc | TX | Cooperative | 39.23 | 0.62 | 63.2742 | 39.23 | 0.62 | 63.2742 | . | . | . | 103820 | 24.9 | Y | . | . | . | . | . | . | . |  |  | . |  | 0 | 0 | 63.2742 |  |  | 0 | 0 | 0% |  | 0 |  | 0 |  | 1: 0; 3: 0; 5: 0; 7: 0 | 0 |  | 0
2016 | 19160 | Tri-County Electric Coop, Inc | OK | Cooperative | . | . | . | . | . | . | . | . | . | . | . |  | 369.6 | 2.4 | 154 | 243.5 | 2 | 121.75 | 23053 | N | O | 34.5 | N | 126.1 | 0.4 | 121.75 | 315.25 | 315.25 | 9221.2 | 9221.2 | 40% | 27.7957 | 461.06 | 55.5915 | 1152.65 | 166.7744 | 1844.24 | 277.9574 | 2305.3 | 416.9361 | 1844.24 | 555.9148 | 922.12 | 833.8722 | 414.954 | 1111.8295 | 276.636 | 12815.5032 | 64077.5158 | 307572.0758 | 640775.158 | 768930.1896 | 512620.1264 | 346018.5853 | 307572.0758
2016 | 19161 | Tri-County Electric Coop, Inc | FL | Cooperative | 1798.6 | 4.189 | 429.3626 | 222.08 | 2.568 | 86.4798 | 1798.54 | 4.189 | 429.3483 | 17661 | 25 | Y | . | . | . | . | . | . | . |  |  | . |  | 1576.52 | 1.621 | 86.4798 | 972.5601 | 1576.52 | 28628.481 | 17661 | 100% | 139.0025 | 883.05 | 278.005 | 2207.625 | 834.015 | 3532.2 | 1390.025 | 4415.25 | 2085.0375 | 3532.2 | 2780.05 | 1766.1 | 4170.0749 | 794.745 | 5560.0999 | 529.83 | 122746.156 | 613730.78 | 2945907.7441 | 6137307.8001 | 7364769.3602 | 4909846.2401 | 3314146.2121 | 2945907.7441
2016 | 19162 | Tri-County Elec Member Corp | KY | Cooperative | 309.3 | 3.8 | 81.3947 | 228.8 | 3.5 | 65.3714 | 258 | 3 | 86 | 24260 | 13 | Y | . | . | . | . | . | . | . |  |  | . |  | 80.5 | 0.3 | 65.3714 | 268.3333 | 268.3333 | 7278 | 7278 | 30% | 23.6591 | 363.9 | 47.3181 | 909.75 | 141.9544 | 1455.6 | 236.5907 | 1819.5 | 354.8861 | 1455.6 | 473.1815 | 727.8 | 709.7722 | 327.51 | 946.363 | 218.34 | 8609.5371 | 43047.6855 | 206628.8905 | 430476.8553 | 516572.2263 | 344381.4842 | 232457.5018 | 206628.8905
2016 | 19162 | Tri-County Elec Member Corp | TN | Cooperative | 332.5 | 3.8 | 87.5 | 320 | 3.7 | 86.4865 | 261.6 | 2.9 | 90.2069 | 26282 | 13 | Y | . | . | . | . | . | . | . |  |  | . |  | 12.5 | 0.1 | 86.4865 | 125 | 125 | 2628.2 | 2628.2 | 10% | 11.0213 | 131.41 | 22.0426 | 328.525 | 66.1278 | 525.64 | 110.2131 | 657.05 | 165.3196 | 525.64 | 220.4262 | 262.82 | 330.6392 | 118.269 | 440.8523 | 78.846 | 1448.3101 | 7241.5503 | 34759.4416 | 72415.5033 | 86898.604 | 57932.4026 | 39104.3718 | 34759.4416
2016 | 19189 | Trico Electric Cooperative Inc | AZ | Cooperative | 41.3 | 0.49 | 84.2857 | 41.3 | 0.49 | 84.2857 | 40.3 | 0.48 | 83.9583 | 45301 | 24.9 | N | . | . | . | . | . | . | . |  |  | . |  | 0 | 0 | 84.2857 |  |  | 0 | 0 | 0% |  | 0 |  | 0 |  | 1: 0; 3: 0; 5: 0; 7: 0 | 0 |  | 0
2016 | 19219 | Diverse Power Incorporated | AL | Cooperative | . | . | . | . | . | . | . | . | . | . | . |  | 3.46 | 0.1 | 34.6 | 3 | 0.09 | 33.3333 | 670 | N | F | 35 | Y | 0.46 | 0.01 | 33.3333 | 46 | 46 | 6.7 | 6.7 | 1% | 4.0558 | 0.335 | 8.1117 | 0.8375 | 24.335 | 1.34 | 40.5584 | 1.675 | 60.8376 | 1.34 | 81.1168 | 0.67 | 121.6752 | 0.3015 | 162.2337 | 0.201 | 1.3587 | 6.7935 | 32.609 | 67.9353 | 81.5224 | 54.3483 | 36.6851 | 32.609
2016 | 19219 | Diverse Power Incorporated | GA | Cooperative | . | . | . | . | . | . | . | . | . | . | . |  | 178.8 | 1.4 | 127.7143 | 164.5 | 1.2 | 137.0833 | 33851 | N | F | 35 | Y | 14.3 | 0.2 | 137.0833 | 71.5 | 71.5 | 6770.2 | 6770.2 | 20% | 6.3042 | 338.51 | 12.6084 | 846.275 | 37.8251 | 1354.04 | 63.0419 | 1692.55 | 94.5628 | 1354.04 | 126.0838 | 677.02 | 189.1256 | 304.659 | 252.1675 | 203.106 | 2134.0307 | 10670.1536 | 51216.7371 | 106701.5356 | 128041.8428 | 85361.2285 | 57618.8292 | 51216.7371
2016 | 19229 | Truckee Donner P U D | CA | Political Subdivision | 436.55 | 1.48 | 294.9662 | . | . | . | . | . | . | 13679 | 14.4 | N | . | . | . | . | . | . | . |  |  | . | [7 empty] | 13679 | 100% |  | 683.95 |  | 1709.875 |  | 1: 2735.8; 3: 3419.75; 5: 2735.8; 7: 1367.9 | 615.555 |  | 410.37
2016 | 19266 | Tullahoma Board-Public Utils | TN | Municipal | 166.247 | 2.485 | 66.9002 | 29.871 | 0.651 | 45.8848 | 166.247 | 2.485 | 66.9002 | 11165 | 12.5 | N | . | . | . | . | . | . | . |  |  | . |  | 136.376 | 1.834 | 45.8848 | 74.3599 | 136.376 | 20476.61 | 11165 | 100% | 12.0243 | 558.25 | 24.0487 | 1395.625 | 72.146 | 2233 | 120.2434 | 2791.25 | 180.365 | 2233 | 240.4867 | 1116.5 | 360.7301 | 502.425 | 480.9734 | 334.95 | 6712.585 | 33562.9252 | 161102.041 | 335629.252 | 402755.1024 | 268503.4016 | 181239.7961 | 161102.041
2016 | 19281 | Turlock Irrigation District | CA | Political Subdivision | . | . | . | . | . | . | . | . | . | . | . |  | 57 | 0.54 | 105.5556 | 57 | 0.54 | 105.5556 | 85650 | N | F | 69 | N | 0 | 0 | 105.5556 |  |  | 0 | 0 | 0% |  | 0 |  | 0 |  | 1: 0; 3: 0; 5: 0; 7: 0 | 0 |  | 0
2016 | 19324 | Two Rivers Water & Light | WI | Municipal | 17 | 0.148 | 114.8649 | . | . | . | . | . | . | 6153 | 13.8 | N | . | . | . | . | . | . | . |  |  | . | [7 empty] | 6153 | 100% |  | 307.65 |  | 769.125 |  | 1: 1230.6; 3: 1538.25; 5: 1230.6; 7: 615.3 | 276.885 |  | 184.59
2016 | 19325 | Umatilla Electric Coop Assn | OR | Cooperative | 220.6 | 1.745 | 126.4183 | 122.4 | 1.23 | 99.5122 | 122.4 | 1.74 | 70.3448 | 14347 | 12.5 | Y | . | . | . | . | . | . | . |  |  | . |  | 98.2 | 0.515 | 99.5122 | 190.6796 | 190.6796 | 7388.705 | 7388.705 | 51.5% | 16.8123 | 369.4352 | 33.6246 | 923.5881 | 100.8739 | 1477.741 | 168.1231 | 1847.1762 | 252.1846 | 1477.741 | 336.2462 | 738.8705 | 504.3693 | 332.4917 | 672.4924 | 221.6611 | 6211.0598 | 31055.299 | 149065.4354 | 310552.9904 | 372663.5885 | 248442.3924 | 167698.6148 | 149065.4354
2016 | 19390 | UGI Utilities, Inc | PA | Investor Owned | 78 | 0.63 | 123.8095 | 78 | 0.63 | 123.8095 | 78 | 0.63 | 123.8095 | 61773 | 13.8 | Y | . | . | . | . | . | . | . |  |  | . |  | 0 | 0 | 123.8095 |  |  | 0 | 0 | 0% |  | 0 |  | 0 |  | 1: 0; 3: 0; 5: 0; 7: 0 | 0 |  | 0
2016 | 19396 | Tri-County Electric Coop | MI | Cooperative | 519 | 1.79 | 289.9441 | 179 | 1.46 | 122.6027 | 201 | 1.62 | 124.0741 | 25813 | 25 | N | . | . | . | . | . | . | . |  |  | . |  | 340 | 0.33 | 122.6027 | 1030.303 | 1030.303 | 8518.29 | 8518.29 | 33% | 90.8423 | 425.9145 | 181.6846 | 1064.7863 | 545.0538 | 1703.658 | 908.423 | 2129.5725 | 1362.6344 | 1703.658 | 1816.8459 | 851.829 | 2725.2689 | 383.3231 | 3633.6918 | 255.5487 | 38691.0507 | 193455.2535 | 928585.2168 | 1934552.5349 | 2321463.0419 | 1547642.0279 | 1044658.3688 | 928585.2168
2016 | 19435 | Union Electric Membership Corp - (NC) | NC | Cooperative | 117.2 | 1.06 | 110.566 | 66.4 | 0.73 | 90.9589 | 115 | 0.96 | 119.7917 | 74092 | 25 | Y | . | . | . | . | . | . | . |  |  | . |  | 50.8 | 0.33 | 90.9589 | 153.9394 | 153.9394 | 24450.36 | 24450.36 | 33% | 13.5729 | 1222.518 | 27.1458 | 3056.295 | 81.4374 | 4890.072 | 135.7291 | 6112.59 | 203.5936 | 4890.072 | 271.4582 | 2445.036 | 407.1872 | 1100.2662 | 542.9163 | 733.5108 | 16593.1239 | 82965.6194 | 398234.9731 | 829656.194 | 995587.4328 | 663724.9552 | 448014.3447 | 398234.9731
2016 | 19436 | Union Electric Co - (MO) | MO | Investor Owned | 294 | 1.13 | 260.177 | 91 | 0.73 | 124.6575 | . | . | . | 1219406 | 69 | Y | . | . | . | . | . | . | . |  |  | . |  | 203 | 0.4 | 124.6575 | 507.5 | 507.5 | 487762.4 | 487762.4 | 40% | 44.7465 | 24388.12 | 89.493 | 60970.3 | 268.4791 | 97552.48 | 447.4651 | 121940.6 | 671.1976 | 97552.48 | 894.9302 | 48776.24 | 1342.3953 | 21949.308 | 1789.8604 | 14632.872 | 1091283.2535 | 5456416.2675 | 26190798.0838 | 54564162.6745 | 65476995.2094 | 43651330.1396 | 29464647.8442 | 26190798.0838
2016 | 19437 | Western Iowa Power Coop | IA | Cooperative | 81 | 0.992 | 81.6532 | 76.2 | 0.955 | 79.7906 | 43.81 | 0.42 | 104.3095 | 5524 | 12.4 | N | . | . | . | . | . | . | . |  |  | . |  | 4.8 | 0.037 | 79.7906 | 129.7297 | 129.7297 | 204.388 | 204.388 | 3.7% | 11.4383 | 10.2194 | 22.8767 | 25.5485 | 68.63 | 40.8776 | 114.3833 | 51.097 | 171.575 | 40.8776 | 228.7666 | 20.4388 | 343.1499 | 9.1975 | 457.5332 | 6.1316 | 116.8929 | 584.4644 | 2805.4289 | 5844.6436 | 7013.5724 | 4675.7149 | 3156.1076 | 2805.4289
2016 | 19445 | Southern Indiana R E C, Inc | IN | Cooperative | 215.9 | 1.266 | 170.5371 | 195.7 | 1.266 | 154.5814 | 200.2 | 0.022 | 9100 | 9218 | 12.5 | Y | . | . | . | . | . | . | . |  |  | . |  | 20.2 | 0 | 154.5814 |  |  | 0 | 0 | 0% |  | 0 |  | 0 |  | 1: 0; 3: 0; 5: 0; 7: 0 | 0 |  | 0
2016 | 19446 | Duke Energy Kentucky | KY | Investor Owned | 180.98 | 1.04 | 174.0192 | 101.67 | 0.77 | 132.039 | 176.94 | 0.95 | 186.2526 | 140361 | 12.5 | N | . | . | . | . | . | . | . |  |  | . |  | 79.31 | 0.27 | 132.039 | 293.7407 | 293.7407 | 37897.47 | 37897.47 | 27% | 25.8993 | 1894.8735 | 51.7985 | 4737.1838 | 155.3955 | 7579.494 | 258.9926 | 9474.3675 | 388.4889 | 7579.494 | 517.9851 | 3789.747 | 776.9777 | 1705.3862 | 1035.9703 | 1136.9241 | 49075.8159 | 245379.0796 | 1177819.582 | 2453790.7957 | 2944548.9549 | 1963032.6366 | 1325047.0297 | 1177819.582
2016 | 19490 | United Electric Coop Service Inc - (TX) | TX | Cooperative | 84.592 | 1.051 | 80.4872 | 76.342 | 0.843 | 90.5599 | 72.434 | 0.794 | 91.2267 | 80002 | 25 | Y | . | . | . | . | . | . | . |  |  | . |  | 8.25 | 0.208 | 90.5599 | 39.6635 | 39.6635 | 16640.416 | 16640.416 | 20.8% | 3.4971 | 832.0208 | 6.9943 | 2080.052 | 20.9829 | 3328.0832 | 34.9715 | 4160.104 | 52.4572 | 3328.0832 | 69.9429 | 1664.0416 | 104.9144 | 748.8187 | 139.8858 | 499.2125 | 2909.698 | 14548.4901 | 69832.7524 | 145484.9008 | 174581.881 | 116387.9206 | 78561.8464 | 69832.7524
2016 | 19493 | Union County Electric Coop Inc | SD | Cooperative | . | . | . | . | . | . | . | . | . | . | . |  | 119.24 | 1.64 | 72.7073 | . | . | . | 1519 | Y | O | 7.2 | N | [6 empty] | 1519 | 100% |  | 75.95 |  | 189.875 |  | 1: 303.8; 3: 379.75; 5: 303.8; 7: 151.9 | 68.355 |  | 45.57
2016 | 19497 | United Illuminating Co | CT | Investor Owned | . | . | . | . | . | . | . | . | . | . | . |  | 77 | 0.74 | 104.0541 | 51 | 0.61 | 83.6066 | 330968 | N | F | 69 | N | 26 | 0.13 | 83.6066 | 200 | 200 | 43025.84 | 43025.84 | 13% | 17.6341 | 2151.292 | 35.2682 | 5378.23 | 105.8046 | 8605.168 | 176.3409 | 10756.46 | 264.5114 | 8605.168 | 352.6819 | 4302.584 | 529.0228 | 1936.1628 | 705.3637 | 1290.7752 | 37936.0823 | 189680.4115 | 910465.975 | 1896804.1146 | 2276164.9375 | 1517443.2917 | 1024274.2219 | 910465.975
2016 | 19501 | Union Rural Electric Coop, Inc | OH | Cooperative | 133.2 | 1.657 | 80.3862 | 133.2 | 1.657 | 80.3862 | 114.4 | 1.086 | 105.3407 | 9473 | 69 | Y | . | . | . | . | . | . | . |  |  | . |  | 0 | 0 | 80.3862 |  |  | 0 | 0 | 0% |  | 0 |  | 0 |  | 1: 0; 3: 0; 5: 0; 7: 0 | 0 |  | 0
2016 | 19545 | Black Hills Power, Inc. d/b/a | MT | Investor Owned | 223.324 | 3.118 | 71.6241 | 21.394 | 1.03 | 20.7709 | 223.324 | 3.118 | 71.6241 | 34 | 35 | y | . | . | . | . | . | . | . |  |  | . |  | 201.93 | 2.088 | 20.7709 | 96.7098 | 201.93 | 70.992 | 34 | 100% | 17.8043 | 1.7 | 35.6085 | 4.25 | 106.8256 | 6.8 | 178.0426 | 8.5 | 267.0639 | 6.8 | 356.0852 | 3.4 | 534.1278 | 1.53 | 712.1705 | 1.02 | 30.2672 | 151.3362 | 726.4139 | 1513.3622 | 1816.0347 | 1210.6898 | 817.2156 | 726.4139
2016 | 19545 | Black Hills Power, Inc. d/b/a | SD | Investor Owned | 87.676 | 1.032 | 84.9574 | 78.329 | 0.952 | 82.2784 | 84.601 | 0.967 | 87.4881 | 68634 | 35 |  | . | . | . | . | . | . | . |  |  | . |  | 9.347 | 0.08 | 82.2784 | 116.8375 | 116.8375 | 5490.72 | 5490.72 | 8% | 10.3016 | 274.536 | 20.6032 | 686.34 | 61.8097 | 1098.144 | 103.0162 | 1372.68 | 154.5242 | 1098.144 | 206.0323 | 549.072 | 309.0485 | 247.0824 | 412.0647 | 164.7216 | 2828.1646 | 14140.8229 | 67875.9498 | 141408.2288 | 169689.8746 | 113126.583 | 76360.4436 | 67875.9498
2016 | 19545 | Black Hills Power, Inc. d/b/a | WY | Investor Owned | 10.564 | 0.116 | 91.069 | 7.557 | 0.08 | 94.4625 | 10.542 | 0.115 | 91.6696 | 2618 | 35 | y | . | . | . | . | . | . | . |  |  | . |  | 3.007 | 0.036 | 94.4625 | 83.5278 | 83.5278 | 94.248 | 94.248 | 3.6% | 7.3647 | 4.7124 | 14.7294 | 11.781 | 44.1881 | 18.8496 | 73.6468 | 23.562 | 110.4702 | 18.8496 | 147.2937 | 9.4248 | 220.9405 | 4.2412 | 294.5873 | 2.8274 | 34.7053 | 173.5267 | 832.928 | 1735.2666 | 2082.3199 | 1388.2133 | 937.0439 | 832.928
2016 | 19547 | Hawaiian Electric Co Inc | HI | Investor Owned | 109.33 | 1.3 | 84.1 | 83.24 | 1.002 | 83.0739 | 98.86 | 1.049 | 94.2421 | 303732 | 25 | Y | . | . | . | . | . | . | . |  |  | . |  | 26.09 | 0.298 | 83.0739 | 87.5503 | 87.5503 | 90512.136 | 90512.136 | 29.8% | 7.7194 | 4525.6068 | 15.4387 | 11314.017 | 46.3161 | 18102.4272 | 77.1935 | 22628.034 | 115.7903 | 18102.4272 | 154.3871 | 9051.2136 | 231.5806 | 4073.0461 | 308.7741 | 2715.3641 | 34934.7592 | 174673.796 | 838434.221 | 1746737.9603 | 2096085.5524 | 1397390.3683 | 943238.4986 | 838434.221
2016 | 19558 | Homer Electric Assn Inc | AK | Cooperative | 186.54 | 1.79 | 104.2123 | 186.54 | 1.79 | 104.2123 | 169.96 | 1.53 | 111.085 | 30759 | 25 | Y | . | . | . | . | . | . | . |  |  | . |  | 0 | 0 | 104.2123 |  |  | 0 | 0 | 0% |  | 0 |  | 0 |  | 1: 0; 3: 0; 5: 0; 7: 0 | 0 |  | 0
2016 | 19574 | Upper Cumberland E M C | TN | Cooperative | 190.68 | . | . | 110.51 | . | . | 110.51 | . | . | 49868 | 12.5 | N | . | . | . | . | . | . | . |  |  | . |  | 80.17 |  |  |  | 80.17 |  | 49868 | 100% | 7.0686 | 2493.4 | 14.1373 | 6233.5 | 42.4118 | 9973.6 | 70.6863 | 12467 | 106.0294 | 9973.6 | 141.3725 | 4986.8 | 212.0588 | 2244.06 | 282.745 | 1496.04 | 17624.9121 | 88124.5605 | 422997.8903 | 881245.6047 | 1057494.7256 | 704996.4838 | 475872.6265 | 422997.8903
2016 | 19578 | Upper Peninsula Power Company | MI | Investor Owned | 457.2 | 2.1 | 217.7143 | 164.9 | 1.3 | 126.8461 | 284 | 1.6 | 177.5 | 59445 | 50 | N | . | . | . | . | . | . | . |  |  | . |  | 292.3 | 0.8 | 126.8462 | 365.375 | 365.375 | 47556 | 47556 | 80% | 32.2153 | 2377.8 | 64.4306 | 5944.5 | 193.2917 | 9511.2 | 322.1528 | 11889 | 483.2292 | 9511.2 | 644.3057 | 4755.6 | 966.4585 | 2140.02 | 1288.6113 | 1426.68 | 76601.4996 | 383007.4982 | 1838435.9912 | 3830074.9816 | 4596089.978 | 3064059.9853 | 2068240.4901 | 1838435.9912
2016 | 19579 | Upshur Rural Elec Coop Corp | TX | Cooperative | 968 | 5.274 | 183.5419 | 655 | 4.852 | 134.9959 | 779 | 3.086 | 252.4303 | 45969 | 25 | Y | . | . | . | . | . | . | . |  |  | . |  | 313 | 0.422 | 134.9959 | 741.7062 | 741.7062 | 19398.918 | 19398.918 | 42.2% | 65.3966 | 969.9459 | 130.7932 | 2424.8648 | 392.3795 | 3879.7836 | 653.9658 | 4849.7295 | 980.9486 | 3879.7836 | 1307.9315 | 1939.8918 | 1961.8973 | 872.9513 | 2615.863 | 581.9675 | 63431.1403 | 317155.7017 | 1522347.3681 | 3171557.0169 | 3805868.4203 | 2537245.6135 | 1712640.7891 | 1522347.3681
2016 | 19667 | Utilities Dist-Western IN REMC | IN | Cooperative | 354.38 | 2.6 | 136.3 | 302.75 | 2.47 | 122.5708 | 260.42 | 1.42 | 183.3944 | 19002 | 15 | Y | . | . | . | . | . | . | . |  |  | . |  | 51.63 | 0.13 | 122.5709 | 397.1538 | 397.1538 | 2470.26 | 2470.26 | 13% | 35.0172 | 123.513 | 70.0345 | 308.7825 | 210.1034 | 494.052 | 350.1724 | 617.565 | 525.2586 | 494.052 | 700.3448 | 247.026 | 1050.5172 | 111.1617 | 1400.6895 | 74.1078 | 4325.0842 | 21625.4209 | 103802.0202 | 216254.2087 | 259505.0504 | 173003.3669 | 116777.2727 | 103802.0202
2016 | 19728 | UNS Electric, Inc | AZ | Investor Owned | 63.865 | 0.849 | 75.2238 | 63.865 | 0.849 | 75.2238 | . | . | . | 95100 | 69 | Y | . | . | . | . | . | . | . |  |  | . |  | 0 | 0 | 75.2238 |  |  | 0 | 0 | 0% |  | 0 |  | 0 |  | 1: 0; 3: 0; 5: 0; 7: 0 | 0 |  | 0
2016 | 19785 | Verdigris Valley Elec Coop Inc | OK | Cooperative | . | . | . | . | . | . | . | . | . | . | . |  | 299.675 | 2.771 | 108.1469 | 282.891 | 2.698 | 104.8521 | 36351 | N | F | 24.9 | Y | 16.784 | 0.073 | 104.8521 | 229.9178 | 229.9178 | 2653.623 | 2653.623 | 7.3% | 20.272 | 132.6812 | 40.5439 | 331.7029 | 121.6318 | 530.7246 | 202.7196 | 663.4058 | 304.0794 | 530.7246 | 405.4392 | 265.3623 | 608.1588 | 119.413 | 810.8784 | 79.6087 | 2689.7069 | 13448.5345 | 64552.9658 | 134485.3455 | 161382.4146 | 107588.2764 | 72622.0866 | 64552.9658
2016 | 19790 | Verendrye Electric Coop Inc | ND | Cooperative | 94.12 | 1.12 | 84.0357 | 94.12 | 1.12 | 84.0357 | 93.52 | 1.05 | 89.0667 | 18259 | 25 | N | . | . | . | . | . | . | . |  |  | . |  | 0 | 0 | 84.0357 |  |  | 0 | 0 | 0% |  | 0 |  | 0 |  | 1: 0; 3: 0; 5: 0; 7: 0 | 0 |  | 0
2016 | 19791 | Vermont Electric Cooperative, Inc | VT | Cooperative | 217.59 | 1.7 | 127.9941 | 217.59 | 1.7 | 127.9941 | 204.88 | 1.5 | 136.5867 | 38424 | 35 | Y | . | . | . | . | . | . | . |  |  | . |  | 0 | 0 | 127.9941 |  |  | 0 | 0 | 0% |  | 0 |  | 0 |  | 1: 0; 3: 0; 5: 0; 7: 0 | 0 |  | 0
2016 | 19798 | City of Vernon | CA | Municipal | . | . | . | . | . | . | . | . | . | . | . |  | 117.31 | 0.67 | 175.0896 | 32.71 | 0.47 | 69.5957 | 1988 | N | F | 69 | N | 84.6 | 0.2 | 69.5957 | 423 | 423 | 397.6 | 397.6 | 20% | 37.2961 | 19.88 | 74.5922 | 49.7 | 223.7766 | 79.52 | 372.9611 | 99.4 | 559.4416 | 79.52 | 745.9221 | 39.76 | 1118.8832 | 17.892 | 1491.8442 | 11.928 | 741.4466 | 3707.2329 | 17794.718 | 37072.3292 | 44486.795 | 29657.8633 | 20019.0578 | 17794.718
2016 | 19804 | City of Vero Beach - (FL) | FL | Municipal | . | . | . | . | . | . | . | . | . | . | . |  | . | . | . | 162.2 | 2.3 | 70.5217 | 35217 | N | L | 13.8 | Y |  |  | 70.5217 |  |  |  | 35217 | 100% |  | 1760.85 |  | 4402.125 |  | 1: 7043.4; 3: 8804.25; 5: 7043.4; 7: 3521.7 | 1584.765 |  | 1056.51
2016 | 19806 | Victoria Electric Coop, Inc | TX | Cooperative | 213.37 | 1.56 | 136.7756 | 164.13 | 1.28 | 128.2266 | 194.55 | 1.2 | 162.125 | 22339 | 14.4 | Y | . | . | . | . | . | . | . |  |  | . |  | 49.24 | 0.28 | 128.2266 | 175.8571 | 175.8571 | 6254.92 | 6254.92 | 28% | 15.5054 | 312.746 | 31.0108 | 781.865 | 93.0324 | 1250.984 | 155.0541 | 1563.73 | 232.5811 | 1250.984 | 310.1081 | 625.492 | 465.1622 | 281.4714 | 620.2162 | 187.6476 | 4849.2536 | 24246.268 | 116382.0866 | 242462.6804 | 290955.2165 | 193970.1443 | 130929.8474 | 116382.0866
2016 | 19820 | Victory Electric Coop Assn Inc | KS | Cooperative | 300.5 | . | . | 257.1 | . | . | 295 | . | . | 19660 | 13.8 | Y | . | . | . | . | . | . | . |  |  | . |  | 43.4 |  |  |  | 43.4 |  | 19660 | 100% | 3.8266 | 983 | 7.6532 | 2457.5 | 22.9596 | 3932 | 38.266 | 4915 | 57.399 | 3932 | 76.532 | 1966 | 114.7979 | 884.7 | 153.0639 | 589.8 | 3761.5459 | 18807.7296 | 90277.1021 | 188077.2961 | 225692.7553 | 150461.8369 | 101561.7399 | 90277.1021
2016 | 19840 | Valley Electric Assn, Inc | NV | Cooperative | 100.03 | 1.308 | 76.4755 | 66.09 | 1 | 66.09 | 98.39 | 1.285 | 76.5681 | 21350 | 25 | Y | . | . | . | . | . | . | . |  |  | . |  | 33.94 | 0.308 | 66.09 | 110.1948 | 110.1948 | 6575.8 | 6575.8 | 30.8% | 9.7159 | 328.79 | 19.4319 | 821.975 | 58.2956 | 1315.16 | 97.1593 | 1643.95 | 145.7389 | 1315.16 | 194.3185 | 657.58 | 291.4778 | 295.911 | 388.6371 | 197.274 | 3194.4996 | 15972.4982 | 76667.9912 | 159724.9816 | 191669.978 | 127779.9853 | 86251.4901 | 76667.9912
2016 | 19876 | Virginia Electric & Power Co | NC | Investor Owned | . | . | . | . | . | . | . | . | . | . | . |  | 325.83 | 1.559 | 208.9994 | 117.562 | 1.129 | 104.1293 | 122350 | N | O | 34.5 | Y | 208.268 | 0.43 | 104.1293 | 484.3442 | 484.3442 | 52610.5 | 52610.5 | 43% | 42.7049 | 2630.525 | 85.4097 | 6576.3125 | 256.2291 | 10522.1 | 427.0485 | 13152.625 | 640.5728 | 10522.1 | 854.097 | 5261.05 | 1281.1455 | 2367.4725 | 1708.194 | 1578.315 | 112336.1784 | 561680.892 | 2696068.2816 | 5616808.9199 | 6740170.7039 | 4493447.1359 | 3033076.8168 | 2696068.2816
2016 | 19876 | Virginia Electric & Power Co | VA | Investor Owned | . | . | . | . | . | . | . | . | . | . | . |  | 199.918 | 1.481 | 134.9885 | 138.225 | 1.275 | 108.4118 | 2432641 | N | O | 34.5 | Y | 61.693 | 0.206 | 108.4118 | 299.4806 | 299.4806 | 501124.046 | 501124.046 | 20.6% | 26.4053 | 25056.2023 | 52.8107 | 62640.5058 | 158.432 | 100224.8092 | 264.0534 | 125281.0115 | 396.0801 | 100224.8092 | 528.1068 | 50112.4046 | 792.1602 | 22550.5821 | 1056.2137 | 15033.7214 | 661617.5807 | 3308087.9033 | 15878821.9358 | 33080879.033 | 39697054.8396 | 26464703.2264 | 17863674.6778 | 15878821.9358
2016 | 19882 | Virginia Tech Electric Service | VA | State | . | . | . | . | . | . | . | . | . | . | . |  | 27.9 | 0.445 | 62.6966 | . | . | . | 6543 | N | L | 12.5 | N | [6 empty] | 6543 | 100% |  | 327.15 |  | 817.875 |  | 1: 1308.6; 3: 1635.75; 5: 1308.6; 7: 654.3 | 294.435 |  | 196.29
2016 | 19951 | City of Wadsworth - (OH) | OH | Municipal | 37.131 | 1.086 | 34.1906 | . | . | . | . | . | . | 13087 | 12.5 | Y | . | . | . | . | . | . | . |  |  | . | [7 empty] | 13087 | 100% |  | 654.35 |  | 1635.875 |  | 1: 2617.4; 3: 3271.75; 5: 2617.4; 7: 1308.7 | 588.915 |  | 392.61
2016 | 19974 | Town of Wake Forest - (NC) | NC | Municipal | . | . | . | . | . | . | . | . | . | . | . |  | 99.5 | 1.3 | 76.5385 | . | . | . | 6943 | N | L | 13.2 | N | [6 empty] | 6943 | 100% |  | 347.15 |  | 867.875 |  | 1: 1388.6; 3: 1735.75; 5: 1388.6; 7: 694.3 | 312.435 |  | 208.29
2016 | 19981 | Wake Electric Membership Corp | NC | Cooperative | 275 | 1.753 | 156.8739 | 78.6 | 1.6 | 49.125 | 198.6 | 0.452 | 439.3805 | 41121 | 23 | Y | . | . | . | . | . | . | . |  |  | . |  | 196.4 | 0.153 | 49.125 | 1283.6601 | 1283.6601 | 6291.513 | 6291.513 | 15.3% | 113.1809 | 314.5756 | 226.3618 | 786.4391 | 679.0854 | 1258.3026 | 1131.8091 | 1572.8782 | 1697.7136 | 1258.3026 | 2263.6182 | 629.1513 | 3395.4272 | 283.1181 | 4527.2363 | 188.7454 | 35603.9577 | 178019.7884 | 854494.9843 | 1780197.8839 | 2136237.4607 | 1424158.3071 | 961306.8573 | 854494.9843
2016 | 20038 | Town of Wallingford - (CT) | CT | Municipal | . | . | . | . | . | . | . | . | . | . | . |  | 52.5 | 0.3 | 175 | 52.5 | 0.3 | 175 | 24777 | N | L | 13.8 | N | 0 | 0 | 175 |  |  | 0 | 0 | 0% |  | 0 |  | 0 |  | 1: 0; 3: 0; 5: 0; 7: 0 | 0 |  | 0
2016 | 20065 | Walton Electric Member Corp | GA | Cooperative | 98.771 | 1.25 | 79.0168 | 98.771 | 1.25 | 79.0168 | 98.771 | 1.25 | 79.0168 | 122895 | 25 | N | . | . | . | . | . | . | . |  |  | . |  | 0 | 0 | 79.0168 |  |  | 0 | 0 | 0% |  | 0 |  | 0 |  | 1: 0; 3: 0; 5: 0; 7: 0 | 0 |  | 0
2016 | 20130 | Warren Rural Elec Coop Corp | KY | Cooperative | 230.18 | 2.54 | 90.622 | 90.84 | 1.31 | 69.3435 | . | . | . | 62666 | 15 | Y | . | . | . | . | . | . | . |  |  | . |  | 139.34 | 1.23 | 69.3435 | 113.2846 | 139.34 | 77079.18 | 62666 | 100% | 12.2857 | 3133.3 | 24.5713 | 7833.25 | 73.714 | 12533.2 | 122.8567 | 15666.5 | 184.2851 | 12533.2 | 245.7134 | 6266.6 | 368.5702 | 2819.97 | 491.4269 | 1879.98 | 38494.697 | 192473.4851 | 923872.7284 | 1924734.8508 | 2309681.821 | 1539787.8807 | 1039356.8195 | 923872.7284
2016 | 20134 | City of Warroad | MN | Municipal | . | . | . | . | . | . | . | . | . | . | . |  | 0.59 | 0.006 | 98.3333 | . | . | . | 945 | N | L | 7.2 | N | [6 empty] | 945 | 100% |  | 47.25 |  | 118.125 |  | 1: 189; 3: 236.25; 5: 189; 7: 94.5 | 42.525 |  | 28.35
2016 | 20136 | City of Waseca - (MN) | MN | Municipal | 53 | 1.97 | 26.9036 | 19 | 0.44 | 43.1818 | 43 | 0.97 | 44.3299 | 4155 | 13.8 | N | . | . | . | . | . | . | . |  |  | . |  | 34 | 1.53 | 43.1818 | 22.2222 | 34 | 6357.15 | 4155 | 100% | 2.9978 | 207.75 | 5.9956 | 519.375 | 17.9868 | 831 | 29.978 | 1038.75 | 44.9669 | 831 | 59.9559 | 415.5 | 89.9339 | 186.975 | 119.9118 | 124.65 | 622.7921 | 3113.9603 | 14947.0096 | 31139.6032 | 37367.5239 | 24911.6826 | 16815.3857 | 14947.0096
2016 | 20146 | Washington Elec Member Corp | GA | Cooperative | 877.7 | . | . | 245.3 | . | . | 872.8 | . | . | 15421 | 25 | Y | . | . | . | . | . | . | . |  |  | . |  | 632.4 |  |  |  | 632.4 |  | 15421 | 100% | 55.759 | 771.05 | 111.518 | 1927.625 | 334.554 | 3084.2 | 557.59 | 3855.25 | 836.385 | 3084.2 | 1115.18 | 1542.1 | 1672.77 | 693.945 | 2230.36 | 462.63 | 42992.9775 | 214964.8876 | 1031831.4604 | 2149648.8758 | 2579578.651 | 1719719.1007 | 1160810.3929 | 1031831.4604
2016 | 20169 | Avista Corp | ID | Investor Owned | 142 | 0.93 | 152.6882 | 142 | 0.93 | 152.6882 | 131 | 0.85 | 154.1176 | 128069 | 35 | N | . | . | . | . | . | . | . |  |  | . |  | 0 | 0 | 152.6882 |  |  | 0 | 0 | 0% |  | 0 |  | 0 |  | 1: 0; 3: 0; 5: 0; 7: 0 | 0 |  | 0
2016 | 20169 | Avista Corp | WA | Investor Owned | 127 | 0.83 | 153.012 | 127 | 0.83 | 153.012 | 109 | 0.7 | 155.7143 | 246130 | 35 | N | . | . | . | . | . | . | . |  |  | . |  | 0 | 0 | 153.012 |  |  | 0 | 0 | 0% |  | 0 |  | 0 |  | 1: 0; 3: 0; 5: 0; 7: 0 | 0 |  | 0
2016 | 20187 | Watertown Municipal Utilities | SD | Municipal | 198.704 | 3.181 | 62.4659 | . | . | . | . | . | . | 12943 | 12.5 | N | . | . | . | . | . | . | . |  |  | . | [7 empty] | 12943 | 100% |  | 647.15 |  | 1617.875 |  | 1: 2588.6; 3: 3235.75; 5: 2588.6; 7: 1294.3 | 582.435 |  | 388.29
2016 | 20213 | Waupun Utilities | WI | Municipal | 5.9 | 0.09 | 65.5556 | 5.9 | 0.09 | 65.5556 | 5.9 | 0.09 | 65.5556 | 4292 | 12.5 | N | . | . | . | . | . | . | . |  |  | . |  | 0 | 0 | 65.5556 |  |  | 0 | 0 | 0% |  | 0 |  | 0 |  | 1: 0; 3: 0; 5: 0; 7: 0 | 0 |  | 0
2016 | 20214 | Waverly Municipal Elec Utility | IA | Municipal | . | . | . | . | . | . | . | . | . | . | . |  | 1.58 | 0.022 | 71.8182 | 1.58 | 0.022 | 71.8182 | 4845 | N | L | 12.5 | Y | 0 | 0 | 71.8182 |  |  | 0 | 0 | 0% |  | 0 |  | 0 |  | 1: 0; 3: 0; 5: 0; 7: 0 | 0 |  | 0
2016 | 20216 | Whitewater Valley Rural EMC | IN | Cooperative | 215.85 | 1.562 | 138.1882 | 215.85 | 1.562 | 138.1882 | 124.404 | 0.92 | 135.2217 | 11914 | 12 | N | . | . | . | . | . | . | . |  |  | . |  | 0 | 0 | 138.1882 |  |  | 0 | 0 | 0% |  | 0 |  | 0 |  | 1: 0; 3: 0; 5: 0; 7: 0 | 0 |  | 0
2016 | 20228 | Weakley County Mun Elec Sys | TN | Municipal | 280.68 | 2.575 | 109.0019 | 119.075 | 1.625 | 73.2769 | 280.68 | 2.575 | 109.0019 | 20379 | 14.4 | N | . | . | . | . | . | . | . |  |  | . |  | 161.605 | 0.95 | 73.2769 | 170.1105 | 170.1105 | 19360.05 | 19360.05 | 95% | 14.9987 | 968.0025 | 29.9974 | 2420.0062 | 89.9923 | 3872.01 | 149.9872 | 4840.0125 | 224.9809 | 3872.01 | 299.9745 | 1936.005 | 449.9617 | 871.2023 | 599.949 | 580.8015 | 14518.8022 | 72594.0109 | 348451.2524 | 725940.1091 | 871128.1309 | 580752.0873 | 392007.6589 | 348451.2524
2016 | 20310 | Town of Wellesley - (MA) | MA | Municipal | . | . | . | . | . | . | . | . | . | . | . |  | 39 | 0.56 | 69.6429 | . | . | . | 10035 | N | L | 13.8 | N | [6 empty] | 10035 | 100% |  | 501.75 |  | 1254.375 |  | 1: 2007; 3: 2508.75; 5: 2007; 7: 1003.5 | 451.575 |  | 301.05
2016 | 20318 | Webster Electric Coop | MO | Cooperative | . | . | . | . | . | . | . | . | . | . | . |  | 97 | 1.931 | 50.233 | 97 | 1.931 | 50.233 | 23208 | Y | L | 25 | N | 0 | 0 | 50.233 |  |  | 0 | 0 | 0% |  | 0 |  | 0 |  | 1: 0; 3: 0; 5: 0; 7: 0 | 0 |  | 0
2016 | 20334 | Wellsborough Electric Co | PA | Investor Owned | . | . | . | . | . | . | . | . | . | . | . |  | 172 | 1.84 | 93.4783 | 172 | 1.84 | 93.4783 | 6308 | N | F | 15 | Y | 0 | 0 | 93.4783 |  |  | 0 | 0 | 0% |  | 0 |  | 0 |  | 1: 0; 3: 0; 5: 0; 7: 0 | 0 |  | 0
2016 | 20368 | West Central Electric Coop Inc - (SD) | SD | Cooperative | 785.4 | 2.26 | 347.5221 | 83.4 | 0.819 | 101.8315 | 782.1 | 1.56 | 501.3462 | 6912 | 25 | Y | . | . | . | . | . | . | . |  |  | . |  | 702 | 1.441 | 101.8315 | 487.1617 | 702 | 9960.192 | 6912 | 100% | 61.8957 | 345.6 | 123.7913 | 864 | 371.374 | 1382.4 | 618.9566 | 1728 | 928.435 | 1382.4 | 1237.9133 | 691.2 | 1856.8699 | 311.04 | 2475.8266 | 207.36 | 21391.1418 | 106955.709 | 513387.4034 | 1069557.0904 | 1283468.5084 | 855645.6723 | 577560.8288 | 513387.4034
2016 | 20387 | West Penn Power Company | PA | Investor Owned | 170.655 | 1.18 | 144.6229 | 148.802 | 1.105 | 134.6624 | 148.597 | 1.104 | 134.5987 | 715739 | 25 | Y | . | . | . | . | . | . | . |  |  | . |  | 21.853 | 0.075 | 134.6624 | 291.3733 | 291.3733 | 53680.425 | 53680.425 | 7.5% | 25.6905 | 2684.0212 | 51.381 | 6710.0531 | 154.1431 | 10736.085 | 256.9052 | 13420.1063 | 385.3578 | 10736.085 | 513.8104 | 5368.0425 | 770.7157 | 2415.6191 | 1027.6209 | 1610.4127 | 68953.9061 | 344769.5305 | 1654893.7464 | 3447695.305 | 4137234.366 | 2758156.244 | 1861755.4647 | 1654893.7464
2016 | 20404 | AEP Texas North Company | TX | Investor Owned | 111 | 1.314 | 84.4749 | 104.9 | 1.279 | 82.0172 | 88.1 | 0.926 | 95.1404 | 188725 | 35 | Y | . | . | . | . | . | . | . |  |  | . |  | 6.1 | 0.035 | 82.0172 | 174.2857 | 174.2857 | 6605.375 | 6605.375 | 3.5% | 15.3669 | 330.2688 | 30.7337 | 825.6719 | 92.2011 | 1321.075 | 153.6685 | 1651.3438 | 230.5028 | 1321.075 | 307.337 | 660.5375 | 461.0056 | 297.2419 | 614.6741 | 198.1613 | 5075.191 | 25375.9552 | 121804.5849 | 253759.5518 | 304511.4622 | 203007.6414 | 137030.158 | 121804.5849
2016 | 20422 | Whetstone Valley Elec Coop Inc | SD | Cooperative | 5800 | 1.24 | 4677.4194 | 24 | 0.24 | 100 | 57 | 0.27 | 211.1111 | 3452 | 13 | N | . | . | . | . | . | . | . |  |  | . |  | 5776 | 1 | 100 | 5776 | 5776 | 3452 | 3452 | 100% | 509.2726 | 172.6 | 1018.5452 | 431.5 | 3055.6356 | 690.4 | 5092.7259 | 863 | 7639.0889 | 690.4 | 10185.4519 | 345.2 | 15278.1778 | 155.34 | 20370.9037 | 103.56 | 87900.4497 | 439502.2483 | 2109610.7921 | 4395022.4835 | 5274026.9802 | 3516017.9868 | 2373312.1411 | 2109610.7921
2016 | 20455 | Western Massachusetts Electric Company | MA | Investor Owned | 87 | 0.88 | 98.8636 | 87 | 0.88 | 98.8636 | 86.5 | 0.87 | 99.4253 | 214731 | 34.5 | Y | . | . | . | . | . | . | . |  |  | . |  | 0 | 0 | 98.8636 |  |  | 0 | 0 | 0% |  | 0 |  | 0 |  | 1: 0; 3: 0; 5: 0; 7: 0 | 0 |  | 0
2016 | 20456 | Twin Valleys Public Power Dist | NE | Political Subdivision | . | . | . | . | . | . | . | . | . | . | . |  | 97.11 | . | . | . | . | . | 6450 | N | F | 69 | N | [6 empty] | 6450 | 100% |  | 322.5 |  | 806.25 |  | 1: 1290; 3: 1612.5; 5: 1290; 7: 645 | 290.25 |  | 193.5
2016 | 20477 | City of Westerville - (OH) | OH | Municipal | 74.02 | 1.22 | 60.6721 | 74.02 | 1.22 | 60.6721 | 74.02 | 1.22 | 60.6721 | 16956 | 13.2 | Y | . | . | . | . | . | . | . |  |  | . |  | 0 | 0 | 60.6721 |  |  | 0 | 0 | 0% |  | 0 |  | 0 |  | 1: 0; 3: 0; 5: 0; 7: 0 | 0 |  | 0
2016 | 20481 | City of Westfield - (MA) | MA | Municipal | . | . | . | . | . | . | . | . | . | . | . |  | 139.43 | 1.801 | 77.4181 | 95.37 | 1.5 | 63.58 | 18354 | N | L | 22.9 | N | 44.06 | 0.301 | 63.58 | 146.3787 | 146.3787 | 5524.554 | 5524.554 | 30.1% | 12.9063 | 276.2277 | 25.8126 | 690.5693 | 77.4377 | 1104.9108 | 129.0628 | 1381.1385 | 193.5942 | 1104.9108 | 258.1256 | 552.4554 | 387.1884 | 248.6049 | 516.2512 | 165.7366 | 3565.0723 | 17825.3616 | 85561.7359 | 178253.6165 | 213904.3398 | 142602.8932 | 96256.9529 | 85561.7359
2016 | 20510 | Wheatland Electric Coop, Inc | KS | Cooperative | 133.3 | 1.34 | 99.4776 | 133.3 | 1.34 | 99.4776 | 133.3 | 1.34 | 99.4776 | 32480 | 34.5 | N | . | . | . | . | . | . | . |  |  | . |  | 0 | 0 | 99.4776 |  |  | 0 | 0 | 0% |  | 0 |  | 0 |  | 1: 0; 3: 0; 5: 0; 7: 0 | 0 |  | 0
2016 | 20521 | Wheeling Power Co | WV | Investor Owned | 507.4 | 2.417 | 209.9297 | 458.7 | 2.307 | 198.8296 | 505.2 | 2.37 | 213.1646 | 41146 | 35 | Y | . | . | . | . | . | . | . |  |  | . |  | 48.7 | 0.11 | 198.8296 | 442.7273 | 442.7273 | 4526.06 | 4526.06 | 11% | 39.0355 | 226.303 | 78.0709 | 565.7575 | 234.2128 | 905.212 | 390.3547 | 1131.515 | 585.532 | 905.212 | 780.7094 | 452.606 | 1171.0641 | 203.6727 | 1561.4187 | 135.7818 | 8833.8436 | 44169.2182 | 212012.2475 | 441692.1822 | 530030.6187 | 353353.7458 | 238513.7784 | 212012.2475
2016 | 20576 | White River Electric Assn, Inc | CO | Cooperative | . | . | . | . | . | . | . | . | . | . | . |  | 161.37 | 1.513 | 106.6556 | . | . | . | 3307 | Y | L | 25 | N | [6 empty] | 3307 | 100% |  | 165.35 |  | 413.375 |  | 1: 661.4; 3: 826.75; 5: 661.4; 7: 330.7 | 148.815 |  | 99.21
2016 | 20603 | Northeastern Rural E M C | IN | Cooperative | 34.883 | 0.602 | 57.9452 | 27.735 | 0.474 | 58.5127 | 34.883 | 0.602 | 57.9452 | 29647 | 12.5 | Y | . | . | . | . | . | . | . |  |  | . |  | 7.148 | 0.128 | 58.5127 | 55.8438 | 55.8438 | 3794.816 | 3794.816 | 12.8% | 4.9238 | 189.7408 | 9.8475 | 474.352 | 29.5426 | 758.9632 | 49.2377 | 948.704 | 73.8565 | 758.9632 | 98.4754 | 379.4816 | 147.7131 | 170.7667 | 196.9508 | 113.8445 | 934.2399 | 4671.1996 | 22421.7582 | 46711.9962 | 56054.3954 | 37369.5969 | 25224.4779 | 22421.7582
2016 | 20639 | Wild Rice Electric Coop, Inc | MN | Cooperative | . | . | . | . | . | . | . | . | . | . | . |  | 25.6 | 0.4 | 64 | 25.6 | 0.4 | 64 | 9213 | Y | F | 7.2 | N | 0 | 0 | 64 |  |  | 0 | 0 | 0% |  | 0 |  | 0 |  | 1: 0; 3: 0; 5: 0; 7: 0 | 0 |  | 0
2016 | 20737 | Willmar Municipal Utilities | MN | Municipal | 25.6 | 0.4 | 64 | 25.6 | 0.4 | 64 | 25.6 | 0.4 | 64 | 9213 | 12.5 | N | . | . | . | . | . | . | . |  |  | . |  | 0 | 0 | 64 |  |  | 0 | 0 | 0% |  | 0 |  | 0 |  | 1: 0; 3: 0; 5: 0; 7: 0 | 0 |  | 0
2016 | 20785 | City of Wilson | NC | Municipal | 95.04 | 1.36 | 69.8824 | 25.92 | 0.45 | 57.6 | 94.98 | 1.36 | 69.8382 | 35305 | 23 | N | . | . | . | . | . | . | . |  |  | . |  | 69.12 | 0.91 | 57.6 | 75.956 | 75.956 | 32127.55 | 32127.55 | 91% | 6.6971 | 1606.3775 | 13.3942 | 4015.9437 | 40.1825 | 6425.51 | 66.9708 | 8031.8875 | 100.4562 | 6425.51 | 133.9416 | 3212.755 | 200.9124 | 1445.7397 | 267.8832 | 963.8265 | 10758.0379 | 53790.1896 | 258192.9099 | 537901.8957 | 645482.2748 | 430321.5165 | 290467.0237 | 258192.9099
2016 | 20806 | City of Windom | MN | Municipal | . | . | . | . | . | . | . | . | . | . | . |  | 40.9 | 0.593 | 68.9713 | . | . | . | 2431 | Y | F | 13.8 | N | [6 empty] | 2431 | 100% |  | 121.55 |  | 303.875 |  | 1: 486.2; 3: 607.75; 5: 486.2; 7: 243.1 | 109.395 |  | 72.93
2016 | 20824 | Village of Winnetka - (IL) | IL | Municipal | . | . | . | . | . | . | . | . | . | . | . |  | 52.347 | 1.254 | 41.744 | . | . | . | 5061 | N | F | 12.4 | N | [6 empty] | 5061 | 100% |  | 253.05 |  | 632.625 |  | 1: 1012.2; 3: 1265.25; 5: 1012.2; 7: 506.1 | 227.745 |  | 151.83
2016 | 20841 | Wiregrass Electric Coop, Inc | AL | Cooperative | 148.64 | 1.38 | 107.7101 | 105.7 | 1.22 | 86.6393 | . | . | . | 23946 | 13.2 | Y | . | . | . | . | . | . | . |  |  | . |  | 42.94 | 0.16 | 86.6393 | 268.375 | 268.375 | 3831.36 | 3831.36 | 16% | 23.6627 | 191.568 | 47.3255 | 478.92 | 141.9765 | 766.272 | 236.6275 | 957.84 | 354.9412 | 766.272 | 473.255 | 383.136 | 709.8824 | 172.4112 | 946.5099 | 114.9408 | 4533.0253 | 22665.1265 | 108792.6073 | 226651.2652 | 271981.5183 | 181321.0122 | 122391.6832 | 108792.6073
2016 | 20847 | Wisconsin Electric Power Co | MI | Investor Owned | 222 | 0.949 | 233.9305 | 138 | 0.773 | 178.5252 | 220 | 0.8 | 275 | 27491 | 35 | Y | . | . | . | . | . | . | . |  |  | . |  | 84 | 0.176 | 178.5252 | 477.2727 | 477.2727 | 4838.416 | 4838.416 | 17.6% | 42.0814 | 241.9208 | 84.1627 | 604.802 | 252.4881 | 967.6832 | 420.8136 | 1209.604 | 631.2204 | 967.6832 | 841.6271 | 483.8416 | 1262.4407 | 217.7287 | 1683.2543 | 145.1525 | 10180.3556 | 50901.7781 | 244328.5349 | 509017.781 | 610821.3373 | 407214.2248 | 274869.6018 | 244328.5349
2016 | 20847 | Wisconsin Electric Power Co | WI | Investor Owned | 95 | 0.691 | 137.4819 | 62 | 0.55 | 112.7273 | 93 | 0.677 | 137.3707 | 1117621 | 35 | Y | . | . | . | . | . | . | . |  |  | . |  | 33 | 0.141 | 112.7273 | 234.0426 | 234.0426 | 157584.561 | 157584.561 | 14.1% | 20.6356 | 7879.228 | 41.2713 | 19698.0701 | 123.8138 | 31516.9122 | 206.3564 | 39396.1402 | 309.5346 | 31516.9122 | 412.7128 | 15758.4561 | 619.0692 | 7091.3052 | 825.4256 | 4727.5368 | 162592.9155 | 812964.5775 | 3902229.9721 | 8129645.7752 | 9755574.9302 | 6503716.6201 | 4390008.7186 | 3902229.9721
2016 | 20856 | Wisconsin Power & Light Co | WI | Investor Owned | . | . | . | . | . | . | . | . | . | . | . |  | 81.1 | 0.69 | 117.5362 | 80.8 | 0.69 | 117.1014 | 471490 | N | F | 25 | Y | 0.3 | 0 | 117.1014 |  |  | 0 | 0 | 0% |  | 0 |  | 0 |  | 1: 0; 3: 0; 5: 0; 7: 0 | 0 |  | 0
2016 | 20860 | Wisconsin Public Service Corp | MI | Investor Owned | 42 | 0.287 | 146.3415 | 38 | 0.269 | 141.2639 | 42 | 0.287 | 146.3415 | 9183 | 24.9 | Y | . | . | . | . | . | . | . |  |  | . |  | 4 | 0.018 | 141.2639 | 222.2222 | 222.2222 | 165.294 | 165.294 | 1.8% | 19.5934 | 8.2647 | 39.1869 | 20.6618 | 117.5606 | 33.0588 | 195.9344 | 41.3235 | 293.9015 | 33.0588 | 391.8687 | 16.5294 | 587.8031 | 7.4382 | 783.7374 | 4.9588 | 161.9339 | 809.6694 | 3886.4129 | 8096.6936 | 9716.0323 | 6477.3549 | 4372.2145 | 3886.4129
2016 | 20860 | Wisconsin Public Service Corp | WI | Investor Owned | 279 | 1.25 | 223.2 | 117 | 0.92 | 127.1739 | 269 | 1.21 | 222.3141 | 445848 | 24.9 | Y | . | . | . | . | . | . | . |  |  | . |  | 162 | 0.33 | 127.1739 | 490.9091 | 490.9091 | 147129.84 | 147129.84 | 33% | 43.2837 | 7356.492 | 86.5674 | 18391.23 | 259.7021 | 29425.968 | 432.8368 | 36782.46 | 649.2552 | 29425.968 | 865.6736 | 14712.984 | 1298.5105 | 6620.8428 | 1731.3473 | 4413.8952 | 318416.0588 | 1592080.2939 | 7641985.4107 | 15920802.939 | 19104963.5268 | 12736642.3512 | 8597233.5871 | 7641985.4107
2016 | 20862 | Wisconsin Rapids W W & L Comm | WI | Municipal | . | . | . | . | . | . | . | . | . | . | . |  | 6.822 | 0.077 | 88.5974 | . | . | . | 13982 | N | L | 13.2 | N | [6 empty] | 13982 | 100% |  | 699.1 |  | 1747.75 |  | 1: 2796.4; 3: 3495.5; 5: 2796.4; 7: 1398.2 | 629.19 |  | 419.46
2016 | 20885 | Withlacoochee River Elec Coop | FL | Cooperative | 194.78 | 2.41 | 80.8216 | 153.53 | 2.26 | 67.9336 | 173.19 | 1.92 | 90.2031 | 210540 | 25 | Y | . | . | . | . | . | . | . |  |  | . |  | 41.25 | 0.15 | 67.9336 | 275 | 275 | 31581 | 31581 | 15% | 24.2469 | 1579.05 | 48.4938 | 3947.625 | 145.4813 | 6316.2 | 242.4688 | 7895.25 | 363.7032 | 6316.2 | 484.9375 | 3158.1 | 727.4063 | 1421.145 | 969.8751 | 947.43 | 38287.0316 | 191435.158 | 918888.7583 | 1914351.5797 | 2297221.8957 | 1531481.2638 | 1033749.853 | 918888.7583
2016 | 20927 | Wood County Electric Coop, Inc | TX | Cooperative | 473.9 | 2.56 | 185.1172 | 190.6 | 1.82 | 104.7253 | 329.4 | 1.69 | 194.9112 | 35209 | 12.5 | Y | . | . | . | . | . | . | . |  |  | . |  | 283.3 | 0.74 | 104.7253 | 382.8378 | 382.8378 | 26054.66 | 26054.66 | 74% | 33.755 | 1302.733 | 67.51 | 3256.8325 | 202.5299 | 5210.932 | 337.5499 | 6513.665 | 506.3248 | 5210.932 | 675.0998 | 2605.466 | 1012.6497 | 1172.4597 | 1350.1996 | 781.6398 | 43973.7386 | 219868.6929 | 1055369.7258 | 2198686.9287 | 2638424.3145 | 1758949.543 | 1187290.9415 | 1055369.7258
2016 | 20948 | Wise Electric Coop Inc | TX | Cooperative | . | . | . | . | . | . | . | . | . | . | . |  | 177.6 | 1.78 | 99.7753 | . | . | . | 21419 | N | F | 24.9 | Y | [6 empty] | 21419 | 100% |  | 1070.95 |  | 2677.375 |  | 1: 4283.8; 3: 5354.75; 5: 4283.8; 7: 2141.9 | 963.855 |  | 642.57
2016 | 20951 | Woodbury County Rural E C A | IA | Cooperative | . | . | . | . | . | . | . | . | . | . | . |  | 205.824 | 1.495 | 137.6749 | 89.424 | 1.109 | 80.6348 | 3298 | N | L | 7.2 | N | 116.4 | 0.386 | 80.6348 | 301.5544 | 301.5544 | 1273.028 | 1273.028 | 38.6% | 26.5882 | 63.6514 | 53.1764 | 159.1285 | 159.5291 | 254.6056 | 265.8819 | 318.257 | 398.8229 | 254.6056 | 531.7638 | 127.3028 | 797.6457 | 57.2863 | 1063.5277 | 38.1908 | 1692.3756 | 8461.878 | 40617.0145 | 84618.7803 | 101542.5364 | 67695.0242 | 45694.1414 | 40617.0145
2016 | 20963 | Woodruff Electric Coop Corp | AR | Cooperative | . | . | . | . | . | . | . | . | . | . | . |  | 36.43 | 0.11 | 331.1818 | 36.43 | 0.11 | 331.1818 | 19655 | N | L | 13.2 | N | 0 | 0 | 331.1818 |  |  | 0 | 0 | 0% |  | 0 |  | 0 |  | 1: 0; 3: 0; 5: 0; 7: 0 | 0 |  | 0
2016 | 20996 | Wright-Hennepin Coop Elec Assn | MN | Cooperative | 108.721 | 0.678 | 160.3555 | 43.965 | 0.489 | 89.908 | 43.965 | 0.489 | 89.908 | 47276 | 69 | Y | . | . | . | . | . | . | . |  |  | . |  | 64.756 | 0.189 | 89.908 | 342.6243 | 342.6243 | 8935.164 | 8935.164 | 18.9% | 30.2093 | 446.7582 | 60.4187 | 1116.8955 | 181.2561 | 1787.0328 | 302.0935 | 2233.791 | 453.1402 | 1787.0328 | 604.1869 | 893.5164 | 906.2804 | 402.0824 | 1208.3739 | 268.0549 | 13496.2733 | 67481.3664 | 323910.5588 | 674813.6641 | 809776.3969 | 539850.9313 | 364399.3786 | 323910.5588
2016 | 21013 | City of Worthington - (MN) | MN | Municipal | . | . | . | . | . | . | . | . | . | . | . |  | 6.012 | 0.245 | 24.5388 | . | . | . | 5375 | N | L | 12.5 | N | [6 empty] | 5375 | 100% |  | 268.75 |  | 671.875 |  | 1: 1075; 3: 1343.75; 5: 1075; 7: 537.5 | 241.875 |  | 161.25
2016 | 21048 | Wyandotte Municipal Serv Comm | MI | Municipal | . | . | . | . | . | . | . | . | . | . | . |  | 19.491 | 0.202 | 96.4901 | . | . | . | 12400 | N | L | 13.8 | N | [6 empty] | 12400 | 100% |  | 620 |  | 1550 |  | 1: 2480; 3: 3100; 5: 2480; 7: 1240 | 558 |  | 372
2016 | 21075 | Y-W Electric Assn Inc | CO | Cooperative | 101.9 | . | . | 101.9 | . | . | 101.9 | . | . | 8969 | 15 | N | . | . | . | . | . | . | . |  |  | . |  | 0 |  |  |  | 0 |  | 8969 | 100% | 0 | 448.45 | 0 | 1121.125 | 0 | 1793.8 | 0 | 2242.25 | 0 | 1793.8 | 0 | 896.9 | 0 | 403.605 | 0 | 269.07 | 0 | 0 | 0 | 0 | 0 | 0 | 0 | 0
2016 | 21079 | Wyrulec Company | NE | Cooperative | 437.29 | . | . | 361.02 | . | . | . | . | . | 483 | 7.2 | N | . | . | . | . | . | . | . |  |  | . |  | 76.27 |  |  |  | 76.27 |  | 483 | 100% | 6.7248 | 24.15 | 13.4495 | 60.375 | 40.3486 | 96.6 | 67.2476 | 120.75 | 100.8714 | 96.6 | 134.4952 | 48.3 | 201.7428 | 21.735 | 268.9904 | 14.49 | 162.403 | 812.0149 | 3897.6716 | 8120.1492 | 9744.179 | 6496.1193 | 4384.8805 | 3897.6716
2016 | 21079 | Wyrulec Company | WY | Cooperative | 109.08 | . | . | 46.28 | . | . | . | . | . | 4564 | 14.4 | N | . | . | . | . | . | . | . |  |  | . |  | 62.8 |  |  |  | 62.8 |  | 4564 | 100% | 5.5371 | 228.2 | 11.0742 | 570.5 | 33.2226 | 912.8 | 55.3711 | 1141 | 83.0566 | 912.8 | 110.7421 | 456.4 | 166.1132 | 205.38 | 221.4842 | 136.92 | 1263.5674 | 6317.8369 | 30325.617 | 63178.3688 | 75814.0426 | 50542.6951 | 34116.3192 | 30325.617
2016 | 21081 | Yampa Valley Electric Assn Inc | CO | Cooperative | 362.9 | 1.94 | 187.0619 | 182.3 | 1.5 | 121.5333 | 309.6 | 1.5 | 206.4 | 26718 | 25 | Y | . | . | . | . | . | . | . |  |  | . |  | 180.6 | 0.44 | 121.5333 | 410.4545 | 410.4545 | 11755.92 | 11755.92 | 44% | 36.19 | 587.796 | 72.3799 | 1469.49 | 217.1398 | 2351.184 | 361.8997 | 2938.98 | 542.8495 | 2351.184 | 723.7993 | 1175.592 | 1085.699 | 529.0164 | 1447.5987 | 352.6776 | 21272.318 | 106361.59 | 510535.632 | 1063615.9001 | 1276339.0801 | 850892.7201 | 574352.586 | 510535.632
2016 | 21111 | Perennial Public Power Dist | NE | Political Subdivision | . | . | . | . | . | . | . | . | . | . | . |  | 74.4 | 0.56 | 132.8571 | 74.4 | 0.56 | 132.8571 | 7527 | N | L | 12.5 | Y | 0 | 0 | 132.8571 |  |  | 0 | 0 | 0% |  | 0 |  | 0 |  | 1: 0; 3: 0; 5: 0; 7: 0 | 0 |  | 0
2016 | 21158 | City of Zeeland - (MI) | MI | Municipal | 5.9 | 0.54 | 10.9259 | 5.9 | 0.54 | 10.9259 | 5.9 | 0.54 | 10.9259 | 6525 | 12.5 | N | . | . | . | . | . | . | . |  |  | . |  | 0 | 0 | 10.9259 |  |  | 0 | 0 | 0% |  | 0 |  | 0 |  | 1: 0; 3: 0; 5: 0; 7: 0 | 0 |  | 0
2016 | 21244 | Southside Electric Coop, Inc | VA | Cooperative | 272 | 2.18 | 124.7706 | 231 | 2.015 | 114.6402 | 244 | 1.831 | 133.2605 | 55615 | 25 | Y | . | . | . | . | . | . | . |  |  | . |  | 41 | 0.165 | 114.6402 | 248.4848 | 248.4848 | 9176.475 | 9176.475 | 16.5% | 21.909 | 458.8238 | 43.818 | 1147.0594 | 131.4541 | 1835.295 | 219.0902 | 2294.1188 | 328.6354 | 1835.295 | 438.1805 | 917.6475 | 657.2707 | 412.9414 | 876.361 | 275.2942 | 10052.3806 | 50261.903 | 241257.1345 | 502619.0301 | 603142.8361 | 402095.2241 | 271414.2763 | 241257.1345
2016 | 21513 | Fergus Electric Coop, Inc | MT | Cooperative | . | . | . | . | . | . | . | . | . | . | . |  | 400 | . | . | 206 | . | . | 6383 | N | O | 7.2 | N | 194 |  |  |  | 194 |  | 6383 | 100% | 17.1051 | 319.15 | 34.2101 | 797.875 | 102.6304 | 1276.6 | 171.0507 | 1595.75 | 256.576 | 1276.6 | 342.1014 | 638.3 | 513.1521 | 287.235 | 684.2028 | 191.49 | 5459.083 | 27295.4151 | 131017.9927 | 272954.1514 | 327544.9816 | 218363.3211 | 147395.2417 | 131017.9927
2016 | 21526 | City of Laurens - (SC) | SC | Municipal | . | . | . | . | . | . | . | . | . | . | . |  | 5.5 | 0.07 | 78.5714 | . | . | . | 5355 | N | L | 12 | N | [6 empty] | 5355 | 100% |  | 267.75 |  | 669.375 |  | 1: 1071; 3: 1338.75; 5: 1071; 7: 535.5 | 240.975 |  | 160.65
2016 | 21538 | Mohave Electric Cooperative, I | AZ | Cooperative | 201.29 | . | . | 127.03 | . | . | 168.41 | . | . | 40318 | 25 | N | . | . | . | . | . | . | . |  |  | . |  | 74.26 |  |  |  | 74.26 |  | 40318 | 100% | 6.5475 | 2015.9 | 13.0951 | 5039.75 | 39.2852 | 8063.6 | 65.4754 | 10079.5 | 98.2131 | 8063.6 | 130.9508 | 4031.8 | 196.4262 | 1814.31 | 261.9015 | 1209.54 | 13199.183 | 65995.9151 | 316780.3923 | 659959.1506 | 791950.9807 | 527967.3205 | 356377.9413 | 316780.3923
2016 | 21567 | Washington-St Tammany E C, Inc | LA | Cooperative | 354.2 | 3.214 | 110.2053 | 269.6 | 2.953 | 91.297 | 244.9 | 1.92 | 127.5521 | 51576 | 13.2 | N | . | . | . | . | . | . | . |  |  | . |  | 84.6 | 0.261 | 91.297 | 324.1379 | 324.1379 | 13461.336 | 13461.336 | 26.1% | 28.5794 | 673.0668 | 57.1588 | 1682.667 | 171.4763 | 2692.2672 | 285.7939 | 3365.334 | 428.6909 | 2692.2672 | 571.5878 | 1346.1336 | 857.3817 | 605.7601 | 1143.1757 | 403.8401 | 19235.8395 | 96179.1976 | 461660.1487 | 961791.9765 | 1154150.3718 | 769433.5812 | 519367.6673 | 461660.1487
2016 | 21632 | EnergyUnited Elec Member Corp | NC | Cooperative | 151.98 | 1.148 | 132.3868 | 99.96 | 0.965 | 103.5855 | 130.92 | 0.946 | 138.3932 | 124897 | 35 | Y | . | . | . | . | . | . | . |  |  | . |  | 52.02 | 0.183 | 103.5855 | 284.2623 | 284.2623 | 22856.151 | 22856.151 | 18.3% | 25.0635 | 1142.8075 | 50.1271 | 2857.0189 | 150.3812 | 4571.2302 | 250.6354 | 5714.0378 | 375.9531 | 4571.2302 | 501.2708 | 2285.6151 | 751.9061 | 1028.5268 | 1002.5415 | 685.6845 | 28642.8006 | 143214.0031 | 687427.2148 | 1432140.0309 | 1718568.037 | 1145712.0247 | 773355.6167 | 687427.2148
2016 | 22053 | Kentucky Power Co | KY | Investor Owned | 558.9 | 2.317 | 241.2171 | 445.7 | 2.166 | 205.771 | 545.4 | 2.187 | 249.3827 | 167061 | 35 | Y | . | . | . | . | . | . | . |  |  | . |  | 113.2 | 0.151 | 205.771 | 749.6689 | 749.6689 | 25226.211 | 25226.211 | 15.1% | 66.0987 | 1261.3105 | 132.1973 | 3153.2764 | 396.5919 | 5045.2422 | 660.9865 | 6306.5528 | 991.4798 | 5045.2422 | 1321.973 | 2522.6211 | 1982.9595 | 1135.1795 | 2643.9461 | 756.7863 | 83370.9267 | 416854.6334 | 2000902.2401 | 4168546.3336 | 5002255.6003 | 3334837.0669 | 2251015.0201 | 2000902.2401
2016 | 22500 | Westar Energy Inc | KS | Investor Owned | 146.22 | 1.41 | 103.7021 | 116.26 | 1.24 | 93.7581 | 136.8 | 1.32 | 103.6364 | 370880 | 34 | N | . | . | . | . | . | . | . |  |  | . |  | 29.96 | 0.17 | 93.7581 | 176.2353 | 176.2353 | 63049.6 | 63049.6 | 17% | 15.5387 | 3152.48 | 31.0775 | 7881.2 | 93.2325 | 12609.92 | 155.3875 | 15762.4 | 233.0812 | 12609.92 | 310.7749 | 6304.96 | 466.1624 | 2837.232 | 621.5499 | 1891.488 | 48985.5906 | 244927.953 | 1175654.1743 | 2449279.5298 | 2939135.4357 | 1959423.6238 | 1322610.9461 | 1175654.1743
2016 | 22815 | Delta Electric Power Assn | MS | Cooperative | 295.42 | 3.159 | 93.5169 | 295.42 | 3.159 | 93.5169 | 285.39 | 2.989 | 95.4801 | 28212 | 24.9 | N | . | . | . | . | . | . | . |  |  | . |  | 0 | 0 | 93.5169 |  |  | 0 | 0 | 0% |  | 0 |  | 0 |  | 1: 0; 3: 0; 5: 0; 7: 0 | 0 |  | 0
2016 | 22822 | Clark County Rural E M C - (IN) | IN | Cooperative | 129.904 | 1.021 | 127.2321 | 90.105 | 0.742 | 121.4353 | 129.904 | 1.021 | 127.2321 | 23310 | 15 | Y | . | . | . | . | . | . | . |  |  | . |  | 39.799 | 0.279 | 121.4353 | 142.6487 | 142.6487 | 6503.49 | 6503.49 | 27.9% | 12.5774 | 325.1745 | 25.1548 | 812.9362 | 75.4644 | 1300.698 | 125.7741 | 1625.8725 | 188.6611 | 1300.698 | 251.5481 | 650.349 | 377.3222 | 292.6571 | 503.0962 | 195.1047 | 4089.8517 | 20449.2584 | 98156.4404 | 204492.5841 | 245391.101 | 163594.0673 | 110425.9954 | 98156.4404
2016 | 23326 | Sierra Electric Coop, Inc | NM | Cooperative | . | . | . | . | . | . | . | . | . | . | . |  | 3.69 | . | . | 3.69 | . | . | 4192 | N | L | 14.4 | N | 0 |  |  |  | 0 |  | 4192 | 100% | 0 | 209.6 | 0 | 524 | 0 | 838.4 | 0 | 1048 | 0 | 838.4 | 0 | 419.2 | 0 | 188.64 | 0 | 125.76 | 0 | 0 | 0 | 0 | 0 | 0 | 0 | 0
2016 | 24211 | Tucson Electric Power Co | AZ | Investor Owned | 89.235 | 1.134 | 78.6905 | 65.08 | 0.912 | 71.3596 | . | . | . | 423953 | 14 | Y | . | . | . | . | . | . | . |  |  | . |  | 24.155 | 0.222 | 71.3596 | 108.8063 | 108.8063 | 94117.566 | 94117.566 | 22.2% | 9.5935 | 4705.8783 | 19.187 | 11764.6958 | 57.561 | 18823.5132 | 95.935 | 23529.3915 | 143.9025 | 18823.5132 | 191.87 | 9411.7566 | 287.8051 | 4235.2905 | 383.7401 | 2823.527 | 45145.8547 | 225729.2737 | 1083500.5136 | 2257292.7366 | 2708751.2839 | 1805834.1893 | 1218938.0778 | 1083500.5136
2016 | 24558 | City of Escanaba | MI | Municipal | . | . | . | . | . | . | . | . | . | . | . |  | 27.42 | 0.19 | 144.3158 | . | . | . | 7227 | Y | L | 12.5 | N | [6 empty] | 7227 | 100% |  | 361.35 |  | 903.375 |  | 1: 1445.4; 3: 1806.75; 5: 1445.4; 7: 722.7 | 325.215 |  | 216.81
2016 | 24590 | Unitil Energy Systems | NH | Investor Owned | 160.64 | 1.171 | 137.1819 | 101.5 | 0.978 | 103.7832 | 160.64 | 1.171 | 137.1819 | 76614 | 34.5 | Y | . | . | . | . | . | . | . |  |  | . |  | 59.14 | 0.193 | 103.7832 | 306.4249 | 306.4249 | 14786.502 | 14786.502 | 19.3% | 27.0176 | 739.3251 | 54.0352 | 1848.3128 | 162.1057 | 2957.3004 | 270.1762 | 3696.6255 | 405.2643 | 2957.3004 | 540.3525 | 1478.6502 | 810.5287 | 665.3926 | 1080.7049 | 443.5951 | 19974.8066 | 99874.0329 | 479395.358 | 998740.3292 | 1198488.395 | 798992.2633 | 539319.7778 | 479395.358
2016 | 24753 | Boone County Rural EMC | IN | Cooperative | 106.852 | 1.161 | 92.0345 | 106.852 | 1.161 | 92.0345 | 106.852 | 1.161 | 92.0345 | 13808 | 13 | Y | . | . | . | . | . | . | . |  |  | . |  | 0 | 0 | 92.0345 |  |  | 0 | 0 | 0% |  | 0 |  | 0 |  | 1: 0; 3: 0; 5: 0; 7: 0 | 0 |  | 0
2016 | 24889 | Brunswick Electric Member Corp | NC | Cooperative | 1165.417 | 2.57 | 453.4697 | 36.369 | 0.636 | 57.184 | 1128.96 | 2.04 | 553.4118 | 88105 | . | Y | . | . | . | . | . | . | . |  |  | . |  | 1129.048 | 1.934 | 57.184 | 583.789 | 1129.048 | 170395.07 | 88105 | 100% | 99.5487 | 4405.25 | 199.0974 | 11013.125 | 597.2921 | 17621 | 995.4868 | 22026.25 | 1493.2303 | 17621 | 1990.9737 | 8810.5 | 2986.4605 | 3964.725 | 3981.9474 | 2643.15 | 438536.8437 | 2192684.2184 | 10524884.2482 | 21926842.1837 | 26312210.6204 | 17541473.747 | 11840494.7792 | 10524884.2482
2016 | 24949 | Cass County Elec Coop Inc | ND | Cooperative | 95.97 | 0.956 | 100.387 | 36.16 | 0.565 | 64 | 90.49 | 0.865 | 104.6127 | 46447 | 25 | Y | . | . | . | . | . | . | . |  |  | . |  | 59.81 | 0.391 | 64 | 152.9668 | 152.9668 | 18160.777 | 18160.777 | 39.1% | 13.4871 | 908.0389 | 26.9743 | 2270.0971 | 80.9229 | 3632.1554 | 134.8715 | 4540.1942 | 202.3072 | 3632.1554 | 269.743 | 1816.0777 | 404.6145 | 817.235 | 539.486 | 544.8233 | 12246.8556 | 61234.2778 | 293924.5335 | 612342.7781 | 734811.3337 | 489874.2225 | 330665.1002 | 293924.5335
2016 | 25177 | Dakota Electric Association | MN | Cooperative | 32.83 | 0.44 | 74.6136 | 20.9 | 0.31 | 67.4194 | 32.83 | 0.44 | 74.6136 | 104466 | 12.5 | N | . | . | . | . | . | . | . |  |  | . |  | 11.93 | 0.13 | 67.4194 | 91.7692 | 91.7692 | 13580.58 | 13580.58 | 13% | 8.0913 | 679.029 | 16.1827 | 1697.5725 | 48.548 | 2716.116 | 80.9134 | 3395.145 | 121.37 | 2716.116 | 161.8267 | 1358.058 | 242.7401 | 611.1261 | 323.6534 | 407.4174 | 5494.2515 | 27471.2575 | 131862.0358 | 274712.5746 | 329655.0895 | 219770.0597 | 148344.7903 | 131862.0358
2016 | 25295 | Western Indiana Energy REMC | IN | Cooperative | 422.084 | 3.082 | 136.9513 | 218.391 | 1.881 | 116.1037 | 389.56 | 2.124 | 183.4087 | 16816 | 24.9 | Y | . | . | . | . | . | . | . |  |  | . |  | 203.693 | 1.201 | 116.1037 | 169.6028 | 203.693 | 20196.016 | 16816 | 100% | 17.9597 | 840.8 | 35.9194 | 2102 | 107.7582 | 3363.2 | 179.5971 | 4204 | 269.3956 | 3363.2 | 359.1941 | 1681.6 | 538.7912 | 756.72 | 718.3882 | 504.48 | 15100.5209 | 75502.6044 | 362412.5013 | 755026.0444 | 906031.2533 | 604020.8355 | 407714.064 | 362412.5013
2016 | 26510 | Liberty Utilities (Granite State Electric) Corp | NH | Investor Owned | 162.06 | 1.74 | 93.1379 | 138.87 | 1.67 | 83.1557 | 149.31 | 1.45 | 102.9724 | 43400 | 23 | Y | . | . | . | . | . | . | . |  |  | . |  | 23.19 | 0.07 | 83.1557 | 331.2857 | 331.2857 | 3038 | 3038 | 7% | 29.2096 | 151.9 | 58.4192 | 379.75 | 175.2577 | 607.6 | 292.0961 | 759.5 | 438.1442 | 607.6 | 584.1923 | 303.8 | 876.2884 | 136.71 | 1168.3846 | 91.14 | 4436.9405 | 22184.7024 | 106486.5716 | 221847.0242 | 266216.4291 | 177477.6194 | 119797.3931 | 106486.5716
2016 | 26765 | Pella Cooperative Elec Assn | IA | Cooperative | . | . | . | 39.61 | 0.8 | 49.5125 | . | . | . | 2941 | 12.4 | N | . | . | . | . | . | . | . |  |  | . |  |  |  | 49.5125 |  |  |  | 2941 | 100% |  | 147.05 |  | 367.625 |  | 1: 588.2; 3: 735.25; 5: 588.2; 7: 294.1 | 132.345 |  | 88.23
2016 | 26916 | Ravalli County Elec Coop, Inc | MT | Cooperative | 231.04 | . | . | 231.04 | . | . | 180.81 | . | . | 10598 | 24.9 | N | . | . | . | . | . | . | . |  |  | . |  | 0 |  |  |  | 0 |  | 10598 | 100% | 0 | 529.9 | 0 | 1324.75 | 0 | 2119.6 | 0 | 2649.5 | 0 | 2119.6 | 0 | 1059.8 | 0 | 476.91 | 0 | 317.94 | 0 | 0 | 0 | 0 | 0 | 0 | 0 | 0
2016 | 26934 | Red Lake Electric Coop, Inc | MN | Cooperative | . | . | . | . | . | . | . | . | . | . | . |  | 110.208 | 1.288 | 85.5652 | 110.208 | 1.288 | 85.5652 | 5337 | N | F | 7.2 | N | 0 | 0 | 85.5652 |  |  | 0 | 0 | 0% |  | 0 |  | 0 |  | 1: 0; 3: 0; 5: 0; 7: 0 | 0 |  | 0
2016 | 26939 | Red River Valley Coop Pwr Assn | MN | Cooperative | 19.48 | 0.5 | 38.96 | 19.48 | 0.5 | 38.96 | 19.48 | 0.5 | 38.96 | 4589 | 12.5 | N | . | . | . | . | . | . | . |  |  | . |  | 0 | 0 | 38.96 |  |  | 0 | 0 | 0% |  | 0 |  | 0 |  | 1: 0; 3: 0; 5: 0; 7: 0 | 0 |  | 0
2016 | 27316 | Town of Stowe- (VT) | VT | Municipal | 25.438 | 0.185 | 137.5027 | 25.438 | 0.185 | 137.5027 | 25.438 | 0.185 | 137.5027 | 4156 | 34 | N | . | . | . | . | . | . | . |  |  | . |  | 0 | 0 | 137.5027 |  |  | 0 | 0 | 0% |  | 0 |  | 0 |  | 1: 0; 3: 0; 5: 0; 7: 0 | 0 |  | 0
2016 | 27422 | Todd-Wadena Electric Coop | MN | Cooperative | 203.37 | 2.225 | 91.4022 | 84.849 | 1.351 | 62.8046 | 157.666 | 1.232 | 127.9757 | 8618 | 7.2 | N | . | . | . | . | . | . | . |  |  | . |  | 118.521 | 0.874 | 62.8046 | 135.6076 | 135.6076 | 7532.132 | 7532.132 | 87.4% | 11.9566 | 376.6066 | 23.9132 | 941.5165 | 71.7395 | 1506.4264 | 119.5658 | 1883.033 | 179.3487 | 1506.4264 | 239.1316 | 753.2132 | 358.6974 | 338.9459 | 478.2632 | 225.964 | 4502.9272 | 22514.6358 | 108070.2519 | 225146.3581 | 270175.6297 | 180117.0865 | 121579.0334 | 108070.2519
2016 | 27599 | Carroll-White REMC | IN | Cooperative | . | . | . | . | . | . | . | . | . | . | . |  | 661.3 | . | . | 436.1 | . | . | 14032 | N | F | 12.4 | Y | 225.2 |  |  |  | 225.2 |  | 14032 | 100% | 19.856 | 701.6 | 39.712 | 1754 | 119.1359 | 2806.4 | 198.5599 | 3508 | 297.8398 | 2806.4 | 397.1198 | 1403.2 | 595.6796 | 631.44 | 794.2395 | 420.96 | 13930.9614 | 69654.8068 | 334343.0724 | 696548.0676 | 835857.6811 | 557238.4541 | 376135.9565 | 334343.0724
2016 | 28541 | Clatskanie Peoples Util Dist | OR | Political Subdivision | 47.389 | 0.27 | 175.5148 | 47.389 | . | . | . | . | . | 4628 | 13.8 | N | . | . | . | . | . | . | . |  |  | . |  | 0 |  |  |  | 0 |  | 4628 | 100% | 0 | 231.4 | 0 | 578.5 | 0 | 925.6 | 0 | 1157 | 0 | 925.6 | 0 | 462.8 | 0 | 208.26 | 0 | 138.84 | 0 | 0 | 0 | 0 | 0 | 0 | 0 | 0
2016 | 28604 | Kerrville Public Utility Board | TX | Municipal | . | . | . | . | . | . | . | . | . | . | . |  | 43.082 | 0.466 | 92.4506 | 18.828 | 0.305 | 61.7311 | 23436 | N | L | 12.5 | Y | 24.254 | 0.161 | 61.7311 | 150.646 | 150.646 | 3773.196 | 3773.196 | 16.1% | 13.2825 | 188.6598 | 26.565 | 471.6495 | 79.6951 | 754.6392 | 132.8252 | 943.299 | 199.2379 | 754.6392 | 265.6505 | 377.3196 | 398.4757 | 169.7938 | 531.301 | 113.1959 | 2505.8784 | 12529.3919 | 60141.0809 | 125293.9186 | 150352.7023 | 100235.1349 | 67658.716 | 60141.0809
2016 | 28978 | City of San Marcos - (TX) | TX | Municipal | 34.896 | 0.371 | 94.0593 | . | . | . | . | . | . | 24200 | 12.4 | N | . | . | . | . | . | . | . |  |  | . | [7 empty] | 24200 | 100% |  | 1210 |  | 3025 |  | 1: 4840; 3: 6050; 5: 4840; 7: 2420 | 1089 |  | 726
2016 | 30517 | Pioneer Electric Coop, Inc - (AL) | AL | Cooperative | . | . | . | . | . | . | . | . | . | . | . |  | 498.021 | 3.215 | 154.9054 | 316.314 | 2.711 | 116.678 | 12680 | N | F | 25 | Y | 181.707 | 0.504 | 116.678 | 360.5298 | 360.5298 | 6390.72 | 6390.72 | 50.4% | 31.7881 | 319.536 | 63.5762 | 798.84 | 190.7285 | 1278.144 | 317.8808 | 1597.68 | 476.8211 | 1278.144 | 635.7615 | 639.072 | 953.6423 | 287.5824 | 1271.523 | 191.7216 | 10157.4347 | 50787.1733 | 243778.4316 | 507871.7325 | 609446.0791 | 406297.386 | 274250.7356 | 243778.4316
2016 | 31833 | Okefenoke Rural El Member Corp | FL | Cooperative | 1868.186 | 4.818 | 387.7514 | 362.115 | 2.96 | 122.3362 | 1868.078 | 4.816 | 387.8899 | 6177 | 25 | Y | . | . | . | . | . | . | . |  |  | . |  | 1506.071 | 1.858 | 122.3361 | 810.5872 | 1506.071 | 11476.866 | 6177 | 100% | 132.791 | 308.85 | 265.582 | 772.125 | 796.7459 | 1235.4 | 1327.9098 | 1544.25 | 1991.8647 | 1235.4 | 2655.8195 | 617.7 | 3983.7293 | 277.965 | 5311.6391 | 185.31 | 41012.4933 | 205062.4666 | 984299.8396 | 2050624.6658 | 2460749.5989 | 1640499.7326 | 1107337.3195 | 984299.8396
2016 | 31833 | Okefenoke Rural El Member Corp | GA | Cooperative | 1909.165 | 4.324 | 441.5275 | 193.387 | 2.068 | 93.514 | 1908.805 | 4.322 | 441.6485 | 29047 | 25 | Y | . | . | . | . | . | . | . |  |  | . |  | 1715.778 | 2.256 | 93.514 | 760.5399 | 1715.778 | 65530.032 | 29047 | 100% | 151.2809 | 1452.35 | 302.5619 | 3630.875 | 907.6856 | 5809.4 | 1512.8094 | 7261.75 | 2269.2141 | 5809.4 | 3025.6188 | 2904.7 | 4538.4282 | 1307.115 | 6051.2376 | 871.41 | 219712.8739 | 1098564.3696 | 5273108.9739 | 10985643.6957 | 13182772.4348 | 8788514.9565 | 5932247.5957 | 5273108.9739
2016 | 36189 | Mid-Ohio Energy Coop, Inc | OH | Cooperative | 61.71 | . | . | 61.71 | . | . | 49.52 | . | . | 8077 | 7.2 | Y | . | . | . | . | . | . | . |  |  | . |  | 0 |  |  |  | 0 |  | 8077 | 100% | 0 | 403.85 | 0 | 1009.625 | 0 | 1615.4 | 0 | 2019.25 | 0 | 1615.4 | 0 | 807.7 | 0 | 363.465 | 0 | 242.31 | 0 | 0 | 0 | 0 | 0 | 0 | 0 | 0
2016 | 38084 | Great Lakes Energy Coop | MI | Cooperative | 256.08 | 1.82 | 140.7033 | 160.19 | 1.46 | 109.7192 | 237.52 | 1.64 | 144.8293 | 123122 | 25 | N | . | . | . | . | . | . | . |  |  | . |  | 95.89 | 0.36 | 109.7192 | 266.3611 | 266.3611 | 44323.92 | 44323.92 | 36% | 23.4852 | 2216.196 | 46.9704 | 5540.49 | 140.9111 | 8864.784 | 234.8518 | 11080.98 | 352.2777 | 8864.784 | 469.7036 | 4432.392 | 704.5555 | 1994.5764 | 939.4073 | 1329.7176 | 52047.7674 | 260238.8372 | 1249146.4185 | 2602388.3718 | 3122866.0461 | 2081910.6974 | 1405289.7208 | 1249146.4185
2016 | 40051 | Texas-New Mexico Power Co | TX | Investor Owned | . | . | . | . | . | . | . | . | . | . | . |  | 76.135 | 0.666 | 114.3168 | 61.27 | 0.643 | 95.2877 | 238737 | N | F | 59.9 | N | 14.865 | 0.023 | 95.2877 | 646.3043 | 646.3043 | 5490.951 | 5490.951 | 2.3% | 56.985 | 274.5476 | 113.9699 | 686.3689 | 341.9097 | 1098.1902 | 569.8495 | 1372.7378 | 854.7743 | 1098.1902 | 1139.6991 | 549.0951 | 1709.5486 | 247.0928 | 2279.3981 | 164.7285 | 15645.0794 | 78225.3969 | 375481.905 | 782253.9688 | 938704.7625 | 625803.175 | 422417.1431 | 375481.905
2016 | 40165 | Dixie Escalante R E A, Inc | UT | Cooperative | 62.28 | 0.564 | 110.4255 | 62.28 | 0.564 | 110.4255 | . | . | . | 19031 | 34.5 | N | . | . | . | . | . | . | . |  |  | . |  | 0 | 0 | 110.4255 |  |  | 0 | 0 | 0% |  | 0 |  | 0 |  | 1: 0; 3: 0; 5: 0; 7: 0 | 0 |  | 0
2016 | 40166 | Chickasaw Electric Coop, Inc | TN | Cooperative | . | . | . | . | . | . | . | . | . | . | . |  | 253.02 | 2.631 | 96.1688 | 253.02 | 2.631 | 96.1688 | 19572 | N | F | 25 | Y | 0 | 0 | 96.1688 |  |  | 0 | 0 | 0% |  | 0 |  | 0 |  | 1: 0; 3: 0; 5: 0; 7: 0 | 0 |  | 0
2016 | 40228 | Rappahannock Electric Coop | VA | Cooperative | 211.45 | 1.7 | 124.3824 | 153.42 | 1.54 | 99.6234 | 209.67 | 0.04 | 5241.75 | 157405 | 34.5 | Y | . | . | . | . | . | . | . |  |  | . |  | 58.03 | 0.16 | 99.6234 | 362.6875 | 362.6875 | 25184.8 | 25184.8 | 16% | 31.9783 | 1259.24 | 63.9566 | 3148.1 | 191.8699 | 5036.96 | 319.7832 | 6296.2 | 479.6749 | 5036.96 | 639.5665 | 2518.48 | 959.3497 | 1133.316 | 1279.133 | 755.544 | 40268.3857 | 201341.9284 | 966441.2561 | 2013419.2836 | 2416103.1403 | 1610735.4269 | 1087246.4132 | 966441.2561
2016 | 40236 | Forked Deer Electric Coop, Inc | TN | Cooperative | . | . | . | . | . | . | . | . | . | . | . |  | 122.5 | 1.23 | 99.5935 | 105.4 | 1.05 | 100.3809 | 9873 | N | F | 13.2 | Y | 17.1 | 0.18 | 100.381 | 95 | 95 | 1777.14 | 1777.14 | 18% | 8.3762 | 88.857 | 16.7524 | 222.1425 | 50.2572 | 355.428 | 83.7619 | 444.285 | 125.6429 | 355.428 | 167.5239 | 177.714 | 251.2858 | 79.9713 | 335.0478 | 53.3142 | 744.2835 | 3721.4173 | 17862.8032 | 37214.1734 | 44657.0081 | 29771.3387 | 20095.6536 | 17862.8032
2016 | 40302 | North East Mississippi EPA | MS | Cooperative | . | . | . | . | . | . | . | . | . | . | . |  | 154.86 | 1.863 | 83.124 | 154.86 | 1.863 | 83.124 | 24991 | N | L | 25 | Y | 0 | 0 | 83.124 |  |  | 0 | 0 | 0% |  | 0 |  | 0 |  | 1: 0; 3: 0; 5: 0; 7: 0 | 0 |  | 0
2016 | 40304 | Minnesota Valley Coop L&P Assn | MN | Cooperative | 276 | . | . | 32 | . | . | 276 | . | . | 5259 | . | Y | . | . | . | . | . | . | . |  |  | . |  | 244 |  |  |  | 244 |  | 5259 | 100% | 21.5136 | 262.95 | 43.0272 | 657.375 | 129.0816 | 1051.8 | 215.1359 | 1314.75 | 322.7039 | 1051.8 | 430.2719 | 525.9 | 645.4078 | 236.655 | 860.5437 | 157.77 | 5656.9993 | 28284.9963 | 135767.9824 | 282849.9633 | 339419.9559 | 226279.9706 | 152738.9802 | 135767.9824
2016 | 40438 | Columbia River Peoples Ut Dist | OR | Political Subdivision | 85.113 | 0.595 | 143.0471 | 52.535 | 0.45 | 116.7444 | 85.113 | 0.595 | 143.0471 | 18995 | 12.5 | N | . | . | . | . | . | . | . |  |  | . |  | 32.578 | 0.145 | 116.7444 | 224.6759 | 224.6759 | 2754.275 | 2754.275 | 14.5% | 19.8098 | 137.7138 | 39.6195 | 344.2844 | 118.8586 | 550.855 | 198.0977 | 688.5688 | 297.1466 | 550.855 | 396.1955 | 275.4275 | 594.2932 | 123.9424 | 792.391 | 82.6282 | 2728.0784 | 13640.3918 | 65473.8809 | 136403.9184 | 163684.7021 | 109123.1348 | 73658.116 | 65473.8809
2016 | 40606 | City of Grand Island - (NE) | NE | Municipal | . | . | . | . | . | . | . | . | . | . | . |  | 11.13 | 0.37 | 30.0811 | 11.13 | 0.37 | 30.0811 | 24686 | N | L | 13.8 | N | 0 | 0 | 30.0811 |  |  | 0 | 0 | 0% |  | 0 |  | 0 |  | 1: 0; 3: 0; 5: 0; 7: 0 | 0 |  | 0
2016 | 44372 | Oncor Electric Delivery Company LLC | TX | Investor Owned | 202 | 1.72 | 117.4419 | 145.9 | 1.43 | 102.028 | 195.3 | 1.6 | 122.0625 | 3377896 | 25 | Y | . | . | . | . | . | . | . |  |  | . |  | 56.1 | 0.29 | 102.028 | 193.4483 | 193.4483 | 979589.84 | 979589.84 | 29% | 17.0564 | 48979.492 | 34.1128 | 122448.73 | 102.3385 | 195917.968 | 170.5642 | 244897.46 | 255.8464 | 195917.968 | 341.1285 | 97958.984 | 511.6927 | 44081.5428 | 682.257 | 29387.6952 | 835414.9843 | 4177074.9214 | 20049959.6226 | 41770749.2138 | 50124899.0566 | 33416599.3711 | 22556204.5755 | 20049959.6226
2016 | 49986 | Southwest Iowa Rural Elec Coop | IA | Cooperative | 142.767 | 1.668 | 85.5917 | 101.381 | 1.349 | 75.1527 | 139.687 | 1.349 | 103.5486 | 5886 | 12.7 | Y | . | . | . | . | . | . | . |  |  | . |  | 41.386 | 0.319 | 75.1527 | 129.7367 | 129.7367 | 1877.634 | 1877.634 | 31.9% | 11.4389 | 93.8817 | 22.8779 | 234.7043 | 68.6337 | 375.5268 | 114.3894 | 469.4085 | 171.5841 | 375.5268 | 228.7789 | 187.7634 | 343.1683 | 84.4935 | 457.5577 | 56.329 | 1073.9074 | 5369.537 | 25773.7777 | 53695.3702 | 64434.4442 | 42956.2961 | 28995.4999 | 25773.7777
2016 | 54913 | NSTAR Electric Company | MA | Investor Owned | 171.4 | 1.08 | 158.7037 | 98.1 | 0.91 | 107.8022 | 168.77 | 0.9 | 187.5222 | 1395146 | 34.5 | Y | . | . | . | . | . | . | . |  |  | . |  | 73.3 | 0.17 | 107.8022 | 431.1765 | 431.1765 | 237174.82 | 237174.82 | 17% | 38.017 | 11858.741 | 76.0341 | 29646.8525 | 228.1022 | 47434.964 | 380.1703 | 59293.705 | 570.2554 | 47434.964 | 760.3406 | 23717.482 | 1140.5109 | 10672.8669 | 1520.6812 | 7115.2446 | 450834.1005 | 2254170.5026 | 10820018.4123 | 22541705.0257 | 27050046.0309 | 18033364.0206 | 12172520.7139 | 10820018.4123
2016 | 55787 | City of Moreno Valley - (CA) | CA | Municipal | . | . | . | . | . | . | . | . | . | . | . |  | 3.73 | 0.03 | 124.3333 | 3.73 | 0.03 | 124.3333 | 6114 | Y | F | 12 | N | 0 | 0 | 124.3333 |  |  | 0 | 0 | 0% |  | 0 |  | 0 |  | 1: 0; 3: 0; 5: 0; 7: 0 | 0 |  | 0
2016 | 55937 | Entergy Texas Inc. | TX | Investor Owned | 546.1 | 2.165 | 252.2402 | 197.8 | 1.73 | 114.3353 | 535.6 | 2.042 | 262.2919 | 441370 | 34.5 | Y | . | . | . | . | . | . | . |  |  | . |  | 348.3 | 0.435 | 114.3353 | 800.6897 | 800.6897 | 191995.95 | 191995.95 | 43.5% | 70.5972 | 9599.7975 | 141.1944 | 23999.4938 | 423.5831 | 38399.19 | 705.9718 | 47998.9875 | 1058.9577 | 38399.19 | 1411.9436 | 19199.595 | 2117.9153 | 8639.8178 | 2823.8871 | 5759.8785 | 677718.6084 | 3388593.0419 | 16265246.601 | 33885930.4188 | 40663116.5026 | 27108744.335 | 18298402.4262 | 16265246.601
2016 | 55982 | Heart of Texas Electric Coop | TX | Cooperative | 154.03 | 2.33 | 66.1073 | 115.32 | 2.15 | 53.6372 | 137.03 | 1.01 | 135.6733 | 20569 | 24.9 | Y | . | . | . | . | . | . | . |  |  | . |  | 38.71 | 0.18 | 53.6372 | 215.0556 | 215.0556 | 3702.42 | 3702.42 | 18% | 18.9615 | 185.121 | 37.9231 | 462.8025 | 113.7693 | 740.484 | 189.6155 | 925.605 | 284.4232 | 740.484 | 379.231 | 370.242 | 568.8464 | 166.6089 | 758.4619 | 111.0726 | 3510.1807 | 17550.9035 | 84244.3369 | 175509.0353 | 210610.8423 | 140407.2282 | 94774.879 | 84244.3369
2016 | 56146 | Black Hills/Colorado Elec.Util | CO | Investor Owned | 76.961 | 1.11 | 69.3342 | 76.961 | 1.11 | 69.3342 | 57.439 | 0.069 | 832.4493 | 93532 | 35 | Y | . | . | . | . | . | . | . |  |  | . |  | 0 | 0 | 69.3342 |  |  | 0 | 0 | 0% |  | 0 |  | 0 |  | 1: 0; 3: 0; 5: 0; 7: 0 | 0 |  | 0
2016 | 56697 | Ameren Illinois Company | IL | Investor Owned | 239 | 1.36 | 175.7353 | 124 | 1.04 | 119.2308 | 235 | 1.33 | 176.6917 | 1239428 | 69 | Y | . | . | . | . | . | . | . |  |  | . |  | 115 | 0.32 | 119.2308 | 359.375 | 359.375 | 396616.96 | 396616.96 | 32% | 31.6863 | 19830.848 | 63.3725 | 49577.12 | 190.1176 | 79323.392 | 316.8626 | 99154.24 | 475.2939 | 79323.392 | 633.7252 | 39661.696 | 950.5878 | 17847.7632 | 1267.4504 | 11898.5088 | 628365.4078 | 3141827.0389 | 15080769.7869 | 31418270.3894 | 37701924.4673 | 25134616.3115 | 16965866.0103 | 15080769.7869
2016 | 57483 | Liberty Utilities | CA | Investor Owned | 189.93 | 1.484 | 127.9852 | 166.16 | 1.436 | 115.7103 | 172.86 | 1.263 | 136.8646 | 48749 | 24.9 | N | . | . | . | . | . | . | . |  |  | . |  | 23.77 | 0.048 | 115.7103 | 495.2083 | 495.2083 | 2339.952 | 2339.952 | 4.8% | 43.6627 | 116.9976 | 87.3255 | 292.494 | 261.9765 | 467.9904 | 436.6275 | 584.988 | 654.9412 | 467.9904 | 873.255 | 233.9952 | 1309.8824 | 105.2978 | 1746.5099 | 70.1986 | 5108.4367 | 25542.1836 | 122602.4814 | 255421.8361 | 306506.2034 | 204337.4689 | 137927.7915 | 122602.4814
2016 | 58124 | City of Winter Park - (FL) | FL | Municipal | . | . | . | . | . | . | . | . | . | . | . |  | . | . | . | 58.86 | 0.58 | 101.4828 | 14393 | Y | L | 12.5 | N |  |  | 101.4828 |  |  |  | 14393 | 100% |  | 719.65 |  | 1799.125 |  | 1: 2878.6; 3: 3598.25; 5: 2878.6; 7: 1439.3 | 647.685 |  | 431.79
2016 | 59013 | PUD No 1 of Jefferson County | WA | Political Subdivision | 561.293 | 1.92 | 292.3401 | 561.293 | 1.92 | 292.3401 | 561.293 | 1.92 | 292.3401 | 19343 | 12.5 | Y | . | . | . | . | . | . | . |  |  | . |  | 0 | 0 | 292.3401 |  |  | 0 | 0 | 0% |  | 0 |  | 0 |  | 1: 0; 3: 0; 5: 0; 7: 0 | 0 |  | 0
2016 | 60482 | CKenergy Electric Cooperative | OK | Cooperative | . | . | . | . | . | . | . | . | . | . | . |  | 543.75 | 4.88 | 111.4242 | 360.29 | 4.11 | 87.6618 | 24226 | N | L | 24.9 | Y | 183.46 | 0.77 | 87.6618 | 238.2597 | 238.2597 | 18654.02 | 18654.02 | 77% | 21.0075 | 932.701 | 42.0149 | 2331.7525 | 126.0448 | 3730.804 | 210.0747 | 4663.505 | 315.1121 | 3730.804 | 420.1494 | 1865.402 | 630.2241 | 839.4309 | 840.2989 | 559.6206 | 19593.6898 | 97968.4488 | 470248.5542 | 979684.4879 | 1175621.3855 | 783747.5903 | 529029.6235 | 470248.5542
2016 | 60839 | Southern Pioneer Electric Company | KS | Cooperative | 152 | . | . | 109 | . | . | 151 | . | . | 16928 | 13.8 | Y | . | . | . | . | . | . | . |  |  | . |  | 43 |  |  |  | 43 |  | 16928 | 100% | 3.7913 | 846.4 | 7.5827 | 2116 | 22.748 | 3385.6 | 37.9133 | 4232 | 56.8699 | 3385.6 | 75.8266 | 1692.8 | 113.7399 | 761.76 | 151.6532 | 507.84 | 3208.9816 | 16044.9082 | 77015.5591 | 160449.0816 | 192538.8979 | 128359.2652 | 86642.504 | 77015.5591
2017 | 84 | A & N Electric Coop | MD | Cooperative | . | . | . | . | . | . | . | . | . | . | . |  | 31.959 | 0.22 | 145.2682 | 31.959 | 0.22 | 145.2682 | 311 | Y | O | 12.5 | N | 0 | 0 | 145.2682 |  |  | 0 | 0 | 0% |  | 0 |  | 0 |  | 1: 0; 3: 0; 5: 0; 7: 0 | 0 |  | 0
2017 | 84 | A & N Electric Coop | VA | Cooperative | . | . | . | . | . | . | . | . | . | . | . |  | 102.516 | 1.281 | 80.0281 | 102.516 | 1.281 | 80.0281 | 35827 | Y | O | 24.9 | N | 0 | 0 | 80.0281 |  |  | 0 | 0 | 0% |  | 0 |  | 0 |  | 1: 0; 3: 0; 5: 0; 7: 0 | 0 |  | 0
2017 | 97 | Adams Electric Coop | IL | Cooperative | 222.046 | 1.211 | 183.3576 | 125.856 | 1.178 | 106.8387 | 123.172 | 0.986 | 124.9209 | 8916 | 12.5 | Y | . | . | . | . | . | . | . |  |  | . |  | 96.19 | 0.033 | 106.8387 | 2914.8485 | 2914.8485 | 294.228 | 294.228 | 3.3% | 257.0035 | 14.7114 | 514.0071 | 36.7785 | 1542.0212 | 58.8456 | 2570.0354 | 73.557 | 3855.0531 | 58.8456 | 5140.0708 | 29.4228 | 7710.1062 | 13.2403 | 10280.1416 | 8.8268 | 3780.8819 | 18904.4094 | 90741.1651 | 189044.094 | 226852.9129 | 151235.2752 | 102083.8108 | 90741.1651
2017 | 108 | Adams-Columbia Electric Coop | WI | Cooperative | 346.06 | 1.198 | 288.8648 | 142.982 | 0.777 | 184.018 | 340.53 | 1.101 | 309.2915 | 36666 | 12 | Y | . | . | . | . | . | . | . |  |  | . |  | 203.078 | 0.421 | 184.018 | 482.3705 | 482.3705 | 15436.386 | 15436.386 | 42.1% | 42.5308 | 771.8193 | 85.0617 | 1929.5483 | 255.185 | 3087.2772 | 425.3083 | 3859.0965 | 637.9625 | 3087.2772 | 850.6167 | 1543.6386 | 1275.925 | 694.6374 | 1701.2334 | 463.0916 | 32826.1188 | 164130.594 | 787826.8512 | 1641305.94 | 1969567.1281 | 1313044.752 | 886305.2076 | 787826.8512
2017 | 155 | Agralite Electric Coop | MN | Cooperative | 195.187 | 1.4 | 139.4193 | 96.553 | 0.956 | 100.9969 | 191.824 | 1.138 | 168.5624 | 5226 | 12.4 | Y | . | . | . | . | . | . | . |  |  | . |  | 98.634 | 0.444 | 100.9969 | 222.1486 | 222.1486 | 2320.344 | 2320.344 | 44.4% | 19.5869 | 116.0172 | 39.1739 | 290.043 | 117.5217 | 464.0688 | 195.8695 | 580.086 | 293.8042 | 464.0688 | 391.739 | 232.0344 | 587.6085 | 104.4155 | 783.478 | 69.6103 | 2272.423 | 11362.115 | 54538.152 | 113621.15 | 136345.38 | 90896.92 | 61355.421 | 54538.152
2017 | 162 | Aiken Electric Coop Inc | SC | Cooperative | 333.512 | . | . | 132.629 | . | . | 329.943 | . | . | 46188 | 25 | Y | . | . | . | . | . | . | . |  |  | . |  | 200.883 |  |  |  | 200.883 |  | 46188 | 100% | 17.7119 | 2309.4 | 35.4239 | 5773.5 | 106.2717 | 9237.6 | 177.1195 | 11547 | 265.6792 | 9237.6 | 354.2389 | 4618.8 | 531.3584 | 2078.46 | 708.4779 | 1385.64 | 40903.9706 | 204519.8531 | 981695.2951 | 2045198.5314 | 2454238.2376 | 1636158.8251 | 1104407.2069 | 981695.2951
2017 | 195 | Alabama Power Co | AL | Investor Owned | . | . | . | . | . | . | . | . | . | . | . |  | 345.5 | 2.005 | 172.3192 | 112.6 | 0.993 | 113.3938 | 1475085 | N | F | 35 | Y | 232.9 | 1.012 | 113.3938 | 230.1383 | 232.9 | 1492786.02 | 1475085 | 100% | 20.5349 | 73754.25 | 41.0698 | 184385.625 | 123.2094 | 295017 | 205.349 | 368771.25 | 308.0235 | 295017 | 410.698 | 147508.5 | 616.047 | 66378.825 | 821.396 | 44252.55 | 1514536.2079 | 7572681.0397 | 36348868.9904 | 75726810.3968 | 90872172.4761 | 60581448.3174 | 40892477.6143 | 36348868.9904
2017 | 207 | City of Alameda | CA | Municipal | 51.02 | 0.42 | 121.4762 | . | . | . | . | . | . | 34654 | 12 | N | . | . | . | . | . | . | . |  |  | . | [7 empty] | 34654 | 100% |  | 1732.7 |  | 4331.75 |  | 1: 6930.8; 3: 8663.5; 5: 6930.8; 7: 3465.4 | 1559.43 |  | 1039.62
2017 | 213 | Alaska Electric Light&Power Co | AK | Investor Owned | 94 | 2.27 | 41.4097 | 94 | 2.27 | 41.4097 | 43 | 1.15 | 37.3913 | 16768 | 12.5 | N | . | . | . | . | . | . | . |  |  | . |  | 0 | 0 | 41.4097 |  |  | 0 | 0 | 0% |  | 0 |  | 0 |  | 1: 0; 3: 0; 5: 0; 7: 0 | 0 |  | 0
2017 | 232 | City of Albemarle - (NC) | NC | Municipal | 100.57 | 0.887 | 113.3822 | 40.43 | 0.574 | 70.4355 | . | . | . | 11821 | 14.4 | N | . | . | . | . | . | . | . |  |  | . |  | 60.14 | 0.313 | 70.4355 | 192.1406 | 192.1406 | 3699.973 | 3699.973 | 31.3% | 16.9411 | 184.9986 | 33.8822 | 462.4966 | 101.6467 | 739.9946 | 169.4112 | 924.9932 | 254.1169 | 739.9946 | 338.8225 | 369.9973 | 508.2337 | 166.4988 | 677.6449 | 110.9992 | 3134.085 | 15670.4248 | 75218.0392 | 156704.2483 | 188045.098 | 125363.3987 | 84620.2941 | 75218.0392
2017 | 240 | Albemarle Electric Member Corp | NC | Cooperative | . | . | . | . | . | . | . | . | . | . | . |  | 216 | 1.4 | 154.2857 | 120 | 1.1 | 109.0909 | 12818 | N | F | 12.5 | N | 96 | 0.3 | 109.0909 | 320 | 320 | 3845.4 | 3845.4 | 30% | 28.2145 | 192.27 | 56.4291 | 480.675 | 169.2873 | 769.08 | 282.1455 | 961.35 | 423.2182 | 769.08 | 564.291 | 384.54 | 846.4364 | 173.043 | 1128.5819 | 115.362 | 5424.8112 | 27124.0558 | 130195.468 | 271240.5584 | 325488.6701 | 216992.4467 | 146469.9015 | 130195.468
2017 | 241 | Albertville Municipal Utilities Board | AL | Municipal | 32.77 | 0.648 | 50.571 | 7.452 | 0.072 | 103.5 | 32.77 | 0.648 | 50.571 | 10054 | 12.5 | N | . | . | . | . | . | . | . |  |  | . |  | 25.318 | 0.576 | 103.5 | 43.9549 | 43.9549 | 5791.104 | 5791.104 | 57.6% | 3.8755 | 289.5552 | 7.751 | 723.888 | 23.2531 | 1158.2208 | 38.7552 | 1447.776 | 58.1328 | 1158.2208 | 77.5104 | 579.1104 | 116.2656 | 260.5997 | 155.0208 | 173.7331 | 1122.1771 | 5610.8855 | 26932.2504 | 56108.855 | 67330.626 | 44887.084 | 30298.7817 | 26932.2504
2017 | 276 | Alcorn County Elec Power Assn | MS | Cooperative | 84.414 | 0.945 | 89.327 | . | . | . | . | . | . | 18798 | 13.1 | N | . | . | . | . | . | . | . |  |  | . | [7 empty] | 18798 | 100% |  | 939.9 |  | 2349.75 |  | 1: 3759.6; 3: 4699.5; 5: 3759.6; 7: 1879.8 | 845.91 |  | 563.94
2017 | 295 | City of Alexandria - (MN) | MN | Municipal | . | . | . | . | . | . | . | . | . | . | . |  | 10.308 | 0.188 | 54.8298 | . | . | . | 9870 | N | L | 13.2 | N | [6 empty] | 9870 | 100% |  | 493.5 |  | 1233.75 |  | 1: 1974; 3: 2467.5; 5: 1974; 7: 987 | 444.15 |  | 296.1
2017 | 296 | Alfalfa Electric Coop, Inc | KS | Cooperative | . | . | . | . | . | . | . | . | . | . | . |  | 187.357 | 1.273 | 147.1775 | 50.67 | 1.082 | 46.8299 | 953 | N | O | 14.4 | Y | 136.687 | 0.191 | 46.8299 | 715.6387 | 715.6387 | 182.023 | 182.023 | 19.1% | 63.0982 | 9.1011 | 126.1964 | 22.7529 | 378.5892 | 36.4046 | 630.982 | 45.5057 | 946.473 | 36.4046 | 1261.964 | 18.2023 | 1892.946 | 8.191 | 2523.928 | 5.4607 | 574.2662 | 2871.3309 | 13782.3882 | 28713.3088 | 34455.9706 | 22970.6471 | 15505.1868 | 13782.3882
2017 | 296 | Alfalfa Electric Coop, Inc | OK | Cooperative | . | . | . | . | . | . | . | . | . | . | . |  | 204.038 | 1.778 | 114.757 | 50.67 | 1.248 | 40.601 | 7667 | N | O | 14.4 | Y | 153.368 | 0.53 | 40.601 | 289.3736 | 289.3736 | 4063.51 | 4063.51 | 53% | 25.5142 | 203.1755 | 51.0284 | 507.9388 | 153.0852 | 812.702 | 255.142 | 1015.8775 | 382.713 | 812.702 | 510.2841 | 406.351 | 765.4261 | 182.8579 | 1020.5681 | 121.9053 | 5183.8609 | 25919.3047 | 124412.6625 | 259193.0469 | 311031.6563 | 207354.4375 | 139964.2453 | 124412.6625
2017 | 305 | Alger-Delta Coop Electric Assn | MI | Cooperative | 334.6 | 0.987 | 339.0071 | 72.657 | 0.214 | 339.5187 | 239.08 | 0.705 | 339.1206 | 10038 | 34.5 | Y | . | . | . | . | . | . | . |  |  | . |  | 261.943 | 0.773 | 339.5187 | 338.8655 | 338.8655 | 7759.374 | 7759.374 | 77.3% | 29.8779 | 387.9687 | 59.7558 | 969.9217 | 179.2675 | 1551.8748 | 298.7792 | 1939.8435 | 448.1689 | 1551.8748 | 597.5585 | 775.9374 | 896.3377 | 349.1718 | 1195.117 | 232.7812 | 11591.6995 | 57958.4974 | 278200.7877 | 579584.9744 | 695501.9693 | 463667.9795 | 312975.8862 | 278200.7877
2017 | 309 | City of Algona - (IA) | IA | Municipal | 14.67 | 0.21 | 69.8571 | . | . | . | . | . | . | 3730 | 13.8 | N | . | . | . | . | . | . | . |  |  | . | [7 empty] | 3730 | 100% |  | 186.5 |  | 466.25 |  | 1: 746; 3: 932.5; 5: 746; 7: 373 | 167.85 |  | 111.9
2017 | 329 | Allamakee-Clayton El Coop, Inc | IA | Cooperative | 317.4 | 1.48 | 214.4595 | 211.8 | 1.368 | 154.8246 | 215.59 | 0.685 | 314.7299 | 8777 | 12.5 | Y | . | . | . | . | . | . | . |  |  | . |  | 105.6 | 0.112 | 154.8246 | 942.8571 | 942.8571 | 983.024 | 983.024 | 11.2% | 83.1322 | 49.1512 | 166.2643 | 122.878 | 498.7929 | 196.6048 | 831.3215 | 245.756 | 1246.9823 | 196.6048 | 1662.643 | 98.3024 | 2493.9645 | 44.2361 | 3325.286 | 29.4907 | 4086.045 | 20430.2248 | 98065.0792 | 204302.2483 | 245162.698 | 163441.7987 | 110323.2141 | 98065.0792
2017 | 392 | Alpena Power Co | MI | Investor Owned | . | . | . | . | . | . | . | . | . | . | . |  | 131 | 1.2 | 109.1667 | 65.8 | 0.8 | 82.25 | 16437 | N | L | 13.2 | N | 65.2 | 0.4 | 82.25 | 163 | 163 | 6574.8 | 6574.8 | 40% | 14.3718 | 328.74 | 28.7436 | 821.85 | 86.2307 | 1314.96 | 143.7179 | 1643.7 | 215.5768 | 1314.96 | 287.4357 | 657.48 | 431.1536 | 295.866 | 574.8714 | 197.244 | 4724.5807 | 23622.9037 | 113389.938 | 236229.0375 | 283474.845 | 188983.23 | 127563.6802 | 113389.938
2017 | 407 | Altamaha Electric Member Corp | GA | Cooperative | 100.2 | 1.98 | 50.6061 | 31.5 | 0.64 | 49.2188 | 100.2 | 1.91 | 52.4607 | 20605 | 25 | N | . | . | . | . | . | . | . |  |  | . |  | 68.7 | 1.34 | 49.2188 | 51.2687 | 68.7 | 27610.7 | 20605 | 100% | 6.0573 | 1030.25 | 12.1146 | 2575.625 | 36.3439 | 4121 | 60.5731 | 5151.25 | 90.8597 | 4121 | 121.1462 | 2060.5 | 181.7193 | 927.225 | 242.2924 | 618.15 | 6240.5445 | 31202.7223 | 149773.0669 | 312027.2226 | 374432.6672 | 249621.7781 | 168494.7002 | 149773.0669
2017 | 554 | City of Ames - (IA) | IA | Municipal | 40.29 | 0.52 | 77.4808 | 40.29 | 0.52 | 77.4808 | 40.29 | 0.52 | 77.4808 | 26450 | 13.8 | N | . | . | . | . | . | . | . |  |  | . |  | 0 | 0 | 77.4808 |  |  | 0 | 0 | 0% |  | 0 |  | 0 |  | 1: 0; 3: 0; 5: 0; 7: 0 | 0 |  | 0
2017 | 562 | Amicalola Electric Member Corp | GA | Cooperative | 3055.58 | 5.7 | 536.0667 | 513.93 | 3.4 | 151.1559 | 3052.21 | 2.26 | 1350.5354 | 47723 | 25 | N | . | . | . | . | . | . | . |  |  | . |  | 2541.65 | 2.3 | 151.1559 | 1105.0652 | 2541.65 | 109762.9 | 47723 | 100% | 224.0985 | 2386.15 | 448.1969 | 5965.375 | 1344.5907 | 9544.6 | 2240.9846 | 11930.75 | 3361.4769 | 9544.6 | 4481.9691 | 4772.3 | 6722.9537 | 2147.535 | 8963.9383 | 1431.69 | 534732.5332 | 2673662.6661 | 12833580.7971 | 26736626.6605 | 32083951.9927 | 21389301.3284 | 14437778.3967 | 12833580.7971
2017 | 590 | City of Anaheim - (CA) | CA | Municipal | 35.04 | 0.57 | 61.4737 | 35.04 | 0.57 | 61.4737 | 35.04 | 0.57 | 61.4737 | 120586 | 12 | Y | . | . | . | . | . | . | . |  |  | . |  | 0 | 0 | 61.4737 |  |  | 0 | 0 | 0% |  | 0 |  | 0 |  | 1: 0; 3: 0; 5: 0; 7: 0 | 0 |  | 0
2017 | 599 | Anchorage Municipal Light and Power | AK | Municipal | 38.858 | 1.328 | 29.2605 | 27.375 | 1.252 | 21.865 | 27.375 | 1.328 | 20.6137 | 31078 | 35 | Y | . | . | . | . | . | . | . |  |  | . |  | 11.483 | 0.076 | 21.865 | 151.0921 | 151.0921 | 2361.928 | 2361.928 | 7.6% | 13.3219 | 118.0964 | 26.6437 | 295.241 | 79.9312 | 472.3856 | 133.2186 | 590.482 | 199.8279 | 472.3856 | 266.4372 | 236.1928 | 399.6558 | 106.2868 | 532.8744 | 70.8578 | 1573.2638 | 7866.319 | 37758.3314 | 78663.1904 | 94395.8285 | 62930.5524 | 42478.1228 | 37758.3314
2017 | 636 | City of Anderson - (IN) | IN | Municipal | 246.89 | 1.03 | 239.699 | 122.318 | 0.704 | 173.7472 | 246.89 | 1.03 | 239.699 | 33578 | 13.2 | Y | . | . | . | . | . | . | . |  |  | . |  | 124.572 | 0.326 | 173.7472 | 382.1227 | 382.1227 | 10946.428 | 10946.428 | 32.6% | 33.6919 | 547.3214 | 67.3839 | 1368.3035 | 202.1516 | 2189.2856 | 336.9194 | 2736.607 | 505.379 | 2189.2856 | 673.8387 | 1094.6428 | 1010.7581 | 492.5893 | 1347.6774 | 328.3928 | 18440.3172 | 92201.586 | 442567.6126 | 922015.8595 | 1106419.0314 | 737612.6876 | 497888.5641 | 442567.6126
2017 | 689 | Connexus Energy | MN | Cooperative | 86.731 | 0.706 | 122.8484 | 32.063 | 0.436 | 73.539 | 86.731 | 0.706 | 122.8484 | 131611.8 | 12.5 | Y | . | . | . | . | . | . | . |  |  | . |  | 54.668 | 0.27 | 73.539 | 202.4741 | 202.4741 | 35535.186 | 35535.186 | 27% | 17.8522 | 1776.7593 | 35.7045 | 4441.8983 | 107.1134 | 7107.0372 | 178.5223 | 8883.7965 | 267.7835 | 7107.0372 | 357.0447 | 3553.5186 | 535.567 | 1599.0834 | 714.0893 | 1066.0556 | 31719.1207 | 158595.6036 | 761258.8972 | 1585956.0358 | 1903147.243 | 1268764.8286 | 856416.2593 | 761258.8972
2017 | 694 | Anza Electric Coop Inc | CA | Cooperative | 1786.518 | 3.25 | 549.6979 | 1772.63 | 3.183 | 556.9054 | 61.518 | 3.04 | 20.2362 | 5113 | 7.2 | N | . | . | . | . | . | . | . |  |  | . |  | 13.888 | 0.067 | 556.9054 | 207.2836 | 207.2836 | 342.571 | 342.571 | 6.7% | 18.2763 | 17.1286 | 36.5526 | 42.8214 | 109.6577 | 68.5142 | 182.7629 | 85.6428 | 274.1443 | 68.5142 | 365.5258 | 34.2571 | 548.2887 | 15.4157 | 731.0516 | 10.2771 | 313.0463 | 1565.2317 | 7513.1121 | 15652.3168 | 18782.7802 | 12521.8535 | 8452.2511 | 7513.1121
2017 | 727 | Appalachian Electric Coop | TN | Cooperative | 302.224 | 2.173 | 139.0814 | 220.061 | 1.995 | 110.3063 | 302.224 | 2.173 | 139.0814 | 45898 | 13.8 | Y | . | . | . | . | . | . | . |  |  | . |  | 82.163 | 0.178 | 110.3063 | 461.5899 | 461.5899 | 8169.844 | 8169.844 | 17.8% | 40.6986 | 408.4922 | 81.3972 | 1021.2305 | 244.1916 | 1633.9688 | 406.9859 | 2042.461 | 610.4789 | 1633.9688 | 813.9719 | 816.9844 | 1220.9578 | 367.643 | 1627.9438 | 245.0953 | 16625.0582 | 83125.2911 | 399001.3974 | 831252.9112 | 997503.4935 | 665002.329 | 448876.5721 | 399001.3974
2017 | 733 | Appalachian Power Co | VA | Investor Owned | 338.7 | 1.512 | 224.0079 | 293.5 | 1.422 | 206.3994 | 313.2 | 1.432 | 218.7151 | 530682 | 35 | Y | . | . | . | . | . | . | . |  |  | . |  | 45.2 | 0.09 | 206.3994 | 502.2222 | 502.2222 | 47761.38 | 47761.38 | 9% | 44.2812 | 2388.069 | 88.5623 | 5970.1725 | 265.687 | 9552.276 | 442.8117 | 11940.345 | 664.2175 | 9552.276 | 885.6233 | 4776.138 | 1328.435 | 2149.2621 | 1771.2466 | 1432.8414 | 105746.4794 | 528732.3968 | 2537915.5045 | 5287323.9677 | 6344788.7612 | 4229859.1741 | 2855154.9425 | 2537915.5045
2017 | 733 | Appalachian Power Co | WV | Investor Owned | 979.4 | 2.843 | 344.4952 | 597.9 | 2.513 | 237.9228 | 877.3 | 2.478 | 354.0355 | 424755 | 35 | Y | . | . | . | . | . | . | . |  |  | . |  | 381.5 | 0.33 | 237.9228 | 1156.0606 | 1156.0606 | 140169.15 | 140169.15 | 33% | 101.9304 | 7008.4575 | 203.8608 | 17521.1437 | 611.5824 | 28033.83 | 1019.304 | 35042.2875 | 1528.956 | 28033.83 | 2038.608 | 14016.915 | 3057.912 | 6307.6118 | 4077.216 | 4205.0745 | 714374.8677 | 3571874.3387 | 17144996.8259 | 35718743.3872 | 42862492.0647 | 28574994.7098 | 19288121.4291 | 17144996.8259
2017 | 803 | Arizona Public Service Co | AZ | Investor Owned | 116.5 | 0.91 | 128.022 | 74.5 | 0.75 | 99.3333 | 116.2 | 0.9 | 129.1111 | 1220381 | 69 | N | . | . | . | . | . | . | . |  |  | . |  | 42 | 0.16 | 99.3333 | 262.5 | 262.5 | 195260.96 | 195260.96 | 16% | 23.1447 | 9763.048 | 46.2895 | 24407.62 | 138.8685 | 39052.192 | 231.4475 | 48815.24 | 347.1712 | 39052.192 | 462.8949 | 19526.096 | 694.3424 | 8786.7432 | 925.7899 | 5857.8288 | 225963.2711 | 1129816.3556 | 5423118.507 | 11298163.5562 | 13557796.2675 | 9038530.845 | 6101008.3204 | 5423118.507
2017 | 814 | Entergy Arkansas Inc | AR | Investor Owned | 504.4 | 2.195 | 229.795 | 218.5 | 1.558 | 140.2439 | 485.5 | 2.072 | 234.3147 | 719992 | 34.5 | Y | . | . | . | . | . | . | . |  |  | . |  | 285.9 | 0.637 | 140.2439 | 448.8226 | 448.8226 | 458634.904 | 458634.904 | 63.7% | 39.5729 | 22931.7452 | 79.1458 | 57329.363 | 237.4374 | 91726.9808 | 395.729 | 114658.726 | 593.5935 | 91726.9808 | 791.4579 | 45863.4904 | 1187.1869 | 20638.5707 | 1582.9159 | 13759.0471 | 907475.5891 | 4537377.9456 | 21779414.139 | 45373779.4563 | 54448535.3475 | 36299023.565 | 24501840.9064 | 21779414.139
2017 | 817 | Arkansas Valley Elec Coop Corp | AR | Cooperative | 463.198 | 2.898 | 159.8337 | 227.017 | 2.413 | 94.0808 | 417.804 | 2.403 | 173.8677 | 54801 | 14.4 | Y | . | . | . | . | . | . | . |  |  | . |  | 236.181 | 0.485 | 94.0808 | 486.9711 | 486.9711 | 26578.485 | 26578.485 | 48.5% | 42.9365 | 1328.9243 | 85.8729 | 3322.3106 | 257.6188 | 5315.697 | 429.3647 | 6644.6213 | 644.0471 | 5315.697 | 858.7294 | 2657.8485 | 1288.0941 | 1196.0318 | 1717.4588 | 797.3546 | 57059.3166 | 285296.583 | 1369423.5983 | 2852965.8298 | 3423558.9957 | 2282372.6638 | 1540601.5481 | 1369423.5983
2017 | 817 | Arkansas Valley Elec Coop Corp | OK | Cooperative | 156.995 | 1.971 | 79.6525 | 146.783 | 1.946 | 75.4281 | 75.404 | 1.06 | 71.1358 | 4516 | 7.2 | Y | . | . | . | . | . | . | . |  |  | . |  | 10.212 | 0.025 | 75.4281 | 408.48 | 408.48 | 112.9 | 112.9 | 2.5% | 36.0159 | 5.645 | 72.0317 | 14.1125 | 216.0952 | 22.58 | 360.1587 | 28.225 | 540.2381 | 22.58 | 720.3174 | 11.29 | 1080.4761 | 5.0805 | 1440.6348 | 3.387 | 203.3096 | 1016.548 | 4879.4302 | 10165.4795 | 12198.5754 | 8132.3836 | 5489.3589 | 4879.4302
2017 | 963 | Atlantic City Electric Co | NJ | Investor Owned | 116.69 | 1.09 | 107.055 | 66.15 | 0.874 | 75.6865 | 116 | 1.07 | 108.4112 | 532881 | 69 | Y | . | . | . | . | . | . | . |  |  | . |  | 50.54 | 0.216 | 75.6865 | 233.9815 | 233.9815 | 115102.296 | 115102.296 | 21.6% | 20.6303 | 5755.1148 | 41.2605 | 14387.787 | 123.7815 | 23020.4592 | 206.3026 | 28775.574 | 309.4538 | 23020.4592 | 412.6051 | 11510.2296 | 618.9077 | 5179.6033 | 825.2102 | 3453.0689 | 118729.4889 | 593647.4447 | 2849507.7344 | 5936474.4467 | 7123769.3361 | 4749179.5574 | 3205696.2012 | 2849507.7344
2017 | 1009 | City of Austin - (MN) | MN | Municipal | 5.619 | 0.094 | 59.7766 | . | . | . | . | . | . | 12352 | 13.8 | N | . | . | . | . | . | . | . |  |  | . | [7 empty] | 12352 | 100% |  | 617.6 |  | 1544 |  | 1: 2470.4; 3: 3088; 5: 2470.4; 7: 1235.2 | 555.84 |  | 370.56
2017 | 1015 | Austin Energy | TX | Municipal | 138.18 | 1.02 | 135.4706 | 63.02 | 0.85 | 74.1412 | 132.94 | 0.92 | 144.5 | 465000 | 35 | Y | . | . | . | . | . | . | . |  |  | . |  | 75.16 | 0.17 | 74.1412 | 442.1176 | 442.1176 | 79050 | 79050 | 17% | 38.9817 | 3952.5 | 77.9634 | 9881.25 | 233.8903 | 15810 | 389.8172 | 19762.5 | 584.7258 | 15810 | 779.6344 | 7905 | 1169.4515 | 3557.25 | 1559.2687 | 2371.5 | 154075.2388 | 770376.194 | 3697805.7311 | 7703761.9398 | 9244514.3277 | 6163009.5518 | 4160031.4475 | 3697805.7311
2017 | 1050 | City of Azusa | CA | Municipal | . | . | . | 51.741 | 0.359 | 144.1253 | . | . | . | 16555 | 12.5 | N | . | . | . | . | . | . | . |  |  | . |  |  |  | 144.1253 |  |  |  | 16555 | 100% |  | 827.75 |  | 2069.375 |  | 1: 3311; 3: 4138.75; 5: 3311; 7: 1655.5 | 744.975 |  | 496.65
2017 | 1062 | BARC Electric Coop Inc | VA | Cooperative | 401.515 | 2.532 | 158.5762 | 241.935 | 1.692 | 142.9876 | 345.355 | 2.22 | 155.5653 | 12676 | 46 | Y | . | . | . | . | . | . | . |  |  | . |  | 159.58 | 0.84 | 142.9876 | 189.9762 | 189.9762 | 10647.84 | 10647.84 | 84% | 16.7503 | 532.392 | 33.5006 | 1330.98 | 100.5017 | 2129.568 | 167.5029 | 2661.96 | 251.2543 | 2129.568 | 335.0058 | 1064.784 | 502.5087 | 479.1528 | 670.0115 | 319.4352 | 8917.7197 | 44588.5984 | 214025.2722 | 445885.9838 | 535063.1806 | 356708.7871 | 240778.4313 | 214025.2722
2017 | 1149 | Baldwin County El Member Corp | AL | Cooperative | 131.425 | 1.814 | 72.4504 | 75.041 | 1.02 | 73.5696 | 117.789 | 1.656 | 71.1286 | 73915 | 12.5 | Y | . | . | . | . | . | . | . |  |  | . |  | 56.384 | 0.794 | 73.5696 | 71.0126 | 71.0126 | 58688.51 | 58688.51 | 79.4% | 6.2612 | 2934.4255 | 12.5224 | 7336.0638 | 37.5673 | 11737.702 | 62.6121 | 14672.1275 | 93.9182 | 11737.702 | 125.2243 | 5868.851 | 187.8364 | 2640.983 | 250.4485 | 1760.6553 | 18373.064 | 91865.3202 | 440953.537 | 918653.2021 | 1102383.8425 | 734922.5616 | 496072.7291 | 440953.537
2017 | 1167 | Baltimore Gas & Electric Co | MD | Investor Owned | 96 | 0.83 | 115.6626 | 74 | 0.72 | 102.7778 | 96 | 0.82 | 117.0732 | 1275659 | 34.5 | Y | . | . | . | . | . | . | . |  |  | . |  | 22 | 0.11 | 102.7778 | 200 | 200 | 140322.49 | 140322.49 | 11% | 17.6341 | 7016.1245 | 35.2682 | 17540.3112 | 105.8046 | 28064.498 | 176.3409 | 35080.6225 | 264.5114 | 28064.498 | 352.6819 | 14032.249 | 529.0228 | 6314.5121 | 705.3637 | 4209.6747 | 123722.989 | 618614.9449 | 2969351.7355 | 6186149.4489 | 7423379.3387 | 4948919.5591 | 3340520.7024 | 2969351.7355
2017 | 1175 | Bandera Electric Coop, Inc | TX | Cooperative | 88 | 0.702 | 125.3561 | 30.267 | 0.322 | 93.9969 | 84.9 | 0.63 | 134.7619 | 35644 | 24 | Y | . | . | . | . | . | . | . |  |  | . |  | 57.733 | 0.38 | 93.9969 | 151.9289 | 151.9289 | 13544.72 | 13544.72 | 38% | 13.3956 | 677.236 | 26.7913 | 1693.09 | 80.3739 | 2708.944 | 133.9565 | 3386.18 | 200.9347 | 2708.944 | 267.9129 | 1354.472 | 401.8694 | 609.5124 | 535.8258 | 406.3416 | 9072.0135 | 45360.0673 | 217728.3229 | 453600.6727 | 544320.8073 | 362880.5382 | 244944.3633 | 217728.3229
2017 | 1179 | Emera Maine | ME | Investor Owned | 1897 | 3.05 | 621.9672 | 368 | 2.232 | 164.8745 | 1648 | 2.193 | 751.482 | 167017 | 35 | Y | . | . | . | . | . | . | . |  |  | . |  | 1529 | 0.818 | 164.8746 | 1869.1932 | 1869.1932 | 136619.906 | 136619.906 | 81.8% | 164.8076 | 6830.9953 | 329.6153 | 17077.4882 | 988.8458 | 27323.9812 | 1648.0763 | 34154.9765 | 2472.1144 | 27323.9812 | 3296.1525 | 13661.9906 | 4944.2288 | 6147.8958 | 6592.305 | 4098.5972 | 1125800.1161 | 5629000.5805 | 27019202.7862 | 56290005.8046 | 67548006.9655 | 45032004.6436 | 30396603.1345 | 27019202.7862
2017 | 1181 | Village of Bangor - (WI) | WI | Municipal | 9.862 | 0.092 | 107.1957 | . | . | . | . | . | . | 1770 | 12.5 | Y | . | . | . | . | . | . | . |  |  | . | [7 empty] | 1770 | 100% |  | 88.5 |  | 221.25 |  | 1: 354; 3: 442.5; 5: 354; 7: 177 | 79.65 |  | 53.1
2017 | 1233 | City of Barnesville - (MN) | MN | Municipal | . | . | . | . | . | . | . | . | . | . | . |  | 241.839 | 1.009 | 239.6819 | . | . | . | 1322 | Y | F | 2.4 | N | [6 empty] | 1322 | 100% |  | 66.1 |  | 165.25 |  | 1: 264.4; 3: 330.5; 5: 264.4; 7: 132.2 | 59.49 |  | 39.66
2017 | 1251 | Barron Electric Coop | WI | Cooperative | 682.44 | 2.97 | 229.7778 | 62.524 | 1.17 | 53.4393 | 682.44 | 2.97 | 229.7778 | 18959 | 12.5 | Y | . | . | . | . | . | . | . |  |  | . |  | 619.916 | 1.8 | 53.4393 | 344.3978 | 619.916 | 34126.2 | 18959 | 100% | 54.6583 | 947.95 | 109.3166 | 2369.875 | 327.9497 | 3791.8 | 546.5828 | 4739.75 | 819.8742 | 3791.8 | 1093.1656 | 1895.9 | 1639.7484 | 853.155 | 2186.3312 | 568.77 | 51813.3172 | 259066.5858 | 1243519.612 | 2590665.8583 | 3108799.03 | 2072532.6867 | 1398959.5635 | 1243519.612
2017 | 1273 | Bartlett Electric Coop, Inc | TX | Cooperative | 159.12 | 1.233 | 129.0511 | 48.04 | 0.653 | 73.5681 | 137.7 | 0.979 | 140.6537 | 11777 | 24.9 | Y | . | . | . | . | . | . | . |  |  | . |  | 111.08 | 0.58 | 73.5681 | 191.5172 | 191.5172 | 6830.66 | 6830.66 | 58% | 16.8862 | 341.533 | 33.7723 | 853.8325 | 101.317 | 1366.132 | 168.8616 | 1707.665 | 253.2925 | 1366.132 | 337.7233 | 683.066 | 506.5849 | 307.3797 | 675.4466 | 204.9198 | 5767.1822 | 28835.9109 | 138412.3725 | 288359.1095 | 346030.9314 | 230687.2876 | 155713.9191 | 138412.3725
2017 | 1283 | Bartholomew County Rural E M C | IN | Cooperative | 440.14 | 3.43 | 128.3207 | 173.99 | 1.89 | 92.0582 | 312.25 | 2.34 | 133.4402 | 11517 | 12 | Y | . | . | . | . | . | . | . |  |  | . |  | 266.15 | 1.54 | 92.0582 | 172.8247 | 266.15 | 17736.18 | 11517 | 100% | 23.4666 | 575.85 | 46.9331 | 1439.625 | 140.7994 | 2303.4 | 234.6657 | 2879.25 | 351.9985 | 2303.4 | 469.3314 | 1151.7 | 703.9971 | 518.265 | 938.6627 | 345.51 | 13513.2236 | 67566.1179 | 324317.3661 | 675661.1793 | 810793.4151 | 540528.9434 | 364857.0368 | 324317.3661
2017 | 1300 | City of Bartow - (FL) | FL | Municipal | . | . | . | . | . | . | . | . | . | . | . |  | 19.526 | 0.423 | 46.1608 | . | . | . | 12002 | N | L | 35 | N | [6 empty] | 12002 | 100% |  | 600.1 |  | 1500.25 |  | 1: 2400.4; 3: 3000.5; 5: 2400.4; 7: 1200.2 | 540.09 |  | 360.06
2017 | 1366 | City of Bay City - (MI) | MI | Municipal | 99.232 | 0.619 | 160.3102 | 99.232 | 0.619 | 160.3102 | 99.232 | 0.619 | 160.3102 | 20206 | 8.3 | Y | . | . | . | . | . | . | . |  |  | . |  | 0 | 0 | 160.3102 |  |  | 0 | 0 | 0% |  | 0 |  | 0 |  | 1: 0; 3: 0; 5: 0; 7: 0 | 0 |  | 0
2017 | 1456 | Town of Bedford - (VA) | VA | Municipal | 92.764 | 0.534 | 173.7154 | 92.764 | 0.534 | 173.7154 | 92.764 | 0.534 | 173.7154 | 6639 | 69 | N | . | . | . | . | . | . | . |  |  | . |  | 0 | 0 | 173.7154 |  |  | 0 | 0 | 0% |  | 0 |  | 0 |  | 1: 0; 3: 0; 5: 0; 7: 0 | 0 |  | 0
2017 | 1458 | Beauregard Electric Coop, Inc | LA | Cooperative | . | . | . | . | . | . | . | . | . | . | . |  | 932.4 | 6.83 | 136.5154 | 179.4 | 1.82 | 98.5714 | 42711 | N | F | 24.9 | Y | 753 | 5.01 | 98.5714 | 150.2994 | 753 | 213982.11 | 42711 | 100% | 66.3924 | 2135.55 | 132.7847 | 5338.875 | 398.3542 | 8542.2 | 663.9236 | 10677.75 | 995.8854 | 8542.2 | 1327.8472 | 4271.1 | 1991.7708 | 1921.995 | 2655.6943 | 1281.33 | 141784.2013 | 708921.0066 | 3402820.8317 | 7089210.0661 | 8507052.0794 | 5671368.0529 | 3828173.4357 | 3402820.8317
2017 | 1523 | Town of Belmont - (MA) | MA | Municipal | 238.14 | 0.85 | 280.1647 | 238.14 | 0.85 | 280.1647 | 238.14 | 0.85 | 280.1647 | 11350 | 13.8 | N | . | . | . | . | . | . | . |  |  | . |  | 0 | 0 | 280.1647 |  |  | 0 | 0 | 0% |  | 0 |  | 0 |  | 1: 0; 3: 0; 5: 0; 7: 0 | 0 |  | 0
2017 | 1529 | Beltrami Electric Coop, Inc | MN | Cooperative | 93.667 | 0.787 | 119.0178 | 93.667 | 0.787 | 119.0178 | . | . | . | 20507 | 12.5 | Y | . | . | . | . | . | . | . |  |  | . |  | 0 | 0 | 119.0178 |  |  | 0 | 0 | 0% |  | 0 |  | 0 |  | 1: 0; 3: 0; 5: 0; 7: 0 | 0 |  | 0
2017 | 1579 | PUD No 1 of Benton County | WA | Political Subdivision | 58.3 | 0.47 | 124.0426 | 58.3 | 0.47 | 124.0426 | . | . | . | 52580 | 15 | Y | . | . | . | . | . | . | . |  |  | . |  | 0 | 0 | 124.0426 |  |  | 0 | 0 | 0% |  | 0 |  | 0 |  | 1: 0; 3: 0; 5: 0; 7: 0 | 0 |  | 0
2017 | 1591 | Big Country Electric Coop, Inc | TX | Cooperative | . | . | . | . | . | . | . | . | . | . | . |  | 387.4 | . | . | . | . | . | 12863 | N | L | 69 | Y | [6 empty] | 12863 | 100% |  | 643.15 |  | 1607.875 |  | 1: 2572.6; 3: 3215.75; 5: 2572.6; 7: 1286.3 | 578.835 |  | 385.89
2017 | 1613 | Berkeley Electric Coop Inc | SC | Cooperative | 540.22 | 2.38 | 226.9832 | 138.96 | 1.79 | 77.6313 | 524.16 | 2.05 | 255.6878 | 96115 | 24.9 | Y | . | . | . | . | . | . | . |  |  | . |  | 401.26 | 0.59 | 77.6313 | 680.1017 | 680.1017 | 56707.85 | 56707.85 | 59% | 59.9649 | 2835.3925 | 119.9298 | 7088.4812 | 359.7893 | 11341.57 | 599.6488 | 14176.9625 | 899.4732 | 11341.57 | 1199.2976 | 5670.785 | 1798.9464 | 2551.8533 | 2398.5953 | 1701.2355 | 170023.9746 | 850119.8729 | 4080575.3899 | 8501198.7289 | 10201438.4747 | 6800958.9831 | 4590647.3136 | 4080575.3899
2017 | 1625 | Benton Rural Electric Assn | WA | Cooperative | . | . | . | . | . | . | . | . | . | . | . |  | 163.27 | 1.2 | 136.0583 | . | . | . | 14260 | N | L | 34.5 | N | [6 empty] | 14260 | 100% |  | 713 |  | 1782.5 |  | 1: 2852; 3: 3565; 5: 2852; 7: 1426 | 641.7 |  | 427.8
2017 | 1675 | Big Horn Rural Electric Co | WY | Cooperative | 185.85 | 1.11 | 167.4324 | . | . | . | . | . | . | 3733 | 7.2 | N | . | . | . | . | . | . | . |  |  | . | [7 empty] | 3733 | 100% |  | 186.65 |  | 466.625 |  | 1: 746.6; 3: 933.25; 5: 746.6; 7: 373.3 | 167.985 |  | 111.99
2017 | 1708 | Big Sandy Rural Elec Coop Corp | KY | Cooperative | 530.72 | 3.577 | 148.3701 | 373.83 | 2.53 | 147.7589 | 530.72 | 3.577 | 148.3701 | 12768 | 13.2 | Y | . | . | . | . | . | . | . |  |  | . |  | 156.89 | 1.047 | 147.7589 | 149.8472 | 156.89 | 13368.096 | 12768 | 100% | 13.8331 | 638.4 | 27.6661 | 1596 | 82.9984 | 2553.6 | 138.3306 | 3192 | 207.496 | 2553.6 | 276.6613 | 1276.8 | 414.9919 | 574.56 | 553.3226 | 383.04 | 8831.028 | 44155.14 | 211944.6722 | 441551.4004 | 529861.6805 | 353241.1204 | 238437.7562 | 211944.6722
2017 | 1723 | Big Bend Electric Coop, Inc | WA | Cooperative | . | . | . | . | . | . | . | . | . | . | . |  | 104.5 | 0.69 | 151.4493 | 71.86 | 0.59 | 121.7966 | 9222 | N | O | 24.9 | N | 32.64 | 0.1 | 121.7966 | 326.4 | 326.4 | 922.2 | 922.2 | 10% | 28.7788 | 46.11 | 57.5577 | 115.275 | 172.673 | 184.44 | 287.7884 | 230.55 | 431.6826 | 184.44 | 575.5768 | 92.22 | 863.3652 | 41.499 | 1151.1536 | 27.666 | 1326.9923 | 6634.9614 | 31847.8145 | 66349.6135 | 79619.5362 | 53079.6908 | 35828.7913 | 31847.8145
2017 | 1763 | Black River Electric Coop, Inc - (SC) | SC | Cooperative | . | . | . | . | . | . | . | . | . | . | . |  | 124.5 | 1.327 | 93.8206 | 98.6 | 1.118 | 88.1932 | 32735 | N | L | 12.5 | N | 25.9 | 0.209 | 88.1932 | 123.9234 | 123.9234 | 6841.615 | 6841.615 | 20.9% | 10.9264 | 342.0808 | 21.8528 | 855.2019 | 65.5583 | 1368.323 | 109.2639 | 1710.4037 | 163.8958 | 1368.323 | 218.5278 | 684.1615 | 327.7916 | 307.8727 | 437.0555 | 205.2484 | 3737.7068 | 18688.5342 | 89704.964 | 186885.3417 | 224262.41 | 149508.2733 | 100918.0845 | 89704.964
2017 | 1769 | Black Hills Electric Coop, Inc | SD | Cooperative | 97.59 | 0.96 | 101.6562 | 97.59 | 0.96 | 101.6562 | . | . | . | 9893 | 7.2 | N | . | . | . | . | . | . | . |  |  | . |  | 0 | 0 | 101.6562 |  |  | 0 | 0 | 0% |  | 0 |  | 0 |  | 1: 0; 3: 0; 5: 0; 7: 0 | 0 |  | 0
2017 | 1775 | Black River Electric Coop - (MO) | MO | Cooperative | 441 | . | . | 326.4 | . | . | . | . | . | 24229 | 14.4 | Y | . | . | . | . | . | . | . |  |  | . |  | 114.6 |  |  |  | 114.6 |  | 24229 | 100% | 10.1043 | 1211.45 | 20.2087 | 3028.625 | 60.626 | 4845.8 | 101.0434 | 6057.25 | 151.565 | 4845.8 | 202.0867 | 2422.9 | 303.1301 | 1090.305 | 404.1734 | 726.87 | 12240.8967 | 61204.4835 | 293781.5206 | 612044.8347 | 734453.8016 | 489635.8677 | 330504.2107 | 293781.5206
2017 | 1883 | Blue Earth Light & Water | MN | Municipal | 5.7 | 0.39 | 14.6154 | . | . | . | . | . | . | 2000 | 12 | N | . | . | . | . | . | . | . |  |  | . | [7 empty] | 2000 | 100% |  | 100 |  | 250 |  | 1: 400; 3: 500; 5: 400; 7: 200 | 90 |  | 60
2017 | 1886 | Blue Grass Energy Coop Corp | KY | Cooperative | 174.61 | 1.26 | 138.5794 | 105.06 | 0.98 | 107.2041 | 162.06 | 1.08 | 150.0556 | 57267 | 25 | Y | . | . | . | . | . | . | . |  |  | . |  | 69.55 | 0.28 | 107.2041 | 248.3929 | 248.3929 | 16034.76 | 16034.76 | 28% | 21.9009 | 801.738 | 43.8018 | 2004.345 | 131.4055 | 3206.952 | 219.0091 | 4008.69 | 328.5137 | 3206.952 | 438.0183 | 1603.476 | 657.0274 | 721.5642 | 876.0365 | 481.0428 | 17558.7943 | 87793.9717 | 421411.0642 | 877939.7171 | 1053527.6605 | 702351.7737 | 474087.4472 | 421411.0642
2017 | 1889 | Blue Ridge Elec Member Corp - (NC) | NC | Cooperative | 216.2 | 1.52 | 142.2368 | 72.8 | 0.99 | 73.5354 | 216.2 | 1.52 | 142.2368 | 74805 | 15 | Y | . | . | . | . | . | . | . |  |  | . |  | 143.4 | 0.53 | 73.5354 | 270.566 | 270.566 | 39646.65 | 39646.65 | 53% | 23.8559 | 1982.3325 | 47.7119 | 4955.8313 | 143.1356 | 7929.33 | 238.5593 | 9911.6625 | 357.839 | 7929.33 | 477.1187 | 3964.665 | 715.678 | 1784.0992 | 954.2373 | 1189.3995 | 47290.3909 | 236451.9544 | 1134969.3813 | 2364519.5445 | 2837423.4533 | 1891615.6356 | 1276840.554 | 1134969.3813
2017 | 1890 | Blue Ridge Electric Coop Inc - (SC) | SC | Cooperative | 994.84 | . | . | 150.05 | . | . | 976.47 | . | . | 68075 | 7.2 | N | . | . | . | . | . | . | . |  |  | . |  | 844.79 |  |  |  | 844.79 |  | 68075 | 100% | 74.4855 | 3403.75 | 148.9711 | 8509.375 | 446.9132 | 13615 | 744.8553 | 17018.75 | 1117.2829 | 13615 | 1489.7105 | 6807.5 | 2234.5658 | 3063.375 | 2979.421 | 2042.25 | 253530.1069 | 1267650.5345 | 6084722.5658 | 12676505.3453 | 15211806.4144 | 10141204.2763 | 6845312.8865 | 6084722.5658
2017 | 1892 | Bluebonnet Electric Coop, Inc | TX | Cooperative | 156.378 | 1.31 | 119.3725 | 102.615 | 1.11 | 92.4459 | 142.066 | 1.15 | 123.5357 | 95425 | 14.4 | N | . | . | . | . | . | . | . |  |  | . |  | 53.763 | 0.2 | 92.4459 | 268.815 | 268.815 | 19085 | 19085 | 20% | 23.7015 | 954.25 | 47.4031 | 2385.625 | 142.2093 | 3817 | 237.0154 | 4771.25 | 355.5231 | 3817 | 474.0309 | 1908.5 | 711.0463 | 858.825 | 948.0617 | 572.55 | 22617.1974 | 113085.987 | 542812.7374 | 1130859.8696 | 1357031.8435 | 904687.8957 | 610664.3296 | 542812.7374
2017 | 1898 | Bon Homme Yankton El Assn, Inc | SD | Cooperative | 448.55 | 1.05 | 427.1905 | 81.74 | . | . | 433.47 | . | . | 3772 | 12.5 | Y | . | . | . | . | . | . | . |  |  | . |  | 366.81 |  |  |  | 366.81 |  | 3772 | 100% | 32.3418 | 188.6 | 64.6836 | 471.5 | 194.0508 | 754.4 | 323.4181 | 943 | 485.1271 | 754.4 | 646.8361 | 377.2 | 970.2542 | 169.74 | 1293.6723 | 113.16 | 6099.6649 | 30498.3245 | 146391.9574 | 304983.2447 | 365979.8936 | 243986.5957 | 164690.9521 | 146391.9574
2017 | 1936 | Bolivar Energy Authority | TN | Municipal | 163.251 | 1.201 | 135.9292 | 32.305 | . | . | 163.251 | 1.201 | 135.9292 | 11107 | 12.5 | N | . | . | . | . | . | . | . |  |  | . |  | 130.946 |  |  |  | 130.946 |  | 11107 | 100% | 11.5456 | 555.35 | 23.0911 | 1388.375 | 69.2734 | 2221.4 | 115.4557 | 2776.75 | 173.1835 | 2221.4 | 230.9114 | 1110.7 | 346.3671 | 499.815 | 461.8228 | 333.21 | 6411.832 | 32059.1599 | 153883.9676 | 320591.5993 | 384709.9191 | 256473.2794 | 173119.4636 | 153883.9676
2017 | 2001 | Boone Electric Coop | MO | Cooperative | 64.02 | 0.75 | 85.36 | 55.87 | 0.71 | 78.6901 | 59.49 | 0.66 | 90.1364 | 32063 | 13.2 | Y | . | . | . | . | . | . | . |  |  | . |  | 8.15 | 0.04 | 78.6901 | 203.75 | 203.75 | 1282.52 | 1282.52 | 4% | 17.9647 | 64.126 | 35.9295 | 160.315 | 107.7884 | 256.504 | 179.6473 | 320.63 | 269.471 | 256.504 | 359.2946 | 128.252 | 538.942 | 57.7134 | 718.5893 | 38.4756 | 1152.0064 | 5760.032 | 27648.1534 | 57600.3196 | 69120.3835 | 46080.2557 | 31104.1726 | 27648.1534
2017 | 2049 | Bowie-Cass Electric Coop, Inc | TX | Cooperative | . | . | . | . | . | . | . | . | . | . | . |  | 406.5 | . | . | 395.3 | . | . | 36924 | N | O | 12.5 | Y | 11.2 |  |  |  | 11.2 |  | 36924 | 100% | 0.98751 | 1846.2 | 1.975 | 4615.5 | 5.9251 | 7384.8 | 9.8751 | 9231 | 14.8126 | 7384.8 | 19.7502 | 3692.4 | 29.6253 | 1661.58 | 39.5004 | 1107.72 | 1823.1395 | 9115.6973 | 43755.347 | 91156.9728 | 109388.3674 | 72925.5783 | 49224.7653 | 43755.347
2017 | 2054 | City of Bowling Green - (OH) | OH | Municipal | 3.218 | 0.025 | 128.72 | 3.218 | 0.025 | 128.72 | . | . | . | 14690 | 12.5 | N | . | . | . | . | . | . | . |  |  | . |  | 0 | 0 | 128.72 |  |  | 0 | 0 | 0% |  | 0 |  | 0 |  | 1: 0; 3: 0; 5: 0; 7: 0 | 0 |  | 0
2017 | 2056 | City of Bowling Green - (KY) | KY | Municipal | 29.196 | 0.594 | 49.1515 | 28.619 | 0.585 | 48.9214 | . | . | . | 29835 | 12.5 | N | . | . | . | . | . | . | . |  |  | . |  | 0.577 | 0.009 | 48.9214 | 64.1111 | 64.1111 | 268.515 | 268.515 | 0.9% | 5.6527 | 13.4258 | 11.3054 | 33.5644 | 33.9162 | 53.703 | 56.5271 | 67.1288 | 84.7906 | 53.703 | 113.0541 | 26.8515 | 169.5812 | 12.0832 | 226.1083 | 8.0555 | 75.8918 | 379.4591 | 1821.4037 | 3794.5911 | 4553.5093 | 3035.6729 | 2049.0792 | 1821.4037
2017 | 2089 | Bozrah Light & Power Company | CT | Municipal | 179.28 | 1.85 | 96.9081 | 88.68 | 1.33 | 66.6767 | 179.28 | 1.8 | 99.6 | 2767 | 13.8 | N | . | . | . | . | . | . | . |  |  | . |  | 90.6 | 0.52 | 66.6767 | 174.2308 | 174.2308 | 1438.84 | 1438.84 | 52% | 15.362 | 71.942 | 30.724 | 179.855 | 92.172 | 287.768 | 153.6201 | 359.71 | 230.4301 | 287.768 | 307.2402 | 143.884 | 460.8602 | 64.7478 | 614.4803 | 43.1652 | 1105.1735 | 5525.8677 | 26524.1652 | 55258.6774 | 66310.4129 | 44206.942 | 29839.6858 | 26524.1652
2017 | 2144 | Town of Braintree - (MA) | MA | Municipal | . | . | . | . | . | . | . | . | . | . | . |  | 9.71 | 0.17 | 57.1176 | . | . | . | 16621 | N | F | 13.8 | Y | [6 empty] | 16621 | 100% |  | 831.05 |  | 2077.625 |  | 1: 3324.2; 3: 4155.25; 5: 3324.2; 7: 1662.1 | 747.945 |  | 498.63
2017 | 2212 | Broad River Electric Coop, Inc | SC | Cooperative | . | . | . | . | . | . | . | . | . | . | . |  | 115.39 | . | . | 115.39 | . | . | 20747 | N | F | 12.5 | Y | 0 |  |  |  | 0 |  | 20747 | 100% | 0 | 1037.35 | 0 | 2593.375 | 0 | 4149.4 | 0 | 5186.75 | 0 | 4149.4 | 0 | 2074.7 | 0 | 933.615 | 0 | 622.41 | 0 | 0 | 0 | 0 | 0 | 0 | 0 | 0
2017 | 2247 | City of Bristol - (TN) | TN | Municipal | 54.49 | 1.309 | 41.6272 | 41.751 | 1.162 | 35.9303 | 54.49 | 1.309 | 41.6272 | 33578 | 69 | N | . | . | . | . | . | . | . |  |  | . |  | 12.739 | 0.147 | 35.9303 | 86.6599 | 86.6599 | 4935.966 | 4935.966 | 14.7% | 7.6408 | 246.7983 | 15.2817 | 616.9958 | 45.845 | 987.1932 | 76.4084 | 1233.9915 | 114.6126 | 987.1932 | 152.8168 | 493.5966 | 229.2252 | 222.1185 | 305.6336 | 148.079 | 1885.7464 | 9428.732 | 45257.9136 | 94287.3201 | 113144.7841 | 75429.856 | 50915.1528 | 45257.9136
2017 | 2248 | Bristol Virginia Utilities | VA | Municipal | 29.36 | 0.006 | 4893.3333 | 12.441 | 0.003 | 4147 | 29.36 | 0.006 | 4893.3333 | 16217 | 13.2 | Y | . | . | . | . | . | . | . |  |  | . |  | 16.919 | 0.003 | 4147 | 5639.6667 | 5639.6667 | 48.651 | 48.651 | 0.3% | 497.252 | 2.4325 | 994.504 | 6.0814 | 2983.5121 | 9.7302 | 4972.5202 | 12.1628 | 7458.7803 | 9.7302 | 9945.0404 | 4.8651 | 14917.5606 | 2.1893 | 19890.0808 | 1.4595 | 1209.5904 | 6047.952 | 29030.1697 | 60479.5201 | 72575.4242 | 48383.6161 | 32658.9409 | 29030.1697
2017 | 2316 | Brown County Rural Elec Assn | MN | Cooperative | . | . | . | . | . | . | . | . | . | . | . |  | 29.8 | 0.28 | 106.4286 | 29.8 | 0.28 | 106.4286 | 4469 | N | L | 12 | N | 0 | 0 | 106.4286 |  |  | 0 | 0 | 0% |  | 0 |  | 0 |  | 1: 0; 3: 0; 5: 0; 7: 0 | 0 |  | 0
2017 | 2409 | Brownsville Public Utilities Board | TX | Municipal | 34.38 | 0.294 | 116.9388 | 13.83 | 0.131 | 105.5725 | 34.38 | 0.294 | 116.9388 | 52520 | 12.5 | N | . | . | . | . | . | . | . |  |  | . |  | 20.55 | 0.163 | 105.5725 | 126.0736 | 126.0736 | 8560.76 | 8560.76 | 16.3% | 11.116 | 428.038 | 22.2319 | 1070.095 | 66.6958 | 1712.152 | 111.1597 | 2140.19 | 166.7395 | 1712.152 | 222.3194 | 856.076 | 333.4791 | 385.2342 | 444.6388 | 256.8228 | 4758.0573 | 23790.2866 | 114193.3755 | 237902.8655 | 285483.4386 | 190322.2924 | 128467.5474 | 114193.3755
2017 | 2439 | City of Bryan - (OH) | OH | Municipal | 45.889 | 0.987 | 46.4934 | 45.889 | 0.987 | 46.4934 | . | . | . | 5800 | 12.4 | Y | . | . | . | . | . | . | . |  |  | . |  | 0 | 0 | 46.4934 |  |  | 0 | 0 | 0% |  | 0 |  | 0 |  | 1: 0; 3: 0; 5: 0; 7: 0 | 0 |  | 0
2017 | 2442 | City of Bryan - (TX) | TX | Municipal | . | . | . | . | . | . | . | . | . | . | . |  | 22.366 | 0.3 | 74.5533 | . | . | . | 57464 | N | F | 12.5 | Y | [6 empty] | 57464 | 100% |  | 2873.2 |  | 7183 |  | 1: 11492.8; 3: 14366; 5: 11492.8; 7: 5746.4 | 2585.88 |  | 1723.92
2017 | 2485 | City of Buffalo - (MN) | MN | Municipal | . | . | . | . | . | . | . | . | . | . | . |  | 13.636 | 0.135 | 101.0074 | . | . | . | 5935 | Y | L | 12 | Y | [6 empty] | 5935 | 100% |  | 296.75 |  | 741.875 |  | 1: 1187; 3: 1483.75; 5: 1187; 7: 593.5 | 267.075 |  | 178.05
2017 | 2502 | Buckeye Rural Elec Coop, Inc | OH | Cooperative | . | . | . | . | . | . | . | . | . | . | . |  | 419.15 | 1.98 | 211.6919 | 419.15 | 1.98 | 211.6919 | 18659 | N | L | 12.5 | N | 0 | 0 | 211.6919 |  |  | 0 | 0 | 0% |  | 0 |  | 0 |  | 1: 0; 3: 0; 5: 0; 7: 0 | 0 |  | 0
2017 | 2507 | City of Burbank Water and Power | CA | Municipal | . | . | . | . | . | . | . | . | . | . | . |  | 12.559 | 0.515 | 24.3864 | 12.559 | 0.515 | 24.3864 | 52500 | N | L | 34.5 | N | 0 | 0 | 24.3864 |  |  | 0 | 0 | 0% |  | 0 |  | 0 |  | 1: 0; 3: 0; 5: 0; 7: 0 | 0 |  | 0
2017 | 2548 | City of Burlington Electric - (VT) | VT | Municipal | . | . | . | . | . | . | . | . | . | . | . |  | . | 0.67 | . | . | . | . | 21069 | N | F | 13.8 | N | [6 empty] | 21069 | 100% |  | 1053.45 |  | 2633.625 |  | 1: 4213.8; 3: 5267.25; 5: 4213.8; 7: 2106.9 | 948.105 |  | 632.07
2017 | 2641 | Butler Rural El Coop Assn, Inc - (KS) | KS | Cooperative | 161.7 | 1.49 | 108.5235 | 161.7 | 1.49 | 108.5235 | 88.8 | 0.87 | 102.069 | 7498 | 12.5 | Y | . | . | . | . | . | . | . |  |  | . |  | 0 | 0 | 108.5235 |  |  | 0 | 0 | 0% |  | 0 |  | 0 |  | 1: 0; 3: 0; 5: 0; 7: 0 | 0 |  | 0
2017 | 2651 | Butler Rural Electric Coop Inc - (OH) | OH | Cooperative | 173.388 | 1.699 | 102.053 | 86.69 | 0.951 | 91.1567 | 155.38 | 1.398 | 111.1445 | 11365 | 12 | Y | . | . | . | . | . | . | . |  |  | . |  | 86.698 | 0.748 | 91.1567 | 115.9064 | 115.9064 | 8501.02 | 8501.02 | 74.8% | 10.2195 | 425.051 | 20.439 | 1062.6275 | 61.3171 | 1700.204 | 102.1952 | 2125.255 | 153.2928 | 1700.204 | 204.3904 | 850.102 | 306.5857 | 382.5459 | 408.7809 | 255.0306 | 4343.8182 | 21719.0912 | 104251.6377 | 217190.9118 | 260629.0942 | 173752.7295 | 117283.0924 | 104251.6377
2017 | 2652 | Butler County Rural Elec Coop - (IA) | IA | Cooperative | . | . | . | . | . | . | . | . | . | . | . |  | 111.02 | 1.68 | 66.0833 | 58.9 | 1.52 | 38.75 | 5090 | N | F | 12.5 | N | 52.12 | 0.16 | 38.75 | 325.75 | 325.75 | 814.4 | 814.4 | 16% | 28.7215 | 40.72 | 57.4431 | 101.8 | 172.3292 | 162.88 | 287.2153 | 203.6 | 430.8229 | 162.88 | 574.4306 | 81.44 | 861.6458 | 36.648 | 1148.8611 | 24.432 | 1169.5406 | 5847.7032 | 28068.9752 | 58477.0316 | 70172.4379 | 46781.6253 | 31577.5971 | 28068.9752
2017 | 2655 | Butte Electric Coop, Inc | SD | Cooperative | . | . | . | . | . | . | . | . | . | . | . |  | 29.35 | 0.272 | 107.9044 | 29.35 | 0.272 | 107.9044 | 5872 | N | L | 15 | Y | 0 | 0 | 107.9044 |  |  | 0 | 0 | 0% |  | 0 |  | 0 |  | 1: 0; 3: 0; 5: 0; 7: 0 | 0 |  | 0
2017 | 2812 | City of Calhoun - (GA) | GA | Municipal | . | . | . | . | . | . | . | . | . | . | . |  | 58.446 | 0.635 | 92.0409 | 26.566 | 0.579 | 45.8826 | 5368 | N | F | 7.2 | N | 31.88 | 0.056 | 45.8826 | 569.2857 | 569.2857 | 300.608 | 300.608 | 5.6% | 50.1942 | 15.0304 | 100.3884 | 37.576 | 301.1651 | 60.1216 | 501.9418 | 75.152 | 752.9128 | 60.1216 | 1003.8837 | 30.0608 | 1505.8255 | 13.5274 | 2007.7674 | 9.0182 | 754.4387 | 3772.1934 | 18106.5283 | 37721.9339 | 45266.3206 | 30177.5471 | 20369.8443 | 18106.5283
2017 | 2849 | Central Electric Power Assn - (MS) | MS | Cooperative | . | . | . | . | . | . | . | . | . | . | . |  | 253.5 | . | . | 216.06 | . | . | 36428 | N | L | 24.9 | N | 37.44 |  |  |  | 37.44 |  | 36428 | 100% | 3.3011 | 1821.4 | 6.6022 | 4553.5 | 19.8066 | 7285.6 | 33.011 | 9107 | 49.5165 | 7285.6 | 66.022 | 3642.8 | 99.0331 | 1639.26 | 132.0441 | 1092.84 | 6012.6274 | 30063.1371 | 144303.0581 | 300631.3711 | 360757.6453 | 240505.0968 | 162340.9404 | 144303.0581
2017 | 2911 | Canadian Valley Elec Coop, Inc | OK | Cooperative | 282.6 | 1.51 | 187.1523 | . | . | . | . | . | . | 25223 | 24.9 | Y | . | . | . | . | . | . | . |  |  | . | [7 empty] | 25223 | 100% |  | 1261.15 |  | 3152.875 |  | 1: 5044.6; 3: 6305.75; 5: 5044.6; 7: 2522.3 | 1135.035 |  | 756.69
2017 | 2955 | Canby Utility Board | OR | Municipal | . | . | . | . | . | . | . | . | . | . | . |  | 56.19 | 0.71 | 79.1408 | 56.19 | 0.71 | 79.1408 | 7134 | N | F | 12.5 | N | 0 | 0 | 79.1408 |  |  | 0 | 0 | 0% |  | 0 |  | 0 |  | 1: 0; 3: 0; 5: 0; 7: 0 | 0 |  | 0
2017 | 2960 | Caney Fork Electric Coop, Inc | TN | Cooperative | . | . | . | . | . | . | . | . | . | . | . |  | 299.4 | . | . | 299.4 | . | . | 32447 | N | L | 26 | N | 0 |  |  |  | 0 |  | 32447 | 100% | 0 | 1622.35 | 0 | 4055.875 | 0 | 6489.4 | 0 | 8111.75 | 0 | 6489.4 | 0 | 3244.7 | 0 | 1460.115 | 0 | 973.41 | 0 | 0 | 0 | 0 | 0 | 0 | 0 | 0
2017 | 2961 | Caney Valley El Coop Assn, Inc | KS | Cooperative | . | . | . | . | . | . | . | . | . | . | . |  | 309.95 | 2.886 | 107.3978 | 222.71 | 2.009 | 110.8561 | 5398 | N | F | 7.2 | N | 87.24 | 0.877 | 110.8561 | 99.4755 | 99.4755 | 4734.046 | 4734.046 | 87.7% | 8.7708 | 236.7023 | 17.5416 | 591.7558 | 52.6248 | 946.8092 | 87.708 | 1183.5115 | 131.562 | 946.8092 | 175.416 | 473.4046 | 263.124 | 213.0321 | 350.832 | 142.0214 | 2076.0684 | 10380.3421 | 49825.6421 | 103803.421 | 124564.1052 | 83042.7368 | 56053.8473 | 49825.6421
2017 | 2982 | Cape Hatteras Elec Member Corp | NC | Cooperative | 1804.51 | 3.88 | 465.0799 | 316.42 | 0.76 | 416.3421 | 1508.15 | . | . | 7723 | 12.5 |  | . | . | . | . | . | . | . |  |  | . |  | 1488.09 | 3.12 | 416.3421 | 476.9519 | 1488.09 | 24095.76 | 7723 | 100% | 131.2056 | 386.15 | 262.4112 | 965.375 | 787.2335 | 1544.6 | 1312.0558 | 1930.75 | 1968.0838 | 1544.6 | 2624.1117 | 772.3 | 3936.1675 | 347.535 | 5248.2234 | 231.69 | 50665.0363 | 253325.1816 | 1215960.8715 | 2533251.8156 | 3039902.1787 | 2026601.4525 | 1367955.9804 | 1215960.8715
2017 | 2985 | Capital Electric Coop, Inc | ND | Cooperative | . | . | . | . | . | . | . | . | . | . | . |  | 22.6 | 0.3 | 75.3333 | 22.6 | 0.3 | 75.3333 | 20188 | N | F | 7.2 | Y | 0 | 0 | 75.3333 |  |  | 0 | 0 | 0% |  | 0 |  | 0 |  | 1: 0; 3: 0; 5: 0; 7: 0 | 0 |  | 0
2017 | 2998 | Carbon Power & Light, Inc | WY | Cooperative | 895.6 | 3.52 | 254.4318 | 401.5 | 3.5 | 114.7143 | 734.6 | 2.16 | 340.0926 | 6405 | 25 | Y | . | . | . | . | . | . | . |  |  | . |  | 494.1 | 0.02 | 114.7143 | 24705 | 24705 | 128.1 | 128.1 | 2% | 2178.2513 | 6.405 | 4356.5026 | 16.0125 | 13069.5077 | 25.62 | 21782.5129 | 32.025 | 32673.7693 | 25.62 | 43565.0257 | 12.81 | 65347.5386 | 5.7645 | 87130.0514 | 3.843 | 13951.6995 | 69758.4974 | 334840.7877 | 697584.9743 | 837101.9691 | 558067.9794 | 376695.8861 | 334840.7877
2017 | 3046 | Duke Energy Progress - (NC) | NC | Investor Owned | 204 | 1.39 | 146.7626 | 143 | 1.3 | 110 | 192 | 1.27 | 151.1811 | 1374344 | 35 | Y | . | . | . | . | . | . | . |  |  | . |  | 61 | 0.09 | 110 | 677.7778 | 677.7778 | 123690.96 | 123690.96 | 9% | 59.76 | 6184.548 | 119.52 | 15461.37 | 358.5599 | 24738.192 | 597.5998 | 30922.74 | 896.3997 | 24738.192 | 1195.1996 | 12369.096 | 1792.7994 | 5566.0932 | 2390.3992 | 3710.7288 | 369588.4673 | 1847942.3365 | 8870123.2153 | 18479423.3652 | 22175308.0382 | 14783538.6921 | 9978888.6172 | 8870123.2153
2017 | 3046 | Duke Energy Progress - (NC) | SC | Investor Owned | 179 | 1.65 | 108.4848 | 178 | 1.64 | 108.5366 | 168 | 1.49 | 112.7517 | 166068 | 35 | Y | . | . | . | . | . | . | . |  |  | . |  | 1 | 0.01 | 108.5366 | 100 | 100 | 1660.68 | 1660.68 | 1% | 8.817 | 83.034 | 17.6341 | 207.585 | 52.9023 | 332.136 | 88.1705 | 415.17 | 132.2557 | 332.136 | 176.3409 | 166.068 | 264.5114 | 74.7306 | 352.6819 | 49.8204 | 732.1146 | 3660.5731 | 17570.7509 | 36605.7311 | 43926.8773 | 29284.5849 | 19767.0948 | 17570.7509
2017 | 3076 | Carroll Electric Coop, Inc - (OH) | OH | Cooperative | . | . | . | . | . | . | . | . | . | . | . |  | 766 | . | . | 520 | . | . | 11984 | N | F | 12.5 | Y | 246 |  |  |  | 246 |  | 11984 | 100% | 21.6899 | 599.2 | 43.3799 | 1498 | 130.1396 | 2396.8 | 216.8993 | 2996 | 325.349 | 2396.8 | 433.7987 | 1198.4 | 650.698 | 539.28 | 867.5974 | 359.52 | 12996.6084 | 64983.0419 | 311918.601 | 649830.4188 | 779796.5026 | 519864.335 | 350908.4262 | 311918.601
2017 | 3081 | Carroll Electric Member Corp - (GA) | GA | Cooperative | 566.28 | 2.52 | 224.7143 | 126.79 | 1.45 | 87.4414 | 553.88 | 2.46 | 225.1545 | 50733 | 24.9 | Y | . | . | . | . | . | . | . |  |  | . |  | 439.49 | 1.07 | 87.4414 | 410.7383 | 439.49 | 54284.31 | 50733 | 100% | 38.75 | 2536.65 | 77.5001 | 6341.625 | 232.5002 | 10146.6 | 387.5004 | 12683.25 | 581.2506 | 10146.6 | 775.0007 | 5073.3 | 1162.5011 | 2282.985 | 1550.0015 | 1521.99 | 98295.2807 | 491476.4035 | 2359086.7366 | 4914764.0345 | 5897716.8414 | 3931811.2276 | 2653972.5786 | 2359086.7366
2017 | 3093 | Carroll Electric Coop Corp - (AR) | AR | Cooperative | 291.99 | 2.73 | 106.956 | 102.2 | 1.35 | 75.7037 | 84.05 | 1.35 | 62.2593 | 85833 | 24.9 | Y | . | . | . | . | . | . | . |  |  | . |  | 189.79 | 1.38 | 75.7037 | 137.529 | 189.79 | 118449.54 | 85833 | 100% | 16.7339 | 4291.65 | 33.4677 | 10729.125 | 100.4032 | 17166.6 | 167.3387 | 21458.25 | 251.0081 | 17166.6 | 334.6774 | 8583.3 | 502.0162 | 3862.485 | 669.3549 | 2574.99 | 71815.9224 | 359079.6121 | 1723582.1382 | 3590796.1212 | 4308955.3455 | 2872636.897 | 1939029.9055 | 1723582.1382
2017 | 3093 | Carroll Electric Coop Corp - (AR) | MO | Cooperative | 214.65 | 1.14 | 188.2895 | 66.16 | 0.69 | 95.8841 | 66.16 | 0.69 | 95.8841 | 11169 | 24.9 | Y | . | . | . | . | . | . | . |  |  | . |  | 148.49 | 0.45 | 95.8841 | 329.9778 | 329.9778 | 5026.05 | 5026.05 | 45% | 29.0943 | 251.3025 | 58.1886 | 628.2563 | 174.5658 | 1005.21 | 290.9429 | 1256.5125 | 436.4144 | 1005.21 | 581.8859 | 502.605 | 872.8288 | 226.1722 | 1163.7717 | 150.7815 | 7311.4687 | 36557.3434 | 175475.2481 | 365573.4335 | 438688.1202 | 292458.7468 | 197409.6541 | 175475.2481
2017 | 3113 | City of Carthage - (MO) | MO | Municipal | 32.7 | 0.727 | 44.9794 | 32.7 | 0.727 | 44.9794 | 32.7 | 0.727 | 44.9794 | 7580 | 13.2 | Y | . | . | . | . | . | . | . |  |  | . |  | 0 | 0 | 44.9794 |  |  | 0 | 0 | 0% |  | 0 |  | 0 |  | 1: 0; 3: 0; 5: 0; 7: 0 | 0 |  | 0
2017 | 3203 | Cedar Falls Utilities | IA | Municipal | . | . | . | . | . | . | . | . | . | . | . |  | 49.6 | 0.65 | 76.3077 | . | . | . | 17888 | N | L | 69 | N | [6 empty] | 17888 | 100% |  | 894.4 |  | 2236 |  | 1: 3577.6; 3: 4472; 5: 3577.6; 7: 1788.8 | 804.96 |  | 536.64
2017 | 3208 | Cedarburg Light & Water Comm | WI | Municipal | . | . | . | . | . | . | . | . | . | . | . |  | 21.266 | 0.433 | 49.1132 | . | . | . | 6267 | N | F | 25 | N | [6 empty] | 6267 | 100% |  | 313.35 |  | 783.375 |  | 1: 1253.4; 3: 1566.75; 5: 1253.4; 7: 626.7 | 282.015 |  | 188.01
2017 | 3222 | Central Alabama Electric Coop | AL | Cooperative | 337.3 | . | . | 146.41 | . | . | 303.09 | . | . | 43150 | 24.9 | Y | . | . | . | . | . | . | . |  |  | . |  | 190.89 |  |  |  | 190.89 |  | 43150 | 100% | 16.8309 | 2157.5 | 33.6617 | 5393.75 | 100.9852 | 8630 | 168.3086 | 10787.5 | 252.4629 | 8630 | 336.6172 | 4315 | 504.9258 | 1941.75 | 673.2344 | 1294.5 | 36312.5797 | 181562.8986 | 871501.9133 | 1815628.986 | 2178754.7832 | 1452503.1888 | 980439.6525 | 871501.9133
2017 | 3226 | Central Rural Electric Cooperative, Inc | OK | Cooperative | 342.33 | 1.97 | 173.7716 | 184.75 | 1.67 | 110.6287 | 309.03 | 1.61 | 191.9441 | 20219 | 25 | Y | . | . | . | . | . | . | . |  |  | . |  | 157.58 | 0.3 | 110.6287 | 525.2667 | 525.2667 | 6065.7 | 6065.7 | 30% | 46.313 | 303.285 | 92.626 | 758.2125 | 277.878 | 1213.14 | 463.1301 | 1516.425 | 694.6951 | 1213.14 | 926.2601 | 606.57 | 1389.3902 | 272.9565 | 1852.5202 | 181.971 | 14046.0398 | 70230.1988 | 337104.9544 | 702301.9882 | 842762.3859 | 561841.5906 | 379243.0737 | 337104.9544
2017 | 3245 | Central Florida Elec Coop, Inc | FL | Cooperative | 1325.61 | . | . | 185.31 | . | . | 1308.02 | . | . | 33344 | 25 | Y | . | . | . | . | . | . | . |  |  | . |  | 1140.3 |  |  |  | 1140.3 |  | 33344 | 100% | 100.5408 | 1667.2 | 201.0816 | 4168 | 603.2447 | 6668.8 | 1005.4078 | 8336 | 1508.1117 | 6668.8 | 2010.8156 | 3334.4 | 3016.2234 | 1500.48 | 4021.6312 | 1000.32 | 167621.5865 | 838107.9324 | 4022918.0755 | 8381079.324 | 10057295.1888 | 6704863.4592 | 4525782.835 | 4022918.0755
2017 | 3248 | Central Georgia El Member Corp | GA | Cooperative | 864.321 | 2.071 | 417.3448 | 76.57 | 1.074 | 71.2942 | 863.341 | 1.966 | 439.1358 | 54775 | 25 | Y | . | . | . | . | . | . | . |  |  | . |  | 787.751 | 0.997 | 71.2942 | 790.1214 | 790.1214 | 54610.675 | 54610.675 | 99.7% | 69.6654 | 2730.5338 | 139.3307 | 6826.3344 | 417.9922 | 10922.135 | 696.6537 | 13652.6688 | 1044.9805 | 10922.135 | 1393.3073 | 5461.0675 | 2089.961 | 2457.4804 | 2786.6147 | 1638.3202 | 190223.6342 | 951118.171 | 4565367.2209 | 9511181.7101 | 11413418.0522 | 7608945.3681 | 5136038.1235 | 4565367.2209
2017 | 3249 | Central Hudson Gas & Elec Corp | NY | Investor Owned | . | . | . | . | . | . | . | . | . | . | . |  | 300.4 | 1.545 | 194.4337 | 155.88 | 1.183 | 131.7667 | 302187 | N | F | 34.5 | N | 144.52 | 0.362 | 131.7667 | 399.2265 | 399.2265 | 109391.694 | 109391.694 | 36.2% | 35.2 | 5469.5847 | 70.4 | 13673.9618 | 211.1999 | 21878.3388 | 351.9999 | 27347.9235 | 527.9998 | 21878.3388 | 703.9997 | 10939.1694 | 1055.9996 | 4922.6262 | 1407.9995 | 3281.7508 | 192529.3104 | 962646.5519 | 4620703.4493 | 9626465.5195 | 11551758.6234 | 7701172.4156 | 5198291.3805 | 4620703.4493
2017 | 3250 | Central Electric Membership Corp. - (NC) | NC | Cooperative | 185.96 | . | . | 179.32 | . | . | 185.93 | . | . | 22619 | 25 | Y | . | . | . | . | . | . | . |  |  | . |  | 6.64 |  |  |  | 6.64 |  | 22619 | 100% | 0.58545 | 1130.95 | 1.1709 | 2827.375 | 3.5127 | 4523.8 | 5.8545 | 5654.75 | 8.7818 | 4523.8 | 11.709 | 2261.9 | 17.5636 | 1017.855 | 23.4181 | 678.57 | 662.1168 | 3310.584 | 15890.8031 | 33105.8398 | 39727.0078 | 26484.6719 | 17877.1535 | 15890.8031
2017 | 3264 | Central Lincoln People's Ut Dt | OR | Political Subdivision | . | . | . | . | . | . | . | . | . | . | . |  | 167 | 1.42 | 117.6056 | . | . | . | 38980 | N | O | . | Y | [6 empty] | 38980 | 100% |  | 1949 |  | 4872.5 |  | 1: 7796; 3: 9745; 5: 7796; 7: 3898 | 1754.1 |  | 1169.4
2017 | 3265 | Cleco Power LLC | LA | Investor Owned | . | . | . | . | . | . | . | . | . | . | . |  | 132 | 1.6 | 82.5 | 132 | 1.6 | 82.5 | 284407 | N | F | 34.5 | Y | 0 | 0 | 82.5 |  |  | 0 | 0 | 0% |  | 0 |  | 0 |  | 1: 0; 3: 0; 5: 0; 7: 0 | 0 |  | 0
2017 | 3266 | Central Maine Power Co | ME | Investor Owned | 2693.3 | 2.73 | 986.5568 | 202.2 | 1.81 | 111.7127 | 2693.3 | 2.73 | 986.5568 | 631274 | 34.5 | N | . | . | . | . | . | . | . |  |  | . |  | 2491.1 | 0.92 | 111.7127 | 2707.7174 | 2707.7174 | 580772.08 | 580772.08 | 92% | 238.7407 | 29038.604 | 477.4814 | 72596.51 | 1432.4442 | 116154.416 | 2387.407 | 145193.02 | 3581.1104 | 116154.416 | 4774.8139 | 58077.208 | 7162.2209 | 26134.7436 | 9549.6278 | 17423.1624 | 6932696.5234 | 34663482.6172 | 166384716.5625 | 346634826.1719 | 415961791.4063 | 277307860.9375 | 187182806.1328 | 166384716.5625
2017 | 3268 | Central Missouri Elec Coop Inc | MO | Cooperative | 181.305 | . | . | 120.322 | . | . | 181.305 | . | . | 10774 | 25 | N | . | . | . | . | . | . | . |  |  | . |  | 60.983 |  |  |  | 60.983 |  | 10774 | 100% | 5.3769 | 538.7 | 10.7538 | 1346.75 | 32.2614 | 2154.8 | 53.769 | 2693.5 | 80.6535 | 2154.8 | 107.538 | 1077.4 | 161.307 | 484.83 | 215.076 | 323.22 | 2896.5357 | 14482.6784 | 69516.8562 | 144826.7837 | 173792.1404 | 115861.427 | 78206.4632 | 69516.8562
2017 | 3273 | Central New Mexico El Coop, Inc | NM | Cooperative | . | . | . | . | . | . | . | . | . | . | . |  | 1019.9 | 2.8 | 364.25 | 159 | 1.2 | 132.5 | 17892 | N | F | 25 | Y | 860.9 | 1.6 | 132.5 | 538.0625 | 860.9 | 28627.2 | 17892 | 100% | 75.906 | 894.6 | 151.8119 | 2236.5 | 455.4357 | 3578.4 | 759.0595 | 4473 | 1138.5893 | 3578.4 | 1518.119 | 1789.2 | 2277.1785 | 805.14 | 3036.2381 | 536.76 | 67905.4642 | 339527.3211 | 1629731.1412 | 3395273.2109 | 4074327.853 | 2716218.5687 | 1833447.5339 | 1629731.1412
2017 | 3278 | AEP Texas Central Company | TX | Investor Owned | 2050.9 | 2.218 | 924.6619 | 168.5 | 1.573 | 107.1201 | 1744.3 | 1.999 | 872.5863 | 835464 | 35 | Y | . | . | . | . | . | . | . |  |  | . |  | 1882.4 | 0.645 | 107.1202 | 2918.4496 | 2918.4496 | 538874.28 | 538874.28 | 64.5% | 257.3211 | 26943.714 | 514.6421 | 67359.285 | 1543.9263 | 107774.856 | 2573.2105 | 134718.57 | 3859.8158 | 107774.856 | 5146.4211 | 53887.428 | 7719.6316 | 24249.3426 | 10292.8421 | 16166.2284 | 6933184.8652 | 34665924.3262 | 166396436.7659 | 346659243.2623 | 415991091.9148 | 277327394.6098 | 187195991.3616 | 166396436.7659
2017 | 3282 | Central Texas Elec Coop, Inc | TX | Cooperative | . | . | . | . | . | . | . | . | . | . | . |  | 221.44 | 1.7 | 130.2588 | 124.45 | 1.28 | 97.2266 | 39603 | N | L | 24.9 | Y | 96.99 | 0.42 | 97.2266 | 230.9286 | 230.9286 | 16633.26 | 16633.26 | 42% | 20.3611 | 831.663 | 40.7222 | 2079.1575 | 122.1665 | 3326.652 | 203.6108 | 4158.315 | 305.4162 | 3326.652 | 407.2216 | 1663.326 | 610.8324 | 748.4967 | 814.4432 | 498.9978 | 16933.5561 | 84667.7804 | 406405.3458 | 846677.8038 | 1016013.3646 | 677342.2431 | 457206.0141 | 406405.3458
2017 | 3287 | Central Valley Elec Coop, Inc | NM | Cooperative | 85.728 | 1.09 | 78.6495 | 85.728 | 1.09 | 78.6495 | 75.603 | 0.829 | 91.1978 | 15614 | 25 | Y | . | . | . | . | . | . | . |  |  | . |  | 0 | 0 | 78.6495 |  |  | 0 | 0 | 0% |  | 0 |  | 0 |  | 1: 0; 3: 0; 5: 0; 7: 0 | 0 |  | 0
2017 | 3291 | Central Virginia Electric Coop | VA | Cooperative | 239 | 2.13 | 112.2066 | 239 | 2.13 | 112.2066 | 152 | 1.368 | 111.1111 | 36405 | 24.9 | Y | . | . | . | . | . | . | . |  |  | . |  | 0 | 0 | 112.2066 |  |  | 0 | 0 | 0% |  | 0 |  | 0 |  | 1: 0; 3: 0; 5: 0; 7: 0 | 0 |  | 0
2017 | 3293 | Central Wisconsin Elec Coop | WI | Cooperative | . | . | . | . | . | . | . | . | . | . | . |  | 276.8 | 1.616 | 171.2871 | . | . | . | 7931 | N | O | 12.5 | N | [6 empty] | 7931 | 100% |  | 396.55 |  | 991.375 |  | 1: 1586.2; 3: 1982.75; 5: 1586.2; 7: 793.1 | 356.895 |  | 237.93
2017 | 3295 | City of Centralia - (WA) | WA | Municipal | 394.642 | 2.092 | 188.6434 | 130.186 | 1.2 | 108.4883 | 394.642 | 2.092 | 188.6434 | 10236 | 12.5 | N | . | . | . | . | . | . | . |  |  | . |  | 264.456 | 0.892 | 108.4883 | 296.4753 | 296.4753 | 9130.512 | 9130.512 | 89.2% | 26.1404 | 456.5256 | 52.2807 | 1141.314 | 156.8422 | 1826.1024 | 261.4037 | 2282.628 | 392.1055 | 1826.1024 | 522.8074 | 913.0512 | 784.211 | 410.873 | 1045.6147 | 273.9154 | 11933.747 | 59668.7351 | 286409.9285 | 596687.3511 | 716024.8213 | 477349.8809 | 322211.1696 | 286409.9285
2017 | 3314 | Chariton Valley Elec Coop, Inc | IA | Cooperative | 223 | 1.36 | 163.9706 | 118 | 0.83 | 142.1687 | . | . | . | 6063 | 25 | Y | . | . | . | . | . | . | . |  |  | . |  | 105 | 0.53 | 142.1687 | 198.1132 | 198.1132 | 3213.39 | 3213.39 | 53% | 17.4677 | 160.6695 | 34.9355 | 401.6737 | 104.8064 | 642.678 | 174.6773 | 803.3475 | 262.016 | 642.678 | 349.3547 | 321.339 | 524.032 | 144.6026 | 698.7093 | 96.4017 | 2806.532 | 14032.6598 | 67356.7671 | 140326.5981 | 168391.9177 | 112261.2785 | 75776.363 | 67356.7671
2017 | 3329 | Borough of Chambersburg | PA | Municipal | 26.262 | 0.343 | 76.5656 | 26.262 | 0.343 | 76.5656 | 26.262 | 0.343 | 76.5656 | 11187 | 12.5 | Y | . | . | . | . | . | . | . |  |  | . |  | 0 | 0 | 76.5656 |  |  | 0 | 0 | 0% |  | 0 |  | 0 |  | 1: 0; 3: 0; 5: 0; 7: 0 | 0 |  | 0
2017 | 3355 | City of Chanute | KS | Municipal | . | . | . | . | . | . | . | . | . | . | . |  | 3.2 | 0.03 | 106.6667 | . | . | . | 5680 | N | L | 12.5 | N | [6 empty] | 5680 | 100% |  | 284 |  | 710 |  | 1: 1136; 3: 1420; 5: 1136; 7: 568 | 255.6 |  | 170.4
2017 | 3400 | City of Chaska - (MN) | MN | Municipal | . | . | . | . | . | . | . | . | . | . | . |  | 45.481 | 0.414 | 109.8575 | . | . | . | 10231 | Y | F | 8 | N | [6 empty] | 10231 | 100% |  | 511.55 |  | 1278.875 |  | 1: 2046.2; 3: 2557.75; 5: 2046.2; 7: 1023.1 | 460.395 |  | 306.93
2017 | 3408 | City of Chattanooga - (TN) | TN | Municipal | 251.56 | 1.41 | 178.4113 | 63.52 | 0.63 | 100.8254 | 251.56 | 1.41 | 178.4113 | 181166 | 46 | Y | . | . | . | . | . | . | . |  |  | . |  | 188.04 | 0.78 | 100.8254 | 241.0769 | 241.0769 | 141309.48 | 141309.48 | 78% | 21.2559 | 7065.474 | 42.5117 | 17663.685 | 127.5352 | 28261.896 | 212.5586 | 35327.37 | 318.838 | 28261.896 | 425.1173 | 14130.948 | 637.6759 | 6358.9266 | 850.2346 | 4239.2844 | 150182.7537 | 750913.7687 | 3604386.0898 | 7509137.687 | 9010965.2244 | 6007310.1496 | 4054934.351 | 3604386.0898
2017 | 3413 | PUD No 1 of Chelan County | WA | Political Subdivision | . | . | . | . | . | . | . | . | . | . | . |  | 86.08 | 0.643 | 133.8725 | . | . | . | 50134 | N | F | 12.5 | N | [6 empty] | 50134 | 100% |  | 2506.7 |  | 6266.75 |  | 1: 10026.8; 3: 12533.5; 5: 10026.8; 7: 5013.4 | 2256.03 |  | 1504.02
2017 | 3420 | City of Cheney - (WA) | WA | Municipal | 32.092 | 0.146 | 219.8082 | 32.092 | 0.146 | 219.8082 | 32.092 | 0.146 | 219.8082 | 5676 | 13.2 | N | . | . | . | . | . | . | . |  |  | . |  | 0 | 0 | 219.8082 |  |  | 0 | 0 | 0% |  | 0 |  | 0 |  | 1: 0; 3: 0; 5: 0; 7: 0 | 0 |  | 0
2017 | 3436 | Cherryland Electric Coop Inc | MI | Cooperative | . | . | . | . | . | . | . | . | . | . | . |  | 109.1 | 0.816 | 133.701 | 68.7 | 0.566 | 121.3781 | 35581 |  | F | 12.5 |  | 40.4 | 0.25 | 121.3781 | 161.6 | 161.6 | 8895.25 | 8895.25 | 25% | 14.2483 | 444.7625 | 28.4967 | 1111.9062 | 85.4901 | 1779.05 | 142.4835 | 2223.8125 | 213.7252 | 1779.05 | 284.9669 | 889.525 | 427.4504 | 400.2862 | 569.9339 | 266.8575 | 6337.1303 | 31685.6517 | 152091.1283 | 316856.5173 | 380227.8207 | 253485.2138 | 171102.5193 | 152091.1283
2017 | 3461 | Cheyenne Light Fuel & Power Co | WY | Investor Owned | 63.861 | 1.303 | 49.0107 | 44.286 | 1.073 | 41.2731 | 61.36 | 0.992 | 61.8548 | 42130 | 35 | Y | . | . | . | . | . | . | . |  |  | . |  | 19.575 | 0.23 | 41.2731 | 85.1087 | 85.1087 | 9689.9 | 9689.9 | 23% | 7.5041 | 484.495 | 15.0081 | 1211.2375 | 45.0244 | 1937.98 | 75.0407 | 2422.475 | 112.5611 | 1937.98 | 150.0815 | 968.99 | 225.1222 | 436.0455 | 300.1629 | 290.697 | 3635.6859 | 18178.4295 | 87256.4614 | 181784.2946 | 218141.1536 | 145427.4357 | 98163.5191 | 87256.4614
2017 | 3470 | Cherokee County Elec Coop Assn | TX | Cooperative | . | . | . | . | . | . | . | . | . | . | . |  | 199 | 5 | 39.8 | . | . | . | 20383 | N | L | 25 | N | [6 empty] | 20383 | 100% |  | 1019.15 |  | 2547.875 |  | 1: 4076.6; 3: 5095.75; 5: 4076.6; 7: 2038.3 | 917.235 |  | 611.49
2017 | 3477 | City of Chicopee - (MA) | MA | Municipal | 17.54 | 0.405 | 43.3086 | . | . | . | . | . | . | 26375 | 13.8 | N | . | . | . | . | . | . | . |  |  | . | [7 empty] | 26375 | 100% |  | 1318.75 |  | 3296.875 |  | 1: 5275; 3: 6593.75; 5: 5275; 7: 2637.5 | 1186.875 |  | 791.25
2017 | 3478 | Cimarron Electric Coop | OK | Cooperative | 260.7 | 1.659 | 157.1429 | 58.35 | 0.87 | 67.069 | 242.84 | 1.236 | 196.4725 | 16935 | 24.9 | Y | . | . | . | . | . | . | . |  |  | . |  | 202.35 | 0.789 | 67.069 | 256.4639 | 256.4639 | 13361.715 | 13361.715 | 78.9% | 22.6125 | 668.0857 | 45.2251 | 1670.2144 | 135.6752 | 2672.343 | 226.1254 | 3340.4288 | 339.1881 | 2672.343 | 452.2508 | 1336.1715 | 678.3762 | 601.2772 | 904.5016 | 400.8514 | 15107.115 | 75535.5749 | 362570.7597 | 755355.7494 | 906426.8993 | 604284.5996 | 407892.1047 | 362570.7597
2017 | 3486 | Chillicothe Municipal Utils | MO | Municipal | 36.144 | 1.247 | 28.9848 | 36.144 | 1.247 | 28.9848 | . | . | . | 4608 | 7.2 | Y | . | . | . | . | . | . | . |  |  | . |  | 0 | 0 | 28.9848 |  |  | 0 | 0 | 0% |  | 0 |  | 0 |  | 1: 0; 3: 0; 5: 0; 7: 0 | 0 |  | 0
2017 | 3502 | Choctawhatche Elec Coop, Inc | FL | Cooperative | 148.373 | 1.458 | 101.7648 | 75.882 | 1.004 | 75.5797 | 133.534 | 1.322 | 101.0091 | 49397 | 12.5 | Y | . | . | . | . | . | . | . |  |  | . |  | 72.491 | 0.454 | 75.5797 | 159.6718 | 159.6718 | 22426.238 | 22426.238 | 45.4% | 14.0783 | 1121.3119 | 28.1567 | 2803.2798 | 84.47 | 4485.2476 | 140.7834 | 5606.5595 | 211.1751 | 4485.2476 | 281.5667 | 2242.6238 | 422.3501 | 1009.1807 | 563.1335 | 672.7871 | 15786.2069 | 78931.0344 | 378868.9651 | 789310.3439 | 947172.4127 | 631448.2752 | 426227.5857 | 378868.9651
2017 | 3503 | Choptank Electric Coop, Inc | MD | Cooperative | 150.47 | 1.66 | 90.6446 | 122.55 | 1.52 | 80.625 | 128.61 | 1.32 | 97.4318 | 53573 | 25 | Y | . | . | . | . | . | . | . |  |  | . |  | 27.92 | 0.14 | 80.625 | 199.4286 | 199.4286 | 7500.22 | 7500.22 | 14% | 17.5837 | 375.011 | 35.1674 | 937.5275 | 105.5023 | 1500.044 | 175.8371 | 1875.055 | 263.7556 | 1500.044 | 351.6742 | 750.022 | 527.5113 | 337.5099 | 703.3484 | 225.0066 | 6594.0845 | 32970.4223 | 158258.0272 | 329704.2234 | 395645.068 | 263763.3787 | 178040.2806 | 158258.0272
2017 | 3522 | Chugach Electric Assn Inc | AK | Cooperative | 90.8 | 0.7 | 129.7143 | . | . | . | . | . | . | 80984 | . | Y | . | . | . | . | . | . | . |  |  | . | [7 empty] | 80984 | 100% |  | 4049.2 |  | 10123 |  | 1: 16196.8; 3: 20246; 5: 16196.8; 7: 8098.4 | 3644.28 |  | 2429.52
2017 | 3527 | Choctaw Electric Coop Inc | OK | Cooperative | . | . | . | . | . | . | . | . | . | . | . |  | 181.314 | 0.957 | 189.4608 | . | . | . | 14895 | N | F | 14.4 | N | [6 empty] | 14895 | 100% |  | 744.75 |  | 1861.875 |  | 1: 2979; 3: 3723.75; 5: 2979; 7: 1489.5 | 670.275 |  | 446.85
2017 | 3542 | Duke Energy Ohio Inc | OH | Investor Owned | 263.2 | 1.47 | 179.0476 | 158.5 | 1.28 | 123.8281 | 254.4 | 1.35 | 188.4444 | 719720 | 34.5 | Y | . | . | . | . | . | . | . |  |  | . |  | 104.7 | 0.19 | 123.8281 | 551.0526 | 551.0526 | 136746.8 | 136746.8 | 19% | 48.5866 | 6837.34 | 97.1731 | 17093.35 | 291.5194 | 27349.36 | 485.8657 | 34186.7 | 728.7985 | 27349.36 | 971.7313 | 13674.68 | 1457.597 | 6153.606 | 1943.4626 | 4102.404 | 332202.8685 | 1661014.3424 | 7972868.8435 | 16610143.424 | 19932172.1087 | 13288114.7392 | 8969477.4489 | 7972868.8435
2017 | 3597 | Citizens Electric Co - (PA) | PA | Investor Owned | . | . | . | . | . | . | . | . | . | . | . |  | 136 | 1.14 | 119.2982 | 84 | 0.45 | 186.6667 | 7035 | N | F | 12.5 | N | 52 | 0.69 | 186.6667 | 75.3623 | 75.3623 | 4854.15 | 4854.15 | 69% | 6.6447 | 242.7075 | 13.2895 | 606.7687 | 39.8684 | 970.83 | 66.4473 | 1213.5375 | 99.671 | 970.83 | 132.8946 | 485.415 | 199.3419 | 218.4367 | 265.7892 | 145.6245 | 1612.7259 | 8063.6297 | 38705.4225 | 80636.2968 | 96763.5562 | 64509.0375 | 43543.6003 | 38705.4225
2017 | 3600 | Citizens Electric Corporation - (MO) | MO | Cooperative | 313 | . | . | 94 | . | . | 313 | . | . | 26965 | 13.2 |  | . | . | . | . | . | . | . |  |  | . |  | 219 |  |  |  | 219 |  | 26965 | 100% | 19.3093 | 1348.25 | 38.6187 | 3370.625 | 115.856 | 5393 | 193.0933 | 6741.25 | 289.64 | 5393 | 386.1866 | 2696.5 | 579.2799 | 1213.425 | 772.3733 | 808.95 | 26033.806 | 130169.0301 | 624811.3446 | 1301690.3012 | 1562028.3615 | 1041352.241 | 702912.7627 | 624811.3446
2017 | 3634 | City of Nixa - (MO) | MO | Municipal | 14.223 | 0.671 | 21.1967 | 14.223 | 0.671 | 21.1967 | 14.223 | 0.671 | 21.1967 | 9795 | 12.5 | N | . | . | . | . | . | . | . |  |  | . |  | 0 | 0 | 21.1967 |  |  | 0 | 0 | 0% |  | 0 |  | 0 |  | 1: 0; 3: 0; 5: 0; 7: 0 | 0 |  | 0
2017 | 3644 | PUD No 1 of Clallam County | WA | Political Subdivision | . | . | . | . | . | . | . | . | . | . | . |  | 343.5 | 1.317 | 260.82 | 177.4 | 1.004 | 176.6932 | 31429 | N | L | 34 | Y | 166.1 | 0.313 | 176.6932 | 530.6709 | 530.6709 | 9837.277 | 9837.277 | 31.3% | 46.7895 | 491.8639 | 93.579 | 1229.6596 | 280.737 | 1967.4554 | 467.895 | 2459.3193 | 701.8425 | 1967.4554 | 935.79 | 983.7277 | 1403.685 | 442.6775 | 1871.58 | 295.1183 | 23014.0642 | 115070.3211 | 552337.5412 | 1150703.2109 | 1380843.853 | 920562.5687 | 621379.7339 | 552337.5412
2017 | 3647 | City of Claremore | OK | Municipal | 55.45 | 0.527 | 105.2182 | 55.45 | . | . | . | . | . | 12106 | 13.2 | N | . | . | . | . | . | . | . |  |  | . |  | 0 |  |  |  | 0 |  | 12106 | 100% | 0 | 605.3 | 0 | 1513.25 | 0 | 2421.2 | 0 | 3026.5 | 0 | 2421.2 | 0 | 1210.6 | 0 | 544.77 | 0 | 363.18 | 0 | 0 | 0 | 0 | 0 | 0 | 0 | 0
2017 | 3660 | PUD No 1 of Clark County - (WA) | WA | Political Subdivision | 62.5 | 0.801 | 78.0275 | 50.6 | 0.745 | 67.9195 | 60.2 | 0.721 | 83.4951 | 200000 | 12.5 | N | . | . | . | . | . | . | . |  |  | . |  | 11.9 | 0.056 | 67.9195 | 212.5 | 212.5 | 11200 | 11200 | 5.6% | 18.7362 | 560 | 37.4724 | 1400 | 112.4173 | 2240 | 187.3622 | 2800 | 281.0434 | 2240 | 374.7245 | 1120 | 562.0867 | 504 | 749.4489 | 336 | 10492.2851 | 52461.4254 | 251814.842 | 524614.2542 | 629537.1051 | 419691.4034 | 283291.6973 | 251814.842
2017 | 3687 | Clark Energy Coop Inc - (KY) | KY | Cooperative | 154.34 | 1.389 | 111.1159 | 122.665 | 1.242 | 98.7641 | 117.363 | 0.936 | 125.3878 | 26264 | 25 | Y | . | . | . | . | . | . | . |  |  | . |  | 31.675 | 0.147 | 98.7641 | 215.4762 | 215.4762 | 3860.808 | 3860.808 | 14.7% | 18.9986 | 193.0404 | 37.9973 | 482.601 | 113.9918 | 772.1616 | 189.9864 | 965.202 | 284.9795 | 772.1616 | 379.9727 | 386.0808 | 569.9591 | 173.7364 | 759.9454 | 115.8242 | 3667.5042 | 18337.5209 | 88020.1005 | 183375.2094 | 220050.2513 | 146700.1675 | 99022.6131 | 88020.1005
2017 | 3712 | Clay County Electric Coop Corp | AR | Cooperative | . | . | . | . | . | . | . | . | . | . | . |  | 692 | 3.603 | 192.0622 | 668.6 | 3.545 | 188.6037 | 12480 | N | L | 14.4 | Y | 23.4 | 0.058 | 188.6037 | 403.4483 | 403.4483 | 723.84 | 723.84 | 5.8% | 35.5722 | 36.192 | 71.1444 | 90.48 | 213.4333 | 144.768 | 355.7222 | 180.96 | 533.5833 | 144.768 | 711.4444 | 72.384 | 1067.1666 | 32.5728 | 1422.8888 | 21.7152 | 1287.4298 | 6437.1492 | 30898.3159 | 64371.4916 | 77245.7899 | 51497.1932 | 34760.6054 | 30898.3159
2017 | 3722 | Clarke Electric Coop Inc - (IA) | IA | Cooperative | . | . | . | . | . | . | . | . | . | . | . |  | 65.04 | 0.66 | 98.5455 | 65.04 | 0.66 | 98.5455 | 5336 | N | F | 12.5 | Y | 0 | 0 | 98.5455 |  |  | 0 | 0 | 0% |  | 0 |  | 0 |  | 1: 0; 3: 0; 5: 0; 7: 0 | 0 |  | 0
2017 | 3739 | Clearwater Power Company | ID | Cooperative | 672.8 | 3.266 | 206.0012 | 672.8 | 3.266 | 206.0012 | 553.4 | 2.229 | 248.2728 | 10909 | 25 | Y | . | . | . | . | . | . | . |  |  | . |  | 0 | 0 | 206.0012 |  |  | 0 | 0 | 0% |  | 0 |  | 0 |  | 1: 0; 3: 0; 5: 0; 7: 0 | 0 |  | 0
2017 | 3755 | Cleveland Electric Illum Co | OH | Investor Owned | 281.534 | 1.342 | 209.7869 | 120.223 | 1.062 | 113.2043 | 265.565 | 1.097 | 242.083 | 731153 | 36 | Y | . | . | . | . | . | . | . |  |  | . |  | 161.311 | 0.28 | 113.2043 | 576.1107 | 576.1107 | 204722.84 | 204722.84 | 28% | 50.7959 | 10236.142 | 101.5919 | 25590.355 | 304.7757 | 40944.568 | 507.9595 | 51180.71 | 761.9392 | 40944.568 | 1015.919 | 20472.284 | 1523.8785 | 9212.5278 | 2031.8379 | 6141.6852 | 519954.5404 | 2599772.702 | 12478908.9698 | 25997727.0205 | 31197272.4246 | 20798181.6164 | 14038772.5911 | 12478908.9698
2017 | 3757 | Clay Electric Cooperative, Inc | FL | Cooperative | 439.62 | 3.52 | 124.892 | 200.65 | 3.24 | 61.929 | 386.89 | 3.03 | 127.6865 | 173470 | 25 | N | . | . | . | . | . | . | . |  |  | . |  | 238.97 | 0.28 | 61.929 | 853.4643 | 853.4643 | 48571.6 | 48571.6 | 28% | 75.2503 | 2428.58 | 150.5007 | 6071.45 | 451.502 | 9714.32 | 752.5034 | 12142.9 | 1128.7551 | 9714.32 | 1505.0068 | 4857.16 | 2257.5102 | 2185.722 | 3010.0136 | 1457.148 | 182751.4735 | 913757.3674 | 4386035.3634 | 9137573.6738 | 10965088.4085 | 7310058.939 | 4934289.7838 | 4386035.3634
2017 | 3758 | City of Cleveland - (TN) | TN | Municipal | 95.941 | 1.217 | 78.834 | 49.234 | 0.865 | 56.9179 | 95.941 | 1.217 | 78.834 | 31582 | 13.2 | N | . | . | . | . | . | . | . |  |  | . |  | 46.707 | 0.352 | 56.9179 | 132.6903 | 132.6903 | 11116.864 | 11116.864 | 35.2% | 11.6994 | 555.8432 | 23.3987 | 1389.608 | 70.1962 | 2223.3728 | 116.9937 | 2779.216 | 175.4905 | 2223.3728 | 233.9874 | 1111.6864 | 350.9811 | 500.2589 | 467.9748 | 333.5059 | 6503.0146 | 32515.0729 | 156072.3499 | 325150.729 | 390180.8748 | 260120.5832 | 175581.3937 | 156072.3499
2017 | 3762 | City of Cleveland - (OH) | OH | Municipal | 28.48 | 0.13 | 219.0769 | . | . | . | . | . | . | 72181 | 13.8 | N | . | . | . | . | . | . | . |  |  | . | [7 empty] | 72181 | 100% |  | 3609.05 |  | 9022.625 |  | 1: 14436.2; 3: 18045.25; 5: 14436.2; 7: 7218.1 | 3248.145 |  | 2165.43
2017 | 3764 | Clearwater-Polk Elec Coop Inc | MN | Cooperative | . | . | . | . | . | . | . | . | . | . | . |  | 518 | 0.053 | 9773.5849 | 113 | 0.044 | 2568.1818 | 4341 | N | L | 14.4 | N | 405 | 0.009 | 2568.1818 | 45000 | 45000 | 39.069 | 39.069 | 0.9% | 3967.6708 | 1.9534 | 7935.3417 | 4.8836 | 23806.025 | 7.8138 | 39676.7083 | 9.7673 | 59515.0625 | 7.8138 | 79353.4166 | 3.9069 | 119030.1249 | 1.7581 | 158706.8332 | 1.1721 | 7750.6466 | 38753.2329 | 186015.518 | 387532.3292 | 465038.795 | 310025.8633 | 209267.4578 | 186015.518
2017 | 3774 | City of Clewiston | FL | Municipal | . | . | . | . | . | . | . | . | . | . | . |  | 149.36 | 1.476 | 101.1924 | . | . | . | 4000 | N | L | 7.2 | N | [6 empty] | 4000 | 100% |  | 200 |  | 500 |  | 1: 800; 3: 1000; 5: 800; 7: 400 | 180 |  | 120
2017 | 3804 | Clinton Combined Utility Sys | SC | Municipal | . | . | . | . | . | . | . | . | . | . | . |  | 18.153 | 0.318 | 57.0849 | . | . | . | 4021 | N | L | 25 | N | [6 empty] | 4021 | 100% |  | 201.05 |  | 502.625 |  | 1: 804.2; 3: 1005.25; 5: 804.2; 7: 402.1 | 180.945 |  | 120.63
2017 | 3812 | City of Clinton - (TN) | TN | Municipal | 147 | 1.379 | 106.599 | 115 | 1.269 | 90.6225 | 127 | 1.226 | 103.5889 | 29266 | 13 | Y | . | . | . | . | . | . | . |  |  | . |  | 32 | 0.11 | 90.6225 | 290.9091 | 290.9091 | 3219.26 | 3219.26 | 11% | 25.6496 | 160.963 | 51.2992 | 402.4075 | 153.8975 | 643.852 | 256.4959 | 804.815 | 384.7438 | 643.852 | 512.9918 | 321.926 | 769.4877 | 144.8667 | 1025.9836 | 96.5778 | 4128.6348 | 20643.1741 | 99087.2359 | 206431.7414 | 247718.0896 | 165145.3931 | 111473.1403 | 99087.2359
2017 | 3828 | Cloverland Electric Co-op | MI | Cooperative | 871.1 | 3.17 | 274.7949 | 207.7 | 1.61 | 129.0062 | 846.6 | 2.98 | 284.094 | 42963 | 24.9 | Y | . | . | . | . | . | . | . |  |  | . |  | 663.4 | 1.56 | 129.0062 | 425.2564 | 663.4 | 67022.28 | 42963 | 100% | 58.4923 | 2148.15 | 116.9846 | 5370.375 | 350.9537 | 8592.6 | 584.9229 | 10740.75 | 877.3843 | 8592.6 | 1169.8457 | 4296.3 | 1754.7686 | 1933.335 | 2339.6914 | 1288.89 | 125650.2022 | 628251.011 | 3015604.8529 | 6282510.1102 | 7539012.1323 | 5026008.0882 | 3392555.4595 | 3015604.8529
2017 | 3841 | Coast Electric Power Assn | MS | Cooperative | 209.32 | 1.75 | 119.6114 | 47.41 | . | . | 204.85 | . | . | 81831 | 14.4 | N | . | . | . | . | . | . | . |  |  | . |  | 161.91 |  |  |  | 161.91 |  | 81831 | 100% | 14.2757 | 4091.55 | 28.5514 | 10228.875 | 85.6541 | 16366.2 | 142.7568 | 20457.75 | 214.1352 | 16366.2 | 285.5136 | 8183.1 | 428.2704 | 3682.395 | 571.0272 | 2454.93 | 58409.6571 | 292048.2853 | 1401831.7695 | 2920482.853 | 3504579.4237 | 2336386.2824 | 1577060.7406 | 1401831.7695
2017 | 3843 | Coastal Electric Member Corp | GA | Cooperative | 1826.3 | 3.49 | 523.2951 | 72.9 | 1.14 | 63.9474 | 1826.3 | 3.49 | 523.2951 | 18857 | 25 | Y | . | . | . | . | . | . | . |  |  | . |  | 1753.4 | 2.35 | 63.9474 | 746.1277 | 1753.4 | 44313.95 | 18857 | 100% | 154.5981 | 942.85 | 309.1962 | 2357.125 | 927.5885 | 3771.4 | 1545.9809 | 4714.25 | 2318.9713 | 3771.4 | 3091.9618 | 1885.7 | 4637.9427 | 848.565 | 6183.9236 | 565.71 | 145762.8088 | 728814.0441 | 3498307.4116 | 7288140.4409 | 8745768.529 | 5830512.3527 | 3935595.8381 | 3498307.4116
2017 | 3844 | Coastal Electric Coop, Inc | SC | Cooperative | 425.2 | 2.777 | 153.1149 | 212.7 | 2.012 | 105.7157 | 402.8 | 2.431 | 165.6931 | 11743 | 12.5 | Y | . | . | . | . | . | . | . |  |  | . |  | 212.5 | 0.765 | 105.7157 | 277.7778 | 277.7778 | 8983.395 | 8983.395 | 76.5% | 24.4918 | 449.1698 | 48.9836 | 1122.9244 | 146.9508 | 1796.679 | 244.918 | 2245.8488 | 367.3769 | 1796.679 | 489.8359 | 898.3395 | 734.7539 | 404.2528 | 979.6718 | 269.5018 | 11000.9735 | 55004.8677 | 264023.3652 | 550048.6774 | 660058.4129 | 440038.942 | 297026.2858 | 264023.3652
2017 | 3855 | Columbia Power System | TN | Municipal | 515.8 | 1.511 | 341.3633 | 456.605 | 0.819 | 557.5153 | . | . | . | 28468 | 12.5 | Y | . | . | . | . | . | . | . |  |  | . |  | 59.195 | 0.692 | 557.5153 | 85.5419 | 85.5419 | 19699.856 | 19699.856 | 69.2% | 7.5423 | 984.9928 | 15.0845 | 2462.482 | 45.2536 | 3939.9712 | 75.4227 | 4924.964 | 113.134 | 3939.9712 | 150.8454 | 1969.9856 | 226.2681 | 886.4935 | 301.6908 | 590.9957 | 7429.0812 | 37145.4062 | 178297.9496 | 371454.0617 | 445744.8741 | 297163.2494 | 200585.1933 | 178297.9496
2017 | 3881 | City of Cody | WY | Municipal | . | . | . | . | . | . | . | . | . | . | . |  | 10.996 | 0.409 | 26.8851 | . | . | . | 7388 | N | L | 12.5 | N | [6 empty] | 7388 | 100% |  | 369.4 |  | 923.5 |  | 1: 1477.6; 3: 1847; 5: 1477.6; 7: 738.8 | 332.46 |  | 221.64
2017 | 3892 | City of Coffeyville - (KS) | KS | Municipal | 10.483 | 0.063 | 166.3968 | 2.223 | 0.032 | 69.4688 | . | . | . | 6188 | 69 | N | . | . | . | . | . | . | . |  |  | . |  | 8.26 | 0.031 | 69.4688 | 266.4516 | 266.4516 | 191.828 | 191.828 | 3.1% | 23.4932 | 9.5914 | 46.9863 | 23.9785 | 140.959 | 38.3656 | 234.9316 | 47.957 | 352.3974 | 38.3656 | 469.8632 | 19.1828 | 704.7949 | 8.6323 | 939.7265 | 5.7548 | 225.3323 | 1126.6616 | 5407.9755 | 11266.6157 | 13519.9389 | 9013.2926 | 6083.9725 | 5407.9755
2017 | 3915 | Coldwater Board of Public Util | MI | Municipal | 68.71 | 1.019 | 67.4289 | . | . | . | . | . | . | 6928 | 13.8 | Y | . | . | . | . | . | . | . |  |  | . | [7 empty] | 6928 | 100% |  | 346.4 |  | 866 |  | 1: 1385.6; 3: 1732; 5: 1385.6; 7: 692.8 | 311.76 |  | 207.84
2017 | 3916 | Cobb Electric Membership Corp | GA | Cooperative | 225 | 1.03 | 218.4466 | 38.86 | 0.52 | 74.7308 | 224.86 | 1.03 | 218.3107 | 203810 | 20 | Y | . | . | . | . | . | . | . |  |  | . |  | 186.14 | 0.51 | 74.7308 | 364.9804 | 364.9804 | 103943.1 | 103943.1 | 51% | 32.1805 | 5197.155 | 64.361 | 12992.8875 | 193.0829 | 20788.62 | 321.8049 | 25985.775 | 482.7074 | 20788.62 | 643.6098 | 10394.31 | 965.4147 | 4677.4395 | 1287.2196 | 3118.293 | 167246.9952 | 836234.9758 | 4013927.8836 | 8362349.7575 | 10034819.709 | 6689879.806 | 4515668.8691 | 4013927.8836
2017 | 3940 | City of College Station - (TX) | TX | Municipal | 53.232 | 1.032 | 51.5814 | 29.04 | 0.541 | 53.6784 | 53.232 | 1.032 | 51.5814 | 39725 | 12.5 | Y | . | . | . | . | . | . | . |  |  | . |  | 24.192 | 0.491 | 53.6784 | 49.2709 | 49.2709 | 19504.975 | 19504.975 | 49.1% | 4.3442 | 975.2487 | 8.6885 | 2438.1219 | 26.0654 | 3900.995 | 43.4424 | 4876.2437 | 65.1635 | 3900.995 | 86.8847 | 1950.4975 | 130.3271 | 877.7239 | 173.7694 | 585.1493 | 4236.7107 | 21183.5533 | 101681.0557 | 211835.5327 | 254202.6392 | 169468.4262 | 114391.1877 | 101681.0557
2017 | 3989 | City of Colorado Springs - (CO) | CO | Municipal | 130.87 | 0.913 | 143.3406 | 47.75 | 0.66 | 72.3485 | 130.87 | 0.913 | 143.3406 | 249461 | 34.5 | Y | . | . | . | . | . | . | . |  |  | . |  | 83.12 | 0.253 | 72.3485 | 328.5375 | 328.5375 | 63113.633 | 63113.633 | 25.3% | 28.9673 | 3155.6816 | 57.9346 | 7889.2041 | 173.8038 | 12622.7266 | 289.6731 | 15778.4083 | 434.5096 | 12622.7266 | 579.3462 | 6311.3633 | 869.0192 | 2840.1135 | 1158.6923 | 1893.409 | 91411.6017 | 457058.0085 | 2193878.4409 | 4570580.0852 | 5484696.1023 | 3656464.0682 | 2468113.246 | 2193878.4409
2017 | 4008 | Columbia Power Coop Assn Inc | OR | Cooperative | 157 | . | . | 157 | . | . | 157 | . | . | 1890 | 24.9 |  | . | . | . | . | . | . | . |  |  | . |  | 0 |  |  |  | 0 |  | 1890 | 100% | 0 | 94.5 | 0 | 236.25 | 0 | 378 | 0 | 472.5 | 0 | 378 | 0 | 189 | 0 | 85.05 | 0 | 56.7 | 0 | 0 | 0 | 0 | 0 | 0 | 0 | 0
2017 | 4040 | Calhoun County Elec Coop Assn | IA | Cooperative | . | . | . | . | . | . | . | . | . | . | . |  | 38.21 | 0.92 | 41.5326 | 38.21 | 0.92 | 41.5326 | 1697 | N | F | . | N | 0 | 0 | 41.5326 |  |  | 0 | 0 | 0% |  | 0 |  | 0 |  | 1: 0; 3: 0; 5: 0; 7: 0 | 0 |  | 0
2017 | 4041 | Columbia Rural Elec Assn, Inc | WA | Cooperative | . | . | . | . | . | . | . | . | . | . | . |  | 241.35 | . | . | 241.35 | . | . | 5675 | N | F | 24.9 | Y | 0 |  |  |  | 0 |  | 5675 | 100% | 0 | 283.75 | 0 | 709.375 | 0 | 1135 | 0 | 1418.75 | 0 | 1135 | 0 | 567.5 | 0 | 255.375 | 0 | 170.25 | 0 | 0 | 0 | 0 | 0 | 0 | 0 | 0
2017 | 4045 | City of Columbia - (MO) | MO | Municipal | 2466.767 | 0.63 | 3915.5032 | 35.346 | 0.43 | 82.2 | 2466.767 | 0.63 | 3915.5032 | 46222 | 69 | N | . | . | . | . | . | . | . |  |  | . |  | 2431.421 | 0.2 | 82.2 | 12157.105 | 12157.105 | 9244.4 | 9244.4 | 20% | 1071.8976 | 462.22 | 2143.7952 | 1155.55 | 6431.3855 | 1848.88 | 10718.9758 | 2311.1 | 16078.4636 | 1848.88 | 21437.9515 | 924.44 | 32156.9273 | 415.998 | 42875.903 | 277.332 | 495452.4973 | 2477262.4863 | 11890859.9343 | 24772624.863 | 29727149.8357 | 19818099.8904 | 13377217.426 | 11890859.9343
2017 | 4063 | Co-Mo Electric Coop Inc | MO | Cooperative | . | . | . | . | . | . | . | . | . | . | . |  | 435.7 | 1.59 | 274.0252 | 89.3 | 1.02 | 87.549 | 31522 | N | F | 25 | Y | 346.4 | 0.57 | 87.549 | 607.7193 | 607.7193 | 17967.54 | 17967.54 | 57% | 53.5829 | 898.377 | 107.1658 | 2245.9425 | 321.4974 | 3593.508 | 535.8289 | 4491.885 | 803.7434 | 3593.508 | 1071.6578 | 1796.754 | 1607.4868 | 808.5393 | 2143.3157 | 539.0262 | 48137.6376 | 240688.1881 | 1155303.3029 | 2406881.881 | 2888258.2572 | 1925505.5048 | 1299716.2157 | 1155303.3029
2017 | 4065 | City of Columbus - (OH) | OH | Municipal | 297.04 | 1.73 | 171.6994 | 297.04 | 1.73 | 171.6994 | 297.04 | 1.73 | 171.6994 | 12902 | 14.4 | N | . | . | . | . | . | . | . |  |  | . |  | 0 | 0 | 171.6994 |  |  | 0 | 0 | 0% |  | 0 |  | 0 |  | 1: 0; 3: 0; 5: 0; 7: 0 | 0 |  | 0
2017 | 4068 | City of Columbus - (MS) | MS | Municipal | 31.224 | 0.563 | 55.46 | 21.575 | 0.332 | 64.9849 | . | . | . | 12945 | 13 | N | . | . | . | . | . | . | . |  |  | . |  | 9.649 | 0.231 | 64.9849 | 41.7706 | 41.7706 | 2990.295 | 2990.295 | 23.1% | 3.6829 | 149.5147 | 7.3659 | 373.7869 | 22.0976 | 598.059 | 36.8293 | 747.5738 | 55.2439 | 598.059 | 73.6586 | 299.0295 | 110.4879 | 134.5633 | 147.3172 | 89.7088 | 550.6523 | 2753.2617 | 13215.6561 | 27532.6168 | 33039.1402 | 22026.0935 | 14867.6131 | 13215.6561
2017 | 4110 | Commonwealth Edison Co | IL | Investor Owned | 95.285 | 0.818 | 116.4853 | 55.414 | 0.656 | 84.4726 | 94.516 | 0.807 | 117.1202 | 4029200 | 34 | Y | . | . | . | . | . | . | . |  |  | . |  | 39.871 | 0.162 | 84.4726 | 246.1173 | 246.1173 | 652730.4 | 652730.4 | 16.2% | 21.7003 | 32636.52 | 43.4005 | 81591.3 | 130.2016 | 130546.08 | 217.0027 | 163182.6 | 325.5041 | 130546.08 | 434.0055 | 65273.04 | 651.0082 | 29372.868 | 868.011 | 19581.912 | 708221.4542 | 3541107.2711 | 16997314.9014 | 35411072.7112 | 42493287.2535 | 28328858.169 | 19121979.2641 | 16997314.9014
2017 | 4117 | Community Electric Coop | VA | Cooperative | 140.531 | 1.1 | 127.7554 | 140.531 | 1.1 | 127.7554 | 120.76 | 0.96 | 125.7917 | 11055 | 34.5 |  | . | . | . | . | . | . | . |  |  | . |  | 0 | 0 | 127.7555 |  |  | 0 | 0 | 0% |  | 0 |  | 0 |  | 1: 0; 3: 0; 5: 0; 7: 0 | 0 |  | 0
2017 | 4146 | Concho Valley Elec Coop Inc | TX | Cooperative | 586.2 | 4.04 | 145.099 | 354 | 3.42 | 103.5088 | 311.4 | 1.67 | 186.4671 | 14508 | 24.9 | Y | . | . | . | . | . | . | . |  |  | . |  | 232.2 | 0.62 | 103.5088 | 374.5161 | 374.5161 | 8994.96 | 8994.96 | 62% | 33.0213 | 449.748 | 66.0425 | 1124.37 | 198.1276 | 1798.992 | 330.2126 | 2248.74 | 495.3189 | 1798.992 | 660.4252 | 899.496 | 990.6378 | 404.7732 | 1320.8504 | 269.8488 | 14851.2458 | 74256.2292 | 356429.9004 | 742562.2924 | 891074.7509 | 594049.8339 | 400983.6379 | 356429.9004
2017 | 4150 | City of Concord - (NC) | NC | Municipal | 57.04 | 1.023 | 55.7576 | 57.04 | 1.023 | 55.7576 | 57.04 | 1.023 | 55.7576 | 30131 | 13.2 | N | . | . | . | . | . | . | . |  |  | . |  | 0 | 0 | 55.7576 |  |  | 0 | 0 | 0% |  | 0 |  | 0 |  | 1: 0; 3: 0; 5: 0; 7: 0 | 0 |  | 0
2017 | 4176 | Connecticut Light & Power Co | CT | Investor Owned | 355.4 | 1.025 | 346.7317 | 78.2 | 0.733 | 106.6849 | 355.15 | 1.015 | 349.9015 | 1265772 | 34.5 | Y | . | . | . | . | . | . | . |  |  | . |  | 277.2 | 0.292 | 106.6849 | 949.3151 | 949.3151 | 369605.424 | 369605.424 | 29.2% | 83.7015 | 18480.2712 | 167.4031 | 46200.678 | 502.2093 | 73921.0848 | 837.0155 | 92401.356 | 1255.5232 | 73921.0848 | 1674.031 | 36960.5424 | 2511.0465 | 16632.2441 | 3348.062 | 11088.1627 | 1546827.3258 | 7734136.6289 | 37123855.819 | 77341366.2895 | 92809639.5474 | 61873093.0316 | 41764337.7963 | 37123855.819
2017 | 4226 | Consolidated Edison Co-NY Inc | NY | Investor Owned | . | . | . | . | . | . | . | . | . | . | . |  | 20.58 | 0.118 | 174.4068 | 18.35 | 0.11 | 166.8182 | 3434897 | N | F | 33 | N | 2.23 | 0.008 | 166.8182 | 278.75 | 278.75 | 27479.176 | 27479.176 | 0.8% | 24.5775 | 1373.9588 | 49.155 | 3434.897 | 147.4651 | 5495.8352 | 245.7752 | 6869.794 | 368.6627 | 5495.8352 | 491.5503 | 2747.9176 | 737.3255 | 1236.5629 | 983.1007 | 824.3753 | 33768.4951 | 168842.4756 | 810443.8829 | 1688424.7561 | 2026109.7073 | 1350739.8048 | 911749.3683 | 810443.8829
2017 | 4237 | Consolidated Electric Coop | MO | Cooperative | 93.79 | 1.24 | 75.6371 | 87.87 | 0.63 | 139.4762 | 89.99 | 1.21 | 74.3719 | 7982 | 12.5 | Y | . | . | . | . | . | . | . |  |  | . |  | 5.92 | 0.61 | 139.4762 | 9.7049 | 9.7049 | 4869.02 | 4869.02 | 61% | 0.85569 | 243.451 | 1.7114 | 608.6275 | 5.1341 | 973.804 | 8.5569 | 1217.255 | 12.8353 | 973.804 | 17.1137 | 486.902 | 25.6706 | 219.1059 | 34.2275 | 146.0706 | 208.3179 | 1041.5894 | 4999.6292 | 10415.8942 | 12499.073 | 8332.7154 | 5624.5829 | 4999.6292
2017 | 4254 | Consumers Energy Co | MI | Investor Owned | 605.8 | 1.31 | 462.4427 | 160.9 | 0.89 | 180.7865 | 595 | 1.29 | 461.2403 | 1815319 | 14.4 | Y | . | . | . | . | . | . | . |  |  | . |  | 444.9 | 0.42 | 180.7865 | 1059.2857 | 1059.2857 | 762433.98 | 762433.98 | 42% | 93.3977 | 38121.699 | 186.7954 | 95304.2475 | 560.3863 | 152486.796 | 933.9771 | 190608.495 | 1400.9657 | 152486.796 | 1867.9542 | 76243.398 | 2801.9314 | 34309.5291 | 3735.9085 | 22873.0194 | 3560479.4553 | 17802397.2763 | 85451506.9261 | 178023972.7627 | 213628767.3152 | 142419178.2101 | 96132945.2918 | 85451506.9261
2017 | 4262 | Cooke County Elec Coop Assn | TX | Cooperative | . | . | . | . | . | . | . | . | . | . | . |  | 152.51 | 1.2 | 127.0917 | 152.51 | 1.2 | 127.0917 | 16188 | N | L | . | Y | 0 | 0 | 127.0917 |  |  | 0 | 0 | 0% |  | 0 |  | 0 |  | 1: 0; 3: 0; 5: 0; 7: 0 | 0 |  | 0
2017 | 4265 | Continental Divide El Coop Inc | NM | Cooperative | . | . | . | . | . | . | . | . | . | . | . |  | 153.83 | . | . | 75.87 | . | . | 18526 | N | F | 25 | N | 77.96 |  |  |  | 77.96 |  | 18526 | 100% | 6.8738 | 926.3 | 13.7475 | 2315.75 | 41.2426 | 3705.2 | 68.7377 | 4631.5 | 103.1065 | 3705.2 | 137.4754 | 1852.6 | 206.2131 | 833.67 | 274.9508 | 555.78 | 6367.1725 | 31835.8625 | 152812.1398 | 318358.6245 | 382030.3494 | 254686.8996 | 171913.6573 | 152812.1398
2017 | 4280 | Conway Corporation | AR | Municipal | 52.318 | 0.676 | 77.3935 | 52.318 | 0.676 | 77.3935 | . | . | . | 30474 | 13.8 | N | . | . | . | . | . | . | . |  |  | . |  | 0 | 0 | 77.3935 |  |  | 0 | 0 | 0% |  | 0 |  | 0 |  | 1: 0; 3: 0; 5: 0; 7: 0 | 0 |  | 0
2017 | 4296 | Cookson Hills Elec Coop, Inc | OK | Cooperative | 415.8 | 2.1 | 198 | 311.8 | 1.791 | 174.0927 | 414.5 | 2.092 | 198.1358 | 17819 | 7.6 | Y | . | . | . | . | . | . | . |  |  | . |  | 104 | 0.309 | 174.0927 | 336.5696 | 336.5696 | 5506.071 | 5506.071 | 30.9% | 29.6755 | 275.3035 | 59.351 | 688.2589 | 178.053 | 1101.2142 | 296.755 | 1376.5177 | 445.1324 | 1101.2142 | 593.5099 | 550.6071 | 890.2649 | 247.7732 | 1187.0198 | 165.1821 | 8169.7693 | 40848.8464 | 196074.4629 | 408488.4644 | 490186.1572 | 326790.7715 | 220583.7708 | 196074.4629
2017 | 4317 | Coos-Curry Electric Coop, Inc | OR | Cooperative | 211.56 | 1.54 | 137.3766 | 162.5 | . | . | 210.01 | 1.51 | 139.0795 | 18086 | 24.9 | N | . | . | . | . | . | . | . |  |  | . |  | 49.06 |  |  |  | 49.06 |  | 18086 | 100% | 4.3256 | 904.3 | 8.6513 | 2260.75 | 25.9539 | 3617.2 | 43.2564 | 4521.5 | 64.8846 | 3617.2 | 86.5129 | 1808.6 | 129.7693 | 813.87 | 173.0257 | 542.58 | 3911.6789 | 19558.3944 | 93880.2932 | 195583.9442 | 234700.733 | 156467.1553 | 105615.3298 | 93880.2932
2017 | 4327 | Coosa Valley Electric Coop Inc | AL | Cooperative | 396.395 | 2.507 | 158.1153 | 124.093 | 1.667 | 74.4409 | 124.036 | 1.667 | 74.4067 | 16721 | 24.9 | N | . | . | . | . | . | . | . |  |  | . |  | 272.302 | 0.84 | 74.4409 | 324.169 | 324.169 | 14045.64 | 14045.64 | 84% | 28.5821 | 702.282 | 57.1643 | 1755.705 | 171.4928 | 2809.128 | 285.8213 | 3511.41 | 428.732 | 2809.128 | 571.6427 | 1404.564 | 857.464 | 632.0538 | 1143.2854 | 421.3692 | 20072.7189 | 100363.5946 | 481745.2541 | 1003635.9461 | 1204363.1353 | 802908.7569 | 541963.4109 | 481745.2541
2017 | 4346 | Cooperative L&P Assn Lake County | MN | Cooperative | 263.44 | 1.6 | 164.65 | 212.43 | 1.4 | 151.7357 | 260.35 | 1.4 | 185.9643 | 6135 | 14.4 | N | . | . | . | . | . | . | . |  |  | . |  | 51.01 | 0.2 | 151.7357 | 255.05 | 255.05 | 1227 | 1227 | 20% | 22.4879 | 61.35 | 44.9758 | 153.375 | 134.9273 | 245.4 | 224.8788 | 306.75 | 337.3181 | 245.4 | 449.7575 | 122.7 | 674.6363 | 55.215 | 899.5151 | 36.81 | 1379.6312 | 6898.1561 | 33111.1494 | 68981.5614 | 82777.8736 | 55185.2491 | 37250.0431 | 33111.1494
2017 | 4362 | Corn Belt Energy Corporation | IL | Cooperative | 230.4 | 4.15 | 55.5181 | 230.4 | 4.15 | 55.5181 | 120.1 | 3.99 | 30.1003 | 35911 | 69 | Y | . | . | . | . | . | . | . |  |  | . |  | 0 | 0 | 55.5181 |  |  | 0 | 0 | 0% |  | 0 |  | 0 |  | 1: 0; 3: 0; 5: 0; 7: 0 | 0 |  | 0
2017 | 4373 | Cornhusker Public Power Dist | NE | Political Subdivision | . | . | . | . | . | . | . | . | . | . | . |  | 97.2 | . | . | 97.2 | . | . | 9904 | N | O | 12.5 | N | 0 |  |  |  | 0 |  | 9904 | 100% | 0 | 495.2 | 0 | 1238 | 0 | 1980.8 | 0 | 2476 | 0 | 1980.8 | 0 | 990.4 | 0 | 445.68 | 0 | 297.12 | 0 | 0 | 0 | 0 | 0 | 0 | 0 | 0
2017 | 4401 | Cotton Electric Coop, Inc | OK | Cooperative | 323.116 | 2.457 | 131.5083 | 271.761 | 2.197 | 123.6964 | 197.578 | 1.621 | 121.8865 | 21553 | 25 | N | . | . | . | . | . | . | . |  |  | . |  | 51.355 | 0.26 | 123.6964 | 197.5192 | 197.5192 | 5603.78 | 5603.78 | 26% | 17.4154 | 280.189 | 34.8307 | 700.4725 | 104.4922 | 1120.756 | 174.1536 | 1400.945 | 261.2304 | 1120.756 | 348.3072 | 560.378 | 522.4609 | 252.1701 | 696.6145 | 168.1134 | 4879.5929 | 24397.9643 | 117110.2288 | 243979.6433 | 292775.5719 | 195183.7146 | 131749.0074 | 117110.2288
2017 | 4430 | Covington Electric Coop, Inc | AL | Cooperative | 107.2 | 1.81 | 59.2265 | 68 | 1.13 | 60.177 | 107.2 | 1.81 | 59.2265 | 22921 | 25 | Y | . | . | . | . | . | . | . |  |  | . |  | 39.2 | 0.68 | 60.177 | 57.6471 | 57.6471 | 15586.28 | 15586.28 | 68% | 5.0828 | 779.314 | 10.1655 | 1948.285 | 30.4966 | 3117.256 | 50.8277 | 3896.57 | 76.2415 | 3117.256 | 101.6554 | 1558.628 | 152.483 | 701.3826 | 203.3107 | 467.5884 | 3961.0722 | 19805.3608 | 95065.7317 | 198053.6076 | 237664.3292 | 158442.8861 | 106948.9481 | 95065.7317
2017 | 4432 | Coweta-Fayette El Member Corp | GA | Cooperative | 781.99 | 1.94 | 403.0876 | 110.17 | 0.95 | 115.9684 | 755.9 | 1.9 | 397.8421 | 79282 | 25 | N | . | . | . | . | . | . | . |  |  | . |  | 671.82 | 0.99 | 115.9684 | 678.6061 | 678.6061 | 78489.18 | 78489.18 | 99% | 59.833 | 3924.459 | 119.666 | 9811.1475 | 358.9981 | 15697.836 | 598.3301 | 19622.295 | 897.4952 | 15697.836 | 1196.6602 | 7848.918 | 1794.9903 | 3532.0131 | 2393.3204 | 2354.6754 | 234812.1965 | 1174060.9825 | 5635492.7161 | 11740609.8251 | 14088731.7902 | 9392487.8601 | 6339929.3056 | 5635492.7161
2017 | 4442 | PUD No 1 of Cowlitz County | WA | Political Subdivision | 80.79 | 0.49 | 164.8776 | . | . | . | . | . | . | 49000 | 13 | Y | . | . | . | . | . | . | . |  |  | . | [7 empty] | 49000 | 100% |  | 2450 |  | 6125 |  | 1: 9800; 3: 12250; 5: 9800; 7: 4900 | 2205 |  | 1470
2017 | 4471 | Craig-Botetourt Electric Coop | VA | Cooperative | 1052.08 | 5.35 | 196.6505 | 477.08 | 3.76 | 126.883 | 356.41 | 2.71 | 131.5166 | 6691 | . | Y | . | . | . | . | . | . | . |  |  | . |  | 575 | 1.59 | 126.883 | 361.6352 | 575 | 10638.69 | 6691 | 100% | 50.698 | 334.55 | 101.396 | 836.375 | 304.1881 | 1338.2 | 506.9802 | 1672.75 | 760.4702 | 1338.2 | 1013.9603 | 669.1 | 1520.9405 | 301.095 | 2027.9206 | 200.73 | 16961.0213 | 84805.1065 | 407064.5114 | 848051.0654 | 1017661.2785 | 678440.8523 | 457947.5753 | 407064.5114
2017 | 4471 | Craig-Botetourt Electric Coop | WV | Cooperative | 861.38 | 4.73 | 182.1099 | 832.23 | 4.68 | 177.8269 | 632.85 | 3.73 | 169.6649 | 482 | . | Y | . | . | . | . | . | . | . |  |  | . |  | 29.15 | 0.05 | 177.8269 | 583 | 583 | 24.1 | 24.1 | 5% | 51.4034 | 1.205 | 102.8068 | 3.0125 | 308.4203 | 4.82 | 514.0338 | 6.025 | 771.0507 | 4.82 | 1028.0676 | 2.41 | 1542.1014 | 1.0845 | 2056.1352 | 0.723 | 61.9411 | 309.7054 | 1486.5857 | 3097.0536 | 3716.4644 | 2477.6429 | 1672.409 | 1486.5857
2017 | 4508 | Crawfordsville Elec, Lgt & Pwr | IN | Municipal | . | . | . | . | . | . | . | . | . | . | . |  | . | . | . | 3.26 | 0.04 | 81.5 | 9955 | N | L | 13.8 | N |  |  | 81.5 |  |  |  | 9955 | 100% |  | 497.75 |  | 1244.375 |  | 1: 1991; 3: 2488.75; 5: 1991; 7: 995.5 | 447.975 |  | 298.65
2017 | 4509 | Craighead Electric Coop Corp | AR | Cooperative | . | . | . | . | . | . | . | . | . | . | . |  | 114 | 0.79 | 144.3038 | 113.4 | 0.78 | 145.3846 | 30382 | N | F | 34.5 | N | 0.6 | 0.01 | 145.3846 | 60 | 60 | 303.82 | 303.82 | 1% | 5.2902 | 15.191 | 10.5805 | 37.9775 | 31.7414 | 60.764 | 52.9023 | 75.955 | 79.3534 | 60.764 | 105.8046 | 30.382 | 158.7068 | 13.6719 | 211.6091 | 9.1146 | 80.3639 | 401.8193 | 1928.7324 | 4018.1925 | 4821.831 | 3214.554 | 2169.824 | 1928.7324
2017 | 4524 | Crawford Electric Coop, Inc | MO | Cooperative | 320.8 | 1.631 | 196.6892 | 228.8 | 1.429 | 160.112 | 314 | 1.561 | 201.1531 | 19851 | 25 | Y | . | . | . | . | . | . | . |  |  | . |  | 92 | 0.202 | 160.112 | 455.4455 | 455.4455 | 4009.902 | 4009.902 | 20.2% | 40.1568 | 200.4951 | 80.3137 | 501.2378 | 240.9411 | 801.9804 | 401.5684 | 1002.4755 | 602.3527 | 801.9804 | 803.1369 | 400.9902 | 1204.7053 | 180.4456 | 1606.2738 | 120.2971 | 8051.2506 | 40256.2528 | 193230.0132 | 402562.5276 | 483075.0331 | 322050.022 | 217383.7649 | 193230.0132
2017 | 4577 | Crow Wing Cooperative Power & Light Comp | MN | Cooperative | 184.54 | 0.81 | 227.8272 | 67.27 | 0.55 | 122.3091 | 169.73 | 0.66 | 257.1667 | 43074 | 15 | Y | . | . | . | . | . | . | . |  |  | . |  | 117.27 | 0.26 | 122.3091 | 451.0385 | 451.0385 | 11199.24 | 11199.24 | 26% | 39.7683 | 559.962 | 79.5365 | 1399.905 | 238.6096 | 2239.848 | 397.6827 | 2799.81 | 596.524 | 2239.848 | 795.3654 | 1119.924 | 1193.0481 | 503.9658 | 1590.7308 | 335.9772 | 22268.72 | 111343.5999 | 534449.2793 | 1113435.9985 | 1336123.1982 | 890748.7988 | 601255.4392 | 534449.2793
2017 | 4618 | Cullman Electric Coop, Inc | AL | Cooperative | 471.811 | 2.678 | 176.1804 | 234.769 | 1.999 | 117.4432 | 398.497 | 2.457 | 162.1884 | 42456 | 46 | Y | . | . | . | . | . | . | . |  |  | . |  | 237.042 | 0.679 | 117.4432 | 349.1046 | 349.1046 | 28827.624 | 28827.624 | 67.9% | 30.7807 | 1441.3812 | 61.5614 | 3603.453 | 184.6843 | 5765.5248 | 307.8071 | 7206.906 | 461.7107 | 5765.5248 | 615.6142 | 2882.7624 | 923.4213 | 1297.2431 | 1231.2284 | 864.8287 | 44366.7384 | 221833.6918 | 1064801.7207 | 2218336.9181 | 2662004.3018 | 1774669.5345 | 1197901.9358 | 1064801.7207
2017 | 4622 | Cumberland Valley Electric, Inc. | KY | Cooperative | 180.5 | 1.359 | 132.8183 | 158.4 | 1.297 | 122.128 | 179.6 | 1.345 | 133.5316 | 23797 | 25 | Y | . | . | . | . | . | . | . |  |  | . |  | 22.1 | 0.062 | 122.128 | 356.4516 | 356.4516 | 1475.414 | 1475.414 | 6.2% | 31.4285 | 73.7707 | 62.857 | 184.4267 | 188.571 | 295.0828 | 314.285 | 368.8535 | 471.4276 | 295.0828 | 628.5701 | 147.5414 | 942.8551 | 66.3936 | 1257.1401 | 44.2624 | 2318.5027 | 11592.5136 | 55644.0652 | 115925.1359 | 139110.1631 | 92740.1087 | 62599.5734 | 55644.0652
2017 | 4624 | Cumberland Elec Member Corp | TN | Cooperative | . | . | . | . | . | . | . | . | . | . | . |  | 275.57 | 2.728 | 101.0154 | 189.17 | 2.29 | 82.607 | 96344 | N | F | 25 | Y | 86.4 | 0.438 | 82.607 | 197.2603 | 197.2603 | 42198.672 | 42198.672 | 43.8% | 17.3925 | 2109.9336 | 34.7851 | 5274.834 | 104.3552 | 8439.7344 | 173.9253 | 10549.668 | 260.8879 | 8439.7344 | 347.8506 | 4219.8672 | 521.7759 | 1898.9402 | 695.7012 | 1265.9602 | 36697.0827 | 183485.4137 | 880729.9856 | 1834854.1367 | 2201824.964 | 1467883.3093 | 990821.2338 | 880729.9856
2017 | 4675 | Cuivre River Electric Coop Inc | MO | Cooperative | 251.33 | 1.22 | 206.0082 | 88.56 | 0.76 | 116.5263 | 250.23 | 1.19 | 210.2773 | 63580 | 24.9 | Y | . | . | . | . | . | . | . |  |  | . |  | 162.77 | 0.46 | 116.5263 | 353.8478 | 353.8478 | 29246.8 | 29246.8 | 46% | 31.1989 | 1462.34 | 62.3979 | 3655.85 | 187.1936 | 5849.36 | 311.9893 | 7311.7 | 467.9839 | 5849.36 | 623.9785 | 2924.68 | 935.9678 | 1316.106 | 1247.9571 | 877.404 | 45623.4384 | 228117.1918 | 1094962.5205 | 2281171.9177 | 2737406.3012 | 1824937.5342 | 1231832.8356 | 1094962.5205
2017 | 4683 | City of Cuyahoga Falls - (OH) | OH | Municipal | 126.168 | 0.793 | 159.1021 | 41.443 | 0.349 | 118.7478 | 126.168 | 0.793 | 159.1021 | 25749 | 23 | N | . | . | . | . | . | . | . |  |  | . |  | 84.725 | 0.444 | 118.7479 | 190.8221 | 190.8221 | 11432.556 | 11432.556 | 44.4% | 16.8249 | 571.6278 | 33.6497 | 1429.0695 | 100.9492 | 2286.5112 | 168.2487 | 2858.139 | 252.3731 | 2286.5112 | 336.4974 | 1143.2556 | 504.7461 | 514.465 | 672.9948 | 342.9767 | 9617.5637 | 48087.8183 | 230821.528 | 480878.1833 | 577053.82 | 384702.5467 | 259674.219 | 230821.528
2017 | 4704 | DS&O Electric Cooperative, Inc. | KS | Cooperative | . | . | . | . | . | . | . | . | . | . | . |  | 93.09 | 0.57 | 163.3158 | 89.69 | 0.56 | 160.1607 | 8231 | N | F | 12.5 | Y | 3.4 | 0.01 | 160.1607 | 340 | 340 | 82.31 | 82.31 | 1% | 29.978 | 4.1155 | 59.9559 | 10.2887 | 179.8677 | 16.462 | 299.7796 | 20.5775 | 449.6694 | 16.462 | 599.5591 | 8.231 | 899.3387 | 3.7039 | 1199.1183 | 2.4693 | 123.3743 | 616.8714 | 2960.9828 | 6168.7142 | 7402.457 | 4934.9713 | 3331.1057 | 2960.9828
2017 | 4717 | Dakota Valley Elec Coop Inc | ND | Cooperative | 201.8 | 1.776 | 113.6261 | 155.7 | 1.664 | 93.5697 | 143.8 | 0.955 | 150.5759 | 6574 | 25 | Y | . | . | . | . | . | . | . |  |  | . |  | 46.1 | 0.112 | 93.5697 | 411.6071 | 411.6071 | 736.288 | 736.288 | 11.2% | 36.2916 | 36.8144 | 72.5832 | 92.036 | 217.7496 | 147.2576 | 362.9159 | 184.072 | 544.3739 | 147.2576 | 725.8318 | 73.6288 | 1088.7478 | 33.133 | 1451.6637 | 22.0886 | 1336.0532 | 6680.266 | 32065.2767 | 66802.6598 | 80163.1918 | 53442.1278 | 36073.4363 | 32065.2767
2017 | 4848 | Daviess Martin County R E M C | IN | Cooperative | 676 | 3 | 225.3333 | 283 | 2.2 | 128.6364 | 647 | 2.6 | 248.8461 | 8153 | 12.5 | N | . | . | . | . | . | . | . |  |  | . |  | 393 | 0.8 | 128.6364 | 491.25 | 491.25 | 6522.4 | 6522.4 | 80% | 43.3137 | 326.12 | 86.6275 | 815.3 | 259.8824 | 1304.48 | 433.1374 | 1630.6 | 649.7061 | 1304.48 | 866.2748 | 652.24 | 1299.4122 | 293.508 | 1732.5496 | 195.672 | 14125.4769 | 70627.3843 | 339011.4445 | 706273.8428 | 847528.6113 | 565019.0742 | 381387.8751 | 339011.4445
2017 | 4911 | Dawson Power District | NE | Political Subdivision | . | . | . | . | . | . | . | . | . | . | . |  | 168.6 | . | . | 32.6 | . | . | 23370 | N | O | . | Y | 136 |  |  |  | 136 |  | 23370 | 100% | 11.9912 | 1168.5 | 23.9824 | 2921.25 | 71.9471 | 4674 | 119.9118 | 5842.5 | 179.8677 | 4674 | 239.8237 | 2337 | 359.7355 | 1051.65 | 479.6473 | 701.1 | 14011.6973 | 70058.4864 | 336280.7348 | 700584.8641 | 840701.8369 | 560467.8913 | 378315.8266 | 336280.7348
2017 | 4922 | Dayton Power & Light Co | OH | Investor Owned | 197.09 | 1.06 | 185.934 | 103.3 | 0.85 | 121.5294 | 184.2 | 0.86 | 214.186 | 584044 | 12 | N | . | . | . | . | . | . | . |  |  | . |  | 93.79 | 0.21 | 121.5294 | 446.619 | 446.619 | 122649.24 | 122649.24 | 21% | 39.3786 | 6132.462 | 78.7572 | 15331.155 | 236.2716 | 24529.848 | 393.7861 | 30662.31 | 590.6791 | 24529.848 | 787.5722 | 12264.924 | 1181.3582 | 5519.2158 | 1575.1443 | 3679.4772 | 241487.8182 | 1207439.091 | 5795707.6366 | 12074390.9096 | 14489269.0916 | 9659512.7277 | 6520171.0912 | 5795707.6366
2017 | 4939 | Deaf Smith Electric Coop, Inc | TX | Cooperative | 279.8 | 2.3 | 121.6522 | 234.2 | 2 | 117.1 | 253 | 1.9 | 133.1579 | 14448 | 14.4 | Y | . | . | . | . | . | . | . |  |  | . |  | 45.6 | 0.3 | 117.1 | 152 | 152 | 4334.4 | 4334.4 | 30% | 13.4019 | 216.72 | 26.8038 | 541.8 | 80.4115 | 866.88 | 134.0191 | 1083.6 | 201.0287 | 866.88 | 268.0382 | 433.44 | 402.0573 | 195.048 | 536.0764 | 130.032 | 2904.462 | 14522.3101 | 69707.0883 | 145223.1007 | 174267.7208 | 116178.4805 | 78420.4744 | 69707.0883
2017 | 4958 | Decatur Utilities | AL | Municipal | . | . | . | . | . | . | . | . | . | . | . |  | 27.796 | 0.761 | 36.5256 | . | . | . | 26587 | N | O | 12.5 | Y | [6 empty] | 26587 | 100% |  | 1329.35 |  | 3323.375 |  | 1: 5317.4; 3: 6646.75; 5: 5317.4; 7: 2658.7 | 1196.415 |  | 797.61
2017 | 4960 | Decatur County Rural E M C | IN | Cooperative | 240.722 | 2.269 | 106.0917 | 228.416 | 2.19 | 104.2995 | 189.611 | 1.584 | 119.7039 | 7945 | 12.5 | Y | . | . | . | . | . | . | . |  |  | . |  | 12.306 | 0.079 | 104.2995 | 155.7722 | 155.7722 | 627.655 | 627.655 | 7.9% | 13.7345 | 31.3828 | 27.469 | 78.4569 | 82.407 | 125.531 | 137.345 | 156.9137 | 206.0175 | 125.531 | 274.6901 | 62.7655 | 412.0351 | 28.2445 | 549.3801 | 18.8297 | 431.0265 | 2155.1323 | 10344.6352 | 21551.3233 | 25861.588 | 17241.0586 | 11637.7146 | 10344.6352
2017 | 4975 | Deep East Texas Elec Coop Inc | TX | Cooperative | 594.3 | . | . | 399.39 | . | . | 493.63 | . | . | 42373 | 12.5 | N | . | . | . | . | . | . | . |  |  | . |  | 194.91 |  |  |  | 194.91 |  | 42373 | 100% | 17.1853 | 2118.65 | 34.3706 | 5296.625 | 103.1118 | 8474.6 | 171.853 | 10593.25 | 257.7796 | 8474.6 | 343.7061 | 4237.3 | 515.5591 | 1906.785 | 687.4122 | 1271.19 | 36409.6463 | 182048.2314 | 873831.5106 | 1820482.3137 | 2184578.7765 | 1456385.851 | 983060.4494 | 873831.5106
2017 | 5027 | Delmarva Power | DE | Investor Owned | 179.45 | 1.011 | 177.4975 | 79.19 | 0.819 | 96.6911 | 179 | 1.01 | 177.2277 | 307910 | 69 | Y | . | . | . | . | . | . | . |  |  | . |  | 100.26 | 0.192 | 96.6911 | 522.1875 | 522.1875 | 59118.72 | 59118.72 | 19.2% | 46.0415 | 2955.936 | 92.083 | 7389.84 | 276.2491 | 11823.744 | 460.4151 | 14779.68 | 690.6227 | 11823.744 | 920.8303 | 5911.872 | 1381.2454 | 2660.3424 | 1841.6605 | 1773.5616 | 136095.7675 | 680478.8376 | 3266298.4206 | 6804788.3762 | 8165746.0514 | 5443830.701 | 3674585.7231 | 3266298.4206
2017 | 5027 | Delmarva Power | MD | Investor Owned | 196.62 | 1.359 | 144.6799 | 92.62 | 1.142 | 81.1033 | 195 | 1.34 | 145.5224 | 205663 | 69 | Y | . | . | . | . | . | . | . |  |  | . |  | 104 | 0.217 | 81.1033 | 479.2627 | 479.2627 | 44628.871 | 44628.871 | 21.7% | 42.2568 | 2231.4435 | 84.5136 | 5578.6089 | 253.5409 | 8925.7742 | 422.5681 | 11157.2177 | 633.8522 | 8925.7742 | 845.1362 | 4462.8871 | 1267.7044 | 2008.2992 | 1690.2725 | 1338.8661 | 94293.6899 | 471468.4497 | 2263048.5584 | 4714684.4967 | 5657621.396 | 3771747.5974 | 2545929.6282 | 2263048.5584
2017 | 5063 | City of Denton - (TX) | TX | Municipal | 60.12 | 0.8 | 75.15 | 60.12 | 0.8 | 75.15 | 60.12 | 0.8 | 75.15 | 53355 | 13.2 | Y | . | . | . | . | . | . | . |  |  | . |  | 0 | 0 | 75.15 |  |  | 0 | 0 | 0% |  | 0 |  | 0 |  | 1: 0; 3: 0; 5: 0; 7: 0 | 0 |  | 0
2017 | 5070 | Delaware Electric Cooperative | DE | Cooperative | 94.12 | 1.43 | 65.8182 | 94.12 | 1.43 | 65.8182 | 89.88 | 1.29 | 69.6744 | 122040 | 12 |  | . | . | . | . | . | . | . |  |  | . |  | 0 | 0 | 65.8182 |  |  | 0 | 0 | 0% |  | 0 |  | 0 |  | 1: 0; 3: 0; 5: 0; 7: 0 | 0 |  | 0
2017 | 5078 | Denton County Elec Coop, Inc | TX | Cooperative | 39.64 | 0.57 | 69.5439 | 33.74 | 0.56 | 60.25 | 33.3 | 0.57 | 58.4211 | 221032 | 24.9 | Y | . | . | . | . | . | . | . |  |  | . |  | 5.9 | 0.01 | 60.25 | 590 | 590 | 2210.32 | 2210.32 | 1% | 52.0206 | 110.516 | 104.0411 | 276.29 | 312.1234 | 442.064 | 520.2057 | 552.58 | 780.3086 | 442.064 | 1040.4115 | 221.032 | 1560.6172 | 99.4644 | 2080.8229 | 66.3096 | 5749.1057 | 28745.5283 | 137978.5358 | 287455.2829 | 344946.3395 | 229964.2263 | 155225.8528 | 137978.5358
2017 | 5109 | DTE Electric Company | MI | Investor Owned | 1063 | 1.39 | 764.7482 | 196 | 0.99 | 197.9798 | 1063 | 1.39 | 764.7482 | 2196448 | 13.2 | Y | . | . | . | . | . | . | . |  |  | . |  | 867 | 0.4 | 197.9798 | 2167.5 | 2167.5 | 878579.2 | 878579.2 | 40% | 191.1095 | 43928.96 | 382.219 | 109822.4 | 1146.6569 | 175715.84 | 1911.0948 | 219644.8 | 2866.6422 | 175715.84 | 3822.1896 | 87857.92 | 5733.2843 | 39536.064 | 7644.3791 | 26357.376 | 8395240.6289 | 41976203.1447 | 201485775.0948 | 419762031.4475 | 503714437.737 | 335809625.158 | 226671496.9816 | 201485775.0948
2017 | 5111 | City of Detroit Lakes - (MN) | MN | Municipal | 320.737 | 0.884 | 362.8247 | 11.149 | 0.25 | 44.596 | 320.737 | 0.884 | 362.8247 | 7348 | 12.4 | N | . | . | . | . | . | . | . |  |  | . |  | 309.588 | 0.634 | 44.596 | 488.3091 | 488.3091 | 4658.632 | 4658.632 | 63.4% | 43.0544 | 232.9316 | 86.1089 | 582.329 | 258.3267 | 931.7264 | 430.5444 | 1164.658 | 645.8167 | 931.7264 | 861.0889 | 465.8632 | 1291.6333 | 209.6384 | 1722.1777 | 139.759 | 10028.7404 | 50143.7022 | 240689.7707 | 501437.0222 | 601724.4266 | 401149.6178 | 270775.992 | 240689.7707
2017 | 5148 | City of Dickson | TN | Municipal | 186.611 | 1.679 | 111.1441 | 170.892 | 1.582 | 108.0228 | . | . | . | 34761 | 13 | Y | . | . | . | . | . | . | . |  |  | . |  | 15.719 | 0.097 | 108.0228 | 162.0515 | 162.0515 | 3371.817 | 3371.817 | 9.7% | 14.2882 | 168.5908 | 28.5763 | 421.4771 | 85.729 | 674.3634 | 142.8816 | 842.9543 | 214.3224 | 674.3634 | 285.7632 | 337.1817 | 428.6448 | 151.7318 | 571.5264 | 101.1545 | 2408.853 | 12044.2651 | 57812.4724 | 120442.6508 | 144531.1809 | 96354.1206 | 65039.0314 | 57812.4724
2017 | 5175 | Dixie Electric Power Assn | MS | Cooperative | . | . | . | . | . | . | . | . | . | . | . |  | 1078.64 | 3.449 | 312.7399 | 266.66 | 2.218 | 120.2254 | 37066 | N | F | 24.9 | Y | 811.98 | 1.231 | 120.2254 | 659.6101 | 811.98 | 45628.246 | 37066 | 100% | 71.5927 | 1853.3 | 143.1853 | 4633.25 | 429.5559 | 7413.2 | 715.9265 | 9266.5 | 1073.8898 | 7413.2 | 1431.853 | 3706.6 | 2147.7796 | 1667.97 | 2863.7061 | 1111.98 | 132682.6628 | 663413.314 | 3184383.9074 | 6634133.1403 | 7960959.7684 | 5307306.5123 | 3582431.8958 | 3184383.9074
2017 | 5202 | Dixie Electric Membership Corp | LA | Cooperative | 579.486 | 3.869 | 149.7767 | 244.93 | 2.973 | 82.3848 | 542.747 | 3.456 | 157.0448 | 108652 | 69 | Y | . | . | . | . | . | . | . |  |  | . |  | 334.556 | 0.896 | 82.3848 | 373.3884 | 373.3884 | 97352.192 | 97352.192 | 89.6% | 32.9218 | 4867.6096 | 65.8437 | 12169.024 | 197.531 | 19470.4384 | 329.2183 | 24338.048 | 493.8274 | 19470.4384 | 658.4365 | 9735.2192 | 987.6548 | 4380.8486 | 1316.8731 | 2920.5658 | 160250.6033 | 801253.0164 | 3846014.4789 | 8012530.1643 | 9615036.1971 | 6410024.1314 | 4326766.2887 | 3846014.4789
2017 | 5204 | Dixie Electric Coop | AL | Cooperative | 217.27 | . | . | 111.84 | . | . | 208.43 | . | . | 23106 | 13.2 | N | . | . | . | . | . | . | . |  |  | . |  | 105.43 |  |  |  | 105.43 |  | 23106 | 100% | 9.2958 | 1155.3 | 18.5916 | 2888.25 | 55.7749 | 4621.2 | 92.9581 | 5776.5 | 139.4372 | 4621.2 | 185.9162 | 2310.6 | 278.8744 | 1039.77 | 371.8325 | 693.18 | 10739.4515 | 53697.2575 | 257746.8358 | 536972.5746 | 644367.0895 | 429578.0597 | 289965.1903 | 257746.8358
2017 | 5336 | City of Dover - (OH) | OH | Municipal | 116.407 | 0.77 | 151.1779 | 4.914 | 0.44 | 11.1682 | 116.407 | 0.77 | 151.1779 | 6818 | 12.5 | N | . | . | . | . | . | . | . |  |  | . |  | 111.493 | 0.33 | 11.1682 | 337.8576 | 337.8576 | 2249.94 | 2249.94 | 33% | 29.7891 | 112.497 | 59.5781 | 281.2425 | 178.7344 | 449.988 | 297.8906 | 562.485 | 446.8359 | 449.988 | 595.7812 | 224.994 | 893.6718 | 101.2473 | 1191.5624 | 67.4982 | 3351.1798 | 16755.8988 | 80428.3141 | 167558.9877 | 201070.7852 | 134047.1901 | 90481.8533 | 80428.3141
2017 | 5394 | Dubois Rural Electric Coop Inc | IN | Cooperative | . | . | . | . | . | . | . | . | . | . | . |  | 102.487 | 1.132 | 90.5362 | 51.826 | 0.888 | 58.3626 | 13668 | N | L | 12.5 | Y | 50.661 | 0.244 | 58.3626 | 207.627 | 207.627 | 3334.992 | 3334.992 | 24.4% | 18.3066 | 166.7496 | 36.6131 | 416.874 | 109.8394 | 666.9984 | 183.0657 | 833.748 | 274.5986 | 666.9984 | 366.1315 | 333.4992 | 549.1972 | 150.0746 | 732.2629 | 100.0498 | 3052.6137 | 15263.0687 | 73262.7295 | 152630.6866 | 183156.8239 | 122104.5492 | 82420.5707 | 73262.7295
2017 | 5399 | Duck River Elec Member Corp | TN | Cooperative | 222.38 | 1.7 | 130.8118 | 108.31 | 1.36 | 79.6397 | 194.32 | 1.49 | 130.4161 | 73602 | 25 | Y | . | . | . | . | . | . | . |  |  | . |  | 114.07 | 0.34 | 79.6397 | 335.5 | 335.5 | 25024.68 | 25024.68 | 34% | 29.5812 | 1251.234 | 59.1624 | 3128.085 | 177.4871 | 5004.936 | 295.8119 | 6256.17 | 443.7179 | 5004.936 | 591.6238 | 2502.468 | 887.4357 | 1126.1106 | 1183.2476 | 750.7404 | 37012.9911 | 185064.9553 | 888311.7856 | 1850649.5533 | 2220779.4639 | 1480519.6426 | 999350.7588 | 888311.7856
2017 | 5416 | Duke Energy Carolinas, LLC | NC | Investor Owned | 395 | 1.42 | 278.169 | 192 | 1.13 | 169.9115 | 348 | 1.21 | 287.6033 | 1889963 | 35 | Y | . | . | . | . | . | . | . |  |  | . |  | 203 | 0.29 | 169.9115 | 700 | 700 | 548089.27 | 548089.27 | 29% | 61.7193 | 27404.4635 | 123.4386 | 68511.1588 | 370.3159 | 109617.854 | 617.1932 | 137022.3175 | 925.7899 | 109617.854 | 1234.3865 | 54808.927 | 1851.5797 | 24664.0171 | 2468.773 | 16442.6781 | 1691384.9625 | 8456924.8126 | 40593239.1007 | 84569248.1264 | 101483097.7517 | 67655398.5011 | 45667393.9882 | 40593239.1007
2017 | 5416 | Duke Energy Carolinas, LLC | SC | Investor Owned | 665 | 1.62 | 410.4938 | 182 | 1.1 | 165.4546 | 620 | 1.48 | 418.9189 | 662357 | 35 | Y | . | . | . | . | . | . | . |  |  | . |  | 483 | 0.52 | 165.4545 | 928.8462 | 928.8462 | 344425.64 | 344425.64 | 52% | 81.8968 | 17221.282 | 163.7936 | 43053.205 | 491.3808 | 68885.128 | 818.968 | 86106.41 | 1228.4519 | 68885.128 | 1637.9359 | 34442.564 | 2456.9039 | 15499.1538 | 3275.8718 | 10332.7692 | 1410367.8075 | 7051839.0375 | 33848827.3799 | 70518390.3747 | 84622068.4497 | 56414712.2998 | 38079930.8024 | 33848827.3799
2017 | 5417 | Dunn County Electric Coop | WI | Cooperative | 109.64 | 0.926 | 118.4017 | 48.34 | 0.678 | 71.2979 | 109.17 | 0.667 | 163.6732 | 10326 | 7.2 | Y | . | . | . | . | . | . | . |  |  | . |  | 61.3 | 0.248 | 71.2979 | 247.1774 | 247.1774 | 2560.848 | 2560.848 | 24.8% | 21.7937 | 128.0424 | 43.5875 | 320.106 | 130.7625 | 512.1696 | 217.9375 | 640.212 | 326.9062 | 512.1696 | 435.8749 | 256.0848 | 653.8124 | 115.2382 | 871.7499 | 76.8254 | 2790.5237 | 13952.6187 | 66972.5696 | 139526.1866 | 167431.424 | 111620.9493 | 75344.1408 | 66972.5696
2017 | 5429 | City of Duncan - (OK) | OK | Municipal | . | . | . | . | . | . | . | . | . | . | . |  | 500 | 3.2 | 156.25 | . | . | . | 8661 | N | O | 13.2 | N | [6 empty] | 8661 | 100% |  | 433.05 |  | 1082.625 |  | 1: 1732.2; 3: 2165.25; 5: 1732.2; 7: 866.1 | 389.745 |  | 259.83
2017 | 5487 | Duquesne Light Co | PA | Investor Owned | . | . | . | . | . | . | . | . | . | . | . |  | 112 | 0.97 | 115.4639 | 112 | 0.97 | 115.4639 | 594785 |  | F | 23 | N | 0 | 0 | 115.4639 |  |  | 0 | 0 | 0% |  | 0 |  | 0 |  | 1: 0; 3: 0; 5: 0; 7: 0 | 0 |  | 0
2017 | 5509 | City of Dyersburg | TN | Municipal | 221.949 | 1.304 | 170.2063 | 36.592 | . | . | 221.949 | 1.304 | 170.2063 | 11724 | 13.2 | N | . | . | . | . | . | . | . |  |  | . |  | 185.357 |  |  |  | 185.357 |  | 11724 | 100% | 16.343 | 586.2 | 32.686 | 1465.5 | 98.0581 | 2344.8 | 163.4301 | 2931 | 245.1452 | 2344.8 | 326.8602 | 1172.4 | 490.2904 | 527.58 | 653.7205 | 351.72 | 9580.2739 | 47901.3696 | 229926.5741 | 479013.6961 | 574816.4353 | 383210.9569 | 258667.3959 | 229926.5741
2017 | 5574 | East Central Energy | MN | Cooperative | 55.9 | 0.684 | 81.7251 | 55.9 | 0.684 | 81.7251 | 53.6 | 0.635 | 84.4094 | 60020 | 14.4 | Y | . | . | . | . | . | . | . |  |  | . |  | 0 | 0 | 81.7251 |  |  | 0 | 0 | 0% |  | 0 |  | 0 |  | 1: 0; 3: 0; 5: 0; 7: 0 | 0 |  | 0
2017 | 5575 | City of East Grand Forks - (MN) | MN | Municipal | . | . | . | . | . | . | . | . | . | . | . |  | 28.17 | 0.77 | 36.5844 | 0.31 | 0.005 | 62 | 4387 | N | F | 12.5 | N | 27.86 | 0.765 | 62 | 36.4183 | 36.4183 | 3356.055 | 3356.055 | 76.5% | 3.211 | 167.8028 | 6.422 | 419.5069 | 19.2661 | 671.211 | 32.1102 | 839.0137 | 48.1653 | 671.211 | 64.2204 | 335.6055 | 96.3306 | 151.0225 | 128.4407 | 100.6817 | 538.8177 | 2694.0886 | 12931.6253 | 26940.8861 | 32329.0633 | 21552.7089 | 14548.0785 | 12931.6253
2017 | 5578 | East Mississippi Elec Pwr Assn | MS | Cooperative | 232.2 | 2.76 | 84.1304 | 209.4 | 2.64 | 79.3182 | 158.4 | 1.73 | 91.5607 | 12085 | 25 | N | . | . | . | . | . | . | . |  |  | . |  | 22.8 | 0.12 | 79.3182 | 190 | 190 | 1450.2 | 1450.2 | 12% | 16.7524 | 72.51 | 33.5048 | 181.275 | 100.5143 | 290.04 | 167.5239 | 362.55 | 251.2858 | 290.04 | 335.0478 | 145.02 | 502.5716 | 65.259 | 670.0955 | 43.506 | 1214.7157 | 6073.5783 | 29153.1756 | 60735.7825 | 72882.939 | 48588.626 | 32797.3226 | 29153.1756
2017 | 5585 | Eastern Illinois Elec Coop | IL | Cooperative | 203.3 | 1.72 | 118.1977 | 130.5 | 1.34 | 97.3881 | 175.8 | 1.41 | 124.6809 | 13462 | 7.2 | Y | . | . | . | . | . | . | . |  |  | . |  | 72.8 | 0.38 | 97.3881 | 191.5789 | 191.5789 | 5115.56 | 5115.56 | 38% | 16.8916 | 255.778 | 33.7832 | 639.445 | 101.3496 | 1023.112 | 168.916 | 1278.89 | 253.3741 | 1023.112 | 337.8321 | 511.556 | 506.7481 | 230.2002 | 675.6642 | 153.4668 | 4320.5008 | 21602.504 | 103692.0194 | 216025.0404 | 259230.0485 | 172820.0323 | 116653.5218 | 103692.0194
2017 | 5588 | East-Central Iowa Rural Elec Coop | IA | Cooperative | . | . | . | . | . | . | . | . | . | . | . |  | 46 | 0.65 | 70.7692 | 46 | 0.65 | 70.7692 | 8746 | N | F | 12.5 | Y | 0 | 0 | 70.7692 |  |  | 0 | 0 | 0% |  | 0 |  | 0 |  | 1: 0; 3: 0; 5: 0; 7: 0 | 0 |  | 0
2017 | 5598 | East Central Oklahoma Elec Coop Inc | OK | Cooperative | . | . | . | . | . | . | . | . | . | . | . |  | 240.24 | 1.819 | 132.0726 | 240.24 | 1.819 | 132.0726 | 33538 | N | F | 25 |  | 0 | 0 | 132.0726 |  |  | 0 | 0 | 0% |  | 0 |  | 0 |  | 1: 0; 3: 0; 5: 0; 7: 0 | 0 |  | 0
2017 | 5605 | Eastern Iowa Light & Power Coop | IA | Cooperative | 111.16 | 1.06 | 104.8679 | 87.58 | 0.92 | 95.1957 | 100.13 | 0.89 | 112.5056 | 23602 | 7.2 | N | . | . | . | . | . | . | . |  |  | . |  | 23.58 | 0.14 | 95.1957 | 168.4286 | 168.4286 | 3304.28 | 3304.28 | 14% | 14.8504 | 165.214 | 29.7009 | 413.035 | 89.1026 | 660.856 | 148.5043 | 826.07 | 222.7564 | 660.856 | 297.0085 | 330.428 | 445.5128 | 148.6926 | 594.017 | 99.1284 | 2453.4981 | 12267.4907 | 58883.9552 | 122674.9067 | 147209.888 | 98139.9253 | 66244.4496 | 58883.9552
2017 | 5609 | Eastern Maine Electric Coop | ME | Cooperative | 341.3 | 3.9 | 87.5128 | 341.3 | 3.9 | 87.5128 | 297.42 | 3.51 | 84.735 | 12662 | 25 | Y | . | . | . | . | . | . | . |  |  | . |  | 0 | 0 | 87.5128 |  |  | 0 | 0 | 0% |  | 0 |  | 0 |  | 1: 0; 3: 0; 5: 0; 7: 0 | 0 |  | 0
2017 | 5625 | Easton Utilities Comm | MD | Municipal | . | . | . | . | . | . | . | . | . | . | . |  | 13.345 | 0.926 | 14.4114 | . | . | . | 10659 | Y | F | 25 | N | [6 empty] | 10659 | 100% |  | 532.95 |  | 1332.375 |  | 1: 2131.8; 3: 2664.75; 5: 2131.8; 7: 1065.9 | 479.655 |  | 319.77
2017 | 5632 | Eau Claire Electric Coop | WI | Cooperative | . | . | . | . | . | . | . | . | . | . | . |  | 108.4 | 0.803 | 134.9938 | 64.3 | 0.652 | 98.6196 | 11024 | N | L | 12.5 | Y | 44.1 | 0.151 | 98.6196 | 292.053 | 292.053 | 1664.624 | 1664.624 | 15.1% | 25.7504 | 83.2312 | 51.5009 | 208.078 | 154.5027 | 332.9248 | 257.5045 | 416.156 | 386.2567 | 332.9248 | 515.0089 | 166.4624 | 772.5134 | 74.9081 | 1030.0179 | 49.9387 | 2143.2406 | 10716.2028 | 51437.7734 | 107162.0279 | 128594.4335 | 85729.6223 | 57867.4951 | 51437.7734
2017 | 5644 | Edisto Electric Coop, Inc | SC | Cooperative | 204.38 | . | . | 50.11 | . | . | 204.38 | . | . | 20132 | 14.4 | N | . | . | . | . | . | . | . |  |  | . |  | 154.27 |  |  |  | 154.27 |  | 20132 | 100% | 13.6021 | 1006.6 | 27.2041 | 2516.5 | 81.6123 | 4026.4 | 136.0206 | 5033 | 204.0309 | 4026.4 | 272.0411 | 2013.2 | 408.0617 | 905.94 | 544.0823 | 603.96 | 13691.8309 | 68459.1544 | 328603.9413 | 684591.5445 | 821509.8533 | 547673.2356 | 369679.434 | 328603.9413
2017 | 5656 | Edgecombe-Martin County E M C | NC | Cooperative | 97.3 | 0.999 | 97.3974 | 76.09 | 0.885 | 85.9774 | 97.3 | 0.999 | 97.3974 | 11203 | 25 | N | . | . | . | . | . | . | . |  |  | . |  | 21.21 | 0.114 | 85.9774 | 186.0526 | 186.0526 | 1277.142 | 1277.142 | 11.4% | 16.4043 | 63.8571 | 32.8087 | 159.6428 | 98.4261 | 255.4284 | 164.0435 | 319.2855 | 246.0652 | 255.4284 | 328.0869 | 127.7142 | 492.1304 | 57.4714 | 656.1739 | 38.3143 | 1047.534 | 5237.67 | 25140.8161 | 52376.7002 | 62852.0403 | 41901.3602 | 28283.4181 | 25140.8161
2017 | 5661 | City of Edmond - (OK) | OK | Municipal | 62.549 | 0.754 | 82.9562 | 31.608 | 0.468 | 67.5385 | 62.549 | 0.754 | 82.9562 | 39821 | 12.4 | Y | . | . | . | . | . | . | . |  |  | . |  | 30.941 | 0.286 | 67.5385 | 108.1853 | 108.1853 | 11388.806 | 11388.806 | 28.6% | 9.5387 | 569.4403 | 19.0775 | 1423.6008 | 57.2325 | 2277.7612 | 95.3875 | 2847.2015 | 143.0812 | 2277.7612 | 190.775 | 1138.8806 | 286.1625 | 512.4963 | 381.55 | 341.6642 | 5431.7482 | 27158.7412 | 130361.958 | 271587.4124 | 325904.8949 | 217269.9299 | 146657.2027 | 130361.958
2017 | 5701 | El Paso Electric Co | NM | Investor Owned | 157.173 | 1.608 | 97.7444 | 157.173 | 1.608 | 97.7444 | 152.983 | 1.58 | 96.8247 | 98011 | 23.9 | Y | . | . | . | . | . | . | . |  |  | . |  | 0 | 0 | 97.7444 |  |  | 0 | 0 | 0% |  | 0 |  | 0 |  | 1: 0; 3: 0; 5: 0; 7: 0 | 0 |  | 0
2017 | 5701 | El Paso Electric Co | TX | Investor Owned | 81.016 | 1.033 | 78.4279 | 81.016 | 1.033 | 78.4279 | 74.039 | 0.901 | 82.1743 | 319882 | 23.9 | Y | . | . | . | . | . | . | . |  |  | . |  | 0 | 0 | 78.4279 |  |  | 0 | 0 | 0% |  | 0 |  | 0 |  | 1: 0; 3: 0; 5: 0; 7: 0 | 0 |  | 0
2017 | 5773 | City of Elk River | MN | Municipal | 32.39 | 0.312 | 103.8141 | 32.39 | 0.312 | 103.8141 | 32.39 | 0.312 | 103.8141 | 11448 | 12.5 | N | . | . | . | . | . | . | . |  |  | . |  | 0 | 0 | 103.8141 |  |  | 0 | 0 | 0% |  | 0 |  | 0 |  | 1: 0; 3: 0; 5: 0; 7: 0 | 0 |  | 0
2017 | 5780 | Elkhorn Rural Public Pwr Dist | NE | Political Subdivision | . | . | . | . | . | . | . | . | . | . | . |  | 63.91 | 0.66 | 96.8333 | 51.01 | 0.58 | 87.9483 | 9616 | N | F | 12.5 | N | 12.9 | 0.08 | 87.9483 | 161.25 | 161.25 | 769.28 | 769.28 | 8% | 14.2175 | 38.464 | 28.435 | 96.16 | 85.3049 | 153.856 | 142.1749 | 192.32 | 213.2623 | 153.856 | 284.3497 | 76.928 | 426.5246 | 34.6176 | 568.6995 | 23.0784 | 546.8614 | 2734.3071 | 13124.6742 | 27343.0713 | 32811.6855 | 21874.457 | 14765.2585 | 13124.6742
2017 | 5860 | Empire District Electric Co | AR | Investor Owned | 98.93 | 0.905 | 109.3149 | 26.92 | 0.314 | 85.7325 | . | . | . | 4537 | 12.5 | N | . | . | . | . | . | . | . |  |  | . |  | 72.01 | 0.591 | 85.7325 | 121.8443 | 121.8443 | 2681.367 | 2681.367 | 59.1% | 10.7431 | 134.0684 | 21.4861 | 335.1709 | 64.4584 | 536.2734 | 107.4307 | 670.3418 | 161.1461 | 536.2734 | 214.8614 | 268.1367 | 322.2921 | 120.6615 | 429.7228 | 80.441 | 1440.3058 | 7201.5291 | 34567.3397 | 72015.291 | 86418.3492 | 57612.2328 | 38888.2571 | 34567.3397
2017 | 5860 | Empire District Electric Co | KS | Investor Owned | 154.15 | 1.436 | 107.3468 | 106.26 | 1.205 | 88.1826 | . | . | . | 9667 | 12.5 | N | . | . | . | . | . | . | . |  |  | . |  | 47.89 | 0.231 | 88.1826 | 207.316 | 207.316 | 2233.077 | 2233.077 | 23.1% | 18.2791 | 111.6539 | 36.5583 | 279.1346 | 109.6749 | 446.6154 | 182.7915 | 558.2693 | 274.1872 | 446.6154 | 365.583 | 223.3077 | 548.3745 | 100.4885 | 731.166 | 66.9923 | 2040.9374 | 10204.6869 | 48982.4972 | 102046.8692 | 122456.2431 | 81637.4954 | 55105.3094 | 48982.4972
2017 | 5860 | Empire District Electric Co | MO | Investor Owned | 147.72 | 1.365 | 108.2198 | 116.59 | 1.22 | 95.5656 | . | . | . | 152950 | 25 | N | . | . | . | . | . | . | . |  |  | . |  | 31.13 | 0.145 | 95.5656 | 214.6897 | 214.6897 | 22177.75 | 22177.75 | 14.5% | 18.9293 | 1108.8875 | 37.8586 | 2772.2188 | 113.5757 | 4435.55 | 189.2929 | 5544.4375 | 283.9393 | 4435.55 | 378.5857 | 2217.775 | 567.8786 | 997.9987 | 757.1715 | 665.3325 | 20990.4489 | 104952.2447 | 503770.7744 | 1049522.4467 | 1259426.9361 | 839617.9574 | 566742.1212 | 503770.7744
2017 | 5860 | Empire District Electric Co | OK | Investor Owned | 173.77 | 1.512 | 114.9273 | 122.57 | 1.264 | 96.9699 | . | . | . | 4680 | 12.5 | N | . | . | . | . | . | . | . |  |  | . |  | 51.2 | 0.248 | 96.9699 | 206.4516 | 206.4516 | 1160.64 | 1160.64 | 24.8% | 18.2029 | 58.032 | 36.4059 | 145.08 | 109.2176 | 232.128 | 182.0293 | 290.16 | 273.044 | 232.128 | 364.0587 | 116.064 | 546.088 | 52.2288 | 728.1174 | 34.8192 | 1056.3527 | 5281.7634 | 25352.4644 | 52817.6341 | 63381.1609 | 42254.1073 | 28521.5224 | 25352.4644
2017 | 5862 | Empire Electric Assn, Inc | CO | Cooperative | 84.166 | 0.718 | 117.2228 | 84.166 | 0.718 | 117.2228 | 84.166 | 0.718 | 117.2228 | 16415 | 44 | Y | . | . | . | . | . | . | . |  |  | . |  | 0 | 0 | 117.2228 |  |  | 0 | 0 | 0% |  | 0 |  | 0 |  | 1: 0; 3: 0; 5: 0; 7: 0 | 0 |  | 0
2017 | 5905 | Excelsior Electric Member Corp | GA | Cooperative | . | . | . | . | . | . | . | . | . | . | . |  | 1160.8 | . | . | 971.2 | . | . | 22467 | N | O | 24.9 | Y | 189.6 |  |  |  | 189.6 |  | 22467 | 100% | 16.7171 | 1123.35 | 33.4342 | 2808.375 | 100.3027 | 4493.4 | 167.1712 | 5616.75 | 250.7568 | 4493.4 | 334.3424 | 2246.7 | 501.5136 | 1011.015 | 668.6848 | 674.01 | 18779.1765 | 93895.8824 | 450700.2357 | 938958.8244 | 1126750.5893 | 751167.0595 | 507037.7652 | 450700.2357
2017 | 5929 | Fairfield Electric Coop, Inc | SC | Cooperative | . | . | . | . | . | . | . | . | . | . | . |  | 89.22 | 0.986 | 90.4868 | 48.87 | 0.677 | 72.1861 | 28237 | N | L | 25 | Y | 40.35 | 0.309 | 72.1861 | 130.5825 | 130.5825 | 8725.233 | 8725.233 | 30.9% | 11.5135 | 436.2616 | 23.027 | 1090.6541 | 69.0811 | 1745.0466 | 115.1352 | 2181.3083 | 172.7028 | 1745.0466 | 230.2704 | 872.5233 | 345.4056 | 392.6355 | 460.5409 | 261.757 | 5022.9079 | 25114.5397 | 120549.7904 | 251145.3968 | 301374.4761 | 200916.3174 | 135618.5143 | 120549.7904
2017 | 5930 | Village of Fairport - (NY) | NY | Municipal | 74.51 | 0.709 | 105.0917 | 29.68 | 0.414 | 71.6908 | . | . | . | 17152 | 12.5 |  | . | . | . | . | . | . | . |  |  | . |  | 44.83 | 0.295 | 71.6908 | 151.9661 | 151.9661 | 5059.84 | 5059.84 | 29.5% | 13.3989 | 252.992 | 26.7978 | 632.48 | 80.3935 | 1011.968 | 133.9892 | 1264.96 | 200.9838 | 1011.968 | 267.9784 | 505.984 | 401.9676 | 227.6928 | 535.9569 | 151.7952 | 3389.82 | 16949.0998 | 81355.6789 | 169490.9978 | 203389.1974 | 135592.7982 | 91525.1388 | 81355.6789
2017 | 5935 | Borough of Ephrata - (PA) | PA | Municipal | 8.952 | 0.063 | 142.0952 | 8.952 | 0.063 | 142.0952 | 8.952 | 0.063 | 142.0952 | 6642 | 12.5 | N | . | . | . | . | . | . | . |  |  | . |  | 0 | 0 | 142.0952 |  |  | 0 | 0 | 0% |  | 0 |  | 0 |  | 1: 0; 3: 0; 5: 0; 7: 0 | 0 |  | 0
2017 | 5961 | Town of Erwin - (TN) | TN | Municipal | . | . | . | . | . | . | . | . | . | . | . |  | 121.3 | 1.357 | 89.3884 | 121.3 | 1.357 | 89.3884 | 8940 | N | L | 12.5 | N | 0 | 0 | 89.3884 |  |  | 0 | 0 | 0% |  | 0 |  | 0 |  | 1: 0; 3: 0; 5: 0; 7: 0 | 0 |  | 0
2017 | 6022 | City of Eugene - (OR) | OR | Municipal | 94 | 0.443 | 212.1896 | 54.13 | 0.36 | 150.3611 | . | . | . | 90270 | 12.5 | Y | . | . | . | . | . | . | . |  |  | . |  | 39.87 | 0.083 | 150.3611 | 480.3614 | 480.3614 | 7492.41 | 7492.41 | 8.3% | 42.3537 | 374.6205 | 84.7074 | 936.5512 | 254.1221 | 1498.482 | 423.5369 | 1873.1025 | 635.3054 | 1498.482 | 847.0738 | 749.241 | 1270.6107 | 337.1585 | 1694.1476 | 224.7723 | 15866.5609 | 79332.8046 | 380797.4619 | 793328.0456 | 951993.6547 | 634662.4364 | 428397.1446 | 380797.4619
2017 | 6112 | Farmers Electric Coop, Inc - (IA) | IA | Cooperative | 24.33 | 0.23 | 105.7826 | 24.33 | 0.23 | 105.7826 | 24.33 | 0.23 | 105.7826 | 4786 | 34.5 | N | . | . | . | . | . | . | . |  |  | . |  | 0 | 0 | 105.7826 |  |  | 0 | 0 | 0% |  | 0 |  | 0 |  | 1: 0; 3: 0; 5: 0; 7: 0 | 0 |  | 0
2017 | 6145 | City of Fairhope - (AL) | AL | Municipal | . | . | . | . | . | . | . | . | . | . | . |  | 10.43 | 0.27 | 38.6296 | 10.43 | 0.27 | 38.6296 | 6829 | N | L | 46 | N | 0 | 0 | 38.6296 |  |  | 0 | 0 | 0% |  | 0 |  | 0 |  | 1: 0; 3: 0; 5: 0; 7: 0 | 0 |  | 0
2017 | 6168 | Farmers Electric Coop - (IA) | IA | Cooperative | 9.589 | 0.409 | 23.445 | 9.589 | 0.409 | 23.445 | 9.589 | 0.409 | 23.445 | 650 | 12 | Y | . | . | . | . | . | . | . |  |  | . |  | 0 | 0 | 23.445 |  |  | 0 | 0 | 0% |  | 0 |  | 0 |  | 1: 0; 3: 0; 5: 0; 7: 0 | 0 |  | 0
2017 | 6181 | Farmers Electric Coop, Inc - (MO) | MO | Cooperative | . | . | . | . | . | . | . | . | . | . | . |  | 114.869 | 0.544 | 211.1562 | . | . | . | 13062 | N | O | 13.2 | N | [6 empty] | 13062 | 100% |  | 653.1 |  | 1632.75 |  | 1: 2612.4; 3: 3265.5; 5: 2612.4; 7: 1306.2 | 587.79 |  | 391.86
2017 | 6182 | Farmers Electric Coop, Inc - (TX) | TX | Cooperative | 204.5 | 1.95 | 104.8718 | 133.879 | 1.407 | 95.1521 | 164.711 | 1.472 | 111.8961 | 55230.6 | 24.9 | Y | . | . | . | . | . | . | . |  |  | . |  | 70.621 | 0.543 | 95.1521 | 130.0571 | 130.0571 | 29990.2158 | 29990.2158 | 54.3% | 11.4672 | 1499.5108 | 22.9344 | 3748.777 | 68.8032 | 5998.0432 | 114.6719 | 7497.554 | 172.0079 | 5998.0432 | 229.3439 | 2999.0216 | 344.0158 | 1349.5597 | 458.6878 | 899.7065 | 17195.1809 | 85975.9045 | 412684.3418 | 859759.0454 | 1031710.8545 | 687807.2363 | 464269.8845 | 412684.3418
2017 | 6194 | Farmers Rural Electric Coop Corp - (KY) | KY | Cooperative | 140.45 | 1.338 | 104.9701 | 117.25 | 1.215 | 96.5021 | 137.11 | 1.256 | 109.164 | 25163 | 68.9 | N | . | . | . | . | . | . | . |  |  | . |  | 23.2 | 0.123 | 96.5021 | 188.6179 | 188.6179 | 3095.049 | 3095.049 | 12.3% | 16.6305 | 154.7525 | 33.2611 | 386.8811 | 99.7832 | 619.0098 | 166.3053 | 773.7622 | 249.4579 | 619.0098 | 332.6105 | 309.5049 | 498.9158 | 139.2772 | 665.2211 | 92.8515 | 2573.6147 | 12868.0735 | 61766.7527 | 128680.7348 | 154416.8817 | 102944.5878 | 69487.5968 | 61766.7527
2017 | 6198 | Farmers Electric Coop, Inc - (NM) | NM | Cooperative | . | . | . | . | . | . | . | . | . | . | . |  | 173 | 2.199 | 78.6721 | 173 | 2.199 | 78.6721 | 13172 | N | F | 24.9 | N | 0 | 0 | 78.6721 |  |  | 0 | 0 | 0% |  | 0 |  | 0 |  | 1: 0; 3: 0; 5: 0; 7: 0 | 0 |  | 0
2017 | 6204 | City of Farmington - (NM) | NM | Municipal | 57.06 | 0.9 | 63.4 | . | . | . | . | . | . | 44073 | 13.8 | Y | . | . | . | . | . | . | . |  |  | . | [7 empty] | 44073 | 100% |  | 2203.65 |  | 5509.125 |  | 1: 8814.6; 3: 11018.25; 5: 8814.6; 7: 4407.3 | 1983.285 |  | 1322.19
2017 | 6234 | City of Fayetteville | TN | Municipal | . | . | . | . | . | . | . | . | . | . | . |  | 130.26 | 1.51 | 86.2649 | 130.26 | 1.51 | 86.2649 | 18205 | N | F | 14.4 | Y | 0 | 0 | 86.2649 |  |  | 0 | 0 | 0% |  | 0 |  | 0 |  | 1: 0; 3: 0; 5: 0; 7: 0 | 0 |  | 0
2017 | 6235 | Fayetteville Public Works Commission | NC | Municipal | 27.42 | 0.673 | 40.7429 | 27.42 | 0.673 | 40.7429 | 27.42 | 0.673 | 40.7429 | 82392 | 66 | N | . | . | . | . | . | . | . |  |  | . |  | 0 | 0 | 40.7429 |  |  | 0 | 0 | 0% |  | 0 |  | 0 |  | 1: 0; 3: 0; 5: 0; 7: 0 | 0 |  | 0
2017 | 6258 | Federated Rural Electric Assn | MN | Cooperative | 128.18 | 1.244 | 103.0386 | 128.18 | 1.244 | 103.0386 | 118.99 | 0.84 | 141.6548 | 6793 | 7.2 | Y | . | . | . | . | . | . | . |  |  | . |  | 0 | 0 | 103.0386 |  |  | 0 | 0 | 0% |  | 0 |  | 0 |  | 1: 0; 3: 0; 5: 0; 7: 0 | 0 |  | 0
2017 | 6272 | FEM Electric Assn, Inc | SD | Cooperative | 167 | 1.745 | 95.702 | 167 | 1.745 | 95.702 | 14 | 0.139 | 100.7194 | 2114 | 12.4 | N | . | . | . | . | . | . | . |  |  | . |  | 0 | 0 | 95.702 |  |  | 0 | 0 | 0% |  | 0 |  | 0 |  | 1: 0; 3: 0; 5: 0; 7: 0 | 0 |  | 0
2017 | 6335 | Firelands Electric Coop, Inc | OH | Cooperative | 533 | . | . | 481 | . | . | . | . | . | 9081 | 7.2 | N | . | . | . | . | . | . | . |  |  | . |  | 52 |  |  |  | 52 |  | 9081 | 100% | 4.5849 | 454.05 | 9.1697 | 1135.125 | 27.5092 | 1816.2 | 45.8486 | 2270.25 | 68.773 | 1816.2 | 91.6973 | 908.1 | 137.5459 | 408.645 | 183.3946 | 272.43 | 2081.7575 | 10408.7877 | 49962.1807 | 104087.8766 | 124905.4519 | 83270.3012 | 56207.4533 | 49962.1807
2017 | 6342 | First Electric Coop Corp | AR | Cooperative | 284.112 | 2.302 | 123.4196 | 149.892 | 1.915 | 78.2726 | 281.524 | 2.109 | 133.487 | 92328 | 25 | Y | . | . | . | . | . | . | . |  |  | . |  | 134.22 | 0.387 | 78.2726 | 346.8217 | 346.8217 | 35730.936 | 35730.936 | 38.7% | 30.5794 | 1786.5468 | 61.1589 | 4466.367 | 183.4766 | 7146.1872 | 305.7943 | 8932.734 | 458.6915 | 7146.1872 | 611.5886 | 3573.0936 | 917.3829 | 1607.8921 | 1223.1772 | 1071.9281 | 54631.5834 | 273157.9168 | 1311158.0008 | 2731579.1683 | 3277895.0019 | 2185263.3346 | 1475052.7509 | 1311158.0008
2017 | 6374 | Fitchburg Gas and Electric Light Company | MA | Investor Owned | 313.41 | 2.464 | 127.1956 | 74.8 | 1.344 | 55.6548 | 313.41 | 2.464 | 127.1956 | 29699 | 13.8 | Y | . | . | . | . | . | . | . |  |  | . |  | 238.61 | 1.12 | 55.6548 | 213.0446 | 238.61 | 33262.88 | 29699 | 100% | 21.0384 | 1484.95 | 42.0767 | 3712.375 | 126.2301 | 5939.8 | 210.3835 | 7424.75 | 315.5753 | 5939.8 | 420.7671 | 2969.9 | 631.1506 | 1336.455 | 841.5342 | 890.97 | 31240.904 | 156204.52 | 749781.6959 | 1562045.1999 | 1874454.2398 | 1249636.1599 | 843504.4079 | 749781.6959
2017 | 6395 | Flathead Electric Coop Inc | MT | Cooperative | 368.58 | 2.2 | 167.5364 | 209.8 | 1.48 | 141.7568 | 361.67 | 2.19 | 165.1461 | 64287 | 24.9 | N | . | . | . | . | . | . | . |  |  | . |  | 158.78 | 0.72 | 141.7568 | 220.5278 | 220.5278 | 46286.64 | 46286.64 | 72% | 19.444 | 2314.332 | 38.8881 | 5785.83 | 116.6642 | 9257.328 | 194.4404 | 11571.66 | 291.6605 | 9257.328 | 388.8807 | 4628.664 | 583.3211 | 2082.8988 | 777.7614 | 1388.5992 | 44999.9553 | 224999.7765 | 1079998.9271 | 2249997.7649 | 2699997.3179 | 1799998.2119 | 1214998.793 | 1079998.9271
2017 | 6411 | Flint Electric Membership Corp | GA | Cooperative | . | . | . | . | . | . | . | . | . | . | . |  | 763 | 12.8 | 59.6094 | 70 | 1.2 | 58.3333 | 85299 | N | L | 25 | Y | 693 | 11.6 | 58.3333 | 59.7414 | 693 | 989468.4 | 85299 | 100% | 61.1021 | 4264.95 | 122.2043 | 10662.375 | 366.6128 | 17059.8 | 611.0213 | 21324.75 | 916.532 | 17059.8 | 1222.0426 | 8529.9 | 1833.0639 | 3838.455 | 2444.0852 | 2558.97 | 260597.5327 | 1302987.6635 | 6254340.7847 | 13029876.6348 | 15635851.9618 | 10423901.3079 | 7036133.3828 | 6254340.7847
2017 | 6427 | City of Floresville | TX | Municipal | 164.48 | 1.84 | 89.3913 | 92.97 | 1.43 | 65.014 | 164.48 | 1.84 | 89.3913 | 15200 | 13.8 | N | . | . | . | . | . | . | . |  |  | . |  | 71.51 | 0.41 | 65.014 | 174.4146 | 174.4146 | 6232 | 6232 | 41% | 15.3782 | 311.6 | 30.7564 | 779 | 92.2693 | 1246.4 | 153.7822 | 1558 | 230.6733 | 1246.4 | 307.5644 | 623.2 | 461.3466 | 280.44 | 615.1288 | 186.96 | 4791.853 | 23959.2652 | 115004.4732 | 239592.6525 | 287511.183 | 191674.122 | 129380.0323 | 115004.4732
2017 | 6431 | Flint Hills Rural E C A, Inc | KS | Cooperative | 250.8 | 2.93 | 85.5973 | 144.4 | 2.02 | 71.4851 | 83.2 | 1.88 | 44.2553 | 6653 | 7.2 | Y | . | . | . | . | . | . | . |  |  | . |  | 106.4 | 0.91 | 71.4851 | 116.9231 | 116.9231 | 6054.23 | 6054.23 | 91% | 10.3092 | 302.7115 | 20.6183 | 756.7787 | 61.855 | 1210.846 | 103.0916 | 1513.5575 | 154.6374 | 1210.846 | 206.1832 | 605.423 | 309.2749 | 272.4404 | 412.3665 | 181.6269 | 3120.7018 | 15603.5092 | 74896.8441 | 156035.0918 | 187242.1102 | 124828.0735 | 84258.9496 | 74896.8441
2017 | 6442 | Fleming-Mason Energy Coop Inc | KY | Cooperative | 293.27 | 1.36 | 215.6397 | 113.29 | 0.884 | 128.1561 | 282.01 | 1.097 | 257.0738 | 24366 | 25 | Y | . | . | . | . | . | . | . |  |  | . |  | 179.98 | 0.476 | 128.1561 | 378.1092 | 378.1092 | 11598.216 | 11598.216 | 47.6% | 33.3381 | 579.9108 | 66.6761 | 1449.777 | 200.0284 | 2319.6432 | 333.3807 | 2899.554 | 500.071 | 2319.6432 | 666.7613 | 1159.8216 | 1000.142 | 521.9197 | 1333.5227 | 347.9465 | 19333.1051 | 96665.5256 | 463994.5231 | 966655.2564 | 1159986.3077 | 773324.2051 | 521993.8385 | 463994.5231
2017 | 6443 | Florida Keys El Coop Assn, Inc | FL | Cooperative | 2717 | 1.677 | 1620.155 | 41.196 | 0.844 | 48.8104 | . | . | . | 32095 | 25 | Y | . | . | . | . | . | . | . |  |  | . |  | 2675.804 | 0.833 | 48.8104 | 3212.2497 | 3212.2497 | 26735.135 | 26735.135 | 83.3% | 283.2255 | 1336.7568 | 566.4511 | 3341.8919 | 1699.3533 | 5347.027 | 2832.2554 | 6683.7837 | 4248.3831 | 5347.027 | 5664.5109 | 2673.5135 | 8496.7663 | 1203.0811 | 11329.0217 | 802.054 | 378603.6563 | 1893018.2817 | 9086487.7522 | 18930182.817 | 22716219.3805 | 15144146.2536 | 10222298.7212 | 9086487.7522
2017 | 6452 | Florida Power & Light Co | FL | Investor Owned | 3962.45 | 2 | 1981.225 | 58.97 | 0.69 | 85.4638 | 3962.45 | 2 | 1981.225 | 4912867 | 23 | Y | . | . | . | . | . | . | . |  |  | . |  | 3903.48 | 1.31 | 85.4638 | 2979.7557 | 3903.48 | 6435855.77 | 4912867 | 100% | 344.1716 | 245643.35 | 688.3433 | 614108.375 | 2065.0298 | 982573.4 | 3441.7164 | 1228216.75 | 5162.5746 | 982573.4 | 6883.4328 | 491286.7 | 10325.1492 | 221079.015 | 13766.8655 | 147386.01 | 84543474.2564 | 422717371.282 | 2029043382.1536 | 4227173712.82 | 5072608455.384 | 3381738970.256 | 2282673804.9228 | 2029043382.1536
2017 | 6455 | Duke Energy Florida, LLC | FL | Investor Owned | 101 | 1.31 | 77.0992 | 93 | 1.25 | 74.4 | 95 | 1.19 | 79.8319 | 1671225 | 25 | Y | . | . | . | . | . | . | . |  |  | . |  | 8 | 0.06 | 74.4 | 133.3333 | 133.3333 | 100273.5 | 100273.5 | 6% | 11.7561 | 5013.675 | 23.5121 | 12534.1875 | 70.5364 | 20054.7 | 117.5606 | 25068.375 | 176.3409 | 20054.7 | 235.1212 | 10027.35 | 352.6819 | 4512.3075 | 470.2425 | 3008.205 | 58941.0727 | 294705.3637 | 1414585.7458 | 2947053.637 | 3536464.3644 | 2357642.9096 | 1591408.964 | 1414585.7458
2017 | 6457 | Florida Public Utilities Co | FL | Investor Owned | . | . | . | . | . | . | . | . | . | . | . |  | 1926.72 | 5.14 | 374.8483 | 138.81 | 1.64 | 84.6402 | 29050 | N | L | 12.5 | N | 1787.91 | 3.5 | 84.6402 | 510.8314 | 1787.91 | 101675 | 29050 | 100% | 157.6409 | 1452.5 | 315.2817 | 3631.25 | 945.8451 | 5810 | 1576.4085 | 7262.5 | 2364.6128 | 5810 | 3152.817 | 2905 | 4729.2256 | 1307.25 | 6305.6341 | 871.5 | 228973.338 | 1144866.6899 | 5495360.1117 | 11448666.8993 | 13738400.2792 | 9158933.5195 | 6182280.1256 | 5495360.1117
2017 | 6491 | Foley Board of Utilities | AL | Municipal | 81.132 | 1.216 | 66.7204 | 62.919 | 1.131 | 55.6313 | 81.129 | 1.216 | 66.7179 | 47453 | 12.4 | Y | . | . | . | . | . | . | . |  |  | . |  | 18.213 | 0.085 | 55.6313 | 214.2706 | 214.2706 | 4033.505 | 4033.505 | 8.5% | 18.8923 | 201.6753 | 37.7847 | 504.1881 | 113.354 | 806.701 | 188.9234 | 1008.3763 | 283.3851 | 806.701 | 377.8467 | 403.3505 | 566.7701 | 181.5077 | 755.6935 | 121.0052 | 3810.1168 | 19050.5839 | 91442.8027 | 190505.8389 | 228607.0066 | 152404.6711 | 102873.153 | 91442.8027
2017 | 6582 | City of Forest Grove | OR | Municipal | . | . | . | . | . | . | . | . | . | . | . |  | 58.8 | 0.774 | 75.969 | . | . | . | 9783 | N | L | 12 | N | [6 empty] | 9783 | 100% |  | 489.15 |  | 1222.875 |  | 1: 1956.6; 3: 2445.75; 5: 1956.6; 7: 978.3 | 440.235 |  | 293.49
2017 | 6604 | City of Fort Collins - (CO) | CO | Municipal | . | . | . | . | . | . | . | . | . | . | . |  | 15.95 | 0.25 | 63.8 | 15.95 | 0.25 | 63.8 | 72524 | N | L | 13.8 | N | 0 | 0 | 63.8 |  |  | 0 | 0 | 0% |  | 0 |  | 0 |  | 1: 0; 3: 0; 5: 0; 7: 0 | 0 |  | 0
2017 | 6608 | Fort Loudoun Electric Coop | TN | Cooperative | 536.08 | 3.365 | 159.3106 | 430.16 | 3.181 | 135.2279 | 536.08 | 3.365 | 159.3106 | 31539 | 13 | Y | . | . | . | . | . | . | . |  |  | . |  | 105.92 | 0.184 | 135.2279 | 575.6522 | 575.6522 | 5803.176 | 5803.176 | 18.4% | 50.7555 | 290.1588 | 101.511 | 725.397 | 304.5331 | 1160.6352 | 507.5552 | 1450.794 | 761.3328 | 1160.6352 | 1015.1104 | 580.3176 | 1522.6656 | 261.1429 | 2030.2207 | 174.0953 | 14727.1604 | 73635.8019 | 353451.8492 | 736358.0191 | 883629.6229 | 589086.4153 | 397633.3303 | 353451.8492
2017 | 6616 | Fort Pierce Utilities Authority | FL | Municipal | . | . | . | . | . | . | . | . | . | . | . |  | 3322.82 | 2.87 | 1157.777 | 74.75 | 1.26 | 59.3254 | 28238 | N | L | 15 | Y | 3248.07 | 1.61 | 59.3254 | 2017.4348 | 3248.07 | 45463.18 | 28238 | 100% | 286.3838 | 1411.9 | 572.7677 | 3529.75 | 1718.303 | 5647.6 | 2863.8384 | 7059.5 | 4295.7575 | 5647.6 | 5727.6767 | 2823.8 | 8591.5151 | 1270.71 | 11455.3534 | 847.14 | 404345.3372 | 2021726.6861 | 9704288.0933 | 20217266.8611 | 24260720.2334 | 16173813.4889 | 10917324.105 | 9704288.0933
2017 | 6640 | Four County Elec Member Corp | NC | Cooperative | . | . | . | . | . | . | . | . | . | . | . |  | 59.18 | . | . | 59.18 | . | . | 33091 | Y | L | 7.2 | Y | 0 |  |  |  | 0 |  | 33091 | 100% | 0 | 1654.55 | 0 | 4136.375 | 0 | 6618.2 | 0 | 8272.75 | 0 | 6618.2 | 0 | 3309.1 | 0 | 1489.095 | 0 | 992.73 | 0 | 0 | 0 | 0 | 0 | 0 | 0 | 0
2017 | 6641 | 4-County Electric Power Assn | MS | Cooperative | 143.74 | 1.95 | 73.7128 | 131.86 | 1.87 | 70.5134 | 136.59 | 1.83 | 74.6393 | 46677 | 13 | Y | . | . | . | . | . | . | . |  |  | . |  | 11.88 | 0.08 | 70.5134 | 148.5 | 148.5 | 3734.16 | 3734.16 | 8% | 13.0933 | 186.708 | 26.1866 | 466.77 | 78.5599 | 746.832 | 130.9331 | 933.54 | 196.3997 | 746.832 | 261.8663 | 373.416 | 392.7994 | 168.0372 | 523.7325 | 112.0248 | 2444.6264 | 12223.1321 | 58671.0341 | 122231.3211 | 146677.5853 | 97785.0569 | 66004.9134 | 58671.0341
2017 | 6709 | Easley Combined Utility System | SC | Municipal | 109.8 | 1.42 | 77.3239 | 109.8 | 1.42 | 77.3239 | 109.8 | 1.42 | 77.3239 | 14530 | 12.5 | Y | . | . | . | . | . | . | . |  |  | . |  | 0 | 0 | 77.3239 |  |  | 0 | 0 | 0% |  | 0 |  | 0 |  | 1: 0; 3: 0; 5: 0; 7: 0 | 0 |  | 0
2017 | 6716 | PUD No 1 of Franklin County | WA | Political Subdivision | . | . | . | . | . | . | . | . | . | . | . |  | 18 | 0.2 | 90 | 18 | 0.2 | 90 | 30028 | N | F | 12.5 | N | 0 | 0 | 90 |  |  | 0 | 0 | 0% |  | 0 |  | 0 |  | 1: 0; 3: 0; 5: 0; 7: 0 | 0 |  | 0
2017 | 6722 | Franklin Rural Electric Coop - (IA) | IA | Cooperative | . | . | . | . | . | . | . | . | . | . | . |  | 81.61 | 0.55 | 148.3818 | 81.61 | 0.55 | 148.3818 | 1928 | N | F | 7.2 | N | 0 | 0 | 148.3818 |  |  | 0 | 0 | 0% |  | 0 |  | 0 |  | 1: 0; 3: 0; 5: 0; 7: 0 | 0 |  | 0
2017 | 6775 | Village of Freeport - (NY) | NY | Municipal | 17.632 | 0.303 | 58.1914 | 17.632 | 0.303 | 58.1914 | . | . | . | 14613 | 13.8 | N | . | . | . | . | . | . | . |  |  | . |  | 0 | 0 | 58.1914 |  |  | 0 | 0 | 0% |  | 0 |  | 0 |  | 1: 0; 3: 0; 5: 0; 7: 0 | 0 |  | 0
2017 | 6779 | City of Fremont - (NE) | NE | Municipal | 104.336 | 0.692 | 150.7746 | 9.25 | 0.127 | 72.8346 | 104.336 | 0.692 | 150.7746 | 15202 | 15 | N | . | . | . | . | . | . | . |  |  | . |  | 95.086 | 0.565 | 72.8346 | 168.2938 | 168.2938 | 8589.13 | 8589.13 | 56.5% | 14.8385 | 429.4565 | 29.6771 | 1073.6412 | 89.0313 | 1717.826 | 148.3854 | 2147.2825 | 222.5781 | 1717.826 | 296.7709 | 858.913 | 445.1563 | 386.5109 | 593.5417 | 257.6739 | 6372.5086 | 31862.5431 | 152940.2069 | 318625.431 | 382350.5172 | 254900.3448 | 172057.7327 | 152940.2069
2017 | 6782 | Freeborn-Mower Coop Services | MN | Cooperative | 98 | 1.02 | 96.0784 | 68.3 | 0.75 | 91.0667 | 89.3 | 0.9 | 99.2222 | 20892 | 24.9 | Y | . | . | . | . | . | . | . |  |  | . |  | 29.7 | 0.27 | 91.0667 | 110 | 110 | 5640.84 | 5640.84 | 27% | 9.6988 | 282.042 | 19.3975 | 705.105 | 58.1925 | 1128.168 | 96.9875 | 1410.21 | 145.4813 | 1128.168 | 193.975 | 564.084 | 290.9625 | 253.8378 | 387.95 | 169.2252 | 2735.4551 | 13677.2755 | 65650.9226 | 136772.7553 | 164127.3064 | 109418.2043 | 73857.2879 | 65650.9226
2017 | 6804 | Frontier Power Company | OH | Cooperative | 176.5 | 2.11 | 83.6493 | 176.5 | 2.11 | 83.6493 | 123.1 | 1.18 | 104.322 | 9077 | 12.5 |  | . | . | . | . | . | . | . |  |  | . |  | 0 | 0 | 83.6493 |  |  | 0 | 0 | 0% |  | 0 |  | 0 |  | 1: 0; 3: 0; 5: 0; 7: 0 | 0 |  | 0
2017 | 6839 | City of Fulton - (MO) | MO | Municipal | 145.26 | 1.37 | 106.0292 | 19.92 | 0.4 | 49.8 | 34.31 | 0.52 | 65.9808 | 5592 | 13.8 | Y | . | . | . | . | . | . | . |  |  | . |  | 125.34 | 0.97 | 49.8 | 129.2165 | 129.2165 | 5424.24 | 5424.24 | 97% | 11.3931 | 271.212 | 22.7862 | 678.03 | 68.3585 | 1084.848 | 113.9308 | 1356.06 | 170.8962 | 1084.848 | 227.8616 | 542.424 | 341.7923 | 244.0908 | 455.7231 | 162.7272 | 3089.9395 | 15449.6976 | 74158.5484 | 154496.9758 | 185396.3709 | 123597.5806 | 83428.3669 | 74158.5484
2017 | 6894 | City of Gaffney - (SC) | SC | Municipal | . | . | . | . | . | . | . | . | . | . | . |  | 60 | 0.88 | 68.1818 | 43 | 0.49 | 87.7551 | 7224 | N | F | 25 | N | 17 | 0.39 | 87.7551 | 43.5897 | 43.5897 | 2817.36 | 2817.36 | 39% | 3.8433 | 140.868 | 7.6867 | 352.17 | 23.06 | 563.472 | 38.4333 | 704.34 | 57.6499 | 563.472 | 76.8666 | 281.736 | 115.2998 | 126.7812 | 153.7331 | 84.5208 | 541.4019 | 2707.0096 | 12993.6458 | 27070.0955 | 32484.1146 | 21656.0764 | 14617.8516 | 12993.6458
2017 | 6909 | Gainesville Regional Utilities | FL | Municipal | 1001.56 | 1.81 | 553.3481 | 55.61 | 0.92 | 60.4457 | 1001.56 | 1.81 | 553.3481 | 93857 | 12.5 | Y | . | . | . | . | . | . | . |  |  | . |  | 945.95 | 0.89 | 60.4457 | 1062.8652 | 1062.8652 | 83532.73 | 83532.73 | 89% | 93.7133 | 4176.6365 | 187.4266 | 10441.5912 | 562.2799 | 16706.546 | 937.1331 | 20883.1825 | 1405.6997 | 16706.546 | 1874.2663 | 8353.273 | 2811.3994 | 3758.9729 | 3748.5326 | 2505.9819 | 391406.4474 | 1957032.237 | 9393754.7374 | 19570322.3696 | 23484386.8435 | 15656257.8957 | 10567974.0796 | 9393754.7374
2017 | 6923 | City of Gallatin - (TN) | TN | Municipal | . | . | . | . | . | . | . | . | . | . | . |  | 67.92 | 1.25 | 54.336 | 24.64 | 0.48 | 51.3333 | 18746 | N | L | 69 | N | 43.28 | 0.77 | 51.3333 | 56.2078 | 56.2078 | 14434.42 | 14434.42 | 77% | 4.9559 | 721.721 | 9.9117 | 1804.3025 | 29.7352 | 2886.884 | 49.5587 | 3608.605 | 74.338 | 2886.884 | 99.1173 | 1443.442 | 148.676 | 649.5489 | 198.2347 | 433.0326 | 3576.7533 | 17883.7666 | 85842.0799 | 178837.6664 | 214605.1997 | 143070.1331 | 96572.3399 | 85842.0799
2017 | 6957 | Garkane Energy Coop, Inc | UT | Cooperative | 321.5 | . | . | 261.2 | . | . | 304.5 | . | . | 13432 | . | N | . | . | . | . | . | . | . |  |  | . |  | 60.3 |  |  |  | 60.3 |  | 13432 | 100% | 5.3167 | 671.6 | 10.6334 | 1679 | 31.9001 | 2686.4 | 53.1668 | 3358 | 79.7502 | 2686.4 | 106.3336 | 1343.2 | 159.5004 | 604.44 | 212.6672 | 402.96 | 3570.6816 | 17853.4078 | 85696.3574 | 178534.0779 | 214240.8935 | 142827.2623 | 96408.4021 | 85696.3574
2017 | 6958 | City of Garland - (TX) | TX | Municipal | . | . | . | . | . | . | . | . | . | . | . |  | 15.52 | 0.398 | 38.995 | 15.52 | 0.398 | 38.995 | 69929 | N | L | 12.5 | N | 0 | 0 | 38.995 |  |  | 0 | 0 | 0% |  | 0 |  | 0 |  | 1: 0; 3: 0; 5: 0; 7: 0 | 0 |  | 0
2017 | 7027 | City of Gastonia - (NC) | NC | Municipal | . | . | . | . | . | . | . | . | . | . | . |  | 91.22 | 1.03 | 88.5631 | . | . | . | 27474 | N | F | 12.5 | Y | [6 empty] | 27474 | 100% |  | 1373.7 |  | 3434.25 |  | 1: 5494.8; 3: 6868.5; 5: 5494.8; 7: 2747.4 | 1236.33 |  | 824.22
2017 | 7090 | GreyStone Power Corporation | GA | Cooperative | 1230.3 | 2.713 | 453.4832 | 91.79 | 1.179 | 77.8541 | 1221.1 | 2.709 | 450.7567 | 127685 | 25 | Y | . | . | . | . | . | . | . |  |  | . |  | 1138.51 | 1.534 | 77.8541 | 742.1838 | 1138.51 | 195868.79 | 127685 | 100% | 100.383 | 6384.25 | 200.7659 | 15960.625 | 602.2977 | 25537 | 1003.8295 | 31921.25 | 1505.7443 | 25537 | 2007.6591 | 12768.5 | 3011.4886 | 5745.825 | 4015.3181 | 3830.55 | 640869.8722 | 3204349.3611 | 15380876.9334 | 32043493.6113 | 38452192.3336 | 25634794.8891 | 17303486.5501 | 15380876.9334
2017 | 7096 | City of Geneva- (IL) | IL | Municipal | 34.617 | 0.366 | 94.582 | 34.617 | 0.366 | 94.582 | . | . | . | 10153 | 34.5 | N | . | . | . | . | . | . | . |  |  | . |  | 0 | 0 | 94.582 |  |  | 0 | 0 | 0% |  | 0 |  | 0 |  | 1: 0; 3: 0; 5: 0; 7: 0 | 0 |  | 0
2017 | 7129 | City of Georgetown - (TX) | TX | Municipal | . | . | . | . | . | . | . | . | . | . | . |  | 57.22 | 1.95 | 29.3436 | 57.22 | 1.95 | 29.3436 | 25579 | N | F | 25 | N | 0 | 0 | 29.3436 |  |  | 0 | 0 | 0% |  | 0 |  | 0 |  | 1: 0; 3: 0; 5: 0; 7: 0 | 0 |  | 0
2017 | 7140 | Georgia Power Co | GA | Investor Owned | 1101.08 | 2.19 | 502.7763 | 116.42 | 1.16 | 100.3621 | . | . | . | 2420797 | 38 | Y | . | . | . | . | . | . | . |  |  | . |  | 984.66 | 1.03 | 100.3621 | 955.9806 | 984.66 | 2493420.91 | 2420797 | 100% | 86.8179 | 121039.85 | 173.6359 | 302599.625 | 520.9076 | 484159.4 | 868.1793 | 605199.25 | 1302.2689 | 484159.4 | 1736.3586 | 242079.7 | 2604.5378 | 108935.865 | 3472.7171 | 72623.91 | 10508428.9817 | 52542144.9086 | 252202295.5613 | 525421449.086 | 630505738.9032 | 420337159.2688 | 283727582.5064 | 252202295.5613
2017 | 7174 | Gibson Electric Members Corp | TN | Cooperative | 316.48 | 2.851 | 111.0067 | 140.77 | 2.714 | 51.8681 | 300.22 | 0.137 | 2191.3869 | 38296 | 24.9 | Y | . | . | . | . | . | . | . |  |  | . |  | 175.71 | 0.137 | 51.8681 | 1282.5547 | 1282.5547 | 5246.552 | 5246.552 | 13.7% | 113.0834 | 262.3276 | 226.1669 | 655.819 | 678.5007 | 1049.3104 | 1130.8345 | 1311.638 | 1696.2517 | 1049.3104 | 2261.6689 | 524.6552 | 3392.5034 | 236.0948 | 4523.3378 | 157.3966 | 29664.9089 | 148324.5443 | 711957.8127 | 1483245.4431 | 1779894.5317 | 1186596.3544 | 800952.5393 | 711957.8127
2017 | 7264 | Glades Electric Coop, Inc | FL | Cooperative | 16472.071 | 4.956 | 3323.6624 | 193.477 | 1.897 | 101.991 | 193.477 | 4.102 | 47.1665 | 16370 | 24.9 | Y | . | . | . | . | . | . | . |  |  | . |  | 16278.594 | 3.059 | 101.991 | 5321.541 | 16278.594 | 50075.83 | 16370 | 100% | 1435.2912 | 818.5 | 2870.5823 | 2046.25 | 8611.747 | 3274 | 14352.9117 | 4092.5 | 21529.3675 | 3274 | 28705.8234 | 1637 | 43058.735 | 736.65 | 57411.6467 | 491.1 | 1174785.8212 | 5873929.1061 | 28194859.7093 | 58739291.061 | 70487149.2732 | 46991432.8488 | 31719217.1729 | 28194859.7093
2017 | 7270 | City of Glasgow - (KY) | KY | Municipal | . | . | . | . | . | . | . | . | . | . | . |  | 79.584 | 2.036 | 39.0884 | . | . | . | 7427 | N | F | 12.5 | N | [6 empty] | 7427 | 100% |  | 371.35 |  | 928.375 |  | 1: 1485.4; 3: 1856.75; 5: 1485.4; 7: 742.7 | 334.215 |  | 222.81
2017 | 7294 | City of Glendale - (CA) | CA | Municipal | . | . | . | . | . | . | . | . | . | . | . |  | 67.78 | 1.45 | 46.7448 | 65.4 | 1.34 | 48.806 | 85956 | N | L | 12.5 | N | 2.38 | 0.11 | 48.806 | 21.6364 | 21.6364 | 9455.16 | 9455.16 | 11% | 1.9077 | 472.758 | 3.8154 | 1181.895 | 11.4461 | 1891.032 | 19.0769 | 2363.79 | 28.6153 | 1891.032 | 38.1538 | 945.516 | 57.2306 | 425.4822 | 76.3075 | 283.6548 | 901.8749 | 4509.3743 | 21644.9966 | 45093.7428 | 54112.4914 | 36074.9943 | 24350.6211 | 21644.9966
2017 | 7303 | Raccoon Valley Electric Cooperative | IA | Cooperative | . | . | . | . | . | . | . | . | . | . | . |  | 19.71 | 0.37 | 53.2703 | 19.71 | 0.37 | 53.2703 | 2698 | N | F | 12.5 | N | 0 | 0 | 53.2703 |  |  | 0 | 0 | 0% |  | 0 |  | 0 |  | 1: 0; 3: 0; 5: 0; 7: 0 | 0 |  | 0
2017 | 7353 | Golden Valley Elec Assn Inc | AK | Cooperative | 225.781 | 3.118 | 72.4121 | 183.233 | 2.939 | 62.3454 | 208.347 | 2.109 | 98.7895 | 46079 | 35 | Y | . | . | . | . | . | . | . |  |  | . |  | 42.548 | 0.179 | 62.3454 | 237.6983 | 237.6983 | 8248.141 | 8248.141 | 17.9% | 20.958 | 412.4071 | 41.9159 | 1031.0176 | 125.7478 | 1649.6282 | 209.5797 | 2062.0352 | 314.3696 | 1649.6282 | 419.1594 | 824.8141 | 628.7391 | 371.1663 | 838.3189 | 247.4442 | 8643.2151 | 43216.0755 | 207437.1624 | 432160.755 | 518592.906 | 345728.604 | 233366.8077 | 207437.1624
2017 | 7456 | Graham County Electric Coop Inc | AZ | Cooperative | 105.796 | 1.144 | 92.479 | 65.205 | 0.68 | 95.8897 | 105.796 | 1.144 | 92.479 | 8396 | 24.9 | N | . | . | . | . | . | . | . |  |  | . |  | 40.591 | 0.464 | 95.8897 | 87.4806 | 87.4806 | 3895.744 | 3895.744 | 46.4% | 7.7132 | 194.7872 | 15.4264 | 486.968 | 46.2792 | 779.1488 | 77.1321 | 973.936 | 115.6981 | 779.1488 | 154.2641 | 389.5744 | 231.3962 | 175.3085 | 308.5282 | 116.8723 | 1502.4337 | 7512.1683 | 36058.4079 | 75121.6832 | 90146.0198 | 60097.3465 | 40565.7089 | 36058.4079
2017 | 7460 | Goodhue County Coop Elec Assn | MN | Cooperative | 53.15 | 0.622 | 85.4502 | 53.15 | 0.622 | 85.4502 | 43.22 | 0.476 | 90.7983 | 5095 | 7.2 | N | . | . | . | . | . | . | . |  |  | . |  | 0 | 0 | 85.4502 |  |  | 0 | 0 | 0% |  | 0 |  | 0 |  | 1: 0; 3: 0; 5: 0; 7: 0 | 0 |  | 0
2017 | 7483 | City of Grand Haven - (MI) | MI | Municipal | 604.8 | 2.09 | 289.378 | 5.76 | 0.065 | 88.6154 | 604.8 | 2.09 | 289.378 | 14598 | 13.2 | N | . | . | . | . | . | . | . |  |  | . |  | 599.04 | 2.025 | 88.6154 | 295.8222 | 599.04 | 29560.95 | 14598 | 100% | 52.8176 | 729.9 | 105.6353 | 1824.75 | 316.9058 | 2919.6 | 528.1763 | 3649.5 | 792.2645 | 2919.6 | 1056.3527 | 1459.8 | 1584.529 | 656.91 | 2112.7054 | 437.94 | 38551.5911 | 192757.9556 | 925238.187 | 1927579.5562 | 2313095.4675 | 1542063.645 | 1040892.9604 | 925238.187
2017 | 7489 | Grand Rapids Public Util Comm | MN | Municipal | . | . | . | . | . | . | . | . | . | . | . |  | 40 | 1.346 | 29.7177 | . | . | . | 7322 | N | F | 23 | N | [6 empty] | 7322 | 100% |  | 366.1 |  | 915.25 |  | 1: 1464.4; 3: 1830.5; 5: 1464.4; 7: 732.2 | 329.49 |  | 219.66
2017 | 7548 | PUD No 1 of Grays Harbor County | WA | Political Subdivision | . | . | . | . | . | . | . | . | . | . | . |  | 249.09 | 1.44 | 172.9792 | 188.58 | 1.19 | 158.4706 | 41565 | N | L | 34.5 | N | 60.51 | 0.25 | 158.4706 | 242.04 | 242.04 | 10391.25 | 10391.25 | 25% | 21.3408 | 519.5625 | 42.6816 | 1298.9062 | 128.0447 | 2078.25 | 213.4078 | 2597.8125 | 320.1117 | 2078.25 | 426.8156 | 1039.125 | 640.2234 | 467.6062 | 853.6312 | 311.7375 | 11087.8684 | 55439.342 | 266108.8417 | 554393.4203 | 665272.1043 | 443514.7362 | 299372.447 | 266108.8417
2017 | 7558 | Grayson Rural Electric Coop Corp | KY | Cooperative | 545.1 | 3.71 | 146.9272 | 545.1 | 3.71 | 146.9272 | 493.02 | 3.68 | 133.9728 | 15515 | 12.5 | N | . | . | . | . | . | . | . |  |  | . |  | 0 | 0 | 146.9272 |  |  | 0 | 0 | 0% |  | 0 |  | 0 |  | 1: 0; 3: 0; 5: 0; 7: 0 | 0 |  | 0
2017 | 7559 | Grayson-Collin Elec Coop, Inc | TX | Cooperative | . | . | . | . | . | . | . | . | . | . | . |  | 182.7 | . | . | 92 | . | . | 49266 | N | L | 25 | Y | 90.7 |  |  |  | 90.7 |  | 49266 | 100% | 7.9971 | 2463.3 | 15.9941 | 6158.25 | 47.9824 | 9853.2 | 79.9706 | 12316.5 | 119.9559 | 9853.2 | 159.9412 | 4926.6 | 239.9118 | 2216.97 | 319.8824 | 1477.98 | 19699.1603 | 98495.8016 | 472779.8478 | 984958.0162 | 1181949.6194 | 787966.4129 | 531877.3287 | 472779.8478
2017 | 7563 | Grand Valley Power | CO | Cooperative | 74.6 | . | . | 74.6 | . | . | 62.3 | . | . | 17848 | 24.9 | Y | . | . | . | . | . | . | . |  |  | . |  | 0 |  |  |  | 0 |  | 17848 | 100% | 0 | 892.4 | 0 | 2231 | 0 | 3569.6 | 0 | 4462 | 0 | 3569.6 | 0 | 1784.8 | 0 | 803.16 | 0 | 535.44 | 0 | 0 | 0 | 0 | 0 | 0 | 0 | 0
2017 | 7601 | Green Mountain Power Corp | VT | Investor Owned | . | . | . | . | . | . | . | . | . | . | . |  | 735.33 | 2.52 | 291.7976 | 256.06 | 1.93 | 132.6736 | 263895 | N | F | 34.5 | Y | 479.27 | 0.59 | 132.6736 | 812.322 | 812.322 | 155698.05 | 155698.05 | 59% | 71.6228 | 7784.9025 | 143.2456 | 19462.2562 | 429.7369 | 31139.61 | 716.2281 | 38924.5125 | 1074.3421 | 31139.61 | 1432.4562 | 15569.805 | 2148.6843 | 7006.4123 | 2864.9124 | 4670.9415 | 557576.5907 | 2787882.9533 | 13381838.176 | 27878829.5334 | 33454595.4401 | 22303063.6267 | 15054567.9481 | 13381838.176
2017 | 7625 | City of Greeneville - (TN) | TN | Municipal | 80.621 | 1.656 | 48.6842 | 61.5 | 1.283 | 47.9345 | 80.621 | 1.656 | 48.6842 | 38000 | 13 | Y | . | . | . | . | . | . | . |  |  | . |  | 19.121 | 0.373 | 47.9345 | 51.2627 | 51.2627 | 14174 | 14174 | 37.3% | 4.5199 | 708.7 | 9.0397 | 1771.75 | 27.1192 | 2834.8 | 45.1986 | 3543.5 | 67.7979 | 2834.8 | 90.3972 | 1417.4 | 135.5958 | 637.83 | 180.7944 | 425.22 | 3203.2241 | 16016.1205 | 76877.3784 | 160161.205 | 192193.446 | 128128.964 | 86487.0507 | 76877.3784
2017 | 7627 | City of Greenfield - (IN) | IN | Municipal | 17.507 | 0.275 | 63.6618 | 11.268 | 0.14 | 80.4857 | . | . | . | 10000 | 12.5 | Y | . | . | . | . | . | . | . |  |  | . |  | 6.239 | 0.135 | 80.4857 | 46.2148 | 46.2148 | 1350 | 1350 | 13.5% | 4.0748 | 67.5 | 8.1496 | 168.75 | 24.4487 | 270 | 40.7478 | 337.5 | 61.1217 | 270 | 81.4956 | 135 | 122.2434 | 60.75 | 162.9913 | 40.5 | 275.0478 | 1375.2388 | 6601.1462 | 13752.388 | 16502.8655 | 11001.9104 | 7426.2895 | 6601.1462
2017 | 7634 | City of Greenville - (TX) | TX | Municipal | . | . | . | . | . | . | . | . | . | . | . |  | 58.783 | 0.766 | 76.7402 | . | . | . | 14081 | N | L | 12.5 | N | [6 empty] | 14081 | 100% |  | 704.05 |  | 1760.125 |  | 1: 2816.2; 3: 3520.25; 5: 2816.2; 7: 1408.1 | 633.645 |  | 422.43
2017 | 7639 | Greenville Utilities Comm | NC | Municipal | . | . | . | . | . | . | . | . | . | . | . |  | 27 | 0.376 | 71.8085 | 27 | 0.376 | 71.8085 | 66726 | N | L | 12.5 | N | 0 | 0 | 71.8085 |  |  | 0 | 0 | 0% |  | 0 |  | 0 |  | 1: 0; 3: 0; 5: 0; 7: 0 | 0 |  | 0
2017 | 7651 | Greenwood Utilities Comm | MS | Municipal | 23.02 | 0.82 | 28.0732 | . | . | . | . | . | . | 9300 | 13.8 | N | . | . | . | . | . | . | . |  |  | . | [7 empty] | 9300 | 100% |  | 465 |  | 1162.5 |  | 1: 1860; 3: 2325; 5: 1860; 7: 930 | 418.5 |  | 279
2017 | 7654 | Greer Commission of Public Wks | SC | Municipal | . | . | . | . | . | . | . | . | . | . | . |  | 69.6 | 0.95 | 73.2632 | . | . | . | 18073 | N | L | 12.5 | Y | [6 empty] | 18073 | 100% |  | 903.65 |  | 2259.125 |  | 1: 3614.6; 3: 4518.25; 5: 3614.6; 7: 1807.3 | 813.285 |  | 542.19
2017 | 7716 | Groton Dept of Utilities - (CT) | CT | Municipal | 106.64 | 3.24 | 32.9136 | 106.64 | 3.24 | 32.9136 | 106.64 | 3.24 | 32.9136 | 14292 | 35 | N | . | . | . | . | . | . | . |  |  | . |  | 0 | 0 | 32.9136 |  |  | 0 | 0 | 0% |  | 0 |  | 0 |  | 1: 0; 3: 0; 5: 0; 7: 0 | 0 |  | 0
2017 | 7720 | Grundy Electric Coop, Inc | MO | Cooperative | . | . | . | . | . | . | . | . | . | . | . |  | 130.3 | . | . | 49.7 | . | . | 6728 | N | O | 13.2 | N | 80.6 |  |  |  | 80.6 |  | 6728 | 100% | 7.1065 | 336.4 | 14.2131 | 841 | 42.6392 | 1345.6 | 71.0654 | 1682 | 106.5981 | 1345.6 | 142.1308 | 672.8 | 213.1962 | 302.76 | 284.2616 | 201.84 | 2390.6398 | 11953.1991 | 57375.3558 | 119531.9912 | 143438.3894 | 95625.5929 | 64547.2752 | 57375.3558
2017 | 7752 | Guadalupe Valley Elec Coop Inc | TX | Cooperative | 346.85 | 1.65 | 210.2121 | 76.04 | 1.37 | 55.5037 | 341.05 | 1.63 | 209.2331 | 81710 | 24.9 | Y | . | . | . | . | . | . | . |  |  | . |  | 270.81 | 0.28 | 55.5036 | 967.1786 | 967.1786 | 22878.8 | 22878.8 | 28% | 85.2766 | 1143.94 | 170.5532 | 2859.85 | 511.6595 | 4575.76 | 852.7658 | 5719.7 | 1279.1487 | 4575.76 | 1705.5316 | 2287.88 | 2558.2975 | 1029.546 | 3411.0633 | 686.364 | 97551.2936 | 487756.468 | 2341231.0466 | 4877564.6804 | 5853077.6165 | 3902051.7443 | 2633884.9274 | 2341231.0466
2017 | 7787 | Gunnison County Elec Assn. | CO | Cooperative | . | . | . | . | . | . | . | . | . | . | . |  | 103.78 | 0.904 | 114.8009 | 103.78 | 0.904 | 114.8009 | 10806 | N | F | 29.4 | N | 0 | 0 | 114.8009 |  |  | 0 | 0 | 0% |  | 0 |  | 0 |  | 1: 0; 3: 0; 5: 0; 7: 0 | 0 |  | 0
2017 | 7801 | Gulf Power Co | FL | Investor Owned | . | . | . | . | . | . | . | . | . | . | . |  | 143.6 | 1.2 | 119.6667 | 100.7 | 0.9 | 111.8889 | 461806 | N | F | 25 | Y | 42.9 | 0.3 | 111.8889 | 143 | 143 | 138541.8 | 138541.8 | 30% | 12.6084 | 6927.09 | 25.2168 | 17317.725 | 75.6503 | 27708.36 | 126.0838 | 34635.45 | 189.1256 | 27708.36 | 252.1675 | 13854.18 | 378.2513 | 6234.381 | 504.335 | 4156.254 | 87339.3566 | 436696.7832 | 2096144.5596 | 4366967.8325 | 5240361.399 | 3493574.266 | 2358162.6295 | 2096144.5596
2017 | 7864 | Grundy County Rural Elec Coop | IA | Cooperative | . | . | . | . | . | . | . | . | . | . | . |  | 121.8 | 1.05 | 116 | 121.8 | 1.05 | 116 | 2226 | N | O | 12.5 | N | 0 | 0 | 116 |  |  | 0 | 0 | 0% |  | 0 |  | 0 |  | 1: 0; 3: 0; 5: 0; 7: 0 | 0 |  | 0
2017 | 7870 | H-D Electric Coop Inc | SD | Cooperative | 204.423 | 2.61 | 78.323 | 64.68 | 0.88 | 73.5 | 204.423 | 2.61 | 78.323 | 3604 | 7.2 | N | . | . | . | . | . | . | . |  |  | . |  | 139.743 | 1.73 | 73.5 | 80.7763 | 139.743 | 6234.92 | 3604 | 100% | 12.3212 | 180.2 | 24.6424 | 450.5 | 73.9272 | 720.8 | 123.212 | 901 | 184.8181 | 720.8 | 246.4241 | 360.4 | 369.6361 | 162.18 | 492.8482 | 108.12 | 2220.2811 | 11101.4057 | 53286.7474 | 111014.057 | 133216.8684 | 88811.2456 | 59947.5908 | 53286.7474
2017 | 7887 | Habersham Electric Membership Corp | GA | Cooperative | 5803.618 | 5.694 | 1019.2515 | 189.369 | 2.486 | 76.1742 | 5790.844 | 5.263 | 1100.2934 | 32847 | 12.5 | N | . | . | . | . | . | . | . |  |  | . |  | 5614.249 | 3.208 | 76.1742 | 1750.0776 | 5614.249 | 105373.176 | 32847 | 100% | 495.0109 | 1642.35 | 990.0219 | 4105.875 | 2970.0656 | 6569.4 | 4950.1093 | 8211.75 | 7425.164 | 6569.4 | 9900.2187 | 3284.7 | 14850.328 | 1478.115 | 19800.4373 | 985.41 | 812981.206 | 4064906.0302 | 19511548.9449 | 40649060.3019 | 48778872.3623 | 32519248.2415 | 21950492.563 | 19511548.9449
2017 | 7891 | Guernsey-Muskingum El Coop Inc | OH | Cooperative | 313 | 2.38 | 131.5126 | 313 | 2.38 | 131.5126 | 248 | 1.51 | 164.2384 | 16873 | 12.5 | N | . | . | . | . | . | . | . |  |  | . |  | 0 | 0 | 131.5126 |  |  | 0 | 0 | 0% |  | 0 |  | 0 |  | 1: 0; 3: 0; 5: 0; 7: 0 | 0 |  | 0
2017 | 7977 | City of Hamilton - (OH) | OH | Municipal | 86.966 | 1.143 | 76.0857 | . | . | . | . | . | . | 29678 | 13.8 | Y | . | . | . | . | . | . | . |  |  | . | [7 empty] | 29678 | 100% |  | 1483.9 |  | 3709.75 |  | 1: 5935.6; 3: 7419.5; 5: 5935.6; 7: 2967.8 | 1335.51 |  | 890.34
2017 | 7978 | Halifax Electric Member Corp | NC | Cooperative | 118.037 | 1.241 | 95.1144 | 118.037 | 1.241 | 95.1144 | 93.13 | . | . | 9660 | 24.9 | Y | . | . | . | . | . | . | . |  |  | . |  | 0 | 0 | 95.1144 |  |  | 0 | 0 | 0% |  | 0 |  | 0 |  | 1: 0; 3: 0; 5: 0; 7: 0 | 0 |  | 0
2017 | 8000 | NineStar Connect | IN | Cooperative | . | . | . | . | . | . | . | . | . | . | . |  | 66.45 | 0.827 | 80.3507 | 66.45 | 0.827 | 80.3507 | 14515 | N | F | 15 | Y | 0 | 0 | 80.3507 |  |  | 0 | 0 | 0% |  | 0 |  | 0 |  | 1: 0; 3: 0; 5: 0; 7: 0 | 0 |  | 0
2017 | 8034 | Hancock-Wood Electric Coop Inc | OH | Cooperative | 116.65 | 1.196 | 97.5334 | 89.88 | 0.939 | 95.7189 | 101.38 | 0.939 | 107.9659 | 13177 | 12.5 | Y | . | . | . | . | . | . | . |  |  | . |  | 26.77 | 0.257 | 95.7188 | 104.1634 | 104.1634 | 3386.489 | 3386.489 | 25.7% | 9.1841 | 169.3245 | 18.3683 | 423.3111 | 55.1048 | 677.2978 | 91.8414 | 846.6223 | 137.7621 | 677.2978 | 183.6827 | 338.6489 | 275.5241 | 152.392 | 367.3655 | 101.5947 | 1555.099 | 7775.495 | 37322.376 | 77754.95 | 93305.94 | 62203.96 | 41987.673 | 37322.376
2017 | 8055 | City of Hannibal - (MO) | MO | Municipal | 44.635 | 0.774 | 57.668 | 44.635 | 0.774 | 57.668 | 44.635 | 0.774 | 57.668 | 8824 | 13.8 | Y | . | . | . | . | . | . | . |  |  | . |  | 0 | 0 | 57.668 |  |  | 0 | 0 | 0% |  | 0 |  | 0 |  | 1: 0; 3: 0; 5: 0; 7: 0 | 0 |  | 0
2017 | 8147 | City of Harriman - (TN) | TN | Municipal | 6468.7 | 7.521 | 860.0851 | 378.4 | 2.915 | 129.8113 | . | . | . | 10971 | 13.2 | Y | . | . | . | . | . | . | . |  |  | . |  | 6090.3 | 4.606 | 129.8113 | 1322.2536 | 6090.3 | 50532.426 | 10971 | 100% | 536.9846 | 548.55 | 1073.9691 | 1371.375 | 3221.9074 | 2194.2 | 5369.8457 | 2742.75 | 8054.7686 | 2194.2 | 10739.6914 | 1097.1 | 16109.5371 | 493.695 | 21479.3828 | 329.13 | 294562.886 | 1472814.4298 | 7069509.2632 | 14728144.2983 | 17673773.158 | 11782515.4386 | 7953197.9211 | 7069509.2632
2017 | 8179 | Harrison County Rural E M C | IN | Cooperative | 194.7 | 1.86 | 104.6774 | 125.5 | 1.47 | 85.3742 | 179.3 | 1.48 | 121.1487 | 23019 | 12.4 | Y | . | . | . | . | . | . | . |  |  | . |  | 69.2 | 0.39 | 85.3741 | 177.4359 | 177.4359 | 8977.41 | 8977.41 | 39% | 15.6446 | 448.8705 | 31.2892 | 1122.1762 | 93.8676 | 1795.482 | 156.4461 | 2244.3525 | 234.6691 | 1795.482 | 312.8921 | 897.741 | 469.3382 | 403.9835 | 625.7842 | 269.3223 | 7022.4018 | 35112.0088 | 168537.6423 | 351120.0882 | 421344.1058 | 280896.0705 | 189604.8476 | 168537.6423
2017 | 8198 | City of Harrisonburg - (VA) | VA | Municipal | . | . | . | . | . | . | . | . | . | . | . |  | 7.127 | 0.074 | 96.3108 | 7.127 | 0.074 | 96.3108 | 21091 | N | F | 23 | N | 0 | 0 | 96.3108 |  |  | 0 | 0 | 0% |  | 0 |  | 0 |  | 1: 0; 3: 0; 5: 0; 7: 0 | 0 |  | 0
2017 | 8199 | City of Harrisonville - (MO) | MO | Municipal | 106.87 | 0.556 | 192.2122 | 4.172 | 0.066 | 63.2121 | 106.87 | 0.556 | 192.2122 | 4786 | 12.5 | Y | . | . | . | . | . | . | . |  |  | . |  | 102.698 | 0.49 | 63.2121 | 209.5878 | 209.5878 | 2345.14 | 2345.14 | 49% | 18.4794 | 117.257 | 36.9589 | 293.1425 | 110.8767 | 469.028 | 184.7945 | 586.285 | 277.1917 | 469.028 | 369.589 | 234.514 | 554.3835 | 105.5313 | 739.178 | 70.3542 | 2166.8448 | 10834.224 | 52004.2751 | 108342.2398 | 130010.6878 | 86673.7919 | 58504.8095 | 52004.2751
2017 | 8210 | Hart Electric Member Corp | GA | Cooperative | 1039.086 | 2.102 | 494.3321 | 81.855 | 1.131 | 72.374 | 1036.59 | 1.926 | 538.2087 | 36152 | 12.5 | Y | . | . | . | . | . | . | . |  |  | . |  | 957.231 | 0.971 | 72.374 | 985.8198 | 985.8198 | 35103.592 | 35103.592 | 97.1% | 86.9202 | 1755.1796 | 173.8404 | 4387.949 | 521.5211 | 7020.7184 | 869.2019 | 8775.898 | 1303.8028 | 7020.7184 | 1738.4037 | 3510.3592 | 2607.6056 | 1579.6616 | 3476.8074 | 1053.1078 | 152560.5369 | 762802.6843 | 3661452.8847 | 7628026.8432 | 9153632.2118 | 6102421.4746 | 4119134.4953 | 3661452.8847
2017 | 8212 | Hartford Electric | WI | Municipal | . | . | . | . | . | . | . | . | . | . | . |  | 20.46 | 0.186 | 110 | . | . | . | 7443 | N | L | 25 | N | [6 empty] | 7443 | 100% |  | 372.15 |  | 930.375 |  | 1: 1488.6; 3: 1860.75; 5: 1488.6; 7: 744.3 | 334.935 |  | 223.29
2017 | 8276 | Havana Power & Light Company | FL | Municipal | . | . | . | . | . | . | . | . | . | . | . |  | 185.564 | 1.966 | 94.3866 | 46.391 | 0.492 | 94.2906 | 1458 | N | L | 12 | N | 139.173 | 1.474 | 94.2907 | 94.4186 | 139.173 | 2149.092 | 1458 | 100% | 12.2709 | 72.9 | 24.5419 | 182.25 | 73.6257 | 291.6 | 122.7095 | 364.5 | 184.0642 | 291.6 | 245.419 | 145.8 | 368.1284 | 65.61 | 490.8379 | 43.74 | 894.5521 | 4472.7605 | 21469.2503 | 44727.6048 | 53673.1258 | 35782.0839 | 24152.9066 | 21469.2503
2017 | 8283 | Harrison County Rrl Elec Coop | IA | Cooperative | . | . | . | . | . | . | . | . | . | . | . |  | 50.33 | 0.577 | 87.227 | 28.47 | 0.372 | 76.5323 | 3776 | N | L | 12.5 | N | 21.86 | 0.205 | 76.5323 | 106.6341 | 106.6341 | 774.08 | 774.08 | 20.5% | 9.402 | 38.704 | 18.804 | 96.76 | 56.4119 | 154.816 | 94.0198 | 193.52 | 141.0297 | 154.816 | 188.0396 | 77.408 | 282.0595 | 34.8336 | 376.0793 | 23.2224 | 363.8943 | 1819.4716 | 8733.4635 | 18194.7157 | 21833.6588 | 14555.7725 | 9825.1465 | 8733.4635
2017 | 8287 | Hawaii Electric Light Co Inc | HI | Investor Owned | 186.14 | 1.784 | 104.3386 | 135.05 | 1.515 | 89.1419 | 182.99 | 1.421 | 128.7755 | 85041 | 13.8 | N | . | . | . | . | . | . | . |  |  | . |  | 51.09 | 0.269 | 89.1419 | 189.9257 | 189.9257 | 22876.029 | 22876.029 | 26.9% | 16.7458 | 1143.8014 | 33.4917 | 2859.5036 | 100.475 | 4575.2058 | 167.4583 | 5719.0072 | 251.1875 | 4575.2058 | 334.9167 | 2287.6029 | 502.375 | 1029.4213 | 669.8333 | 686.2809 | 19153.9075 | 95769.5376 | 459693.7806 | 957695.3762 | 1149234.4514 | 766156.301 | 517155.5031 | 459693.7806
2017 | 8319 | Heartland Power Coop | IA | Cooperative | 106.719 | 0.731 | 145.9904 | 61.176 | 0.58 | 105.4759 | . | . | . | 5196 | 15 | N | . | . | . | . | . | . | . |  |  | . |  | 45.543 | 0.151 | 105.4759 | 301.6093 | 301.6093 | 784.596 | 784.596 | 15.1% | 26.593 | 39.2298 | 53.1861 | 98.0745 | 159.5582 | 156.9192 | 265.9303 | 196.149 | 398.8954 | 156.9192 | 531.8606 | 78.4596 | 797.7909 | 35.3068 | 1063.7212 | 23.5379 | 1043.2392 | 5216.1961 | 25037.7411 | 52161.9606 | 62594.3527 | 41729.5685 | 28167.4587 | 25037.7411
2017 | 8333 | Haywood Electric Member Corp | NC | Cooperative | 1703.678 | 5.163 | 329.9783 | 464.446 | 3.758 | 123.5886 | 916.622 | 2.562 | 357.776 | 27040 | 12.5 | N | . | . | . | . | . | . | . |  |  | . |  | 1239.232 | 1.405 | 123.5886 | 882.0157 | 1239.232 | 37991.2 | 27040 | 100% | 109.2637 | 1352 | 218.5273 | 3380 | 655.582 | 5408 | 1092.6366 | 6760 | 1638.9549 | 5408 | 2185.2732 | 2704 | 3277.9098 | 1216.8 | 4370.5464 | 811.2 | 147724.4671 | 738622.3353 | 3545387.2096 | 7386223.3534 | 8863468.0241 | 5908978.6827 | 3988560.6108 | 3545387.2096
2017 | 8366 | Heber Light & Power Company | UT | Municipal | 185.488 | 3.191 | 58.1285 | 117.019 | 2.476 | 47.2613 | 185.488 | 3.191 | 58.1285 | 12035 | 12.4 | N | . | . | . | . | . | . | . |  |  | . |  | 68.469 | 0.715 | 47.2613 | 95.7608 | 95.7608 | 8605.025 | 8605.025 | 71.5% | 8.4433 | 430.2513 | 16.8866 | 1075.6281 | 50.6597 | 1721.005 | 84.4328 | 2151.2562 | 126.6492 | 1721.005 | 168.8656 | 860.5025 | 253.2983 | 387.2261 | 337.7311 | 258.1508 | 3632.7307 | 18163.6535 | 87185.5369 | 181636.5353 | 217963.8423 | 145309.2282 | 98083.729 | 87185.5369
2017 | 8447 | Hendricks County Rural E M C | IN | Cooperative | 122 | 1.2 | 101.6667 | 58.3 | 0.6 | 97.1667 | 110.3 | 1 | 110.3 | 31666 | 12.5 | Y | . | . | . | . | . | . | . |  |  | . |  | 63.7 | 0.6 | 97.1667 | 106.1667 | 106.1667 | 18999.6 | 18999.6 | 60% | 9.3608 | 949.98 | 18.7215 | 2374.95 | 56.1646 | 3799.92 | 93.6076 | 4749.9 | 140.4115 | 3799.92 | 187.2153 | 1899.96 | 280.8229 | 854.982 | 374.4306 | 569.988 | 8892.5387 | 44462.6936 | 213420.9293 | 444626.9361 | 533552.3233 | 355701.5489 | 240098.5455 | 213420.9293
2017 | 8515 | City of Hermiston | OR | Municipal | . | . | . | . | . | . | . | . | . | . | . |  | 236.34 | 1.85 | 127.7514 | 214.74 | 1.49 | 144.1208 | 5323 | N | F | 12.4 | N | 21.6 | 0.36 | 144.1208 | 60 | 60 | 1916.28 | 1916.28 | 36% | 5.2902 | 95.814 | 10.5805 | 239.535 | 31.7414 | 383.256 | 52.9023 | 479.07 | 79.3534 | 383.256 | 105.8046 | 191.628 | 158.7068 | 86.2326 | 211.6091 | 57.4884 | 506.8779 | 2534.3894 | 12165.0692 | 25343.8942 | 30412.673 | 20275.1154 | 13685.7029 | 12165.0692
2017 | 8566 | High Plains Power Inc | WY | Cooperative | . | . | . | . | . | . | . | . | . | . | . |  | 630.876 | . | . | 526.316 | . | . | 13049 | N | L | 34.5 | N | 104.56 |  |  |  | 104.56 |  | 13049 | 100% | 9.2191 | 652.45 | 18.4382 | 1631.125 | 55.3146 | 2609.8 | 92.191 | 3262.25 | 138.2866 | 2609.8 | 184.3821 | 1304.9 | 276.5731 | 587.205 | 368.7641 | 391.47 | 6015.0041 | 30075.0207 | 144360.0995 | 300750.2072 | 360900.2486 | 240600.1658 | 162405.1119 | 144360.0995
2017 | 8571 | Town of High Point | NC | Municipal | 130.719 | 1.54 | 84.8825 | 70.793 | 1.179 | 60.045 | . | . | . | 41354 | 12.4 | Y | . | . | . | . | . | . | . |  |  | . |  | 59.926 | 0.361 | 60.045 | 166 | 166 | 14928.794 | 14928.794 | 36.1% | 14.6363 | 746.4397 | 29.2726 | 1866.0992 | 87.8178 | 2985.7588 | 146.363 | 3732.1985 | 219.5445 | 2985.7588 | 292.7259 | 1492.8794 | 439.0889 | 671.7957 | 585.4519 | 447.8638 | 10925.113 | 54625.5651 | 262202.7125 | 546255.6511 | 655506.7814 | 437004.5209 | 294978.0516 | 262202.7125
2017 | 8620 | HILCO Electric Cooperative, Inc. | TX | Cooperative | 187.2 | 1.312 | 142.6829 | 112.2 | 1.201 | 93.4221 | 171.5 | 1.129 | 151.9043 | 26928 | 14.4 | Y | . | . | . | . | . | . | . |  |  | . |  | 75 | 0.111 | 93.4221 | 675.6757 | 675.6757 | 2989.008 | 2989.008 | 11.1% | 59.5746 | 149.4504 | 119.1493 | 373.626 | 357.4478 | 597.8016 | 595.7464 | 747.252 | 893.6196 | 597.8016 | 1191.4927 | 298.9008 | 1787.2391 | 134.5054 | 2382.9855 | 89.6702 | 8903.4533 | 44517.2667 | 213682.8802 | 445172.6672 | 534207.2006 | 356138.1337 | 240393.2403 | 213682.8802
2017 | 8631 | Hillsdale Board of Public Wks | MI | Municipal | . | . | . | . | . | . | . | . | . | . | . |  | 76.236 | 0.889 | 85.7548 | . | . | . | 5994 | Y | L | 13.2 | N | [6 empty] | 5994 | 100% |  | 299.7 |  | 749.25 |  | 1: 1198.8; 3: 1498.5; 5: 1198.8; 7: 599.4 | 269.73 |  | 179.82
2017 | 8699 | Inland Power & Light Company | WA | Cooperative | 246.2 | 2.048 | 120.2148 | 246.2 | 2.048 | 120.2148 | 227.3 | 1.261 | 180.2538 | 41256 | 24.9 | Y | . | . | . | . | . | . | . |  |  | . |  | 0 | 0 | 120.2148 |  |  | 0 | 0 | 0% |  | 0 |  | 0 |  | 1: 0; 3: 0; 5: 0; 7: 0 | 0 |  | 0
2017 | 8723 | City of Holland | MI | Municipal | 34.501 | 0.489 | 70.5542 | 20.846 | 0.233 | 89.4678 | 34.501 | 0.489 | 70.5542 | 28453 | 12.5 | Y | . | . | . | . | . | . | . |  |  | . |  | 13.655 | 0.256 | 89.4678 | 53.3398 | 53.3398 | 7283.968 | 7283.968 | 25.6% | 4.703 | 364.1984 | 9.406 | 910.496 | 28.218 | 1456.7936 | 47.03 | 1820.992 | 70.545 | 1456.7936 | 94.06 | 728.3968 | 141.09 | 327.7786 | 188.1199 | 218.519 | 1712.8246 | 8564.123 | 41107.7906 | 85641.2303 | 102769.4764 | 68512.9843 | 46246.2644 | 41107.7906
2017 | 8761 | Holmes-Wayne Electric Coop Inc | OH | Cooperative | 345.062 | 2.71 | 127.3291 | 323.716 | 2.603 | 124.3627 | 239.188 | 1.949 | 122.7234 | 17431 | 12.5 | N | . | . | . | . | . | . | . |  |  | . |  | 21.346 | 0.107 | 124.3627 | 199.4953 | 199.4953 | 1865.117 | 1865.117 | 10.7% | 17.5896 | 93.2558 | 35.1792 | 233.1396 | 105.5376 | 373.0234 | 175.896 | 466.2792 | 263.8439 | 373.0234 | 351.7919 | 186.5117 | 527.6879 | 83.9303 | 703.5838 | 55.9535 | 1640.3327 | 8201.6633 | 39367.9839 | 82016.6332 | 98419.9599 | 65613.3066 | 44288.9819 | 39367.9839
2017 | 8764 | Holston Electric Coop, Inc | TN | Cooperative | 94.45 | 1.26 | 74.9603 | 94.45 | 1.26 | 74.9603 | 94.45 | 1.26 | 74.9603 | 28949 | 12.5 | Y | . | . | . | . | . | . | . |  |  | . |  | 0 | 0 | 74.9603 |  |  | 0 | 0 | 0% |  | 0 |  | 0 |  | 1: 0; 3: 0; 5: 0; 7: 0 | 0 |  | 0
2017 | 8773 | Holy Cross Electric Assn, Inc | CO | Cooperative | 88.5 | 1.114 | 79.4434 | 63.8 | 0.965 | 66.114 | 87 | 1.067 | 81.537 | 57027 | 24.9 | Y | . | . | . | . | . | . | . |  |  | . |  | 24.7 | 0.149 | 66.114 | 165.7718 | 165.7718 | 8497.023 | 8497.023 | 14.9% | 14.6162 | 424.8512 | 29.2324 | 1062.1279 | 87.6971 | 1699.4046 | 146.1618 | 2124.2557 | 219.2427 | 1699.4046 | 292.3235 | 849.7023 | 438.4853 | 382.366 | 584.6471 | 254.9107 | 6209.6998 | 31048.4989 | 149032.7947 | 310484.989 | 372581.9868 | 248387.9912 | 167661.894 | 149032.7947
2017 | 8774 | City of Holyoke - (MA) | MA | Municipal | 21.67 | 0.39 | 55.5641 | 21.67 | 0.39 | 55.5641 | 21.67 | 0.39 | 55.5641 | 17578 | 34.5 | Y | . | . | . | . | . | . | . |  |  | . |  | 0 | 0 | 55.5641 |  |  | 0 | 0 | 0% |  | 0 |  | 0 |  | 1: 0; 3: 0; 5: 0; 7: 0 | 0 |  | 0
2017 | 8786 | Horry Electric Coop Inc | SC | Cooperative | 84.277 | 1.057 | 79.7323 | 71.677 | 1.037 | 69.1196 | 81.62 | 0.987 | 82.695 | 75701 | 25 | N | . | . | . | . | . | . | . |  |  | . |  | 12.6 | 0.02 | 69.1196 | 630 | 630 | 1514.02 | 1514.02 | 2% | 55.5474 | 75.701 | 111.0948 | 189.2525 | 333.2843 | 302.804 | 555.4739 | 378.505 | 833.2109 | 302.804 | 1110.9478 | 151.402 | 1666.4217 | 68.1309 | 2221.8957 | 45.4206 | 4204.9931 | 21024.9655 | 100919.8342 | 210249.6547 | 252299.5856 | 168199.7237 | 113534.8135 | 100919.8342
2017 | 8795 | City of Homestead - (FL) | FL | Municipal | . | . | . | 97.333 | 1.329 | 73.2378 | . | . | . | 24516 | 13.2 | N | . | . | . | . | . | . | . |  |  | . |  |  |  | 73.2378 |  |  |  | 24516 | 100% |  | 1225.8 |  | 3064.5 |  | 1: 4903.2; 3: 6129; 5: 4903.2; 7: 2451.6 | 1103.22 |  | 735.48
2017 | 8796 | City of Hingham - (MA) | MA | Municipal | . | . | . | . | . | . | . | . | . | . | . |  | 5.5 | 0.052 | 105.7692 | 5.5 | 0.052 | 105.7692 | 9593 | Y | L | 13.8 | N | 0 | 0 | 105.7692 |  |  | 0 | 0 | 0% |  | 0 |  | 0 |  | 1: 0; 3: 0; 5: 0; 7: 0 | 0 |  | 0
2017 | 8840 | City of Hope | AR | Municipal | 32.771 | 1.38 | 23.7471 | 16.351 | . | . | 32.771 | 1.38 | 23.7471 | 6797 | 13.8 | N | . | . | . | . | . | . | . |  |  | . |  | 16.42 |  |  |  | 16.42 |  | 6797 | 100% | 1.4478 | 339.85 | 2.8955 | 849.625 | 8.6866 | 1359.4 | 14.4776 | 1699.25 | 21.7164 | 1359.4 | 28.9552 | 679.7 | 43.4328 | 305.865 | 57.9104 | 203.91 | 492.0209 | 2460.1045 | 11808.5015 | 24601.0448 | 29521.2538 | 19680.8359 | 13284.5642 | 11808.5015
2017 | 8898 | Houston County Elec Coop Inc | TX | Cooperative | . | . | . | . | . | . | . | . | . | . | . |  | 727.798 | 3.7 | 196.7022 | 326.377 | 2.1 | 155.4176 | 21413 | N | L | 25 | Y | 401.421 | 1.6 | 155.4176 | 250.8881 | 401.421 | 34260.8 | 21413 | 100% | 35.3935 | 1070.65 | 70.787 | 2676.625 | 212.3609 | 4282.6 | 353.9348 | 5353.25 | 530.9021 | 4282.6 | 707.8695 | 2141.3 | 1061.8043 | 963.585 | 1415.739 | 642.39 | 37894.0244 | 189470.1221 | 909456.5861 | 1894701.2211 | 2273641.4653 | 1515760.9769 | 1023138.6594 | 909456.5861
2017 | 8901 | CenterPoint Energy | TX | Investor Owned | 454.19 | 1.8 | 252.3278 | 130.61 | 1.26 | 103.6587 | 453.49 | 1.8 | 251.9389 | 2468148 | 35 | Y | . | . | . | . | . | . | . |  |  | . |  | 323.58 | 0.54 | 103.6587 | 599.2222 | 599.2222 | 1332799.92 | 1332799.92 | 54% | 52.8337 | 66639.996 | 105.6674 | 166599.99 | 317.0022 | 266559.984 | 528.337 | 333199.98 | 792.5055 | 266559.984 | 1056.674 | 133279.992 | 1585.011 | 59975.9964 | 2113.348 | 39983.9976 | 3520837.604 | 17604188.02 | 84500102.4959 | 176041880.1999 | 211250256.2398 | 140833504.1599 | 95062615.3079 | 84500102.4959
2017 | 8972 | City of Hudson - (OH) | OH | Municipal | 217.899 | 0.77 | 282.9857 | 80.534 | . | . | . | . | . | 6711 | 12.5 | Y | . | . | . | . | . | . | . |  |  | . |  | 137.365 |  |  |  | 137.365 |  | 6711 | 100% | 12.1115 | 335.55 | 24.2231 | 838.875 | 72.6692 | 1342.2 | 121.1154 | 1677.75 | 181.673 | 1342.2 | 242.2307 | 671.1 | 363.3461 | 301.995 | 484.4614 | 201.33 | 4064.0258 | 20320.1289 | 97536.6188 | 203201.2891 | 243841.547 | 162561.0313 | 109728.6961 | 97536.6188
2017 | 8973 | Town of Hudson - (MA) | MA | Municipal | . | . | . | . | . | . | . | . | . | . | . |  | 42 | 0.9 | 46.6667 | 17.76 | 0.34 | 52.2353 | 13093 | N | L | 13.8 | N | 24.24 | 0.56 | 52.2353 | 43.2857 | 43.2857 | 7332.08 | 7332.08 | 56% | 3.8165 | 366.604 | 7.633 | 916.51 | 22.8991 | 1466.416 | 38.1652 | 1833.02 | 57.2478 | 1466.416 | 76.3304 | 733.208 | 114.4956 | 329.9436 | 152.6609 | 219.9624 | 1399.152 | 6995.7602 | 33579.6488 | 69957.6018 | 83949.1221 | 55966.0814 | 37777.105 | 33579.6488
2017 | 9087 | Town of Huntersville - (NC) | NC | Municipal | . | . | . | . | . | . | . | . | . | . | . |  | 186.993 | 2.233 | 83.7407 | . | . | . | 5674 | N | L | 12.5 | N | [6 empty] | 5674 | 100% |  | 283.7 |  | 709.25 |  | 1: 1134.8; 3: 1418.5; 5: 1134.8; 7: 567.4 | 255.33 |  | 170.22
2017 | 9096 | City of Lafayette - (LA) | LA | Municipal | 38.8 | 0.69 | 56.2319 | 31.57 | 0.54 | 58.463 | 36.71 | 0.54 | 67.9815 | 66759 | 15 | Y | . | . | . | . | . | . | . |  |  | . |  | 7.23 | 0.15 | 58.463 | 48.2 | 48.2 | 10013.85 | 10013.85 | 15% | 4.2498 | 500.6925 | 8.4996 | 1251.7313 | 25.4989 | 2002.77 | 42.4982 | 2503.4625 | 63.7472 | 2002.77 | 84.9963 | 1001.385 | 127.4945 | 450.6232 | 169.9927 | 300.4155 | 2127.8512 | 10639.2558 | 51068.4277 | 106392.5577 | 127671.0692 | 85114.0461 | 57451.9811 | 51068.4277
2017 | 9128 | Hurricane City Power | UT | Municipal | 172.583 | 1.586 | 108.8165 | 8.523 | 0.41 | 20.7878 | 19.466 | 0.566 | 34.3922 | 6586 | 12.5 | N | . | . | . | . | . | . | . |  |  | . |  | 164.06 | 1.176 | 20.7878 | 139.5068 | 164.06 | 7745.136 | 6586 | 100% | 14.4652 | 329.3 | 28.9305 | 823.25 | 86.7915 | 1317.2 | 144.6525 | 1646.5 | 216.9787 | 1317.2 | 289.3049 | 658.6 | 433.9574 | 296.37 | 578.6098 | 197.58 | 4763.4056 | 23817.0278 | 114321.7333 | 238170.2777 | 285804.3333 | 190536.2222 | 128611.95 | 114321.7333
2017 | 9187 | City of Idaho Falls - (ID) | ID | Municipal | 178.22 | 1.64 | 108.6707 | 178.22 | 1.64 | 108.6707 | . | . | . | . | . |  | . | . | . | . | . | . | . |  |  | . |  | 0 | 0 | 108.6707
2017 | 9191 | Idaho Power Co | ID | Investor Owned | 234 | 1.53 | 152.9412 | 210 | 1.48 | 141.8919 | 228 | 1.48 | 154.054 | 520392 | 34.5 | Y | . | . | . | . | . | . | . |  |  | . |  | 24 | 0.05 | 141.8919 | 480 | 480 | 26019.6 | 26019.6 | 5% | 42.3218 | 1300.98 | 84.6436 | 3252.45 | 253.9309 | 5203.92 | 423.2182 | 6504.9 | 634.8273 | 5203.92 | 846.4364 | 2601.96 | 1269.6547 | 1170.882 | 1692.8729 | 780.588 | 55059.8442 | 275299.2212 | 1321436.2616 | 2752992.2116 | 3303590.6539 | 2202393.7693 | 1486615.7943 | 1321436.2616
2017 | 9191 | Idaho Power Co | OR | Investor Owned | 221 | 1.23 | 179.6748 | 220 | 1.22 | 180.3279 | 193 | 1.11 | 173.8739 | 18780 | 34.5 | Y | . | . | . | . | . | . | . |  |  | . |  | 1 | 0.01 | 180.3279 | 100 | 100 | 187.8 | 187.8 | 1% | 8.817 | 9.39 | 17.6341 | 23.475 | 52.9023 | 37.56 | 88.1705 | 46.95 | 132.2557 | 37.56 | 176.3409 | 18.78 | 264.5114 | 8.451 | 352.6819 | 5.634 | 82.7921 | 413.9603 | 1987.0096 | 4139.6032 | 4967.5239 | 3311.6826 | 2235.3857 | 1987.0096
2017 | 9209 | Illinois Rural Electric Coop | IL | Cooperative | . | . | . | . | . | . | . | . | . | . | . |  | 109.4 | . | . | 109.4 | . | . | 10339 | N | L | 12.5 | N | 0 |  |  |  | 0 |  | 10339 | 100% | 0 | 516.95 | 0 | 1292.375 | 0 | 2067.8 | 0 | 2584.75 | 0 | 2067.8 | 0 | 1033.9 | 0 | 465.255 | 0 | 310.17 | 0 | 0 | 0 | 0 | 0 | 0 | 0 | 0
2017 | 9216 | Imperial Irrigation District | CA | Political Subdivision | 64.15 | 0.7 | 91.6429 | 48.83 | 0.61 | 80.0492 | 49.47 | 0.49 | 100.9592 | 150961 | 12.4 | N | . | . | . | . | . | . | . |  |  | . |  | 15.32 | 0.09 | 80.0492 | 170.2222 | 170.2222 | 13586.49 | 13586.49 | 9% | 15.0086 | 679.3245 | 30.0171 | 1698.3112 | 90.0514 | 2717.298 | 150.0857 | 3396.6225 | 225.1286 | 2717.298 | 300.1714 | 1358.649 | 450.2572 | 611.3921 | 600.3429 | 407.5947 | 10195.6908 | 50978.4538 | 244696.5782 | 509784.5378 | 611741.4454 | 407827.6303 | 275283.6504 | 244696.5782
2017 | 9230 | City of Independence - (IA) | IA | Municipal | 10.198 | 0.464 | 21.9784 | 10.198 | 0.464 | 21.9784 | 10.198 | 0.464 | 21.9784 | 3017 | 12.5 | N | . | . | . | . | . | . | . |  |  | . |  | 0 | 0 | 21.9784 |  |  | 0 | 0 | 0% |  | 0 |  | 0 |  | 1: 0; 3: 0; 5: 0; 7: 0 | 0 |  | 0
2017 | 9231 | City of Independence - (MO) | MO | Municipal | . | . | . | . | . | . | . | . | . | . | . |  | 327.49 | 1.12 | 292.4018 | 20.18 | 0.284 | 71.0563 | 58349 | N | F | 13.2 | Y | 307.31 | 0.836 | 71.0563 | 367.5957 | 367.5957 | 48779.764 | 48779.764 | 83.6% | 32.4111 | 2438.9882 | 64.8222 | 6097.4705 | 194.4665 | 9755.9528 | 324.1108 | 12194.941 | 486.1662 | 9755.9528 | 648.2216 | 4877.9764 | 972.3325 | 2195.0894 | 1296.4433 | 1463.3929 | 79050.2477 | 395251.2386 | 1897205.9452 | 3952512.3857 | 4743014.8629 | 3162009.9086 | 2134356.6883 | 1897205.9452
2017 | 9246 | Indian Electric Coop, Inc | OK | Cooperative | 228.022 | 1.614 | 141.2776 | 179.968 | 1.385 | 129.9408 | 227.994 | 1.614 | 141.2602 | 19564 | 14.4 | Y | . | . | . | . | . | . | . |  |  | . |  | 48.054 | 0.229 | 129.9408 | 209.8428 | 209.8428 | 4480.156 | 4480.156 | 22.9% | 18.5019 | 224.0078 | 37.0039 | 560.0195 | 111.0116 | 896.0312 | 185.0194 | 1120.039 | 277.529 | 896.0312 | 370.0387 | 448.0156 | 555.0581 | 201.607 | 740.0775 | 134.4047 | 4144.5781 | 20722.8903 | 99469.8734 | 207228.9029 | 248674.6834 | 165783.1223 | 111903.6075 | 99469.8734
2017 | 9273 | Indianapolis Power & Light Co | IN | Investor Owned | 80 | 1 | 80 | 59.64 | 0.8 | 74.55 | 79.85 | 0.9 | 88.7222 | 488600 | 34 | Y | . | . | . | . | . | . | . |  |  | . |  | 20.36 | 0.2 | 74.55 | 101.8 | 101.8 | 97720 | 97720 | 20% | 8.9758 | 4886 | 17.9515 | 12215 | 53.8545 | 19544 | 89.7575 | 24430 | 134.6363 | 19544 | 179.5151 | 9772 | 269.2726 | 4397.4 | 359.0301 | 2931.6 | 43855.5298 | 219277.6488 | 1052532.7142 | 2192776.4879 | 2631331.7855 | 1754221.1903 | 1184099.3035 | 1052532.7142
2017 | 9292 | Inter County Energy Coop Corp | KY | Cooperative | 175.924 | 2 | 87.962 | 101.779 | 1.021 | 99.6856 | 128.423 | 1.143 | 112.3561 | 26245 | 24.9 | Y | . | . | . | . | . | . | . |  |  | . |  | 74.145 | 0.979 | 99.6856 | 75.7354 | 75.7354 | 25693.855 | 25693.855 | 97.9% | 6.6776 | 1284.6927 | 13.3553 | 3211.7319 | 40.0658 | 5138.771 | 66.7763 | 6423.4637 | 100.1644 | 5138.771 | 133.5526 | 2569.3855 | 200.3289 | 1156.2235 | 267.1052 | 770.8157 | 8578.7018 | 42893.509 | 205888.8432 | 428935.09 | 514722.108 | 343148.072 | 231624.9486 | 205888.8432
2017 | 9324 | Indiana Michigan Power Co | IN | Investor Owned | 257.9 | 1.105 | 233.3937 | 166.3 | 0.977 | 170.2149 | 202.3 | 0.969 | 208.7719 | 462354 | 35 | Y | . | . | . | . | . | . | . |  |  | . |  | 91.6 | 0.128 | 170.2149 | 715.625 | 715.625 | 59181.312 | 59181.312 | 12.8% | 63.097 | 2959.0656 | 126.194 | 7397.664 | 378.5819 | 11836.2624 | 630.9699 | 14795.328 | 946.4548 | 11836.2624 | 1261.9398 | 5918.1312 | 1892.9096 | 2663.159 | 2523.8795 | 1775.4394 | 186708.1252 | 933540.626 | 4480995.0048 | 9335406.2601 | 11202487.5121 | 7468325.0081 | 5041119.3805 | 4480995.0048
2017 | 9324 | Indiana Michigan Power Co | MI | Investor Owned | 441.8 | 2.013 | 219.4734 | 303.5 | 1.745 | 173.9255 | 391.1 | 1.759 | 222.3422 | 128400 | 35 | Y | . | . | . | . | . | . | . |  |  | . |  | 138.3 | 0.268 | 173.9255 | 516.0448 | 516.0448 | 34411.2 | 34411.2 | 26.8% | 45.4999 | 1720.56 | 90.9998 | 4301.4 | 272.9994 | 6882.24 | 454.9991 | 8602.8 | 682.4986 | 6882.24 | 909.9981 | 3441.12 | 1364.9972 | 1548.504 | 1819.9963 | 1032.336 | 78285.3196 | 391426.5981 | 1878847.6708 | 3914265.9809 | 4697119.1771 | 3131412.7847 | 2113703.6297 | 1878847.6708
2017 | 9331 | Intercounty Electric Coop Assn | MO | Cooperative | 668.13 | 2.571 | 259.8716 | 217.54 | 1.774 | 122.6268 | 634.758 | 2.326 | 272.8968 | 30379 | 12.5 | Y | . | . | . | . | . | . | . |  |  | . |  | 450.59 | 0.797 | 122.6268 | 565.3576 | 565.3576 | 24212.063 | 24212.063 | 79.7% | 49.8478 | 1210.6031 | 99.6957 | 3026.5079 | 299.087 | 4842.4126 | 498.4784 | 6053.0157 | 747.7176 | 4842.4126 | 996.9568 | 2421.2063 | 1495.4352 | 1089.5428 | 1993.9136 | 726.3619 | 60345.9527 | 301729.7636 | 1448302.8654 | 3017297.6363 | 3620757.1636 | 2413838.109 | 1629340.7236 | 1448302.8654
2017 | 9336 | Intermountain Rural Elec Assn | CO | Cooperative | 94.898 | 0.839 | 113.1085 | 70.364 | 0.729 | 96.5213 | 88.671 | 0.798 | 111.1165 | 154542 | 12.5 | N | . | . | . | . | . | . | . |  |  | . |  | 24.534 | 0.11 | 96.5213 | 223.0364 | 223.0364 | 16999.62 | 16999.62 | 11% | 19.6652 | 849.981 | 39.3304 | 2124.9525 | 117.9913 | 3399.924 | 196.6522 | 4249.905 | 294.9783 | 3399.924 | 393.3044 | 1699.962 | 589.9566 | 764.9829 | 786.6088 | 509.9886 | 16715.0629 | 83575.3144 | 401161.5089 | 835753.1436 | 1002903.7723 | 668602.5149 | 451306.6975 | 401161.5089
2017 | 9417 | Interstate Power and Light Co | IA | Investor Owned | . | . | . | . | . | . | . | . | . | . | . |  | 114.1 | 0.93 | 122.6882 | 85.3 | 0.83 | 102.7711 | 486657 | N | F | 25 | N | 28.8 | 0.1 | 102.7711 | 288 | 288 | 48665.7 | 48665.7 | 10% | 25.3931 | 2433.285 | 50.7862 | 6083.2125 | 152.3586 | 9733.14 | 253.9309 | 12166.425 | 380.8964 | 9733.14 | 507.8619 | 4866.57 | 761.7928 | 2189.9565 | 1015.7237 | 1459.971 | 61788.6331 | 308943.1653 | 1482927.1935 | 3089431.6532 | 3707317.9838 | 2471545.3226 | 1668293.0927 | 1482927.1935
2017 | 9425 | Iowa Lakes Electric Coop | IA | Cooperative | 47.74 | 0.56 | 85.25 | 47.53 | 0.56 | 84.875 | 31.64 | 0.34 | 93.0588 | 12681 | 12.5 | N | . | . | . | . | . | . | . |  |  | . |  | 0.21 | 0 | 84.875 |  |  | 0 | 0 | 0% |  | 0 |  | 0 |  | 1: 0; 3: 0; 5: 0; 7: 0 | 0 |  | 0
2017 | 9442 | Town of Ipswich - (MA) | MA | Municipal | . | . | . | . | . | . | . | . | . | . | . |  | 69.773 | 1.967 | 35.4718 | . | . | . | 7123 | N | O | 13.8 | N | [6 empty] | 7123 | 100% |  | 356.15 |  | 890.375 |  | 1: 1424.6; 3: 1780.75; 5: 1424.6; 7: 712.3 | 320.535 |  | 213.69
2017 | 9475 | Itasca-Mantrap Co-op Electrical Assn | MN | Cooperative | 138.08 | 1.85 | 74.6378 | 138.08 | 1.85 | 74.6378 | 138.08 | 1.85 | 74.6378 | 11819 | 12.5 | Y | . | . | . | . | . | . | . |  |  | . |  | 0 | 0 | 74.6378 |  |  | 0 | 0 | 0% |  | 0 |  | 0 |  | 1: 0; 3: 0; 5: 0; 7: 0 | 0 |  | 0
2017 | 9575 | Jackson Energy Coop Corp - (KY) | KY | Cooperative | 234.93 | 1.563 | 150.3071 | 147.81 | 1.375 | 107.4982 | 211.84 | 1.389 | 152.5126 | 50137 | 12.5 | Y | . | . | . | . | . | . | . |  |  | . |  | 87.12 | 0.188 | 107.4982 | 463.4043 | 463.4043 | 9425.756 | 9425.756 | 18.8% | 40.8586 | 471.2878 | 81.7171 | 1178.2195 | 245.1514 | 1885.1512 | 408.5857 | 2356.439 | 612.8785 | 1885.1512 | 817.1714 | 942.5756 | 1225.757 | 424.159 | 1634.3427 | 282.7727 | 19256.1445 | 96280.7224 | 462147.4676 | 962807.2241 | 1155368.6689 | 770245.7793 | 519915.901 | 462147.4676
2017 | 9576 | Jackson County Rural E M C - (IN) | IN | Cooperative | 413.442 | 2.323 | 177.9776 | 389.436 | 2.247 | 173.3137 | 333.828 | 1.419 | 235.2558 | 24325 | 12.5 | N | . | . | . | . | . | . | . |  |  | . |  | 24.006 | 0.076 | 173.3138 | 315.8684 | 315.8684 | 1848.7 | 1848.7 | 7.6% | 27.8503 | 92.435 | 55.7005 | 231.0875 | 167.1016 | 369.74 | 278.5026 | 462.175 | 417.754 | 369.74 | 557.0053 | 184.87 | 835.5079 | 83.1915 | 1114.0106 | 55.461 | 2574.3392 | 12871.6962 | 61784.1417 | 128716.9618 | 154460.3542 | 102973.5694 | 69507.1594 | 61784.1417
2017 | 9601 | Jackson Electric Member Corp - (GA) | GA | Cooperative | 926.51 | 2.101 | 440.9853 | 75.35 | 0.999 | 75.4254 | 922.84 | 1.92 | 480.6458 | 221662 | 25 | Y | . | . | . | . | . | . | . |  |  | . |  | 851.16 | 1.102 | 75.4254 | 772.3775 | 851.16 | 244271.524 | 221662 | 100% | 75.0472 | 11083.1 | 150.0943 | 27707.75 | 450.283 | 44332.4 | 750.4717 | 55415.5 | 1125.7076 | 44332.4 | 1500.9434 | 22166.2 | 2251.4151 | 9974.79 | 3001.8868 | 6649.86 | 831755.3031 | 4158776.5155 | 19962127.2744 | 41587765.155 | 49905318.186 | 33270212.124 | 22457393.1837 | 19962127.2744
2017 | 9603 | City of Jackson - (MO) | MO | Municipal | 76.243 | 1.39 | 54.8511 | . | . | . | . | . | . | 7035 | 12.5 | N | . | . | . | . | . | . | . |  |  | . | [7 empty] | 7035 | 100% |  | 351.75 |  | 879.375 |  | 1: 1407; 3: 1758.75; 5: 1407; 7: 703.5 | 316.575 |  | 211.05
2017 | 9605 | Jackson Purchase Energy Corporation | KY | Cooperative | 380.553 | 1.914 | 198.826 | 121.105 | 1.154 | 104.9437 | 346.579 | 1.499 | 231.2068 | 29787 | 13 | Y | . | . | . | . | . | . | . |  |  | . |  | 259.448 | 0.76 | 104.9437 | 341.3789 | 341.3789 | 22638.12 | 22638.12 | 76% | 30.0995 | 1131.906 | 60.1991 | 2829.765 | 180.5972 | 4527.624 | 300.9954 | 5659.53 | 451.4931 | 4527.624 | 601.9908 | 2263.812 | 902.9862 | 1018.7154 | 1203.9816 | 679.1436 | 34069.8497 | 170349.2486 | 817676.3931 | 1703492.4855 | 2044190.9826 | 1362793.9884 | 919885.9422 | 817676.3931
2017 | 9612 | City of Jackson - (TN) | TN | Municipal | . | . | . | . | . | . | . | . | . | . | . |  | 65.508 | 0.851 | 76.9777 | . | . | . | 35946 | Y | L | 12.5 | Y | [6 empty] | 35946 | 100% |  | 1797.3 |  | 4493.25 |  | 1: 7189.2; 3: 8986.5; 5: 7189.2; 7: 3594.6 | 1617.57 |  | 1078.38
2017 | 9613 | City of Lebanon - (IN) | IN | Municipal | . | . | . | . | . | . | . | . | . | . | . |  | 167.727 | 0.981 | 170.9755 | . | . | . | 9164 | N | L | 12.4 | N | [6 empty] | 9164 | 100% |  | 458.2 |  | 1145.5 |  | 1: 1832.8; 3: 2291; 5: 1832.8; 7: 916.4 | 412.38 |  | 274.92
2017 | 9616 | Beaches Energy Services | FL | Municipal | 22.9 | 0.326 | 70.2454 | . | . | . | . | . | . | 35208 | 27 | N | . | . | . | . | . | . | . |  |  | . | [7 empty] | 35208 | 100% |  | 1760.4 |  | 4401 |  | 1: 7041.6; 3: 8802; 5: 7041.6; 7: 3520.8 | 1584.36 |  | 1056.24
2017 | 9617 | JEA | FL | Municipal | . | . | . | . | . | . | . | . | . | . | . |  | . | . | . | 99.49 | 1.69 | 58.8698 | 447346 | N | L | 26.4 | Y |  |  | 58.8698 |  |  |  | 447346 | 100% |  | 22367.3 |  | 55918.25 |  | 1: 89469.2; 3: 111836.5; 5: 89469.2; 7: 44734.6 | 20130.57 |  | 13420.38
2017 | 9665 | Jasper County Rural E M C | IN | Cooperative | 94.61 | 1.061 | 89.1706 | 94.61 | 1.061 | 89.1706 | 83.852 | . | . | 9017 | 7.2 | N | . | . | . | . | . | . | . |  |  | . |  | 0 | 0 | 89.1706 |  |  | 0 | 0 | 0% |  | 0 |  | 0 |  | 1: 0; 3: 0; 5: 0; 7: 0 | 0 |  | 0
2017 | 9667 | City of Jasper - (IN) | IN | Municipal | . | . | . | . | . | . | . | . | . | . | . |  | 6.205 | 0.241 | 25.7469 | 6.205 | 0.241 | 25.7469 | 7304 | N | F | 13.2 | N | 0 | 0 | 25.7469 |  |  | 0 | 0 | 0% |  | 0 |  | 0 |  | 1: 0; 3: 0; 5: 0; 7: 0 | 0 |  | 0
2017 | 9668 | Jasper-Newton Elec Coop, Inc | TX | Cooperative | 2330.48 | 3.54 | 658.3277 | 543.97 | 1.66 | 327.6928 | 2310.12 | 3.37 | 685.4955 | 22738 | 24.9 | Y | . | . | . | . | . | . | . |  |  | . |  | 1786.51 | 1.88 | 327.6928 | 950.2713 | 1786.51 | 42747.44 | 22738 | 100% | 157.5174 | 1136.9 | 315.0348 | 2842.25 | 945.1045 | 4547.6 | 1575.1741 | 5684.5 | 2362.7612 | 4547.6 | 3150.3483 | 2273.8 | 4725.5224 | 1023.21 | 6300.6965 | 682.14 | 179081.5476 | 895407.738 | 4297957.1423 | 8954077.3799 | 10744892.8558 | 7163261.9039 | 4835201.7851 | 4297957.1423
2017 | 9682 | Jefferson Davis Elec Coop, Inc | LA | Cooperative | . | . | . | . | . | . | . | . | . | . | . |  | 1692 | 4.64 | 364.6552 | 684 | 1.9 | 360 | 10219 | N | O | 14.4 | Y | 1008 | 2.74 | 360 | 367.8832 | 1008 | 28000.06 | 10219 | 100% | 88.8758 | 510.95 | 177.7517 | 1277.375 | 533.255 | 2043.8 | 888.7583 | 2554.75 | 1333.1374 | 2043.8 | 1777.5165 | 1021.9 | 2666.2748 | 459.855 | 3555.0331 | 306.57 | 45411.1036 | 227055.518 | 1089866.4864 | 2270555.18 | 2724666.216 | 1816444.144 | 1226099.7972 | 1089866.4864
2017 | 9689 | Jefferson Electric Member Corp | GA | Cooperative | 481.25 | 1.694 | 284.0909 | 85.6 | 0.987 | 86.7275 | 476.91 | 1.518 | 314.17 | 33922 | 25 | N | . | . | . | . | . | . | . |  |  | . |  | 395.65 | 0.707 | 86.7275 | 559.6181 | 559.6181 | 23982.854 | 23982.854 | 70.7% | 49.3418 | 1199.1427 | 98.6836 | 2997.8567 | 296.0507 | 4796.5708 | 493.4179 | 5995.7135 | 740.1268 | 4796.5708 | 986.8357 | 2398.2854 | 1480.2536 | 1079.2284 | 1973.6715 | 719.4856 | 59167.8441 | 295839.2204 | 1420028.258 | 2958392.2043 | 3550070.6451 | 2366713.7634 | 1597531.7903 | 1420028.258
2017 | 9699 | Jemez Mountains Elec Coop, Inc | NM | Cooperative | 566.83 | 3.2 | 177.1344 | 513.24 | 2.82 | 182 | 557.02 | 2.94 | 189.4626 | 31000 | 14.4 | Y | . | . | . | . | . | . | . |  |  | . |  | 53.59 | 0.38 | 182 | 141.0263 | 141.0263 | 11780 | 11780 | 38% | 12.4344 | 589 | 24.8687 | 1472.5 | 74.6061 | 2356 | 124.3436 | 2945 | 186.5153 | 2356 | 248.6871 | 1178 | 373.0307 | 530.1 | 497.3742 | 353.4 | 7323.8354 | 36619.1771 | 175772.05 | 366191.7708 | 439430.1249 | 292953.4166 | 197743.5562 | 175772.05
2017 | 9726 | Jersey Central Power & Lt Co | NJ | Investor Owned | 145.859 | 1.259 | 115.8531 | 129.369 | 1.189 | 108.8049 | 134.687 | 1.131 | 119.0867 | 1102882 | 34.5 | Y | . | . | . | . | . | . | . |  |  | . |  | 16.49 | 0.07 | 108.8049 | 235.5714 | 235.5714 | 77201.74 | 77201.74 | 7% | 20.7704 | 3860.087 | 41.5409 | 9650.2175 | 124.6227 | 15440.348 | 207.7044 | 19300.435 | 311.5566 | 15440.348 | 415.4088 | 7720.174 | 623.1133 | 3474.0783 | 830.8177 | 2316.0522 | 80175.7128 | 400878.5639 | 1924217.1065 | 4008785.6385 | 4810542.7662 | 3207028.5108 | 2164744.2448 | 1924217.1065
2017 | 9739 | Joe Wheeler Elec Member Corp | AL | Cooperative | . | . | . | . | . | . | . | . | . | . | . |  | 130.8 | 1.51 | 86.6225 | 115.2 | 1.43 | 80.5594 | 42861 | N | L | 12.5 | N | 15.6 | 0.08 | 80.5594 | 195 | 195 | 3428.88 | 3428.88 | 8% | 17.1932 | 171.444 | 34.3865 | 428.61 | 103.1594 | 685.776 | 171.9324 | 857.22 | 257.8986 | 685.776 | 343.8648 | 342.888 | 515.7972 | 154.2996 | 687.7296 | 102.8664 | 2947.6779 | 14738.3894 | 70744.2692 | 147383.8942 | 176860.673 | 117907.1154 | 79587.3029 | 70744.2692
2017 | 9750 | Jo-Carroll Energy, Inc | IL | Cooperative | 129.9 | 0.783 | 165.9004 | 65.7 | 0.47 | 139.7872 | 129.45 | 0.783 | 165.3257 | 20814 | 34.5 | Y | . | . | . | . | . | . | . |  |  | . |  | 64.2 | 0.313 | 139.7872 | 205.1118 | 205.1118 | 6514.782 | 6514.782 | 31.3% | 18.0848 | 325.7391 | 36.1696 | 814.3478 | 108.5088 | 1302.9564 | 180.848 | 1628.6955 | 271.2721 | 1302.9564 | 361.6961 | 651.4782 | 542.5441 | 293.1652 | 723.3922 | 195.4435 | 5890.9278 | 29454.6392 | 141382.2683 | 294546.3924 | 353455.6708 | 235637.1139 | 159055.0519 | 141382.2683
2017 | 9777 | Johnson City - (TN) | TN | Municipal | 28.695 | 0.319 | 89.953 | 28.553 | 0.317 | 90.0726 | 28.695 | 0.319 | 89.953 | 77694 | 13.2 | Y | . | . | . | . | . | . | . |  |  | . |  | 0.142 | 0.002 | 90.0726 | 71 | 71 | 155.388 | 155.388 | 0.2% | 6.2601 | 7.7694 | 12.5202 | 19.4235 | 37.5606 | 31.0776 | 62.601 | 38.847 | 93.9015 | 31.0776 | 125.2021 | 15.5388 | 187.8031 | 6.9925 | 250.4041 | 4.6616 | 48.6372 | 243.1862 | 1167.2938 | 2431.8622 | 2918.2346 | 1945.4897 | 1313.2056 | 1167.2938
2017 | 9778 | Johnson County Rural E M C | IN | Cooperative | 93 | 1.404 | 66.2393 | 41.9 | 0.732 | 57.2404 | 91.8 | 1.198 | 76.6277 | 26523 | 12.5 | Y | . | . | . | . | . | . | . |  |  | . |  | 51.1 | 0.672 | 57.2404 | 76.0417 | 76.0417 | 17823.456 | 17823.456 | 67.2% | 6.7046 | 891.1728 | 13.4093 | 2227.932 | 40.2278 | 3564.6912 | 67.0463 | 4455.864 | 100.5694 | 3564.6912 | 134.0926 | 1782.3456 | 201.1389 | 802.0555 | 268.1852 | 534.7037 | 5974.983 | 29874.9148 | 143399.5909 | 298749.1477 | 358498.9772 | 238999.3181 | 161324.5398 | 143399.5909
2017 | 9837 | Jones-Onslow Elec Member Corp | NC | Cooperative | . | . | . | . | . | . | . | . | . | . | . |  | 56.481 | 0.72 | 78.4458 | . | . | . | 74639 | N | F | 12.4 | Y | [6 empty] | 74639 | 100% |  | 3731.95 |  | 9329.875 |  | 1: 14927.8; 3: 18659.75; 5: 14927.8; 7: 7463.9 | 3358.755 |  | 2239.17
2017 | 9964 | Kenergy Corp | KY | Cooperative | 111.22 | 1.69 | 65.8107 | 72.15 | 1.15 | 62.7391 | 109.87 | 1.44 | 76.2986 | 56978 | 14.4 | Y | . | . | . | . | . | . | . |  |  | . |  | 39.07 | 0.54 | 62.7391 | 72.3519 | 72.3519 | 30768.12 | 30768.12 | 54% | 6.3793 | 1538.406 | 12.7586 | 3846.015 | 38.2758 | 6153.624 | 63.793 | 7692.03 | 95.6894 | 6153.624 | 127.5859 | 3076.812 | 191.3789 | 1384.5654 | 255.1719 | 923.0436 | 9813.9477 | 49069.7383 | 235534.7437 | 490697.3828 | 588836.8594 | 392557.9062 | 264976.5867 | 235534.7437
2017 | 9991 | Kandiyohi Power Coop | MN | Cooperative | 551.335 | 1.992 | 276.7746 | 56.068 | 0.701 | 79.9829 | 548.428 | 1.912 | 286.8347 | 8296 | 12.5 | Y | . | . | . | . | . | . | . |  |  | . |  | 495.267 | 1.291 | 79.9829 | 383.6305 | 495.267 | 10710.136 | 8296 | 100% | 43.6679 | 414.8 | 87.3358 | 1037 | 262.0075 | 1659.2 | 436.6792 | 2074 | 655.0188 | 1659.2 | 873.3584 | 829.6 | 1310.0376 | 373.32 | 1746.7168 | 248.88 | 18113.4535 | 90567.2674 | 434722.8836 | 905672.6742 | 1086807.2091 | 724538.1394 | 489063.2441 | 434722.8836
2017 | 9996 | City of Kansas City - (KS) | KS | Municipal | 1226.2 | 6.42 | 190.9969 | 785.72 | 5.27 | 149.093 | 1168.6 | 4.34 | 269.2627 | 56761 | 13.8 | Y | . | . | . | . | . | . | . |  |  | . |  | 440.48 | 1.15 | 149.093 | 383.0261 | 440.48 | 65275.15 | 56761 | 100% | 38.8373 | 2838.05 | 77.6747 | 7095.125 | 233.024 | 11352.2 | 388.3733 | 14190.25 | 582.5599 | 11352.2 | 776.7465 | 5676.1 | 1165.1198 | 2554.245 | 1553.493 | 1702.83 | 110222.2716 | 551111.3581 | 2645334.519 | 5511113.5812 | 6613336.2974 | 4408890.865 | 2976001.3338 | 2645334.519
2017 | 10000 | Kansas City Power & Light Co | KS | Investor Owned | 473.93 | 1.061 | 446.6824 | 55.91 | 0.523 | 106.9025 | 473.93 | 1.061 | 446.6824 | 263925 | 34 | Y | . | . | . | . | . | . | . |  |  | . |  | 418.02 | 0.538 | 106.9025 | 776.9888 | 776.9888 | 141991.65 | 141991.65 | 53.8% | 68.5075 | 7099.5825 | 137.0149 | 17748.9562 | 411.0448 | 28398.33 | 685.0747 | 35497.9125 | 1027.612 | 28398.33 | 1370.1493 | 14199.165 | 2055.224 | 6389.6242 | 2740.2987 | 4259.7495 | 486374.4093 | 2431872.0463 | 11672985.8222 | 24318720.4629 | 29182464.5555 | 19454976.3703 | 13132109.05 | 11672985.8222
2017 | 10000 | Kansas City Power & Light Co | MO | Investor Owned | 552.91 | 1.676 | 329.8986 | 90.8 | 0.896 | 101.3393 | 552.91 | 1.676 | 329.8986 | 283244 | 34 | Y | . | . | . | . | . | . | . |  |  | . |  | 462.11 | 0.78 | 101.3393 | 592.4487 | 592.4487 | 220930.32 | 220930.32 | 78% | 52.2365 | 11046.516 | 104.473 | 27616.29 | 313.4189 | 44186.064 | 522.3648 | 55232.58 | 783.5472 | 44186.064 | 1044.7296 | 22093.032 | 1567.0943 | 9941.8644 | 2089.4591 | 6627.9096 | 577031.0867 | 2885155.4337 | 13848746.0815 | 28851554.3365 | 34621865.2038 | 23081243.4692 | 15579839.3417 | 13848746.0815
2017 | 10005 | Kansas Gas & Electric Co | KS | Investor Owned | 100.59 | 1.01 | 99.5941 | 88.77 | 0.94 | 94.4362 | 88.71 | 0.85 | 104.3647 | 322856 | 34 | Y | . | . | . | . | . | . | . |  |  | . |  | 11.82 | 0.07 | 94.4362 | 168.8571 | 168.8571 | 22599.92 | 22599.92 | 7% | 14.8882 | 1129.996 | 29.7764 | 2824.99 | 89.3293 | 4519.984 | 148.8821 | 5649.98 | 223.3232 | 4519.984 | 297.7642 | 2259.992 | 446.6464 | 1016.9964 | 595.5285 | 677.9976 | 16823.6205 | 84118.1026 | 403766.8923 | 841181.0257 | 1009417.2309 | 672944.8206 | 454237.7539 | 403766.8923
2017 | 10009 | Karnes Electric Coop Inc | TX | Cooperative | . | . | . | . | . | . | . | . | . | . | . |  | 90.211 | 0.587 | 153.6814 | 88.987 | 0.577 | 154.2236 | 19899 | N | F | 24.9 | N | 1.224 | 0.01 | 154.2236 | 122.4 | 122.4 | 198.99 | 198.99 | 1% | 10.7921 | 9.9495 | 21.5841 | 24.8738 | 64.7524 | 39.798 | 107.9206 | 49.7475 | 161.881 | 39.798 | 215.8413 | 19.899 | 323.7619 | 8.9546 | 431.6826 | 5.9697 | 107.3756 | 536.8782 | 2577.0155 | 5368.7824 | 6442.5388 | 4295.0259 | 2899.1425 | 2577.0155
2017 | 10019 | FreeState Electric Coop | KS | Cooperative | 352.12 | . | . | 307.95 | . | . | 335.56 | . | . | 17918 | . | Y | . | . | . | . | . | . | . |  |  | . |  | 44.17 |  |  |  | 44.17 |  | 17918 | 100% | 3.8945 | 895.9 | 7.789 | 2239.75 | 23.3669 | 3583.6 | 38.9449 | 4479.5 | 58.4173 | 3583.6 | 77.8898 | 1791.8 | 116.8347 | 806.31 | 155.7796 | 537.54 | 3489.073 | 17445.365 | 83737.7521 | 174453.6503 | 209344.3803 | 139562.9202 | 94204.9711 | 83737.7521
2017 | 10056 | City of Kaukauna | WI | Municipal | 70.8 | 1.227 | 57.7017 | . | . | . | 70.58 | 1.227 | 57.5224 | 15185 | 34.5 | N | . | . | . | . | . | . | . |  |  | . | [7 empty] | 15185 | 100% |  | 759.25 |  | 1898.125 |  | 1: 3037; 3: 3796.25; 5: 3037; 7: 1518.5 | 683.325 |  | 455.55
2017 | 10063 | Kaysville City Corporation | UT | Municipal | 29.154 | 0.528 | 55.2159 | . | . | . | . | . | . | 9528 | 12 | N | . | . | . | . | . | . | . |  |  | . | [7 empty] | 9528 | 100% |  | 476.4 |  | 1191 |  | 1: 1905.6; 3: 2382; 5: 1905.6; 7: 952.8 | 428.76 |  | 285.84
2017 | 10071 | Kauai Island Utility Cooperative | HI | Cooperative | . | . | . | . | . | . | . | . | . | . | . |  | 228.45 | 5.75 | 39.7304 | . | . | . | 37439 | N | L | 12.5 | N | [6 empty] | 37439 | 100% |  | 1871.95 |  | 4679.875 |  | 1: 7487.8; 3: 9359.75; 5: 7487.8; 7: 3743.9 | 1684.755 |  | 1123.17
2017 | 10170 | Kiamichi Electric Coop, Inc | OK | Cooperative | 308.1 | 1.78 | 173.0899 | 308.1 | 1.78 | 173.0899 | 220.06 | 1.32 | 166.7121 | 21573 | 24.9 | N | . | . | . | . | . | . | . |  |  | . |  | 0 | 0 | 173.0899 |  |  | 0 | 0 | 0% |  | 0 |  | 0 |  | 1: 0; 3: 0; 5: 0; 7: 0 | 0 |  | 0
2017 | 10171 | Kentucky Utilities Co | KY | Investor Owned | 107.74 | 0.895 | 120.3799 | 74.03 | 0.773 | 95.7697 | 92.89 | 0.739 | 125.6969 | 531372 | 34.5 | Y | . | . | . | . | . | . | . |  |  | . |  | 33.71 | 0.122 | 95.7697 | 276.3115 | 276.3115 | 64827.384 | 64827.384 | 12.2% | 24.3625 | 3241.3692 | 48.725 | 8103.423 | 146.1751 | 12965.4768 | 243.6251 | 16206.846 | 365.4377 | 12965.4768 | 487.2502 | 6482.7384 | 730.8753 | 2917.2323 | 974.5004 | 1944.8215 | 78967.8918 | 394839.4589 | 1895229.4029 | 3948394.5893 | 4738073.5071 | 3158715.6714 | 2132133.0782 | 1895229.4029
2017 | 10171 | Kentucky Utilities Co | VA | Investor Owned | 166.6 | 1.523 | 109.3894 | 86.22 | 0.896 | 96.2277 | 158.58 | 1.296 | 122.3611 | 30389 | 34.5 | Y | . | . | . | . | . | . | . |  |  | . |  | 80.38 | 0.627 | 96.2277 | 128.1978 | 128.1978 | 19053.903 | 19053.903 | 62.7% | 11.3033 | 952.6952 | 22.6065 | 2381.7379 | 67.8195 | 3810.7806 | 113.0326 | 4763.4757 | 169.5488 | 3810.7806 | 226.0651 | 1905.3903 | 339.0977 | 857.4256 | 452.1303 | 571.6171 | 10768.5576 | 53842.7881 | 258445.3829 | 538427.881 | 646113.4572 | 430742.3048 | 290751.0557 | 258445.3829
2017 | 10210 | Ketchikan Public Utilities | AK | Municipal | . | . | . | . | . | . | . | . | . | . | . |  | 273.5 | 6.4 | 42.7344 | . | . | . | 7799 | N | L | 12.5 | N | [6 empty] | 7799 | 100% |  | 389.95 |  | 974.875 |  | 1: 1559.8; 3: 1949.75; 5: 1559.8; 7: 779.9 | 350.955 |  | 233.97
2017 | 10226 | City of Key West - (FL) | FL | Municipal | . | . | . | 59.034 | 1.711 | 34.5026 | . | . | . | 30554 | 13.8 | Y | . | . | . | . | . | . | . |  |  | . |  |  |  | 34.5026 |  |  |  | 30554 | 100% |  | 1527.7 |  | 3819.25 |  | 1: 6110.8; 3: 7638.5; 5: 6110.8; 7: 3055.4 | 1374.93 |  | 916.62
2017 | 10331 | Kingsport Power Co | TN | Investor Owned | 230.6 | 1.348 | 171.0683 | 230.6 | 1.348 | 171.0683 | 215 | 1.314 | 163.6225 | 48086 | 35 | Y | . | . | . | . | . | . | . |  |  | . |  | 0 | 0 | 171.0682 |  |  | 0 | 0 | 0% |  | 0 |  | 0 |  | 1: 0; 3: 0; 5: 0; 7: 0 | 0 |  | 0
2017 | 10345 | City of Kinston - (NC) | NC | Municipal | . | . | . | . | . | . | . | . | . | . | . |  | 33.619 | 0.49 | 68.6102 | . | . | . | 11604 | N | L | 12.4 | N | [6 empty] | 11604 | 100% |  | 580.2 |  | 1450.5 |  | 1: 2320.8; 3: 2901; 5: 2320.8; 7: 1160.4 | 522.18 |  | 348.12
2017 | 10376 | Kissimmee Utility Authority | FL | Municipal | . | . | . | . | . | . | . | . | . | . | . |  | 42.58 | 0.85 | 50.0941 | 42.58 | 0.85 | 50.0941 | 73812 | N | L | 13.2 | Y | 0 | 0 | 50.0941 |  |  | 0 | 0 | 0% |  | 0 |  | 0 |  | 1: 0; 3: 0; 5: 0; 7: 0 | 0 |  | 0
2017 | 10393 | PUD No 1 of Klickitat County | WA | Political Subdivision | . | . | . | . | . | . | . | . | . | . | . |  | 145.78 | 0.92 | 158.4565 | . | . | . | 12928 | N | L | 13.2 | N | [6 empty] | 12928 | 100% |  | 646.4 |  | 1616 |  | 1: 2585.6; 3: 3232; 5: 2585.6; 7: 1292.8 | 581.76 |  | 387.84
2017 | 10421 | Knoxville Utilities Board | TN | Municipal | 244.2 | 1.6 | 152.625 | 156 | 1.44 | 108.3333 | 244.2 | 1.6 | 152.625 | 195974 | 13 | Y | . | . | . | . | . | . | . |  |  | . |  | 88.2 | 0.16 | 108.3333 | 551.25 | 551.25 | 31355.84 | 31355.84 | 16% | 48.604 | 1567.792 | 97.2079 | 3919.48 | 291.6238 | 6271.168 | 486.0397 | 7838.96 | 729.0595 | 6271.168 | 972.0794 | 3135.584 | 1458.119 | 1411.0128 | 1944.1587 | 940.6752 | 76200.9117 | 381004.5584 | 1828821.8804 | 3810045.5841 | 4572054.701 | 3048036.4673 | 2057424.6154 | 1828821.8804
2017 | 10448 | Kosciusko County Rural E M C | IN | Cooperative | 182.62 | 1.62 | 112.7284 | 134.61 | 1.31 | 102.7557 | 153.71 | 1.04 | 147.7981 | 17844 | 12.5 | Y | . | . | . | . | . | . | . |  |  | . |  | 48.01 | 0.31 | 102.7557 | 154.871 | 154.871 | 5531.64 | 5531.64 | 31% | 13.655 | 276.582 | 27.3101 | 691.455 | 81.9303 | 1106.328 | 136.5504 | 1382.91 | 204.8257 | 1106.328 | 273.1009 | 553.164 | 409.6513 | 248.9238 | 546.2018 | 165.9492 | 3776.7396 | 18883.6982 | 90641.7512 | 188836.9816 | 226604.378 | 151069.5853 | 101971.9701 | 90641.7512
2017 | 10454 | Kootenai Electric Coop Inc | ID | Cooperative | . | . | . | . | . | . | . | . | . | . | . |  | 309.6 | 1.59 | 194.717 | 309.6 | 1.59 | 194.717 | 24656 | Y | O | 0.1 | Y | 0 | 0 | 194.717 |  |  | 0 | 0 | 0% |  | 0 |  | 0 |  | 1: 0; 3: 0; 5: 0; 7: 0 | 0 |  | 0
2017 | 10539 | La Plata Electric Assn, Inc | CO | Cooperative | 161.996 | 1.778 | 91.1114 | 64.783 | 0.96 | 67.4823 | 94.335 | 0.966 | 97.6553 | 42653 | 12.4 | Y | . | . | . | . | . | . | . |  |  | . |  | 97.213 | 0.818 | 67.4823 | 118.8423 | 118.8423 | 34890.154 | 34890.154 | 81.8% | 10.4784 | 1744.5077 | 20.9568 | 4361.2693 | 62.8703 | 6978.0308 | 104.7838 | 8722.5385 | 157.1757 | 6978.0308 | 209.5676 | 3489.0154 | 314.3514 | 1570.0569 | 419.1352 | 1046.7046 | 18279.6154 | 91398.0769 | 438710.7692 | 913980.7691 | 1096776.9229 | 731184.6153 | 493549.6153 | 438710.7692
2017 | 10558 | LaCreek Electric Assn, Inc | SD | Cooperative | . | . | . | . | . | . | . | . | . | . | . |  | 124 | . | . | 124 | . | . | 6694 | N | F | 24.9 |  | 0 |  |  |  | 0 |  | 6694 | 100% | 0 | 334.7 | 0 | 836.75 | 0 | 1338.8 | 0 | 1673.5 | 0 | 1338.8 | 0 | 669.4 | 0 | 301.23 | 0 | 200.82 | 0 | 0 | 0 | 0 | 0 | 0 | 0 | 0
2017 | 10562 | Lagrange County Rural E M C | IN | Cooperative | . | . | . | . | . | . | . | . | . | . | . |  | 112.886 | 1.115 | 101.243 | 66.079 | 0.674 | 98.0401 | 7159 | N | F | 15 | N | 46.807 | 0.441 | 98.0401 | 106.1383 | 106.1383 | 3157.119 | 3157.119 | 44.1% | 9.3583 | 157.856 | 18.7165 | 394.6399 | 56.1496 | 631.4238 | 93.5826 | 789.2798 | 140.374 | 631.4238 | 187.1653 | 315.7119 | 280.7479 | 142.0704 | 374.3306 | 94.7136 | 1477.2578 | 7386.289 | 35454.1874 | 73862.8904 | 88635.4685 | 59090.3124 | 39885.9608 | 35454.1874
2017 | 10579 | City of LaFollette | TN | Municipal | 294.949 | 4.155 | 70.9865 | 227.757 | 3.719 | 61.2415 | 294.949 | 4.155 | 70.9865 | 21767 | 7.2 | Y | . | . | . | . | . | . | . |  |  | . |  | 67.192 | 0.436 | 61.2415 | 154.1101 | 154.1101 | 9490.412 | 9490.412 | 43.6% | 13.588 | 474.5206 | 27.1759 | 1186.3015 | 81.5277 | 1898.0824 | 135.8796 | 2372.603 | 203.8194 | 1898.0824 | 271.7592 | 949.0412 | 407.6387 | 427.0685 | 543.5183 | 284.7124 | 6447.766 | 32238.8302 | 154746.385 | 322388.3021 | 386865.9626 | 257910.6417 | 174089.6832 | 154746.385
2017 | 10599 | Lake Region Electric Coop, Inc - (OK) | OK | Cooperative | 33.746 | 1.652 | 20.4274 | 12.688 | 1.137 | 11.1592 | 33.328 | 1.528 | 21.8115 | 24649 | 12.5 | Y | . | . | . | . | . | . | . |  |  | . |  | 21.058 | 0.515 | 11.1592 | 40.8893 | 40.8893 | 12694.235 | 12694.235 | 51.5% | 3.6052 | 634.7118 | 7.2105 | 1586.7794 | 21.6314 | 2538.847 | 36.0523 | 3173.5588 | 54.0785 | 2538.847 | 72.1046 | 1269.4235 | 108.1569 | 571.2406 | 144.2092 | 380.827 | 2288.282 | 11441.4102 | 54918.7689 | 114414.1018 | 137296.9222 | 91531.2815 | 61783.615 | 54918.7689
2017 | 10603 | Laclede Electric Coop, Inc | MO | Cooperative | . | . | . | . | . | . | . | . | . | . | . |  | 414.6 | 2.97 | 139.596 | 208.2 | 2.39 | 87.113 | 36888 | N | F | 12.4 |  | 206.4 | 0.58 | 87.113 | 355.8621 | 355.8621 | 21395.04 | 21395.04 | 58% | 31.3765 | 1069.752 | 62.753 | 2674.38 | 188.2591 | 4279.008 | 313.7652 | 5348.76 | 470.6479 | 4279.008 | 627.5305 | 2139.504 | 941.2957 | 962.7768 | 1255.0609 | 641.8512 | 33565.0986 | 167825.493 | 805562.3665 | 1678254.9302 | 2013905.9162 | 1342603.9442 | 906257.6623 | 805562.3665
2017 | 10618 | Lake Region Electric Cooperative - (MN) | MN | Cooperative | 316.67 | 2.08 | 152.2452 | 117.67 | 1.19 | 98.8824 | 277.81 | 1.65 | 168.3697 | 27576 | 12.5 | N | . | . | . | . | . | . | . |  |  | . |  | 199 | 0.89 | 98.8824 | 223.5955 | 223.5955 | 24542.64 | 24542.64 | 89% | 19.7145 | 1227.132 | 39.429 | 3067.83 | 118.2871 | 4908.528 | 197.1452 | 6135.66 | 295.7178 | 4908.528 | 394.2904 | 2454.264 | 591.4356 | 1104.4188 | 788.5808 | 736.2792 | 24192.3174 | 120961.5871 | 580615.6179 | 1209615.8707 | 1451539.0448 | 967692.6965 | 653192.5702 | 580615.6179
2017 | 10623 | City of Lakeland - (FL) | FL | Municipal | . | . | . | . | . | . | . | . | . | . | . |  | 7164.44 | 3.348 | 2139.9164 | 105.856 | 1.645 | 64.3502 | 125147 | N | L | 12.5 | N | 7058.584 | 1.703 | 64.3502 | 4144.7939 | 7058.584 | 213125.341 | 125147 | 100% | 622.3586 | 6257.35 | 1244.7172 | 15643.375 | 3734.1517 | 25029.4 | 6223.5862 | 31286.75 | 9335.3793 | 25029.4 | 12447.1724 | 12514.7 | 18670.7586 | 5631.615 | 24894.3447 | 3754.41 | 3894315.7025 | 19471578.5124 | 93463576.8597 | 194715785.1245 | 233658942.1494 | 155772628.0996 | 105146523.9672 | 93463576.8597
2017 | 10624 | Southern Rivers Energy | GA | Cooperative | 2086.12 | 3.508 | 594.675 | 389.69 | 2.106 | 185.038 | 1979.76 | 3.293 | 601.2025 | 18835 | 24.9 | Y | . | . | . | . | . | . | . |  |  | . |  | 1696.43 | 1.402 | 185.038 | 1210.0071 | 1696.43 | 26406.67 | 18835 | 100% | 149.575 | 941.75 | 299.15 | 2354.375 | 897.4501 | 3767 | 1495.7502 | 4708.75 | 2243.6253 | 3767 | 2991.5004 | 1883.5 | 4487.2506 | 847.575 | 5983.0007 | 565.05 | 140862.2735 | 704311.3677 | 3380694.5652 | 7043113.6774 | 8451736.4129 | 5634490.942 | 3803281.3858 | 3380694.5652
2017 | 10625 | Lamb County Electric Coop, Inc | TX | Cooperative | . | . | . | . | . | . | . | . | . | . | . |  | 17.8 | . | . | . | . | . | 11254 | N | L | . | Y | [6 empty] | 11254 | 100% |  | 562.7 |  | 1406.75 |  | 1: 2250.8; 3: 2813.5; 5: 2250.8; 7: 1125.4 | 506.43 |  | 337.62
2017 | 10668 | Licking Rural Electric Inc | OH | Cooperative | 281.63 | 1.93 | 145.9223 | 138.72 | 1.27 | 109.2284 | 276.22 | 1.55 | 178.2064 | 26229 | 12.5 | N | . | . | . | . | . | . | . |  |  | . |  | 142.91 | 0.66 | 109.2283 | 216.5303 | 216.5303 | 17311.14 | 17311.14 | 66% | 19.0916 | 865.557 | 38.1832 | 2163.8925 | 114.5495 | 3462.228 | 190.9158 | 4327.785 | 286.3737 | 3462.228 | 381.8315 | 1731.114 | 572.7473 | 779.0013 | 763.6631 | 519.3342 | 16524.8482 | 82624.2408 | 396596.3557 | 826242.4078 | 991490.8893 | 660993.9262 | 446170.9002 | 396596.3557
2017 | 10681 | Lane Electric Coop Inc | OR | Cooperative | . | . | . | . | . | . | . | . | . | . | . |  | 544.2 | 1.19 | 457.3109 | 155.7 | . | . | 15642 | N | L | 12.4 | Y | 388.5 |  |  |  | 388.5 |  | 15642 | 100% | 34.2542 | 782.1 | 68.5084 | 1955.25 | 205.5253 | 3128.4 | 342.5422 | 3910.5 | 513.8134 | 3128.4 | 685.0845 | 1564.2 | 1027.6267 | 703.89 | 1370.169 | 469.26 | 26790.2292 | 133951.1462 | 642965.5018 | 1339511.4622 | 1607413.7546 | 1071609.1697 | 723336.1896 | 642965.5018
2017 | 10697 | Lake Country Power | MN | Cooperative | 363.97 | 2.219 | 164.0243 | 192.36 | 1.698 | 113.2862 | 348.88 | 2.172 | 160.6261 | 49100 | 24.9 | Y | . | . | . | . | . | . | . |  |  | . |  | 171.61 | 0.521 | 113.2862 | 329.3858 | 329.3858 | 25581.1 | 25581.1 | 52.1% | 29.0421 | 1279.055 | 58.0842 | 3197.6375 | 174.2526 | 5116.22 | 290.421 | 6395.275 | 435.6315 | 5116.22 | 580.842 | 2558.11 | 871.2629 | 1151.1495 | 1161.6839 | 767.433 | 37146.4409 | 185732.2043 | 891514.5805 | 1857322.0426 | 2228786.4511 | 1485857.6341 | 1002953.903 | 891514.5805
2017 | 10704 | City of Lansing - (MI) | MI | Municipal | . | . | . | . | . | . | . | . | . | . | . |  | 282.62 | 1.04 | 271.75 | 67.95 | 0.65 | 104.5385 | 97698 | N | F | 13.2 | Y | 214.67 | 0.39 | 104.5385 | 550.4359 | 550.4359 | 38102.22 | 38102.22 | 39% | 48.5322 | 1905.111 | 97.0644 | 4762.7775 | 291.1931 | 7620.444 | 485.3219 | 9525.555 | 727.9828 | 7620.444 | 970.6438 | 3810.222 | 1455.9656 | 1714.5999 | 1941.2875 | 1143.0666 | 92459.205 | 462296.0248 | 2219020.9192 | 4622960.2483 | 5547552.298 | 3698368.1987 | 2496398.5341 | 2219020.9192
2017 | 10724 | Lassen Municipal Utility District | CA | Municipal | 2796.187 | 9.048 | 309.0392 | 2796.187 | 9.048 | 309.0392 | . | . | . | 12013 | 14.4 | N | . | . | . | . | . | . | . |  |  | . |  | 0 | 0 | 309.0392 |  |  | 0 | 0 | 0% |  | 0 |  | 0 |  | 1: 0; 3: 0; 5: 0; 7: 0 | 0 |  | 0
2017 | 10768 | Laurens Electric Coop, Inc | SC | Cooperative | 299 | 2.2 | 135.9091 | 91 | 1.37 | 66.4234 | 193 | 1.71 | 112.8655 | 56186 | 14.4 | Y | . | . | . | . | . | . | . |  |  | . |  | 208 | 0.83 | 66.4234 | 250.6024 | 250.6024 | 46634.38 | 46634.38 | 83% | 22.0957 | 2331.719 | 44.1915 | 5829.2975 | 132.5744 | 9326.876 | 220.9573 | 11658.595 | 331.436 | 9326.876 | 441.9146 | 4663.438 | 662.8719 | 2098.5471 | 883.8292 | 1399.0314 | 51521.0345 | 257605.1727 | 1236504.8288 | 2576051.7267 | 3091262.072 | 2060841.3813 | 1391067.9324 | 1236504.8288
2017 | 10814 | City of Le Sueur - (MN) | MN | Municipal | . | . | . | . | . | . | . | . | . | . | . |  | 28 | 0.38 | 73.6842 | . | . | . | 2216 | Y | L | 12 | N | [6 empty] | 2216 | 100% |  | 110.8 |  | 277 |  | 1: 443.2; 3: 554; 5: 443.2; 7: 221.6 | 99.72 |  | 66.48
2017 | 10817 | Lea County Electric Coop, Inc | NM | Cooperative | . | . | . | . | . | . | . | . | . | . | . |  | 206.06 | 2.363 | 87.2027 | 206.06 | 2.363 | 87.2027 | 11154 | N | O | 24.9 | N | 0 | 0 | 87.2027 |  |  | 0 | 0 | 0% |  | 0 |  | 0 |  | 1: 0; 3: 0; 5: 0; 7: 0 | 0 |  | 0
2017 | 10817 | Lea County Electric Coop, Inc | TX | Cooperative | . | . | . | . | . | . | . | . | . | . | . |  | 188.19 | 1.72 | 109.4128 | 188.19 | 1.72 | 109.4128 | 4710 | N | O | 24.9 | N | 0 | 0 | 109.4128 |  |  | 0 | 0 | 0% |  | 0 |  | 0 |  | 1: 0; 3: 0; 5: 0; 7: 0 | 0 |  | 0
2017 | 10857 | Lee County Electric Coop, Inc | FL | Cooperative | 6168.29 | 8.57 | 719.7538 | 76.39 | 1.15 | 66.4261 | 6151.21 | 8.36 | 735.7907 | 218633 | 24.9 | Y | . | . | . | . | . | . | . |  |  | . |  | 6091.9 | 7.42 | 66.4261 | 821.0108 | 6091.9 | 1622256.86 | 218633 | 100% | 537.1256 | 10931.65 | 1074.2513 | 27329.125 | 3222.7539 | 43726.6 | 5371.2564 | 54658.25 | 8056.8846 | 43726.6 | 10742.5129 | 21863.3 | 16113.7693 | 9838.485 | 21485.0257 | 6558.99 | 5871669.5343 | 29358347.6716 | 140920068.8235 | 293583476.7157 | 352300172.0588 | 234866781.3725 | 158535077.4265 | 140920068.8235
2017 | 10868 | City of Leesburg - (FL) | FL | Municipal | . | . | . | . | . | . | . | . | . | . | . |  | . | . | . | 136.416 | 1.917 | 71.1612 | 24466 | N | L | 12.5 | N |  |  | 71.1612 |  |  |  | 24466 | 100% |  | 1223.3 |  | 3058.25 |  | 1: 4893.2; 3: 6116.5; 5: 4893.2; 7: 2446.6 | 1100.97 |  | 733.98
2017 | 10879 | Lehi City Corporation | UT | Municipal | 38.701 | 0.68 | 56.9132 | 30.158 | 0.633 | 47.643 | 30.158 | 0.633 | 47.643 | 20070 | 12.5 | Y | . | . | . | . | . | . | . |  |  | . |  | 8.543 | 0.047 | 47.643 | 181.766 | 181.766 | 943.29 | 943.29 | 4.7% | 16.0264 | 47.1645 | 32.0528 | 117.9112 | 96.1583 | 188.658 | 160.2639 | 235.8225 | 240.3958 | 188.658 | 320.5278 | 94.329 | 480.7917 | 42.4481 | 641.0555 | 28.2987 | 755.8766 | 3779.383 | 18141.0385 | 37793.8303 | 45352.5963 | 30235.0642 | 20408.6683 | 18141.0385
2017 | 10944 | PUD No 1 of Lewis County | WA | Political Subdivision | 168.6 | 1.21 | 139.3388 | 129.63 | 1.06 | 122.2925 | 150.88 | 1.08 | 139.7037 | 31712 | 24.9 | N | . | . | . | . | . | . | . |  |  | . |  | 38.97 | 0.15 | 122.2925 | 259.8 | 259.8 | 4756.8 | 4756.8 | 15% | 22.9067 | 237.84 | 45.8134 | 594.6 | 137.4401 | 951.36 | 229.0669 | 1189.2 | 343.6003 | 951.36 | 458.1337 | 475.68 | 687.2006 | 214.056 | 916.2675 | 142.704 | 5448.1263 | 27240.6313 | 130755.0302 | 272406.313 | 326887.5756 | 217925.0504 | 147099.409 | 130755.0302
2017 | 10960 | City of Lewisburg - (TN) | TN | Municipal | 7.352 | 0.217 | 33.8802 | 7.352 | 0.217 | 33.8802 | . | . | . | 6030 | 13 | N | . | . | . | . | . | . | . |  |  | . |  | 0 | 0 | 33.8802 |  |  | 0 | 0 | 0% |  | 0 |  | 0 |  | 1: 0; 3: 0; 5: 0; 7: 0 | 0 |  | 0
2017 | 10966 | City of Lexington - (NC) | NC | Municipal | . | . | . | . | . | . | . | . | . | . | . |  | 49.094 | 0.309 | 158.8803 | 22.95 | 0.219 | 104.7945 | 18928 | Y | L | 12.5 | Y | 26.144 | 0.09 | 104.7945 | 290.4889 | 290.4889 | 1703.52 | 1703.52 | 9% | 25.6125 | 85.176 | 51.2251 | 212.94 | 153.6752 | 340.704 | 256.1254 | 425.88 | 384.1881 | 340.704 | 512.2508 | 170.352 | 768.3762 | 76.6584 | 1024.5016 | 51.1056 | 2181.5737 | 10907.8684 | 52357.7686 | 109078.6845 | 130894.4214 | 87262.9476 | 58902.4896 | 52357.7686
2017 | 11011 | Licking Valley Rural E C C | KY | Cooperative | . | . | . | . | . | . | . | . | . | . | . |  | 344.1 | 2.41 | 142.7801 | 137.28 | 1.31 | 104.7939 | 17281 | N | L | 7.2 | N | 206.82 | 1.1 | 104.7939 | 188.0182 | 206.82 | 19009.1 | 17281 | 100% | 18.2354 | 864.05 | 36.4708 | 2160.125 | 109.4125 | 3456.2 | 182.3542 | 4320.25 | 273.5312 | 3456.2 | 364.7083 | 1728.1 | 547.0625 | 777.645 | 729.4166 | 518.43 | 15756.3104 | 78781.5522 | 378151.4508 | 787815.5224 | 945378.6269 | 630252.4179 | 425420.3821 | 378151.4508
2017 | 11018 | Lincoln Electric System | NE | Municipal | 77.1 | 0.52 | 148.2692 | 18.09 | 0.32 | 56.5312 | 77.1 | 0.52 | 148.2692 | 135588 | 35 | Y | . | . | . | . | . | . | . |  |  | . |  | 59.01 | 0.2 | 56.5312 | 295.05 | 295.05 | 27117.6 | 27117.6 | 20% | 26.0147 | 1355.88 | 52.0294 | 3389.7 | 156.0882 | 5423.52 | 260.147 | 6779.4 | 390.2204 | 5423.52 | 520.2939 | 2711.76 | 780.4409 | 1220.292 | 1040.5878 | 813.528 | 35272.8048 | 176364.0238 | 846547.3143 | 1763640.2381 | 2116368.2857 | 1410912.1904 | 952365.7286 | 846547.3143
2017 | 11022 | Lincoln Electric Coop, Inc | MT | Cooperative | 1097.7 | . | . | 545.19 | . | . | 743.21 | . | . | 5881 | . | N | . | . | . | . | . | . | . |  |  | . |  | 552.51 |  |  |  | 552.51 |  | 5881 | 100% | 48.7151 | 294.05 | 97.4301 | 735.125 | 292.2904 | 1176.2 | 487.1506 | 1470.25 | 730.7259 | 1176.2 | 974.3012 | 588.1 | 1461.4519 | 264.645 | 1948.6025 | 176.43 | 14324.6641 | 71623.3206 | 343791.9388 | 716233.2057 | 859479.8469 | 572986.5646 | 386765.9311 | 343791.9388
2017 | 11053 | Linn County REC | IA | Cooperative | 96 | 1.469 | 65.3506 | 95 | 1.46 | 65.0685 | 80 | 0.88 | 90.9091 | 28090.3 | 12.5 | N | . | . | . | . | . | . | . |  |  | . |  | 1 | 0.009 | 65.0685 | 111.1111 | 111.1111 | 252.8127 | 252.8127 | 0.9% | 9.7967 | 12.6406 | 19.5934 | 31.6016 | 58.7803 | 50.5625 | 97.9672 | 63.2032 | 146.9508 | 50.5625 | 195.9344 | 25.2813 | 293.9015 | 11.3766 | 391.8687 | 7.5844 | 123.8367 | 619.1837 | 2972.0817 | 6191.8369 | 7430.2043 | 4953.4695 | 3343.5919 | 2972.0817
2017 | 11124 | City of Lodi - (CA) | CA | Municipal | . | . | . | . | . | . | . | . | . | . | . |  | 45.261 | 0.932 | 48.5633 | 45.261 | 0.932 | 48.5633 | 24093 | N | F | 12 | N | 0 | 0 | 48.5633 |  |  | 0 | 0 | 0% |  | 0 |  | 0 |  | 1: 0; 3: 0; 5: 0; 7: 0 | 0 |  | 0
2017 | 11135 | City of Logan - (UT) | UT | Municipal | 58.491 | 0.797 | 73.389 | 6.752 | 0.09 | 75.0222 | 58.491 | 0.797 | 73.389 | 19153 | 46 | N | . | . | . | . | . | . | . |  |  | . |  | 51.739 | 0.707 | 75.0222 | 73.181 | 73.181 | 13541.171 | 13541.171 | 70.7% | 6.4524 | 677.0585 | 12.9048 | 1692.6464 | 38.7144 | 2708.2342 | 64.5241 | 3385.2928 | 96.7861 | 2708.2342 | 129.0481 | 1354.1171 | 193.5722 | 609.3527 | 258.0963 | 406.2351 | 4368.6572 | 21843.2858 | 104847.772 | 218432.8583 | 262119.4299 | 174746.2866 | 117953.7435 | 104847.772
2017 | 11148 | City of Lompoc - (CA) | CA | Municipal | . | . | . | . | . | . | . | . | . | . | . |  | 60.066 | 2.965 | 20.2583 | . | . | . | 15594 | N | F | 12 | N | [6 empty] | 15594 | 100% |  | 779.7 |  | 1949.25 |  | 1: 3118.8; 3: 3898.5; 5: 3118.8; 7: 1559.4 | 701.73 |  | 467.82
2017 | 11171 | Long Island Power Authority | NY | State | . | . | . | . | . | . | . | . | . | . | . |  | 111.9 | 1.095 | 102.1918 | 65.8 | 0.949 | 69.3361 | 1122011 | N | O | 13 | Y | 46.1 | 0.146 | 69.3361 | 315.7534 | 315.7534 | 163813.606 | 163813.606 | 14.6% | 27.8401 | 8190.6803 | 55.6803 | 20476.7007 | 167.0408 | 32762.7212 | 278.4013 | 40953.4015 | 417.6019 | 32762.7212 | 556.8025 | 16381.3606 | 835.2038 | 7371.6123 | 1113.605 | 4914.4082 | 228029.5684 | 1140147.842 | 5472709.6417 | 11401478.4203 | 13681774.1043 | 9121182.7362 | 6156798.347 | 5472709.6417
2017 | 11187 | City of Longmont | CO | Municipal | . | . | . | . | . | . | . | . | . | . | . |  | 33.38 | 0.57 | 58.5614 | 33.38 | 0.57 | 58.5614 | 42756 | N | F | 12.5 | N | 0 | 0 | 58.5614 |  |  | 0 | 0 | 0% |  | 0 |  | 0 |  | 1: 0; 3: 0; 5: 0; 7: 0 | 0 |  | 0
2017 | 11200 | Lorain-Medina R E C, Inc | OH | Cooperative | 178.422 | . | . | 67.567 | . | . | 176.232 | . | . | 16293 | 12.5 | Y | . | . | . | . | . | . | . |  |  | . |  | 110.855 |  |  |  | 110.855 |  | 16293 | 100% | 9.7741 | 814.65 | 19.5483 | 2036.625 | 58.6448 | 3258.6 | 97.7414 | 4073.25 | 146.612 | 3258.6 | 195.4827 | 1629.3 | 293.2241 | 733.185 | 390.9655 | 488.79 | 7962.5004 | 39812.5022 | 191100.0104 | 398125.0217 | 477750.026 | 318500.0173 | 214987.5117 | 191100.0104
2017 | 11203 | Logan County Coop Power & Light | OH | Cooperative | 128.5 | . | . | 48.3 | . | . | 128.5 | . | . | 4627 | 12.5 | Y | . | . | . | . | . | . | . |  |  | . |  | 80.2 |  |  |  | 80.2 |  | 4627 | 100% | 7.0713 | 231.35 | 14.1425 | 578.375 | 42.4276 | 925.4 | 70.7127 | 1156.75 | 106.0691 | 925.4 | 141.4254 | 462.7 | 212.1381 | 208.215 | 282.8508 | 138.81 | 1635.9386 | 8179.6929 | 39262.5258 | 81796.9287 | 98156.3145 | 65437.543 | 44170.3415 | 39262.5258
2017 | 11204 | Los Alamos County | NM | Municipal | 124 | 1.01 | 122.7723 | . | . | . | . | . | . | 9850 | 13.2 |  | . | . | . | . | . | . | . |  |  | . | [7 empty] | 9850 | 100% |  | 492.5 |  | 1231.25 |  | 1: 1970; 3: 2462.5; 5: 1970; 7: 985 | 443.25 |  | 295.5
2017 | 11208 | Los Angeles Department of Water & Power | CA | Municipal | 220.68 | 1.23 | 179.4146 | 120.91 | 0.97 | 124.6495 | . | . | . | 1596912 | 34.5 | N | . | . | . | . | . | . | . |  |  | . |  | 99.77 | 0.26 | 124.6495 | 383.7308 | 383.7308 | 415197.12 | 415197.12 | 26% | 33.8337 | 20759.856 | 67.6674 | 51899.64 | 203.0023 | 83039.424 | 338.3372 | 103799.28 | 507.5058 | 83039.424 | 676.6744 | 41519.712 | 1015.0116 | 18683.8704 | 1353.3488 | 12455.9136 | 702383.1458 | 3511915.729 | 16857195.4993 | 35119157.2902 | 42142988.7483 | 28095325.8322 | 18964344.9367 | 16857195.4993
2017 | 11241 | Entergy Louisiana LLC | LA | Investor Owned | 388.2 | 2.099 | 184.9452 | 172.8 | 1.48 | 116.7568 | 365.3 | 1.838 | 198.7486 | 1095941 | 34.5 | Y | . | . | . | . | . | . | . |  |  | . |  | 215.4 | 0.619 | 116.7568 | 347.9806 | 347.9806 | 678387.479 | 678387.479 | 61.9% | 30.6816 | 33919.374 | 61.3632 | 84798.4349 | 184.0897 | 135677.4958 | 306.8161 | 169596.8698 | 460.2242 | 135677.4958 | 613.6322 | 67838.7479 | 920.4484 | 30527.4366 | 1227.2645 | 20351.6244 | 1040701.0642 | 5203505.3211 | 24976825.5412 | 52035053.2109 | 62442063.853 | 41628042.5687 | 28098928.7339 | 24976825.5412
2017 | 11249 | Louisville Gas & Electric Co | KY | Investor Owned | 96.82 | 0.998 | 97.014 | 76.37 | 0.918 | 83.1917 | 90.81 | 0.912 | 99.5724 | 418616 | 34.5 | Y | . | . | . | . | . | . | . |  |  | . |  | 20.45 | 0.08 | 83.1917 | 255.625 | 255.625 | 33489.28 | 33489.28 | 8% | 22.5386 | 1674.464 | 45.0771 | 4186.16 | 135.2314 | 6697.856 | 225.3857 | 8372.32 | 338.0786 | 6697.856 | 450.7715 | 3348.928 | 676.1572 | 1507.0176 | 901.543 | 1004.6784 | 37740.0317 | 188700.1587 | 905760.7618 | 1887001.5871 | 2264401.9045 | 1509601.2697 | 1018980.857 | 905760.7618
2017 | 11251 | Loup River Public Power Dist | NE | Political Subdivision | . | . | . | . | . | . | . | . | . | . | . |  | 15.2 | 0.4 | 38 | 11 | 0.3 | 36.6667 | 20058 | N | L | 12.5 | N | 4.2 | 0.1 | 36.6667 | 42 | 42 | 2005.8 | 2005.8 | 10% | 3.7032 | 100.29 | 7.4063 | 250.725 | 22.219 | 401.16 | 37.0316 | 501.45 | 55.5474 | 401.16 | 74.0632 | 200.58 | 111.0948 | 90.261 | 148.1264 | 60.174 | 371.3899 | 1856.9493 | 8913.3566 | 18569.493 | 22283.3916 | 14855.5944 | 10027.5262 | 8913.3566
2017 | 11256 | City of Loveland - (CO) | CO | Municipal | 45.3 | 0.67 | 67.6119 | 45.3 | 0.67 | 67.6119 | 45.3 | 0.67 | 67.6119 | 34518 | 12.5 | N | . | . | . | . | . | . | . |  |  | . |  | 0 | 0 | 67.6119 |  |  | 0 | 0 | 0% |  | 0 |  | 0 |  | 1: 0; 3: 0; 5: 0; 7: 0 | 0 |  | 0
2017 | 11291 | Lumbee River Elec Member Corp | NC | Cooperative | 110.208 | 1.173 | 93.954 | 89.71 | 1.125 | 79.7422 | 105.917 | 1.131 | 93.649 | 60063 | 25 | Y | . | . | . | . | . | . | . |  |  | . |  | 20.498 | 0.048 | 79.7422 | 427.0417 | 427.0417 | 2883.024 | 2883.024 | 4.8% | 37.6525 | 144.1512 | 75.3049 | 360.378 | 225.9148 | 576.6048 | 376.5246 | 720.756 | 564.7869 | 576.6048 | 753.0492 | 288.3024 | 1129.5738 | 129.7361 | 1506.0985 | 86.4907 | 5427.6475 | 27138.2375 | 130263.5399 | 271382.3749 | 325658.8498 | 217105.8999 | 146546.4824 | 130263.5399
2017 | 11298 | Lyon Rural Electric Coop | IA | Cooperative | 57.522 | 1.03 | 55.8466 | 57.522 | 1.03 | 55.8466 | 57.522 | 1.03 | 55.8466 | 2205 | 7.2 | N | . | . | . | . | . | . | . |  |  | . |  | 0 | 0 | 55.8466 |  |  | 0 | 0 | 0% |  | 0 |  | 0 |  | 1: 0; 3: 0; 5: 0; 7: 0 | 0 |  | 0
2017 | 11318 | City of Lumberton - (NC) | NC | Municipal | . | . | . | . | . | . | . | . | . | . | . |  | 6.4 | 0.118 | 54.2373 | . | . | . | 12323 | N | L | 23 | N | [6 empty] | 12323 | 100% |  | 616.15 |  | 1540.375 |  | 1: 2464.6; 3: 3080.75; 5: 2464.6; 7: 1232.3 | 554.535 |  | 369.69
2017 | 11332 | City of Luverne - (MN) | MN | Municipal | . | . | . | . | . | . | . | . | . | . | . |  | 93.27 | 1.603 | 58.1847 | 93.27 | 1.603 | 58.1847 | 2400 | Y | L | 24.9 | N | 0 | 0 | 58.1847 |  |  | 0 | 0 | 0% |  | 0 |  | 0 |  | 1: 0; 3: 0; 5: 0; 7: 0 | 0 |  | 0
2017 | 11345 | Lyon-Lincoln Electric Coop Inc | MN | Cooperative | 90.168 | 1.372 | 65.7201 | 90.168 | 1.372 | 65.7201 | 62.868 | 0.884 | 71.1176 | 3932 | 12.4 | N | . | . | . | . | . | . | . |  |  | . |  | 0 | 0 | 65.7201 |  |  | 0 | 0 | 0% |  | 0 |  | 0 |  | 1: 0; 3: 0; 5: 0; 7: 0 | 0 |  | 0
2017 | 11355 | Lynches River Elec Coop, Inc | SC | Cooperative | 114.3 | 1 | 114.3 | 114.3 | 1 | 114.3 | 114.3 | 1 | 114.3 | 20919 | 24.9 |  | . | . | . | . | . | . | . |  |  | . |  | 0 | 0 | 114.3 |  |  | 0 | 0 | 0% |  | 0 |  | 0 |  | 1: 0; 3: 0; 5: 0; 7: 0 | 0 |  | 0
2017 | 11364 | Lyntegar Electric Coop, Inc | TX | Cooperative | 459.47 | . | . | 459.47 | . | . | 175.99 | . | . | 22463 | 14.4 | Y | . | . | . | . | . | . | . |  |  | . |  | 0 |  |  |  | 0 |  | 22463 | 100% | 0 | 1123.15 | 0 | 2807.875 | 0 | 4492.6 | 0 | 5615.75 | 0 | 4492.6 | 0 | 2246.3 | 0 | 1010.835 | 0 | 673.89 | 0 | 0 | 0 | 0 | 0 | 0 | 0 | 0
2017 | 11460 | City of Macon - (MO) | MO | Municipal | 2.384 | 0.341 | 6.9912 | 2.384 | 0.341 | 6.9912 | 2.384 | 0.341 | 6.9912 | 3559 | 13 | N | . | . | . | . | . | . | . |  |  | . |  | 0 | 0 | 6.9912 |  |  | 0 | 0 | 0% |  | 0 |  | 0 |  | 1: 0; 3: 0; 5: 0; 7: 0 | 0 |  | 0
2017 | 11476 | Borough of Madison - (NJ) | NJ | Municipal | 24.6 | . | . | . | . | . | . | . | . | 6624 | 12.5 | N | . | . | . | . | . | . | . |  |  | . | [7 empty] | 6624 | 100% |  | 331.2 |  | 828 |  | 1: 1324.8; 3: 1656; 5: 1324.8; 7: 662.4 | 298.08 |  | 198.72
2017 | 11479 | Madison Gas & Electric Co | WI | Investor Owned | 40.77 | 0.352 | 115.8239 | 35.988 | 0.331 | 108.7251 | 40.6 | 0.33 | 123.0303 | 151933 | 13.8 | Y | . | . | . | . | . | . | . |  |  | . |  | 4.782 | 0.021 | 108.7251 | 227.7143 | 227.7143 | 3190.593 | 3190.593 | 2.1% | 20.0777 | 159.5297 | 40.1553 | 398.8241 | 120.466 | 638.1186 | 200.7767 | 797.6482 | 301.1651 | 638.1186 | 401.5535 | 319.0593 | 602.3302 | 143.5767 | 803.107 | 95.7178 | 3202.9843 | 16014.9215 | 76871.6233 | 160149.2151 | 192179.0582 | 128119.3721 | 86480.5762 | 76871.6233
2017 | 11501 | Magic Valley Electric Coop Inc | TX | Cooperative | 108.04 | . | . | 101.47 | . | . | 93.84 | . | . | 114297 | 12.4 | Y | . | . | . | . | . | . | . |  |  | . |  | 6.57 |  |  |  | 6.57 |  | 114297 | 100% | 0.57928 | 5714.85 | 1.1586 | 14287.125 | 3.4757 | 22859.4 | 5.7928 | 28574.25 | 8.6892 | 22859.4 | 11.5856 | 11429.7 | 17.3784 | 5143.365 | 23.1712 | 3428.91 | 3310.498 | 16552.4899 | 79451.9513 | 165524.8986 | 198629.8783 | 132419.9189 | 89383.4452 | 79451.9513
2017 | 11519 | Magnolia Electric Power Assn | MS | Cooperative | 567.75 | . | . | . | . | . | 535.23 | . | . | 31654 | 15 | Y | . | . | . | . | . | . | . |  |  | . | [7 empty] | 31654 | 100% |  | 1582.7 |  | 3956.75 |  | 1: 6330.8; 3: 7913.5; 5: 6330.8; 7: 3165.4 | 1424.43 |  | 949.62
2017 | 11560 | City of Manassas - (VA) | VA | Municipal | 58.47 | 1.05 | 55.6857 | 58.47 | 1.05 | 55.6857 | . | . | . | 16075 | 13.2 | Y | . | . | . | . | . | . | . |  |  | . |  | 0 | 0 | 55.6857 |  |  | 0 | 0 | 0% |  | 0 |  | 0 |  | 1: 0; 3: 0; 5: 0; 7: 0 | 0 |  | 0
2017 | 11571 | Manitowoc Public Utilities | WI | Municipal | 3.018 | 0.044 | 68.5909 | 3.018 | 0.044 | 68.5909 | 3.018 | 0.044 | 68.5909 | 17950 | 13.2 | N | . | . | . | . | . | . | . |  |  | . |  | 0 | 0 | 68.5909 |  |  | 0 | 0 | 0% |  | 0 |  | 0 |  | 1: 0; 3: 0; 5: 0; 7: 0 | 0 |  | 0
2017 | 11586 | Town of Mansfield - (MA) | MA | Municipal | . | . | . | . | . | . | . | . | . | . | . |  | 20.547 | 0.225 | 91.32 | 5.385 | 0.056 | 96.1607 | 9950 | N | L | 15 | N | 15.162 | 0.169 | 96.1607 | 89.716 | 89.716 | 1681.55 | 1681.55 | 16.9% | 7.9103 | 84.0775 | 15.8206 | 210.1937 | 47.4618 | 336.31 | 79.103 | 420.3875 | 118.6545 | 336.31 | 158.206 | 168.155 | 237.309 | 75.6697 | 316.412 | 50.4465 | 665.0782 | 3325.3909 | 15961.8763 | 33253.9089 | 39904.6907 | 26603.1271 | 17957.1108 | 15961.8763
2017 | 11646 | City of Marietta - (GA) | GA | Municipal | 441.935 | 2.743 | 161.1137 | 111.455 | 1.399 | 79.6676 | 111.455 | 2.66 | 41.9004 | 41575 | 25 | Y | . | . | . | . | . | . | . |  |  | . |  | 330.48 | 1.344 | 79.6676 | 245.8929 | 330.48 | 55876.8 | 41575 | 100% | 29.1386 | 2078.75 | 58.2771 | 5196.875 | 174.8314 | 8315 | 291.3857 | 10393.75 | 437.0786 | 8315 | 582.7715 | 4157.5 | 874.1572 | 1870.875 | 1165.543 | 1247.25 | 60571.8119 | 302859.0595 | 1453723.4857 | 3028590.5952 | 3634308.7142 | 2422872.4761 | 1635438.9214 | 1453723.4857
2017 | 11693 | Marlboro Electric Coop, Inc | SC | Cooperative | 84.24 | 0.94 | 89.617 | 84.23 | 0.94 | 89.6064 | 65.4 | . | . | 6487 | . | Y | . | . | . | . | . | . | . |  |  | . |  | 0.01 | 0 | 89.6064 |  |  | 0 | 0 | 0% |  | 0 |  | 0 |  | 1: 0; 3: 0; 5: 0; 7: 0 | 0 |  | 0
2017 | 11701 | City of Marquette - (MI) | MI | Municipal | 108.989 | 0.927 | 117.5717 | 108.989 | 0.927 | 117.5717 | . | . | . | 16955 | 12.5 | Y | . | . | . | . | . | . | . |  |  | . |  | 0 | 0 | 117.5717 |  |  | 0 | 0 | 0% |  | 0 |  | 0 |  | 1: 0; 3: 0; 5: 0; 7: 0 | 0 |  | 0
2017 | 11731 | City of Marshall - (MN) | MN | Municipal | . | . | . | . | . | . | . | . | . | . | . |  | 6.892 | 0.06 | 114.8667 | 6.892 | 0.06 | 114.8667 | 6639 | N | O | 13.8 | N | 0 | 0 | 114.8667 |  |  | 0 | 0 | 0% |  | 0 |  | 0 |  | 1: 0; 3: 0; 5: 0; 7: 0 | 0 |  | 0
2017 | 11732 | City of Marshall - (MO) | MO | Municipal | . | . | . | . | . | . | . | . | . | . | . |  | 48.751 | 1.321 | 36.9046 | 48.751 | 1.321 | 36.9046 | 6000 | N | L | 13.2 | N | 0 | 0 | 36.9046 |  |  | 0 | 0 | 0% |  | 0 |  | 0 |  | 1: 0; 3: 0; 5: 0; 7: 0 | 0 |  | 0
2017 | 11740 | City of Marshfield - (WI) | WI | Municipal | 86.814 | 0.83 | 104.5952 | 4.86 | 0.091 | 53.4066 | 86.814 | 0.83 | 104.5952 | 13297 | 13.2 | Y | . | . | . | . | . | . | . |  |  | . |  | 81.954 | 0.739 | 53.4066 | 110.8985 | 110.8985 | 9826.483 | 9826.483 | 73.9% | 9.778 | 491.3241 | 19.5559 | 1228.3104 | 58.6678 | 1965.2966 | 97.7797 | 2456.6208 | 146.6696 | 1965.2966 | 195.5595 | 982.6483 | 293.3392 | 442.1917 | 391.1189 | 294.7945 | 4804.1543 | 24020.7716 | 115299.7037 | 240207.7159 | 288249.2591 | 192166.1728 | 129712.1666 | 115299.7037
2017 | 11788 | Consumers Energy | IA | Cooperative | . | . | . | 69.6 | 1.29 | 53.9535 | 54 | 0.75 | 72 | 6129 | 12.5 | N | . | . | . | . | . | . | . |  |  | . |  |  |  | 53.9535 |  |  |  | 6129 | 100% |  | 306.45 |  | 766.125 |  | 1: 1225.8; 3: 1532.25; 5: 1225.8; 7: 612.9 | 275.805 |  | 183.87
2017 | 11804 | Massachusetts Electric Co | MA | Investor Owned | . | . | . | . | . | . | . | . | . | . | . |  | 413.14 | 1.177 | 351.0111 | 118.6 | 0.959 | 123.6705 | 1294401 | N | L | 69 | Y | 294.54 | 0.218 | 123.6705 | 1351.1009 | 1351.1009 | 282179.418 | 282179.418 | 21.8% | 119.1272 | 14108.9709 | 238.2544 | 35272.4273 | 714.7632 | 56435.8836 | 1191.2719 | 70544.8545 | 1786.9079 | 56435.8836 | 2382.5439 | 28217.9418 | 3573.8158 | 12698.0738 | 4765.0877 | 8465.3825 | 1680762.1038 | 8403810.5189 | 40338290.4906 | 84038105.1888 | 100845726.2266 | 67230484.1511 | 45380576.802 | 40338290.4906
2017 | 11811 | Town of Massena - (NY) | NY | Municipal | . | . | . | . | . | . | . | . | . | . | . |  | 16.66 | 0.37 | 45.027 | 16.66 | 0.37 | 45.027 | 9349 | N | F | 24.7 | N | 0 | 0 | 45.027 |  |  | 0 | 0 | 0% |  | 0 |  | 0 |  | 1: 0; 3: 0; 5: 0; 7: 0 | 0 |  | 0
2017 | 11824 | Matanuska Electric Assn Inc | AK | Cooperative | 185.9 | 1.28 | 145.2344 | 147.6 | 1.17 | 126.1539 | 175.2 | 1.21 | 144.7934 | 63485 | 25 | Y | . | . | . | . | . | . | . |  |  | . |  | 38.3 | 0.11 | 126.1538 | 348.1818 | 348.1818 | 6983.35 | 6983.35 | 11% | 30.6994 | 349.1675 | 61.3987 | 872.9188 | 184.1961 | 1396.67 | 306.9935 | 1745.8375 | 460.4903 | 1396.67 | 613.987 | 698.335 | 920.9806 | 314.2507 | 1227.9741 | 209.5005 | 10719.216 | 53596.0801 | 257261.1844 | 535960.8009 | 643152.9611 | 428768.6407 | 289418.8325 | 257261.1844
2017 | 11843 | Maui Electric Co Ltd | HI | Investor Owned | 831.18 | 3.495 | 237.8197 | 150.61 | 1.653 | 91.1131 | 827.47 | 3.44 | 240.5436 | 71049 | 12.5 | N | . | . | . | . | . | . | . |  |  | . |  | 680.57 | 1.842 | 91.1131 | 369.4734 | 680.57 | 130872.258 | 71049 | 100% | 60.0062 | 3552.45 | 120.0123 | 8881.125 | 360.037 | 14209.8 | 600.0617 | 17762.25 | 900.0926 | 14209.8 | 1200.1234 | 7104.9 | 1800.1852 | 3197.205 | 2400.2469 | 2131.47 | 213168.9255 | 1065844.6274 | 5116054.2116 | 10658446.2741 | 12790135.5289 | 8526757.0193 | 5755560.988 | 5116054.2116
2017 | 11910 | McLeod Cooperative Power Assn | MN | Cooperative | 156.467 | 1.772 | 88.2997 | 156.467 | 1.772 | 88.2997 | 101.343 | 0.965 | 105.0186 | 6674 | 7.2 | N | . | . | . | . | . | . | . |  |  | . |  | 0 | 0 | 88.2997 |  |  | 0 | 0 | 0% |  | 0 |  | 0 |  | 1: 0; 3: 0; 5: 0; 7: 0 | 0 |  | 0
2017 | 12087 | McKenzie Electric Coop Inc | ND | Cooperative | 241.792 | 1.523 | 158.7603 | 152.171 | 1.186 | 128.3061 | 241.654 | 1.522 | 158.774 | 12003 | 25 | N | . | . | . | . | . | . | . |  |  | . |  | 89.621 | 0.337 | 128.3061 | 265.9377 | 265.9377 | 4045.011 | 4045.011 | 33.7% | 23.4478 | 202.2506 | 46.8957 | 505.6264 | 140.6871 | 809.0022 | 234.4785 | 1011.2527 | 351.7177 | 809.0022 | 468.957 | 404.5011 | 703.4355 | 182.0255 | 937.914 | 121.3503 | 4742.3403 | 23711.7016 | 113816.1677 | 237117.0161 | 284540.4193 | 189693.6129 | 128043.1887 | 113816.1677
2017 | 12186 | McMinnville Electric System | TN | Municipal | 8.44 | 0.139 | 60.7194 | 8.44 | 0.139 | 60.7194 | 8.44 | 0.139 | 60.7194 | 8002 | 13 | N | . | . | . | . | . | . | . |  |  | . |  | 0 | 0 | 60.7194 |  |  | 0 | 0 | 0% |  | 0 |  | 0 |  | 1: 0; 3: 0; 5: 0; 7: 0 | 0 |  | 0
2017 | 12187 | City of McMinnville - (OR) | OR | Municipal | . | . | . | . | . | . | . | . | . | . | . |  | 55.764 | 0.777 | 71.7683 | . | . | . | 16068 | N | L | 12.5 | N | [6 empty] | 16068 | 100% |  | 803.4 |  | 2008.5 |  | 1: 3213.6; 3: 4017; 5: 3213.6; 7: 1606.8 | 723.06 |  | 482.04
2017 | 12199 | Montana-Dakota Utilities Co | MT | Investor Owned | . | . | . | . | . | . | . | . | . | . | . |  | 171.21 | 1.96 | 87.352 | . | . | . | 27755 | N | F | 22 | N | [6 empty] | 27755 | 100% |  | 1387.75 |  | 3469.375 |  | 1: 5551; 3: 6938.75; 5: 5551; 7: 2775.5 | 1248.975 |  | 832.65
2017 | 12199 | Montana-Dakota Utilities Co | ND | Investor Owned | . | . | . | . | . | . | . | . | . | . | . |  | 84.45 | 0.904 | 93.4181 | . | . | . | 98272 | N | F | 22 | N | [6 empty] | 98272 | 100% |  | 4913.6 |  | 12284 |  | 1: 19654.4; 3: 24568; 5: 19654.4; 7: 9827.2 | 4422.24 |  | 2948.16
2017 | 12199 | Montana-Dakota Utilities Co | SD | Investor Owned | . | . | . | . | . | . | . | . | . | . | . |  | 115.13 | 1.723 | 66.8195 | . | . | . | 9533 | N | F | 22 | N | [6 empty] | 9533 | 100% |  | 476.65 |  | 1191.625 |  | 1: 1906.6; 3: 2383.25; 5: 1906.6; 7: 953.3 | 428.985 |  | 285.99
2017 | 12199 | Montana-Dakota Utilities Co | WY | Investor Owned | . | . | . | . | . | . | . | . | . | . | . |  | 210.9 | 1.893 | 111.4105 | . | . | . | 17570 | N | F | 22 | N | [6 empty] | 17570 | 100% |  | 878.5 |  | 2196.25 |  | 1: 3514; 3: 4392.5; 5: 3514; 7: 1757 | 790.65 |  | 527.1
2017 | 12208 | City of McPherson - (KS) | KS | Municipal | 8.828 | 0.089 | 99.191 | 8.282 | . | . | . | . | . | 8727 | 34.5 | N | . | . | . | . | . | . | . |  |  | . |  | 0.546 |  |  |  | 0.546 |  | 8727 | 100% | 0.048141 | 436.35 | 0.096282 | 1090.875 | 0.28885 | 1745.4 | 0.48141 | 2181.75 | 0.72212 | 1745.4 | 0.96282 | 872.7 | 1.4442 | 392.715 | 1.9256 | 261.81 | 21.0064 | 105.0318 | 504.1526 | 1050.3179 | 1260.3814 | 840.2543 | 567.1716 | 504.1526
2017 | 12227 | Meeker Coop Light & Power Assn | MN | Cooperative | 318.22 | 2.24 | 142.0625 | 57.34 | 1.64 | 34.9634 | 310.988 | 1.446 | 215.0678 | 8879 | 12.4 | Y | . | . | . | . | . | . | . |  |  | . |  | 260.88 | 0.6 | 34.9634 | 434.8 | 434.8 | 5327.4 | 5327.4 | 60% | 38.3365 | 266.37 | 76.673 | 665.925 | 230.0191 | 1065.48 | 383.3652 | 1331.85 | 575.0478 | 1065.48 | 766.7303 | 532.74 | 1150.0955 | 239.733 | 1533.4607 | 159.822 | 10211.6981 | 51058.4905 | 245080.7545 | 510584.9052 | 612701.8863 | 408467.9242 | 275715.8488 | 245080.7545
2017 | 12243 | Meade County Rural E C C | KY | Cooperative | 98.63 | 1.34 | 73.6045 | 87.77 | 1.27 | 69.1102 | 96.63 | 1.14 | 84.7632 | 29579 | 25 | N | . | . | . | . | . | . | . |  |  | . |  | 10.86 | 0.07 | 69.1102 | 155.1429 | 155.1429 | 2070.53 | 2070.53 | 7% | 13.679 | 103.5265 | 27.358 | 258.8163 | 82.0741 | 414.106 | 136.7902 | 517.6325 | 205.1853 | 414.106 | 273.5804 | 207.053 | 410.3705 | 93.1739 | 547.1607 | 62.1159 | 1416.1408 | 7080.704 | 33987.3794 | 70807.0404 | 84968.4485 | 56645.6323 | 38235.8018 | 33987.3794
2017 | 12260 | Mecklenburg Electric Cooperative | VA | Cooperative | 194.37 | 1.938 | 100.2941 | 166.02 | 1.846 | 89.935 | 182.84 | 1.714 | 106.6744 | 31214.7 | 69 | Y | . | . | . | . | . | . | . |  |  | . |  | 28.35 | 0.092 | 89.935 | 308.1522 | 308.1522 | 2871.7524 | 2871.7524 | 9.2% | 27.1699 | 143.5876 | 54.3398 | 358.969 | 163.0195 | 574.3505 | 271.6992 | 717.9381 | 407.5488 | 574.3505 | 543.3984 | 287.1752 | 815.0976 | 129.2289 | 1086.7968 | 86.1526 | 3901.2641 | 19506.3206 | 93630.3389 | 195063.2061 | 234075.8473 | 156050.5649 | 105334.1313 | 93630.3389
2017 | 12268 | Medina Electric Coop, Inc | TX | Cooperative | 373.2 | 2.69 | 138.7361 | 241.18 | 1.53 | 157.634 | . | . | . | 31657 | 24.9 | Y | . | . | . | . | . | . | . |  |  | . |  | 132.02 | 1.16 | 157.634 | 113.8103 | 132.02 | 36722.12 | 31657 | 100% | 11.6403 | 1582.85 | 23.2805 | 3957.125 | 69.8416 | 6331.4 | 116.4026 | 7914.25 | 174.604 | 6331.4 | 232.8053 | 3165.7 | 349.2079 | 1424.565 | 465.6106 | 949.71 | 18424.7927 | 92123.9634 | 442195.0244 | 921239.6341 | 1105487.5609 | 736991.7073 | 497469.4024 | 442195.0244
2017 | 12293 | City of Memphis - (TN) | TN | Municipal | 2076 | 2.17 | 956.682 | 162.6 | 1.47 | 110.6122 | 2076 | 2.17 | 956.682 | 412188 | 23 | Y | . | . | . | . | . | . | . |  |  | . |  | 1913.4 | 0.7 | 110.6122 | 2733.4286 | 2733.4286 | 288531.6 | 288531.6 | 70% | 241.0077 | 14426.58 | 482.0153 | 36066.45 | 1446.046 | 57706.32 | 2410.0766 | 72132.9 | 3615.1149 | 57706.32 | 4820.1532 | 28853.16 | 7230.2299 | 12983.922 | 9640.3065 | 8655.948 | 3476916.3227 | 17384581.6135 | 83445991.7449 | 173845816.1352 | 208614979.3622 | 139076652.9082 | 93876740.713 | 83445991.7449
2017 | 12298 | City of Menasha - (WI) | WI | Municipal | . | . | . | . | . | . | . | . | . | . | . |  | 24.443 | 0.633 | 38.6145 | 24.443 | 0.633 | 38.6145 | 9071 | N | L | 34.5 | N | 0 | 0 | 38.6145 |  |  | 0 | 0 | 0% |  | 0 |  | 0 |  | 1: 0; 3: 0; 5: 0; 7: 0 | 0 |  | 0
2017 | 12301 | Nodak Electric Coop Inc | ND | Cooperative | 158.4 | 1.21 | 130.9091 | 158.4 | 1.15 | 137.7391 | 107.3 | 0.73 | 146.9863 | 19584 | 15 | Y | . | . | . | . | . | . | . |  |  | . |  | 0 | 0.06 | 137.7391 | 0 | 0 | 1175.04 | 1175.04 | 6% | 0 | 58.752 | 0 | 146.88 | 0 | 235.008 | 0 | 293.76 | 0 | 235.008 | 0 | 117.504 | 0 | 52.8768 | 0 | 35.2512 | 0 | 0 | 0 | 0 | 0 | 0 | 0 | 0
2017 | 12330 | Meriwether Lewis Electric Coop | TN | Cooperative | . | . | . | . | . | . | . | . | . | . | . |  | 503.94 | 2.131 | 236.4805 | 354.96 | 2.032 | 174.685 | 34232 | N | L | 25 | N | 148.98 | 0.099 | 174.685 | 1504.8485 | 1504.8485 | 3388.968 | 3388.968 | 9.9% | 132.6832 | 169.4484 | 265.3664 | 423.621 | 796.0991 | 677.7936 | 1326.8319 | 847.242 | 1990.2478 | 677.7936 | 2653.6637 | 338.8968 | 3980.4956 | 152.5036 | 5307.3275 | 101.669 | 22482.9538 | 112414.7691 | 539590.8919 | 1124147.6914 | 1348977.2297 | 899318.1531 | 607039.7534 | 539590.8919
2017 | 12341 | MidAmerican Energy Co | IA | Investor Owned | 136 | 1.09 | 124.7706 | 110 | 0.97 | 113.4021 | 118 | 0.88 | 134.0909 | 683623 | 13.8 | Y | . | . | . | . | . | . | . |  |  | . |  | 26 | 0.12 | 113.4021 | 216.6667 | 216.6667 | 82034.76 | 82034.76 | 12% | 19.1036 | 4101.738 | 38.2072 | 10254.345 | 114.6216 | 16406.952 | 191.036 | 20508.69 | 286.554 | 16406.952 | 382.072 | 8203.476 | 573.108 | 3691.5642 | 764.144 | 2461.0428 | 78357.9633 | 391789.8163 | 1880591.1183 | 3917898.1631 | 4701477.7957 | 3134318.5305 | 2115665.0081 | 1880591.1183
2017 | 12341 | MidAmerican Energy Co | IL | Investor Owned | 121 | 1.12 | 108.0357 | 87 | 0.97 | 89.6907 | 104 | 0.93 | 111.828 | 85103 | 13.8 | Y | . | . | . | . | . | . | . |  |  | . |  | 34 | 0.15 | 89.6907 | 226.6667 | 226.6667 | 12765.45 | 12765.45 | 15% | 19.9853 | 638.2725 | 39.9706 | 1595.6813 | 119.9118 | 2553.09 | 199.853 | 3191.3625 | 299.7796 | 2553.09 | 399.7061 | 1276.545 | 599.5591 | 574.4453 | 799.4122 | 382.9635 | 12756.0705 | 63780.3527 | 306145.6929 | 637803.5268 | 765364.2322 | 510242.8215 | 344413.9045 | 306145.6929
2017 | 12341 | MidAmerican Energy Co | SD | Investor Owned | 90 | 0.79 | 113.924 | 90 | 0.79 | 113.924 | 78 | 0.63 | 123.8095 | 5034 | 13.8 | Y | . | . | . | . | . | . | . |  |  | . |  | 0 | 0 | 113.9241 |  |  | 0 | 0 | 0% |  | 0 |  | 0 |  | 1: 0; 3: 0; 5: 0; 7: 0 | 0 |  | 0
2017 | 12351 | City of Mesa - (AZ) | AZ | Municipal | 48.261 | 0.774 | 62.3527 | . | . | . | . | . | . | 16716 | 12.5 | Y | . | . | . | . | . | . | . |  |  | . | [7 empty] | 16716 | 100% |  | 835.8 |  | 2089.5 |  | 1: 3343.2; 3: 4179; 5: 3343.2; 7: 1671.6 | 752.22 |  | 501.48
2017 | 12377 | Midwest Energy Cooperative | MI | Cooperative | . | . | . | . | . | . | . | . | . | . | . |  | 563.3 | 2.8 | 201.1786 | 452 | 2.5 | 180.8 | 35300 | N | F | 12.5 | Y | 111.3 | 0.3 | 180.8 | 371 | 371 | 10590 | 10590 | 30% | 32.7112 | 529.5 | 65.4225 | 1323.75 | 196.2675 | 2118 | 327.1124 | 2647.5 | 490.6686 | 2118 | 654.2248 | 1059 | 981.3373 | 476.55 | 1308.4497 | 317.7 | 17320.6025 | 86603.0125 | 415694.46 | 866030.1249 | 1039236.1499 | 692824.0999 | 467656.2675 | 415694.46
2017 | 12377 | Midwest Energy Cooperative | OH | Cooperative | . | . | . | . | . | . | . | . | . | . | . |  | 394.5 | 2.2 | 179.3182 | 300.5 | 2 | 150.25 | 871 | N | F | 12.5 | Y | 94 | 0.2 | 150.25 | 470 | 470 | 174.2 | 174.2 | 20% | 41.4401 | 8.71 | 82.8802 | 21.775 | 248.6407 | 34.84 | 414.4012 | 43.55 | 621.6018 | 34.84 | 828.8024 | 17.42 | 1243.2035 | 7.839 | 1657.6047 | 5.226 | 360.9434 | 1804.7171 | 8662.6422 | 18047.1712 | 21656.6054 | 14437.737 | 9745.4724 | 8662.6422
2017 | 12390 | Metropolitan Edison Co | PA | Investor Owned | 222.127 | 1.506 | 147.4947 | 159.418 | 1.289 | 123.6757 | 208.053 | 1.324 | 157.1397 | 561039 | 34.5 | Y | . | . | . | . | . | . | . |  |  | . |  | 62.709 | 0.217 | 123.6757 | 288.9816 | 288.9816 | 121745.463 | 121745.463 | 21.7% | 25.4796 | 6087.2731 | 50.9593 | 15218.1829 | 152.8778 | 24349.0926 | 254.7964 | 30436.3658 | 382.1946 | 24349.0926 | 509.5928 | 12174.5463 | 764.3892 | 5478.5458 | 1019.1855 | 3652.3639 | 155101.5194 | 775507.597 | 3722436.4656 | 7755075.9701 | 9306091.1641 | 6204060.7761 | 4187741.0239 | 3722436.4656
2017 | 12395 | Menard Electric Coop | IL | Cooperative | . | . | . | . | . | . | . | . | . | . | . |  | 169.42 | 1.321 | 128.2513 | 169.42 | 1.321 | 128.2513 | 11077 | N | O | 12.5 | N | 0 | 0 | 128.2513 |  |  | 0 | 0 | 0% |  | 0 |  | 0 |  | 1: 0; 3: 0; 5: 0; 7: 0 | 0 |  | 0
2017 | 12439 | Midstate Electric Coop, Inc | OR | Cooperative | . | . | . | . | . | . | . | . | . | . | . |  | 81.457 | . | . | . | . | . | 19079 | N | F | 24.9 | N | [6 empty] | 19079 | 100% |  | 953.95 |  | 2384.875 |  | 1: 3815.8; 3: 4769.75; 5: 3815.8; 7: 1907.9 | 858.555 |  | 572.37
2017 | 12450 | Midland Power Coop | IA | Cooperative | . | . | . | . | . | . | . | . | . | . | . |  | 162.8 | 1.318 | 123.5205 | 150.1 | 1.228 | 122.2313 | 11656 | N | L | 12.5 | Y | 12.7 | 0.09 | 122.2313 | 141.1111 | 141.1111 | 1049.04 | 1049.04 | 9% | 12.4418 | 52.452 | 24.8837 | 131.13 | 74.651 | 209.808 | 124.4183 | 262.26 | 186.6275 | 209.808 | 248.8366 | 104.904 | 373.255 | 47.2068 | 497.6733 | 31.4712 | 652.599 | 3262.9949 | 15662.3753 | 32629.9486 | 39155.9383 | 26103.9589 | 17620.1722 | 15662.3753
2017 | 12452 | Mid-South Electric Coop Assn | TX | Cooperative | . | . | . | . | . | . | . | . | . | . | . |  | 217 | 1.84 | 117.9348 | 130 | 1.19 | 109.2437 | 29877 | N | F | 24.9 | Y | 87 | 0.65 | 109.2437 | 133.8462 | 133.8462 | 19420.05 | 19420.05 | 65% | 11.8013 | 971.0025 | 23.6026 | 2427.5062 | 70.8077 | 3884.01 | 118.0128 | 4855.0125 | 177.0192 | 3884.01 | 236.0255 | 1942.005 | 354.0383 | 873.9022 | 472.0511 | 582.6015 | 11459.0698 | 57295.349 | 275017.6752 | 572953.4901 | 687544.1881 | 458362.7921 | 309394.8846 | 275017.6752
2017 | 12462 | Mid-Carolina Electric Coop Inc | SC | Cooperative | 321.3 | 2.121 | 151.4852 | 70.3 | 1.205 | 58.3402 | 298.8 | 1.907 | 156.6859 | 55239 | 25 | N | . | . | . | . | . | . | . |  |  | . |  | 251 | 0.916 | 58.3402 | 274.0175 | 274.0175 | 50598.924 | 50598.924 | 91.6% | 24.1602 | 2529.9462 | 48.3205 | 6324.8655 | 144.9615 | 10119.7848 | 241.6025 | 12649.731 | 362.4037 | 10119.7848 | 483.2049 | 5059.8924 | 724.8074 | 2276.9516 | 966.4099 | 1517.9677 | 61124.1249 | 305620.6245 | 1466978.9978 | 3056206.2454 | 3667447.4945 | 2444964.9963 | 1650351.3725 | 1466978.9978
2017 | 12463 | Mid-Yellowstone Elec Coop, Inc | MT | Cooperative | 277.567 | 2.654 | 104.5844 | 277.567 | 2.654 | 104.5844 | 257.519 | 1.878 | 137.1241 | 2023 | 35 | N | . | . | . | . | . | . | . |  |  | . |  | 0 | 0 | 104.5844 |  |  | 0 | 0 | 0% |  | 0 |  | 0 |  | 1: 0; 3: 0; 5: 0; 7: 0 | 0 |  | 0
2017 | 12470 | Middle Tennessee E M C | TN | Cooperative | . | . | . | . | . | . | . | . | . | . | . |  | 66.2 | 1.082 | 61.183 | 66.2 | 1.082 | 61.183 | 216161 | N | F | 14.4 | Y | 0 | 0 | 61.183 |  |  | 0 | 0 | 0% |  | 0 |  | 0 |  | 1: 0; 3: 0; 5: 0; 7: 0 | 0 |  | 0
2017 | 12515 | Midwest Electric, Inc | OH | Cooperative | 155.7 | 1.06 | 146.8868 | 77 | 0.75 | 102.6667 | 153.7 | 1.03 | 149.2233 | 10744 | 12.5 | Y | . | . | . | . | . | . | . |  |  | . |  | 78.7 | 0.31 | 102.6667 | 253.871 | 253.871 | 3330.64 | 3330.64 | 31% | 22.3839 | 166.532 | 44.7678 | 416.33 | 134.3035 | 666.128 | 223.8392 | 832.66 | 335.7588 | 666.128 | 447.6784 | 333.064 | 671.5176 | 149.8788 | 895.3568 | 99.9192 | 3727.6391 | 18638.1954 | 89463.3381 | 186381.9544 | 223658.3453 | 149105.5636 | 100646.2554 | 89463.3381
2017 | 12524 | Midwest Energy Inc | KS | Cooperative | 1404.57 | 2.41 | 582.8091 | 186.73 | 1.54 | 121.2532 | 1404.57 | 2.41 | 582.8091 | 50037 | 34.5 | Y | . | . | . | . | . | . | . |  |  | . |  | 1217.84 | 0.87 | 121.2532 | 1399.8161 | 1399.8161 | 43532.19 | 43532.19 | 87% | 123.4224 | 2176.6095 | 246.8449 | 5441.5238 | 740.5346 | 8706.438 | 1234.2243 | 10883.0475 | 1851.3365 | 8706.438 | 2468.4487 | 4353.219 | 3702.673 | 1958.9486 | 4936.8973 | 1305.9657 | 268642.4397 | 1343212.1987 | 6447418.5537 | 13432121.9868 | 16118546.3841 | 10745697.5894 | 7253345.8729 | 6447418.5537
2017 | 12532 | City of Milan | TN | Municipal | 155.09 | 1.465 | 105.8635 | . | . | . | . | . | . | 8635 | 12.5 | N | . | . | . | . | . | . | . |  |  | . | [7 empty] | 8635 | 100% |  | 431.75 |  | 1079.375 |  | 1: 1727; 3: 2158.75; 5: 1727; 7: 863.5 | 388.575 |  | 259.05
2017 | 12539 | Midwest Electric Member Corp | NE | Cooperative | . | . | . | . | . | . | . | . | . | . | . |  | 93.51 | 0.628 | 148.9013 | 91.81 | 0.619 | 148.3199 | 6489 | N | F | 34.5 | N | 1.7 | 0.009 | 148.3199 | 188.8889 | 188.8889 | 58.401 | 58.401 | 0.9% | 16.6544 | 2.92 | 33.3088 | 7.3001 | 99.9265 | 11.6802 | 166.5442 | 14.6003 | 249.8163 | 11.6802 | 333.0884 | 5.8401 | 499.6326 | 2.628 | 666.1768 | 1.752 | 48.6317 | 243.1587 | 1167.1618 | 2431.5871 | 2917.9045 | 1945.2697 | 1313.057 | 1167.1618
2017 | 12546 | Mille Lacs Energy Cooperative | MN | Cooperative | 100.38 | 0.91 | 110.3077 | 100.38 | 0.91 | 110.3077 | 100.38 | 0.91 | 110.3077 | 15235 | 7.2 | Y | . | . | . | . | . | . | . |  |  | . |  | 0 | 0 | 110.3077 |  |  | 0 | 0 | 0% |  | 0 |  | 0 |  | 1: 0; 3: 0; 5: 0; 7: 0 | 0 |  | 0
2017 | 12642 | Maquoketa Valley Rrl Elec Coop | IA | Cooperative | 76.47 | 1.06 | 72.1415 | 62.81 | 0.96 | 65.4271 | 75.692 | 1.041 | 72.7109 | 16113 | 12.5 | Y | . | . | . | . | . | . | . |  |  | . |  | 13.66 | 0.1 | 65.4271 | 136.6 | 136.6 | 1611.3 | 1611.3 | 10% | 12.0441 | 80.565 | 24.0882 | 201.4125 | 72.2645 | 322.26 | 120.4409 | 402.825 | 180.6613 | 322.26 | 240.8817 | 161.13 | 361.3226 | 72.5085 | 481.7634 | 48.339 | 970.3317 | 4851.6586 | 23287.9614 | 48516.5863 | 58219.9036 | 38813.2691 | 26198.9566 | 23287.9614
2017 | 12647 | ALLETE, Inc. | MN | Investor Owned | 155.1 | 1.24 | 125.0807 | 108.06 | 1.04 | 103.9039 | 152.36 | 1.23 | 123.8699 | 142064 | 69 | N | . | . | . | . | . | . | . |  |  | . |  | 47.04 | 0.2 | 103.9038 | 235.2 | 235.2 | 28412.8 | 28412.8 | 20% | 20.7377 | 1420.64 | 41.4754 | 3551.6 | 124.4262 | 5682.56 | 207.3769 | 7103.2 | 311.0654 | 5682.56 | 414.7539 | 2841.28 | 622.1308 | 1278.576 | 829.5077 | 852.384 | 29460.796 | 147303.98 | 707059.1041 | 1473039.8001 | 1767647.7602 | 1178431.8401 | 795441.4921 | 707059.1041
2017 | 12651 | Minnesota Valley Electric Coop | MN | Cooperative | 75.17 | 1.529 | 49.1629 | 75.17 | 1.529 | 49.1629 | 57.69 | 0.78 | 73.9615 | 42536 | 13.8 | N | . | . | . | . | . | . | . |  |  | . |  | 0 | 0 | 49.1629 |  |  | 0 | 0 | 0% |  | 0 |  | 0 |  | 1: 0; 3: 0; 5: 0; 7: 0 | 0 |  | 0
2017 | 12660 | Village of Minster - (OH) | OH | Municipal | . | . | . | . | . | . | . | . | . | . | . |  | 34.435 | 1.548 | 22.2448 | 8.365 | 1.096 | 7.6323 | 1497 | N | L | . | N | 26.07 | 0.452 | 7.6323 | 57.677 | 57.677 | 676.644 | 676.644 | 45.2% | 5.0854 | 33.8322 | 10.1708 | 84.5805 | 30.5124 | 135.3288 | 50.8541 | 169.161 | 76.2811 | 135.3288 | 101.7081 | 67.6644 | 152.5622 | 30.449 | 203.4163 | 20.2993 | 172.0505 | 860.2525 | 4129.2122 | 8602.5253 | 10323.0304 | 6882.0203 | 4645.3637 | 4129.2122
2017 | 12685 | Entergy Mississippi Inc | MS | Investor Owned | 633.4 | 2.339 | 270.7995 | 190.1 | 1.417 | 134.1567 | 600.9 | 2.19 | 274.3836 | 454609 | 34.5 | Y | . | . | . | . | . | . | . |  |  | . |  | 443.3 | 0.922 | 134.1567 | 480.8026 | 480.8026 | 419149.498 | 419149.498 | 92.2% | 42.3926 | 20957.4749 | 84.7852 | 52393.6873 | 254.3555 | 83829.8996 | 423.9259 | 104787.3745 | 635.8888 | 83829.8996 | 847.8518 | 41914.9498 | 1271.7776 | 18861.7274 | 1695.7035 | 12574.4849 | 888441.6004 | 4442208.0022 | 21322598.4106 | 44422080.022 | 53306496.0265 | 35537664.0176 | 23987923.2119 | 21322598.4106
2017 | 12686 | Mississippi Power Co | MS | Investor Owned | 242.15 | 1.3 | 186.2692 | 77.64 | 0.93 | 83.4839 | . | . | . | 187469 | 22.9 | N | . | . | . | . | . | . | . |  |  | . |  | 164.51 | 0.37 | 83.4839 | 444.6216 | 444.6216 | 69363.53 | 69363.53 | 37% | 39.2025 | 3468.1765 | 78.405 | 8670.4412 | 235.215 | 13872.706 | 392.0249 | 17340.8825 | 588.0374 | 13872.706 | 784.0499 | 6936.353 | 1176.0748 | 3121.3589 | 1568.0998 | 2080.9059 | 135961.1691 | 679805.8455 | 3263068.0583 | 6798058.4548 | 8157670.1458 | 5438446.7639 | 3670951.5656 | 3263068.0583
2017 | 12692 | Missoula Electric Coop, Inc | MT | Cooperative | 706.55 | 2.54 | 278.1693 | 255.24 | 1.88 | 135.766 | 596.5 | 2.32 | 257.1121 | 16276 | 25 | Y | . | . | . | . | . | . | . |  |  | . |  | 451.31 | 0.66 | 135.766 | 683.803 | 683.803 | 10742.16 | 10742.16 | 66% | 60.2912 | 537.108 | 120.5825 | 1342.77 | 361.7474 | 2148.432 | 602.9123 | 2685.54 | 904.3684 | 2148.432 | 1205.8246 | 1074.216 | 1808.7369 | 483.3972 | 2411.6492 | 322.2648 | 32382.9018 | 161914.509 | 777189.6434 | 1619145.0904 | 1942974.1084 | 1295316.0723 | 874338.3488 | 777189.6434
2017 | 12698 | KCP&L Greater Missouri Operations Co. | MO | Investor Owned | 265.6 | 1.208 | 219.8675 | 77.13 | 0.755 | 102.1589 | 265.6 | 1.208 | 219.8675 | 314696 | 34 | Y | . | . | . | . | . | . | . |  |  | . |  | 188.47 | 0.453 | 102.1589 | 416.0486 | 416.0486 | 142557.288 | 142557.288 | 45.3% | 36.6832 | 7127.8644 | 73.3664 | 17819.661 | 220.0992 | 28511.4576 | 366.8319 | 35639.322 | 550.2479 | 28511.4576 | 733.6639 | 14255.7288 | 1100.4958 | 6415.078 | 1467.3278 | 4276.7186 | 261472.8367 | 1307364.1834 | 6275348.0803 | 13073641.8339 | 15688370.2007 | 10458913.4672 | 7059766.5903 | 6275348.0803
2017 | 12706 | Mitchell Electric Member Corp | GA | Cooperative | . | . | . | . | . | . | . | . | . | . | . |  | 3942.19 | 5.388 | 731.6611 | 596.308 | 2.802 | 212.8151 | 24861 | N | L | 24.9 | N | 3345.882 | 2.586 | 212.8151 | 1293.8445 | 3345.882 | 64290.546 | 24861 | 100% | 295.008 | 1243.05 | 590.0159 | 3107.625 | 1770.0478 | 4972.2 | 2950.0796 | 6215.25 | 4425.1195 | 4972.2 | 5900.1593 | 2486.1 | 8850.2389 | 1118.745 | 11800.3186 | 745.83 | 366709.6506 | 1833548.2528 | 8801031.6134 | 18335482.528 | 22002579.0336 | 14668386.0224 | 9901160.5651 | 8801031.6134
2017 | 12745 | Modesto Irrigation District | CA | Political Subdivision | 47.98 | 0.686 | 69.9417 | . | . | . | . | . | . | 113962 | 21 | N | . | . | . | . | . | . | . |  |  | . | [7 empty] | 113962 | 100% |  | 5698.1 |  | 14245.25 |  | 1: 22792.4; 3: 28490.5; 5: 22792.4; 7: 11396.2 | 5128.29 |  | 3418.86
2017 | 12782 | City of Monett - (MO) | MO | Municipal | 28.159 | 0.449 | 62.7149 | 17.78 | 0.449 | 39.5991 | 16.571 | 0.432 | 38.3588 | 4674 | 12.5 | N | . | . | . | . | . | . | . |  |  | . |  | 10.379 | 0 | 39.5991 |  |  | 0 | 0 | 0% |  | 0 |  | 0 |  | 1: 0; 3: 0; 5: 0; 7: 0 | 0 |  | 0
2017 | 12796 | Monongahela Power Co | WV | Investor Owned | 559.666 | 2.202 | 254.1626 | 378.344 | 1.878 | 201.4611 | 492.569 | 1.875 | 262.7035 | 387427 | 34.5 | Y | . | . | . | . | . | . | . |  |  | . |  | 181.322 | 0.324 | 201.4611 | 559.6358 | 559.6358 | 125526.348 | 125526.348 | 32.4% | 49.3433 | 6276.3174 | 98.6867 | 15690.7935 | 296.0601 | 25105.2696 | 493.4335 | 31381.587 | 740.1502 | 25105.2696 | 986.867 | 12552.6348 | 1480.3004 | 5648.6857 | 1973.7339 | 3765.7904 | 309694.5121 | 1548472.5605 | 7432668.2903 | 15484725.6048 | 18581670.7258 | 12387780.4839 | 8361751.8266 | 7432668.2903
2017 | 12801 | City of Monroe - (NC) | NC | Municipal | . | . | . | . | . | . | . | . | . | . | . |  | 87.073 | 1.27 | 68.5614 | 22.331 | 0.316 | 70.6677 | 10910 | Y | L | 34.5 | N | 64.742 | 0.954 | 70.6677 | 67.8637 | 67.8637 | 10408.14 | 10408.14 | 95.4% | 5.9836 | 520.407 | 11.9672 | 1301.0175 | 35.9015 | 2081.628 | 59.8358 | 2602.035 | 89.7536 | 2081.628 | 119.6715 | 1040.814 | 179.5073 | 468.3663 | 239.3431 | 312.2442 | 3113.8952 | 15569.4758 | 74733.484 | 155694.7583 | 186833.7099 | 124555.8066 | 84075.1695 | 74733.484
2017 | 12803 | Monroe County Elec Coop, Inc | IL | Cooperative | 122.4 | 1.161 | 105.4264 | 122.4 | 1.161 | 105.4264 | 83.3 | 1.161 | 71.7485 | 7336 | 12 | N | . | . | . | . | . | . | . |  |  | . |  | 0 | 0 | 105.4264 |  |  | 0 | 0 | 0% |  | 0 |  | 0 |  | 1: 0; 3: 0; 5: 0; 7: 0 | 0 |  | 0
2017 | 12825 | NorthWestern Energy LLC - (MT) | MT | Investor Owned | 157 | 1.38 | 113.7681 | 141 | 1.3 | 108.4615 | 157 | 1.38 | 113.7681 | 358337 | 34.5 | N | . | . | . | . | . | . | . |  |  | . |  | 16 | 0.08 | 108.4615 | 200 | 200 | 28666.96 | 28666.96 | 8% | 17.6341 | 1433.348 | 35.2682 | 3583.37 | 105.8046 | 5733.392 | 176.3409 | 7166.74 | 264.5114 | 5733.392 | 352.6819 | 2866.696 | 529.0228 | 1290.0132 | 705.3637 | 860.0088 | 25275.7913 | 126378.9566 | 606618.9919 | 1263789.5665 | 1516547.4798 | 1011031.6532 | 682446.3659 | 606618.9919
2017 | 12860 | Morgan County Rural Elec Assn | CO | Cooperative | . | . | . | . | . | . | . | . | . | . | . |  | 158.9 | . | . | 158.9 | . | . | 8161 | N | O | 12.5 | N | 0 |  |  |  | 0 |  | 8161 | 100% | 0 | 408.05 | 0 | 1020.125 | 0 | 1632.2 | 0 | 2040.25 | 0 | 1632.2 | 0 | 816.1 | 0 | 367.245 | 0 | 244.83 | 0 | 0 | 0 | 0 | 0 | 0 | 0 | 0
2017 | 12866 | Moon Lake Electric Assn Inc | CO | Cooperative | . | . | . | . | . | . | . | . | . | . | . |  | 17.58 | 0.09 | 195.3333 | 17.58 | 0.09 | 195.3333 | 2291 | N | L | 34.5 | N | 0 | 0 | 195.3333 |  |  | 0 | 0 | 0% |  | 0 |  | 0 |  | 1: 0; 3: 0; 5: 0; 7: 0 | 0 |  | 0
2017 | 12866 | Moon Lake Electric Assn Inc | UT | Cooperative | . | . | . | . | . | . | . | . | . | . | . |  | 18.66 | 0.148 | 126.0811 | 18.66 | 0.148 | 126.0811 | 17103 | N | L | 34.5 | N | 0 | 0 | 126.0811 |  |  | 0 | 0 | 0% |  | 0 |  | 0 |  | 1: 0; 3: 0; 5: 0; 7: 0 | 0 |  | 0
2017 | 12894 | City of Moorhead - (MN) | MN | Municipal | 43 | 1.69 | 25.4438 | . | . | . | . | . | . | 19600 | 12.5 | N | . | . | . | . | . | . | . |  |  | . | [7 empty] | 19600 | 100% |  | 980 |  | 2450 |  | 1: 3920; 3: 4900; 5: 3920; 7: 1960 | 882 |  | 588
2017 | 12901 | Mora-San Miguel Elec Coop | NM | Cooperative | 256 | . | . | 177 | . | . | . | . | . | 10944 | . | N | . | . | . | . | . | . | . |  |  | . |  | 79 |  |  |  | 79 |  | 10944 | 100% | 6.9655 | 547.2 | 13.9309 | 1368 | 41.7928 | 2188.8 | 69.6547 | 2736 | 104.482 | 2188.8 | 139.3093 | 1094.4 | 208.964 | 492.48 | 278.6187 | 328.32 | 3811.5033 | 19057.5165 | 91476.0794 | 190575.1653 | 228690.1984 | 152460.1323 | 102910.5893 | 91476.0794
2017 | 12929 | South Central Indiana REMC | IN | Cooperative | 566.366 | 3.339 | 169.6214 | 322.538 | 2.718 | 118.6674 | 506.938 | 2.8 | 181.0493 | 33650 | 12 | N | . | . | . | . | . | . | . |  |  | . |  | 243.828 | 0.621 | 118.6674 | 392.6377 | 392.6377 | 20896.65 | 20896.65 | 62.1% | 34.619 | 1044.8325 | 69.2381 | 2612.0813 | 207.7143 | 4179.33 | 346.1905 | 5224.1625 | 519.2857 | 4179.33 | 692.3809 | 2089.665 | 1038.5714 | 940.3492 | 1384.7618 | 626.8995 | 36171.1045 | 180855.5224 | 868106.5076 | 1808555.2241 | 2170266.2689 | 1446844.1793 | 976619.821 | 868106.5076
2017 | 12944 | City of Morganton - (NC) | NC | Municipal | . | . | . | . | . | . | . | . | . | . | . |  | 54.53 | 0.94 | 58.0106 | 27.54 | 0.2 | 137.7 | 8326 | N | F | 12.4 |  | 26.99 | 0.74 | 137.7 | 36.473 | 36.473 | 6161.24 | 6161.24 | 74% | 3.2158 | 308.062 | 6.4317 | 770.155 | 19.295 | 1232.248 | 32.1584 | 1540.31 | 48.2376 | 1232.248 | 64.3168 | 616.124 | 96.4752 | 277.2558 | 128.6336 | 184.8372 | 990.6778 | 4953.3888 | 23776.2664 | 49533.8883 | 59440.666 | 39627.1107 | 26748.2997 | 23776.2664
2017 | 12988 | City of Morristown - (TN) | TN | Municipal | . | . | . | . | . | . | . | . | . | . | . |  | 54.98 | 0.92 | 59.7609 | 27.603 | 0.493 | 55.9899 | 14966 | Y | F | 13.8 | Y | 27.377 | 0.427 | 55.9899 | 64.1148 | 64.1148 | 6390.482 | 6390.482 | 42.7% | 5.653 | 319.5241 | 11.3061 | 798.8102 | 33.9182 | 1278.0964 | 56.5303 | 1597.6205 | 84.7954 | 1278.0964 | 113.0606 | 639.0482 | 169.5908 | 287.5717 | 226.1211 | 191.7145 | 1806.2785 | 9031.3927 | 43350.6849 | 90313.927 | 108376.7124 | 72251.1416 | 48769.5206 | 43350.6849
2017 | 12989 | Village of Morrisville - (VT) | VT | Municipal | . | . | . | . | . | . | . | . | . | . | . |  | 276 | 2.71 | 101.845 | . | . | . | 4179 | N | F | 12.4 | N | [6 empty] | 4179 | 100% |  | 208.95 |  | 522.375 |  | 1: 835.8; 3: 1044.75; 5: 835.8; 7: 417.9 | 188.055 |  | 125.37
2017 | 12990 | Consolidated Electric Coop Inc | OH | Cooperative | 236 | 3.06 | 77.1242 | 122 | 1.92 | 63.5417 | 208 | 1.19 | 174.7899 | 17163 | 12.5 | Y | . | . | . | . | . | . | . |  |  | . |  | 114 | 1.14 | 63.5417 | 100 | 114 | 19565.82 | 17163 | 100% | 10.0514 | 858.15 | 20.1029 | 2145.375 | 60.3086 | 3432.6 | 100.5143 | 4290.75 | 150.7715 | 3432.6 | 201.0287 | 1716.3 | 301.543 | 772.335 | 402.0573 | 514.89 | 8625.637 | 43128.1852 | 207015.2888 | 431281.8516 | 517538.2219 | 345025.4813 | 232892.1999 | 207015.2888
2017 | 13027 | Mountain Electric Coop, Inc | NC | Cooperative | . | . | . | . | . | . | . | . | . | . | . |  | 257.92 | 1.5 | 171.9467 | 257.92 | 1.5 | 171.9467 | 18701 | N | L | 12.5 | N | 0 | 0 | 171.9467 |  |  | 0 | 0 | 0% |  | 0 |  | 0 |  | 1: 0; 3: 0; 5: 0; 7: 0 | 0 |  | 0
2017 | 13027 | Mountain Electric Coop, Inc | TN | Cooperative | . | . | . | . | . | . | . | . | . | . | . |  | 281.2 | 2.14 | 131.4019 | 281.2 | 2.14 | 131.4019 | 15226 | N | L | 12.5 | N | 0 | 0 | 131.4019 |  |  | 0 | 0 | 0% |  | 0 |  | 0 |  | 1: 0; 3: 0; 5: 0; 7: 0 | 0 |  | 0
2017 | 13029 | City of Moundridge - (KS) | KS | Municipal | 17.115 | 0.656 | 26.0899 | 17.115 | 0.656 | 26.0899 | . | . | . | 1027 | 12.4 | N | . | . | . | . | . | . | . |  |  | . |  | 0 | 0 | 26.0899 |  |  | 0 | 0 | 0% |  | 0 |  | 0 |  | 1: 0; 3: 0; 5: 0; 7: 0 | 0 |  | 0
2017 | 13032 | Mt Carmel Public Utility Co | IL | Investor Owned | . | . | . | . | . | . | . | . | . | . | . |  | . | 2.99 | . | . | 2.99 | . | 5343 | Y | L | 7.2 | N |  | 0 |  |  |  | 0 | 0 | 0% |  | 0 |  | 0 |  | 1: 0; 3: 0; 5: 0; 7: 0 | 0 |  | 0
2017 | 13058 | Mountain View Elec Assn, Inc | CO | Cooperative | 180.883 | 1.245 | 145.2876 | 59.41 | 0.539 | 110.2226 | 130.466 | 0.712 | 183.2388 | 51368 | 14.4 | Y | . | . | . | . | . | . | . |  |  | . |  | 121.473 | 0.706 | 110.2226 | 172.0581 | 172.0581 | 36265.808 | 36265.808 | 70.6% | 15.1704 | 1813.2904 | 30.3409 | 4533.226 | 91.0226 | 7253.1616 | 151.7044 | 9066.452 | 227.5566 | 7253.1616 | 303.4088 | 3626.5808 | 455.1132 | 1631.9614 | 606.8176 | 1087.9742 | 27508.4132 | 137542.0661 | 660201.9171 | 1375420.6607 | 1650504.7928 | 1100336.5286 | 742727.1568 | 660201.9171
2017 | 13119 | City of Murfreesboro | TN | Municipal | . | . | . | . | . | . | . | . | . | . | . |  | 26.047 | 0.519 | 50.1869 | . | . | . | 61958 | N | L | 13.1 | N | [6 empty] | 61958 | 100% |  | 3097.9 |  | 7744.75 |  | 1: 12391.6; 3: 15489.5; 5: 12391.6; 7: 6195.8 | 2788.11 |  | 1858.74
2017 | 13137 | City of Murray - (UT) | UT | Municipal | . | . | . | . | . | . | . | . | . | . | . |  | 70 | 1.2 | 58.3333 | . | . | . | 17712 | Y | O | 12.5 | [7 empty] | 17712 | 100% |  | 885.6 |  | 2214 |  | 1: 3542.4; 3: 4428; 5: 3542.4; 7: 1771.2 | 797.04 |  | 531.36
2017 | 13143 | Board of Water Electric & Communications | IA | Municipal | . | . | . | . | . | . | . | . | . | . | . |  | 47.975 | 0.554 | 86.5975 | 35.511 | 0.43 | 82.5837 | 11437 | N | F | 13.8 | N | 12.464 | 0.124 | 82.5837 | 100.5161 | 100.5161 | 1418.188 | 1418.188 | 12.4% | 8.8626 | 70.9094 | 17.7251 | 177.2735 | 53.1753 | 283.6376 | 88.6255 | 354.547 | 132.9383 | 283.6376 | 177.2511 | 141.8188 | 265.8766 | 63.8185 | 354.5021 | 42.5456 | 628.4384 | 3142.1918 | 15082.5206 | 31421.918 | 37706.3016 | 25137.5344 | 16967.8357 | 15082.5206
2017 | 13196 | Northern Plains Electric Coop | ND | Cooperative | 159.9 | 1.421 | 112.5264 | 159.6 | 1.416 | 112.7119 | 135.1 | 1.09 | 123.945 | 11838 | 12.4 | Y | . | . | . | . | . | . | . |  |  | . |  | 0.3 | 0.005 | 112.7119 | 60 | 60 | 59.19 | 59.19 | 0.5% | 5.2902 | 2.9595 | 10.5805 | 7.3988 | 31.7414 | 11.838 | 52.9023 | 14.7975 | 79.3534 | 11.838 | 105.8046 | 5.919 | 158.7068 | 2.6636 | 211.6091 | 1.7757 | 15.6564 | 78.2821 | 375.7543 | 782.8215 | 939.3857 | 626.2572 | 422.7236 | 375.7543
2017 | 13206 | Nantucket Electric Co | MA | Investor Owned | . | . | . | . | . | . | . | . | . | . | . |  | 85.45 | 0.708 | 120.6921 | 85.45 | 0.708 | 120.6921 | 13087 | N | L | 69 | Y | 0 | 0 | 120.6921 |  |  | 0 | 0 | 0% |  | 0 |  | 0 |  | 1: 0; 3: 0; 5: 0; 7: 0 | 0 |  | 0
2017 | 13208 | City of Naperville - (IL) | IL | Municipal | 22.24 | 0.34 | 65.4118 | . | . | . | . | . | . | 59144 | 12.4 | N | . | . | . | . | . | . | . |  |  | . | [7 empty] | 59144 | 100% |  | 2957.2 |  | 7393 |  | 1: 11828.8; 3: 14786; 5: 11828.8; 7: 5914.4 | 2661.48 |  | 1774.32
2017 | 13209 | City of Napoleon - (OH) | OH | Municipal | 10.6 | 0.048 | 220.8333 | 10.6 | 0.048 | 220.8333 | 10.6 | 0.048 | 220.8333 | 5888 | 69 | N | . | . | . | . | . | . | . |  |  | . |  | 0 | 0 | 220.8333 |  |  | 0 | 0 | 0% |  | 0 |  | 0 |  | 1: 0; 3: 0; 5: 0; 7: 0 | 0 |  | 0
2017 | 13214 | The Narragansett Electric Co | RI | Investor Owned | 728.34 | 1.185 | 614.6329 | 59.1 | 0.775 | 76.2581 | 716.77 | 1.103 | 649.8368 | 488080 | 69 | Y | . | . | . | . | . | . | . |  |  | . |  | 669.24 | 0.41 | 76.2581 | 1632.2927 | 1632.2927 | 200112.8 | 200112.8 | 41% | 143.92 | 10005.64 | 287.84 | 25014.1 | 863.52 | 40022.56 | 1439.2 | 50028.2 | 2158.8 | 40022.56 | 2878.4 | 20011.28 | 4317.6 | 9005.076 | 5756.8001 | 6003.384 | 1440011.7231 | 7200058.6157 | 34560281.3555 | 72000586.1572 | 86400703.3887 | 57600468.9258 | 38880316.5249 | 34560281.3555
2017 | 13216 | Nashville Electric Service | TN | Municipal | 115.43 | 1.537 | 75.1008 | 105.31 | 1.47 | 71.6395 | 115.43 | 1.537 | 75.1008 | 382637 | 23.9 | Y | . | . | . | . | . | . | . |  |  | . |  | 10.12 | 0.067 | 71.6395 | 151.0448 | 151.0448 | 25636.679 | 25636.679 | 6.7% | 13.3177 | 1281.8339 | 26.6354 | 3204.5849 | 79.9061 | 5127.3358 | 133.1769 | 6409.1698 | 199.7653 | 5127.3358 | 266.3538 | 2563.6679 | 399.5306 | 1153.6506 | 532.7075 | 769.1004 | 17071.0644 | 85355.322 | 409705.5455 | 853553.2197 | 1024263.8636 | 682842.5758 | 460918.7386 | 409705.5455
2017 | 13227 | Natchez Trace Elec Power Assn | MS | Cooperative | . | . | . | . | . | . | . | . | . | . | . |  | 324.48 | 2.691 | 120.5797 | 222.19 | 1.869 | 118.8817 | 15869 | N | L | 25 | N | 102.29 | 0.822 | 118.8818 | 124.4404 | 124.4404 | 13044.318 | 13044.318 | 82.2% | 10.972 | 652.2159 | 21.9439 | 1630.5397 | 65.8318 | 2608.8636 | 109.7197 | 3261.0795 | 164.5795 | 2608.8636 | 219.4393 | 1304.4318 | 329.159 | 586.9943 | 438.8787 | 391.3295 | 7156.0912 | 35780.4558 | 171746.1877 | 357804.5577 | 429365.4692 | 286243.6461 | 193214.4611 | 171746.1877
2017 | 13314 | Navajo Tribal Utility Authority | AZ | State | . | . | . | . | . | . | . | . | . | . | . |  | 259.39 | 3.1 | 83.6742 | 126.42 | 1.99 | 63.5276 | 29383 | N | F | 24.9 | N | 132.97 | 1.11 | 63.5276 | 119.7928 | 132.97 | 32615.13 | 29383 | 100% | 11.724 | 1469.15 | 23.4481 | 3672.875 | 70.3442 | 5876.6 | 117.2403 | 7345.75 | 175.8604 | 5876.6 | 234.4805 | 2938.3 | 351.7208 | 1322.235 | 468.9611 | 881.49 | 17224.3535 | 86121.7673 | 413384.4831 | 861217.673 | 1033461.2076 | 688974.1384 | 465057.5434 | 413384.4831
2017 | 13314 | Navajo Tribal Utility Authority | NM | State | . | . | . | . | . | . | . | . | . | . | . |  | 58.655 | 0.794 | 73.8728 | 31.433 | 0.63 | 49.8937 | 10023 | N | F | 24.9 |  | 27.222 | 0.164 | 49.8937 | 165.9878 | 165.9878 | 1643.772 | 1643.772 | 16.4% | 14.6352 | 82.1886 | 29.2704 | 205.4715 | 87.8113 | 328.7544 | 146.3522 | 410.943 | 219.5283 | 328.7544 | 292.7044 | 164.3772 | 439.0566 | 73.9697 | 585.4089 | 49.3132 | 1202.8484 | 6014.2419 | 28868.361 | 60142.4187 | 72170.9024 | 48113.9349 | 32476.9061 | 28868.361
2017 | 13314 | Navajo Tribal Utility Authority | UT | State | . | . | . | . | . | . | . | . | . | . | . |  | 85.408 | 2.216 | 38.5415 | 29.605 | 1.913 | 15.4757 | 1988 | N | F | 24.9 | N | 55.803 | 0.303 | 15.4757 | 184.1683 | 184.1683 | 602.364 | 602.364 | 30.3% | 16.2382 | 30.1182 | 32.4764 | 75.2955 | 97.4292 | 120.4728 | 162.3821 | 150.591 | 243.5731 | 120.4728 | 324.7641 | 60.2364 | 487.1462 | 27.1064 | 649.5282 | 18.0709 | 489.0655 | 2445.3276 | 11737.5727 | 24453.2764 | 29343.9317 | 19562.6211 | 13204.7693 | 11737.5727
2017 | 13337 | Nebraska Public Power District | NE | Political Subdivision | 120.17 | 0.97 | 123.8866 | 86.06 | 0.83 | 103.6868 | 111.77 | 0.92 | 121.4891 | 91261 | 69 | Y | . | . | . | . | . | . | . |  |  | . |  | 34.11 | 0.14 | 103.6867 | 243.6429 | 243.6429 | 12776.54 | 12776.54 | 14% | 21.4821 | 638.827 | 42.9642 | 1597.0675 | 128.8926 | 2555.308 | 214.821 | 3194.135 | 322.2316 | 2555.308 | 429.6421 | 1277.654 | 644.4631 | 574.9443 | 859.2841 | 383.2962 | 13723.3477 | 68616.7386 | 329360.3455 | 686167.3865 | 823400.8638 | 548933.9092 | 370530.3887 | 329360.3455
2017 | 13386 | Nemaha-Marshall E C A, Inc | KS | Cooperative | 227.177 | 1.779 | 127.6993 | 227.177 | 1.779 | 127.6993 | 88.228 | 0.841 | 104.9084 | 3453 | 34.5 | N | . | . | . | . | . | . | . |  |  | . |  | 0 | 0 | 127.6993 |  |  | 0 | 0 | 0% |  | 0 |  | 0 |  | 1: 0; 3: 0; 5: 0; 7: 0 | 0 |  | 0
2017 | 13407 | Nevada Power Co | NV | Investor Owned | 62.34 | 0.5 | 124.68 | 39.69 | 0.43 | 92.3023 | . | . | . | 950655 | 60 | Y | . | . | . | . | . | . | . |  |  | . |  | 22.65 | 0.07 | 92.3023 | 323.5714 | 323.5714 | 66545.85 | 66545.85 | 7% | 28.5294 | 3327.2925 | 57.0589 | 8318.2313 | 171.1767 | 13309.17 | 285.2944 | 16636.4625 | 427.9416 | 13309.17 | 570.5889 | 6654.585 | 855.8833 | 2994.5633 | 1141.1777 | 1996.3755 | 94925.8005 | 474629.0026 | 2278219.2123 | 4746290.0257 | 5695548.0309 | 3797032.0206 | 2562996.6139 | 2278219.2123
2017 | 13416 | City of New Bern - (NC) | NC | Municipal | 25.774 | 0.521 | 49.4703 | 13.152 | 0.327 | 40.2202 | 25.774 | 0.521 | 49.4703 | 22537 | 23 | N | . | . | . | . | . | . | . |  |  | . |  | 12.622 | 0.194 | 40.2202 | 65.0619 | 65.0619 | 4372.178 | 4372.178 | 19.4% | 5.7365 | 218.6089 | 11.4731 | 546.5222 | 34.4192 | 874.4356 | 57.3653 | 1093.0445 | 86.048 | 874.4356 | 114.7307 | 437.2178 | 172.096 | 196.748 | 229.4614 | 131.1653 | 1254.0574 | 6270.2869 | 30097.3769 | 62702.8686 | 75243.4424 | 50162.2949 | 33859.5491 | 30097.3769
2017 | 13418 | City of New Braunfels - (TX) | TX | Municipal | 51.22 | 1.019 | 50.265 | 51.22 | 1.019 | 50.265 | 51.22 | 1.019 | 50.265 | 39614 | 12.5 | Y | . | . | . | . | . | . | . |  |  | . |  | 0 | 0 | 50.265 |  |  | 0 | 0 | 0% |  | 0 |  | 0 |  | 1: 0; 3: 0; 5: 0; 7: 0 | 0 |  | 0
2017 | 13424 | New Castle Municipal Serv Comm | DE | Municipal | 62.897 | 1.24 | 50.7234 | 62.897 | 1.24 | 50.7234 | 62.897 | 1.24 | 50.7234 | 2735 | . | N | . | . | . | . | . | . | . |  |  | . |  | 0 | 0 | 50.7234 |  |  | 0 | 0 | 0% |  | 0 |  | 0 |  | 1: 0; 3: 0; 5: 0; 7: 0 | 0 |  | 0
2017 | 13441 | New Hampshire Elec Coop Inc | NH | Cooperative | . | . | . | . | . | . | . | . | . | . | . |  | 2692.46 | 4.63 | 581.5248 | 395.21 | 2.48 | 159.3589 | 80984 | N | F | 13 | Y | 2297.25 | 2.15 | 159.3589 | 1068.4884 | 2297.25 | 174115.6 | 80984 | 100% | 202.5496 | 4049.2 | 405.0992 | 10123 | 1215.2976 | 16196.8 | 2025.496 | 20246 | 3038.2439 | 16196.8 | 4050.9919 | 8098.4 | 6076.4879 | 3644.28 | 8101.9838 | 2429.52 | 820163.8237 | 4100819.1183 | 19683931.7678 | 41008191.183 | 49209829.4195 | 32806552.9464 | 22144423.2388 | 19683931.7678
2017 | 13448 | City of New Holstein - (WI) | WI | Municipal | . | . | . | . | . | . | . | . | . | . | . |  | 25.5 | 0.18 | 141.6667 | . | . | . | 2635 | N | L | 12.5 | N | [6 empty] | 2635 | 100% |  | 131.75 |  | 329.375 |  | 1: 527; 3: 658.75; 5: 527; 7: 263.5 | 118.575 |  | 79.05
2017 | 13478 | Entergy New Orleans, LLC | LA | Investor Owned | 298.4 | 1.846 | 161.6468 | 192.9 | 1.796 | 107.4053 | 298 | 1.844 | 161.6052 | 203570 | 34.5 | Y | . | . | . | . | . | . | . |  |  | . |  | 105.5 | 0.05 | 107.4053 | 2110 | 2110 | 10178.5 | 10178.5 | 5% | 186.0397 | 508.925 | 372.0794 | 1272.3125 | 1116.2381 | 2035.7 | 1860.3968 | 2544.625 | 2790.5952 | 2035.7 | 3720.7935 | 1017.85 | 5581.1903 | 458.0325 | 7441.5871 | 305.355 | 94680.2425 | 473401.2123 | 2272325.8193 | 4734012.1234 | 5680814.5481 | 3787209.6988 | 2556366.5467 | 2272325.8193
2017 | 13480 | New Prague Utilities Comm | MN | Municipal | . | . | . | . | . | . | . | . | . | . | . |  | 1.661 | 0.022 | 75.5 | 1.661 | 0.022 | 75.5 | 2583 | N | F | 12.5 | N | 0 | 0 | 75.5 |  |  | 0 | 0 | 0% |  | 0 |  | 0 |  | 1: 0; 3: 0; 5: 0; 7: 0 | 0 |  | 0
2017 | 13482 | New River Light & Power Co | NC | State | 23.7 | 0.3 | 79 | 23.7 | 0.3 | 79 | 23.7 | 0.3 | 79 | 8116 | 12.5 | Y | . | . | . | . | . | . | . |  |  | . |  | 0 | 0 | 79 |  |  | 0 | 0 | 0% |  | 0 |  | 0 |  | 1: 0; 3: 0; 5: 0; 7: 0 | 0 |  | 0
2017 | 13485 | New Smyrna Beach City of | FL | Municipal | . | . | . | . | . | . | . | . | . | . | . |  | . | . | . | 62.97 | 2.19 | 28.7534 | 27742 | Y | L | 23 | N |  |  | 28.7534 |  |  |  | 27742 | 100% |  | 1387.1 |  | 3467.75 |  | 1: 5548.4; 3: 6935.5; 5: 5548.4; 7: 2774.2 | 1248.39 |  | 832.26
2017 | 13488 | New Ulm Public Utilities Comm | MN | Municipal | . | . | . | . | . | . | . | . | . | . | . |  | 11.218 | 0.263 | 42.654 | . | . | . | 7301 | N | F | 13.2 | N | [6 empty] | 7301 | 100% |  | 365.05 |  | 912.625 |  | 1: 1460.2; 3: 1825.25; 5: 1460.2; 7: 730.1 | 328.545 |  | 219.03
2017 | 13511 | New York State Elec & Gas Corp | NY | Investor Owned | . | . | . | . | . | . | . | . | . | . | . |  | 433.71 | 1.81 | 239.6188 | 145.8 | 1.18 | 123.5593 | 884136 | N | O | 34.5 | N | 287.91 | 0.63 | 123.5593 | 457 | 457 | 557005.68 | 557005.68 | 63% | 40.2939 | 27850.284 | 80.5878 | 69625.71 | 241.7634 | 111401.136 | 402.939 | 139251.42 | 604.4085 | 111401.136 | 805.878 | 55700.568 | 1208.817 | 25065.2556 | 1611.7561 | 16710.1704 | 1122196.6014 | 5610983.0072 | 26932718.4346 | 56109830.072 | 67331796.0864 | 44887864.0576 | 30299308.2389 | 26932718.4346
2017 | 13524 | Newberry Electric Coop, Inc | SC | Cooperative | . | . | . | . | . | . | . | . | . | . | . |  | 213.17 | . | . | 105.78 | . | . | 12916 |  | F | 12.5 | N | 107.39 |  |  |  | 107.39 |  | 12916 | 100% | 9.4686 | 645.8 | 18.9373 | 1614.5 | 56.8118 | 2583.2 | 94.6863 | 3229 | 142.0294 | 2583.2 | 189.3725 | 1291.6 | 284.0588 | 581.22 | 378.745 | 387.48 | 6114.8387 | 30574.1934 | 146756.1283 | 305741.9339 | 366890.3206 | 244593.5471 | 165100.6443 | 146756.1283
2017 | 13547 | Newnan Wtr, Sewer & Light Comm | GA | Municipal | 51.03 | 1.09 | 46.8165 | 46.63 | 1.09 | 42.7798 | . | . | . | 10135 | 25 | N | . | . | . | . | . | . | . |  |  | . |  | 4.4 | 0 | 42.7798 |  |  | 0 | 0 | 0% |  | 0 |  | 0 |  | 1: 0; 3: 0; 5: 0; 7: 0 | 0 |  | 0
2017 | 13561 | City of Newton - (NC) | NC | Municipal | 31.955 | 0.847 | 37.7273 | 20.908 | . | . | . | . | . | 4542 | 25 | Y | . | . | . | . | . | . | . |  |  | . |  | 11.047 |  |  |  | 11.047 |  | 4542 | 100% | 0.97402 | 227.1 | 1.948 | 567.75 | 5.8441 | 908.4 | 9.7402 | 1135.5 | 14.6103 | 908.4 | 19.4804 | 454.2 | 29.2206 | 204.39 | 38.9608 | 136.26 | 221.1997 | 1105.9987 | 5308.7937 | 11059.9869 | 13271.9843 | 8847.9895 | 5972.3929 | 5308.7937
2017 | 13573 | Niagara Mohawk Power Corp. | NY | Investor Owned | 350.28 | 1.414 | 247.7228 | 134.23 | 1.033 | 129.9419 | 350.03 | 1.412 | 247.8966 | 1630708 | 69 | Y | . | . | . | . | . | . | . |  |  | . |  | 216.05 | 0.381 | 129.9419 | 567.0604 | 567.0604 | 621299.748 | 621299.748 | 38.1% | 49.998 | 31064.9874 | 99.996 | 77662.4685 | 299.9879 | 124259.9496 | 499.9798 | 155324.937 | 749.9696 | 124259.9496 | 999.9595 | 62129.9748 | 1499.9393 | 27958.4887 | 1999.919 | 18638.9924 | 1553186.4661 | 7765932.3306 | 37276475.1871 | 77659323.3064 | 93191187.9677 | 62127458.6451 | 41936034.5855 | 37276475.1871
2017 | 13640 | Northern Virginia Elec Coop | VA | Cooperative | . | . | . | . | . | . | . | . | . | . | . |  | 87.5 | 0.9 | 97.2222 | 59.02 | 0.76 | 77.6579 | 163277 | N | F | 34.5 | Y | 28.48 | 0.14 | 77.6579 | 203.4286 | 203.4286 | 22858.78 | 22858.78 | 14% | 17.9364 | 1142.939 | 35.8728 | 2857.3475 | 107.6183 | 4571.756 | 179.3639 | 5714.695 | 269.0459 | 4571.756 | 358.7278 | 2285.878 | 538.0917 | 1028.6451 | 717.4557 | 685.7634 | 20500.2011 | 102501.0057 | 492004.8275 | 1025010.0573 | 1230012.0688 | 820008.0458 | 553505.4309 | 492004.8275
2017 | 13647 | Noble County R E M C | IN | Cooperative | 229.2 | 1.832 | 125.1092 | 221.8 | 1.832 | 121.0699 | 89.2 | 1.831 | 48.7165 | 11313 | 12 | Y | . | . | . | . | . | . | . |  |  | . |  | 7.4 | 0 | 121.0699 |  |  | 0 | 0 | 0% |  | 0 |  | 0 |  | 1: 0; 3: 0; 5: 0; 7: 0 | 0 |  | 0
2017 | 13651 | Nolin Rural Electric Coop Corp | KY | Cooperative | 47.595 | 0.733 | 64.9318 | 47.595 | 0.733 | 64.9318 | 46.194 | 0.702 | 65.8034 | 36186 | 12.5 |  | . | . | . | . | . | . | . |  |  | . |  | 0 | 0 | 64.9318 |  |  | 0 | 0 | 0% |  | 0 |  | 0 |  | 1: 0; 3: 0; 5: 0; 7: 0 | 0 |  | 0
2017 | 13664 | Norris Public Power District | NE | Political Subdivision | 466.858 | 1.753 | 266.3195 | 164.118 | 1.332 | 123.2117 | 302.74 | 0.421 | 719.0974 | 24137 | 12.5 | Y | . | . | . | . | . | . | . |  |  | . |  | 302.74 | 0.421 | 123.2117 | 719.0974 | 719.0974 | 10161.677 | 10161.677 | 42.1% | 63.4031 | 508.0838 | 126.8063 | 1270.2096 | 380.4189 | 2032.3354 | 634.0315 | 2540.4192 | 951.0472 | 2032.3354 | 1268.063 | 1016.1677 | 1902.0945 | 457.2755 | 2536.126 | 304.8503 | 32214.1163 | 161070.5815 | 773138.7911 | 1610705.8148 | 1932846.9778 | 1288564.6519 | 869781.14 | 773138.7911
2017 | 13675 | Nishnabotna Valley R E C | IA | Cooperative | . | . | . | . | . | . | . | . | . | . | . |  | 98 | 0.685 | 143.0657 | 98 | 0.685 | 143.0657 | 3695 | N | O | 12.5 | Y | 0 | 0 | 143.0657 |  |  | 0 | 0 | 0% |  | 0 |  | 0 |  | 1: 0; 3: 0; 5: 0; 7: 0 | 0 |  | 0
2017 | 13676 | North Arkansas Elec Coop, Inc | AR | Cooperative | 551.52 | 3.3 | 167.1273 | 209.78 | 2.09 | 100.3732 | 544.3 | . | . | 35914 | 25 | Y | . | . | . | . | . | . | . |  |  | . |  | 341.74 | 1.21 | 100.3732 | 282.4298 | 341.74 | 43455.94 | 35914 | 100% | 30.1314 | 1795.7 | 60.2627 | 4489.25 | 180.7882 | 7182.8 | 301.3137 | 8978.5 | 451.9706 | 7182.8 | 602.6275 | 3591.4 | 903.9412 | 1616.13 | 1205.255 | 1077.42 | 54106.9083 | 270534.5414 | 1298565.7986 | 2705345.4137 | 3246414.4964 | 2164276.3309 | 1460886.5234 | 1298565.7986
2017 | 13679 | Town of North Attleborough - (MA) | MA | Municipal | 87.878 | 0.323 | 272.0681 | 13.478 | 0.154 | 87.5195 | 87.878 | 0.323 | 272.0681 | 13263 | 13.8 | N | . | . | . | . | . | . | . |  |  | . |  | 74.4 | 0.169 | 87.5195 | 440.2367 | 440.2367 | 2241.447 | 2241.447 | 16.9% | 38.8159 | 112.0724 | 77.6317 | 280.1809 | 232.8952 | 448.2894 | 388.1587 | 560.3618 | 582.2381 | 448.2894 | 776.3174 | 224.1447 | 1164.4762 | 100.8651 | 1552.6349 | 67.2434 | 4350.186 | 21750.9302 | 104404.465 | 217509.302 | 261011.1624 | 174007.4416 | 117455.0231 | 104404.465
2017 | 13684 | Nobles Cooperative Electric | MN | Cooperative | 137.13 | 1.18 | 116.2119 | 74.272 | 0.775 | 95.8348 | 135.475 | 1.118 | 121.1762 | 6738 | 7.2 | Y | . | . | . | . | . | . | . |  |  | . |  | 62.858 | 0.405 | 95.8348 | 155.2049 | 155.2049 | 2728.89 | 2728.89 | 40.5% | 13.6845 | 136.4445 | 27.369 | 341.1112 | 82.1069 | 545.778 | 136.8449 | 682.2225 | 205.2674 | 545.778 | 273.6898 | 272.889 | 410.5347 | 122.8 | 547.3797 | 81.8667 | 1867.1736 | 9335.8678 | 44812.1656 | 93358.6783 | 112030.414 | 74686.9427 | 50413.6863 | 44812.1656
2017 | 13693 | North Central Elec Coop, Inc | OH | Cooperative | 83.81 | . | . | 83.81 | . | . | 62.36 | . | . | 9651 | 12.5 | Y | . | . | . | . | . | . | . |  |  | . |  | 0 |  |  |  | 0 |  | 9651 | 100% | 0 | 482.55 | 0 | 1206.375 | 0 | 1930.2 | 0 | 2412.75 | 0 | 1930.2 | 0 | 965.1 | 0 | 434.295 | 0 | 289.53 | 0 | 0 | 0 | 0 | 0 | 0 | 0 | 0
2017 | 13694 | North Central Elec Coop, Inc | ND | Cooperative | . | . | . | . | . | . | . | . | . | . | . |  | 84 | . | . | 84 | . | . | 7735 | N | F | 14.4 | Y | 0 |  |  |  | 0 |  | 7735 | 100% | 0 | 386.75 | 0 | 966.875 | 0 | 1547 | 0 | 1933.75 | 0 | 1547 | 0 | 773.5 | 0 | 348.075 | 0 | 232.05 | 0 | 0 | 0 | 0 | 0 | 0 | 0 | 0
2017 | 13698 | North Central Public Pwr Dist | NE | Political Subdivision | . | . | . | . | . | . | . | . | . | . | . |  | 36.134 | 0.207 | 174.5604 | . | . | . | 5737 | N | F | 7.2 | N | [6 empty] | 5737 | 100% |  | 286.85 |  | 717.125 |  | 1: 1147.4; 3: 1434.25; 5: 1147.4; 7: 573.7 | 258.165 |  | 172.11
2017 | 13700 | North Itasca Electric Coop Inc | MN | Cooperative | . | . | . | . | . | . | . | . | . | . | . |  | 412.397 | 1.953 | 211.1608 | 229.82 | 1.88 | 122.2447 | 5417 | N | L | 7.2 | Y | 182.577 | 0.073 | 122.2447 | 2501.0548 | 2501.0548 | 395.441 | 395.441 | 7.3% | 220.5192 | 19.7721 | 441.0383 | 49.4301 | 1323.115 | 79.0882 | 2205.1916 | 98.8603 | 3307.7874 | 79.0882 | 4410.3832 | 39.5441 | 6615.5748 | 17.7948 | 8820.7664 | 11.8632 | 4360.1158 | 21800.5792 | 104642.7801 | 218005.7918 | 261606.9502 | 174404.6335 | 117723.1276 | 104642.7801
2017 | 13704 | North Western Elec Coop, Inc | OH | Cooperative | 157.3 | 1.43 | 110 | . | . | . | . | . | . | 5912 | 12.5 | N | . | . | . | . | . | . | . |  |  | . | [7 empty] | 5912 | 100% |  | 295.6 |  | 739 |  | 1: 1182.4; 3: 1478; 5: 1182.4; 7: 591.2 | 266.04 |  | 177.36
2017 | 13716 | North Georgia Elec Member Corp | GA | Cooperative | 363.565 | 2.678 | 135.7599 | 193.957 | 2.115 | 91.7054 | 354.933 | 2.486 | 142.7727 | 102926 | 25 | Y | . | . | . | . | . | . | . |  |  | . |  | 169.608 | 0.563 | 91.7054 | 301.2575 | 301.2575 | 57947.338 | 57947.338 | 56.3% | 26.562 | 2897.3669 | 53.124 | 7243.4173 | 159.3721 | 11589.4676 | 265.6202 | 14486.8345 | 398.4303 | 11589.4676 | 531.2404 | 5794.7338 | 796.8605 | 2607.6302 | 1062.4807 | 1738.4201 | 76959.9104 | 384799.552 | 1847037.8495 | 3847995.5198 | 4617594.6237 | 3078396.4158 | 2077917.5807 | 1847037.8495
2017 | 13718 | City of North Little Rock - (AR) | AR | Municipal | . | . | . | . | . | . | . | . | . | . | . |  | 200.9 | . | . | . | . | . | 38500 | N | L | 13.8 | N | [6 empty] | 38500 | 100% |  | 1925 |  | 4812.5 |  | 1: 7700; 3: 9625; 5: 7700; 7: 3850 | 1732.5 |  | 1155
2017 | 13730 | City of North St Paul - (MN) | MN | Municipal | . | . | . | . | . | . | . | . | . | . | . |  | 0.3 | 0.004 | 75 | 0.2 | 0.004 | 50 | 6503 | Y | L | 13.8 | N | 0.1 | 0 | 50 |  |  | 0 | 0 | 0% |  | 0 |  | 0 |  | 1: 0; 3: 0; 5: 0; 7: 0 | 0 |  | 0
2017 | 13731 | North Star Electric Coop, Inc | MN | Cooperative | 157.591 | 1.752 | 89.9492 | 157.591 | 1.752 | 89.9492 | 128.154 | 0.937 | 136.7705 | 6540 | 14.4 | N | . | . | . | . | . | . | . |  |  | . |  | 0 | 0 | 89.9492 |  |  | 0 | 0 | 0% |  | 0 |  | 0 |  | 1: 0; 3: 0; 5: 0; 7: 0 | 0 |  | 0
2017 | 13735 | Northcentral Mississippi E P A | MS | Cooperative | 341.579 | 2.65 | 128.8977 | 144.1 | 1.86 | 77.4731 | . | . | . | 31275 | 25 | y | . | . | . | . | . | . | . |  |  | . |  | 197.479 | 0.79 | 77.4731 | 249.9734 | 249.9734 | 24707.25 | 24707.25 | 79% | 22.0403 | 1235.3625 | 44.0805 | 3088.4062 | 132.2416 | 4941.45 | 220.4027 | 6176.8125 | 330.6041 | 4941.45 | 440.8054 | 2470.725 | 661.2082 | 1111.8263 | 881.6109 | 741.2175 | 27227.7255 | 136138.6273 | 653465.411 | 1361386.273 | 1633663.5276 | 1089109.0184 | 735148.5874 | 653465.411
2017 | 13750 | Northern Electric Coop, Inc | SD | Cooperative | 143.83 | 1.38 | 104.2246 | 143.83 | 1.38 | 104.2246 | 83.01 | 0.62 | 133.8871 | 6330 | 7.2 | N | . | . | . | . | . | . | . |  |  | . |  | 0 | 0 | 104.2246 |  |  | 0 | 0 | 0% |  | 0 |  | 0 |  | 1: 0; 3: 0; 5: 0; 7: 0 | 0 |  | 0
2017 | 13757 | North Plains Electric Coop Inc | TX | Cooperative | . | . | . | . | . | . | . | . | . | . | . |  | 17182 | . | . | 225.25 | . | . | 7050 | N | F | 35 | Y | 16956.75 |  |  |  | 16956.75 |  | 7050 | 100% | 1495.0845 | 352.5 | 2990.169 | 881.25 | 8970.507 | 1410 | 14950.845 | 1762.5 | 22426.2675 | 1410 | 29901.6899 | 705 | 44852.5349 | 317.25 | 59803.3799 | 211.5 | 527017.2851 | 2635086.4254 | 12648414.842 | 26350864.2542 | 31621037.1051 | 21080691.4034 | 14229466.6973 | 12648414.842
2017 | 13758 | Northern Lights, Inc | ID | Cooperative | . | . | . | . | . | . | . | . | . | . | . |  | 2611 | . | . | 1111 | . | . | 19338 | N | F | 25 | Y | 1500 |  |  |  | 1500 |  | 19338 | 100% | 132.2557 | 966.9 | 264.5114 | 2417.25 | 793.5342 | 3867.6 | 1322.5569 | 4834.5 | 1983.8354 | 3867.6 | 2645.1139 | 1933.8 | 3967.6708 | 870.21 | 5290.2278 | 580.14 | 127878.0309 | 639390.1543 | 3069072.7406 | 6393901.543 | 7672681.8516 | 5115121.2344 | 3452706.8332 | 3069072.7406
2017 | 13780 | Northern States Power Co - Wisconsin | MI | Investor Owned | 347.83 | 1.32 | 263.5076 | 135.46 | 0.85 | 159.3647 | 292.08 | 1.06 | 275.5472 | 8879 | 34.5 | Y | . | . | . | . | . | . | . |  |  | . |  | 212.37 | 0.47 | 159.3647 | 451.8511 | 451.8511 | 4173.13 | 4173.13 | 47% | 39.8399 | 208.6565 | 79.6798 | 521.6413 | 239.0395 | 834.626 | 398.3992 | 1043.2825 | 597.5988 | 834.626 | 796.7983 | 417.313 | 1195.1975 | 187.7909 | 1593.5967 | 125.1939 | 8312.8577 | 41564.2887 | 199508.5857 | 415642.8868 | 498771.4642 | 332514.3095 | 224447.1589 | 199508.5857
2017 | 13780 | Northern States Power Co - Wisconsin | WI | Investor Owned | 201.81 | 0.96 | 210.2188 | 94.17 | 0.62 | 151.8871 | 174.12 | 0.77 | 226.1299 | 244754 | 34.5 | Y | . | . | . | . | . | . | . |  |  | . |  | 107.64 | 0.34 | 151.8871 | 316.5882 | 316.5882 | 83216.36 | 83216.36 | 34% | 27.9137 | 4160.818 | 55.8275 | 10402.045 | 167.4824 | 16643.272 | 279.1373 | 20804.09 | 418.706 | 16643.272 | 558.2746 | 8321.636 | 837.4119 | 3744.7362 | 1116.5493 | 2496.4908 | 116143.9554 | 580719.7772 | 2787454.9307 | 5807197.7722 | 6968637.3267 | 4645758.2178 | 3135886.797 | 2787454.9307
2017 | 13781 | Northern States Power Co - Minnesota | MN | Investor Owned | 141.68 | 0.9 | 157.4222 | 73.89 | 0.73 | 101.2192 | 137.81 | 0.87 | 158.4023 | 1255547 | 34.5 | Y | . | . | . | . | . | . | . |  |  | . |  | 67.79 | 0.17 | 101.2192 | 398.7647 | 398.7647 | 213442.99 | 213442.99 | 17% | 35.1593 | 10672.1495 | 70.3185 | 26680.3737 | 210.9556 | 42688.598 | 351.5927 | 53360.7475 | 527.389 | 42688.598 | 703.1854 | 21344.299 | 1054.7781 | 9604.9345 | 1406.3707 | 6403.2897 | 375224.9719 | 1876124.8596 | 9005399.326 | 18761248.5959 | 22513498.3151 | 15008998.8767 | 10131074.2418 | 9005399.326
2017 | 13781 | Northern States Power Co - Minnesota | ND | Investor Owned | 82.6 | 0.76 | 108.6842 | 43.72 | 0.59 | 74.1017 | 76.48 | 0.61 | 125.377 | 92000 | 34.5 | Y | . | . | . | . | . | . | . |  |  | . |  | 38.88 | 0.17 | 74.1017 | 228.7059 | 228.7059 | 15640 | 15640 | 17% | 20.1651 | 782 | 40.3302 | 1955 | 120.9906 | 3128 | 201.651 | 3910 | 302.4766 | 3128 | 403.3021 | 1564 | 604.9531 | 703.8 | 806.6041 | 469.2 | 15769.1109 | 78845.5547 | 378458.6627 | 788455.5474 | 946146.6569 | 630764.4379 | 425765.9956 | 378458.6627
2017 | 13781 | Northern States Power Co - Minnesota | SD | Investor Owned | 55.74 | 0.52 | 107.1923 | 55.74 | 0.52 | 107.1923 | 55.53 | 0.5 | 111.06 | 91331 | 34.5 | Y | . | . | . | . | . | . | . |  |  | . |  | 0 | 0 | 107.1923 |  |  | 0 | 0 | 0% |  | 0 |  | 0 |  | 1: 0; 3: 0; 5: 0; 7: 0 | 0 |  | 0
2017 | 13783 | Northeast Louisiana Power Coop Inc. | LA | Cooperative | . | . | . | . | . | . | . | . | . | . | . |  | 188.4 | 1.43 | 131.7483 | 188.4 | 1.43 | 131.7483 | 17190 | N | O | 19.9 | N | 0 | 0 | 131.7483 |  |  | 0 | 0 | 0% |  | 0 |  | 0 |  | 1: 0; 3: 0; 5: 0; 7: 0 | 0 |  | 0
2017 | 13788 | Northern Wasco County PUD | OR | Political Subdivision | 63.572 | 0.731 | 86.9658 | 36.502 | . | . | 63.572 | 0.731 | 86.9658 | 10062 | 12.4 | N | . | . | . | . | . | . | . |  |  | . |  | 27.07 |  |  |  | 27.07 |  | 10062 | 100% | 2.3868 | 503.1 | 4.7735 | 1257.75 | 14.3206 | 2012.4 | 23.8677 | 2515.5 | 35.8016 | 2012.4 | 47.7355 | 1006.2 | 71.6032 | 452.79 | 95.471 | 301.86 | 1200.7862 | 6003.9311 | 28818.8692 | 60039.3108 | 72047.173 | 48031.4486 | 32421.2278 | 28818.8692
2017 | 13789 | Village of Northfield - (VT) | VT | Municipal | . | . | . | . | . | . | . | . | . | . | . |  | . | 1.85 | . | . | . | . | 1814 | N | O | 34 | N | [6 empty] | 1814 | 100% |  | 90.7 |  | 226.75 |  | 1: 362.8; 3: 453.5; 5: 362.8; 7: 181.4 | 81.63 |  | 54.42
2017 | 13805 | Northwest Rural Pub Pwr Dist | NE | Political Subdivision | . | . | . | . | . | . | . | . | . | . | . |  | 463 | 3.519 | 131.5715 | 463 | 3.519 | 131.5715 | 3371 | N | L | 14.4 | Y | 0 | 0 | 131.5715 |  |  | 0 | 0 | 0% |  | 0 |  | 0 |  | 1: 0; 3: 0; 5: 0; 7: 0 | 0 |  | 0
2017 | 13809 | NorthWestern Energy - (SD) | SD | Investor Owned | 109 | 1.41 | 77.305 | 84 | 1.24 | 67.7419 | 109 | 1.37 | 79.562 | 53224 | 34.5 | N | . | . | . | . | . | . | . |  |  | . |  | 25 | 0.17 | 67.7419 | 147.0588 | 147.0588 | 9048.08 | 9048.08 | 17% | 12.9662 | 452.404 | 25.9325 | 1131.01 | 77.7975 | 1809.616 | 129.6624 | 2262.02 | 194.4937 | 1809.616 | 259.3249 | 904.808 | 388.9873 | 407.1636 | 518.6498 | 271.4424 | 5865.9809 | 29329.9045 | 140783.5415 | 293299.0448 | 351958.8538 | 234639.2359 | 158381.4842 | 140783.5415
2017 | 13830 | Nueces Electric Coop, Inc | TX | Cooperative | 567.341 | 2.7 | 210.1263 | 166.454 | 1.368 | 121.6769 | 548.302 | 1.435 | 382.092 | 18447 | 25 | Y | . | . | . | . | . | . | . |  |  | . |  | 400.887 | 1.332 | 121.6769 | 300.9662 | 400.887 | 24571.404 | 18447 | 100% | 35.3464 | 922.35 | 70.6928 | 2305.875 | 212.0784 | 3689.4 | 353.4639 | 4611.75 | 530.1959 | 3689.4 | 706.9278 | 1844.7 | 1060.3918 | 830.115 | 1413.8557 | 553.41 | 32601.745 | 163008.725 | 782441.8798 | 1630087.2496 | 1956104.6995 | 1304069.7997 | 880247.1148 | 782441.8798
2017 | 13831 | City of Norwich - (CT) | CT | Municipal | 135.08 | 0.65 | 207.8154 | 48.52 | 0.53 | 91.5472 | 135.08 | 0.65 | 207.8154 | 20175 | 35 | N | . | . | . | . | . | . | . |  |  | . |  | 86.56 | 0.12 | 91.5472 | 721.3333 | 721.3333 | 2421 | 2421 | 12% | 63.6003 | 121.05 | 127.2006 | 302.625 | 381.6018 | 484.2 | 636.0029 | 605.25 | 954.0044 | 484.2 | 1272.0059 | 242.1 | 1908.0088 | 108.945 | 2544.0118 | 72.63 | 7698.8156 | 38494.0779 | 184771.5738 | 384940.7788 | 461928.9346 | 307952.6231 | 207868.0206 | 184771.5738
2017 | 13838 | Northfork Electric Coop, Inc | OK | Cooperative | 939 | . | . | 420 | . | . | 804 | . | . | 6694 | 14.4 | N | . | . | . | . | . | . | . |  |  | . |  | 519 |  |  |  | 519 |  | 6694 | 100% | 45.7605 | 334.7 | 91.5209 | 836.75 | 274.5628 | 1338.8 | 457.6047 | 1673.5 | 686.4071 | 1338.8 | 915.2094 | 669.4 | 1372.8141 | 301.23 | 1830.4188 | 200.82 | 15316.0294 | 76580.147 | 367584.7054 | 765801.4695 | 918961.7634 | 612641.1756 | 413532.7935 | 367584.7054
2017 | 13936 | Oakdale Electric Coop | WI | Cooperative | 259.212 | 1.826 | 141.9562 | 183.852 | 1.467 | 125.3251 | 218.832 | 1.407 | 155.5309 | 16650 | 12.5 | Y | . | . | . | . | . | . | . |  |  | . |  | 75.36 | 0.359 | 125.3252 | 209.9164 | 209.9164 | 5977.35 | 5977.35 | 35.9% | 18.5084 | 298.8675 | 37.0169 | 747.1688 | 111.0506 | 1195.47 | 185.0843 | 1494.3375 | 277.6264 | 1195.47 | 370.1686 | 597.735 | 555.2529 | 268.9808 | 740.3372 | 179.3205 | 5531.568 | 27657.8398 | 132757.6312 | 276578.3982 | 331894.0779 | 221262.7186 | 149352.335 | 132757.6312
2017 | 13955 | City of Ocala | FL | Municipal | . | . | . | . | . | . | . | . | . | . | . |  | 2480.698 | 2.858 | 867.9839 | 88.096 | 1.405 | 62.7018 | 52678 | N | L | 12 | Y | 2392.602 | 1.453 | 62.7018 | 1646.6635 | 2392.602 | 76541.134 | 52678 | 100% | 210.9568 | 2633.9 | 421.9137 | 6584.75 | 1265.741 | 10535.6 | 2109.5683 | 13169.5 | 3164.3524 | 10535.6 | 4219.1365 | 5267.8 | 6328.7048 | 2370.51 | 8438.273 | 1580.34 | 555639.1836 | 2778195.9182 | 13335340.4074 | 27781959.1821 | 33338351.0185 | 22225567.3457 | 15002257.9583 | 13335340.4074
2017 | 13963 | Oconomowoc Utilities | WI | Municipal | . | . | . | . | . | . | . | . | . | . | . |  | 2.381 | 0.065 | 36.6308 | . | . | . | 9500 | Y | L | 24.9 | N | [6 empty] | 9500 | 100% |  | 475 |  | 1187.5 |  | 1: 1900; 3: 2375; 5: 1900; 7: 950 | 427.5 |  | 285
2017 | 13998 | Ohio Edison Co | OH | Investor Owned | 284.074 | 1.36 | 208.8779 | 99.673 | 1.02 | 97.7186 | 238.165 | 1.084 | 219.7094 | 1036832 | 36 | Y | . | . | . | . | . | . | . |  |  | . |  | 184.401 | 0.34 | 97.7186 | 542.3559 | 542.3559 | 352522.88 | 352522.88 | 34% | 47.8198 | 17626.144 | 95.6395 | 44065.36 | 286.9186 | 70504.576 | 478.1977 | 88130.72 | 717.2965 | 70504.576 | 956.3954 | 35252.288 | 1434.5931 | 15863.5296 | 1912.7908 | 10575.6864 | 842878.138 | 4214390.6899 | 20229075.3115 | 42143906.899 | 50572688.2789 | 33715125.5192 | 22757709.7255 | 20229075.3115
2017 | 14006 | Ohio Power Co | OH | Investor Owned | 254.7 | 1.467 | 173.6196 | 199 | 1.316 | 151.2158 | 226.4 | 1.305 | 173.4866 | 1472270 | 35 | Y | . | . | . | . | . | . | . |  |  | . |  | 55.7 | 0.151 | 151.2158 | 368.8742 | 368.8742 | 222312.77 | 222312.77 | 15.1% | 32.5238 | 11115.6385 | 65.0476 | 27789.0962 | 195.1428 | 44462.554 | 325.2381 | 55578.1925 | 487.8571 | 44462.554 | 650.4761 | 22231.277 | 975.7142 | 10004.0747 | 1300.9523 | 6669.3831 | 361522.8758 | 1807614.3791 | 8676549.0198 | 18076143.7913 | 21691372.5496 | 14460915.0331 | 9761117.6473 | 8676549.0198
2017 | 14055 | PUD No 1 of Okanogan County | WA | Political Subdivision | . | . | . | . | . | . | . | . | . | . | . |  | 94.899 | 0.547 | 173.4899 | 94.899 | 0.547 | 173.4899 | 21062 | N | F | 24.9 | N | 0 | 0 | 173.4899 |  |  | 0 | 0 | 0% |  | 0 |  | 0 |  | 1: 0; 3: 0; 5: 0; 7: 0 | 0 |  | 0
2017 | 14062 | Oklahoma Electric Coop Inc | OK | Cooperative | 99.9 | 1.599 | 62.4765 | 89.7 | 1.44 | 62.2917 | 82.2 | 1.256 | 65.4459 | 55503 | 24.9 | Y | . | . | . | . | . | . | . |  |  | . |  | 10.2 | 0.159 | 62.2917 | 64.1509 | 64.1509 | 8824.977 | 8824.977 | 15.9% | 5.6562 | 441.2489 | 11.3124 | 1103.1221 | 33.9373 | 1764.9954 | 56.5622 | 2206.2443 | 84.8433 | 1764.9954 | 113.1244 | 882.4977 | 169.6866 | 397.124 | 226.2487 | 264.7493 | 2495.7999 | 12478.9993 | 59899.1965 | 124789.9927 | 149747.9912 | 99831.9941 | 67386.596 | 59899.1965
2017 | 14063 | Oklahoma Gas & Electric Co | AR | Investor Owned | . | . | . | . | . | . | . | . | . | . | . |  | 382.5 | 1.5 | 255 | 161.5 | 0.9 | 179.4444 | 68945 | N | L | 34.5 | Y | 221 | 0.6 | 179.4444 | 368.3333 | 368.3333 | 41367 | 41367 | 60% | 32.4761 | 2068.35 | 64.9522 | 5170.875 | 194.8567 | 8273.4 | 324.7612 | 10341.75 | 487.1418 | 8273.4 | 649.5224 | 4136.7 | 974.2836 | 1861.515 | 1299.0448 | 1241.01 | 67171.9838 | 335859.9192 | 1612127.612 | 3358599.1918 | 4030319.0301 | 2686879.3534 | 1813643.5636 | 1612127.612
2017 | 14063 | Oklahoma Gas & Electric Co | OK | Investor Owned | . | . | . | . | . | . | . | . | . | . | . |  | 264.7 | 1.1 | 240.6364 | 143.9 | 0.9 | 159.8889 | 769056 | N | L | 34.5 | Y | 120.8 | 0.2 | 159.8889 | 604 | 604 | 153811.2 | 153811.2 | 20% | 53.255 | 7690.56 | 106.5099 | 19226.4 | 319.5298 | 30762.24 | 532.5496 | 38452.8 | 798.8244 | 30762.24 | 1065.0992 | 15381.12 | 1597.6488 | 6921.504 | 2130.1984 | 4614.336 | 409560.462 | 2047802.3101 | 9829451.0883 | 20478023.1007 | 24573627.7208 | 16382418.4805 | 11058132.4744 | 9829451.0883
2017 | 14074 | Okanogan County Elec Coop, Inc | WA | Cooperative | . | . | . | . | . | . | . | . | . | . | . |  | 53.46 | 2.08 | 25.7019 | 53.4 | 1.22 | 43.7705 | 3700 | N | O | 34 | N | 0.06 | 0.86 | 43.7705 | 0.069767 | 0.069767 | 3182 | 3182 | 86% | 0.0061514 | 159.1 | 0.012303 | 397.75 | 0.036909 | 636.4 | 0.061514 | 795.5 | 0.092271 | 636.4 | 0.12303 | 318.2 | 0.18454 | 143.19 | 0.24606 | 95.46 | 0.97869 | 4.8935 | 23.4886 | 48.9346 | 58.7215 | 39.1477 | 26.4247 | 23.4886
2017 | 14109 | Oregon Trail El Cons Coop, Inc | OR | Cooperative | . | . | . | . | . | . | . | . | . | . | . |  | 188.69 | 1.93 | 97.7668 | 115.08 | 1.42 | 81.0423 | 31084 |  | F | 34.5 | Y | 73.61 | 0.51 | 81.0423 | 144.3333 | 144.3333 | 15852.84 | 15852.84 | 51% | 12.7259 | 792.642 | 25.4519 | 1981.605 | 76.3556 | 3170.568 | 127.2594 | 3963.21 | 190.8891 | 3170.568 | 254.5187 | 1585.284 | 381.7781 | 713.3778 | 509.0375 | 475.5852 | 10087.112 | 50435.56 | 242090.6881 | 504355.6003 | 605226.7204 | 403484.4802 | 272352.0242 | 242090.6881
2017 | 14127 | Omaha Public Power District | NE | Political Subdivision | 186.03 | 0.986 | 188.6714 | 85.9 | 0.754 | 113.9257 | . | . | . | 356942 | 13.8 | Y | . | . | . | . | . | . | . |  |  | . |  | 100.13 | 0.232 | 113.9257 | 431.5948 | 431.5948 | 82810.544 | 82810.544 | 23.2% | 38.0539 | 4140.5272 | 76.1078 | 10351.318 | 228.3235 | 16562.1088 | 380.5392 | 20702.636 | 570.8087 | 16562.1088 | 761.0783 | 8281.0544 | 1141.6175 | 3726.4745 | 1522.1566 | 2484.3163 | 157563.2732 | 787816.3658 | 3781518.5557 | 7878163.6576 | 9453796.3891 | 6302530.9261 | 4254208.3751 | 3781518.5557
2017 | 14146 | City of Opelika - (AL) | AL | Municipal | . | 2.821 | . | . | . | . | . | . | . | 12370 | 7.2 | Y | . | . | . | . | . | . | . |  |  | . | [7 empty] | 12370 | 100% |  | 618.5 |  | 1546.25 |  | 1: 2474; 3: 3092.5; 5: 2474; 7: 1237 | 556.65 |  | 371.1
2017 | 14154 | Orange & Rockland Utils Inc | NY | Investor Owned | . | . | . | . | . | . | . | . | . | . | . |  | 132.812 | 1.056 | 125.7689 | 92.282 | 0.917 | 100.6347 | 224402 | N | F | 34.5 | N | 40.53 | 0.139 | 100.6347 | 291.5827 | 291.5827 | 31191.878 | 31191.878 | 13.9% | 25.709 | 1559.5939 | 51.418 | 3898.9848 | 154.2539 | 6238.3756 | 257.0898 | 7797.9695 | 385.6348 | 6238.3756 | 514.1797 | 3119.1878 | 771.2695 | 1403.6345 | 1028.3594 | 935.7563 | 40095.5756 | 200477.8779 | 962293.8138 | 2004778.7788 | 2405734.5346 | 1603823.0231 | 1082580.5406 | 962293.8138
2017 | 14170 | Orcas Power & Light Coop | WA | Cooperative | 1274 | 5.5 | 231.6364 | 607.1 | 4 | 151.775 | 1274 | 5.5 | 231.6364 | 14245 | 12.5 | N | . | . | . | . | . | . | . |  |  | . |  | 666.9 | 1.5 | 151.775 | 444.6 | 666.9 | 21367.5 | 14245 | 100% | 58.8009 | 712.25 | 117.6018 | 1780.625 | 352.8053 | 2849 | 588.0088 | 3561.25 | 882.0132 | 2849 | 1176.0176 | 1424.5 | 1764.0265 | 641.025 | 2352.0353 | 427.35 | 41880.928 | 209404.64 | 1005142.2719 | 2094046.3997 | 2512855.6796 | 1675237.1198 | 1130785.0558 | 1005142.2719
2017 | 14175 | Tri-County Electric Coop, Inc | SC | Cooperative | 338.35 | 3.43 | 98.6443 | 175.41 | 2.34 | 74.9615 | 166.37 | 2.15 | 77.3814 | 17967 | 14.4 | Y | . | . | . | . | . | . | . |  |  | . |  | 162.94 | 1.09 | 74.9615 | 149.4862 | 162.94 | 19584.03 | 17967 | 100% | 14.3665 | 898.35 | 28.733 | 2245.875 | 86.199 | 3593.4 | 143.665 | 4491.75 | 215.4974 | 3593.4 | 287.3299 | 1796.7 | 430.9949 | 808.515 | 574.6598 | 539.01 | 12906.141 | 64530.7049 | 309747.3836 | 645307.0492 | 774368.4591 | 516245.6394 | 348465.8066 | 309747.3836
2017 | 14178 | P K M Electric Coop, Inc | MN | Cooperative | 124.6 | 1 | 124.6 | 63.48 | 0.95 | 66.8211 | 113 | 0.7 | 161.4286 | 3840 | 7.2 | N | . | . | . | . | . | . | . |  |  | . |  | 61.12 | 0.05 | 66.8211 | 1222.4 | 1222.4 | 192 | 192 | 5% | 107.7796 | 9.6 | 215.5591 | 24 | 646.6774 | 38.4 | 1077.7957 | 48 | 1616.6936 | 38.4 | 2155.5915 | 19.2 | 3233.3872 | 8.64 | 4311.183 | 5.76 | 1034.6839 | 5173.4195 | 24832.4138 | 51734.1954 | 62081.0345 | 41387.3564 | 27936.4655 | 24832.4138
2017 | 14192 | Osage Valley Elec Coop Assn | MO | Cooperative | . | . | . | . | . | . | . | . | . | . | . |  | 308.7 | 2.066 | 149.4192 | 174.49 | 1.381 | 126.3505 | 16118 | N | F | 12.5 |  | 134.21 | 0.685 | 126.3505 | 195.927 | 195.927 | 11040.83 | 11040.83 | 68.5% | 17.275 | 552.0415 | 34.5499 | 1380.1037 | 103.6498 | 2208.166 | 172.7497 | 2760.2075 | 259.1246 | 2208.166 | 345.4995 | 1104.083 | 518.2492 | 496.8374 | 690.999 | 331.2249 | 9536.5031 | 47682.5154 | 228876.0737 | 476825.1536 | 572190.1843 | 381460.1229 | 257485.5829 | 228876.0737
2017 | 14194 | City of Orrville - (OH) | OH | Municipal | . | . | . | . | . | . | . | . | . | . | . |  | 216.58 | 1.52 | 142.4868 | 40.16 | . | . | 7443 | Y | L | 13.8 | N | 176.42 |  |  |  | 176.42 |  | 7443 | 100% | 15.555 | 372.15 | 31.1101 | 930.375 | 93.3302 | 1488.6 | 155.5503 | 1860.75 | 233.3255 | 1488.6 | 311.1007 | 744.3 | 466.651 | 334.935 | 622.2013 | 223.29 | 5788.8056 | 28944.0278 | 138931.3333 | 289440.2777 | 347328.3333 | 231552.2222 | 156297.75 | 138931.3333
2017 | 14202 | Osceola Electric Coop, Inc | IA | Cooperative | 54.57 | 0.52 | 104.9423 | 54.57 | 0.52 | 104.9423 | 49.52 | 0.48 | 103.1667 | 1179 | 7.2 | N | . | . | . | . | . | . | . |  |  | . |  | 0 | 0 | 104.9423 |  |  | 0 | 0 | 0% |  | 0 |  | 0 |  | 1: 0; 3: 0; 5: 0; 7: 0 | 0 |  | 0
2017 | 14229 | City of Ottawa - (KS) | KS | Municipal | 171.84 | 3.169 | 54.2253 | . | . | . | . | . | . | 6124 | 12.4 | N | . | . | . | . | . | . | . |  |  | . | [7 empty] | 6124 | 100% |  | 306.2 |  | 765.5 |  | 1: 1224.8; 3: 1531; 5: 1224.8; 7: 612.4 | 275.58 |  | 183.72
2017 | 14232 | Otter Tail Power Co | MN | Investor Owned | 90.5 | 1.3 | 69.6154 | 60.1 | 1.19 | 50.5042 | . | . | . | 61800 | 12.5 | Y | . | . | . | . | . | . | . |  |  | . |  | 30.4 | 0.11 | 50.5042 | 276.3636 | 276.3636 | 6798 | 6798 | 11% | 24.3671 | 339.9 | 48.7342 | 849.75 | 146.2027 | 1359.6 | 243.6711 | 1699.5 | 365.5066 | 1359.6 | 487.3422 | 679.8 | 731.0133 | 305.91 | 974.6844 | 203.94 | 8282.3806 | 41411.903 | 198777.1345 | 414119.0301 | 496942.8361 | 331295.2241 | 223624.2763 | 198777.1345
2017 | 14232 | Otter Tail Power Co | ND | Investor Owned | 80.12 | 1.45 | 55.2552 | 80.12 | 1.45 | 55.2552 | . | . | . | 58710 | 12.5 | Y | . | . | . | . | . | . | . |  |  | . |  | 0 | 0 | 55.2552 |  |  | 0 | 0 | 0% |  | 0 |  | 0 |  | 1: 0; 3: 0; 5: 0; 7: 0 | 0 |  | 0
2017 | 14232 | Otter Tail Power Co | SD | Investor Owned | 261.3 | 3.62 | 72.1823 | 224.87 | 3.36 | 66.9256 | . | . | . | 11479 | 12.5 | Y | . | . | . | . | . | . | . |  |  | . |  | 36.43 | 0.26 | 66.9256 | 140.1154 | 140.1154 | 2984.54 | 2984.54 | 26% | 12.354 | 149.227 | 24.7081 | 373.0675 | 74.1242 | 596.908 | 123.5404 | 746.135 | 185.3106 | 596.908 | 247.0808 | 298.454 | 370.6211 | 134.3043 | 494.1615 | 89.5362 | 1843.5561 | 9217.7804 | 44245.3458 | 92177.8038 | 110613.3646 | 73742.2431 | 49776.0141 | 44245.3458
2017 | 14245 | Overton Power District No 5 | NV | Political Subdivision | 29.843 | 0.375 | 79.5813 | 23.254 | 0.267 | 87.0936 | 29.843 | 0.375 | 79.5813 | 15341 | 69 | Y | . | . | . | . | . | . | . |  |  | . |  | 6.589 | 0.108 | 87.0936 | 61.0093 | 61.0093 | 1656.828 | 1656.828 | 10.8% | 5.3792 | 82.8414 | 10.7584 | 207.1035 | 32.2753 | 331.3656 | 53.7921 | 414.207 | 80.6882 | 331.3656 | 107.5843 | 165.6828 | 161.3764 | 74.5573 | 215.1686 | 49.7048 | 445.6217 | 2228.1084 | 10694.9201 | 22281.0835 | 26737.3002 | 17824.8668 | 12031.7851 | 10694.9201
2017 | 14246 | City of Owatonna - (MN) | MN | Municipal | 45.43 | 1.48 | 30.6959 | 19.04 | 1.22 | 15.6066 | . | . | . | 12016 | 12.5 |  | . | . | . | . | . | . | . |  |  | . |  | 26.39 | 0.26 | 15.6066 | 101.5 | 101.5 | 3124.16 | 3124.16 | 26% | 8.9493 | 156.208 | 17.8986 | 390.52 | 53.6958 | 624.832 | 89.493 | 781.04 | 134.2395 | 624.832 | 178.986 | 312.416 | 268.4791 | 140.5872 | 357.9721 | 93.7248 | 1397.9526 | 6989.7628 | 33550.8615 | 69897.6282 | 83877.1539 | 55918.1026 | 37744.7192 | 33550.8615
2017 | 14251 | Owen Electric Coop Inc | KY | Cooperative | 399.96 | 1.78 | 224.6966 | 106.06 | 1.34 | 79.1493 | . | . | . | 60885 | 12.5 | Y | . | . | . | . | . | . | . |  |  | . |  | 293.9 | 0.44 | 79.1493 | 667.9545 | 667.9545 | 26789.4 | 26789.4 | 44% | 58.8939 | 1339.47 | 117.7877 | 3348.675 | 353.3632 | 5357.88 | 588.9386 | 6697.35 | 883.4079 | 5357.88 | 1177.8772 | 2678.94 | 1766.8158 | 1205.523 | 2355.7545 | 803.682 | 78886.5606 | 394432.8031 | 1893277.4548 | 3944328.0309 | 4733193.637 | 3155462.4247 | 2129937.1367 | 1893277.4548
2017 | 14268 | City of Owensboro - (KY) | KY | Municipal | 60.77 | 0.952 | 63.834 | 60.77 | 0.952 | 63.834 | 60.77 | 0.952 | 63.834 | 27097 | 15 | N | . | . | . | . | . | . | . |  |  | . |  | 0 | 0 | 63.834 |  |  | 0 | 0 | 0% |  | 0 |  | 0 |  | 1: 0; 3: 0; 5: 0; 7: 0 | 0 |  | 0
2017 | 14289 | Ozarks Electric Coop Corp - (AR) | AR | Cooperative | 116.93 | 1.01 | 115.7723 | 44.85 | 0.64 | 70.0781 | 98.1 | 0.83 | 118.1928 | 75513 | 24.9 | Y | . | . | . | . | . | . | . |  |  | . |  | 72.08 | 0.37 | 70.0781 | 194.8108 | 194.8108 | 27939.81 | 27939.81 | 37% | 17.1766 | 1396.9905 | 34.3531 | 3492.4763 | 103.0594 | 5587.962 | 171.7656 | 6984.9525 | 257.6484 | 5587.962 | 343.5312 | 2793.981 | 515.2968 | 1257.2914 | 687.0624 | 838.1943 | 23995.4903 | 119977.4513 | 575891.7662 | 1199774.5129 | 1439729.4154 | 959819.6103 | 647878.2369 | 575891.7662
2017 | 14328 | Pacific Gas & Electric Co. | CA | Investor Owned | 374.2 | 1.549 | 241.5752 | 113.4 | 0.958 | 118.3716 | 260.9 | 0.59 | 442.2034 | 5517212 | 35 | Y | . | . | . | . | . | . | . |  |  | . |  | 260.8 | 0.591 | 118.3716 | 441.286 | 441.286 | 3260672.292 | 3260672.292 | 59.1% | 38.9084 | 163033.6146 | 77.8168 | 407584.0365 | 233.4503 | 652134.4584 | 389.0839 | 815168.073 | 583.6258 | 652134.4584 | 778.1677 | 326067.2292 | 1167.2516 | 146730.2531 | 1556.3355 | 97820.1688 | 6343374.9725 | 31716874.8626 | 152240999.3405 | 317168748.626 | 380602498.3512 | 253734998.9008 | 171271124.258 | 152240999.3405
2017 | 14354 | PacifiCorp | CA | Investor Owned | 690.9 | 3.671 | 188.2048 | 122.2 | 1.751 | 69.7887 | 690.1 | 3.664 | 188.3461 | 46706 | 34.5 | Y | . | . | . | . | . | . | . |  |  | . |  | 568.7 | 1.92 | 69.7887 | 296.1979 | 568.7 | 89675.52 | 46706 | 100% | 50.1425 | 2335.3 | 100.2851 | 5838.25 | 300.8553 | 9341.2 | 501.4254 | 11676.5 | 752.1381 | 9341.2 | 1002.8508 | 4670.6 | 1504.2763 | 2101.77 | 2005.7017 | 1401.18 | 117097.8789 | 585489.3946 | 2810349.0939 | 5854893.9456 | 7025872.7348 | 4683915.1565 | 3161642.7306 | 2810349.0939
2017 | 14354 | PacifiCorp | ID | Investor Owned | 261.4 | 2.461 | 106.217 | 192.6 | 2.193 | 87.8249 | 261.4 | 2.461 | 106.217 | 78594 | 34.5 | Y | . | . | . | . | . | . | . |  |  | . |  | 68.8 | 0.268 | 87.8249 | 256.7164 | 256.7164 | 21063.192 | 21063.192 | 26.8% | 22.6348 | 1053.1596 | 45.2696 | 2632.899 | 135.8088 | 4212.6384 | 226.3481 | 5265.798 | 339.5221 | 4212.6384 | 452.6961 | 2106.3192 | 679.0442 | 947.8436 | 905.3922 | 631.8958 | 23838.0626 | 119190.313 | 572113.5024 | 1191903.1301 | 1430283.7561 | 953522.504 | 643627.6902 | 572113.5024
2017 | 14354 | PacifiCorp | OR | Investor Owned | 312 | 1.928 | 161.8257 | 113.9 | 1.261 | 90.3251 | 307.5 | 1.819 | 169.0489 | 598577 | 34.5 | Y | . | . | . | . | . | . | . |  |  | . |  | 198.1 | 0.667 | 90.3251 | 297.0015 | 297.0015 | 399250.859 | 399250.859 | 66.7% | 26.1868 | 19962.5429 | 52.3735 | 49906.3574 | 157.1206 | 79850.1718 | 261.8676 | 99812.7147 | 392.8014 | 79850.1718 | 523.7352 | 39925.0859 | 785.6028 | 17966.2887 | 1047.4704 | 11977.5258 | 522754.3146 | 2613771.5731 | 12546103.5509 | 26137715.7311 | 31365258.8773 | 20910172.5849 | 14114366.4948 | 12546103.5509
2017 | 14354 | PacifiCorp | UT | Investor Owned | 145.3 | 1.104 | 131.6123 | 128.5 | 1.013 | 126.8509 | 145.3 | 1.104 | 131.6123 | 897258 | 34.5 | Y | . | . | . | . | . | . | . |  |  | . |  | 16.8 | 0.091 | 126.8509 | 184.6154 | 184.6154 | 81650.478 | 81650.478 | 9.1% | 16.2776 | 4082.5239 | 32.5552 | 10206.3098 | 97.6657 | 16330.0956 | 162.7762 | 20412.6195 | 244.1644 | 16330.0956 | 325.5525 | 8165.0478 | 488.3287 | 3674.2715 | 651.105 | 2449.5143 | 66453.7887 | 332268.9434 | 1594890.9284 | 3322689.4342 | 3987227.3211 | 2658151.5474 | 1794252.2945 | 1594890.9284
2017 | 14354 | PacifiCorp | WA | Investor Owned | 253.4 | 1.228 | 206.3518 | 114.1 | 0.76 | 150.1316 | 253.4 | 1.228 | 206.3518 | 134194 | 34.5 | Y | . | . | . | . | . | . | . |  |  | . |  | 139.3 | 0.468 | 150.1316 | 297.6496 | 297.6496 | 62802.792 | 62802.792 | 46.8% | 26.2439 | 3140.1396 | 52.4878 | 7850.349 | 157.4634 | 12560.5584 | 262.439 | 15700.698 | 393.6585 | 12560.5584 | 524.878 | 6280.2792 | 787.317 | 2826.1256 | 1049.756 | 1884.0838 | 82409.5115 | 412047.5577 | 1977828.2769 | 4120475.5768 | 4944570.6921 | 3296380.4614 | 2225056.8115 | 1977828.2769
2017 | 14354 | PacifiCorp | WY | Investor Owned | 197.3 | 1.655 | 119.2145 | 180.4 | 1.618 | 111.4957 | 195.7 | 1.647 | 118.8221 | 144718 | 34.5 | Y | . | . | . | . | . | . | . |  |  | . |  | 16.9 | 0.037 | 111.4957 | 456.7568 | 456.7568 | 5354.566 | 5354.566 | 3.7% | 40.2725 | 267.7283 | 80.5449 | 669.3207 | 241.6347 | 1070.9132 | 402.7245 | 1338.6415 | 604.0868 | 1070.9132 | 805.4491 | 535.4566 | 1208.1736 | 240.9555 | 1610.8982 | 160.637 | 10782.0758 | 53910.3791 | 258769.8198 | 539103.7913 | 646924.5496 | 431283.0331 | 291116.0473 | 258769.8198
2017 | 14371 | City of Paducah - (KY) | KY | Municipal | 147.15 | 2.33 | 63.1545 | 66.19 | 0.95 | 69.6737 | 147.15 | 2.33 | 63.1545 | 22522 | 69 | N | . | . | . | . | . | . | . |  |  | . |  | 80.96 | 1.38 | 69.6737 | 58.6667 | 80.96 | 31080.36 | 22522 | 100% | 7.1383 | 1126.1 | 14.2766 | 2815.25 | 42.8297 | 4504.4 | 71.3828 | 5630.5 | 107.0742 | 4504.4 | 142.7656 | 2252.2 | 214.1484 | 1013.49 | 285.5312 | 675.66 | 8038.4179 | 40192.0893 | 192922.0289 | 401920.8935 | 482305.0722 | 321536.7148 | 217037.2825 | 192922.0289
2017 | 14381 | City of Painesville | OH | Municipal | 53.977 | 0.541 | 99.7726 | 53.977 | 0.541 | 99.7726 | . | . | . | 12239 | 13.8 | N | . | . | . | . | . | . | . |  |  | . |  | 0 | 0 | 99.7726 |  |  | 0 | 0 | 0% |  | 0 |  | 0 |  | 1: 0; 3: 0; 5: 0; 7: 0 | 0 |  | 0
2017 | 14398 | Palmetto Electric Coop Inc | SC | Cooperative | 168.519 | 1.107 | 152.2303 | 41.509 | 0.623 | 66.6276 | 162.893 | 0.999 | 163.0561 | 69623 | 12.4 | Y | . | . | . | . | . | . | . |  |  | . |  | 127.01 | 0.484 | 66.6276 | 262.4174 | 262.4174 | 33697.532 | 33697.532 | 48.4% | 23.1375 | 1684.8766 | 46.2749 | 4212.1915 | 138.8248 | 6739.5064 | 231.3746 | 8424.383 | 347.0619 | 6739.5064 | 462.7492 | 3369.7532 | 694.1238 | 1516.3889 | 925.4984 | 1010.926 | 38983.7644 | 194918.8221 | 935610.3462 | 1949188.2212 | 2339025.8654 | 1559350.5769 | 1052561.6394 | 935610.3462
2017 | 14401 | City of Palo Alto - (CA) | CA | Municipal | 66.67 | 0.51 | 130.7255 | . | . | . | . | . | . | 29136 | 12 | Y | . | . | . | . | . | . | . |  |  | . | [7 empty] | 29136 | 100% |  | 1456.8 |  | 3642 |  | 1: 5827.2; 3: 7284; 5: 5827.2; 7: 2913.6 | 1311.12 |  | 874.08
2017 | 14424 | Panola-Harrison Elec Coop, Inc | LA | Cooperative | . | . | . | . | . | . | . | . | . | . | . |  | 213.54 | 1.8 | 118.6333 | . | . | . | 9861 | N | F | 7.2 | N | [6 empty] | 9861 | 100% |  | 493.05 |  | 1232.625 |  | 1: 1972.2; 3: 2465.25; 5: 1972.2; 7: 986.1 | 443.745 |  | 295.83
2017 | 14455 | City of Paris - (TN) | TN | Municipal | 371.024 | 4.043 | 91.7695 | 223.997 | 3.493 | 64.1274 | 371.024 | 4.043 | 91.7695 | 21220 | 13.7 | Y | . | . | . | . | . | . | . |  |  | . |  | 147.027 | 0.55 | 64.1274 | 267.3218 | 267.3218 | 11671 | 11671 | 55% | 23.5699 | 583.55 | 47.1398 | 1458.875 | 141.4193 | 2334.2 | 235.6989 | 2917.75 | 353.5483 | 2334.2 | 471.3978 | 1167.1 | 707.0967 | 525.195 | 942.7955 | 350.13 | 13754.2084 | 68771.042 | 330101.0017 | 687710.4203 | 825252.5043 | 550168.3362 | 371363.627 | 330101.0017
2017 | 14468 | People's Cooperative Services | MN | Cooperative | 95.74 | 1.064 | 89.9812 | 80.88 | 0.897 | 90.1672 | 86.28 | 0.799 | 107.985 | 22387 | 13.8 | Y | . | . | . | . | . | . | . |  |  | . |  | 14.86 | 0.167 | 90.1672 | 88.982 | 88.982 | 3738.629 | 3738.629 | 16.7% | 7.8456 | 186.9315 | 15.6912 | 467.3286 | 47.0735 | 747.7258 | 78.4559 | 934.6572 | 117.6838 | 747.7258 | 156.9117 | 373.8629 | 235.3676 | 168.2383 | 313.8235 | 112.1589 | 1466.587 | 7332.935 | 35198.0882 | 73329.3505 | 87995.2206 | 58663.4804 | 39597.8493 | 35198.0882
2017 | 14471 | Parke County Rural E M C | IN | Cooperative | 428.461 | 3.334 | 128.5126 | 428.461 | 3.334 | 128.5126 | 307.084 | 2.423 | 126.7371 | 12261 | 7.2 | Y | . | . | . | . | . | . | . |  |  | . |  | 0 | 0 | 128.5126 |  |  | 0 | 0 | 0% |  | 0 |  | 0 |  | 1: 0; 3: 0; 5: 0; 7: 0 | 0 |  | 0
2017 | 14534 | City of Pasadena - (CA) | CA | Municipal | 30.609 | 0.253 | 120.9842 | 30.609 | 0.253 | 120.9842 | 30.609 | 0.253 | 120.9842 | 64060 | 17 | Y | . | . | . | . | . | . | . |  |  | . |  | 0 | 0 | 120.9842 |  |  | 0 | 0 | 0% |  | 0 |  | 0 |  | 1: 0; 3: 0; 5: 0; 7: 0 | 0 |  | 0
2017 | 14557 | Pee Dee Electric Coop, Inc | SC | Cooperative | 189.2 | 1.27 | 148.9764 | 171.4 | 1.22 | 140.4918 | 142.6 | 1.15 | 124 | 30421 | 25 | Y | . | . | . | . | . | . | . |  |  | . |  | 17.8 | 0.05 | 140.4918 | 356 | 356 | 1521.05 | 1521.05 | 5% | 31.3887 | 76.0525 | 62.7774 | 190.1312 | 188.3321 | 304.21 | 313.8868 | 380.2625 | 470.8303 | 304.21 | 627.7737 | 152.105 | 941.6605 | 68.4473 | 1255.5474 | 45.6315 | 2387.188 | 11935.9398 | 57292.5108 | 119359.3975 | 143231.277 | 95487.518 | 64454.0747 | 57292.5108
2017 | 14563 | Pearl River Valley El Pwr Assn | MS | Cooperative | 678.977 | 3.144 | 215.9596 | 209.651 | 2.304 | 90.9944 | 533.427 | 3.06 | 174.3226 | 49167 | 25 | N | . | . | . | . | . | . | . |  |  | . |  | 469.326 | 0.84 | 90.9944 | 558.7214 | 558.7214 | 41300.28 | 41300.28 | 84% | 49.2627 | 2065.014 | 98.5255 | 5162.535 | 295.5764 | 8260.056 | 492.6273 | 10325.07 | 738.9409 | 8260.056 | 985.2545 | 4130.028 | 1477.8818 | 1858.5126 | 1970.5091 | 1239.0084 | 101728.2209 | 508641.1045 | 2441477.3017 | 5086411.0453 | 6103693.2543 | 4069128.8362 | 2746661.9644 | 2441477.3017
2017 | 14606 | Peace River Electric Coop, Inc | FL | Cooperative | 3398.12 | 3.274 | 1037.9108 | 137.435 | 1.465 | 93.8123 | 3384 | 3.115 | 1086.3563 | 38944 | 25 | Y | . | . | . | . | . | . | . |  |  | . |  | 3260.685 | 1.809 | 93.8123 | 1802.4793 | 3260.685 | 70449.696 | 38944 | 100% | 287.4961 | 1947.2 | 574.9922 | 4868 | 1724.9766 | 7788.8 | 2874.9611 | 9736 | 4312.4416 | 7788.8 | 5749.9221 | 3894.4 | 8624.8832 | 1752.48 | 11499.8442 | 1168.32 | 559812.4172 | 2799062.0861 | 13435498.0133 | 27990620.8611 | 33588745.0334 | 22392496.6889 | 15114935.265 | 13435498.0133
2017 | 14610 | Orlando Utilities Comm | FL | Municipal | . | . | . | . | . | . | . | . | . | . | . |  | 394.6 | 0.84 | 469.7619 | 47 | 0.63 | 74.6032 | 238901 | N | L | 34.5 | Y | 347.6 | 0.21 | 74.6032 | 1655.2381 | 1655.2381 | 50169.21 | 50169.21 | 21% | 145.9431 | 2508.4605 | 291.8862 | 6271.1512 | 875.6587 | 10033.842 | 1459.4311 | 12542.3025 | 2189.1466 | 10033.842 | 2918.8622 | 5016.921 | 4378.2933 | 2257.6145 | 5837.7244 | 1505.0763 | 366092.5243 | 1830462.6216 | 8786220.5837 | 18304626.216 | 21965551.4592 | 14643700.9728 | 9884498.1566 | 8786220.5837
2017 | 14624 | PUD No 2 of Grant County | WA | Political Subdivision | . | . | . | . | . | . | . | . | . | . | . |  | 95.669 | 0.916 | 104.4421 | . | . | . | 50510 | N | F | 13.2 | N | [6 empty] | 50510 | 100% |  | 2525.5 |  | 6313.75 |  | 1: 10102; 3: 12627.5; 5: 10102; 7: 5051 | 2272.95 |  | 1515.3
2017 | 14626 | Pedernales Electric Coop, Inc | TX | Cooperative | 70.62 | 0.67 | 105.403 | 70.62 | 0.67 | 105.403 | 56.74 | 0.64 | 88.6562 | 300238 | 25 | N | . | . | . | . | . | . | . |  |  | . |  | 0 | 0 | 105.403 |  |  | 0 | 0 | 0% |  | 0 |  | 0 |  | 1: 0; 3: 0; 5: 0; 7: 0 | 0 |  | 0
2017 | 14668 | Peninsula Light Company | WA | Cooperative | 171 | 1.84 | 92.9348 | 37 | 0.51 | 72.549 | . | . | . | 32505 | 12.5 | N | . | . | . | . | . | . | . |  |  | . |  | 134 | 1.33 | 72.549 | 100.7519 | 134 | 43231.65 | 32505 | 100% | 11.8148 | 1625.25 | 23.6297 | 4063.125 | 70.8891 | 6501 | 118.1484 | 8126.25 | 177.2226 | 6501 | 236.2968 | 3250.5 | 354.4453 | 1462.725 | 472.5937 | 975.15 | 19202.072 | 96010.36 | 460849.7281 | 960103.6003 | 1152124.3204 | 768082.8802 | 518455.9442 | 460849.7281
2017 | 14711 | Pennsylvania Electric Co | PA | Investor Owned | 389.51 | 2.016 | 193.2093 | 189.126 | 1.592 | 118.7977 | 325.676 | 1.592 | 204.5703 | 580349 | 34.5 | Y | . | . | . | . | . | . | . |  |  | . |  | 200.384 | 0.424 | 118.7977 | 472.6038 | 472.6038 | 246067.976 | 246067.976 | 42.4% | 41.6697 | 12303.3988 | 83.3394 | 30758.497 | 250.0182 | 49213.5952 | 416.6969 | 61516.994 | 625.0454 | 49213.5952 | 833.3939 | 24606.7976 | 1250.0908 | 11073.0589 | 1666.7877 | 7382.0393 | 512678.8568 | 2563394.284 | 12304292.563 | 25633942.8397 | 30760731.4076 | 20507154.2717 | 13842329.1334 | 12304292.563
2017 | 14715 | PPL Electric Utilities Corp | PA | Investor Owned | 138.4 | 0.734 | 188.5559 | 69.6 | 0.602 | 115.6146 | 133.1 | 0.655 | 203.2061 | 1417978 | 12 | N | . | . | . | . | . | . | . |  |  | . |  | 68.8 | 0.132 | 115.6146 | 521.2121 | 521.2121 | 187173.096 | 187173.096 | 13.2% | 45.9555 | 9358.6548 | 91.911 | 23396.637 | 275.7331 | 37434.6192 | 459.5551 | 46793.274 | 689.3327 | 37434.6192 | 919.1103 | 18717.3096 | 1378.6654 | 8422.7893 | 1838.2206 | 5615.1929 | 430081.7916 | 2150408.9581 | 10321962.999 | 21504089.5812 | 25804907.4974 | 17203271.665 | 11612208.3738 | 10321962.999
2017 | 14716 | Pennsylvania Power Co | PA | Investor Owned | 219.406 | 1.31 | 167.4855 | 118.911 | 1.036 | 114.779 | 210.759 | 0.951 | 221.6183 | 162868 | 23 | Y | . | . | . | . | . | . | . |  |  | . |  | 100.495 | 0.274 | 114.779 | 366.7701 | 366.7701 | 44625.832 | 44625.832 | 27.4% | 32.3383 | 2231.2916 | 64.6766 | 5578.229 | 194.0297 | 8925.1664 | 323.3829 | 11156.458 | 485.0743 | 8925.1664 | 646.7657 | 4462.5832 | 970.1486 | 2008.1624 | 1293.5315 | 1338.775 | 72156.1484 | 360780.742 | 1731747.5614 | 3607807.4195 | 4329368.9035 | 2886245.9356 | 1948216.0066 | 1731747.5614
2017 | 14717 | Pee Dee Electric Member Corp | NC | Cooperative | 268.91 | 2.556 | 105.2074 | 153.89 | 1.999 | 76.9835 | 263.34 | 2.34 | 112.5385 | 20535 | 29.4 | N | . | . | . | . | . | . | . |  |  | . |  | 115.02 | 0.557 | 76.9835 | 206.4991 | 206.4991 | 11437.995 | 11437.995 | 55.7% | 18.2071 | 571.8998 | 36.4142 | 1429.7494 | 109.2427 | 2287.599 | 182.0712 | 2859.4988 | 273.1068 | 2287.599 | 364.1424 | 1143.7995 | 546.2136 | 514.7098 | 728.2849 | 343.1399 | 10412.6482 | 52063.241 | 249903.5568 | 520632.41 | 624758.892 | 416505.928 | 281141.5014 | 249903.5568
2017 | 14724 | Pennyrile Rural Electric Coop | KY | Cooperative | 274.579 | 2.497 | 109.9636 | 182.615 | 2.059 | 88.6911 | 182.18 | 1.408 | 129.3892 | 46976 | 26 | Y | . | . | . | . | . | . | . |  |  | . |  | 91.964 | 0.438 | 88.6911 | 209.9635 | 209.9635 | 20575.488 | 20575.488 | 43.8% | 18.5126 | 1028.7744 | 37.0252 | 2571.936 | 111.0755 | 4115.0976 | 185.1258 | 5143.872 | 277.6886 | 4115.0976 | 370.2515 | 2057.5488 | 555.3773 | 925.897 | 740.5031 | 617.2646 | 19045.2646 | 95226.3232 | 457086.3515 | 952263.2323 | 1142715.8788 | 761810.5859 | 514222.1455 | 457086.3515
2017 | 14775 | People's Electric Cooperative | OK | Cooperative | . | . | . | . | . | . | . | . | . | . | . |  | 454.868 | 3.023 | 150.4691 | 224.176 | 2.022 | 110.8684 | 22598 | N | F | 25 | Y | 230.692 | 1.001 | 110.8684 | 230.4615 | 230.692 | 22620.598 | 22598 | 100% | 20.3402 | 1129.9 | 40.6804 | 2824.75 | 122.0413 | 4519.6 | 203.4022 | 5649.5 | 305.1033 | 4519.6 | 406.8044 | 2259.8 | 610.2066 | 1016.91 | 813.6088 | 677.94 | 22982.4151 | 114912.0753 | 551577.9614 | 1149120.753 | 1378944.9036 | 919296.6024 | 620525.2066 | 551577.9614
2017 | 14864 | Petit Jean Electric Coop Corp | AR | Cooperative | 1278.9 | 3.511 | 364.2552 | 200.65 | 1.554 | 129.1184 | 1278.9 | 3.511 | 364.2552 | 19850 | 69 | Y | . | . | . | . | . | . | . |  |  | . |  | 1078.25 | 1.957 | 129.1184 | 550.9709 | 1078.25 | 38846.45 | 19850 | 100% | 95.0698 | 992.5 | 190.1396 | 2481.25 | 570.4188 | 3970 | 950.698 | 4962.5 | 1426.047 | 3970 | 1901.396 | 1985 | 2852.094 | 893.25 | 3802.7921 | 595.5 | 94356.7781 | 471783.8905 | 2264562.6745 | 4717838.9052 | 5661406.6863 | 3774271.1242 | 2547633.0088 | 2264562.6745
2017 | 14940 | PECO Energy Co | PA | Investor Owned | 91 | 0.87 | 104.5977 | 74.4 | 0.79 | 94.1772 | 90.8 | 0.86 | 105.5814 | 1625072 | 34 | Y | . | . | . | . | . | . | . |  |  | . |  | 16.6 | 0.08 | 94.1772 | 207.5 | 207.5 | 130005.76 | 130005.76 | 8% | 18.2954 | 6500.288 | 36.5907 | 16250.72 | 109.7722 | 26001.152 | 182.9537 | 32501.44 | 274.4306 | 26001.152 | 365.9074 | 13000.576 | 548.8611 | 5850.2592 | 731.8148 | 3900.1728 | 118925.1809 | 594625.9045 | 2854204.3415 | 5946259.0448 | 7135510.8538 | 4757007.2359 | 3210979.8842 | 2854204.3415
2017 | 15016 | Pickwick Electric Coop | TN | Cooperative | . | . | . | . | . | . | . | . | . | . | . |  | 79.68 | . | . | 79.68 | . | . | 20624 | N | L | 25 | N | 0 |  |  |  | 0 |  | 20624 | 100% | 0 | 1031.2 | 0 | 2578 | 0 | 4124.8 | 0 | 5156 | 0 | 4124.8 | 0 | 2062.4 | 0 | 928.08 | 0 | 618.72 | 0 | 0 | 0 | 0 | 0 | 0 | 0 | 0
2017 | 15023 | Piedmont Electric Member Corp | NC | Cooperative | 109.116 | 1.144 | 95.3811 | 109.116 | 1.144 | 95.3811 | 93.198 | 0.953 | 97.7943 | 31827 | 12.5 | N | . | . | . | . | . | . | . |  |  | . |  | 0 | 0 | 95.3811 |  |  | 0 | 0 | 0% |  | 0 |  | 0 |  | 1: 0; 3: 0; 5: 0; 7: 0 | 0 |  | 0
2017 | 15034 | Pierce-Pepin Coop Services | WI | Cooperative | 74.616 | 0.836 | 89.2536 | 4.445 | 0.04 | 111.125 | 74.616 | 0.836 | 89.2536 | 7574 | 12.4 | Y | . | . | . | . | . | . | . |  |  | . |  | 70.171 | 0.796 | 111.125 | 88.1545 | 88.1545 | 6028.904 | 6028.904 | 79.6% | 7.7726 | 301.4452 | 15.5453 | 753.613 | 46.6358 | 1205.7808 | 77.7263 | 1507.226 | 116.5894 | 1205.7808 | 155.4525 | 602.8904 | 233.1788 | 271.3007 | 310.905 | 180.8671 | 2343.0205 | 11715.1026 | 56232.4924 | 117151.0259 | 140581.231 | 93720.8207 | 63261.554 | 56232.4924
2017 | 15045 | Pike County Light & Power Co | PA | Investor Owned | . | . | . | . | . | . | . | . | . | . | . |  | 102 | 0.55 | 185.4546 | 102 | 0.55 | 185.4546 | 4648 | N | F | 34.5 | N | 0 | 0 | 185.4545 |  |  | 0 | 0 | 0% |  | 0 |  | 0 |  | 1: 0; 3: 0; 5: 0; 7: 0 | 0 |  | 0
2017 | 15054 | Pioneer Rural Elec Coop, Inc - (OH) | OH | Cooperative | 220 | 1.6 | 137.5 | 118 | 1.1 | 107.2727 | 217 | 1.5 | 144.6667 | 16977 | 12 | N | . | . | . | . | . | . | . |  |  | . |  | 102 | 0.5 | 107.2727 | 204 | 204 | 8488.5 | 8488.5 | 50% | 17.9868 | 424.425 | 35.9735 | 1061.0625 | 107.9206 | 1697.7 | 179.8677 | 2122.125 | 269.8016 | 1697.7 | 359.7355 | 848.85 | 539.6032 | 381.9825 | 719.471 | 254.655 | 7634.0367 | 38170.1837 | 183216.8817 | 381701.8369 | 458042.2043 | 305361.4695 | 206118.9919 | 183216.8817
2017 | 15073 | Pioneer Electric Coop, Inc - (KS) | KS | Cooperative | 2541 | . | . | 195 | . | . | 2537 | . | . | 16675 | 13.2 | Y | . | . | . | . | . | . | . |  |  | . |  | 2346 |  |  |  | 2346 |  | 16675 | 100% | 206.8479 | 833.75 | 413.6958 | 2084.375 | 1241.0874 | 3335 | 2068.4791 | 4168.75 | 3102.7186 | 3335 | 4136.9581 | 1667.5 | 6205.4372 | 750.375 | 8273.9162 | 500.25 | 172459.4416 | 862297.2079 | 4139026.5981 | 8622972.0794 | 10347566.4952 | 6898377.6635 | 4656404.9229 | 4139026.5981
2017 | 15095 | City of Piqua - (OH) | OH | Municipal | 9.178 | 0.214 | 42.8879 | . | . | . | . | . | . | 10732 | 13 | N | . | . | . | . | . | . | . |  |  | . | [7 empty] | 10732 | 100% |  | 536.6 |  | 1341.5 |  | 1: 2146.4; 3: 2683; 5: 2146.4; 7: 1073.2 | 482.94 |  | 321.96
2017 | 15138 | Platte-Clay Electric Coop, Inc | MO | Cooperative | 129.991 | 1.305 | 99.61 | 58.342 | 0.744 | 78.4167 | 115.32 | 0.923 | 124.9404 | 22440 | 12.5 |  | . | . | . | . | . | . | . |  |  | . |  | 71.649 | 0.561 | 78.4167 | 127.7166 | 127.7166 | 12588.84 | 12588.84 | 56.1% | 11.2608 | 629.442 | 22.5217 | 1573.605 | 67.565 | 2517.768 | 112.6083 | 3147.21 | 168.9124 | 2517.768 | 225.2166 | 1258.884 | 337.8249 | 566.4978 | 450.4332 | 377.6652 | 7088.0392 | 35440.196 | 170112.941 | 354401.9603 | 425282.3524 | 283521.5683 | 191377.0586 | 170112.941
2017 | 15175 | Pointe Coupee Elec Member Corp | LA | Cooperative | . | . | . | . | . | . | . | . | . | . | . |  | 739.2 | 2.4 | 308 | . | . | . | 10502 | N | O | 13.2 | N | [6 empty] | 10502 | 100% |  | 525.1 |  | 1312.75 |  | 1: 2100.4; 3: 2625.5; 5: 2100.4; 7: 1050.2 | 472.59 |  | 315.06
2017 | 15188 | Polk County Rural Pub Pwr Dist | NE | Political Subdivision | 131 | 1.6 | 81.875 | 99 | 0.746 | 132.7078 | 131 | 1.6 | 81.875 | 4713 | 12.5 | N | . | . | . | . | . | . | . |  |  | . |  | 32 | 0.854 | 132.7078 | 37.4707 | 37.4707 | 4024.902 | 4024.902 | 85.4% | 3.3038 | 201.2451 | 6.6076 | 503.1128 | 19.8229 | 804.9804 | 33.0381 | 1006.2255 | 49.5572 | 804.9804 | 66.0762 | 402.4902 | 99.1143 | 181.1206 | 132.1525 | 120.7471 | 664.8758 | 3324.3791 | 15957.0198 | 33243.7913 | 39892.5496 | 26595.0331 | 17951.6473 | 15957.0198
2017 | 15202 | City of Ponca City - (OK) | OK | Municipal | 112.44 | 1.648 | 68.2282 | 81.533 | 0.751 | 108.5659 | . | . | . | 15328 | 12.5 | Y | . | . | . | . | . | . | . |  |  | . |  | 30.907 | 0.897 | 108.5659 | 34.456 | 34.456 | 13749.216 | 13749.216 | 89.7% | 3.038 | 687.4608 | 6.076 | 1718.652 | 18.228 | 2749.8432 | 30.38 | 3437.304 | 45.57 | 2749.8432 | 60.76 | 1374.9216 | 91.1399 | 618.7147 | 121.5199 | 412.4765 | 2088.5048 | 10442.5238 | 50124.1142 | 104425.2379 | 125310.2855 | 83540.1903 | 56389.6285 | 50124.1142
2017 | 15229 | City of Poplar Bluff - (MO) | MO | Municipal | . | . | . | . | . | . | . | . | . | . | . |  | 58.32 | 0.46 | 126.7826 | . | . | . | 9499 | N | L | 69 | N | [6 empty] | 9499 | 100% |  | 474.95 |  | 1187.375 |  | 1: 1899.8; 3: 2374.75; 5: 1899.8; 7: 949.9 | 427.455 |  | 284.97
2017 | 15248 | Portland General Electric Co | OR | Investor Owned | 350 | 1.04 | 336.5385 | 113 | 0.62 | 182.2581 | 335 | 0.96 | 348.9583 | 861353 | 35 | Y | . | . | . | . | . | . | . |  |  | . |  | 237 | 0.42 | 182.2581 | 564.2857 | 564.2857 | 361768.26 | 361768.26 | 42% | 49.7533 | 18088.413 | 99.5067 | 45221.0325 | 298.52 | 72353.652 | 497.5333 | 90442.065 | 746.3 | 72353.652 | 995.0667 | 36176.826 | 1492.6 | 16279.5717 | 1990.1333 | 10853.0478 | 899958.8288 | 4499794.144 | 21599011.8913 | 44997941.4401 | 53997529.7281 | 35998353.1521 | 24298888.3777 | 21599011.8913
2017 | 15257 | Poudre Valley REA, Inc | CO | Cooperative | 351.68 | 2.01 | 174.9652 | 115.54 | 1.22 | 94.7049 | 315.38 | 1.55 | 203.471 | 40973 | 24.9 | Y | . | . | . | . | . | . | . |  |  | . |  | 236.14 | 0.79 | 94.7049 | 298.9114 | 298.9114 | 32368.67 | 32368.67 | 79% | 26.3552 | 1618.4335 | 52.7103 | 4046.0837 | 158.1309 | 6473.734 | 263.5516 | 8092.1675 | 395.3273 | 6473.734 | 527.1031 | 3236.867 | 790.6547 | 1456.5901 | 1054.2062 | 971.0601 | 42654.0671 | 213270.3355 | 1023697.6103 | 2132703.3549 | 2559244.0259 | 1706162.6839 | 1151659.8116 | 1023697.6103
2017 | 15263 | The Potomac Edison Co | MD | Investor Owned | 131.957 | 0.98 | 134.65 | 131.957 | 0.98 | 134.65 | 121.467 | 0.858 | 141.5699 | 263184 | 34.5 | Y | . | . | . | . | . | . | . |  |  | . |  | 0 | 0 | 134.65 |  |  | 0 | 0 | 0% |  | 0 |  | 0 |  | 1: 0; 3: 0; 5: 0; 7: 0 | 0 |  | 0
2017 | 15263 | The Potomac Edison Co | WV | Investor Owned | 158.928 | 1.049 | 151.5043 | 138.934 | 1.01 | 137.5584 | 147.6 | 0.939 | 157.1885 | 139800 | 34.5 | Y | . | . | . | . | . | . | . |  |  | . |  | 19.994 | 0.039 | 137.5584 | 512.6667 | 512.6667 | 5452.2 | 5452.2 | 3.9% | 45.2021 | 272.61 | 90.4041 | 681.525 | 271.2123 | 1090.44 | 452.0206 | 1363.05 | 678.0309 | 1090.44 | 904.0411 | 545.22 | 1356.0617 | 245.349 | 1808.0823 | 163.566 | 12322.5328 | 61612.6642 | 295740.7882 | 616126.6422 | 739351.9706 | 492901.3137 | 332708.3868 | 295740.7882
2017 | 15270 | Potomac Electric Power Co | DC | Investor Owned | 57.53 | 0.553 | 104.0326 | 57.53 | 0.553 | 104.0326 | 57.52 | 0.55 | 104.5818 | 279150 | 34 | Y | . | . | . | . | . | . | . |  |  | . |  | 0 | 0 | 104.0325 |  |  | 0 | 0 | 0% |  | 0 |  | 0 |  | 1: 0; 3: 0; 5: 0; 7: 0 | 0 |  | 0
2017 | 15270 | Potomac Electric Power Co | MD | Investor Owned | 66.53 | 0.771 | 86.2905 | 66.53 | 0.771 | 86.2905 | 64 | 0.74 | 86.4865 | 554302 | 34 | Y | . | . | . | . | . | . | . |  |  | . |  | 0 | 0 | 86.2905 |  |  | 0 | 0 | 0% |  | 0 |  | 0 |  | 1: 0; 3: 0; 5: 0; 7: 0 | 0 |  | 0
2017 | 15291 | Prairie Energy Coop | IA | Cooperative | . | . | . | . | . | . | . | . | . | . | . |  | 132 | 1.36 | 97.0588 | 132 | 1.36 | 97.0588 | 4306 | N | F | 12.5 | Y | 0 | 0 | 97.0588 |  |  | 0 | 0 | 0% |  | 0 |  | 0 |  | 1: 0; 3: 0; 5: 0; 7: 0 | 0 |  | 0
2017 | 15293 | Powell Valley Electric Coop | TN | Cooperative | 181.689 | 3.304 | 54.9906 | 145.628 | 3.115 | 46.7506 | 172.785 | 1.981 | 87.2211 | 23577 | 25 | N | . | . | . | . | . | . | . |  |  | . |  | 36.061 | 0.189 | 46.7506 | 190.7989 | 190.7989 | 4456.053 | 4456.053 | 18.9% | 16.8228 | 222.8026 | 33.6457 | 557.0066 | 100.937 | 891.2106 | 168.2283 | 1114.0132 | 252.3425 | 891.2106 | 336.4566 | 445.6053 | 504.6849 | 200.5224 | 672.9132 | 133.6816 | 3748.1713 | 18740.8567 | 89956.112 | 187408.5666 | 224890.2799 | 149926.8533 | 101200.6259 | 89956.112
2017 | 15293 | Powell Valley Electric Coop | VA | Cooperative | 77.867 | 1.416 | 54.9908 | 62.412 | 1.335 | 46.7506 | 74.051 | 0.849 | 87.2214 | 8122 | 25 | N | . | . | . | . | . | . | . |  |  | . |  | 15.455 | 0.081 | 46.7506 | 190.8025 | 190.8025 | 657.882 | 657.882 | 8.1% | 16.8231 | 32.8941 | 33.6463 | 82.2352 | 100.9389 | 131.5764 | 168.2314 | 164.4705 | 252.3471 | 131.5764 | 336.4628 | 65.7882 | 504.6943 | 29.6047 | 672.9257 | 19.7365 | 553.3821 | 2766.9106 | 13281.1708 | 27669.1058 | 33202.927 | 22135.2846 | 14941.3171 | 13281.1708
2017 | 15308 | Plumas-Sierra Rural Elec Coop | CA | Cooperative | . | . | . | . | . | . | . | . | . | . | . |  | 556 | . | . | . | . | . | 7837 | N | O | 12.5 | N | [6 empty] | 7837 | 100% |  | 391.85 |  | 979.625 |  | 1: 1567.4; 3: 1959.25; 5: 1567.4; 7: 783.7 | 352.665 |  | 235.11
2017 | 15311 | Prague Public Works Authority | OK | Municipal | 247.32 | 2.58 | 95.8605 | . | . | . | . | . | . | 1282 | 7.2 | N | . | . | . | . | . | . | . |  |  | . | [7 empty] | 1282 | 100% |  | 64.1 |  | 160.25 |  | 1: 256.4; 3: 320.5; 5: 256.4; 7: 128.2 | 57.69 |  | 38.46
2017 | 15340 | Presque Isle Elec & Gas Coop | MI | Cooperative | . | . | . | . | . | . | . | . | . | . | . |  | 883 | 2.754 | 320.6245 | 288.1 | 1.511 | 190.6684 | 34075 | N | O | 24.9 | N | 594.9 | 1.243 | 190.6684 | 478.6002 | 594.9 | 42355.225 | 34075 | 100% | 52.4526 | 1703.75 | 104.9052 | 4259.375 | 314.7157 | 6815 | 524.5261 | 8518.75 | 786.7891 | 6815 | 1049.0522 | 3407.5 | 1573.5783 | 1533.375 | 2098.1043 | 1022.25 | 89366.1315 | 446830.6576 | 2144787.1565 | 4468306.576 | 5361967.8913 | 3574645.2608 | 2412885.5511 | 2144787.1565
2017 | 15344 | Polk-Burnett Electric Coop | WI | Cooperative | 179.4 | 1.71 | 104.9123 | 42.6 | 0.76 | 56.0526 | 178.2 | 1.29 | 138.1395 | 20432 | 12.5 | Y | . | . | . | . | . | . | . |  |  | . |  | 136.8 | 0.95 | 56.0526 | 144 | 144 | 19410.4 | 19410.4 | 95% | 12.6965 | 970.52 | 25.3931 | 2426.3 | 76.1793 | 3882.08 | 126.9655 | 4852.6 | 190.4482 | 3882.08 | 253.9309 | 1941.04 | 380.8964 | 873.468 | 507.8619 | 582.312 | 12322.2525 | 61611.2623 | 295734.0591 | 616112.6231 | 739335.1477 | 492890.0985 | 332700.8165 | 295734.0591
2017 | 15356 | Price Electric Coop Inc | WI | Cooperative | . | . | . | . | . | . | . | . | . | . | . |  | 643.088 | 2.814 | 228.5316 | 643.088 | 2.814 | 228.5316 | 9165 | N | L | 24.9 | N | 0 | 0 | 228.5316 |  |  | 0 | 0 | 0% |  | 0 |  | 0 |  | 1: 0; 3: 0; 5: 0; 7: 0 | 0 |  | 0
2017 | 15386 | City of Princeton - (KY) | KY | Municipal | 7.105 | 0.128 | 55.5078 | 7.105 | 0.128 | 55.5078 | . | . | . | 3845 | 12.4 | N | . | . | . | . | . | . | . |  |  | . |  | 0 | 0 | 55.5078 |  |  | 0 | 0 | 0% |  | 0 |  | 0 |  | 1: 0; 3: 0; 5: 0; 7: 0 | 0 |  | 0
2017 | 15387 | Princeton Public Utils Comm | MN | Municipal | 39.069 | 0.216 | 180.875 | 3.418 | 0.052 | 65.7308 | 39.069 | 0.216 | 180.875 | 2649 | 12.4 | N | . | . | . | . | . | . | . |  |  | . |  | 35.651 | 0.164 | 65.7308 | 217.3841 | 217.3841 | 434.436 | 434.436 | 16.4% | 19.1669 | 21.7218 | 38.3337 | 54.3045 | 115.0012 | 86.8872 | 191.6686 | 108.609 | 287.5029 | 86.8872 | 383.3372 | 43.4436 | 575.0058 | 19.5496 | 766.6744 | 13.0331 | 416.3387 | 2081.6936 | 9992.1292 | 20816.9359 | 24980.323 | 16653.5487 | 11241.1454 | 9992.1292
2017 | 15410 | Prince George Electric Coop | VA | Cooperative | 149.82 | . | . | 149.82 | . | . | 100.58 | . | . | 11638 | 25 | N | . | . | . | . | . | . | . |  |  | . |  | 0 |  |  |  | 0 |  | 11638 | 100% | 0 | 581.9 | 0 | 1454.75 | 0 | 2327.6 | 0 | 2909.5 | 0 | 2327.6 | 0 | 1163.8 | 0 | 523.71 | 0 | 349.14 | 0 | 0 | 0 | 0 | 0 | 0 | 0 | 0
2017 | 15419 | PUD No 3 of Mason County | WA | Political Subdivision | . | . | . | . | . | . | . | . | . | . | . |  | 195.2 | 0.88 | 221.8182 | 160 | 0.79 | 202.5317 | 33512 | N | F | 12.5 | N | 35.2 | 0.09 | 202.5316 | 391.1111 | 391.1111 | 3016.08 | 3016.08 | 9% | 34.4844 | 150.804 | 68.9689 | 377.01 | 206.9067 | 603.216 | 344.8445 | 754.02 | 517.2667 | 603.216 | 689.689 | 301.608 | 1034.5334 | 135.7236 | 1379.3779 | 90.4824 | 5200.3927 | 26001.9633 | 124809.4237 | 260019.6326 | 312023.5591 | 208015.7061 | 140410.6016 | 124809.4237
2017 | 15444 | Provo City Corp | UT | Municipal | 70.48 | 0.646 | 109.1022 | 35.13 | 0.346 | 101.5318 | 70.48 | 0.646 | 109.1022 | 35851 | 138 | Y | . | . | . | . | . | . | . |  |  | . |  | 35.35 | 0.3 | 101.5318 | 117.8333 | 117.8333 | 10755.3 | 10755.3 | 30% | 10.3894 | 537.765 | 20.7788 | 1344.4125 | 62.3365 | 2151.06 | 103.8942 | 2688.825 | 155.8413 | 2151.06 | 207.7884 | 1075.53 | 311.6826 | 483.9885 | 415.5768 | 322.659 | 5587.0662 | 27935.331 | 134089.5888 | 279353.3101 | 335223.9721 | 223482.6481 | 150850.7874 | 134089.5888
2017 | 15466 | Public Service Co of Colorado | CO | Investor Owned | 107.73 | 1.01 | 106.6634 | 84.47 | 0.92 | 91.8152 | 100.29 | 0.89 | 112.6854 | 1366813 | 34.5 | Y | . | . | . | . | . | . | . |  |  | . |  | 23.26 | 0.09 | 91.8152 | 258.4444 | 258.4444 | 123013.17 | 123013.17 | 9% | 22.7872 | 6150.6585 | 45.5743 | 15376.6462 | 136.723 | 24602.634 | 227.8717 | 30753.2925 | 341.8075 | 24602.634 | 455.7433 | 12301.317 | 683.615 | 5535.5926 | 911.4867 | 3690.3951 | 140156.0781 | 700780.3904 | 3363745.8742 | 7007803.9045 | 8409364.6854 | 5606243.1236 | 3784214.1084 | 3363745.8742
2017 | 15470 | Duke Energy Indiana, LLC | IN | Investor Owned | 260.7 | 1.33 | 196.015 | 138.3 | 0.99 | 139.697 | 239.2 | 1.18 | 202.7119 | 828125 | 34.5 | Y | . | . | . | . | . | . | . |  |  | . |  | 122.4 | 0.34 | 139.697 | 360 | 360 | 281562.5 | 281562.5 | 34% | 31.7414 | 14078.125 | 63.4827 | 35195.3125 | 190.4482 | 56312.5 | 317.4137 | 70390.625 | 476.1205 | 56312.5 | 634.8273 | 28156.25 | 952.241 | 12670.3125 | 1269.6547 | 8446.875 | 446858.9273 | 2234294.6363 | 10724614.2542 | 22342946.363 | 26811535.6356 | 17874357.0904 | 12065191.036 | 10724614.2542
2017 | 15472 | Public Service Co of NH | NH | Investor Owned | 965.7 | 1.924 | 501.9231 | 118.6 | 1.107 | 107.1364 | 965.58 | 1.904 | 507.1323 | 525219 | 34.5 | Y | . | . | . | . | . | . | . |  |  | . |  | 847.1 | 0.817 | 107.1364 | 1036.8421 | 1036.8421 | 429103.923 | 429103.923 | 81.7% | 91.4188 | 21455.1961 | 182.8377 | 53637.9904 | 548.5131 | 85820.7846 | 914.1885 | 107275.9808 | 1371.2827 | 85820.7846 | 1828.377 | 42910.3923 | 2742.5655 | 19309.6765 | 3656.7539 | 12873.1177 | 1961409.3236 | 9807046.6179 | 47073823.7661 | 98070466.1793 | 117684559.4151 | 78456372.9434 | 52958051.7368 | 47073823.7661
2017 | 15473 | Public Service Co of NM | NM | Investor Owned | 98.08 | 1.157 | 84.771 | 87.44 | 0.878 | 99.59 | 73.62 | 0.615 | 119.7073 | 523454 | 25 | Y | . | . | . | . | . | . | . |  |  | . |  | 10.64 | 0.279 | 99.59 | 38.1362 | 38.1362 | 146043.666 | 146043.666 | 27.9% | 3.3625 | 7302.1833 | 6.725 | 18255.4582 | 20.1749 | 29208.7332 | 33.6249 | 36510.9165 | 50.4373 | 29208.7332 | 67.2497 | 14604.3666 | 100.8746 | 6571.965 | 134.4995 | 4381.31 | 24553.4925 | 122767.4627 | 589283.8212 | 1227674.6275 | 1473209.553 | 982139.702 | 662944.2988 | 589283.8212
2017 | 15474 | Public Service Co of Oklahoma | OK | Investor Owned | 180.2 | 1.335 | 134.9813 | 102.5 | 1.083 | 94.6445 | 125.1 | 1.044 | 119.8276 | 547761 | 35 | Y | . | . | . | . | . | . | . |  |  | . |  | 77.7 | 0.252 | 94.6445 | 308.3333 | 308.3333 | 138035.772 | 138035.772 | 25.2% | 27.1859 | 6901.7886 | 54.3718 | 17254.4715 | 163.1154 | 27607.1544 | 271.8589 | 34508.943 | 407.7884 | 27607.1544 | 543.7179 | 13803.5772 | 815.5768 | 6211.6097 | 1087.4357 | 4141.0732 | 187631.2845 | 938156.4225 | 4503150.8279 | 9381564.2248 | 11257877.0698 | 7505251.3799 | 5066044.6814 | 4503150.8279
2017 | 15477 | Public Service Elec & Gas Co | NJ | Investor Owned | 50.27 | 0.75 | 67.0267 | 44.61 | 0.73 | 61.1096 | 46.85 | 0.72 | 65.0694 | 2348053 | 69 | Y | . | . | . | . | . | . | . |  |  | . |  | 5.66 | 0.02 | 61.1096 | 283 | 283 | 46961.06 | 46961.06 | 2% | 24.9522 | 2348.053 | 49.9045 | 5870.1325 | 149.7134 | 9392.212 | 249.5224 | 11740.265 | 374.2836 | 9392.212 | 499.0448 | 4696.106 | 748.5672 | 2113.2477 | 998.0896 | 1408.8318 | 58589.1843 | 292945.9217 | 1406140.424 | 2929459.2168 | 3515351.0601 | 2343567.3734 | 1581907.977 | 1406140.424
2017 | 15500 | Puget Sound Energy Inc | WA | Investor Owned | 477 | 1.8 | 265 | 175 | 1.12 | 156.25 | 436 | 1.52 | 286.8421 | 1137364 | 34.5 | Y | . | . | . | . | . | . | . |  |  | . |  | 302 | 0.68 | 156.25 | 444.1176 | 444.1176 | 773407.52 | 773407.52 | 68% | 39.1581 | 38670.376 | 78.3161 | 96675.94 | 234.9484 | 154681.504 | 391.5806 | 193351.88 | 587.3709 | 154681.504 | 783.1612 | 77340.752 | 1174.7418 | 34803.3384 | 1566.3223 | 23202.2256 | 1514256.8464 | 7571284.2322 | 36342164.3145 | 75712842.3218 | 90855410.7862 | 60570273.8575 | 40884934.8538 | 36342164.3145
2017 | 15507 | City of Pulaski - (TN) | TN | Municipal | 288.203 | 2.35 | 122.6396 | 155.44 | 1.703 | 91.2742 | 288.203 | 2.35 | 122.6396 | 14169 | 13.2 | Y | . | . | . | . | . | . | . |  |  | . |  | 132.763 | 0.647 | 91.2742 | 205.1978 | 205.1978 | 9167.343 | 9167.343 | 64.7% | 18.0924 | 458.3671 | 36.1848 | 1145.9179 | 108.5543 | 1833.4686 | 180.9239 | 2291.8358 | 271.3858 | 1833.4686 | 361.8478 | 916.7343 | 542.7716 | 412.5304 | 723.6955 | 275.0203 | 8292.9564 | 41464.7821 | 199030.954 | 414647.8208 | 497577.385 | 331718.2566 | 223909.8232 | 199030.954
2017 | 15671 | Randolph Electric Member Corp | NC | Cooperative | 154.61 | 1.768 | 87.4491 | 114.73 | 1.572 | 72.9835 | 147.41 | 1.5 | 98.2733 | 31535 | 24.9 | N | . | . | . | . | . | . | . |  |  | . |  | 39.88 | 0.196 | 72.9835 | 203.4694 | 203.4694 | 6180.86 | 6180.86 | 19.6% | 17.94 | 309.043 | 35.88 | 772.6075 | 107.6399 | 1236.172 | 179.3999 | 1545.215 | 269.0999 | 1236.172 | 358.7998 | 618.086 | 538.1997 | 278.1387 | 717.5996 | 185.4258 | 5544.2284 | 27721.1418 | 133061.4807 | 277211.4181 | 332653.7017 | 221769.1345 | 149694.1658 | 133061.4807
2017 | 15700 | Rayle Electric Membership Corp | GA | Cooperative | 1968.08 | 3.77 | 522.0371 | 226.872 | 2.318 | 97.874 | 1965.44 | 3.356 | 585.6496 | 18382 | 24.9 | Y | . | . | . | . | . | . | . |  |  | . |  | 1741.208 | 1.452 | 97.874 | 1199.1791 | 1741.208 | 26690.664 | 18382 | 100% | 153.5231 | 919.1 | 307.0462 | 2297.75 | 921.1387 | 3676.4 | 1535.2312 | 4595.5 | 2302.8467 | 3676.4 | 3070.4623 | 1838.2 | 4605.6935 | 827.19 | 6140.9246 | 551.46 | 141103.0953 | 705515.4766 | 3386474.2878 | 7055154.7662 | 8466185.7194 | 5644123.813 | 3809783.5737 | 3386474.2878
2017 | 15748 | Town of Reading - (MA) | MA | Municipal | 21.06 | 0.28 | 75.2143 | 13.52 | . | . | . | . | . | 29715 | 13.8 | Y | . | . | . | . | . | . | . |  |  | . |  | 7.54 |  |  |  | 7.54 |  | 29715 | 100% | 0.66481 | 1485.75 | 1.3296 | 3714.375 | 3.9888 | 5943 | 6.6481 | 7428.75 | 9.9721 | 5943 | 13.2961 | 2971.5 | 19.9442 | 1337.175 | 26.5922 | 891.45 | 987.7345 | 4938.6723 | 23705.627 | 49386.723 | 59264.0676 | 39509.3784 | 26668.8304 | 23705.627
2017 | 15783 | City of Redding - (CA) | CA | Municipal | 38.57 | 0.423 | 91.182 | 38.57 | 0.423 | 91.182 | 31.37 | 0.317 | 98.959 | 44144 | 12.5 | N | . | . | . | . | . | . | . |  |  | . |  | 0 | 0 | 91.182 |  |  | 0 | 0 | 0% |  | 0 |  | 0 |  | 1: 0; 3: 0; 5: 0; 7: 0 | 0 |  | 0
2017 | 15845 | Renville-Sibley Coop Pwr Assn | MN | Cooperative | 68.437 | 0.622 | 110.0273 | 68.437 | 0.622 | 110.0273 | 31.528 | 0.361 | 87.3352 | 1887 | 12.5 | N | . | . | . | . | . | . | . |  |  | . |  | 0 | 0 | 110.0273 |  |  | 0 | 0 | 0% |  | 0 |  | 0 |  | 1: 0; 3: 0; 5: 0; 7: 0 | 0 |  | 0
2017 | 15938 | Rice Lake Utilities | WI | Municipal | 74.526 | 0.506 | 147.2846 | 13.35 | . | . | . | . | . | 5751 | 12.5 | N | . | . | . | . | . | . | . |  |  | . |  | 61.176 |  |  |  | 61.176 |  | 5751 | 100% | 5.3939 | 287.55 | 10.7878 | 718.875 | 32.3635 | 1150.2 | 53.9392 | 1437.75 | 80.9087 | 1150.2 | 107.8783 | 575.1 | 161.8175 | 258.795 | 215.7566 | 172.53 | 1551.0206 | 7755.1031 | 37224.4947 | 77551.0307 | 93061.2369 | 62040.8246 | 41877.5566 | 37224.4947
2017 | 15978 | City of Richland Center - (WI) | WI | Municipal | 42.31 | 1.043 | 40.5657 | . | . | . | . | . | . | 2941 | 12.5 | N | . | . | . | . | . | . | . |  |  | . | [7 empty] | 2941 | 100% |  | 147.05 |  | 367.625 |  | 1: 588.2; 3: 735.25; 5: 588.2; 7: 294.1 | 132.345 |  | 88.23
2017 | 15979 | City of Richland - (WA) | WA | Municipal | 41.15 | 0.936 | 43.9637 | 41.15 | 0.936 | 43.9637 | 41.15 | 0.936 | 43.9637 | 24263 | 12.5 | N | . | . | . | . | . | . | . |  |  | . |  | 0 | 0 | 43.9637 |  |  | 0 | 0 | 0% |  | 0 |  | 0 |  | 1: 0; 3: 0; 5: 0; 7: 0 | 0 |  | 0
2017 | 15989 | City of Richmond - (IN) | IN | Municipal | . | . | . | . | . | . | . | . | . | . | . |  | 78 | 0.74 | 105.4054 | . | . | . | 21480 | Y | L | 15 | N | [6 empty] | 21480 | 100% |  | 1074 |  | 2685 |  | 1: 4296; 3: 5370; 5: 4296; 7: 2148 | 966.6 |  | 644.4
2017 | 16060 | Riverland Energy Cooperative | WI | Cooperative | 140.741 | 1.204 | 116.8945 | 104.168 | 1.004 | 103.753 | 127.074 | 0.934 | 136.0535 | 17840 | 12.5 | N | . | . | . | . | . | . | . |  |  | . |  | 36.573 | 0.2 | 103.753 | 182.865 | 182.865 | 3568 | 3568 | 20% | 16.1233 | 178.4 | 32.2466 | 446 | 96.7398 | 713.6 | 161.2329 | 892 | 241.8494 | 713.6 | 322.4658 | 356.8 | 483.6988 | 160.56 | 644.9317 | 107.04 | 2876.3952 | 14381.9762 | 69033.4857 | 143819.7619 | 172583.7143 | 115055.8096 | 77662.6714 | 69033.4857
2017 | 16063 | Rita Blanca Electric Coop, Inc | TX | Cooperative | . | . | . | . | . | . | . | . | . | . | . |  | 1979 | 5.343 | 370.3912 | 34 | 0.337 | 100.8902 | 7730 | N | L | 14.4 | N | 1945 | 5.006 | 100.8902 | 388.5338 | 1945 | 38696.38 | 7730 | 100% | 171.4916 | 386.5 | 342.9831 | 966.25 | 1028.9493 | 1546 | 1714.9155 | 1932.5 | 2572.3733 | 1546 | 3429.831 | 773 | 5144.7465 | 347.85 | 6859.662 | 231.9 | 66281.4842 | 331407.421 | 1590755.6209 | 3314074.2101 | 3976889.0522 | 2651259.3681 | 1789600.0735 | 1590755.6209
2017 | 16082 | City of River Falls | WI | Municipal | 39.407 | 0.361 | 109.1607 | 6.576 | 0.076 | 86.5263 | 6.575 | 0.076 | 86.5132 | 6228 | 12.5 | N | . | . | . | . | . | . | . |  |  | . |  | 32.831 | 0.285 | 86.5263 | 115.1965 | 115.1965 | 1774.98 | 1774.98 | 28.5% | 10.1569 | 88.749 | 20.3139 | 221.8725 | 60.9416 | 354.996 | 101.5693 | 443.745 | 152.3539 | 354.996 | 203.1386 | 177.498 | 304.7078 | 79.8741 | 406.2771 | 53.2494 | 901.4172 | 4507.086 | 21634.0128 | 45070.86 | 54085.0319 | 36056.688 | 24338.2644 | 21634.0128
2017 | 16088 | City of Riverside - (CA) | CA | Municipal | 47.74 | 0.66 | 72.3333 | 42.92 | 0.655 | 65.5267 | . | . | . | 109522 | 12 | N | . | . | . | . | . | . | . |  |  | . |  | 4.82 | 0.005 | 65.5267 | 964 | 964 | 547.61 | 547.61 | 0.5% | 84.9963 | 27.3805 | 169.9927 | 68.4513 | 509.978 | 109.522 | 849.9633 | 136.9025 | 1274.9449 | 109.522 | 1699.9265 | 54.761 | 2549.8898 | 24.6425 | 3399.853 | 16.4283 | 2327.2419 | 11636.2096 | 55853.8058 | 116362.0955 | 139634.5146 | 93089.6764 | 62835.5316 | 55853.8058
2017 | 16101 | Roanoke Electric Member Corp | NC | Cooperative | 198.74 | 1.51 | 131.6159 | 171.29 | 1.36 | 125.9485 | 198.59 | 1.51 | 131.5166 | 14286 | 25 | N | . | . | . | . | . | . | . |  |  | . |  | 27.45 | 0.15 | 125.9485 | 183 | 183 | 2142.9 | 2142.9 | 15% | 16.1352 | 107.145 | 32.2704 | 267.8625 | 96.8112 | 428.58 | 161.3519 | 535.725 | 242.0279 | 428.58 | 322.7039 | 214.29 | 484.0558 | 96.4305 | 645.4078 | 64.287 | 1728.8054 | 8644.0272 | 41491.3305 | 86440.2719 | 103728.3262 | 69152.2175 | 46677.7468 | 41491.3305
2017 | 16146 | Navasota Valley Elec Coop, Inc | TX | Cooperative | 437.92 | 2.95 | 148.4475 | . | . | . | . | . | . | 19532 | 24.9 | Y | . | . | . | . | . | . | . |  |  | . | [7 empty] | 19532 | 100% |  | 976.6 |  | 2441.5 |  | 1: 3906.4; 3: 4883; 5: 3906.4; 7: 1953.2 | 878.94 |  | 585.96
2017 | 16181 | Rochester Public Utilities | MN | Municipal | 72.83 | 0.95 | 76.6632 | 33.78 | 0.56 | 60.3214 | 72.83 | 0.95 | 76.6632 | 54381 | 13.8 | Y | . | . | . | . | . | . | . |  |  | . |  | 39.05 | 0.39 | 60.3214 | 100.1282 | 100.1282 | 21208.59 | 21208.59 | 39% | 8.8284 | 1060.4295 | 17.6567 | 2651.0738 | 52.9701 | 4241.718 | 88.2835 | 5302.1475 | 132.4253 | 4241.718 | 176.567 | 2120.859 | 264.8505 | 954.3866 | 353.134 | 636.2577 | 9361.843 | 46809.2149 | 224684.2316 | 468092.1492 | 561710.579 | 374473.7193 | 252769.7605 | 224684.2316
2017 | 16183 | Rochester Gas & Electric Corp | NY | Investor Owned | . | . | . | . | . | . | . | . | . | . | . |  | 1458.6 | 1.33 | 1096.6917 | 62.4 | 0.59 | 105.7627 | 374586 | N | O | 34.5 | N | 1396.2 | 0.74 | 105.7627 | 1886.7568 | 1886.7568 | 277193.64 | 277193.64 | 74% | 166.3562 | 13859.682 | 332.7124 | 34649.205 | 998.1373 | 55438.728 | 1663.5622 | 69298.41 | 2495.3432 | 55438.728 | 3327.1243 | 27719.364 | 4990.6865 | 12473.7138 | 6654.2487 | 8315.8092 | 2305644.261 | 11528221.3049 | 55335462.2636 | 115282213.0492 | 138338655.6591 | 92225770.4394 | 62252395.0466 | 55335462.2636
2017 | 16195 | City of Rock Hill - (SC) | SC | Municipal | 118.8 | 1.13 | 105.1327 | 69.22 | 0.76 | 91.0789 | . | . | . | 37550 | 24.9 | Y | . | . | . | . | . | . | . |  |  | . |  | 49.58 | 0.37 | 91.0789 | 134 | 134 | 13893.5 | 13893.5 | 37% | 11.8148 | 694.675 | 23.6297 | 1736.6875 | 70.8891 | 2778.7 | 118.1484 | 3473.375 | 177.2226 | 2778.7 | 236.2968 | 1389.35 | 354.4453 | 625.2075 | 472.5937 | 416.805 | 8207.4754 | 41037.3769 | 196979.4093 | 410373.7693 | 492448.5231 | 328299.0154 | 221601.8354 | 196979.4093
2017 | 16213 | Rockland Electric Co | NJ | Investor Owned | . | . | . | . | . | . | . | . | . | . | . |  | 101.761 | 0.825 | 123.3467 | 98.822 | 0.798 | 123.8371 | 71735 | N | F | 13.2 | N | 2.939 | 0.027 | 123.8371 | 108.8519 | 108.8519 | 1936.845 | 1936.845 | 2.7% | 9.5975 | 96.8422 | 19.195 | 242.1056 | 57.5851 | 387.369 | 95.9752 | 484.2112 | 143.9628 | 387.369 | 191.9504 | 193.6845 | 287.9255 | 87.158 | 383.9007 | 58.1053 | 929.4453 | 4647.2263 | 22306.6861 | 46472.2627 | 55766.7152 | 37177.8101 | 25095.0218 | 22306.6861
2017 | 16217 | Village of Rockville Centre - (NY) | NY | Municipal | . | . | . | . | . | . | . | . | . | . | . |  | 78 | 0.82 | 95.122 | 78 | 0.82 | 95.122 | 10796 | Y | F | 4.2 | N | 0 | 0 | 95.122 |  |  | 0 | 0 | 0% |  | 0 |  | 0 |  | 1: 0; 3: 0; 5: 0; 7: 0 | 0 |  | 0
2017 | 16223 | City of Rockwood - (TN) | TN | Municipal | 282.697 | 1.843 | 153.3896 | 100.767 | 1.485 | 67.8566 | . | . | . | 14657 | 12.5 | N | . | . | . | . | . | . | . |  |  | . |  | 181.93 | 0.358 | 67.8566 | 508.1844 | 508.1844 | 5247.206 | 5247.206 | 35.8% | 44.8069 | 262.3603 | 89.6137 | 655.9008 | 268.8411 | 1049.4412 | 448.0685 | 1311.8015 | 672.1028 | 1049.4412 | 896.137 | 524.7206 | 1344.2055 | 236.1243 | 1792.274 | 157.4162 | 11755.5386 | 58777.6931 | 282132.9268 | 587776.9309 | 705332.3171 | 470221.5447 | 317399.5427 | 282132.9268
2017 | 16226 | City of Rocky Mount - (NC) | NC | Municipal | 48.93 | 1.41 | 34.7021 | 48.93 | 1.41 | 34.7021 | 48.93 | 1.41 | 34.7021 | 27651 | 12.5 | N | . | . | . | . | . | . | . |  |  | . |  | 0 | 0 | 34.7021 |  |  | 0 | 0 | 0% |  | 0 |  | 0 |  | 1: 0; 3: 0; 5: 0; 7: 0 | 0 |  | 0
2017 | 16259 | City of Rolla - (MO) | MO | Municipal | 29.933 | 1.345 | 22.255 | . | . | . | . | . | . | 9473 | 34.5 | Y | . | . | . | . | . | . | . |  |  | . | [7 empty] | 9473 | 100% |  | 473.65 |  | 1184.125 |  | 1: 1894.6; 3: 2368.25; 5: 1894.6; 7: 947.3 | 426.285 |  | 284.19
2017 | 16295 | City of Roseville - (CA) | CA | Municipal | . | . | . | . | . | . | . | . | . | . | . |  | 16.2 | 0.23 | 70.4348 | 13.21 | 0.22 | 60.0455 | 59562 | N | F | 60 | N | 2.99 | 0.01 | 60.0455 | 299 | 299 | 595.62 | 595.62 | 1% | 26.363 | 29.781 | 52.7259 | 74.4525 | 158.1778 | 119.124 | 263.6297 | 148.905 | 395.4445 | 119.124 | 527.2594 | 59.562 | 790.8891 | 26.8029 | 1054.5187 | 17.8686 | 785.1156 | 3925.5778 | 18842.7735 | 39255.7781 | 47106.9337 | 31404.6225 | 21198.1202 | 18842.7735
2017 | 16368 | Runestone Electric Assn | MN | Cooperative | 182.04 | 1.03 | 176.7379 | 80.34 | 0.838 | 95.8711 | 161.64 | 0.784 | 206.1735 | 14148 | 12.5 | N | . | . | . | . | . | . | . |  |  | . |  | 101.7 | 0.192 | 95.8711 | 529.6875 | 529.6875 | 2716.416 | 2716.416 | 19.2% | 46.7028 | 135.8208 | 93.4056 | 339.552 | 280.2168 | 543.2832 | 467.0279 | 679.104 | 700.5419 | 543.2832 | 934.0558 | 271.6416 | 1401.0838 | 122.2387 | 1868.1117 | 81.4925 | 6343.2106 | 31716.0529 | 152237.0539 | 317160.529 | 380592.6348 | 253728.4232 | 171266.6857 | 152237.0539
2017 | 16382 | Rural Electric Coop, Inc | OK | Cooperative | 283.3 | 2.362 | 119.9407 | 167.454 | 1.656 | 101.1196 | 283.011 | 2.357 | 120.0726 | 11664 | 25 | Y | . | . | . | . | . | . | . |  |  | . |  | 115.846 | 0.706 | 101.1196 | 164.0878 | 164.0878 | 8234.784 | 8234.784 | 70.6% | 14.4677 | 411.7392 | 28.9354 | 1029.348 | 86.8062 | 1646.9568 | 144.677 | 2058.696 | 217.0155 | 1646.9568 | 289.354 | 823.4784 | 434.031 | 370.5653 | 578.708 | 247.0435 | 5956.9188 | 29784.5939 | 142966.0508 | 297845.9392 | 357415.127 | 238276.7513 | 160836.8071 | 142966.0508
2017 | 16420 | Rural Electric Conven Coop | IL | Cooperative | 167.729 | 1.742 | 96.2853 | 94.916 | 1.084 | 87.5609 | 151.969 | 1.422 | 106.8699 | 5807 | 15 | Y | . | . | . | . | . | . | . |  |  | . |  | 72.813 | 0.658 | 87.5609 | 110.6581 | 110.6581 | 3821.006 | 3821.006 | 65.8% | 9.7568 | 191.0503 | 19.5135 | 477.6257 | 58.5406 | 764.2012 | 97.5677 | 955.2515 | 146.3516 | 764.2012 | 195.1354 | 382.1006 | 292.7032 | 171.9453 | 390.2709 | 114.6302 | 1864.0342 | 9320.171 | 44736.8208 | 93201.71 | 111842.052 | 74561.368 | 50328.9234 | 44736.8208
2017 | 16461 | Rusk County Electric Coop, Inc | TX | Cooperative | 2109.4 | . | . | 621.9 | . | . | 1772.2 | . | . | 22423 | 14 | Y | . | . | . | . | . | . | . |  |  | . |  | 1487.5 |  |  |  | 1487.5 |  | 22423 | 100% | 131.1536 | 1121.15 | 262.3071 | 2802.875 | 786.9214 | 4484.6 | 1311.5356 | 5605.75 | 1967.3035 | 4484.6 | 2623.0713 | 2242.3 | 3934.6069 | 1009.035 | 5246.1425 | 672.69 | 147042.8178 | 735214.0889 | 3529027.6267 | 7352140.8891 | 8822569.0669 | 5881712.7112 | 3970156.0801 | 3529027.6267
2017 | 16463 | City of Ruston - (LA) | LA | Municipal | 253.04 | 2.35 | 107.6766 | . | . | . | . | . | . | 10518 | 13.8 | N | . | . | . | . | . | . | . |  |  | . | [7 empty] | 10518 | 100% |  | 525.9 |  | 1314.75 |  | 1: 2103.6; 3: 2629.5; 5: 2103.6; 7: 1051.8 | 473.31 |  | 315.54
2017 | 16496 | Rutherford Elec Member Corp | NC | Cooperative | 199.16 | 1.59 | 125.2579 | 71.62 | 1.09 | 65.7064 | 192.42 | 1.38 | 139.4348 | 69771 | 13.2 | N | . | . | . | . | . | . | . |  |  | . |  | 127.54 | 0.5 | 65.7064 | 255.08 | 255.08 | 34885.5 | 34885.5 | 50% | 22.4905 | 1744.275 | 44.981 | 4360.6875 | 134.9431 | 6977.1 | 224.9052 | 8721.375 | 337.3578 | 6977.1 | 449.8104 | 3488.55 | 674.7157 | 1569.8475 | 899.6209 | 1046.565 | 39229.6547 | 196148.2735 | 941511.7127 | 1961482.7348 | 2353779.2817 | 1569186.1878 | 1059200.6768 | 941511.7127
2017 | 16534 | Sacramento Municipal Util Dist | CA | Political Subdivision | . | . | . | . | . | . | . | . | . | . | . |  | 112.4 | 1.69 | 66.5089 | 57.4 | 1.16 | 49.4828 | 621135 | N | L | 69 | Y | 55 | 0.53 | 49.4828 | 103.7736 | 103.7736 | 329201.55 | 329201.55 | 53% | 9.1498 | 16460.0775 | 18.2995 | 41150.1937 | 54.8986 | 65840.31 | 91.4977 | 82300.3875 | 137.2465 | 65840.31 | 182.9953 | 32920.155 | 274.493 | 14814.0698 | 365.9906 | 9876.0465 | 150605.8413 | 753029.2065 | 3614540.191 | 7530292.0647 | 9036350.4776 | 6024233.6517 | 4066357.7149 | 3614540.191
2017 | 16555 | Salem Electric - (OR) | OR | Cooperative | . | . | . | . | . | . | . | . | . | . | . |  | 21.8 | 0.51 | 42.7451 | 21.8 | 0.51 | 42.7451 | 19147 | N | L | 12.4 | N | 0 | 0 | 42.7451 |  |  | 0 | 0 | 0% |  | 0 |  | 0 |  | 1: 0; 3: 0; 5: 0; 7: 0 | 0 |  | 0
2017 | 16558 | City of Salem - (VA) | VA | Municipal | 18.748 | 0.274 | 68.4234 | 14.778 | 0.24 | 61.575 | . | . | . | 13371 | 12.5 | N | . | . | . | . | . | . | . |  |  | . |  | 3.97 | 0.034 | 61.575 | 116.7647 | 116.7647 | 454.614 | 454.614 | 3.4% | 10.2952 | 22.7307 | 20.5904 | 56.8268 | 61.7712 | 90.9228 | 102.952 | 113.6535 | 154.428 | 90.9228 | 205.904 | 45.4614 | 308.8559 | 20.4576 | 411.8079 | 13.6384 | 234.0171 | 1170.0853 | 5616.4095 | 11700.853 | 14041.0237 | 9360.6824 | 6318.4606 | 5616.4095
2017 | 16572 | Salt River Project | AZ | Political Subdivision | 47.777 | 0.676 | 70.676 | 38.155 | 0.601 | 63.4859 | 41.296 | 0.61 | 67.6984 | 1022411 | 35 | N | . | . | . | . | . | . | . |  |  | . |  | 9.622 | 0.075 | 63.4859 | 128.2933 | 128.2933 | 76680.825 | 76680.825 | 7.5% | 11.3117 | 3834.0413 | 22.6234 | 9585.1031 | 67.8701 | 15336.165 | 113.1168 | 19170.2062 | 169.6752 | 15336.165 | 226.2337 | 7668.0825 | 339.3505 | 3450.6371 | 452.4673 | 2300.4248 | 43369.4576 | 216847.2882 | 1040866.9834 | 2168472.8821 | 2602167.4586 | 1734778.3057 | 1170975.3564 | 1040866.9834
2017 | 16587 | Salt River Electric Coop Corp | KY | Cooperative | 112.5 | 1.15 | 97.8261 | 60.6 | 0.8 | 75.75 | 106.8 | 0.95 | 112.421 | 51349 | 12.4 | Y | . | . | . | . | . | . | . |  |  | . |  | 51.9 | 0.35 | 75.75 | 148.2857 | 148.2857 | 17972.15 | 17972.15 | 35% | 13.0744 | 898.6075 | 26.1488 | 2246.5188 | 78.4465 | 3594.43 | 130.7442 | 4493.0375 | 196.1163 | 3594.43 | 261.4884 | 1797.215 | 392.2326 | 808.7468 | 522.9768 | 539.1645 | 11748.7719 | 58743.8597 | 281970.5264 | 587438.5966 | 704926.3159 | 469950.8773 | 317216.8422 | 281970.5264
2017 | 16603 | San Luis Valley R E C, Inc | CO | Cooperative | 181.8 | 1.42 | 128.0282 | 130.5 | 1.16 | 112.5 | 181.8 | 1.16 | 156.7241 | 12303 | 25 | Y | . | . | . | . | . | . | . |  |  | . |  | 51.3 | 0.26 | 112.5 | 197.3077 | 197.3077 | 3198.78 | 3198.78 | 26% | 17.3967 | 159.939 | 34.7934 | 399.8475 | 104.3803 | 639.756 | 173.9671 | 799.695 | 260.9507 | 639.756 | 347.9342 | 319.878 | 521.9013 | 143.9451 | 695.8684 | 95.9634 | 2782.4125 | 13912.0625 | 66777.8998 | 139120.6245 | 166944.7494 | 111296.4996 | 75125.1373 | 66777.8998
2017 | 16604 | City of San Antonio - (TX) | TX | Municipal | 195.15 | 1.62 | 120.463 | 53.97 | 0.83 | 65.0241 | . | . | . | 788177 | 35 | Y | . | . | . | . | . | . | . |  |  | . |  | 141.18 | 0.79 | 65.0241 | 178.7089 | 178.7089 | 622659.83 | 622659.83 | 79% | 15.7568 | 31132.9915 | 31.5137 | 77832.4787 | 94.5411 | 124531.966 | 157.5684 | 155664.9575 | 236.3526 | 124531.966 | 315.1369 | 62265.983 | 472.7053 | 28019.6924 | 630.2737 | 18679.7949 | 490557.6585 | 2452788.2923 | 11773383.803 | 24527882.9229 | 29433459.5074 | 19622306.3383 | 13245056.7783 | 11773383.803
2017 | 16606 | Santee Electric Coop, Inc | SC | Cooperative | 292.91 | . | . | 208.2 | . | . | 281.09 | . | . | 43223.8 | 25 | Y | . | . | . | . | . | . | . |  |  | . |  | 84.71 |  |  |  | 84.71 |  | 43223.8 | 100% | 7.4689 | 2161.19 | 14.9378 | 5402.975 | 44.8135 | 8644.76 | 74.6892 | 10805.95 | 112.0338 | 8644.76 | 149.3784 | 4322.38 | 224.0676 | 1945.071 | 298.7568 | 1296.714 | 16141.755 | 80708.7751 | 387402.1206 | 807087.7512 | 968505.3015 | 645670.201 | 435827.3857 | 387402.1206
2017 | 16609 | San Diego Gas & Electric Co | CA | Investor Owned | 117.49 | 0.585 | 200.8376 | 64.51 | 0.512 | 125.9961 | 115.62 | 0.576 | 200.7292 | 1448112 | 12.5 | Y | . | . | . | . | . | . | . |  |  | . |  | 52.98 | 0.073 | 125.9961 | 725.7534 | 725.7534 | 105712.176 | 105712.176 | 7.3% | 63.99 | 5285.6088 | 127.98 | 13214.022 | 383.9401 | 21142.4352 | 639.9002 | 26428.044 | 959.8502 | 21142.4352 | 1279.8003 | 10571.2176 | 1919.7005 | 4757.0479 | 2559.6006 | 3171.3653 | 338226.1885 | 1691130.9425 | 8117428.5242 | 16911309.4254 | 20293571.3105 | 13529047.5403 | 9132107.0897 | 8117428.5242
2017 | 16611 | Access Energy Coop | IA | Cooperative | . | . | . | . | . | . | . | . | . | . | . |  | 84 | 0.76 | 110.5263 | 84 | 0.76 | 110.5263 | 9310 | Y | L | 12.5 | Y | 0 | 0 | 110.5263 |  |  | 0 | 0 | 0% |  | 0 |  | 0 |  | 1: 0; 3: 0; 5: 0; 7: 0 | 0 |  | 0
2017 | 16613 | Sam Houston Electric Coop Inc | TX | Cooperative | 1241 | . | . | 427 | . | . | . | . | . | 74224 | 34.5 | N | . | . | . | . | . | . | . |  |  | . |  | 814 |  |  |  | 814 |  | 74224 | 100% | 71.7708 | 3711.2 | 143.5415 | 9278 | 430.6245 | 14844.8 | 717.7076 | 18556 | 1076.5614 | 14844.8 | 1435.4151 | 7422.4 | 2153.1227 | 3340.08 | 2870.8303 | 2226.72 | 266355.6326 | 1331778.1631 | 6392535.183 | 13317781.6312 | 15981337.9574 | 10654225.3049 | 7191602.0808 | 6392535.183
2017 | 16616 | San Isabel Electric Assn, Inc | CO | Cooperative | . | . | . | . | . | . | . | . | . | . | . |  | 10381.745 | 3.521 | 2948.5217 | 174.249 | 1.159 | 150.3443 | 24048 | N | L | 24.9 | Y | 10207.496 | 2.362 | 150.3443 | 4321.5478 | 10207.496 | 56801.376 | 24048 | 100% | 899.9996 | 1202.4 | 1799.9993 | 3006 | 5399.9979 | 4809.6 | 8999.9965 | 6012 | 13499.9947 | 4809.6 | 17999.9929 | 2404.8 | 26999.9894 | 1082.16 | 35999.9859 | 721.44 | 1082159.5759 | 5410797.8797 | 25971829.8224 | 54107978.7968 | 64929574.5561 | 43286383.0374 | 29218308.5503 | 25971829.8224
2017 | 16627 | San Patricio Electric Coop Inc | TX | Cooperative | 3428.298 | 5.368 | 638.6546 | 294.352 | 2.515 | 117.0386 | 3404.894 | 4.872 | 698.8699 | 11423 | 24.9 | Y | . | . | . | . | . | . | . |  |  | . |  | 3133.946 | 2.853 | 117.0386 | 1098.4739 | 3133.946 | 32589.819 | 11423 | 100% | 276.3215 | 571.15 | 552.6429 | 1427.875 | 1657.9288 | 2284.6 | 2763.2147 | 2855.75 | 4144.822 | 2284.6 | 5526.4294 | 1142.3 | 8289.6441 | 514.035 | 11052.8588 | 342.69 | 157821.0073 | 789105.0365 | 3787704.1754 | 7891050.3655 | 9469260.4386 | 6312840.2924 | 4261167.1974 | 3787704.1754
2017 | 16638 | San Bernard Electric Coop, Inc | TX | Cooperative | 205.848 | 1.331 | 154.6567 | 109.555 | 1.185 | 92.4515 | . | . | . | 27098 | 14.4 | Y | . | . | . | . | . | . | . |  |  | . |  | 96.293 | 0.146 | 92.4515 | 659.5411 | 659.5411 | 3956.308 | 3956.308 | 14.6% | 58.152 | 197.8154 | 116.3041 | 494.5385 | 348.9123 | 791.2616 | 581.5204 | 989.077 | 872.2807 | 791.2616 | 1163.0409 | 395.6308 | 1744.5613 | 178.0339 | 2326.0817 | 118.6892 | 11503.3698 | 57516.8489 | 276080.875 | 575168.4895 | 690202.1874 | 460134.7916 | 310590.9843 | 276080.875
2017 | 16649 | Sangre De Cristo Elec Assn Inc | CO | Cooperative | 449.1 | 2.06 | 218.0097 | 264.4 | 1.74 | 151.954 | 328.4 | 1.12 | 293.2143 | 12161 | 12.5 | Y | . | . | . | . | . | . | . |  |  | . |  | 184.7 | 0.32 | 151.954 | 577.1875 | 577.1875 | 3891.52 | 3891.52 | 32% | 50.8909 | 194.576 | 101.7818 | 486.44 | 305.3453 | 778.304 | 508.9089 | 972.88 | 763.3633 | 778.304 | 1017.8178 | 389.152 | 1526.7267 | 175.1184 | 2035.6356 | 116.7456 | 9902.1456 | 49510.7281 | 237651.4951 | 495107.2814 | 594128.7377 | 396085.8251 | 267357.932 | 237651.4951
2017 | 16655 | City of Santa Clara - (CA) | CA | Municipal | . | . | . | . | . | . | . | . | . | . | . |  | 109.08 | 1.03 | 105.9029 | . | . | . | 53300 | N | L | 60 | N | [6 empty] | 53300 | 100% |  | 2665 |  | 6662.5 |  | 1: 10660; 3: 13325; 5: 10660; 7: 5330 | 2398.5 |  | 1599
2017 | 16679 | City of Sauk Centre - (MN) | MN | Municipal | 0.461 | 0.013 | 35.4615 | 0.461 | 0.013 | 35.4615 | . | . | . | 2306 | 15 | N | . | . | . | . | . | . | . |  |  | . |  | 0 | 0 | 35.4615 |  |  | 0 | 0 | 0% |  | 0 |  | 0 |  | 1: 0; 3: 0; 5: 0; 7: 0 | 0 |  | 0
2017 | 16740 | Scenic Rivers Energy Coop | WI | Cooperative | . | . | . | . | . | . | . | . | . | . | . |  | 519.1 | 1.65 | 314.6061 | 364 | 1.43 | 254.5454 | 14082 | N | L | . | N | 155.1 | 0.22 | 254.5455 | 705 | 705 | 3098.04 | 3098.04 | 22% | 62.1602 | 154.902 | 124.3204 | 387.255 | 372.9611 | 619.608 | 621.6018 | 774.51 | 932.4026 | 619.608 | 1243.2035 | 309.804 | 1864.8053 | 139.4118 | 2486.4071 | 92.9412 | 9628.7356 | 48143.6782 | 231089.6553 | 481436.7818 | 577724.1381 | 385149.4254 | 259975.8622 | 231089.6553
2017 | 16751 | Three Rivers Electric Coop | MO | Cooperative | 198.878 | 1.071 | 185.6937 | 184.054 | 1.064 | 172.9831 | 182.904 | 1.015 | 180.201 | 22408 | 25 | Y | . | . | . | . | . | . | . |  |  | . |  | 14.824 | 0.007 | 172.9831 | 2117.7143 | 2117.7143 | 156.856 | 156.856 | 0.7% | 186.7198 | 7.8428 | 373.4397 | 19.607 | 1120.3191 | 31.3712 | 1867.1985 | 39.214 | 2800.7977 | 31.3712 | 3734.397 | 15.6856 | 5601.5955 | 7.0585 | 7468.794 | 4.7057 | 1464.4064 | 7322.0322 | 35145.7543 | 73220.3215 | 87864.3858 | 58576.2572 | 39538.9736 | 35145.7543
2017 | 16805 | SEMO Electric Cooperative | MO | Cooperative | . | . | . | . | . | . | . | . | . | . | . |  | 468 | 3.7 | 126.4865 | 468 | 3.7 | 126.4865 | 15917 | N | L | 25 | Y | 0 | 0 | 126.4865 |  |  | 0 | 0 | 0% |  | 0 |  | 0 |  | 1: 0; 3: 0; 5: 0; 7: 0 | 0 |  | 0
2017 | 16829 | City of Scottsboro | AL | Municipal | . | . | . | 170.149 | 3.043 | 55.9149 | . | . | . | 8258 | 7.2 | N | . | . | . | . | . | . | . |  |  | . |  |  |  | 55.9149 |  |  |  | 8258 | 100% |  | 412.9 |  | 1032.25 |  | 1: 1651.6; 3: 2064.5; 5: 1651.6; 7: 825.8 | 371.61 |  | 247.74
2017 | 16852 | City of Seaford- (DE) | DE | Municipal | . | . | . | . | . | . | . | . | . | . | . |  | 72.6 | 0.78 | 93.0769 | 72.6 | 0.78 | 93.0769 | 3891.9 | N | L | 12.4 | N | 0 | 0 | 93.0769 |  |  | 0 | 0 | 0% |  | 0 |  | 0 |  | 1: 0; 3: 0; 5: 0; 7: 0 | 0 |  | 0
2017 | 16854 | Heartland Rural Elec Coop, Inc | KS | Cooperative | 301.3 | 1.764 | 170.805 | 118 | 1.215 | 97.1193 | 183.3 | 0.549 | 333.8798 | 11310 | 34.5 | Y | . | . | . | . | . | . | . |  |  | . |  | 183.3 | 0.549 | 97.1193 | 333.8798 | 333.8798 | 6209.19 | 6209.19 | 54.9% | 29.4383 | 310.4595 | 58.8767 | 776.1487 | 176.63 | 1241.838 | 294.3833 | 1552.2975 | 441.575 | 1241.838 | 588.7667 | 620.919 | 883.15 | 279.4135 | 1177.5334 | 186.2757 | 9139.4107 | 45697.0536 | 219345.8575 | 456970.5364 | 548364.6436 | 365576.4291 | 246764.0896 | 219345.8575
2017 | 16865 | Sawnee Electric Membership Corporation | GA | Cooperative | 287.06 | 1.88 | 152.6915 | 77.82 | 1.28 | 60.7969 | 270.09 | 1.42 | 190.2042 | 174727 | 24.9 | Y | . | . | . | . | . | . | . |  |  | . |  | 209.24 | 0.6 | 60.7969 | 348.7333 | 348.7333 | 104836.2 | 104836.2 | 60% | 30.748 | 5241.81 | 61.496 | 13104.525 | 184.4879 | 20967.24 | 307.4798 | 26209.05 | 461.2197 | 20967.24 | 614.9596 | 10483.62 | 922.4394 | 4717.629 | 1229.9192 | 3145.086 | 161175.066 | 805875.3302 | 3868201.585 | 8058753.302 | 9670503.9624 | 6447002.6416 | 4351726.7831 | 3868201.585
2017 | 16868 | City of Seattle - (WA) | WA | Municipal | 167.8 | 0.79 | 212.4051 | 64.5 | 0.45 | 143.3333 | 167.8 | 0.79 | 212.4051 | 468522 | 34 | N | . | . | . | . | . | . | . |  |  | . |  | 103.3 | 0.34 | 143.3333 | 303.8235 | 303.8235 | 159297.48 | 159297.48 | 34% | 26.7883 | 7964.874 | 53.5765 | 19912.185 | 160.7296 | 31859.496 | 267.8826 | 39824.37 | 401.8239 | 31859.496 | 535.7652 | 15929.748 | 803.6478 | 7168.3866 | 1071.5304 | 4778.9244 | 213365.1253 | 1066825.6267 | 5120763.0084 | 10668256.2675 | 12801907.5209 | 8534605.014 | 5760858.3844 | 5120763.0084
2017 | 16900 | City of Seguin - (TX) | TX | Municipal | . | . | . | . | . | . | . | . | . | . | . |  | 37.74 | 0.53 | 71.2075 | 18.2 | 0.3 | 60.6667 | 8667 | Y | O | 12 | N | 19.54 | 0.23 | 60.6667 | 84.9565 | 84.9565 | 1993.41 | 1993.41 | 23% | 7.4907 | 99.6705 | 14.9813 | 249.1763 | 44.9439 | 398.682 | 74.9066 | 498.3525 | 112.3598 | 398.682 | 149.8131 | 199.341 | 224.7197 | 89.7035 | 299.6262 | 59.8023 | 746.5974 | 3732.9871 | 17918.3379 | 37329.8707 | 44795.8448 | 29863.8965 | 20158.1302 | 17918.3379
2017 | 16920 | Sedgwick County El Coop Assn Inc | KS | Cooperative | 107.329 | 0.85 | 126.2694 | 70.729 | 0.67 | 105.5657 | 107.159 | 0.85 | 126.0694 | 6739 | 12.5 | N | . | . | . | . | . | . | . |  |  | . |  | 36.6 | 0.18 | 105.5657 | 203.3333 | 203.3333 | 1213.02 | 1213.02 | 18% | 17.928 | 60.651 | 35.856 | 151.6275 | 107.568 | 242.604 | 179.2799 | 303.255 | 268.9199 | 242.604 | 358.5599 | 121.302 | 537.8398 | 54.5859 | 717.1198 | 36.3906 | 1087.3508 | 5436.7539 | 26096.4185 | 54367.5386 | 65241.0463 | 43494.0309 | 29358.4708 | 26096.4185
2017 | 16921 | City of Seneca - (SC) | SC | Municipal | 115.2 | 1.201 | 95.9201 | . | . | . | . | . | . | 6599 | 15 | N | . | . | . | . | . | . | . |  |  | . | [7 empty] | 6599 | 100% |  | 329.95 |  | 824.875 |  | 1: 1319.8; 3: 1649.75; 5: 1319.8; 7: 659.9 | 296.955 |  | 197.97
2017 | 16930 | Sequachee Valley Electric Coop | TN | Cooperative | 287.368 | 1.767 | 162.6304 | 121.449 | 0.811 | 149.7522 | 287.368 | 1.767 | 162.6304 | 35311 | 24.9 | N | . | . | . | . | . | . | . |  |  | . |  | 165.919 | 0.956 | 149.7522 | 173.5554 | 173.5554 | 33757.316 | 33757.316 | 95.6% | 15.3025 | 1687.8658 | 30.6049 | 4219.6645 | 91.8148 | 6751.4632 | 153.0246 | 8439.329 | 229.537 | 6751.4632 | 306.0493 | 3375.7316 | 459.0739 | 1519.0792 | 612.0985 | 1012.7195 | 25828.5047 | 129142.5233 | 619884.112 | 1291425.2334 | 1549710.2801 | 1033140.1867 | 697369.6261 | 619884.112
2017 | 16949 | Sevier County Electric System | TN | Municipal | 840.988 | 2.933 | 286.733 | 380.077 | 2.129 | 178.5237 | 830.621 | 2.759 | 301.0587 | 52453 | 25 | Y | . | . | . | . | . | . | . |  |  | . |  | 460.911 | 0.804 | 178.5237 | 573.2724 | 573.2724 | 42172.212 | 42172.212 | 80.4% | 50.5457 | 2108.6106 | 101.0914 | 5271.5265 | 303.2742 | 8434.4424 | 505.4569 | 10543.053 | 758.1854 | 8434.4424 | 1010.9138 | 4217.2212 | 1516.3708 | 1897.7495 | 2021.8277 | 1265.1664 | 106581.1816 | 532905.9078 | 2557948.3573 | 5329059.0778 | 6394870.8934 | 4263247.2622 | 2877691.902 | 2557948.3573
2017 | 16971 | Shakopee Public Utilities Comm | MN | Municipal | 30.498 | 0.488 | 62.4959 | 23.85 | 0.48 | 49.6875 | . | . | . | 17126 | 13.8 | N | . | . | . | . | . | . | . |  |  | . |  | 6.648 | 0.008 | 49.6875 | 831 | 831 | 137.008 | 137.008 | 0.8% | 73.2697 | 6.8504 | 146.5393 | 17.126 | 439.6179 | 27.4016 | 732.6965 | 34.252 | 1099.0448 | 27.4016 | 1465.3931 | 13.7008 | 2198.0896 | 6.1654 | 2930.7862 | 4.1102 | 501.9264 | 2509.6322 | 12046.2346 | 25096.3221 | 30115.5865 | 20077.0577 | 13552.0139 | 12046.2346
2017 | 17037 | City of Shelby - (NC) | NC | Municipal | 98.136 | 0.948 | 103.519 | 47.863 | 0.621 | 77.0741 | . | . | . | 8251 | 12.5 | Y | . | . | . | . | . | . | . |  |  | . |  | 50.273 | 0.327 | 77.0741 | 153.7401 | 153.7401 | 2698.077 | 2698.077 | 32.7% | 13.5553 | 134.9039 | 27.1107 | 337.2596 | 81.332 | 539.6154 | 135.5533 | 674.5193 | 203.33 | 539.6154 | 271.1066 | 269.8077 | 406.66 | 121.4135 | 542.2133 | 80.9423 | 1828.6665 | 9143.3326 | 43887.9966 | 91433.3262 | 109719.9914 | 73146.6609 | 49373.9961 | 43887.9966
2017 | 17038 | RushShelby Energy | IN | Cooperative | . | . | . | . | . | . | . | . | . | . | . |  | 309.4 | 1.64 | 188.6585 | 309.4 | . | . | 14645 | N | F | 12.5 | Y | 0 |  |  |  | 0 |  | 14645 | 100% | 0 | 732.25 | 0 | 1830.625 | 0 | 2929 | 0 | 3661.25 | 0 | 2929 | 0 | 1464.5 | 0 | 659.025 | 0 | 439.35 | 0 | 0 | 0 | 0 | 0 | 0 | 0 | 0
2017 | 17044 | Shelby Energy Co-op, Inc | KY | Cooperative | 405.88 | 2.682 | 151.3348 | 107.51 | 1.28 | 83.9922 | 288.16 | 2.68 | 107.5224 | 16136 | 25 | N | . | . | . | . | . | . | . |  |  | . |  | 298.37 | 1.402 | 83.9922 | 212.8174 | 298.37 | 22622.672 | 16136 | 100% | 26.3074 | 806.8 | 52.6148 | 2017 | 157.8445 | 3227.2 | 263.0742 | 4034 | 394.6113 | 3227.2 | 526.1484 | 1613.6 | 789.2226 | 726.12 | 1052.2968 | 484.08 | 21224.8273 | 106124.1364 | 509395.8546 | 1061241.3637 | 1273489.6364 | 848993.091 | 573070.3364 | 509395.8546
2017 | 17066 | Shenandoah Valley Elec Coop | VA | Cooperative | 158.4 | 1.52 | 104.2105 | 158.4 | 1.52 | 104.2105 | 155.4 | 1.51 | 102.9139 | 92114 | 69 | Y | . | . | . | . | . | . | . |  |  | . |  | 0 | 0 | 104.2105 |  |  | 0 | 0 | 0% |  | 0 |  | 0 |  | 1: 0; 3: 0; 5: 0; 7: 0 | 0 |  | 0
2017 | 17166 | Sierra Pacific Power Co | NV | Investor Owned | 255.39 | 1.96 | 130.301 | 218.96 | 1.82 | 120.3077 | . | . | . | 358969 | 60 | Y | . | . | . | . | . | . | . |  |  | . |  | 36.43 | 0.14 | 120.3077 | 260.2143 | 260.2143 | 50255.66 | 50255.66 | 14% | 22.9432 | 2512.783 | 45.8864 | 6281.9575 | 137.6593 | 10051.132 | 229.4321 | 12563.915 | 344.1482 | 10051.132 | 458.8643 | 5025.566 | 688.2964 | 2261.5047 | 917.7286 | 1507.6698 | 57651.3182 | 288256.5908 | 1383631.6359 | 2882565.9082 | 3459079.0898 | 2306052.7265 | 1556585.5904 | 1383631.6359
2017 | 17177 | City of Sikeston - (MO) | MO | Municipal | . | . | . | . | . | . | . | . | . | . | . |  | 23.92 | 0.29 | 82.4828 | . | . | . | 8671 | N | L | 15 | Y | [6 empty] | 8671 | 100% |  | 433.55 |  | 1083.875 |  | 1: 1734.2; 3: 2167.75; 5: 1734.2; 7: 867.1 | 390.195 |  | 260.13
2017 | 17184 | City of Siloam Springs - (AR) | AR | Municipal | 26.574 | 0.289 | 91.9516 | 26.574 | 0.289 | 91.9516 | 26.574 | 0.289 | 91.9516 | 7674 | 15 | N | . | . | . | . | . | . | . |  |  | . |  | 0 | 0 | 91.9516 |  |  | 0 | 0 | 0% |  | 0 |  | 0 |  | 1: 0; 3: 0; 5: 0; 7: 0 | 0 |  | 0
2017 | 17252 | Singing River Elec Pwr Assn | MS | Cooperative | 629.4 | . | . | 149.89 | . | . | 0.66 | . | . | 73224.6 | 25 | N | . | . | . | . | . | . | . |  |  | . |  | 479.51 |  |  |  | 479.51 |  | 73224.6 | 100% | 42.2786 | 3661.23 | 84.5572 | 9153.075 | 253.6717 | 14644.92 | 422.7862 | 18306.15 | 634.1793 | 14644.92 | 845.5724 | 7322.46 | 1268.3586 | 3295.107 | 1691.1447 | 2196.738 | 154791.747 | 773958.735 | 3715001.9282 | 7739587.3503 | 9287504.8204 | 6191669.8803 | 4179377.1692 | 3715001.9282
2017 | 17260 | North West Rural Electric Coop | IA | Cooperative | . | . | . | . | . | . | . | . | . | . | . |  | 61.357 | 0.719 | 85.3366 | 61.357 | 0.719 | 85.3366 | 9937 | N | F | 7.2 | N | 0 | 0 | 85.3366 |  |  | 0 | 0 | 0% |  | 0 |  | 0 |  | 1: 0; 3: 0; 5: 0; 7: 0 | 0 |  | 0
2017 | 17267 | Sioux Valley SW Elec Coop | MN | Cooperative | 97.455 | 1.211 | 80.4748 | 96.763 | 1.209 | 80.0356 | 68.316 | 0.995 | 68.6593 | 3816 | 25 | Y | . | . | . | . | . | . | . |  |  | . |  | 0.692 | 0.002 | 80.0356 | 346 | 346 | 7.632 | 7.632 | 0.2% | 30.507 | 0.3816 | 61.014 | 0.954 | 183.0419 | 1.5264 | 305.0698 | 1.908 | 457.6047 | 1.5264 | 610.1396 | 0.7632 | 915.2094 | 0.34344 | 1220.2792 | 0.22896 | 11.6415 | 58.2073 | 279.3951 | 582.0732 | 698.4878 | 465.6585 | 314.3195 | 279.3951
2017 | 17267 | Sioux Valley SW Elec Coop | SD | Cooperative | 183.087 | 2.002 | 91.452 | 80.233 | 1.656 | 48.4499 | 140.527 | 0.919 | 152.9129 | 21086 | 12.5 | Y | . | . | . | . | . | . | . |  |  | . |  | 102.854 | 0.346 | 48.4499 | 297.2659 | 297.2659 | 7295.756 | 7295.756 | 34.6% | 26.2101 | 364.7878 | 52.4201 | 911.9695 | 157.2604 | 1459.1512 | 262.1007 | 1823.939 | 393.1511 | 1459.1512 | 524.2014 | 729.5756 | 786.3021 | 328.309 | 1048.4029 | 218.8727 | 9561.1144 | 47805.5719 | 229466.745 | 478055.7187 | 573666.8625 | 382444.575 | 258150.0881 | 229466.745
2017 | 17279 | PUD No 1 of Skamania Co | WA | Political Subdivision | . | . | . | . | . | . | . | . | . | . | . |  | 456.52 | 2.74 | 166.6131 | . | . | . | 6031 | N | O | 12.5 | N | [6 empty] | 6031 | 100% |  | 301.55 |  | 753.875 |  | 1: 1206.2; 3: 1507.75; 5: 1206.2; 7: 603.1 | 271.395 |  | 180.93
2017 | 17324 | Slinger Utilities | WI | Municipal | . | . | . | . | . | . | . | . | . | . | . |  | 75.051 | 0.437 | 171.7414 | . | . | . | 2332 | N | L | 25 | N | [6 empty] | 2332 | 100% |  | 116.6 |  | 291.5 |  | 1: 466.4; 3: 583; 5: 466.4; 7: 233.2 | 104.94 |  | 69.96
2017 | 17470 | PUD 1 of Snohomish County | WA | Political Subdivision | . | . | . | . | . | . | . | . | . | . | . |  | 167.75 | 1.6 | 104.8438 | 123.9 | 1.34 | 92.4627 | 353550 | N | L | 12.5 |  | 43.85 | 0.26 | 92.4627 | 168.6538 | 168.6538 | 91923 | 91923 | 26% | 14.8703 | 4596.15 | 29.7406 | 11490.375 | 89.2217 | 18384.6 | 148.7029 | 22980.75 | 223.0543 | 18384.6 | 297.4058 | 9192.3 | 446.1086 | 4136.535 | 594.8115 | 2757.69 | 68346.0727 | 341730.3637 | 1640305.7458 | 3417303.637 | 4100764.3644 | 2733842.9096 | 1845343.964 | 1640305.7458
2017 | 17534 | South Alabama Elec Coop, Inc | AL | Cooperative | 258.636 | 2.023 | 127.8478 | 167.999 | 1.562 | 107.5538 | 258.636 | 2.023 | 127.8478 | 16496 | 25 | N | . | . | . | . | . | . | . |  |  | . |  | 90.637 | 0.461 | 107.5538 | 196.6095 | 196.6095 | 7604.656 | 7604.656 | 46.1% | 17.3352 | 380.2328 | 34.6703 | 950.582 | 104.0109 | 1520.9312 | 173.3515 | 1901.164 | 260.0273 | 1520.9312 | 346.7031 | 760.4656 | 520.0546 | 342.2095 | 693.4062 | 228.1397 | 6591.3944 | 32956.9718 | 158193.4644 | 329569.7176 | 395483.6611 | 263655.774 | 177967.6475 | 158193.4644
2017 | 17539 | South Carolina Electric&Gas Company | SC | Investor Owned | 329.61 | 1.85 | 178.1676 | 81.82 | 1.14 | 71.7719 | 329.12 | 1.68 | 195.9048 | 717619 | 23.9 | Y | . | . | . | . | . | . | . |  |  | . |  | 247.79 | 0.71 | 71.7719 | 349 | 349 | 509509.49 | 509509.49 | 71% | 30.7715 | 25475.4745 | 61.543 | 63688.6862 | 184.6289 | 101901.898 | 307.7149 | 127377.3725 | 461.5724 | 101901.898 | 615.4298 | 50950.949 | 923.1447 | 22927.927 | 1230.8597 | 15285.2847 | 783918.3483 | 3919591.7416 | 18814040.3596 | 39195917.4159 | 47035100.899 | 31356733.9327 | 21165795.4046 | 18814040.3596
2017 | 17543 | South Carolina Public Service Authority | SC | State | 31.61 | 0.511 | 61.8591 | 18.815 | 0.324 | 58.071 | 26.453 | 0.369 | 71.6883 | 176662 | 34.5 | N | . | . | . | . | . | . | . |  |  | . |  | 12.795 | 0.187 | 58.071 | 68.4225 | 68.4225 | 33035.794 | 33035.794 | 18.7% | 6.0328 | 1651.7897 | 12.0657 | 4129.4743 | 36.197 | 6607.1588 | 60.3284 | 8258.9485 | 90.4926 | 6607.1588 | 120.6568 | 3303.5794 | 180.9852 | 1486.6107 | 241.3136 | 991.0738 | 9964.9829 | 49824.9145 | 239159.5898 | 498249.1455 | 597898.9746 | 398599.3164 | 269054.5386 | 239159.5898
2017 | 17548 | South Central Public Pwr Dist | NE | Political Subdivision | . | . | . | . | . | . | . | . | . | . | . |  | 50.907 | 0.419 | 121.4964 | 50.907 | 0.419 | 121.4964 | 6250 | N | L | 12.5 | N | 0 | 0 | 121.4964 |  |  | 0 | 0 | 0% |  | 0 |  | 0 |  | 1: 0; 3: 0; 5: 0; 7: 0 | 0 |  | 0
2017 | 17550 | South Central Electric Assn | MN | Cooperative | 101.118 | 0.931 | 108.6122 | 101.118 | 0.931 | 108.6122 | 100.972 | 0.858 | 117.683 | 5800 | 7.2 | N | . | . | . | . | . | . | . |  |  | . |  | 0 | 0 | 108.6122 |  |  | 0 | 0 | 0% |  | 0 |  | 0 |  | 1: 0; 3: 0; 5: 0; 7: 0 | 0 |  | 0
2017 | 17560 | Town of South Hadley - (MA) | MA | Municipal | . | . | . | . | . | . | . | . | . | . | . |  | 30.22 | 0.43 | 70.2791 | 30.22 | 0.43 | 70.2791 | 7849 | N | L | 13.8 | N | 0 | 0 | 70.2791 |  |  | 0 | 0 | 0% |  | 0 |  | 0 |  | 1: 0; 3: 0; 5: 0; 7: 0 | 0 |  | 0
2017 | 17564 | South Kentucky Rural Electric Coop Corp | KY | Cooperative | 219.19 | 1.18 | 185.7542 | 170.55 | 1.06 | 160.8962 | 219.14 | . | . | 68438 | 25 | Y | . | . | . | . | . | . | . |  |  | . |  | 48.64 | 0.12 | 160.8962 | 405.3333 | 405.3333 | 8212.56 | 8212.56 | 12% | 35.7384 | 410.628 | 71.4769 | 1026.57 | 214.4306 | 1642.512 | 357.3843 | 2053.14 | 536.0764 | 1642.512 | 714.7686 | 821.256 | 1072.1528 | 369.5652 | 1429.5371 | 246.3768 | 14675.1991 | 73375.9953 | 352204.7774 | 733759.953 | 880511.9436 | 587007.9624 | 396230.3746 | 352204.7774
2017 | 17565 | South Louisiana Elec Coop Assn | LA | Cooperative | . | . | . | . | . | . | . | . | . | . | . |  | 416.56 | 3.33 | 125.0931 | 393.31 | 3.33 | 118.1111 | 21584 | N | L | 24.9 | Y | 23.25 | 0 | 118.1111 |  |  | 0 | 0 | 0% |  | 0 |  | 0 |  | 1: 0; 3: 0; 5: 0; 7: 0 | 0 |  | 0
2017 | 17572 | South River Elec Member Corp | NC | Cooperative | . | . | . | . | . | . | . | . | . | . | . |  | 85.92 | . | . | 85.92 | . | . | 44256 | N | O | . | N | 0 |  |  |  | 0 |  | 44256 | 100% | 0 | 2212.8 | 0 | 5532 | 0 | 8851.2 | 0 | 11064 | 0 | 8851.2 | 0 | 4425.6 | 0 | 1991.52 | 0 | 1327.68 | 0 | 0 | 0 | 0 | 0 | 0 | 0 | 0
2017 | 17585 | Southeastern IL Elec Coop, Inc | IL | Cooperative | 316.914 | 2.21 | 143.4 | 134.651 | 1.508 | 89.2911 | . | . | . | 24002 | 12.4 | Y | . | . | . | . | . | . | . |  |  | . |  | 182.263 | 0.702 | 89.2911 | 259.6339 | 259.6339 | 16849.404 | 16849.404 | 70.2% | 22.892 | 842.4702 | 45.7841 | 2106.1755 | 137.3522 | 3369.8808 | 228.9204 | 4212.351 | 343.3806 | 3369.8808 | 457.8408 | 1684.9404 | 686.7612 | 758.2232 | 915.6817 | 505.4821 | 19285.8627 | 96429.3136 | 462860.7052 | 964293.1358 | 1157151.7629 | 771434.5086 | 520718.2933 | 462860.7052
2017 | 17599 | Southeastern Indiana R E M C | IN | Cooperative | 407.4 | 2.34 | 174.1026 | 336.6 | 2.11 | 159.5261 | 327.6 | 1.58 | 207.3418 | 27186 | 7.2 | N | . | . | . | . | . | . | . |  |  | . |  | 70.8 | 0.23 | 159.5261 | 307.8261 | 307.8261 | 6252.78 | 6252.78 | 23% | 27.1412 | 312.639 | 54.2823 | 781.5975 | 162.847 | 1250.556 | 271.4117 | 1563.195 | 407.1175 | 1250.556 | 542.8234 | 625.278 | 814.2351 | 281.3751 | 1085.6467 | 187.5834 | 8485.3878 | 42426.939 | 203649.3073 | 424269.3902 | 509123.2682 | 339415.5121 | 229105.4707 | 203649.3073
2017 | 17603 | Southeastern Electric Coop Inc - (OK) | OK | Cooperative | 386.32 | 3 | 128.7733 | 273.73 | 2.14 | 127.9112 | 342.22 | 2.67 | 128.1723 | 14673 | 14.4 | Y | . | . | . | . | . | . | . |  |  | . |  | 112.59 | 0.86 | 127.9112 | 130.9186 | 130.9186 | 12618.78 | 12618.78 | 86% | 11.5432 | 630.939 | 23.0863 | 1577.3475 | 69.2589 | 2523.756 | 115.4315 | 3154.695 | 173.1473 | 2523.756 | 230.8631 | 1261.878 | 346.2946 | 567.8451 | 461.7262 | 378.5634 | 7283.026 | 36415.1301 | 174792.6246 | 364151.3012 | 436981.5615 | 291321.041 | 196641.7027 | 174792.6246
2017 | 17609 | Southern California Edison Co | CA | Investor Owned | 139.728 | 1.192 | 117.2215 | 91.724 | 0.87 | 105.4299 | 128.742 | 0.985 | 130.7025 | 5094816 | 33 | Y | . | . | . | . | . | . | . |  |  | . |  | 48.004 | 0.322 | 105.4299 | 149.0807 | 149.0807 | 1640530.752 | 1640530.752 | 32.2% | 13.1445 | 82026.5376 | 26.289 | 205066.344 | 78.8671 | 328106.1504 | 131.4452 | 410132.688 | 197.1678 | 328106.1504 | 262.8904 | 164053.0752 | 394.3355 | 73823.8838 | 525.7807 | 49215.9226 | 1078199.3267 | 5390996.6333 | 25876783.8398 | 53909966.333 | 64691959.5996 | 43127973.0664 | 29111381.8198 | 25876783.8398
2017 | 17612 | Bear Valley Electric Service | CA | Investor Owned | 80.054 | 1.086 | 73.7145 | 34.74 | 0.6 | 57.9 | 80.054 | 1.086 | 73.7145 | 23975 | 34.5 | N | . | . | . | . | . | . | . |  |  | . |  | 45.314 | 0.486 | 57.9 | 93.2387 | 93.2387 | 11651.85 | 11651.85 | 48.6% | 8.2209 | 582.5925 | 16.4418 | 1456.4813 | 49.3254 | 2330.37 | 82.209 | 2912.9625 | 123.3135 | 2330.37 | 164.418 | 1165.185 | 246.6269 | 524.3333 | 328.8359 | 349.5555 | 4789.4334 | 23947.1672 | 114946.4024 | 239471.6716 | 287366.0059 | 191577.3373 | 129314.7026 | 114946.4024
2017 | 17631 | Southern Illinois Elec Coop | IL | Cooperative | . | . | . | . | . | . | . | . | . | . | . |  | 200.28 | . | . | 184.14 | . | . | 11288 | N | O | 12.5 | Y | 16.14 |  |  |  | 16.14 |  | 11288 | 100% | 1.4231 | 564.4 | 2.8461 | 1411 | 8.5384 | 2257.6 | 14.2307 | 2822 | 21.3461 | 2257.6 | 28.4614 | 1128.8 | 42.6921 | 507.96 | 56.9229 | 338.64 | 803.1814 | 4015.9071 | 19276.3542 | 40159.0713 | 48190.8855 | 32127.257 | 21685.8985 | 19276.3542
2017 | 17633 | Southern Indiana Gas & Elec Co | IN | Investor Owned | . | . | . | . | . | . | . | . | . | . | . |  | 85.6 | 0.8 | 107 | 58.8 | 0.64 | 91.875 | 149000 | N | F | 12.5 | Y | 26.8 | 0.16 | 91.875 | 167.5 | 167.5 | 23840 | 23840 | 16% | 14.7686 | 1192 | 29.5371 | 2980 | 88.6113 | 4768 | 147.6855 | 5960 | 221.5283 | 4768 | 295.3711 | 2384 | 443.0566 | 1072.8 | 590.7421 | 715.2 | 17604.1146 | 88020.5731 | 422498.7509 | 880205.7311 | 1056246.8773 | 704164.5849 | 475311.0948 | 422498.7509
2017 | 17637 | Southern Maryland Elec Coop Inc | MD | Cooperative | . | . | . | . | . | . | . | . | . | . | . |  | 317.4 | 2.02 | 157.1287 | 145.8 | 1.55 | 94.0645 | 161947 | N | F | 12.5 | Y | 171.6 | 0.47 | 94.0645 | 365.1064 | 365.1064 | 76115.09 | 76115.09 | 47% | 32.1916 | 3805.7545 | 64.3832 | 9514.3862 | 193.1496 | 15223.018 | 321.916 | 19028.7725 | 482.874 | 15223.018 | 643.832 | 7611.509 | 965.748 | 3425.1791 | 1287.664 | 2283.4527 | 122513.322 | 612566.6098 | 2940319.7273 | 6125666.0985 | 7350799.3181 | 4900532.8788 | 3307859.6932 | 2940319.7273
2017 | 17643 | Southern Iowa Elec Coop, Inc | IA | Cooperative | 127.052 | 1.125 | 112.9351 | 103.205 | 0.943 | 109.4433 | 123.384 | 0.986 | 125.1359 | 4726 | 7.2 | N | . | . | . | . | . | . | . |  |  | . |  | 23.847 | 0.182 | 109.4433 | 131.0275 | 131.0275 | 860.132 | 860.132 | 18.2% | 11.5528 | 43.0066 | 23.1055 | 107.5165 | 69.3165 | 172.0264 | 115.5275 | 215.033 | 173.2913 | 172.0264 | 231.0551 | 86.0132 | 346.5826 | 38.7059 | 462.1101 | 25.804 | 496.8446 | 2484.2231 | 11924.271 | 24842.2312 | 29810.6774 | 19873.7849 | 13414.8048 | 11924.271
2017 | 17647 | Southern Pine Elec Power Assn | MS | Cooperative | . | . | . | . | . | . | . | . | . | . | . |  | 570.88 | 3.11 | 183.5627 | 331.41 | 2.52 | 131.5119 | 66772 | Y | F | 25 | Y | 239.47 | 0.59 | 131.5119 | 405.8814 | 405.8814 | 39395.48 | 39395.48 | 59% | 35.7867 | 1969.774 | 71.5735 | 4924.435 | 214.7205 | 7879.096 | 357.8675 | 9848.87 | 536.8012 | 7879.096 | 715.7349 | 3939.548 | 1073.6024 | 1772.7966 | 1431.4699 | 1181.8644 | 70491.8039 | 352459.0193 | 1691803.2924 | 3524590.1925 | 4229508.231 | 2819672.154 | 1903278.704 | 1691803.2924
2017 | 17671 | Southwest Arkansas E C C | AR | Cooperative | 195.8 | 1.43 | 136.9231 | 118 | 1.043 | 113.1352 | 132.3 | 1.04 | 127.2115 | 28120 | 24 | Y | . | . | . | . | . | . | . |  |  | . |  | 77.8 | 0.387 | 113.1352 | 201.0336 | 201.0336 | 10882.44 | 10882.44 | 38.7% | 17.7252 | 544.122 | 35.4504 | 1360.305 | 106.3513 | 2176.488 | 177.2522 | 2720.61 | 265.8784 | 2176.488 | 354.5045 | 1088.244 | 531.7567 | 489.7098 | 709.009 | 326.4732 | 9644.6848 | 48223.424 | 231472.435 | 482234.2395 | 578681.0874 | 385787.3916 | 260406.4893 | 231472.435
2017 | 17683 | Southwest Mississippi E P A | MS | Cooperative | 3788.9 | . | . | 2168 | . | . | 3255 | . | . | 25389 | 34.5 | N | . | . | . | . | . | . | . |  |  | . |  | 1620.9 |  |  |  | 1620.9 |  | 25389 | 100% | 142.9155 | 1269.45 | 285.831 | 3173.625 | 857.493 | 5077.8 | 1429.155 | 6347.25 | 2143.7325 | 5077.8 | 2858.3101 | 2538.9 | 4287.4651 | 1142.505 | 5716.6201 | 761.67 | 181424.0857 | 907120.4284 | 4354178.0561 | 9071204.2836 | 10885445.1403 | 7256963.4269 | 4898450.3132 | 4354178.0561
2017 | 17684 | Southwest Louisiana E M C | LA | Cooperative | . | . | . | . | . | . | . | . | . | . | . |  | 206.4 | 2.42 | 85.2893 | 191.4 | 1.94 | 98.6598 | 108441 | N | O | 14.4 | Y | 15 | 0.48 | 98.6598 | 31.25 | 31.25 | 52051.68 | 52051.68 | 48% | 2.7553 | 2602.584 | 5.5107 | 6506.46 | 16.532 | 10410.336 | 27.5533 | 13012.92 | 41.3299 | 10410.336 | 55.1065 | 5205.168 | 82.6598 | 2342.3256 | 110.2131 | 1561.5504 | 7170.9699 | 35854.8494 | 172103.277 | 358548.4938 | 430258.1925 | 286838.795 | 193616.1866 | 172103.277
2017 | 17692 | Southwest Public Power Dist | NE | Political Subdivision | 108.31 | 0.83 | 130.494 | 77.63 | 0.6 | 129.3833 | 68.31 | 0.58 | 117.7759 | 6124 | 7.2 | Y | . | . | . | . | . | . | . |  |  | . |  | 30.68 | 0.23 | 129.3833 | 133.3913 | 133.3913 | 1408.52 | 1408.52 | 23% | 11.7612 | 70.426 | 23.5223 | 176.065 | 70.567 | 281.704 | 117.6117 | 352.13 | 176.4176 | 281.704 | 235.2235 | 140.852 | 352.8352 | 63.3834 | 470.4469 | 42.2556 | 828.2924 | 4141.4619 | 19879.017 | 41414.6187 | 49697.5424 | 33131.6949 | 22363.8941 | 19879.017
2017 | 17694 | Southwest Tennessee E M C | TN | Cooperative | . | . | . | . | . | . | . | . | . | . | . |  | 214.49 | 2.147 | 99.9022 | . | . | . | 51048 | Y | L | 12.5 | Y | [6 empty] | 51048 | 100% |  | 2552.4 |  | 6381 |  | 1: 10209.6; 3: 12762; 5: 10209.6; 7: 5104.8 | 2297.16 |  | 1531.44
2017 | 17697 | Southwestern Electric Coop Inc - (IL) | IL | Cooperative | 278.68 | 1.54 | 180.961 | 278.68 | 1.54 | 180.961 | 253.3 | 1.4 | 180.9286 | 22862 | 13 | Y | . | . | . | . | . | . | . |  |  | . |  | 0 | 0 | 180.961 |  |  | 0 | 0 | 0% |  | 0 |  | 0 |  | 1: 0; 3: 0; 5: 0; 7: 0 | 0 |  | 0
2017 | 17698 | Southwestern Electric Power Co | AR | Investor Owned | 209.8 | 1.501 | 139.7735 | 131 | 1.254 | 104.4657 | 183.7 | 1.403 | 130.9337 | 119137 | 35 | Y | . | . | . | . | . | . | . |  |  | . |  | 78.8 | 0.247 | 104.4657 | 319.0283 | 319.0283 | 29426.839 | 29426.839 | 24.7% | 28.1289 | 1471.3419 | 56.2578 | 3678.3549 | 168.7733 | 5885.3678 | 281.2888 | 7356.7097 | 421.9331 | 5885.3678 | 562.5775 | 2942.6839 | 843.8663 | 1324.2078 | 1125.1551 | 882.8052 | 41387.1959 | 206935.9794 | 993292.7012 | 2069359.7943 | 2483231.7531 | 1655487.8354 | 1117454.2889 | 993292.7012
2017 | 17698 | Southwestern Electric Power Co | LA | Investor Owned | 744.6 | 2.907 | 256.1404 | 324.7 | 2.246 | 144.5681 | 708.7 | 2.741 | 258.5553 | 230655 | 35 | Y | . | . | . | . | . | . | . |  |  | . |  | 419.9 | 0.661 | 144.5681 | 635.2496 | 635.2496 | 152462.955 | 152462.955 | 66.1% | 56.0103 | 7623.1478 | 112.0205 | 19057.8694 | 336.0615 | 30492.591 | 560.1025 | 38115.7387 | 840.1538 | 30492.591 | 1120.2051 | 15246.2955 | 1680.3076 | 6860.833 | 2240.4101 | 4573.8886 | 426974.4357 | 2134872.1785 | 10247386.457 | 21348721.7855 | 25618466.1425 | 17078977.4284 | 11528309.7641 | 10247386.457
2017 | 17698 | Southwestern Electric Power Co | TX | Investor Owned | 838.7 | 2.501 | 335.3459 | 245.8 | 1.845 | 133.2249 | 752.6 | 2.254 | 333.8953 | 185374 | 35 | Y | . | . | . | . | . | . | . |  |  | . |  | 592.9 | 0.656 | 133.2249 | 903.811 | 903.811 | 121605.344 | 121605.344 | 65.6% | 79.6894 | 6080.2672 | 159.3789 | 15200.668 | 478.1366 | 24321.0688 | 796.8943 | 30401.336 | 1195.3415 | 24321.0688 | 1593.7886 | 12160.5344 | 2390.683 | 5472.2405 | 3187.5773 | 3648.1603 | 484533.0401 | 2422665.2006 | 11628792.9628 | 24226652.0059 | 29071982.4071 | 19381321.6047 | 13082392.0832 | 11628792.9628
2017 | 17718 | Southwestern Public Service Co | NM | Investor Owned | 90.27 | 0.94 | 96.0319 | 90.27 | 0.94 | 96.0319 | 88.53 | 0.92 | 96.2283 | 108068 | 34.5 | Y | . | . | . | . | . | . | . |  |  | . |  | 0 | 0 | 96.0319 |  |  | 0 | 0 | 0% |  | 0 |  | 0 |  | 1: 0; 3: 0; 5: 0; 7: 0 | 0 |  | 0
2017 | 17718 | Southwestern Public Service Co | TX | Investor Owned | 373.87 | 1.55 | 241.2064 | 118.79 | 1.16 | 102.4052 | 336.87 | 1.25 | 269.496 | 252203 | 34.5 | Y | . | . | . | . | . | . | . |  |  | . |  | 255.08 | 0.39 | 102.4052 | 654.0513 | 654.0513 | 98359.17 | 98359.17 | 39% | 57.668 | 4917.9585 | 115.336 | 12294.8962 | 346.008 | 19671.834 | 576.68 | 24589.7925 | 865.0201 | 19671.834 | 1153.3601 | 9835.917 | 1730.0401 | 4426.1627 | 2306.7202 | 2950.7751 | 283608.8519 | 1418044.2595 | 6806612.4457 | 14180442.5952 | 17016531.1142 | 11344354.0761 | 7657439.0014 | 6806612.4457
2017 | 17783 | City of Spencer - (IA) | IA | Municipal | . | . | . | . | . | . | . | . | . | . | . |  | 32.313 | 0.661 | 48.885 | 32.313 | 0.661 | 48.885 | 6301 | N | F | 13.8 | N | 0 | 0 | 48.885 |  |  | 0 | 0 | 0% |  | 0 |  | 0 |  | 1: 0; 3: 0; 5: 0; 7: 0 | 0 |  | 0
2017 | 17828 | City of Springfield - (IL) | IL | Municipal | . | . | . | . | . | . | . | . | . | . | . |  | 99.14 | 0.902 | 109.9113 | . | . | . | 70650 | N | F | 12.5 | Y | [6 empty] | 70650 | 100% |  | 3532.5 |  | 8831.25 |  | 1: 14130; 3: 17662.5; 5: 14130; 7: 7065 | 3179.25 |  | 2119.5
2017 | 17832 | Snapping Shoals El Member Corp | GA | Cooperative | 656.3 | 1.809 | 362.7971 | 90.35 | 1.017 | 88.8397 | 653.47 | 1.763 | 370.658 | 97980 | 25 | Y | . | . | . | . | . | . | . |  |  | . |  | 565.95 | 0.792 | 88.8397 | 714.5833 | 714.5833 | 77600.16 | 77600.16 | 79.2% | 63.0051 | 3880.008 | 126.0103 | 9700.02 | 378.0309 | 15520.032 | 630.0514 | 19400.04 | 945.0771 | 15520.032 | 1260.1029 | 7760.016 | 1890.1543 | 3492.0072 | 2520.2057 | 2328.0048 | 244460.46 | 1222302.2998 | 5867051.0389 | 12223022.9978 | 14667627.5974 | 9778418.3982 | 6600432.4188 | 5867051.0389
2017 | 17833 | City Utilities of Springfield - (MO) | MO | Municipal | 143.984 | 0.755 | 190.7073 | . | . | . | . | . | . | 146260 | 13.2 | Y | . | . | . | . | . | . | . |  |  | . | [7 empty] | 146260 | 100% |  | 7313 |  | 18282.5 |  | 1: 29252; 3: 36565; 5: 29252; 7: 14626 | 6581.7 |  | 4387.8
2017 | 17839 | City of Springfield - (OR) | OR | Municipal | . | . | . | . | . | . | . | . | . | . | . |  | 17.12 | 0.285 | 60.0702 | . | . | . | 31755 | Y | F | 21 | N | [6 empty] | 31755 | 100% |  | 1587.75 |  | 3969.375 |  | 1: 6351; 3: 7938.75; 5: 6351; 7: 3175.5 | 1428.975 |  | 952.65
2017 | 17845 | City of Springville - (UT) | UT | Municipal | 63.356 | 0.511 | 123.9843 | 16.567 | 0.277 | 59.8087 | . | . | . | 11512 | 12.4 | N | . | . | . | . | . | . | . |  |  | . |  | 46.789 | 0.234 | 59.8087 | 199.953 | 199.953 | 2693.808 | 2693.808 | 23.4% | 17.6299 | 134.6904 | 35.2599 | 336.726 | 105.7797 | 538.7616 | 176.2995 | 673.452 | 264.4492 | 538.7616 | 352.599 | 269.3808 | 528.8984 | 121.2214 | 705.1979 | 80.8142 | 2374.5847 | 11872.9236 | 56990.0334 | 118729.2361 | 142475.0834 | 94983.3889 | 64113.7875 | 56990.0334
2017 | 17860 | City of St Charles - (IL) | IL | Municipal | . | . | . | . | . | . | . | . | . | . | . |  | 56.9 | 1.55 | 36.7097 | 56.9 | 1.55 | 36.7097 | 15563 | Y | L | 12.4 | N | 0 | 0 | 36.7097 |  |  | 0 | 0 | 0% |  | 0 |  | 0 |  | 1: 0; 3: 0; 5: 0; 7: 0 | 0 |  | 0
2017 | 17868 | St Croix Electric Coop | WI | Cooperative | 77.819 | 0.577 | 134.8683 | 58.015 | 0.34 | 170.6324 | 77.819 | 0.577 | 134.8683 | 10567 | 7.2 | Y | . | . | . | . | . | . | . |  |  | . |  | 19.804 | 0.237 | 170.6324 | 83.5612 | 83.5612 | 2504.379 | 2504.379 | 23.7% | 7.3676 | 125.219 | 14.7353 | 313.0474 | 44.2058 | 500.8758 | 73.6763 | 626.0947 | 110.5144 | 500.8758 | 147.3526 | 250.4379 | 221.0288 | 112.6971 | 294.7051 | 75.1314 | 922.5666 | 4612.8332 | 22141.5996 | 46128.3324 | 55353.9989 | 36902.6659 | 24909.2995 | 22141.5996
2017 | 17874 | City of St George | UT | Municipal | 272.574 | . | . | 31.094 | . | . | . | . | . | 29730 | 13.2 | N | . | . | . | . | . | . | . |  |  | . |  | 241.48 |  |  |  | 241.48 |  | 29730 | 100% | 21.2914 | 1486.5 | 42.5828 | 3716.25 | 127.7484 | 5946 | 212.914 | 7432.5 | 319.3711 | 5946 | 425.8281 | 2973 | 638.7421 | 1337.85 | 851.6561 | 891.9 | 31649.6711 | 158248.3556 | 759592.107 | 1582483.5562 | 1898980.2675 | 1265986.845 | 854541.1204 | 759592.107
2017 | 17896 | City of Shasta Lake - (CA) | CA | Municipal | 48.6 | 0.41 | 118.5366 | 48.6 | 0.41 | 118.5366 | . | . | . | 4516 | 12.5 | N | . | . | . | . | . | . | . |  |  | . |  | 0 | 0 | 118.5366 |  |  | 0 | 0 | 0% |  | 0 |  | 0 |  | 1: 0; 3: 0; 5: 0; 7: 0 | 0 |  | 0
2017 | 17900 | City of Saint Peter | MN | Municipal | . | . | . | . | . | . | . | . | . | . | . |  | 43.446 | 0.691 | 62.8741 | . | . | . | 4311 | N | L | . | N | [6 empty] | 4311 | 100% |  | 215.55 |  | 538.875 |  | 1: 862.2; 3: 1077.75; 5: 862.2; 7: 431.1 | 193.995 |  | 129.33
2017 | 17979 | Stanton County Public Pwr Dist | NE | Political Subdivision | . | . | . | . | . | . | . | . | . | . | . |  | 91.08 | 1.021 | 89.2067 | 91.08 | 1.021 | 89.2067 | 2697 | N | F | 7.2 | N | 0 | 0 | 89.2067 |  |  | 0 | 0 | 0% |  | 0 |  | 0 |  | 1: 0; 3: 0; 5: 0; 7: 0 | 0 |  | 0
2017 | 18004 | City of Starke - (FL) | FL | Municipal | . | . | . | . | . | . | . | . | . | . | . |  | 194.596 | 0.991 | 196.3633 | . | . | . | 2801 | N | L | 13.2 | [7 empty] | 2801 | 100% |  | 140.05 |  | 350.125 |  | 1: 560.2; 3: 700.25; 5: 560.2; 7: 280.1 | 126.045 |  | 84.03
2017 | 18006 | City of Starkville | MS | Municipal | . | . | . | . | . | . | . | . | . | . | . |  | 52 | 0.6 | 86.6667 | 51 | 0.59 | 86.4407 | 13379 | N | L | 12.5 | N | 1 | 0.01 | 86.4407 | 100 | 100 | 133.79 | 133.79 | 1% | 8.817 | 6.6895 | 17.6341 | 16.7237 | 52.9023 | 26.758 | 88.1705 | 33.4475 | 132.2557 | 26.758 | 176.3409 | 13.379 | 264.5114 | 6.0206 | 352.6819 | 4.0137 | 58.9816 | 294.9082 | 1415.5591 | 2949.0816 | 3538.8979 | 2359.2652 | 1592.504 | 1415.5591
2017 | 18019 | Stearns Cooperative Elec Assn | MN | Cooperative | 112.254 | 0.913 | 122.9507 | 77.58 | 0.766 | 101.2794 | 90.698 | 0.707 | 128.2857 | 26627 | 7.2 | Y | . | . | . | . | . | . | . |  |  | . |  | 34.674 | 0.147 | 101.2794 | 235.8776 | 235.8776 | 3914.169 | 3914.169 | 14.7% | 20.7974 | 195.7084 | 41.5949 | 489.2711 | 124.7846 | 782.8338 | 207.9743 | 978.5422 | 311.9615 | 782.8338 | 415.9487 | 391.4169 | 623.923 | 176.1376 | 831.8973 | 117.4251 | 4070.2333 | 20351.1667 | 97685.6004 | 203511.6675 | 244214.0009 | 162809.334 | 109896.3004 | 97685.6004
2017 | 18022 | City of Statesville - (NC) | NC | Municipal | 41.05 | 0.726 | 56.5427 | . | . | . | . | . | . | 13363 | 22.9 | N | . | . | . | . | . | . | . |  |  | . | [7 empty] | 13363 | 100% |  | 668.15 |  | 1670.375 |  | 1: 2672.6; 3: 3340.75; 5: 2672.6; 7: 1336.3 | 601.335 |  | 400.89
2017 | 18047 | Steele-Waseca Cooperative Electric | MN | Cooperative | 76.8 | 0.57 | 134.7368 | 76.8 | 0.57 | 134.7368 | 54.09 | 0.33 | 163.9091 | 11434 | 12.4 | Y | . | . | . | . | . | . | . |  |  | . |  | 0 | 0 | 134.7368 |  |  | 0 | 0 | 0% |  | 0 |  | 0 |  | 1: 0; 3: 0; 5: 0; 7: 0 | 0 |  | 0
2017 | 18085 | South Central Power Company | OH | Cooperative | 402.292 | 2.55 | 157.7616 | 269.345 | 2.04 | 132.0319 | 209.259 | . | . | 118786 | 7.2 | Y | . | . | . | . | . | . | . |  |  | . |  | 132.947 | 0.51 | 132.0319 | 260.6804 | 260.6804 | 60580.86 | 60580.86 | 51% | 22.9843 | 3029.043 | 45.9686 | 7572.6075 | 137.9059 | 12116.172 | 229.8431 | 15145.215 | 344.7647 | 12116.172 | 459.6862 | 6058.086 | 689.5293 | 2726.1387 | 919.3724 | 1817.4258 | 69620.4659 | 348102.3294 | 1670891.1809 | 3481023.2936 | 4177227.9523 | 2784818.6349 | 1879752.5785 | 1670891.1809
2017 | 18087 | Town of Sterling - (MA) | MA | Municipal | . | . | . | . | . | . | . | . | . | . | . |  | 116.87 | 1.26 | 92.754 | 6.44 | 0.09 | 71.5556 | 3849 | N | F | 13.8 | Y | 110.43 | 1.17 | 71.5556 | 94.3846 | 110.43 | 4503.33 | 3849 | 100% | 9.7367 | 192.45 | 19.4733 | 481.125 | 58.42 | 769.8 | 97.3666 | 962.25 | 146.05 | 769.8 | 194.7333 | 384.9 | 292.0999 | 173.205 | 389.4666 | 115.47 | 1873.821 | 9369.1051 | 44971.7047 | 93691.0514 | 112429.2617 | 74952.8411 | 50593.1678 | 44971.7047
2017 | 18100 | Steuben County Rural E M C | IN | Cooperative | . | . | . | . | . | . | . | . | . | . | . |  | 202.4 | . | . | . | . | . | 9935 |  | L | 12.5 | Y | [6 empty] | 9935 | 100% |  | 496.75 |  | 1241.875 |  | 1: 1987; 3: 2483.75; 5: 1987; 7: 993.5 | 447.075 |  | 298.05
2017 | 18102 | Steuben Rural Elec Coop, Inc | NY | Cooperative | . | . | . | . | . | . | . | . | . | . | . |  | 780.2 | 1 | 780.2 | . | . | . | 6311 | N | F | 12.5 | N | [6 empty] | 6311 | 100% |  | 315.55 |  | 788.875 |  | 1: 1262.2; 3: 1577.75; 5: 1262.2; 7: 631.1 | 283.995 |  | 189.33
2017 | 18125 | Stillwater Utilities Authority | OK | Municipal | . | . | . | . | . | . | . | . | . | . | . |  | 264.87 | 1.99 | 133.1005 | 43.55 | 0.69 | 63.1159 | 21002 | N | F | 13 | Y | 221.32 | 1.3 | 63.1159 | 170.2462 | 221.32 | 27302.6 | 21002 | 100% | 19.5139 | 1050.1 | 39.0278 | 2625.25 | 117.0833 | 4200.4 | 195.1389 | 5250.5 | 292.7083 | 4200.4 | 390.2777 | 2100.2 | 585.4166 | 945.09 | 780.5555 | 630.06 | 20491.5326 | 102457.6629 | 491796.7819 | 1024576.6289 | 1229491.9547 | 819661.3032 | 553271.3796 | 491796.7819
2017 | 18181 | City of Stoughton - (WI) | WI | Municipal | 160.008 | 0.793 | 201.7755 | 48.285 | 0.648 | 74.5139 | 160.008 | 0.793 | 201.7755 | 8612 | 15 | N | . | . | . | . | . | . | . |  |  | . |  | 111.723 | 0.145 | 74.5139 | 770.5034 | 770.5034 | 1248.74 | 1248.74 | 14.5% | 67.9356 | 62.437 | 135.8713 | 156.0925 | 407.6139 | 249.748 | 679.3565 | 312.185 | 1019.0347 | 249.748 | 1358.7129 | 124.874 | 2038.0694 | 56.1933 | 2717.4258 | 37.4622 | 4241.6979 | 21208.4896 | 101800.7498 | 212084.8955 | 254501.8746 | 169667.9164 | 114525.8436 | 101800.7498
2017 | 18203 | Tallapoosa River Elec Coop Inc | AL | Cooperative | 214.226 | 1.32 | 162.2924 | 182.506 | 1.25 | 146.0048 | 203.3 | 0.98 | 207.449 | 26860 | 25 | N | . | . | . | . | . | . | . |  |  | . |  | 31.72 | 0.07 | 146.0048 | 453.1429 | 453.1429 | 1880.2 | 1880.2 | 7% | 39.9538 | 94.01 | 79.9076 | 235.025 | 239.7229 | 376.04 | 399.5382 | 470.05 | 599.3072 | 376.04 | 799.0763 | 188.02 | 1198.6145 | 84.609 | 1598.1526 | 56.406 | 3756.0582 | 18780.291 | 90145.3966 | 187802.9096 | 225363.4916 | 150242.3277 | 101413.5712 | 90145.3966
2017 | 18206 | Strawberry Electric Serv Dist | UT | Political Subdivision | 89.584 | . | . | . | . | . | . | . | . | 3661 | 12.5 | N | . | . | . | . | . | . | . |  |  | . | [7 empty] | 3661 | 100% |  | 183.05 |  | 457.625 |  | 1: 732.2; 3: 915.25; 5: 732.2; 7: 366.1 | 164.745 |  | 109.83
2017 | 18249 | City of Sturgeon Bay - (WI) | WI | Municipal | 7.833 | 0.061 | 128.4098 | . | . | . | . | . | . | 8860 | 12.5 | N | . | . | . | . | . | . | . |  |  | . | [7 empty] | 8860 | 100% |  | 443 |  | 1107.5 |  | 1: 1772; 3: 2215; 5: 1772; 7: 886 | 398.7 |  | 265.8
2017 | 18280 | Sulphur Springs Valley E C Inc | AZ | Cooperative | 82.6 | 1.19 | 69.4118 | 68.84 | 0.85 | 80.9882 | 72.51 | 0.86 | 84.314 | 51727 | 34.5 |  | . | . | . | . | . | . | . |  |  | . |  | 13.76 | 0.34 | 80.9882 | 40.4706 | 40.4706 | 17587.18 | 17587.18 | 34% | 3.5683 | 879.359 | 7.1366 | 2198.3975 | 21.4099 | 3517.436 | 35.6831 | 4396.795 | 53.5247 | 3517.436 | 71.3662 | 1758.718 | 107.0493 | 791.4231 | 142.7324 | 527.6154 | 3137.826 | 15689.1298 | 75307.8228 | 156891.2976 | 188269.5571 | 125513.0381 | 84721.3007 | 75307.8228
2017 | 18304 | Sumter Electric Coop, Inc | FL | Cooperative | . | . | . | . | . | . | . | . | . | . | . |  | 2189.84 | 2.02 | 1084.0792 | 71.24 | 1.15 | 61.9478 | 199701 | N | L | 25 | Y | 2118.6 | 0.87 | 61.9478 | 2435.1724 | 2435.1724 | 173739.87 | 173739.87 | 87% | 214.7103 | 8686.9935 | 429.4206 | 21717.4837 | 1288.2617 | 34747.974 | 2147.1028 | 43434.9675 | 3220.6542 | 34747.974 | 4294.2056 | 17373.987 | 6441.3084 | 7818.2941 | 8588.4112 | 5212.1961 | 1865186.7976 | 9325933.9882 | 44764483.1436 | 93259339.8824 | 111911207.8589 | 74607471.906 | 50360043.5365 | 44764483.1436
2017 | 18312 | Sun Prairie Utilities | WI | Municipal | 17.64 | 0.55 | 32.0727 | . | . | . | . | . | . | 15354 | 12.5 | N | . | . | . | . | . | . | . |  |  | . | [7 empty] | 15354 | 100% |  | 767.7 |  | 1919.25 |  | 1: 3070.8; 3: 3838.5; 5: 3070.8; 7: 1535.4 | 690.93 |  | 460.62
2017 | 18336 | Superior Water, Light and Power Co | WI | Investor Owned | 65.32 | 0.55 | 118.7636 | 22.87 | 0.32 | 71.4688 | 65.32 | 0.55 | 118.7636 | 14471 | 13.8 | N | . | . | . | . | . | . | . |  |  | . |  | 42.45 | 0.23 | 71.4688 | 184.5652 | 184.5652 | 3328.33 | 3328.33 | 23% | 16.2732 | 166.4165 | 32.5464 | 416.0412 | 97.6392 | 665.666 | 162.732 | 832.0825 | 244.098 | 665.666 | 325.464 | 332.833 | 488.196 | 149.7748 | 650.928 | 99.8499 | 2708.1291 | 13540.6455 | 64995.0983 | 135406.4548 | 162487.7458 | 108325.1639 | 73119.4856 | 64995.0983
2017 | 18339 | Surry-Yadkin Elec Member Corp | NC | Cooperative | 295.8 | 1.04 | 284.4231 | 146.4 | 0.93 | 157.4194 | . | . | . | 27138.2 | 12.5 | N | . | . | . | . | . | . | . |  |  | . |  | 149.4 | 0.11 | 157.4194 | 1358.1818 | 1358.1818 | 2985.202 | 2985.202 | 11% | 119.7515 | 149.2601 | 239.503 | 373.1503 | 718.5091 | 597.0404 | 1197.5152 | 746.3005 | 1796.2728 | 597.0404 | 2395.0304 | 298.5202 | 3592.5456 | 134.3341 | 4790.0608 | 89.5561 | 17874.1238 | 89370.619 | 428978.971 | 893706.1896 | 1072447.4275 | 714964.9517 | 482601.3424 | 428978.971
2017 | 18360 | Suwannee Valley Elec Coop Inc | FL | Cooperative | 3678 | 5.28 | 696.5909 | 243 | 2.62 | 92.7481 | 3666 | 5.02 | 730.2789 | 25392 | 24.9 | Y | . | . | . | . | . | . | . |  |  | . |  | 3435 | 2.66 | 92.7481 | 1291.3534 | 3435 | 67542.72 | 25392 | 100% | 302.8655 | 1269.6 | 605.7311 | 3174 | 1817.1932 | 5078.4 | 3028.6554 | 6348 | 4542.9831 | 5078.4 | 6057.3108 | 2539.2 | 9085.9662 | 1142.64 | 12114.6216 | 761.76 | 384518.0896 | 1922590.4482 | 9228434.1514 | 19225904.482 | 23071085.3784 | 15380723.5856 | 10381988.4203 | 9228434.1514
2017 | 18383 | Taylor Electric Coop - (WI) | WI | Cooperative | 281.07 | . | . | 53.95 | . | . | 78.72 | . | . | 4380 | 7.2 | Y | . | . | . | . | . | . | . |  |  | . |  | 227.12 |  |  |  | 227.12 |  | 4380 | 100% | 20.0253 | 219 | 40.0506 | 547.5 | 120.1517 | 876 | 200.2528 | 1095 | 300.3791 | 876 | 400.5055 | 438 | 600.7583 | 197.1 | 801.011 | 131.4 | 4385.5353 | 21927.6767 | 105252.8482 | 219276.7671 | 263132.1205 | 175421.4137 | 118409.4542 | 105252.8482
2017 | 18395 | Sylacauga Utilities Board | AL | Municipal | . | . | . | . | . | . | . | . | . | . | . |  | 60.6 | 3.03 | 20 | . | . | . | 6144 | N | F | 12 | Y | [6 empty] | 6144 | 100% |  | 307.2 |  | 768 |  | 1: 1228.8; 3: 1536; 5: 1228.8; 7: 614.4 | 276.48 |  | 184.32
2017 | 18401 | Sun River Electric Coop, Inc | MT | Cooperative | . | . | . | . | . | . | . | . | . | . | . |  | 49.8 | . | . | 49.8 | . | . | 5836 | N | F | 35 | N | 0 |  |  |  | 0 |  | 5836 | 100% | 0 | 291.8 | 0 | 729.5 | 0 | 1167.2 | 0 | 1459 | 0 | 1167.2 | 0 | 583.6 | 0 | 262.62 | 0 | 175.08 | 0 | 0 | 0 | 0 | 0 | 0 | 0 | 0
2017 | 18429 | City of Tacoma - (WA) | WA | Municipal | . | . | . | . | . | . | . | . | . | . | . |  | 77.1 | 0.76 | 101.4474 | 54.2 | 0.58 | 93.4483 | 170964 | N | F | 34.5 | Y | 22.9 | 0.18 | 93.4483 | 127.2222 | 127.2222 | 30773.52 | 30773.52 | 18% | 11.2172 | 1538.676 | 22.4345 | 3846.69 | 67.3035 | 6154.704 | 112.1724 | 7693.38 | 168.2586 | 6154.704 | 224.3448 | 3077.352 | 336.5173 | 1384.8084 | 448.6897 | 923.2056 | 17259.7014 | 86298.507 | 414232.8335 | 862985.0698 | 1035582.0838 | 690388.0558 | 466011.9377 | 414232.8335
2017 | 18445 | City of Tallahassee - (FL) | FL | Municipal | . | . | . | . | . | . | . | . | . | . | . |  | 150.45 | 2.15 | 69.9767 | . | . | . | 118219 | N | L | 12.5 | Y | [6 empty] | 118219 | 100% |  | 5910.95 |  | 14777.375 |  | 1: 23643.8; 3: 29554.75; 5: 23643.8; 7: 11821.9 | 5319.855 |  | 3546.57
2017 | 18446 | T I P Rural Electric Coop | IA | Cooperative | 169.602 | 2.305 | 73.58 | 169.602 | 2.305 | 73.58 | 57.562 | 0.545 | 105.6184 | 6344 | 12.5 | N | . | . | . | . | . | . | . |  |  | . |  | 0 | 0 | 73.58 |  |  | 0 | 0 | 0% |  | 0 |  | 0 |  | 1: 0; 3: 0; 5: 0; 7: 0 | 0 |  | 0
2017 | 18449 | Talquin Electric Coop, Inc | FL | Cooperative | 1989.1 | 4.749 | 418.8461 | 207.05 | 3.065 | 67.553 | 1862.04 | 3.826 | 486.6806 | 51616 | 25 | Y | . | . | . | . | . | . | . |  |  | . |  | 1782.05 | 1.684 | 67.553 | 1058.2245 | 1782.05 | 86921.344 | 51616 | 100% | 157.1242 | 2580.8 | 314.2483 | 6452 | 942.745 | 10323.2 | 1571.2417 | 12904 | 2356.8626 | 10323.2 | 3142.4835 | 5161.6 | 4713.7252 | 2322.72 | 6284.9669 | 1548.48 | 405506.0667 | 2027530.3336 | 9732145.6012 | 20275303.3358 | 24330364.0029 | 16220242.6686 | 10948663.8013 | 9732145.6012
2017 | 18454 | Tampa Electric Co | FL | Investor Owned | 86.61 | 1.33 | 65.1203 | 86.61 | 1.33 | 65.1203 | 75.03 | 1.04 | 72.1442 | 759629 | 13.2 | Y | . | . | . | . | . | . | . |  |  | . |  | 0 | 0 | 65.1203 |  |  | 0 | 0 | 0% |  | 0 |  | 0 |  | 1: 0; 3: 0; 5: 0; 7: 0 | 0 |  | 0
2017 | 18488 | City of Taunton | MA | Municipal | 67.088 | 2.531 | 26.5065 | 67.088 | 2.531 | 26.5065 | . | . | . | 38000 | 13.8 | N | . | . | . | . | . | . | . |  |  | . |  | 0 | 0 | 26.5065 |  |  | 0 | 0 | 0% |  | 0 |  | 0 |  | 1: 0; 3: 0; 5: 0; 7: 0 | 0 |  | 0
2017 | 18498 | Taylor County Rural E C C | KY | Cooperative | 126.25 | 1.25 | 101 | 65.28 | 0.76 | 85.8947 | . | . | . | 26459 | 12.5 | N | . | . | . | . | . | . | . |  |  | . |  | 60.97 | 0.49 | 85.8947 | 124.4286 | 124.4286 | 12964.91 | 12964.91 | 49% | 10.9709 | 648.2455 | 21.9418 | 1620.6137 | 65.8255 | 2592.982 | 109.7092 | 3241.2275 | 164.5639 | 2592.982 | 219.4185 | 1296.491 | 329.1277 | 583.4209 | 438.837 | 388.9473 | 7111.8526 | 35559.263 | 170684.4622 | 355592.6297 | 426711.1556 | 284474.1037 | 192020.02 | 170684.4622
2017 | 18499 | Three Notch Elec Member Corp | GA | Cooperative | . | . | . | . | . | . | . | . | . | . | . |  | 760 | . | . | 226 | . | . | 15291 | Y | L | 25 | N | 534 |  |  |  | 534 |  | 15291 | 100% | 47.083 | 764.55 | 94.1661 | 1911.375 | 282.4982 | 3058.2 | 470.8303 | 3822.75 | 706.2454 | 3058.2 | 941.6605 | 1529.1 | 1412.4908 | 688.095 | 1883.3211 | 458.73 | 35997.3284 | 179986.6422 | 863935.8824 | 1799866.4217 | 2159839.7061 | 1439893.1374 | 971927.8677 | 863935.8824
2017 | 18848 | City of Thomasville - (GA) | GA | Municipal | 1037.5 | 2.362 | 439.2464 | 100.847 | 0.853 | 118.2263 | 1037.5 | 2.251 | 460.9063 | 15500 | . | Y | . | . | . | . | . | . | . |  |  | . |  | 936.653 | 1.509 | 118.2263 | 620.7111 | 936.653 | 23389.5 | 15500 | 100% | 82.5851 | 775 | 165.1703 | 1937.5 | 495.5108 | 3100 | 825.8513 | 3875 | 1238.7769 | 3100 | 1651.7026 | 1550 | 2477.5539 | 697.5 | 3303.4051 | 465 | 64003.4747 | 320017.3733 | 1536083.3916 | 3200173.7325 | 3840208.4791 | 2560138.986 | 1728093.8156 | 1536083.3916
2017 | 18940 | Tipmont Rural Elec Member Corp | IN | Cooperative | 154.1 | 1.42 | 108.5211 | 130.27 | 1.34 | 97.2164 | 98.51 | 0.93 | 105.9247 | 26350 | 12.5 | N | . | . | . | . | . | . | . |  |  | . |  | 23.83 | 0.08 | 97.2164 | 297.875 | 297.875 | 2108 | 2108 | 8% | 26.2638 | 105.4 | 52.5276 | 263.5 | 157.5827 | 421.6 | 262.6378 | 527 | 393.9566 | 421.6 | 525.2755 | 210.8 | 787.9133 | 94.86 | 1050.5511 | 63.24 | 2768.2021 | 13841.0103 | 66436.8494 | 138410.1029 | 166092.1234 | 110728.0823 | 74741.4555 | 66436.8494
2017 | 18941 | City of Tipp City - (OH) | OH | Municipal | 64.902 | 0.502 | 129.2868 | . | . | . | . | . | . | 5006 | 12 | N | . | . | . | . | . | . | . |  |  | . | [7 empty] | 5006 | 100% |  | 250.3 |  | 625.75 |  | 1: 1001.2; 3: 1251.5; 5: 1001.2; 7: 500.6 | 225.27 |  | 150.18
2017 | 18955 | Tri-County Electric Coop, Inc | IL | Cooperative | 243.3 | 1.9 | 128.0526 | 73 | 0.85 | 85.8824 | 128.7 | 1.03 | 124.9515 | 16260 | 12.5 | Y | . | . | . | . | . | . | . |  |  | . |  | 170.3 | 1.05 | 85.8824 | 162.1905 | 170.3 | 17073 | 16260 | 100% | 15.0154 | 813 | 30.0309 | 2032.5 | 90.0926 | 3252 | 150.1543 | 4065 | 225.2314 | 3252 | 300.3086 | 1626 | 450.4629 | 731.7 | 600.6172 | 487.8 | 12207.5445 | 61037.7223 | 292981.0669 | 610377.2226 | 732452.6672 | 488301.7781 | 329603.7002 | 292981.0669
2017 | 18956 | Tri-County Elec Member Corp | GA | Cooperative | . | . | . | . | . | . | . | . | . | . | . |  | 2671.933 | 2.588 | 1032.4316 | 136.088 | 1.381 | 98.5431 | 20909 | N | L | 25 | Y | 2535.845 | 1.207 | 98.5431 | 2100.9486 | 2535.845 | 25237.163 | 20909 | 100% | 223.5866 | 1045.45 | 447.1733 | 2613.625 | 1341.5198 | 4181.8 | 2235.8663 | 5227.25 | 3353.7994 | 4181.8 | 4471.7325 | 2090.9 | 6707.5988 | 940.905 | 8943.4651 | 627.27 | 233748.6397 | 1168743.1985 | 5609967.3528 | 11687431.9849 | 14024918.3819 | 9349945.588 | 6311213.2719 | 5609967.3528
2017 | 18961 | Twin County Electric Pwr Assn | MS | Cooperative | 216.8 | . | . | 212.3 | . | . | 202.46 | . | . | 12555 | 24.9 | N | . | . | . | . | . | . | . |  |  | . |  | 4.5 |  |  |  | 4.5 |  | 12555 | 100% | 0.39677 | 627.75 | 0.79353 | 1569.375 | 2.3806 | 2511 | 3.9677 | 3138.75 | 5.9515 | 2511 | 7.9353 | 1255.5 | 11.903 | 564.975 | 15.8707 | 376.65 | 249.0705 | 1245.3527 | 5977.6929 | 12453.5268 | 14944.2322 | 9962.8215 | 6724.9045 | 5977.6929
2017 | 18962 | Twin Valley Electric Coop Inc | KS | Cooperative | 216.7 | 1.42 | 152.6056 | 68.3 | 0.75 | 91.0667 | 149.2 | 1.4 | 106.5714 | 3047 | 15 | N | . | . | . | . | . | . | . |  |  | . |  | 148.4 | 0.67 | 91.0667 | 221.4925 | 221.4925 | 2041.49 | 2041.49 | 67% | 19.5291 | 102.0745 | 39.0582 | 255.1863 | 117.1746 | 408.298 | 195.291 | 510.3725 | 292.9365 | 408.298 | 390.582 | 204.149 | 585.873 | 91.8671 | 781.164 | 61.2447 | 1993.4231 | 9967.1154 | 47842.1537 | 99671.1536 | 119605.3843 | 79736.9229 | 53822.4229 | 47842.1537
2017 | 18976 | Trinity Valley Elec Coop Inc | TX | Cooperative | 867.268 | 2.552 | 339.8386 | 219.336 | 2.332 | 94.0549 | 843.123 | 2.381 | 354.1046 | 66540 | 14.4 | Y | . | . | . | . | . | . | . |  |  | . |  | 647.932 | 0.22 | 94.0549 | 2945.1455 | 2945.1455 | 14638.8 | 14638.8 | 22% | 259.6748 | 731.94 | 519.3497 | 1829.85 | 1558.049 | 2927.76 | 2596.7484 | 3659.7 | 3895.1226 | 2927.76 | 5193.4968 | 1463.88 | 7790.2451 | 658.746 | 10386.9935 | 439.164 | 190066.4009 | 950332.0047 | 4561593.6226 | 9503320.047 | 11403984.0564 | 7602656.0376 | 5131792.8254 | 4561593.6226
2017 | 18997 | The Toledo Edison Co | OH | Investor Owned | 147.482 | 0.858 | 171.8904 | 59.544 | 0.631 | 94.3645 | 136.537 | 0.736 | 185.5122 | 302315 | 23 | Y | . | . | . | . | . | . | . |  |  | . |  | 87.938 | 0.227 | 94.3645 | 387.3921 | 387.3921 | 68625.505 | 68625.505 | 22.7% | 34.1565 | 3431.2753 | 68.3131 | 8578.1881 | 204.9392 | 13725.101 | 341.5654 | 17156.3763 | 512.3481 | 13725.101 | 683.1308 | 6862.5505 | 1024.6961 | 3088.1477 | 1366.2615 | 2058.7652 | 117200.4841 | 586002.4204 | 2812811.6177 | 5860024.2035 | 7032029.0442 | 4688019.3628 | 3164413.0699 | 2812811.6177
2017 | 19027 | Tombigbee Electric Coop, Inc | AL | Cooperative | 748.631 | 3.254 | 230.0648 | 307.46 | 2.665 | 115.3696 | 101.027 | 3.142 | 32.1537 | 9183.3 | 7.6 | Y | . | . | . | . | . | . | . |  |  | . |  | 441.171 | 0.589 | 115.3696 | 749.017 | 749.017 | 5408.9637 | 5408.9637 | 58.9% | 66.0412 | 270.4482 | 132.0823 | 676.1205 | 396.247 | 1081.7927 | 660.4117 | 1352.2409 | 990.6176 | 1081.7927 | 1320.8235 | 540.8964 | 1981.2352 | 243.4034 | 2641.6469 | 162.2689 | 17860.7156 | 89303.5778 | 428657.1732 | 893035.7776 | 1071642.9331 | 714428.6221 | 482239.3199 | 428657.1732
2017 | 19108 | Tideland Electric Member Corp | NC | Cooperative | 482.12 | 2.608 | 184.862 | 250.4 | 2.498 | 100.2402 | 454.95 | 2.376 | 191.4773 | 21919 | 25 | Y | . | . | . | . | . | . | . |  |  | . |  | 231.72 | 0.11 | 100.2402 | 2106.5455 | 2106.5455 | 2411.09 | 2411.09 | 11% | 185.7351 | 120.5545 | 371.4702 | 301.3863 | 1114.4105 | 482.218 | 1857.3509 | 602.7725 | 2786.0263 | 482.218 | 3714.7018 | 241.109 | 5572.0526 | 108.499 | 7429.4035 | 72.3327 | 22391.2006 | 111956.0032 | 537388.8155 | 1119560.0323 | 1343472.0388 | 895648.0259 | 604562.4175 | 537388.8155
2017 | 19125 | City of Traverse City - (MI) | MI | Municipal | 35.29 | 0.43 | 82.0698 | 35.29 | 0.43 | 82.0698 | 35.29 | 0.43 | 82.0698 | 12843 | 13.8 | N | . | . | . | . | . | . | . |  |  | . |  | 0 | 0 | 82.0698 |  |  | 0 | 0 | 0% |  | 0 |  | 0 |  | 1: 0; 3: 0; 5: 0; 7: 0 | 0 |  | 0
2017 | 19150 | Trenton Municipal Utilities - (MO) | MO | Municipal | 24.89 | 1.415 | 17.5901 | . | . | . | . | . | . | 3058 | 13.2 | N | . | . | . | . | . | . | . |  |  | . | [7 empty] | 3058 | 100% |  | 152.9 |  | 382.25 |  | 1: 611.6; 3: 764.5; 5: 611.6; 7: 305.8 | 137.61 |  | 91.74
2017 | 19156 | Powder River Energy Corporation | WY | Cooperative | 296 | 2.23 | 132.7354 | 296 | 2.23 | 132.7354 | 247 | 1.82 | 135.7143 | 27085 | 24.9 | Y | . | . | . | . | . | . | . |  |  | . |  | 0 | 0 | 132.7354 |  |  | 0 | 0 | 0% |  | 0 |  | 0 |  | 1: 0; 3: 0; 5: 0; 7: 0 | 0 |  | 0
2017 | 19158 | Tri-County Electric Coop Assn | MO | Cooperative | . | . | . | . | . | . | . | . | . | . | . |  | 36.32 | 1.2 | 30.2667 | 16.21 | 1 | 16.21 | 6352 | N | L | . |  | 20.11 | 0.2 | 16.21 | 100.55 | 100.55 | 1270.4 | 1270.4 | 20% | 8.8655 | 63.52 | 17.7311 | 158.8 | 53.1932 | 254.08 | 88.6554 | 317.6 | 132.9831 | 254.08 | 177.3108 | 127.04 | 265.9662 | 57.168 | 354.6216 | 38.112 | 563.1391 | 2815.6955 | 13515.3385 | 28156.9552 | 33788.3462 | 22525.5641 | 15204.7558 | 13515.3385
2017 | 19159 | Tri-County Electric Coop, Inc | TX | Cooperative | 70.21 | 0.74 | 94.8784 | 70.21 | 0.74 | 94.8784 | . | . | . | 106834 | 24.9 | Y | . | . | . | . | . | . | . |  |  | . |  | 0 | 0 | 94.8784 |  |  | 0 | 0 | 0% |  | 0 |  | 0 |  | 1: 0; 3: 0; 5: 0; 7: 0 | 0 |  | 0
2017 | 19160 | Tri-County Electric Coop, Inc | OK | Cooperative | . | . | . | . | . | . | . | . | . | . | . |  | 4292.4 | 4.2 | 1022 | 239 | 2.2 | 108.6364 | 22863 | N | O | 34.5 | N | 4053.4 | 2 | 108.6364 | 2026.7 | 4053.4 | 45726 | 22863 | 100% | 357.3902 | 1143.15 | 714.7803 | 2857.875 | 2144.3409 | 4572.6 | 3573.9015 | 5715.75 | 5360.8523 | 4572.6 | 7147.8031 | 2286.3 | 10721.7046 | 1028.835 | 14295.6062 | 685.89 | 408550.5549 | 2042752.7744 | 9805213.3173 | 20427527.7443 | 24513033.2932 | 16342022.1954 | 11030864.9819 | 9805213.3173
2017 | 19161 | Tri-County Electric Coop, Inc | FL | Cooperative | 2719.7 | 4.219 | 644.6314 | 156.42 | 1.96 | 79.8061 | 2518.2 | 3.963 | 635.4277 | 18024 | 25 | Y | . | . | . | . | . | . | . |  |  | . |  | 2563.28 | 2.259 | 79.8061 | 1134.6968 | 2563.28 | 40716.216 | 18024 | 100% | 226.0056 | 901.2 | 452.0112 | 2253 | 1356.0335 | 3604.8 | 2260.0558 | 4506 | 3390.0838 | 3604.8 | 4520.1117 | 1802.4 | 6780.1675 | 811.08 | 9040.2234 | 540.72 | 203676.2324 | 1018381.1621 | 4888229.578 | 10183811.6209 | 12220573.945 | 8147049.2967 | 5499258.2753 | 4888229.578
2017 | 19162 | Tri-County Elec Member Corp | KY | Cooperative | 149.22 | 1.86 | 80.2258 | 148.53 | 1.86 | 79.8548 | 131.67 | 1.5 | 87.78 | 24542 | . | Y | . | . | . | . | . | . | . |  |  | . |  | 0.69 | 0 | 79.8548 |  |  | 0 | 0 | 0% |  | 0 |  | 0 |  | 1: 0; 3: 0; 5: 0; 7: 0 | 0 |  | 0
2017 | 19162 | Tri-County Elec Member Corp | TN | Cooperative | 243.96 | 3.01 | 81.0498 | 212.76 | 2.72 | 78.2206 | 212.74 | 2.4 | 88.6417 | 26270 | 13 | Y | . | . | . | . | . | . | . |  |  | . |  | 31.2 | 0.29 | 78.2206 | 107.5862 | 107.5862 | 7618.3 | 7618.3 | 29% | 9.4859 | 380.915 | 18.9719 | 952.2875 | 56.9156 | 1523.66 | 94.8593 | 1904.575 | 142.2889 | 1523.66 | 189.7185 | 761.83 | 284.5778 | 342.8235 | 379.437 | 228.549 | 3613.3314 | 18066.6569 | 86719.953 | 180666.5687 | 216799.8824 | 144533.255 | 97559.9471 | 86719.953
2017 | 19189 | Trico Electric Cooperative Inc | AZ | Cooperative | 122.6 | 0.757 | 161.9551 | 46.7 | 0.382 | 122.2513 | 122.3 | 0.756 | 161.7725 | 46511 | 24.9 | N | . | . | . | . | . | . | . |  |  | . |  | 75.9 | 0.375 | 122.2513 | 202.4 | 202.4 | 17441.625 | 17441.625 | 37.5% | 17.8457 | 872.0812 | 35.6914 | 2180.2031 | 107.0742 | 3488.325 | 178.457 | 4360.4062 | 267.6855 | 3488.325 | 356.914 | 1744.1625 | 535.3711 | 784.8731 | 713.8281 | 523.2487 | 15562.9018 | 77814.5092 | 373509.6441 | 778145.0918 | 933774.1102 | 622516.0735 | 420198.3496 | 373509.6441
2017 | 19219 | Diverse Power Incorporated | AL | Cooperative | 142.3 | 1.3 | 109.4615 | 19.1 | 1.2 | 15.9167 | 142.3 | 1.3 | 109.4615 | 664 | 35 | Y | . | . | . | . | . | . | . |  |  | . |  | 123.2 | 0.1 | 15.9167 | 1232 | 1232 | 66.4 | 66.4 | 10% | 108.626 | 3.32 | 217.252 | 8.3 | 651.7561 | 13.28 | 1086.2601 | 16.6 | 1629.3902 | 13.28 | 2172.5202 | 6.64 | 3258.7803 | 2.988 | 4345.0404 | 1.992 | 360.6384 | 1803.1918 | 8655.3205 | 18031.9177 | 21638.3012 | 14425.5342 | 9737.2356 | 8655.3205
2017 | 19219 | Diverse Power Incorporated | GA | Cooperative | 296.1 | 2 | 148.05 | 97.4 | 1.2 | 81.1667 | 246.9 | 1.8 | 137.1667 | 33155 | 35 | Y | . | . | . | . | . | . | . |  |  | . |  | 198.7 | 0.8 | 81.1667 | 248.375 | 248.375 | 26524 | 26524 | 80% | 21.8993 | 1326.2 | 43.7987 | 3315.5 | 131.396 | 5304.8 | 218.9934 | 6631 | 328.4901 | 5304.8 | 437.9868 | 2652.4 | 656.9802 | 1193.58 | 875.9735 | 795.72 | 29042.903 | 145214.5151 | 697029.6723 | 1452145.1506 | 1742574.1807 | 1161716.1205 | 784158.3813 | 697029.6723
2017 | 19229 | Truckee Donner P U D | CA | Political Subdivision | 2566.75 | 9.21 | 278.6916 | . | . | . | . | . | . | 13875 | 14.4 | N | . | . | . | . | . | . | . |  |  | . | [7 empty] | 13875 | 100% |  | 693.75 |  | 1734.375 |  | 1: 2775; 3: 3468.75; 5: 2775; 7: 1387.5 | 624.375 |  | 416.25
2017 | 19266 | Tullahoma Board-Public Utils | TN | Municipal | 121.594 | 3.205 | 37.9388 | 27.476 | 0.915 | 30.0284 | 121.594 | 3.205 | 37.9388 | 11165 | 12.5 | N | . | . | . | . | . | . | . |  |  | . |  | 94.118 | 2.29 | 30.0284 | 41.0996 | 94.118 | 25567.85 | 11165 | 100% | 8.2984 | 558.25 | 16.5969 | 1395.625 | 49.7906 | 2233 | 82.9843 | 2791.25 | 124.4764 | 2233 | 165.9686 | 1116.5 | 248.9528 | 502.425 | 331.9371 | 334.95 | 4632.5972 | 23162.9861 | 111182.3333 | 231629.8611 | 277955.8334 | 185303.8889 | 125080.125 | 111182.3333
2017 | 19281 | Turlock Irrigation District | CA | Political Subdivision | . | . | . | . | . | . | . | . | . | . | . |  | 74 | 0.93 | 79.5699 | 74 | 0.93 | 79.5699 | 86521 | N | F | 69 | N | 0 | 0 | 79.5699 |  |  | 0 | 0 | 0% |  | 0 |  | 0 |  | 1: 0; 3: 0; 5: 0; 7: 0 | 0 |  | 0
2017 | 19293 | Southeastern Electric Coop Inc - (SD) | SD | Cooperative | . | . | . | . | . | . | . | . | . | . | . |  | 97.11 | . | . | 97.11 | . | . | 17217 | N | O | 12 | Y | 0 |  |  |  | 0 |  | 17217 | 100% | 0 | 860.85 | 0 | 2152.125 | 0 | 3443.4 | 0 | 4304.25 | 0 | 3443.4 | 0 | 1721.7 | 0 | 774.765 | 0 | 516.51 | 0 | 0 | 0 | 0 | 0 | 0 | 0 | 0
2017 | 19324 | Two Rivers Water & Light | WI | Municipal | 3.238 | 0.03 | 107.9333 | . | . | . | . | . | . | 6134 | 13.2 | N | . | . | . | . | . | . | . |  |  | . | [7 empty] | 6134 | 100% |  | 306.7 |  | 766.75 |  | 1: 1226.8; 3: 1533.5; 5: 1226.8; 7: 613.4 | 276.03 |  | 184.02
2017 | 19325 | Umatilla Electric Coop Assn | OR | Cooperative | 251.024 | 1.759 | 142.7084 | 220.605 | 1.598 | 138.0507 | 209.369 | 1.345 | 155.6647 | 14795 | 12.5 | Y | . | . | . | . | . | . | . |  |  | . |  | 30.419 | 0.161 | 138.0507 | 188.9379 | 188.9379 | 2381.995 | 2381.995 | 16.1% | 16.6587 | 119.0998 | 33.3175 | 297.7494 | 99.9524 | 476.399 | 166.5874 | 595.4987 | 249.8811 | 476.399 | 333.1748 | 238.1995 | 499.7622 | 107.1898 | 666.3496 | 71.4598 | 1984.0519 | 9920.2595 | 47617.2455 | 99202.5948 | 119043.1137 | 79362.0758 | 53569.4012 | 47617.2455
2017 | 19390 | UGI Utilities, Inc | PA | Investor Owned | 64 | 0.49 | 130.6122 | 64 | 0.49 | 130.6122 | 64 | 0.49 | 130.6122 | 63690 | 13.8 | Y | . | . | . | . | . | . | . |  |  | . |  | 0 | 0 | 130.6122 |  |  | 0 | 0 | 0% |  | 0 |  | 0 |  | 1: 0; 3: 0; 5: 0; 7: 0 | 0 |  | 0
2017 | 19396 | Tri-County Electric Coop | MI | Cooperative | 232 | 1.52 | 152.6316 | 139 | 1.34 | 103.7313 | 225 | 1.25 | 180 | 25936 | 25 | N | . | . | . | . | . | . | . |  |  | . |  | 93 | 0.18 | 103.7313 | 516.6667 | 516.6667 | 4668.48 | 4668.48 | 18% | 45.5547 | 233.424 | 91.1095 | 583.56 | 273.3284 | 933.696 | 455.5474 | 1167.12 | 683.3211 | 933.696 | 911.0948 | 466.848 | 1366.6422 | 210.0816 | 1822.1896 | 140.0544 | 10633.5694 | 53167.8472 | 255205.6664 | 531678.4717 | 638014.1661 | 425342.7774 | 287106.3747 | 255205.6664
2017 | 19435 | Union Electric Membership Corp - (NC) | NC | Cooperative | 83.9 | 0.82 | 102.3171 | 49.54 | 0.54 | 91.7407 | 82 | 0.79 | 103.7975 | 75609 | 25 | N | . | . | . | . | . | . | . |  |  | . |  | 34.36 | 0.28 | 91.7407 | 122.7143 | 122.7143 | 21170.52 | 21170.52 | 28% | 10.8198 | 1058.526 | 21.6396 | 2646.315 | 64.9187 | 4234.104 | 108.1978 | 5292.63 | 162.2966 | 4234.104 | 216.3955 | 2117.052 | 324.5933 | 952.6734 | 432.791 | 635.1156 | 11453.0135 | 57265.0677 | 274872.3252 | 572650.6774 | 687180.8129 | 458120.542 | 309231.3658 | 274872.3252
2017 | 19436 | Union Electric Co - (MO) | MO | Investor Owned | 244 | 1.04 | 234.6154 | 85 | 0.68 | 125 | . | . | . | 1224727 | 69 | Y | . | . | . | . | . | . | . |  |  | . |  | 159 | 0.36 | 125 | 441.6667 | 441.6667 | 440901.72 | 440901.72 | 36% | 38.942 | 22045.086 | 77.8839 | 55112.715 | 233.6517 | 88180.344 | 389.4195 | 110225.43 | 584.1293 | 88180.344 | 778.8391 | 44090.172 | 1168.2586 | 19840.5774 | 1557.6782 | 13227.0516 | 858478.7348 | 4292393.6738 | 20603489.6341 | 42923936.7377 | 51508724.0852 | 34339149.3902 | 23178925.8384 | 20603489.6341
2017 | 19437 | Western Iowa Power Coop | IA | Cooperative | 37 | 0.604 | 61.2583 | 37 | 0.604 | 61.2583 | 24.84 | 0.301 | 82.5249 | 5523 | 12.4 | N | . | . | . | . | . | . | . |  |  | . |  | 0 | 0 | 61.2583 |  |  | 0 | 0 | 0% |  | 0 |  | 0 |  | 1: 0; 3: 0; 5: 0; 7: 0 | 0 |  | 0
2017 | 19445 | Southern Indiana R E C, Inc | IN | Cooperative | 150.9 | 0.948 | 159.1772 | 142.4 | 0.948 | 150.211 | . | . | . | 9452 | 12.5 | Y | . | . | . | . | . | . | . |  |  | . |  | 8.5 | 0 | 150.211 |  |  | 0 | 0 | 0% |  | 0 |  | 0 |  | 1: 0; 3: 0; 5: 0; 7: 0 | 0 |  | 0
2017 | 19446 | Duke Energy Kentucky, Inc. | KY | Investor Owned | 227.3 | 1.1 | 206.6364 | 98.1 | 0.8 | 122.625 | 214.7 | 0.91 | 235.9341 | 142556 | 12.5 | Y | . | . | . | . | . | . | . |  |  | . |  | 129.2 | 0.3 | 122.625 | 430.6667 | 430.6667 | 42766.8 | 42766.8 | 30% | 37.9721 | 2138.34 | 75.9442 | 5345.85 | 227.8325 | 8553.36 | 379.7208 | 10691.7 | 569.5812 | 8553.36 | 759.4416 | 4276.68 | 1139.1624 | 1924.506 | 1518.8832 | 1283.004 | 81197.2162 | 405986.0808 | 1948733.188 | 4059860.8082 | 4871832.9699 | 3247888.6466 | 2192324.8364 | 1948733.188
2017 | 19490 | United Electric Coop Service Inc - (TX) | TX | Cooperative | 103.42 | 0.96 | 107.7292 | 58.8 | 0.74 | 79.4595 | 58.01 | 0.72 | 80.5694 | 81690 | 25 | Y | . | . | . | . | . | . | . |  |  | . |  | 44.62 | 0.22 | 79.4595 | 202.8182 | 202.8182 | 17971.8 | 17971.8 | 22% | 17.8826 | 898.59 | 35.7651 | 2246.475 | 107.2954 | 3594.36 | 178.8257 | 4492.95 | 268.2386 | 3594.36 | 357.6515 | 1797.18 | 536.4772 | 808.731 | 715.3029 | 539.154 | 16069.1012 | 80345.5062 | 385658.43 | 803455.0625 | 964146.0749 | 642764.05 | 433865.7337 | 385658.43
2017 | 19493 | Union County Electric Coop Inc | SD | Cooperative | . | . | . | . | . | . | . | . | . | . | . |  | 11.47 | 0.19 | 60.3684 | . | . | . | 1519 | Y | O | 7.2 | N | [6 empty] | 1519 | 100% |  | 75.95 |  | 189.875 |  | 1: 303.8; 3: 379.75; 5: 303.8; 7: 151.9 | 68.355 |  | 45.57
2017 | 19497 | United Illuminating Co | CT | Investor Owned | . | . | . | . | . | . | . | . | . | . | . |  | 78.83 | 0.6 | 131.3833 | 33 | 0.41 | 80.4878 | 332396 | N | F | 69 | N | 45.83 | 0.19 | 80.4878 | 241.2105 | 241.2105 | 63155.24 | 63155.24 | 19% | 21.2676 | 3157.762 | 42.5353 | 7894.405 | 127.6059 | 12631.048 | 212.6764 | 15788.81 | 319.0147 | 12631.048 | 425.3529 | 6315.524 | 638.0293 | 2841.9858 | 850.7058 | 1894.6572 | 67158.1573 | 335790.7865 | 1611795.7751 | 3357907.8648 | 4029489.4378 | 2686326.2918 | 1813270.247 | 1611795.7751
2017 | 19499 | United Power, Inc | CO | Cooperative | 118.9 | 1.354 | 87.8139 | . | . | . | . | . | . | 83003 | 69 | Y | . | . | . | . | . | . | . |  |  | . | [7 empty] | 83003 | 100% |  | 4150.15 |  | 10375.375 |  | 1: 16600.6; 3: 20750.75; 5: 16600.6; 7: 8300.3 | 3735.135 |  | 2490.09
2017 | 19501 | Union Rural Electric Coop, Inc | OH | Cooperative | 163.3 | 1.428 | 114.3557 | 62.4 | 0.813 | 76.7528 | 163.3 | 1.428 | 114.3557 | 9768 | 69 | Y | . | . | . | . | . | . | . |  |  | . |  | 100.9 | 0.615 | 76.7528 | 164.065 | 164.065 | 6007.32 | 6007.32 | 61.5% | 14.4657 | 300.366 | 28.9314 | 750.915 | 86.7941 | 1201.464 | 144.6569 | 1501.83 | 216.9854 | 1201.464 | 289.3138 | 600.732 | 433.9707 | 270.3294 | 578.6276 | 180.2196 | 4345.0016 | 21725.0081 | 104280.0388 | 217250.0808 | 260700.097 | 173800.0647 | 117315.0436 | 104280.0388
2017 | 19545 | Black Hills Power, Inc. d/b/a | MT | Investor Owned | 1023.088 | 4.441 | 230.3733 | 128.75 | 0.625 | 206 | 1023.088 | 4.441 | 230.3733 | 34 | 35 | Y | . | . | . | . | . | . | . |  |  | . |  | 894.338 | 3.816 | 206 | 234.3653 | 894.338 | 129.744 | 34 | 100% | 78.8542 | 1.7 | 157.7084 | 4.25 | 473.1252 | 6.8 | 788.542 | 8.5 | 1182.8129 | 6.8 | 1577.0839 | 3.4 | 2365.6259 | 1.53 | 3154.1678 | 1.02 | 134.0521 | 670.2607 | 3217.2512 | 6702.6066 | 8043.1279 | 5362.0853 | 3619.4076 | 3217.2512
2017 | 19545 | Black Hills Power, Inc. d/b/a | SD | Investor Owned | 78.47 | 1.094 | 71.7276 | 70.147 | 1.069 | 65.6193 | 78.024 | 1.061 | 73.5382 | 69492 | 35 | Y | . | . | . | . | . | . | . |  |  | . |  | 8.323 | 0.025 | 65.6193 | 332.92 | 332.92 | 1737.3 | 1737.3 | 2.5% | 29.3537 | 86.865 | 58.7074 | 217.1625 | 176.1223 | 347.46 | 293.5371 | 434.325 | 440.3057 | 347.46 | 587.0742 | 173.73 | 880.6113 | 78.1785 | 1174.1484 | 52.119 | 2549.8101 | 12749.0503 | 61195.4415 | 127490.5032 | 152988.6038 | 101992.4025 | 68844.8717 | 61195.4415
2017 | 19545 | Black Hills Power, Inc. d/b/a | WY | Investor Owned | 27.896 | 0.152 | 183.5263 | 6.17 | 0.05 | 123.4 | 27.896 | 0.152 | 183.5263 | 2579 | 35 | Y | . | . | . | . | . | . | . |  |  | . |  | 21.726 | 0.102 | 123.4 | 213 | 213 | 263.058 | 263.058 | 10.2% | 18.7803 | 13.1529 | 37.5606 | 32.8822 | 112.6819 | 52.6116 | 187.8031 | 65.7645 | 281.7046 | 52.6116 | 375.6062 | 26.3058 | 563.4093 | 11.8376 | 751.2123 | 7.8917 | 247.0155 | 1235.0776 | 5928.3725 | 12350.776 | 14820.9313 | 9880.6208 | 6669.4191 | 5928.3725
2017 | 19547 | Hawaiian Electric Co Inc | HI | Investor Owned | 138.65 | 1.4 | 99.0357 | 96.58 | 1.15 | 83.9826 | 137.97 | 1.306 | 105.6432 | 304359 | 25 | N | . | . | . | . | . | . | . |  |  | . |  | 42.07 | 0.25 | 83.9826 | 168.28 | 168.28 | 76089.75 | 76089.75 | 25% | 14.8373 | 3804.4875 | 29.6747 | 9511.2188 | 89.024 | 15217.95 | 148.3733 | 19022.4375 | 222.5599 | 15217.95 | 296.7465 | 7608.975 | 445.1198 | 3424.0388 | 593.493 | 2282.6925 | 56448.4194 | 282242.0969 | 1354762.0652 | 2822420.9691 | 3386905.163 | 2257936.7753 | 1524107.3233 | 1354762.0652
2017 | 19558 | Homer Electric Assn Inc | AK | Cooperative | 249.3 | 2.02 | 123.4158 | 177.76 | 1.85 | 96.0865 | 247.78 | 1.83 | 135.3989 | 32166 | 25 | N | . | . | . | . | . | . | . |  |  | . |  | 71.54 | 0.17 | 96.0865 | 420.8235 | 420.8235 | 5468.22 | 5468.22 | 17% | 37.1042 | 273.411 | 74.2084 | 683.5275 | 222.6252 | 1093.644 | 371.0421 | 1367.055 | 556.5631 | 1093.644 | 742.0841 | 546.822 | 1113.1262 | 246.0699 | 1484.1682 | 164.0466 | 10144.6979 | 50723.4895 | 243472.7496 | 507234.8949 | 608681.8739 | 405787.9159 | 273906.8433 | 243472.7496
2017 | 19574 | Upper Cumberland E M C | TN | Cooperative | 225.643 | . | . | 107.11 | . | . | 213.843 | . | . | 50491 | 12.5 | N | . | . | . | . | . | . | . |  |  | . |  | 118.533 |  |  |  | 118.533 |  | 50491 | 100% | 10.4511 | 2524.55 | 20.9022 | 6311.375 | 62.7067 | 10098.2 | 104.5111 | 12622.75 | 156.7666 | 10098.2 | 209.0222 | 5049.1 | 313.5333 | 2272.095 | 418.0444 | 1514.73 | 26384.3484 | 131921.7422 | 633224.3624 | 1319217.4217 | 1583060.906 | 1055373.9373 | 712377.4077 | 633224.3624
2017 | 19578 | Upper Peninsula Power Company | MI | Investor Owned | 602.6 | 2.2 | 273.9091 | 176.1 | 1.3 | 135.4615 | 573 | 2.1 | 272.8571 | 59298 | 50 | N | . | . | . | . | . | . | . |  |  | . |  | 426.5 | 0.9 | 135.4615 | 473.8889 | 473.8889 | 53368.2 | 53368.2 | 90% | 41.783 | 2668.41 | 83.566 | 6671.025 | 250.698 | 10673.64 | 417.83 | 13342.05 | 626.745 | 10673.64 | 835.6601 | 5336.82 | 1253.4901 | 2401.569 | 1671.3201 | 1601.046 | 111494.1822 | 557470.9111 | 2675860.3733 | 5574709.1109 | 6689650.9331 | 4459767.2888 | 3010342.9199 | 2675860.3733
2017 | 19579 | Upshur Rural Elec Coop Corp | TX | Cooperative | 1049 | 5.3 | 197.9245 | 741.1 | 4.58 | 161.8122 | 809.2 | 3.87 | 209.0956 | 46337 | 25 | Y | . | . | . | . | . | . | . |  |  | . |  | 307.9 | 0.72 | 161.8122 | 427.6389 | 427.6389 | 33362.64 | 33362.64 | 72% | 37.7051 | 1668.132 | 75.4102 | 4170.33 | 226.2307 | 6672.528 | 377.0512 | 8340.66 | 565.5768 | 6672.528 | 754.1024 | 3336.264 | 1131.1536 | 1501.3188 | 1508.2048 | 1000.8792 | 62897.1152 | 314485.576 | 1509530.765 | 3144855.7605 | 3773826.9126 | 2515884.6084 | 1698222.1107 | 1509530.765
2017 | 19667 | Utilities Dist-Western IN REMC | IN | Cooperative | 448.06 | 2.48 | 180.6694 | 337.25 | 2.22 | 151.9144 | 411.28 | 1.95 | 210.9128 | 19033 | 15 | Y | . | . | . | . | . | . | . |  |  | . |  | 110.81 | 0.26 | 151.9144 | 426.1923 | 426.1923 | 4948.58 | 4948.58 | 26% | 37.5776 | 247.429 | 75.1551 | 618.5725 | 225.4654 | 989.716 | 375.7757 | 1237.145 | 563.6636 | 989.716 | 751.5515 | 494.858 | 1127.3272 | 222.6861 | 1503.1029 | 148.4574 | 9297.7813 | 46488.9066 | 223146.7517 | 464889.0661 | 557866.8794 | 371911.2529 | 251040.0957 | 223146.7517
2017 | 19728 | UNS Electric, Inc | AZ | Investor Owned | 196.27 | 1.65 | 118.9515 | 92.76 | 0.48 | 193.25 | 103.51 | 1.17 | 88.4701 | 96134 | 69 | Y | . | . | . | . | . | . | . |  |  | . |  | 103.51 | 1.17 | 193.25 | 88.4701 | 103.51 | 112476.78 | 96134 | 100% | 9.1265 | 4806.7 | 18.253 | 12016.75 | 54.7591 | 19226.8 | 91.2652 | 24033.5 | 136.8979 | 19226.8 | 182.5305 | 9613.4 | 273.7957 | 4326.03 | 365.061 | 2884.02 | 43868.4659 | 219342.3293 | 1052843.1807 | 2193423.2932 | 2632107.9518 | 1754738.6345 | 1184448.5783 | 1052843.1807
2017 | 19785 | Verdigris Valley Elec Coop Inc | OK | Cooperative | . | . | . | . | . | . | . | . | . | . | . |  | 366.169 | 2.379 | 153.9172 | 287.612 | 2.184 | 131.6905 | 36493 | N | F | 24.9 | Y | 78.557 | 0.195 | 131.6905 | 402.8564 | 402.8564 | 7116.135 | 7116.135 | 19.5% | 35.52 | 355.8068 | 71.0401 | 889.5169 | 213.1202 | 1423.227 | 355.2004 | 1779.0338 | 532.8005 | 1423.227 | 710.4007 | 711.6135 | 1065.6011 | 320.2261 | 1420.8014 | 213.484 | 12638.2686 | 63191.3432 | 303318.4471 | 631913.4315 | 758296.1178 | 505530.7452 | 341233.253 | 303318.4471
2017 | 19790 | Verendrye Electric Coop Inc | ND | Cooperative | 42.05 | 0.75 | 56.0667 | 42.05 | 0.75 | 56.0667 | 40.25 | 0.58 | 69.3966 | 18293 | 25 | N | . | . | . | . | . | . | . |  |  | . |  | 0 | 0 | 56.0667 |  |  | 0 | 0 | 0% |  | 0 |  | 0 |  | 1: 0; 3: 0; 5: 0; 7: 0 | 0 |  | 0
2017 | 19791 | Vermont Electric Cooperative, Inc. | VT | Cooperative | 1744.41 | 2.72 | 641.3272 | 200.78 | 1.72 | 116.7326 | 1733.61 | 2.59 | 669.3475 | 38372 | 35 | Y | . | . | . | . | . | . | . |  |  | . |  | 1543.63 | 1 | 116.7326 | 1543.63 | 1543.63 | 38372 | 38372 | 100% | 136.1026 | 1918.6 | 272.2051 | 4796.5 | 816.6154 | 7674.4 | 1361.0257 | 9593 | 2041.5386 | 7674.4 | 2722.0514 | 3837.2 | 4083.0771 | 1726.74 | 5444.1029 | 1151.16 | 261126.3939 | 1305631.9697 | 6267033.4547 | 13056319.6973 | 15667583.6367 | 10445055.7578 | 7050412.6365 | 6267033.4547
2017 | 19798 | City of Vernon | CA | Municipal | . | . | . | . | . | . | . | . | . | . | . |  | 32.85 | 0.53 | 61.9811 | 32.85 | 0.53 | 61.9811 | 1954 | N | F | 69 | Y | 0 | 0 | 61.9811 |  |  | 0 | 0 | 0% |  | 0 |  | 0 |  | 1: 0; 3: 0; 5: 0; 7: 0 | 0 |  | 0
2017 | 19804 | City of Vero Beach - (FL) | FL | Municipal | . | . | . | . | . | . | . | . | . | . | . |  | . | . | . | 133.516 | 2.268 | 58.8695 | 35519 | N | L | 13.8 | Y |  |  | 58.8695 |  |  |  | 35519 | 100% |  | 1775.95 |  | 4439.875 |  | 1: 7103.8; 3: 8879.75; 5: 7103.8; 7: 3551.9 | 1598.355 |  | 1065.57
2017 | 19806 | Victoria Electric Coop, Inc | TX | Cooperative | 9741.87 | 5.03 | 1936.7535 | 306.79 | 2.17 | 141.3779 | 9698.92 | 4.45 | 2179.5326 | 22665 | 14.4 | Y | . | . | . | . | . | . | . |  |  | . |  | 9435.08 | 2.86 | 141.3779 | 3298.979 | 9435.08 | 64821.9 | 22665 | 100% | 831.8954 | 1133.25 | 1663.7907 | 2833.125 | 4991.3722 | 4533 | 8318.9537 | 5666.25 | 12478.4306 | 4533 | 16637.9074 | 2266.5 | 24956.8611 | 1019.925 | 33275.8148 | 679.95 | 942745.4292 | 4713727.1462 | 22625890.3018 | 47137271.4622 | 56564725.7546 | 37709817.1697 | 25454126.5896 | 22625890.3018
2017 | 19813 | Vernon Electric Coop | WI | Cooperative | 277.9 | . | . | 124.5 | . | . | 153.4 | . | . | 11150 | . | Y | . | . | . | . | . | . | . |  |  | . |  | 153.4 |  |  |  | 153.4 |  | 11150 | 100% | 13.5253 | 557.5 | 27.0507 | 1393.75 | 81.1521 | 2230 | 135.2535 | 2787.5 | 202.8802 | 2230 | 270.507 | 1115 | 405.7605 | 501.75 | 541.014 | 334.5 | 7540.3821 | 37701.9104 | 180969.1697 | 377019.1036 | 452422.9243 | 301615.2829 | 203590.3159 | 180969.1697
2017 | 19820 | Victory Electric Coop Assn Inc | KS | Cooperative | 1545.4 | . | . | 369 | . | . | 1545.1 | . | . | 19650 | 13.8 | Y | . | . | . | . | . | . | . |  |  | . |  | 1176.4 |  |  |  | 1176.4 |  | 19650 | 100% | 103.7237 | 982.5 | 207.4475 | 2456.25 | 622.3424 | 3930 | 1037.2373 | 4912.5 | 1555.856 | 3930 | 2074.4747 | 1965 | 3111.712 | 884.25 | 4148.9493 | 589.5 | 101908.5672 | 509542.8361 | 2445805.6135 | 5095428.3615 | 6114514.0338 | 4076342.6892 | 2751531.3152 | 2445805.6135
2017 | 19840 | Valley Electric Assn, Inc | NV | Cooperative | 124.06 | 1.552 | 79.9356 | 64.46 | 1.167 | 55.2356 | 119.75 | 1.493 | 80.2076 | 21945 | 24.9 | Y | . | . | . | . | . | . | . |  |  | . |  | 59.6 | 0.385 | 55.2356 | 154.8052 | 154.8052 | 8448.825 | 8448.825 | 38.5% | 13.6492 | 422.4413 | 27.2985 | 1056.1031 | 81.8955 | 1689.765 | 136.4925 | 2112.2063 | 204.7387 | 1689.765 | 272.9849 | 844.8825 | 409.4774 | 380.1971 | 545.9698 | 253.4648 | 5766.0044 | 28830.022 | 138384.1058 | 288300.2204 | 345960.2645 | 230640.1763 | 155682.119 | 138384.1058
2017 | 19876 | Virginia Electric & Power Co | NC | Investor Owned | . | . | . | . | . | . | . | . | . | . | . |  | 165.88 | 1.005 | 165.0547 | 110.99 | 0.899 | 123.4594 | 122729 | N | O | 34.5 | Y | 54.89 | 0.106 | 123.4594 | 517.8302 | 517.8302 | 13009.274 | 13009.274 | 10.6% | 45.6573 | 650.4637 | 91.3147 | 1626.1592 | 273.944 | 2601.8548 | 456.5733 | 3252.3185 | 684.8599 | 2601.8548 | 913.1465 | 1300.9274 | 1369.7198 | 585.4173 | 1826.2931 | 390.2782 | 29698.4341 | 148492.1707 | 712762.4193 | 1484921.7068 | 1781906.0482 | 1187937.3655 | 801857.7217 | 712762.4193
2017 | 19876 | Virginia Electric & Power Co | VA | Investor Owned | . | . | . | . | . | . | . | . | . | . | . |  | 166.67 | 1.321 | 126.1696 | 117.41 | 1.1 | 106.7364 | 2456901 | N | O | 34.5 | Y | 49.26 | 0.221 | 106.7364 | 222.8959 | 222.8959 | 542975.121 | 542975.121 | 22.1% | 19.6528 | 27148.756 | 39.3057 | 67871.8901 | 117.917 | 108595.0242 | 196.5284 | 135743.7803 | 294.7926 | 108595.0242 | 393.0567 | 54297.5121 | 589.5851 | 24433.8804 | 786.1135 | 16289.2536 | 533550.0805 | 2667750.4025 | 12805201.932 | 26677504.025 | 32013004.83 | 21342003.22 | 14405852.1735 | 12805201.932
2017 | 19882 | Virginia Tech Electric Service | VA | State | . | . | . | . | . | . | . | . | . | . | . |  | 39 | 0.308 | 126.6234 | . | . | . | 6427 | N | L | 12.5 | N | [6 empty] | 6427 | 100% |  | 321.35 |  | 803.375 |  | 1: 1285.4; 3: 1606.75; 5: 1285.4; 7: 642.7 | 289.215 |  | 192.81
2017 | 19951 | City of Wadsworth - (OH) | OH | Municipal | 10.981 | 1 | 10.981 | . | . | . | . | . | . | 13513 | 12.5 | Y | . | . | . | . | . | . | . |  |  | . | [7 empty] | 13513 | 100% |  | 675.65 |  | 1689.125 |  | 1: 2702.6; 3: 3378.25; 5: 2702.6; 7: 1351.3 | 608.085 |  | 405.39
2017 | 19974 | Town of Wake Forest - (NC) | NC | Municipal | . | . | . | . | . | . | . | . | . | . | . |  | 83.7 | 1 | 83.7 | . | . | . | 7169.9 | N | L | 13.2 | N | [6 empty] | 7169.9 | 100% |  | 358.495 |  | 896.2375 |  | 1: 1433.98; 3: 1792.475; 5: 1433.98; 7: 716.99 | 322.6455 |  | 215.097
2017 | 19981 | Wake Electric Membership Corp | NC | Cooperative | 87.1 | 1.466 | 59.4134 | 72.8 | 1.296 | 56.1728 | 67.9 | 1.104 | 61.5036 | 42831 | 23 | Y | . | . | . | . | . | . | . |  |  | . |  | 14.3 | 0.17 | 56.1728 | 84.1176 | 84.1176 | 7281.27 | 7281.27 | 17% | 7.4167 | 364.0635 | 14.8334 | 910.1588 | 44.5002 | 1456.254 | 74.1669 | 1820.3175 | 111.2504 | 1456.254 | 148.3338 | 728.127 | 222.5008 | 327.6572 | 296.6677 | 218.4381 | 2700.1468 | 13500.734 | 64803.5233 | 135007.3402 | 162008.8082 | 108005.8722 | 72903.9637 | 64803.5233
2017 | 20038 | Town of Wallingford - (CT) | CT | Municipal | . | . | . | . | . | . | . | . | . | . | . |  | 116.17 | 0.435 | 267.0575 | 22.03 | 0.279 | 78.9606 | 24906 | N | L | 13.8 | N | 94.14 | 0.156 | 78.9606 | 603.4615 | 603.4615 | 3885.336 | 3885.336 | 15.6% | 53.2075 | 194.2668 | 106.415 | 485.667 | 319.2449 | 777.0672 | 532.0748 | 971.334 | 798.1122 | 777.0672 | 1064.1497 | 388.5336 | 1596.2245 | 174.8401 | 2128.2993 | 116.5601 | 10336.4475 | 51682.2375 | 248074.7399 | 516822.3747 | 620186.8497 | 413457.8998 | 279084.0824 | 248074.7399
2017 | 20065 | Walton Electric Member Corp | GA | Cooperative | 1008 | 1.54 | 654.5454 | 108 | 0.72 | 150 | . | . | . | 124928 | 25 | N | . | . | . | . | . | . | . |  |  | . |  | 900 | 0.82 | 150 | 1097.561 | 1097.561 | 102440.96 | 102440.96 | 82% | 96.7725 | 5122.048 | 193.5449 | 12805.12 | 580.6348 | 20488.192 | 967.7246 | 25610.24 | 1451.5869 | 20488.192 | 1935.4492 | 10244.096 | 2903.1738 | 4609.8432 | 3870.8984 | 3073.2288 | 495673.1815 | 2478365.9074 | 11896156.3556 | 24783659.0742 | 29740390.8891 | 19826927.2594 | 13383175.9001 | 11896156.3556
2017 | 20130 | Warren Rural Elec Coop Corp | KY | Cooperative | 139.26 | 1.75 | 79.5771 | 90.96 | 1.24 | 73.3548 | 120.72 | 1.37 | 88.1168 | 63981 | 12.5 | Y | . | . | . | . | . | . | . |  |  | . |  | 48.3 | 0.51 | 73.3548 | 94.7059 | 94.7059 | 32630.31 | 32630.31 | 51% | 8.3503 | 1631.5155 | 16.7005 | 4078.7888 | 50.1016 | 6526.062 | 83.5026 | 8157.5775 | 125.2539 | 6526.062 | 167.0052 | 3263.031 | 250.5078 | 1468.3639 | 334.0105 | 978.9093 | 13623.581 | 68117.9052 | 326965.945 | 681179.0522 | 817414.8626 | 544943.2417 | 367836.6882 | 326965.945
2017 | 20134 | City of Warroad | MN | Municipal | . | . | . | . | . | . | . | . | . | . | . |  | 428.5 | 0.816 | 525.1226 | . | . | . | 926 | N | L | 7.2 | N | [6 empty] | 926 | 100% |  | 46.3 |  | 115.75 |  | 1: 185.2; 3: 231.5; 5: 185.2; 7: 92.6 | 41.67 |  | 27.78
2017 | 20136 | City of Waseca - (MN) | MN | Municipal | 26 | 0.47 | 55.3191 | . | . | . | . | . | . | 4174 | 13.8 | N | . | . | . | . | . | . | . |  |  | . | [7 empty] | 4174 | 100% |  | 208.7 |  | 521.75 |  | 1: 834.8; 3: 1043.5; 5: 834.8; 7: 417.4 | 187.83 |  | 125.22
2017 | 20146 | Washington Elec Member Corp | GA | Cooperative | 2222.53 | . | . | 220.15 | . | . | 2191.19 | . | . | 15469 | 25 | Y | . | . | . | . | . | . | . |  |  | . |  | 2002.38 |  |  |  | 2002.38 |  | 15469 | 100% | 176.5508 | 773.45 | 353.1015 | 1933.625 | 1059.3046 | 3093.8 | 1765.5077 | 3867.25 | 2648.2616 | 3093.8 | 3531.0154 | 1546.9 | 5296.5231 | 696.105 | 7062.0309 | 464.07 | 136553.1942 | 682765.9711 | 3277276.661 | 6827659.7105 | 8193191.6526 | 5462127.7684 | 3686936.2437 | 3277276.661
2017 | 20169 | Avista Corp | ID | Investor Owned | 294 | 1.77 | 166.1017 | 261 | 1.67 | 156.2874 | 243 | 1.36 | 178.6765 | 129688 | 35 | N | . | . | . | . | . | . | . |  |  | . |  | 33 | 0.1 | 156.2874 | 330 | 330 | 12968.8 | 12968.8 | 10% | 29.0963 | 648.44 | 58.1925 | 1621.1 | 174.5775 | 2593.76 | 290.9625 | 3242.2 | 436.4438 | 2593.76 | 581.9251 | 1296.88 | 872.8876 | 583.596 | 1163.8501 | 389.064 | 18867.1741 | 94335.8707 | 452812.1793 | 943358.7068 | 1132030.4482 | 754686.9655 | 509413.7017 | 452812.1793
2017 | 20169 | Avista Corp | WA | Investor Owned | 153 | 0.98 | 156.1224 | 143 | 0.87 | 164.3678 | 136 | 0.87 | 156.3218 | 250814 | 35 | N | . | . | . | . | . | . | . |  |  | . |  | 10 | 0.11 | 164.3678 | 90.9091 | 90.9091 | 27589.54 | 27589.54 | 11% | 8.0155 | 1379.477 | 16.031 | 3448.6925 | 48.093 | 5517.908 | 80.155 | 6897.385 | 120.2324 | 5517.908 | 160.3099 | 2758.954 | 240.4649 | 1241.5293 | 320.6199 | 827.6862 | 11057.1932 | 55285.9662 | 265372.6378 | 552859.662 | 663431.5944 | 442287.7296 | 298544.2175 | 265372.6378
2017 | 20187 | Watertown Municipal Utilities | SD | Municipal | 79.289 | 0.671 | 118.1654 | 79.289 | 0.671 | 118.1654 | . | . | . | 12916 | 12.5 | N | . | . | . | . | . | . | . |  |  | . |  | 0 | 0 | 118.1654 |  |  | 0 | 0 | 0% |  | 0 |  | 0 |  | 1: 0; 3: 0; 5: 0; 7: 0 | 0 |  | 0
2017 | 20211 | Village of Waunakee - (WI) | WI | Municipal | 2.833 | 0.017 | 166.6471 | 2.833 | 0.017 | 166.6471 | . | . | . | 5871 | 14.4 | N | . | . | . | . | . | . | . |  |  | . |  | 0 | 0 | 166.6471 |  |  | 0 | 0 | 0% |  | 0 |  | 0 |  | 1: 0; 3: 0; 5: 0; 7: 0 | 0 |  | 0
2017 | 20213 | Waupun Utilities | WI | Municipal | 12.281 | 0.297 | 41.3502 | 12.281 | 0.297 | 41.3502 | 12.281 | 0.297 | 41.3502 | 4292 | 12.4 | N | . | . | . | . | . | . | . |  |  | . |  | 0 | 0 | 41.3502 |  |  | 0 | 0 | 0% |  | 0 |  | 0 |  | 1: 0; 3: 0; 5: 0; 7: 0 | 0 |  | 0
2017 | 20214 | Waverly Municipal Elec Utility | IA | Municipal | . | . | . | . | . | . | . | . | . | . | . |  | 1.338 | 0.057 | 23.4737 | 1.338 | 0.057 | 23.4737 | 4845 | N | L | 12.5 | Y | 0 | 0 | 23.4737 |  |  | 0 | 0 | 0% |  | 0 |  | 0 |  | 1: 0; 3: 0; 5: 0; 7: 0 | 0 |  | 0
2017 | 20216 | Whitewater Valley Rural EMC | IN | Cooperative | 227.107 | 1.525 | 148.9226 | 227.107 | 1.525 | 148.9226 | 212.691 | 1.222 | 174.0515 | 11925 | 12 | N | . | . | . | . | . | . | . |  |  | . |  | 0 | 0 | 148.9226 |  |  | 0 | 0 | 0% |  | 0 |  | 0 |  | 1: 0; 3: 0; 5: 0; 7: 0 | 0 |  | 0
2017 | 20228 | Weakley County Mun Elec Sys | TN | Municipal | 220.263 | 3.489 | 63.1307 | 174.773 | 3.075 | 56.8367 | 220.263 | 3.489 | 63.1307 | 20398 | 14.4 | N | . | . | . | . | . | . | . |  |  | . |  | 45.49 | 0.414 | 56.8367 | 109.8792 | 109.8792 | 8444.772 | 8444.772 | 41.4% | 9.6881 | 422.2386 | 19.3762 | 1055.5965 | 58.1286 | 1688.9544 | 96.881 | 2111.193 | 145.3215 | 1688.9544 | 193.762 | 844.4772 | 290.6431 | 380.0147 | 387.5241 | 253.3432 | 4090.6908 | 20453.4538 | 98176.5782 | 204534.5378 | 245441.4454 | 163627.6303 | 110448.6504 | 98176.5782
2017 | 20310 | Town of Wellesley - (MA) | MA | Municipal | . | . | . | . | . | . | . | . | . | . | . |  | 16.11 | 0.39 | 41.3077 | . | . | . | 10035 | N | L | 13.8 | N | [6 empty] | 10035 | 100% |  | 501.75 |  | 1254.375 |  | 1: 2007; 3: 2508.75; 5: 2007; 7: 1003.5 | 451.575 |  | 301.05
2017 | 20318 | Webster Electric Coop | MO | Cooperative | . | . | . | . | . | . | . | . | . | . | . |  | 96.567 | 1.037 | 93.1215 | 96.567 | 1.037 | 93.1215 | 18455 | N | L | 25 | N | 0 | 0 | 93.1215 |  |  | 0 | 0 | 0% |  | 0 |  | 0 |  | 1: 0; 3: 0; 5: 0; 7: 0 | 0 |  | 0
2017 | 20334 | Wellsborough Electric Co | PA | Investor Owned | . | . | . | . | . | . | . | . | . | . | . |  | 97.1 | 1.08 | 89.9074 | 97.1 | 1.08 | 89.9074 | 6321 | N | F | 15 | Y | 0 | 0 | 89.9074 |  |  | 0 | 0 | 0% |  | 0 |  | 0 |  | 1: 0; 3: 0; 5: 0; 7: 0 | 0 |  | 0
2017 | 20368 | West Central Electric Coop Inc - (SD) | SD | Cooperative | 113.7 | 1.842 | 61.7264 | 107 | 1.797 | 59.5437 | 96.5 | 0.976 | 98.873 | 6907 | 25 | Y | . | . | . | . | . | . | . |  |  | . |  | 6.7 | 0.045 | 59.5437 | 148.8889 | 148.8889 | 310.815 | 310.815 | 4.5% | 13.1276 | 15.5408 | 26.2552 | 38.8519 | 78.7656 | 62.163 | 131.276 | 77.7038 | 196.914 | 62.163 | 262.552 | 31.0815 | 393.8281 | 13.9867 | 525.1041 | 9.3245 | 204.0128 | 1020.0639 | 4896.3068 | 10200.6392 | 12240.7671 | 8160.5114 | 5508.3452 | 4896.3068
2017 | 20387 | West Penn Power Co | PA | Investor Owned | 299.395 | 1.502 | 199.3309 | 161.044 | 1.151 | 139.9166 | 264.098 | 1.329 | 198.7193 | 714821 | 25 | Y | . | . | . | . | . | . | . |  |  | . |  | 138.351 | 0.351 | 139.9166 | 394.1624 | 394.1624 | 250902.171 | 250902.171 | 35.1% | 34.7535 | 12545.1086 | 69.507 | 31362.7714 | 208.5209 | 50180.4342 | 347.5348 | 62725.5428 | 521.3022 | 50180.4342 | 695.0696 | 25090.2171 | 1042.6044 | 11290.5977 | 1390.1392 | 7527.0651 | 435986.1874 | 2179930.9369 | 10463668.4972 | 21799309.3691 | 26159171.2429 | 17439447.4953 | 11771627.0593 | 10463668.4972
2017 | 20404 | AEP Texas North Company | TX | Investor Owned | 171.4 | 1.58 | 108.481 | 115.7 | 1.439 | 80.4031 | 113.2 | 0.944 | 119.9153 | 189943 | 35 | Y | . | . | . | . | . | . | . |  |  | . |  | 55.7 | 0.141 | 80.4031 | 395.0355 | 395.0355 | 26781.963 | 26781.963 | 14.1% | 34.8305 | 1339.0982 | 69.6609 | 3347.7454 | 208.9828 | 5356.3926 | 348.3046 | 6695.4907 | 522.4569 | 5356.3926 | 696.6092 | 2678.1963 | 1044.9138 | 1205.1883 | 1393.2184 | 803.4589 | 46641.4038 | 233207.0191 | 1119393.6917 | 2332070.191 | 2798484.2292 | 1865656.1528 | 1259317.9032 | 1119393.6917
2017 | 20422 | Whetstone Valley Elec Coop Inc | SD | Cooperative | 129 | 1.331 | 96.9196 | 128.618 | 1.328 | 96.8509 | 35.221 | 0.309 | 113.9838 | 3451 | 13 | N | . | . | . | . | . | . | . |  |  | . |  | 0.382 | 0.003 | 96.8509 | 127.3333 | 127.3333 | 10.353 | 10.353 | 0.3% | 11.227 | 0.51765 | 22.4541 | 1.2941 | 67.3622 | 2.0706 | 112.2704 | 2.5882 | 168.4056 | 2.0706 | 224.5408 | 1.0353 | 336.8112 | 0.46588 | 449.0816 | 0.31059 | 5.8117 | 29.0584 | 139.4802 | 290.5838 | 348.7006 | 232.4671 | 156.9153 | 139.4802
2017 | 20455 | Western Massachusetts Electric Company | MA | Investor Owned | 84.5 | 0.748 | 112.9679 | 71.7 | 0.688 | 104.2151 | 84.42 | 0.743 | 113.6205 | 215255 | 34.5 | Y | . | . | . | . | . | . | . |  |  | . |  | 12.8 | 0.06 | 104.2151 | 213.3333 | 213.3333 | 12915.3 | 12915.3 | 6% | 18.8097 | 645.765 | 37.6194 | 1614.4125 | 112.8582 | 2583.06 | 188.097 | 3228.825 | 282.1455 | 2583.06 | 376.194 | 1291.53 | 564.291 | 581.1885 | 752.388 | 387.459 | 12146.6451 | 60733.2256 | 291519.4827 | 607332.2557 | 728798.7068 | 485865.8046 | 327959.4181 | 291519.4827
2017 | 20456 | Twin Valleys Public Power Dist | NE | Political Subdivision | . | . | . | . | . | . | . | . | . | . | . |  | 878.1 | . | . | . | . | . | 6457 | N | F | 69 | [7 empty] | 6457 | 100% |  | 322.85 |  | 807.125 |  | 1: 1291.4; 3: 1614.25; 5: 1291.4; 7: 645.7 | 290.565 |  | 193.71
2017 | 20477 | City of Westerville - (OH) | OH | Municipal | 66.46 | 0.96 | 69.2292 | 66.46 | 0.96 | 69.2292 | 66.46 | 0.96 | 69.2292 | 17007 | 13.2 | Y | . | . | . | . | . | . | . |  |  | . |  | 0 | 0 | 69.2292 |  |  | 0 | 0 | 0% |  | 0 |  | 0 |  | 1: 0; 3: 0; 5: 0; 7: 0 | 0 |  | 0
2017 | 20481 | City of Westfield - (MA) | MA | Municipal | . | . | . | . | . | . | . | . | . | . | . |  | 78.15 | 2.602 | 30.0346 | 76.08 | 1.24 | 61.3548 | 18169 | N | L | 22.9 | N | 2.07 | 1.362 | 61.3548 | 1.5198 | 2.07 | 24746.178 | 18169 | 100% | 0.18251 | 908.45 | 0.36503 | 2271.125 | 1.0951 | 3633.8 | 1.8251 | 4542.25 | 2.7377 | 3633.8 | 3.6503 | 1816.9 | 5.4754 | 817.605 | 7.3005 | 545.07 | 165.8038 | 829.019 | 3979.2913 | 8290.1903 | 9948.2284 | 6632.1522 | 4476.7028 | 3979.2913
2017 | 20510 | Wheatland Electric Coop, Inc | KS | Cooperative | 280.01 | 2.74 | 102.1934 | 58.73 | 1.17 | 50.1966 | 57.59 | 0.96 | 59.9896 | 32403 | 34.5 | N | . | . | . | . | . | . | . |  |  | . |  | 221.28 | 1.57 | 50.1966 | 140.9427 | 221.28 | 50872.71 | 32403 | 100% | 19.5104 | 1620.15 | 39.0207 | 4050.375 | 117.0622 | 6480.6 | 195.1036 | 8100.75 | 292.6554 | 6480.6 | 390.2072 | 3240.3 | 585.3108 | 1458.135 | 780.4144 | 972.09 | 31609.7098 | 158048.549 | 758633.0352 | 1580485.4901 | 1896582.5881 | 1264388.3921 | 853462.1646 | 758633.0352
2017 | 20521 | Wheeling Power Co | WV | Investor Owned | 751.7 | 2.642 | 284.5193 | 690.9 | 2.551 | 270.835 | 720.5 | 2.474 | 291.2288 | 41524 | 35 | Y | . | . | . | . | . | . | . |  |  | . |  | 60.8 | 0.091 | 270.835 | 668.1319 | 668.1319 | 3778.684 | 3778.684 | 9.1% | 58.9095 | 188.9342 | 117.819 | 472.3355 | 353.457 | 755.7368 | 589.095 | 944.671 | 883.6424 | 755.7368 | 1178.1899 | 377.8684 | 1767.2849 | 170.0408 | 2356.3798 | 113.3605 | 11130.0185 | 55650.0926 | 267120.4444 | 556500.9258 | 667801.1109 | 445200.7406 | 300510.4999 | 267120.4444
2017 | 20576 | White River Electric Assn, Inc | CO | Cooperative | . | . | . | . | . | . | . | . | . | . | . |  | 98.76 | 0.854 | 115.644 | . | . | . | 3374 | Y | L | 25 | N | [6 empty] | 3374 | 100% |  | 168.7 |  | 421.75 |  | 1: 674.8; 3: 843.5; 5: 674.8; 7: 337.4 | 151.83 |  | 101.22
2017 | 20603 | Northeastern Rural E M C | IN | Cooperative | 44.414 | 0.871 | 50.992 | 37.953 | 0.81 | 46.8556 | 42.259 | 0.798 | 52.9561 | 30322 | 12.5 | Y | . | . | . | . | . | . | . |  |  | . |  | 6.461 | 0.061 | 46.8556 | 105.918 | 105.918 | 1849.642 | 1849.642 | 6.1% | 9.3388 | 92.4821 | 18.6777 | 231.2053 | 56.0331 | 369.9284 | 93.3884 | 462.4105 | 140.0826 | 369.9284 | 186.7768 | 184.9642 | 280.1653 | 83.2339 | 373.5537 | 55.4893 | 863.6757 | 4318.3786 | 20728.2172 | 43183.7859 | 51820.5431 | 34547.0287 | 23319.2444 | 20728.2172
2017 | 20639 | Wild Rice Electric Coop, Inc | MN | Cooperative | . | . | . | . | . | . | . | . | . | . | . |  | 436 | 2.57 | 169.6498 | 382 | 2.35 | 162.5532 | 14200 | Y | F | 7.2 | N | 54 | 0.22 | 162.5532 | 245.4545 | 245.4545 | 3124 | 3124 | 22% | 21.6418 | 156.2 | 43.2837 | 390.5 | 129.851 | 624.8 | 216.4184 | 781 | 324.6276 | 624.8 | 432.8368 | 312.4 | 649.2552 | 140.58 | 865.6736 | 93.72 | 3380.4555 | 16902.2777 | 81130.9331 | 169022.7774 | 202827.3328 | 135218.2219 | 91272.2998 | 81130.9331
2017 | 20737 | Willmar Municipal Utilities | MN | Municipal | 27.235 | 0.35 | 77.8143 | 27.235 | 0.35 | 77.8143 | 27.235 | 0.35 | 77.8143 | 9213 | 12.5 | N | . | . | . | . | . | . | . |  |  | . |  | 0 | 0 | 77.8143 |  |  | 0 | 0 | 0% |  | 0 |  | 0 |  | 1: 0; 3: 0; 5: 0; 7: 0 | 0 |  | 0
2017 | 20785 | City of Wilson | NC | Municipal | 35.825 | 0.538 | 66.5892 | 29.827 | 0.473 | 63.0592 | 35.821 | 0.538 | 66.5818 | 36485 | 23 | N | . | . | . | . | . | . | . |  |  | . |  | 5.998 | 0.065 | 63.0592 | 92.2769 | 92.2769 | 2371.525 | 2371.525 | 6.5% | 8.1361 | 118.5763 | 16.2722 | 296.4406 | 48.8166 | 474.305 | 81.361 | 592.8813 | 122.0415 | 474.305 | 162.722 | 237.1525 | 244.083 | 106.7186 | 325.444 | 71.1458 | 964.7481 | 4823.7406 | 23153.9547 | 48237.4056 | 57884.8867 | 38589.9245 | 26048.199 | 23153.9547
2017 | 20824 | Village of Winnetka - (IL) | IL | Municipal | . | . | . | . | . | . | . | . | . | . | . |  | 22.455 | 1.067 | 21.045 | . | . | . | 5896 |  | F | 12.4 | N | [6 empty] | 5896 | 100% |  | 294.8 |  | 737 |  | 1: 1179.2; 3: 1474; 5: 1179.2; 7: 589.6 | 265.32 |  | 176.88
2017 | 20841 | Wiregrass Electric Coop, Inc | AL | Cooperative | 161.2 | 1.37 | 117.6642 | 77.19 | 0.93 | 83 | . | . | . | 24330 | 13.2 | Y | . | . | . | . | . | . | . |  |  | . |  | 84.01 | 0.44 | 83 | 190.9318 | 190.9318 | 10705.2 | 10705.2 | 44% | 16.8345 | 535.26 | 33.6691 | 1338.15 | 101.0073 | 2141.04 | 168.3455 | 2676.3 | 252.5182 | 2141.04 | 336.6909 | 1070.52 | 505.0364 | 481.734 | 673.3819 | 321.156 | 9010.8595 | 45054.2976 | 216260.6284 | 450542.9758 | 540651.5709 | 360434.3806 | 243293.2069 | 216260.6284
2017 | 20847 | Wisconsin Electric Power Co | WI | Investor Owned | 137 | 0.748 | 183.1551 | 57 | 0.513 | 111.1111 | 136 | 0.73 | 186.3014 | 1129158 | 35 | Y | . | . | . | . | . | . | . |  |  | . |  | 80 | 0.235 | 111.1111 | 340.4255 | 340.4255 | 265352.13 | 265352.13 | 23.5% | 30.0155 | 13267.6065 | 60.031 | 33169.0163 | 180.0929 | 53070.426 | 300.1548 | 66338.0325 | 450.2322 | 53070.426 | 600.3095 | 26535.213 | 900.4643 | 11940.8458 | 1200.6191 | 7960.5639 | 398233.5342 | 1991167.6708 | 9557604.82 | 19911676.7083 | 23894012.05 | 15929341.3666 | 10752305.4225 | 9557604.82
2017 | 20856 | Wisconsin Power & Light Co | WI | Investor Owned | . | . | . | . | . | . | . | . | . | . | . |  | 132.8 | 0.82 | 161.9512 | 105.8 | 0.75 | 141.0667 | 480229 | N | F | 25 | Y | 27 | 0.07 | 141.0667 | 385.7143 | 385.7143 | 33616.03 | 33616.03 | 7% | 34.0086 | 1680.8015 | 68.0172 | 4202.0037 | 204.0516 | 6723.206 | 340.0861 | 8404.0075 | 510.1291 | 6723.206 | 680.1721 | 3361.603 | 1020.2582 | 1512.7214 | 1360.3443 | 1008.4809 | 57161.7179 | 285808.5893 | 1371881.2285 | 2858085.8927 | 3429703.0713 | 2286468.7142 | 1543366.3821 | 1371881.2285
2017 | 20860 | Wisconsin Public Service Corp | WI | Investor Owned | 525 | 1.5 | 350 | 97 | 0.8 | 121.25 | 511 | 1.45 | 352.4138 | 448152 | 46 | Y | . | . | . | . | . | . | . |  |  | . |  | 428 | 0.7 | 121.25 | 611.4286 | 611.4286 | 313706.4 | 313706.4 | 70% | 53.9099 | 15685.32 | 107.8199 | 39213.3 | 323.4596 | 62741.28 | 539.0994 | 78426.6 | 808.6491 | 62741.28 | 1078.1988 | 31370.64 | 1617.2982 | 14116.788 | 2156.3976 | 9411.192 | 845594.6627 | 4227973.3137 | 20294271.906 | 42279733.1374 | 50735679.7649 | 33823786.5099 | 22831055.8942 | 20294271.906
2017 | 20862 | Wisconsin Rapids W W & L Comm | WI | Municipal | . | . | . | . | . | . | . | . | . | . | . |  | 14.13 | 0.082 | 172.3171 | . | . | . | 13982 | N | L | 13.2 | N | [6 empty] | 13982 | 100% |  | 699.1 |  | 1747.75 |  | 1: 2796.4; 3: 3495.5; 5: 2796.4; 7: 1398.2 | 629.19 |  | 419.46
2017 | 20885 | Withlacoochee River Elec Coop | FL | Cooperative | 2119.048 | 3.21 | 660.1396 | 136.217 | 1.95 | 69.8549 | 2106.522 | 2.951 | 713.8333 | 212934 | 25 | Y | . | . | . | . | . | . | . |  |  | . |  | 1982.831 | 1.26 | 69.8549 | 1573.6754 | 1982.831 | 268296.84 | 212934 | 100% | 174.8271 | 10646.7 | 349.6543 | 26616.75 | 1048.9628 | 42586.8 | 1748.2713 | 53233.5 | 2622.4069 | 42586.8 | 3496.5425 | 21293.4 | 5244.8138 | 9582.03 | 6993.0851 | 6388.02 | 1861331.9742 | 9306659.8711 | 44671967.3815 | 93066598.7114 | 111679918.4537 | 74453278.9691 | 50255963.3041 | 44671967.3815
2017 | 20927 | Wood County Electric Coop, Inc | TX | Cooperative | 196.488 | 1.763 | 111.4509 | 172.951 | 1.705 | 101.4375 | 178.958 | 1.613 | 110.9473 | 35773 | 12.5 | Y | . | . | . | . | . | . | . |  |  | . |  | 23.537 | 0.058 | 101.4375 | 405.8103 | 405.8103 | 2074.834 | 2074.834 | 5.8% | 35.7805 | 103.7417 | 71.561 | 259.3542 | 214.6829 | 414.9668 | 357.8049 | 518.7085 | 536.7073 | 414.9668 | 715.6097 | 207.4834 | 1073.4146 | 93.3675 | 1431.2194 | 62.245 | 3711.9284 | 18559.6422 | 89086.2825 | 185596.422 | 222715.7064 | 148477.1376 | 100222.0679 | 89086.2825
2017 | 20948 | Wise Electric Coop Inc | TX | Cooperative | . | . | . | . | . | . | . | . | . | . | . |  | 183 | 1.74 | 105.1724 | . | . | . | 21911 | N | F | 24.9 | Y | [6 empty] | 21911 | 100% |  | 1095.55 |  | 2738.875 |  | 1: 4382.2; 3: 5477.75; 5: 4382.2; 7: 2191.1 | 985.995 |  | 657.33
2017 | 20951 | Woodbury County Rural E C A | IA | Cooperative | . | . | . | . | . | . | . | . | . | . | . |  | 86.298 | 0.76 | 113.55 | 78.029 | 0.716 | 108.9791 | 3317 | N | L | 7.2 | N | 8.269 | 0.044 | 108.9791 | 187.9318 | 187.9318 | 145.948 | 145.948 | 4.4% | 16.57 | 7.2974 | 33.1401 | 18.2435 | 99.4202 | 29.1896 | 165.7004 | 36.487 | 248.5505 | 29.1896 | 331.4007 | 14.5948 | 497.1011 | 6.5677 | 662.8014 | 4.3784 | 120.9182 | 604.5909 | 2902.0362 | 6045.9088 | 7255.0906 | 4836.7271 | 3264.7908 | 2902.0362
2017 | 20963 | Woodruff Electric Coop Corp | AR | Cooperative | 34.2 | 0.56 | 61.0714 | 34.2 | 0.56 | 61.0714 | 34.2 | 0.56 | 61.0714 | 19561 | 13.2 | N | . | . | . | . | . | . | . |  |  | . |  | 0 | 0 | 61.0714 |  |  | 0 | 0 | 0% |  | 0 |  | 0 |  | 1: 0; 3: 0; 5: 0; 7: 0 | 0 |  | 0
2017 | 20996 | Wright-Hennepin Coop Elec Assn | MN | Cooperative | 82.052 | 0.585 | 140.2598 | 36.01 | 0.454 | 79.3172 | 82.052 | 0.585 | 140.2598 | 48366 | 69 | Y | . | . | . | . | . | . | . |  |  | . |  | 46.042 | 0.131 | 79.3172 | 351.4656 | 351.4656 | 6335.946 | 6335.946 | 13.1% | 30.9889 | 316.7973 | 61.9778 | 791.9932 | 185.9333 | 1267.1892 | 309.8889 | 1583.9865 | 464.8333 | 1267.1892 | 619.7778 | 633.5946 | 929.6667 | 285.1176 | 1239.5556 | 190.0784 | 9817.1963 | 49085.9817 | 235612.7124 | 490859.8175 | 589031.781 | 392687.854 | 265064.3014 | 235612.7124
2017 | 21002 | York Electric Coop Inc | SC | Cooperative | 124.66 | 0.774 | 161.0594 | 94.03 | . | . | 109.26 | . | . | 57463 | 12.5 | N | . | . | . | . | . | . | . |  |  | . |  | 30.63 |  |  |  | 30.63 |  | 57463 | 100% | 2.7007 | 2873.15 | 5.4013 | 7182.875 | 16.204 | 11492.6 | 27.0066 | 14365.75 | 40.5099 | 11492.6 | 54.0132 | 5746.3 | 81.0198 | 2585.835 | 108.0265 | 1723.89 | 7759.405 | 38797.0248 | 186225.7189 | 387970.2476 | 465564.2971 | 310376.1981 | 209503.9337 | 186225.7189
2017 | 21013 | City of Worthington - (MN) | MN | Municipal | . | . | . | . | . | . | . | . | . | . | . |  | 2.636 | 0.033 | 79.8788 | . | . | . | 5402 | N | L | 12.5 | N | [6 empty] | 5402 | 100% |  | 270.1 |  | 675.25 |  | 1: 1080.4; 3: 1350.5; 5: 1080.4; 7: 540.2 | 243.09 |  | 162.06
2017 | 21048 | Wyandotte Municipal Serv Comm | MI | Municipal | . | . | . | . | . | . | . | . | . | . | . |  | 0.797 | 0.004 | 199.25 | . | . | . | 12400 | N | L | 13.8 | N | [6 empty] | 12400 | 100% |  | 620 |  | 1550 |  | 1: 2480; 3: 3100; 5: 2480; 7: 1240 | 558 |  | 372
2017 | 21075 | Y-W Electric Assn Inc | CO | Cooperative | 43.1 | . | . | 43.1 | . | . | 43.1 | . | . | 8896 | 15 | N | . | . | . | . | . | . | . |  |  | . |  | 0 |  |  |  | 0 |  | 8896 | 100% | 0 | 444.8 | 0 | 1112 | 0 | 1779.2 | 0 | 2224 | 0 | 1779.2 | 0 | 889.6 | 0 | 400.32 | 0 | 266.88 | 0 | 0 | 0 | 0 | 0 | 0 | 0 | 0
2017 | 21079 | Wyrulec Company | NE | Cooperative | 49.61 | 0.223 | 222.4664 | 30.862 | 0.177 | 174.3616 | . | . | . | 479 | 7.2 | N | . | . | . | . | . | . | . |  |  | . |  | 18.748 | 0.046 | 174.3616 | 407.5652 | 407.5652 | 22.034 | 22.034 | 4.6% | 35.9352 | 1.1017 | 71.8704 | 2.7542 | 215.6113 | 4.4068 | 359.3521 | 5.5085 | 539.0282 | 4.4068 | 718.7043 | 2.2034 | 1078.0564 | 0.99153 | 1437.4086 | 0.66102 | 39.5898 | 197.9491 | 950.1558 | 1979.4913 | 2375.3895 | 1583.593 | 1068.9253 | 950.1558
2017 | 21079 | Wyrulec Company | WY | Cooperative | 178.47 | 1.674 | 106.6129 | 117.29 | 1.112 | 105.4766 | . | . | . | 4727 | 14.4 | N | . | . | . | . | . | . | . |  |  | . |  | 61.18 | 0.562 | 105.4766 | 108.8612 | 108.8612 | 2656.574 | 2656.574 | 56.2% | 9.5983 | 132.8287 | 19.1967 | 332.0718 | 57.5901 | 531.3148 | 95.9834 | 664.1435 | 143.9751 | 531.3148 | 191.9669 | 265.6574 | 287.9503 | 119.5458 | 383.9337 | 79.6972 | 1274.9355 | 6374.6773 | 30598.451 | 63746.773 | 76496.1276 | 50997.4184 | 34423.2574 | 30598.451
2017 | 21081 | Yampa Valley Electric Assn Inc | CO | Cooperative | 340.1 | 1.9 | 179 | 160 | 1.11 | 144.1441 | 340.1 | 1.9 | 179 | 26798 | 25 |  | . | . | . | . | . | . | . |  |  | . |  | 180.1 | 0.79 | 144.1441 | 227.9747 | 227.9747 | 21170.42 | 21170.42 | 79% | 20.1006 | 1058.521 | 40.2013 | 2646.3025 | 120.6038 | 4234.084 | 201.0063 | 5292.605 | 301.5095 | 4234.084 | 402.0127 | 2117.042 | 603.019 | 952.6689 | 804.0253 | 635.1126 | 21276.9425 | 106384.7127 | 510646.621 | 1063847.1271 | 1276616.5525 | 851077.7017 | 574477.4486 | 510646.621
2017 | 21101 | Village of Yellow Springs - (OH) | OH | Municipal | . | . | . | . | . | . | . | . | . | . | . |  | 222.9 | 0.81 | 275.1852 | . | . | . | 2150 | N | F | 12.4 | N | [6 empty] | 2150 | 100% |  | 107.5 |  | 268.75 |  | 1: 430; 3: 537.5; 5: 430; 7: 215 | 96.75 |  | 64.5
2017 | 21111 | Perennial Public Power Dist | NE | Political Subdivision | . | . | . | . | . | . | . | . | . | . | . |  | 45.75 | 0.304 | 150.4934 | 45.75 | 0.304 | 150.4934 | 7538 | N | L | 12.5 | Y | 0 | 0 | 150.4934 |  |  | 0 | 0 | 0% |  | 0 |  | 0 |  | 1: 0; 3: 0; 5: 0; 7: 0 | 0 |  | 0
2017 | 21158 | City of Zeeland - (MI) | MI | Municipal | 27.286 | 1.166 | 23.4014 | 27.286 | 1.166 | 23.4014 | 27.286 | 1.166 | 23.4014 | 6496 | 12.5 | N | . | . | . | . | . | . | . |  |  | . |  | 0 | 0 | 23.4014 |  |  | 0 | 0 | 0% |  | 0 |  | 0 |  | 1: 0; 3: 0; 5: 0; 7: 0 | 0 |  | 0
2017 | 21244 | Southside Electric Coop, Inc | VA | Cooperative | 347.7 | 1.94 | 179.2268 | 152.6 | 1.69 | 90.2959 | 140.2 | 1.718 | 81.6065 | 56072 | 25 | Y | . | . | . | . | . | . | . |  |  | . |  | 195.1 | 0.25 | 90.2959 | 780.4 | 780.4 | 14018 | 14018 | 25% | 68.8082 | 700.9 | 137.6165 | 1752.25 | 412.8494 | 2803.6 | 688.0823 | 3504.5 | 1032.1234 | 2803.6 | 1376.1646 | 1401.8 | 2064.2469 | 630.81 | 2752.3292 | 420.54 | 48227.6879 | 241138.4394 | 1157464.509 | 2411384.3938 | 2893661.2726 | 1929107.5151 | 1302147.5727 | 1157464.509
2017 | 21513 | Fergus Electric Coop, Inc | MT | Cooperative | . | . | . | . | . | . | . | . | . | . | . |  | 304 | . | . | 301 | . | . | 6735 | N | O | 7.2 | N | 3 |  |  |  | 3 |  | 6735 | 100% | 0.26451 | 336.75 | 0.52902 | 841.875 | 1.5871 | 1347 | 2.6451 | 1683.75 | 3.9677 | 1347 | 5.2902 | 673.5 | 7.9353 | 303.075 | 10.5805 | 202.05 | 89.0742 | 445.3711 | 2137.781 | 4453.7105 | 5344.4526 | 3562.9684 | 2405.0037 | 2137.781
2017 | 21526 | City of Laurens - (SC) | SC | Municipal | . | . | . | . | . | . | . | . | . | . | . |  | 10.429 | 0.115 | 90.687 | 4.7 | 0.07 | 67.1429 | 5346 | N | L | 12 | N | 5.729 | 0.045 | 67.1429 | 127.3111 | 127.3111 | 240.57 | 240.57 | 4.5% | 11.2251 | 12.0285 | 22.4502 | 30.0712 | 67.3505 | 48.114 | 112.2508 | 60.1425 | 168.3762 | 48.114 | 224.5016 | 24.057 | 336.7524 | 10.8256 | 449.0032 | 7.2171 | 135.0209 | 675.1043 | 3240.5009 | 6751.0435 | 8101.2522 | 5400.8348 | 3645.5635 | 3240.5009
2017 | 21538 | Mohave Electric Cooperative, Inc | AZ | Cooperative | 278.79 | . | . | 96.09 | . | . | 275.92 | . | . | 40633 | 25 | N | . | . | . | . | . | . | . |  |  | . |  | 182.7 |  |  |  | 182.7 |  | 40633 | 100% | 16.1087 | 2031.65 | 32.2175 | 5079.125 | 96.6525 | 8126.6 | 161.0874 | 10158.25 | 241.6312 | 8126.6 | 322.1749 | 4063.3 | 483.2623 | 1828.485 | 644.3497 | 1218.99 | 32727.3289 | 163636.6444 | 785455.893 | 1636366.4438 | 1963639.7325 | 1309093.155 | 883637.8796 | 785455.893
2017 | 21567 | Washington-St Tammany E C, Inc | LA | Cooperative | 435.855 | 3.281 | 132.8421 | 267.597 | 2.884 | 92.7868 | 358.139 | 2.653 | 134.994 | 51137 | 13.2 | Y | . | . | . | . | . | . | . |  |  | . |  | 168.258 | 0.397 | 92.7868 | 423.8237 | 423.8237 | 20301.389 | 20301.389 | 39.7% | 37.3687 | 1015.0694 | 74.7375 | 2537.6736 | 224.2124 | 4060.2778 | 373.6873 | 5075.3472 | 560.5309 | 4060.2778 | 747.3746 | 2030.1389 | 1121.0619 | 913.5625 | 1494.7492 | 609.0417 | 37931.856 | 189659.2802 | 910364.5451 | 1896592.8022 | 2275911.3626 | 1517274.2418 | 1024160.1132 | 910364.5451
2017 | 21632 | EnergyUnited Elec Member Corp | NC | Cooperative | 182.88 | 1.263 | 144.7981 | 94.68 | 1.024 | 92.4609 | 160.5 | 1.021 | 157.1988 | 126407 | 12.5 | Y | . | . | . | . | . | . | . |  |  | . |  | 88.2 | 0.239 | 92.4609 | 369.0377 | 369.0377 | 30211.273 | 30211.273 | 23.9% | 32.5382 | 1510.5637 | 65.0764 | 3776.4091 | 195.2293 | 6042.2546 | 325.3822 | 7552.8183 | 488.0733 | 6042.2546 | 650.7644 | 3021.1273 | 976.1466 | 1359.5073 | 1301.5288 | 906.3382 | 49151.0539 | 245755.2697 | 1179625.2943 | 2457552.6965 | 2949063.2359 | 1966042.1572 | 1327078.4561 | 1179625.2943
2017 | 22053 | Kentucky Power Co | KY | Investor Owned | 657.1 | 2.508 | 262.0016 | 406.3 | 2.169 | 187.3213 | 617.6 | 2.29 | 269.6943 | 166377 | 35 | Y | . | . | . | . | . | . | . |  |  | . |  | 250.8 | 0.339 | 187.3213 | 739.823 | 739.823 | 56401.803 | 56401.803 | 33.9% | 65.2305 | 2820.0901 | 130.4611 | 7050.2254 | 391.3832 | 11280.3606 | 652.3054 | 14100.4507 | 978.4581 | 11280.3606 | 1304.6107 | 5640.1803 | 1956.9161 | 2538.0811 | 2609.2215 | 1692.0541 | 183955.9953 | 919779.9765 | 4414943.8871 | 9197799.7649 | 11037359.7179 | 7358239.8119 | 4966811.873 | 4414943.8871
2017 | 22500 | Westar Energy Inc | KS | Investor Owned | 146.05 | 1.23 | 118.7398 | 101.92 | 1.08 | 94.3704 | 141.8 | 1.15 | 123.3043 | 375616 | 34 | Y | . | . | . | . | . | . | . |  |  | . |  | 44.13 | 0.15 | 94.3704 | 294.2 | 294.2 | 56342.4 | 56342.4 | 15% | 25.9398 | 2817.12 | 51.8795 | 7042.8 | 155.6385 | 11268.48 | 259.3975 | 14085.6 | 389.0963 | 11268.48 | 518.795 | 5634.24 | 778.1925 | 2535.408 | 1037.59 | 1690.272 | 73075.389 | 365376.9452 | 1753809.3369 | 3653769.4519 | 4384523.3422 | 2923015.5615 | 1973035.504 | 1753809.3369
2017 | 22815 | Delta Electric Power Assn | MS | Cooperative | 1936.9 | 4.718 | 410.5341 | 403.62 | 3.853 | 104.7547 | 1876.9 | 4.178 | 449.2341 | 28137 | 24.9 | N | . | . | . | . | . | . | . |  |  | . |  | 1533.28 | 0.865 | 104.7547 | 1772.578 | 1772.578 | 24338.505 | 24338.505 | 86.5% | 156.289 | 1216.9253 | 312.5781 | 3042.3131 | 937.7342 | 4867.701 | 1562.8903 | 6084.6263 | 2344.3354 | 4867.701 | 3125.7805 | 2433.8505 | 4688.6708 | 1095.2327 | 6251.561 | 730.1552 | 190192.0618 | 950960.3092 | 4564609.4841 | 9509603.0918 | 11411523.7102 | 7607682.4735 | 5135185.6696 | 4564609.4841
2017 | 22822 | Clark County Rural E M C - (IN) | IN | Cooperative | 400.244 | 1.989 | 201.2288 | 110.902 | 1.144 | 96.9423 | 361.67 | 1.618 | 223.5291 | 23853 | 15 | Y | . | . | . | . | . | . | . |  |  | . |  | 289.342 | 0.845 | 96.9423 | 342.4166 | 342.4166 | 20155.785 | 20155.785 | 84.5% | 30.191 | 1007.7893 | 60.3821 | 2519.4731 | 181.1462 | 4031.157 | 301.9103 | 5038.9462 | 452.8654 | 4031.157 | 603.8205 | 2015.5785 | 905.7308 | 907.0103 | 1207.6411 | 604.6735 | 30426.1928 | 152130.9638 | 730228.6264 | 1521309.6384 | 1825571.566 | 1217047.7107 | 821507.2047 | 730228.6264
2017 | 24211 | Tucson Electric Power Co | AZ | Investor Owned | 72.46 | 0.97 | 74.701 | 7.35 | 0.05 | 147 | 65.11 | 0.92 | 70.7717 | 522533 | 14 | Y | . | . | . | . | . | . | . |  |  | . |  | 65.11 | 0.92 | 147 | 70.7717 | 70.7717 | 480730.36 | 480730.36 | 92% | 6.24 | 24036.518 | 12.48 | 60091.295 | 37.4399 | 96146.072 | 62.3998 | 120182.59 | 93.5997 | 96146.072 | 124.7995 | 48073.036 | 187.1993 | 21632.8662 | 249.5991 | 14421.9108 | 149987.3195 | 749936.5973 | 3599695.667 | 7499365.9728 | 8999239.1674 | 5999492.7783 | 4049657.6253 | 3599695.667
2017 | 24558 | City of Escanaba | MI | Municipal | . | . | . | . | . | . | . | . | . | . | . |  | 32.76 | 0.32 | 102.375 | . | . | . | 7227 | Y | L | 12.5 | N | [6 empty] | 7227 | 100% |  | 361.35 |  | 903.375 |  | 1: 1445.4; 3: 1806.75; 5: 1445.4; 7: 722.7 | 325.215 |  | 216.81
2017 | 24590 | Unitil Energy Systems | NH | Investor Owned | 862.17 | 2.741 | 314.5458 | 112.68 | 1.331 | 84.6582 | 862.17 | 2.741 | 314.5458 | 77306 | 34.5 | Y | . | . | . | . | . | . | . |  |  | . |  | 749.49 | 1.41 | 84.6582 | 531.5532 | 749.49 | 109001.46 | 77306 | 100% | 66.0829 | 3865.3 | 132.1658 | 9663.25 | 396.4973 | 15461.2 | 660.8288 | 19326.5 | 991.2432 | 15461.2 | 1321.6576 | 7730.6 | 1982.4864 | 3478.77 | 2643.3152 | 2319.18 | 255430.157 | 1277150.7849 | 6130323.7673 | 12771507.8486 | 15325809.4184 | 10217206.2789 | 6896614.2383 | 6130323.7673
2017 | 24753 | Boone County Rural EMC | IN | Cooperative | 140.454 | 1.553 | 90.4404 | 140.454 | 1.553 | 90.4404 | 130.996 | 1.362 | 96.1791 | 14256 | 13 | Y | . | . | . | . | . | . | . |  |  | . |  | 0 | 0 | 90.4404 |  |  | 0 | 0 | 0% |  | 0 |  | 0 |  | 1: 0; 3: 0; 5: 0; 7: 0 | 0 |  | 0
2017 | 24889 | Brunswick Electric Member Corp | NC | Cooperative | 44.713 | 0.613 | 72.9413 | 24.72 | 0.364 | 67.9121 | 44.713 | 0.613 | 72.9413 | 89928 | . | Y | . | . | . | . | . | . | . |  |  | . |  | 19.993 | 0.249 | 67.9121 | 80.2932 | 80.2932 | 22392.072 | 22392.072 | 24.9% | 7.0795 | 1119.6036 | 14.159 | 2799.009 | 42.4769 | 4478.4144 | 70.7949 | 5598.018 | 106.1923 | 4478.4144 | 141.5897 | 2239.2072 | 212.3846 | 1007.6432 | 283.1794 | 671.7622 | 7926.2182 | 39631.0912 | 190229.2377 | 396310.912 | 475573.0944 | 317048.7296 | 214007.8925 | 190229.2377
2017 | 24949 | Cass County Electric Coop Inc | ND | Cooperative | 43.19 | 0.799 | 54.0551 | 30.42 | 0.711 | 42.7848 | 36.01 | 0.461 | 78.1128 | 48234 | 25 | Y | . | . | . | . | . | . | . |  |  | . |  | 12.77 | 0.088 | 42.7848 | 145.1136 | 145.1136 | 4244.592 | 4244.592 | 8.8% | 12.7947 | 212.2296 | 25.5895 | 530.574 | 76.7684 | 848.9184 | 127.9474 | 1061.148 | 191.921 | 848.9184 | 255.8947 | 424.4592 | 383.8421 | 191.0066 | 511.7895 | 127.3378 | 2715.4218 | 13577.109 | 65170.1234 | 135771.0904 | 162925.3084 | 108616.8723 | 73316.3888 | 65170.1234
2017 | 25177 | Dakota Electric Association | MN | Cooperative | 20.79 | 0.29 | 71.6897 | 17.22 | 0.25 | 68.88 | 20.79 | 0.29 | 71.6897 | 105607 | 12.5 | N | . | . | . | . | . | . | . |  |  | . |  | 3.57 | 0.04 | 68.88 | 89.25 | 89.25 | 4224.28 | 4224.28 | 4% | 7.8692 | 211.214 | 15.7384 | 528.035 | 47.2153 | 844.856 | 78.6921 | 1056.07 | 118.0382 | 844.856 | 157.3843 | 422.428 | 236.0764 | 190.0926 | 314.7686 | 126.7284 | 1662.0881 | 8310.4406 | 39890.115 | 83104.4063 | 99725.2876 | 66483.5251 | 44876.3794 | 39890.115
2017 | 25295 | Western Indiana Energy REMC | IN | Cooperative | 486.095 | 2.084 | 233.251 | 211.401 | 1.519 | 139.1712 | 470.467 | 1.824 | 257.9315 | 16880 | 24.9 | Y | . | . | . | . | . | . | . |  |  | . |  | 274.694 | 0.565 | 139.1712 | 486.1841 | 486.1841 | 9537.2 | 9537.2 | 56.5% | 42.8671 | 476.86 | 85.7341 | 1192.15 | 257.2024 | 1907.44 | 428.6707 | 2384.3 | 643.0061 | 1907.44 | 857.3415 | 953.72 | 1286.0122 | 429.174 | 1714.683 | 286.116 | 20441.5932 | 102207.9659 | 490598.2364 | 1022079.6591 | 1226495.5909 | 817663.7273 | 551923.0159 | 490598.2364
2017 | 26510 | Granite State Electric Co | NH | Investor Owned | 407.89 | 1.67 | 244.2455 | 157.09 | 1.29 | 121.7752 | 403.4 | 1.58 | 255.3165 | 43894 | 23 | Y | . | . | . | . | . | . | . |  |  | . |  | 250.8 | 0.38 | 121.7752 | 660 | 660 | 16679.72 | 16679.72 | 38% | 58.1925 | 833.986 | 116.385 | 2084.965 | 349.155 | 3335.944 | 581.9251 | 4169.93 | 872.8876 | 3335.944 | 1163.8501 | 1667.972 | 1745.7752 | 750.5874 | 2327.7002 | 500.3916 | 48531.7349 | 242658.6745 | 1164761.6376 | 2426586.745 | 2911904.094 | 1941269.396 | 1310356.8423 | 1164761.6376
2017 | 26765 | Pella Cooperative Elec Assn | IA | Cooperative | . | . | . | 56.58 | 1 | 56.58 | . | . | . | 2980 | 12.4 | N | . | . | . | . | . | . | . |  |  | . |  |  |  | 56.58 |  |  |  | 2980 | 100% |  | 149 |  | 372.5 |  | 1: 596; 3: 745; 5: 596; 7: 298 | 134.1 |  | 89.4
2017 | 26916 | Ravalli County Elec Coop, Inc | MT | Cooperative | 152.2 | 1.676 | 90.8115 | 152.2 | 1.676 | 90.8115 | 139 | 1.204 | 115.4485 | 10380 | 24.9 | N | . | . | . | . | . | . | . |  |  | . |  | 0 | 0 | 90.8115 |  |  | 0 | 0 | 0% |  | 0 |  | 0 |  | 1: 0; 3: 0; 5: 0; 7: 0 | 0 |  | 0
2017 | 26934 | Red Lake Electric Coop, Inc | MN | Cooperative | . | . | . | . | . | . | . | . | . | . | . |  | 176.899 | 1.352 | 130.8425 | 136.245 | 1.134 | 120.1455 | 5385 | N | F | 7.2 | N | 40.654 | 0.218 | 120.1455 | 186.4862 | 186.4862 | 1173.93 | 1173.93 | 21.8% | 16.4426 | 58.6965 | 32.8852 | 146.7413 | 98.6555 | 234.786 | 164.4258 | 293.4825 | 246.6387 | 234.786 | 328.8516 | 117.393 | 493.2773 | 52.8269 | 657.7031 | 35.2179 | 965.1218 | 4825.6089 | 23162.9227 | 48256.0889 | 57907.3067 | 38604.8711 | 26058.288 | 23162.9227
2017 | 26939 | Red River Valley Coop Pwr Assn | MN | Cooperative | 61.953 | 0.71 | 87.2577 | 61.953 | 0.71 | 87.2577 | 48.994 | 0.56 | 87.4893 | 4606 | 12.5 | N | . | . | . | . | . | . | . |  |  | . |  | 0 | 0 | 87.2577 |  |  | 0 | 0 | 0% |  | 0 |  | 0 |  | 1: 0; 3: 0; 5: 0; 7: 0 | 0 |  | 0
2017 | 27222 | City of Ripley - (TN) | TN | Municipal | 84.947 | 1.786 | 47.5627 | 84.947 | 1.786 | 47.5627 | . | . | . | 6354 | 13 | Y | . | . | . | . | . | . | . |  |  | . |  | 0 | 0 | 47.5627 |  |  | 0 | 0 | 0% |  | 0 |  | 0 |  | 1: 0; 3: 0; 5: 0; 7: 0 | 0 |  | 0
2017 | 27238 | Southwest Electric Coop, Inc | MO | Cooperative | 170.19 | 1.38 | 123.3261 | 108.83 | 1.183 | 91.9949 | . | . | . | 41374 | 7.2 | N | . | . | . | . | . | . | . |  |  | . |  | 61.36 | 0.197 | 91.9949 | 311.4721 | 311.4721 | 8150.678 | 8150.678 | 19.7% | 27.4626 | 407.5339 | 54.9253 | 1018.8347 | 164.7758 | 1630.1356 | 274.6264 | 2037.6695 | 411.9396 | 1630.1356 | 549.2528 | 815.0678 | 823.8791 | 366.7805 | 1098.5055 | 244.5203 | 11191.9558 | 55959.779 | 268606.9391 | 559597.7899 | 671517.3478 | 447678.2319 | 302182.8065 | 268606.9391
2017 | 27316 | Town of Stowe- (VT) | VT | Municipal | 2235.039 | 1.583 | 1411.9008 | 51.527 | 0.824 | 62.5328 | 2235.039 | 1.583 | 1411.9008 | 4162 | 34 | N | . | . | . | . | . | . | . |  |  | . |  | 2183.512 | 0.759 | 62.5328 | 2876.8274 | 2876.8274 | 3158.958 | 3158.958 | 75.9% | 253.6512 | 157.9479 | 507.3024 | 394.8698 | 1521.9072 | 631.7916 | 2536.512 | 789.7395 | 3804.7681 | 631.7916 | 5073.0241 | 315.8958 | 7609.5361 | 142.1531 | 10146.0482 | 94.7687 | 40063.675 | 200318.375 | 961528.1998 | 2003183.7496 | 2403820.4995 | 1602546.9997 | 1081719.2248 | 961528.1998
2017 | 27422 | Todd-Wadena Electric Coop | MN | Cooperative | 65.496 | 1.114 | 58.7935 | 65.449 | 1.113 | 58.8041 | 31.583 | 0.329 | 95.997 | 8701 | 7.2 | N | . | . | . | . | . | . | . |  |  | . |  | 0.047 | 0.001 | 58.8041 | 47 | 47 | 8.701 | 8.701 | 0.1% | 4.144 | 0.43505 | 8.288 | 1.0876 | 24.8641 | 1.7402 | 41.4401 | 2.1753 | 62.1602 | 1.7402 | 82.8802 | 0.8701 | 124.3204 | 0.39155 | 165.7605 | 0.26103 | 1.8029 | 9.0143 | 43.2685 | 90.1426 | 108.1711 | 72.1141 | 48.677 | 43.2685
2017 | 27599 | Carroll-White REMC | IN | Cooperative | . | . | . | . | . | . | . | . | . | . | . |  | 355.4 | . | . | 355.4 | . | . | 14740 | N | F | 12.4 | Y | 0 |  |  |  | 0 |  | 14740 | 100% | 0 | 737 | 0 | 1842.5 | 0 | 2948 | 0 | 3685 | 0 | 2948 | 0 | 1474 | 0 | 663.3 | 0 | 442.2 | 0 | 0 | 0 | 0 | 0 | 0 | 0 | 0
2017 | 28541 | Clatskanie Peoples Util Dist | OR | Political Subdivision | 623.739 | 2.124 | 293.6624 | 116.221 | . | . | . | . | . | 4574 | 13.8 | N | . | . | . | . | . | . | . |  |  | . |  | 507.518 |  |  |  | 507.518 |  | 4574 | 100% | 44.7481 | 228.7 | 89.4962 | 571.75 | 268.4886 | 914.8 | 447.481 | 1143.5 | 671.2215 | 914.8 | 894.9619 | 457.4 | 1342.4429 | 205.83 | 1789.9239 | 137.22 | 10233.8898 | 51169.4489 | 245613.3547 | 511694.4891 | 614033.3869 | 409355.5912 | 276315.0241 | 245613.3547
2017 | 28604 | Kerrville Public Utility Board | TX | Municipal | 62.018 | 0.734 | 84.4932 | 20.657 | 0.397 | 52.0327 | 62.018 | 0.734 | 84.4932 | 22615 | 12.5 | N | . | . | . | . | . | . | . |  |  | . |  | 41.361 | 0.337 | 52.0327 | 122.7329 | 122.7329 | 7621.255 | 7621.255 | 33.7% | 10.8214 | 381.0627 | 21.6428 | 952.6569 | 64.9285 | 1524.251 | 108.2142 | 1905.3138 | 162.3213 | 1524.251 | 216.4284 | 762.1255 | 324.6426 | 342.9565 | 432.8568 | 228.6377 | 4123.64 | 20618.2002 | 98967.3609 | 206182.0018 | 247418.4022 | 164945.6015 | 111338.281 | 98967.3609
2017 | 28978 | City of San Marcos - (TX) | TX | Municipal | 65.52 | 0.562 | 116.5836 | . | . | . | . | . | . | 24526 | 12.4 | N | . | . | . | . | . | . | . |  |  | . | [7 empty] | 24526 | 100% |  | 1226.3 |  | 3065.75 |  | 1: 4905.2; 3: 6131.5; 5: 4905.2; 7: 2452.6 | 1103.67 |  | 735.78
2017 | 30517 | Pioneer Electric Coop, Inc - (AL) | AL | Cooperative | 489.018 | 3.444 | 141.9913 | 361.644 | 2.906 | 124.4474 | 473.542 | 3.179 | 148.9594 | 12637 | 24.9 | Y | . | . | . | . | . | . | . |  |  | . |  | 127.374 | 0.538 | 124.4474 | 236.7546 | 236.7546 | 6798.706 | 6798.706 | 53.8% | 20.8748 | 339.9353 | 41.7495 | 849.8383 | 125.2486 | 1359.7412 | 208.7477 | 1699.6765 | 313.1215 | 1359.7412 | 417.4953 | 679.8706 | 626.243 | 305.9418 | 834.9907 | 203.9612 | 7096.0701 | 35480.3506 | 170305.6828 | 354803.5058 | 425764.207 | 283842.8046 | 191593.8931 | 170305.6828
2017 | 30518 | Electrical Dist No3 Pinal County | AZ | Political Subdivision | . | . | . | . | . | . | . | . | . | . | . |  | 39.89 | 0.43 | 92.7674 | 39.89 | 0.43 | 92.7674 | 25000 | N | L | 12.4 | Y | 0 | 0 | 92.7674 |  |  | 0 | 0 | 0% |  | 0 |  | 0 |  | 1: 0; 3: 0; 5: 0; 7: 0 | 0 |  | 0
2017 | 31833 | Okefenoke Rural El Member Corp | FL | Cooperative | 4503.506 | 5.854 | 769.3041 | 328.843 | 3.006 | 109.3955 | 4503.506 | 5.854 | 769.3041 | 5938 | 25 | Y | . | . | . | . | . | . | . |  |  | . |  | 4174.663 | 2.848 | 109.3955 | 1465.8227 | 4174.663 | 16911.424 | 5938 | 100% | 368.082 | 296.9 | 736.1639 | 742.25 | 2208.4918 | 1187.6 | 3680.8197 | 1484.5 | 5521.2295 | 1187.6 | 7361.6394 | 593.8 | 11042.4591 | 267.21 | 14723.2788 | 178.14 | 109283.5366 | 546417.6832 | 2622804.8793 | 5464176.8319 | 6557012.1983 | 4371341.4655 | 2950655.4892 | 2622804.8793
2017 | 31833 | Okefenoke Rural El Member Corp | GA | Cooperative | 2405.213 | 4.006 | 600.4026 | 225.219 | 2.687 | 83.818 | 2405.213 | 4.006 | 600.4026 | 39793 | 25 | Y | . | . | . | . | . | . | . |  |  | . |  | 2179.994 | 1.319 | 83.818 | 1652.7627 | 2179.994 | 52486.967 | 39793 | 100% | 192.2111 | 1989.65 | 384.4222 | 4974.125 | 1153.2665 | 7958.6 | 1922.1108 | 9948.25 | 2883.1662 | 7958.6 | 3844.2216 | 3979.3 | 5766.3324 | 1790.685 | 7688.4432 | 1193.79 | 382432.7755 | 1912163.8775 | 9178386.6119 | 19121638.7749 | 22945966.5298 | 15297311.0199 | 10325684.9384 | 9178386.6119
2017 | 36189 | Mid-Ohio Energy Coop, Inc | OH | Cooperative | 43.55 | . | . | 43.55 | . | . | 37.88 | . | . | 8103 | 7.2 | Y | . | . | . | . | . | . | . |  |  | . |  | 0 |  |  |  | 0 |  | 8103 | 100% | 0 | 405.15 | 0 | 1012.875 | 0 | 1620.6 | 0 | 2025.75 | 0 | 1620.6 | 0 | 810.3 | 0 | 364.635 | 0 | 243.09 | 0 | 0 | 0 | 0 | 0 | 0 | 0 | 0
2017 | 38084 | Great Lakes Energy Coop | MI | Cooperative | 334.76 | 2.07 | 161.7198 | 177.97 | 1.5 | 118.6467 | 322.69 | 1.92 | 168.0677 | 123468 | 25 | N | . | . | . | . | . | . | . |  |  | . |  | 156.79 | 0.57 | 118.6467 | 275.0702 | 275.0702 | 70376.76 | 70376.76 | 57% | 24.2531 | 3518.838 | 48.5061 | 8797.095 | 145.5184 | 14075.352 | 242.5306 | 17594.19 | 363.796 | 14075.352 | 485.0613 | 7037.676 | 727.5919 | 3166.9542 | 970.1226 | 2111.3028 | 85342.6057 | 426713.0284 | 2048222.5361 | 4267130.2836 | 5120556.3403 | 3413704.2269 | 2304250.3532 | 2048222.5361
2017 | 40051 | Texas-New Mexico Power Co | TX | Investor Owned | . | . | . | . | . | . | . | . | . | . | . |  | 98.131 | 0.816 | 120.2586 | 75.784 | 0.725 | 104.5297 | 241892 | N | F | 59.9 | N | 22.347 | 0.091 | 104.5297 | 245.5714 | 245.5714 | 22012.172 | 22012.172 | 9.1% | 21.6521 | 1100.6086 | 43.3043 | 2751.5215 | 129.9129 | 4402.4344 | 216.5215 | 5503.043 | 324.7822 | 4402.4344 | 433.0429 | 2201.2172 | 649.5644 | 990.5477 | 866.0859 | 660.3652 | 23830.5387 | 119152.6934 | 571932.9283 | 1191526.934 | 1429832.3208 | 953221.5472 | 643424.5444 | 571932.9283
2017 | 40165 | Dixie Escalante R E A, Inc | UT | Cooperative | 74.52 | 0.4 | 186.3 | 32.49 | 0.38 | 85.5 | 74.52 | 0.4 | 186.3 | 21287 | 34.5 | N | . | . | . | . | . | . | . |  |  | . |  | 42.03 | 0.02 | 85.5 | 2101.5 | 2101.5 | 425.74 | 425.74 | 2% | 185.2902 | 21.287 | 370.5805 | 53.2175 | 1111.7414 | 85.148 | 1852.9023 | 106.435 | 2779.3534 | 85.148 | 3705.8046 | 42.574 | 5558.7068 | 19.1583 | 7411.6091 | 12.7722 | 3944.2731 | 19721.3654 | 94662.5539 | 197213.6539 | 236656.3847 | 157770.9231 | 106495.3731 | 94662.5539
2017 | 40166 | Chickasaw Electric Coop, Inc | TN | Cooperative | . | . | . | . | . | . | . | . | . | . | . |  | 746.028 | 4.911 | 151.9096 | 381.72 | 1.479 | 258.0933 | 19729 | N | F | 25 | Y | 364.308 | 3.432 | 258.0933 | 106.1503 | 364.308 | 67709.928 | 19729 | 100% | 32.1212 | 986.45 | 64.2424 | 2466.125 | 192.7272 | 3945.8 | 321.212 | 4932.25 | 481.8181 | 3945.8 | 642.4241 | 1972.9 | 963.6361 | 887.805 | 1284.8482 | 591.87 | 31685.9627 | 158429.8133 | 760463.104 | 1584298.1334 | 1901157.7601 | 1267438.5067 | 855520.9921 | 760463.104
2017 | 40228 | Rappahannock Electric Coop | VA | Cooperative | 238.31 | 1.94 | 122.8402 | 119.72 | 1.49 | 80.349 | 118.58 | 1.89 | 62.7407 | 159710 | 34.5 | Y | . | . | . | . | . | . | . |  |  | . |  | 118.59 | 0.45 | 80.349 | 263.5333 | 263.5333 | 71869.5 | 71869.5 | 45% | 23.2359 | 3593.475 | 46.4717 | 8983.6875 | 139.4151 | 14373.9 | 232.3586 | 17967.375 | 348.5378 | 14373.9 | 464.7171 | 7186.95 | 697.0757 | 3234.1275 | 929.4342 | 2156.085 | 83497.4676 | 417487.338 | 2003939.2223 | 4174873.3799 | 5009848.0558 | 3339898.7039 | 2254431.6251 | 2003939.2223
2017 | 40236 | Forked Deer Electric Coop, Inc | TN | Cooperative | . | . | . | . | . | . | . | . | . | . | . |  | 209.98 | . | . | 117.88 | . | . | 9891 | N | F | 13.2 | Y | 92.1 |  |  |  | 92.1 |  | 9891 | 100% | 8.1205 | 494.55 | 16.241 | 1236.375 | 48.723 | 1978.2 | 81.205 | 2472.75 | 121.8075 | 1978.2 | 162.41 | 989.1 | 243.615 | 445.095 | 324.82 | 296.73 | 4015.9931 | 20079.9655 | 96383.8342 | 200799.6547 | 240959.5856 | 160639.7237 | 108431.8135 | 96383.8342
2017 | 40302 | North East Mississippi EPA | MS | Cooperative | . | . | . | . | . | . | . | . | . | . | . |  | 114.3 | 1.223 | 93.4587 | 114.3 | 1.223 | 93.4587 | 25287 | N | L | 25 | Y | 0 | 0 | 93.4587 |  |  | 0 | 0 | 0% |  | 0 |  | 0 |  | 1: 0; 3: 0; 5: 0; 7: 0 | 0 |  | 0
2017 | 40304 | Minnesota Valley Coop L&P Assn | MN | Cooperative | 121 | . | . | 50.87 | . | . | 121 | . | . | 5271 | . | Y | . | . | . | . | . | . | . |  |  | . |  | 70.13 |  |  |  | 70.13 |  | 5271 | 100% | 6.1834 | 263.55 | 12.3668 | 658.875 | 37.1004 | 1054.2 | 61.8339 | 1317.75 | 92.7509 | 1054.2 | 123.6679 | 527.1 | 185.5018 | 237.195 | 247.3358 | 158.13 | 1629.6336 | 8148.1682 | 39111.2073 | 81481.6819 | 97778.0182 | 65185.3455 | 44000.1082 | 39111.2073
2017 | 40438 | Columbia River Peoples Ut Dist | OR | Political Subdivision | 149.689 | 0.749 | 199.8518 | 43.223 | 0.454 | 95.2048 | 149.689 | 0.749 | 199.8518 | 19218 | 12.5 | N | . | . | . | . | . | . | . |  |  | . |  | 106.466 | 0.295 | 95.2048 | 360.9017 | 360.9017 | 5669.31 | 5669.31 | 29.5% | 31.8209 | 283.4655 | 63.6417 | 708.6638 | 190.9252 | 1133.862 | 318.2087 | 1417.3275 | 477.313 | 1133.862 | 636.4174 | 566.931 | 954.6261 | 255.119 | 1272.8348 | 170.0793 | 9020.1187 | 45100.5934 | 216482.8484 | 451005.9342 | 541207.121 | 360804.7473 | 243543.2044 | 216482.8484
2017 | 40606 | City of Grand Island - (NE) | NE | Municipal | . | . | . | . | . | . | . | . | . | . | . |  | 33.25 | 0.74 | 44.9324 | 33.25 | 0.74 | 44.9324 | 26229 | N | L | 13.8 | N | 0 | 0 | 44.9324 |  |  | 0 | 0 | 0% |  | 0 |  | 0 |  | 1: 0; 3: 0; 5: 0; 7: 0 | 0 |  | 0
2017 | 44372 | Oncor Electric Delivery Company LLC | TX | Investor Owned | 204.89 | 1.69 | 121.2367 | 143.79 | 1.49 | 96.5034 | 179.23 | 1.44 | 124.4653 | 3412609 | 25 | Y | . | . | . | . | . | . | . |  |  | . |  | 61.1 | 0.2 | 96.5034 | 305.5 | 305.5 | 682521.8 | 682521.8 | 20% | 26.9361 | 34126.09 | 53.8722 | 85315.225 | 161.6165 | 136504.36 | 269.3608 | 170630.45 | 404.0411 | 136504.36 | 538.7215 | 68252.18 | 808.0823 | 30713.481 | 1077.4431 | 20475.654 | 919222.968 | 4596114.8398 | 22061351.2312 | 45961148.3982 | 55153378.0779 | 36768918.7186 | 24819020.135 | 22061351.2312
2017 | 49986 | Southwest Iowa Rural Elec Coop | IA | Cooperative | 93.376 | 1.055 | 88.5081 | 77.66 | 0.998 | 77.8156 | 93.376 | 1.055 | 88.5081 | 5900 | 12.7 | Y | . | . | . | . | . | . | . |  |  | . |  | 15.716 | 0.057 | 77.8156 | 275.7193 | 275.7193 | 336.3 | 336.3 | 5.7% | 24.3103 | 16.815 | 48.6206 | 42.0375 | 145.8618 | 67.26 | 243.103 | 84.075 | 364.6545 | 67.26 | 486.206 | 33.63 | 729.3089 | 15.1335 | 972.4119 | 10.089 | 408.7777 | 2043.8883 | 9810.6639 | 20438.8832 | 24526.6598 | 16351.1065 | 11036.9969 | 9810.6639
2017 | 54913 | NSTAR Electric Company | MA | Investor Owned | 206 | 1.043 | 197.5072 | 74.3 | 0.07 | 1061.4286 | 204.19 | 1.013 | 201.5696 | 1197922 | 34.5 | Y | . | . | . | . | . | . | . |  |  | . |  | 131.7 | 0.973 | 1061.4286 | 135.3546 | 135.3546 | 1165578.106 | 1165578.106 | 97.3% | 11.9343 | 58278.9053 | 23.8686 | 145697.2632 | 71.6057 | 233115.6212 | 119.3428 | 291394.5265 | 179.0141 | 233115.6212 | 238.6855 | 116557.8106 | 358.0283 | 52451.0148 | 477.371 | 34967.3432 | 695516.5058 | 3477582.529 | 16692396.1393 | 34775825.2902 | 41730990.3483 | 27820660.2322 | 18778945.6567 | 16692396.1393
2017 | 55787 | City of Moreno Valley - (CA) | CA | Municipal | . | . | . | . | . | . | . | . | . | . | . |  | 26.56 | 0.2 | 132.8 | 26.56 | 0.2 | 132.8 | 6250 | Y | F | 12 | N | 0 | 0 | 132.8 |  |  | 0 | 0 | 0% |  | 0 |  | 0 |  | 1: 0; 3: 0; 5: 0; 7: 0 | 0 |  | 0
2017 | 55937 | Entergy Texas Inc. | TX | Investor Owned | 1396.5 | 2.329 | 599.6136 | 223.6 | 1.596 | 140.1002 | 1176.6 | 2.11 | 557.6303 | 452503 | 34.5 | Y | . | . | . | . | . | . | . |  |  | . |  | 1172.9 | 0.733 | 140.1003 | 1600.1364 | 1600.1364 | 331684.699 | 331684.699 | 73.3% | 141.0848 | 16584.2349 | 282.1695 | 41460.5874 | 846.5086 | 66336.9398 | 1410.8477 | 82921.1748 | 2116.2715 | 66336.9398 | 2821.6954 | 33168.4699 | 4232.5431 | 14925.8115 | 5643.3908 | 9950.541 | 2339782.9627 | 11698914.8134 | 56154791.1042 | 116989148.1337 | 140386977.7605 | 93591318.507 | 63174139.9922 | 56154791.1042
2017 | 55982 | Heart of Texas Electric Coop | TX | Cooperative | 131.63 | 2.2 | 59.8318 | 111.06 | 1.26 | 88.1429 | 111.17 | 1.27 | 87.5354 | 21317 | 24.9 | Y | . | . | . | . | . | . | . |  |  | . |  | 20.57 | 0.94 | 88.1429 | 21.883 | 21.883 | 20037.98 | 20037.98 | 94% | 1.9294 | 1001.899 | 3.8589 | 2504.7475 | 11.5766 | 4007.596 | 19.2943 | 5009.495 | 28.9415 | 4007.596 | 38.5886 | 2003.798 | 57.883 | 901.7091 | 77.1773 | 601.1394 | 1933.0964 | 9665.4818 | 46394.3125 | 96654.8178 | 115985.7813 | 77323.8542 | 52193.6016 | 46394.3125
2017 | 56146 | Black Hills/Colorado Elec.Utility Co. LP | CO | Investor Owned | 414.443 | 4.783 | 86.6492 | 95.468 | 1.409 | 67.7559 | 367.739 | 3.514 | 104.6497 | 95951 | 35 | Y | . | . | . | . | . | . | . |  |  | . |  | 318.975 | 3.374 | 67.7559 | 94.5391 | 318.975 | 323738.674 | 95951 | 100% | 28.1242 | 4797.55 | 56.2483 | 11993.875 | 168.745 | 19190.2 | 281.2417 | 23987.75 | 421.8626 | 19190.2 | 562.4835 | 9595.1 | 843.7252 | 4317.795 | 1124.9669 | 2878.53 | 134927.1281 | 674635.6405 | 3238251.0745 | 6746356.4052 | 8095627.6863 | 5397085.1242 | 3643032.4588 | 3238251.0745
2017 | 56697 | Ameren Illinois Company | IL | Investor Owned | 192 | 1.12 | 171.4286 | 118 | 0.9 | 131.1111 | 188 | 1.09 | 172.4771 | 1239479 | 69 | Y | . | . | . | . | . | . | . |  |  | . |  | 74 | 0.22 | 131.1111 | 336.3636 | 336.3636 | 272685.38 | 272685.38 | 22% | 29.6573 | 13634.269 | 59.3147 | 34085.6725 | 177.944 | 54537.076 | 296.5734 | 68171.345 | 444.8601 | 54537.076 | 593.1468 | 27268.538 | 889.7201 | 12270.8421 | 1186.2935 | 8180.5614 | 404356.1176 | 2021780.5878 | 9704546.8215 | 20217805.878 | 24261367.0536 | 16174244.7024 | 10917615.1741 | 9704546.8215
2017 | 57483 | Liberty Utilities | CA | Investor Owned | 1597.4 | 3.973 | 402.0639 | 772.8 | 2.86 | 270.2098 | 1597.4 | 3.973 | 402.0639 | 48195 | 24.9 | N | . | . | . | . | . | . | . |  |  | . |  | 824.6 | 1.113 | 270.2098 | 740.8805 | 824.6 | 53641.035 | 48195 | 100% | 72.7054 | 2409.75 | 145.4107 | 6024.375 | 436.2322 | 9639 | 727.0536 | 12048.75 | 1090.5805 | 9639 | 1454.1073 | 4819.5 | 2181.1609 | 2168.775 | 2908.2145 | 1445.85 | 175201.7502 | 876008.7509 | 4204842.0044 | 8760087.5092 | 10512105.011 | 7008070.0073 | 4730447.255 | 4204842.0044
2017 | 58124 | City of Winter Park - (FL) | FL | Municipal | . | . | . | . | . | . | . | . | . | . | . |  | . | . | . | 2.13 | 0.14 | 15.2143 | 14939 | Y | L | 12.5 | N |  |  | 15.2143 |  |  |  | 14939 | 100% |  | 746.95 |  | 1867.375 |  | 1: 2987.8; 3: 3734.75; 5: 2987.8; 7: 1493.9 | 672.255 |  | 448.17
2017 | 59013 | PUD No 1 of Jefferson County | WA | Political Subdivision | 618.5 | 1.873 | 330.2189 | 445.4 | 1.845 | 241.4092 | 618.5 | 1.873 | 330.2189 | 19689 | 12.5 | N | . | . | . | . | . | . | . |  |  | . |  | 173.1 | 0.028 | 241.4092 | 6182.1429 | 6182.1429 | 551.292 | 551.292 | 2.8% | 545.0824 | 27.5646 | 1090.1648 | 68.9115 | 3270.4944 | 110.2584 | 5450.824 | 137.823 | 8176.236 | 110.2584 | 10901.6479 | 55.1292 | 16352.4719 | 24.8081 | 21803.2959 | 16.5388 | 15024.9783 | 75124.8913 | 360599.478 | 751248.9126 | 901498.6951 | 600999.1301 | 405674.4128 | 360599.478
2017 | 60482 | CKenergy Electric Cooperative | OK | Cooperative | . | . | . | . | . | . | . | . | . | . | . |  | 736.54 | 4.767 | 154.5081 | 406.69 | 4.036 | 100.7656 | 24684.9 | N | L | 24.9 | Y | 329.85 | 0.731 | 100.7656 | 451.2312 | 451.2312 | 18044.6619 | 18044.6619 | 73.1% | 39.7853 | 902.2331 | 79.5705 | 2255.5827 | 238.7116 | 3608.9324 | 397.8526 | 4511.1655 | 596.7789 | 3608.9324 | 795.7053 | 1804.4662 | 1193.5579 | 812.0098 | 1591.4105 | 541.3399 | 35895.5809 | 179477.9044 | 861493.9413 | 1794779.0445 | 2153734.8533 | 1435823.2356 | 969180.684 | 861493.9413
2017 | 60631 | Upper Michigan Energy Resources Corp. | MI | Investor Owned | 551 | 1.85 | 297.8378 | 149 | 0.98 | 152.0408 | 480 | 1.63 | 294.4785 | 37482 | 35 | Y | . | . | . | . | . | . | . |  |  | . |  | 402 | 0.87 | 152.0408 | 462.069 | 462.069 | 32609.34 | 32609.34 | 87% | 40.7408 | 1630.467 | 81.4817 | 4076.1675 | 244.445 | 6521.868 | 407.4083 | 8152.335 | 611.1125 | 6521.868 | 814.8167 | 3260.934 | 1222.225 | 1467.4203 | 1629.6334 | 978.2802 | 66426.5863 | 332132.9317 | 1594238.072 | 3321329.3167 | 3985595.18 | 2657063.4533 | 1793517.831 | 1594238.072
2017 | 60839 | Southern Pioneer Electric Company | KS | Cooperative | 393 | . | . | 135 | . | . | 389 | . | . | 16809 | 13.8 | Y | . | . | . | . | . | . | . |  |  | . |  | 258 |  |  |  | 258 |  | 16809 | 100% | 22.748 | 840.45 | 45.496 | 2101.125 | 136.4879 | 3361.8 | 227.4798 | 4202.25 | 341.2197 | 3361.8 | 454.9596 | 1680.9 | 682.4394 | 756.405 | 909.9192 | 504.27 | 19118.5393 | 95592.6965 | 458844.9434 | 955926.9655 | 1147112.3586 | 764741.5724 | 516200.5614 | 458844.9434
2018 | 84 | A & N Electric Coop | MD | Cooperative | . | . | . | . | . | . | . | . | . | . | . |  | 1.74 | 0.006 | 290 | 0.2 | 0.003 | 66.6667 | 311 | Y | O | 12.5 | N | 1.54 | 0.003 | 66.6667 | 513.3333 | 513.3333 | 0.933 | 0.933 | 0.3% | 45.2608 | 0.04665 | 90.5217 | 0.11663 | 271.565 | 0.1866 | 452.6084 | 0.23325 | 678.9126 | 0.1866 | 905.2168 | 0.0933 | 1357.8251 | 0.041985 | 1810.4335 | 0.02799 | 2.1114 | 10.5571 | 50.674 | 105.5709 | 126.6851 | 84.4567 | 57.0083 | 50.674
2018 | 84 | A & N Electric Coop | VA | Cooperative | . | . | . | . | . | . | . | . | . | . | . |  | 178.405 | 1.707 | 104.5138 | 68.926 | 1.03 | 66.9184 | 35908 | Y | O | 24.9 | N | 109.479 | 0.677 | 66.9184 | 161.712 | 161.712 | 24309.716 | 24309.716 | 67.7% | 14.2582 | 1215.4858 | 28.5164 | 3038.7145 | 85.5493 | 4861.9432 | 142.5822 | 6077.429 | 213.8733 | 4861.9432 | 285.1644 | 2430.9716 | 427.7466 | 1093.9372 | 570.3288 | 729.2915 | 17330.6624 | 86653.3122 | 415935.8988 | 866533.1224 | 1039839.7469 | 693226.4979 | 467927.8861 | 415935.8988
2018 | 97 | Adams Electric Coop | IL | Cooperative | 131.99 | 1.12 | 117.8482 | 131.99 | 1.12 | 117.8482 | 130.12 | 1.11 | 117.2252 | 8665 | 12.5 | Y | . | . | . | . | . | . | . |  |  | . |  | 0 | 0 | 117.8482 |  |  | 0 | 0 | 0% |  | 0 |  | 0 |  | 1: 0; 3: 0; 5: 0; 7: 0 | 0 |  | 0
2018 | 108 | Adams-Columbia Electric Coop | WI | Cooperative | 387.114 | 0.905 | 427.7503 | 49.824 | 0.464 | 107.3793 | 376.92 | 0.78 | 483.2308 | 36944 | 12 | Y | . | . | . | . | . | . | . |  |  | . |  | 337.29 | 0.441 | 107.3793 | 764.8299 | 764.8299 | 16292.304 | 16292.304 | 44.1% | 67.4354 | 814.6152 | 134.8708 | 2036.538 | 404.6125 | 3258.4608 | 674.3541 | 4073.076 | 1011.5311 | 3258.4608 | 1348.7082 | 1629.2304 | 2023.0623 | 733.1537 | 2697.4164 | 488.7691 | 54933.9093 | 274669.5465 | 1318413.8232 | 2746695.4651 | 3296034.5581 | 2197356.3721 | 1483215.5512 | 1318413.8232
2018 | 155 | Agralite Electric Coop | MN | Cooperative | 115.913 | 1.111 | 104.3321 | 115.913 | 1.111 | 104.3321 | 98.048 | 0.932 | 105.2017 | 5274 | 12.4 | Y | . | . | . | . | . | . | . |  |  | . |  | 0 | 0 | 104.3321 |  |  | 0 | 0 | 0% |  | 0 |  | 0 |  | 1: 0; 3: 0; 5: 0; 7: 0 | 0 |  | 0
2018 | 162 | Aiken Electric Coop Inc | SC | Cooperative | 239.96 | . | . | 89.67 | . | . | 239.63 | . | . | 46690 | 25 | Y | . | . | . | . | . | . | . |  |  | . |  | 150.29 |  |  |  | 150.29 |  | 46690 | 100% | 13.2511 | 2334.5 | 26.5023 | 5836.25 | 79.5068 | 9338 | 132.5114 | 11672.5 | 198.7671 | 9338 | 265.0228 | 4669 | 397.5342 | 2101.05 | 530.0456 | 1400.7 | 30934.7837 | 154673.9184 | 742434.8085 | 1546739.1844 | 1856087.0213 | 1237391.3475 | 835239.1596 | 742434.8085
2018 | 195 | Alabama Power Co | AL | Investor Owned | . | . | . | . | . | . | . | . | . | . | . |  | 278.6 | 1.43 | 194.8252 | 113.2 | 1.045 | 108.3254 | 1476907 | N | F | 35 | Y | 165.4 | 0.385 | 108.3254 | 429.6104 | 429.6104 | 568609.195 | 568609.195 | 38.5% | 37.8789 | 28430.4598 | 75.7579 | 71076.1494 | 227.2737 | 113721.839 | 378.7895 | 142152.2987 | 568.1842 | 113721.839 | 757.5789 | 56860.9195 | 1136.3684 | 25587.4138 | 1515.1579 | 17058.2759 | 1076915.8757 | 5384579.3784 | 25845981.0163 | 53845793.784 | 64614952.5408 | 43076635.0272 | 29076728.6434 | 25845981.0163
2018 | 207 | City of Alameda | CA | Municipal | 33.91 | 0.83 | 40.8554 | . | . | . | . | . | . | 35329 | 12 | Y | . | . | . | . | . | . | . |  |  | . | [7 empty] | 35329 | 100% |  | 1766.45 |  | 4416.125 |  | 1: 7065.8; 3: 8832.25; 5: 7065.8; 7: 3532.9 | 1589.805 |  | 1059.87
2018 | 213 | Alaska Electric Light&Power Co | AK | Investor Owned | 100 | 2.8 | 35.7143 | 100 | 2.8 | 35.7143 | 40 | 0.922 | 43.3839 | 16768 | 12.5 | N | . | . | . | . | . | . | . |  |  | . |  | 0 | 0 | 35.7143 |  |  | 0 | 0 | 0% |  | 0 |  | 0 |  | 1: 0; 3: 0; 5: 0; 7: 0 | 0 |  | 0
2018 | 219 | Alaska Power and Telephone Co | AK | Investor Owned | . | . | . | . | . | . | . | . | . | . | . |  | 261.6 | 6.039 | 43.3184 | . | . | . | 8016 | N | L | 12.5 | N | [6 empty] | 8016 | 100% |  | 400.8 |  | 1002 |  | 1: 1603.2; 3: 2004; 5: 1603.2; 7: 801.6 | 360.72 |  | 240.48
2018 | 232 | City of Albemarle - (NC) | NC | Municipal | 213.4 | 1.435 | 148.7108 | 37.5 | 0.574 | 65.331 | . | . | . | 11821 | 14.4 | N | . | . | . | . | . | . | . |  |  | . |  | 175.9 | 0.861 | 65.331 | 204.2973 | 204.2973 | 10177.881 | 10177.881 | 86.1% | 18.013 | 508.894 | 36.026 | 1272.2351 | 108.0779 | 2035.5762 | 180.1299 | 2544.4702 | 270.1949 | 2035.5762 | 360.2598 | 1017.7881 | 540.3897 | 458.0046 | 720.5196 | 305.3364 | 9166.7035 | 45833.5173 | 220000.8829 | 458335.1727 | 550002.2072 | 366668.1381 | 247500.9932 | 220000.8829
2018 | 240 | Albemarle Electric Member Corp | NC | Cooperative | . | . | . | . | . | . | . | . | . | . | . |  | 60.4 | 0.568 | 106.338 | 60.4 | 0.568 | 106.338 | 12840 | N | F | 12.5 | Y | 0 | 0 | 106.338 |  |  | 0 | 0 | 0% |  | 0 |  | 0 |  | 1: 0; 3: 0; 5: 0; 7: 0 | 0 |  | 0
2018 | 241 | Albertville Municipal Utilities Board | AL | Municipal | 29.682 | 0.483 | 61.4534 | . | . | . | 29.682 | 0.483 | 61.4534 | 10054 | 12.5 | N | . | . | . | . | . | . | . |  |  | . | [7 empty] | 10054 | 100% |  | 502.7 |  | 1256.75 |  | 1: 2010.8; 3: 2513.5; 5: 2010.8; 7: 1005.4 | 452.43 |  | 301.62
2018 | 276 | Alcorn County Elec Power Assn | MS | Cooperative | 87.54 | 1.336 | 65.524 | . | . | . | . | . | . | 18788 | 13.1 | N | . | . | . | . | . | . | . |  |  | . | [7 empty] | 18788 | 100% |  | 939.4 |  | 2348.5 |  | 1: 3757.6; 3: 4697; 5: 3757.6; 7: 1878.8 | 845.46 |  | 563.64
2018 | 295 | City of Alexandria - (MN) | MN | Municipal | 5.55 | 0.079 | 70.2532 | . | . | . | . | . | . | 9928 | 13.2 | N | . | . | . | . | . | . | . |  |  | . | [7 empty] | 9928 | 100% |  | 496.4 |  | 1241 |  | 1: 1985.6; 3: 2482; 5: 1985.6; 7: 992.8 | 446.76 |  | 297.84
2018 | 296 | Alfalfa Electric Coop, Inc | KS | Cooperative | . | . | . | . | . | . | . | . | . | . | . |  | 48 | 0.462 | 103.8961 | 16.101 | 0.338 | 47.6361 | 953 | N | O | 14.4 | Y | 31.899 | 0.124 | 47.6361 | 257.25 | 257.25 | 118.172 | 118.172 | 12.4% | 22.6819 | 5.9086 | 45.3637 | 14.7715 | 136.0911 | 23.6344 | 226.8185 | 29.543 | 340.2278 | 23.6344 | 453.637 | 11.8172 | 680.4555 | 5.3177 | 907.2741 | 3.5452 | 134.018 | 670.0899 | 3216.4317 | 6700.8994 | 8041.0793 | 5360.7195 | 3618.4857 | 3216.4317
2018 | 296 | Alfalfa Electric Coop, Inc | OK | Cooperative | . | . | . | . | . | . | . | . | . | . | . |  | 137.966 | 1.076 | 128.2212 | 43.783 | 0.497 | 88.0946 | 8610 | N | O | 14.4 | Y | 94.183 | 0.579 | 88.0946 | 162.6649 | 162.6649 | 4985.19 | 4985.19 | 57.9% | 14.3422 | 249.2595 | 28.6845 | 623.1487 | 86.0535 | 997.038 | 143.4224 | 1246.2975 | 215.1336 | 997.038 | 286.8449 | 498.519 | 430.2673 | 224.3336 | 573.6897 | 149.5557 | 3574.9403 | 17874.7016 | 85798.5678 | 178747.0162 | 214496.4194 | 142997.6129 | 96523.3887 | 85798.5678
2018 | 305 | Alger-Delta Coop Electric Assn | MI | Cooperative | 74.245 | 0.333 | 222.958 | 74.244 | 0.333 | 222.9549 | 72.91 | 0.324 | 225.0309 | 10047 | 34.5 | Y | . | . | . | . | . | . | . |  |  | . |  | 0.001 | 0 | 222.955 |  |  | 0 | 0 | 0% |  | 0 |  | 0 |  | 1: 0; 3: 0; 5: 0; 7: 0 | 0 |  | 0
2018 | 329 | Allamakee-Clayton El Coop, Inc | IA | Cooperative | 90.6 | 0.733 | 123.6016 | 90.6 | 0.733 | 123.6016 | . | . | . | 8836 | 12.5 | Y | . | . | . | . | . | . | . |  |  | . |  | 0 | 0 | 123.6016 |  |  | 0 | 0 | 0% |  | 0 |  | 0 |  | 1: 0; 3: 0; 5: 0; 7: 0 | 0 |  | 0
2018 | 392 | Alpena Power Co | MI | Investor Owned | . | . | . | . | . | . | . | . | . | . | . |  | 206.2 | 1.9 | 108.5263 | 91.9 | 1 | 91.9 | 16436 | N | L | 13.2 | N | 114.3 | 0.9 | 91.9 | 127 | 127 | 14792.4 | 14792.4 | 90% | 11.1976 | 739.62 | 22.3953 | 1849.05 | 67.1859 | 2958.48 | 111.9765 | 3698.1 | 167.9647 | 2958.48 | 223.953 | 1479.24 | 335.9295 | 665.658 | 447.906 | 443.772 | 8282.005 | 41410.025 | 198768.1199 | 414100.2498 | 496920.2998 | 331280.1999 | 223614.1349 | 198768.1199
2018 | 407 | Altamaha Electric Member Corp | GA | Cooperative | 991.8 | 2.42 | 409.8347 | 43.34 | 0.708 | 61.2147 | 986.7 | 2.32 | 425.3017 | 20736 | 24.9 | N | . | . | . | . | . | . | . |  |  | . |  | 948.46 | 1.712 | 61.2147 | 554.007 | 948.46 | 35500.032 | 20736 | 100% | 83.6262 | 1036.8 | 167.2523 | 2592 | 501.7569 | 4147.2 | 836.2616 | 5184 | 1254.3924 | 4147.2 | 1672.5231 | 2073.6 | 2508.7847 | 933.12 | 3345.0463 | 622.08 | 86703.5998 | 433517.9991 | 2080886.3958 | 4335179.9912 | 5202215.9894 | 3468143.9929 | 2340997.1952 | 2080886.3958
2018 | 554 | City of Ames - (IA) | IA | Municipal | 39.779 | 0.515 | 77.2408 | 39.779 | 0.515 | 77.2408 | 39.779 | 0.515 | 77.2408 | 27267 | 13.8 | N | . | . | . | . | . | . | . |  |  | . |  | 0 | 0 | 77.2408 |  |  | 0 | 0 | 0% |  | 0 |  | 0 |  | 1: 0; 3: 0; 5: 0; 7: 0 | 0 |  | 0
2018 | 562 | Amicalola Electric Member Corp | GA | Cooperative | 928.28 | 3.92 | 236.8061 | 563.64 | 3.56 | 158.3258 | 924.74 | 3.55 | 260.4901 | 48499 | 25 | N | . | . | . | . | . | . | . |  |  | . |  | 364.64 | 0.36 | 158.3258 | 1012.8889 | 1012.8889 | 17459.64 | 17459.64 | 36% | 89.3069 | 872.982 | 178.6138 | 2182.455 | 535.8413 | 3491.928 | 893.0688 | 4364.91 | 1339.6032 | 3491.928 | 1786.1376 | 1745.964 | 2679.2065 | 785.6838 | 3572.2753 | 523.7892 | 77963.3006 | 389816.5032 | 1871119.2152 | 3898165.0316 | 4677798.0379 | 3118532.0253 | 2105009.1171 | 1871119.2152
2018 | 590 | City of Anaheim - (CA) | CA | Municipal | 27.4 | 0.5 | 54.8 | 27.4 | 0.5 | 54.8 | 27.4 | 0.5 | 54.8 | 121464 | 12 | Y | . | . | . | . | . | . | . |  |  | . |  | 0 | 0 | 54.8 |  |  | 0 | 0 | 0% |  | 0 |  | 0 |  | 1: 0; 3: 0; 5: 0; 7: 0 | 0 |  | 0
2018 | 599 | Anchorage Municipal Light and Power | AK | Municipal | 25.52 | 0.339 | 75.2802 | 25.52 | 0.339 | 75.2802 | 25.52 | 0.339 | 75.2802 | 31106 | 35 | Y | . | . | . | . | . | . | . |  |  | . |  | 0 | 0 | 75.2802 |  |  | 0 | 0 | 0% |  | 0 |  | 0 |  | 1: 0; 3: 0; 5: 0; 7: 0 | 0 |  | 0
2018 | 636 | City of Anderson - (IN) | IN | Municipal | 290.854 | 1.526 | 190.599 | 137.908 | 1.051 | 131.216 | 73.178 | 0.524 | 139.6527 | 35254 | 13.2 | Y | . | . | . | . | . | . | . |  |  | . |  | 152.946 | 0.475 | 131.216 | 321.9916 | 321.9916 | 16745.65 | 16745.65 | 47.5% | 28.3901 | 837.2825 | 56.7803 | 2093.2063 | 170.3409 | 3349.13 | 283.9015 | 4186.4125 | 425.8522 | 3349.13 | 567.8029 | 1674.565 | 851.7044 | 753.5543 | 1135.6059 | 502.3695 | 23770.5729 | 118852.8645 | 570493.7494 | 1188528.6445 | 1426234.3734 | 950822.9156 | 641805.468 | 570493.7494
2018 | 689 | Connexus Energy | MN | Cooperative | 40.087 | 0.5 | 80.174 | 37.022 | 0.465 | 79.6172 | 38.831 | 0.473 | 82.0951 | 132917.8 | 12.5 | Y | . | . | . | . | . | . | . |  |  | . |  | 3.065 | 0.035 | 79.6172 | 87.5714 | 87.5714 | 4652.123 | 4652.123 | 3.5% | 7.7212 | 232.6062 | 15.4424 | 581.5154 | 46.3273 | 930.4246 | 77.2121 | 1163.0307 | 115.8182 | 930.4246 | 154.4243 | 465.2123 | 231.6364 | 209.3455 | 308.8485 | 139.5637 | 1796.0017 | 8980.0086 | 43104.0413 | 89800.086 | 107760.1032 | 71840.0688 | 48492.0465 | 43104.0413
2018 | 694 | Anza Electric Coop Inc | CA | Cooperative | 6520.06 | 11.222 | 581.0069 | 6356.07 | 10.94 | 580.9936 | 307.42 | 1.869 | 164.4837 | 5614 | 7.2 | N | . | . | . | . | . | . | . |  |  | . |  | 163.99 | 0.282 | 580.9936 | 581.5248 | 581.5248 | 1583.148 | 1583.148 | 28.2% | 51.2733 | 79.1574 | 102.5466 | 197.8935 | 307.6399 | 316.6296 | 512.7331 | 395.787 | 769.0997 | 316.6296 | 1025.4663 | 158.3148 | 1538.1994 | 71.2417 | 2050.9325 | 47.4944 | 4058.6621 | 20293.3107 | 97407.8911 | 202933.1065 | 243519.7278 | 162346.4852 | 109583.8775 | 97407.8911
2018 | 727 | Appalachian Electric Coop | TN | Cooperative | 294.942 | 3.338 | 88.3589 | 294.942 | 3.338 | 88.3589 | 294.942 | 3.338 | 88.3589 | 46705 | 13.8 | Y | . | . | . | . | . | . | . |  |  | . |  | 0 | 0 | 88.3589 |  |  | 0 | 0 | 0% |  | 0 |  | 0 |  | 1: 0; 3: 0; 5: 0; 7: 0 | 0 |  | 0
2018 | 733 | Appalachian Power Co | VA | Investor Owned | 1247.1 | 2.41 | 517.4689 | 426.5 | 1.786 | 238.8018 | 1177.4 | 2.192 | 537.135 | 531820 | 35 | Y | . | . | . | . | . | . | . |  |  | . |  | 820.6 | 0.624 | 238.8018 | 1315.0641 | 1315.0641 | 331855.68 | 331855.68 | 62.4% | 115.9498 | 16592.784 | 231.8996 | 41481.96 | 695.6989 | 66371.136 | 1159.4981 | 82963.92 | 1739.2472 | 66371.136 | 2318.9962 | 33185.568 | 3478.4943 | 14933.5056 | 4637.9924 | 9955.6704 | 1923930.1631 | 9619650.8156 | 46174323.9148 | 96196508.1558 | 115435809.7869 | 76957206.5246 | 51946114.4041 | 46174323.9148
2018 | 733 | Appalachian Power Co | WV | Investor Owned | 1067.8 | 3.112 | 343.1234 | 693.9 | 2.705 | 256.5249 | 982.9 | 2.815 | 349.1652 | 422611 | 35 | Y | . | . | . | . | . | . | . |  |  | . |  | 373.9 | 0.407 | 256.525 | 918.6732 | 918.6732 | 172002.677 | 172002.677 | 40.7% | 80.9998 | 8600.1339 | 161.9997 | 21500.3346 | 485.9991 | 34400.5354 | 809.9984 | 43000.6692 | 1214.9976 | 34400.5354 | 1619.9969 | 17200.2677 | 2429.9953 | 7740.1205 | 3239.9937 | 5160.0803 | 696609.4911 | 3483047.4555 | 16718627.7866 | 34830474.5555 | 41796569.4666 | 27864379.6444 | 18808456.26 | 16718627.7866
2018 | 803 | Arizona Public Service Co | AZ | Investor Owned | 153.3 | 1.077 | 142.3398 | 86.3 | 0.839 | 102.8606 | 133 | 0.918 | 144.8802 | 1239949 | 69 | N | . | . | . | . | . | . | . |  |  | . |  | 67 | 0.238 | 102.8605 | 281.5126 | 281.5126 | 295107.862 | 295107.862 | 23.8% | 24.8211 | 14755.3931 | 49.6422 | 36888.4828 | 148.9266 | 59021.5724 | 248.211 | 73776.9655 | 372.3165 | 59021.5724 | 496.4219 | 29510.7862 | 744.6329 | 13279.8538 | 992.8439 | 8853.2359 | 366245.0389 | 1831225.1947 | 8789880.9346 | 18312251.9471 | 21974702.3365 | 14649801.5577 | 9888616.0514 | 8789880.9346
2018 | 814 | Entergy Arkansas LLC | AR | Investor Owned | 448.5 | 1.927 | 232.7452 | 297.2 | 1.74 | 170.8046 | 440.3 | 1.841 | 239.1635 | 722846 | 34.5 | Y | . | . | . | . | . | . | . |  |  | . |  | 151.3 | 0.187 | 170.8046 | 809.0909 | 809.0909 | 135172.202 | 135172.202 | 18.7% | 71.3379 | 6758.6101 | 142.6758 | 16896.5252 | 428.0275 | 27034.4404 | 713.3792 | 33793.0505 | 1070.0688 | 27034.4404 | 1426.7584 | 13517.2202 | 2140.1376 | 6082.7491 | 2853.5168 | 4055.1661 | 482145.1865 | 2410725.9324 | 11571484.4755 | 24107259.324 | 28928711.1888 | 19285807.4592 | 13017920.035 | 11571484.4755
2018 | 817 | Arkansas Valley Elec Coop Corp | AR | Cooperative | 250.876 | 1.702 | 147.4007 | 96.577 | 0.612 | 157.8056 | 248.933 | 1.688 | 147.4722 | 53765 | 14.4 | Y | . | . | . | . | . | . | . |  |  | . |  | 154.299 | 1.09 | 157.8056 | 141.5587 | 154.299 | 58603.85 | 53765 | 100% | 13.6046 | 2688.25 | 27.2092 | 6720.625 | 81.6277 | 10753 | 136.0461 | 13441.25 | 204.0692 | 10753 | 272.0923 | 5376.5 | 408.1384 | 2419.425 | 544.1846 | 1612.95 | 36572.6043 | 182863.0213 | 877742.5025 | 1828630.2134 | 2194356.2561 | 1462904.1708 | 987460.3153 | 877742.5025
2018 | 817 | Arkansas Valley Elec Coop Corp | OK | Cooperative | 151.528 | 1.106 | 137.0054 | 49.11 | 0.436 | 112.6376 | 66.86 | 0.651 | 102.7035 | 4472 | 7.2 | Y | . | . | . | . | . | . | . |  |  | . |  | 102.418 | 0.67 | 112.6376 | 152.8627 | 152.8627 | 2996.24 | 2996.24 | 67% | 13.478 | 149.812 | 26.9559 | 374.53 | 80.8678 | 599.248 | 134.7797 | 749.06 | 202.1696 | 599.248 | 269.5595 | 299.624 | 404.3392 | 134.8308 | 539.119 | 89.8872 | 2019.1622 | 10095.8111 | 48459.8932 | 100958.1108 | 121149.733 | 80766.4886 | 54517.3798 | 48459.8932
2018 | 963 | Atlantic City Electric Co | NJ | Investor Owned | 325.3 | 1.33 | 244.5865 | 76.4 | 0.9 | 84.8889 | 324.79 | 1.33 | 244.203 | 535560 | 69 | Y | . | . | . | . | . | . | . |  |  | . |  | 248.9 | 0.43 | 84.8889 | 578.8372 | 578.8372 | 230290.8 | 230290.8 | 43% | 51.0363 | 11514.54 | 102.0727 | 28786.35 | 306.2181 | 46058.16 | 510.3634 | 57572.7 | 765.5452 | 46058.16 | 1020.7269 | 23029.08 | 1531.0903 | 10363.086 | 2041.4538 | 6908.724 | 587660.0323 | 2938300.1616 | 14103840.7759 | 29383001.6165 | 35259601.9398 | 23506401.2932 | 15866820.8729 | 14103840.7759
2018 | 1009 | City of Austin - (MN) | MN | Municipal | 8.328 | 0.136 | 61.2353 | . | . | . | . | . | . | 12352 | 13.8 | N | . | . | . | . | . | . | . |  |  | . | [7 empty] | 12352 | 100% |  | 617.6 |  | 1544 |  | 1: 2470.4; 3: 3088; 5: 2470.4; 7: 1235.2 | 555.84 |  | 370.56
2018 | 1015 | Austin Energy | TX | Municipal | 68.68 | 0.76 | 90.3684 | 48.44 | 0.7 | 69.2 | 67.72 | 0.72 | 94.0556 | 488288 | 35 | Y | . | . | . | . | . | . | . |  |  | . |  | 20.24 | 0.06 | 69.2 | 337.3333 | 337.3333 | 29297.28 | 29297.28 | 6% | 29.7428 | 1464.864 | 59.4857 | 3662.16 | 178.457 | 5859.456 | 297.4284 | 7324.32 | 446.1425 | 5859.456 | 594.8567 | 2929.728 | 892.2851 | 1318.3776 | 1189.7134 | 878.9184 | 43569.2099 | 217846.0497 | 1045661.0384 | 2178460.4967 | 2614152.596 | 1742768.3974 | 1176368.6682 | 1045661.0384
2018 | 1050 | City of Azusa | CA | Municipal | . | . | . | 63.423 | 0.692 | 91.6517 | . | . | . | 16695 | 12.5 | N | . | . | . | . | . | . | . |  |  | . |  |  |  | 91.6517 |  |  |  | 16695 | 100% |  | 834.75 |  | 2086.875 |  | 1: 3339; 3: 4173.75; 5: 3339; 7: 1669.5 | 751.275 |  | 500.85
2018 | 1062 | BARC Electric Coop Inc | VA | Cooperative | 1230.6 | 4.553 | 270.2833 | 352.54 | 2.553 | 138.0885 | 1069.9 | 3.991 | 268.0782 | 12710 | 46 | Y | . | . | . | . | . | . | . |  |  | . |  | 878.06 | 2 | 138.0885 | 439.03 | 878.06 | 25420 | 12710 | 100% | 77.419 | 635.5 | 154.8379 | 1588.75 | 464.5137 | 2542 | 774.1896 | 3177.5 | 1161.2843 | 2542 | 1548.3791 | 1271 | 2322.5687 | 571.95 | 3096.7583 | 381.3 | 49199.747 | 245998.7348 | 1180793.9268 | 2459987.3475 | 2951984.817 | 1967989.878 | 1328393.1677 | 1180793.9268
2018 | 1149 | Baldwin County El Member Corp | AL | Cooperative | 147.916 | 1.632 | 90.6348 | 77.38 | 1.221 | 63.3743 | 117.799 | 1.544 | 76.2947 | 75685 | 12.5 | Y | . | . | . | . | . | . | . |  |  | . |  | 70.536 | 0.411 | 63.3743 | 171.6204 | 171.6204 | 31106.535 | 31106.535 | 41.1% | 15.1319 | 1555.3267 | 30.2637 | 3888.3169 | 90.7911 | 6221.307 | 151.3185 | 7776.6337 | 226.9778 | 6221.307 | 302.6371 | 3110.6535 | 453.9556 | 1399.7941 | 605.2741 | 933.1961 | 23534.9765 | 117674.8823 | 564839.435 | 1176748.8229 | 1412098.5875 | 941399.0583 | 635444.3644 | 564839.435
2018 | 1167 | Baltimore Gas & Electric Co | MD | Investor Owned | 432.16 | 1.325 | 326.1585 | 94.917 | 0.954 | 99.4937 | 432.097 | 1.321 | 327.0984 | 1286804 | 34.5 | Y | . | . | . | . | . | . | . |  |  | . |  | 337.243 | 0.371 | 99.4937 | 909.0108 | 909.0108 | 477404.284 | 477404.284 | 37.1% | 80.1479 | 23870.2142 | 160.2958 | 59675.5355 | 480.8874 | 95480.8568 | 801.479 | 119351.071 | 1202.2185 | 95480.8568 | 1602.958 | 47740.4284 | 2404.437 | 21483.1928 | 3205.9161 | 14322.1285 | 1913147.574 | 9565737.8701 | 45915541.7763 | 95657378.7007 | 114788854.4408 | 76525902.9605 | 51654984.4984 | 45915541.7763
2018 | 1175 | Bandera Electric Coop, Inc | TX | Cooperative | 101.005 | 0.673 | 150.0817 | 35.903 | 0.397 | 90.4358 | 101.005 | 0.673 | 150.0817 | 36098 | 24 | Y | . | . | . | . | . | . | . |  |  | . |  | 65.102 | 0.276 | 90.4358 | 235.8768 | 235.8768 | 9963.048 | 9963.048 | 27.6% | 20.7974 | 498.1524 | 41.5947 | 1245.381 | 124.7842 | 1992.6096 | 207.9737 | 2490.762 | 311.9605 | 1992.6096 | 415.9474 | 996.3048 | 623.921 | 448.3372 | 831.8947 | 298.8914 | 10360.2586 | 51801.2931 | 248646.2068 | 518012.9308 | 621615.5169 | 414410.3446 | 279726.9826 | 248646.2068
2018 | 1179 | Emera Maine | ME | Investor Owned | 780 | 3.131 | 249.1217 | 397 | 2.519 | 157.6022 | 669 | 2.277 | 293.8076 | 170465 | 35 | Y | . | . | . | . | . | . | . |  |  | . |  | 383 | 0.612 | 157.6022 | 625.817 | 625.817 | 104324.58 | 104324.58 | 61.2% | 55.1786 | 5216.229 | 110.3571 | 13040.5725 | 331.0714 | 20864.916 | 551.7857 | 26081.145 | 827.6786 | 20864.916 | 1103.5715 | 10432.458 | 1655.3572 | 4694.6061 | 2207.143 | 3129.7374 | 287824.0779 | 1439120.3894 | 6907777.8692 | 14391203.8942 | 17269444.673 | 11512963.1154 | 7771250.1029 | 6907777.8692
2018 | 1233 | City of Barnesville - (MN) | MN | Municipal | . | . | . | . | . | . | . | . | . | . | . |  | 20.729 | 0.987 | 21.002 | . | . | . | 1518 | Y | F | 2.4 | N | [6 empty] | 1518 | 100% |  | 75.9 |  | 189.75 |  | 1: 303.6; 3: 379.5; 5: 303.6; 7: 151.8 | 68.31 |  | 45.54
2018 | 1251 | Barron Electric Coop | WI | Cooperative | 136.104 | 0.967 | 140.7487 | 136.104 | 0.967 | 140.7487 | 136.104 | 0.967 | 140.7487 | 19371 | 12.5 | Y | . | . | . | . | . | . | . |  |  | . |  | 0 | 0 | 140.7487 |  |  | 0 | 0 | 0% |  | 0 |  | 0 |  | 1: 0; 3: 0; 5: 0; 7: 0 | 0 |  | 0
2018 | 1273 | Bartlett Electric Coop, Inc | TX | Cooperative | 112.43 | 1.01 | 111.3168 | 50.06 | 0.62 | 80.7419 | 88.64 | 0.59 | 150.2373 | 11988 | 24.9 | Y | . | . | . | . | . | . | . |  |  | . |  | 62.37 | 0.39 | 80.7419 | 159.9231 | 159.9231 | 4675.32 | 4675.32 | 39% | 14.1005 | 233.766 | 28.201 | 584.415 | 84.603 | 935.064 | 141.0049 | 1168.83 | 211.5074 | 935.064 | 282.0098 | 467.532 | 423.0148 | 210.3894 | 564.0197 | 140.2596 | 3296.2155 | 16481.0777 | 79109.1731 | 164810.7774 | 197772.9328 | 131848.6219 | 88997.8198 | 79109.1731
2018 | 1283 | Bartholomew County Rural E M C | IN | Cooperative | 257.71 | 1.9 | 135.6368 | 87.67 | 0.83 | 105.6265 | 230.36 | 1.62 | 142.1975 | 11613 | 12.5 | Y | . | . | . | . | . | . | . |  |  | . |  | 170.04 | 1.07 | 105.6265 | 158.9159 | 170.04 | 12425.91 | 11613 | 100% | 14.9925 | 580.65 | 29.985 | 1451.625 | 89.955 | 2322.6 | 149.9251 | 2903.25 | 224.8876 | 2322.6 | 299.8501 | 1161.3 | 449.7752 | 522.585 | 599.7002 | 348.39 | 8705.3983 | 43526.9916 | 208929.5598 | 435269.9162 | 522323.8995 | 348215.933 | 235045.7548 | 208929.5598
2018 | 1300 | City of Bartow - (FL) | FL | Municipal | . | . | . | . | . | . | . | . | . | . | . |  | 106.569 | 0.729 | 146.1852 | . | . | . | 12130 | N | L | 35 | N | [6 empty] | 12130 | 100% |  | 606.5 |  | 1516.25 |  | 1: 2426; 3: 3032.5; 5: 2426; 7: 1213 | 545.85 |  | 363.9
2018 | 1301 | Barton County Elec Coop, Inc | MO | Cooperative | . | . | . | . | . | . | . | . | . | . | . |  | 144.9 | . | . | 144.9 | . | . | 5174 | Y | F | 25 | Y | 0 |  |  |  | 0 |  | 5174 | 100% | 0 | 258.7 | 0 | 646.75 | 0 | 1034.8 | 0 | 1293.5 | 0 | 1034.8 | 0 | 517.4 | 0 | 232.83 | 0 | 155.22 | 0 | 0 | 0 | 0 | 0 | 0 | 0 | 0
2018 | 1366 | City of Bay City - (MI) | MI | Municipal | 99.97 | 1.149 | 87.0061 | 99.97 | 1.149 | 87.0061 | 99.97 | 1.149 | 87.0061 | 20237 | 8.3 | Y | . | . | . | . | . | . | . |  |  | . |  | 0 | 0 | 87.0061 |  |  | 0 | 0 | 0% |  | 0 |  | 0 |  | 1: 0; 3: 0; 5: 0; 7: 0 | 0 |  | 0
2018 | 1456 | Town of Bedford - (VA) | VA | Municipal | 308.643 | 1.496 | 206.3122 | 88.101 | . | . | 88.101 | . | . | 6674 | 69 | N | . | . | . | . | . | . | . |  |  | . |  | 220.542 |  |  |  | 220.542 |  | 6674 | 100% | 19.4453 | 333.7 | 38.8906 | 834.25 | 116.6717 | 1334.8 | 194.4529 | 1668.5 | 291.6794 | 1334.8 | 388.9058 | 667.4 | 583.3587 | 300.33 | 777.8116 | 200.22 | 6488.8933 | 32444.4667 | 155733.4404 | 324444.6675 | 389333.6009 | 259555.734 | 175200.1204 | 155733.4404
2018 | 1458 | Beauregard Electric Coop, Inc | LA | Cooperative | . | . | . | . | . | . | . | . | . | . | . |  | 669 | 5.16 | 129.6512 | 148.8 | 1.59 | 93.5849 | 43280 | N | F | 24.9 | Y | 520.2 | 3.57 | 93.5849 | 145.7143 | 520.2 | 154509.6 | 43280 | 100% | 45.8663 | 2164 | 91.7325 | 5410 | 275.1976 | 8656 | 458.6627 | 10820 | 687.9941 | 8656 | 917.3255 | 4328 | 1375.9882 | 1947.6 | 1834.651 | 1298.4 | 99254.6187 | 496273.0933 | 2382110.8479 | 4962730.9331 | 5955277.1198 | 3970184.7465 | 2679874.7039 | 2382110.8479
2018 | 1523 | Town of Belmont - (MA) | MA | Municipal | 56.898 | 0.53 | 107.3547 | 56.898 | 0.53 | 107.3547 | 56.898 | 0.53 | 107.3547 | 11350 | 13.8 | N | . | . | . | . | . | . | . |  |  | . |  | 0 | 0 | 107.3547 |  |  | 0 | 0 | 0% |  | 0 |  | 0 |  | 1: 0; 3: 0; 5: 0; 7: 0 | 0 |  | 0
2018 | 1529 | Beltrami Electric Coop, Inc | MN | Cooperative | . | . | . | 108.224 | 0.955 | 113.3236 | . | . | . | 20713 | 12.5 | Y | . | . | . | . | . | . | . |  |  | . |  |  |  | 113.3236 |  |  |  | 20713 | 100% |  | 1035.65 |  | 2589.125 |  | 1: 4142.6; 3: 5178.25; 5: 4142.6; 7: 2071.3 | 932.085 |  | 621.39
2018 | 1579 | PUD No 1 of Benton County | WA | Political Subdivision | 84.36 | 0.91 | 92.7033 | 53.19 | 0.43 | 123.6977 | . | . | . | 53683 | 34.5 | Y | . | . | . | . | . | . | . |  |  | . |  | 31.17 | 0.48 | 123.6977 | 64.9375 | 64.9375 | 25767.84 | 25767.84 | 48% | 5.7256 | 1288.392 | 11.4511 | 3220.98 | 34.3534 | 5153.568 | 57.2557 | 6441.96 | 85.8835 | 5153.568 | 114.5114 | 2576.784 | 171.7671 | 1159.5528 | 229.0228 | 773.0352 | 7376.7779 | 36883.8893 | 177042.6685 | 368838.8927 | 442606.6713 | 295071.1142 | 199173.0021 | 177042.6685
2018 | 1591 | Big Country Electric Coop, Inc | TX | Cooperative | . | . | . | . | . | . | . | . | . | . | . |  | 511.8 | . | . | . | . | . | 12909 | N | L | 69 | Y | [6 empty] | 12909 | 100% |  | 645.45 |  | 1613.625 |  | 1: 2581.8; 3: 3227.25; 5: 2581.8; 7: 1290.9 | 580.905 |  | 387.27
2018 | 1613 | Berkeley Electric Coop Inc | SC | Cooperative | 171.8 | 1.76 | 97.6136 | 133.1 | 1.55 | 85.871 | 161 | 1.49 | 108.0537 | 99295 | 24.9 | Y | . | . | . | . | . | . | . |  |  | . |  | 38.7 | 0.21 | 85.871 | 184.2857 | 184.2857 | 20851.95 | 20851.95 | 21% | 16.2486 | 1042.5975 | 32.4971 | 2606.4938 | 97.4913 | 4170.39 | 162.4856 | 5212.9875 | 243.7284 | 4170.39 | 324.9711 | 2085.195 | 487.4567 | 938.3378 | 649.9423 | 625.5585 | 16940.7046 | 84703.5231 | 406576.9111 | 847035.2314 | 1016442.2777 | 677628.1852 | 457399.025 | 406576.9111
2018 | 1625 | Benton Rural Electric Assn | WA | Cooperative | . | . | . | . | . | . | . | . | . | . | . |  | 50.3 | 0.48 | 104.7917 | . | . | . | 14423 | N | L | 34.5 | N | [6 empty] | 14423 | 100% |  | 721.15 |  | 1802.875 |  | 1: 2884.6; 3: 3605.75; 5: 2884.6; 7: 1442.3 | 649.035 |  | 432.69
2018 | 1675 | Big Horn Rural Electric Co | WY | Cooperative | 242.71 | 1.8 | 134.8389 | . | . | . | . | . | . | 3750 | 7.2 | N | . | . | . | . | . | . | . |  |  | . | [7 empty] | 3750 | 100% |  | 187.5 |  | 468.75 |  | 1: 750; 3: 937.5; 5: 750; 7: 375 | 168.75 |  | 112.5
2018 | 1708 | Big Sandy Rural Elec Coop Corp | KY | Cooperative | 780.16 | 4.51 | 172.9845 | 448.79 | 3.77 | 119.0424 | 720.92 | 4.11 | 175.4063 | 12748 | 13.2 | Y | . | . | . | . | . | . | . |  |  | . |  | 331.37 | 0.74 | 119.0424 | 447.7973 | 447.7973 | 9433.52 | 9433.52 | 74% | 39.4825 | 471.676 | 78.965 | 1179.19 | 236.895 | 1886.704 | 394.8249 | 2358.38 | 592.2374 | 1886.704 | 789.6499 | 943.352 | 1184.4748 | 424.5084 | 1579.2998 | 283.0056 | 18622.9453 | 93114.7265 | 446950.6873 | 931147.2652 | 1117376.7183 | 744917.8122 | 502819.5232 | 446950.6873
2018 | 1723 | Big Bend Electric Coop, Inc | WA | Cooperative | . | . | . | . | . | . | . | . | . | . | . |  | 95.9 | 0.73 | 131.3699 | 89.01 | 0.68 | 130.8971 | 9361 | N | O | 24.9 | N | 6.89 | 0.05 | 130.8971 | 137.8 | 137.8 | 468.05 | 468.05 | 5% | 12.1499 | 23.4025 | 24.2998 | 58.5062 | 72.8993 | 93.61 | 121.4989 | 117.0125 | 182.2483 | 93.61 | 242.9978 | 46.805 | 364.4967 | 21.0622 | 485.9956 | 14.0415 | 284.3378 | 1421.689 | 6824.1071 | 14216.8898 | 17060.2677 | 11373.5118 | 7677.1205 | 6824.1071
2018 | 1763 | Black River Electric Coop, Inc - (SC) | SC | Cooperative | . | . | . | . | . | . | . | . | . | . | . |  | 228.519 | 1.288 | 177.4216 | 101.883 | 0.95 | 107.2453 | 32376 | N | L | 12.5 | N | 126.636 | 0.338 | 107.2453 | 374.6627 | 374.6627 | 10943.088 | 10943.088 | 33.8% | 33.0342 | 547.1544 | 66.0684 | 1367.886 | 198.2051 | 2188.6176 | 330.3419 | 2735.772 | 495.5128 | 2188.6176 | 660.6837 | 1094.3088 | 991.0256 | 492.439 | 1321.3674 | 328.2926 | 18074.8 | 90374.0001 | 433795.2003 | 903740.0006 | 1084488.0007 | 722992.0005 | 488019.6003 | 433795.2003
2018 | 1769 | Black Hills Electric Coop, Inc | SD | Cooperative | 68.1 | 0.92 | 74.0217 | 68.1 | 0.92 | 74.0217 | . | . | . | 10025 | 7.2 | Y | . | . | . | . | . | . | . |  |  | . |  | 0 | 0 | 74.0217 |  |  | 0 | 0 | 0% |  | 0 |  | 0 |  | 1: 0; 3: 0; 5: 0; 7: 0 | 0 |  | 0
2018 | 1775 | Black River Electric Coop - (MO) | MO | Cooperative | 402.68 | . | . | 402.68 | . | . | 371.87 | . | . | 24331 | 14.4 | Y | . | . | . | . | . | . | . |  |  | . |  | 0 |  |  |  | 0 |  | 24331 | 100% | 0 | 1216.55 | 0 | 3041.375 | 0 | 4866.2 | 0 | 6082.75 | 0 | 4866.2 | 0 | 2433.1 | 0 | 1094.895 | 0 | 729.93 | 0 | 0 | 0 | 0 | 0 | 0 | 0 | 0
2018 | 1883 | Blue Earth Light & Water | MN | Municipal | 1.134 | 0.028 | 40.5 | . | . | . | . | . | . | 2000 | 12 | N | . | . | . | . | . | . | . |  |  | . | [7 empty] | 2000 | 100% |  | 100 |  | 250 |  | 1: 400; 3: 500; 5: 400; 7: 200 | 90 |  | 60
2018 | 1886 | Blue Grass Energy Coop Corp | KY | Cooperative | 440.88 | 1.622 | 271.8126 | 157.133 | 1.118 | 140.5483 | 420.896 | 1.47 | 286.3238 | 57576 | 25 | Y | . | . | . | . | . | . | . |  |  | . |  | 283.747 | 0.504 | 140.5483 | 562.9901 | 562.9901 | 29018.304 | 29018.304 | 50.4% | 49.6391 | 1450.9152 | 99.2782 | 3627.288 | 297.8346 | 5803.6608 | 496.391 | 7254.576 | 744.5864 | 5803.6608 | 992.7819 | 2901.8304 | 1489.1729 | 1305.8237 | 1985.5638 | 870.5491 | 72022.1188 | 360110.5938 | 1728530.8502 | 3601105.938 | 4321327.1256 | 2880884.7504 | 1944597.2065 | 1728530.8502
2018 | 1889 | Blue Ridge Elec Member Corp - (NC) | NC | Cooperative | 339.1 | 1.87 | 181.3369 | 76.1 | 0.96 | 79.2708 | 339.1 | 1.87 | 181.3369 | 75213 | 15 | Y | . | . | . | . | . | . | . |  |  | . |  | 263 | 0.91 | 79.2708 | 289.011 | 289.011 | 68443.83 | 68443.83 | 91% | 25.4822 | 3422.1915 | 50.9645 | 8555.4788 | 152.8934 | 13688.766 | 254.8223 | 17110.9575 | 382.2335 | 13688.766 | 509.6447 | 6844.383 | 764.467 | 3079.9724 | 1019.2893 | 2053.3149 | 87205.0801 | 436025.4004 | 2092921.9221 | 4360254.0044 | 5232304.8053 | 3488203.2035 | 2354537.1624 | 2092921.9221
2018 | 1890 | Blue Ridge Electric Coop Inc - (SC) | SC | Cooperative | 526.58 | . | . | 134.59 | . | . | 353.99 | . | . | 66343 | 7.2 | N | . | . | . | . | . | . | . |  |  | . |  | 391.99 |  |  |  | 391.99 |  | 66343 | 100% | 34.5619 | 3317.15 | 69.1239 | 8292.875 | 207.3716 | 13268.6 | 345.6194 | 16585.75 | 518.4291 | 13268.6 | 691.2388 | 6634.3 | 1036.8582 | 2985.435 | 1382.4776 | 1990.29 | 114647.1384 | 573235.6922 | 2751531.3226 | 5732356.9221 | 6878828.3065 | 4585885.5377 | 3095472.7379 | 2751531.3226
2018 | 1892 | Bluebonnet Electric Coop, Inc | TX | Cooperative | 90.924 | 1.173 | 77.5141 | 90.924 | 1.173 | 77.5141 | 74.954 | 0.81 | 92.5358 | 96688 | 14.4 | N | . | . | . | . | . | . | . |  |  | . |  | 0 | 0 | 77.5141 |  |  | 0 | 0 | 0% |  | 0 |  | 0 |  | 1: 0; 3: 0; 5: 0; 7: 0 | 0 |  | 0
2018 | 1898 | Bon Homme Yankton El Assn, Inc | SD | Cooperative | 34.018 | 0.322 | 105.646 | 34.018 | 0.322 | 105.646 | 34.018 | 0.322 | 105.646 | 3870 | 12.5 | Y | . | . | . | . | . | . | . |  |  | . |  | 0 | 0 | 105.646 |  |  | 0 | 0 | 0% |  | 0 |  | 0 |  | 1: 0; 3: 0; 5: 0; 7: 0 | 0 |  | 0
2018 | 1936 | Bolivar Energy Authority | TN | Municipal | 187.015 | 1.169 | 159.9786 | 40.055 | 0.5 | 80.11 | 187.015 | 1.169 | 159.9786 | 11064 | 12.5 | N | . | . | . | . | . | . | . |  |  | . |  | 146.96 | 0.669 | 80.11 | 219.6712 | 219.6712 | 7401.816 | 7401.816 | 66.9% | 19.3685 | 370.0908 | 38.737 | 925.227 | 116.211 | 1480.3632 | 193.6851 | 1850.454 | 290.5276 | 1480.3632 | 387.3701 | 740.1816 | 581.0552 | 333.0817 | 774.7403 | 222.0545 | 7168.1063 | 35840.5314 | 172034.5506 | 358405.3137 | 430086.3765 | 286724.251 | 193538.8694 | 172034.5506
2018 | 2001 | Boone Electric Coop | MO | Cooperative | 54.66 | 0.62 | 88.1613 | 49.71 | 0.6 | 82.85 | 54.66 | 0.62 | 88.1613 | 32618 | 13.2 | Y | . | . | . | . | . | . | . |  |  | . |  | 4.95 | 0.02 | 82.85 | 247.5 | 247.5 | 652.36 | 652.36 | 2% | 21.8222 | 32.618 | 43.6444 | 81.545 | 130.9331 | 130.472 | 218.2219 | 163.09 | 327.3328 | 130.472 | 436.4438 | 65.236 | 654.6657 | 29.3562 | 872.8876 | 19.5708 | 711.7962 | 3558.9809 | 17083.1083 | 35589.809 | 42707.7708 | 28471.8472 | 19218.4968 | 17083.1083
2018 | 2049 | Bowie-Cass Electric Coop, Inc | TX | Cooperative | . | . | . | . | . | . | . | . | . | . | . |  | 503.39 | . | . | 378.84 | . | . | 37592 | N | O | 12.5 | Y | 124.55 |  |  |  | 124.55 |  | 37592 | 100% | 10.9816 | 1879.6 | 21.9633 | 4699 | 65.8898 | 7518.4 | 109.8163 | 9398 | 164.7245 | 7518.4 | 219.6326 | 3759.2 | 329.4489 | 1691.64 | 439.2652 | 1127.76 | 20641.0739 | 103205.3696 | 495385.774 | 1032053.6958 | 1238464.435 | 825642.9566 | 557308.9957 | 495385.774
2018 | 2054 | City of Bowling Green - (OH) | OH | Municipal | 26.57 | 0.164 | 162.0122 | 7.928 | 0.079 | 100.3544 | . | . | . | 14718 | 12.5 | N | . | . | . | . | . | . | . |  |  | . |  | 18.642 | 0.085 | 100.3544 | 219.3176 | 219.3176 | 1251.03 | 1251.03 | 8.5% | 19.3373 | 62.5515 | 38.6747 | 156.3787 | 116.024 | 250.206 | 193.3734 | 312.7575 | 290.0601 | 250.206 | 386.7468 | 125.103 | 580.1202 | 56.2963 | 773.4935 | 37.5309 | 1209.5795 | 6047.8976 | 29029.9086 | 60478.9763 | 72574.7716 | 48383.1811 | 32658.6472 | 29029.9086
2018 | 2056 | City of Bowling Green - (KY) | KY | Municipal | 63.44 | 1.218 | 52.0854 | 37.266 | 0.84 | 44.3643 | 35.976 | 0.582 | 61.8144 | 30510 | 12.5 | N | . | . | . | . | . | . | . |  |  | . |  | 26.174 | 0.378 | 44.3643 | 69.2434 | 69.2434 | 11532.78 | 11532.78 | 37.8% | 6.1052 | 576.639 | 12.2104 | 1441.5975 | 36.6313 | 2306.556 | 61.0522 | 2883.195 | 91.5783 | 2306.556 | 122.1044 | 1153.278 | 183.1566 | 518.9751 | 244.2089 | 345.9834 | 3520.5088 | 17602.5439 | 84492.2106 | 176025.4386 | 211230.5264 | 140820.3509 | 95053.7369 | 84492.2106
2018 | 2089 | Bozrah Light & Power Company | CT | Municipal | 294.6 | 2.07 | 142.3188 | 144.98 | 1.36 | 106.6029 | 294.6 | 2.07 | 142.3188 | 2832 | 13.8 | Y | . | . | . | . | . | . | . |  |  | . |  | 149.62 | 0.71 | 106.6029 | 210.7324 | 210.7324 | 2010.72 | 2010.72 | 71% | 18.5804 | 100.536 | 37.1607 | 251.34 | 111.4822 | 402.144 | 185.8037 | 502.68 | 278.7056 | 402.144 | 371.6075 | 201.072 | 557.4112 | 90.4824 | 743.2149 | 60.3216 | 1867.9964 | 9339.9818 | 44831.9125 | 93399.8178 | 112079.7813 | 74719.8542 | 50435.9016 | 44831.9125
2018 | 2144 | Town of Braintree - (MA) | MA | Municipal | 13.465 | 0.136 | 99.0074 | 5.386 | 0.074 | 72.7838 | 5.386 | 0.074 | 72.7838 | 16500 | 13.8 | N | . | . | . | . | . | . | . |  |  | . |  | 8.079 | 0.062 | 72.7838 | 130.3065 | 130.3065 | 1023 | 1023 | 6.2% | 11.4892 | 51.15 | 22.9784 | 127.875 | 68.9351 | 204.6 | 114.8918 | 255.75 | 172.3377 | 204.6 | 229.7836 | 102.3 | 344.6754 | 46.035 | 459.5672 | 30.69 | 587.6716 | 2938.3578 | 14104.1176 | 29383.5783 | 35260.2939 | 23506.8626 | 15867.1323 | 14104.1176
2018 | 2212 | Broad River Electric Coop, Inc | SC | Cooperative | . | . | . | . | . | . | . | . | . | . | . |  | 142.7 | . | . | 142.7 | . | . | 21655 | N | F | 12.5 | Y | 0 |  |  |  | 0 |  | 21655 | 100% | 0 | 1082.75 | 0 | 2706.875 | 0 | 4331 | 0 | 5413.75 | 0 | 4331 | 0 | 2165.5 | 0 | 974.475 | 0 | 649.65 | 0 | 0 | 0 | 0 | 0 | 0 | 0 | 0
2018 | 2247 | City of Bristol - (TN) | TN | Municipal | 59.834 | 1.428 | 41.9006 | 52.187 | 1.379 | 37.8441 | 59.834 | 1.428 | 41.9006 | 33660 | 69 | N | . | . | . | . | . | . | . |  |  | . |  | 7.647 | 0.049 | 37.8441 | 156.0612 | 156.0612 | 1649.34 | 1649.34 | 4.9% | 13.76 | 82.467 | 27.52 | 206.1675 | 82.5599 | 329.868 | 137.5999 | 412.335 | 206.3999 | 329.868 | 275.1998 | 164.934 | 412.7997 | 74.2203 | 550.3996 | 49.4802 | 1134.7451 | 5673.7256 | 27233.8831 | 56737.2564 | 68084.7077 | 45389.8051 | 30638.1185 | 27233.8831
2018 | 2248 | Bristol Virginia Utilities | VA | Municipal | 24.589 | 0.5 | 49.178 | 14.587 | 0.4 | 36.4675 | 24.589 | 0.5 | 49.178 | 16146 | 13.2 | Y | . | . | . | . | . | . | . |  |  | . |  | 10.002 | 0.1 | 36.4675 | 100.02 | 100.02 | 1614.6 | 1614.6 | 10% | 8.8188 | 80.73 | 17.6376 | 201.825 | 52.9129 | 322.92 | 88.1881 | 403.65 | 132.2821 | 322.92 | 176.3762 | 161.46 | 264.5643 | 72.657 | 352.7524 | 48.438 | 711.9425 | 3559.7125 | 17086.6202 | 35597.1253 | 42716.5504 | 28477.7003 | 19222.4477 | 17086.6202
2018 | 2316 | Brown County Rural Elec Assn | MN | Cooperative | 100.9 | 0.73 | 138.2192 | 72.5 | 0.61 | 118.8525 | 51.44 | 0.33 | 155.8788 | 4520 | 12 | N | . | . | . | . | . | . | . |  |  | . |  | 28.4 | 0.12 | 118.8525 | 236.6667 | 236.6667 | 542.4 | 542.4 | 12% | 20.867 | 27.12 | 41.734 | 67.8 | 125.2021 | 108.48 | 208.6701 | 135.6 | 313.0051 | 108.48 | 417.3402 | 54.24 | 626.0103 | 24.408 | 834.6804 | 16.272 | 565.9133 | 2829.5665 | 13581.9192 | 28295.665 | 33954.7979 | 22636.532 | 15279.6591 | 13581.9192
2018 | 2409 | Brownsville Public Utilities Board | TX | Municipal | 71.977 | 0.878 | 81.9784 | 8.701 | 0.119 | 73.1176 | 71.977 | 0.878 | 81.9784 | 52520 | 12.5 | N | . | . | . | . | . | . | . |  |  | . |  | 63.276 | 0.759 | 73.1176 | 83.3676 | 83.3676 | 39862.68 | 39862.68 | 75.9% | 7.3506 | 1993.134 | 14.7011 | 4982.835 | 44.1034 | 7972.536 | 73.5056 | 9965.67 | 110.2584 | 7972.536 | 147.0112 | 3986.268 | 220.5168 | 1793.8206 | 294.0224 | 1195.8804 | 14650.6489 | 73253.2444 | 351615.573 | 732532.4438 | 879038.9325 | 586025.955 | 395567.5196 | 351615.573
2018 | 2439 | City of Bryan - (OH) | OH | Municipal | 9.969 | 0.16 | 62.3062 | 9.969 | 0.16 | 62.3062 | . | . | . | 6121 | 12.4 | Y | . | . | . | . | . | . | . |  |  | . |  | 0 | 0 | 62.3062 |  |  | 0 | 0 | 0% |  | 0 |  | 0 |  | 1: 0; 3: 0; 5: 0; 7: 0 | 0 |  | 0
2018 | 2442 | City of Bryan - (TX) | TX | Municipal | . | . | . | . | . | . | . | . | . | . | . |  | 20.384 | 0.263 | 77.5057 | . | . | . | 58852 | N | F | 12.5 | Y | [6 empty] | 58852 | 100% |  | 2942.6 |  | 7356.5 |  | 1: 11770.4; 3: 14713; 5: 11770.4; 7: 5885.2 | 2648.34 |  | 1765.56
2018 | 2485 | City of Buffalo - (MN) | MN | Municipal | . | . | . | . | . | . | . | . | . | . | . |  | 30.998 | 0.233 | 133.0386 | . | . | . | 6222 | Y | L | 12 | Y | [6 empty] | 6222 | 100% |  | 311.1 |  | 777.75 |  | 1: 1244.4; 3: 1555.5; 5: 1244.4; 7: 622.2 | 279.99 |  | 186.66
2018 | 2502 | Buckeye Rural Elec Coop, Inc | OH | Cooperative | . | . | . | . | . | . | . | . | . | . | . |  | 442.58 | 2.26 | 195.8319 | 442.58 | 2.26 | 195.8319 | 18615 | N | L | 12.5 | N | 0 | 0 | 195.8319 |  |  | 0 | 0 | 0% |  | 0 |  | 0 |  | 1: 0; 3: 0; 5: 0; 7: 0 | 0 |  | 0
2018 | 2507 | City of Burbank Water and Power | CA | Municipal | . | . | . | . | . | . | . | . | . | . | . |  | 11.3 | 0.33 | 34.2424 | 11.3 | 0.33 | 34.2424 | 52500 | N | L | 34.5 | N | 0 | 0 | 34.2424 |  |  | 0 | 0 | 0% |  | 0 |  | 0 |  | 1: 0; 3: 0; 5: 0; 7: 0 | 0 |  | 0
2018 | 2548 | City of Burlington Electric - (VT) | VT | Municipal | . | . | . | . | . | . | . | . | . | . | . |  | . | 0.43 | . | . | . | . | 21285 | N | F | 13.8 | N | [6 empty] | 21285 | 100% |  | 1064.25 |  | 2660.625 |  | 1: 4257; 3: 5321.25; 5: 4257; 7: 2128.5 | 957.825 |  | 638.55
2018 | 2641 | Butler Rural El Coop Assn, Inc - (KS) | KS | Cooperative | 148.62 | 1.42 | 104.662 | 148.62 | 1.42 | 104.662 | 62.98 | 0.73 | 86.274 | 7486 | 12.5 | Y | . | . | . | . | . | . | . |  |  | . |  | 0 | 0 | 104.662 |  |  | 0 | 0 | 0% |  | 0 |  | 0 |  | 1: 0; 3: 0; 5: 0; 7: 0 | 0 |  | 0
2018 | 2651 | Butler Rural Electric Coop Inc - (OH) | OH | Cooperative | 283.04 | 2.39 | 118.4268 | 92.76 | 1.11 | 83.5676 | 274.93 | 2.14 | 128.472 | 11440 | 12 | Y | . | . | . | . | . | . | . |  |  | . |  | 190.28 | 1.28 | 83.5676 | 148.6562 | 190.28 | 14643.2 | 11440 | 100% | 16.7771 | 572 | 33.5542 | 1430 | 100.6625 | 2288 | 167.7708 | 2860 | 251.6561 | 2288 | 335.5415 | 1144 | 503.3123 | 514.8 | 671.083 | 343.2 | 9596.4873 | 47982.4364 | 230315.6949 | 479824.3644 | 575789.2373 | 383859.4916 | 259105.1568 | 230315.6949
2018 | 2652 | Butler County Rural Elec Coop - (IA) | IA | Cooperative | . | . | . | . | . | . | . | . | . | . | . |  | 137.6 | 1.46 | 94.2466 | 111.6 | 1.17 | 95.3846 | 5106 | N | F | 12.5 | N | 26 | 0.29 | 95.3846 | 89.6552 | 89.6552 | 1480.74 | 1480.74 | 29% | 7.9049 | 74.037 | 15.8099 | 185.0925 | 47.4296 | 296.148 | 79.0494 | 370.185 | 118.5741 | 296.148 | 158.0988 | 148.074 | 237.1481 | 66.6333 | 316.1975 | 44.4222 | 585.2579 | 2926.2895 | 14046.1896 | 29262.8949 | 35115.4739 | 23410.3159 | 15801.9633 | 14046.1896
2018 | 2655 | Butte Electric Coop, Inc | SD | Cooperative | . | . | . | . | . | . | . | . | . | . | . |  | 41.3 | 0.558 | 74.0143 | 21.8 | 0.102 | 213.7255 | 6006 | N | L | 15 | Y | 19.5 | 0.456 | 213.7255 | 42.7632 | 42.7632 | 2738.736 | 2738.736 | 45.6% | 3.7704 | 136.9368 | 7.5409 | 342.342 | 22.6227 | 547.7472 | 37.7045 | 684.684 | 56.5567 | 547.7472 | 75.4089 | 273.8736 | 113.1134 | 123.2431 | 150.8179 | 82.1621 | 516.313 | 2581.565 | 12391.5121 | 25815.6503 | 30978.7803 | 20652.5202 | 13940.4511 | 12391.5121
2018 | 2812 | City of Calhoun - (GA) | GA | Municipal | . | . | . | . | . | . | . | . | . | . | . |  | 92.754 | 0.78 | 118.9154 | 31.263 | 0.406 | 77.0025 | 5435 | N | F | 7.2 | N | 61.491 | 0.374 | 77.0025 | 164.4144 | 164.4144 | 2032.69 | 2032.69 | 37.4% | 14.4965 | 101.6345 | 28.993 | 254.0863 | 86.979 | 406.538 | 144.965 | 508.1725 | 217.4475 | 406.538 | 289.9299 | 203.269 | 434.8949 | 91.4711 | 579.8599 | 60.9807 | 1473.3442 | 7366.7212 | 35360.2617 | 73667.212 | 88400.6544 | 58933.7696 | 39780.2945 | 35360.2617
2018 | 2849 | Central Electric Power Assn - (MS) | MS | Cooperative | . | . | . | . | . | . | . | . | . | . | . |  | 289.08 | . | . | 289.08 | . | . | 36582 | N | L | 24.9 | N | 0 |  |  |  | 0 |  | 36582 | 100% | 0 | 1829.1 | 0 | 4572.75 | 0 | 7316.4 | 0 | 9145.5 | 0 | 7316.4 | 0 | 3658.2 | 0 | 1646.19 | 0 | 1097.46 | 0 | 0 | 0 | 0 | 0 | 0 | 0 | 0
2018 | 2911 | Canadian Valley Elec Coop, Inc | OK | Cooperative | 261.8 | 1.711 | 153.0099 | 217.8 | 1.366 | 159.4436 | 240.5 | 1.61 | 149.3789 | 25457 | 24.9 | N | . | . | . | . | . | . | . |  |  | . |  | 44 | 0.345 | 159.4436 | 127.5362 | 127.5362 | 8782.665 | 8782.665 | 34.5% | 11.2449 | 439.1332 | 22.4899 | 1097.8331 | 67.4696 | 1756.533 | 112.4493 | 2195.6663 | 168.6739 | 1756.533 | 224.8986 | 878.2665 | 337.3479 | 395.2199 | 449.7971 | 263.4799 | 4938.022 | 24690.1102 | 118512.529 | 246901.1021 | 296281.3226 | 197520.8817 | 133326.5952 | 118512.529
2018 | 2955 | Canby Utility Board | OR | Municipal | . | . | . | . | . | . | . | . | . | . | . |  | 97 | 0.9 | 107.7778 | 97 | 0.9 | 107.7778 | 7482 | N | F | 12.5 | N | 0 | 0 | 107.7778 |  |  | 0 | 0 | 0% |  | 0 |  | 0 |  | 1: 0; 3: 0; 5: 0; 7: 0 | 0 |  | 0
2018 | 2960 | Caney Fork Electric Coop, Inc | TN | Cooperative | . | . | . | . | . | . | . | . | . | . | . |  | 138.6 | . | . | 138.6 | . | . | 32602 | N | L | 26 | N | 0 |  |  |  | 0 |  | 32602 | 100% | 0 | 1630.1 | 0 | 4075.25 | 0 | 6520.4 | 0 | 8150.5 | 0 | 6520.4 | 0 | 3260.2 | 0 | 1467.09 | 0 | 978.06 | 0 | 0 | 0 | 0 | 0 | 0 | 0 | 0
2018 | 2961 | Caney Valley El Coop Assn, Inc | KS | Cooperative | . | . | . | . | . | . | . | . | . | . | . |  | 216.4 | 2.3 | 94.087 | 163.9 | 1.9 | 86.2632 | 5361 | N | F | 7.2 | N | 52.5 | 0.4 | 86.2632 | 131.25 | 131.25 | 2144.4 | 2144.4 | 40% | 11.5724 | 107.22 | 23.1447 | 268.05 | 69.4342 | 428.88 | 115.7237 | 536.1 | 173.5856 | 428.88 | 231.4475 | 214.44 | 347.1712 | 96.498 | 462.8949 | 64.332 | 1240.7899 | 6203.9493 | 29778.9566 | 62039.493 | 74447.3916 | 49631.5944 | 33501.3262 | 29778.9566
2018 | 2982 | Cape Hatteras Elec Member Corp | NC | Cooperative | 133.94 | 1.65 | 81.1758 | 64.45 | 1.24 | 51.9758 | 118.76 | 1.14 | 104.1754 | 7724 | 12.5 | Y | . | . | . | . | . | . | . |  |  | . |  | 69.49 | 0.41 | 51.9758 | 169.4878 | 169.4878 | 3166.84 | 3166.84 | 41% | 14.9438 | 158.342 | 29.8876 | 395.855 | 89.6629 | 633.368 | 149.4382 | 791.71 | 224.1573 | 633.368 | 298.8764 | 316.684 | 448.3145 | 142.5078 | 597.7527 | 95.0052 | 2366.2341 | 11831.1703 | 56789.6175 | 118311.7032 | 141974.0438 | 94649.3625 | 63888.3197 | 56789.6175
2018 | 2985 | Capital Electric Coop, Inc | ND | Cooperative | . | . | . | . | . | . | . | . | . | . | . |  | 112.7 | 1.24 | 90.8871 | 99.2 | 1.091 | 90.9258 | 20580 | N | F | 7.2 | Y | 13.5 | 0.149 | 90.9258 | 90.604 | 90.604 | 3066.42 | 3066.42 | 14.9% | 7.9886 | 153.321 | 15.9772 | 383.3025 | 47.9316 | 613.284 | 79.886 | 766.605 | 119.829 | 613.284 | 159.772 | 306.642 | 239.658 | 137.9889 | 319.544 | 91.9926 | 1224.82 | 6124.0999 | 29395.6796 | 61240.9993 | 73489.1991 | 48992.7994 | 33070.1396 | 29395.6796
2018 | 2998 | Carbon Power & Light, Inc | WY | Cooperative | 458.6 | 1.56 | 293.9744 | 148.3 | 1.34 | 110.6716 | 436.2 | 1 | 436.2 | 6440 | 25 | Y | . | . | . | . | . | . | . |  |  | . |  | 310.3 | 0.22 | 110.6716 | 1410.4545 | 1410.4545 | 1416.8 | 1416.8 | 22% | 124.3604 | 70.84 | 248.7209 | 177.1 | 746.1626 | 283.36 | 1243.6043 | 354.2 | 1865.4065 | 283.36 | 2487.2086 | 141.68 | 3730.8129 | 63.756 | 4974.4172 | 42.504 | 8809.6929 | 44048.4644 | 211432.6289 | 440484.6436 | 528581.5724 | 352387.7149 | 237861.7076 | 211432.6289
2018 | 3046 | Duke Energy Progress - (NC) | NC | Investor Owned | 3679 | 2.99 | 1230.4348 | 165 | 1.35 | 122.2222 | 3015 | 2.62 | 1150.7634 | 1398206 | 34.5 | Y | . | . | . | . | . | . | . |  |  | . |  | 3514 | 1.64 | 122.2222 | 2142.6829 | 3514 | 2293057.84 | 1398206 | 100% | 309.831 | 69910.3 | 619.662 | 174775.75 | 1858.986 | 279641.2 | 3098.3101 | 349551.5 | 4647.4651 | 279641.2 | 6196.6201 | 139820.6 | 9294.9302 | 62919.27 | 12393.2403 | 41946.18 | 21660378.6216 | 108301893.108 | 519849086.9184 | 1083018931.0801 | 1299622717.2961 | 866415144.8641 | 584830222.7832 | 519849086.9184
2018 | 3046 | Duke Energy Progress - (NC) | SC | Investor Owned | 1483 | 2.42 | 612.8099 | 144 | 1.3 | 110.7692 | 1459 | 2.23 | 654.2601 | 167293 | 23 | Y | . | . | . | . | . | . | . |  |  | . |  | 1339 | 1.12 | 110.7692 | 1195.5357 | 1339 | 187368.16 | 167293 | 100% | 118.0602 | 8364.65 | 236.1205 | 20911.625 | 708.3615 | 33458.6 | 1180.6025 | 41823.25 | 1770.9037 | 33458.6 | 2361.205 | 16729.3 | 3541.8075 | 7528.185 | 4722.41 | 5018.79 | 987532.6686 | 4937663.3431 | 23700784.047 | 49376633.4313 | 59251960.1176 | 39501306.745 | 26663382.0529 | 23700784.047
2018 | 3076 | Carroll Electric Coop, Inc - (OH) | OH | Cooperative | . | . | . | . | . | . | . | . | . | . | . |  | 828.8 | . | . | 417.1 | . | . | 12002 | N | F | 12.5 | Y | 411.7 |  |  |  | 411.7 |  | 12002 | 100% | 36.2998 | 600.1 | 72.5996 | 1500.25 | 217.7987 | 2400.4 | 362.9978 | 3000.5 | 544.4967 | 2400.4 | 725.9956 | 1200.2 | 1088.9934 | 540.09 | 1451.9912 | 360.06 | 21783.4977 | 108917.4886 | 522803.9453 | 1089174.8861 | 1307009.8633 | 871339.9089 | 588154.4385 | 522803.9453
2018 | 3081 | Carroll Electric Member Corp - (GA) | GA | Cooperative | 174.37 | 1.48 | 117.8176 | 110.41 | 1.31 | 84.2824 | 174.12 | . | . | 51237 | . | Y | . | . | . | . | . | . | . |  |  | . |  | 63.96 | 0.17 | 84.2824 | 376.2353 | 376.2353 | 8710.29 | 8710.29 | 17% | 33.1728 | 435.5145 | 66.3457 | 1088.7863 | 199.037 | 1742.058 | 331.7284 | 2177.5725 | 497.5926 | 1742.058 | 663.4568 | 871.029 | 995.1852 | 391.9631 | 1326.9136 | 261.3087 | 14447.2528 | 72236.2642 | 346734.0682 | 722362.6422 | 866835.1706 | 577890.1137 | 390075.8268 | 346734.0682
2018 | 3093 | Carroll Electric Coop Corp - (AR) | AR | Cooperative | 140.31 | 1.6 | 87.6937 | 88.42 | 1.14 | 77.5614 | 78.98 | 1.14 | 69.2807 | 88477 | 24.9 | Y | . | . | . | . | . | . | . |  |  | . |  | 51.89 | 0.46 | 77.5614 | 112.8043 | 112.8043 | 40699.42 | 40699.42 | 46% | 9.946 | 2034.971 | 19.892 | 5087.4275 | 59.6761 | 8139.884 | 99.4601 | 10174.855 | 149.1902 | 8139.884 | 198.9202 | 4069.942 | 298.3803 | 1831.4739 | 397.8405 | 1220.9826 | 20239.8451 | 101199.2255 | 485756.2824 | 1011992.255 | 1214390.706 | 809593.804 | 546475.8177 | 485756.2824
2018 | 3093 | Carroll Electric Coop Corp - (AR) | MO | Cooperative | 127.47 | 0.99 | 128.7576 | 89.95 | 0.9 | 99.9444 | 89.95 | 0.9 | 99.9444 | 10753 | 24.9 | Y | . | . | . | . | . | . | . |  |  | . |  | 37.52 | 0.09 | 99.9444 | 416.8889 | 416.8889 | 967.77 | 967.77 | 9% | 36.7573 | 48.3885 | 73.5146 | 120.9712 | 220.5437 | 193.554 | 367.5729 | 241.9425 | 551.3593 | 193.554 | 735.1457 | 96.777 | 1102.7186 | 43.5496 | 1470.2915 | 29.0331 | 1778.6299 | 8893.1497 | 42687.1188 | 88931.4974 | 106717.7969 | 71145.1979 | 48023.0086 | 42687.1188
2018 | 3113 | City of Carthage - (MO) | MO | Municipal | 27.059 | 0.796 | 33.9937 | 26.544 | 0.699 | 37.9742 | . | . | . | 7685 | 13.2 | Y | . | . | . | . | . | . | . |  |  | . |  | 0.515 | 0.097 | 37.9742 | 5.3093 | 5.3093 | 745.445 | 745.445 | 9.7% | 0.46812 | 37.2722 | 0.93624 | 93.1806 | 2.8087 | 149.089 | 4.6812 | 186.3613 | 7.0218 | 149.089 | 9.3624 | 74.5445 | 14.0436 | 33.545 | 18.7249 | 22.3634 | 17.4479 | 87.2397 | 418.7506 | 872.3971 | 1046.8766 | 697.9177 | 471.0945 | 418.7506
2018 | 3203 | Cedar Falls Utilities | IA | Municipal | . | . | . | . | . | . | . | . | . | . | . |  | 10.6 | 0.17 | 62.3529 | . | . | . | 19382 | N | L | 69 | N | [6 empty] | 19382 | 100% |  | 969.1 |  | 2422.75 |  | 1: 3876.4; 3: 4845.5; 5: 3876.4; 7: 1938.2 | 872.19 |  | 581.46
2018 | 3208 | Cedarburg Light & Water Comm | WI | Municipal | . | . | . | . | . | . | . | . | . | . | . |  | 2.147 | 0.025 | 85.88 | . | . | . | 6303 | N | F | 25 | N | [6 empty] | 6303 | 100% |  | 315.15 |  | 787.875 |  | 1: 1260.6; 3: 1575.75; 5: 1260.6; 7: 630.3 | 283.635 |  | 189.09
2018 | 3222 | Central Alabama Electric Coop | AL | Cooperative | 262.9 | . | . | 141.03 | . | . | 235.45 | . | . | 43397 | 24.9 | Y | . | . | . | . | . | . | . |  |  | . |  | 121.87 |  |  |  | 121.87 |  | 43397 | 100% | 10.7453 | 2169.85 | 21.4907 | 5424.625 | 64.472 | 8679.4 | 107.4533 | 10849.25 | 161.18 | 8679.4 | 214.9067 | 4339.7 | 322.36 | 1952.865 | 429.8134 | 1301.91 | 23315.7637 | 116578.8183 | 559578.3278 | 1165788.183 | 1398945.8195 | 932630.5464 | 629525.6188 | 559578.3278
2018 | 3226 | Central Rural Electric Cooperative, Inc | OK | Cooperative | 130.86 | 1.254 | 104.3541 | 130.86 | 1.254 | 104.3541 | 114.51 | 0.928 | 123.3944 | 21565 | 25 | Y | . | . | . | . | . | . | . |  |  | . |  | 0 | 0 | 104.3541 |  |  | 0 | 0 | 0% |  | 0 |  | 0 |  | 1: 0; 3: 0; 5: 0; 7: 0 | 0 |  | 0
2018 | 3245 | Central Florida Elec Coop, Inc | FL | Cooperative | 216.16 | . | . | 190.68 | . | . | 197.8 | . | . | 33663 | 25 | Y | . | . | . | . | . | . | . |  |  | . |  | 25.48 |  |  |  | 25.48 |  | 33663 | 100% | 2.2466 | 1683.15 | 4.4932 | 4207.875 | 13.4795 | 6732.6 | 22.4658 | 8415.75 | 33.6988 | 6732.6 | 44.9317 | 3366.3 | 67.3975 | 1514.835 | 89.8633 | 1009.89 | 3781.3368 | 18906.6842 | 90752.0842 | 189066.842 | 226880.2104 | 151253.4736 | 102096.0947 | 90752.0842
2018 | 3248 | Central Georgia El Member Corp | GA | Cooperative | 110.117 | 1.285 | 85.6942 | 88.671 | 1.13 | 78.4699 | 106.631 | 1.188 | 89.7567 | 56025 | 25 | Y | . | . | . | . | . | . | . |  |  | . |  | 21.446 | 0.155 | 78.4699 | 138.3613 | 138.3613 | 8683.875 | 8683.875 | 15.5% | 12.1994 | 434.1938 | 24.3988 | 1085.4844 | 73.1963 | 1736.775 | 121.9938 | 2170.9688 | 182.9907 | 1736.775 | 243.9876 | 868.3875 | 365.9814 | 390.7744 | 487.9752 | 260.5163 | 5296.8941 | 26484.4706 | 127125.4589 | 264844.7061 | 317813.6473 | 211875.7649 | 143016.1413 | 127125.4589
2018 | 3249 | Central Hudson Gas & Elec Corp | NY | Investor Owned | . | . | . | . | . | . | . | . | . | . | . |  | 1257.7 | 2.6 | 483.7308 | 182.7 | 1.5 | 121.8 | 304381 | N | F | 34.5 | N | 1075 | 1.1 | 121.8 | 977.2727 | 1075 | 334819.1 | 304381 | 100% | 94.7832 | 15219.05 | 189.5665 | 38047.625 | 568.6995 | 60876.2 | 947.8325 | 76095.25 | 1421.7487 | 60876.2 | 1895.665 | 30438.1 | 2843.4974 | 13697.145 | 3791.3299 | 9131.43 | 1442510.9846 | 7212554.9229 | 34620263.6297 | 72125549.2285 | 86550659.0742 | 57700439.3828 | 38947796.5834 | 34620263.6297
2018 | 3250 | Central Electric Membership Corp. - (NC) | NC | Cooperative | 1342.37 | . | . | 333.07 | . | . | 1330.55 | . | . | 22840 | 25 | Y | . | . | . | . | . | . | . |  |  | . |  | 1009.3 |  |  |  | 1009.3 |  | 22840 | 100% | 88.9904 | 1142 | 177.9809 | 2855 | 533.9427 | 4568 | 889.9045 | 5710 | 1334.8567 | 4568 | 1779.809 | 2284 | 2669.7134 | 1027.8 | 3559.6179 | 685.2 | 101627.0918 | 508135.4592 | 2439050.2043 | 5081354.5922 | 6097625.5107 | 4065083.6738 | 2743931.4798 | 2439050.2043
2018 | 3264 | Central Lincoln People's Ut Dt | OR | Political Subdivision | 182.97 | 1.15 | 159.1044 | . | . | . | . | . | . | 39181 | . | Y | . | . | . | . | . | . | . |  |  | . | [7 empty] | 39181 | 100% |  | 1959.05 |  | 4897.625 |  | 1: 7836.2; 3: 9795.25; 5: 7836.2; 7: 3918.1 | 1763.145 |  | 1175.43
2018 | 3265 | Cleco Power LLC | LA | Investor Owned | . | . | . | . | . | . | . | . | . | . | . |  | 172 | 1.9 | 90.5263 | 172 | 1.9 | 90.5263 | 285076 | N | F | 34.5 | Y | 0 | 0 | 90.5263 |  |  | 0 | 0 | 0% |  | 0 |  | 0 |  | 1: 0; 3: 0; 5: 0; 7: 0 | 0 |  | 0
2018 | 3266 | Central Maine Power Co | ME | Investor Owned | 633.3 | 2.64 | 239.8864 | 235.8 | 1.85 | 127.4595 | 633.3 | 2.64 | 239.8864 | 635107 | 34.5 | N | . | . | . | . | . | . | . |  |  | . |  | 397.5 | 0.79 | 127.4595 | 503.1646 | 503.1646 | 501734.53 | 501734.53 | 79% | 44.3643 | 25086.7265 | 88.7285 | 62716.8163 | 266.1855 | 100346.906 | 443.6425 | 125433.6325 | 665.4638 | 100346.906 | 887.285 | 50173.453 | 1330.9276 | 22578.0539 | 1774.5701 | 15052.0359 | 1112953.8538 | 5564769.2689 | 26710892.4908 | 55647692.6892 | 66777231.227 | 44518154.1514 | 30049754.0522 | 26710892.4908
2018 | 3268 | Central Missouri Elec Coop Inc | MO | Cooperative | 121.523 | . | . | 99.373 | . | . | 121.523 | . | . | 10858 | 25 | N | . | . | . | . | . | . | . |  |  | . |  | 22.15 |  |  |  | 22.15 |  | 10858 | 100% | 1.953 | 542.9 | 3.906 | 1357.25 | 11.7179 | 2171.6 | 19.5298 | 2714.5 | 29.2946 | 2171.6 | 39.0595 | 1085.8 | 58.5893 | 488.61 | 78.119 | 325.74 | 1060.2705 | 5301.3527 | 25446.4929 | 53013.5268 | 63616.2322 | 42410.8215 | 28627.3045 | 25446.4929
2018 | 3273 | Central New Mexico El Coop, Inc | NM | Cooperative | . | . | . | . | . | . | . | . | . | . | . |  | 235.37 | 1.632 | 144.2218 | 168 | 0.981 | 171.2538 | 17972 | N | F | 25 | Y | 67.37 | 0.651 | 171.2538 | 103.4869 | 103.4869 | 11699.772 | 11699.772 | 65.1% | 9.1245 | 584.9886 | 18.249 | 1462.4715 | 54.747 | 2339.9544 | 91.2449 | 2924.943 | 136.8674 | 2339.9544 | 182.4898 | 1169.9772 | 273.7348 | 526.4897 | 364.9797 | 350.9932 | 5337.7236 | 26688.6181 | 128105.3668 | 266886.1807 | 320263.4169 | 213508.9446 | 144118.5376 | 128105.3668
2018 | 3278 | AEP Texas Central Company | TX | Investor Owned | 196.3 | 1.806 | 108.6932 | 166 | 1.679 | 98.8684 | 179 | 1.612 | 111.0422 | 844645 | 35 | Y | . | . | . | . | . | . | . |  |  | . |  | 30.3 | 0.127 | 98.8684 | 238.5827 | 238.5827 | 107269.915 | 107269.915 | 12.7% | 21.0359 | 5363.4958 | 42.0719 | 13408.7394 | 126.2157 | 21453.983 | 210.3595 | 26817.4787 | 315.5392 | 21453.983 | 420.7189 | 10726.9915 | 631.0784 | 4827.1462 | 841.4378 | 3218.0975 | 112826.2021 | 564131.0103 | 2707828.8494 | 5641310.1029 | 6769572.1234 | 4513048.0823 | 3046307.4555 | 2707828.8494
2018 | 3282 | Central Texas Elec Coop, Inc | TX | Cooperative | . | . | . | . | . | . | . | . | . | . | . |  | 210.72 | 1.906 | 110.5561 | 116.49 | 0.841 | 138.5137 | 41749 | N | F | 24.9 | Y | 94.23 | 1.065 | 138.5137 | 88.4789 | 94.23 | 44462.685 | 41749 | 100% | 8.3083 | 2087.45 | 16.6166 | 5218.625 | 49.8498 | 8349.8 | 83.083 | 10437.25 | 124.6245 | 8349.8 | 166.1661 | 4174.9 | 249.2491 | 1878.705 | 332.3321 | 1252.47 | 17343.1665 | 86715.8325 | 416235.9962 | 867158.3255 | 1040589.9906 | 693726.6604 | 468265.4958 | 416235.9962
2018 | 3287 | Central Valley Elec Coop, Inc | NM | Cooperative | 287.809 | 2.301 | 125.08 | 136.825 | 1.187 | 115.2696 | 287.809 | 2.301 | 125.08 | 18144 | 25 | Y | . | . | . | . | . | . | . |  |  | . |  | 150.984 | 1.114 | 115.2696 | 135.5332 | 150.984 | 20212.416 | 18144 | 100% | 13.3123 | 907.2 | 26.6247 | 2268 | 79.874 | 3628.8 | 133.1233 | 4536 | 199.6849 | 3628.8 | 266.2466 | 1814.4 | 399.3699 | 816.48 | 532.4932 | 544.32 | 12076.945 | 60384.7251 | 289846.6805 | 603847.2511 | 724616.7014 | 483077.8009 | 326077.5156 | 289846.6805
2018 | 3291 | Central Virginia Electric Coop | VA | Cooperative | 797 | 3.94 | 202.2843 | 174 | 1.98 | 87.8788 | 674 | 2.89 | 233.218 | 36743 | 24.9 | Y | . | . | . | . | . | . | . |  |  | . |  | 623 | 1.96 | 87.8788 | 317.8571 | 623 | 72016.28 | 36743 | 100% | 54.9302 | 1837.15 | 109.8604 | 4592.875 | 329.5812 | 7348.6 | 549.302 | 9185.75 | 823.953 | 7348.6 | 1098.604 | 3674.3 | 1647.906 | 1653.435 | 2197.2079 | 1102.29 | 100915.014 | 504575.0698 | 2421960.335 | 5045750.698 | 6054900.8376 | 4036600.5584 | 2724705.3769 | 2421960.335
2018 | 3293 | Central Wisconsin Elec Coop | WI | Cooperative | 149 | 1.269 | 117.4153 | . | . | . | . | . | . | 7962 | 12.5 | N | . | . | . | . | . | . | . |  |  | . | [7 empty] | 7962 | 100% |  | 398.1 |  | 995.25 |  | 1: 1592.4; 3: 1990.5; 5: 1592.4; 7: 796.2 | 358.29 |  | 238.86
2018 | 3295 | City of Centralia - (WA) | WA | Municipal | 123.918 | 1.112 | 111.437 | 123.918 | 1.112 | 111.437 | 123.918 | 1.112 | 111.437 | 10324 | 12.5 | N | . | . | . | . | . | . | . |  |  | . |  | 0 | 0 | 111.4371 |  |  | 0 | 0 | 0% |  | 0 |  | 0 |  | 1: 0; 3: 0; 5: 0; 7: 0 | 0 |  | 0
2018 | 3314 | Chariton Valley Elec Coop, Inc | IA | Cooperative | 138 | 1.23 | 112.1951 | 138 | 1.23 | 112.1951 | . | . | . | 6101 | 25 | Y | . | . | . | . | . | . | . |  |  | . |  | 0 | 0 | 112.1951 |  |  | 0 | 0 | 0% |  | 0 |  | 0 |  | 1: 0; 3: 0; 5: 0; 7: 0 | 0 |  | 0
2018 | 3329 | Borough of Chambersburg | PA | Municipal | 30.732 | 0.284 | 108.2113 | 30.732 | 0.284 | 108.2113 | 30.732 | 0.284 | 108.2113 | 11377 | 12.5 | Y | . | . | . | . | . | . | . |  |  | . |  | 0 | 0 | 108.2113 |  |  | 0 | 0 | 0% |  | 0 |  | 0 |  | 1: 0; 3: 0; 5: 0; 7: 0 | 0 |  | 0
2018 | 3355 | City of Chanute | KS | Municipal | . | . | . | . | . | . | . | . | . | . | . |  | 146.754 | 1.08 | 135.8833 | 7.365 | 0.05 | 147.3 | 5680 | N | L | 12.5 | N | 139.389 | 1.03 | 147.3 | 135.3291 | 139.389 | 5850.4 | 5680 | 100% | 12.29 | 284 | 24.58 | 710 | 73.74 | 1136 | 122.8999 | 1420 | 184.3499 | 1136 | 245.7999 | 568 | 368.6998 | 255.6 | 491.5997 | 170.4 | 3490.3579 | 17451.7896 | 83768.5899 | 174517.8957 | 209421.4748 | 139614.3165 | 94239.6637 | 83768.5899
2018 | 3400 | City of Chaska - (MN) | MN | Municipal | . | . | . | . | . | . | . | . | . | . | . |  | 12.708 | 0.203 | 62.601 | . | . | . | 10287 | Y | F | 8 | N | [6 empty] | 10287 | 100% |  | 514.35 |  | 1285.875 |  | 1: 2057.4; 3: 2571.75; 5: 2057.4; 7: 1028.7 | 462.915 |  | 308.61
2018 | 3408 | City of Chattanooga - (TN) | TN | Municipal | 145.703 | 0.996 | 146.2882 | 77.254 | 0.66 | 117.0515 | 145.703 | 0.996 | 146.2882 | 183711 | 46 | Y | . | . | . | . | . | . | . |  |  | . |  | 68.449 | 0.336 | 117.0515 | 203.7173 | 203.7173 | 61726.896 | 61726.896 | 33.6% | 17.9618 | 3086.3448 | 35.9237 | 7715.862 | 107.7711 | 12345.3792 | 179.6185 | 15431.724 | 269.4277 | 12345.3792 | 359.2369 | 6172.6896 | 538.8554 | 2777.7103 | 718.4738 | 1851.8069 | 55436.4478 | 277182.2389 | 1330474.7468 | 2771822.3892 | 3326186.867 | 2217457.9114 | 1496784.0902 | 1330474.7468
2018 | 3413 | PUD No 1 of Chelan County | WA | Political Subdivision | . | . | . | . | . | . | . | . | . | . | . |  | 44.08 | 0.244 | 180.6557 | . | . | . | 50056 | N | F | 12.5 | N | [6 empty] | 50056 | 100% |  | 2502.8 |  | 6257 |  | 1: 10011.2; 3: 12514; 5: 10011.2; 7: 5005.6 | 2252.52 |  | 1501.68
2018 | 3420 | City of Cheney - (WA) | WA | Municipal | 195.278 | 0.434 | 449.9493 | 43.851 | 0.275 | 159.4582 | 43.851 | 0.275 | 159.4582 | 5676 | 13.2 | N | . | . | . | . | . | . | . |  |  | . |  | 151.427 | 0.159 | 159.4582 | 952.3711 | 952.3711 | 902.484 | 902.484 | 15.9% | 83.971 | 45.1242 | 167.942 | 112.8105 | 503.826 | 180.4968 | 839.71 | 225.621 | 1259.565 | 180.4968 | 1679.42 | 90.2484 | 2519.1299 | 40.6118 | 3358.8399 | 27.0745 | 3789.1241 | 18945.6205 | 90938.9786 | 189456.2054 | 227347.4465 | 151564.9643 | 102306.3509 | 90938.9786
2018 | 3436 | Cherryland Electric Coop Inc | MI | Cooperative | 201 | 1.342 | 149.7765 | 158.2 | 1.197 | 132.1637 | 146.7 | 1.068 | 137.3596 | 36017 | 15 | Y | . | . | . | . | . | . | . |  |  | . |  | 42.8 | 0.145 | 132.1637 | 295.1724 | 295.1724 | 5222.465 | 5222.465 | 14.5% | 26.0255 | 261.1232 | 52.051 | 652.8081 | 156.1529 | 1044.493 | 260.2549 | 1305.6163 | 390.3823 | 1044.493 | 520.5098 | 522.2465 | 780.7647 | 235.0109 | 1041.0195 | 156.6739 | 6795.8601 | 33979.3005 | 163100.6425 | 339793.0051 | 407751.6062 | 271834.4041 | 183488.2228 | 163100.6425
2018 | 3461 | Cheyenne Light Fuel & Power d/b/a Black | WY | Investor Owned | 58.157 | 1.428 | 40.7262 | 31.104 | 0.831 | 37.4296 | 52.964 | 1.052 | 50.346 | 42694 | 35 | Y | . | . | . | . | . | . | . |  |  | . |  | 27.053 | 0.597 | 37.4296 | 45.3149 | 45.3149 | 25488.318 | 25488.318 | 59.7% | 3.9954 | 1274.4159 | 7.9909 | 3186.0397 | 23.9726 | 5097.6636 | 39.9544 | 6372.0795 | 59.9315 | 5097.6636 | 79.9087 | 2548.8318 | 119.8631 | 1146.9743 | 159.8175 | 764.6495 | 5091.8477 | 25459.2384 | 122204.3443 | 254592.384 | 305510.8608 | 203673.9072 | 137479.8874 | 122204.3443
2018 | 3470 | Cherokee County Elec Coop Assn | TX | Cooperative | . | . | . | . | . | . | . | . | . | . | . |  | 125 | 5 | 25 | . | . | . | 20694 | N | L | 25 | N | [6 empty] | 20694 | 100% |  | 1034.7 |  | 2586.75 |  | 1: 4138.8; 3: 5173.5; 5: 4138.8; 7: 2069.4 | 931.23 |  | 620.82
2018 | 3477 | City of Chicopee - (MA) | MA | Municipal | 25.94 | 0.236 | 109.9153 | . | . | . | . | . | . | 26219 | 13.8 | N | . | . | . | . | . | . | . |  |  | . | [7 empty] | 26219 | 100% |  | 1310.95 |  | 3277.375 |  | 1: 5243.8; 3: 6554.75; 5: 5243.8; 7: 2621.9 | 1179.855 |  | 786.57
2018 | 3478 | Cimarron Electric Coop | OK | Cooperative | 144.92 | 1.104 | 131.2681 | 58.6 | 0.666 | 87.988 | 138.89 | 1.039 | 133.6766 | 17587 | 24.9 | Y | . | . | . | . | . | . | . |  |  | . |  | 86.32 | 0.438 | 87.988 | 197.0776 | 197.0776 | 7703.106 | 7703.106 | 43.8% | 17.3764 | 385.1553 | 34.7529 | 962.8882 | 104.2586 | 1540.6212 | 173.7643 | 1925.7765 | 260.6464 | 1540.6212 | 347.5285 | 770.3106 | 521.2928 | 346.6398 | 695.057 | 231.0932 | 6692.6224 | 33463.1118 | 160622.9368 | 334631.1183 | 401557.342 | 267704.8946 | 180700.8039 | 160622.9368
2018 | 3486 | Chillicothe Municipal Utils | MO | Municipal | 63.598 | 1.022 | 62.229 | 3.857 | 0.048 | 80.3542 | . | . | . | 4525 | 7.2 | Y | . | . | . | . | . | . | . |  |  | . |  | 59.741 | 0.974 | 80.3542 | 61.3357 | 61.3357 | 4407.35 | 4407.35 | 97.4% | 5.408 | 220.3675 | 10.816 | 550.9188 | 32.448 | 881.47 | 54.08 | 1101.8375 | 81.12 | 881.47 | 108.16 | 440.735 | 162.24 | 198.3307 | 216.32 | 132.2205 | 1191.7474 | 5958.7368 | 28601.9365 | 59587.3677 | 71504.8413 | 47669.8942 | 32177.1786 | 28601.9365
2018 | 3502 | Choctawhatche Elec Coop, Inc | FL | Cooperative | 907.714 | 1.939 | 468.1351 | 82.353 | 0.988 | 83.3532 | 774.676 | 1.789 | 433.0218 | 51845 | 12.5 | Y | . | . | . | . | . | . | . |  |  | . |  | 825.361 | 0.951 | 83.3532 | 867.8875 | 867.8875 | 49304.595 | 49304.595 | 95.1% | 76.522 | 2465.2297 | 153.0441 | 6163.0744 | 459.1322 | 9860.919 | 765.2204 | 12326.1488 | 1147.8306 | 9860.919 | 1530.4408 | 4930.4595 | 2295.6612 | 2218.7068 | 3060.8817 | 1479.1379 | 188644.4131 | 943222.0657 | 4527465.9151 | 9432220.6565 | 11318664.7878 | 7545776.5252 | 5093399.1545 | 4527465.9151
2018 | 3503 | Choptank Electric Cooperative, Inc | MD | Cooperative | 228.21 | 1.88 | 121.3883 | 141.37 | 1.34 | 105.5 | 209.38 | 1.67 | 125.3773 | 53105 | 24.9 | Y | . | . | . | . | . | . | . |  |  | . |  | 86.84 | 0.54 | 105.5 | 160.8148 | 160.8148 | 28676.7 | 28676.7 | 54% | 14.1791 | 1433.835 | 28.3582 | 3584.5875 | 85.0747 | 5735.34 | 141.7912 | 7169.175 | 212.6867 | 5735.34 | 283.5823 | 2867.67 | 425.3735 | 1290.4515 | 567.1647 | 860.301 | 20330.5137 | 101652.5687 | 487932.3298 | 1016525.687 | 1219830.8244 | 813220.5496 | 548923.871 | 487932.3298
2018 | 3522 | Chugach Electric Assn Inc | AK | Cooperative | 228 | 1.81 | 125.9668 | . | . | . | . | . | . | 81318 | . | Y | . | . | . | . | . | . | . |  |  | . | [7 empty] | 81318 | 100% |  | 4065.9 |  | 10164.75 |  | 1: 16263.6; 3: 20329.5; 5: 16263.6; 7: 8131.8 | 3659.31 |  | 2439.54
2018 | 3527 | Choctaw Electric Coop Inc | OK | Cooperative | . | . | . | . | . | . | . | . | . | . | . |  | 221.667 | 1.132 | 195.8189 | . | . | . | 17755 | N | F | 14.4 | N | [6 empty] | 17755 | 100% |  | 887.75 |  | 2219.375 |  | 1: 3551; 3: 4438.75; 5: 3551; 7: 1775.5 | 798.975 |  | 532.65
2018 | 3542 | Duke Energy Ohio Inc | OH | Investor Owned | 317 | 1.54 | 205.8442 | 143 | 1.15 | 124.3478 | 287 | 1.27 | 225.9843 | 725829 | 34.5 | Y | . | . | . | . | . | . | . |  |  | . |  | 174 | 0.39 | 124.3478 | 446.1538 | 446.1538 | 283073.31 | 283073.31 | 39% | 39.3376 | 14153.6655 | 78.6752 | 35384.1637 | 236.0255 | 56614.662 | 393.3759 | 70768.3275 | 590.0639 | 56614.662 | 786.7518 | 28307.331 | 1180.1277 | 12738.299 | 1573.5036 | 8492.1993 | 556771.1065 | 2783855.5327 | 13362506.5569 | 27838555.327 | 33406266.3924 | 22270844.2616 | 15032819.8766 | 13362506.5569
2018 | 3597 | Citizens Electric Co - (PA) | PA | Investor Owned | . | . | . | . | . | . | . | . | . | . | . |  | 101.532 | 1.262 | 80.4532 | 15.516 | 0.205 | 75.6878 | 7056 | N | F | 12.5 | N | 86.016 | 1.057 | 75.6878 | 81.3775 | 86.016 | 7458.192 | 7056 | 100% | 7.5841 | 352.8 | 15.1681 | 882 | 45.5044 | 1411.2 | 75.8407 | 1764 | 113.7611 | 1411.2 | 151.6814 | 705.6 | 227.5221 | 317.52 | 303.3628 | 211.68 | 2675.6601 | 13378.3004 | 64215.842 | 133783.0043 | 160539.6051 | 107026.4034 | 72242.8223 | 64215.842
2018 | 3600 | Citizens Electric Corporation - (MO) | MO | Cooperative | 137 | . | . | 103 | . | . | 137 | . | . | 27007 | 13.2 | Y | . | . | . | . | . | . | . |  |  | . |  | 34 |  |  |  | 34 |  | 27007 | 100% | 2.9978 | 1350.35 | 5.9956 | 3375.875 | 17.9868 | 5401.4 | 29.978 | 6751.75 | 44.9669 | 5401.4 | 59.9559 | 2700.7 | 89.9339 | 1215.315 | 119.9118 | 810.21 | 4048.0735 | 20240.3674 | 97153.7634 | 202403.6738 | 242884.4085 | 161922.939 | 109297.9838 | 97153.7634
2018 | 3634 | City of Nixa - (MO) | MO | Municipal | 116.447 | 1.223 | 95.2142 | 47.003 | 0.639 | 73.5571 | 97.298 | 1.063 | 91.5315 | 9254 | 12.5 | N | . | . | . | . | . | . | . |  |  | . |  | 69.444 | 0.584 | 73.5571 | 118.911 | 118.911 | 5404.336 | 5404.336 | 58.4% | 10.4844 | 270.2168 | 20.9689 | 675.542 | 62.9066 | 1080.8672 | 104.8443 | 1351.084 | 157.2665 | 1080.8672 | 209.6887 | 540.4336 | 314.533 | 243.1951 | 419.3774 | 162.1301 | 2833.0703 | 14165.3514 | 67993.6868 | 141653.5142 | 169984.217 | 113322.8113 | 76492.8977 | 67993.6868
2018 | 3644 | PUD No 1 of Clallam County | WA | Political Subdivision | . | . | . | . | . | . | . | . | . | . | . |  | 1565 | 2.32 | 674.569 | 144 | 0.89 | 161.7978 | 31573 | N | L | 34 | Y | 1421 | 1.43 | 161.7978 | 993.7063 | 1421 | 45149.39 | 31573 | 100% | 125.2902 | 1578.65 | 250.5805 | 3946.625 | 751.7414 | 6314.6 | 1252.9023 | 7893.25 | 1879.3534 | 6314.6 | 2505.8046 | 3157.3 | 3758.7068 | 1420.785 | 5011.6091 | 947.19 | 197789.4181 | 988947.0904 | 4746946.0338 | 9889470.9037 | 11867365.0845 | 7911576.723 | 5340314.288 | 4746946.0338
2018 | 3647 | City of Claremore | OK | Municipal | 59.062 | 1.066 | 55.4053 | 59.062 | . | . | . | . | . | 12091 | 13.2 | N | . | . | . | . | . | . | . |  |  | . |  | 0 |  |  |  | 0 |  | 12091 | 100% | 0 | 604.55 | 0 | 1511.375 | 0 | 2418.2 | 0 | 3022.75 | 0 | 2418.2 | 0 | 1209.1 | 0 | 544.095 | 0 | 362.73 | 0 | 0 | 0 | 0 | 0 | 0 | 0 | 0
2018 | 3660 | PUD No 1 of Clark County - (WA) | WA | Political Subdivision | 35.52 | 0.427 | 83.185 | 35.52 | 0.427 | 83.185 | 35.28 | 0.417 | 84.6043 | 204000 | 12.5 | Y | . | . | . | . | . | . | . |  |  | . |  | 0 | 0 | 83.185 |  |  | 0 | 0 | 0% |  | 0 |  | 0 |  | 1: 0; 3: 0; 5: 0; 7: 0 | 0 |  | 0
2018 | 3687 | Clark Energy Coop Inc - (KY) | KY | Cooperative | 653.173 | 2.246 | 290.8161 | 133.142 | 1.157 | 115.0752 | 635.602 | 2.042 | 311.2645 | 26527 | 25 | Y | . | . | . | . | . | . | . |  |  | . |  | 520.031 | 1.089 | 115.0752 | 477.5308 | 520.031 | 28887.903 | 26527 | 100% | 45.8514 | 1326.35 | 91.7027 | 3315.875 | 275.1082 | 5305.4 | 458.5137 | 6631.75 | 687.7706 | 5305.4 | 917.0275 | 2652.7 | 1375.5412 | 1193.715 | 1834.055 | 795.81 | 60814.9699 | 304074.8495 | 1459559.2774 | 3040748.4946 | 3648898.1935 | 2432598.7957 | 1642004.1871 | 1459559.2774
2018 | 3712 | Clay County Electric Coop Corp | AR | Cooperative | . | . | . | . | . | . | . | . | . | . | . |  | 233.1 | 2.684 | 86.848 | 230.7 | 2.672 | 86.3398 | 12546 | N | L | 14.4 | Y | 2.4 | 0.012 | 86.3398 | 200 | 200 | 150.552 | 150.552 | 1.2% | 17.6341 | 7.5276 | 35.2682 | 18.819 | 105.8046 | 30.1104 | 176.3409 | 37.638 | 264.5114 | 30.1104 | 352.6819 | 15.0552 | 529.0228 | 6.7748 | 705.3637 | 4.5166 | 132.7424 | 663.712 | 3185.8175 | 6637.1198 | 7964.5437 | 5309.6958 | 3584.0447 | 3185.8175
2018 | 3722 | Clarke Electric Coop Inc - (IA) | IA | Cooperative | . | . | . | . | . | . | . | . | . | . | . |  | 162.81 | 0.98 | 166.1327 | 80.6 | 0.59 | 136.6102 | 5396 | N | F | 12.5 | Y | 82.21 | 0.39 | 136.6102 | 210.7949 | 210.7949 | 2104.44 | 2104.44 | 39% | 18.5859 | 105.222 | 37.1718 | 263.055 | 111.5153 | 420.888 | 185.8588 | 526.11 | 278.7882 | 420.888 | 371.7176 | 210.444 | 557.5764 | 94.6998 | 743.4353 | 63.1332 | 1955.6436 | 9778.2181 | 46935.4468 | 97782.1807 | 117338.6169 | 78225.7446 | 52802.3776 | 46935.4468
2018 | 3739 | Clearwater Power Company | ID | Cooperative | 994.41 | 3.162 | 314.4877 | 719.19 | 2.91 | 247.1443 | 835.044 | 2.581 | 323.5351 | 11015 | 25 | Y | . | . | . | . | . | . | . |  |  | . |  | 275.22 | 0.252 | 247.1443 | 1092.1429 | 1092.1429 | 2775.78 | 2775.78 | 25.2% | 96.2947 | 138.789 | 192.5895 | 346.9725 | 577.7684 | 555.156 | 962.9474 | 693.945 | 1444.4211 | 555.156 | 1925.8948 | 277.578 | 2888.8422 | 124.9101 | 3851.7897 | 83.2734 | 13364.6508 | 66823.2542 | 320751.6203 | 668232.5422 | 801879.0507 | 534586.0338 | 360845.5728 | 320751.6203
2018 | 3755 | Cleveland Electric Illum Co | OH | Investor Owned | 296.138 | 1.252 | 236.5319 | 126.39 | 0.969 | 130.4334 | 288.1 | 1.1 | 261.9091 | 731388 | 36 | Y | . | . | . | . | . | . | . |  |  | . |  | 169.748 | 0.283 | 130.4334 | 599.8163 | 599.8163 | 206982.804 | 206982.804 | 28.3% | 52.8861 | 10349.1402 | 105.7722 | 25872.8505 | 317.3165 | 41396.5608 | 528.8608 | 51745.701 | 793.2912 | 41396.5608 | 1057.7215 | 20698.2804 | 1586.5823 | 9314.2262 | 2115.4431 | 6209.4841 | 547325.4235 | 2736627.1174 | 13135810.1633 | 27366271.1735 | 32839525.4083 | 21893016.9388 | 14777786.4337 | 13135810.1633
2018 | 3757 | Clay Electric Cooperative, Inc | FL | Cooperative | 239.69 | 2.22 | 107.9685 | 128.09 | 1.95 | 65.6872 | 232.1 | 1.94 | 119.6392 | 174669 | 25 | N | . | . | . | . | . | . | . |  |  | . |  | 111.6 | 0.27 | 65.6872 | 413.3333 | 413.3333 | 47160.63 | 47160.63 | 27% | 36.4438 | 2358.0315 | 72.8876 | 5895.0788 | 218.6627 | 9432.126 | 364.4379 | 11790.1575 | 546.6569 | 9432.126 | 728.8758 | 4716.063 | 1093.3137 | 2122.2283 | 1457.7517 | 1414.8189 | 85935.6079 | 429678.0397 | 2062454.5904 | 4296780.3968 | 5156136.4761 | 3437424.3174 | 2320261.4143 | 2062454.5904
2018 | 3758 | City of Cleveland - (TN) | TN | Municipal | 57.983 | 0.913 | 63.5082 | 42.843 | 0.748 | 57.2767 | 57.983 | 0.913 | 63.5082 | 32011 | 13.2 | N | . | . | . | . | . | . | . |  |  | . |  | 15.14 | 0.165 | 57.2767 | 91.7576 | 91.7576 | 5281.815 | 5281.815 | 16.5% | 8.0903 | 264.0908 | 16.1806 | 660.2269 | 48.5418 | 1056.363 | 80.9031 | 1320.4537 | 121.3546 | 1056.363 | 161.8062 | 528.1815 | 242.7092 | 237.6817 | 323.6123 | 158.4545 | 2136.5755 | 10682.8774 | 51277.8117 | 106828.7744 | 128194.5293 | 85463.0195 | 57687.5382 | 51277.8117
2018 | 3762 | City of Cleveland - (OH) | OH | Municipal | 221.973 | 1.325 | 167.5268 | 221.973 | 1.325 | 167.5268 | 128.685 | 1.078 | 119.3738 | 72181 | . | Y | . | . | . | . | . | . | . |  |  | . |  | 0 | 0 | 167.5268 |  |  | 0 | 0 | 0% |  | 0 |  | 0 |  | 1: 0; 3: 0; 5: 0; 7: 0 | 0 |  | 0
2018 | 3764 | Clearwater-Polk Elec Coop Inc | MN | Cooperative | . | . | . | . | . | . | . | . | . | . | . |  | 518 | 2.013 | 257.3274 | 62 | 1.134 | 54.6737 | 4441 | N | L | 14.4 | N | 456 | 0.879 | 54.6737 | 518.7713 | 518.7713 | 3903.639 | 3903.639 | 87.9% | 45.7403 | 195.182 | 91.4806 | 487.9549 | 274.4419 | 780.7278 | 457.4031 | 975.9098 | 686.1046 | 780.7278 | 914.8062 | 390.3639 | 1372.2093 | 175.6638 | 1829.6123 | 117.1092 | 8927.6826 | 44638.4129 | 214264.3821 | 446384.1293 | 535660.9552 | 357107.3035 | 241047.4298 | 214264.3821
2018 | 3774 | City of Clewiston | FL | Municipal | . | . | . | . | . | . | . | . | . | . | . |  | 147.9 | 1.2 | 123.25 | . | . | . | 4045 | N | L | 7.2 | N | [6 empty] | 4045 | 100% |  | 202.25 |  | 505.625 |  | 1: 809; 3: 1011.25; 5: 809; 7: 404.5 | 182.025 |  | 121.35
2018 | 3804 | Clinton Combined Utility Sys | SC | Municipal | . | . | . | . | . | . | . | . | . | . | . |  | 8.269 | 0.076 | 108.8026 | . | . | . | 4126 | N | L | 25 | N | [6 empty] | 4126 | 100% |  | 206.3 |  | 515.75 |  | 1: 825.2; 3: 1031.5; 5: 825.2; 7: 412.6 | 185.67 |  | 123.78
2018 | 3812 | City of Clinton - (TN) | TN | Municipal | 77.398 | 1.509 | 51.2909 | 77.398 | 1.509 | 51.2909 | 73.155 | 1.227 | 59.621 | 29104 | 13 | Y | . | . | . | . | . | . | . |  |  | . |  | 0 | 0 | 51.2909 |  |  | 0 | 0 | 0% |  | 0 |  | 0 |  | 1: 0; 3: 0; 5: 0; 7: 0 | 0 |  | 0
2018 | 3828 | Cloverland Electric Co-op | MI | Cooperative | 760 | 2.85 | 266.6667 | 208.1 | 1.82 | 114.3407 | 750.5 | 2.64 | 284.2803 | 42948 | 24.9 | Y | . | . | . | . | . | . | . |  |  | . |  | 551.9 | 1.03 | 114.3407 | 535.8252 | 551.9 | 44236.44 | 42948 | 100% | 48.6613 | 2147.4 | 97.3226 | 5368.5 | 291.9677 | 8589.6 | 486.6128 | 10737 | 729.9192 | 8589.6 | 973.2256 | 4294.8 | 1459.8384 | 1932.66 | 1946.4511 | 1288.44 | 104495.2294 | 522476.147 | 2507885.5054 | 5224761.4695 | 6269713.7634 | 4179809.1756 | 2821371.1935 | 2507885.5054
2018 | 3841 | Coast Electric Power Assn | MS | Cooperative | 100.51 | 1.37 | 73.365 | 46.16 | . | . | 98.26 | . | . | 82544 | 14.4 | Y | . | . | . | . | . | . | . |  |  | . |  | 54.35 |  |  |  | 54.35 |  | 82544 | 100% | 4.7921 | 4127.2 | 9.5841 | 10318 | 28.7524 | 16508.8 | 47.9206 | 20636 | 71.881 | 16508.8 | 95.8413 | 8254.4 | 143.7619 | 3714.48 | 191.6826 | 2476.32 | 19777.8093 | 98889.0463 | 474667.4222 | 988890.4629 | 1186668.5555 | 791112.3703 | 534000.85 | 474667.4222
2018 | 3843 | Coastal Electric Member Corp | GA | Cooperative | 282.5 | 2.94 | 96.0884 | 143.6 | 1.94 | 74.0206 | 282.5 | 2.94 | 96.0884 | 19438 | 25 | Y | . | . | . | . | . | . | . |  |  | . |  | 138.9 | 1 | 74.0206 | 138.9 | 138.9 | 19438 | 19438 | 100% | 12.2469 | 971.9 | 24.4938 | 2429.75 | 73.4813 | 3887.6 | 122.4688 | 4859.5 | 183.7032 | 3887.6 | 244.9375 | 1943.8 | 367.4063 | 874.71 | 489.8751 | 583.14 | 11902.74 | 59513.7002 | 285665.7611 | 595137.0022 | 714164.4026 | 476109.6018 | 321373.9812 | 285665.7611
2018 | 3844 | Coastal Electric Coop, Inc | SC | Cooperative | 314.7 | 2.726 | 115.4439 | 194.4 | 2.205 | 88.1633 | 314.7 | 2.726 | 115.4439 | 11798 | 12.5 | Y | . | . | . | . | . | . | . |  |  | . |  | 120.3 | 0.521 | 88.1633 | 230.9021 | 230.9021 | 6146.758 | 6146.758 | 52.1% | 20.3587 | 307.3379 | 40.7175 | 768.3447 | 122.1525 | 1229.3516 | 203.5875 | 1536.6895 | 305.3812 | 1229.3516 | 407.1749 | 614.6758 | 610.7624 | 276.6041 | 814.3498 | 184.4027 | 6257.0143 | 31285.0713 | 150168.3421 | 312850.7127 | 375420.8553 | 250280.5702 | 168939.3849 | 150168.3421
2018 | 3855 | Columbia Power System | TN | Municipal | 114.808 | 1.814 | 63.29 | 61.25 | 1.173 | 52.2165 | . | . | . | 28929 | 12.5 | Y | . | . | . | . | . | . | . |  |  | . |  | 53.558 | 0.641 | 52.2165 | 83.5538 | 83.5538 | 18543.489 | 18543.489 | 64.1% | 7.367 | 927.1744 | 14.734 | 2317.9361 | 44.2019 | 3708.6978 | 73.6698 | 4635.8723 | 110.5047 | 3708.6978 | 147.3396 | 1854.3489 | 221.0094 | 834.457 | 294.6792 | 556.3047 | 6830.4749 | 34152.3743 | 163931.3968 | 341523.7433 | 409828.4919 | 273218.9946 | 184422.8214 | 163931.3968
2018 | 3881 | City of Cody | WY | Municipal | . | . | . | . | . | . | . | . | . | . | . |  | 4.819 | 0.347 | 13.8876 | . | . | . | 7388 | N | L | 12.5 | N | [6 empty] | 7388 | 100% |  | 369.4 |  | 923.5 |  | 1: 1477.6; 3: 1847; 5: 1477.6; 7: 738.8 | 332.46 |  | 221.64
2018 | 3892 | City of Coffeyville - (KS) | KS | Municipal | 9.767 | 0.063 | 155.0317 | 5.542 | 0.043 | 128.8837 | . | . | . | 6028 | 69 | N | . | . | . | . | . | . | . |  |  | . |  | 4.225 | 0.02 | 128.8837 | 211.25 | 211.25 | 120.56 | 120.56 | 2% | 18.626 | 6.028 | 37.252 | 15.07 | 111.7561 | 24.112 | 186.2601 | 30.14 | 279.3902 | 24.112 | 372.5202 | 12.056 | 558.7803 | 5.4252 | 745.0404 | 3.6168 | 112.2776 | 561.388 | 2694.6622 | 5613.8795 | 6736.6554 | 4491.1036 | 3031.4949 | 2694.6622
2018 | 3915 | Coldwater Board of Public Util | MI | Municipal | 76.894 | 2.502 | 30.733 | . | . | . | . | . | . | 7028 | 13.8 | Y | . | . | . | . | . | . | . |  |  | . | [7 empty] | 7028 | 100% |  | 351.4 |  | 878.5 |  | 1: 1405.6; 3: 1757; 5: 1405.6; 7: 702.8 | 316.26 |  | 210.84
2018 | 3916 | Cobb Electric Membership Corp | GA | Cooperative | 30.66 | 0.5 | 61.32 | 30.66 | 0.5 | 61.32 | 29.64 | 0.45 | 65.8667 | 205877 | 20 | Y | . | . | . | . | . | . | . |  |  | . |  | 0 | 0 | 61.32 |  |  | 0 | 0 | 0% |  | 0 |  | 0 |  | 1: 0; 3: 0; 5: 0; 7: 0 | 0 |  | 0
2018 | 3940 | City of College Station - (TX) | TX | Municipal | 30.301 | 0.514 | 58.9514 | 21.828 | 0.383 | 56.9922 | 30.301 | 0.514 | 58.9514 | 42351 | 12.5 | Y | . | . | . | . | . | . | . |  |  | . |  | 8.473 | 0.131 | 56.9922 | 64.6794 | 64.6794 | 5547.981 | 5547.981 | 13.1% | 5.7028 | 277.399 | 11.4056 | 693.4976 | 34.2169 | 1109.5962 | 57.0281 | 1386.9952 | 85.5422 | 1109.5962 | 114.0562 | 554.7981 | 171.0844 | 249.6591 | 228.1125 | 166.4394 | 1581.9545 | 7909.7727 | 37966.9091 | 79097.7273 | 94917.2728 | 63278.1819 | 42712.7728 | 37966.9091
2018 | 3989 | City of Colorado Springs - (CO) | CO | Municipal | 43 | 0.712 | 60.3933 | 43 | 0.712 | 60.3933 | 43 | 0.712 | 60.3933 | 260052 | 34.5 | Y | . | . | . | . | . | . | . |  |  | . |  | 0 | 0 | 60.3933 |  |  | 0 | 0 | 0% |  | 0 |  | 0 |  | 1: 0; 3: 0; 5: 0; 7: 0 | 0 |  | 0
2018 | 4008 | Columbia Power Coop Assn Inc | OR | Cooperative | 96 | . | . | 96 | . | . | 96 | . | . | 1894 | 24.9 | N | . | . | . | . | . | . | . |  |  | . |  | 0 |  |  |  | 0 |  | 1894 | 100% | 0 | 94.7 | 0 | 236.75 | 0 | 378.8 | 0 | 473.5 | 0 | 378.8 | 0 | 189.4 | 0 | 85.23 | 0 | 56.82 | 0 | 0 | 0 | 0 | 0 | 0 | 0 | 0
2018 | 4040 | Calhoun County Elec Coop Assn | IA | Cooperative | . | . | . | . | . | . | . | . | . | . | . |  | 710.23 | 4.12 | 172.3859 | 116.78 | 2.16 | 54.0648 | 1698 | N | F | . | N | 593.45 | 1.96 | 54.0648 | 302.7806 | 593.45 | 3328.08 | 1698 | 100% | 52.3248 | 84.9 | 104.6495 | 212.25 | 313.9486 | 339.6 | 523.2476 | 424.5 | 784.8714 | 339.6 | 1046.4952 | 169.8 | 1569.7428 | 76.41 | 2092.9904 | 50.94 | 4442.3722 | 22211.8611 | 106616.9334 | 222118.6113 | 266542.3336 | 177694.8891 | 119944.0501 | 106616.9334
2018 | 4041 | Columbia Rural Elec Assn, Inc | WA | Cooperative | 157.35 | 0.95 | 165.6316 | 157.35 | 0.95 | 165.6316 | 149.66 | 0.83 | 180.3133 | 5516 | 24.9 | Y | . | . | . | . | . | . | . |  |  | . |  | 0 | 0 | 165.6316 |  |  | 0 | 0 | 0% |  | 0 |  | 0 |  | 1: 0; 3: 0; 5: 0; 7: 0 | 0 |  | 0
2018 | 4045 | City of Columbia - (MO) | MO | Municipal | 42.431 | 0.556 | 76.3147 | 31.069 | 0.522 | 59.5192 | 42.431 | 0.556 | 76.3147 | 46222 | 69 | N | . | . | . | . | . | . | . |  |  | . |  | 11.362 | 0.034 | 59.5192 | 334.1765 | 334.1765 | 1571.548 | 1571.548 | 3.4% | 29.4645 | 78.5774 | 58.929 | 196.4435 | 176.787 | 314.3096 | 294.6449 | 392.887 | 441.9674 | 314.3096 | 589.2899 | 157.1548 | 883.9348 | 70.7197 | 1178.5798 | 47.1464 | 2315.2433 | 11576.2167 | 55565.8401 | 115762.1669 | 138914.6003 | 92609.7335 | 62511.5701 | 55565.8401
2018 | 4063 | Co-Mo Electric Coop Inc | MO | Cooperative | 115.4 | 0.883 | 130.6908 | 97.1 | 0.844 | 115.0474 | 88.7 | 0.645 | 137.5194 | 31694 | 25 | Y | . | . | . | . | . | . | . |  |  | . |  | 18.3 | 0.039 | 115.0474 | 469.2308 | 469.2308 | 1236.066 | 1236.066 | 3.9% | 41.3723 | 61.8033 | 82.7446 | 154.5083 | 248.2338 | 247.2132 | 413.7229 | 309.0165 | 620.5844 | 247.2132 | 827.4459 | 123.6066 | 1241.1688 | 55.623 | 1654.8918 | 37.082 | 2556.9443 | 12784.7215 | 61366.6633 | 127847.2153 | 153416.6583 | 102277.7722 | 69037.4963 | 61366.6633
2018 | 4065 | City of Columbus - (OH) | OH | Municipal | 388.87 | 3.5 | 111.1057 | 388.87 | 3.5 | 111.1057 | 388.87 | 3.5 | 111.1057 | 14226 | 14.4 | N | . | . | . | . | . | . | . |  |  | . |  | 0 | 0 | 111.1057 |  |  | 0 | 0 | 0% |  | 0 |  | 0 |  | 1: 0; 3: 0; 5: 0; 7: 0 | 0 |  | 0
2018 | 4068 | City of Columbus - (MS) | MS | Municipal | 132.708 | 1.716 | 77.3357 | 20.94 | 0.325 | 64.4308 | . | . | . | 12945 | 13 | N | . | . | . | . | . | . | . |  |  | . |  | 111.768 | 1.391 | 64.4308 | 80.3508 | 111.768 | 18006.495 | 12945 | 100% | 9.8546 | 647.25 | 19.7093 | 1618.125 | 59.1278 | 2589 | 98.5464 | 3236.25 | 147.8195 | 2589 | 197.0927 | 1294.5 | 295.6391 | 582.525 | 394.1855 | 388.35 | 6378.4133 | 31892.0667 | 153081.9202 | 318920.6672 | 382704.8006 | 255136.5337 | 172217.1603 | 153081.9202
2018 | 4110 | Commonwealth Edison Co | IL | Investor Owned | 120.295 | 0.82 | 146.7012 | 57.829 | 0.7 | 82.6129 | 118.906 | 0.803 | 148.0772 | 4103470 | 34 | Y | . | . | . | . | . | . | . |  |  | . |  | 62.466 | 0.12 | 82.6129 | 520.55 | 520.55 | 492416.4 | 492416.4 | 12% | 45.8971 | 24620.82 | 91.7943 | 61552.05 | 275.3828 | 98483.28 | 458.9713 | 123104.1 | 688.457 | 98483.28 | 917.9427 | 49241.64 | 1376.914 | 22158.738 | 1835.8854 | 14772.492 | 1130025.0861 | 5650125.4303 | 27120602.0653 | 56501254.3027 | 67801505.1633 | 45201003.4422 | 30510677.3235 | 27120602.0653
2018 | 4117 | Community Electric Coop | VA | Cooperative | 385.007 | 2.493 | 154.4352 | 177.4 | 1.687 | 105.1571 | 119.8 | 0.621 | 192.9146 | 11193 | 34.5 | Y | . | . | . | . | . | . | . |  |  | . |  | 207.607 | 0.806 | 105.1571 | 257.5769 | 257.5769 | 9021.558 | 9021.558 | 80.6% | 22.7107 | 451.0779 | 45.4214 | 1127.6948 | 136.2641 | 1804.3116 | 227.1068 | 2255.3895 | 340.6601 | 1804.3116 | 454.2135 | 902.1558 | 681.3203 | 405.9701 | 908.4271 | 270.6467 | 10244.2843 | 51221.4214 | 245862.8227 | 512214.214 | 614657.0568 | 409771.3712 | 276595.6756 | 245862.8227
2018 | 4146 | Concho Valley Elec Coop Inc | TX | Cooperative | 497 | 4.63 | 107.3434 | 443 | 4.55 | 97.3626 | 316 | 2.77 | 114.0794 | 14746 | 24.9 | Y | . | . | . | . | . | . | . |  |  | . |  | 54 | 0.08 | 97.3626 | 675 | 675 | 1179.68 | 1179.68 | 8% | 59.5151 | 58.984 | 119.0301 | 147.46 | 357.0904 | 235.936 | 595.1506 | 294.92 | 892.7259 | 235.936 | 1190.3012 | 117.968 | 1785.4519 | 53.0856 | 2380.6025 | 35.3904 | 3510.4364 | 17552.1822 | 84250.4747 | 175521.8222 | 210626.1866 | 140417.4578 | 94781.784 | 84250.4747
2018 | 4150 | City of Concord - (NC) | NC | Municipal | 49.38 | 0.74 | 66.7297 | 49.38 | 0.74 | 66.7297 | 49.38 | 0.74 | 66.7297 | 30722 | 13.2 | N | . | . | . | . | . | . | . |  |  | . |  | 0 | 0 | 66.7297 |  |  | 0 | 0 | 0% |  | 0 |  | 0 |  | 1: 0; 3: 0; 5: 0; 7: 0 | 0 |  | 0
2018 | 4176 | Connecticut Light & Power Co | CT | Investor Owned | 780 | 1.29 | 604.6512 | 81 | 0.73 | 110.9589 | 777.38 | 1.26 | 616.9683 | 1271056 | 34.5 | Y | . | . | . | . | . | . | . |  |  | . |  | 699 | 0.56 | 110.9589 | 1248.2143 | 1248.2143 | 711791.36 | 711791.36 | 56% | 110.0556 | 35589.568 | 220.1113 | 88973.92 | 660.3338 | 142358.272 | 1100.5563 | 177947.84 | 1650.8345 | 142358.272 | 2201.1126 | 71179.136 | 3301.6689 | 32030.6112 | 4402.2253 | 21353.7408 | 3916832.3762 | 19584161.881 | 94003977.0287 | 195841618.8097 | 235009942.5716 | 156673295.0478 | 105754474.1572 | 94003977.0287
2018 | 4226 | Consolidated Edison Co-NY Inc | NY | Investor Owned | . | . | . | . | . | . | . | . | . | . | . |  | 200.967 | 0.197 | 1020.1371 | 19.827 | 0.12 | 165.225 | 3464959 | N | F | 33 | N | 181.14 | 0.077 | 165.225 | 2352.4675 | 2352.4675 | 266801.843 | 266801.843 | 7.7% | 207.4182 | 13340.0922 | 414.8363 | 33350.2304 | 1244.5089 | 53360.3686 | 2074.1815 | 66700.4607 | 3111.2723 | 53360.3686 | 4148.363 | 26680.1843 | 6222.5445 | 12006.0829 | 8296.7261 | 8004.0553 | 2766977.2517 | 13834886.2585 | 66407454.0407 | 138348862.5849 | 166018635.1018 | 110679090.0679 | 74708385.7958 | 66407454.0407
2018 | 4237 | Consolidated Electric Coop | MO | Cooperative | 259.61 | 1.07 | 242.6262 | 203.24 | 0.72 | 282.2778 | 259.45 | 1.066 | 243.3865 | 8021 | 12.5 | Y | . | . | . | . | . | . | . |  |  | . |  | 56.37 | 0.35 | 282.2778 | 161.0571 | 161.0571 | 2807.35 | 2807.35 | 35% | 14.2005 | 140.3675 | 28.401 | 350.9187 | 85.2029 | 561.47 | 142.0048 | 701.8375 | 213.0072 | 561.47 | 284.0097 | 280.735 | 426.0145 | 126.3307 | 568.0193 | 84.2205 | 1993.2863 | 9966.4314 | 47838.8706 | 99664.3137 | 119597.1765 | 79731.451 | 53818.7294 | 47838.8706
2018 | 4254 | Consumers Energy Co | MI | Investor Owned | 406.8 | 1.295 | 314.1313 | 200.9 | 1.017 | 197.5418 | 402.7 | 1.256 | 320.621 | 1813361 | 14.4 | Y | . | . | . | . | . | . | . |  |  | . |  | 205.9 | 0.278 | 197.5418 | 740.6475 | 740.6475 | 504114.358 | 504114.358 | 27.8% | 65.3032 | 25205.7179 | 130.6065 | 63014.2948 | 391.8194 | 100822.8716 | 653.0323 | 126028.5895 | 979.5485 | 100822.8716 | 1306.0646 | 50411.4358 | 1959.0969 | 22685.1461 | 2612.1293 | 15123.4307 | 1646014.8269 | 8230074.1345 | 39504355.8454 | 82300741.3446 | 98760889.6135 | 65840593.0757 | 44442400.3261 | 39504355.8454
2018 | 4262 | Cooke County Elec Coop Assn | TX | Cooperative | . | . | . | . | . | . | . | . | . | . | . |  | 1525.08 | 2.49 | 612.4819 | 125.45 | 1.09 | 115.0917 | 16421 | N | L | 7.2 | Y | 1399.63 | 1.4 | 115.0917 | 999.7357 | 1399.63 | 22989.4 | 16421 | 100% | 123.406 | 821.05 | 246.812 | 2052.625 | 740.4361 | 3284.2 | 1234.0602 | 4105.25 | 1851.0904 | 3284.2 | 2468.1205 | 1642.1 | 3702.1807 | 738.945 | 4936.241 | 492.63 | 101322.5168 | 506612.5841 | 2431740.4035 | 5066125.8406 | 6079351.0087 | 4052900.6724 | 2735707.9539 | 2431740.4035
2018 | 4265 | Continental Divide El Coop Inc | NM | Cooperative | . | . | . | . | . | . | . | . | . | . | . |  | 190.78 | . | . | 53.59 | . | . | 24130 | N | F | 25 | N | 137.19 |  |  |  | 137.19 |  | 24130 | 100% | 12.0961 | 1206.5 | 24.1922 | 3016.25 | 72.5766 | 4826 | 120.9611 | 6032.5 | 181.4416 | 4826 | 241.9221 | 2413 | 362.8832 | 1085.85 | 483.8442 | 723.9 | 14593.9517 | 72969.7583 | 350254.8397 | 729697.5827 | 875637.0992 | 583758.0661 | 394036.6946 | 350254.8397
2018 | 4280 | Conway Corporation | AR | Municipal | 36.111 | 0.791 | 45.6523 | 36.111 | 0.791 | 45.6523 | . | . | . | 31046 | 13.8 | N | . | . | . | . | . | . | . |  |  | . |  | 0 | 0 | 45.6523 |  |  | 0 | 0 | 0% |  | 0 |  | 0 |  | 1: 0; 3: 0; 5: 0; 7: 0 | 0 |  | 0
2018 | 4296 | Cookson Hills Elec Coop, Inc | OK | Cooperative | 174.191 | 1.03 | 169.1175 | 102.03 | 0.964 | 105.8402 | 174.191 | 1.03 | 169.1175 | 17795 | 13.2 | Y | . | . | . | . | . | . | . |  |  | . |  | 72.161 | 0.066 | 105.8402 | 1093.3485 | 1093.3485 | 1174.47 | 1174.47 | 6.6% | 96.401 | 58.7235 | 192.8021 | 146.8088 | 578.4063 | 234.894 | 964.0104 | 293.6175 | 1446.0156 | 234.894 | 1928.0208 | 117.447 | 2892.0313 | 52.8512 | 3856.0417 | 35.2341 | 5661.0066 | 28305.033 | 135864.1582 | 283050.3295 | 339660.3954 | 226440.2636 | 152847.178 | 135864.1582
2018 | 4317 | Coos-Curry Electric Coop, Inc | OR | Cooperative | 182.99 | 1.22 | 149.9918 | 104.99 | 0.73 | 143.8219 | 182.59 | 1.2 | 152.1583 | 18115 | 24.9 | N | . | . | . | . | . | . | . |  |  | . |  | 78 | 0.49 | 143.8219 | 159.1837 | 159.1837 | 8876.35 | 8876.35 | 49% | 14.0353 | 443.8175 | 28.0706 | 1109.5438 | 84.2118 | 1775.27 | 140.353 | 2219.0875 | 210.5295 | 1775.27 | 280.706 | 887.635 | 421.0589 | 399.4357 | 561.4119 | 266.2905 | 6229.1109 | 31145.5547 | 149498.6627 | 311455.5474 | 373746.6569 | 249164.4379 | 168185.9956 | 149498.6627
2018 | 4327 | Coosa Valley Electric Coop Inc | AL | Cooperative | 234.26 | 1.76 | 133.1023 | 105.81 | 1.01 | 104.7624 | 230.34 | 1.55 | 148.6064 | 16884 | 24.9 | N | . | . | . | . | . | . | . |  |  | . |  | 128.45 | 0.75 | 104.7624 | 171.2667 | 171.2667 | 12663 | 12663 | 75% | 15.1007 | 633.15 | 30.2013 | 1582.875 | 90.604 | 2532.6 | 151.0066 | 3165.75 | 226.5099 | 2532.6 | 302.0132 | 1266.3 | 453.0198 | 569.835 | 604.0265 | 379.89 | 9560.9837 | 47804.9184 | 229463.6085 | 478049.1844 | 573659.0213 | 382439.3475 | 258146.5596 | 229463.6085
2018 | 4346 | Cooperative L&P Assn Lake County | MN | Cooperative | 405.81 | 1.99 | 203.9246 | 300.91 | 1.98 | 151.9748 | 399.06 | 1.39 | 287.0935 | 6177 | 14.4 | N | . | . | . | . | . | . | . |  |  | . |  | 104.9 | 0.01 | 151.9747 | 10490 | 10490 | 61.77 | 61.77 | 1% | 924.9082 | 3.0885 | 1849.8163 | 7.7213 | 5549.4489 | 12.354 | 9249.0816 | 15.4425 | 13873.6223 | 12.354 | 18498.1631 | 6.177 | 27747.2447 | 2.7797 | 36996.3262 | 1.8531 | 2856.5788 | 14282.8942 | 68557.8921 | 142828.942 | 171394.7303 | 114263.1536 | 77127.6287 | 68557.8921
2018 | 4362 | Corn Belt Energy Corporation | IL | Cooperative | 414.1 | 4.02 | 103.01 | 196.3 | 3.75 | 52.3467 | 317.1 | 3.99 | 79.4737 | 36015 | 69 | Y | . | . | . | . | . | . | . |  |  | . |  | 217.8 | 0.27 | 52.3467 | 806.6667 | 806.6667 | 9724.05 | 9724.05 | 27% | 71.1242 | 486.2025 | 142.2483 | 1215.5062 | 426.745 | 1944.81 | 711.2417 | 2431.0125 | 1066.8626 | 1944.81 | 1422.4835 | 972.405 | 2133.7252 | 437.5822 | 2844.9669 | 291.7215 | 34580.7509 | 172903.7546 | 829938.022 | 1729037.5459 | 2074845.0551 | 1383230.0367 | 933680.2748 | 829938.022
2018 | 4373 | Cornhusker Public Power Dist | NE | Political Subdivision | . | . | . | . | . | . | . | . | . | . | . |  | 376.57 | . | . | 139.97 | . | . | 9929 | N | O | 12.5 | N | 236.6 |  |  |  | 236.6 |  | 9929 | 100% | 20.8611 | 496.45 | 41.7223 | 1241.125 | 125.1668 | 1985.8 | 208.6113 | 2482.25 | 312.917 | 1985.8 | 417.2226 | 992.9 | 625.8339 | 446.805 | 834.4453 | 297.87 | 10356.5087 | 51782.5437 | 248556.2098 | 517825.4372 | 621390.5246 | 414260.3497 | 279625.7361 | 248556.2098
2018 | 4401 | Cotton Electric Coop, Inc | OK | Cooperative | 215.59 | 1.91 | 112.8744 | 198.43 | 1.84 | 107.8424 | 162.85 | 1.68 | 96.9345 | 21727 | 25 | N | . | . | . | . | . | . | . |  |  | . |  | 17.16 | 0.07 | 107.8424 | 245.1429 | 245.1429 | 1520.89 | 1520.89 | 7% | 21.6144 | 76.0445 | 43.2287 | 190.1113 | 129.6862 | 304.178 | 216.1436 | 380.2225 | 324.2154 | 304.178 | 432.2872 | 152.089 | 648.4308 | 68.44 | 864.5744 | 45.6267 | 1643.6531 | 8218.2657 | 39447.6753 | 82182.6569 | 98619.1882 | 65746.1255 | 44378.6347 | 39447.6753
2018 | 4430 | Covington Electric Coop, Inc | AL | Cooperative | 119.62 | 1.76 | 67.9659 | 60.36 | 0.99 | 60.9697 | 119.62 | 1.76 | 67.9659 | 23114 | 25 | Y | . | . | . | . | . | . | . |  |  | . |  | 59.26 | 0.77 | 60.9697 | 76.961 | 76.961 | 17797.78 | 17797.78 | 77% | 6.7857 | 889.889 | 13.5714 | 2224.7225 | 40.7141 | 3559.556 | 67.8569 | 4449.445 | 101.7854 | 3559.556 | 135.7138 | 1779.778 | 203.5707 | 800.9001 | 271.4276 | 533.9334 | 6038.5113 | 30192.5564 | 144924.2705 | 301925.5636 | 362310.6763 | 241540.4508 | 163039.8043 | 144924.2705
2018 | 4432 | Coweta-Fayette El Member Corp | GA | Cooperative | 117.82 | 1.32 | 89.2576 | 100.26 | 1.22 | 82.1803 | 114.47 | 1.15 | 99.5391 | 79697 | 25 | N | . | . | . | . | . | . | . |  |  | . |  | 17.56 | 0.1 | 82.1803 | 175.6 | 175.6 | 7969.7 | 7969.7 | 10% | 15.4827 | 398.485 | 30.9655 | 996.2125 | 92.8964 | 1593.94 | 154.8273 | 1992.425 | 232.241 | 1593.94 | 309.6547 | 796.97 | 464.482 | 358.6365 | 619.3093 | 239.091 | 6169.637 | 30848.1849 | 148071.2873 | 308481.8486 | 370178.2184 | 246785.4789 | 166580.1983 | 148071.2873
2018 | 4442 | PUD No 1 of Cowlitz County | WA | Political Subdivision | 102.95 | 0.771 | 133.5279 | . | . | . | . | . | . | 49800 | 13 | Y | . | . | . | . | . | . | . |  |  | . | [7 empty] | 49800 | 100% |  | 2490 |  | 6225 |  | 1: 9960; 3: 12450; 5: 9960; 7: 4980 | 2241 |  | 1494
2018 | 4471 | Craig-Botetourt Electric Coop | VA | Cooperative | 1369.96 | 4.57 | 299.7724 | 656.6 | 3.02 | 217.4172 | 0.92 | 3.71 | 0.24798 | 6688 | . | Y | . | . | . | . | . | . | . |  |  | . |  | 713.36 | 1.55 | 217.4172 | 460.2323 | 713.36 | 10366.4 | 6688 | 100% | 62.8973 | 334.4 | 125.7946 | 836 | 377.3837 | 1337.6 | 628.9728 | 1672 | 943.4592 | 1337.6 | 1257.9456 | 668.8 | 1886.9184 | 300.96 | 2515.8913 | 200.64 | 21032.8509 | 105164.2545 | 504788.4217 | 1051642.5452 | 1261971.0542 | 841314.0361 | 567886.9744 | 504788.4217
2018 | 4471 | Craig-Botetourt Electric Coop | WV | Cooperative | 1743.5 | 7.52 | 231.8484 | 386.51 | 4 | 96.6275 | 386.51 | 4 | 96.6275 | 484 | . | Y | . | . | . | . | . | . | . |  |  | . |  | 1356.99 | 3.52 | 96.6275 | 385.5085 | 1356.99 | 1703.68 | 484 | 100% | 119.6464 | 24.2 | 239.2929 | 60.5 | 717.8786 | 96.8 | 1196.4644 | 121 | 1794.6965 | 96.8 | 2392.9287 | 48.4 | 3589.3931 | 21.78 | 4785.8575 | 14.52 | 2895.4438 | 14477.2188 | 69490.6503 | 144772.1881 | 173726.6257 | 115817.7505 | 78176.9816 | 69490.6503
2018 | 4508 | Crawfordsville Elec, Lgt & Pwr | IN | Municipal | . | . | . | . | . | . | . | . | . | . | . |  | 21.52 | 0.23 | 93.5652 | 21.52 | 0.23 | 93.5652 | 9971 | N | L | 13.8 | N | 0 | 0 | 93.5652 |  |  | 0 | 0 | 0% |  | 0 |  | 0 |  | 1: 0; 3: 0; 5: 0; 7: 0 | 0 |  | 0
2018 | 4509 | Craighead Electric Coop Corp | AR | Cooperative | . | . | . | . | . | . | . | . | . | . | . |  | 309.35 | 3.431 | 90.1632 | 176.482 | 2.081 | 84.8063 | 30816 | N | F | 34.5 | Y | 132.868 | 1.35 | 84.8063 | 98.4207 | 132.868 | 41601.6 | 30816 | 100% | 11.715 | 1540.8 | 23.4301 | 3852 | 70.2902 | 6163.2 | 117.1503 | 7704 | 175.7255 | 6163.2 | 234.3007 | 3081.6 | 351.451 | 1386.72 | 468.6013 | 924.48 | 18050.5229 | 90252.6147 | 433212.5507 | 902526.1472 | 1083031.3767 | 722020.9178 | 487364.1195 | 433212.5507
2018 | 4524 | Crawford Electric Coop, Inc | MO | Cooperative | 300.9 | 2.12 | 141.934 | 300.9 | 2.12 | 141.934 | 272.64 | 1.84 | 148.1739 | 20001.3 | 25 | Y | . | . | . | . | . | . | . |  |  | . |  | 0 | 0 | 141.934 |  |  | 0 | 0 | 0% |  | 0 |  | 0 |  | 1: 0; 3: 0; 5: 0; 7: 0 | 0 |  | 0
2018 | 4577 | Crow Wing Cooperative Power & Light Comp | MN | Cooperative | 86.3 | 0.728 | 118.544 | 74.481 | 0.696 | 107.0129 | 78.621 | 0.599 | 131.2538 | 43803 | 15 | Y | . | . | . | . | . | . | . |  |  | . |  | 11.819 | 0.032 | 107.0129 | 369.3438 | 369.3438 | 1401.696 | 1401.696 | 3.2% | 32.5652 | 70.0848 | 65.1304 | 175.212 | 195.3913 | 280.3392 | 325.6521 | 350.424 | 488.4781 | 280.3392 | 651.3042 | 140.1696 | 976.9563 | 63.0763 | 1302.6084 | 42.0509 | 2282.3262 | 11411.6309 | 54775.8285 | 114116.3094 | 136939.5713 | 91293.0475 | 61622.8071 | 54775.8285
2018 | 4618 | Cullman Electric Coop, Inc | AL | Cooperative | 313.986 | 2.762 | 113.6807 | 313.986 | 2.762 | 113.6807 | 311.755 | 2.711 | 114.9963 | 43884 | 46 | Y | . | . | . | . | . | . | . |  |  | . |  | 0 | 0 | 113.6807 |  |  | 0 | 0 | 0% |  | 0 |  | 0 |  | 1: 0; 3: 0; 5: 0; 7: 0 | 0 |  | 0
2018 | 4622 | Cumberland Valley Electric, Inc. | KY | Cooperative | 522.498 | 3.226 | 161.9647 | 296.598 | 2.644 | 112.1778 | 487.298 | 2.997 | 162.5953 | 23694 | 25 | Y | . | . | . | . | . | . | . |  |  | . |  | 225.9 | 0.582 | 112.1778 | 388.1443 | 388.1443 | 13789.908 | 13789.908 | 58.2% | 34.2229 | 689.4954 | 68.4457 | 1723.7385 | 205.3372 | 2757.9816 | 342.2287 | 3447.477 | 513.343 | 2757.9816 | 684.4573 | 1378.9908 | 1026.686 | 620.5459 | 1368.9146 | 413.6972 | 23596.5082 | 117982.5408 | 566316.1957 | 1179825.4078 | 1415790.4893 | 943860.3262 | 637105.7202 | 566316.1957
2018 | 4624 | Cumberland Elec Member Corp | TN | Cooperative | . | . | . | . | . | . | . | . | . | . | . |  | 326.33 | 2.97 | 109.8754 | 206.91 | 2.48 | 83.4315 | 98237 | N | F | 25 | Y | 119.42 | 0.49 | 83.4315 | 243.7143 | 243.7143 | 48136.13 | 48136.13 | 49% | 21.4884 | 2406.8065 | 42.9768 | 6017.0162 | 128.9304 | 9627.226 | 214.884 | 12034.0325 | 322.326 | 9627.226 | 429.768 | 4813.613 | 644.652 | 2166.1258 | 859.5361 | 1444.0839 | 51718.4241 | 258592.1206 | 1241242.1791 | 2585921.2065 | 3103105.4478 | 2068736.9652 | 1396397.4515 | 1241242.1791
2018 | 4675 | Cuivre River Electric Coop Inc | MO | Cooperative | 120.762 | 0.86 | 140.4209 | 90.964 | 0.645 | 141.0295 | 116.513 | 0.825 | 141.2279 | 64725 | 24.9 | Y | . | . | . | . | . | . | . |  |  | . |  | 29.798 | 0.215 | 141.0295 | 138.5953 | 138.5953 | 13915.875 | 13915.875 | 21.5% | 12.22 | 695.7938 | 24.44 | 1739.4844 | 73.3201 | 2783.175 | 122.2002 | 3478.9688 | 183.3002 | 2783.175 | 244.4003 | 1391.5875 | 366.6005 | 626.2144 | 488.8006 | 417.4762 | 8502.6108 | 42513.054 | 204062.6592 | 425130.54 | 510156.6481 | 340104.432 | 229570.4916 | 204062.6592
2018 | 4683 | City of Cuyahoga Falls - (OH) | OH | Municipal | 121.114 | 0.812 | 149.1552 | 34.26 | 0.312 | 109.8077 | 34.26 | 0.312 | 109.8077 | 25342 | 23 | N | . | . | . | . | . | . | . |  |  | . |  | 86.854 | 0.5 | 109.8077 | 173.708 | 173.708 | 12671 | 12671 | 50% | 15.3159 | 633.55 | 30.6318 | 1583.875 | 91.8955 | 2534.2 | 153.1591 | 3167.75 | 229.7387 | 2534.2 | 306.3183 | 1267.1 | 459.4774 | 570.195 | 612.6366 | 380.13 | 9703.3978 | 48516.989 | 232881.5472 | 485169.8901 | 582203.8681 | 388135.9121 | 261991.7406 | 232881.5472
2018 | 4704 | DS&O Electric Cooperative, Inc. | KS | Cooperative | . | . | . | . | . | . | . | . | . | . | . |  | 137.2 | 1.343 | 102.1593 | 137.2 | 1.343 | 102.1593 | 8292 | N | F | 12.5 | Y | 0 | 0 | 102.1593 |  |  | 0 | 0 | 0% |  | 0 |  | 0 |  | 1: 0; 3: 0; 5: 0; 7: 0 | 0 |  | 0
2018 | 4717 | Dakota Valley Elec Coop Inc | ND | Cooperative | 280.9 | 1.531 | 183.4749 | 112.9 | 1.278 | 88.3412 | 253.7 | 1.168 | 217.2089 | 6608 | 25 | Y | . | . | . | . | . | . | . |  |  | . |  | 168 | 0.253 | 88.3412 | 664.0316 | 664.0316 | 1671.824 | 1671.824 | 25.3% | 58.548 | 83.5912 | 117.096 | 208.978 | 351.2879 | 334.3648 | 585.4798 | 417.956 | 878.2196 | 334.3648 | 1170.9595 | 167.1824 | 1756.4393 | 75.2321 | 2341.919 | 50.1547 | 4894.0955 | 24470.4776 | 117458.2924 | 244704.7759 | 293645.7311 | 195763.8207 | 132140.579 | 117458.2924
2018 | 4848 | Daviess Martin County R E M C | IN | Cooperative | 572 | 2.7 | 211.8519 | 235 | 1.9 | 123.6842 | 534 | 2.2 | 242.7273 | 8169 | 12.5 | N | . | . | . | . | . | . | . |  |  | . |  | 337 | 0.8 | 123.6842 | 421.25 | 421.25 | 6535.2 | 6535.2 | 80% | 37.1418 | 326.76 | 74.2836 | 816.9 | 222.8508 | 1307.04 | 371.4181 | 1633.8 | 557.1271 | 1307.04 | 742.8361 | 653.52 | 1114.2542 | 294.084 | 1485.6723 | 196.056 | 12136.457 | 60682.2851 | 291274.9684 | 606822.8508 | 728187.421 | 485458.2807 | 327684.3395 | 291274.9684
2018 | 4911 | Dawson Power District | NE | Political Subdivision | . | . | . | . | . | . | . | . | . | . | . |  | 187.5 | . | . | 54.1 | . | . | 23771 | Y | O | . | Y | 133.4 |  |  |  | 133.4 |  | 23771 | 100% | 11.7619 | 1188.55 | 23.5239 | 2971.375 | 70.5716 | 4754.2 | 117.6194 | 5942.75 | 176.4291 | 4754.2 | 235.2388 | 2377.1 | 352.8582 | 1069.695 | 470.4776 | 713.13 | 13979.6535 | 69898.2675 | 335511.6838 | 698982.6745 | 838779.2094 | 559186.1396 | 377450.6442 | 335511.6838
2018 | 4922 | Dayton Power & Light Co | OH | Investor Owned | 194.59 | 1.14 | 170.693 | 104.11 | 0.91 | 114.4066 | 188.22 | 1.05 | 179.2571 | 587473 | 12 | N | . | . | . | . | . | . | . |  |  | . |  | 90.48 | 0.23 | 114.4066 | 393.3913 | 393.3913 | 135118.79 | 135118.79 | 23% | 34.6855 | 6755.9395 | 69.371 | 16889.8488 | 208.113 | 27023.758 | 346.8549 | 33779.6975 | 520.2824 | 27023.758 | 693.7099 | 13511.879 | 1040.5648 | 6080.3456 | 1387.4197 | 4053.5637 | 234333.095 | 1171665.4748 | 5623994.279 | 11716654.748 | 14059985.6976 | 9373323.7984 | 6326993.5639 | 5623994.279
2018 | 4939 | Deaf Smith Electric Coop, Inc | TX | Cooperative | 606.9 | 2.6 | 233.4231 | 606.9 | 2.6 | 233.4231 | 557.1 | 2.2 | 253.2273 | 14555 | 14.4 | Y | . | . | . | . | . | . | . |  |  | . |  | 0 | 0 | 233.4231 |  |  | 0 | 0 | 0% |  | 0 |  | 0 |  | 1: 0; 3: 0; 5: 0; 7: 0 | 0 |  | 0
2018 | 4958 | Decatur Utilities | AL | Municipal | . | . | . | . | . | . | . | . | . | . | . |  | 28.369 | 0.534 | 53.1255 | . | . | . | 26589 | N | O | 12.5 | Y | [6 empty] | 26589 | 100% |  | 1329.45 |  | 3323.625 |  | 1: 5317.8; 3: 6647.25; 5: 5317.8; 7: 2658.9 | 1196.505 |  | 797.67
2018 | 4960 | Decatur County Rural E M C | IN | Cooperative | 956.98 | 3.644 | 262.618 | 456.366 | 2.944 | 155.0156 | 903.02 | 3.362 | 268.5961 | 8010 | 12.5 | Y | . | . | . | . | . | . | . |  |  | . |  | 500.614 | 0.7 | 155.0156 | 715.1629 | 715.1629 | 5607 | 5607 | 70% | 63.0562 | 280.35 | 126.1125 | 700.875 | 378.3374 | 1121.4 | 630.5624 | 1401.75 | 945.8436 | 1121.4 | 1261.1248 | 560.7 | 1891.6872 | 252.315 | 2522.2496 | 168.21 | 17677.8169 | 88389.0846 | 424267.6063 | 883890.8464 | 1060669.0157 | 707112.6771 | 477301.0571 | 424267.6063
2018 | 4975 | Deep East Texas Elec Coop Inc | TX | Cooperative | 584.656 | . | . | 423.376 | . | . | 540.756 | . | . | 42643 | 12.5 | N | . | . | . | . | . | . | . |  |  | . |  | 161.28 |  |  |  | 161.28 |  | 42643 | 100% | 14.2201 | 2132.15 | 28.4403 | 5330.375 | 85.3208 | 8528.6 | 142.2013 | 10660.75 | 213.302 | 8528.6 | 284.4026 | 4264.3 | 426.604 | 1918.935 | 568.8053 | 1279.29 | 30319.455 | 151597.2749 | 727666.9197 | 1515972.7494 | 1819167.2993 | 1212778.1996 | 818625.2847 | 727666.9197
2018 | 5027 | Delmarva Power | DE | Investor Owned | 141.48 | 0.86 | 164.5116 | 70.8 | 0.7 | 101.1429 | 141.48 | 0.86 | 164.5116 | 310376 | 69 | Y | . | . | . | . | . | . | . |  |  | . |  | 70.68 | 0.16 | 101.1429 | 441.75 | 441.75 | 49660.16 | 49660.16 | 16% | 38.9493 | 2483.008 | 77.8986 | 6207.52 | 233.6958 | 9932.032 | 389.493 | 12415.04 | 584.2395 | 9932.032 | 778.986 | 4966.016 | 1168.4791 | 2234.7072 | 1557.9721 | 1489.8048 | 96711.4284 | 483557.1421 | 2321074.2821 | 4835571.421 | 5802685.7052 | 3868457.1368 | 2611208.5673 | 2321074.2821
2018 | 5027 | Delmarva Power | MD | Investor Owned | 189.87 | 1.38 | 137.587 | 101.38 | 1.13 | 89.7168 | 189.87 | 1.38 | 137.587 | 204791 | 69 | Y | . | . | . | . | . | . | . |  |  | . |  | 88.49 | 0.25 | 89.7168 | 353.96 | 353.96 | 51197.75 | 51197.75 | 25% | 31.2088 | 2559.8875 | 62.4176 | 6399.7188 | 187.2529 | 10239.55 | 312.0882 | 12799.4375 | 468.1323 | 10239.55 | 624.1763 | 5119.775 | 936.2645 | 2303.8987 | 1248.3527 | 1535.9325 | 79891.0606 | 399455.3032 | 1917385.4555 | 3994553.0323 | 4793463.6388 | 3195642.4259 | 2157058.6375 | 1917385.4555
2018 | 5063 | City of Denton - (TX) | TX | Municipal | 34.28 | 0.74 | 46.3243 | 34.28 | 0.74 | 46.3243 | 34.28 | 0.74 | 46.3243 | 54313 | 13.2 | Y | . | . | . | . | . | . | . |  |  | . |  | 0 | 0 | 46.3243 |  |  | 0 | 0 | 0% |  | 0 |  | 0 |  | 1: 0; 3: 0; 5: 0; 7: 0 | 0 |  | 0
2018 | 5070 | Delaware Electric Cooperative | DE | Cooperative | 122.09 | 1.6 | 76.3063 | 84.29 | 1.36 | 61.9779 | 118.32 | 1.36 | 87 | 96800 | 12 | Y | . | . | . | . | . | . | . |  |  | . |  | 37.8 | 0.24 | 61.9779 | 157.5 | 157.5 | 23232 | 23232 | 24% | 13.8868 | 1161.6 | 27.7737 | 2904 | 83.3211 | 4646.4 | 138.8685 | 5808 | 208.3027 | 4646.4 | 277.737 | 2323.2 | 416.6054 | 1045.44 | 555.4739 | 696.96 | 16130.9625 | 80654.8126 | 387143.1007 | 806548.1264 | 967857.7517 | 645238.5011 | 435535.9882 | 387143.1007
2018 | 5078 | Denton County Elec Coop, Inc | TX | Cooperative | 48.22 | 0.502 | 96.0558 | 40.19 | 0.492 | 81.687 | 40.89 | 0.502 | 81.4542 | 237617 | 24.9 | Y | . | . | . | . | . | . | . |  |  | . |  | 8.03 | 0.01 | 81.687 | 803 | 803 | 2376.17 | 2376.17 | 1% | 70.8009 | 118.8085 | 141.6018 | 297.0213 | 424.8053 | 475.234 | 708.0088 | 594.0425 | 1062.0132 | 475.234 | 1416.0176 | 237.617 | 2124.0265 | 106.9276 | 2832.0353 | 71.2851 | 8411.7466 | 42058.7328 | 201881.9173 | 420587.3277 | 504704.7932 | 336469.8622 | 227117.157 | 201881.9173
2018 | 5109 | DTE Electric Company | MI | Investor Owned | 485.341 | 1.356 | 357.9211 | 177.188 | 1.041 | 170.2094 | 485.341 | 1.356 | 357.9211 | 2191374 | 13.2 | Y | . | . | . | . | . | . | . |  |  | . |  | 308.153 | 0.315 | 170.2094 | 978.2635 | 978.2635 | 690282.81 | 690282.81 | 31.5% | 86.2539 | 34514.1405 | 172.5079 | 86285.3513 | 517.5237 | 138056.562 | 862.5394 | 172570.7025 | 1293.8092 | 138056.562 | 1725.0789 | 69028.281 | 2587.6183 | 31062.7264 | 3450.1578 | 20708.4843 | 2976980.7739 | 14884903.8697 | 71447538.5746 | 148849038.697 | 178618846.4364 | 119079230.9576 | 80378480.8964 | 71447538.5746
2018 | 5111 | City of Detroit Lakes - (MN) | MN | Municipal | 7.7 | 0.524 | 14.6947 | 7.7 | 0.524 | 14.6947 | 7.7 | 0.524 | 14.6947 | 7348 | 12.4 | N | . | . | . | . | . | . | . |  |  | . |  | 0 | 0 | 14.6947 |  |  | 0 | 0 | 0% |  | 0 |  | 0 |  | 1: 0; 3: 0; 5: 0; 7: 0 | 0 |  | 0
2018 | 5148 | City of Dickson | TN | Municipal | 148.862 | 1.592 | 93.5063 | 148.862 | 1.592 | 93.5063 | . | . | . | 35052 | 13 | Y | . | . | . | . | . | . | . |  |  | . |  | 0 | 0 | 93.5063 |  |  | 0 | 0 | 0% |  | 0 |  | 0 |  | 1: 0; 3: 0; 5: 0; 7: 0 | 0 |  | 0
2018 | 5175 | Dixie Electric Power Assn | MS | Cooperative | . | . | . | . | . | . | . | . | . | . | . |  | 211.685 | 1.237 | 171.1277 | 211.685 | 1.237 | 171.1277 | 38907 | N | F | 24.9 | Y | 0 | 0 | 171.1277 |  |  | 0 | 0 | 0% |  | 0 |  | 0 |  | 1: 0; 3: 0; 5: 0; 7: 0 | 0 |  | 0
2018 | 5202 | Dixie Electric Membership Corp | LA | Cooperative | 291.775 | 3.196 | 91.2938 | 191.413 | 2.796 | 68.4596 | 286.696 | 3.147 | 91.1014 | 108928 | 69 | Y | . | . | . | . | . | . | . |  |  | . |  | 100.362 | 0.4 | 68.4596 | 250.905 | 250.905 | 43571.2 | 43571.2 | 40% | 22.1224 | 2178.56 | 44.2448 | 5446.4 | 132.7345 | 8714.24 | 221.2241 | 10892.8 | 331.8361 | 8714.24 | 442.4482 | 4357.12 | 663.6723 | 1960.704 | 884.8964 | 1307.136 | 48194.9975 | 240974.9876 | 1156679.9403 | 2409749.8757 | 2891699.8508 | 1927799.9005 | 1301264.9329 | 1156679.9403
2018 | 5204 | Dixie Electric Coop | AL | Cooperative | 182.991 | 1.603 | 114.1553 | 153.8 | 1.476 | 104.2005 | 182.991 | 1.603 | 114.1553 | 23524 | 13.2 | N | . | . | . | . | . | . | . |  |  | . |  | 29.191 | 0.127 | 104.2005 | 229.8504 | 229.8504 | 2987.548 | 2987.548 | 12.7% | 20.266 | 149.3774 | 40.532 | 373.4435 | 121.5961 | 597.5096 | 202.6602 | 746.887 | 303.9902 | 597.5096 | 405.3203 | 298.7548 | 607.9805 | 134.4397 | 810.6406 | 89.6264 | 3027.2847 | 15136.4236 | 72654.8333 | 151364.236 | 181637.0832 | 121091.3888 | 81736.6874 | 72654.8333
2018 | 5336 | City of Dover - (OH) | OH | Municipal | 122.02 | 0.933 | 130.7824 | 53.91 | 0.435 | 123.931 | 52.004 | 0.394 | 131.9898 | 6816 | 12.5 | N | . | . | . | . | . | . | . |  |  | . |  | 68.11 | 0.498 | 123.931 | 136.7671 | 136.7671 | 3394.368 | 3394.368 | 49.8% | 12.0588 | 169.7184 | 24.1176 | 424.296 | 72.3529 | 678.8736 | 120.5882 | 848.592 | 180.8822 | 678.8736 | 241.1763 | 339.4368 | 361.7645 | 152.7466 | 482.3526 | 101.831 | 2046.6029 | 10233.0145 | 49118.4698 | 102330.1455 | 122796.1746 | 81864.1164 | 55258.2786 | 49118.4698
2018 | 5394 | Dubois Rural Electric Coop Inc | IN | Cooperative | . | . | . | . | . | . | . | . | . | . | . |  | 129.98 | 1.69 | 76.9112 | 128.86 | 1.68 | 76.7024 | 13798 | N | L | 12.5 | Y | 1.12 | 0.01 | 76.7024 | 112 | 112 | 137.98 | 137.98 | 1% | 9.8751 | 6.899 | 19.7502 | 17.2475 | 59.2506 | 27.596 | 98.7509 | 34.495 | 148.1264 | 27.596 | 197.5018 | 13.798 | 296.2528 | 6.2091 | 395.0037 | 4.1394 | 68.1283 | 340.6413 | 1635.0782 | 3406.4129 | 4087.6955 | 2725.1303 | 1839.463 | 1635.0782
2018 | 5399 | Duck River Elec Member Corp | TN | Cooperative | 176.87 | 1.62 | 109.179 | 91.18 | 1.29 | 70.6822 | 156.75 | 1.447 | 108.3276 | 74654 | 25 | Y | . | . | . | . | . | . | . |  |  | . |  | 85.69 | 0.33 | 70.6822 | 259.6667 | 259.6667 | 24635.82 | 24635.82 | 33% | 22.8949 | 1231.791 | 45.7899 | 3079.4775 | 137.3696 | 4927.164 | 228.9493 | 6158.955 | 343.424 | 4927.164 | 457.8986 | 2463.582 | 686.8479 | 1108.6119 | 915.7972 | 739.0746 | 28201.769 | 141008.8448 | 676842.4551 | 1410088.4482 | 1692106.1378 | 1128070.7586 | 761447.762 | 676842.4551
2018 | 5416 | Duke Energy Carolinas, LLC | NC | Investor Owned | 910 | 1.8 | 505.5556 | 203 | 1.09 | 186.2385 | 856 | 1.62 | 528.3951 | 1910497 | 44 | Y | . | . | . | . | . | . | . |  |  | . |  | 707 | 0.71 | 186.2385 | 995.7746 | 995.7746 | 1356452.87 | 1356452.87 | 71% | 87.7979 | 67822.6435 | 175.5958 | 169556.6088 | 526.7875 | 271290.574 | 877.9791 | 339113.2175 | 1316.9687 | 271290.574 | 1755.9582 | 135645.287 | 2633.9373 | 61040.3792 | 3511.9165 | 40693.5861 | 5954686.4614 | 29773432.3071 | 142912475.0742 | 297734323.0713 | 357281187.6855 | 238187458.457 | 160776534.4585 | 142912475.0742
2018 | 5416 | Duke Energy Carolinas, LLC | SC | Investor Owned | 656 | 1.82 | 360.4396 | 240 | 1.28 | 187.5 | 590 | 1.53 | 385.6209 | 668844 | 23 | Y | . | . | . | . | . | . | . |  |  | . |  | 416 | 0.54 | 187.5 | 770.3704 | 770.3704 | 361175.76 | 361175.76 | 54% | 67.9239 | 18058.788 | 135.8478 | 45146.97 | 407.5435 | 72235.152 | 679.2391 | 90293.94 | 1018.8587 | 72235.152 | 1358.4782 | 36117.576 | 2037.7174 | 16252.9092 | 2716.9565 | 10835.2728 | 1226623.5298 | 6133117.6488 | 29438964.7142 | 61331176.4879 | 73597411.7855 | 49064941.1903 | 33118835.3035 | 29438964.7142
2018 | 5417 | Dunn County Electric Coop | WI | Cooperative | 138.58 | 1.338 | 103.5725 | 59.82 | 0.602 | 99.3688 | 138.38 | 1.333 | 103.811 | 10210 | 7.2 | Y | . | . | . | . | . | . | . |  |  | . |  | 78.76 | 0.736 | 99.3688 | 107.0109 | 107.0109 | 7514.56 | 7514.56 | 73.6% | 9.4352 | 375.728 | 18.8704 | 939.32 | 56.6112 | 1502.912 | 94.352 | 1878.64 | 141.528 | 1502.912 | 188.704 | 751.456 | 283.0559 | 338.1552 | 377.4079 | 225.4368 | 3545.068 | 17725.3402 | 85081.6329 | 177253.4019 | 212704.0823 | 141802.7215 | 95716.837 | 85081.6329
2018 | 5429 | City of Duncan - (OK) | OK | Municipal | . | . | . | . | . | . | . | . | . | . | . |  | 56.01 | 0.63 | 88.9048 | . | . | . | 8730 | N | O | 13.2 | N | [6 empty] | 8730 | 100% |  | 436.5 |  | 1091.25 |  | 1: 1746; 3: 2182.5; 5: 1746; 7: 873 | 392.85 |  | 261.9
2018 | 5487 | Duquesne Light Co | PA | Investor Owned | . | . | . | . | . | . | . | . | . | . | . |  | 133 | 0.94 | 141.4894 | 89 | 0.84 | 105.9524 | 598295 | N | F | 23 | N | 44 | 0.1 | 105.9524 | 440 | 440 | 59829.5 | 59829.5 | 10% | 38.795 | 2991.475 | 77.59 | 7478.6875 | 232.77 | 11965.9 | 387.95 | 14957.375 | 581.9251 | 11965.9 | 775.9001 | 5982.95 | 1163.8501 | 2692.3275 | 1551.8001 | 1794.885 | 116054.2836 | 580271.4181 | 2785302.8068 | 5802714.1807 | 6963257.0169 | 4642171.3446 | 3133465.6576 | 2785302.8068
2018 | 5509 | City of Dyersburg | TN | Municipal | 33.162 | 0.461 | 71.9349 | 25.219 | 0.446 | 56.5448 | 25.219 | 0.446 | 56.5448 | 11985 | 13.2 | N | . | . | . | . | . | . | . |  |  | . |  | 7.943 | 0.015 | 56.5448 | 529.5333 | 529.5333 | 179.775 | 179.775 | 1.5% | 46.6892 | 8.9888 | 93.3784 | 22.4719 | 280.1352 | 35.955 | 466.892 | 44.9438 | 700.338 | 35.955 | 933.784 | 17.9775 | 1400.676 | 8.0899 | 1867.568 | 5.3933 | 419.6775 | 2098.3877 | 10072.2609 | 20983.8769 | 25180.6523 | 16787.1015 | 11331.2935 | 10072.2609
2018 | 5574 | East Central Energy | MN | Cooperative | 71 | 1.048 | 67.7481 | 53.7 | 0.878 | 61.1617 | 62.5 | 0.693 | 90.1876 | 60821 | 14.4 | Y | . | . | . | . | . | . | . |  |  | . |  | 17.3 | 0.17 | 61.1617 | 101.7647 | 101.7647 | 10339.57 | 10339.57 | 17% | 8.9726 | 516.9785 | 17.9453 | 1292.4462 | 53.8358 | 2067.914 | 89.7264 | 2584.8925 | 134.5896 | 2067.914 | 179.4528 | 1033.957 | 269.1792 | 465.2806 | 358.9056 | 310.1871 | 4638.6626 | 23193.313 | 111327.9024 | 231933.1301 | 278319.7561 | 185546.504 | 125243.8902 | 111327.9024
2018 | 5575 | City of East Grand Forks - (MN) | MN | Municipal | . | . | . | . | . | . | . | . | . | . | . |  | 25.049 | 0.532 | 47.0846 | 25.049 | 0.532 | 47.0846 | 4629 | N | F | 12.5 | N | 0 | 0 | 47.0846 |  |  | 0 | 0 | 0% |  | 0 |  | 0 |  | 1: 0; 3: 0; 5: 0; 7: 0 | 0 |  | 0
2018 | 5578 | East Mississippi Elec Pwr Assn | MS | Cooperative | 200.47 | 2.47 | 81.1619 | 200.47 | 2.47 | 81.1619 | 151 | 1.48 | 102.027 | 12070 | 25 | N | . | . | . | . | . | . | . |  |  | . |  | 0 | 0 | 81.1619 |  |  | 0 | 0 | 0% |  | 0 |  | 0 |  | 1: 0; 3: 0; 5: 0; 7: 0 | 0 |  | 0
2018 | 5585 | Eastern Illinois Elec Coop | IL | Cooperative | 202.2 | 2.04 | 99.1176 | 130.6 | 1.57 | 83.1847 | 148.4 | 1.25 | 118.72 | 13451 | 7.2 | Y | . | . | . | . | . | . | . |  |  | . |  | 71.6 | 0.47 | 83.1847 | 152.3404 | 152.3404 | 6321.97 | 6321.97 | 47% | 13.4319 | 316.0985 | 26.8639 | 790.2463 | 80.5916 | 1264.394 | 134.3193 | 1580.4925 | 201.4789 | 1264.394 | 268.6385 | 632.197 | 402.9578 | 284.4887 | 537.277 | 189.6591 | 4245.8116 | 21229.058 | 101899.4786 | 212290.5805 | 254748.6965 | 169832.4644 | 114636.9134 | 101899.4786
2018 | 5588 | East-Central Iowa Rural Elec Coop | IA | Cooperative | . | . | . | . | . | . | . | . | . | . | . |  | 52.62 | 1.8 | 29.2333 | 52.62 | 1.8 | 29.2333 | 8834 | N | F | 12.5 | Y | 0 | 0 | 29.2333 |  |  | 0 | 0 | 0% |  | 0 |  | 0 |  | 1: 0; 3: 0; 5: 0; 7: 0 | 0 |  | 0
2018 | 5598 | East Central Oklahoma Elec Coop Inc | OK | Cooperative | 206.58 | 1.463 | 141.203 | 206.58 | 1.463 | 141.203 | . | . | . | 33715 | 25 | Y | . | . | . | . | . | . | . |  |  | . |  | 0 | 0 | 141.203 |  |  | 0 | 0 | 0% |  | 0 |  | 0 |  | 1: 0; 3: 0; 5: 0; 7: 0 | 0 |  | 0
2018 | 5605 | Eastern Iowa Light & Power Coop | IA | Cooperative | 112.803 | 0.924 | 122.0812 | 99.85 | 0.855 | 116.7836 | 107.844 | 0.863 | 124.9641 | 23501 | 7.2 | N | . | . | . | . | . | . | . |  |  | . |  | 12.953 | 0.069 | 116.7836 | 187.7246 | 187.7246 | 1621.569 | 1621.569 | 6.9% | 16.5518 | 81.0785 | 33.1035 | 202.6961 | 99.3106 | 324.3138 | 165.5177 | 405.3922 | 248.2765 | 324.3138 | 331.0354 | 162.1569 | 496.553 | 72.9706 | 662.0707 | 48.6471 | 1341.9917 | 6709.9586 | 32207.8011 | 67099.5855 | 80519.5026 | 53679.6684 | 36233.7762 | 32207.8011
2018 | 5609 | Eastern Maine Electric Coop | ME | Cooperative | 727.656 | 6.45 | 112.8149 | 472.392 | 4.96 | 95.2403 | 537.594 | 4.79 | 112.2326 | 12666 | 25 | Y | . | . | . | . | . | . | . |  |  | . |  | 255.264 | 1.49 | 95.2403 | 171.3181 | 255.264 | 18872.34 | 12666 | 100% | 22.5067 | 633.3 | 45.0135 | 1583.25 | 135.0405 | 2533.2 | 225.0675 | 3166.5 | 337.6012 | 2533.2 | 450.1349 | 1266.6 | 675.2024 | 569.97 | 900.2698 | 379.98 | 14253.5216 | 71267.6082 | 342084.5192 | 712676.0817 | 855211.298 | 570140.8654 | 384845.0841 | 342084.5192
2018 | 5625 | Easton Utilities Comm | MD | Municipal | . | . | . | . | . | . | . | . | . | . | . |  | 56.962 | 0.985 | 57.8294 | . | . | . | 10725 | Y | F | 25 | N | [6 empty] | 10725 | 100% |  | 536.25 |  | 1340.625 |  | 1: 2145; 3: 2681.25; 5: 2145; 7: 1072.5 | 482.625 |  | 321.75
2018 | 5632 | Eau Claire Electric Coop | WI | Cooperative | . | . | . | . | . | . | . | . | . | . | . |  | 63.2 | 0.638 | 99.0596 | 63.2 | 0.638 | 99.0596 | 11173 | N | L | 12.5 | Y | 0 | 0 | 99.0596 |  |  | 0 | 0 | 0% |  | 0 |  | 0 |  | 1: 0; 3: 0; 5: 0; 7: 0 | 0 |  | 0
2018 | 5644 | Edisto Electric Coop, Inc | SC | Cooperative | 198.49 | . | . | 73.64 | . | . | 197.74 | . | . | 20202 | 14.4 | N | . | . | . | . | . | . | . |  |  | . |  | 124.85 |  |  |  | 124.85 |  | 20202 | 100% | 11.0081 | 1010.1 | 22.0162 | 2525.25 | 66.0485 | 4040.4 | 110.0808 | 5050.5 | 165.1212 | 4040.4 | 220.1616 | 2020.2 | 330.2425 | 909.09 | 440.3233 | 606.06 | 11119.2639 | 55596.3196 | 266862.3342 | 555963.1962 | 667155.8354 | 444770.5569 | 300220.1259 | 266862.3342
2018 | 5656 | Edgecombe-Martin County E M C | NC | Cooperative | 167.126 | 1.16 | 144.0741 | 122.217 | 0.98 | 124.7112 | 167.126 | 1.16 | 144.0741 | 12891 | 25 | Y | . | . | . | . | . | . | . |  |  | . |  | 44.909 | 0.18 | 124.7112 | 249.4944 | 249.4944 | 2320.38 | 2320.38 | 18% | 21.998 | 116.019 | 43.9961 | 290.0475 | 131.9882 | 464.076 | 219.9804 | 580.095 | 329.9706 | 464.076 | 439.9608 | 232.038 | 659.9412 | 104.4171 | 879.9216 | 69.6114 | 2552.1907 | 12760.9534 | 61252.5763 | 127609.5339 | 153131.4407 | 102087.6272 | 68909.1483 | 61252.5763
2018 | 5661 | City of Edmond - (OK) | OK | Municipal | 40.91 | 0.441 | 92.7664 | 25.216 | 0.353 | 71.4334 | 40.91 | 0.441 | 92.7664 | 40469 | 12.4 | Y | . | . | . | . | . | . | . |  |  | . |  | 15.694 | 0.088 | 71.4334 | 178.3409 | 178.3409 | 3561.272 | 3561.272 | 8.8% | 15.7244 | 178.0636 | 31.4488 | 445.159 | 94.3464 | 712.2544 | 157.244 | 890.318 | 235.866 | 712.2544 | 314.488 | 356.1272 | 471.732 | 160.2572 | 628.976 | 106.8382 | 2799.9434 | 13999.7168 | 67198.6407 | 139997.1681 | 167996.6017 | 111997.7345 | 75598.4708 | 67198.6407
2018 | 5701 | El Paso Electric Co | NM | Investor Owned | 84.49 | 0.986 | 85.6897 | 84.49 | 0.986 | 85.6897 | 80.15 | 0.872 | 91.9151 | 99516 | 23.9 | Y | . | . | . | . | . | . | . |  |  | . |  | 0 | 0 | 85.6897 |  |  | 0 | 0 | 0% |  | 0 |  | 0 |  | 1: 0; 3: 0; 5: 0; 7: 0 | 0 |  | 0
2018 | 5701 | El Paso Electric Co | TX | Investor Owned | 49.27 | 0.694 | 70.9942 | 49.27 | 0.694 | 70.9942 | 48.078 | 0.646 | 74.4241 | 325494 | 23.9 | Y | . | . | . | . | . | . | . |  |  | . |  | 0 | 0 | 70.9942 |  |  | 0 | 0 | 0% |  | 0 |  | 0 |  | 1: 0; 3: 0; 5: 0; 7: 0 | 0 |  | 0
2018 | 5773 | City of Elk River | MN | Municipal | 10.002 | 0.172 | 58.1512 | 10.002 | 0.172 | 58.1512 | 10.002 | 0.172 | 58.1512 | 11983 | 12.5 | N | . | . | . | . | . | . | . |  |  | . |  | 0 | 0 | 58.1512 |  |  | 0 | 0 | 0% |  | 0 |  | 0 |  | 1: 0; 3: 0; 5: 0; 7: 0 | 0 |  | 0
2018 | 5780 | Elkhorn Rural Public Pwr Dist | NE | Political Subdivision | . | . | . | . | . | . | . | . | . | . | . |  | 444.08 | 1.55 | 286.5032 | 74.89 | 0.76 | 98.5395 | 9676 | N | F | 12.5 | N | 369.19 | 0.79 | 98.5395 | 467.3291 | 467.3291 | 7644.04 | 7644.04 | 79% | 41.2046 | 382.202 | 82.4092 | 955.505 | 247.2277 | 1528.808 | 412.0462 | 1911.01 | 618.0694 | 1528.808 | 824.0925 | 764.404 | 1236.1387 | 343.9818 | 1648.185 | 229.3212 | 15748.4898 | 78742.4491 | 377963.7556 | 787424.4908 | 944909.389 | 629939.5927 | 425209.225 | 377963.7556
2018 | 5860 | Empire District Electric Co | AR | Investor Owned | 97.32 | 1.398 | 69.6137 | 25.49 | 0.538 | 47.3792 | . | . | . | 5116 | 12.5 | N | . | . | . | . | . | . | . |  |  | . |  | 71.83 | 0.86 | 47.3792 | 83.5233 | 83.5233 | 4399.76 | 4399.76 | 86% | 7.3643 | 219.988 | 14.7286 | 549.97 | 44.1857 | 879.952 | 73.6428 | 1099.94 | 110.4643 | 879.952 | 147.2857 | 439.976 | 220.9285 | 197.9892 | 294.5714 | 131.9928 | 1620.0541 | 8100.2707 | 38881.2993 | 81002.7068 | 97203.2482 | 64802.1655 | 43741.4617 | 38881.2993
2018 | 5860 | Empire District Electric Co | KS | Investor Owned | 109.87 | 1.289 | 85.2366 | 87.05 | 1.15 | 75.6957 | . | . | . | 11140 | 12.5 | N | . | . | . | . | . | . | . |  |  | . |  | 22.82 | 0.139 | 75.6957 | 164.1727 | 164.1727 | 1548.46 | 1548.46 | 13.9% | 14.4752 | 77.423 | 28.9504 | 193.5575 | 86.8511 | 309.692 | 144.7518 | 387.115 | 217.1277 | 309.692 | 289.5036 | 154.846 | 434.2554 | 69.6807 | 579.0072 | 46.4538 | 1120.7118 | 5603.5591 | 26897.0839 | 56035.5915 | 67242.7098 | 44828.4732 | 30259.2194 | 26897.0839
2018 | 5860 | Empire District Electric Co | MO | Investor Owned | 141.75 | 1.253 | 113.1285 | 102.55 | 1.12 | 91.5625 | . | . | . | 165910 | 25 | N | . | . | . | . | . | . | . |  |  | . |  | 39.2 | 0.133 | 91.5625 | 294.7368 | 294.7368 | 22066.03 | 22066.03 | 13.3% | 25.9871 | 1103.3015 | 51.9742 | 2758.2537 | 155.9225 | 4413.206 | 259.8708 | 5516.5075 | 389.8063 | 4413.206 | 519.7417 | 2206.603 | 779.6125 | 992.9713 | 1039.4834 | 661.9809 | 28671.5885 | 143357.9427 | 688118.1249 | 1433579.4269 | 1720295.3123 | 1146863.5415 | 774132.8905 | 688118.1249
2018 | 5860 | Empire District Electric Co | OK | Investor Owned | 156.72 | 1.411 | 111.0702 | 156.72 | 1.411 | 111.0702 | . | . | . | 6728 | 12.5 | N | . | . | . | . | . | . | . |  |  | . |  | 0 | 0 | 111.0702 |  |  | 0 | 0 | 0% |  | 0 |  | 0 |  | 1: 0; 3: 0; 5: 0; 7: 0 | 0 |  | 0
2018 | 5862 | Empire Electric Assn, Inc | CO | Cooperative | 66.449 | 0.604 | 110.0149 | 66.449 | 0.604 | 110.0149 | . | . | . | 16537 | 44 | Y | . | . | . | . | . | . | . |  |  | . |  | 0 | 0 | 110.0149 |  |  | 0 | 0 | 0% |  | 0 |  | 0 |  | 1: 0; 3: 0; 5: 0; 7: 0 | 0 |  | 0
2018 | 5905 | Excelsior Electric Member Corp | GA | Cooperative | . | . | . | . | . | . | . | . | . | . | . |  | 716.8 | . | . | 209.8 | . | . | 22684 | N | O | 24.9 | Y | 507 |  |  |  | 507 |  | 22684 | 100% | 44.7024 | 1134.2 | 89.4048 | 2835.5 | 268.2145 | 4536.8 | 447.0242 | 5671 | 670.5364 | 4536.8 | 894.0485 | 2268.4 | 1341.0727 | 1020.78 | 1788.097 | 680.52 | 50701.4901 | 253507.4504 | 1216835.7619 | 2535074.504 | 3042089.4048 | 2028059.6032 | 1368940.2322 | 1216835.7619
2018 | 5929 | Fairfield Electric Coop, Inc | SC | Cooperative | . | . | . | . | . | . | . | . | . | . | . |  | 132.36 | 1.708 | 77.4941 | 75.74 | 0.74 | 102.3513 | 28726 | N | L | 25 | Y | 56.62 | 0.968 | 102.3514 | 58.4917 | 58.4917 | 27806.768 | 27806.768 | 96.8% | 5.1572 | 1390.3384 | 10.3145 | 3475.846 | 30.9435 | 5561.3536 | 51.5724 | 6951.692 | 77.3587 | 5561.3536 | 103.1449 | 2780.6768 | 154.7173 | 1251.3046 | 206.2897 | 834.203 | 7170.3135 | 35851.5677 | 172087.5248 | 358515.6767 | 430218.812 | 286812.5414 | 193598.4654 | 172087.5248
2018 | 5930 | Village of Fairport - (NY) | NY | Municipal | 35.698 | 0.712 | 50.1376 | 21.474 | 0.456 | 47.0921 | . | . | . | 17578 | 12.5 | N | . | . | . | . | . | . | . |  |  | . |  | 14.224 | 0.256 | 47.0921 | 55.5625 | 55.5625 | 4499.968 | 4499.968 | 25.6% | 4.899 | 224.9984 | 9.7979 | 562.496 | 29.3938 | 899.9936 | 48.9897 | 1124.992 | 73.4846 | 899.9936 | 97.9794 | 449.9968 | 146.9691 | 202.4986 | 195.9589 | 134.999 | 1102.2607 | 5511.3036 | 26454.2571 | 55113.0357 | 66135.6429 | 44090.4286 | 29761.0393 | 26454.2571
2018 | 5935 | Borough of Ephrata - (PA) | PA | Municipal | 34.852 | 0.529 | 65.8828 | 34.852 | 0.529 | 65.8828 | 34.852 | 0.529 | 65.8828 | 6599 | 12.5 | N | . | . | . | . | . | . | . |  |  | . |  | 0 | 0 | 65.8828 |  |  | 0 | 0 | 0% |  | 0 |  | 0 |  | 1: 0; 3: 0; 5: 0; 7: 0 | 0 |  | 0
2018 | 5961 | Town of Erwin - (TN) | TN | Municipal | . | . | . | . | . | . | . | . | . | . | . |  | 79.504 | 1.669 | 47.6357 | 79.504 | 1.669 | 47.6357 | 8924 | N | L | 12.5 | N | 0 | 0 | 47.6357 |  |  | 0 | 0 | 0% |  | 0 |  | 0 |  | 1: 0; 3: 0; 5: 0; 7: 0 | 0 |  | 0
2018 | 6022 | City of Eugene - (OR) | OR | Municipal | 53.63 | 0.44 | 121.8864 | 53.63 | 0.44 | 121.8864 | 53.63 | 0.44 | 121.8864 | 92530 | 12.5 | Y | . | . | . | . | . | . | . |  |  | . |  | 0 | 0 | 121.8864 |  |  | 0 | 0 | 0% |  | 0 |  | 0 |  | 1: 0; 3: 0; 5: 0; 7: 0 | 0 |  | 0
2018 | 6112 | Farmers Electric Coop, Inc - (IA) | IA | Cooperative | 353.19 | 1.44 | 245.2708 | 123.59 | 1.26 | 98.0873 | 353.19 | 1.44 | 245.2708 | 4876 | 34.5 | Y | . | . | . | . | . | . | . |  |  | . |  | 229.6 | 0.18 | 98.0873 | 1275.5556 | 1275.5556 | 877.68 | 877.68 | 18% | 112.4663 | 43.884 | 224.9326 | 109.71 | 674.7979 | 175.536 | 1124.6632 | 219.42 | 1686.9949 | 175.536 | 2249.3265 | 87.768 | 3373.9897 | 39.4956 | 4498.653 | 26.3304 | 4935.4722 | 24677.3608 | 118451.3317 | 246773.6076 | 296128.3292 | 197418.8861 | 133257.7481 | 118451.3317
2018 | 6145 | City of Fairhope - (AL) | AL | Municipal | . | . | . | . | . | . | . | . | . | . | . |  | 2.255 | 0.086 | 26.2209 | 2.255 | 0.086 | 26.2209 | 6829 | N | F | 46 | N | 0 | 0 | 26.2209 |  |  | 0 | 0 | 0% |  | 0 |  | 0 |  | 1: 0; 3: 0; 5: 0; 7: 0 | 0 |  | 0
2018 | 6168 | Farmers Electric Coop - (IA) | IA | Cooperative | 76.549 | 2.304 | 33.2244 | 76.549 | 2.304 | 33.2244 | . | . | . | 650 | 12 | Y | . | . | . | . | . | . | . |  |  | . |  | 0 | 0 | 33.2244 |  |  | 0 | 0 | 0% |  | 0 |  | 0 |  | 1: 0; 3: 0; 5: 0; 7: 0 | 0 |  | 0
2018 | 6169 | Fall River Rural Elec Coop Inc | ID | Cooperative | 267.387 | 2.574 | 103.8799 | 224.629 | 2.168 | 103.6112 | . | . | . | 14695 | 12 | Y | . | . | . | . | . | . | . |  |  | . |  | 42.758 | 0.406 | 103.6112 | 105.3153 | 105.3153 | 5966.17 | 5966.17 | 40.6% | 9.2857 | 298.3085 | 18.5714 | 745.7712 | 55.7142 | 1193.234 | 92.857 | 1491.5425 | 139.2854 | 1193.234 | 185.7139 | 596.617 | 278.5709 | 268.4776 | 371.4278 | 178.9851 | 2770.0021 | 13850.0105 | 66480.0504 | 138500.1051 | 166200.1261 | 110800.0841 | 74790.0567 | 66480.0504
2018 | 6169 | Fall River Rural Elec Coop Inc | MT | Cooperative | 334.955 | 2.489 | 134.5741 | 306.159 | 2.309 | 132.5938 | . | . | . | 1964 | 12 | Y | . | . | . | . | . | . | . |  |  | . |  | 28.796 | 0.18 | 132.5938 | 159.9778 | 159.9778 | 353.52 | 353.52 | 18% | 14.1053 | 17.676 | 28.2106 | 44.19 | 84.6319 | 70.704 | 141.0531 | 88.38 | 211.5797 | 70.704 | 282.1063 | 35.352 | 423.1594 | 15.9084 | 564.2126 | 10.6056 | 249.3255 | 1246.6277 | 5983.813 | 12466.2771 | 14959.5326 | 9973.0217 | 6731.7897 | 5983.813
2018 | 6169 | Fall River Rural Elec Coop Inc | WY | Cooperative | 225.894 | 1.86 | 121.4484 | 225.894 | 1.86 | 121.4484 | . | . | . | 349 | 12 | Y | . | . | . | . | . | . | . |  |  | . |  | 0 | 0 | 121.4484 |  |  | 0 | 0 | 0% |  | 0 |  | 0 |  | 1: 0; 3: 0; 5: 0; 7: 0 | 0 |  | 0
2018 | 6181 | Farmers Electric Coop, Inc - (MO) | MO | Cooperative | . | . | . | . | . | . | . | . | . | . | . |  | 89.011 | 0.62 | 143.5661 | . | . | . | 13103 | N | O | 13.2 | N | [6 empty] | 13103 | 100% |  | 655.15 |  | 1637.875 |  | 1: 2620.6; 3: 3275.75; 5: 2620.6; 7: 1310.3 | 589.635 |  | 393.09
2018 | 6182 | Farmers Electric Coop, Inc - (TX) | TX | Cooperative | 84.143 | 1.191 | 70.649 | 84.143 | 1.191 | 70.649 | 74.803 | 1.085 | 68.9429 | 58497.2 | 24.9 | Y | . | . | . | . | . | . | . |  |  | . |  | 0 | 0 | 70.649 |  |  | 0 | 0 | 0% |  | 0 |  | 0 |  | 1: 0; 3: 0; 5: 0; 7: 0 | 0 |  | 0
2018 | 6194 | Farmers Rural Electric Coop Corp - (KY) | KY | Cooperative | 144.01 | 1.063 | 135.4751 | 82.38 | 0.894 | 92.1477 | 142.93 | 1.04 | 137.4327 | 24168 | 68.9 | N | . | . | . | . | . | . | . |  |  | . |  | 61.63 | 0.169 | 92.1477 | 364.6746 | 364.6746 | 4084.392 | 4084.392 | 16.9% | 32.1535 | 204.2196 | 64.307 | 510.549 | 192.9211 | 816.8784 | 321.5352 | 1021.098 | 482.3029 | 816.8784 | 643.0705 | 408.4392 | 964.6057 | 183.7976 | 1286.141 | 122.5318 | 6566.3799 | 32831.8995 | 157593.1175 | 328318.9949 | 393982.7938 | 262655.1959 | 177292.2572 | 157593.1175
2018 | 6198 | Farmers Electric Coop, Inc - (NM) | NM | Cooperative | . | . | . | . | . | . | . | . | . | . | . |  | 80 | 0.749 | 106.8091 | . | 0.573 | . | 13246 | N | F | 24.9 | N |  | 0.176 |  |  |  | 2331.296 | 2331.296 | 17.6% |  | 116.5648 |  | 291.412 |  | 1: 466.2592; 3: 582.824; 5: 466.2592; 7: 233.1296 | 104.9083 |  | 69.9389
2018 | 6204 | City of Farmington - (NM) | NM | Municipal | 57.913 | 0.574 | 100.8937 | . | . | . | . | . | . | 44683 | 13.8 | Y | . | . | . | . | . | . | . |  |  | . | [7 empty] | 44683 | 100% |  | 2234.15 |  | 5585.375 |  | 1: 8936.6; 3: 11170.75; 5: 8936.6; 7: 4468.3 | 2010.735 |  | 1340.49
2018 | 6234 | City of Fayetteville | TN | Municipal | 156.54 | 1.41 | 111.0213 | 94.93 | 1.03 | 92.165 | 156.54 | 1.41 | 111.0213 | 18517 | 14.4 | Y | . | . | . | . | . | . | . |  |  | . |  | 61.61 | 0.38 | 92.165 | 162.1316 | 162.1316 | 7036.46 | 7036.46 | 38% | 14.2952 | 351.823 | 28.5904 | 879.5575 | 85.7713 | 1407.292 | 142.9522 | 1759.115 | 214.4282 | 1407.292 | 285.9043 | 703.646 | 428.8565 | 316.6407 | 571.8087 | 211.0938 | 5029.3859 | 25146.9295 | 120705.2618 | 251469.2954 | 301763.1544 | 201175.4363 | 135793.4195 | 120705.2618
2018 | 6235 | Fayetteville Public Works Commission | NC | Municipal | 1097.377 | 1.161 | 945.1998 | 10.014 | 0.196 | 51.0918 | 1005.621 | 0.724 | 1388.9793 | 82392 | 66 | N | . | . | . | . | . | . | . |  |  | . |  | 1087.363 | 0.965 | 51.0918 | 1126.801 | 1126.801 | 79508.28 | 79508.28 | 96.5% | 99.3506 | 3975.414 | 198.7011 | 9938.535 | 596.1034 | 15901.656 | 993.5057 | 19877.07 | 1490.2585 | 15901.656 | 1987.0114 | 7950.828 | 2980.5171 | 3577.8726 | 3974.0228 | 2385.2484 | 394959.6427 | 1974798.2137 | 9479031.4259 | 19747982.1373 | 23697578.5647 | 15798385.7098 | 10663910.3541 | 9479031.4259
2018 | 6258 | Federated Rural Electric Assn | MN | Cooperative | 113.905 | 1.095 | 104.0228 | 67.875 | 0.82 | 82.7744 | 67.377 | 0.751 | 89.7164 | 6817 | 7.2 | Y | . | . | . | . | . | . | . |  |  | . |  | 46.03 | 0.275 | 82.7744 | 167.3818 | 167.3818 | 1874.675 | 1874.675 | 27.5% | 14.7581 | 93.7338 | 29.5163 | 234.3344 | 88.5488 | 374.935 | 147.5813 | 468.6687 | 221.372 | 374.935 | 295.1626 | 187.4675 | 442.744 | 84.3604 | 590.3253 | 56.2403 | 1383.3351 | 6916.6755 | 33200.0422 | 69166.7546 | 83000.1055 | 55333.4037 | 37350.0475 | 33200.0422
2018 | 6272 | FEM Electric Assn, Inc | SD | Cooperative | 227 | 2.208 | 102.808 | 227 | 2.208 | 102.808 | 89 | 0.77 | 115.5844 | 2107 | 12.4 | N | . | . | . | . | . | . | . |  |  | . |  | 0 | 0 | 102.808 |  |  | 0 | 0 | 0% |  | 0 |  | 0 |  | 1: 0; 3: 0; 5: 0; 7: 0 | 0 |  | 0
2018 | 6335 | Firelands Electric Coop, Inc | OH | Cooperative | 150 | . | . | 150 | . | . | . | . | . | 9098 | 7.2 | N | . | . | . | . | . | . | . |  |  | . |  | 0 |  |  |  | 0 |  | 9098 | 100% | 0 | 454.9 | 0 | 1137.25 | 0 | 1819.6 | 0 | 2274.5 | 0 | 1819.6 | 0 | 909.8 | 0 | 409.41 | 0 | 272.94 | 0 | 0 | 0 | 0 | 0 | 0 | 0 | 0
2018 | 6342 | First Electric Coop Corp | AR | Cooperative | 258.188 | 2.03 | 127.1862 | 142.55 | 1.687 | 84.4991 | 235.177 | 1.693 | 138.9114 | 93639 | 25 | Y | . | . | . | . | . | . | . |  |  | . |  | 115.638 | 0.343 | 84.4991 | 337.137 | 337.137 | 32118.177 | 32118.177 | 34.3% | 29.7255 | 1605.9089 | 59.4511 | 4014.7721 | 178.3532 | 6423.6354 | 297.2553 | 8029.5442 | 445.8829 | 6423.6354 | 594.5106 | 3211.8177 | 891.7658 | 1445.318 | 1189.0211 | 963.5453 | 47736.4879 | 238682.4397 | 1145675.7107 | 2386824.3972 | 2864189.2766 | 1909459.5178 | 1288885.1745 | 1145675.7107
2018 | 6374 | Fitchburg Gas & Elec Light Co | MA | Investor Owned | 137.12 | 1.89 | 72.5503 | 107.965 | 1.566 | 68.9432 | 137.12 | 1.89 | 72.5503 | 29876 | 13.8 | Y | . | . | . | . | . | . | . |  |  | . |  | 29.155 | 0.324 | 68.9432 | 89.9846 | 89.9846 | 9679.824 | 9679.824 | 32.4% | 7.934 | 483.9912 | 15.868 | 1209.978 | 47.6039 | 1935.9648 | 79.3398 | 2419.956 | 119.0097 | 1935.9648 | 158.6796 | 967.9824 | 238.0194 | 435.5921 | 317.3592 | 290.3947 | 3839.977 | 19199.8849 | 92159.4477 | 191998.8494 | 230398.6193 | 153599.0795 | 103679.3787 | 92159.4477
2018 | 6395 | Flathead Electric Coop Inc | MT | Cooperative | 168.2 | 1.56 | 107.8205 | 168.2 | 1.56 | 107.8205 | 151.56 | 1.09 | 139.0459 | 65385 | 24.9 | N | . | . | . | . | . | . | . |  |  | . |  | 0 | 0 | 107.8205 |  |  | 0 | 0 | 0% |  | 0 |  | 0 |  | 1: 0; 3: 0; 5: 0; 7: 0 | 0 |  | 0
2018 | 6411 | Flint Electric Membership Corp | GA | Cooperative | . | . | . | . | . | . | . | . | . | . | . |  | 346 | 1.28 | 270.3125 | 84 | 1 | 84 | 87384 | N | L | 25 | Y | 262 | 0.28 | 84 | 935.7143 | 935.7143 | 24467.52 | 24467.52 | 28% | 82.5024 | 1223.376 | 165.0047 | 3058.44 | 495.0142 | 4893.504 | 825.0236 | 6116.88 | 1237.5354 | 4893.504 | 1650.0472 | 2446.752 | 2475.0709 | 1101.0384 | 3300.0945 | 734.0256 | 100931.4093 | 504657.0463 | 2422353.8222 | 5046570.4629 | 6055884.5555 | 4037256.3703 | 2725148.05 | 2422353.8222
2018 | 6424 | Florence Utility Comm | WI | Municipal | 44.867 | 0.441 | 101.7392 | 44.867 | 0.441 | 101.7392 | . | . | . | 1511 | 12.5 | N | . | . | . | . | . | . | . |  |  | . |  | 0 | 0 | 101.7392 |  |  | 0 | 0 | 0% |  | 0 |  | 0 |  | 1: 0; 3: 0; 5: 0; 7: 0 | 0 |  | 0
2018 | 6427 | City of Floresville | TX | Municipal | 109.3 | 1.07 | 102.1495 | 109.3 | 1.07 | 102.1495 | 109.3 | 1.07 | 102.1495 | 15908 | 13.8 | N | . | . | . | . | . | . | . |  |  | . |  | 0 | 0 | 102.1495 |  |  | 0 | 0 | 0% |  | 0 |  | 0 |  | 1: 0; 3: 0; 5: 0; 7: 0 | 0 |  | 0
2018 | 6431 | Flint Hills Rural E C A, Inc | KS | Cooperative | 292 | 2.412 | 121.0614 | 235 | 2.252 | 104.3517 | 124.4 | 1.243 | 100.0804 | 6645 | 7.2 | Y | . | . | . | . | . | . | . |  |  | . |  | 57 | 0.16 | 104.3517 | 356.25 | 356.25 | 1063.2 | 1063.2 | 16% | 31.4107 | 53.16 | 62.8215 | 132.9 | 188.4644 | 212.64 | 314.1073 | 265.8 | 471.1609 | 212.64 | 628.2145 | 106.32 | 942.3218 | 47.844 | 1256.4291 | 31.896 | 1669.7943 | 8348.9713 | 40075.0625 | 83489.7134 | 100187.6561 | 66791.7708 | 45084.4453 | 40075.0625
2018 | 6442 | Fleming-Mason Energy Coop Inc | KY | Cooperative | 158.47 | 1.026 | 154.4542 | 125.4 | 0.873 | 143.6426 | 153.97 | 0.94 | 163.7979 | 24583 | 25 | Y | . | . | . | . | . | . | . |  |  | . |  | 33.07 | 0.153 | 143.6426 | 216.1438 | 216.1438 | 3761.199 | 3761.199 | 15.3% | 19.0575 | 188.0599 | 38.115 | 470.1499 | 114.345 | 752.2398 | 190.575 | 940.2998 | 285.8625 | 752.2398 | 381.15 | 376.1199 | 571.7249 | 169.254 | 762.2999 | 112.836 | 3583.9521 | 17919.7607 | 86014.8513 | 179197.6069 | 215037.1283 | 143358.0855 | 96766.7077 | 86014.8513
2018 | 6443 | Florida Keys El Coop Assn, Inc | FL | Cooperative | 32.157 | 0.639 | 50.3239 | 32.157 | 0.639 | 50.3239 | . | . | . | 31941 | 25 | Y | . | . | . | . | . | . | . |  |  | . |  | 0 | 0 | 50.3239 |  |  | 0 | 0 | 0% |  | 0 |  | 0 |  | 1: 0; 3: 0; 5: 0; 7: 0 | 0 |  | 0
2018 | 6452 | Florida Power & Light Co | FL | Investor Owned | 60.36 | 0.71 | 85.0141 | 54.59 | 0.65 | 83.9846 | 60.36 | 0.71 | 85.0141 | 4978301 | 23 | Y | . | . | . | . | . | . | . |  |  | . |  | 5.77 | 0.06 | 83.9846 | 96.1667 | 96.1667 | 298698.06 | 298698.06 | 6% | 8.4791 | 14934.903 | 16.9581 | 37337.2575 | 50.8744 | 59739.612 | 84.7906 | 74674.515 | 127.1859 | 59739.612 | 169.5812 | 29869.806 | 254.3718 | 13441.4127 | 339.1624 | 8960.9418 | 126633.9314 | 633169.6569 | 3039214.3533 | 6331696.5694 | 7598035.8833 | 5065357.2555 | 3419116.1475 | 3039214.3533
2018 | 6455 | Duke Energy Florida, LLC | FL | Investor Owned | 225 | 1.38 | 163.0435 | 111 | 1.2 | 92.5 | 224 | 1.37 | 163.5036 | 1794724 | 25 | Y | . | . | . | . | . | . | . |  |  | . |  | 114 | 0.18 | 92.5 | 633.3333 | 633.3333 | 323050.32 | 323050.32 | 18% | 55.8413 | 16152.516 | 111.6826 | 40381.29 | 335.0478 | 64610.064 | 558.4129 | 80762.58 | 837.6194 | 64610.064 | 1116.8259 | 32305.032 | 1675.2388 | 14537.2644 | 2233.6517 | 9691.5096 | 901977.3813 | 4509886.9067 | 21647457.1521 | 45098869.0669 | 54118642.8802 | 36079095.2535 | 24353389.2961 | 21647457.1521
2018 | 6457 | Florida Public Utilities Co | FL | Investor Owned | . | . | . | . | . | . | . | . | . | . | . |  | 15755.76 | 3.82 | 4124.5445 | 154.35 | 1.45 | 106.4483 | 28139 | N | L | 12.5 | N | 15601.41 | 2.37 | 106.4483 | 6582.8734 | 15601.41 | 66689.43 | 28139 | 100% | 1375.5835 | 1406.95 | 2751.1671 | 3517.375 | 8253.5012 | 5627.8 | 13755.8354 | 7034.75 | 20633.7531 | 5627.8 | 27511.6708 | 2813.9 | 41267.5062 | 1266.255 | 55023.3417 | 844.17 | 1935377.2637 | 9676886.3187 | 46449054.3296 | 96768863.1866 | 116122635.824 | 77415090.5493 | 52255186.1208 | 46449054.3296
2018 | 6491 | Foley Board of Utilities | AL | Municipal | 53.653 | 1.211 | 44.3047 | 53.653 | 1.211 | 44.3047 | 53.101 | 1.088 | 48.8061 | 48841 | 12.4 | Y | . | . | . | . | . | . | . |  |  | . |  | 0 | 0 | 44.3047 |  |  | 0 | 0 | 0% |  | 0 |  | 0 |  | 1: 0; 3: 0; 5: 0; 7: 0 | 0 |  | 0
2018 | 6582 | City of Forest Grove | OR | Municipal | . | . | . | . | . | . | . | . | . | . | . |  | 33.21 | 0.63 | 52.7143 | . | . | . | 10126 | N | L | 12.5 | N | [6 empty] | 10126 | 100% |  | 506.3 |  | 1265.75 |  | 1: 2025.2; 3: 2531.5; 5: 2025.2; 7: 1012.6 | 455.67 |  | 303.78
2018 | 6604 | City of Fort Collins - (CO) | CO | Municipal | . | . | . | . | . | . | . | . | . | . | . |  | 16.82 | 0.38 | 44.2632 | 16.82 | 0.38 | 44.2632 | 74584 | N | L | 12.8 | N | 0 | 0 | 44.2632 |  |  | 0 | 0 | 0% |  | 0 |  | 0 |  | 1: 0; 3: 0; 5: 0; 7: 0 | 0 |  | 0
2018 | 6608 | Fort Loudoun Electric Coop | TN | Cooperative | 293.15 | 2.595 | 112.9672 | 265.68 | 2.479 | 107.1723 | 293.15 | 2.595 | 112.9672 | 31980 | 13 | Y | . | . | . | . | . | . | . |  |  | . |  | 27.47 | 0.116 | 107.1722 | 236.8103 | 236.8103 | 3709.68 | 3709.68 | 11.6% | 20.8797 | 185.484 | 41.7594 | 463.71 | 125.2781 | 741.936 | 208.7968 | 927.42 | 313.1952 | 741.936 | 417.5936 | 370.968 | 626.3903 | 166.9356 | 835.1871 | 111.2904 | 3872.8461 | 19364.2307 | 92948.3074 | 193642.3071 | 232370.7686 | 154913.8457 | 104566.8458 | 92948.3074
2018 | 6616 | Fort Pierce Utilities Authority | FL | Municipal | . | . | . | . | . | . | . | . | . | . | . |  | 35.364 | 0.828 | 42.7101 | 35.364 | 0.828 | 42.7101 | 28421 | Y | L | 15 | Y | 0 | 0 | 42.7101 |  |  | 0 | 0 | 0% |  | 0 |  | 0 |  | 1: 0; 3: 0; 5: 0; 7: 0 | 0 |  | 0
2018 | 6640 | Four County Elec Member Corp | NC | Cooperative | . | . | . | . | . | . | . | . | . | . | . |  | 7008.39 | . | . | 94.15 | . | . | 32009 | Y | L | 7.2 | Y | 6914.24 |  |  |  | 6914.24 |  | 32009 | 100% | 609.6317 | 1600.45 | 1219.2635 | 4001.125 | 3657.7904 | 6401.8 | 6096.3174 | 8002.25 | 9144.4761 | 6401.8 | 12192.6348 | 3200.9 | 18288.9522 | 1440.405 | 24385.2697 | 960.27 | 975685.1205 | 4878425.6024 | 23416442.8913 | 48784256.0235 | 58541107.2282 | 39027404.8188 | 26343498.2527 | 23416442.8913
2018 | 6641 | 4-County Electric Power Assn | MS | Cooperative | 168.8 | 2.14 | 78.8785 | 153.8 | 2.06 | 74.6602 | 157.41 | 2 | 78.705 | 47460 | 13 | Y | . | . | . | . | . | . | . |  |  | . |  | 15 | 0.08 | 74.6602 | 187.5 | 187.5 | 3796.8 | 3796.8 | 8% | 16.532 | 189.84 | 33.0639 | 474.6 | 99.1918 | 759.36 | 165.3196 | 949.2 | 247.9794 | 759.36 | 330.6392 | 379.68 | 495.9589 | 170.856 | 661.2785 | 113.904 | 3138.4276 | 15692.1381 | 75322.263 | 156921.3813 | 188305.6576 | 125537.1051 | 84737.5459 | 75322.263
2018 | 6709 | Easley Combined Utility System | SC | Municipal | 124.838 | 1.607 | 77.6839 | 124.838 | 1.607 | 77.6839 | 124.838 | 1.607 | 77.6839 | 14747 | 12.5 | Y | . | . | . | . | . | . | . |  |  | . |  | 0 | 0 | 77.6839 |  |  | 0 | 0 | 0% |  | 0 |  | 0 |  | 1: 0; 3: 0; 5: 0; 7: 0 | 0 |  | 0
2018 | 6716 | PUD No 1 of Franklin County | WA | Political Subdivision | . | . | . | . | . | . | . | . | . | . | . |  | 57 | 0.59 | 96.6102 | 57 | 0.59 | 96.6102 | 30268 | N | F | 12.5 | N | 0 | 0 | 96.6102 |  |  | 0 | 0 | 0% |  | 0 |  | 0 |  | 1: 0; 3: 0; 5: 0; 7: 0 | 0 |  | 0
2018 | 6722 | Franklin Rural Electric Coop - (IA) | IA | Cooperative | . | . | . | . | . | . | . | . | . | . | . |  | 158.39 | 1.15 | 137.7304 | 158.39 | 1.15 | 137.7304 | 1932 | N | F | 7.2 | N | 0 | 0 | 137.7304 |  |  | 0 | 0 | 0% |  | 0 |  | 0 |  | 1: 0; 3: 0; 5: 0; 7: 0 | 0 |  | 0
2018 | 6775 | Village of Freeport - (NY) | NY | Municipal | 8.785 | 0.269 | 32.658 | 8.785 | 0.269 | 32.658 | . | . | . | 14613 | 13.8 | N | . | . | . | . | . | . | . |  |  | . |  | 0 | 0 | 32.658 |  |  | 0 | 0 | 0% |  | 0 |  | 0 |  | 1: 0; 3: 0; 5: 0; 7: 0 | 0 |  | 0
2018 | 6779 | City of Fremont - (NE) | NE | Municipal | 20.643 | 0.273 | 75.6154 | 7.232 | 0.087 | 83.1264 | 20.643 | 0.273 | 75.6154 | 15202 | 15 | N | . | . | . | . | . | . | . |  |  | . |  | 13.411 | 0.186 | 83.1264 | 72.1022 | 72.1022 | 2827.572 | 2827.572 | 18.6% | 6.3573 | 141.3786 | 12.7146 | 353.4465 | 38.1437 | 565.5144 | 63.5728 | 706.893 | 95.3592 | 565.5144 | 127.1456 | 282.7572 | 190.7184 | 127.2407 | 254.2912 | 84.8272 | 898.7833 | 4493.9167 | 21570.8003 | 44939.1672 | 53927.0007 | 35951.3338 | 24267.1503 | 21570.8003
2018 | 6782 | Freeborn-Mower Coop Services | MN | Cooperative | 177.9 | 1.8 | 98.8333 | 89.2 | 1.07 | 83.3645 | 156.4 | 1.44 | 108.6111 | 20962 | 24.9 | Y | . | . | . | . | . | . | . |  |  | . |  | 88.7 | 0.73 | 83.3645 | 121.5068 | 121.5068 | 15302.26 | 15302.26 | 73% | 10.7133 | 765.113 | 21.4266 | 1912.7825 | 64.2799 | 3060.452 | 107.1332 | 3825.565 | 160.6997 | 3060.452 | 214.2663 | 1530.226 | 321.3995 | 688.6017 | 428.5326 | 459.0678 | 8196.8967 | 40984.4835 | 196725.5206 | 409844.8347 | 491813.8016 | 327875.8677 | 221316.2107 | 196725.5206
2018 | 6784 | French Broad Elec Member Corp | NC | Cooperative | . | . | . | . | . | . | . | . | . | . | . |  | 2.5 | 0.089 | 28.0899 | . | . | . | 38412 | N | L | 14.4 | N | [6 empty] | 38412 | 100% |  | 1920.6 |  | 4801.5 |  | 1: 7682.4; 3: 9603; 5: 7682.4; 7: 3841.2 | 1728.54 |  | 1152.36
2018 | 6804 | Frontier Power Company | OH | Cooperative | 134.5 | 1.43 | 94.0559 | 134.5 | 1.43 | 94.0559 | 123.6 | 1.16 | 106.5517 | 9081 | 12.5 | Y | . | . | . | . | . | . | . |  |  | . |  | 0 | 0 | 94.0559 |  |  | 0 | 0 | 0% |  | 0 |  | 0 |  | 1: 0; 3: 0; 5: 0; 7: 0 | 0 |  | 0
2018 | 6839 | City of Fulton - (MO) | MO | Municipal | 36.15 | 0.22 | 164.3182 | 12.51 | 0.16 | 78.1875 | 36.15 | 0.22 | 164.3182 | 5592 | 13.8 | Y | . | . | . | . | . | . | . |  |  | . |  | 23.64 | 0.06 | 78.1875 | 394 | 394 | 335.52 | 335.52 | 6% | 34.7392 | 16.776 | 69.4783 | 41.94 | 208.435 | 67.104 | 347.3916 | 83.88 | 521.0874 | 67.104 | 694.7832 | 33.552 | 1042.1749 | 15.0984 | 1389.5665 | 10.0656 | 582.7842 | 2913.9209 | 13986.8205 | 29139.2094 | 34967.0513 | 23311.3675 | 15735.1731 | 13986.8205
2018 | 6894 | City of Gaffney - (SC) | SC | Municipal | . | . | . | . | . | . | . | . | . | . | . |  | 36.6 | 0.25 | 146.4 | 36.6 | 0.25 | 146.4 | 7224 | N | F | 25 | N | 0 | 0 | 146.4 |  |  | 0 | 0 | 0% |  | 0 |  | 0 |  | 1: 0; 3: 0; 5: 0; 7: 0 | 0 |  | 0
2018 | 6909 | Gainesville Regional Utilities | FL | Municipal | 58.14 | 1.2 | 48.45 | 42.36 | 1.02 | 41.5294 | 58.14 | 1.2 | 48.45 | 96117 | 12.5 | Y | . | . | . | . | . | . | . |  |  | . |  | 15.78 | 0.18 | 41.5294 | 87.6667 | 87.6667 | 17301.06 | 17301.06 | 18% | 7.7296 | 865.053 | 15.4592 | 2162.6325 | 46.3777 | 3460.212 | 77.2961 | 4325.265 | 115.9442 | 3460.212 | 154.5922 | 1730.106 | 231.8883 | 778.5477 | 309.1844 | 519.0318 | 6686.5228 | 33432.6141 | 160476.5477 | 334326.1411 | 401191.3693 | 267460.9129 | 180536.1162 | 160476.5477
2018 | 6923 | City of Gallatin - (TN) | TN | Municipal | . | . | . | . | . | . | . | . | . | . | . |  | 133.21 | 1.58 | 84.3101 | 18.52 | 0.28 | 66.1429 | 20124 | N | L | 69 | N | 114.69 | 1.3 | 66.1429 | 88.2231 | 114.69 | 26161.2 | 20124 | 100% | 10.1123 | 1006.2 | 20.2245 | 2515.5 | 60.6736 | 4024.8 | 101.1227 | 5031 | 151.6841 | 4024.8 | 202.2454 | 2012.4 | 303.3681 | 905.58 | 404.4908 | 603.72 | 10174.9665 | 50874.8323 | 244199.1952 | 508748.3233 | 610497.988 | 406998.6586 | 274724.0946 | 244199.1952
2018 | 6957 | Garkane Energy Coop, Inc | UT | Cooperative | 391.78 | . | . | 391.78 | . | . | 391.78 | . | . | 13606 | . | N | . | . | . | . | . | . | . |  |  | . |  | 0 |  |  |  | 0 |  | 13606 | 100% | 0 | 680.3 | 0 | 1700.75 | 0 | 2721.2 | 0 | 3401.5 | 0 | 2721.2 | 0 | 1360.6 | 0 | 612.27 | 0 | 408.18 | 0 | 0 | 0 | 0 | 0 | 0 | 0 | 0
2018 | 6958 | City of Garland - (TX) | TX | Municipal | . | . | . | . | . | . | . | . | . | . | . |  | 16.36 | 0.316 | 51.7722 | 16.36 | 0.316 | 51.7722 | 70964 | N | L | 12.5 | N | 0 | 0 | 51.7722 |  |  | 0 | 0 | 0% |  | 0 |  | 0 |  | 1: 0; 3: 0; 5: 0; 7: 0 | 0 |  | 0
2018 | 7027 | City of Gastonia - (NC) | NC | Municipal | . | . | . | . | . | . | . | . | . | . | . |  | 178.102 | 1.616 | 110.2116 | . | . | . | 28808 | N | F | 12.5 | Y | [6 empty] | 28808 | 100% |  | 1440.4 |  | 3601 |  | 1: 5761.6; 3: 7202; 5: 5761.6; 7: 2880.8 | 1296.36 |  | 864.24
2018 | 7090 | GreyStone Power Corporation | GA | Cooperative | 162.61 | 1.503 | 108.1903 | 102.81 | 1.31 | 78.4809 | 158.22 | 1.41 | 112.2128 | 130331 | 25 | Y | . | . | . | . | . | . | . |  |  | . |  | 59.8 | 0.193 | 78.4809 | 309.8446 | 309.8446 | 25153.883 | 25153.883 | 19.3% | 27.3191 | 1257.6942 | 54.6383 | 3144.2354 | 163.9148 | 5030.7766 | 273.1914 | 6288.4708 | 409.7871 | 5030.7766 | 546.3828 | 2515.3883 | 819.5741 | 1131.9247 | 1092.7655 | 754.6165 | 34359.1204 | 171795.6018 | 824618.8885 | 1717956.0176 | 2061547.2212 | 1374364.8141 | 927696.2495 | 824618.8885
2018 | 7096 | City of Geneva- (IL) | IL | Municipal | 17.926 | 0.141 | 127.1347 | 17.926 | 0.141 | 127.1347 | . | . | . | 10153 | 34.5 | N | . | . | . | . | . | . | . |  |  | . |  | 0 | 0 | 127.1348 |  |  | 0 | 0 | 0% |  | 0 |  | 0 |  | 1: 0; 3: 0; 5: 0; 7: 0 | 0 |  | 0
2018 | 7129 | City of Georgetown - (TX) | TX | Municipal | . | . | . | . | . | . | . | . | . | . | . |  | 34.699 | 0.573 | 60.5567 | 34.697 | 0.573 | 60.5532 | 26324 | N | F | 25 | Y | 0.002 | 0 | 60.5532 |  |  | 0 | 0 | 0% |  | 0 |  | 0 |  | 1: 0; 3: 0; 5: 0; 7: 0 | 0 |  | 0
2018 | 7140 | Georgia Power Co | GA | Investor Owned | 227.4 | 1.48 | 153.6487 | 125.2 | 1.21 | 103.4711 | . | . | . | 2456340 | 38 | Y | . | . | . | . | . | . | . |  |  | . |  | 102.2 | 0.27 | 103.4711 | 378.5185 | 378.5185 | 663211.8 | 663211.8 | 27% | 33.3742 | 33160.59 | 66.7483 | 82901.475 | 200.2449 | 132642.36 | 333.7415 | 165802.95 | 500.6123 | 132642.36 | 667.4831 | 66321.18 | 1001.2246 | 29844.531 | 1334.9661 | 19896.354 | 1106706.604 | 5533533.0198 | 26560958.4952 | 55335330.1984 | 66402396.2381 | 44268264.1587 | 29881078.3071 | 26560958.4952
2018 | 7174 | Gibson Electric Members Corp | TN | Cooperative | 265.16 | 3.016 | 87.9178 | 198.97 | 2.434 | 81.7461 | 66.19 | 2.974 | 22.2562 | 38302 | 25 | Y | . | . | . | . | . | . | . |  |  | . |  | 66.19 | 0.582 | 81.7461 | 113.7285 | 113.7285 | 22291.764 | 22291.764 | 58.2% | 10.0275 | 1114.5882 | 20.055 | 2786.4705 | 60.165 | 4458.3528 | 100.275 | 5572.941 | 150.4124 | 4458.3528 | 200.5499 | 2229.1764 | 300.8249 | 1003.1294 | 401.0999 | 668.7529 | 11176.5292 | 55882.6461 | 268236.7015 | 558826.4614 | 670591.7537 | 447061.1691 | 301766.2892 | 268236.7015
2018 | 7264 | Glades Electric Coop, Inc | FL | Cooperative | 621.41 | 3.181 | 195.3505 | 247.7 | 2.048 | 120.9473 | 511.96 | 2.392 | 214.0301 | 16529 | 24.9 | Y | . | . | . | . | . | . | . |  |  | . |  | 373.71 | 1.133 | 120.9473 | 329.8411 | 373.71 | 18727.357 | 16529 | 100% | 32.9502 | 826.45 | 65.9004 | 2066.125 | 197.7011 | 3305.8 | 329.5018 | 4132.25 | 494.2528 | 3305.8 | 659.0037 | 1652.9 | 988.5055 | 743.805 | 1318.0073 | 495.87 | 27231.6793 | 136158.3965 | 653560.3034 | 1361583.9655 | 1633900.7586 | 1089267.1724 | 735255.3414 | 653560.3034
2018 | 7270 | City of Glasgow - (KY) | KY | Municipal | . | . | . | . | . | . | . | . | . | . | . |  | 77.21 | 1.77 | 43.6215 | . | . | . | 7489 | N | F | 12.5 | N | [6 empty] | 7489 | 100% |  | 374.45 |  | 936.125 |  | 1: 1497.8; 3: 1872.25; 5: 1497.8; 7: 748.9 | 337.005 |  | 224.67
2018 | 7294 | City of Glendale - (CA) | CA | Municipal | . | . | . | . | . | . | . | . | . | . | . |  | 60.721 | 1.173 | 51.7656 | 60.641 | 1.123 | 53.9991 | 86789 | N | L | 12.5 | N | 0.08 | 0.05 | 53.9991 | 1.6 | 1.6 | 4339.45 | 4339.45 | 5% | 0.14107 | 216.9725 | 0.28215 | 542.4312 | 0.84644 | 867.89 | 1.4107 | 1084.8625 | 2.1161 | 867.89 | 2.8215 | 433.945 | 4.2322 | 195.2752 | 5.6429 | 130.1835 | 30.6089 | 153.0445 | 734.6137 | 1530.4453 | 1836.5343 | 1224.3562 | 826.4404 | 734.6137
2018 | 7303 | Raccoon Valley Electric Cooperative | IA | Cooperative | . | . | . | . | . | . | . | . | . | . | . |  | 56.64 | 1.07 | 52.9346 | 56.64 | 1.07 | 52.9346 | 2735 | N | F | 12.5 | N | 0 | 0 | 52.9346 |  |  | 0 | 0 | 0% |  | 0 |  | 0 |  | 1: 0; 3: 0; 5: 0; 7: 0 | 0 |  | 0
2018 | 7353 | Golden Valley Elec Assn Inc | AK | Cooperative | 530.09 | 6.611 | 80.183 | 332.704 | 5.256 | 63.2998 | 458.774 | 4.19 | 109.4926 | 46376 | 35 | Y | . | . | . | . | . | . | . |  |  | . |  | 197.386 | 1.355 | 63.2998 | 145.6723 | 197.386 | 62839.48 | 46376 | 100% | 17.4036 | 2318.8 | 34.8072 | 5797 | 104.4217 | 9275.2 | 174.0361 | 11594 | 261.0542 | 9275.2 | 348.0723 | 4637.6 | 522.1084 | 2086.92 | 696.1446 | 1391.28 | 40355.5024 | 201777.5122 | 968532.0585 | 2017775.1218 | 2421330.1462 | 1614220.0975 | 1089598.5658 | 968532.0585
2018 | 7450 | Grady Electric Membership Corp | GA | Cooperative | 131.227 | 7.007 | 18.728 | . | . | . | . | . | . | 19627 | 25 | Y | . | . | . | . | . | . | . |  |  | . | [7 empty] | 19627 | 100% |  | 981.35 |  | 2453.375 |  | 1: 3925.4; 3: 4906.75; 5: 3925.4; 7: 1962.7 | 883.215 |  | 588.81
2018 | 7456 | Graham County Electric Coop Inc | AZ | Cooperative | 107.027 | 1.707 | 62.6989 | 61.374 | 0.712 | 86.1994 | 107.027 | 1.707 | 62.6989 | 7860 | 24.9 | N | . | . | . | . | . | . | . |  |  | . |  | 45.653 | 0.995 | 86.1994 | 45.8824 | 45.8824 | 7820.7 | 7820.7 | 99.5% | 4.0455 | 391.035 | 8.0909 | 977.5875 | 24.2728 | 1564.14 | 40.4547 | 1955.175 | 60.6821 | 1564.14 | 80.9095 | 782.07 | 121.3642 | 351.9315 | 161.8189 | 234.621 | 1581.9217 | 7909.6087 | 37966.1216 | 79096.0867 | 94915.304 | 63276.8694 | 42711.8868 | 37966.1216
2018 | 7460 | Goodhue County Coop Elec Assn | MN | Cooperative | 212.965 | 1.169 | 182.1771 | 31.643 | 0.334 | 94.7395 | 147.77 | 0.703 | 210.1992 | 5122 | 7.2 | N | . | . | . | . | . | . | . |  |  | . |  | 181.322 | 0.835 | 94.7395 | 217.1521 | 217.1521 | 4276.87 | 4276.87 | 83.5% | 19.1464 | 213.8435 | 38.2928 | 534.6087 | 114.8784 | 855.374 | 191.464 | 1069.2175 | 287.196 | 855.374 | 382.928 | 427.687 | 574.392 | 192.4591 | 765.856 | 128.3061 | 4094.3334 | 20471.6668 | 98264.0007 | 204716.668 | 245660.0016 | 163773.3344 | 110547.0007 | 98264.0007
2018 | 7483 | City of Grand Haven - (MI) | MI | Municipal | 208.584 | 2.082 | 100.1844 | 5.485 | 0.062 | 88.4677 | 208.584 | 2.082 | 100.1844 | 14615 | 13.2 | N | . | . | . | . | . | . | . |  |  | . |  | 203.099 | 2.02 | 88.4677 | 100.5441 | 203.099 | 29522.3 | 14615 | 100% | 17.9073 | 730.75 | 35.8147 | 1826.875 | 107.444 | 2923 | 179.0733 | 3653.75 | 268.61 | 2923 | 358.1467 | 1461.5 | 537.22 | 657.675 | 716.2933 | 438.45 | 13085.7835 | 65428.9174 | 314058.8034 | 654289.1738 | 785147.0085 | 523431.339 | 353316.1538 | 314058.8034
2018 | 7489 | Grand Rapids Public Util Comm | MN | Municipal | . | . | . | . | . | . | . | . | . | . | . |  | 40 | 0.724 | 55.2486 | 40 | 0.724 | 55.2486 | 7322 | N | F | 23 | N | 0 | 0 | 55.2486 |  |  | 0 | 0 | 0% |  | 0 |  | 0 |  | 1: 0; 3: 0; 5: 0; 7: 0 | 0 |  | 0
2018 | 7490 | Grand River Dam Authority | OK | State | . | . | . | . | . | . | . | . | . | . | . |  | 52.557 | 0.868 | 60.5495 | 52.557 | 0.868 | 60.5495 | 194 | N | L | 13.8 | N | 0 | 0 | 60.5495 |  |  | 0 | 0 | 0% |  | 0 |  | 0 |  | 1: 0; 3: 0; 5: 0; 7: 0 | 0 |  | 0
2018 | 7548 | PUD No 1 of Grays Harbor County | WA | Political Subdivision | 283.1 | 1.29 | 219.4574 | 140.8 | 1 | 140.8 | 126.12 | 0.54 | 233.5556 | 42067 | 21 | N | . | . | . | . | . | . | . |  |  | . |  | 142.3 | 0.29 | 140.8 | 490.6897 | 490.6897 | 12199.43 | 12199.43 | 29% | 43.2643 | 609.9715 | 86.5287 | 1524.9288 | 259.586 | 2439.886 | 432.6433 | 3049.8575 | 648.965 | 2439.886 | 865.2867 | 1219.943 | 1297.93 | 548.9743 | 1730.5734 | 365.9829 | 26390.0107 | 131950.0536 | 633360.2575 | 1319500.5364 | 1583400.6436 | 1055600.4291 | 712530.2896 | 633360.2575
2018 | 7558 | Grayson Rural Electric Coop Corp | KY | Cooperative | 378.4 | 3.03 | 124.8845 | 378.4 | 3.03 | 124.8845 | 362.5 | 2.95 | 122.8814 | 15318 | 12.5 | N | . | . | . | . | . | . | . |  |  | . |  | 0 | 0 | 124.8845 |  |  | 0 | 0 | 0% |  | 0 |  | 0 |  | 1: 0; 3: 0; 5: 0; 7: 0 | 0 |  | 0
2018 | 7559 | Grayson-Collin Elec Coop, Inc | TX | Cooperative | . | . | . | . | . | . | . | . | . | . | . |  | 305.7 | . | . | 77.4 | . | . | 52801 | N | L | 25 | Y | 228.3 |  |  |  | 228.3 |  | 52801 | 100% | 20.1293 | 2640.05 | 40.2586 | 6600.125 | 120.7759 | 10560.2 | 201.2932 | 13200.25 | 301.9398 | 10560.2 | 402.5863 | 5280.1 | 603.8795 | 2376.045 | 805.1727 | 1584.03 | 53142.4025 | 265712.0125 | 1275417.66 | 2657120.1249 | 3188544.1499 | 2125696.0999 | 1434844.8675 | 1275417.66
2018 | 7563 | Grand Valley Power | CO | Cooperative | 78.9 | . | . | 78.9 | . | . | 67.4 | . | . | 18123 | 24.9 | Y | . | . | . | . | . | . | . |  |  | . |  | 0 |  |  |  | 0 |  | 18123 | 100% | 0 | 906.15 | 0 | 2265.375 | 0 | 3624.6 | 0 | 4530.75 | 0 | 3624.6 | 0 | 1812.3 | 0 | 815.535 | 0 | 543.69 | 0 | 0 | 0 | 0 | 0 | 0 | 0 | 0
2018 | 7601 | Green Mountain Power Corp | VT | Investor Owned | . | . | . | . | . | . | . | . | . | . | . |  | 909.05 | 2.69 | 337.9368 | 245.15 | 1.83 | 133.9617 | 264748 | N | F | 34.5 | Y | 663.9 | 0.86 | 133.9617 | 771.9767 | 771.9767 | 227683.28 | 227683.28 | 86% | 68.0655 | 11384.164 | 136.1311 | 28460.41 | 408.3933 | 45536.656 | 680.6555 | 56920.82 | 1020.9832 | 45536.656 | 1361.3109 | 22768.328 | 2041.9664 | 10245.7476 | 2722.6219 | 6830.4984 | 774869.3484 | 3874346.7421 | 18596864.3621 | 38743467.421 | 46492160.9052 | 30994773.9368 | 20921472.4073 | 18596864.3621
2018 | 7625 | City of Greeneville - (TN) | TN | Municipal | 120.659 | 2.073 | 58.205 | 105.017 | 1.703 | 61.6659 | 120.659 | 2.073 | 58.205 | 38027 | 13 | Y | . | . | . | . | . | . | . |  |  | . |  | 15.642 | 0.37 | 61.6659 | 42.2757 | 42.2757 | 14069.99 | 14069.99 | 37% | 3.7275 | 703.4995 | 7.4549 | 1758.7487 | 22.3648 | 2813.998 | 37.2747 | 3517.4975 | 55.912 | 2813.998 | 74.5493 | 1406.999 | 111.824 | 633.1495 | 149.0986 | 422.0997 | 2622.2704 | 13111.352 | 62934.4894 | 131113.5196 | 157336.2235 | 104890.8157 | 70801.3006 | 62934.4894
2018 | 7627 | City of Greenfield - (IN) | IN | Municipal | 3.218 | 0.036 | 89.3889 | 3.218 | 0.036 | 89.3889 | . | . | . | 10000 | 12.5 | Y | . | . | . | . | . | . | . |  |  | . |  | 0 | 0 | 89.3889 |  |  | 0 | 0 | 0% |  | 0 |  | 0 |  | 1: 0; 3: 0; 5: 0; 7: 0 | 0 |  | 0
2018 | 7634 | City of Greenville - (TX) | TX | Municipal | 9.777 | 0.192 | 50.9219 | 7.83 | 0.143 | 54.7552 | . | . | . | 14356.7 | 12.5 | Y | . | . | . | . | . | . | . |  |  | . |  | 1.947 | 0.049 | 54.7552 | 39.7347 | 39.7347 | 703.4783 | 703.4783 | 4.9% | 3.5034 | 35.1739 | 7.0069 | 87.9348 | 21.0206 | 140.6957 | 35.0343 | 175.8696 | 52.5514 | 140.6957 | 70.0685 | 70.3478 | 105.1028 | 31.6565 | 140.1371 | 21.1043 | 123.2292 | 616.1461 | 2957.5013 | 6161.461 | 7393.7532 | 4929.1688 | 3327.189 | 2957.5013
2018 | 7639 | Greenville Utilities Comm | NC | Municipal | . | . | . | . | . | . | . | . | . | . | . |  | 33 | 0.48 | 68.75 | 33 | 0.48 | 68.75 | 68023 | N | L | 12.5 | N | 0 | 0 | 68.75 |  |  | 0 | 0 | 0% |  | 0 |  | 0 |  | 1: 0; 3: 0; 5: 0; 7: 0 | 0 |  | 0
2018 | 7651 | Greenwood Utilities Comm | MS | Municipal | 29.42 | 0.72 | 40.8611 | . | . | . | . | . | . | 9257 | . | N | . | . | . | . | . | . | . |  |  | . | [7 empty] | 9257 | 100% |  | 462.85 |  | 1157.125 |  | 1: 1851.4; 3: 2314.25; 5: 1851.4; 7: 925.7 | 416.565 |  | 277.71
2018 | 7654 | Greer Commission of Public Wks | SC | Municipal | . | . | . | . | . | . | . | . | . | . | . |  | 93 | 1.07 | 86.9159 | . | . | . | 25976 | N | L | 12.5 | Y | [6 empty] | 25976 | 100% |  | 1298.8 |  | 3247 |  | 1: 5195.2; 3: 6494; 5: 5195.2; 7: 2597.6 | 1168.92 |  | 779.28
2018 | 7716 | Groton Dept of Utilities - (CT) | CT | Municipal | 98.02 | 1.24 | 79.0484 | 58.29 | 0.71 | 82.0986 | 98.02 | 1.24 | 79.0484 | 14292 | 35 | N | . | . | . | . | . | . | . |  |  | . |  | 39.73 | 0.53 | 82.0986 | 74.9623 | 74.9623 | 7574.76 | 7574.76 | 53% | 6.6095 | 378.738 | 13.2189 | 946.845 | 39.6567 | 1514.952 | 66.0946 | 1893.69 | 99.1419 | 1514.952 | 132.1892 | 757.476 | 198.2837 | 340.8642 | 264.3783 | 227.2428 | 2503.2527 | 12516.2636 | 60078.0654 | 125162.6363 | 150195.1636 | 100130.109 | 67587.8236 | 60078.0654
2018 | 7720 | Grundy Electric Coop, Inc | MO | Cooperative | . | . | . | . | . | . | . | . | . | . | . |  | 75.9 | . | . | 70.3 | . | . | 6749 | N | O | 13.2 | N | 5.6 |  |  |  | 5.6 |  | 6749 | 100% | 0.49375 | 337.45 | 0.98751 | 843.625 | 2.9625 | 1349.8 | 4.9375 | 1687.25 | 7.4063 | 1349.8 | 9.8751 | 674.9 | 14.8126 | 303.705 | 19.7502 | 202.47 | 166.6175 | 833.0874 | 3998.8197 | 8330.8744 | 9997.0492 | 6664.6995 | 4498.6722 | 3998.8197
2018 | 7752 | Guadalupe Valley Elec Coop Inc | TX | Cooperative | 95.08 | 1.02 | 93.2157 | 79.95 | 0.87 | 91.8966 | 95.08 | 1.02 | 93.2157 | 83987 | 24.9 | Y | . | . | . | . | . | . | . |  |  | . |  | 15.13 | 0.15 | 91.8966 | 100.8667 | 100.8667 | 12598.05 | 12598.05 | 15% | 8.8935 | 629.9025 | 17.7869 | 1574.7562 | 53.3608 | 2519.61 | 88.9346 | 3149.5125 | 133.4019 | 2519.61 | 177.8692 | 1259.805 | 266.8038 | 566.9122 | 355.7384 | 377.9415 | 5602.0131 | 28010.0656 | 134448.3149 | 280100.6561 | 336120.7874 | 224080.5249 | 151254.3543 | 134448.3149
2018 | 7787 | Gunnison County Elec Assn. | CO | Cooperative | . | . | . | . | . | . | . | . | . | . | . |  | 230.5 | 1.445 | 159.5156 | 230.5 | 1.445 | 159.5156 | 10946 | N | F | 29.4 | N | 0 | 0 | 159.5156 |  |  | 0 | 0 | 0% |  | 0 |  | 0 |  | 1: 0; 3: 0; 5: 0; 7: 0 | 0 |  | 0
2018 | 7801 | Gulf Power Co | FL | Investor Owned | 2826.8 | 2.46 | 1149.1057 | 124.34 | 1.36 | 91.4265 | 2826.8 | 2.46 | 1149.1057 | 462983 | 25 | Y | . | . | . | . | . | . | . |  |  | . |  | 2702.46 | 1.1 | 91.4265 | 2456.7818 | 2702.46 | 509281.3 | 462983 | 100% | 238.2771 | 23149.15 | 476.5543 | 57872.875 | 1429.6629 | 92596.6 | 2382.7715 | 115745.75 | 3574.1572 | 92596.6 | 4765.543 | 46298.3 | 7148.3145 | 20834.235 | 9531.086 | 13889.49 | 5515913.4674 | 27579567.3368 | 132381923.2167 | 275795673.3681 | 330954808.0417 | 220636538.6945 | 148929663.6188 | 132381923.2167
2018 | 7864 | Grundy County Rural Elec Coop | IA | Cooperative | . | . | . | . | . | . | . | . | . | . | . |  | 70.2 | 0.61 | 115.082 | 70.2 | 0.61 | 115.082 | 2239 | N | O | 12.5 | N | 0 | 0 | 115.082 |  |  | 0 | 0 | 0% |  | 0 |  | 0 |  | 1: 0; 3: 0; 5: 0; 7: 0 | 0 |  | 0
2018 | 7870 | H-D Electric Coop Inc | SD | Cooperative | 157.27 | 1.52 | 103.4671 | 98.57 | 1.14 | 86.4649 | 140.51 | 1.43 | 98.2587 | 3622 | 7.2 | N | . | . | . | . | . | . | . |  |  | . |  | 58.7 | 0.38 | 86.4649 | 154.4737 | 154.4737 | 1376.36 | 1376.36 | 38% | 13.62 | 68.818 | 27.24 | 172.045 | 81.7201 | 275.272 | 136.2002 | 344.09 | 204.3002 | 275.272 | 272.4003 | 137.636 | 408.6005 | 61.9362 | 544.8006 | 41.2908 | 937.3023 | 4686.5114 | 22495.2547 | 46865.1139 | 56238.1367 | 37492.0911 | 25307.1615 | 22495.2547
2018 | 7887 | Habersham Electric Membership Corp | GA | Cooperative | 484.485 | 2.153 | 225.0279 | 158.731 | 1.781 | 89.1246 | 484.22 | 2.111 | 229.3794 | 32631 | 12.5 | Y | . | . | . | . | . | . | . |  |  | . |  | 325.754 | 0.372 | 89.1246 | 875.6828 | 875.6828 | 12138.732 | 12138.732 | 37.2% | 77.2094 | 606.9366 | 154.4187 | 1517.3415 | 463.2561 | 2427.7464 | 772.0936 | 3034.683 | 1158.1404 | 2427.7464 | 1544.1871 | 1213.8732 | 2316.2807 | 546.2429 | 3088.3743 | 364.162 | 46861.1849 | 234305.9245 | 1124668.4375 | 2343059.2448 | 2811671.0938 | 1874447.3959 | 1265251.9922 | 1124668.4375
2018 | 7891 | Guernsey-Muskingum El Coop Inc | OH | Cooperative | 330.59 | 2.75 | 120.2146 | 330.59 | 2.75 | 120.2146 | 265.27 | 2.19 | 121.1278 | 16937 | 12.5 | N | . | . | . | . | . | . | . |  |  | . |  | 0 | 0 | 120.2145 |  |  | 0 | 0 | 0% |  | 0 |  | 0 |  | 1: 0; 3: 0; 5: 0; 7: 0 | 0 |  | 0
2018 | 7977 | City of Hamilton - (OH) | OH | Municipal | 115.786 | 1.343 | 86.2144 | 66.455 | . | . | . | . | . | 29287 | 13.8 | Y | . | . | . | . | . | . | . |  |  | . |  | 49.331 |  |  |  | 49.331 |  | 29287 | 100% | 4.3495 | 1464.35 | 8.6991 | 3660.875 | 26.0972 | 5857.4 | 43.4954 | 7321.75 | 65.2431 | 5857.4 | 86.9907 | 2928.7 | 130.4861 | 1317.915 | 173.9815 | 878.61 | 6369.2447 | 31846.2233 | 152861.8718 | 318462.233 | 382154.6796 | 254769.7864 | 171969.6058 | 152861.8718
2018 | 7978 | Halifax Electric Member Corp | NC | Cooperative | 355.53 | 2.246 | 158.2947 | 221.91 | 1.674 | 132.5627 | 325.44 | 2.182 | 149.1476 | 9608 | 24.9 | Y | . | . | . | . | . | . | . |  |  | . |  | 133.62 | 0.572 | 132.5627 | 233.6014 | 233.6014 | 5495.776 | 5495.776 | 57.2% | 20.5967 | 274.7888 | 41.1935 | 686.972 | 123.5805 | 1099.1552 | 205.9674 | 1373.944 | 308.9512 | 1099.1552 | 411.9349 | 549.5776 | 617.9023 | 247.3099 | 823.8697 | 164.8733 | 5659.7544 | 28298.7721 | 135834.106 | 282987.7208 | 339585.265 | 226390.1766 | 152813.3692 | 135834.106
2018 | 8000 | NineStar Connect | IN | Cooperative | . | . | . | . | . | . | . | . | . | . | . |  | 219.39 | 2.043 | 107.3862 | 219.39 | 2.043 | 107.3862 | 15019 | N | F | 15 | Y | 0 | 0 | 107.3862 |  |  | 0 | 0 | 0% |  | 0 |  | 0 |  | 1: 0; 3: 0; 5: 0; 7: 0 | 0 |  | 0
2018 | 8034 | Hancock-Wood Electric Coop Inc | OH | Cooperative | 90.21 | 1.17 | 77.1026 | 53.95 | 0.92 | 58.6413 | 71.03 | 0.73 | 97.3014 | 13218 | 12.5 | Y | . | . | . | . | . | . | . |  |  | . |  | 36.26 | 0.25 | 58.6413 | 145.04 | 145.04 | 3304.5 | 3304.5 | 25% | 12.7882 | 165.225 | 25.5765 | 413.0625 | 76.7295 | 660.9 | 127.8824 | 826.125 | 191.8237 | 660.9 | 255.7649 | 330.45 | 383.6473 | 148.7025 | 511.5298 | 99.135 | 2112.9376 | 10564.688 | 50710.5025 | 105646.8802 | 126776.2563 | 84517.5042 | 57049.3153 | 50710.5025
2018 | 8055 | City of Hannibal - (MO) | MO | Municipal | 1420.74 | 2.344 | 606.1178 | 51.182 | 1.131 | 45.2538 | 1420.74 | 2.344 | 606.1178 | 8797 | 13.8 | Y | . | . | . | . | . | . | . |  |  | . |  | 1369.558 | 1.213 | 45.2538 | 1129.0668 | 1369.558 | 10670.761 | 8797 | 100% | 120.7546 | 439.85 | 241.5091 | 1099.625 | 724.5274 | 1759.4 | 1207.5456 | 2199.25 | 1811.3184 | 1759.4 | 2415.0913 | 879.7 | 3622.6369 | 395.865 | 4830.1825 | 263.91 | 53113.8945 | 265569.4723 | 1274733.467 | 2655694.7229 | 3186833.6674 | 2124555.7783 | 1434075.1503 | 1274733.467
2018 | 8104 | Town of Hardwick | VT | Municipal | . | . | . | . | . | . | . | . | . | . | . |  | . | 3.2 | . | . | . | . | 4423 | N |  | . | N | [6 empty] | 4423 | 100% |  | 221.15 |  | 552.875 |  | 1: 884.6; 3: 1105.75; 5: 884.6; 7: 442.3 | 199.035 |  | 132.69
2018 | 8147 | City of Harriman - (TN) | TN | Municipal | 493.2 | 4.097 | 120.3808 | 493.2 | 4.097 | 120.3808 | . | . | . | 10926 | 13.2 | Y | . | . | . | . | . | . | . |  |  | . |  | 0 | 0 | 120.3808 |  |  | 0 | 0 | 0% |  | 0 |  | 0 |  | 1: 0; 3: 0; 5: 0; 7: 0 | 0 |  | 0
2018 | 8179 | Harrison County Rural E M C | IN | Cooperative | 947.63 | 3.2 | 296.1344 | 125.5 | 1.2 | 104.5833 | 830.95 | 2.79 | 297.8315 | 23235 | 12.4 | Y | . | . | . | . | . | . | . |  |  | . |  | 822.13 | 2 | 104.5833 | 411.065 | 822.13 | 46470 | 23235 | 100% | 72.4876 | 1161.75 | 144.9752 | 2904.375 | 434.9255 | 4647 | 724.8758 | 5808.75 | 1087.3137 | 4647 | 1449.7517 | 2323.5 | 2174.6275 | 1045.575 | 2899.5033 | 697.05 | 84212.4492 | 421062.2458 | 2021098.7797 | 4210622.4578 | 5052746.9493 | 3368497.9662 | 2273736.1272 | 2021098.7797
2018 | 8198 | City of Harrisonburg - (VA) | VA | Municipal | . | . | . | . | . | . | . | . | . | . | . |  | 3.398 | 0.059 | 57.5932 | 3.398 | 0.059 | 57.5932 | 21228 | N | F | 23 | N | 0 | 0 | 57.5932 |  |  | 0 | 0 | 0% |  | 0 |  | 0 |  | 1: 0; 3: 0; 5: 0; 7: 0 | 0 |  | 0
2018 | 8199 | City of Harrisonville - (MO) | MO | Municipal | 104.552 | 0.523 | 199.9082 | 5.467 | 0.095 | 57.5474 | 104.552 | 0.523 | 199.9082 | 4799 | 12.5 | Y | . | . | . | . | . | . | . |  |  | . |  | 99.085 | 0.428 | 57.5474 | 231.507 | 231.507 | 2053.972 | 2053.972 | 42.8% | 20.4121 | 102.6986 | 40.8242 | 256.7465 | 122.4725 | 410.7944 | 204.1208 | 513.493 | 306.1812 | 410.7944 | 408.2416 | 205.3972 | 612.3624 | 92.4287 | 816.4832 | 61.6192 | 2096.2921 | 10481.4603 | 50311.0094 | 104814.6029 | 125777.5234 | 83851.6823 | 56599.8855 | 50311.0094
2018 | 8210 | Hart Electric Member Corp | GA | Cooperative | 101.188 | 1.22 | 82.941 | 75.791 | 1.1 | 68.9009 | 94.706 | 0.93 | 101.8344 | 36197 | 12.5 | Y | . | . | . | . | . | . | . |  |  | . |  | 25.397 | 0.12 | 68.9009 | 211.6417 | 211.6417 | 4343.64 | 4343.64 | 12% | 18.6605 | 217.182 | 37.3211 | 542.955 | 111.9633 | 868.728 | 186.6054 | 1085.91 | 279.9082 | 868.728 | 373.2109 | 434.364 | 559.8163 | 195.4638 | 746.4217 | 130.3092 | 4052.7342 | 20263.671 | 97265.6209 | 202636.7103 | 243164.0523 | 162109.3682 | 109423.8236 | 97265.6209
2018 | 8212 | Hartford Electric | WI | Municipal | . | . | . | . | . | . | . | . | . | . | . |  | 61.445 | 0.817 | 75.2081 | . | . | . | 7514 | N | L | 25 | N | [6 empty] | 7514 | 100% |  | 375.7 |  | 939.25 |  | 1: 1502.8; 3: 1878.5; 5: 1502.8; 7: 751.4 | 338.13 |  | 225.42
2018 | 8276 | Havana Power & Light Company | FL | Municipal | . | . | . | . | . | . | . | . | . | . | . |  | 139.697 | 1.865 | 74.9046 | 116.664 | 1.268 | 92.0063 | 1457 | N | L | 12 | N | 23.033 | 0.597 | 92.0063 | 38.5812 | 38.5812 | 869.829 | 869.829 | 59.7% | 3.4017 | 43.4915 | 6.8035 | 108.7286 | 20.4104 | 173.9658 | 34.0173 | 217.4572 | 51.0259 | 173.9658 | 68.0345 | 86.9829 | 102.0518 | 39.1423 | 136.069 | 26.0949 | 147.946 | 739.7299 | 3550.7036 | 7397.2993 | 8876.7591 | 5917.8394 | 3994.5416 | 3550.7036
2018 | 8283 | Harrison County Rrl Elec Coop | IA | Cooperative | . | . | . | . | . | . | . | . | . | . | . |  | 51.099 | 0.634 | 80.5978 | 28.101 | 0.448 | 62.7254 | 3761 | N | L | 12.5 | N | 22.998 | 0.186 | 62.7254 | 123.6452 | 123.6452 | 699.546 | 699.546 | 18.6% | 10.9019 | 34.9773 | 21.8037 | 87.4433 | 65.4111 | 139.9092 | 109.0185 | 174.8865 | 163.5278 | 139.9092 | 218.037 | 69.9546 | 327.0555 | 31.4796 | 436.074 | 20.9864 | 381.3173 | 1906.5866 | 9151.6156 | 19065.8658 | 22879.039 | 15252.6927 | 10295.5676 | 9151.6156
2018 | 8287 | Hawaii Electric Light Co Inc | HI | Investor Owned | 230.71 | 2.539 | 90.8665 | 230.71 | 2.539 | 90.8665 | 209.14 | 1.615 | 129.4984 | 85408 | 13.8 | N | . | . | . | . | . | . | . |  |  | . |  | 0 | 0 | 90.8665 |  |  | 0 | 0 | 0% |  | 0 |  | 0 |  | 1: 0; 3: 0; 5: 0; 7: 0 | 0 |  | 0
2018 | 8319 | Heartland Power Coop | IA | Cooperative | 105.145 | 1.135 | 92.6388 | 99.528 | 1.135 | 87.6899 | . | . | . | 5176 | 15 | N | . | . | . | . | . | . | . |  |  | . |  | 5.617 | 0 | 87.6899 |  |  | 0 | 0 | 0% |  | 0 |  | 0 |  | 1: 0; 3: 0; 5: 0; 7: 0 | 0 |  | 0
2018 | 8333 | Haywood Electric Member Corp | NC | Cooperative | 2004.1 | 5.14 | 389.9027 | 490.686 | 3.399 | 144.3619 | 1584.207 | 4.063 | 389.9107 | 27217 | 12.5 | N | . | . | . | . | . | . | . |  |  | . |  | 1513.414 | 1.741 | 144.3619 | 869.2786 | 1513.414 | 47384.797 | 27217 | 100% | 133.4384 | 1360.85 | 266.8768 | 3402.125 | 800.6305 | 5443.4 | 1334.3841 | 6804.25 | 2001.5762 | 5443.4 | 2668.7683 | 2721.7 | 4003.1524 | 1224.765 | 5337.5365 | 816.51 | 181589.6642 | 907948.3212 | 4358151.9417 | 9079483.2119 | 10895379.8543 | 7263586.5695 | 4902920.9344 | 4358151.9417
2018 | 8366 | Heber Light & Power Company | UT | Municipal | 141.485 | 2.394 | 59.0998 | 141.485 | 2.394 | 59.0998 | 141.485 | 2.394 | 59.0998 | 12436 | 12.4 | N | . | . | . | . | . | . | . |  |  | . |  | 0 | 0 | 59.0998 |  |  | 0 | 0 | 0% |  | 0 |  | 0 |  | 1: 0; 3: 0; 5: 0; 7: 0 | 0 |  | 0
2018 | 8447 | Hendricks County Rural E M C | IN | Cooperative | 141.9 | 1.474 | 96.2687 | 79.8 | 1.015 | 78.6207 | 137.6 | 1.364 | 100.8798 | 32522 | 12.5 | Y | . | . | . | . | . | . | . |  |  | . |  | 62.1 | 0.459 | 78.6207 | 135.2941 | 135.2941 | 14927.598 | 14927.598 | 45.9% | 11.9289 | 746.3799 | 23.8579 | 1865.9497 | 71.5737 | 2985.5196 | 119.2894 | 3731.8995 | 178.9342 | 2985.5196 | 238.5789 | 1492.7598 | 357.8683 | 671.7419 | 477.1578 | 447.8279 | 8903.5248 | 44517.6238 | 213684.5943 | 445176.2381 | 534211.4857 | 356140.9904 | 240395.1686 | 213684.5943
2018 | 8466 | Henry County Rural E M C | IN | Cooperative | 353.47 | 2.355 | 150.0934 | 353.47 | 2.355 | 150.0934 | 310.123 | 1.841 | 168.4536 | 9596 | 12 | Y | . | . | . | . | . | . | . |  |  | . |  | 0 | 0 | 150.0934 |  |  | 0 | 0 | 0% |  | 0 |  | 0 |  | 1: 0; 3: 0; 5: 0; 7: 0 | 0 |  | 0
2018 | 8515 | City of Hermiston | OR | Municipal | . | . | . | . | . | . | . | . | . | . | . |  | 528.82 | 5.13 | 103.0838 | 528.82 | 5.13 | 103.0838 | 5222 | N | F | 12.4 | N | 0 | 0 | 103.0838 |  |  | 0 | 0 | 0% |  | 0 |  | 0 |  | 1: 0; 3: 0; 5: 0; 7: 0 | 0 |  | 0
2018 | 8566 | High Plains Power Inc | WY | Cooperative | . | . | . | . | . | . | . | . | . | . | . |  | 300.913 | . | . | 300.913 | . | . | 13210 | N | F | 34.5 | N | 0 |  |  |  | 0 |  | 13210 | 100% | 0 | 660.5 | 0 | 1651.25 | 0 | 2642 | 0 | 3302.5 | 0 | 2642 | 0 | 1321 | 0 | 594.45 | 0 | 396.3 | 0 | 0 | 0 | 0 | 0 | 0 | 0 | 0
2018 | 8571 | Town of High Point | NC | Municipal | 725.035 | 3.441 | 210.7047 | 163.828 | 1.884 | 86.9575 | . | . | . | 41398 | 12.4 | Y | . | . | . | . | . | . | . |  |  | . |  | 561.207 | 1.557 | 86.9575 | 360.4412 | 561.207 | 64456.686 | 41398 | 100% | 49.4819 | 2069.9 | 98.9638 | 5174.75 | 296.8913 | 8279.6 | 494.8188 | 10349.5 | 742.2282 | 8279.6 | 989.6376 | 4139.8 | 1484.4564 | 1862.91 | 1979.2752 | 1241.94 | 102422.5454 | 512112.7271 | 2458141.0901 | 5121127.271 | 6145352.7252 | 4096901.8168 | 2765408.7263 | 2458141.0901
2018 | 8573 | City of Highland | IL | Municipal | . | . | . | . | . | . | . | . | . | . | . |  | 11.072 | 0.135 | 82.0148 | 7.9 | 0.113 | 69.9115 | 6668 | N | L | 13.2 | N | 3.172 | 0.022 | 69.9115 | 144.1818 | 144.1818 | 146.696 | 146.696 | 2.2% | 12.7126 | 7.3348 | 25.4252 | 18.337 | 76.2755 | 29.3392 | 127.1258 | 36.674 | 190.6887 | 29.3392 | 254.2516 | 14.6696 | 381.3773 | 6.6013 | 508.5031 | 4.4009 | 93.2442 | 466.2211 | 2237.8611 | 4662.2107 | 5594.6529 | 3729.7686 | 2517.5938 | 2237.8611
2018 | 8620 | HILCO Electric Cooperative, Inc. | TX | Cooperative | 99.103 | 0.921 | 107.6037 | 98.992 | 0.92 | 107.6 | 97.023 | 0.871 | 111.3927 | 27975 | 14.4 | Y | . | . | . | . | . | . | . |  |  | . |  | 0.111 | 0.001 | 107.6 | 111 | 111 | 27.975 | 27.975 | 0.1% | 9.7869 | 1.3987 | 19.5738 | 3.4969 | 58.7215 | 5.595 | 97.8692 | 6.9938 | 146.8038 | 5.595 | 195.7384 | 2.7975 | 293.6076 | 1.2589 | 391.4769 | 0.83925 | 13.6895 | 68.4473 | 328.547 | 684.4728 | 821.3674 | 547.5783 | 369.6153 | 328.547
2018 | 8631 | Hillsdale Board of Public Wks | MI | Municipal | . | . | . | . | . | . | . | . | . | . | . |  | 59.002 | 1.582 | 37.2958 | . | . | . | 6031 | Y | L | 13.2 | N | [6 empty] | 6031 | 100% |  | 301.55 |  | 753.875 |  | 1: 1206.2; 3: 1507.75; 5: 1206.2; 7: 603.1 | 271.395 |  | 180.93
2018 | 8699 | Inland Power & Light Company | WA | Cooperative | 196.5 | 1.554 | 126.4479 | 196.5 | 1.554 | 126.4479 | 173.6 | 1.008 | 172.2222 | 41256 | 24.9 | Y | . | . | . | . | . | . | . |  |  | . |  | 0 | 0 | 126.4479 |  |  | 0 | 0 | 0% |  | 0 |  | 0 |  | 1: 0; 3: 0; 5: 0; 7: 0 | 0 |  | 0
2018 | 8723 | City of Holland | MI | Municipal | 37.175 | 0.376 | 98.8697 | 21.874 | 0.249 | 87.8474 | 37.175 | 0.376 | 98.8697 | 28779 | 12.5 | Y | . | . | . | . | . | . | . |  |  | . |  | 15.301 | 0.127 | 87.8474 | 120.4803 | 120.4803 | 3654.933 | 3654.933 | 12.7% | 10.6228 | 182.7466 | 21.2456 | 456.8666 | 63.7368 | 730.9866 | 106.2281 | 913.7332 | 159.3421 | 730.9866 | 212.4561 | 365.4933 | 318.6842 | 164.472 | 424.9122 | 109.648 | 1941.2821 | 9706.4103 | 46590.7693 | 97064.1026 | 116476.9232 | 77651.2821 | 52414.6154 | 46590.7693
2018 | 8761 | Holmes-Wayne Electric Coop Inc | OH | Cooperative | 539.2 | 3.558 | 151.5458 | 514.9 | 3.494 | 147.3669 | 389.4 | 2.513 | 154.9542 | 17424 | 12.5 | N | . | . | . | . | . | . | . |  |  | . |  | 24.3 | 0.064 | 147.3669 | 379.6875 | 379.6875 | 1115.136 | 1115.136 | 6.4% | 33.4772 | 55.7568 | 66.9544 | 139.392 | 200.8633 | 223.0272 | 334.7722 | 278.784 | 502.1583 | 223.0272 | 669.5445 | 111.5136 | 1004.3167 | 50.1811 | 1339.0889 | 33.4541 | 1866.5828 | 9332.914 | 44797.9874 | 93329.1403 | 111994.9684 | 74663.3123 | 50397.7358 | 44797.9874
2018 | 8764 | Holston Electric Coop, Inc | TN | Cooperative | 362.788 | 2.491 | 145.6395 | 131.419 | 1.83 | 71.8137 | 362.788 | 2.491 | 145.6395 | 28422 | 12.5 | Y | . | . | . | . | . | . | . |  |  | . |  | 231.369 | 0.661 | 71.8137 | 350.0287 | 350.0287 | 18786.942 | 18786.942 | 66.1% | 30.8622 | 939.3471 | 61.7244 | 2348.3677 | 185.1732 | 3757.3884 | 308.622 | 4696.7355 | 462.9329 | 3757.3884 | 617.2439 | 1878.6942 | 925.8659 | 845.4124 | 1234.4879 | 563.6083 | 28990.3147 | 144951.5735 | 695767.5528 | 1449515.735 | 1739418.8821 | 1159612.588 | 782738.4969 | 695767.5528
2018 | 8773 | Holy Cross Electric Assn, Inc | CO | Cooperative | 96.649 | 1.467 | 65.8821 | 74.91 | 1.098 | 68.224 | 89.811 | 1.315 | 68.2973 | 57690 | 25 | Y | . | . | . | . | . | . | . |  |  | . |  | 21.739 | 0.369 | 68.224 | 58.9133 | 58.9133 | 21287.61 | 21287.61 | 36.9% | 5.1944 | 1064.3805 | 10.3888 | 2660.9513 | 31.1665 | 4257.522 | 51.9441 | 5321.9025 | 77.9162 | 4257.522 | 103.8882 | 2128.761 | 155.8323 | 957.9425 | 207.7764 | 638.6283 | 5528.8299 | 27644.1494 | 132691.917 | 276441.4938 | 331729.7925 | 221153.195 | 149278.4066 | 132691.917
2018 | 8774 | City of Holyoke - (MA) | MA | Municipal | 47.816 | 0.613 | 78.0033 | 47.816 | 0.613 | 78.0033 | 47.816 | 0.613 | 78.0033 | 17657 | 34.5 | Y | . | . | . | . | . | . | . |  |  | . |  | 0 | 0 | 78.0033 |  |  | 0 | 0 | 0% |  | 0 |  | 0 |  | 1: 0; 3: 0; 5: 0; 7: 0 | 0 |  | 0
2018 | 8786 | Horry Electric Coop Inc | SC | Cooperative | 1064.4 | 1.493 | 712.927 | 169.465 | 1.024 | 165.4932 | 1060.9 | 1.405 | 755.089 | 78898 | 14.4 | N | . | . | . | . | . | . | . |  |  | . |  | 894.935 | 0.469 | 165.4932 | 1908.177 | 1908.177 | 37003.162 | 37003.162 | 46.9% | 168.2448 | 1850.1581 | 336.4897 | 4625.3952 | 1009.4691 | 7400.6324 | 1682.4485 | 9250.7905 | 2523.6727 | 7400.6324 | 3364.8969 | 3700.3162 | 5047.3454 | 1665.1423 | 6729.7939 | 1110.0949 | 311279.5663 | 1556397.8317 | 7470709.592 | 15563978.3167 | 18676773.98 | 12451182.6533 | 8404548.291 | 7470709.592
2018 | 8795 | City of Homestead - (FL) | FL | Municipal | . | . | . | 80.82 | 1.284 | 62.9439 | . | . | . | 25779 | 13.2 | N | . | . | . | . | . | . | . |  |  | . |  |  |  | 62.9439 |  |  |  | 25779 | 100% |  | 1288.95 |  | 3222.375 |  | 1: 5155.8; 3: 6444.75; 5: 5155.8; 7: 2577.9 | 1160.055 |  | 773.37
2018 | 8796 | City of Hingham - (MA) | MA | Municipal | . | . | . | . | . | . | . | . | . | . | . |  | 71 | 0.26 | 273.0769 | 71 | 0.26 | 273.0769 | 9872 | N | L | 13.8 | N | 0 | 0 | 273.0769 |  |  | 0 | 0 | 0% |  | 0 |  | 0 |  | 1: 0; 3: 0; 5: 0; 7: 0 | 0 |  | 0
2018 | 8840 | City of Hope | AR | Municipal | 93.98 | 0.554 | 169.639 | 93.98 | 0.554 | 169.639 | 93.98 | 0.554 | 169.639 | 6887 | 13.8 | Y | . | . | . | . | . | . | . |  |  | . |  | 0 | 0 | 169.639 |  |  | 0 | 0 | 0% |  | 0 |  | 0 |  | 1: 0; 3: 0; 5: 0; 7: 0 | 0 |  | 0
2018 | 8898 | Houston County Elec Coop Inc | TX | Cooperative | . | . | . | . | . | . | . | . | . | . | . |  | 440.103 | 3.304 | 133.2031 | 259.859 | 2.089 | 124.394 | 21544 | N | L | 25 | Y | 180.244 | 1.215 | 124.394 | 148.349 | 180.244 | 26175.96 | 21544 | 100% | 15.8922 | 1077.2 | 31.7844 | 2693 | 95.3532 | 4308.8 | 158.922 | 5386 | 238.383 | 4308.8 | 317.8439 | 2154.4 | 476.7659 | 969.48 | 635.6879 | 646.32 | 17119.0745 | 85595.3726 | 410857.7884 | 855953.7258 | 1027144.4709 | 684762.9806 | 462215.0119 | 410857.7884
2018 | 8901 | CenterPoint Energy | TX | Investor Owned | 178.427 | 1.619 | 110.2082 | 140.229 | 1.37 | 102.3569 | 174.373 | 1.59 | 109.6685 | 2517201 | 34.5 | Y | . | . | . | . | . | . | . |  |  | . |  | 38.198 | 0.249 | 102.3569 | 153.4056 | 153.4056 | 626783.049 | 626783.049 | 24.9% | 13.5258 | 31339.1525 | 27.0517 | 78347.8811 | 81.1551 | 125356.6098 | 135.2584 | 156695.7622 | 202.8877 | 125356.6098 | 270.5169 | 62678.3049 | 405.7753 | 28205.2372 | 541.0338 | 18803.4915 | 423888.5105 | 2119442.5525 | 10173324.252 | 21194425.5249 | 25433310.6299 | 16955540.4199 | 11444989.7835 | 10173324.252
2018 | 8972 | City of Hudson - (OH) | OH | Municipal | 71.206 | 1.401 | 50.8251 | 71.206 | 1.401 | 50.8251 | . | . | . | 6712 | 12.5 | Y | . | . | . | . | . | . | . |  |  | . |  | 0 | 0 | 50.8251 |  |  | 0 | 0 | 0% |  | 0 |  | 0 |  | 1: 0; 3: 0; 5: 0; 7: 0 | 0 |  | 0
2018 | 8973 | Town of Hudson - (MA) | MA | Municipal | . | . | . | . | . | . | . | . | . | . | . |  | 113.13 | 0.69 | 163.9565 | 63.4 | 0.48 | 132.0833 | 13254 | N | L | 13.8 | N | 49.73 | 0.21 | 132.0833 | 236.8095 | 236.8095 | 2783.34 | 2783.34 | 21% | 20.8796 | 139.167 | 41.7592 | 347.9175 | 125.2776 | 556.668 | 208.7961 | 695.835 | 313.1941 | 556.668 | 417.5921 | 278.334 | 626.3882 | 125.2503 | 835.1842 | 83.5002 | 2905.752 | 14528.7602 | 69738.0488 | 145287.6018 | 174345.1221 | 116230.0814 | 78455.305 | 69738.0488
2018 | 9087 | Town of Huntersville - (NC) | NC | Municipal | . | . | . | . | . | . | . | . | . | . | . |  | 73.313 | 0.751 | 97.6205 | . | . | . | 6096 | N | L | 12.5 | N | [6 empty] | 6096 | 100% |  | 304.8 |  | 762 |  | 1: 1219.2; 3: 1524; 5: 1219.2; 7: 609.6 | 274.32 |  | 182.88
2018 | 9094 | City of Huntsville - (AL) | AL | Municipal | . | . | . | 87.999 | 1.197 | 73.5163 | . | . | . | 186704 | 25 | N | . | . | . | . | . | . | . |  |  | . |  |  |  | 73.5163 |  |  |  | 186704 | 100% |  | 9335.2 |  | 23338 |  | 1: 37340.8; 3: 46676; 5: 37340.8; 7: 18670.4 | 8401.68 |  | 5601.12
2018 | 9096 | City of Lafayette - (LA) | LA | Municipal | 31.58 | 0.715 | 44.1678 | 16.71 | 0.493 | 33.8945 | 29.12 | 0.638 | 45.6426 | 67033 | 15 | Y | . | . | . | . | . | . | . |  |  | . |  | 14.87 | 0.222 | 33.8945 | 66.982 | 66.982 | 14881.326 | 14881.326 | 22.2% | 5.9058 | 744.0663 | 11.8117 | 1860.1657 | 35.435 | 2976.2652 | 59.0583 | 3720.3315 | 88.5875 | 2976.2652 | 118.1166 | 1488.1326 | 177.175 | 669.6597 | 236.2333 | 446.4398 | 4394.3308 | 21971.6542 | 105463.9399 | 219716.5415 | 263659.8498 | 175773.2332 | 118646.9324 | 105463.9399
2018 | 9128 | Hurricane City Power | UT | Municipal | 24.432 | 0.101 | 241.901 | . | . | . | 24.432 | 0.101 | 241.901 | 6720 | 12.5 | N | . | . | . | . | . | . | . |  |  | . | [7 empty] | 6720 | 100% |  | 336 |  | 840 |  | 1: 1344; 3: 1680; 5: 1344; 7: 672 | 302.4 |  | 201.6
2018 | 9191 | Idaho Power Co | ID | Investor Owned | 128.76 | 1.07 | 120.3364 | 121.54 | 1.06 | 114.6604 | 121.54 | 1 | 121.54 | 532420 | 34.5 | Y | . | . | . | . | . | . | . |  |  | . |  | 7.22 | 0.01 | 114.6604 | 722 | 722 | 5324.2 | 5324.2 | 1% | 63.6591 | 266.21 | 127.3181 | 665.525 | 381.9544 | 1064.84 | 636.5907 | 1331.05 | 954.8861 | 1064.84 | 1273.1815 | 532.42 | 1909.7722 | 239.589 | 2546.363 | 159.726 | 16946.6821 | 84733.4107 | 406720.3715 | 847334.1073 | 1016800.9287 | 677867.2858 | 457560.4179 | 406720.3715
2018 | 9191 | Idaho Power Co | OR | Investor Owned | 148.72 | 0.95 | 156.5474 | 148.69 | 0.95 | 156.5158 | 106.27 | 0.81 | 131.1975 | 18963 | 34.5 | Y | . | . | . | . | . | . | . |  |  | . |  | 0.03 | 0 | 156.5158 |  |  | 0 | 0 | 0% |  | 0 |  | 0 |  | 1: 0; 3: 0; 5: 0; 7: 0 | 0 |  | 0
2018 | 9209 | Illinois Rural Electric Coop | IL | Cooperative | . | . | . | . | . | . | . | . | . | . | . |  | 84.4 | . | . | 83.4 | . | . | 10330 | N | L | 12.5 | Y | 1 |  |  |  | 1 |  | 10330 | 100% | 0.08817 | 516.5 | 0.17634 | 1291.25 | 0.52902 | 2066 | 0.8817 | 2582.5 | 1.3226 | 2066 | 1.7634 | 1033 | 2.6451 | 464.85 | 3.5268 | 309.9 | 45.54 | 227.7002 | 1092.9611 | 2277.0022 | 2732.4026 | 1821.6018 | 1229.5812 | 1092.9611
2018 | 9216 | Imperial Irrigation District | CA | Political Subdivision | 58.9 | 0.58 | 101.5517 | 58.9 | 0.58 | 101.5517 | 51.8 | 0.5 | 103.6 | 155516 | 12.4 | N | . | . | . | . | . | . | . |  |  | . |  | 0 | 0 | 101.5517 |  |  | 0 | 0 | 0% |  | 0 |  | 0 |  | 1: 0; 3: 0; 5: 0; 7: 0 | 0 |  | 0
2018 | 9230 | City of Independence - (IA) | IA | Municipal | 9.573 | 0.416 | 23.012 | 9.573 | 0.416 | 23.012 | 9.573 | 0.416 | 23.012 | 3169 | 12.5 | N | . | . | . | . | . | . | . |  |  | . |  | 0 | 0 | 23.012 |  |  | 0 | 0 | 0% |  | 0 |  | 0 |  | 1: 0; 3: 0; 5: 0; 7: 0 | 0 |  | 0
2018 | 9231 | City of Independence - (MO) | MO | Municipal | . | . | . | . | . | . | . | . | . | . | . |  | 45.316 | 0.467 | 97.0364 | 33.454 | 0.36 | 92.9278 | 58592 | N | F | 13.8 | Y | 11.862 | 0.107 | 92.9278 | 110.8598 | 110.8598 | 6269.344 | 6269.344 | 10.7% | 9.7746 | 313.4672 | 19.5491 | 783.668 | 58.6474 | 1253.8688 | 97.7456 | 1567.336 | 146.6184 | 1253.8688 | 195.4912 | 626.9344 | 293.2368 | 282.1205 | 390.9824 | 188.0803 | 3064.0043 | 15320.0214 | 73536.1027 | 153200.214 | 183840.2568 | 122560.1712 | 82728.1155 | 73536.1027
2018 | 9246 | Indian Electric Coop, Inc | OK | Cooperative | 154.348 | 0.909 | 169.7998 | 122.531 | 0.838 | 146.2184 | 141.747 | 0.876 | 161.8116 | 19601 | 14.4 | Y | . | . | . | . | . | . | . |  |  | . |  | 31.817 | 0.071 | 146.2184 | 448.1268 | 448.1268 | 1391.671 | 1391.671 | 7.1% | 39.5115 | 69.5836 | 79.0231 | 173.9589 | 237.0693 | 278.3342 | 395.1154 | 347.9178 | 592.6732 | 278.3342 | 790.2309 | 139.1671 | 1185.3463 | 62.6252 | 1580.4618 | 41.7501 | 2749.3535 | 13746.7675 | 65984.4838 | 137467.6746 | 164961.2095 | 109974.1397 | 74232.5443 | 65984.4838
2018 | 9273 | Indianapolis Power & Light Co | IN | Investor Owned | 149.029 | 1.134 | 131.4189 | 67.459 | 0.949 | 71.0843 | 144.149 | 1.047 | 137.6781 | 496450 | 34 | Y | . | . | . | . | . | . | . |  |  | . |  | 81.57 | 0.185 | 71.0843 | 440.9189 | 440.9189 | 91843.25 | 91843.25 | 18.5% | 38.876 | 4592.1625 | 77.7521 | 11480.4062 | 233.2562 | 18368.65 | 388.7603 | 22960.8125 | 583.1404 | 18368.65 | 777.5205 | 9184.325 | 1166.2808 | 4132.9462 | 1555.041 | 2755.2975 | 178525.025 | 892625.1249 | 4284600.5996 | 8926251.2491 | 10711501.4989 | 7141000.9993 | 4820175.6745 | 4284600.5996
2018 | 9292 | Inter County Energy Coop Corp | KY | Cooperative | 545.54 | 2.26 | 241.3894 | 123.34 | 1.14 | 108.193 | 544.14 | 0.86 | 632.7209 | 26391 | 24.9 | Y | . | . | . | . | . | . | . |  |  | . |  | 422.2 | 1.12 | 108.193 | 376.9643 | 422.2 | 29557.92 | 26391 | 100% | 37.2256 | 1319.55 | 74.4511 | 3298.875 | 223.3534 | 5278.2 | 372.2557 | 6597.75 | 558.3835 | 5278.2 | 744.5114 | 2639.1 | 1116.7671 | 1187.595 | 1489.0228 | 791.73 | 49121.0001 | 245605.0007 | 1178904.0035 | 2456050.0073 | 2947260.0088 | 1964840.0059 | 1326267.004 | 1178904.0035
2018 | 9324 | Indiana Michigan Power Co | IN | Investor Owned | 262.8 | 1.276 | 205.9561 | 175.7 | 1.101 | 159.5822 | 207.1 | 1.064 | 194.6429 | 464619 | 35 | Y | . | . | . | . | . | . | . |  |  | . |  | 87.1 | 0.175 | 159.5822 | 497.7143 | 497.7143 | 81308.325 | 81308.325 | 17.5% | 43.8837 | 4065.4163 | 87.7674 | 10163.5406 | 263.3022 | 16261.665 | 438.837 | 20327.0812 | 658.2555 | 16261.665 | 877.674 | 8130.8325 | 1316.511 | 3658.8746 | 1755.348 | 2439.2497 | 178405.5029 | 892027.5143 | 4281732.0688 | 8920275.1433 | 10704330.1719 | 7136220.1146 | 4816948.5774 | 4281732.0688
2018 | 9324 | Indiana Michigan Power Co | MI | Investor Owned | 609.1 | 1.78 | 342.191 | 313.5 | 1.509 | 207.7535 | 555.5 | 1.624 | 342.0566 | 128680 | 35 | Y | . | . | . | . | . | . | . |  |  | . |  | 295.6 | 0.271 | 207.7535 | 1090.7749 | 1090.7749 | 34872.28 | 34872.28 | 27.1% | 96.1741 | 1743.614 | 192.3483 | 4359.035 | 577.0448 | 6974.456 | 961.7413 | 8718.07 | 1442.6119 | 6974.456 | 1923.4826 | 3487.228 | 2885.2239 | 1569.2526 | 3846.9651 | 1046.1684 | 167690.5569 | 838452.7847 | 4024573.3666 | 8384527.8472 | 10061433.4166 | 6707622.2777 | 4527645.0375 | 4024573.3666
2018 | 9331 | Intercounty Electric Coop Assn | MO | Cooperative | 129.013 | 1.506 | 85.666 | 129.013 | 1.506 | 85.666 | 129.004 | 1.296 | 99.5401 | 30060 | 12.5 | Y | . | . | . | . | . | . | . |  |  | . |  | 0 | 0 | 85.666 |  |  | 0 | 0 | 0% |  | 0 |  | 0 |  | 1: 0; 3: 0; 5: 0; 7: 0 | 0 |  | 0
2018 | 9336 | Intermountain Rural Elec Assn | CO | Cooperative | 89.224 | 0.656 | 136.0122 | 75.844 | 0.593 | 127.8988 | 89.224 | 0.656 | 136.0122 | 161129 | 12.5 | N | . | . | . | . | . | . | . |  |  | . |  | 13.38 | 0.063 | 127.8988 | 212.381 | 212.381 | 10151.127 | 10151.127 | 6.3% | 18.7257 | 507.5564 | 37.4515 | 1268.8909 | 112.3544 | 2030.2254 | 187.2573 | 2537.7818 | 280.8859 | 2030.2254 | 374.5145 | 1015.1127 | 561.7718 | 456.8007 | 749.0291 | 304.5338 | 9504.3616 | 47521.8079 | 228104.6781 | 475218.0794 | 570261.6952 | 380174.4635 | 256617.7629 | 228104.6781
2018 | 9417 | Interstate Power and Light Co | IA | Investor Owned | . | . | . | . | . | . | . | . | . | . | . |  | 157.2 | 1.03 | 152.6214 | 93.9 | 0.94 | 99.8936 | 486689 | N | F | 25 | N | 63.3 | 0.09 | 99.8936 | 703.3333 | 703.3333 | 43802.01 | 43802.01 | 9% | 62.0132 | 2190.1005 | 124.0265 | 5475.2513 | 372.0794 | 8760.402 | 620.1323 | 10950.5025 | 930.1984 | 8760.402 | 1240.2645 | 4380.201 | 1860.3968 | 1971.0904 | 2480.529 | 1314.0603 | 135815.1963 | 679075.9816 | 3259564.7118 | 6790759.8163 | 8148911.7796 | 5432607.853 | 3667010.3008 | 3259564.7118
2018 | 9425 | Iowa Lakes Electric Coop | IA | Cooperative | 107.6 | 1.06 | 101.5094 | 87.58 | 0.98 | 89.3673 | 56.6 | 0.44 | 128.6364 | 12764 | 12.5 | N | . | . | . | . | . | . | . |  |  | . |  | 20.02 | 0.08 | 89.3673 | 250.25 | 250.25 | 1021.12 | 1021.12 | 8% | 22.0647 | 51.056 | 44.1293 | 127.64 | 132.388 | 204.224 | 220.6466 | 255.28 | 330.9699 | 204.224 | 441.2932 | 102.112 | 661.9398 | 45.9504 | 882.5863 | 30.6336 | 1126.5332 | 5632.666 | 27036.7967 | 56326.6598 | 67591.9918 | 45061.3278 | 30416.3963 | 27036.7967
2018 | 9442 | Town of Ipswich - (MA) | MA | Municipal | . | . | . | . | . | . | . | . | . | . | . |  | 32.696 | 0.548 | 59.6642 | . | . | . | 7050 | N | O | 15 | N | [6 empty] | 7050 | 100% |  | 352.5 |  | 881.25 |  | 1: 1410; 3: 1762.5; 5: 1410; 7: 705 | 317.25 |  | 211.5
2018 | 9475 | Itasca-Mantrap Co-op Electrical Assn | MN | Cooperative | 104.26 | 1.01 | 103.2277 | 104.26 | 1.01 | 103.2277 | 104.26 | 1.01 | 103.2277 | 11900 | 12.5 | Y | . | . | . | . | . | . | . |  |  | . |  | 0 | 0 | 103.2277 |  |  | 0 | 0 | 0% |  | 0 |  | 0 |  | 1: 0; 3: 0; 5: 0; 7: 0 | 0 |  | 0
2018 | 9575 | Jackson Energy Coop Corp - (KY) | KY | Cooperative | 576.5 | 2.668 | 216.0795 | 270.1 | 2.222 | 121.5572 | 524.5 | 2.333 | 224.8178 | 50129 | 12.5 | Y | . | . | . | . | . | . | . |  |  | . |  | 306.4 | 0.446 | 121.5572 | 686.9955 | 686.9955 | 22357.534 | 22357.534 | 44.6% | 60.5727 | 1117.8767 | 121.1454 | 2794.6917 | 363.4363 | 4471.5068 | 605.7271 | 5589.3835 | 908.5907 | 4471.5068 | 1211.4543 | 2235.7534 | 1817.1814 | 1006.089 | 2422.9085 | 670.726 | 67712.8241 | 338564.1205 | 1625107.7784 | 3385641.205 | 4062769.446 | 2708512.964 | 1828246.2507 | 1625107.7784
2018 | 9576 | Jackson County Rural E M C - (IN) | IN | Cooperative | 471.726 | 2.909 | 162.1609 | 216.612 | 2.228 | 97.2226 | 381.234 | 1.953 | 195.2043 | 24455 | 12.5 | N | . | . | . | . | . | . | . |  |  | . |  | 255.114 | 0.681 | 97.2226 | 374.6167 | 374.6167 | 16653.855 | 16653.855 | 68.1% | 33.0301 | 832.6928 | 66.0603 | 2081.7319 | 198.1808 | 3330.771 | 330.3013 | 4163.4637 | 495.452 | 3330.771 | 660.6026 | 1665.3855 | 990.9039 | 749.4235 | 1321.2053 | 499.6157 | 27503.9509 | 137519.7547 | 660094.8224 | 1375197.5467 | 1650237.056 | 1100158.0373 | 742606.6752 | 660094.8224
2018 | 9601 | Jackson Electric Member Corp - (GA) | GA | Cooperative | 81.67 | 1.146 | 71.2653 | 75.41 | 1.055 | 71.4787 | 79.83 | 1.062 | 75.1695 | 225187 | 25 | Y | . | . | . | . | . | . | . |  |  | . |  | 6.26 | 0.091 | 71.4787 | 68.7912 | 68.7912 | 20492.017 | 20492.017 | 9.1% | 6.0654 | 1024.6009 | 12.1307 | 2561.5021 | 36.3921 | 4098.4034 | 60.6535 | 5123.0042 | 90.9803 | 4098.4034 | 121.3071 | 2049.2017 | 181.9606 | 922.1408 | 242.6141 | 614.7605 | 6214.5656 | 31072.8278 | 149149.5733 | 310728.2777 | 372873.9333 | 248582.6222 | 167793.27 | 149149.5733
2018 | 9603 | City of Jackson - (MO) | MO | Municipal | 51.789 | 0.844 | 61.3614 | . | . | . | . | . | . | 7202 | 12.5 | N | . | . | . | . | . | . | . |  |  | . | [7 empty] | 7202 | 100% |  | 360.1 |  | 900.25 |  | 1: 1440.4; 3: 1800.5; 5: 1440.4; 7: 720.2 | 324.09 |  | 216.06
2018 | 9605 | Jackson Purchase Energy Corporation | KY | Cooperative | 488.576 | 2.15 | 227.2447 | 122.816 | 1.379 | 89.0616 | 464.948 | 1.874 | 248.1046 | 29736 | 12.5 | Y | . | . | . | . | . | . | . |  |  | . |  | 365.76 | 0.771 | 89.0616 | 474.3969 | 474.3969 | 22926.456 | 22926.456 | 77.1% | 41.8278 | 1146.3228 | 83.6556 | 2865.807 | 250.9668 | 4585.2912 | 418.2779 | 5731.614 | 627.4169 | 4585.2912 | 836.5559 | 2292.6456 | 1254.8338 | 1031.6905 | 1673.1117 | 687.7937 | 47948.1529 | 239740.7647 | 1150755.6707 | 2397407.6473 | 2876889.1768 | 1917926.1179 | 1294600.1296 | 1150755.6707
2018 | 9612 | City of Jackson - (TN) | TN | Municipal | . | . | . | . | . | . | . | . | . | . | . |  | 101.555 | 1.244 | 81.6359 | 101.555 | 1.244 | 81.6359 | 35827 | Y | L | 12.5 | Y | 0 | 0 | 81.6359 |  |  | 0 | 0 | 0% |  | 0 |  | 0 |  | 1: 0; 3: 0; 5: 0; 7: 0 | 0 |  | 0
2018 | 9613 | City of Lebanon - (IN) | IN | Municipal | . | . | . | . | . | . | . | . | . | . | . |  | 12.451 | 0.422 | 29.5047 | . | . | . | 9004 | N | L | 12.4 | N | [6 empty] | 9004 | 100% |  | 450.2 |  | 1125.5 |  | 1: 1800.8; 3: 2251; 5: 1800.8; 7: 900.4 | 405.18 |  | 270.12
2018 | 9616 | Beaches Energy Services | FL | Municipal | 43.508 | 0.801 | 54.3171 | . | . | . | . | . | . | 35323 | 27 | N | . | . | . | . | . | . | . |  |  | . | [7 empty] | 35323 | 100% |  | 1766.15 |  | 4415.375 |  | 1: 7064.6; 3: 8830.75; 5: 7064.6; 7: 3532.3 | 1589.535 |  | 1059.69
2018 | 9617 | JEA | FL | Municipal | . | . | . | . | . | . | . | . | . | . | . |  | . | . | . | 56.07 | 1.19 | 47.1176 | 490554 | N | L | 26.4 | Y |  |  | 47.1176 |  |  |  | 490554 | 100% |  | 24527.7 |  | 61319.25 |  | 1: 98110.8; 3: 122638.5; 5: 98110.8; 7: 49055.4 | 22074.93 |  | 14716.62
2018 | 9665 | Jasper County Rural E M C | IN | Cooperative | 114.862 | 1.405 | 81.7523 | 80.128 | 1.128 | 71.0355 | 113.234 | 1.361 | 83.1991 | 9096 | 7.2 | Y | . | . | . | . | . | . | . |  |  | . |  | 34.734 | 0.277 | 71.0355 | 125.3935 | 125.3935 | 2519.592 | 2519.592 | 27.7% | 11.056 | 125.9796 | 22.112 | 314.949 | 66.336 | 503.9184 | 110.56 | 629.898 | 165.84 | 503.9184 | 221.1201 | 251.9592 | 331.6801 | 113.3816 | 442.2401 | 75.5878 | 1392.8308 | 6964.1542 | 33427.9403 | 69641.5424 | 83569.8509 | 55713.2339 | 37606.4329 | 33427.9403
2018 | 9667 | City of Jasper - (IN) | IN | Municipal | . | . | . | . | . | . | . | . | . | . | . |  | 6.43 | 0.25 | 25.72 | 6.43 | 0.25 | 25.72 | 7369 | N | F | 13.2 | N | 0 | 0 | 25.72 |  |  | 0 | 0 | 0% |  | 0 |  | 0 |  | 1: 0; 3: 0; 5: 0; 7: 0 | 0 |  | 0
2018 | 9668 | Jasper-Newton Elec Coop, Inc | TX | Cooperative | 812.34 | 3.85 | 210.9974 | 812.34 | 3.85 | 210.9974 | 768.53 | 3.52 | 218.3324 | 22647 | 24.9 | Y | . | . | . | . | . | . | . |  |  | . |  | 0 | 0 | 210.9974 |  |  | 0 | 0 | 0% |  | 0 |  | 0 |  | 1: 0; 3: 0; 5: 0; 7: 0 | 0 |  | 0
2018 | 9682 | Jefferson Davis Elec Coop, Inc | LA | Cooperative | . | . | . | . | . | . | . | . | . | . | . |  | 936 | 2.85 | 328.421 | 396 | 1.12 | 353.5714 | 10544 | N | O | 14.4 | N | 540 | 1.73 | 353.5714 | 312.1387 | 540 | 18241.12 | 10544 | 100% | 47.612 | 527.2 | 95.2241 | 1318 | 285.6723 | 2108.8 | 476.1205 | 2636 | 714.1807 | 2108.8 | 952.241 | 1054.4 | 1428.3615 | 474.48 | 1904.482 | 316.32 | 25101.0727 | 125505.3637 | 602425.7458 | 1255053.637 | 1506064.3644 | 1004042.9096 | 677728.964 | 602425.7458
2018 | 9689 | Jefferson Electric Member Corp | GA | Cooperative | 282.94 | 1.82 | 155.4615 | 122.387 | 1.48 | 82.6939 | 269.88 | 1.69 | 159.6923 | 34118 | 14.4 | N | . | . | . | . | . | . | . |  |  | . |  | 160.553 | 0.34 | 82.6939 | 472.2147 | 472.2147 | 11600.12 | 11600.12 | 34% | 41.6354 | 580.006 | 83.2708 | 1450.015 | 249.8123 | 2320.024 | 416.3539 | 2900.03 | 624.5308 | 2320.024 | 832.7078 | 1160.012 | 1249.0617 | 522.0054 | 1665.4156 | 348.0036 | 24148.7756 | 120743.8778 | 579570.6132 | 1207438.7775 | 1448926.533 | 965951.022 | 652016.9399 | 579570.6132
2018 | 9699 | Jemez Mountains Elec Coop, Inc | NM | Cooperative | 763.2 | 4.38 | 174.2466 | 484.97 | 3.58 | 135.4665 | 687.77 | 3.82 | 180.0445 | 31000 | 14.4 | Y | . | . | . | . | . | . | . |  |  | . |  | 278.23 | 0.8 | 135.4665 | 347.7875 | 347.7875 | 24800 | 24800 | 80% | 30.6646 | 1240 | 61.3292 | 3100 | 183.9875 | 4960 | 306.6458 | 6200 | 459.9688 | 4960 | 613.2917 | 2480 | 919.9375 | 1116 | 1226.5834 | 744 | 38024.0852 | 190120.4262 | 912578.0456 | 1901204.2616 | 2281445.1139 | 1520963.4093 | 1026650.3012 | 912578.0456
2018 | 9726 | Jersey Central Power & Lt Co | NJ | Investor Owned | 1291.757 | 2.172 | 594.7316 | 161.592 | 1.357 | 119.0803 | 1265 | 1.92 | 658.8542 | 1112634 | 34.5 | Y | . | . | . | . | . | . | . |  |  | . |  | 1130.165 | 0.815 | 119.0803 | 1386.7055 | 1386.7055 | 906796.71 | 906796.71 | 81.5% | 122.2665 | 45339.8355 | 244.5329 | 113349.5887 | 733.5988 | 181359.342 | 1222.6647 | 226699.1775 | 1833.997 | 181359.342 | 2445.3294 | 90679.671 | 3667.994 | 40805.8519 | 4890.6587 | 27203.9013 | 5543541.5339 | 27717707.6696 | 133044996.814 | 277177076.6958 | 332612492.035 | 221741661.3566 | 149675621.4157 | 133044996.814
2018 | 9739 | Joe Wheeler Elec Member Corp | AL | Cooperative | . | . | . | . | . | . | . | . | . | . | . |  | 174.6 | 1.83 | 95.4098 | 174.6 | 1.83 | 95.4098 | 43077 | N | L | 12.5 | N | 0 | 0 | 95.4098 |  |  | 0 | 0 | 0% |  | 0 |  | 0 |  | 1: 0; 3: 0; 5: 0; 7: 0 | 0 |  | 0
2018 | 9750 | Jo-Carroll Energy, Inc | IL | Cooperative | 78.1 | 0.505 | 154.6535 | 59 | 0.4 | 147.5 | 78.1 | 0.505 | 154.6535 | 20814 | 34.5 | Y | . | . | . | . | . | . | . |  |  | . |  | 19.1 | 0.105 | 147.5 | 181.9048 | 181.9048 | 2185.47 | 2185.47 | 10.5% | 16.0386 | 109.2735 | 32.0773 | 273.1837 | 96.2318 | 437.094 | 160.3863 | 546.3675 | 240.5794 | 437.094 | 320.7725 | 218.547 | 481.1588 | 98.3461 | 641.5451 | 65.5641 | 1752.5969 | 8762.9846 | 42062.3259 | 87629.8457 | 105155.8148 | 70103.8766 | 47320.1167 | 42062.3259
2018 | 9777 | Johnson City - (TN) | TN | Municipal | 24.818 | 0.262 | 94.7252 | 23.638 | 0.257 | 91.9767 | 24.818 | 0.262 | 94.7252 | 78245 | 12.5 | Y | . | . | . | . | . | . | . |  |  | . |  | 1.18 | 0.005 | 91.9767 | 236 | 236 | 391.225 | 391.225 | 0.5% | 20.8082 | 19.5613 | 41.6165 | 48.9031 | 124.8494 | 78.245 | 208.0823 | 97.8063 | 312.1234 | 78.245 | 416.1646 | 39.1225 | 624.2469 | 17.6051 | 832.3292 | 11.7368 | 407.035 | 2035.1749 | 9768.8394 | 20351.7487 | 24422.0985 | 16281.399 | 10989.9443 | 9768.8394
2018 | 9778 | Johnson County Rural E M C | IN | Cooperative | 76.6 | 1.074 | 71.3222 | 34.5 | 0.624 | 55.2885 | 72.8 | 0.922 | 78.9588 | 27006 | 12.5 | Y | . | . | . | . | . | . | . |  |  | . |  | 42.1 | 0.45 | 55.2885 | 93.5556 | 93.5556 | 12152.7 | 12152.7 | 45% | 8.2488 | 607.635 | 16.4977 | 1519.0875 | 49.493 | 2430.54 | 82.4884 | 3038.175 | 123.7325 | 2430.54 | 164.9767 | 1215.27 | 247.4651 | 546.8715 | 329.9535 | 364.581 | 5012.2819 | 25061.4093 | 120294.7644 | 250614.0926 | 300736.9111 | 200491.2741 | 135331.61 | 120294.7644
2018 | 9837 | Jones-Onslow Elec Member Corp | NC | Cooperative | . | . | . | . | . | . | . | . | . | . | . |  | 89.917 | 1.329 | 67.6576 | . | . | . | 75644 | N | F | 12.4 | Y | [6 empty] | 75644 | 100% |  | 3782.2 |  | 9455.5 |  | 1: 15128.8; 3: 18911; 5: 15128.8; 7: 7564.4 | 3403.98 |  | 2269.32
2018 | 9964 | Kenergy Corp | KY | Cooperative | 240.56 | 2.99 | 80.4548 | 107.3 | 1.59 | 67.4843 | 226.34 | 2.09 | 108.2966 | 57159 | 14.4 | Y | . | . | . | . | . | . | . |  |  | . |  | 133.26 | 1.4 | 67.4843 | 95.1857 | 133.26 | 80022.6 | 57159 | 100% | 11.7496 | 2857.95 | 23.4992 | 7144.875 | 70.4976 | 11431.8 | 117.496 | 14289.75 | 176.2439 | 11431.8 | 234.9919 | 5715.9 | 352.4879 | 2572.155 | 469.9838 | 1714.77 | 33579.7576 | 167898.7878 | 805914.1815 | 1678987.878 | 2014785.4536 | 1343190.3024 | 906653.4541 | 805914.1815
2018 | 9991 | Kandiyohi Power Coop | MN | Cooperative | 110.2 | 1.478 | 74.5602 | 53.6 | 0.698 | 76.7908 | 110.2 | 1.478 | 74.5602 | 8696 | 12.4 | Y | . | . | . | . | . | . | . |  |  | . |  | 56.6 | 0.78 | 76.7908 | 72.5641 | 72.5641 | 6782.88 | 6782.88 | 78% | 6.398 | 339.144 | 12.796 | 847.86 | 38.3881 | 1356.576 | 63.9801 | 1695.72 | 95.9702 | 1356.576 | 127.9602 | 678.288 | 191.9403 | 305.2296 | 255.9204 | 203.4864 | 2169.8469 | 10849.2344 | 52076.3251 | 108492.3439 | 130190.8126 | 86793.8751 | 58585.8657 | 52076.3251
2018 | 9996 | City of Kansas City - (KS) | KS | Municipal | 300.424 | 2.14 | 140.3851 | 160.982 | 2 | 80.491 | 300.424 | 2.14 | 140.3851 | 56656 | 13.8 | Y | . | . | . | . | . | . | . |  |  | . |  | 139.442 | 0.14 | 80.491 | 996.0143 | 996.0143 | 7931.84 | 7931.84 | 14% | 87.819 | 396.592 | 175.6381 | 991.48 | 526.9142 | 1586.368 | 878.1904 | 1982.96 | 1317.2856 | 1586.368 | 1756.3808 | 793.184 | 2634.5712 | 356.9328 | 3512.7616 | 237.9552 | 34828.329 | 174141.6448 | 835879.895 | 1741416.4479 | 2089699.7375 | 1393133.1583 | 940364.8819 | 835879.895
2018 | 10000 | Evergy Metro | KS | Investor Owned | 114.67 | 0.772 | 148.5363 | 52.34 | 0.584 | 89.6233 | 114.67 | 0.772 | 148.5363 | 269202 | 34 | Y | . | . | . | . | . | . | . |  |  | . |  | 62.33 | 0.188 | 89.6233 | 331.5426 | 331.5426 | 50609.976 | 50609.976 | 18.8% | 29.2323 | 2530.4988 | 58.4645 | 6326.247 | 175.3936 | 10121.9952 | 292.3226 | 12652.494 | 438.4839 | 10121.9952 | 584.6452 | 5060.9976 | 876.9678 | 2277.4489 | 1169.2904 | 1518.2993 | 73972.1998 | 369860.9991 | 1775332.7958 | 3698609.9912 | 4438331.9894 | 2958887.9929 | 1997249.3952 | 1775332.7958
2018 | 10000 | Evergy Metro | MO | Investor Owned | 199.14 | 1.235 | 161.247 | 92 | 0.981 | 93.7819 | 199.14 | 1.235 | 161.247 | 296505 | 34 | Y | . | . | . | . | . | . | . |  |  | . |  | 107.14 | 0.254 | 93.7819 | 421.811 | 421.811 | 75312.27 | 75312.27 | 25.4% | 37.1913 | 3765.6135 | 74.3825 | 9414.0338 | 223.1476 | 15062.454 | 371.9127 | 18828.0675 | 557.8691 | 15062.454 | 743.8255 | 7531.227 | 1115.7382 | 3389.0521 | 1487.6509 | 2259.3681 | 140047.9605 | 700239.8024 | 3361151.0513 | 7002398.0235 | 8402877.6282 | 5601918.4188 | 3781294.9327 | 3361151.0513
2018 | 10005 | Evergy Kansas South, Inc | KS | Investor Owned | 105.93 | 1.1 | 96.3 | 101.05 | 1.05 | 96.2381 | 80.17 | 0.82 | 97.7683 | 328524 | 34 | Y | . | . | . | . | . | . | . |  |  | . |  | 4.88 | 0.05 | 96.2381 | 97.6 | 97.6 | 16426.2 | 16426.2 | 5% | 8.6054 | 821.31 | 17.2109 | 2053.275 | 51.6326 | 3285.24 | 86.0544 | 4106.55 | 129.0816 | 3285.24 | 172.1087 | 1642.62 | 258.1631 | 739.179 | 344.2175 | 492.786 | 7067.7316 | 35338.658 | 169625.5586 | 353386.5805 | 424063.8965 | 282709.2644 | 190828.7534 | 169625.5586
2018 | 10009 | Karnes Electric Coop Inc | TX | Cooperative | . | . | . | . | . | . | . | . | . | . | . |  | 89.693 | 0.918 | 97.7048 | 88.377 | 0.909 | 97.2244 | 20109 | N | F | 24.9 | N | 1.316 | 0.009 | 97.2244 | 146.2222 | 146.2222 | 180.981 | 180.981 | 0.9% | 12.8925 | 9.0491 | 25.785 | 22.6226 | 77.3549 | 36.1962 | 128.9248 | 45.2452 | 193.3872 | 36.1962 | 257.8496 | 18.0981 | 386.7744 | 8.1441 | 515.6992 | 5.4294 | 116.6647 | 583.3235 | 2799.9529 | 5833.2353 | 6999.8823 | 4666.5882 | 3149.947 | 2799.9529
2018 | 10019 | FreeState Electric Coop | KS | Cooperative | 226.8 | . | . | 190.73 | . | . | 200.57 | . | . | 18136 | . | Y | . | . | . | . | . | . | . |  |  | . |  | 36.07 |  |  |  | 36.07 |  | 18136 | 100% | 3.1803 | 906.8 | 6.3606 | 2267 | 19.0819 | 3627.2 | 31.8031 | 4534 | 47.7046 | 3627.2 | 63.6062 | 1813.6 | 95.4093 | 816.12 | 127.2123 | 544.08 | 2883.9038 | 14419.5192 | 69213.692 | 144195.1918 | 173034.2301 | 115356.1534 | 77865.4036 | 69213.692
2018 | 10056 | City of Kaukauna | WI | Municipal | 63 | 1.66 | 37.9518 | 26 | 0.54 | 48.1481 | 63 | 1.66 | 37.9518 | 15355 | 34.5 | N | . | . | . | . | . | . | . |  |  | . |  | 37 | 1.12 | 48.1481 | 33.0357 | 37 | 17197.6 | 15355 | 100% | 3.2623 | 767.75 | 6.5246 | 1919.375 | 19.5738 | 3071 | 32.6231 | 3838.75 | 48.9346 | 3071 | 65.2461 | 1535.5 | 97.8692 | 690.975 | 130.4923 | 460.65 | 2504.6363 | 12523.1815 | 60111.2711 | 125231.8148 | 150278.1778 | 100185.4519 | 67625.18 | 60111.2711
2018 | 10063 | Kaysville City Corporation | UT | Municipal | 68.104 | 0.421 | 161.7672 | 33.231 | 0.329 | 101.0061 | . | . | . | 9706 | 12 | N | . | . | . | . | . | . | . |  |  | . |  | 34.873 | 0.092 | 101.0061 | 379.0543 | 379.0543 | 892.952 | 892.952 | 9.2% | 33.4214 | 44.6476 | 66.8428 | 111.619 | 200.5284 | 178.5904 | 334.214 | 223.238 | 501.321 | 178.5904 | 668.4279 | 89.2952 | 1002.6419 | 40.1828 | 1336.8559 | 26.7886 | 1492.1852 | 7460.9259 | 35812.4443 | 74609.2589 | 89531.1107 | 59687.4071 | 40288.9998 | 35812.4443
2018 | 10071 | Kauai Island Utility Cooperative | HI | Cooperative | . | . | . | . | . | . | . | . | . | . | . |  | 110.08 | 3.09 | 35.6246 | . | . | . | 37705 | N | L | 12.5 | N | [6 empty] | 37705 | 100% |  | 1885.25 |  | 4713.125 |  | 1: 7541; 3: 9426.25; 5: 7541; 7: 3770.5 | 1696.725 |  | 1131.15
2018 | 10170 | Kiamichi Electric Coop, Inc | OK | Cooperative | 241.78 | 1.68 | 143.9167 | 241.78 | 1.68 | 143.9167 | 231.29 | 1.43 | 161.7413 | 21585 | 24.9 | Y | . | . | . | . | . | . | . |  |  | . |  | 0 | 0 | 143.9167 |  |  | 0 | 0 | 0% |  | 0 |  | 0 |  | 1: 0; 3: 0; 5: 0; 7: 0 | 0 |  | 0
2018 | 10171 | Kentucky Utilities Co | KY | Investor Owned | 411.33 | 1.337 | 307.6515 | 100.14 | 0.93 | 107.6774 | 388.62 | 1.1 | 353.2909 | 536063 | 34.5 | Y | . | . | . | . | . | . | . |  |  | . |  | 311.19 | 0.407 | 107.6774 | 764.5946 | 764.5946 | 218177.641 | 218177.641 | 40.7% | 67.4147 | 10908.8821 | 134.8293 | 27272.2051 | 404.488 | 43635.5282 | 674.1466 | 54544.4103 | 1011.2199 | 43635.5282 | 1348.2932 | 21817.7641 | 2022.4398 | 9817.9938 | 2696.5864 | 6545.3292 | 735418.5671 | 3677092.8355 | 17650045.6103 | 36770928.3549 | 44125114.0259 | 29416742.6839 | 19856301.3116 | 17650045.6103
2018 | 10171 | Kentucky Utilities Co | VA | Investor Owned | 227.95 | 1.98 | 115.1263 | 140.41 | 1.401 | 100.2213 | 194.47 | 1.618 | 120.1916 | 30258 | 34.5 | Y | . | . | . | . | . | . | . |  |  | . |  | 87.54 | 0.579 | 100.2213 | 151.1917 | 151.1917 | 17519.382 | 17519.382 | 57.9% | 13.3306 | 875.9691 | 26.6613 | 2189.9228 | 79.9839 | 3503.8764 | 133.3064 | 4379.8455 | 199.9596 | 3503.8764 | 266.6129 | 1751.9382 | 399.9193 | 788.3722 | 533.2257 | 525.5815 | 11677.2314 | 58386.1569 | 280253.5533 | 583861.5694 | 700633.8833 | 467089.2555 | 315285.2475 | 280253.5533
2018 | 10210 | Ketchikan Public Utilities | AK | Municipal | . | . | . | . | . | . | . | . | . | . | . |  | 275.5 | 7.3 | 37.7397 | . | . | . | 7838 | N | L | 12.5 | N | [6 empty] | 7838 | 100% |  | 391.9 |  | 979.75 |  | 1: 1567.6; 3: 1959.5; 5: 1567.6; 7: 783.8 | 352.71 |  | 235.14
2018 | 10226 | Utility Board of the City of Key West, F | FL | Municipal | . | . | . | 103.69 | 1.47 | 70.5374 | . | . | . | 30916 | 13.8 | Y | . | . | . | . | . | . | . |  |  | . |  |  |  | 70.5374 |  |  |  | 30916 | 100% |  | 1545.8 |  | 3864.5 |  | 1: 6183.2; 3: 7729; 5: 6183.2; 7: 3091.6 | 1391.22 |  | 927.48
2018 | 10331 | Kingsport Power Co | TN | Investor Owned | 892.5 | 2.513 | 355.1532 | 303.1 | 1.942 | 156.0762 | 870.2 | 2.447 | 355.6191 | 48077 | 35 | Y | . | . | . | . | . | . | . |  |  | . |  | 589.4 | 0.571 | 156.0762 | 1032.2242 | 1032.2242 | 27451.967 | 27451.967 | 57.1% | 91.0117 | 1372.5983 | 182.0234 | 3431.4959 | 546.0701 | 5490.3934 | 910.1168 | 6862.9918 | 1365.1752 | 5490.3934 | 1820.2337 | 2745.1967 | 2730.3505 | 1235.3385 | 3640.4673 | 823.559 | 124922.4855 | 624612.4276 | 2998139.6526 | 6246124.2763 | 7495349.1315 | 4996899.421 | 3372907.1092 | 2998139.6526
2018 | 10376 | Kissimmee Utility Authority | FL | Municipal | . | . | . | . | . | . | . | . | . | . | . |  | 45.22 | 0.83 | 54.4819 | 45.22 | 0.83 | 54.4819 | 76145 | N | L | 13.2 | Y | 0 | 0 | 54.4819 |  |  | 0 | 0 | 0% |  | 0 |  | 0 |  | 1: 0; 3: 0; 5: 0; 7: 0 | 0 |  | 0
2018 | 10393 | PUD No 1 of Klickitat County | WA | Political Subdivision | . | . | . | . | . | . | . | . | . | . | . |  | 257.4 | 1.57 | 163.949 | . | . | . | 13098 | N | L | 13.2 | N | [6 empty] | 13098 | 100% |  | 654.9 |  | 1637.25 |  | 1: 2619.6; 3: 3274.5; 5: 2619.6; 7: 1309.8 | 589.41 |  | 392.94
2018 | 10421 | Knoxville Utilities Board | TN | Municipal | 207.474 | 1.841 | 112.6964 | 126.348 | 1.488 | 84.9113 | 207.474 | 1.841 | 112.6964 | 204133 | 13.2 | Y | . | . | . | . | . | . | . |  |  | . |  | 81.126 | 0.353 | 84.9113 | 229.8187 | 229.8187 | 72058.949 | 72058.949 | 35.3% | 20.2632 | 3602.9475 | 40.5264 | 9007.3686 | 121.5793 | 14411.7898 | 202.6322 | 18014.7372 | 303.9483 | 14411.7898 | 405.2644 | 7205.8949 | 607.8966 | 3242.6527 | 810.5288 | 2161.7685 | 73007.32 | 365036.6001 | 1752175.6805 | 3650366.001 | 4380439.2012 | 2920292.8008 | 1971197.6406 | 1752175.6805
2018 | 10448 | Kosciusko County Rural E M C | IN | Cooperative | 214.19 | 1.32 | 162.2652 | 66.57 | 0.9 | 73.9667 | 207.91 | 1.22 | 170.418 | 17849 | 12.5 | Y | . | . | . | . | . | . | . |  |  | . |  | 147.62 | 0.42 | 73.9667 | 351.4762 | 351.4762 | 7496.58 | 7496.58 | 42% | 30.9898 | 374.829 | 61.9796 | 937.0725 | 185.9389 | 1499.316 | 309.8982 | 1874.145 | 464.8473 | 1499.316 | 619.7964 | 749.658 | 929.6946 | 337.3461 | 1239.5927 | 224.8974 | 11615.8826 | 58079.4132 | 278781.1835 | 580794.1323 | 696952.9587 | 464635.3058 | 313628.8314 | 278781.1835
2018 | 10454 | Kootenai Electric Cooperative | ID | Cooperative | 206.098 | 1.198 | 172.0351 | 206.098 | 1.198 | 172.0351 | . | . | . | 27547 | 25 | Y | . | . | . | . | . | . | . |  |  | . |  | 0 | 0 | 172.0351 |  |  | 0 | 0 | 0% |  | 0 |  | 0 |  | 1: 0; 3: 0; 5: 0; 7: 0 | 0 |  | 0
2018 | 10539 | La Plata Electric Assn, Inc | CO | Cooperative | 139.584 | 1.681 | 83.0363 | 103.793 | 1.336 | 77.6894 | 133.764 | 1.278 | 104.6667 | 43172 | 12.4 | Y | . | . | . | . | . | . | . |  |  | . |  | 35.791 | 0.345 | 77.6894 | 103.742 | 103.742 | 14894.34 | 14894.34 | 34.5% | 9.147 | 744.717 | 18.294 | 1861.7925 | 54.8819 | 2978.868 | 91.4698 | 3723.585 | 137.2047 | 2978.868 | 182.9397 | 1489.434 | 274.4095 | 670.2453 | 365.8793 | 446.8302 | 6811.9135 | 34059.5676 | 163485.9247 | 340595.6764 | 408714.8117 | 272476.5411 | 183921.6653 | 163485.9247
2018 | 10558 | LaCreek Electric Assn, Inc | SD | Cooperative | . | . | . | . | . | . | . | . | . | . | . |  | 127 | 1.07 | 118.6916 | 127 | 1.07 | 118.6916 | 7237 | N | F | 24.9 | N | 0 | 0 | 118.6916 |  |  | 0 | 0 | 0% |  | 0 |  | 0 |  | 1: 0; 3: 0; 5: 0; 7: 0 | 0 |  | 0
2018 | 10562 | Lagrange County Rural E M C | IN | Cooperative | . | . | . | . | . | . | . | . | . | . | . |  | 99.605 | 1.051 | 94.7716 | 84.368 | 1.014 | 83.2032 | 7167 | N | F | 15 | N | 15.237 | 0.037 | 83.2032 | 411.8108 | 411.8108 | 265.179 | 265.179 | 3.7% | 36.3095 | 13.259 | 72.6191 | 33.1474 | 217.8573 | 53.0358 | 363.0955 | 66.2947 | 544.6432 | 53.0358 | 726.191 | 26.5179 | 1089.2865 | 11.9331 | 1452.382 | 7.9554 | 481.4265 | 2407.1325 | 11554.2361 | 24071.3253 | 28885.5903 | 19257.0602 | 12998.5156 | 11554.2361
2018 | 10579 | City of LaFollette | TN | Municipal | 237.96 | 3.337 | 71.3096 | 206.886 | 3.076 | 67.2581 | 237.96 | 3.337 | 71.3096 | 21851 | 7.2 | Y | . | . | . | . | . | . | . |  |  | . |  | 31.074 | 0.261 | 67.2581 | 119.0575 | 119.0575 | 5703.111 | 5703.111 | 26.1% | 10.4974 | 285.1556 | 20.9947 | 712.8889 | 62.9841 | 1140.6222 | 104.9735 | 1425.7777 | 157.4603 | 1140.6222 | 209.947 | 570.3111 | 314.9206 | 256.64 | 419.8941 | 171.0933 | 2993.3783 | 14966.8914 | 71841.0788 | 149668.9142 | 179602.697 | 119735.1313 | 80821.2137 | 71841.0788
2018 | 10599 | Lake Region Electric Coop, Inc - (OK) | OK | Cooperative | 157.711 | 1.306 | 120.7588 | 133.883 | 1.148 | 116.6228 | 150.227 | 1.177 | 127.6355 | 24702 | 12.5 | Y | . | . | . | . | . | . | . |  |  | . |  | 23.828 | 0.158 | 116.6228 | 150.8101 | 150.8101 | 3902.916 | 3902.916 | 15.8% | 13.297 | 195.1458 | 26.594 | 487.8645 | 79.782 | 780.5832 | 132.97 | 975.729 | 199.455 | 780.5832 | 265.94 | 390.2916 | 398.91 | 175.6312 | 531.8799 | 117.0875 | 2594.8534 | 12974.2672 | 62276.4826 | 129742.6722 | 155691.2066 | 103794.1377 | 70061.043 | 62276.4826
2018 | 10603 | Laclede Electric Coop, Inc | MO | Cooperative | . | . | . | . | . | . | . | . | . | . | . |  | 112.8 | 1.4 | 80.5714 | 112.8 | 1.4 | 80.5714 | 37076 | N | F | 12.4 | Y | 0 | 0 | 80.5714 |  |  | 0 | 0 | 0% |  | 0 |  | 0 |  | 1: 0; 3: 0; 5: 0; 7: 0 | 0 |  | 0
2018 | 10618 | Lake Region Electric Cooperative - (MN) | MN | Cooperative | 234.88 | 2.95 | 79.6203 | 131.04 | 1.26 | 104 | 164.58 | 1.54 | 106.8701 | 27837 | 12.5 | N | . | . | . | . | . | . | . |  |  | . |  | 103.84 | 1.69 | 104 | 61.4438 | 103.84 | 47044.53 | 27837 | 100% | 9.1556 | 1391.85 | 18.3112 | 3479.625 | 54.9337 | 5567.4 | 91.5562 | 6959.25 | 137.3343 | 5567.4 | 183.1124 | 2783.7 | 274.6686 | 1252.665 | 366.2248 | 835.11 | 12743.2509 | 63716.2545 | 305838.0217 | 637162.5452 | 764595.0542 | 509730.0361 | 344067.7744 | 305838.0217
2018 | 10623 | City of Lakeland - (FL) | FL | Municipal | . | . | . | . | . | . | . | . | . | . | . |  | 80.813 | 1.024 | 78.9189 | 80.813 | 1.024 | 78.9189 | 127389 | N | L | 12.5 | N | 0 | 0 | 78.9189 |  |  | 0 | 0 | 0% |  | 0 |  | 0 |  | 1: 0; 3: 0; 5: 0; 7: 0 | 0 |  | 0
2018 | 10624 | Southern Rivers Energy | GA | Cooperative | 639.08 | 3.53 | 181.0425 | 265.787 | 2.39 | 111.2079 | 633.74 | 3.37 | 188.0534 | 19079 | 24.9 | Y | . | . | . | . | . | . | . |  |  | . |  | 373.293 | 1.14 | 111.2079 | 327.45 | 373.293 | 21750.06 | 19079 | 100% | 32.9134 | 953.95 | 65.8268 | 2384.875 | 197.4805 | 3815.8 | 329.1342 | 4769.75 | 493.7012 | 3815.8 | 658.2683 | 1907.9 | 987.4025 | 858.555 | 1316.5367 | 572.37 | 31397.7538 | 156988.7689 | 753546.0905 | 1569887.6885 | 1883865.2262 | 1255910.1508 | 847739.3518 | 753546.0905
2018 | 10625 | Lamb County Electric Coop, Inc | TX | Cooperative | . | . | . | . | . | . | . | . | . | . | . |  | 7.9 | . | . | . | . | . | 11345 | N | L | . | Y | [6 empty] | 11345 | 100% |  | 567.25 |  | 1418.125 |  | 1: 2269; 3: 2836.25; 5: 2269; 7: 1134.5 | 510.525 |  | 340.35
2018 | 10668 | Licking Rural Electric Inc | OH | Cooperative | 347.48 | 2.11 | 164.6825 | 157.44 | 1.4 | 112.4571 | 317.151 | 1.23 | 257.8463 | 26012 | 12.5 | N | . | . | . | . | . | . | . |  |  | . |  | 190.04 | 0.71 | 112.4571 | 267.662 | 267.662 | 18468.52 | 18468.52 | 71% | 23.5999 | 923.426 | 47.1998 | 2308.565 | 141.5993 | 3693.704 | 235.9988 | 4617.13 | 353.9982 | 3693.704 | 471.9976 | 1846.852 | 707.9964 | 831.0834 | 943.9952 | 554.0556 | 21792.7427 | 108963.7137 | 523025.826 | 1089637.1374 | 1307564.5649 | 871709.7099 | 588404.0542 | 523025.826
2018 | 10681 | Lane Electric Coop Inc | OR | Cooperative | . | . | . | . | . | . | . | . | . | . | . |  | 501.1 | 2.11 | 237.4881 | 302.9 | . | . | 12850 | N | L | 12.4 | Y | 198.2 |  |  |  | 198.2 |  | 12850 | 100% | 17.4754 | 642.5 | 34.9508 | 1606.25 | 104.8523 | 2570 | 174.7539 | 3212.5 | 262.1308 | 2570 | 349.5077 | 1285 | 524.2616 | 578.25 | 699.0154 | 385.5 | 11227.9353 | 56139.6767 | 269470.4482 | 561396.7671 | 673676.1205 | 449117.4137 | 303154.2542 | 269470.4482
2018 | 10697 | Lake Country Power | MN | Cooperative | 763.55 | 2.924 | 261.132 | 222.81 | 1.914 | 116.4107 | 750.07 | 2.679 | 279.9813 | 49373 | 24.9 | Y | . | . | . | . | . | . | . |  |  | . |  | 540.74 | 1.01 | 116.4107 | 535.3861 | 540.74 | 49866.73 | 49373 | 100% | 47.6773 | 2468.65 | 95.3546 | 6171.625 | 286.0638 | 9874.6 | 476.773 | 12343.25 | 715.1594 | 9874.6 | 953.5459 | 4937.3 | 1430.3189 | 2221.785 | 1907.0918 | 1481.19 | 117698.557 | 588492.7852 | 2824765.3688 | 5884927.8516 | 7061913.4219 | 4707942.2813 | 3177861.0399 | 2824765.3688
2018 | 10704 | City of Lansing - (MI) | MI | Municipal | . | . | . | . | . | . | . | . | . | . | . |  | 91.98 | 0.72 | 127.75 | 59.88 | 0.58 | 103.2414 | 97916 | N | F | 13.2 | Y | 32.1 | 0.14 | 103.2414 | 229.2857 | 229.2857 | 13708.24 | 13708.24 | 14% | 20.2162 | 685.412 | 40.4325 | 1713.53 | 121.2974 | 2741.648 | 202.1623 | 3427.06 | 303.2434 | 2741.648 | 404.3246 | 1370.824 | 606.4868 | 616.8708 | 808.6491 | 411.2472 | 13856.445 | 69282.2248 | 332554.6792 | 692822.2483 | 831386.698 | 554257.7987 | 374124.0141 | 332554.6792
2018 | 10724 | Lassen Municipal Utility District | CA | Municipal | 393.378 | 1.534 | 256.4394 | 393.378 | 1.534 | 256.4394 | . | . | . | 12018 | 14.4 | N | . | . | . | . | . | . | . |  |  | . |  | 0 | 0 | 256.4394 |  |  | 0 | 0 | 0% |  | 0 |  | 0 |  | 1: 0; 3: 0; 5: 0; 7: 0 | 0 |  | 0
2018 | 10768 | Laurens Electric Coop, Inc | SC | Cooperative | 103.97 | 1.74 | 59.7529 | 87.4 | 1.31 | 66.7176 | 98.4 | 1.29 | 76.2791 | 57102 | 14.4 | Y | . | . | . | . | . | . | . |  |  | . |  | 16.57 | 0.43 | 66.7176 | 38.5349 | 38.5349 | 24553.86 | 24553.86 | 43% | 3.3976 | 1227.693 | 6.7953 | 3069.2325 | 20.3858 | 4910.772 | 33.9764 | 6138.465 | 50.9646 | 4910.772 | 67.9528 | 2455.386 | 101.9292 | 1104.9237 | 135.9055 | 736.6158 | 4171.257 | 20856.2852 | 100110.1691 | 208562.8523 | 250275.4228 | 166850.2819 | 112623.9402 | 100110.1691
2018 | 10798 | Lawrenceburg Municipal Utils | IN | Municipal | 60.781 | 1.021 | 59.5309 | 60.781 | 1.021 | 59.5309 | 0.781 | 0.021 | 37.1905 | 3480 | 34.5 | N | . | . | . | . | . | . | . |  |  | . |  | 0 | 0 | 59.5309 |  |  | 0 | 0 | 0% |  | 0 |  | 0 |  | 1: 0; 3: 0; 5: 0; 7: 0 | 0 |  | 0
2018 | 10814 | City of Le Sueur - (MN) | MN | Municipal | . | . | . | . | . | . | . | . | . | . | . |  | 31 | 0.29 | 106.8966 | . | . | . | 2277 | Y | L | 12.5 | N | [6 empty] | 2277 | 100% |  | 113.85 |  | 284.625 |  | 1: 455.4; 3: 569.25; 5: 455.4; 7: 227.7 | 102.465 |  | 68.31
2018 | 10817 | Lea County Electric Coop, Inc | NM | Cooperative | . | . | . | . | . | . | . | . | . | . | . |  | 153.9 | 1.552 | 99.1624 | 153.9 | 1.552 | 99.1624 | 11227 | N | O | 24.9 | N | 0 | 0 | 99.1624 |  |  | 0 | 0 | 0% |  | 0 |  | 0 |  | 1: 0; 3: 0; 5: 0; 7: 0 | 0 |  | 0
2018 | 10817 | Lea County Electric Coop, Inc | TX | Cooperative | . | . | . | . | . | . | . | . | . | . | . |  | 177.79 | 1.595 | 111.4671 | 177.79 | 1.595 | 111.4671 | 4811 | N | O | 24.9 | N | 0 | 0 | 111.4671 |  |  | 0 | 0 | 0% |  | 0 |  | 0 |  | 1: 0; 3: 0; 5: 0; 7: 0 | 0 |  | 0
2018 | 10857 | Lee County Electric Coop, Inc | FL | Cooperative | . | . | . | . | . | . | . | . | . | . | . |  | 81.179 | 1.123 | 72.2876 | 79.87 | 1.112 | 71.8255 | 219776 | Y | F | 24.9 | Y | 1.309 | 0.011 | 71.8255 | 119 | 119 | 2417.536 | 2417.536 | 1.1% | 10.4923 | 120.8768 | 20.9846 | 302.192 | 62.9537 | 483.5072 | 104.9229 | 604.384 | 157.3843 | 483.5072 | 209.8457 | 241.7536 | 314.7686 | 108.7891 | 419.6914 | 72.5261 | 1268.2738 | 6341.3692 | 30438.5723 | 63413.6923 | 76096.4307 | 50730.9538 | 34243.3938 | 30438.5723
2018 | 10868 | City of Leesburg - (FL) | FL | Municipal | . | . | . | . | . | . | . | . | . | . | . |  | . | . | . | 61.539 | 0.856 | 71.8914 | 24874 | N | L | 12.5 | N |  |  | 71.8914 |  |  |  | 24874 | 100% |  | 1243.7 |  | 3109.25 |  | 1: 4974.8; 3: 6218.5; 5: 4974.8; 7: 2487.4 | 1119.33 |  | 746.22
2018 | 10879 | Lehi City Corporation | UT | Municipal | 43.406 | 0.282 | 153.922 | 43.406 | 0.282 | 153.922 | 43.406 | 0.282 | 153.922 | 21465 | 12.5 | Y | . | . | . | . | . | . | . |  |  | . |  | 0 | 0 | 153.922 |  |  | 0 | 0 | 0% |  | 0 |  | 0 |  | 1: 0; 3: 0; 5: 0; 7: 0 | 0 |  | 0
2018 | 10944 | PUD No 1 of Lewis County | WA | Political Subdivision | 295.05 | 1.68 | 175.625 | 205.42 | 1.48 | 138.7973 | 292.35 | 1.64 | 178.2622 | 33672 | 24.9 | N | . | . | . | . | . | . | . |  |  | . |  | 89.63 | 0.2 | 138.7973 | 448.15 | 448.15 | 6734.4 | 6734.4 | 20% | 39.5136 | 336.72 | 79.0272 | 841.8 | 237.0816 | 1346.88 | 395.1359 | 1683.6 | 592.7039 | 1346.88 | 790.2719 | 673.44 | 1185.4078 | 303.048 | 1580.5437 | 202.032 | 13305.017 | 66525.0851 | 319320.4084 | 665250.8508 | 798301.021 | 532200.6807 | 359235.4595 | 319320.4084
2018 | 10960 | City of Lewisburg - (TN) | TN | Municipal | 5.579 | 0.142 | 39.2887 | 5.579 | 0.142 | 39.2887 | . | . | . | 6030 | 13 | N | . | . | . | . | . | . | . |  |  | . |  | 0 | 0 | 39.2887 |  |  | 0 | 0 | 0% |  | 0 |  | 0 |  | 1: 0; 3: 0; 5: 0; 7: 0 | 0 |  | 0
2018 | 10966 | City of Lexington - (NC) | NC | Municipal | . | . | . | . | . | . | . | . | . | . | . |  | 37.489 | 0.256 | 146.4414 | 26.112 | 0.242 | 107.9008 | 18855 | Y | L | 44 | Y | 11.377 | 0.014 | 107.9008 | 812.6429 | 812.6429 | 263.97 | 263.97 | 1.4% | 71.6511 | 13.1985 | 143.3022 | 32.9963 | 429.9066 | 52.794 | 716.511 | 65.9925 | 1074.7665 | 52.794 | 1433.0219 | 26.397 | 2149.5329 | 11.8787 | 2866.0439 | 7.9191 | 945.687 | 4728.435 | 22696.4881 | 47284.3501 | 56741.2201 | 37827.4801 | 25533.5491 | 22696.4881
2018 | 11011 | Licking Valley Rural E C C | KY | Cooperative | . | . | . | . | . | . | . | . | . | . | . |  | 395 | 2.07 | 190.8213 | 155 | 1.376 | 112.6453 | 17198 | N | L | 7.2 | N | 240 | 0.694 | 112.6453 | 345.8213 | 345.8213 | 11935.412 | 11935.412 | 69.4% | 30.4912 | 596.7706 | 60.9825 | 1491.9265 | 182.9474 | 2387.0824 | 304.9123 | 2983.853 | 457.3684 | 2387.0824 | 609.8245 | 1193.5412 | 914.7368 | 537.0935 | 1219.6491 | 358.0624 | 18196.2675 | 90981.3373 | 436710.4188 | 909813.3725 | 1091776.047 | 727850.698 | 491299.2212 | 436710.4188
2018 | 11018 | Lincoln Electric System | NE | Municipal | 41.9 | 0.48 | 87.2917 | 20.3 | 0.35 | 58 | 41.9 | 0.48 | 87.2917 | 136737 | 34.5 | Y | . | . | . | . | . | . | . |  |  | . |  | 21.6 | 0.13 | 58 | 166.1538 | 166.1538 | 17775.81 | 17775.81 | 13% | 14.6499 | 888.7905 | 29.2997 | 2221.9763 | 87.8992 | 3555.162 | 146.4986 | 4443.9525 | 219.7479 | 3555.162 | 292.9972 | 1777.581 | 439.4958 | 799.9114 | 585.9945 | 533.2743 | 13020.6578 | 65103.2888 | 312495.786 | 651032.8876 | 781239.4651 | 520826.3101 | 351557.7593 | 312495.786
2018 | 11022 | Lincoln Electric Coop, Inc | MT | Cooperative | 1121.6 | . | . | 178.7 | . | . | 923 | . | . | 5972 | . | N | . | . | . | . | . | . | . |  |  | . |  | 942.9 |  |  |  | 942.9 |  | 5972 | 100% | 83.1359 | 298.6 | 166.2719 | 746.5 | 498.8156 | 1194.4 | 831.3593 | 1493 | 1247.0389 | 1194.4 | 1662.7186 | 597.2 | 2494.0779 | 268.74 | 3325.4372 | 179.16 | 24824.3885 | 124121.9427 | 595785.3249 | 1241219.4269 | 1489463.3123 | 992975.5415 | 670258.4905 | 595785.3249
2018 | 11053 | Linn County REC | IA | Cooperative | 157 | 1.128 | 139.1844 | 157 | 1.128 | 139.1844 | 79 | 0.76 | 103.9474 | 28646.7 | 12.5 | N | . | . | . | . | . | . | . |  |  | . |  | 0 | 0 | 139.1844 |  |  | 0 | 0 | 0% |  | 0 |  | 0 |  | 1: 0; 3: 0; 5: 0; 7: 0 | 0 |  | 0
2018 | 11124 | City of Lodi - (CA) | CA | Municipal | . | . | . | . | . | . | . | . | . | . | . |  | 89.054 | 1.708 | 52.1393 | 20.488 | 0.326 | 62.8466 | 24450 | N | F | 12 | N | 68.566 | 1.382 | 62.8466 | 49.6136 | 68.566 | 33789.9 | 24450 | 100% | 6.0455 | 1222.5 | 12.091 | 3056.25 | 36.273 | 4890 | 60.455 | 6112.5 | 90.6824 | 4890 | 120.9099 | 2445 | 181.3649 | 1100.25 | 241.8198 | 733.5 | 7390.6188 | 36953.094 | 177374.8514 | 369530.9405 | 443437.1286 | 295624.7524 | 199546.7079 | 177374.8514
2018 | 11135 | City of Logan - (UT) | UT | Municipal | 21.851 | 0.605 | 36.1174 | 12.257 | 0.473 | 25.9133 | 21.851 | 0.605 | 36.1174 | 19153 | 46 | N | . | . | . | . | . | . | . |  |  | . |  | 9.594 | 0.132 | 25.9133 | 72.6818 | 72.6818 | 2528.196 | 2528.196 | 13.2% | 6.4084 | 126.4098 | 12.8168 | 316.0245 | 38.4503 | 505.6392 | 64.0839 | 632.049 | 96.1258 | 505.6392 | 128.1678 | 252.8196 | 192.2517 | 113.7688 | 256.3356 | 75.8459 | 810.0832 | 4050.4162 | 19441.9978 | 40504.1621 | 48604.9945 | 32403.3297 | 21872.2475 | 19441.9978
2018 | 11148 | City of Lompoc - (CA) | CA | Municipal | . | . | . | . | . | . | . | . | . | . | . |  | 81.569 | 5.279 | 15.4516 | . | . | . | 14972 | N | F | 12 | N | [6 empty] | 14972 | 100% |  | 748.6 |  | 1871.5 |  | 1: 2994.4; 3: 3743; 5: 2994.4; 7: 1497.2 | 673.74 |  | 449.16
2018 | 11171 | Long Island Power Authority | NY | State | . | . | . | . | . | . | . | . | . | . | . |  | 151.854 | 1.13 | 134.3841 | 65.236 | 0.857 | 76.1214 | 1124900 | N | O | 13.8 | Y | 86.618 | 0.273 | 76.1214 | 317.2821 | 317.2821 | 307097.7 | 307097.7 | 27.3% | 27.9749 | 15354.885 | 55.9498 | 38387.2125 | 167.8494 | 61419.54 | 279.7491 | 76774.425 | 419.6236 | 61419.54 | 559.4981 | 30709.77 | 839.2472 | 13819.3965 | 1118.9962 | 9212.931 | 429551.4542 | 2147757.2711 | 10309234.9014 | 21477572.7112 | 25773087.2535 | 17182058.169 | 11597889.2641 | 10309234.9014
2018 | 11187 | City of Longmont | CO | Municipal | . | . | . | . | . | . | . | . | . | . | . |  | 74.209 | 0.954 | 77.7872 | 36.67 | 0.63 | 58.2063 | 44000 | N | F | 12.5 | N | 37.539 | 0.324 | 58.2063 | 115.8611 | 115.8611 | 14256 | 14256 | 32.4% | 10.2155 | 712.8 | 20.4311 | 1782 | 61.2932 | 2851.2 | 102.1553 | 3564 | 153.2329 | 2851.2 | 204.3106 | 1425.6 | 306.4658 | 641.52 | 408.6211 | 427.68 | 7281.6282 | 36408.1411 | 174759.0771 | 364081.4107 | 436897.6929 | 291265.1286 | 196603.9618 | 174759.0771
2018 | 11200 | Lorain-Medina R E C, Inc | OH | Cooperative | 164.525 | . | . | 150.252 | . | . | 117.558 | . | . | 16358 | 12.5 | Y | . | . | . | . | . | . | . |  |  | . |  | 14.273 |  |  |  | 14.273 |  | 16358 | 100% | 1.2585 | 817.9 | 2.5169 | 2044.75 | 7.5507 | 3271.6 | 12.5846 | 4089.5 | 18.8769 | 3271.6 | 25.1691 | 1635.8 | 37.7537 | 736.11 | 50.3383 | 490.74 | 1029.292 | 5146.46 | 24703.0079 | 51464.5997 | 61757.5196 | 41171.6798 | 27790.8838 | 24703.0079
2018 | 11203 | Logan County Coop Power & Light | OH | Cooperative | 121.2 | . | . | 68.9 | . | . | 121.2 | . | . | 4637 | 12.5 | Y | . | . | . | . | . | . | . |  |  | . |  | 52.3 |  |  |  | 52.3 |  | 4637 | 100% | 4.6113 | 231.85 | 9.2226 | 579.625 | 27.6679 | 927.4 | 46.1132 | 1159.25 | 69.1697 | 927.4 | 92.2263 | 463.7 | 138.3395 | 208.665 | 184.4526 | 139.11 | 1069.1334 | 5345.6672 | 25659.2024 | 53456.6716 | 64148.0059 | 42765.3373 | 28866.6026 | 25659.2024
2018 | 11204 | Los Alamos County | NM | Municipal | 12 | 0.09 | 133.3333 | . | . | . | . | . | . | 9045 | 13.2 | N | . | . | . | . | . | . | . |  |  | . | [7 empty] | 9045 | 100% |  | 452.25 |  | 1130.625 |  | 1: 1809; 3: 2261.25; 5: 1809; 7: 904.5 | 407.025 |  | 271.35
2018 | 11208 | Los Angeles Department of Water & Power | CA | Municipal | 142.1 | 0.76 | 186.9737 | 105.44 | 0.73 | 144.4384 | . | . | . | 1596912 | 34.5 | N | . | . | . | . | . | . | . |  |  | . |  | 36.66 | 0.03 | 144.4384 | 1222 | 1222 | 47907.36 | 47907.36 | 3% | 107.7443 | 2395.368 | 215.4886 | 5988.42 | 646.4658 | 9581.472 | 1077.4431 | 11976.84 | 1616.1646 | 9581.472 | 2154.8861 | 4790.736 | 3232.3292 | 2155.8312 | 4309.7722 | 1437.2208 | 258087.262 | 1290436.3098 | 6194094.2869 | 12904363.0977 | 15485235.7173 | 10323490.4782 | 6968356.0728 | 6194094.2869
2018 | 11241 | Entergy Louisiana LLC | LA | Investor Owned | 274.3 | 1.843 | 148.8334 | 207.9 | 1.628 | 127.7027 | 248.3 | 1.714 | 144.8658 | 1100782 | 34.5 | Y | . | . | . | . | . | . | . |  |  | . |  | 66.4 | 0.215 | 127.7027 | 308.8372 | 308.8372 | 236668.13 | 236668.13 | 21.5% | 27.2303 | 11833.4065 | 54.4606 | 29583.5163 | 163.3819 | 47333.626 | 272.3032 | 59167.0325 | 408.4548 | 47333.626 | 544.6064 | 23666.813 | 816.9096 | 10650.0659 | 1089.2128 | 7100.0439 | 322227.4422 | 1611137.2109 | 7733458.6122 | 16111372.1087 | 19333646.5305 | 12889097.687 | 8700140.9387 | 7733458.6122
2018 | 11249 | Louisville Gas & Electric Co | KY | Investor Owned | 490.69 | 1.482 | 331.0999 | 85.72 | 0.88 | 97.4091 | 487.84 | 1.443 | 338.0735 | 420114 | 34.5 | Y | . | . | . | . | . | . | . |  |  | . |  | 404.97 | 0.602 | 97.4091 | 672.7076 | 672.7076 | 252908.628 | 252908.628 | 60.2% | 59.3129 | 12645.4314 | 118.6259 | 31613.5785 | 355.8777 | 50581.7256 | 593.1294 | 63227.157 | 889.6942 | 50581.7256 | 1186.2589 | 25290.8628 | 1779.3883 | 11380.8883 | 2372.5178 | 7587.2588 | 750037.766 | 3750188.8298 | 18000906.3832 | 37501888.2983 | 45002265.958 | 30001510.6386 | 20251019.6811 | 18000906.3832
2018 | 11251 | Loup River Public Power Dist | NE | Political Subdivision | . | . | . | . | . | . | . | . | . | . | . |  | 40.723 | 0.625 | 65.1568 | 15.507 | 0.223 | 69.5381 | 20457 | N | L | 12.5 | N | 25.216 | 0.402 | 69.5381 | 62.7264 | 62.7264 | 8223.714 | 8223.714 | 40.2% | 5.5306 | 411.1857 | 11.0612 | 1027.9642 | 33.1837 | 1644.7428 | 55.3061 | 2055.9285 | 82.9592 | 1644.7428 | 110.6123 | 822.3714 | 165.9184 | 370.0671 | 221.2245 | 246.7114 | 2274.1089 | 11370.5447 | 54578.6146 | 113705.4472 | 136446.5366 | 90964.3577 | 61400.9415 | 54578.6146
2018 | 11256 | City of Loveland - (CO) | CO | Municipal | 21.06 | 0.22 | 95.7273 | 21.06 | 0.22 | 95.7273 | 21.06 | 0.22 | 95.7273 | 36630 | 12.5 | N | . | . | . | . | . | . | . |  |  | . |  | 0 | 0 | 95.7273 |  |  | 0 | 0 | 0% |  | 0 |  | 0 |  | 1: 0; 3: 0; 5: 0; 7: 0 | 0 |  | 0
2018 | 11272 | Lower Yellowstone R E A, Inc | MT | Cooperative | . | . | . | . | . | . | . | . | . | . | . |  | 262.8 | 1.4 | 187.7143 | 152.9 | 1.3 | 117.6154 | 5074 | N | F | 25 | Y | 109.9 | 0.1 | 117.6154 | 1099 | 1099 | 507.4 | 507.4 | 10% | 96.8993 | 25.37 | 193.7987 | 63.425 | 581.396 | 101.48 | 968.9934 | 126.85 | 1453.4901 | 101.48 | 1937.9868 | 50.74 | 2906.9802 | 22.833 | 3875.9735 | 15.222 | 2458.3362 | 12291.6811 | 59000.0694 | 122916.8112 | 147500.1734 | 98333.4489 | 66375.078 | 59000.0694
2018 | 11272 | Lower Yellowstone R E A, Inc | ND | Cooperative | . | . | . | . | . | . | . | . | . | . | . |  | 147.8 | 1 | 147.8 | 86 | 0.5 | 172 | 1088 | N | F | 25 | Y | 61.8 | 0.5 | 172 | 123.6 | 123.6 | 544 | 544 | 50% | 10.8979 | 27.2 | 21.7957 | 68 | 65.3872 | 108.8 | 108.9787 | 136 | 163.468 | 108.8 | 217.9574 | 54.4 | 326.9361 | 24.48 | 435.9148 | 16.32 | 296.422 | 1482.1102 | 7114.129 | 14821.1021 | 17785.3226 | 11856.8817 | 8003.3952 | 7114.129
2018 | 11291 | Lumbee River Elec Member Corp | NC | Cooperative | 3587.89 | 3.029 | 1184.513 | 135.562 | 1.188 | 114.1094 | 3587.11 | 3.022 | 1186.9987 | 60725 | 25 | Y | . | . | . | . | . | . | . |  |  | . |  | 3452.328 | 1.841 | 114.1094 | 1875.2461 | 3452.328 | 111794.725 | 60725 | 100% | 304.3934 | 3036.25 | 608.7867 | 7590.625 | 1826.3601 | 12145 | 3043.9336 | 15181.25 | 4565.9004 | 12145 | 6087.8672 | 6072.5 | 9131.8007 | 2732.625 | 12175.7343 | 1821.75 | 924214.3327 | 4621071.6635 | 22181143.9847 | 46210716.6348 | 55452859.9618 | 36968573.3079 | 24953786.9828 | 22181143.9847
2018 | 11298 | Lyon Rural Electric Coop | IA | Cooperative | 33.62 | 0.38 | 88.4737 | 33.62 | 0.38 | 88.4737 | 33.62 | 0.38 | 88.4737 | 2240 | 7.2 | N | . | . | . | . | . | . | . |  |  | . |  | 0 | 0 | 88.4737 |  |  | 0 | 0 | 0% |  | 0 |  | 0 |  | 1: 0; 3: 0; 5: 0; 7: 0 | 0 |  | 0
2018 | 11318 | City of Lumberton - (NC) | NC | Municipal | . | . | . | . | . | . | . | . | . | . | . |  | 8.74 | 0.1 | 87.4 | . | . | . | 11560 | N | L | 23 | N | [6 empty] | 11560 | 100% |  | 578 |  | 1445 |  | 1: 2312; 3: 2890; 5: 2312; 7: 1156 | 520.2 |  | 346.8
2018 | 11332 | City of Luverne - (MN) | MN | Municipal | . | . | . | . | . | . | . | . | . | . | . |  | 3.216 | 0.089 | 36.1348 | 3.216 | 0.089 | 36.1348 | 2500 | N | L | 24.9 | N | 0 | 0 | 36.1348 |  |  | 0 | 0 | 0% |  | 0 |  | 0 |  | 1: 0; 3: 0; 5: 0; 7: 0 | 0 |  | 0
2018 | 11345 | Lyon-Lincoln Electric Cooperative, Inc. | MN | Cooperative | 213.726 | 1.668 | 128.1331 | 73.308 | 1.477 | 49.633 | 193.59 | 0.883 | 219.2412 | 3922 | 12.4 | N | . | . | . | . | . | . | . |  |  | . |  | 140.418 | 0.191 | 49.633 | 735.1728 | 735.1728 | 749.102 | 749.102 | 19.1% | 64.8205 | 37.4551 | 129.641 | 93.6377 | 388.9231 | 149.8204 | 648.2052 | 187.2755 | 972.3079 | 149.8204 | 1296.4105 | 74.9102 | 1944.6157 | 33.7096 | 2592.821 | 22.4731 | 2427.8592 | 12139.296 | 58268.6209 | 121392.9602 | 145671.5522 | 97114.3681 | 65552.1985 | 58268.6209
2018 | 11355 | Lynches River Elec Coop, Inc | SC | Cooperative | 2947.1 | 2.4 | 1227.9583 | 97.7 | 1.1 | 88.8182 | 2941.5 | 2.2 | 1337.0455 | 21084 | 24.9 | Y | . | . | . | . | . | . | . |  |  | . |  | 2849.4 | 1.3 | 88.8182 | 2191.8462 | 2849.4 | 27409.2 | 21084 | 100% | 251.2329 | 1054.2 | 502.4658 | 2635.5 | 1507.3975 | 4216.8 | 2512.3292 | 5271 | 3768.4938 | 4216.8 | 5024.6583 | 2108.4 | 7536.9875 | 948.78 | 10049.3167 | 632.52 | 264849.7411 | 1324248.7054 | 6356393.7857 | 13242487.0536 | 15890984.4644 | 10593989.6429 | 7150943.009 | 6356393.7857
2018 | 11364 | Lyntegar Electric Coop, Inc | TX | Cooperative | 185.25 | . | . | 185.25 | . | . | 175.47 | . | . | 22712 | 14.4 | Y | . | . | . | . | . | . | . |  |  | . |  | 0 |  |  |  | 0 |  | 22712 | 100% | 0 | 1135.6 | 0 | 2839 | 0 | 4542.4 | 0 | 5678 | 0 | 4542.4 | 0 | 2271.2 | 0 | 1022.04 | 0 | 681.36 | 0 | 0 | 0 | 0 | 0 | 0 | 0 | 0
2018 | 11460 | City of Macon - (MO) | MO | Municipal | 32.924 | 1.836 | 17.9325 | 32.924 | 1.836 | 17.9325 | 24.016 | 1.58 | 15.2 | 3550 | 13 | N | . | . | . | . | . | . | . |  |  | . |  | 0 | 0 | 17.9325 |  |  | 0 | 0 | 0% |  | 0 |  | 0 |  | 1: 0; 3: 0; 5: 0; 7: 0 | 0 |  | 0
2018 | 11476 | Borough of Madison - (NJ) | NJ | Municipal | 28 | . | . | . | . | . | . | . | . | 6773 | 12.5 | N | . | . | . | . | . | . | . |  |  | . | [7 empty] | 6773 | 100% |  | 338.65 |  | 846.625 |  | 1: 1354.6; 3: 1693.25; 5: 1354.6; 7: 677.3 | 304.785 |  | 203.19
2018 | 11479 | Madison Gas & Electric Co | WI | Investor Owned | 57.14 | 0.405 | 141.0864 | 27.85 | 0.288 | 96.7014 | 57 | 0.396 | 143.9394 | 153872 | 13.8 | Y | . | . | . | . | . | . | . |  |  | . |  | 29.29 | 0.117 | 96.7014 | 250.3419 | 250.3419 | 18003.024 | 18003.024 | 11.7% | 22.0728 | 900.1512 | 44.1455 | 2250.378 | 132.4366 | 3600.6048 | 220.7276 | 4500.756 | 331.0914 | 3600.6048 | 441.4552 | 1800.3024 | 662.1828 | 810.1361 | 882.9104 | 540.0907 | 19868.8209 | 99344.1046 | 476851.7022 | 993441.0463 | 1192129.2555 | 794752.837 | 536458.165 | 476851.7022
2018 | 11501 | Magic Valley Electric Coop Inc | TX | Cooperative | 132.5 | . | . | 112.1 | . | . | 130.68 | . | . | 118040 | 12.4 | Y | . | . | . | . | . | . | . |  |  | . |  | 20.4 |  |  |  | 20.4 |  | 118040 | 100% | 1.7987 | 5902 | 3.5974 | 14755 | 10.7921 | 23608 | 17.9868 | 29510 | 26.9802 | 23608 | 35.9735 | 11804 | 53.9603 | 5311.8 | 71.9471 | 3541.2 | 10615.7943 | 53078.9713 | 254779.0625 | 530789.7134 | 636947.6561 | 424631.7708 | 286626.4453 | 254779.0625
2018 | 11519 | Magnolia Electric Power Assn | MS | Cooperative | 317.43 | . | . | . | . | . | 278.31 | . | . | 31779 | 15 | Y | . | . | . | . | . | . | . |  |  | . | [7 empty] | 31779 | 100% |  | 1588.95 |  | 3972.375 |  | 1: 6355.8; 3: 7944.75; 5: 6355.8; 7: 3177.9 | 1430.055 |  | 953.37
2018 | 11560 | City of Manassas - (VA) | VA | Municipal | 81.39 | 0.64 | 127.1719 | 61.1 | 0.58 | 105.3448 | . | . | . | 16258 | 13.2 | Y | . | . | . | . | . | . | . |  |  | . |  | 20.29 | 0.06 | 105.3448 | 338.1667 | 338.1667 | 975.48 | 975.48 | 6% | 29.8163 | 48.774 | 59.6326 | 121.935 | 178.8979 | 195.096 | 298.1631 | 243.87 | 447.2447 | 195.096 | 596.3262 | 97.548 | 894.4893 | 43.8966 | 1192.6525 | 29.2644 | 1454.2608 | 7271.3039 | 34902.2587 | 72713.0389 | 87255.6467 | 58170.4312 | 39265.041 | 34902.2587
2018 | 11571 | Manitowoc Public Utilities | WI | Municipal | 19 | 0.35 | 54.2857 | 19 | 0.35 | 54.2857 | 19 | 0.35 | 54.2857 | 17792 | 13.2 | N | . | . | . | . | . | . | . |  |  | . |  | 0 | 0 | 54.2857 |  |  | 0 | 0 | 0% |  | 0 |  | 0 |  | 1: 0; 3: 0; 5: 0; 7: 0 | 0 |  | 0
2018 | 11586 | Town of Mansfield - (MA) | MA | Municipal | 12.484 | 0.167 | 74.7545 | 6.362 | 0.067 | 94.9552 | 12.484 | 0.167 | 74.7545 | 9950 | 15 | N | . | . | . | . | . | . | . |  |  | . |  | 6.122 | 0.1 | 94.9552 | 61.22 | 61.22 | 995 | 995 | 10% | 5.3978 | 49.75 | 10.7956 | 124.375 | 32.3868 | 199 | 53.978 | 248.75 | 80.9669 | 199 | 107.9559 | 99.5 | 161.9339 | 44.775 | 215.9118 | 29.85 | 268.5403 | 1342.7017 | 6444.9681 | 13427.0169 | 16112.4203 | 10741.6135 | 7250.5891 | 6444.9681
2018 | 11646 | City of Marietta - (GA) | GA | Municipal | 100.46 | 1.54 | 65.2338 | 100.46 | 1.54 | 65.2338 | 100.46 | 1.54 | 65.2338 | 41744 | 25 | Y | . | . | . | . | . | . | . |  |  | . |  | 0 | 0 | 65.2338 |  |  | 0 | 0 | 0% |  | 0 |  | 0 |  | 1: 0; 3: 0; 5: 0; 7: 0 | 0 |  | 0
2018 | 11693 | Marlboro Electric Coop, Inc | SC | Cooperative | 3072 | . | . | 155 | . | . | 3037 | . | . | 6489 | . | Y | . | . | . | . | . | . | . |  |  | . |  | 2917 |  |  |  | 2917 |  | 6489 | 100% | 257.1932 | 324.45 | 514.3865 | 811.125 | 1543.1594 | 1297.8 | 2571.9324 | 1622.25 | 3857.8986 | 1297.8 | 5143.8648 | 648.9 | 7715.7972 | 292.005 | 10287.7296 | 194.67 | 83446.3468 | 417231.734 | 2002712.3233 | 4172317.3402 | 5006780.8082 | 3337853.8722 | 2253051.3637 | 2002712.3233
2018 | 11701 | City of Marquette - (MI) | MI | Municipal | 39.295 | 0.4 | 98.2375 | 16.584 | 0.207 | 80.1159 | . | . | . | 16953 | 12.5 | Y | . | . | . | . | . | . | . |  |  | . |  | 22.711 | 0.193 | 80.1159 | 117.6736 | 117.6736 | 3271.929 | 3271.929 | 19.3% | 10.3753 | 163.5965 | 20.7507 | 408.9911 | 62.252 | 654.3858 | 103.7533 | 817.9823 | 155.63 | 654.3858 | 207.5067 | 327.1929 | 311.26 | 147.2368 | 415.0133 | 98.1579 | 1697.3677 | 8486.8387 | 40736.8258 | 84868.3871 | 101842.0646 | 67894.7097 | 45828.9291 | 40736.8258
2018 | 11731 | City of Marshall - (MN) | MN | Municipal | . | . | . | . | . | . | . | . | . | . | . |  | 13.892 | 0.191 | 72.733 | 13.892 | 0.191 | 72.733 | 6685 | N | O | 13.8 | N | 0 | 0 | 72.733 |  |  | 0 | 0 | 0% |  | 0 |  | 0 |  | 1: 0; 3: 0; 5: 0; 7: 0 | 0 |  | 0
2018 | 11732 | City of Marshall - (MO) | MO | Municipal | . | . | . | . | . | . | . | . | . | . | . |  | 42 | 0.2 | 210 | 42 | 0.2 | 210 | 6000 | N | L | 13.2 | Y | 0 | 0 | 210 |  |  | 0 | 0 | 0% |  | 0 |  | 0 |  | 1: 0; 3: 0; 5: 0; 7: 0 | 0 |  | 0
2018 | 11740 | City of Marshfield - (WI) | WI | Municipal | 11.153 | 0.281 | 39.6904 | 7.996 | 0.242 | 33.0413 | 11.153 | 0.281 | 39.6904 | 13297 | 13.2 | Y | . | . | . | . | . | . | . |  |  | . |  | 3.157 | 0.039 | 33.0413 | 80.9487 | 80.9487 | 518.583 | 518.583 | 3.9% | 7.1373 | 25.9291 | 14.2746 | 64.8229 | 42.8237 | 103.7166 | 71.3729 | 129.6457 | 107.0593 | 103.7166 | 142.7457 | 51.8583 | 214.1186 | 23.3362 | 285.4914 | 15.5575 | 185.0638 | 925.3188 | 4441.5302 | 9253.1879 | 11103.8255 | 7402.5503 | 4996.7215 | 4441.5302
2018 | 11770 | City of Martinsville - (VA) | VA | Municipal | . | . | . | . | . | . | . | . | . | . | . |  | 204.96 | 1.236 | 165.8252 | 11.7 | 0.136 | 86.0294 | 7700 | Y | L | 12 | N | 193.26 | 1.1 | 86.0294 | 175.6909 | 193.26 | 8470 | 7700 | 100% | 17.0398 | 385 | 34.0796 | 962.5 | 102.2389 | 1540 | 170.3982 | 1925 | 255.5974 | 1540 | 340.7965 | 770 | 511.1947 | 346.5 | 681.5929 | 231 | 6560.3321 | 32801.6605 | 157447.9706 | 328016.6054 | 393619.9265 | 262413.2843 | 177128.9669 | 157447.9706
2018 | 11788 | Consumers Energy | IA | Cooperative | 145.8 | 1.61 | 90.559 | 99 | 1.35 | 73.3333 | 133.2 | 1.36 | 97.9412 | 6869 | 12.5 | N | . | . | . | . | . | . | . |  |  | . |  | 46.8 | 0.26 | 73.3333 | 180 | 180 | 1785.94 | 1785.94 | 26% | 15.8707 | 89.297 | 31.7414 | 223.2425 | 95.2241 | 357.188 | 158.7068 | 446.485 | 238.0602 | 357.188 | 317.4137 | 178.594 | 476.1205 | 80.3673 | 634.8273 | 53.5782 | 1417.2044 | 7086.022 | 34012.9058 | 70860.2204 | 85032.2645 | 56688.1763 | 38264.519 | 34012.9058
2018 | 11804 | Massachusetts Electric Co | MA | Investor Owned | . | . | . | . | . | . | . | . | . | . | . |  | 790.73 | 1.459 | 541.9671 | 122.338 | 1.012 | 120.8873 | 1301417 | N | L | 69 | Y | 668.392 | 0.447 | 120.8874 | 1495.2841 | 1495.2841 | 581733.399 | 581733.399 | 44.7% | 131.8399 | 29086.6699 | 263.6798 | 72716.6749 | 791.0394 | 116346.6798 | 1318.3989 | 145433.3497 | 1977.5984 | 116346.6798 | 2636.7979 | 58173.3399 | 3955.1968 | 26178.003 | 5273.5957 | 17452.002 | 3834783.4451 | 19173917.2255 | 92034802.6825 | 191739172.2551 | 230087006.7061 | 153391337.8041 | 103539153.0178 | 92034802.6825
2018 | 11811 | Town of Massena - (NY) | NY | Municipal | . | . | . | . | . | . | . | . | . | . | . |  | 23.2 | 0.63 | 36.8254 | 23.2 | 0.63 | 36.8254 | 9344 | N | F | 24.7 | N | 0 | 0 | 36.8254 |  |  | 0 | 0 | 0% |  | 0 |  | 0 |  | 1: 0; 3: 0; 5: 0; 7: 0 | 0 |  | 0
2018 | 11824 | Matanuska Electric Assn Inc | AK | Cooperative | 511.331 | 3.38 | 151.2814 | 220.075 | 2.244 | 98.0726 | 500.404 | 2.786 | 179.6138 | 64299 | 25 | Y | . | . | . | . | . | . | . |  |  | . |  | 291.256 | 1.136 | 98.0726 | 256.3873 | 291.256 | 73043.664 | 64299 | 100% | 25.6802 | 3214.95 | 51.3604 | 8037.375 | 154.0811 | 12859.8 | 256.8018 | 16074.75 | 385.2026 | 12859.8 | 513.6035 | 6429.9 | 770.4053 | 2893.455 | 1027.2071 | 1928.97 | 82560.4829 | 412802.4146 | 1981451.5903 | 4128024.1464 | 4953628.9756 | 3302419.3171 | 2229133.039 | 1981451.5903
2018 | 11843 | Maui Electric Co Ltd | HI | Investor Owned | 476.53 | 3.366 | 141.5716 | 228.04 | 2.526 | 90.2771 | 441.98 | 2.418 | 182.7874 | 71671 | 12.5 | N | . | . | . | . | . | . | . |  |  | . |  | 248.49 | 0.84 | 90.2771 | 295.8214 | 295.8214 | 60203.64 | 60203.64 | 84% | 26.0827 | 3010.182 | 52.1654 | 7525.455 | 156.4963 | 12040.728 | 260.8271 | 15050.91 | 391.2407 | 12040.728 | 521.6542 | 6020.364 | 782.4814 | 2709.1638 | 1043.3085 | 1806.1092 | 78513.7111 | 392568.5553 | 1884329.0652 | 3925685.5525 | 4710822.663 | 3140548.442 | 2119870.1984 | 1884329.0652
2018 | 11910 | McLeod Cooperative Power Assn | MN | Cooperative | 161.282 | 2.598 | 62.0793 | 161.282 | 2.598 | 62.0793 | 51.526 | 0.466 | 110.5708 | 6719 | 7.2 | Y | . | . | . | . | . | . | . |  |  | . |  | 0 | 0 | 62.0793 |  |  | 0 | 0 | 0% |  | 0 |  | 0 |  | 1: 0; 3: 0; 5: 0; 7: 0 | 0 |  | 0
2018 | 12087 | McKenzie Electric Coop Inc | ND | Cooperative | 220.97 | 1.474 | 149.9118 | 220.97 | 1.474 | 149.9118 | 220.97 | 1.474 | 149.9118 | 12324.5 | 25 | Y | . | . | . | . | . | . | . |  |  | . |  | 0 | 0 | 149.9118 |  |  | 0 | 0 | 0% |  | 0 |  | 0 |  | 1: 0; 3: 0; 5: 0; 7: 0 | 0 |  | 0
2018 | 12186 | McMinnville Electric System | TN | Municipal | 20.228 | 0.455 | 44.4571 | 20.228 | 0.455 | 44.4571 | 20.228 | 0.455 | 44.4571 | 8002 | 25 | Y | . | . | . | . | . | . | . |  |  | . |  | 0 | 0 | 44.4571 |  |  | 0 | 0 | 0% |  | 0 |  | 0 |  | 1: 0; 3: 0; 5: 0; 7: 0 | 0 |  | 0
2018 | 12187 | City of McMinnville - (OR) | OR | Municipal | . | . | . | . | . | . | . | . | . | . | . |  | 45.94 | 0.37 | 124.1622 | . | . | . | 16205 | N | L | 12.5 | N | [6 empty] | 16205 | 100% |  | 810.25 |  | 2025.625 |  | 1: 3241; 3: 4051.25; 5: 3241; 7: 1620.5 | 729.225 |  | 486.15
2018 | 12199 | Montana-Dakota Utilities Co | MT | Investor Owned | . | . | . | . | . | . | . | . | . | . | . |  | 262.87 | 2.65 | 99.1962 | . | . | . | 27974 | N | F | 22 | N | [6 empty] | 27974 | 100% |  | 1398.7 |  | 3496.75 |  | 1: 5594.8; 3: 6993.5; 5: 5594.8; 7: 2797.4 | 1258.83 |  | 839.22
2018 | 12199 | Montana-Dakota Utilities Co | ND | Investor Owned | . | . | . | . | . | . | . | . | . | . | . |  | 47.95 | 0.739 | 64.885 | . | . | . | 101775 | N | F | 22 | N | [6 empty] | 101775 | 100% |  | 5088.75 |  | 12721.875 |  | 1: 20355; 3: 25443.75; 5: 20355; 7: 10177.5 | 4579.875 |  | 3053.25
2018 | 12199 | Montana-Dakota Utilities Co | SD | Investor Owned | . | . | . | . | . | . | . | . | . | . | . |  | 83.36 | 0.801 | 104.0699 | . | . | . | 9880 | N | F | 22 | N | [6 empty] | 9880 | 100% |  | 494 |  | 1235 |  | 1: 1976; 3: 2470; 5: 1976; 7: 988 | 444.6 |  | 296.4
2018 | 12199 | Montana-Dakota Utilities Co | WY | Investor Owned | . | . | . | . | . | . | . | . | . | . | . |  | 213.56 | 1.007 | 212.0755 | . | . | . | 18874 | N | F | 22 | N | [6 empty] | 18874 | 100% |  | 943.7 |  | 2359.25 |  | 1: 3774.8; 3: 4718.5; 5: 3774.8; 7: 1887.4 | 849.33 |  | 566.22
2018 | 12208 | City of McPherson - (KS) | KS | Municipal | 15.245 | 0.16 | 95.2812 | 15.245 | . | . | . | . | . | 8727 | 34.5 | N | . | . | . | . | . | . | . |  |  | . |  | 0 |  |  |  | 0 |  | 8727 | 100% | 0 | 436.35 | 0 | 1090.875 | 0 | 1745.4 | 0 | 2181.75 | 0 | 1745.4 | 0 | 872.7 | 0 | 392.715 | 0 | 261.81 | 0 | 0 | 0 | 0 | 0 | 0 | 0 | 0
2018 | 12227 | Meeker Coop Light & Power Assn | MN | Cooperative | 91.5 | 1.44 | 63.5417 | 69.317 | 1.32 | 52.5129 | 67.53 | 0.082 | 823.5366 | 8966 | 12.4 | Y | . | . | . | . | . | . | . |  |  | . |  | 22.183 | 0.12 | 52.5129 | 184.8583 | 184.8583 | 1075.92 | 1075.92 | 12% | 16.299 | 53.796 | 32.5981 | 134.49 | 97.7943 | 215.184 | 162.9904 | 268.98 | 244.4857 | 215.184 | 325.9809 | 107.592 | 488.9713 | 48.4164 | 651.9618 | 32.2776 | 876.8234 | 4384.1171 | 21043.762 | 43841.1708 | 52609.4049 | 35072.9366 | 23674.2322 | 21043.762
2018 | 12243 | Meade County Rural E C C | KY | Cooperative | 500.77 | 2.03 | 246.6847 | 118.25 | 1.29 | 91.6667 | 499.01 | 1.93 | 258.5544 | 29708 | . | N | . | . | . | . | . | . | . |  |  | . |  | 382.52 | 0.74 | 91.6667 | 516.9189 | 516.9189 | 21983.92 | 21983.92 | 74% | 45.577 | 1099.196 | 91.154 | 2747.99 | 273.4619 | 4396.784 | 455.7698 | 5495.98 | 683.6547 | 4396.784 | 911.5396 | 2198.392 | 1367.3094 | 989.2764 | 1823.0792 | 659.5176 | 50098.0345 | 250490.1725 | 1202352.8281 | 2504901.7252 | 3005882.0702 | 2003921.3802 | 1352646.9316 | 1202352.8281
2018 | 12260 | Mecklenburg Electric Cooperative | VA | Cooperative | 1488.92 | 3.481 | 427.7277 | 222.82 | 2.119 | 105.1534 | 1488.92 | 3.481 | 427.7277 | 31156 | 69 | Y | . | . | . | . | . | . | . |  |  | . |  | 1266.1 | 1.362 | 105.1534 | 929.5888 | 1266.1 | 42434.472 | 31156 | 100% | 111.6326 | 1557.8 | 223.2652 | 3894.5 | 669.7957 | 6231.2 | 1116.3262 | 7789 | 1674.4893 | 6231.2 | 2232.6525 | 3115.6 | 3348.9787 | 1402.02 | 4465.3049 | 934.68 | 173901.3002 | 869506.5011 | 4173631.2053 | 8695065.011 | 10434078.0132 | 6956052.0088 | 4695335.106 | 4173631.2053
2018 | 12268 | Medina Electric Coop, Inc | TX | Cooperative | 308.88 | 2.162 | 142.8677 | 273 | 1.986 | 137.4622 | . | . | . | 31988 | 24.9 | Y | . | . | . | . | . | . | . |  |  | . |  | 35.88 | 0.176 | 137.4622 | 203.8636 | 203.8636 | 5629.888 | 5629.888 | 17.6% | 17.9748 | 281.4944 | 35.9495 | 703.736 | 107.8485 | 1125.9776 | 179.7475 | 1407.472 | 269.6213 | 1125.9776 | 359.495 | 562.9888 | 539.2425 | 253.345 | 718.99 | 168.8966 | 5059.7918 | 25298.959 | 121435.0032 | 252989.59 | 303587.508 | 202391.672 | 136614.3786 | 121435.0032
2018 | 12293 | City of Memphis - (TN) | TN | Municipal | 316 | 1.9 | 166.3158 | 206.4 | 1.69 | 122.1302 | 316 | 1.9 | 166.3158 | 415907 | 23 | Y | . | . | . | . | . | . | . |  |  | . |  | 109.6 | 0.21 | 122.1302 | 521.9048 | 521.9048 | 87340.47 | 87340.47 | 21% | 46.0166 | 4367.0235 | 92.0332 | 10917.5588 | 276.0995 | 17468.094 | 460.1658 | 21835.1175 | 690.2488 | 17468.094 | 920.3317 | 8734.047 | 1380.4975 | 3930.3212 | 1840.6634 | 2620.2141 | 200955.5057 | 1004777.5283 | 4822932.1358 | 10047775.2829 | 12057330.3395 | 8038220.2263 | 5425798.6528 | 4822932.1358
2018 | 12298 | City of Menasha - (WI) | WI | Municipal | . | . | . | . | . | . | . | . | . | . | . |  | 22.406 | 0.242 | 92.5868 | 22.406 | 0.242 | 92.5868 | 9080 | N | L | 34.5 | N | 0 | 0 | 92.5868 |  |  | 0 | 0 | 0% |  | 0 |  | 0 |  | 1: 0; 3: 0; 5: 0; 7: 0 | 0 |  | 0
2018 | 12301 | Nodak Electric Coop Inc | ND | Cooperative | 157.2 | 1.25 | 125.76 | 157.2 | 1.25 | 125.76 | 139.2 | 1.04 | 133.8461 | 19908 | 15 | Y | . | . | . | . | . | . | . |  |  | . |  | 0 | 0 | 125.76 |  |  | 0 | 0 | 0% |  | 0 |  | 0 |  | 1: 0; 3: 0; 5: 0; 7: 0 | 0 |  | 0
2018 | 12330 | Meriwether Lewis Electric Coop | TN | Cooperative | . | . | . | . | . | . | . | . | . | . | . |  | 159.36 | 1.245 | 128 | 149.94 | 1.171 | 128.0444 | 34392 | N | L | 25 | N | 9.42 | 0.074 | 128.0444 | 127.2973 | 127.2973 | 2545.008 | 2545.008 | 7.4% | 11.2239 | 127.2504 | 22.4477 | 318.126 | 67.3432 | 509.0016 | 112.2386 | 636.252 | 168.3579 | 509.0016 | 224.4772 | 254.5008 | 336.7158 | 114.5254 | 448.9545 | 76.3502 | 1428.2409 | 7141.2044 | 34277.7812 | 71412.0441 | 85694.4529 | 57129.6353 | 38562.5038 | 34277.7812
2018 | 12341 | MidAmerican Energy Co | IA | Investor Owned | 117 | 1.03 | 113.5922 | 93 | 0.93 | 100 | 107 | 0.88 | 121.5909 | 691449 | 13.8 | Y | . | . | . | . | . | . | . |  |  | . |  | 24 | 0.1 | 100 | 240 | 240 | 69144.9 | 69144.9 | 10% | 21.1609 | 3457.245 | 42.3218 | 8643.1125 | 126.9655 | 13828.98 | 211.6091 | 17286.225 | 317.4137 | 13828.98 | 423.2182 | 6914.49 | 634.8273 | 3111.5205 | 846.4364 | 2074.347 | 73158.4541 | 365792.2704 | 1755802.8979 | 3657922.7039 | 4389507.2447 | 2926338.1631 | 1975278.2601 | 1755802.8979
2018 | 12341 | MidAmerican Energy Co | IL | Investor Owned | 130 | 0.99 | 131.3131 | 70 | 0.8 | 87.5 | 130 | 0.99 | 131.3131 | 85143 | 13.8 | Y | . | . | . | . | . | . | . |  |  | . |  | 60 | 0.19 | 87.5 | 315.7895 | 315.7895 | 16177.17 | 16177.17 | 19% | 27.8433 | 808.8585 | 55.6866 | 2022.1463 | 167.0598 | 3235.434 | 278.433 | 4044.2925 | 417.6496 | 3235.434 | 556.8661 | 1617.717 | 835.2991 | 727.9727 | 1113.7322 | 485.3151 | 22521.2932 | 112606.4658 | 540511.036 | 1126064.6583 | 1351277.59 | 900851.7267 | 608074.9155 | 540511.036
2018 | 12341 | MidAmerican Energy Co | SD | Investor Owned | 104 | 1.51 | 68.8742 | 62 | 1.14 | 54.386 | 104 | 1.51 | 68.8742 | 5137 | 13.8 | Y | . | . | . | . | . | . | . |  |  | . |  | 42 | 0.37 | 54.386 | 113.5135 | 113.5135 | 1900.69 | 1900.69 | 37% | 10.0085 | 95.0345 | 20.0171 | 237.5863 | 60.0512 | 380.138 | 100.0854 | 475.1725 | 150.1281 | 380.138 | 200.1708 | 190.069 | 300.2562 | 85.531 | 400.3416 | 57.0207 | 951.1565 | 4755.7825 | 22827.7561 | 47557.8251 | 57069.3902 | 38046.2601 | 25681.2256 | 22827.7561
2018 | 12351 | City of Mesa - (AZ) | AZ | Municipal | 32.722 | 0.205 | 159.6195 | 21.69 | 0.102 | 212.6471 | . | . | . | 16817 | 12.5 | Y | . | . | . | . | . | . | . |  |  | . |  | 11.032 | 0.103 | 212.6471 | 107.1068 | 107.1068 | 1732.151 | 1732.151 | 10.3% | 9.4437 | 86.6076 | 18.8873 | 216.5189 | 56.6619 | 346.4302 | 94.4366 | 433.0378 | 141.6548 | 346.4302 | 188.8731 | 173.2151 | 283.3097 | 77.9468 | 377.7462 | 51.9645 | 817.8919 | 4089.4595 | 19629.4054 | 40894.5946 | 49073.5135 | 32715.6757 | 22083.0811 | 19629.4054
2018 | 12377 | Midwest Energy Cooperative | MI | Cooperative | . | . | . | . | . | . | . | . | . | . | . |  | 385.3 | 2.2 | 175.1364 | 329.4 | 2.1 | 156.8571 | 35413 | N | F | 12.5 | Y | 55.9 | 0.1 | 156.8571 | 559 | 559 | 3541.3 | 3541.3 | 10% | 49.2873 | 177.065 | 98.5746 | 442.6625 | 295.7237 | 708.26 | 492.8729 | 885.325 | 739.3093 | 708.26 | 985.7458 | 354.13 | 1478.6187 | 159.3585 | 1971.4916 | 106.239 | 8727.0538 | 43635.2689 | 209449.2908 | 436352.6892 | 523623.227 | 349082.1514 | 235630.4522 | 209449.2908
2018 | 12377 | Midwest Energy Cooperative | OH | Cooperative | . | . | . | . | . | . | . | . | . | . | . |  | 372.7 | 2.2 | 169.4091 | 350 | 2.1 | 166.6667 | 871 | N | F | 12.5 | Y | 22.7 | 0.1 | 166.6667 | 227 | 227 | 87.1 | 87.1 | 10% | 20.0147 | 4.355 | 40.0294 | 10.8875 | 120.0882 | 17.42 | 200.147 | 21.775 | 300.2204 | 17.42 | 400.2939 | 8.71 | 600.4409 | 3.9195 | 800.5878 | 2.613 | 87.164 | 435.82 | 2091.9359 | 4358.1999 | 5229.8398 | 3486.5599 | 2353.4279 | 2091.9359
2018 | 12390 | Metropolitan Edison Co | PA | Investor Owned | 1354.13 | 2.004 | 675.7136 | 161.471 | 1.224 | 131.9207 | 1334.3 | 1.72 | 775.7558 | 565359 | 34.5 | Y | . | . | . | . | . | . | . |  |  | . |  | 1192.659 | 0.78 | 131.9208 | 1529.05 | 1529.05 | 440980.02 | 440980.02 | 78% | 134.817 | 22049.001 | 269.6341 | 55122.5025 | 808.9023 | 88196.004 | 1348.1705 | 110245.005 | 2022.2557 | 88196.004 | 2696.3409 | 44098.002 | 4044.5114 | 19844.1009 | 5392.6819 | 13229.4006 | 2972581.1885 | 14862905.9423 | 71341948.5229 | 148629059.4227 | 178354871.3072 | 118903247.5382 | 80259692.0883 | 71341948.5229
2018 | 12395 | Menard Electric Coop | IL | Cooperative | 172.49 | 1.746 | 98.7915 | 172.49 | 1.746 | 98.7915 | 96 | 0.832 | 115.3846 | 11034 | 12.5 | Y | . | . | . | . | . | . | . |  |  | . |  | 0 | 0 | 98.7915 |  |  | 0 | 0 | 0% |  | 0 |  | 0 |  | 1: 0; 3: 0; 5: 0; 7: 0 | 0 |  | 0
2018 | 12439 | Midstate Electric Coop, Inc | OR | Cooperative | . | . | . | . | . | . | . | . | . | . | . |  | 66.5 | . | . | . | . | . | 19358 | N | F | 24.9 | N | [6 empty] | 19358 | 100% |  | 967.9 |  | 2419.75 |  | 1: 3871.6; 3: 4839.5; 5: 3871.6; 7: 1935.8 | 871.11 |  | 580.74
2018 | 12450 | Midland Power Coop | IA | Cooperative | . | . | . | . | . | . | . | . | . | . | . |  | 166.9 | 1.23 | 135.6911 | 166.9 | 1.23 | 135.6911 | 11776 | N | L | 12.5 | Y | 0 | 0 | 135.6911 |  |  | 0 | 0 | 0% |  | 0 |  | 0 |  | 1: 0; 3: 0; 5: 0; 7: 0 | 0 |  | 0
2018 | 12452 | Mid-South Electric Coop Assn | TX | Cooperative | . | . | . | . | . | . | . | . | . | . | . |  | 250 | 1.85 | 135.1351 | 89 | 1.01 | 88.1188 | 30962 | N | F | 24.9 | Y | 161 | 0.84 | 88.1188 | 191.6667 | 191.6667 | 26008.08 | 26008.08 | 84% | 16.8993 | 1300.404 | 33.7987 | 3251.01 | 101.396 | 5201.616 | 168.9934 | 6502.02 | 253.4901 | 5201.616 | 337.9868 | 2600.808 | 506.9802 | 1170.3636 | 675.9735 | 780.2424 | 21975.9677 | 109879.8384 | 527423.2241 | 1098798.3835 | 1318558.0602 | 879038.7068 | 593351.1271 | 527423.2241
2018 | 12462 | Mid-Carolina Electric Coop Inc | SC | Cooperative | 243.594 | 2.56 | 95.1539 | 130.141 | 2.032 | 64.0458 | 219.989 | 2.012 | 109.3385 | 56068 | 25 | N | . | . | . | . | . | . | . |  |  | . |  | 113.453 | 0.528 | 64.0458 | 214.8731 | 214.8731 | 29603.904 | 29603.904 | 52.8% | 18.9455 | 1480.1952 | 37.8909 | 3700.488 | 113.6728 | 5920.7808 | 189.4546 | 7400.976 | 284.1819 | 5920.7808 | 378.9092 | 2960.3904 | 568.3638 | 1332.1757 | 757.8184 | 888.1171 | 28042.9808 | 140214.9038 | 673031.5384 | 1402149.0384 | 1682578.846 | 1121719.2307 | 757160.4807 | 673031.5384
2018 | 12463 | Mid-Yellowstone Elec Coop, Inc | MT | Cooperative | 269.761 | 3.823 | 70.5626 | 269.761 | 3.823 | 70.5626 | 236.678 | 3.027 | 78.189 | 2027 | 35 | N | . | . | . | . | . | . | . |  |  | . |  | 0 | 0 | 70.5626 |  |  | 0 | 0 | 0% |  | 0 |  | 0 |  | 1: 0; 3: 0; 5: 0; 7: 0 | 0 |  | 0
2018 | 12470 | Middle Tennessee E M C | TN | Cooperative | . | . | . | . | . | . | . | . | . | . | . |  | 69.7 | 1.458 | 47.8052 | 69.7 | 1.458 | 47.8052 | 228996 | N | F | 14.4 | Y | 0 | 0 | 47.8052 |  |  | 0 | 0 | 0% |  | 0 |  | 0 |  | 1: 0; 3: 0; 5: 0; 7: 0 | 0 |  | 0
2018 | 12515 | Midwest Electric, Inc | OH | Cooperative | 149.3 | 1.277 | 116.9146 | 59.1 | 0.939 | 62.9393 | 140 | 0.98 | 142.8571 | 10813 | 12.5 | Y | . | . | . | . | . | . | . |  |  | . |  | 90.2 | 0.338 | 62.9393 | 266.8639 | 266.8639 | 3654.794 | 3654.794 | 33.8% | 23.5295 | 182.7397 | 47.059 | 456.8492 | 141.1771 | 730.9588 | 235.2951 | 913.6985 | 352.9427 | 730.9588 | 470.5903 | 365.4794 | 705.8854 | 164.4657 | 941.1806 | 109.6438 | 4299.7763 | 21498.8817 | 103194.6322 | 214988.817 | 257986.5805 | 171991.0536 | 116093.9612 | 103194.6322
2018 | 12524 | Midwest Energy Inc | KS | Cooperative | 239.71 | 2.3 | 104.2217 | 202.16 | 1.68 | 120.3333 | 239.71 | 2.3 | 104.2217 | 50003 | 13.2 | Y | . | . | . | . | . | . | . |  |  | . |  | 37.55 | 0.62 | 120.3333 | 60.5645 | 60.5645 | 31001.86 | 31001.86 | 62% | 5.34 | 1550.093 | 10.68 | 3875.2325 | 32.04 | 6200.372 | 53.4 | 7750.465 | 80.1 | 6200.372 | 106.8 | 3100.186 | 160.2 | 1395.0837 | 213.6001 | 930.0558 | 8277.4988 | 41387.4941 | 198659.9718 | 413874.9412 | 496649.9295 | 331099.953 | 223492.4683 | 198659.9718
2018 | 12532 | City of Milan | TN | Municipal | 89.02 | 1.614 | 55.1549 | . | . | . | . | . | . | 8635 | 12.5 | N | . | . | . | . | . | . | . |  |  | . | [7 empty] | 8635 | 100% |  | 431.75 |  | 1079.375 |  | 1: 1727; 3: 2158.75; 5: 1727; 7: 863.5 | 388.575 |  | 259.05
2018 | 12539 | Midwest Electric Member Corp | NE | Cooperative | . | . | . | . | . | . | . | . | . | . | . |  | 718.73 | 1.676 | 428.8365 | 48.79 | 0.325 | 150.1231 | 6521 | N | F | 34.5 | N | 669.94 | 1.351 | 150.1231 | 495.8845 | 669.94 | 8809.871 | 6521 | 100% | 59.0689 | 326.05 | 118.1378 | 815.125 | 354.4135 | 1304.2 | 590.6892 | 1630.25 | 886.0338 | 1304.2 | 1181.3784 | 652.1 | 1772.0676 | 293.445 | 2362.7568 | 195.63 | 19259.4213 | 96297.1067 | 462226.1121 | 962971.0669 | 1155565.2802 | 770376.8535 | 520004.3761 | 462226.1121
2018 | 12546 | Mille Lacs Energy Cooperative | MN | Cooperative | 202.2 | 1.46 | 138.4932 | 106.4 | 1.14 | 93.3333 | 202.2 | 1.46 | 138.4932 | 15334 | 7.2 | N | . | . | . | . | . | . | . |  |  | . |  | 95.8 | 0.32 | 93.3333 | 299.375 | 299.375 | 4906.88 | 4906.88 | 32% | 26.396 | 245.344 | 52.7921 | 613.36 | 158.3762 | 981.376 | 263.9603 | 1226.72 | 395.9405 | 981.376 | 527.9206 | 490.688 | 791.881 | 220.8096 | 1055.8413 | 147.2064 | 6476.1082 | 32380.5408 | 155426.5957 | 323805.4078 | 388566.4893 | 259044.3262 | 174854.9202 | 155426.5957
2018 | 12642 | Maquoketa Valley Rrl Elec Coop | IA | Cooperative | 52.3 | 0.96 | 54.4792 | 50.14 | 0.93 | 53.914 | 48.034 | 0.642 | 74.8193 | 16241 | 12.5 | Y | . | . | . | . | . | . | . |  |  | . |  | 2.16 | 0.03 | 53.914 | 72 | 72 | 487.23 | 487.23 | 3% | 6.3483 | 24.3615 | 12.6965 | 60.9037 | 38.0896 | 97.446 | 63.4827 | 121.8075 | 95.2241 | 97.446 | 126.9655 | 48.723 | 190.4482 | 21.9253 | 253.9309 | 14.6169 | 154.6535 | 773.2673 | 3711.6831 | 7732.673 | 9279.2076 | 6186.1384 | 4175.6434 | 3711.6831
2018 | 12647 | ALLETE, Inc. | MN | Investor Owned | 158.51 | 1.49 | 106.3825 | 134 | 1.39 | 96.4029 | 157.8 | 1.48 | 106.6216 | 142313 | 69 | N | . | . | . | . | . | . | . |  |  | . |  | 24.51 | 0.1 | 96.4029 | 245.1 | 245.1 | 14231.3 | 14231.3 | 10% | 21.6106 | 711.565 | 43.2212 | 1778.9125 | 129.6635 | 2846.26 | 216.1058 | 3557.825 | 324.1587 | 2846.26 | 432.2116 | 1423.13 | 648.3174 | 640.4085 | 864.4232 | 426.939 | 15377.3327 | 76886.6634 | 369055.9844 | 768866.6341 | 922639.9609 | 615093.3073 | 415187.9824 | 369055.9844
2018 | 12651 | Minnesota Valley Electric Coop | MN | Cooperative | 73.1 | 1.325 | 55.1698 | 71.37 | 1.3 | 54.9 | 60.77 | 0.85 | 71.4941 | 42686 | 13.8 | N | . | . | . | . | . | . | . |  |  | . |  | 1.73 | 0.025 | 54.9 | 69.2 | 69.2 | 1067.15 | 1067.15 | 2.5% | 6.1014 | 53.3575 | 12.2028 | 133.3938 | 36.6084 | 213.43 | 61.014 | 266.7875 | 91.5209 | 213.43 | 122.0279 | 106.715 | 183.0419 | 48.0217 | 244.0558 | 32.0145 | 325.5552 | 1627.7762 | 7813.3257 | 16277.7619 | 19533.3143 | 13022.2096 | 8789.9914 | 7813.3257
2018 | 12660 | Village of Minster - (OH) | OH | Municipal | . | . | . | . | . | . | . | . | . | . | . |  | 14.048 | 1.347 | 10.4291 | 14.048 | 1.347 | 10.4291 | 1497 | N | L | . | N | 0 | 0 | 10.4291 |  |  | 0 | 0 | 0% |  | 0 |  | 0 |  | 1: 0; 3: 0; 5: 0; 7: 0 | 0 |  | 0
2018 | 12685 | Entergy Mississippi LLC | MS | Investor Owned | 320.1 | 1.807 | 177.1444 | 254.2 | 1.636 | 155.379 | 316.1 | 1.718 | 183.993 | 455640 | 34.5 | Y | . | . | . | . | . | . | . |  |  | . |  | 65.9 | 0.171 | 155.379 | 385.3801 | 385.3801 | 77914.44 | 77914.44 | 17.1% | 33.9791 | 3895.722 | 67.9583 | 9739.305 | 203.8749 | 15582.888 | 339.7914 | 19478.61 | 509.6871 | 15582.888 | 679.5829 | 7791.444 | 1019.3743 | 3506.1498 | 1359.1657 | 2337.4332 | 132373.2961 | 661866.4805 | 3176959.1065 | 6618664.8053 | 7942397.7663 | 5294931.8442 | 3574078.9949 | 3176959.1065
2018 | 12686 | Mississippi Power Co | MS | Investor Owned | 105.55 | 1.1 | 95.9545 | 72.93 | 0.94 | 77.5851 | . | . | . | 187469 | 22.8 | N | . | . | . | . | . | . | . |  |  | . |  | 32.62 | 0.16 | 77.5851 | 203.875 | 203.875 | 29995.04 | 29995.04 | 16% | 17.9758 | 1499.752 | 35.9515 | 3749.38 | 107.8545 | 5999.008 | 179.7575 | 7498.76 | 269.6363 | 5999.008 | 359.5151 | 2999.504 | 539.2726 | 1349.7768 | 719.0301 | 899.8512 | 26959.1717 | 134795.8585 | 647020.1207 | 1347958.5849 | 1617550.3018 | 1078366.8679 | 727897.6358 | 647020.1207
2018 | 12692 | Missoula Electric Coop, Inc | MT | Cooperative | 239.7 | 1.49 | 160.8725 | 170.7 | 1.31 | 130.3053 | 209.6 | 0.97 | 216.0825 | 16472 | 25 | Y | . | . | . | . | . | . | . |  |  | . |  | 69 | 0.18 | 130.3053 | 383.3333 | 383.3333 | 2964.96 | 2964.96 | 18% | 33.7987 | 148.248 | 67.5974 | 370.62 | 202.7921 | 592.992 | 337.9868 | 741.24 | 506.9802 | 592.992 | 675.9735 | 296.496 | 1013.9603 | 133.4232 | 1351.9471 | 88.9488 | 5010.5863 | 25052.9317 | 120254.072 | 250529.3167 | 300635.18 | 200423.4533 | 135285.831 | 120254.072
2018 | 12698 | Evergy Missouri West | MO | Investor Owned | 181.71 | 1.23 | 147.7317 | 89.8 | 0.948 | 94.7257 | 181.71 | 1.23 | 147.7317 | 326479 | 34 | Y | . | . | . | . | . | . | . |  |  | . |  | 91.91 | 0.282 | 94.7257 | 325.922 | 325.922 | 92067.078 | 92067.078 | 28.2% | 28.7367 | 4603.3539 | 57.4734 | 11508.3847 | 172.4202 | 18413.4156 | 287.3669 | 23016.7695 | 431.0504 | 18413.4156 | 574.7338 | 9206.7078 | 862.1008 | 4143.0185 | 1149.4677 | 2762.0123 | 132285.1648 | 661425.8242 | 3174843.956 | 6614258.2417 | 7937109.8901 | 5291406.5934 | 3571699.4505 | 3174843.956
2018 | 12706 | Mitchell Electric Member Corp | GA | Cooperative | . | . | . | . | . | . | . | . | . | . | . |  | 11231.903 | 5.227 | 2148.824 | 507.573 | 3.721 | 136.4077 | 24843 | N | L | 24.9 | N | 10724.33 | 1.506 | 136.4077 | 7121.0691 | 10724.33 | 37413.558 | 24843 | 100% | 945.5691 | 1242.15 | 1891.1383 | 3105.375 | 5673.4148 | 4968.6 | 9455.6914 | 6210.75 | 14183.5371 | 4968.6 | 18911.3828 | 2484.3 | 28367.0742 | 1117.935 | 37822.7656 | 745.29 | 1174538.7077 | 5872693.5384 | 28188928.9841 | 58726935.3835 | 70472322.4602 | 46981548.3068 | 31712545.1071 | 28188928.9841
2018 | 12745 | Modesto Irrigation District | CA | Political Subdivision | 28.12 | 0.43 | 65.3953 | . | . | . | . | . | . | 114751 | 21 | N | . | . | . | . | . | . | . |  |  | . | [7 empty] | 114751 | 100% |  | 5737.55 |  | 14343.875 |  | 1: 22950.2; 3: 28687.75; 5: 22950.2; 7: 11475.1 | 5163.795 |  | 3442.53
2018 | 12782 | City of Monett - (MO) | MO | Municipal | 125.588 | 0.945 | 132.8973 | 22.68 | 0.461 | 49.1974 | 19.427 | 0.449 | 43.2673 | 4793 | 12.5 | N | . | . | . | . | . | . | . |  |  | . |  | 102.908 | 0.484 | 49.1974 | 212.6198 | 212.6198 | 2319.812 | 2319.812 | 48.4% | 18.7468 | 115.9906 | 37.4936 | 289.9765 | 112.4807 | 463.9624 | 187.4679 | 579.953 | 281.2018 | 463.9624 | 374.9358 | 231.9812 | 562.4037 | 104.3915 | 749.8716 | 69.5944 | 2174.4513 | 10872.2567 | 52186.832 | 108722.5666 | 130467.08 | 86978.0533 | 58710.186 | 52186.832
2018 | 12796 | Monongahela Power Co | WV | Investor Owned | 524.842 | 2.501 | 209.8529 | 423.317 | 2.322 | 182.3071 | 465 | 2.14 | 217.2897 | 388704 | 34.5 | Y | . | . | . | . | . | . | . |  |  | . |  | 101.525 | 0.179 | 182.3071 | 567.1788 | 567.1788 | 69578.016 | 69578.016 | 17.9% | 50.0084 | 3478.9008 | 100.0168 | 8697.252 | 300.0505 | 13915.6032 | 500.0841 | 17394.504 | 750.1262 | 13915.6032 | 1000.1683 | 6957.8016 | 1500.2524 | 3131.0107 | 2000.3366 | 2087.3405 | 173974.3142 | 869871.5709 | 4175383.5403 | 8698715.709 | 10438458.8508 | 6958972.5672 | 4697306.4829 | 4175383.5403
2018 | 12801 | City of Monroe - (NC) | NC | Municipal | 87.073 | 0.732 | 118.9522 | 22.473 | 0.539 | 41.6939 | 87.073 | 0.732 | 118.9522 | 11032 | 35 | N | . | . | . | . | . | . | . |  |  | . |  | 64.6 | 0.193 | 41.6939 | 334.715 | 334.715 | 2129.176 | 2129.176 | 19.3% | 29.512 | 106.4588 | 59.024 | 266.147 | 177.0719 | 425.8352 | 295.1198 | 532.294 | 442.6797 | 425.8352 | 590.2396 | 212.9176 | 885.3594 | 95.8129 | 1180.4792 | 63.8753 | 3141.8098 | 15709.0492 | 75403.4363 | 157090.4923 | 188508.5907 | 125672.3938 | 84828.8658 | 75403.4363
2018 | 12803 | Monroe County Elec Coop, Inc | IL | Cooperative | 94.8 | 0.836 | 113.3971 | 94.8 | 0.836 | 113.3971 | 52.9 | 0.547 | 96.7093 | 7390 | 12 | N | . | . | . | . | . | . | . |  |  | . |  | 0 | 0 | 113.3971 |  |  | 0 | 0 | 0% |  | 0 |  | 0 |  | 1: 0; 3: 0; 5: 0; 7: 0 | 0 |  | 0
2018 | 12825 | NorthWestern Energy LLC - (MT) | MT | Investor Owned | 103 | 1.08 | 95.3704 | 103 | 1.08 | 95.3704 | 77 | 0.72 | 106.9444 | 360376 | 34.5 | N | . | . | . | . | . | . | . |  |  | . |  | 0 | 0 | 95.3704 |  |  | 0 | 0 | 0% |  | 0 |  | 0 |  | 1: 0; 3: 0; 5: 0; 7: 0 | 0 |  | 0
2018 | 12860 | Morgan County Rural Elec Assn | CO | Cooperative | . | . | . | . | . | . | . | . | . | . | . |  | 408 | . | . | 220 | . | . | 8365 | N | O | 12.5 | N | 188 |  |  |  | 188 |  | 8365 | 100% | 16.576 | 418.25 | 33.1521 | 1045.625 | 99.4563 | 1673 | 165.7605 | 2091.25 | 248.6407 | 1673 | 331.5209 | 836.5 | 497.2814 | 376.425 | 663.0419 | 250.95 | 6932.9317 | 34664.6583 | 166390.36 | 346646.5834 | 415975.9001 | 277317.2667 | 187189.155 | 166390.36
2018 | 12866 | Moon Lake Electric Assn Inc | CO | Cooperative | . | . | . | . | . | . | . | . | . | . | . |  | 224.83 | 0.86 | 261.4302 | 224.83 | 0.86 | 261.4302 | 2674 | N | L | 34.5 | Y | 0 | 0 | 261.4302 |  |  | 0 | 0 | 0% |  | 0 |  | 0 |  | 1: 0; 3: 0; 5: 0; 7: 0 | 0 |  | 0
2018 | 12866 | Moon Lake Electric Assn Inc | UT | Cooperative | . | . | . | . | . | . | . | . | . | . | . |  | 768.23 | 1.41 | 544.844 | 768.23 | 1.41 | 544.844 | 16816 | N | L | 34.5 | Y | 0 | 0 | 544.844 |  |  | 0 | 0 | 0% |  | 0 |  | 0 |  | 1: 0; 3: 0; 5: 0; 7: 0 | 0 |  | 0
2018 | 12894 | City of Moorhead - (MN) | MN | Municipal | 24 | 1.55 | 15.4839 | . | . | . | . | . | . | 19998 | 12.5 | N | . | . | . | . | . | . | . |  |  | . | [7 empty] | 19998 | 100% |  | 999.9 |  | 2499.75 |  | 1: 3999.6; 3: 4999.5; 5: 3999.6; 7: 1999.8 | 899.91 |  | 599.94
2018 | 12901 | Mora-San Miguel Elec Coop | NM | Cooperative | 430 | . | . | 410 | . | . | . | . | . | 11069 | 14.4 | N | . | . | . | . | . | . | . |  |  | . |  | 20 |  |  |  | 20 |  | 11069 | 100% | 1.7634 | 553.45 | 3.5268 | 1383.625 | 10.5805 | 2213.8 | 17.6341 | 2767.25 | 26.4511 | 2213.8 | 35.2682 | 1106.9 | 52.9023 | 498.105 | 70.5364 | 332.07 | 975.9589 | 4879.7943 | 23423.0125 | 48797.9427 | 58557.5312 | 39038.3542 | 26350.8891 | 23423.0125
2018 | 12929 | South Central Indiana REMC | IN | Cooperative | 603.1 | 4.22 | 142.9147 | 359.68 | 3.612 | 99.5792 | 476.45 | 3.22 | 147.9658 | 33753 | 12.5 | N | . | . | . | . | . | . | . |  |  | . |  | 243.42 | 0.608 | 99.5792 | 400.3618 | 400.3618 | 20521.824 | 20521.824 | 60.8% | 35.3001 | 1026.0912 | 70.6002 | 2565.228 | 211.8005 | 4104.3648 | 353.0009 | 5130.456 | 529.5013 | 4104.3648 | 706.0018 | 2052.1824 | 1059.0027 | 923.4821 | 1412.0036 | 615.6547 | 36221.1106 | 181105.5531 | 869306.655 | 1811055.5312 | 2173266.6375 | 1448844.425 | 977969.9869 | 869306.655
2018 | 12944 | City of Morganton - (NC) | NC | Municipal | . | . | . | . | . | . | . | . | . | . | . |  | 79.049 | 1.427 | 55.3952 | 42.289 | 0.882 | 47.9467 | 8321 | N | F | 12.4 | N | 36.76 | 0.545 | 47.9467 | 67.4495 | 67.4495 | 4534.945 | 4534.945 | 54.5% | 5.9471 | 226.7473 | 11.8941 | 566.8681 | 35.6823 | 906.989 | 59.4706 | 1133.7362 | 89.2059 | 906.989 | 118.9411 | 453.4945 | 178.4117 | 204.0725 | 237.8823 | 136.0483 | 1348.4789 | 6742.3944 | 32363.4932 | 67423.9442 | 80908.733 | 53939.1553 | 36408.9298 | 32363.4932
2018 | 12988 | City of Morristown - (TN) | TN | Municipal | . | . | . | . | . | . | . | . | . | . | . |  | 64.39 | 0.89 | 72.3483 | 23.86 | 0.428 | 55.7477 | 14966 | Y | F | 13.8 | y | 40.53 | 0.462 | 55.7477 | 87.7273 | 87.7273 | 6914.292 | 6914.292 | 46.2% | 7.735 | 345.7146 | 15.4699 | 864.2865 | 46.4097 | 1382.8584 | 77.3495 | 1728.573 | 116.0243 | 1382.8584 | 154.6991 | 691.4292 | 232.0486 | 311.1431 | 309.3982 | 207.4288 | 2674.0866 | 13370.4331 | 64178.0787 | 133704.3306 | 160445.1968 | 106963.4645 | 72200.3385 | 64178.0787
2018 | 12989 | Village of Morrisville - (VT) | VT | Municipal | . | . | . | . | . | . | . | . | . | . | . |  | 332.6 | 2.23 | 149.148 | . | . | . | 4179 | N | F | 12.4 | N | [6 empty] | 4179 | 100% |  | 208.95 |  | 522.375 |  | 1: 835.8; 3: 1044.75; 5: 835.8; 7: 417.9 | 188.055 |  | 125.37
2018 | 12990 | Consolidated Electric Coop Inc | OH | Cooperative | 130 | 1.39 | 93.5252 | 82 | 1.02 | 80.3922 | 127 | 0.97 | 130.9278 | 17424 | 12.5 | Y | . | . | . | . | . | . | . |  |  | . |  | 48 | 0.37 | 80.3922 | 129.7297 | 129.7297 | 6446.88 | 6446.88 | 37% | 11.4383 | 322.344 | 22.8767 | 805.86 | 68.63 | 1289.376 | 114.3833 | 1611.72 | 171.575 | 1289.376 | 228.7666 | 644.688 | 343.1499 | 290.1096 | 457.5332 | 193.4064 | 3687.0771 | 18435.3857 | 88489.8516 | 184353.8575 | 221224.6289 | 147483.086 | 99551.083 | 88489.8516
2018 | 13027 | Mountain Electric Coop, Inc | NC | Cooperative | . | . | . | . | . | . | . | . | . | . | . |  | 232.18 | 1.388 | 167.2767 | 232.18 | 1.388 | 167.2767 | 18838 | N | L | 12.5 | N | 0 | 0 | 167.2767 |  |  | 0 | 0 | 0% |  | 0 |  | 0 |  | 1: 0; 3: 0; 5: 0; 7: 0 | 0 |  | 0
2018 | 13027 | Mountain Electric Coop, Inc | TN | Cooperative | . | . | . | . | . | . | . | . | . | . | . |  | 276.5 | 2.085 | 132.6139 | 276.5 | 2.085 | 132.6139 | 15318 | N | L | 12.5 | N | 0 | 0 | 132.6139 |  |  | 0 | 0 | 0% |  | 0 |  | 0 |  | 1: 0; 3: 0; 5: 0; 7: 0 | 0 |  | 0
2018 | 13029 | City of Moundridge - (KS) | KS | Municipal | 48.842 | 1.061 | 46.0339 | 48.842 | 1.061 | 46.0339 | . | . | . | 1028 | 12.4 | N | . | . | . | . | . | . | . |  |  | . |  | 0 | 0 | 46.0339 |  |  | 0 | 0 | 0% |  | 0 |  | 0 |  | 1: 0; 3: 0; 5: 0; 7: 0 | 0 |  | 0
2018 | 13032 | Mt Carmel Public Utility Co | IL | Investor Owned | . | . | . | . | . | . | . | . | . | . | . |  | . | 2.97 | . | . | 2.97 | . | 5354 | N | L | 7.2 | Y |  | 0 |  |  |  | 0 | 0 | 0% |  | 0 |  | 0 |  | 1: 0; 3: 0; 5: 0; 7: 0 | 0 |  | 0
2018 | 13058 | Mountain View Elec Assn, Inc | CO | Cooperative | 50.459 | 0.576 | 87.6024 | 50.459 | 0.576 | 87.6024 | 42.049 | 0.48 | 87.6021 | 52901 | 25 | Y | . | . | . | . | . | . | . |  |  | . |  | 0 | 0 | 87.6024 |  |  | 0 | 0 | 0% |  | 0 |  | 0 |  | 1: 0; 3: 0; 5: 0; 7: 0 | 0 |  | 0
2018 | 13119 | City of Murfreesboro | TN | Municipal | . | . | . | . | . | . | . | . | . | . | . |  | 29.37 | 0.558 | 52.6344 | . | . | . | 64606 | N | L | 13.1 | N | [6 empty] | 64606 | 100% |  | 3230.3 |  | 8075.75 |  | 1: 12921.2; 3: 16151.5; 5: 12921.2; 7: 6460.6 | 2907.27 |  | 1938.18
2018 | 13137 | City of Murray - (UT) | UT | Municipal | . | . | . | . | . | . | . | . | . | . | . |  | 62 | 1 | 62 | . | . | . | 18122 | Y | O | 12.5 | N | [6 empty] | 18122 | 100% |  | 906.1 |  | 2265.25 |  | 1: 3624.4; 3: 4530.5; 5: 3624.4; 7: 1812.2 | 815.49 |  | 543.66
2018 | 13143 | Board of Water Electric & Communications | IA | Municipal | . | . | . | . | . | . | . | . | . | . | . |  | 15.275 | 0.179 | 85.3352 | 15.275 | 0.179 | 85.3352 | 11508 | N | F | 13.8 | N | 0 | 0 | 85.3352 |  |  | 0 | 0 | 0% |  | 0 |  | 0 |  | 1: 0; 3: 0; 5: 0; 7: 0 | 0 |  | 0
2018 | 13196 | Northern Plains Electric Coop | ND | Cooperative | 183.3 | 1.115 | 164.3946 | 183.3 | 1.115 | 164.3946 | 122.3 | 0.76 | 160.9211 | 11888 | 12.5 | Y | . | . | . | . | . | . | . |  |  | . |  | 0 | 0 | 164.3946 |  |  | 0 | 0 | 0% |  | 0 |  | 0 |  | 1: 0; 3: 0; 5: 0; 7: 0 | 0 |  | 0
2018 | 13206 | Nantucket Electric Co | MA | Investor Owned | . | . | . | . | . | . | . | . | . | . | . |  | 77.73 | 0.526 | 147.7757 | 18.949 | 0.16 | 118.4313 | 13247 | N | L | 69 | Y | 58.781 | 0.366 | 118.4313 | 160.6038 | 160.6038 | 4848.402 | 4848.402 | 36.6% | 14.1605 | 242.4201 | 28.321 | 606.0503 | 84.9631 | 969.6804 | 141.6051 | 1212.1005 | 212.4077 | 969.6804 | 283.2103 | 484.8402 | 424.8154 | 218.1781 | 566.4205 | 145.4521 | 3432.7931 | 17163.9656 | 82387.035 | 171639.6562 | 205967.5875 | 137311.725 | 92685.4144 | 82387.035
2018 | 13208 | City of Naperville - (IL) | IL | Municipal | 19.37 | 0.47 | 41.2128 | . | . | . | . | . | . | 59134 | 12.4 | Y | . | . | . | . | . | . | . |  |  | . | [7 empty] | 59134 | 100% |  | 2956.7 |  | 7391.75 |  | 1: 11826.8; 3: 14783.5; 5: 11826.8; 7: 5913.4 | 2661.03 |  | 1774.02
2018 | 13209 | City of Napoleon - (OH) | OH | Municipal | 7.18 | 0.07 | 102.5714 | 7.18 | 0.07 | 102.5714 | 7.18 | 0.07 | 102.5714 | 5852 | 69 | N | . | . | . | . | . | . | . |  |  | . |  | 0 | 0 | 102.5714 |  |  | 0 | 0 | 0% |  | 0 |  | 0 |  | 1: 0; 3: 0; 5: 0; 7: 0 | 0 |  | 0
2018 | 13214 | The Narragansett Electric Co | RI | Investor Owned | 594.78 | 1.57 | 378.8408 | 65.11 | 1.001 | 65.045 | 537.4 | 1.394 | 385.5093 | 492421 | 69 | Y | . | . | . | . | . | . | . |  |  | . |  | 529.67 | 0.569 | 65.045 | 930.8787 | 930.8787 | 280187.549 | 280187.549 | 56.9% | 82.076 | 14009.3774 | 164.152 | 35023.4436 | 492.4561 | 56037.5098 | 820.7601 | 70046.8872 | 1231.1401 | 56037.5098 | 1641.5202 | 28018.7549 | 2462.2803 | 12608.4397 | 3283.0404 | 8405.6265 | 1149833.7887 | 5749168.9435 | 27596010.9288 | 57491689.435 | 68990027.322 | 45993351.548 | 31045512.2949 | 27596010.9288
2018 | 13216 | Nashville Electric Service | TN | Municipal | 106.55 | 1.56 | 68.3013 | 106.55 | 1.56 | 68.3013 | 106.55 | 1.56 | 68.3013 | 390278 | 23.9 | Y | . | . | . | . | . | . | . |  |  | . |  | 0 | 0 | 68.3013 |  |  | 0 | 0 | 0% |  | 0 |  | 0 |  | 1: 0; 3: 0; 5: 0; 7: 0 | 0 |  | 0
2018 | 13227 | Natchez Trace Elec Power Assn | MS | Cooperative | . | . | . | . | . | . | . | . | . | . | . |  | 257.256 | 2.237 | 115.0005 | 110.845 | 1.295 | 85.5946 | 15829 | N | L | 24.9 | N | 146.411 | 0.942 | 85.5946 | 155.4257 | 155.4257 | 14910.918 | 14910.918 | 94.2% | 13.704 | 745.5459 | 27.4079 | 1863.8647 | 82.2237 | 2982.1836 | 137.0396 | 3727.7295 | 205.5593 | 2982.1836 | 274.0791 | 1491.0918 | 411.1187 | 670.9913 | 548.1582 | 447.3275 | 10216.9275 | 51084.6375 | 245206.2598 | 510846.3745 | 613015.6494 | 408677.0996 | 275857.0422 | 245206.2598
2018 | 13314 | Navajo Tribal Utility Authority | AZ | State | . | . | . | . | . | . | . | . | . | . | . |  | 439.95 | 3.59 | 122.5487 | 439.95 | 3.59 | 122.5487 | 29242 | Y | F | 24.9 | Y | 0 | 0 | 122.5487 |  |  | 0 | 0 | 0% |  | 0 |  | 0 |  | 1: 0; 3: 0; 5: 0; 7: 0 | 0 |  | 0
2018 | 13314 | Navajo Tribal Utility Authority | NM | State | . | . | . | . | . | . | . | . | . | . | . |  | 324.9 | 3.12 | 104.1346 | 324.9 | 3.12 | 104.1346 | 10167 | Y | F | 24.9 | Y | 0 | 0 | 104.1346 |  |  | 0 | 0 | 0% |  | 0 |  | 0 |  | 1: 0; 3: 0; 5: 0; 7: 0 | 0 |  | 0
2018 | 13314 | Navajo Tribal Utility Authority | UT | State | . | . | . | . | . | . | . | . | . | . | . |  | 691.69 | 3.93 | 176.0025 | 691.69 | 3.93 | 176.0025 | 2073 | Y | F | 24.9 | Y | 0 | 0 | 176.0025 |  |  | 0 | 0 | 0% |  | 0 |  | 0 |  | 1: 0; 3: 0; 5: 0; 7: 0 | 0 |  | 0
2018 | 13337 | Nebraska Public Power District | NE | Political Subdivision | 153.46 | 0.74 | 207.3784 | 49.05 | 0.6 | 81.75 | 151.2 | 0.7 | 216 | 91485 | 69 | Y | . | . | . | . | . | . | . |  |  | . |  | 104.41 | 0.14 | 81.75 | 745.7857 | 745.7857 | 12807.9 | 12807.9 | 14% | 65.7563 | 640.395 | 131.5125 | 1600.9875 | 394.5376 | 2561.58 | 657.5627 | 3201.975 | 986.3441 | 2561.58 | 1315.1254 | 1280.79 | 1972.6881 | 576.3555 | 2630.2509 | 384.237 | 42109.9876 | 210549.9379 | 1010639.702 | 2105499.3791 | 2526599.255 | 1684399.5033 | 1136969.6647 | 1010639.702
2018 | 13386 | Nemaha-Marshall E C A, Inc | KS | Cooperative | 228.365 | 2.099 | 108.797 | 228.365 | 2.099 | 108.797 | 176.329 | 1.751 | 100.7019 | 3472 | 34.5 | N | . | . | . | . | . | . | . |  |  | . |  | 0 | 0 | 108.797 |  |  | 0 | 0 | 0% |  | 0 |  | 0 |  | 1: 0; 3: 0; 5: 0; 7: 0 | 0 |  | 0
2018 | 13407 | Nevada Power Co | NV | Investor Owned | 114.29 | 0.69 | 165.6377 | 46.45 | 0.49 | 94.7959 | . | . | . | 975142 | 60 | Y | . | . | . | . | . | . | . |  |  | . |  | 67.84 | 0.2 | 94.7959 | 339.2 | 339.2 | 195028.4 | 195028.4 | 20% | 29.9074 | 9751.42 | 59.8148 | 24378.55 | 179.4445 | 39005.68 | 299.0742 | 48757.1 | 448.6113 | 39005.68 | 598.1484 | 19502.84 | 897.2226 | 8776.278 | 1196.2968 | 5850.852 | 291639.8234 | 1458199.1171 | 6999355.7622 | 14581991.1712 | 17498389.4054 | 11665592.937 | 7874275.2324 | 6999355.7622
2018 | 13416 | City of New Bern - (NC) | NC | Municipal | 7587.835 | 5.409 | 1402.8166 | 27.841 | 0.471 | 59.1104 | 7558.023 | 5.204 | 1452.3488 | 22745 | 23 | Y | . | . | . | . | . | . | . |  |  | . |  | 7559.994 | 4.938 | 59.1104 | 1530.983 | 7559.994 | 112314.81 | 22745 | 100% | 666.5682 | 1137.25 | 1333.1363 | 2843.125 | 3999.409 | 4549 | 6665.6817 | 5686.25 | 9998.5226 | 4549 | 13331.3634 | 2274.5 | 19997.0451 | 1023.525 | 26662.7268 | 682.35 | 758054.6519 | 3790273.2593 | 18193311.6446 | 37902732.5929 | 45483279.1115 | 30322186.0744 | 20467475.6002 | 18193311.6446
2018 | 13418 | City of New Braunfels - (TX) | TX | Municipal | 25.999 | 0.523 | 49.7113 | 25.999 | 0.523 | 49.7113 | 25.999 | 0.523 | 49.7113 | 40370 | 12.5 | Y | . | . | . | . | . | . | . |  |  | . |  | 0 | 0 | 49.7113 |  |  | 0 | 0 | 0% |  | 0 |  | 0 |  | 1: 0; 3: 0; 5: 0; 7: 0 | 0 |  | 0
2018 | 13424 | New Castle Municipal Serv Comm | DE | Municipal | 38.83 | 1.202 | 32.3045 | 38.83 | 1.202 | 32.3045 | 38.83 | 1.202 | 32.3045 | 2753 | . | N | . | . | . | . | . | . | . |  |  | . |  | 0 | 0 | 32.3045 |  |  | 0 | 0 | 0% |  | 0 |  | 0 |  | 1: 0; 3: 0; 5: 0; 7: 0 | 0 |  | 0
2018 | 13441 | New Hampshire Elec Coop Inc | NH | Cooperative | . | . | . | . | . | . | . | . | . | . | . |  | 972.615 | 4.44 | 219.0574 | 389.438 | 2.76 | 141.1007 | 81389 | N | F | 13 | Y | 583.177 | 1.68 | 141.1007 | 347.1292 | 583.177 | 136733.52 | 81389 | 100% | 51.419 | 4069.45 | 102.838 | 10173.625 | 308.5139 | 16277.8 | 514.1899 | 20347.25 | 771.2848 | 16277.8 | 1028.3797 | 8138.9 | 1542.5696 | 3662.505 | 2056.7594 | 2441.67 | 209246.9927 | 1046234.9637 | 5021927.8257 | 10462349.637 | 12554819.5643 | 8369879.7096 | 5649668.804 | 5021927.8257
2018 | 13448 | City of New Holstein - (WI) | WI | Municipal | . | . | . | . | . | . | . | . | . | . | . |  | 395.4 | 1.18 | 335.0847 | . | . | . | 2661 | N | L | 12.5 | N | [6 empty] | 2661 | 100% |  | 133.05 |  | 332.625 |  | 1: 532.2; 3: 665.25; 5: 532.2; 7: 266.1 | 119.745 |  | 79.83
2018 | 13478 | Entergy New Orleans, LLC | LA | Investor Owned | 162.1 | 1.811 | 89.5086 | 147 | 1.726 | 85.168 | 160 | 1.67 | 95.8084 | 205983 | 34.5 | Y | . | . | . | . | . | . | . |  |  | . |  | 15.1 | 0.085 | 85.168 | 177.6471 | 177.6471 | 17508.555 | 17508.555 | 8.5% | 15.6632 | 875.4277 | 31.3264 | 2188.5694 | 93.9793 | 3501.711 | 156.6322 | 4377.1388 | 234.9484 | 3501.711 | 313.2645 | 1750.8555 | 469.8967 | 787.885 | 626.5289 | 525.2567 | 13712.0204 | 68560.1021 | 329088.4902 | 685601.0213 | 822721.2256 | 548480.817 | 370224.5515 | 329088.4902
2018 | 13480 | New Prague Utilities Comm | MN | Municipal | . | . | . | . | . | . | . | . | . | . | . |  | 0.516 | 0.007 | 73.7143 | 0.516 | 0.007 | 73.7143 | 3443 | N | F | 12.5 | N | 0 | 0 | 73.7143 |  |  | 0 | 0 | 0% |  | 0 |  | 0 |  | 1: 0; 3: 0; 5: 0; 7: 0 | 0 |  | 0
2018 | 13482 | New River Light & Power Co | NC | State | 19.156 | 0.274 | 69.9124 | 19.156 | 0.274 | 69.9124 | . | . | . | 8275 | 12.5 | Y | . | . | . | . | . | . | . |  |  | . |  | 0 | 0 | 69.9124 |  |  | 0 | 0 | 0% |  | 0 |  | 0 |  | 1: 0; 3: 0; 5: 0; 7: 0 | 0 |  | 0
2018 | 13485 | New Smyrna Beach City of | FL | Municipal | . | . | . | . | . | . | . | . | . | . | . |  | . | . | . | 161.67 | 2.95 | 54.8034 | 28094 | Y | L | 23 | N |  |  | 54.8034 |  |  |  | 28094 | 100% |  | 1404.7 |  | 3511.75 |  | 1: 5618.8; 3: 7023.5; 5: 5618.8; 7: 2809.4 | 1264.23 |  | 842.82
2018 | 13488 | New Ulm Public Utilities Comm | MN | Municipal | . | . | . | . | . | . | . | . | . | . | . |  | 3.186 | 0.03 | 106.2 | . | . | . | 7355 | N | O | 13.2 | N | [6 empty] | 7355 | 100% |  | 367.75 |  | 919.375 |  | 1: 1471; 3: 1838.75; 5: 1471; 7: 735.5 | 330.975 |  | 220.65
2018 | 13511 | New York State Elec & Gas Corp | NY | Investor Owned | . | . | . | . | . | . | . | . | . | . | . |  | 1260.15 | 2.29 | 550.2838 | 155.4 | 1.19 | 130.5882 | 891168 | N | F | 34.5 | N | 1104.75 | 1.1 | 130.5882 | 1004.3182 | 1104.75 | 980284.8 | 891168 | 100% | 97.4063 | 44558.4 | 194.8126 | 111396 | 584.4379 | 178233.6 | 974.0632 | 222792 | 1461.0948 | 178233.6 | 1948.1264 | 89116.8 | 2922.1896 | 40102.56 | 3896.2528 | 26735.04 | 4340269.7193 | 21701348.5966 | 104166473.2638 | 217013485.9662 | 260416183.1594 | 173610788.773 | 117187282.4217 | 104166473.2638
2018 | 13524 | Newberry Electric Coop, Inc | SC | Cooperative | . | . | . | . | . | . | . | . | . | . | . |  | 200.59 | . | . | 114.56 | . | . | 12972 | N | L | 12.5 | N | 86.03 |  |  |  | 86.03 |  | 12972 | 100% | 7.5853 | 648.6 | 15.1706 | 1621.5 | 45.5118 | 2594.4 | 75.853 | 3243 | 113.7796 | 2594.4 | 151.7061 | 1297.2 | 227.5591 | 583.74 | 303.4122 | 389.16 | 4919.8288 | 24599.1439 | 118075.8906 | 245991.4386 | 295189.7264 | 196793.1509 | 132835.3769 | 118075.8906
2018 | 13547 | Newnan Wtr, Sewer & Light Comm | GA | Municipal | 41.771 | 0.524 | 79.7156 | 41.771 | 0.524 | 79.7156 | . | . | . | 10089 | 25 | N | . | . | . | . | . | . | . |  |  | . |  | 0 | 0 | 79.7156 |  |  | 0 | 0 | 0% |  | 0 |  | 0 |  | 1: 0; 3: 0; 5: 0; 7: 0 | 0 |  | 0
2018 | 13561 | City of Newton - (NC) | NC | Municipal | 180.123 | 2.089 | 86.2245 | 29.443 | . | . | . | . | . | 4739 | 25 | Y | . | . | . | . | . | . | . |  |  | . |  | 150.68 |  |  |  | 150.68 |  | 4739 | 100% | 13.2855 | 236.95 | 26.5711 | 592.375 | 79.7132 | 947.8 | 132.8553 | 1184.75 | 199.2829 | 947.8 | 265.7105 | 473.9 | 398.5658 | 213.255 | 531.421 | 142.17 | 3148.0052 | 15740.0262 | 75552.1256 | 157400.2616 | 188880.3139 | 125920.2093 | 84996.1412 | 75552.1256
2018 | 13573 | Niagara Mohawk Power Corp. | NY | Investor Owned | 396.199 | 1.529 | 259.123 | 147.039 | 1.065 | 138.0648 | 395.468 | 1.527 | 258.9836 | 1643827 | 69 | Y | . | . | . | . | . | . | . |  |  | . |  | 249.16 | 0.464 | 138.0648 | 536.9828 | 536.9828 | 762735.728 | 762735.728 | 46.4% | 47.346 | 38136.7864 | 94.692 | 95341.966 | 284.0761 | 152547.1456 | 473.4602 | 190683.932 | 710.1903 | 152547.1456 | 946.9204 | 76273.5728 | 1420.3806 | 34323.1078 | 1893.8407 | 22882.0718 | 1805624.9904 | 9028124.9519 | 43334999.7693 | 90281249.5195 | 108337499.4234 | 72224999.6156 | 48751874.7405 | 43334999.7693
2018 | 13640 | Northern Virginia Elec Coop | VA | Cooperative | . | . | . | . | . | . | . | . | . | . | . |  | 330.6 | 1.26 | 262.3809 | 60.65 | 0.79 | 76.7722 | 165645 | N | F | 34.5 | Y | 269.95 | 0.47 | 76.7722 | 574.3617 | 574.3617 | 77853.15 | 77853.15 | 47% | 50.6417 | 3892.6575 | 101.2835 | 9731.6437 | 303.8504 | 15570.63 | 506.4174 | 19463.2875 | 759.6261 | 15570.63 | 1012.8347 | 7785.315 | 1519.2521 | 3503.3917 | 2025.6695 | 2335.5945 | 197130.9379 | 985654.6896 | 4731142.5099 | 9856546.8957 | 11827856.2748 | 7885237.5165 | 5322535.3237 | 4731142.5099
2018 | 13647 | Noble County R E M C | IN | Cooperative | 178.8 | 1.703 | 104.9912 | 178.8 | 1.703 | 104.9912 | 127.2 | 1.345 | 94.5725 | 11424 | 12 | Y | . | . | . | . | . | . | . |  |  | . |  | 0 | 0 | 104.9912 |  |  | 0 | 0 | 0% |  | 0 |  | 0 |  | 1: 0; 3: 0; 5: 0; 7: 0 | 0 |  | 0
2018 | 13651 | Nolin Rural Electric Coop Corp | KY | Cooperative | 736.348 | 3 | 245.4493 | 65.131 | 1.056 | 61.6771 | 729.826 | 2.819 | 258.8954 | 35440 | 12.5 | Y | . | . | . | . | . | . | . |  |  | . |  | 671.217 | 1.944 | 61.6771 | 345.2762 | 671.217 | 68895.36 | 35440 | 100% | 59.1815 | 1772 | 118.363 | 4430 | 355.0891 | 7088 | 591.8151 | 8860 | 887.7227 | 7088 | 1183.6303 | 3544 | 1775.4454 | 1594.8 | 2367.2605 | 1063.2 | 104869.6421 | 524348.2104 | 2516871.4101 | 5243482.1043 | 6292178.5252 | 4194785.6835 | 2831480.3363 | 2516871.4101
2018 | 13664 | Norris Public Power District | NE | Political Subdivision | 190.441 | 1.657 | 114.9312 | 190.441 | 1.657 | 114.9312 | 178.546 | 1.488 | 119.9906 | 24365 | 12.5 | Y | . | . | . | . | . | . | . |  |  | . |  | 0 | 0 | 114.9312 |  |  | 0 | 0 | 0% |  | 0 |  | 0 |  | 1: 0; 3: 0; 5: 0; 7: 0 | 0 |  | 0
2018 | 13675 | Nishnabotna Valley R E C | IA | Cooperative | . | . | . | . | . | . | . | . | . | . | . |  | 155.7 | 1.3 | 119.7692 | 155.7 | 1.3 | 119.7692 | 3680 | N | O | 12.5 | Y | 0 | 0 | 119.7692 |  |  | 0 | 0 | 0% |  | 0 |  | 0 |  | 1: 0; 3: 0; 5: 0; 7: 0 | 0 |  | 0
2018 | 13676 | North Arkansas Elec Coop, Inc | AR | Cooperative | 255.17 | 1.65 | 154.6485 | 209.13 | 1.54 | 135.7987 | 240.69 | . | . | 36834 | 25 | Y | . | . | . | . | . | . | . |  |  | . |  | 46.04 | 0.11 | 135.7987 | 418.5455 | 418.5455 | 4051.74 | 4051.74 | 11% | 36.9033 | 202.587 | 73.8067 | 506.4675 | 221.4201 | 810.348 | 369.0335 | 1012.935 | 553.5502 | 810.348 | 738.0669 | 405.174 | 1107.1004 | 182.3283 | 1476.1339 | 121.5522 | 7476.1383 | 37380.6913 | 179427.318 | 373806.9126 | 448568.2951 | 299045.5301 | 201855.7328 | 179427.318
2018 | 13679 | Town of North Attleborough - (MA) | MA | Municipal | 268.574 | 0.667 | 402.6597 | 11.917 | 0.163 | 73.1104 | 268.574 | 0.667 | 402.6597 | 11376 | 13.8 | N | . | . | . | . | . | . | . |  |  | . |  | 256.657 | 0.504 | 73.1104 | 509.2401 | 509.2401 | 5733.504 | 5733.504 | 50.4% | 44.8999 | 286.6752 | 89.7999 | 716.688 | 269.3996 | 1146.7008 | 448.9993 | 1433.376 | 673.499 | 1146.7008 | 897.9987 | 573.3504 | 1346.998 | 258.0077 | 1795.9973 | 172.0051 | 12871.6974 | 64358.4871 | 308920.7381 | 643584.8711 | 772301.8453 | 514867.8969 | 347535.8304 | 308920.7381
2018 | 13684 | Nobles Cooperative Electric | MN | Cooperative | 241.06 | 1.09 | 221.156 | 241.06 | 1.09 | 221.156 | 70.54 | 0.78 | 90.4359 | 6763 | 7.2 | Y | . | . | . | . | . | . | . |  |  | . |  | 0 | 0 | 221.156 |  |  | 0 | 0 | 0% |  | 0 |  | 0 |  | 1: 0; 3: 0; 5: 0; 7: 0 | 0 |  | 0
2018 | 13693 | North Central Elec Coop, Inc | OH | Cooperative | 107.041 | . | . | 107.041 | . | . | 33.221 | . | . | 9656 | 12.5 | Y | . | . | . | . | . | . | . |  |  | . |  | 0 |  |  |  | 0 |  | 9656 | 100% | 0 | 482.8 | 0 | 1207 | 0 | 1931.2 | 0 | 2414 | 0 | 1931.2 | 0 | 965.6 | 0 | 434.52 | 0 | 289.68 | 0 | 0 | 0 | 0 | 0 | 0 | 0 | 0
2018 | 13694 | North Central Elec Coop, Inc | ND | Cooperative | . | . | . | . | . | . | . | . | . | . | . |  | 60 | . | . | 60 | . | . | 7707 | N | F | 14.4 | Y | 0 |  |  |  | 0 |  | 7707 | 100% | 0 | 385.35 | 0 | 963.375 | 0 | 1541.4 | 0 | 1926.75 | 0 | 1541.4 | 0 | 770.7 | 0 | 346.815 | 0 | 231.21 | 0 | 0 | 0 | 0 | 0 | 0 | 0 | 0
2018 | 13698 | North Central Public Pwr Dist | NE | Political Subdivision | . | . | . | . | . | . | . | . | . | . | . |  | 40.68 | 0.84 | 48.4286 | . | . | . | 5726 | N | F | 7.2 | N | [6 empty] | 5726 | 100% |  | 286.3 |  | 715.75 |  | 1: 1145.2; 3: 1431.5; 5: 1145.2; 7: 572.6 | 257.67 |  | 171.78
2018 | 13700 | North Itasca Electric Coop Inc | MN | Cooperative | . | . | . | . | . | . | . | . | . | . | . |  | 830.252 | 1.92 | 432.4229 | 230.553 | 1.04 | 221.6856 | 5416 | N | L | 7.2 | Y | 599.699 | 0.88 | 221.6856 | 681.4761 | 681.4761 | 4766.08 | 4766.08 | 88% | 60.0861 | 238.304 | 120.1721 | 595.76 | 360.5164 | 953.216 | 600.8607 | 1191.52 | 901.291 | 953.216 | 1201.7213 | 476.608 | 1802.582 | 214.4736 | 2403.4427 | 142.9824 | 14318.75 | 71593.7498 | 343649.9992 | 715937.4983 | 859124.998 | 572749.9986 | 386606.2491 | 343649.9992
2018 | 13704 | North Western Elec Coop, Inc | OH | Cooperative | 64.6 | 0.815 | 79.2638 | . | . | . | . | . | . | 5928 | 12.5 | N | . | . | . | . | . | . | . |  |  | . | [7 empty] | 5928 | 100% |  | 296.4 |  | 741 |  | 1: 1185.6; 3: 1482; 5: 1185.6; 7: 592.8 | 266.76 |  | 177.84
2018 | 13716 | North Georgia Elec Member Corp | GA | Cooperative | 210.65 | 1.985 | 106.1209 | 162.69 | 1.782 | 91.2963 | 209.61 | 1.966 | 106.6175 | 98805 | 25 | Y | . | . | . | . | . | . | . |  |  | . |  | 47.96 | 0.203 | 91.2963 | 236.2562 | 236.2562 | 20057.415 | 20057.415 | 20.3% | 20.8308 | 1002.8708 | 41.6616 | 2507.1769 | 124.9849 | 4011.483 | 208.3081 | 5014.3538 | 312.4622 | 4011.483 | 416.6163 | 2005.7415 | 624.9244 | 902.5837 | 833.2326 | 601.7224 | 20890.6148 | 104453.0742 | 501374.7562 | 1044530.7421 | 1253436.8905 | 835624.5937 | 564046.6007 | 501374.7562
2018 | 13718 | City of North Little Rock - (AR) | AR | Municipal | . | . | . | . | . | . | . | . | . | . | . |  | 171.7 | . | . | . | . | . | 38500 | N | L | 13.8 | N | [6 empty] | 38500 | 100% |  | 1925 |  | 4812.5 |  | 1: 7700; 3: 9625; 5: 7700; 7: 3850 | 1732.5 |  | 1155
2018 | 13730 | City of North St Paul - (MN) | MN | Municipal | . | . | . | . | . | . | . | . | . | . | . |  | 0.414 | 0.074 | 5.5946 | 0.414 | 0.074 | 5.5946 | 6258 | Y | L | 13.8 | N | 0 | 0 | 5.5946 |  |  | 0 | 0 | 0% |  | 0 |  | 0 |  | 1: 0; 3: 0; 5: 0; 7: 0 | 0 |  | 0
2018 | 13731 | North Star Electric Coop, Inc | MN | Cooperative | 193.252 | 1.343 | 143.8958 | 173.285 | 0.843 | 205.5575 | 188.704 | 1.027 | 183.7429 | 6582 | 14.4 | N | . | . | . | . | . | . | . |  |  | . |  | 19.967 | 0.5 | 205.5575 | 39.934 | 39.934 | 3291 | 3291 | 50% | 3.521 | 164.55 | 7.042 | 411.375 | 21.126 | 658.2 | 35.21 | 822.75 | 52.815 | 658.2 | 70.42 | 329.1 | 105.63 | 148.095 | 140.84 | 98.73 | 579.3804 | 2896.9021 | 13905.1303 | 28969.0215 | 34762.8257 | 23175.2172 | 15643.2716 | 13905.1303
2018 | 13735 | Northcentral Mississippi E P A | MS | Cooperative | 134.12 | 1.56 | 85.9744 | 134.12 | 1.56 | 85.9744 | 133.972 | 1.41 | 95.0156 | 31748 | 25 | Y | . | . | . | . | . | . | . |  |  | . |  | 0 | 0 | 85.9744 |  |  | 0 | 0 | 0% |  | 0 |  | 0 |  | 1: 0; 3: 0; 5: 0; 7: 0 | 0 |  | 0
2018 | 13750 | Northern Electric Coop, Inc | SD | Cooperative | 199.34 | 1.45 | 137.4759 | 70.03 | 1.25 | 56.024 | 198.19 | 0.72 | 275.2639 | 6466 | 7.2 | N | . | . | . | . | . | . | . |  |  | . |  | 129.31 | 0.2 | 56.024 | 646.55 | 646.55 | 1293.2 | 1293.2 | 20% | 57.0066 | 64.66 | 114.0132 | 161.65 | 342.0397 | 258.64 | 570.0661 | 323.3 | 855.0992 | 258.64 | 1140.1323 | 129.32 | 1710.1984 | 58.194 | 2280.2645 | 38.796 | 3686.0476 | 18430.2379 | 88465.142 | 184302.3791 | 221162.855 | 147441.9033 | 99523.2847 | 88465.142
2018 | 13757 | North Plains Electric Coop Inc | TX | Cooperative | . | . | . | . | . | . | . | . | . | . | . |  | 381.2 | . | . | 381.2 | . | . | 7041 | N | F | . | Y | 0 |  |  |  | 0 |  | 7041 | 100% | 0 | 352.05 | 0 | 880.125 | 0 | 1408.2 | 0 | 1760.25 | 0 | 1408.2 | 0 | 704.1 | 0 | 316.845 | 0 | 211.23 | 0 | 0 | 0 | 0 | 0 | 0 | 0 | 0
2018 | 13758 | Northern Lights, Inc | ID | Cooperative | . | . | . | . | . | . | . | . | . | . | . |  | 393.4 | . | . | 356.6 | . | . | 15446 | N | F | 25 | Y | 36.8 |  |  |  | 36.8 |  | 15446 | 100% | 3.2447 | 772.3 | 6.4893 | 1930.75 | 19.468 | 3089.2 | 32.4467 | 3861.5 | 48.6701 | 3089.2 | 64.8935 | 1544.6 | 97.3402 | 695.07 | 129.7869 | 463.38 | 2505.861 | 12529.3049 | 60140.6636 | 125293.0492 | 150351.6591 | 100234.4394 | 67658.2466 | 60140.6636
2018 | 13758 | Northern Lights, Inc | MT | Cooperative | . | . | . | . | . | . | . | . | . | . | . |  | 108.2 | . | . | 98 | . | . | 4247 | N | F | 25 | Y | 10.2 |  |  |  | 10.2 |  | 4247 | 100% | 0.89934 | 212.35 | 1.7987 | 530.875 | 5.396 | 849.4 | 8.9934 | 1061.75 | 13.4901 | 849.4 | 17.9868 | 424.7 | 26.9802 | 191.115 | 35.9735 | 127.41 | 190.9746 | 954.8729 | 4583.3899 | 9548.7289 | 11458.4747 | 7638.9831 | 5156.3136 | 4583.3899
2018 | 13758 | Northern Lights, Inc | WA | Cooperative | . | . | . | . | . | . | . | . | . | . | . |  | 0.4 | . | . | 0.4 | . | . | 17 | N | F | 25 | Y | 0 |  |  |  | 0 |  | 17 | 100% | 0 | 0.85 | 0 | 2.125 | 0 | 3.4 | 0 | 4.25 | 0 | 3.4 | 0 | 1.7 | 0 | 0.765 | 0 | 0.51 | 0 | 0 | 0 | 0 | 0 | 0 | 0 | 0
2018 | 13780 | Northern States Power Co | MI | Investor Owned | 221.91 | 1.09 | 203.5872 | 130.04 | 0.71 | 183.1549 | 132.55 | 0.68 | 194.9265 | 8856 | 34.5 | Y | . | . | . | . | . | . | . |  |  | . |  | 91.87 | 0.38 | 183.1549 | 241.7632 | 241.7632 | 3365.28 | 3365.28 | 38% | 21.3164 | 168.264 | 42.6327 | 420.66 | 127.8982 | 673.056 | 213.1637 | 841.32 | 319.7455 | 673.056 | 426.3274 | 336.528 | 639.4911 | 151.4376 | 852.6548 | 100.9584 | 3586.7776 | 17933.888 | 86082.6625 | 179338.8802 | 215206.6563 | 143471.1042 | 96842.9953 | 86082.6625
2018 | 13780 | Northern States Power Co | WI | Investor Owned | 121.8 | 0.79 | 154.1772 | 89.85 | 0.67 | 134.1045 | 118.99 | 0.73 | 163 | 246129 | 34.5 | Y | . | . | . | . | . | . | . |  |  | . |  | 31.95 | 0.12 | 134.1045 | 266.25 | 266.25 | 29535.48 | 29535.48 | 12% | 23.4754 | 1476.774 | 46.9508 | 3691.935 | 140.8523 | 5907.096 | 234.7539 | 7383.87 | 352.1308 | 5907.096 | 469.5077 | 2953.548 | 704.2616 | 1329.0966 | 939.0154 | 886.0644 | 34667.8393 | 173339.1965 | 832028.1434 | 1733391.9655 | 2080070.3586 | 1386713.5724 | 936031.6614 | 832028.1434
2018 | 13781 | Northern States Power Co - Minnesota | MN | Investor Owned | 124.95 | 0.95 | 131.5263 | 95.02 | 0.88 | 107.9773 | 118.78 | 0.89 | 133.4607 | 1265163 | 34.5 | Y | . | . | . | . | . | . | . |  |  | . |  | 29.93 | 0.07 | 107.9773 | 427.5714 | 427.5714 | 88561.41 | 88561.41 | 7% | 37.6992 | 4428.0705 | 75.3983 | 11070.1763 | 226.195 | 17712.282 | 376.9917 | 22140.3525 | 565.4876 | 17712.282 | 753.9834 | 8856.141 | 1130.9751 | 3985.2634 | 1507.9668 | 2656.8423 | 166934.586 | 834672.93 | 4006430.0639 | 8346729.2998 | 10016075.1597 | 6677383.4398 | 4507233.8219 | 4006430.0639
2018 | 13781 | Northern States Power Co - Minnesota | ND | Investor Owned | 68.19 | 0.56 | 121.7679 | 52.36 | 0.49 | 106.8571 | 61.89 | 0.5 | 123.78 | 92389 | 34.5 | Y | . | . | . | . | . | . | . |  |  | . |  | 15.83 | 0.07 | 106.8571 | 226.1429 | 226.1429 | 6467.23 | 6467.23 | 7% | 19.9391 | 323.3615 | 39.8782 | 808.4038 | 119.6347 | 1293.446 | 199.3912 | 1616.8075 | 299.0868 | 1293.446 | 398.7824 | 646.723 | 598.1736 | 291.0254 | 797.5648 | 194.0169 | 6447.5439 | 32237.7194 | 154741.0531 | 322377.194 | 386852.6328 | 257901.7552 | 174083.6847 | 154741.0531
2018 | 13781 | Northern States Power Co - Minnesota | SD | Investor Owned | 76.52 | 0.68 | 112.5294 | 58.57 | 0.48 | 122.0208 | 66.67 | 0.54 | 123.463 | 92713 | 34.5 | Y | . | . | . | . | . | . | . |  |  | . |  | 17.95 | 0.2 | 122.0208 | 89.75 | 89.75 | 18542.6 | 18542.6 | 20% | 7.9133 | 927.13 | 15.8266 | 2317.825 | 47.4798 | 3708.52 | 79.133 | 4635.65 | 118.6995 | 3708.52 | 158.266 | 1854.26 | 237.399 | 834.417 | 316.532 | 556.278 | 7336.6569 | 36683.2847 | 176079.7666 | 366832.8472 | 440199.4166 | 293466.2777 | 198089.7375 | 176079.7666
2018 | 13783 | Northeast Louisiana Power Coop Inc. | LA | Cooperative | . | . | . | . | . | . | . | . | . | . | . |  | 253.2 | 2.33 | 108.6695 | 253.2 | 2.33 | 108.6695 | 17459 | N | O | 19.9 | Y | 0 | 0 | 108.6695 |  |  | 0 | 0 | 0% |  | 0 |  | 0 |  | 1: 0; 3: 0; 5: 0; 7: 0 | 0 |  | 0
2018 | 13788 | Northern Wasco County PUD | OR | Political Subdivision | 52.677 | 0.342 | 154.0263 | 15.737 | 0.23 | 68.4217 | 52.677 | 0.342 | 154.0263 | 10112 | 12.5 | N | . | . | . | . | . | . | . |  |  | . |  | 36.94 | 0.112 | 68.4217 | 329.8214 | 329.8214 | 1132.544 | 1132.544 | 11.2% | 29.0805 | 56.6272 | 58.161 | 141.568 | 174.483 | 226.5088 | 290.8051 | 283.136 | 436.2076 | 226.5088 | 581.6102 | 113.2544 | 872.4152 | 50.9645 | 1163.2203 | 33.9763 | 1646.7477 | 8233.7387 | 39521.9459 | 82337.3872 | 98804.8647 | 65869.9098 | 44462.1891 | 39521.9459
2018 | 13789 | Village of Northfield - (VT) | VT | Municipal | . | . | . | . | . | . | . | . | . | . | . |  | . | 0.41 | . | . | . | . | 1826 | N | O | 34 | [7 empty] | 1826 | 100% |  | 91.3 |  | 228.25 |  | 1: 365.2; 3: 456.5; 5: 365.2; 7: 182.6 | 82.17 |  | 54.78
2018 | 13799 | Prairie Land Electric Coop Inc | KS | Cooperative | . | . | . | . | . | . | . | . | . | . | . |  | 332.1 | . | . | 277.8 | . | . | 25240 | N | F | 13.8 | Y | 54.3 |  |  |  | 54.3 |  | 25240 | 100% | 4.7877 | 1262 | 9.5753 | 3155 | 28.7259 | 5048 | 47.8766 | 6310 | 71.8148 | 5048 | 95.7531 | 2524 | 143.6297 | 1135.8 | 191.5062 | 757.2 | 6042.022 | 30210.1102 | 145008.529 | 302101.1021 | 362521.3226 | 241680.8817 | 163134.5952 | 145008.529
2018 | 13805 | Northwest Rural Pub Pwr Dist | NE | Political Subdivision | 451 | 2.749 | 164.0597 | 426 | 2.661 | 160.0902 | 451 | 2.749 | 164.0597 | 3377 | 14.4 | Y | . | . | . | . | . | . | . |  |  | . |  | 25 | 0.088 | 160.0902 | 284.0909 | 284.0909 | 297.176 | 297.176 | 8.8% | 25.0484 | 14.8588 | 50.0969 | 37.147 | 150.2906 | 59.4352 | 250.4843 | 74.294 | 375.7264 | 59.4352 | 500.9685 | 29.7176 | 751.4528 | 13.3729 | 1001.9371 | 8.9153 | 372.1896 | 1860.9478 | 8932.5496 | 18609.4783 | 22331.374 | 14887.5827 | 10049.1183 | 8932.5496
2018 | 13809 | NorthWestern Energy - (SD) | SD | Investor Owned | 111 | 1.24 | 89.5161 | 97 | 1.13 | 85.8407 | 53 | 0.49 | 108.1633 | 53988 | 34.5 | N | . | . | . | . | . | . | . |  |  | . |  | 14 | 0.11 | 85.8407 | 127.2727 | 127.2727 | 5938.68 | 5938.68 | 11% | 11.2217 | 296.934 | 22.4434 | 742.335 | 67.3302 | 1187.736 | 112.217 | 1484.67 | 168.3254 | 1187.736 | 224.4339 | 593.868 | 336.6509 | 267.2406 | 448.8678 | 178.1604 | 3332.1029 | 16660.5143 | 79970.4688 | 166605.1433 | 199926.1719 | 133284.1146 | 89966.7774 | 79970.4688
2018 | 13830 | Nueces Electric Cooperative | TX | Cooperative | 261.069 | 2.056 | 126.9791 | 155.085 | 1.25 | 124.068 | 244.433 | 1.89 | 129.3296 | 19097 | 25 | Y | . | . | . | . | . | . | . |  |  | . |  | 105.984 | 0.806 | 124.068 | 131.4938 | 131.4938 | 15392.182 | 15392.182 | 80.6% | 11.5939 | 769.6091 | 23.1877 | 1924.0228 | 69.5632 | 3078.4364 | 115.9387 | 3848.0455 | 173.908 | 3078.4364 | 231.8774 | 1539.2182 | 347.8161 | 692.6482 | 463.7548 | 461.7655 | 8922.747 | 44613.7351 | 214145.9284 | 446137.3508 | 535364.8209 | 356909.8806 | 240914.1694 | 214145.9284
2018 | 13831 | City of Norwich - (CT) | CT | Municipal | 138.81 | 0.93 | 149.2581 | 84.48 | 0.72 | 117.3333 | 138.81 | 0.93 | 149.2581 | 20298 | 35 | N | . | . | . | . | . | . | . |  |  | . |  | 54.33 | 0.21 | 117.3333 | 258.7143 | 258.7143 | 4262.58 | 4262.58 | 21% | 22.811 | 213.129 | 45.6219 | 532.8225 | 136.8657 | 852.516 | 228.1096 | 1065.645 | 342.1644 | 852.516 | 456.2192 | 426.258 | 684.3287 | 191.8161 | 912.4383 | 127.8774 | 4861.6767 | 24308.3837 | 116680.2417 | 243083.8369 | 291700.6043 | 194467.0695 | 131265.2719 | 116680.2417
2018 | 13838 | Northfork Electric Coop, Inc | OK | Cooperative | 219.582 | . | . | 159.21 | . | . | 144.62 | . | . | 6598 | 14.4 | Y | . | . | . | . | . | . | . |  |  | . |  | 60.372 |  |  |  | 60.372 |  | 6598 | 100% | 5.323 | 329.9 | 10.6461 | 824.75 | 31.9382 | 1319.6 | 53.2303 | 1649.5 | 79.8454 | 1319.6 | 106.4605 | 659.8 | 159.6908 | 296.91 | 212.9211 | 197.94 | 1756.0667 | 8780.3333 | 42145.6 | 87803.3334 | 105364.0001 | 70242.6667 | 47413.8001 | 42145.6
2018 | 13936 | Oakdale Electric Coop | WI | Cooperative | 336.3 | 1.362 | 246.9163 | 131.94 | 1.011 | 130.5044 | 325.32 | 1.211 | 268.6375 | 16795 | 12.5 | Y | . | . | . | . | . | . | . |  |  | . |  | 204.36 | 0.351 | 130.5045 | 582.2222 | 582.2222 | 5895.045 | 5895.045 | 35.1% | 51.3348 | 294.7523 | 102.6696 | 736.8806 | 308.0088 | 1179.009 | 513.348 | 1473.7613 | 770.022 | 1179.009 | 1026.6961 | 589.5045 | 1540.0441 | 265.277 | 2053.3921 | 176.8513 | 15131.0486 | 75655.2432 | 363145.1674 | 756552.432 | 907862.9184 | 605241.9456 | 408538.3133 | 363145.1674
2018 | 13955 | City of Ocala | FL | Municipal | . | . | . | . | . | . | . | . | . | . | . |  | 70.59 | 1.2 | 58.825 | . | . | . | 52472 | N | L | 12.5 | Y | [6 empty] | 52472 | 100% |  | 2623.6 |  | 6559 |  | 1: 10494.4; 3: 13118; 5: 10494.4; 7: 5247.2 | 2361.24 |  | 1574.16
2018 | 13963 | Oconomowoc Utilities | WI | Municipal | . | . | . | . | . | . | . | . | . | . | . |  | 3.85 | 0.044 | 87.5 | . | . | . | 9500 | Y | L | 24.9 | N | [6 empty] | 9500 | 100% |  | 475 |  | 1187.5 |  | 1: 1900; 3: 2375; 5: 1900; 7: 950 | 427.5 |  | 285
2018 | 13964 | Oconto Electric Cooperative | WI | Cooperative | . | . | . | . | . | . | . | . | . | . | . |  | 270 | 2.19 | 123.2877 | . | . | . | 9877 | N | L | 12.5 | N | [6 empty] | 9877 | 100% |  | 493.85 |  | 1234.625 |  | 1: 1975.4; 3: 2469.25; 5: 1975.4; 7: 987.7 | 444.465 |  | 296.31
2018 | 13998 | Ohio Edison Co | OH | Investor Owned | 189.456 | 1.33 | 142.4481 | 107.686 | 1.065 | 101.1136 | 159.9 | 1.04 | 153.75 | 1040109 | 36 | Y | . | . | . | . | . | . | . |  |  | . |  | 81.77 | 0.265 | 101.1136 | 308.566 | 308.566 | 275628.885 | 275628.885 | 26.5% | 27.2064 | 13781.4443 | 54.4128 | 34453.6106 | 163.2385 | 55125.777 | 272.0641 | 68907.2213 | 408.0962 | 55125.777 | 544.1282 | 27562.8885 | 816.1923 | 12403.2998 | 1088.2564 | 8268.8666 | 374943.6279 | 1874718.1395 | 8998647.0697 | 18747181.3953 | 22496617.6744 | 14997745.1162 | 10123477.9535 | 8998647.0697
2018 | 14006 | Ohio Power Co | OH | Investor Owned | 255.6 | 1.575 | 162.2857 | 218.4 | 1.462 | 149.3844 | 215 | 1.363 | 157.7403 | 1480292 | 35 | Y | . | . | . | . | . | . | . |  |  | . |  | 37.2 | 0.113 | 149.3844 | 329.2035 | 329.2035 | 167272.996 | 167272.996 | 11.3% | 29.026 | 8363.6498 | 58.0521 | 20909.1245 | 174.1562 | 33454.5992 | 290.2603 | 41818.249 | 435.3904 | 33454.5992 | 580.5206 | 16727.2996 | 870.7809 | 7527.2848 | 1161.0411 | 5018.1899 | 242763.5374 | 1213817.687 | 5826324.8976 | 12138176.8699 | 14565812.2439 | 9710541.496 | 6554615.5098 | 5826324.8976
2018 | 14055 | PUD No 1 of Okanogan County | WA | Political Subdivision | . | . | . | . | . | . | . | . | . | . | . |  | 258.03 | 1.183 | 218.115 | 258.03 | 1.183 | 218.115 | 21200 | N | F | 24.9 | N | 0 | 0 | 218.115 |  |  | 0 | 0 | 0% |  | 0 |  | 0 |  | 1: 0; 3: 0; 5: 0; 7: 0 | 0 |  | 0
2018 | 14062 | Oklahoma Electric Coop Inc | OK | Cooperative | 91.3 | 1.63 | 56.0123 | 91.3 | 1.63 | 56.0123 | 56.8 | 0.88 | 64.5455 | 56484 | 24.9 | Y | . | . | . | . | . | . | . |  |  | . |  | 0 | 0 | 56.0123 |  |  | 0 | 0 | 0% |  | 0 |  | 0 |  | 1: 0; 3: 0; 5: 0; 7: 0 | 0 |  | 0
2018 | 14063 | Oklahoma Gas & Electric Co | AR | Investor Owned | . | . | . | . | . | . | . | . | . | . | . |  | 278.4 | 1.8 | 154.6667 | 145.2 | 1.2 | 121 | 69296 | N | L | 34.5 | Y | 133.2 | 0.6 | 121 | 222 | 222 | 41577.6 | 41577.6 | 60% | 19.5738 | 2078.88 | 39.1477 | 5197.2 | 117.4431 | 8315.52 | 195.7384 | 10394.4 | 293.6076 | 8315.52 | 391.4769 | 4157.76 | 587.2153 | 1870.992 | 782.9537 | 1247.328 | 40691.6702 | 203458.3512 | 976600.0858 | 2034583.5121 | 2441500.2145 | 1627666.8097 | 1098675.0965 | 976600.0858
2018 | 14063 | Oklahoma Gas & Electric Co | OK | Investor Owned | . | . | . | . | . | . | . | . | . | . | . |  | 180.5 | 1 | 180.5 | 130.9 | 0.9 | 145.4444 | 775945 | N | L | 34.5 | Y | 49.6 | 0.1 | 145.4444 | 496 | 496 | 77594.5 | 77594.5 | 10% | 43.7325 | 3879.725 | 87.4651 | 9699.3125 | 262.3953 | 15518.9 | 437.3255 | 19398.625 | 655.9882 | 15518.9 | 874.651 | 7759.45 | 1311.9765 | 3491.7525 | 1749.302 | 2327.835 | 169670.266 | 848351.3299 | 4072086.3835 | 8483513.299 | 10180215.9589 | 6786810.6392 | 4581097.1815 | 4072086.3835
2018 | 14074 | Okanogan County Elec Coop, Inc | WA | Cooperative | . | . | . | . | . | . | . | . | . | . | . |  | 33.25 | 4.92 | 6.7581 | 11.97 | 2.01 | 5.9552 | 3740 | N | O | 34 | N | 21.28 | 2.91 | 5.9552 | 7.3127 | 21.28 | 10883.4 | 3740 | 100% | 1.8763 | 187 | 3.7525 | 467.5 | 11.2576 | 748 | 18.7627 | 935 | 28.144 | 748 | 37.5253 | 374 | 56.288 | 168.3 | 75.0507 | 112.2 | 350.862 | 1754.3101 | 8420.6883 | 17543.1007 | 21051.7208 | 14034.4805 | 9473.2744 | 8420.6883
2018 | 14107 | City of Olivia - (MN) | MN | Municipal | 4.557 | 0.09 | 50.6333 | 4.557 | 0.09 | 50.6333 | 4.557 | 0.09 | 50.6333 | 1324 | 4.2 | N | . | . | . | . | . | . | . |  |  | . |  | 0 | 0 | 50.6333 |  |  | 0 | 0 | 0% |  | 0 |  | 0 |  | 1: 0; 3: 0; 5: 0; 7: 0 | 0 |  | 0
2018 | 14109 | Oregon Trail El Cons Coop, Inc | OR | Cooperative | . | . | . | . | . | . | . | . | . | . | . |  | 225.55 | 2.07 | 108.9613 | 91.43 | 0.83 | 110.1566 | 30644 | N | F | 34.5 | Y | 134.12 | 1.24 | 110.1566 | 108.1613 | 134.12 | 37998.56 | 30644 | 100% | 11.8254 | 1532.2 | 23.6508 | 3830.5 | 70.9525 | 6128.8 | 118.2542 | 7661 | 177.3813 | 6128.8 | 236.5084 | 3064.4 | 354.7627 | 1378.98 | 473.0169 | 919.32 | 18118.9123 | 90594.5616 | 434853.8959 | 905945.6165 | 1087134.7398 | 724756.4932 | 489210.6329 | 434853.8959
2018 | 14127 | Omaha Public Power District | NE | Political Subdivision | 252.2 | 1.33 | 189.6241 | 101.8 | 0.89 | 114.382 | . | . | . | 358524 | 13.8 | Y | . | . | . | . | . | . | . |  |  | . |  | 150.4 | 0.44 | 114.382 | 341.8182 | 341.8182 | 157750.56 | 157750.56 | 44% | 30.1383 | 7887.528 | 60.2765 | 19718.82 | 180.8296 | 31550.112 | 301.3827 | 39437.64 | 452.074 | 31550.112 | 602.7653 | 15775.056 | 904.148 | 7098.7752 | 1205.5307 | 4732.5168 | 237716.4273 | 1188582.1367 | 5705194.256 | 11885821.3666 | 14262985.64 | 9508657.0933 | 6418343.538 | 5705194.256
2018 | 14146 | City of Opelika - (AL) | AL | Municipal | 401.5 | 1.8 | 223.0556 | 401.5 | 1.8 | 223.0556 | . | . | . | 12674 | 7.2 | Y | . | . | . | . | . | . | . |  |  | . |  | 0 | 0 | 223.0556 |  |  | 0 | 0 | 0% |  | 0 |  | 0 |  | 1: 0; 3: 0; 5: 0; 7: 0 | 0 |  | 0
2018 | 14154 | Orange & Rockland Utils Inc | NY | Investor Owned | . | . | . | . | . | . | . | . | . | . | . |  | 690.54 | 1.73 | 399.1561 | 120.33 | 1.125 | 106.96 | 227222 | N | F | 34.5 | N | 570.21 | 0.605 | 106.96 | 942.4959 | 942.4959 | 137469.31 | 137469.31 | 60.5% | 83.1003 | 6873.4655 | 166.2006 | 17183.6637 | 498.6018 | 27493.862 | 831.003 | 34367.3275 | 1246.5045 | 27493.862 | 1662.0059 | 13746.931 | 2493.0089 | 6186.119 | 3324.0119 | 4124.0793 | 571187.024 | 2855935.1202 | 13708488.577 | 28559351.2021 | 34271221.4425 | 22847480.9616 | 15422049.6491 | 13708488.577
2018 | 14170 | Orcas Power & Light Coop | WA | Cooperative | 1599 | 7.23 | 221.1618 | 1308.9 | 5.62 | 232.9004 | 863.4 | 3.77 | 229.0186 | 14413 | 69 | N | . | . | . | . | . | . | . |  |  | . |  | 290.1 | 1.61 | 232.9004 | 180.1863 | 290.1 | 23204.93 | 14413 | 100% | 25.5783 | 720.65 | 51.1565 | 1801.625 | 153.4695 | 2882.6 | 255.7825 | 3603.25 | 383.6738 | 2882.6 | 511.565 | 1441.3 | 767.3475 | 648.585 | 1023.1301 | 432.39 | 18432.9668 | 92164.8339 | 442391.2029 | 921648.3395 | 1105978.0073 | 737318.6716 | 497690.1033 | 442391.2029
2018 | 14175 | Tri-County Electric Coop, Inc | SC | Cooperative | 383.68 | 3.24 | 118.4197 | 176.3 | 2.31 | 76.3203 | 170.42 | 2.14 | 79.6355 | 18005 | 14.4 | Y | . | . | . | . | . | . | . |  |  | . |  | 207.38 | 0.93 | 76.3203 | 222.9892 | 222.9892 | 16744.65 | 16744.65 | 93% | 19.6611 | 837.2325 | 39.3221 | 2093.0813 | 117.9664 | 3348.93 | 196.6107 | 4186.1625 | 294.916 | 3348.93 | 393.2213 | 1674.465 | 589.832 | 753.5092 | 786.4426 | 502.3395 | 16460.8827 | 82304.4137 | 395061.1856 | 823044.1367 | 987652.964 | 658435.3093 | 444443.8338 | 395061.1856
2018 | 14178 | P K M Electric Coop, Inc | MN | Cooperative | 256.96 | 5.7 | 45.0807 | 79.96 | 1.5 | 53.3067 | 173.19 | 1.4 | 123.7071 | 3875 | 12.5 | N | . | . | . | . | . | . | . |  |  | . |  | 177 | 4.2 | 53.3067 | 42.1429 | 177 | 16275 | 3875 | 100% | 15.6062 | 193.75 | 31.2123 | 484.375 | 93.637 | 775 | 156.0617 | 968.75 | 234.0926 | 775 | 312.1234 | 387.5 | 468.1852 | 174.375 | 624.2469 | 116.25 | 3023.6958 | 15118.4791 | 72568.6995 | 151184.7906 | 181421.7487 | 120947.8325 | 81639.7869 | 72568.6995
2018 | 14192 | Osage Valley Elec Coop Assn | MO | Cooperative | . | . | . | . | . | . | . | . | . | . | . |  | 175.9 | 1.44 | 122.1528 | 154.8 | 1.35 | 114.6667 | 16209 | N | F | 12.5 | Y | 21.1 | 0.09 | 114.6667 | 234.4444 | 234.4444 | 1458.81 | 1458.81 | 9% | 20.6711 | 72.9405 | 41.3422 | 182.3512 | 124.0265 | 291.762 | 206.7108 | 364.7025 | 310.0661 | 291.762 | 413.4215 | 145.881 | 620.1323 | 65.6464 | 826.843 | 43.7643 | 1507.7586 | 7538.7928 | 36186.2054 | 75387.928 | 90465.5136 | 60310.3424 | 40709.4811 | 36186.2054
2018 | 14194 | City of Orrville - (OH) | OH | Municipal | . | . | . | . | . | . | . | . | . | . | . |  | 61.005 | 1.2 | 50.8375 | 36.36 | . | . | 7445 | Y | L | 13.8 | N | 24.645 |  |  |  | 24.645 |  | 7445 | 100% | 2.173 | 372.25 | 4.3459 | 930.625 | 13.0378 | 1489 | 21.7296 | 1861.25 | 32.5944 | 1489 | 43.4592 | 744.5 | 65.1888 | 335.025 | 86.9184 | 223.35 | 808.8848 | 4044.4238 | 19413.2341 | 40444.2377 | 48533.0852 | 32355.3902 | 21839.8884 | 19413.2341
2018 | 14202 | Osceola Electric Coop, Inc | IA | Cooperative | 146.19 | 4.214 | 34.6915 | 146.19 | 4.214 | 34.6915 | 73.215 | 0.738 | 99.2073 | 1182 | 7.2 | N | . | . | . | . | . | . | . |  |  | . |  | 0 | 0 | 34.6915 |  |  | 0 | 0 | 0% |  | 0 |  | 0 |  | 1: 0; 3: 0; 5: 0; 7: 0 | 0 |  | 0
2018 | 14229 | City of Ottawa - (KS) | KS | Municipal | 290.673 | 3.02 | 96.2493 | . | . | . | . | . | . | 6124 | 12.4 | N | . | . | . | . | . | . | . |  |  | . | [7 empty] | 6124 | 100% |  | 306.2 |  | 765.5 |  | 1: 1224.8; 3: 1531; 5: 1224.8; 7: 612.4 | 275.58 |  | 183.72
2018 | 14232 | Otter Tail Power Co | MN | Investor Owned | 86.41 | 1.31 | 65.9618 | 75.33 | 1.23 | 61.2439 | 86.41 | 1.31 | 65.9618 | 62000 | 12.5 | Y | . | . | . | . | . | . | . |  |  | . |  | 11.08 | 0.08 | 61.2439 | 138.5 | 138.5 | 4960 | 4960 | 8% | 12.2116 | 248 | 24.4232 | 620 | 73.2697 | 992 | 122.1161 | 1240 | 183.1741 | 992 | 244.2322 | 496 | 366.3483 | 223.2 | 488.4644 | 148.8 | 3028.4791 | 15142.3953 | 72683.4974 | 151423.953 | 181708.7436 | 121139.1624 | 81768.9346 | 72683.4974
2018 | 14232 | Otter Tail Power Co | ND | Investor Owned | 174.79 | 1.49 | 117.3087 | 157.8 | 1.35 | 116.8889 | . | . | . | 58852 | 12.5 | Y | . | . | . | . | . | . | . |  |  | . |  | 16.99 | 0.14 | 116.8889 | 121.3571 | 121.3571 | 8239.28 | 8239.28 | 14% | 10.7001 | 411.964 | 21.4002 | 1029.91 | 64.2007 | 1647.856 | 107.0012 | 2059.82 | 160.5017 | 1647.856 | 214.0023 | 823.928 | 321.0035 | 370.7676 | 428.0046 | 247.1784 | 4408.0624 | 22040.3118 | 105793.4968 | 220403.1183 | 264483.742 | 176322.4946 | 119017.6839 | 105793.4968
2018 | 14232 | Otter Tail Power Co | SD | Investor Owned | 68.38 | 1.11 | 61.6036 | 68.38 | 1.11 | 61.6036 | . | . | . | 11493 | 12.5 | Y | . | . | . | . | . | . | . |  |  | . |  | 0 | 0 | 61.6036 |  |  | 0 | 0 | 0% |  | 0 |  | 0 |  | 1: 0; 3: 0; 5: 0; 7: 0 | 0 |  | 0
2018 | 14245 | Overton Power District No 5 | NV | Political Subdivision | 88.278 | 1.36 | 64.9103 | 13.041 | 0.215 | 60.6558 | 88.278 | 1.36 | 64.9103 | 15740 | 69 | Y | . | . | . | . | . | . | . |  |  | . |  | 75.237 | 1.145 | 60.6558 | 65.7092 | 75.237 | 18022.3 | 15740 | 100% | 6.6337 | 787 | 13.2674 | 1967.5 | 39.8021 | 3148 | 66.3368 | 3935 | 99.5052 | 3148 | 132.6736 | 1574 | 199.0104 | 708.3 | 265.3472 | 472.2 | 5220.707 | 26103.5352 | 125296.9689 | 261035.3519 | 313242.4223 | 208828.2816 | 140959.0901 | 125296.9689
2018 | 14246 | City of Owatonna - (MN) | MN | Municipal | 476.889 | 0.885 | 538.8576 | 13.86 | 0.221 | 62.7149 | . | . | . | 12016 | 12.5 | N | . | . | . | . | . | . | . |  |  | . |  | 463.029 | 0.664 | 62.7149 | 697.3328 | 697.3328 | 7978.624 | 7978.624 | 66.4% | 61.4842 | 398.9312 | 122.9683 | 997.328 | 368.905 | 1595.7248 | 614.8416 | 1994.656 | 922.2624 | 1595.7248 | 1229.6832 | 797.8624 | 1844.5248 | 359.0381 | 2459.3663 | 239.3587 | 24527.9491 | 122639.7457 | 588670.7794 | 1226397.4572 | 1471676.9486 | 981117.9657 | 662254.6269 | 588670.7794
2018 | 14251 | Owen Electric Coop Inc | KY | Cooperative | 260 | 1.51 | 172.1854 | 108 | 1.06 | 101.8868 | . | . | . | 61610 | 12.5 | Y | . | . | . | . | . | . | . |  |  | . |  | 152 | 0.45 | 101.8868 | 337.7778 | 337.7778 | 27724.5 | 27724.5 | 45% | 29.782 | 1386.225 | 59.564 | 3465.5625 | 178.6921 | 5544.9 | 297.8202 | 6931.125 | 446.7303 | 5544.9 | 595.6405 | 2772.45 | 893.4607 | 1247.6025 | 1191.2809 | 831.735 | 41284.5849 | 206422.9243 | 990830.0367 | 2064229.2432 | 2477075.0918 | 1651383.3946 | 1114683.7913 | 990830.0367
2018 | 14268 | City of Owensboro - (KY) | KY | Municipal | 76.756 | 0.974 | 78.8049 | 48.704 | 0.903 | 53.9358 | 76.756 | 0.974 | 78.8049 | 27113 | 15 | Y | . | . | . | . | . | . | . |  |  | . |  | 28.052 | 0.071 | 53.9358 | 395.0986 | 395.0986 | 1925.023 | 1925.023 | 7.1% | 34.836 | 96.2511 | 69.6721 | 240.6279 | 209.0162 | 385.0046 | 348.3603 | 481.2557 | 522.5404 | 385.0046 | 696.7205 | 192.5023 | 1045.0808 | 86.626 | 1393.441 | 57.7507 | 3353.0075 | 16765.0377 | 80472.1809 | 167650.3768 | 201180.4521 | 134120.3014 | 90531.2035 | 80472.1809
2018 | 14289 | Ozarks Electric Coop Corp - (AR) | AR | Cooperative | 268.53 | 1.25 | 214.824 | 52.48 | 0.67 | 78.3284 | 266.43 | 1.2 | 222.025 | 64027 | 24.9 | Y | . | . | . | . | . | . | . |  |  | . |  | 216.05 | 0.58 | 78.3284 | 372.5 | 372.5 | 37135.66 | 37135.66 | 58% | 32.8435 | 1856.783 | 65.687 | 4641.9575 | 197.061 | 7427.132 | 328.435 | 9283.915 | 492.6525 | 7427.132 | 656.8699 | 3713.566 | 985.3049 | 1671.1047 | 1313.7399 | 1114.0698 | 60983.2477 | 304916.2384 | 1463597.9445 | 3049162.3843 | 3658994.8611 | 2439329.9074 | 1646547.6875 | 1463597.9445
2018 | 14289 | Ozarks Electric Coop Corp - (AR) | OK | Cooperative | 815.49 | 2.56 | 318.5508 | 66.22 | 0.66 | 100.3333 | 806.82 | 2.39 | 337.5816 | 12060 | 24.9 | Y | . | . | . | . | . | . | . |  |  | . |  | 749.27 | 1.9 | 100.3333 | 394.3526 | 749.27 | 22914 | 12060 | 100% | 66.0635 | 603 | 132.127 | 1507.5 | 396.3809 | 2412 | 660.6348 | 3015 | 990.9522 | 2412 | 1321.2697 | 1206 | 1981.9045 | 542.7 | 2642.5393 | 361.8 | 39836.2801 | 199181.4004 | 956070.7221 | 1991814.0044 | 2390176.8053 | 1593451.2035 | 1075579.5624 | 956070.7221
2018 | 14328 | Pacific Gas & Electric Co. | CA | Investor Owned | 301.6 | 1.175 | 256.6809 | 126.3 | 1.079 | 117.0528 | 175.3 | 0.096 | 1826.0417 | 5547929 | 35 | Y | . | . | . | . | . | . | . |  |  | . |  | 175.3 | 0.096 | 117.0528 | 1826.0417 | 1826.0417 | 532601.184 | 532601.184 | 9.6% | 161.0029 | 26630.0592 | 322.0059 | 66575.148 | 966.0176 | 106520.2368 | 1610.0294 | 133150.296 | 2415.0441 | 106520.2368 | 3220.0588 | 53260.1184 | 4830.0882 | 23967.0533 | 6440.1176 | 15978.0355 | 4287517.7974 | 21437588.9868 | 102900427.1365 | 214375889.8677 | 257251067.8413 | 171500711.8942 | 115762980.5286 | 102900427.1365
2018 | 14354 | PacifiCorp | CA | Investor Owned | 292.121 | 2.841 | 102.8233 | 108.944 | 1.963 | 55.4987 | 290.392 | 2.826 | 102.7572 | 47043 | 34.5 | Y | . | . | . | . | . | . | . |  |  | . |  | 183.177 | 0.878 | 55.4987 | 208.6298 | 208.6298 | 41303.754 | 41303.754 | 87.8% | 18.395 | 2065.1877 | 36.79 | 5162.9693 | 110.3699 | 8260.7508 | 183.9499 | 10325.9385 | 275.9248 | 8260.7508 | 367.8998 | 4130.3754 | 551.8497 | 1858.6689 | 735.7996 | 1239.1126 | 37989.1063 | 189945.5315 | 911738.5511 | 1899455.3147 | 2279346.3776 | 1519564.2518 | 1025705.8699 | 911738.5511
2018 | 14354 | PacifiCorp | ID | Investor Owned | 277.666 | 1.939 | 143.2006 | 145.818 | 1.258 | 115.9126 | 277.666 | 1.939 | 143.2006 | 80004 | 34.5 | Y | . | . | . | . | . | . | . |  |  | . |  | 131.848 | 0.681 | 115.9126 | 193.6094 | 193.6094 | 54482.724 | 54482.724 | 68.1% | 17.0706 | 2724.1362 | 34.1413 | 6810.3405 | 102.4238 | 10896.5448 | 170.7063 | 13620.681 | 256.0595 | 10896.5448 | 341.4126 | 5448.2724 | 512.1189 | 2451.7226 | 682.8252 | 1634.4817 | 46502.7218 | 232513.6089 | 1116065.3229 | 2325136.0893 | 2790163.3072 | 1860108.8715 | 1255573.4882 | 1116065.3229
2018 | 14354 | PacifiCorp | OR | Investor Owned | 145.845 | 1.474 | 98.945 | 97.983 | 1.233 | 79.4672 | 140.805 | 1.416 | 99.4386 | 607462 | 34.5 | Y | . | . | . | . | . | . | . |  |  | . |  | 47.862 | 0.241 | 79.4672 | 198.5975 | 198.5975 | 146398.342 | 146398.342 | 24.1% | 17.5104 | 7319.9171 | 35.0209 | 18299.7928 | 105.0626 | 29279.6684 | 175.1043 | 36599.5855 | 262.6565 | 29279.6684 | 350.2087 | 14639.8342 | 525.313 | 6587.9254 | 700.4174 | 4391.9503 | 128174.9283 | 640874.6417 | 3076198.28 | 6408746.4168 | 7690495.7001 | 5126997.1334 | 3460723.065 | 3076198.28
2018 | 14354 | PacifiCorp | UT | Investor Owned | 123.705 | 1.051 | 117.7022 | 123.705 | 1.051 | 117.7022 | 123.665 | 1.05 | 117.7762 | 917739 | 34.5 | Y | . | . | . | . | . | . | . |  |  | . |  | 0 | 0 | 117.7022 |  |  | 0 | 0 | 0% |  | 0 |  | 0 |  | 1: 0; 3: 0; 5: 0; 7: 0 | 0 |  | 0
2018 | 14354 | PacifiCorp | WA | Investor Owned | 176.14 | 1.129 | 156.0142 | 105.594 | 0.71 | 148.7239 | 174.208 | 0.981 | 177.5821 | 135581 | 34.5 | Y | . | . | . | . | . | . | . |  |  | . |  | 70.546 | 0.419 | 148.7239 | 168.3675 | 168.3675 | 56808.439 | 56808.439 | 41.9% | 14.845 | 2840.4219 | 29.6901 | 7101.0549 | 89.0703 | 11361.6878 | 148.4504 | 14202.1097 | 222.6757 | 11361.6878 | 296.9009 | 5680.8439 | 445.3513 | 2556.3798 | 593.8018 | 1704.2532 | 42166.1891 | 210830.9455 | 1011988.5382 | 2108309.4547 | 2529971.3456 | 1686647.5637 | 1138487.1055 | 1011988.5382
2018 | 14354 | PacifiCorp | WY | Investor Owned | 120.089 | 1.259 | 95.3844 | 120.089 | 1.259 | 95.3844 | 115.701 | 1.148 | 100.7848 | 145768 | 34.5 | Y | . | . | . | . | . | . | . |  |  | . |  | 0 | 0 | 95.3844 |  |  | 0 | 0 | 0% |  | 0 |  | 0 |  | 1: 0; 3: 0; 5: 0; 7: 0 | 0 |  | 0
2018 | 14371 | City of Paducah - (KY) | KY | Municipal | 103.52 | 1.27 | 81.5118 | 46.33 | 1.03 | 44.9806 | 103.52 | 1.27 | 81.5118 | 22640 | 15 | Y | . | . | . | . | . | . | . |  |  | . |  | 57.19 | 0.24 | 44.9806 | 238.2917 | 238.2917 | 5433.6 | 5433.6 | 24% | 21.0103 | 271.68 | 42.0206 | 679.2 | 126.0617 | 1086.72 | 210.1029 | 1358.4 | 315.1543 | 1086.72 | 420.2057 | 543.36 | 630.3086 | 244.512 | 840.4115 | 163.008 | 5708.0747 | 28540.3733 | 136993.7916 | 285403.7325 | 342484.4791 | 228322.986 | 154118.0156 | 136993.7916
2018 | 14381 | City of Painesville | OH | Municipal | 183.415 | 1.46 | 125.6267 | 34.433 | 0.331 | 104.0272 | 183.415 | 1.46 | 125.6267 | 12239 | 13.8 | N | . | . | . | . | . | . | . |  |  | . |  | 148.982 | 1.129 | 104.0272 | 131.9593 | 148.982 | 13817.831 | 12239 | 100% | 13.1358 | 611.95 | 26.2716 | 1529.875 | 78.8149 | 2447.8 | 131.3581 | 3059.75 | 197.0372 | 2447.8 | 262.7162 | 1223.9 | 394.0744 | 550.755 | 525.4325 | 367.17 | 8038.4601 | 40192.3005 | 192923.0423 | 401923.0047 | 482307.6056 | 321538.4038 | 217038.4225 | 192923.0423
2018 | 14398 | Palmetto Electric Coop Inc | SC | Cooperative | 55.468 | 0.74 | 74.9568 | 33.777 | 0.56 | 60.3161 | 42.944 | 0.631 | 68.0571 | 70933 | 12.5 | Y | . | . | . | . | . | . | . |  |  | . |  | 21.691 | 0.18 | 60.3161 | 120.5056 | 120.5056 | 12767.94 | 12767.94 | 18% | 10.625 | 638.397 | 21.2501 | 1595.9925 | 63.7502 | 2553.588 | 106.2503 | 3191.985 | 159.3755 | 2553.588 | 212.5006 | 1276.794 | 318.7509 | 574.5573 | 425.0012 | 383.0382 | 6782.9877 | 33914.9383 | 162791.7041 | 339149.3835 | 406979.2602 | 271319.5068 | 183140.6671 | 162791.7041
2018 | 14401 | City of Palo Alto - (CA) | CA | Municipal | 77.6 | 0.5 | 155.2 | . | . | . | . | . | . | 29136 | 12 | Y | . | . | . | . | . | . | . |  |  | . | [7 empty] | 29136 | 100% |  | 1456.8 |  | 3642 |  | 1: 5827.2; 3: 7284; 5: 5827.2; 7: 2913.6 | 1311.12 |  | 874.08
2018 | 14424 | Panola-Harrison Elec Coop, Inc | LA | Cooperative | . | . | . | . | . | . | . | . | . | . | . |  | 156.5 | 0.73 | 214.3836 | . | . | . | 9817 | N | F | 7.2 | N | [6 empty] | 9817 | 100% |  | 490.85 |  | 1227.125 |  | 1: 1963.4; 3: 2454.25; 5: 1963.4; 7: 981.7 | 441.765 |  | 294.51
2018 | 14424 | Panola-Harrison Elec Coop, Inc | TX | Cooperative | . | . | . | . | . | . | . | . | . | . | . |  | 238.083 | 0.401 | 593.7232 | . | . | . | 10236 | N | F | 7.2 | N | [6 empty] | 10236 | 100% |  | 511.8 |  | 1279.5 |  | 1: 2047.2; 3: 2559; 5: 2047.2; 7: 1023.6 | 460.62 |  | 307.08
2018 | 14455 | City of Paris - (TN) | TN | Municipal | 513.6 | 4.612 | 111.3617 | 304.465 | 3.39 | 89.8127 | 513.6 | 4.612 | 111.3617 | 21264 | 13.7 | Y | . | . | . | . | . | . | . |  |  | . |  | 209.135 | 1.222 | 89.8127 | 171.1416 | 209.135 | 25984.608 | 21264 | 100% | 18.4395 | 1063.2 | 36.8791 | 2658 | 110.6372 | 4252.8 | 184.3953 | 5316 | 276.5929 | 4252.8 | 368.7906 | 2126.4 | 553.1859 | 956.88 | 737.5812 | 637.92 | 19604.908 | 98024.5402 | 470517.7929 | 980245.4019 | 1176294.4823 | 784196.3215 | 529332.517 | 470517.7929
2018 | 14468 | People's Cooperative Services | MN | Cooperative | 167.59 | 0.932 | 179.8176 | 97.8 | 0.802 | 121.9451 | 145.6 | 0.742 | 196.2264 | 22653 | 13.8 | Y | . | . | . | . | . | . | . |  |  | . |  | 69.79 | 0.13 | 121.9451 | 536.8462 | 536.8462 | 2944.89 | 2944.89 | 13% | 47.334 | 147.2445 | 94.6679 | 368.1112 | 284.0038 | 588.978 | 473.3397 | 736.2225 | 710.0096 | 588.978 | 946.6795 | 294.489 | 1420.0192 | 132.52 | 1893.359 | 88.3467 | 6969.6673 | 34848.3366 | 167272.0156 | 348483.3659 | 418180.0391 | 278786.6927 | 188181.0176 | 167272.0156
2018 | 14471 | Parke County Rural E M C | IN | Cooperative | 850.708 | 4.156 | 204.6939 | 373.496 | 1.825 | 204.6553 | 816.549 | 3.989 | 204.7002 | 12281 | 7.2 | Y | . | . | . | . | . | . | . |  |  | . |  | 477.212 | 2.331 | 204.6553 | 204.7242 | 477.212 | 28627.011 | 12281 | 100% | 42.076 | 614.05 | 84.152 | 1535.125 | 252.456 | 2456.2 | 420.76 | 3070.25 | 631.14 | 2456.2 | 841.5201 | 1228.1 | 1262.2801 | 552.645 | 1683.0401 | 368.43 | 25836.7696 | 129183.848 | 620082.4705 | 1291838.4802 | 1550206.1763 | 1033470.7842 | 697592.7793 | 620082.4705
2018 | 14534 | City of Pasadena - (CA) | CA | Municipal | 19.955 | 0.174 | 114.6839 | 19.955 | 0.174 | 114.6839 | 19.955 | 0.174 | 114.6839 | 64551 | 17.2 | Y | . | . | . | . | . | . | . |  |  | . |  | 0 | 0 | 114.6839 |  |  | 0 | 0 | 0% |  | 0 |  | 0 |  | 1: 0; 3: 0; 5: 0; 7: 0 | 0 |  | 0
2018 | 14557 | Pee Dee Electric Coop, Inc | SC | Cooperative | 566.6 | 2 | 283.3 | 81.2 | 0.98 | 82.8571 | 556.4 | 1.73 | 321.6185 | 30556 | 25 | Y | . | . | . | . | . | . | . |  |  | . |  | 485.4 | 1.02 | 82.8571 | 475.8824 | 485.4 | 31167.12 | 30556 | 100% | 42.7979 | 1527.8 | 85.5959 | 3819.5 | 256.7877 | 6111.2 | 427.9794 | 7639 | 641.9691 | 6111.2 | 855.9589 | 3055.6 | 1283.9383 | 1375.02 | 1711.9177 | 916.68 | 65386.6968 | 326933.4842 | 1569280.7242 | 3269334.842 | 3923201.8104 | 2615467.8736 | 1765440.8147 | 1569280.7242
2018 | 14563 | Pearl River Valley El Pwr Assn | MS | Cooperative | 161.404 | 1.988 | 81.1891 | 129.222 | 1.836 | 70.3824 | 160.489 | 1.935 | 82.9401 | 50039 | 25 | N | . | . | . | . | . | . | . |  |  | . |  | 32.182 | 0.152 | 70.3824 | 211.7237 | 211.7237 | 7605.928 | 7605.928 | 15.2% | 18.6678 | 380.2964 | 37.3356 | 950.741 | 112.0067 | 1521.1856 | 186.6778 | 1901.482 | 280.0166 | 1521.1856 | 373.3555 | 760.5928 | 560.0333 | 342.2668 | 746.711 | 228.1778 | 7099.2877 | 35496.4386 | 170382.9053 | 354964.386 | 425957.2632 | 283971.5088 | 191680.7685 | 170382.9053
2018 | 14606 | Peace River Electric Coop, Inc | FL | Cooperative | 238.749 | 2.636 | 90.5725 | 200.567 | 2.413 | 83.1194 | 203.827 | 2.267 | 89.9105 | 41076 | 25 | Y | . | . | . | . | . | . | . |  |  | . |  | 38.182 | 0.223 | 83.1194 | 171.2197 | 171.2197 | 9159.948 | 9159.948 | 22.3% | 15.0965 | 457.9974 | 30.193 | 1144.9935 | 90.5791 | 1831.9896 | 150.9652 | 2289.987 | 226.4478 | 1831.9896 | 301.9305 | 915.9948 | 452.8957 | 412.1977 | 603.8609 | 274.7984 | 6914.1683 | 34570.8413 | 165940.0381 | 345708.4126 | 414850.0952 | 276566.7301 | 186682.5428 | 165940.0381
2018 | 14610 | Orlando Utilities Comm | FL | Municipal | . | . | . | . | . | . | . | . | . | . | . |  | 54.6 | 0.76 | 71.8421 | 52.7 | 0.72 | 73.1944 | 243996 | N | L | 35 | Y | 1.9 | 0.04 | 73.1944 | 47.5 | 47.5 | 9759.84 | 9759.84 | 4% | 4.1881 | 487.992 | 8.3762 | 1219.98 | 25.1286 | 1951.968 | 41.881 | 2439.96 | 62.8215 | 1951.968 | 83.7619 | 975.984 | 125.6429 | 439.1928 | 167.5239 | 292.7952 | 2043.7578 | 10218.7891 | 49050.1878 | 102187.8913 | 122625.4695 | 81750.313 | 55181.4613 | 49050.1878
2018 | 14624 | PUD No 2 of Grant County | WA | Political Subdivision | . | . | . | . | . | . | . | . | . | . | . |  | 66.454 | 0.583 | 113.9863 | . | . | . | 51269 | N | F | 13.2 | N | [6 empty] | 51269 | 100% |  | 2563.45 |  | 6408.625 |  | 1: 10253.8; 3: 12817.25; 5: 10253.8; 7: 5126.9 | 2307.105 |  | 1538.07
2018 | 14626 | Pedernales Electric Coop, Inc | TX | Cooperative | 61.26 | 0.77 | 79.5584 | 54.91 | 0.768 | 71.4974 | 60.64 | 0.632 | 95.9494 | 316158 | 25 | N | . | . | . | . | . | . | . |  |  | . |  | 6.35 | 0.002 | 71.4974 | 3175 | 3175 | 632.316 | 632.316 | 0.2% | 279.9412 | 31.6158 | 559.8824 | 79.0395 | 1679.6473 | 126.4632 | 2799.4122 | 158.079 | 4199.1183 | 126.4632 | 5598.8244 | 63.2316 | 8398.2366 | 28.4542 | 11197.6488 | 18.9695 | 8850.5656 | 44252.8281 | 212413.5747 | 442528.2807 | 531033.9368 | 354022.6245 | 238965.2716 | 212413.5747
2018 | 14668 | Peninsula Light Company | WA | Cooperative | 177 | 1.86 | 95.1613 | 32 | 0.39 | 82.0513 | . | . | . | 32924 | 12.5 | N | . | . | . | . | . | . | . |  |  | . |  | 145 | 1.47 | 82.0513 | 98.6395 | 145 | 48398.28 | 32924 | 100% | 12.7847 | 1646.2 | 25.5694 | 4115.5 | 76.7083 | 6584.8 | 127.8472 | 8231 | 191.7708 | 6584.8 | 255.6943 | 3292.4 | 383.5415 | 1481.58 | 511.3887 | 987.72 | 21046.2013 | 105231.0066 | 505108.8317 | 1052310.0661 | 1262772.0794 | 841848.0529 | 568247.4357 | 505108.8317
2018 | 14711 | Pennsylvania Electric Co | PA | Investor Owned | 287.104 | 2.116 | 135.6824 | 216.527 | 1.862 | 116.2873 | 264.1 | 1.72 | 153.5465 | 580198 | 34.5 | Y | . | . | . | . | . | . | . |  |  | . |  | 70.577 | 0.254 | 116.2873 | 277.8622 | 277.8622 | 147370.292 | 147370.292 | 25.4% | 24.4992 | 7368.5146 | 48.9985 | 18421.2865 | 146.9954 | 29474.0584 | 244.9924 | 36842.573 | 367.4886 | 29474.0584 | 489.9848 | 14737.0292 | 734.9772 | 6631.6631 | 979.9696 | 4421.1088 | 180523.0018 | 902615.0091 | 4332552.0437 | 9026150.091 | 10831380.1092 | 7220920.0728 | 4874121.0491 | 4332552.0437
2018 | 14715 | PPL Electric Utilities Corp | PA | Investor Owned | 393.3 | 1.049 | 374.9285 | 80.6 | 0.731 | 110.2599 | 390.4 | 0.97 | 402.4742 | 1422558 | 12 | N | . | . | . | . | . | . | . |  |  | . |  | 312.7 | 0.318 | 110.2599 | 983.3333 | 983.3333 | 452373.444 | 452373.444 | 31.8% | 86.701 | 22618.6722 | 173.4019 | 56546.6805 | 520.2057 | 90474.6888 | 867.0096 | 113093.361 | 1300.5143 | 90474.6888 | 1734.0191 | 45237.3444 | 2601.0287 | 20356.805 | 3468.0382 | 13571.2033 | 1961060.4846 | 9805302.4232 | 47065451.6314 | 98053024.2322 | 117663629.0786 | 78442419.3857 | 52948633.0854 | 47065451.6314
2018 | 14716 | Pennsylvania Power Co | PA | Investor Owned | 435.339 | 1.563 | 278.5278 | 133.681 | 1.219 | 109.6645 | 415.4 | 1.24 | 335 | 163633 | 23 | Y | . | . | . | . | . | . | . |  |  | . |  | 301.658 | 0.344 | 109.6645 | 876.9128 | 876.9128 | 56289.752 | 56289.752 | 34.4% | 77.3178 | 2814.4876 | 154.6356 | 7036.219 | 463.9068 | 11257.9504 | 773.1781 | 14072.438 | 1159.7671 | 11257.9504 | 1546.3561 | 5628.9752 | 2319.5342 | 2533.0388 | 3092.7123 | 1688.6926 | 217610.0081 | 1088050.0407 | 5222640.1955 | 10880500.4072 | 13056600.4886 | 8704400.3258 | 5875470.2199 | 5222640.1955
2018 | 14717 | Pee Dee Electric Member Corp | NC | Cooperative | 2048.11 | 5.31 | 385.7081 | 184.13 | 2.26 | 81.4735 | 2018.73 | 4.71 | 428.6051 | 21006 | 24.9 | N | . | . | . | . | . | . | . |  |  | . |  | 1863.98 | 3.05 | 81.4735 | 611.141 | 1863.98 | 64068.3 | 21006 | 100% | 164.348 | 1050.3 | 328.696 | 2625.75 | 986.0879 | 4201.2 | 1643.4798 | 5251.5 | 2465.2197 | 4201.2 | 3286.9596 | 2100.6 | 4930.4394 | 945.27 | 6573.9192 | 630.18 | 172614.6828 | 863073.414 | 4142752.387 | 8630734.1396 | 10356880.9675 | 6904587.3117 | 4660596.4354 | 4142752.387
2018 | 14724 | Pennyrile Rural Electric Coop | KY | Cooperative | 372.3 | 3.37 | 110.4748 | 215.63 | 2.32 | 92.944 | 340.78 | 2.835 | 120.2046 | 47187 | 25 | Y | . | . | . | . | . | . | . |  |  | . |  | 156.67 | 1.05 | 92.944 | 149.2095 | 156.67 | 49546.35 | 47187 | 100% | 13.8137 | 2359.35 | 27.6273 | 5898.375 | 82.882 | 9437.4 | 138.1367 | 11796.75 | 207.205 | 9437.4 | 276.2733 | 4718.7 | 414.41 | 2123.415 | 552.5467 | 1415.61 | 32591.2739 | 162956.3694 | 782190.5729 | 1629563.6936 | 1955476.4323 | 1303650.9549 | 879964.3945 | 782190.5729
2018 | 14775 | People's Electric Cooperative | OK | Cooperative | . | . | . | . | . | . | . | . | . | . | . |  | 312.991 | 3.48 | 89.9399 | 212.752 | 2.459 | 86.5197 | 23281 | N | F | 25 | Y | 100.239 | 1.021 | 86.5197 | 98.1773 | 100.239 | 23769.901 | 23281 | 100% | 8.8381 | 1164.05 | 17.6762 | 2910.125 | 53.0287 | 4656.2 | 88.3812 | 5820.25 | 132.5718 | 4656.2 | 176.7624 | 2328.1 | 265.1436 | 1047.645 | 353.5248 | 698.43 | 10288.0125 | 51440.0623 | 246912.299 | 514400.6229 | 617280.7474 | 411520.4983 | 277776.3363 | 246912.299
2018 | 14839 | City of Peru - (IN) | IN | Municipal | 45.802 | 0.755 | 60.6649 | . | . | . | . | . | . | 10380 | 12 | N | . | . | . | . | . | . | . |  |  | . | [7 empty] | 10380 | 100% |  | 519 |  | 1297.5 |  | 1: 2076; 3: 2595; 5: 2076; 7: 1038 | 467.1 |  | 311.4
2018 | 14864 | Petit Jean Electric Coop Corp | AR | Cooperative | 250.48 | 1.632 | 153.4804 | 187.21 | 1.308 | 143.1269 | 250.48 | 1.632 | 153.4804 | 19909 | 69 | Y | . | . | . | . | . | . | . |  |  | . |  | 63.27 | 0.324 | 143.1269 | 195.2778 | 195.2778 | 6450.516 | 6450.516 | 32.4% | 17.2177 | 322.5258 | 34.4355 | 806.3145 | 103.3064 | 1290.1032 | 172.1773 | 1612.629 | 258.266 | 1290.1032 | 344.3546 | 645.0516 | 516.532 | 290.2732 | 688.7093 | 193.5155 | 5553.1628 | 27765.814 | 133275.9074 | 277658.1403 | 333189.7684 | 222126.5123 | 149935.3958 | 133275.9074
2018 | 14940 | PECO Energy Co | PA | Investor Owned | 641.9 | 1.51 | 425.0993 | 87.9 | 0.9 | 97.6667 | 640.4 | 1.49 | 429.7987 | 1625072 | 34 | Y | . | . | . | . | . | . | . |  |  | . |  | 554 | 0.61 | 97.6667 | 908.1967 | 908.1967 | 991293.92 | 991293.92 | 61% | 80.0761 | 49564.696 | 160.1523 | 123911.74 | 480.4568 | 198258.784 | 800.7613 | 247823.48 | 1201.1419 | 198258.784 | 1601.5225 | 99129.392 | 2402.2838 | 44608.2264 | 3203.045 | 29738.8176 | 3968948.8082 | 19844744.0411 | 95254771.3975 | 198447440.4115 | 238136928.4938 | 158757952.3292 | 107161617.8222 | 95254771.3975
2018 | 15016 | Pickwick Electric Coop | TN | Cooperative | . | . | . | . | . | . | . | . | . | . | . |  | 80.34 | . | . | 80.34 | . | . | 20692 | N | L | 25 | N | 0 |  |  |  | 0 |  | 20692 | 100% | 0 | 1034.6 | 0 | 2586.5 | 0 | 4138.4 | 0 | 5173 | 0 | 4138.4 | 0 | 2069.2 | 0 | 931.14 | 0 | 620.76 | 0 | 0 | 0 | 0 | 0 | 0 | 0 | 0
2018 | 15023 | Piedmont Electric Member Corp | NC | Cooperative | 1849 | 2.807 | 658.7104 | 149.028 | 1.259 | 118.3701 | 1818.162 | 2.798 | 649.8077 | 32146 | 12.5 | N | . | . | . | . | . | . | . |  |  | . |  | 1699.972 | 1.548 | 118.3701 | 1098.1731 | 1699.972 | 49762.008 | 32146 | 100% | 149.8873 | 1607.3 | 299.7746 | 4018.25 | 899.3239 | 6429.2 | 1498.8732 | 8036.5 | 2248.3098 | 6429.2 | 2997.7464 | 3214.6 | 4496.6195 | 1446.57 | 5995.4927 | 964.38 | 240913.8865 | 1204569.4323 | 5781933.275 | 12045694.323 | 14454833.1876 | 9636555.4584 | 6504674.9344 | 5781933.275
2018 | 15034 | Pierce-Pepin Coop Services | WI | Cooperative | 179.057 | 1.103 | 162.3364 | 174.03 | 1.044 | 166.6954 | 175.002 | 1.02 | 171.5706 | 7631 | 12.4 | Y | . | . | . | . | . | . | . |  |  | . |  | 5.027 | 0.059 | 166.6954 | 85.2034 | 85.2034 | 450.229 | 450.229 | 5.9% | 7.5124 | 22.5114 | 15.0248 | 56.2786 | 45.0745 | 90.0458 | 75.1242 | 112.5572 | 112.6863 | 90.0458 | 150.2484 | 45.0229 | 225.3727 | 20.2603 | 300.4969 | 13.5069 | 169.1155 | 845.5776 | 4058.7725 | 8455.776 | 10146.9312 | 6764.6208 | 4566.119 | 4058.7725
2018 | 15045 | Pike County Light & Power Co | PA | Investor Owned | . | . | . | . | . | . | . | . | . | . | . |  | 200 | 0.85 | 235.2941 | 200 | 0.85 | 235.2941 | 4797 | N | F | 34.5 | N | 0 | 0 | 235.2941 |  |  | 0 | 0 | 0% |  | 0 |  | 0 |  | 1: 0; 3: 0; 5: 0; 7: 0 | 0 |  | 0
2018 | 15054 | Pioneer Rural Elec Coop, Inc - (OH) | OH | Cooperative | 147.7 | 1.35 | 109.4074 | 109.67 | 1.21 | 90.6364 | 140.6 | 1.08 | 130.1852 | 17052 | 12 | N | . | . | . | . | . | . | . |  |  | . |  | 38.03 | 0.14 | 90.6364 | 271.6429 | 271.6429 | 2387.28 | 2387.28 | 14% | 23.9509 | 119.364 | 47.9018 | 298.41 | 143.7053 | 477.456 | 239.5088 | 596.82 | 359.2631 | 477.456 | 479.0175 | 238.728 | 718.5263 | 107.4276 | 958.0351 | 71.6184 | 2858.8724 | 14294.3621 | 68612.938 | 142943.6209 | 171532.345 | 114354.8967 | 77189.5553 | 68612.938
2018 | 15073 | Pioneer Electric Coop, Inc - (KS) | KS | Cooperative | 409 | . | . | 205 | . | . | 393 | . | . | 16621 | 13.2 | Y | . | . | . | . | . | . | . |  |  | . |  | 204 |  |  |  | 204 |  | 16621 | 100% | 17.9868 | 831.05 | 35.9735 | 2077.625 | 107.9206 | 3324.2 | 179.8677 | 4155.25 | 269.8016 | 3324.2 | 359.7355 | 1662.1 | 539.6032 | 747.945 | 719.471 | 498.63 | 14947.9089 | 74739.5445 | 358749.8134 | 747395.4445 | 896874.5334 | 597916.3556 | 403593.54 | 358749.8134
2018 | 15095 | City of Piqua - (OH) | OH | Municipal | 14.724 | 0.433 | 34.0046 | . | . | . | . | . | . | 10747 | 13 | N | . | . | . | . | . | . | . |  |  | . | [7 empty] | 10747 | 100% |  | 537.35 |  | 1343.375 |  | 1: 2149.4; 3: 2686.75; 5: 2149.4; 7: 1074.7 | 483.615 |  | 322.41
2018 | 15138 | Platte-Clay Electric Coop, Inc | MO | Cooperative | 70.19 | 0.88 | 79.7614 | 55.13 | 0.812 | 67.8941 | 67.14 | 0.683 | 98.3016 | 23097 | 12.5 | Y | . | . | . | . | . | . | . |  |  | . |  | 15.06 | 0.068 | 67.8941 | 221.4706 | 221.4706 | 1570.596 | 1570.596 | 6.8% | 19.5272 | 78.5298 | 39.0543 | 196.3245 | 117.163 | 314.1192 | 195.2716 | 392.649 | 292.9075 | 314.1192 | 390.5433 | 157.0596 | 585.8149 | 70.6768 | 781.0866 | 47.1179 | 1533.4643 | 7667.3215 | 36803.1433 | 76673.2153 | 92007.8583 | 61338.5722 | 41403.5363 | 36803.1433
2018 | 15175 | Pointe Coupee Elec Member Corp | LA | Cooperative | . | . | . | . | . | . | . | . | . | . | . |  | 658.2 | 2.4 | 274.25 | . | . | . | 10464 | N | O | 13.2 | N | [6 empty] | 10464 | 100% |  | 523.2 |  | 1308 |  | 1: 2092.8; 3: 2616; 5: 2092.8; 7: 1046.4 | 470.88 |  | 313.92
2018 | 15188 | Polk County Rural Pub Pwr Dist | NE | Political Subdivision | 246.69 | 1.551 | 159.0522 | 48.16 | 0.515 | 93.5146 | 246.69 | 1.551 | 159.0522 | 4737 | 12.5 | N | . | . | . | . | . | . | . |  |  | . |  | 198.53 | 1.036 | 93.5146 | 191.6313 | 198.53 | 4907.532 | 4737 | 100% | 17.5045 | 236.85 | 35.009 | 592.125 | 105.0269 | 947.4 | 175.0448 | 1184.25 | 262.5672 | 947.4 | 350.0896 | 473.7 | 525.1345 | 213.165 | 700.1793 | 142.11 | 4145.9366 | 20729.6828 | 99502.4775 | 207296.8281 | 248756.1937 | 165837.4625 | 111940.2872 | 99502.4775
2018 | 15202 | City of Ponca City - (OK) | OK | Municipal | 75.2 | 1.02 | 73.7255 | 66.193 | 0.977 | 67.7513 | . | . | . | 15252 | 12.5 | Y | . | . | . | . | . | . | . |  |  | . |  | 9.007 | 0.043 | 67.7513 | 209.4651 | 209.4651 | 655.836 | 655.836 | 4.3% | 18.4686 | 32.7918 | 36.9373 | 81.9795 | 110.8118 | 131.1672 | 184.6864 | 163.959 | 277.0295 | 131.1672 | 369.3727 | 65.5836 | 554.0591 | 29.5126 | 738.7455 | 19.6751 | 605.6198 | 3028.0991 | 14534.8758 | 30280.9913 | 36337.1896 | 24224.7931 | 16351.7353 | 14534.8758
2018 | 15229 | City of Poplar Bluff - (MO) | MO | Municipal | . | . | . | . | . | . | . | . | . | . | . |  | 47.24 | 0.48 | 98.4167 | . | . | . | 9562 | N | L | 69 | N | [6 empty] | 9562 | 100% |  | 478.1 |  | 1195.25 |  | 1: 1912.4; 3: 2390.5; 5: 1912.4; 7: 956.2 | 430.29 |  | 286.86
2018 | 15248 | Portland General Electric Co | OR | Investor Owned | 88 | 0.52 | 169.2308 | 88 | 0.52 | 169.2308 | 81 | 0.47 | 172.3404 | 875224 | 35 | Y | . | . | . | . | . | . | . |  |  | . |  | 0 | 0 | 169.2308 |  |  | 0 | 0 | 0% |  | 0 |  | 0 |  | 1: 0; 3: 0; 5: 0; 7: 0 | 0 |  | 0
2018 | 15257 | Poudre Valley REA, Inc | CO | Cooperative | 97.81 | 1.05 | 93.1524 | 97.81 | 1.05 | 93.1524 | 83.57 | 0.8 | 104.4625 | 42520 | 24.9 | Y | . | . | . | . | . | . | . |  |  | . |  | 0 | 0 | 93.1524 |  |  | 0 | 0 | 0% |  | 0 |  | 0 |  | 1: 0; 3: 0; 5: 0; 7: 0 | 0 |  | 0
2018 | 15263 | The Potomac Edison Company | MD | Investor Owned | 264.501 | 1.117 | 236.7959 | 138.767 | 0.924 | 150.1807 | 251.1 | 1.02 | 246.1765 | 266463 | 34.5 | Y | . | . | . | . | . | . | . |  |  | . |  | 125.734 | 0.193 | 150.1807 | 651.4715 | 651.4715 | 51427.359 | 51427.359 | 19.3% | 57.4405 | 2571.3679 | 114.8811 | 6428.4199 | 344.6433 | 10285.4718 | 574.4054 | 12856.8397 | 861.6082 | 10285.4718 | 1148.8109 | 5142.7359 | 1723.2163 | 2314.2312 | 2297.6218 | 1542.8208 | 147700.7737 | 738503.8687 | 3544818.5696 | 7385038.6867 | 8862046.424 | 5908030.9494 | 3987920.8908 | 3544818.5696
2018 | 15263 | The Potomac Edison Company | WV | Investor Owned | 344.588 | 1.567 | 219.903 | 166.862 | 1.246 | 133.9181 | 328.003 | 1.428 | 229.694 | 141542 | 34.5 | Y | . | . | . | . | . | . | . |  |  | . |  | 177.726 | 0.321 | 133.9181 | 553.6636 | 553.6636 | 45434.982 | 45434.982 | 32.1% | 48.8168 | 2271.7491 | 97.6335 | 5679.3728 | 292.9006 | 9086.9964 | 488.1677 | 11358.7455 | 732.2516 | 9086.9964 | 976.3354 | 4543.4982 | 1464.5031 | 2044.5742 | 1952.6709 | 1363.0495 | 110899.457 | 554497.2849 | 2661586.9676 | 5544972.8491 | 6653967.4189 | 4435978.2793 | 2994285.3385 | 2661586.9676
2018 | 15270 | Potomac Electric Power Co | DC | Investor Owned | 109.24 | 0.643 | 169.8911 | 52.86 | 0.538 | 98.2528 | 109.24 | 0.643 | 169.8911 | 286641 | 34 | Y | . | . | . | . | . | . | . |  |  | . |  | 56.38 | 0.105 | 98.2528 | 536.9524 | 536.9524 | 30097.305 | 30097.305 | 10.5% | 47.3433 | 1504.8653 | 94.6867 | 3762.1631 | 284.06 | 6019.461 | 473.4334 | 7524.3263 | 710.1501 | 6019.461 | 946.8668 | 3009.7305 | 1420.3002 | 1354.3787 | 1893.7336 | 902.9191 | 71245.3472 | 356226.7358 | 1709888.3318 | 3562267.3578 | 4274720.8294 | 2849813.8863 | 1923624.3732 | 1709888.3318
2018 | 15270 | Potomac Electric Power Co | MD | Investor Owned | 189.17 | 1.024 | 184.7363 | 61.87 | 0.805 | 76.8571 | 189.06 | 1.022 | 184.9902 | 560152 | 34 | Y | . | . | . | . | . | . | . |  |  | . |  | 127.3 | 0.219 | 76.8571 | 581.2785 | 581.2785 | 122673.288 | 122673.288 | 21.9% | 51.2516 | 6133.6644 | 102.5032 | 15334.161 | 307.5096 | 24534.6576 | 512.516 | 30668.322 | 768.774 | 24534.6576 | 1025.032 | 12267.3288 | 1537.5479 | 5520.298 | 2050.0639 | 3680.1986 | 314360.1011 | 1571800.5055 | 7544642.4265 | 15718005.0551 | 18861606.0661 | 12574404.0441 | 8487722.7298 | 7544642.4265
2018 | 15291 | Prairie Energy Coop | IA | Cooperative | . | . | . | . | . | . | . | . | . | . | . |  | 143.1 | 1.62 | 88.3333 | 143.1 | 1.62 | 88.3333 | 4285 | N | F | 12.5 | Y | 0 | 0 | 88.3333 |  |  | 0 | 0 | 0% |  | 0 |  | 0 |  | 1: 0; 3: 0; 5: 0; 7: 0 | 0 |  | 0
2018 | 15293 | Powell Valley Electric Coop | TN | Cooperative | 233.564 | 2.485 | 93.9895 | 123.23 | 2.009 | 61.339 | 231.655 | 2.219 | 104.3961 | 23913 | 25 | N | . | . | . | . | . | . | . |  |  | . |  | 110.334 | 0.476 | 61.339 | 231.7941 | 231.7941 | 11382.588 | 11382.588 | 47.6% | 20.4374 | 569.1294 | 40.8748 | 1422.8235 | 122.6244 | 2276.5176 | 204.3739 | 2845.647 | 306.5609 | 2276.5176 | 408.7479 | 1138.2588 | 613.1218 | 512.2165 | 817.4958 | 341.4776 | 11631.5222 | 58157.6108 | 279156.5317 | 581576.1077 | 697891.3293 | 465260.8862 | 314051.0982 | 279156.5317
2018 | 15293 | Powell Valley Electric Coop | VA | Cooperative | 100.099 | 1.065 | 93.9897 | 52.813 | 0.861 | 61.3391 | 99.281 | 0.951 | 104.3964 | 8252 | 25 | N | . | . | . | . | . | . | . |  |  | . |  | 47.286 | 0.204 | 61.3391 | 231.7941 | 231.7941 | 1683.408 | 1683.408 | 20.4% | 20.4374 | 84.1704 | 40.8748 | 210.426 | 122.6244 | 336.6816 | 204.3739 | 420.852 | 306.5609 | 336.6816 | 408.7479 | 168.3408 | 613.1218 | 75.7534 | 817.4958 | 50.5022 | 1720.2237 | 8601.1184 | 41285.3684 | 86011.1841 | 103213.421 | 68808.9473 | 46446.0394 | 41285.3684
2018 | 15308 | Plumas-Sierra Rural Elec Coop | CA | Cooperative | . | . | . | . | . | . | . | . | . | . | . |  | 11707 | . | . | . | . | . | 7965 | N | O | 12.5 | N | [6 empty] | 7965 | 100% |  | 398.25 |  | 995.625 |  | 1: 1593; 3: 1991.25; 5: 1593; 7: 796.5 | 358.425 |  | 238.95
2018 | 15311 | Prague Public Works Authority | OK | Municipal | 750.96 | 7.82 | 96.0307 | . | . | . | . | . | . | 1265 | 7.2 | N | . | . | . | . | . | . | . |  |  | . | [7 empty] | 1265 | 100% |  | 63.25 |  | 158.125 |  | 1: 253; 3: 316.25; 5: 253; 7: 126.5 | 56.925 |  | 37.95
2018 | 15340 | Presque Isle Elec & Gas Coop | MI | Cooperative | . | . | . | . | . | . | . | . | . | . | . |  | 951.3 | 2.654 | 358.4401 | 259.2 | 1.488 | 174.1935 | 33952 | N | O | 24.9 | N | 692.1 | 1.166 | 174.1935 | 593.5678 | 692.1 | 39588.032 | 33952 | 100% | 61.0228 | 1697.6 | 122.0456 | 4244 | 366.1367 | 6790.4 | 610.2278 | 8488 | 915.3417 | 6790.4 | 1220.4555 | 3395.2 | 1830.6833 | 1527.84 | 2440.9111 | 1018.56 | 103592.2669 | 517961.3343 | 2486214.4047 | 5179613.3431 | 6215536.0118 | 4143690.6745 | 2796991.2053 | 2486214.4047
2018 | 15344 | Polk-Burnett Electric Coop | WI | Cooperative | 52.2 | 0.77 | 67.7922 | 36.6 | 0.56 | 65.3571 | 45.6 | 0.71 | 64.2254 | 20736 | 12.5 | Y | . | . | . | . | . | . | . |  |  | . |  | 15.6 | 0.21 | 65.3571 | 74.2857 | 74.2857 | 4354.56 | 4354.56 | 21% | 6.5498 | 217.728 | 13.0996 | 544.32 | 39.2988 | 870.912 | 65.4981 | 1088.64 | 98.2471 | 870.912 | 130.9961 | 435.456 | 196.4942 | 195.9552 | 261.9922 | 130.6368 | 1426.0761 | 7130.3806 | 34225.8269 | 71303.806 | 85564.5672 | 57043.0448 | 38504.0553 | 34225.8269
2018 | 15356 | Price Electric Coop Inc | WI | Cooperative | . | . | . | . | . | . | . | . | . | . | . |  | 129.625 | 1.056 | 122.751 | 129.625 | 1.056 | 122.751 | 9205 | N | L | 24.9 | N | 0 | 0 | 122.7509 |  |  | 0 | 0 | 0% |  | 0 |  | 0 |  | 1: 0; 3: 0; 5: 0; 7: 0 | 0 |  | 0
2018 | 15386 | City of Princeton - (KY) | KY | Municipal | 4.144 | 0.073 | 56.7671 | 4.144 | 0.073 | 56.7671 | . | . | . | 3797 | 12.4 | N | . | . | . | . | . | . | . |  |  | . |  | 0 | 0 | 56.7671 |  |  | 0 | 0 | 0% |  | 0 |  | 0 |  | 1: 0; 3: 0; 5: 0; 7: 0 | 0 |  | 0
2018 | 15387 | Princeton Public Utils Comm | MN | Municipal | 38.347 | 0.182 | 210.6978 | 7.943 | 0.098 | 81.051 | 38.347 | 0.182 | 210.6978 | 2615 | 12.4 | N | . | . | . | . | . | . | . |  |  | . |  | 30.404 | 0.084 | 81.051 | 361.9524 | 361.9524 | 219.66 | 219.66 | 8.4% | 31.9135 | 10.983 | 63.827 | 27.4575 | 191.4811 | 43.932 | 319.1351 | 54.915 | 478.7026 | 43.932 | 638.2702 | 21.966 | 957.4053 | 9.8847 | 1276.5404 | 6.5898 | 350.5061 | 1752.5303 | 8412.1457 | 17525.3035 | 21030.3641 | 14020.2428 | 9463.6639 | 8412.1457
2018 | 15410 | Prince George Electric Coop | VA | Cooperative | 570.48 | . | . | 108.73 | . | . | 477.38 | . | . | 11786 | 25 | N | . | . | . | . | . | . | . |  |  | . |  | 461.75 |  |  |  | 461.75 |  | 11786 | 100% | 40.7127 | 589.3 | 81.4254 | 1473.25 | 244.2763 | 2357.2 | 407.1271 | 2946.5 | 610.6907 | 2357.2 | 814.2542 | 1178.6 | 1221.3813 | 530.37 | 1628.5084 | 353.58 | 23992.0007 | 119960.0037 | 575808.0176 | 1199600.0367 | 1439520.0441 | 959680.0294 | 647784.0198 | 575808.0176
2018 | 15419 | PUD No 3 of Mason County | WA | Political Subdivision | . | . | . | . | . | . | . | . | . | . | . |  | 494.3 | 1.79 | 276.1452 | 167.4 | 0.59 | 283.7288 | 33895 | N | F | 12.5 | N | 326.9 | 1.2 | 283.7288 | 272.4167 | 326.9 | 40674 | 33895 | 100% | 28.8229 | 1694.75 | 57.6458 | 4236.875 | 172.9375 | 6779 | 288.2292 | 8473.75 | 432.3439 | 6779 | 576.4585 | 3389.5 | 864.6877 | 1525.275 | 1152.917 | 1016.85 | 48847.651 | 244238.255 | 1172343.6238 | 2442382.5496 | 2930859.0595 | 1953906.0397 | 1318886.5768 | 1172343.6238
2018 | 15444 | Provo City Corp | UT | Municipal | 77.925 | 0.927 | 84.0615 | 47.443 | 0.48 | 98.8396 | 77.925 | 0.927 | 84.0615 | 37025 | 12.5 | Y | . | . | . | . | . | . | . |  |  | . |  | 30.482 | 0.447 | 98.8396 | 68.1924 | 68.1924 | 16550.175 | 16550.175 | 44.7% | 6.0126 | 827.5087 | 12.0251 | 2068.7719 | 36.0753 | 3310.035 | 60.1255 | 4137.5437 | 90.1883 | 3310.035 | 120.2511 | 1655.0175 | 180.3766 | 744.7579 | 240.5022 | 496.5052 | 4975.4418 | 24877.209 | 119410.6034 | 248772.0904 | 298526.5084 | 199017.6723 | 134336.9288 | 119410.6034
2018 | 15466 | Public Service Co of Colorado | CO | Investor Owned | 112.62 | 1.02 | 110.4118 | 97.9 | 0.98 | 99.898 | 107.81 | 0.93 | 115.9247 | 1383852 | 34.5 | Y | . | . | . | . | . | . | . |  |  | . |  | 14.72 | 0.04 | 99.898 | 368 | 368 | 55354.08 | 55354.08 | 4% | 32.4467 | 2767.704 | 64.8935 | 6919.26 | 194.6804 | 11070.816 | 324.4673 | 13838.52 | 486.701 | 11070.816 | 648.9346 | 5535.408 | 973.4019 | 2490.9336 | 1297.8692 | 1660.6224 | 89802.9454 | 449014.7268 | 2155270.6887 | 4490147.2682 | 5388176.7218 | 3592117.8145 | 2424679.5248 | 2155270.6887
2018 | 15470 | Duke Energy Indiana, LLC | IN | Investor Owned | 366 | 1.45 | 252.4138 | 156 | 1.06 | 147.1698 | 321 | 1.17 | 274.359 | 836411 | 34.5 | Y | . | . | . | . | . | . | . |  |  | . |  | 210 | 0.39 | 147.1698 | 538.4615 | 538.4615 | 326200.29 | 326200.29 | 39% | 47.4764 | 16310.0145 | 94.9528 | 40775.0362 | 284.8584 | 65240.058 | 474.764 | 81550.0725 | 712.146 | 65240.058 | 949.5281 | 32620.029 | 1424.2921 | 14679.013 | 1899.0561 | 9786.0087 | 774340.8229 | 3871704.1146 | 18584179.7502 | 38717041.1462 | 46460449.3755 | 30973632.917 | 20907202.219 | 18584179.7502
2018 | 15472 | Public Service Co of NH | NH | Investor Owned | 386.8 | 1.884 | 205.3079 | 119.9 | 1.069 | 112.1609 | 386.68 | 1.877 | 206.0096 | 528668 | 34.5 | Y | . | . | . | . | . | . | . |  |  | . |  | 266.9 | 0.815 | 112.1609 | 327.4847 | 327.4847 | 430864.42 | 430864.42 | 81.5% | 28.8745 | 21543.221 | 57.7489 | 53858.0525 | 173.2468 | 86172.884 | 288.7447 | 107716.105 | 433.1171 | 86172.884 | 577.4895 | 43086.442 | 866.2342 | 19388.8989 | 1154.979 | 12925.9326 | 622049.1809 | 3110245.9045 | 14929180.3415 | 31102459.0448 | 37322950.8538 | 24881967.2359 | 16795327.8842 | 14929180.3415
2018 | 15473 | Public Service Co of NM | NM | Investor Owned | 107.33 | 0.984 | 109.0752 | 107.33 | 0.984 | 109.0752 | 89.82 | 0.673 | 133.4621 | 527072 | 25 | Y | . | . | . | . | . | . | . |  |  | . |  | 0 | 0 | 109.0752 |  |  | 0 | 0 | 0% |  | 0 |  | 0 |  | 1: 0; 3: 0; 5: 0; 7: 0 | 0 |  | 0
2018 | 15474 | Public Service Co of Oklahoma | OK | Investor Owned | 126.9 | 1.342 | 94.5604 | 101.2 | 1.167 | 86.7181 | 108 | 1.125 | 96 | 550649 | 35 | Y | . | . | . | . | . | . | . |  |  | . |  | 25.7 | 0.175 | 86.7181 | 146.8571 | 146.8571 | 96363.575 | 96363.575 | 17.5% | 12.9485 | 4818.1788 | 25.8969 | 12045.4469 | 77.6908 | 19272.715 | 129.4846 | 24090.8937 | 194.2269 | 19272.715 | 258.9692 | 9636.3575 | 388.4539 | 4336.3609 | 517.9385 | 2890.9073 | 62388.0057 | 311940.0287 | 1497312.1375 | 3119400.2866 | 3743280.3439 | 2495520.2292 | 1684476.1547 | 1497312.1375
2018 | 15477 | Public Service Elec & Gas Co | NJ | Investor Owned | 178.93 | 1.08 | 165.6759 | 55.1 | 0.79 | 69.7468 | 166.66 | 0.98 | 170.0612 | 2373060 | 69 | Y | . | . | . | . | . | . | . |  |  | . |  | 123.83 | 0.29 | 69.7468 | 427 | 427 | 688187.4 | 688187.4 | 29% | 37.6488 | 34409.37 | 75.2976 | 86023.425 | 225.8927 | 137637.48 | 376.4879 | 172046.85 | 564.7318 | 137637.48 | 752.9758 | 68818.74 | 1129.4636 | 30968.433 | 1505.9515 | 20645.622 | 1295471.0645 | 6477355.3226 | 31091305.5483 | 64773553.2256 | 77728263.8707 | 51818842.5805 | 34977718.7418 | 31091305.5483
2018 | 15500 | Puget Sound Energy Inc | WA | Investor Owned | 434 | 1.52 | 285.5263 | 145 | 0.99 | 146.4647 | 395 | 1.29 | 306.2015 | 1148866 | 34.5 | Y | . | . | . | . | . | . | . |  |  | . |  | 289 | 0.53 | 146.4646 | 545.283 | 545.283 | 608898.98 | 608898.98 | 53% | 48.0779 | 30444.949 | 96.1557 | 76112.3725 | 288.4671 | 121779.796 | 480.7786 | 152224.745 | 721.1678 | 121779.796 | 961.5571 | 60889.898 | 1442.3357 | 27400.4541 | 1923.1142 | 18266.9694 | 1463727.8795 | 7318639.3975 | 35129469.108 | 73186393.975 | 87823672.77 | 58549115.18 | 39520652.7465 | 35129469.108
2018 | 15507 | City of Pulaski - (TN) | TN | Municipal | 209.06 | 2.6 | 80.4077 | 137.03 | 1.96 | 69.9133 | 209.06 | 2.6 | 80.4077 | 14189 | 13.2 | Y | . | . | . | . | . | . | . |  |  | . |  | 72.03 | 0.64 | 69.9133 | 112.5469 | 112.5469 | 9080.96 | 9080.96 | 64% | 9.9233 | 454.048 | 19.8466 | 1135.12 | 59.5399 | 1816.192 | 99.2331 | 2270.24 | 148.8497 | 1816.192 | 198.4662 | 908.096 | 297.6993 | 408.6432 | 396.9324 | 272.4288 | 4505.6591 | 22528.2954 | 108135.8181 | 225282.9544 | 270339.5453 | 180226.3636 | 121652.7954 | 108135.8181
2018 | 15671 | Randolph Electric Member Corp | NC | Cooperative | 954.915 | 4.097 | 233.0766 | 133.819 | 1.503 | 89.0346 | 919.978 | 3.831 | 240.1404 | 31727 | 24.9 | N | . | . | . | . | . | . | . |  |  | . |  | 821.096 | 2.594 | 89.0346 | 316.5366 | 821.096 | 82299.838 | 31727 | 100% | 72.3964 | 1586.35 | 144.7928 | 3965.875 | 434.3785 | 6345.4 | 723.9641 | 7931.75 | 1085.9462 | 6345.4 | 1447.9283 | 3172.7 | 2171.8924 | 1427.715 | 2895.8566 | 951.81 | 114846.052 | 574230.2599 | 2756305.2476 | 5742302.5993 | 6890763.1191 | 4593842.0794 | 3100843.4036 | 2756305.2476
2018 | 15700 | Rayle Electric Membership Corp | GA | Cooperative | 297.55 | 2.55 | 116.6863 | 182.883 | 1.762 | 103.7929 | 255.92 | 2.144 | 119.3657 | 18444 | 24.9 | Y | . | . | . | . | . | . | . |  |  | . |  | 114.667 | 0.788 | 103.7928 | 145.5165 | 145.5165 | 14533.872 | 14533.872 | 78.8% | 12.8303 | 726.6936 | 25.6605 | 1816.734 | 76.9815 | 2906.7744 | 128.3026 | 3633.468 | 192.4539 | 2906.7744 | 256.6051 | 1453.3872 | 384.9077 | 654.0242 | 513.2103 | 436.0162 | 9323.6656 | 46618.328 | 223767.9745 | 466183.2802 | 559419.9363 | 372946.6242 | 251738.9713 | 223767.9745
2018 | 15748 | Town of Reading - (MA) | MA | Municipal | 65.57 | 0.528 | 124.1856 | 19.309 | 0.357 | 54.0868 | . | . | . | 29760 | 13.8 | Y | . | . | . | . | . | . | . |  |  | . |  | 46.261 | 0.171 | 54.0868 | 270.5322 | 270.5322 | 5088.96 | 5088.96 | 17.1% | 23.8529 | 254.448 | 47.7059 | 636.12 | 143.1177 | 1017.792 | 238.5295 | 1272.24 | 357.7942 | 1017.792 | 477.0589 | 508.896 | 715.5884 | 229.0032 | 954.1178 | 152.6688 | 6069.3344 | 30346.6722 | 145664.0263 | 303466.7215 | 364160.0658 | 242773.3772 | 163872.0296 | 145664.0263
2018 | 15750 | Redwood Electric Coop | MN | Cooperative | 201.8 | 1.072 | 188.2463 | 201.8 | 1.072 | 188.2463 | 197.13 | 1.014 | 194.4083 | 4451 | 69 | N | . | . | . | . | . | . | . |  |  | . |  | 0 | 0 | 188.2463 |  |  | 0 | 0 | 0% |  | 0 |  | 0 |  | 1: 0; 3: 0; 5: 0; 7: 0 | 0 |  | 0
2018 | 15783 | City of Redding - (CA) | CA | Municipal | 255.32 | 0.863 | 295.8517 | 45.98 | 0.5 | 91.96 | 255.32 | 0.863 | 295.8517 | 44092 | 12.5 | N | . | . | . | . | . | . | . |  |  | . |  | 209.34 | 0.363 | 91.96 | 576.6942 | 576.6942 | 16005.396 | 16005.396 | 36.3% | 50.8474 | 800.2698 | 101.6948 | 2000.6745 | 305.0844 | 3201.0792 | 508.474 | 4001.349 | 762.7109 | 3201.0792 | 1016.9479 | 1600.5396 | 1525.4219 | 720.2428 | 2033.8958 | 480.1619 | 40691.6353 | 203458.1766 | 976599.2478 | 2034581.7663 | 2441498.1196 | 1627665.4131 | 1098674.1538 | 976599.2478
2018 | 15845 | Renville-Sibley Coop Pwr Assn | MN | Cooperative | 103.66 | 1.016 | 102.0276 | 81.962 | 0.905 | 90.5657 | 46.486 | 0.387 | 120.1189 | 1884 | 12.5 | N | . | . | . | . | . | . | . |  |  | . |  | 21.698 | 0.111 | 90.5657 | 195.4775 | 195.4775 | 209.124 | 209.124 | 11.1% | 17.2353 | 10.4562 | 34.4707 | 26.1405 | 103.412 | 41.8248 | 172.3534 | 52.281 | 258.5301 | 41.8248 | 344.7068 | 20.9124 | 517.0602 | 9.4106 | 689.4136 | 6.2737 | 180.2162 | 901.0808 | 4325.1878 | 9010.8079 | 10812.9695 | 7208.6463 | 4865.8363 | 4325.1878
2018 | 15938 | Rice Lake Utilities | WI | Municipal | 23.389 | 0.293 | 79.8259 | 4.788 | . | . | . | . | . | 5878 | 12.5 | N | . | . | . | . | . | . | . |  |  | . |  | 18.601 |  |  |  | 18.601 |  | 5878 | 100% | 1.6401 | 293.9 | 3.2801 | 734.75 | 9.8404 | 1175.6 | 16.4006 | 1469.5 | 24.6009 | 1175.6 | 32.8012 | 587.8 | 49.2018 | 264.51 | 65.6024 | 176.34 | 482.0133 | 2410.0664 | 11568.3186 | 24100.6638 | 28920.7965 | 19280.531 | 13014.3584 | 11568.3186
2018 | 15978 | City of Richland Center - (WI) | WI | Municipal | 108.754 | 0.476 | 228.4748 | . | . | . | . | . | . | 2945 | 12.5 | N | . | . | . | . | . | . | . |  |  | . | [7 empty] | 2945 | 100% |  | 147.25 |  | 368.125 |  | 1: 589; 3: 736.25; 5: 589; 7: 294.5 | 132.525 |  | 88.35
2018 | 15979 | City of Richland - (WA) | WA | Municipal | 46.66 | 1.067 | 43.7301 | 20.77 | 1.023 | 20.303 | 46.66 | 1.067 | 43.7301 | 24263 | 12.5 | N | . | . | . | . | . | . | . |  |  | . |  | 25.89 | 0.044 | 20.303 | 588.4091 | 588.4091 | 1067.572 | 1067.572 | 4.4% | 51.8803 | 53.3786 | 103.7606 | 133.4465 | 311.2818 | 213.5144 | 518.803 | 266.893 | 778.2045 | 213.5144 | 1037.606 | 106.7572 | 1556.4091 | 48.0407 | 2075.2121 | 32.0272 | 2769.2979 | 13846.4894 | 66463.1492 | 138464.8942 | 166157.873 | 110771.9154 | 74771.0429 | 66463.1492
2018 | 15989 | City of Richmond - (IN) | IN | Municipal | . | . | . | . | . | . | . | . | . | . | . |  | 53 | 0.762 | 69.5538 | . | . | . | 21558 | Y | L | 15 | N | [6 empty] | 21558 | 100% |  | 1077.9 |  | 2694.75 |  | 1: 4311.6; 3: 5389.5; 5: 4311.6; 7: 2155.8 | 970.11 |  | 646.74
2018 | 16057 | Rio Grande Electric Coop, Inc | TX | Cooperative | 362.148 | . | . | 203.784 | . | . | 282.745 | . | . | 13530 | 24.9 | N | . | . | . | . | . | . | . |  |  | . |  | 158.364 |  |  |  | 158.364 |  | 13530 | 100% | 13.963 | 676.5 | 27.9261 | 1691.25 | 83.7782 | 2706 | 139.6303 | 3382.5 | 209.4454 | 2706 | 279.2605 | 1353 | 418.8908 | 608.85 | 558.5211 | 405.9 | 9445.9879 | 47229.9395 | 226703.7094 | 472299.3946 | 566759.2735 | 377839.5157 | 255041.6731 | 226703.7094
2018 | 16060 | Riverland Energy Cooperative | WI | Cooperative | 96.58 | 0.744 | 129.8118 | 96.24 | 0.744 | 129.3548 | 90.82 | 0.652 | 139.2945 | 18107 | 12.5 | N | . | . | . | . | . | . | . |  |  | . |  | 0.34 | 0 | 129.3548 |  |  | 0 | 0 | 0% |  | 0 |  | 0 |  | 1: 0; 3: 0; 5: 0; 7: 0 | 0 |  | 0
2018 | 16063 | Rita Blanca Electric Coop, Inc | TX | Cooperative | . | . | . | . | . | . | . | . | . | . | . |  | 616 | 3.617 | 170.3069 | 36.1 | 0.288 | 125.3472 | 7977 | N | L | 14.4 | N | 579.9 | 3.329 | 125.3472 | 174.1965 | 579.9 | 26555.433 | 7977 | 100% | 51.1301 | 398.85 | 102.2601 | 997.125 | 306.7803 | 1595.4 | 511.3005 | 1994.25 | 766.9508 | 1595.4 | 1022.601 | 797.7 | 1533.9015 | 358.965 | 2045.2021 | 239.31 | 20393.221 | 101966.1051 | 489437.3043 | 1019661.0507 | 1223593.2608 | 815728.8406 | 550616.9674 | 489437.3043
2018 | 16082 | City of River Falls | WI | Municipal | 45.431 | 0.41 | 110.8073 | 17.953 | 0.121 | 148.3719 | 17.676 | 0.121 | 146.0826 | 6228 | 12.5 | N | . | . | . | . | . | . | . |  |  | . |  | 27.478 | 0.289 | 148.3719 | 95.0796 | 95.0796 | 1799.892 | 1799.892 | 28.9% | 8.3832 | 89.9946 | 16.7664 | 224.9865 | 50.2993 | 359.9784 | 83.8321 | 449.973 | 125.7482 | 359.9784 | 167.6642 | 179.9892 | 251.4963 | 80.9951 | 335.3284 | 53.9968 | 754.4437 | 3772.2186 | 18106.6493 | 37722.186 | 45266.6232 | 30177.7488 | 20369.9805 | 18106.6493
2018 | 16088 | City of Riverside - (CA) | CA | Municipal | 89.58 | 0.88 | 101.7955 | 53.75 | 0.82 | 65.5488 | . | . | . | 109838 | 12 | N | . | . | . | . | . | . | . |  |  | . |  | 35.83 | 0.06 | 65.5488 | 597.1667 | 597.1667 | 6590.28 | 6590.28 | 6% | 52.6525 | 329.514 | 105.3049 | 823.785 | 315.9148 | 1318.056 | 526.5246 | 1647.57 | 789.7869 | 1318.056 | 1053.0492 | 659.028 | 1579.5738 | 296.5626 | 2106.0985 | 197.7084 | 17349.7232 | 86748.6159 | 416393.3562 | 867486.1587 | 1040983.3904 | 693988.927 | 468442.5257 | 416393.3562
2018 | 16101 | Roanoke Electric Member Corp | NC | Cooperative | 209.03 | 1.536 | 136.0872 | 114.417 | 1.017 | 112.5044 | 208.379 | 1.529 | 136.2845 | 14798 | 25 | N | . | . | . | . | . | . | . |  |  | . |  | 94.613 | 0.519 | 112.5044 | 182.2987 | 182.2987 | 7680.162 | 7680.162 | 51.9% | 16.0734 | 384.0081 | 32.1467 | 960.0203 | 96.4401 | 1536.0324 | 160.7336 | 1920.0405 | 241.1003 | 1536.0324 | 321.4671 | 768.0162 | 482.2007 | 345.6073 | 642.9343 | 230.4049 | 6172.2991 | 30861.4954 | 148135.1779 | 308614.9539 | 370337.9446 | 246891.9631 | 166652.0751 | 148135.1779
2018 | 16146 | Navasota Valley Elec Coop, Inc | TX | Cooperative | 444.984 | 3.226 | 137.9368 | 405.079 | 3.12 | 129.833 | 395.269 | 2.77 | 142.6964 | 19611 | 24.9 | Y | . | . | . | . | . | . | . |  |  | . |  | 39.905 | 0.106 | 129.833 | 376.4623 | 376.4623 | 2078.766 | 2078.766 | 10.6% | 33.1929 | 103.9383 | 66.3857 | 259.8458 | 199.1571 | 415.7532 | 331.9285 | 519.6915 | 497.8928 | 415.7532 | 663.857 | 207.8766 | 995.7856 | 93.5445 | 1327.7141 | 62.363 | 3450.0086 | 17250.0431 | 82800.2068 | 172500.4309 | 207000.5171 | 138000.3447 | 93150.2327 | 82800.2068
2018 | 16181 | Rochester Public Utilities | MN | Municipal | 63.737 | 0.852 | 74.8087 | 31.179 | 0.513 | 60.7778 | 63.737 | 0.852 | 74.8087 | 55321 | 13.8 | Y | . | . | . | . | . | . | . |  |  | . |  | 32.558 | 0.339 | 60.7778 | 96.0413 | 96.0413 | 18753.819 | 18753.819 | 33.9% | 8.468 | 937.691 | 16.936 | 2344.2274 | 50.808 | 3750.7638 | 84.6801 | 4688.4547 | 127.0201 | 3750.7638 | 169.3601 | 1875.3819 | 254.0402 | 843.9219 | 338.7202 | 562.6146 | 7940.3723 | 39701.8615 | 190568.9353 | 397018.6153 | 476422.3383 | 317614.8922 | 214390.0523 | 190568.9353
2018 | 16183 | Rochester Gas & Electric Corp | NY | Investor Owned | . | . | . | . | . | . | . | . | . | . | . |  | 216.74 | 0.99 | 218.9293 | 80.4 | 0.75 | 107.2 | 377943 | N | O | 34.5 | N | 136.34 | 0.24 | 107.2 | 568.0833 | 568.0833 | 90706.32 | 90706.32 | 24% | 50.0882 | 4535.316 | 100.1763 | 11338.29 | 300.529 | 18141.264 | 500.8817 | 22676.58 | 751.3226 | 18141.264 | 1001.7634 | 9070.632 | 1502.6451 | 4081.7844 | 2003.5268 | 2721.1896 | 227165.6809 | 1135828.4046 | 5451976.3419 | 11358284.0456 | 13629940.8547 | 9086627.2364 | 6133473.3846 | 5451976.3419
2018 | 16195 | City of Rock Hill - (SC) | SC | Municipal | 124.772 | 1.643 | 75.9416 | 110.532 | 1.557 | 70.9904 | . | . | . | 38016 | 24.9 | Y | . | . | . | . | . | . | . |  |  | . |  | 14.24 | 0.086 | 70.9904 | 165.5814 | 165.5814 | 3269.376 | 3269.376 | 8.6% | 14.5994 | 163.4688 | 29.1988 | 408.672 | 87.5963 | 653.8752 | 145.9939 | 817.344 | 218.9908 | 653.8752 | 291.9878 | 326.9376 | 437.9816 | 147.1219 | 583.9755 | 98.0813 | 2386.5445 | 11932.7224 | 57277.0676 | 119327.2241 | 143192.6689 | 95461.7793 | 64436.701 | 57277.0676
2018 | 16213 | Rockland Electric Co | NJ | Investor Owned | . | . | . | . | . | . | . | . | . | . | . |  | 744.78 | 1.75 | 425.5886 | 104.81 | 1.13 | 92.7522 | 71979 | N | F | 13.2 | N | 639.97 | 0.62 | 92.7522 | 1032.2097 | 1032.2097 | 44626.98 | 44626.98 | 62% | 91.0104 | 2231.349 | 182.0208 | 5578.3725 | 546.0624 | 8925.396 | 910.1041 | 11156.745 | 1365.1561 | 8925.396 | 1820.2081 | 4462.698 | 2730.3122 | 2008.2141 | 3640.4162 | 1338.8094 | 203075.9763 | 1015379.8816 | 4873823.4318 | 10153798.8163 | 12184558.5796 | 8123039.053 | 5483051.3608 | 4873823.4318
2018 | 16217 | Village of Rockville Centre - (NY) | NY | Municipal | . | . | . | . | . | . | . | . | . | . | . |  | 247.2 | 2.01 | 122.9851 | 247.2 | 2.01 | 122.9851 | 10786 | Y | F | 4.2 | N | 0 | 0 | 122.9851 |  |  | 0 | 0 | 0% |  | 0 |  | 0 |  | 1: 0; 3: 0; 5: 0; 7: 0 | 0 |  | 0
2018 | 16223 | City of Rockwood - (TN) | TN | Municipal | 165.786 | 1.397 | 118.6729 | 130.246 | 1.249 | 104.2802 | . | . | . | 14657 | 12.5 | N | . | . | . | . | . | . | . |  |  | . |  | 35.54 | 0.148 | 104.2802 | 240.1351 | 240.1351 | 2169.236 | 2169.236 | 14.8% | 21.1728 | 108.4618 | 42.3457 | 271.1545 | 127.037 | 433.8472 | 211.7283 | 542.309 | 317.5924 | 433.8472 | 423.4565 | 216.9236 | 635.1848 | 97.6156 | 846.913 | 65.0771 | 2296.4428 | 11482.2141 | 55114.6277 | 114822.1411 | 137786.5693 | 91857.7129 | 62003.9562 | 55114.6277
2018 | 16226 | City of Rocky Mount - (NC) | NC | Municipal | 90.71 | 2.46 | 36.874 | 50.86 | 1.44 | 35.3194 | . | . | . | 28126 | 12.5 | N | . | . | . | . | . | . | . |  |  | . |  | 39.85 | 1.02 | 35.3194 | 39.0686 | 39.85 | 28688.52 | 28126 | 100% | 3.5136 | 1406.3 | 7.0272 | 3515.75 | 21.0816 | 5625.2 | 35.1359 | 7031.5 | 52.7039 | 5625.2 | 70.2719 | 2812.6 | 105.4078 | 1265.67 | 140.5437 | 843.78 | 4941.1658 | 24705.8288 | 118587.9783 | 247058.288 | 296469.9456 | 197646.6304 | 133411.4755 | 118587.9783
2018 | 16259 | City of Rolla - (MO) | MO | Municipal | 10.768 | 0.445 | 24.1978 | . | . | . | . | . | . | 9533 | 34.5 | Y | . | . | . | . | . | . | . |  |  | . | [7 empty] | 9533 | 100% |  | 476.65 |  | 1191.625 |  | 1: 1906.6; 3: 2383.25; 5: 1906.6; 7: 953.3 | 428.985 |  | 285.99
2018 | 16284 | Roseau Electric Coop, Inc | MN | Cooperative | 82.696 | 0.58 | 142.5793 | 82.683 | 0.58 | 142.5569 | 81 | 0.573 | 141.3613 | 6441 | 7.2 | N | . | . | . | . | . | . | . |  |  | . |  | 0.013 | 0 | 142.5569 |  |  | 0 | 0 | 0% |  | 0 |  | 0 |  | 1: 0; 3: 0; 5: 0; 7: 0 | 0 |  | 0
2018 | 16295 | City of Roseville - (CA) | CA | Municipal | . | . | . | . | . | . | . | . | . | . | . |  | 17.27 | 0.19 | 90.8947 | 13.11 | 0.17 | 77.1176 | 60741 | N | F | 60 | N | 4.16 | 0.02 | 77.1176 | 208 | 208 | 1214.82 | 1214.82 | 2% | 18.3395 | 60.741 | 36.6789 | 151.8525 | 110.0367 | 242.964 | 183.3946 | 303.705 | 275.0918 | 242.964 | 366.7891 | 121.482 | 550.1837 | 54.6669 | 733.5783 | 36.4446 | 1113.9569 | 5569.7846 | 26734.9659 | 55697.8457 | 66837.4148 | 44558.2766 | 30076.8367 | 26734.9659
2018 | 16368 | Runestone Electric Assn | MN | Cooperative | 97.98 | 1.41 | 69.4894 | 93.78 | 1.38 | 67.9565 | 55.44 | 0.6 | 92.4 | 14339 | 12.5 | Y | . | . | . | . | . | . | . |  |  | . |  | 4.2 | 0.03 | 67.9565 | 140 | 140 | 430.17 | 430.17 | 3% | 12.3439 | 21.5085 | 24.6877 | 53.7713 | 74.0632 | 86.034 | 123.4386 | 107.5425 | 185.158 | 86.034 | 246.8773 | 43.017 | 370.3159 | 19.3576 | 493.7546 | 12.9051 | 265.498 | 1327.4901 | 6371.9524 | 13274.9008 | 15929.881 | 10619.9206 | 7168.4464 | 6371.9524
2018 | 16382 | Rural Electric Coop, Inc | OK | Cooperative | 407.6 | 3.42 | 119.1813 | 234.9 | 2.49 | 94.3373 | 389.6 | 3.04 | 128.1579 | 11776 | 25 | Y | . | . | . | . | . | . | . |  |  | . |  | 172.7 | 0.93 | 94.3373 | 185.6989 | 185.6989 | 10951.68 | 10951.68 | 93% | 16.3732 | 547.584 | 32.7463 | 1368.96 | 98.239 | 2190.336 | 163.7316 | 2737.92 | 245.5974 | 2190.336 | 327.4632 | 1095.168 | 491.1948 | 492.8256 | 654.9264 | 328.5504 | 8965.6805 | 44828.4026 | 215176.3327 | 448284.0265 | 537940.8317 | 358627.2212 | 242073.3743 | 215176.3327
2018 | 16420 | Rural Electric Conven Coop | IL | Cooperative | 238.183 | 1.912 | 124.5727 | 121.619 | 1.838 | 66.1692 | 211.446 | 1.592 | 132.8178 | 5842 | 15 | Y | . | . | . | . | . | . | . |  |  | . |  | 116.564 | 0.074 | 66.1692 | 1575.1892 | 1575.1892 | 432.308 | 432.308 | 7.4% | 138.8852 | 21.6154 | 277.7703 | 54.0385 | 833.311 | 86.4616 | 1388.8516 | 108.077 | 2083.2774 | 86.4616 | 2777.7032 | 43.2308 | 4166.5548 | 19.4539 | 5555.4064 | 12.9692 | 3002.0583 | 15010.2914 | 72049.3989 | 150102.9143 | 180123.4972 | 120082.3315 | 81055.5737 | 72049.3989
2018 | 16461 | Rusk County Electric Coop, Inc | TX | Cooperative | 769.2 | . | . | 641.7 | . | . | 691.3 | . | . | 22525 | 14 | Y | . | . | . | . | . | . | . |  |  | . |  | 127.5 |  |  |  | 127.5 |  | 22525 | 100% | 11.2417 | 1126.25 | 22.4835 | 2815.625 | 67.4504 | 4505 | 112.4173 | 5631.25 | 168.626 | 4505 | 224.8347 | 2252.5 | 337.252 | 1013.625 | 449.6694 | 675.75 | 12661.0029 | 63305.0147 | 303864.0705 | 633050.147 | 759660.1763 | 506440.1176 | 341847.0794 | 303864.0705
2018 | 16463 | City of Ruston - (LA) | LA | Municipal | 270.37 | 1.85 | 146.1459 | . | . | . | . | . | . | 10637 | 13.8 | N | . | . | . | . | . | . | . |  |  | . | [7 empty] | 10637 | 100% |  | 531.85 |  | 1329.625 |  | 1: 2127.4; 3: 2659.25; 5: 2127.4; 7: 1063.7 | 478.665 |  | 319.11
2018 | 16496 | Rutherford Elec Member Corp | NC | Cooperative | 407.49 | 1.628 | 250.301 | 111.58 | 0.819 | 136.2393 | 366.01 | 1.554 | 235.5277 | 70492 | 13.2 | N | . | . | . | . | . | . | . |  |  | . |  | 295.91 | 0.809 | 136.2393 | 365.7726 | 365.7726 | 57028.028 | 57028.028 | 80.9% | 32.2503 | 2851.4014 | 64.5007 | 7128.5035 | 193.502 | 11405.6056 | 322.5034 | 14257.007 | 483.755 | 11405.6056 | 645.0067 | 5702.8028 | 967.5101 | 2566.2613 | 1290.0134 | 1710.8408 | 91958.6527 | 459793.2635 | 2207007.6647 | 4597932.6348 | 5517519.1618 | 3678346.1079 | 2482883.6228 | 2207007.6647
2018 | 16511 | Sac-Osage Electric Coop Inc | MO | Cooperative | . | . | . | . | . | . | . | . | . | . | . |  | 483.4 | . | . | 455.2 | . | . | 11045 | N | L | 7.2 | N | 28.2 |  |  |  | 28.2 |  | 11045 | 100% | 2.4864 | 552.25 | 4.9728 | 1380.625 | 14.9184 | 2209 | 24.8641 | 2761.25 | 37.2961 | 2209 | 49.7281 | 1104.5 | 74.5922 | 497.025 | 99.4563 | 331.35 | 1373.1183 | 6865.5915 | 32954.8391 | 68655.9148 | 82387.0977 | 54924.7318 | 37074.194 | 32954.8391
2018 | 16534 | Sacramento Municipal Util Dist | CA | Political Subdivision | . | . | . | . | . | . | . | . | . | . | . |  | 45 | 0.93 | 48.3871 | 45 | 0.93 | 48.3871 | 627749 | N | L | 69 | Y | 0 | 0 | 48.3871 |  |  | 0 | 0 | 0% |  | 0 |  | 0 |  | 1: 0; 3: 0; 5: 0; 7: 0 | 0 |  | 0
2018 | 16555 | Salem Electric - (OR) | OR | Cooperative | . | . | . | . | . | . | . | . | . | . | . |  | 24.8 | 0.317 | 78.2334 | 24.8 | 0.317 | 78.2334 | 19386 | N | L | 12.4 | N | 0 | 0 | 78.2334 |  |  | 0 | 0 | 0% |  | 0 |  | 0 |  | 1: 0; 3: 0; 5: 0; 7: 0 | 0 |  | 0
2018 | 16558 | City of Salem - (VA) | VA | Municipal | 27.124 | 0.33 | 82.1939 | 14.617 | 0.212 | 68.9481 | . | . | . | 13371 | 12.5 | N | . | . | . | . | . | . | . |  |  | . |  | 12.507 | 0.118 | 68.9481 | 105.9915 | 105.9915 | 1577.778 | 1577.778 | 11.8% | 9.3453 | 78.8889 | 18.6906 | 197.2223 | 56.0719 | 315.5556 | 93.4532 | 394.4445 | 140.1798 | 315.5556 | 186.9064 | 157.7778 | 280.3597 | 71 | 373.8129 | 47.3333 | 737.2422 | 3686.2108 | 17693.8119 | 36862.1081 | 44234.5297 | 29489.6865 | 19905.5384 | 17693.8119
2018 | 16572 | Salt River Project | AZ | Political Subdivision | 83.99 | 0.834 | 100.7074 | 36.67 | 0.573 | 63.9965 | 74.66 | 0.74 | 100.8919 | 1038762 | 35 | N | . | . | . | . | . | . | . |  |  | . |  | 47.32 | 0.261 | 63.9965 | 181.3027 | 181.3027 | 271116.882 | 271116.882 | 26.1% | 15.9855 | 13555.8441 | 31.9711 | 33889.6102 | 95.9132 | 54223.3764 | 159.8554 | 67779.2205 | 239.7831 | 54223.3764 | 319.7108 | 27111.6882 | 479.5662 | 12200.2597 | 639.4217 | 8133.5065 | 216697.507 | 1083487.535 | 5200740.1682 | 10834875.3505 | 13001850.4206 | 8667900.2804 | 5850832.6893 | 5200740.1682
2018 | 16587 | Salt River Electric Coop Corp | KY | Cooperative | 334.7 | 1.689 | 198.1646 | 93.5 | 0.976 | 95.7992 | 329.7 | 1.587 | 207.7505 | 52015 | 12.4 | Y | . | . | . | . | . | . | . |  |  | . |  | 241.2 | 0.713 | 95.7992 | 338.2889 | 338.2889 | 37086.695 | 37086.695 | 71.3% | 29.8271 | 1854.3347 | 59.6542 | 4635.8369 | 178.9625 | 7417.339 | 298.2709 | 9271.6737 | 447.4064 | 7417.339 | 596.5418 | 3708.6695 | 894.8127 | 1668.9013 | 1193.0836 | 1112.6009 | 55309.4107 | 276547.0536 | 1327425.8575 | 2765470.5364 | 3318564.6436 | 2212376.4291 | 1493354.0896 | 1327425.8575
2018 | 16603 | San Luis Valley R E C, Inc | CO | Cooperative | 113.3 | 0.93 | 121.828 | 77.4 | 0.6 | 129 | 112.3 | 0.6 | 187.1667 | 12397 | 25 | Y | . | . | . | . | . | . | . |  |  | . |  | 35.9 | 0.33 | 129 | 108.7879 | 108.7879 | 4091.01 | 4091.01 | 33% | 9.5919 | 204.5505 | 19.1838 | 511.3763 | 57.5513 | 818.202 | 95.9188 | 1022.7525 | 143.8782 | 818.202 | 191.8376 | 409.101 | 287.7563 | 184.0954 | 383.6751 | 122.7303 | 1962.0234 | 9810.1168 | 47088.5608 | 98101.1683 | 117721.4019 | 78480.9346 | 52974.6309 | 47088.5608
2018 | 16604 | City of San Antonio - (TX) | TX | Municipal | 91.95 | 1.22 | 75.3689 | 54.4 | 0.84 | 64.7619 | . | . | . | 811675 | 35 | Y | . | . | . | . | . | . | . |  |  | . |  | 37.55 | 0.38 | 64.7619 | 98.8158 | 98.8158 | 308436.5 | 308436.5 | 38% | 8.7126 | 15421.825 | 17.4253 | 38554.5625 | 52.2758 | 61687.3 | 87.1263 | 77109.125 | 130.6895 | 61687.3 | 174.2527 | 30843.65 | 261.379 | 13879.6425 | 348.5054 | 9253.095 | 134364.7153 | 671823.5764 | 3224753.1668 | 6718235.7641 | 8061882.917 | 5374588.6113 | 3627847.3126 | 3224753.1668
2018 | 16606 | Santee Electric Coop, Inc | SC | Cooperative | 413.69 | . | . | 201.85 | . | . | 396.62 | . | . | 43333.9 | 25 | Y | . | . | . | . | . | . | . |  |  | . |  | 211.84 |  |  |  | 211.84 |  | 43333.9 | 100% | 18.678 | 2166.695 | 37.3561 | 5416.7375 | 112.0682 | 8666.78 | 186.7803 | 10833.475 | 280.1705 | 8666.78 | 373.5606 | 4333.39 | 560.3409 | 1950.0255 | 747.1212 | 1300.017 | 40469.5961 | 202347.9804 | 971270.3058 | 2023479.8037 | 2428175.7644 | 1618783.8429 | 1092679.094 | 971270.3058
2018 | 16609 | San Diego Gas & Electric Co | CA | Investor Owned | 120.97 | 0.658 | 183.845 | 77.71 | 0.628 | 123.742 | 120.97 | 0.658 | 183.845 | 1462128 | 12.5 | Y | . | . | . | . | . | . | . |  |  | . |  | 43.26 | 0.03 | 123.742 | 1442 | 1442 | 43863.84 | 43863.84 | 3% | 127.1418 | 2193.192 | 254.2836 | 5482.98 | 762.8508 | 8772.768 | 1271.4181 | 10965.96 | 1907.1271 | 8772.768 | 2542.8361 | 4386.384 | 3814.2542 | 1973.8728 | 5085.6723 | 1315.9152 | 278846.3951 | 1394231.9753 | 6692313.4815 | 13942319.7531 | 16730783.7037 | 11153855.8025 | 7528852.6667 | 6692313.4815
2018 | 16611 | Access Energy Coop | IA | Cooperative | . | . | . | . | . | . | . | . | . | . | . |  | 112 | 1.14 | 98.2456 | 112 | 1.14 | 98.2456 | 8920 | Y | L | 12.5 | Y | 0 | 0 | 98.2456 |  |  | 0 | 0 | 0% |  | 0 |  | 0 |  | 1: 0; 3: 0; 5: 0; 7: 0 | 0 |  | 0
2018 | 16613 | Sam Houston Electric Coop Inc | TX | Cooperative | 458 | . | . | 313 | . | . | . | . | . | 75236 | 34.5 | N | . | . | . | . | . | . | . |  |  | . |  | 145 |  |  |  | 145 |  | 75236 | 100% | 12.7847 | 3761.8 | 25.5694 | 9404.5 | 76.7083 | 15047.2 | 127.8472 | 18809 | 191.7708 | 15047.2 | 255.6943 | 7523.6 | 383.5415 | 3385.62 | 511.3887 | 2257.08 | 48093.5489 | 240467.7443 | 1154245.1727 | 2404677.4431 | 2885612.9317 | 1923741.9544 | 1298525.8193 | 1154245.1727
2018 | 16616 | San Isabel Electric Assn, Inc | CO | Cooperative | . | . | . | . | . | . | . | . | . | . | . |  | 1586.343 | 3.437 | 461.5487 | 163.94 | 1.075 | 152.5023 | 24296 | N | L | 24.9 | Y | 1422.403 | 2.362 | 152.5023 | 602.2028 | 1422.403 | 57387.152 | 24296 | 100% | 125.4139 | 1214.8 | 250.8279 | 3037 | 752.4836 | 4859.2 | 1254.1393 | 6074 | 1881.209 | 4859.2 | 2508.2786 | 2429.6 | 3762.4179 | 1093.32 | 5016.5572 | 728.88 | 152352.8433 | 761764.2165 | 3656468.2391 | 7617642.1649 | 9141170.5979 | 6094113.7319 | 4113526.769 | 3656468.2391
2018 | 16627 | San Patricio Electric Coop Inc | TX | Cooperative | 352.477 | 2.883 | 122.2605 | 157.782 | 2.052 | 76.8918 | 256.169 | 2.339 | 109.5207 | 11534 | 24.9 | Y | . | . | . | . | . | . | . |  |  | . |  | 194.695 | 0.831 | 76.8918 | 234.29 | 234.29 | 9584.754 | 9584.754 | 83.1% | 20.6575 | 479.2377 | 41.3149 | 1198.0943 | 123.9448 | 1916.9508 | 206.5746 | 2396.1885 | 309.8619 | 1916.9508 | 413.1492 | 958.4754 | 619.7238 | 431.3139 | 826.2984 | 287.5426 | 9899.833 | 49499.1652 | 237595.9932 | 494991.6525 | 593989.983 | 395993.322 | 267295.4923 | 237595.9932
2018 | 16638 | San Bernard Electric Coop, Inc | TX | Cooperative | 104.717 | 1.062 | 98.6036 | 77.687 | 0.937 | 82.9104 | . | . | . | 27959 | 14.4 | Y | . | . | . | . | . | . | . |  |  | . |  | 27.03 | 0.125 | 82.9104 | 216.24 | 216.24 | 3494.875 | 3494.875 | 12.5% | 19.066 | 174.7438 | 38.132 | 436.8594 | 114.3959 | 698.975 | 190.6598 | 873.7188 | 285.9897 | 698.975 | 381.3196 | 349.4875 | 571.9794 | 157.2694 | 762.6392 | 104.8462 | 3331.661 | 16658.305 | 79959.864 | 166583.05 | 199899.66 | 133266.44 | 89954.847 | 79959.864
2018 | 16649 | Sangre De Cristo Elec Assn Inc | CO | Cooperative | 133.36 | 1.232 | 108.2468 | 133.36 | 1.232 | 108.2468 | 73.56 | 0.59 | 124.678 | 12451 | 12.5 | Y | . | . | . | . | . | . | . |  |  | . |  | 0 | 0 | 108.2468 |  |  | 0 | 0 | 0% |  | 0 |  | 0 |  | 1: 0; 3: 0; 5: 0; 7: 0 | 0 |  | 0
2018 | 16655 | City of Santa Clara - (CA) | CA | Municipal | . | . | . | . | . | . | . | . | . | . | . |  | 50.5 | 0.49 | 103.0612 | . | . | . | 53300 | N | L | 60 | N | [6 empty] | 53300 | 100% |  | 2665 |  | 6662.5 |  | 1: 10660; 3: 13325; 5: 10660; 7: 5330 | 2398.5 |  | 1599
2018 | 16679 | City of Sauk Centre - (MN) | MN | Municipal | 3.3 | 0.066 | 50 | 3.3 | 0.066 | 50 | . | . | . | 2353 | 15 | N | . | . | . | . | . | . | . |  |  | . |  | 0 | 0 | 50 |  |  | 0 | 0 | 0% |  | 0 |  | 0 |  | 1: 0; 3: 0; 5: 0; 7: 0 | 0 |  | 0
2018 | 16740 | Scenic Rivers Energy Coop | WI | Cooperative | . | . | . | . | . | . | . | . | . | . | . |  | 105.2 | 1.02 | 103.1372 | 105.2 | 1.02 | 103.1372 | 14156 | N | L | . | N | 0 | 0 | 103.1373 |  |  | 0 | 0 | 0% |  | 0 |  | 0 |  | 1: 0; 3: 0; 5: 0; 7: 0 | 0 |  | 0
2018 | 16751 | Three Rivers Electric Coop | MO | Cooperative | 81.491 | 0.638 | 127.7288 | 62.075 | 0.604 | 102.7732 | 61.105 | 0.548 | 111.5055 | 22473 | 25 | Y | . | . | . | . | . | . | . |  |  | . |  | 19.416 | 0.034 | 102.7732 | 571.0588 | 571.0588 | 764.082 | 764.082 | 3.4% | 50.3505 | 38.2041 | 100.701 | 95.5103 | 302.1031 | 152.8164 | 503.5052 | 191.0205 | 755.2578 | 152.8164 | 1007.0104 | 76.4082 | 1510.5156 | 34.3837 | 2014.0208 | 22.9225 | 1923.5963 | 9617.9817 | 46166.312 | 96179.8166 | 115415.7799 | 76943.8533 | 51937.101 | 46166.312
2018 | 16805 | SEMO Electric Cooperative | MO | Cooperative | . | . | . | . | . | . | . | . | . | . | . |  | 435.1 | 2.2 | 197.7727 | 431.1 | 2.2 | 195.9546 | 15933 | N | L | 25 | N | 4 | 0 | 195.9545 |  |  | 0 | 0 | 0% |  | 0 |  | 0 |  | 1: 0; 3: 0; 5: 0; 7: 0 | 0 |  | 0
2018 | 16829 | City of Scottsboro | AL | Municipal | . | . | . | 117.17 | 3.292 | 35.5923 | . | . | . | 8325 | 7.2 | N | . | . | . | . | . | . | . |  |  | . |  |  |  | 35.5923 |  |  |  | 8325 | 100% |  | 416.25 |  | 1040.625 |  | 1: 1665; 3: 2081.25; 5: 1665; 7: 832.5 | 374.625 |  | 249.75
2018 | 16852 | City of Seaford- (DE) | DE | Municipal | . | . | . | . | . | . | . | . | . | . | . |  | 104.3 | 0.5 | 208.6 | 104.3 | 0.5 | 208.6 | 3911.9 | N | L | 12.4 | N | 0 | 0 | 208.6 |  |  | 0 | 0 | 0% |  | 0 |  | 0 |  | 1: 0; 3: 0; 5: 0; 7: 0 | 0 |  | 0
2018 | 16854 | Heartland Rural Elec Coop, Inc | KS | Cooperative | 166.921 | 1.475 | 113.1668 | 149.308 | 1.424 | 104.8511 | 120.839 | 0.977 | 123.6837 | 11293 | 34.5 | Y | . | . | . | . | . | . | . |  |  | . |  | 17.613 | 0.051 | 104.8511 | 345.3529 | 345.3529 | 575.943 | 575.943 | 5.1% | 30.4499 | 28.7972 | 60.8999 | 71.9929 | 182.6996 | 115.1886 | 304.4993 | 143.9857 | 456.7489 | 115.1886 | 608.9986 | 57.5943 | 913.4979 | 25.9174 | 1217.9971 | 17.2783 | 876.8712 | 4384.3558 | 21044.9079 | 43843.5582 | 52612.2698 | 35074.8466 | 23675.5214 | 21044.9079
2018 | 16865 | Sawnee Electric Membership Corporation | GA | Cooperative | 71.99 | 1.05 | 68.5619 | 47.57 | 0.88 | 54.0568 | 66.38 | 0.83 | 79.9759 | 178846 | 24.9 | Y | . | . | . | . | . | . | . |  |  | . |  | 24.42 | 0.17 | 54.0568 | 143.6471 | 143.6471 | 30403.82 | 30403.82 | 17% | 12.6654 | 1520.191 | 25.3309 | 3800.4775 | 75.9926 | 6080.764 | 126.6543 | 7600.955 | 189.9814 | 6080.764 | 253.3086 | 3040.382 | 379.9628 | 1368.1719 | 506.6171 | 912.1146 | 19253.8692 | 96269.3458 | 462092.8597 | 962693.4578 | 1155232.1493 | 770154.7662 | 519854.4672 | 462092.8597
2018 | 16868 | City of Seattle - (WA) | WA | Municipal | 133.8 | 0.71 | 188.4507 | 58.3 | 0.5 | 116.6 | 133.8 | 0.71 | 188.4507 | 475500 | 34 | N | . | . | . | . | . | . | . |  |  | . |  | 75.5 | 0.21 | 116.6 | 359.5238 | 359.5238 | 99855 | 99855 | 21% | 31.6994 | 4992.75 | 63.3988 | 12481.875 | 190.1963 | 19971 | 316.9938 | 24963.75 | 475.4907 | 19971 | 633.9876 | 9985.5 | 950.9814 | 4493.475 | 1267.9752 | 2995.65 | 158267.083 | 791335.4151 | 3798409.9927 | 7913354.1514 | 9496024.9816 | 6330683.3211 | 4273211.2417 | 3798409.9927
2018 | 16900 | City of Seguin - (TX) | TX | Municipal | . | . | . | . | . | . | . | . | . | . | . |  | 14.5 | 0.16 | 90.625 | 14.5 | 0.16 | 90.625 | 8670 | Y | O | 12 | N | 0 | 0 | 90.625 |  |  | 0 | 0 | 0% |  | 0 |  | 0 |  | 1: 0; 3: 0; 5: 0; 7: 0 | 0 |  | 0
2018 | 16920 | Sedgwick County El Coop Assn Inc | KS | Cooperative | 104.043 | 1 | 104.043 | 104.043 | 1 | 104.043 | 98.352 | 0.89 | 110.5079 | 6851 | 12.5 | N | . | . | . | . | . | . | . |  |  | . |  | 0 | 0 | 104.043 |  |  | 0 | 0 | 0% |  | 0 |  | 0 |  | 1: 0; 3: 0; 5: 0; 7: 0 | 0 |  | 0
2018 | 16921 | City of Seneca - (SC) | SC | Municipal | 97.827 | 0.653 | 149.8116 | . | . | . | . | . | . | 6676 | 15 | N | . | . | . | . | . | . | . |  |  | . | [7 empty] | 6676 | 100% |  | 333.8 |  | 834.5 |  | 1: 1335.2; 3: 1669; 5: 1335.2; 7: 667.6 | 300.42 |  | 200.28
2018 | 16930 | Sequachee Valley Electric Coop | TN | Cooperative | 419.608 | 3.047 | 137.7118 | 179.514 | 2.512 | 71.4626 | 392.572 | 2.386 | 164.5314 | 35311 | 24.9 | N | . | . | . | . | . | . | . |  |  | . |  | 240.094 | 0.535 | 71.4626 | 448.7738 | 448.7738 | 18891.385 | 18891.385 | 53.5% | 39.5686 | 944.5693 | 79.1372 | 2361.4231 | 237.4116 | 3778.277 | 395.686 | 4722.8462 | 593.5289 | 3778.277 | 791.3719 | 1889.1385 | 1187.0579 | 850.1123 | 1582.7439 | 566.7415 | 37375.2795 | 186876.3975 | 897006.7081 | 1868763.9752 | 2242516.7702 | 1495011.1801 | 1009132.5466 | 897006.7081
2018 | 16949 | Sevier County Electric System | TN | Municipal | 282.308 | 2.994 | 94.2912 | 255.236 | 2.883 | 88.5314 | 268.885 | 2.538 | 105.9437 | 53587 | 25 | Y | . | . | . | . | . | . | . |  |  | . |  | 27.072 | 0.111 | 88.5314 | 243.8919 | 243.8919 | 5948.157 | 5948.157 | 11.1% | 21.5041 | 297.4079 | 43.0081 | 743.5196 | 129.0244 | 1189.6314 | 215.0406 | 1487.0393 | 322.5609 | 1189.6314 | 430.0812 | 594.8157 | 645.1218 | 267.6671 | 860.1624 | 178.4447 | 6395.4765 | 31977.3827 | 153491.4372 | 319773.8275 | 383728.593 | 255819.062 | 172677.8668 | 153491.4372
2018 | 16971 | Shakopee Public Utilities Comm | MN | Municipal | 13.476 | 0.209 | 64.4785 | 13.476 | 0.209 | 64.4785 | 13.476 | 0.209 | 64.4785 | 17575 | 13.8 | N | . | . | . | . | . | . | . |  |  | . |  | 0 | 0 | 64.4785 |  |  | 0 | 0 | 0% |  | 0 |  | 0 |  | 1: 0; 3: 0; 5: 0; 7: 0 | 0 |  | 0
2018 | 17037 | City of Shelby - (NC) | NC | Municipal | 187.677 | 1.208 | 155.3618 | 54.148 | 0.697 | 77.6872 | . | . | . | 8308 | 12.5 | Y | . | . | . | . | . | . | . |  |  | . |  | 133.529 | 0.511 | 77.6872 | 261.3092 | 261.3092 | 4245.388 | 4245.388 | 51.1% | 23.0398 | 212.2694 | 46.0795 | 530.6735 | 138.2385 | 849.0776 | 230.3975 | 1061.347 | 345.5963 | 849.0776 | 460.7951 | 424.5388 | 691.1926 | 191.0425 | 921.5901 | 127.3616 | 4890.6345 | 24453.1726 | 117375.2287 | 244531.7264 | 293438.0717 | 195625.3811 | 132047.1322 | 117375.2287
2018 | 17038 | RushShelby Energy | IN | Cooperative | . | . | . | . | . | . | . | . | . | . | . |  | 410.9 | 2.1 | 195.6667 | 256 | . | . | 14612 | N | F | 12.5 | Y | 154.9 |  |  |  | 154.9 |  | 14612 | 100% | 13.6576 | 730.6 | 27.3152 | 1826.5 | 81.9456 | 2922.4 | 136.576 | 3653 | 204.8641 | 2922.4 | 273.1521 | 1461.2 | 409.7281 | 657.54 | 546.3042 | 438.36 | 9978.246 | 49891.23 | 239477.9039 | 498912.2998 | 598694.7597 | 399129.8398 | 269412.6419 | 239477.9039
2018 | 17044 | Shelby Energy Co-op, Inc | KY | Cooperative | 392.35 | 2.38 | 164.8529 | 118.56 | 1.25 | 94.848 | 366.98 | 1.97 | 186.2843 | 16183 | 25 | N | . | . | . | . | . | . | . |  |  | . |  | 273.79 | 1.13 | 94.848 | 242.292 | 273.79 | 18286.79 | 16183 | 100% | 24.1402 | 809.15 | 48.2804 | 2022.875 | 144.8411 | 3236.6 | 241.4019 | 4045.75 | 362.1029 | 3236.6 | 482.8038 | 1618.3 | 724.2057 | 728.235 | 965.6076 | 485.49 | 19533.0356 | 97665.1779 | 468792.8538 | 976651.7788 | 1171982.1346 | 781321.4231 | 527391.9606 | 468792.8538
2018 | 17047 | City of Shelbyville - (TN) | TN | Municipal | 408.621 | 3.681 | 111.0082 | . | . | . | 408.604 | 2.639 | 154.8329 | 10348 | 7.2 | N | . | . | . | . | . | . | . |  |  | . | [7 empty] | 10348 | 100% |  | 517.4 |  | 1293.5 |  | 1: 2069.6; 3: 2587; 5: 2069.6; 7: 1034.8 | 465.66 |  | 310.44
2018 | 17066 | Shenandoah Valley Elec Coop | VA | Cooperative | 570.4 | 2.25 | 253.5111 | 195.6 | 1.73 | 113.0636 | 517.4 | 2.15 | 240.6512 | 93447 | 69 | Y | . | . | . | . | . | . | . |  |  | . |  | 374.8 | 0.52 | 113.0636 | 720.7692 | 720.7692 | 48592.44 | 48592.44 | 52% | 63.5506 | 2429.622 | 127.1011 | 6074.055 | 381.3033 | 9718.488 | 635.5056 | 12148.11 | 953.2584 | 9718.488 | 1271.0111 | 4859.244 | 1906.5167 | 2186.6598 | 2542.0223 | 1457.7732 | 154403.8307 | 772019.1536 | 3705691.9371 | 7720191.5356 | 9264229.8428 | 6176153.2285 | 4168903.4292 | 3705691.9371
2018 | 17166 | Sierra Pacific Power Co | NV | Investor Owned | 161.59 | 1.7 | 95.0529 | 161.59 | 1.7 | 95.0529 | . | . | . | 361601 | 60 | Y | . | . | . | . | . | . | . |  |  | . |  | 0 | 0 | 95.0529 |  |  | 0 | 0 | 0% |  | 0 |  | 0 |  | 1: 0; 3: 0; 5: 0; 7: 0 | 0 |  | 0
2018 | 17177 | City of Sikeston - (MO) | MO | Municipal | . | . | . | . | . | . | . | . | . | . | . |  | 22.82 | 0.21 | 108.6667 | . | . | . | 8691 | N | L | 15 | Y | [6 empty] | 8691 | 100% |  | 434.55 |  | 1086.375 |  | 1: 1738.2; 3: 2172.75; 5: 1738.2; 7: 869.1 | 391.095 |  | 260.73
2018 | 17184 | City of Siloam Springs - (AR) | AR | Municipal | 17.11 | 0.26 | 65.8077 | 17.11 | 0.26 | 65.8077 | 17.11 | 0.26 | 65.8077 | 7930 | 15 | N | . | . | . | . | . | . | . |  |  | . |  | 0 | 0 | 65.8077 |  |  | 0 | 0 | 0% |  | 0 |  | 0 |  | 1: 0; 3: 0; 5: 0; 7: 0 | 0 |  | 0
2018 | 17252 | Singing River Elec Cooperative | MS | Cooperative | 285.08 | . | . | 143.021 | . | . | 283.054 | . | . | 73452.3 | 25 | N | . | . | . | . | . | . | . |  |  | . |  | 142.059 |  |  |  | 142.059 |  | 73452.3 | 100% | 12.5254 | 3672.615 | 25.0508 | 9181.5375 | 75.1524 | 14690.46 | 125.2541 | 18363.075 | 187.8811 | 14690.46 | 250.5082 | 7345.23 | 375.7622 | 3305.3535 | 501.0163 | 2203.569 | 46001.0005 | 230005.0026 | 1104024.0126 | 2300050.0262 | 2760060.0315 | 1840040.021 | 1242027.0142 | 1104024.0126
2018 | 17260 | North West Rural Electric Coop | IA | Cooperative | . | . | . | . | . | . | . | . | . | . | . |  | 68.308 | 0.766 | 89.1749 | 68.308 | 0.766 | 89.1749 | 10018 | N | F | 7.2 | N | 0 | 0 | 89.1749 |  |  | 0 | 0 | 0% |  | 0 |  | 0 |  | 1: 0; 3: 0; 5: 0; 7: 0 | 0 |  | 0
2018 | 17267 | Sioux Valley SW Elec Coop | MN | Cooperative | 323.847 | 3.802 | 85.1781 | 144.462 | 3.394 | 42.5639 | 276.825 | 1.579 | 175.3167 | 3831 | 25 | Y | . | . | . | . | . | . | . |  |  | . |  | 179.385 | 0.408 | 42.5639 | 439.6691 | 439.6691 | 1563.048 | 1563.048 | 40.8% | 38.7658 | 78.1524 | 77.5317 | 195.381 | 232.595 | 312.6096 | 387.6583 | 390.762 | 581.4874 | 312.6096 | 775.3166 | 156.3048 | 1162.9749 | 70.3372 | 1550.6332 | 46.8914 | 3029.6426 | 15148.2131 | 72711.423 | 151482.1312 | 181778.5574 | 121185.7049 | 81800.3508 | 72711.423
2018 | 17267 | Sioux Valley SW Elec Coop | SD | Cooperative | 152.623 | 3.446 | 44.2899 | 97.683 | 2.359 | 41.4086 | 81.924 | 0.937 | 87.4322 | 21640 | 12.5 | Y | . | . | . | . | . | . | . |  |  | . |  | 54.94 | 1.087 | 41.4086 | 50.5428 | 54.94 | 23522.68 | 21640 | 100% | 4.8441 | 1082 | 9.6882 | 2705 | 29.0645 | 4328 | 48.4409 | 5410 | 72.6613 | 4328 | 96.8817 | 2164 | 145.3226 | 973.8 | 193.7634 | 649.2 | 5241.3002 | 26206.5011 | 125791.2053 | 262065.011 | 314478.0132 | 209652.0088 | 141515.106 | 125791.2053
2018 | 17279 | PUD No 1 of Skamania Co | WA | Political Subdivision | . | . | . | . | . | . | . | . | . | . | . |  | 200.01 | 1.9 | 105.2684 | . | . | . | 6117 | N | O | 12.5 | N | [6 empty] | 6117 | 100% |  | 305.85 |  | 764.625 |  | 1: 1223.4; 3: 1529.25; 5: 1223.4; 7: 611.7 | 275.265 |  | 183.51
2018 | 17324 | Slinger Utilities | WI | Municipal | . | . | . | . | . | . | . | . | . | . | . |  | 131.911 | 1.213 | 108.7477 | . | . | . | 2945 | N | L | 25 | N | [6 empty] | 2945 | 100% |  | 147.25 |  | 368.125 |  | 1: 589; 3: 736.25; 5: 589; 7: 294.5 | 132.525 |  | 88.35
2018 | 17470 | PUD 1 of Snohomish County | WA | Political Subdivision | . | . | . | . | . | . | . | . | . | . | . |  | 270.8 | 1.65 | 164.1212 | 92.8 | 0.91 | 101.978 | 358110 | N | L | 12.5 | Y | 178 | 0.74 | 101.978 | 240.5405 | 240.5405 | 265001.4 | 265001.4 | 74% | 21.2086 | 13250.07 | 42.4171 | 33125.175 | 127.2514 | 53000.28 | 212.0857 | 66250.35 | 318.1286 | 53000.28 | 424.1714 | 26500.14 | 636.2571 | 11925.063 | 848.3428 | 7950.042 | 281015.0478 | 1405075.2388 | 6744361.1462 | 14050752.3879 | 16860902.8655 | 11240601.9104 | 7587406.2895 | 6744361.1462
2018 | 17534 | South Alabama Elec Coop, Inc | AL | Cooperative | 254.657 | 2.123 | 119.9515 | 124.228 | 1.406 | 88.3556 | 254.657 | 2.123 | 119.9515 | 16551 | 25 | N | . | . | . | . | . | . | . |  |  | . |  | 130.429 | 0.717 | 88.3556 | 181.9093 | 181.9093 | 11867.067 | 11867.067 | 71.7% | 16.039 | 593.3533 | 32.0781 | 1483.3834 | 96.2342 | 2373.4134 | 160.3903 | 2966.7667 | 240.5855 | 2373.4134 | 320.7806 | 1186.7067 | 481.1709 | 534.018 | 641.5612 | 356.012 | 9516.8128 | 47584.0642 | 228403.5081 | 475840.642 | 571008.7703 | 380672.5136 | 256953.9467 | 228403.5081
2018 | 17539 | Dominion Energy South Carolina, Inc | SC | Investor Owned | 165.93 | 1.8 | 92.1833 | 96.16 | 1.37 | 70.1898 | 157.35 | 1.47 | 107.0408 | 732903 | 23.9 | Y | . | . | . | . | . | . | . |  |  | . |  | 69.77 | 0.43 | 70.1898 | 162.2558 | 162.2558 | 315148.29 | 315148.29 | 43% | 14.3062 | 15757.4145 | 28.6123 | 39393.5362 | 85.837 | 63029.658 | 143.0617 | 78787.0725 | 214.5926 | 63029.658 | 286.1234 | 31514.829 | 429.1851 | 14181.673 | 572.2468 | 9454.4487 | 225428.2541 | 1127141.2706 | 5410278.0989 | 11271412.7061 | 13525695.2473 | 9017130.1649 | 6086562.8613 | 5410278.0989
2018 | 17543 | South Carolina Public Service Authority | SC | State | 518.411 | 1.096 | 473.0027 | 20.561 | 0.313 | 65.6901 | 507.59 | 0.945 | 537.1323 | 180487 | 34.5 | N | . | . | . | . | . | . | . |  |  | . |  | 497.85 | 0.783 | 65.6901 | 635.8238 | 635.8238 | 141321.321 | 141321.321 | 78.3% | 56.0609 | 7066.0661 | 112.1217 | 17665.1651 | 336.3652 | 28264.2642 | 560.6087 | 35330.3302 | 840.9131 | 28264.2642 | 1121.2175 | 14132.1321 | 1681.8262 | 6359.4594 | 2242.435 | 4239.6396 | 396129.844 | 1980649.2201 | 9507116.2563 | 19806492.2006 | 23767790.6407 | 15845193.7605 | 10695505.7883 | 9507116.2563
2018 | 17548 | South Central Public Pwr Dist | NE | Political Subdivision | . | . | . | . | . | . | . | . | . | . | . |  | 123.05 | 0.573 | 214.7469 | 30 | 0.285 | 105.2632 | 5006 | N | L | 12.5 | N | 93.05 | 0.288 | 105.2632 | 323.0903 | 323.0903 | 1441.728 | 1441.728 | 28.8% | 28.487 | 72.0864 | 56.974 | 180.216 | 170.9221 | 288.3456 | 284.8702 | 360.432 | 427.3053 | 288.3456 | 569.7404 | 144.1728 | 854.6106 | 64.8778 | 1139.4808 | 43.2518 | 2053.5267 | 10267.6334 | 49284.6401 | 102676.3336 | 123211.6003 | 82141.0669 | 55445.2201 | 49284.6401
2018 | 17550 | South Central Electric Assn | MN | Cooperative | 66.783 | 1.091 | 61.2126 | 66.783 | 1.091 | 61.2126 | 47.441 | 0.618 | 76.7654 | 5853 | 7.2 | N | . | . | . | . | . | . | . |  |  | . |  | 0 | 0 | 61.2126 |  |  | 0 | 0 | 0% |  | 0 |  | 0 |  | 1: 0; 3: 0; 5: 0; 7: 0 | 0 |  | 0
2018 | 17560 | Town of South Hadley - (MA) | MA | Municipal | 14.505 | 0.181 | 80.1381 | 14.505 | 0.181 | 80.1381 | 14.505 | 0.181 | 80.1381 | 7878 | 13.8 | N | . | . | . | . | . | . | . |  |  | . |  | 0 | 0 | 80.1381 |  |  | 0 | 0 | 0% |  | 0 |  | 0 |  | 1: 0; 3: 0; 5: 0; 7: 0 | 0 |  | 0
2018 | 17564 | South Kentucky Rural E C C | KY | Cooperative | 287.839 | 2.296 | 125.3654 | 287.834 | 2.187 | 131.6113 | 278.802 | . | . | 68560 | 25 | Y | . | . | . | . | . | . | . |  |  | . |  | 0.005 | 0.109 | 131.6113 | 0.045872 | 0.045872 | 7473.04 | 7473.04 | 10.9% | 0.0040445 | 373.652 | 0.008089 | 934.13 | 0.024267 | 1494.608 | 0.040445 | 1868.26 | 0.060668 | 1494.608 | 0.08089 | 747.304 | 0.12134 | 336.2868 | 0.16178 | 224.1912 | 1.5112 | 7.5562 | 36.2698 | 75.5621 | 90.6745 | 60.4497 | 40.8035 | 36.2698
2018 | 17565 | South Louisiana Elec Coop Assn | LA | Cooperative | . | . | . | . | . | . | . | . | . | . | . |  | 178.056 | 2.17 | 82.0535 | 178.056 | 2.17 | 82.0535 | 21608 | N | L | 24.9 | Y | 0 | 0 | 82.0535 |  |  | 0 | 0 | 0% |  | 0 |  | 0 |  | 1: 0; 3: 0; 5: 0; 7: 0 | 0 |  | 0
2018 | 17572 | South River Elec Member Corp | NC | Cooperative | . | . | . | . | . | . | . | . | . | . | . |  | 2121.18 | . | . | 53.04 | . | . | 44701 | N | O | . | N | 2068.14 |  |  |  | 2068.14 |  | 44701 | 100% | 182.3489 | 2235.05 | 364.6977 | 5587.625 | 1094.0932 | 8940.2 | 1823.4886 | 11175.25 | 2735.2329 | 8940.2 | 3646.9772 | 4470.1 | 5470.4658 | 2011.545 | 7293.9544 | 1341.03 | 407558.8221 | 2037794.1104 | 9781411.7297 | 20377941.1036 | 24453529.3243 | 16302352.8829 | 11004088.1959 | 9781411.7297
2018 | 17585 | Southeastern IL Elec Coop, Inc | IL | Cooperative | 647.975 | 2.742 | 236.3147 | 130.675 | 1.425 | 91.7018 | . | 1 | . | 23919 | 12.4 | Y | . | . | . | . | . | . | . |  |  | . |  | 517.3 | 1.317 | 91.7018 | 392.7866 | 517.3 | 31501.323 | 23919 | 100% | 45.6106 | 1195.95 | 91.2212 | 2989.875 | 273.6635 | 4783.8 | 456.1058 | 5979.75 | 684.1587 | 4783.8 | 912.2116 | 2391.9 | 1368.3174 | 1076.355 | 1824.4232 | 717.57 | 54547.9737 | 272739.8685 | 1309151.3687 | 2727398.6848 | 3272878.4217 | 2181918.9478 | 1472795.2898 | 1309151.3687
2018 | 17599 | Southeastern Indiana R E M C | IN | Cooperative | 1283.2 | 4.04 | 317.6238 | 421.4 | 2.94 | 143.3333 | 1201.7 | 3.17 | 379.0852 | 27372 | 7.2 | N | . | . | . | . | . | . | . |  |  | . |  | 861.8 | 1.1 | 143.3333 | 783.4545 | 861.8 | 30109.2 | 27372 | 100% | 75.9853 | 1368.6 | 151.9706 | 3421.5 | 455.9118 | 5474.4 | 759.853 | 6843 | 1139.7796 | 5474.4 | 1519.7061 | 2737.2 | 2279.5591 | 1231.74 | 3039.4122 | 821.16 | 103993.4883 | 519967.4416 | 2495843.7196 | 5199674.4159 | 6239609.299 | 4159739.5327 | 2807824.1846 | 2495843.7196
2018 | 17603 | Southeastern Electric Coop Inc - (OK) | OK | Cooperative | 578.94 | 6 | 96.49 | 242.8 | 1.9 | 127.7895 | 571.64 | 5.58 | 102.4444 | 14809 | 14.4 | Y | . | . | . | . | . | . | . |  |  | . |  | 336.14 | 4.1 | 127.7895 | 81.9854 | 336.14 | 60716.9 | 14809 | 100% | 29.6376 | 740.45 | 59.2752 | 1851.125 | 177.8257 | 2961.8 | 296.3762 | 3702.25 | 444.5643 | 2961.8 | 592.7524 | 1480.9 | 889.1286 | 666.405 | 1185.5048 | 444.27 | 21945.1753 | 109725.8764 | 526684.2068 | 1097258.7641 | 1316710.517 | 877807.0113 | 592519.7326 | 526684.2068
2018 | 17609 | Southern California Edison Co | CA | Investor Owned | 136.816 | 0.874 | 156.5401 | 71.252 | 0.716 | 99.514 | 134.868 | 0.863 | 156.2781 | 5126985 | 33 | Y | . | . | . | . | . | . | . |  |  | . |  | 65.564 | 0.158 | 99.514 | 414.962 | 414.962 | 810063.63 | 810063.63 | 15.8% | 36.5874 | 40503.1815 | 73.1748 | 101257.9538 | 219.5244 | 162012.726 | 365.8739 | 202515.9075 | 548.8109 | 162012.726 | 731.7479 | 81006.363 | 1097.6218 | 36452.8633 | 1463.4958 | 24301.9089 | 1481905.854 | 7409529.2698 | 35565740.495 | 74095292.698 | 88914351.2376 | 59276234.1584 | 40011458.0569 | 35565740.495
2018 | 17612 | Bear Valley Electric Service | CA | Investor Owned | 181.751 | 2.14 | 84.9304 | 74.398 | 0.846 | 87.9409 | 181.751 | 2.14 | 84.9304 | 24296 | 34.5 | N | . | . | . | . | . | . | . |  |  | . |  | 107.353 | 1.294 | 87.9409 | 82.9621 | 107.353 | 31439.024 | 24296 | 100% | 9.4654 | 1214.8 | 18.9307 | 3037 | 56.7922 | 4859.2 | 94.6536 | 6074 | 141.9805 | 4859.2 | 189.3073 | 2429.6 | 283.9609 | 1093.32 | 378.6145 | 728.88 | 11498.5238 | 57492.6191 | 275964.5718 | 574926.1913 | 689911.4296 | 459940.9531 | 310460.1433 | 275964.5718
2018 | 17631 | Southern Illinois Elec Coop | IL | Cooperative | . | . | . | . | . | . | . | . | . | . | . |  | 185.5 | . | . | 185.5 | . | . | 11231 | N | O | 12.5 | Y | 0 |  |  |  | 0 |  | 11231 | 100% | 0 | 561.55 | 0 | 1403.875 | 0 | 2246.2 | 0 | 2807.75 | 0 | 2246.2 | 0 | 1123.1 | 0 | 505.395 | 0 | 336.93 | 0 | 0 | 0 | 0 | 0 | 0 | 0 | 0
2018 | 17633 | Southern Indiana Gas & Elec Co | IN | Investor Owned | . | . | . | . | . | . | . | . | . | . | . |  | 140.4 | 1.09 | 128.8073 | 78.3 | 0.8 | 97.875 | 150000 | N | F | 12.5 | Y | 62.1 | 0.29 | 97.875 | 214.1379 | 214.1379 | 43500 | 43500 | 29% | 18.8806 | 2175 | 37.7613 | 5437.5 | 113.2838 | 8700 | 188.8064 | 10875 | 283.2096 | 8700 | 377.6128 | 4350 | 566.4192 | 1957.5 | 755.2256 | 1305 | 41065.3931 | 205326.9655 | 985569.4342 | 2053269.6547 | 2463923.5856 | 1642615.7237 | 1108765.6135 | 985569.4342
2018 | 17637 | Southern Maryland Elec Coop Inc | MD | Cooperative | . | . | . | . | . | . | . | . | . | . | . |  | 453.3 | 2.02 | 224.4059 | 115.4 | 1.34 | 86.1194 | 163945 | N | F | 12.5 | Y | 337.9 | 0.68 | 86.1194 | 496.9118 | 496.9118 | 111482.6 | 111482.6 | 68% | 43.8129 | 5574.13 | 87.6259 | 13935.325 | 262.8776 | 22296.52 | 438.1294 | 27870.65 | 657.1941 | 22296.52 | 876.2588 | 11148.26 | 1314.3882 | 5016.717 | 1752.5176 | 3344.478 | 244219.025 | 1221095.1249 | 5861256.5996 | 12210951.2491 | 14653141.4989 | 9768760.9993 | 6593913.6745 | 5861256.5996
2018 | 17643 | Southern Iowa Elec Coop, Inc | IA | Cooperative | 115.582 | 0.999 | 115.6977 | 115.582 | 0.999 | 115.6977 | 106.909 | 0.801 | 133.4694 | 4726 | 7.2 | N | . | . | . | . | . | . | . |  |  | . |  | 0 | 0 | 115.6977 |  |  | 0 | 0 | 0% |  | 0 |  | 0 |  | 1: 0; 3: 0; 5: 0; 7: 0 | 0 |  | 0
2018 | 17647 | Southern Pine Electric Cooperative | MS | Cooperative | . | . | . | . | . | . | . | . | . | . | . |  | 317.4 | 2.96 | 107.2297 | 297.18 | 2.83 | 105.0106 | 67035 | Y | F | 25 | Y | 20.22 | 0.13 | 105.0106 | 155.5385 | 155.5385 | 8714.55 | 8714.55 | 13% | 13.7139 | 435.7275 | 27.4278 | 1089.3187 | 82.2834 | 1742.91 | 137.139 | 2178.6375 | 205.7085 | 1742.91 | 274.278 | 871.455 | 411.4169 | 392.1547 | 548.5559 | 261.4365 | 5975.5226 | 29877.6128 | 143412.5414 | 298776.1278 | 358531.3534 | 239020.9023 | 161339.109 | 143412.5414
2018 | 17671 | Southwest Arkansas E C C | AR | Cooperative | 114.538 | 1.234 | 92.8185 | 109.171 | 1.2 | 90.9758 | 75.979 | 0.727 | 104.5103 | 28312 | 24 | Y | . | . | . | . | . | . | . |  |  | . |  | 5.367 | 0.034 | 90.9758 | 157.8529 | 157.8529 | 962.608 | 962.608 | 3.4% | 13.918 | 48.1304 | 27.8359 | 120.326 | 83.5078 | 192.5216 | 139.1797 | 240.652 | 208.7695 | 192.5216 | 278.3593 | 96.2608 | 417.539 | 43.3174 | 556.7187 | 28.8782 | 669.8773 | 3349.3866 | 16077.0555 | 33493.8657 | 40192.6388 | 26795.0925 | 18086.6875 | 16077.0555
2018 | 17683 | Southwest Mississippi E P A | MS | Cooperative | 1513 | . | . | 1371 | . | . | 1492.2 | . | . | 25351 | 34.5 | N | . | . | . | . | . | . | . |  |  | . |  | 142 |  |  |  | 142 |  | 25351 | 100% | 12.5202 | 1267.55 | 25.0404 | 3168.875 | 75.1212 | 5070.2 | 125.2021 | 6337.75 | 187.8031 | 5070.2 | 250.4041 | 2535.1 | 375.6062 | 1140.795 | 500.8082 | 760.53 | 15869.9868 | 79349.9339 | 380879.6826 | 793499.3387 | 952199.2065 | 634799.471 | 428489.6429 | 380879.6826
2018 | 17684 | Southwest Louisiana E M C | LA | Cooperative | . | . | . | . | . | . | . | . | . | . | . |  | 168.06 | 2.394 | 70.2005 | 165.189 | 2.049 | 80.6193 | 109069 | N | O | 14.4 | Y | 2.871 | 0.345 | 80.6193 | 8.3217 | 8.3217 | 37628.805 | 37628.805 | 34.5% | 0.73373 | 1881.4403 | 1.4675 | 4703.6006 | 4.4024 | 7525.761 | 7.3373 | 9407.2013 | 11.006 | 7525.761 | 14.6746 | 3762.8805 | 22.0119 | 1693.2962 | 29.3493 | 1128.8642 | 1380.4721 | 6902.3607 | 33131.3316 | 69023.6074 | 82828.3289 | 55218.8859 | 37272.748 | 33131.3316
2018 | 17692 | Southwest Public Power Dist | NE | Political Subdivision | 470.12 | 1.11 | 423.5315 | 125.1 | 0.74 | 169.054 | 394.6 | 1.06 | 372.2641 | 6216 | 7.2 | Y | . | . | . | . | . | . | . |  |  | . |  | 345.02 | 0.37 | 169.0541 | 932.4865 | 932.4865 | 2299.92 | 2299.92 | 37% | 82.2178 | 114.996 | 164.4355 | 287.49 | 493.3066 | 459.984 | 822.1777 | 574.98 | 1233.2665 | 459.984 | 1644.3553 | 229.992 | 2466.533 | 103.4964 | 3288.7106 | 68.9976 | 9454.7141 | 47273.5706 | 226913.1389 | 472735.7061 | 567282.8473 | 378188.5649 | 255277.2813 | 226913.1389
2018 | 17694 | Southwest Tennessee E M C | TN | Cooperative | . | . | . | . | . | . | . | . | . | . | . |  | 263.57 | 2.49 | 105.8514 | . | . | . | 50152 | Y | L | 12.5 | Y | [6 empty] | 50152 | 100% |  | 2507.6 |  | 6269 |  | 1: 10030.4; 3: 12538; 5: 10030.4; 7: 5015.2 | 2256.84 |  | 1504.56
2018 | 17697 | Southwestern Electric Coop Inc - (IL) | IL | Cooperative | 275.5 | 1.89 | 145.7672 | 275.5 | 1.89 | 145.7672 | 250.61 | 1.63 | 153.7485 | 23215 | 13 | Y | . | . | . | . | . | . | . |  |  | . |  | 0 | 0 | 145.7672 |  |  | 0 | 0 | 0% |  | 0 |  | 0 |  | 1: 0; 3: 0; 5: 0; 7: 0 | 0 |  | 0
2018 | 17698 | Southwestern Electric Power Co | AR | Investor Owned | 146.7 | 1.351 | 108.5862 | 135.4 | 1.326 | 102.1116 | 135.2 | 1.241 | 108.9444 | 120425 | 35 | Y | . | . | . | . | . | . | . |  |  | . |  | 11.3 | 0.025 | 102.1116 | 452 | 452 | 3010.625 | 3010.625 | 2.5% | 39.853 | 150.5312 | 79.7061 | 376.3281 | 239.1183 | 602.125 | 398.5305 | 752.6562 | 597.7957 | 602.125 | 797.061 | 301.0625 | 1195.5915 | 135.4781 | 1594.122 | 90.3187 | 5999.1293 | 29995.6466 | 143979.1036 | 299956.4658 | 359947.759 | 239965.1727 | 161976.4916 | 143979.1036
2018 | 17698 | Southwestern Electric Power Co | LA | Investor Owned | 505.5 | 2.582 | 195.7785 | 339.9 | 2.296 | 148.0401 | 483.1 | 2.381 | 202.8979 | 230731 | 35 | Y | . | . | . | . | . | . | . |  |  | . |  | 165.6 | 0.286 | 148.0401 | 579.021 | 579.021 | 65989.066 | 65989.066 | 28.6% | 51.0525 | 3299.4533 | 102.1051 | 8248.6333 | 306.3153 | 13197.8132 | 510.5255 | 16497.2665 | 765.7882 | 13197.8132 | 1021.051 | 6598.9066 | 1531.5764 | 2969.508 | 2042.1019 | 1979.672 | 168445.4971 | 842227.4857 | 4042691.9312 | 8422274.8567 | 10106729.8281 | 6737819.8854 | 4548028.4226 | 4042691.9312
2018 | 17698 | Southwestern Electric Power Co | TX | Investor Owned | 381.5 | 2.489 | 153.2744 | 288.7 | 2.254 | 128.0834 | 331.7 | 2.111 | 157.1293 | 185713 | 35 | Y | . | . | . | . | . | . | . |  |  | . |  | 92.8 | 0.235 | 128.0834 | 394.8936 | 394.8936 | 43642.555 | 43642.555 | 23.5% | 34.818 | 2182.1278 | 69.6359 | 5455.3194 | 208.9077 | 8728.511 | 348.1795 | 10910.6388 | 522.2693 | 8728.511 | 696.3591 | 4364.2555 | 1044.5386 | 1963.915 | 1392.7181 | 1309.2767 | 75977.2215 | 379886.1073 | 1823453.3149 | 3798861.0727 | 4558633.2873 | 3039088.8582 | 2051384.9793 | 1823453.3149
2018 | 17718 | Southwestern Public Service Co | NM | Investor Owned | 106.21 | 1.03 | 103.1165 | 106.21 | 1.03 | 103.1165 | 99.44 | 0.95 | 104.6737 | 109457 | 34.5 | Y | . | . | . | . | . | . | . |  |  | . |  | 0 | 0 | 103.1165 |  |  | 0 | 0 | 0% |  | 0 |  | 0 |  | 1: 0; 3: 0; 5: 0; 7: 0 | 0 |  | 0
2018 | 17718 | Southwestern Public Service Co | TX | Investor Owned | 138.54 | 1.14 | 121.5263 | 120.91 | 1.09 | 110.9266 | 123.34 | 1.04 | 118.5961 | 253046 | 34.5 | Y | . | . | . | . | . | . | . |  |  | . |  | 17.63 | 0.05 | 110.9266 | 352.6 | 352.6 | 12652.3 | 12652.3 | 5% | 31.0889 | 632.615 | 62.1778 | 1581.5375 | 186.5334 | 2530.46 | 310.8891 | 3163.075 | 466.3336 | 2530.46 | 621.7781 | 1265.23 | 932.6672 | 569.3535 | 1243.5562 | 379.569 | 19667.3078 | 98336.5389 | 472015.3866 | 983365.3887 | 1180038.4664 | 786692.3109 | 531017.3099 | 472015.3866
2018 | 17783 | City of Spencer - (IA) | IA | Municipal | . | . | . | . | . | . | . | . | . | . | . |  | 31.196 | 0.521 | 59.8772 | 31.196 | 0.521 | 59.8772 | 6377 | N | F | 13.8 | N | 0 | 0 | 59.8772 |  |  | 0 | 0 | 0% |  | 0 |  | 0 |  | 1: 0; 3: 0; 5: 0; 7: 0 | 0 |  | 0
2018 | 17828 | City of Springfield - (IL) | IL | Municipal | . | . | . | . | . | . | . | . | . | . | . |  | 108.21 | 1.177 | 91.9371 | . | . | . | 70891 | N | F | 12.5 | Y | [6 empty] | 70891 | 100% |  | 3544.55 |  | 8861.375 |  | 1: 14178.2; 3: 17722.75; 5: 14178.2; 7: 7089.1 | 3190.095 |  | 2126.73
2018 | 17832 | Snapping Shoals El Member Corp | GA | Cooperative | 63.45 | 0.859 | 73.865 | 63.45 | 0.859 | 73.865 | 62.48 | 0.817 | 76.4749 | 99401 | 25 | Y | . | . | . | . | . | . | . |  |  | . |  | 0 | 0 | 73.865 |  |  | 0 | 0 | 0% |  | 0 |  | 0 |  | 1: 0; 3: 0; 5: 0; 7: 0 | 0 |  | 0
2018 | 17833 | City Utilities of Springfield - (MO) | MO | Municipal | 100.702 | 0.592 | 170.1047 | . | . | . | . | . | . | 144025 | 13.2 | Y | . | . | . | . | . | . | . |  |  | . | [7 empty] | 144025 | 100% |  | 7201.25 |  | 18003.125 |  | 1: 28805; 3: 36006.25; 5: 28805; 7: 14402.5 | 6481.125 |  | 4320.75
2018 | 17839 | City of Springfield - (OR) | OR | Municipal | . | . | . | . | . | . | . | . | . | . | . |  | 12.931 | 0.24 | 53.8792 | . | . | . | 31952 | Y | F | 21 | N | [6 empty] | 31952 | 100% |  | 1597.6 |  | 3994 |  | 1: 6390.4; 3: 7988; 5: 6390.4; 7: 3195.2 | 1437.84 |  | 958.56
2018 | 17845 | City of Springville - (UT) | UT | Municipal | 10.162 | 0.142 | 71.5634 | . | . | . | . | . | . | 11978 | 12.4 | N | . | . | . | . | . | . | . |  |  | . | [7 empty] | 11978 | 100% |  | 598.9 |  | 1497.25 |  | 1: 2395.6; 3: 2994.5; 5: 2395.6; 7: 1197.8 | 539.01 |  | 359.34
2018 | 17860 | City of St Charles - (IL) | IL | Municipal | . | . | . | . | . | . | . | . | . | . | . |  | 52.7 | 0.95 | 55.4737 | 52.7 | 0.95 | 55.4737 | 15902 | Y | L | 12.4 | N | 0 | 0 | 55.4737 |  |  | 0 | 0 | 0% |  | 0 |  | 0 |  | 1: 0; 3: 0; 5: 0; 7: 0 | 0 |  | 0
2018 | 17868 | St Croix Electric Coop | WI | Cooperative | 107.066 | 0.689 | 155.3933 | 104.064 | 0.676 | 153.9408 | 107.066 | 0.689 | 155.3933 | 10998 | 7.2 | Y | . | . | . | . | . | . | . |  |  | . |  | 3.002 | 0.013 | 153.9408 | 230.9231 | 230.9231 | 142.974 | 142.974 | 1.3% | 20.3606 | 7.1487 | 40.7212 | 17.8717 | 122.1636 | 28.5948 | 203.6059 | 35.7435 | 305.4089 | 28.5948 | 407.2119 | 14.2974 | 610.8178 | 6.4338 | 814.4238 | 4.2892 | 145.5518 | 727.7589 | 3493.2428 | 7277.5891 | 8733.107 | 5822.0713 | 3929.8981 | 3493.2428
2018 | 17874 | City of St George | UT | Municipal | 34.454 | . | . | 18.103 | . | . | . | . | . | 30704 | 13.2 | N | . | . | . | . | . | . | . |  |  | . |  | 16.351 |  |  |  | 16.351 |  | 30704 | 100% | 1.4417 | 1535.2 | 2.8834 | 3838 | 8.6501 | 6140.8 | 14.4168 | 7676 | 21.6251 | 6140.8 | 28.8335 | 3070.4 | 43.2503 | 1381.68 | 57.667 | 921.12 | 2213.2598 | 11066.2991 | 53118.2358 | 110662.9913 | 132795.5896 | 88530.3931 | 59758.0153 | 53118.2358
2018 | 17896 | City of Shasta Lake - (CA) | CA | Municipal | 1420.7 | 1.24 | 1145.7258 | 22.7 | 0.24 | 94.5833 | . | . | . | 4537 | 12.5 | N | . | . | . | . | . | . | . |  |  | . |  | 1398 | 1 | 94.5833 | 1398 | 1398 | 4537 | 4537 | 100% | 123.2623 | 226.85 | 246.5246 | 567.125 | 739.5738 | 907.4 | 1232.6231 | 1134.25 | 1848.9346 | 907.4 | 2465.2461 | 453.7 | 3697.8692 | 204.165 | 4930.4923 | 136.11 | 27962.0544 | 139810.2719 | 671089.3049 | 1398102.7186 | 1677723.2623 | 1118482.1749 | 754975.468 | 671089.3049
2018 | 17900 | City of Saint Peter | MN | Municipal | . | . | . | . | . | . | . | . | . | . | . |  | 13.697 | 0.07 | 195.6714 | . | . | . | 4360 | N | L | . | N | [6 empty] | 4360 | 100% |  | 218 |  | 545 |  | 1: 872; 3: 1090; 5: 872; 7: 436 | 196.2 |  | 130.8
2018 | 17979 | Stanton County Public Pwr Dist | NE | Political Subdivision | . | . | . | . | . | . | . | . | . | . | . |  | 128.91 | 1.737 | 74.2142 | 87.66 | 1.48 | 59.2297 | 2708 | N | F | 7.2 | N | 41.25 | 0.257 | 59.2297 | 160.5058 | 160.5058 | 695.956 | 695.956 | 25.7% | 14.1519 | 34.7978 | 28.3037 | 86.9945 | 84.9112 | 139.1912 | 141.5187 | 173.989 | 212.2781 | 139.1912 | 283.0375 | 69.5956 | 424.5562 | 31.318 | 566.075 | 20.8787 | 492.4541 | 2462.2704 | 11818.8979 | 24622.7039 | 29547.2447 | 19698.1631 | 13296.2601 | 11818.8979
2018 | 18004 | City of Starke - (FL) | FL | Municipal | . | . | . | . | . | . | . | . | . | . | . |  | 285.822 | 2.48 | 115.2508 | . | . | . | 2794 | N | L | 13.2 | N | [6 empty] | 2794 | 100% |  | 139.7 |  | 349.25 |  | 1: 558.8; 3: 698.5; 5: 558.8; 7: 279.4 | 125.73 |  | 83.82
2018 | 18006 | City of Starkville | MS | Municipal | . | . | . | . | . | . | . | . | . | . | . |  | 71 | 0.78 | 91.0256 | 70 | 0.78 | 89.7436 | 13331 | N | L | 12.5 | N | 1 | 0 | 89.7436 |  |  | 0 | 0 | 0% |  | 0 |  | 0 |  | 1: 0; 3: 0; 5: 0; 7: 0 | 0 |  | 0
2018 | 18019 | Stearns Cooperative Elec Assn | MN | Cooperative | 125.59 | 1.317 | 95.3607 | 93.876 | 1.041 | 90.1787 | 102.179 | 0.889 | 114.937 | 26960 | 7.2 | Y | . | . | . | . | . | . | . |  |  | . |  | 31.714 | 0.276 | 90.1787 | 114.9058 | 114.9058 | 7440.96 | 7440.96 | 27.6% | 10.1313 | 372.048 | 20.2626 | 930.12 | 60.7878 | 1488.192 | 101.313 | 1860.24 | 151.9695 | 1488.192 | 202.6259 | 744.096 | 303.9389 | 334.8432 | 405.2519 | 223.2288 | 3769.3289 | 18846.6445 | 90463.8937 | 188466.4453 | 226159.7343 | 150773.1562 | 101771.8804 | 90463.8937
2018 | 18022 | City of Statesville - (NC) | NC | Municipal | 109.06 | 1.256 | 86.8312 | . | . | . | . | . | . | 13510 | 22.9 | N | . | . | . | . | . | . | . |  |  | . | [7 empty] | 13510 | 100% |  | 675.5 |  | 1688.75 |  | 1: 2702; 3: 3377.5; 5: 2702; 7: 1351 | 607.95 |  | 405.3
2018 | 18047 | Steele-Waseca Cooperative Electric | MN | Cooperative | 630.56 | 1.66 | 379.8554 | 102.38 | 0.96 | 106.6458 | 619.85 | 1.29 | 480.5039 | 11480 | 12.4 | Y | . | . | . | . | . | . | . |  |  | . |  | 528.18 | 0.7 | 106.6458 | 754.5429 | 754.5429 | 8036 | 8036 | 70% | 66.5284 | 401.8 | 133.0568 | 1004.5 | 399.1704 | 1607.2 | 665.2839 | 2009 | 997.9259 | 1607.2 | 1330.5679 | 803.6 | 1995.8518 | 361.62 | 2661.1357 | 241.08 | 26731.1083 | 133655.5415 | 641546.5993 | 1336555.4151 | 1603866.4982 | 1069244.3321 | 721739.9242 | 641546.5993
2018 | 18085 | South Central Power Company | OH | Cooperative | 594.899 | 3.36 | 177.0533 | 347.343 | 2.46 | 141.1963 | 275.966 | . | . | 118957 | 7.2 | Y | . | . | . | . | . | . | . |  |  | . |  | 247.556 | 0.9 | 141.1963 | 275.0622 | 275.0622 | 107061.3 | 107061.3 | 90% | 24.2524 | 5353.065 | 48.5047 | 13382.6625 | 145.5142 | 21412.26 | 242.5236 | 26765.325 | 363.7855 | 21412.26 | 485.0473 | 10706.13 | 727.5709 | 4817.7585 | 970.0945 | 3211.839 | 129824.478 | 649122.39 | 3115787.4719 | 6491223.8998 | 7789468.6797 | 5192979.1198 | 3505260.9059 | 3115787.4719
2018 | 18087 | Town of Sterling - (MA) | MA | Municipal | . | . | . | . | . | . | . | . | . | . | . |  | 27.78 | 0.5 | 55.56 | 4.63 | 0.05 | 92.6 | 3936 | N | F | 13.8 | Y | 23.15 | 0.45 | 92.6 | 51.4444 | 51.4444 | 1771.2 | 1771.2 | 45% | 4.5359 | 88.56 | 9.0718 | 221.4 | 27.2153 | 354.24 | 45.3588 | 442.8 | 68.0382 | 354.24 | 90.7176 | 177.12 | 136.0764 | 79.704 | 181.4352 | 53.136 | 401.6976 | 2008.4879 | 9640.7418 | 20084.8788 | 24101.8545 | 16067.903 | 10845.8345 | 9640.7418
2018 | 18100 | Steuben County Rural E M C | IN | Cooperative | . | . | . | . | . | . | . | . | . | . | . |  | 187.1 | . | . | 171.9 | . | . | 10006 | N | L | 12.5 | Y | 15.2 |  |  |  | 15.2 |  | 10006 | 100% | 1.3402 | 500.3 | 2.6804 | 1250.75 | 8.0411 | 2001.2 | 13.4019 | 2501.5 | 20.1029 | 2001.2 | 26.8038 | 1000.6 | 40.2057 | 450.27 | 53.6076 | 300.18 | 670.4976 | 3352.4879 | 16091.9418 | 33524.8788 | 40229.8545 | 26819.903 | 18103.4345 | 16091.9418
2018 | 18102 | Steuben Rural Elec Coop, Inc | NY | Cooperative | 2398 | 3.78 | 634.3915 | 316 | 2.25 | 140.4444 | 2300 | 2.95 | 779.661 | 6280 | 12.5 | N | . | . | . | . | . | . | . |  |  | . |  | 2082 | 1.53 | 140.4444 | 1360.7843 | 2082 | 9608.4 | 6280 | 100% | 183.5709 | 314 | 367.1418 | 785 | 1101.4254 | 1256 | 1835.709 | 1570 | 2753.5636 | 1256 | 3671.4181 | 628 | 5507.1271 | 282.6 | 7342.8361 | 188.4 | 57641.2638 | 288206.3189 | 1383390.3306 | 2882063.1888 | 3458475.8266 | 2305650.5511 | 1556314.122 | 1383390.3306
2018 | 18125 | Stillwater Utilities Authority | OK | Municipal | . | . | . | . | . | . | . | . | . | . | . |  | 141.33 | 1.63 | 86.7055 | 31.11 | 0.5 | 62.22 | 21189 | N | F | 13 | Y | 110.22 | 1.13 | 62.22 | 97.5398 | 110.22 | 23943.57 | 21189 | 100% | 9.7181 | 1059.45 | 19.4363 | 2648.625 | 58.3089 | 4237.8 | 97.1815 | 5297.25 | 145.7722 | 4237.8 | 194.363 | 2118.9 | 291.5445 | 953.505 | 388.7259 | 635.67 | 10295.8923 | 51479.4617 | 247101.4163 | 514794.6172 | 617753.5406 | 411835.6938 | 277989.0933 | 247101.4163
2018 | 18181 | City of Stoughton - (WI) | WI | Municipal | 242.982 | 1.102 | 220.4918 | 51.365 | 0.647 | 79.3895 | 242.982 | 1.102 | 220.4918 | 8722 | 15 | N | . | . | . | . | . | . | . |  |  | . |  | 191.617 | 0.455 | 79.3895 | 421.1363 | 421.1363 | 3968.51 | 3968.51 | 45.5% | 37.1318 | 198.4255 | 74.2636 | 496.0638 | 222.7907 | 793.702 | 371.3178 | 992.1275 | 556.9767 | 793.702 | 742.6356 | 396.851 | 1113.9534 | 178.583 | 1485.2712 | 119.0553 | 7367.8919 | 36839.4594 | 176829.405 | 368394.5938 | 442073.5126 | 294715.6751 | 198933.0807 | 176829.405
2018 | 18199 | Swisher Electric Coop, Inc | TX | Cooperative | . | . | . | . | . | . | . | . | . | . | . |  | 435.894 | 3.751 | 116.2074 | . | . | . | 7987 | N | F | 12.4 | N | [6 empty] | 7987 | 100% |  | 399.35 |  | 998.375 |  | 1: 1597.4; 3: 1996.75; 5: 1597.4; 7: 798.7 | 359.415 |  | 239.61
2018 | 18203 | Tallapoosa River Elec Coop Inc | AL | Cooperative | 386.822 | 2.39 | 161.8502 | 386.822 | 2.39 | 161.8502 | 331.267 | 1.96 | 169.0138 | 27196 | 25 | Y | . | . | . | . | . | . | . |  |  | . |  | 0 | 0 | 161.8502 |  |  | 0 | 0 | 0% |  | 0 |  | 0 |  | 1: 0; 3: 0; 5: 0; 7: 0 | 0 |  | 0
2018 | 18206 | Strawberry Electric Serv Dist | UT | Political Subdivision | 40.619 | . | . | . | . | . | . | . | . | 3851 | 12.5 | N | . | . | . | . | . | . | . |  |  | . | [7 empty] | 3851 | 100% |  | 192.55 |  | 481.375 |  | 1: 770.2; 3: 962.75; 5: 770.2; 7: 385.1 | 173.295 |  | 115.53
2018 | 18249 | City of Sturgeon Bay - (WI) | WI | Municipal | 13.144 | 0.16 | 82.15 | . | . | . | . | . | . | 8916 | 12.5 | N | . | . | . | . | . | . | . |  |  | . | [7 empty] | 8916 | 100% |  | 445.8 |  | 1114.5 |  | 1: 1783.2; 3: 2229; 5: 1783.2; 7: 891.6 | 401.22 |  | 267.48
2018 | 18280 | Sulphur Springs Valley E C Inc | AZ | Cooperative | 73.32 | 0.93 | 78.8387 | 73.32 | 0.93 | 78.8387 | 71.36 | 0.88 | 81.0909 | 51990 | 34.5 | N | . | . | . | . | . | . | . |  |  | . |  | 0 | 0 | 78.8387 |  |  | 0 | 0 | 0% |  | 0 |  | 0 |  | 1: 0; 3: 0; 5: 0; 7: 0 | 0 |  | 0
2018 | 18304 | Sumter Electric Coop, Inc | FL | Cooperative | . | . | . | . | . | . | . | . | . | . | . |  | 66.13 | 1.21 | 54.6529 | 66.13 | 1.21 | 54.6529 | 204770 | N | L | 25 | Y | 0 | 0 | 54.6529 |  |  | 0 | 0 | 0% |  | 0 |  | 0 |  | 1: 0; 3: 0; 5: 0; 7: 0 | 0 |  | 0
2018 | 18312 | Sun Prairie Utilities | WI | Municipal | 13.006 | 0.317 | 41.0284 | . | . | . | . | . | . | 16102 | 12.5 | N | . | . | . | . | . | . | . |  |  | . | [7 empty] | 16102 | 100% |  | 805.1 |  | 2012.75 |  | 1: 3220.4; 3: 4025.5; 5: 3220.4; 7: 1610.2 | 724.59 |  | 483.06
2018 | 18336 | Superior Water and Light Co | WI | Investor Owned | 63.18 | 0.47 | 134.4255 | 33.96 | 0.31 | 109.5484 | 63.18 | 0.47 | 134.4255 | 14471 | 13.8 | N | . | . | . | . | . | . | . |  |  | . |  | 29.22 | 0.16 | 109.5484 | 182.625 | 182.625 | 2315.36 | 2315.36 | 16% | 16.1021 | 115.768 | 32.2043 | 289.42 | 96.6128 | 463.072 | 161.0213 | 578.84 | 241.532 | 463.072 | 322.0426 | 231.536 | 483.0639 | 104.1912 | 644.0852 | 69.4608 | 1864.1115 | 9320.5574 | 44738.6754 | 93205.5738 | 111846.6886 | 74564.4591 | 50331.0099 | 44738.6754
2018 | 18339 | Surry-Yadkin Elec Member Corp | NC | Cooperative | 482.4 | 1.885 | 255.9151 | 151.3 | 1.047 | 144.5081 | . | . | . | 27143 | 12.5 | Y | . | . | . | . | . | . | . |  |  | . |  | 331.1 | 0.838 | 144.5081 | 395.1074 | 395.1074 | 22745.834 | 22745.834 | 83.8% | 34.8368 | 1137.2917 | 69.6736 | 2843.2292 | 209.0208 | 4549.1668 | 348.368 | 5686.4585 | 522.552 | 4549.1668 | 696.736 | 2274.5834 | 1045.1041 | 1023.5625 | 1393.4721 | 682.375 | 39619.606 | 198098.0301 | 950870.5446 | 1980980.3012 | 2377176.3615 | 1584784.241 | 1069729.3627 | 950870.5446
2018 | 18360 | Suwannee Valley Elec Coop Inc | FL | Cooperative | 791.6 | 4.79 | 165.261 | 223.9 | 3.57 | 62.7171 | 567.7 | 4.41 | 128.7302 | 25639 | 24.9 | Y | . | . | . | . | . | . | . |  |  | . |  | 567.7 | 1.22 | 62.7171 | 465.3279 | 567.7 | 31279.58 | 25639 | 100% | 50.0544 | 1281.95 | 100.1087 | 3204.875 | 300.3262 | 5127.8 | 500.5437 | 6409.75 | 750.8156 | 5127.8 | 1001.0874 | 2563.9 | 1501.6312 | 1153.755 | 2002.1749 | 769.17 | 64167.2019 | 320836.0096 | 1540012.8458 | 3208360.0955 | 3850032.1146 | 2566688.0764 | 1732514.4516 | 1540012.8458
2018 | 18383 | Taylor Electric Coop - (WI) | WI | Cooperative | 80.41 | . | . | 46 | . | . | 31.09 | . | . | 4395 | 7.2 | Y | . | . | . | . | . | . | . |  |  | . |  | 34.41 |  |  |  | 34.41 |  | 4395 | 100% | 3.0339 | 219.75 | 6.0679 | 549.375 | 18.2037 | 879 | 30.3395 | 1098.75 | 45.5092 | 879 | 60.6789 | 439.5 | 91.0184 | 197.775 | 121.3578 | 131.85 | 666.7096 | 3333.5478 | 16001.0292 | 33335.4776 | 40002.5731 | 26668.3821 | 18001.1579 | 16001.0292
2018 | 18395 | Sylacauga Utilities Board | AL | Municipal | . | . | . | . | . | . | . | . | . | . | . |  | 148.8 | 2.2 | 67.6364 | . | . | . | 6128 | N | F | 12 | Y | [6 empty] | 6128 | 100% |  | 306.4 |  | 766 |  | 1: 1225.6; 3: 1532; 5: 1225.6; 7: 612.8 | 275.76 |  | 183.84
2018 | 18401 | Sun River Electric Coop, Inc | MT | Cooperative | . | . | . | . | . | . | . | . | . | . | . |  | 85.1 | . | . | 83.1 | . | . | 5876 | N | F | 35 | N | 2 |  |  |  | 2 |  | 5876 | 100% | 0.17634 | 293.8 | 0.35268 | 734.5 | 1.058 | 1175.2 | 1.7634 | 1469 | 2.6451 | 1175.2 | 3.5268 | 587.6 | 5.2902 | 264.42 | 7.0536 | 176.28 | 51.809 | 259.0448 | 1243.4151 | 2590.4482 | 3108.5378 | 2072.3586 | 1398.842 | 1243.4151
2018 | 18429 | City of Tacoma - (WA) | WA | Municipal | 85.75 | 0.765 | 112.0915 | 56.41 | 0.494 | 114.1903 | 46.29 | 0.478 | 96.841 | 173203 | 13.8 | Y | . | . | . | . | . | . | . |  |  | . |  | 29.34 | 0.271 | 114.1903 | 108.2657 | 108.2657 | 46938.013 | 46938.013 | 27.1% | 9.5458 | 2346.9007 | 19.0917 | 5867.2516 | 57.275 | 9387.6026 | 95.4584 | 11734.5032 | 143.1875 | 9387.6026 | 190.9167 | 4693.8013 | 286.3751 | 2112.2106 | 381.8334 | 1408.1404 | 22403.1272 | 112015.636 | 537675.0528 | 1120156.36 | 1344187.632 | 896125.088 | 604884.4344 | 537675.0528
2018 | 18445 | City of Tallahassee - (FL) | FL | Municipal | . | . | . | . | . | . | . | . | . | . | . |  | 253.124 | 2.662 | 95.0879 | . | . | . | 121536 | N | L | 12.5 | Y | [6 empty] | 121536 | 100% |  | 6076.8 |  | 15192 |  | 1: 24307.2; 3: 30384; 5: 24307.2; 7: 12153.6 | 5469.12 |  | 3646.08
2018 | 18446 | T I P Rural Electric Coop | IA | Cooperative | 147.716 | 1.335 | 110.6487 | 147.716 | 1.335 | 110.6487 | 94.582 | 0.802 | 117.9327 | 6339 | 12.5 | N | . | . | . | . | . | . | . |  |  | . |  | 0 | 0 | 110.6487 |  |  | 0 | 0 | 0% |  | 0 |  | 0 |  | 1: 0; 3: 0; 5: 0; 7: 0 | 0 |  | 0
2018 | 18449 | Talquin Electric Coop, Inc | FL | Cooperative | 8092 | 5.18 | 1562.1622 | 317.24 | 3.79 | 83.7045 | 7699.53 | 4.51 | 1707.2129 | 51858 | 25 | Y | . | . | . | . | . | . | . |  |  | . |  | 7774.76 | 1.39 | 83.7045 | 5593.3525 | 7774.76 | 72082.62 | 51858 | 100% | 685.5042 | 2592.9 | 1371.0084 | 6482.25 | 4113.0251 | 10371.6 | 6855.0419 | 12964.5 | 10282.5628 | 10371.6 | 13710.0838 | 5185.8 | 20565.1256 | 2333.61 | 27420.1675 | 1555.74 | 1777443.8093 | 8887219.0466 | 42658651.4236 | 88872190.4658 | 106646628.559 | 71097752.3727 | 47990982.8516 | 42658651.4236
2018 | 18454 | Tampa Electric Co | FL | Investor Owned | 95.82 | 1.19 | 80.521 | 81.54 | 1.15 | 70.9043 | 95.82 | 1.19 | 80.521 | 775102 | 13.2 | Y | . | . | . | . | . | . | . |  |  | . |  | 14.28 | 0.04 | 70.9043 | 357 | 357 | 31004.08 | 31004.08 | 4% | 31.4769 | 1550.204 | 62.9537 | 3875.51 | 188.8611 | 6200.816 | 314.7686 | 7751.02 | 472.1528 | 6200.816 | 629.5371 | 3100.408 | 944.3057 | 1395.1836 | 1259.0742 | 930.1224 | 48795.5469 | 243977.7346 | 1171093.1261 | 2439777.3461 | 2927732.8153 | 1951821.8769 | 1317479.7669 | 1171093.1261
2018 | 18488 | City of Taunton | MA | Municipal | 270.186 | 5.099 | 52.988 | 81.228 | 2.659 | 30.5483 | . | . | . | 38000 | 13.8 | N | . | . | . | . | . | . | . |  |  | . |  | 188.958 | 2.44 | 30.5483 | 77.4418 | 188.958 | 92720 | 38000 | 100% | 16.6605 | 1900 | 33.321 | 4750 | 99.9631 | 7600 | 166.6051 | 9500 | 249.9077 | 7600 | 333.2103 | 3800 | 499.8154 | 1710 | 666.4206 | 1140 | 31654.9772 | 158274.8861 | 759719.4533 | 1582748.8611 | 1899298.6334 | 1266199.0889 | 854684.385 | 759719.4533
2018 | 18498 | Taylor County Rural E C C | KY | Cooperative | 144.1 | 1.6 | 90.0625 | 86.9 | 1.3 | 66.8462 | . | . | . | 26541 | 12.5 | N | . | . | . | . | . | . | . |  |  | . |  | 57.2 | 0.3 | 66.8462 | 190.6667 | 190.6667 | 7962.3 | 7962.3 | 30% | 16.8112 | 398.115 | 33.6223 | 995.2875 | 100.867 | 1592.46 | 168.1117 | 1990.575 | 252.1675 | 1592.46 | 336.2234 | 796.23 | 504.335 | 358.3035 | 672.4467 | 238.869 | 6692.7783 | 33463.8913 | 160626.678 | 334638.9126 | 401566.6951 | 267711.1301 | 180705.0128 | 160626.678
2018 | 18499 | Three Notch Elec Member Corp | GA | Cooperative | . | . | . | . | . | . | . | . | . | . | . |  | 20818.345 | . | . | 553.872 | . | . | 15297 | Y | L | 25 | N | 20264.473 |  |  |  | 20264.473 |  | 15297 | 100% | 1786.728 | 764.85 | 3573.4559 | 1912.125 | 10720.3678 | 3059.4 | 17867.2796 | 3824.25 | 26800.9195 | 3059.4 | 35734.5593 | 1529.7 | 53601.8389 | 688.365 | 71469.1186 | 458.91 | 1366578.8838 | 6832894.4191 | 32797893.2118 | 68328944.1913 | 81994733.0295 | 54663155.353 | 36897629.8633 | 32797893.2118
2018 | 18538 | City of Tell City - (IN) | IN | Municipal | . | . | . | 2.724 | 0.023 | 118.4348 | . | . | . | 4286 | 13.8 | Y | . | . | . | . | . | . | . |  |  | . |  |  |  | 118.4348 |  |  |  | 4286 | 100% |  | 214.3 |  | 535.75 |  | 1: 857.2; 3: 1071.5; 5: 857.2; 7: 428.6 | 192.87 |  | 128.58
2018 | 18848 | City of Thomasville - (GA) | GA | Municipal | 4176.4 | 13.03 | 320.5219 | 267.961 | 7.642 | 35.0643 | 4142.3 | 11.883 | 348.5904 | 15744 | . | Y | . | . | . | . | . | . | . |  |  | . |  | 3908.439 | 5.388 | 35.0643 | 725.397 | 3908.439 | 84828.672 | 15744 | 100% | 344.6089 | 787.2 | 689.2178 | 1968 | 2067.6533 | 3148.8 | 3446.0888 | 3936 | 5169.1331 | 3148.8 | 6892.1775 | 1574.4 | 10338.2663 | 708.48 | 13784.355 | 472.32 | 271276.1071 | 1356380.5353 | 6510626.5692 | 13563805.3525 | 16276566.423 | 10851044.282 | 7324454.8904 | 6510626.5692
2018 | 18940 | Tipmont Rural Elec Member Corp | IN | Cooperative | 165.3 | 1.94 | 85.2062 | 82.33 | 1.32 | 62.3712 | 84.72 | 1.17 | 72.4103 | 26876 | 12.5 | N | . | . | . | . | . | . | . |  |  | . |  | 82.97 | 0.62 | 62.3712 | 133.8226 | 133.8226 | 16663.12 | 16663.12 | 62% | 11.7992 | 833.156 | 23.5984 | 2082.89 | 70.7952 | 3332.624 | 117.992 | 4165.78 | 176.988 | 3332.624 | 235.984 | 1666.312 | 353.976 | 749.8404 | 471.968 | 499.8936 | 9830.5733 | 49152.8667 | 235933.7602 | 491528.6672 | 589834.4006 | 393222.9337 | 265425.4803 | 235933.7602
2018 | 18941 | City of Tipp City - (OH) | OH | Municipal | 26.103 | 0.301 | 86.7209 | . | . | . | . | . | . | 5000 | 12 | N | . | . | . | . | . | . | . |  |  | . | [7 empty] | 5000 | 100% |  | 250 |  | 625 |  | 1: 1000; 3: 1250; 5: 1000; 7: 500 | 225 |  | 150
2018 | 18955 | Tri-County Electric Coop, Inc | IL | Cooperative | 280.3 | 1.74 | 161.0919 | 83.1 | 0.81 | 102.5926 | 176.4 | 1.04 | 169.6154 | 16366 | 12.5 | Y | . | . | . | . | . | . | . |  |  | . |  | 197.2 | 0.93 | 102.5926 | 212.043 | 212.043 | 15220.38 | 15220.38 | 93% | 18.6959 | 761.019 | 37.3919 | 1902.5475 | 112.1756 | 3044.076 | 186.9593 | 3805.095 | 280.439 | 3044.076 | 373.9186 | 1522.038 | 560.8779 | 684.9171 | 747.8372 | 456.6114 | 14227.9583 | 71139.7913 | 341470.9984 | 711397.9133 | 853677.496 | 569118.3306 | 384154.8732 | 341470.9984
2018 | 18956 | Tri-County Elec Member Corp | GA | Cooperative | . | . | . | . | . | . | . | . | . | . | . |  | 282.623 | 1.541 | 183.4023 | 170.982 | 1.364 | 125.3534 | 21042.9 | N | L | 25 | Y | 111.641 | 0.177 | 125.3534 | 630.7401 | 630.7401 | 3724.5933 | 3724.5933 | 17.7% | 55.6126 | 186.2297 | 111.2253 | 465.5742 | 333.6759 | 744.9187 | 556.1265 | 931.1483 | 834.1897 | 744.9187 | 1112.253 | 372.4593 | 1668.3794 | 167.6067 | 2224.5059 | 111.7378 | 10356.7248 | 51783.6238 | 248561.3942 | 517836.2378 | 621403.4854 | 414268.9903 | 279631.5684 | 248561.3942
2018 | 18957 | Tri-County Elec Member Corp | NC | Cooperative | 3076.8 | 2.31 | 1331.9481 | . | . | . | . | . | . | 25095 | 12.5 | N | . | . | . | . | . | . | . |  |  | . | [7 empty] | 25095 | 100% |  | 1254.75 |  | 3136.875 |  | 1: 5019; 3: 6273.75; 5: 5019; 7: 2509.5 | 1129.275 |  | 752.85
2018 | 18961 | Twin County Electric Pwr Assn | MS | Cooperative | 493.5 | . | . | 249.39 | . | . | 463.2 | . | . | 12260 | 24.9 | N | . | . | . | . | . | . | . |  |  | . |  | 244.11 |  |  |  | 244.11 |  | 12260 | 100% | 21.5233 | 613 | 43.0466 | 1532.5 | 129.1398 | 2452 | 215.2329 | 3065 | 322.8494 | 2452 | 430.4658 | 1226 | 645.6988 | 551.7 | 860.9317 | 367.8 | 13193.7778 | 65968.8891 | 316650.6675 | 659688.8905 | 791626.6686 | 527751.1124 | 356232.0009 | 316650.6675
2018 | 18962 | Twin Valley Electric Coop Inc | KS | Cooperative | 165.4 | 0.169 | 978.6982 | 109.6 | 0.148 | 740.5405 | 152.8 | 0.166 | 920.4819 | 2996 | 15 | Y | . | . | . | . | . | . | . |  |  | . |  | 55.8 | 0.021 | 740.5405 | 2657.1429 | 2657.1429 | 62.916 | 62.916 | 2.1% | 234.2815 | 3.1458 | 468.563 | 7.8645 | 1405.6891 | 12.5832 | 2342.8152 | 15.729 | 3514.2227 | 12.5832 | 4685.6303 | 6.2916 | 7028.4455 | 2.8312 | 9371.2606 | 1.8875 | 737.0028 | 3685.014 | 17688.067 | 36850.1396 | 44220.1675 | 29480.1117 | 19899.0754 | 17688.067
2018 | 18976 | Trinity Valley Elec Coop Inc | TX | Cooperative | 129.699 | 1.773 | 73.1523 | 129.699 | 1.773 | 73.1523 | 119.452 | 1.676 | 71.2721 | 66541.6 | 14.4 | Y | . | . | . | . | . | . | . |  |  | . |  | 0 | 0 | 73.1523 |  |  | 0 | 0 | 0% |  | 0 |  | 0 |  | 1: 0; 3: 0; 5: 0; 7: 0 | 0 |  | 0
2018 | 18997 | The Toledo Edison Co | OH | Investor Owned | 62.168 | 0.593 | 104.8364 | 55.746 | 0.566 | 98.4912 | 57.3 | 0.52 | 110.1923 | 301949 | 23 | Y | . | . | . | . | . | . | . |  |  | . |  | 6.422 | 0.027 | 98.4912 | 237.8519 | 237.8519 | 8152.623 | 8152.623 | 2.7% | 20.9715 | 407.6311 | 41.943 | 1019.0779 | 125.829 | 1630.5246 | 209.7151 | 2038.1557 | 314.5726 | 1630.5246 | 419.4302 | 815.2623 | 629.1452 | 366.868 | 838.8603 | 244.5787 | 8548.6399 | 42743.1994 | 205167.357 | 427431.9937 | 512918.3924 | 341945.5949 | 230813.2766 | 205167.357
2018 | 19027 | Tombigbee Electric Coop, Inc | AL | Cooperative | 404.15 | 2.31 | 174.9567 | 404.15 | 2.31 | 174.9567 | 404.15 | 2.31 | 174.9567 | 9061 | 7.6 | Y | . | . | . | . | . | . | . |  |  | . |  | 0 | 0 | 174.9567 |  |  | 0 | 0 | 0% |  | 0 |  | 0 |  | 1: 0; 3: 0; 5: 0; 7: 0 | 0 |  | 0
2018 | 19108 | Tideland Electric Member Corp | NC | Cooperative | 3405.82 | 6.298 | 540.778 | 459.16 | 3.978 | 115.4248 | 3344.48 | 5.623 | 594.7857 | 22235 | 25 | Y | . | . | . | . | . | . | . |  |  | . |  | 2946.66 | 2.32 | 115.4248 | 1270.1121 | 2946.66 | 51585.2 | 22235 | 100% | 259.8084 | 1111.75 | 519.6168 | 2779.375 | 1558.8503 | 4447 | 2598.0838 | 5558.75 | 3897.1256 | 4447 | 5196.1675 | 2223.5 | 7794.2513 | 1000.575 | 10392.335 | 667.05 | 288841.9622 | 1444209.8112 | 6932207.0936 | 14442098.1117 | 17330517.734 | 11553678.4893 | 7798732.9803 | 6932207.0936
2018 | 19125 | City of Traverse City - (MI) | MI | Municipal | 52.293 | 0.664 | 78.7545 | 52.293 | 0.664 | 78.7545 | 52.293 | 0.664 | 78.7545 | 12995 | 13.8 | Y | . | . | . | . | . | . | . |  |  | . |  | 0 | 0 | 78.7545 |  |  | 0 | 0 | 0% |  | 0 |  | 0 |  | 1: 0; 3: 0; 5: 0; 7: 0 | 0 |  | 0
2018 | 19150 | Trenton Municipal Utilities - (MO) | MO | Municipal | 12.574 | 0.165 | 76.2061 | . | . | . | . | . | . | 3035 | 13.2 | N | . | . | . | . | . | . | . |  |  | . | [7 empty] | 3035 | 100% |  | 151.75 |  | 379.375 |  | 1: 607; 3: 758.75; 5: 607; 7: 303.5 | 136.575 |  | 91.05
2018 | 19156 | Powder River Energy Corp | WY | Cooperative | 169 | 1.52 | 111.1842 | 169 | 1.52 | 111.1842 | 158 | 1.43 | 110.4895 | 27184 | 24.9 | Y | . | . | . | . | . | . | . |  |  | . |  | 0 | 0 | 111.1842 |  |  | 0 | 0 | 0% |  | 0 |  | 0 |  | 1: 0; 3: 0; 5: 0; 7: 0 | 0 |  | 0
2018 | 19157 | MiEnergy Cooperative | IA | Cooperative | 138.077 | 0.591 | 233.6328 | 59.312 | 0.434 | 136.6636 | 134.107 | 0.51 | 262.9549 | 7904 | 7.2 | N | . | . | . | . | . | . | . |  |  | . |  | 78.765 | 0.157 | 136.6636 | 501.6879 | 501.6879 | 1240.928 | 1240.928 | 15.7% | 44.2341 | 62.0464 | 88.4681 | 155.116 | 265.4043 | 248.1856 | 442.3405 | 310.232 | 663.5108 | 248.1856 | 884.6811 | 124.0928 | 1327.0216 | 55.8418 | 1769.3622 | 37.2278 | 2744.5638 | 13722.8191 | 65869.5317 | 137228.191 | 164673.8292 | 109782.5528 | 74103.2232 | 65869.5317
2018 | 19157 | MiEnergy Cooperative | MN | Cooperative | 134.916 | 1.045 | 129.1062 | 112.779 | 0.963 | 117.1121 | 132.453 | 0.968 | 136.8316 | 15109 | 24.9 | N | . | . | . | . | . | . | . |  |  | . |  | 22.137 | 0.082 | 117.1121 | 269.9634 | 269.9634 | 1238.938 | 1238.938 | 8.2% | 23.8028 | 61.9469 | 47.6056 | 154.8673 | 142.8168 | 247.7876 | 238.028 | 309.7345 | 357.042 | 247.7876 | 476.056 | 123.8938 | 714.084 | 55.7522 | 952.112 | 37.1681 | 1474.5096 | 7372.5481 | 35388.231 | 73725.4812 | 88470.5774 | 58980.385 | 39811.7598 | 35388.231
2018 | 19158 | Tri-County Electric Coop Assn | MO | Cooperative | . | . | . | . | . | . | . | . | . | . | . |  | 74.68 | 1.42 | 52.5915 | 52.52 | 1.19 | 44.1345 | 6398 | N | L | . | N | 22.16 | 0.23 | 44.1345 | 96.3478 | 96.3478 | 1471.54 | 1471.54 | 23% | 8.495 | 73.577 | 16.9901 | 183.9425 | 50.9702 | 294.308 | 84.9503 | 367.885 | 127.4255 | 294.308 | 169.9006 | 147.154 | 254.851 | 66.2193 | 339.8013 | 44.1462 | 625.039 | 3125.195 | 15000.936 | 31251.95 | 37502.34 | 25001.56 | 16876.053 | 15000.936
2018 | 19159 | Tri-County Electric Coop, Inc | TX | Cooperative | 66.5 | 0.7 | 95 | 40.2 | 0.56 | 71.7857 | . | . | . | 110237 | 25 | N | . | . | . | . | . | . | . |  |  | . |  | 26.3 | 0.14 | 71.7857 | 187.8571 | 187.8571 | 15433.18 | 15433.18 | 14% | 16.5635 | 771.659 | 33.1269 | 1929.1475 | 99.3807 | 3086.636 | 165.6345 | 3858.295 | 248.4518 | 3086.636 | 331.269 | 1543.318 | 496.9035 | 694.4931 | 662.538 | 462.9954 | 12781.3362 | 63906.6811 | 306752.0694 | 639066.8112 | 766880.1734 | 511253.4489 | 345096.078 | 306752.0694
2018 | 19160 | Tri-County Electric Coop, Inc | OK | Cooperative | . | . | . | . | . | . | . | . | . | . | . |  | 453 | 2.13 | 212.6761 | 237 | 1.85 | 128.1081 | 22718 | N | F | 34.5 | Y | 216 | 0.28 | 128.1081 | 771.4286 | 771.4286 | 6361.04 | 6361.04 | 28% | 68.0172 | 318.052 | 136.0344 | 795.13 | 408.1033 | 1272.208 | 680.1721 | 1590.26 | 1020.2582 | 1272.208 | 1360.3443 | 636.104 | 2040.5164 | 286.2468 | 2720.6886 | 190.8312 | 21633.011 | 108165.0551 | 519192.2645 | 1081650.5511 | 1297980.6613 | 865320.4409 | 584091.2976 | 519192.2645
2018 | 19161 | Tri-County Electric Coop, Inc | FL | Cooperative | 480.35 | 3.095 | 155.2019 | 197.68 | 2.41 | 82.0249 | 480.35 | 3.095 | 155.2019 | 18093 | 25 | Y | . | . | . | . | . | . | . |  |  | . |  | 282.67 | 0.685 | 82.0249 | 412.6569 | 412.6569 | 12393.705 | 12393.705 | 68.5% | 36.3842 | 619.6852 | 72.7683 | 1549.2131 | 218.3049 | 2478.741 | 363.8415 | 3098.4262 | 545.7623 | 2478.741 | 727.6831 | 1239.3705 | 1091.5246 | 557.7167 | 1455.3661 | 371.8111 | 22546.7229 | 112733.6145 | 541121.3495 | 1127336.1447 | 1352803.3737 | 901868.9158 | 608761.5182 | 541121.3495
2018 | 19162 | Tri-County Elec Member Corp | KY | Cooperative | 195.15 | 2.69 | 72.5465 | 155.11 | 2.42 | 64.095 | 150.68 | 1.88 | 80.1489 | 24062 | 13 | Y | . | . | . | . | . | . | . |  |  | . |  | 40.04 | 0.27 | 64.095 | 148.2963 | 148.2963 | 6496.74 | 6496.74 | 27% | 13.0754 | 324.837 | 26.1507 | 812.0925 | 78.4521 | 1299.348 | 130.7535 | 1624.185 | 196.1303 | 1299.348 | 261.5071 | 649.674 | 392.2606 | 292.3533 | 523.0141 | 194.9022 | 4247.3585 | 21236.7924 | 101936.6033 | 212367.9236 | 254841.5083 | 169894.3389 | 114678.6787 | 101936.6033
2018 | 19162 | Tri-County Elec Member Corp | TN | Cooperative | 369.43 | 4.06 | 90.9926 | 246.86 | 3.81 | 64.7927 | 293.92 | 2.72 | 108.0588 | 26595 | 13 | Y | . | . | . | . | . | . | . |  |  | . |  | 122.57 | 0.25 | 64.7927 | 490.28 | 490.28 | 6648.75 | 6648.75 | 25% | 43.2282 | 332.4375 | 86.4564 | 831.0937 | 259.3693 | 1329.75 | 432.2821 | 1662.1875 | 648.4232 | 1329.75 | 864.5643 | 664.875 | 1296.8464 | 299.1938 | 1729.1286 | 199.4625 | 14370.6796 | 71853.3979 | 344896.3098 | 718533.9787 | 862240.7744 | 574827.183 | 388008.3485 | 344896.3098
2018 | 19189 | Trico Electric Cooperative Inc | AZ | Cooperative | 91.482 | 0.663 | 137.9819 | 28.41 | 0.246 | 115.4878 | 91.426 | 0.659 | 138.7345 | 47684 | 24.9 | N | . | . | . | . | . | . | . |  |  | . |  | 63.072 | 0.417 | 115.4878 | 151.2518 | 151.2518 | 19884.228 | 19884.228 | 41.7% | 13.3359 | 994.2114 | 26.6719 | 2485.5285 | 80.0156 | 3976.8456 | 133.3594 | 4971.057 | 200.0391 | 3976.8456 | 266.7188 | 1988.4228 | 400.0782 | 894.7903 | 533.4376 | 596.5268 | 13258.7447 | 66293.7233 | 318209.8719 | 662937.2332 | 795524.6799 | 530349.7866 | 357986.1059 | 318209.8719
2018 | 19219 | Diverse Power Incorporated | AL | Cooperative | 239.2 | 1.7 | 140.7059 | 160.6 | 0.9 | 178.4444 | 239.2 | 1.7 | 140.7059 | 667 | 35 | Y | . | . | . | . | . | . | . |  |  | . |  | 78.6 | 0.8 | 178.4444 | 98.25 | 98.25 | 533.6 | 533.6 | 80% | 8.6627 | 26.68 | 17.3255 | 66.7 | 51.9765 | 106.72 | 86.6275 | 133.4 | 129.9412 | 106.72 | 173.255 | 53.36 | 259.8824 | 24.012 | 346.5099 | 16.008 | 231.1221 | 1155.6106 | 5546.9308 | 11556.1058 | 13867.327 | 9244.8846 | 6240.2971 | 5546.9308
2018 | 19219 | Diverse Power Incorporated | GA | Cooperative | 795.3 | 1.7 | 467.8235 | 109.5 | 1.4 | 78.2143 | 791.4 | 1.6 | 494.625 | 33478 | 35 | Y | . | . | . | . | . | . | . |  |  | . |  | 685.8 | 0.3 | 78.2143 | 2286 | 2286 | 10043.4 | 10043.4 | 30% | 201.5577 | 502.17 | 403.1154 | 1255.425 | 1209.3461 | 2008.68 | 2015.5768 | 2510.85 | 3023.3652 | 2008.68 | 4031.1536 | 1004.34 | 6046.7303 | 451.953 | 8062.3071 | 301.302 | 101216.2193 | 506081.0963 | 2429189.262 | 5060810.9625 | 6072973.155 | 4048648.77 | 2732837.9198 | 2429189.262
2018 | 19225 | City of Troy - (AL) | AL | Municipal | 61.808 | 0.765 | 80.7948 | 25.512 | 0.576 | 44.2917 | 61.808 | 0.765 | 80.7948 | 9097 | 12 | Y | . | . | . | . | . | . | . |  |  | . |  | 36.296 | 0.189 | 44.2917 | 192.0423 | 192.0423 | 1719.333 | 1719.333 | 18.9% | 16.9325 | 85.9667 | 33.8649 | 214.9166 | 101.5948 | 343.8666 | 169.3246 | 429.8333 | 253.9869 | 343.8666 | 338.6492 | 171.9333 | 507.9738 | 77.37 | 677.2984 | 51.58 | 1455.6269 | 7278.1347 | 34935.0467 | 72781.3472 | 87337.6167 | 58225.0778 | 39301.9275 | 34935.0467
2018 | 19229 | Truckee Donner P U D | CA | Political Subdivision | 297.41 | 0.88 | 337.9659 | . | . | . | . | . | . | 13623 | 14.4 | N | . | . | . | . | . | . | . |  |  | . | [7 empty] | 13623 | 100% |  | 681.15 |  | 1702.875 |  | 1: 2724.6; 3: 3405.75; 5: 2724.6; 7: 1362.3 | 613.035 |  | 408.69
2018 | 19266 | Tullahoma Board-Public Utils | TN | Municipal | 52.998 | 1.138 | 46.5712 | 20.754 | 0.514 | 40.3774 | 52.998 | 1.138 | 46.5712 | 11165 | 12.5 | N | . | . | . | . | . | . | . |  |  | . |  | 32.244 | 0.624 | 40.3774 | 51.6731 | 51.6731 | 6966.96 | 6966.96 | 62.4% | 4.556 | 348.348 | 9.1121 | 870.87 | 27.3362 | 1393.392 | 45.5604 | 1741.74 | 68.3406 | 1393.392 | 91.1208 | 696.696 | 136.6812 | 313.5132 | 182.2416 | 209.0088 | 1587.0871 | 7935.4356 | 38090.0907 | 79354.3556 | 95225.2267 | 63483.4845 | 42851.352 | 38090.0907
2018 | 19281 | Turlock Irrigation District | CA | Political Subdivision | . | . | . | . | . | . | . | . | . | . | . |  | 53 | 0.6 | 88.3333 | 53 | 0.6 | 88.3333 | 87000 | N | F | 69 | N | 0 | 0 | 88.3333 |  |  | 0 | 0 | 0% |  | 0 |  | 0 |  | 1: 0; 3: 0; 5: 0; 7: 0 | 0 |  | 0
2018 | 19293 | Southeastern Electric Coop Inc - (SD) | SD | Cooperative | . | . | . | . | . | . | . | . | . | . | . |  | 87.37 | . | . | 87.37 | . | . | 18044 | N | O | 12 | Y | 0 |  |  |  | 0 |  | 18044 | 100% | 0 | 902.2 | 0 | 2255.5 | 0 | 3608.8 | 0 | 4511 | 0 | 3608.8 | 0 | 1804.4 | 0 | 811.98 | 0 | 541.32 | 0 | 0 | 0 | 0 | 0 | 0 | 0 | 0
2018 | 19324 | Two Rivers Water & Light | WI | Municipal | 27.27 | 0.247 | 110.4049 | . | . | . | . | . | . | 6124 | 13.2 | N | . | . | . | . | . | . | . |  |  | . | [7 empty] | 6124 | 100% |  | 306.2 |  | 765.5 |  | 1: 1224.8; 3: 1531; 5: 1224.8; 7: 612.4 | 275.58 |  | 183.72
2018 | 19325 | Umatilla Electric Coop Assn | OR | Cooperative | 231.893 | 2.327 | 99.6532 | 190.87 | 2.128 | 89.6945 | 230.049 | 2.268 | 101.4325 | 15288 | 12.5 | Y | . | . | . | . | . | . | . |  |  | . |  | 41.023 | 0.199 | 89.6945 | 206.1457 | 206.1457 | 3042.312 | 3042.312 | 19.9% | 18.176 | 152.1156 | 36.3519 | 380.289 | 109.0558 | 608.4624 | 181.7596 | 760.578 | 272.6395 | 608.4624 | 363.5193 | 304.2312 | 545.2789 | 136.904 | 727.0386 | 91.2694 | 2764.8477 | 13824.2386 | 66356.3452 | 138242.3859 | 165890.8631 | 110593.9087 | 74650.8884 | 66356.3452
2018 | 19390 | UGI Utilities, Inc | PA | Investor Owned | 218.9 | 1.197 | 182.8739 | 218.9 | 1.197 | 182.8739 | 218.9 | 1.197 | 182.8739 | 62986 | 13.8 | Y | . | . | . | . | . | . | . |  |  | . |  | 0 | 0 | 182.8739 |  |  | 0 | 0 | 0% |  | 0 |  | 0 |  | 1: 0; 3: 0; 5: 0; 7: 0 | 0 |  | 0
2018 | 19396 | Tri-County Electric Coop | MI | Cooperative | 303 | 1.98 | 153.0303 | 249 | 1.89 | 131.746 | 269 | 1.62 | 166.0494 | 26030 | 25 | N | . | . | . | . | . | . | . |  |  | . |  | 54 | 0.09 | 131.746 | 600 | 600 | 2342.7 | 2342.7 | 9% | 52.9023 | 117.135 | 105.8046 | 292.8375 | 317.4137 | 468.54 | 529.0228 | 585.675 | 793.5342 | 468.54 | 1058.0456 | 234.27 | 1587.0683 | 105.4215 | 2116.0911 | 70.281 | 6196.7083 | 30983.5415 | 148720.9993 | 309835.4151 | 371802.4982 | 247868.3321 | 167311.1242 | 148720.9993
2018 | 19435 | Union Electric Membership Corp - (NC) | NC | Cooperative | 276.81 | 1.86 | 148.8226 | 63.06 | 0.85 | 74.1882 | 270.92 | 1.79 | 151.352 | 75326 | 25 | N | . | . | . | . | . | . | . |  |  | . |  | 213.75 | 1.01 | 74.1882 | 211.6337 | 213.75 | 76079.26 | 75326 | 100% | 18.8464 | 3766.3 | 37.6929 | 9415.75 | 113.0786 | 15065.2 | 188.4644 | 18831.5 | 282.6965 | 15065.2 | 376.9287 | 7532.6 | 565.3931 | 3389.67 | 753.8575 | 2259.78 | 70981.3336 | 354906.6679 | 1703552.0059 | 3549066.6789 | 4258880.0147 | 2839253.3431 | 1916496.0066 | 1703552.0059
2018 | 19436 | Union Electric Co - (MO) | MO | Investor Owned | 140 | 0.85 | 164.7059 | 86 | 0.72 | 119.4444 | . | . | . | 1231639 | 69 | Y | . | . | . | . | . | . | . |  |  | . |  | 54 | 0.13 | 119.4444 | 415.3846 | 415.3846 | 160113.07 | 160113.07 | 13% | 36.6247 | 8005.6535 | 73.2493 | 20014.1338 | 219.7479 | 32022.614 | 366.2465 | 40028.2675 | 549.3698 | 32022.614 | 732.4931 | 16011.307 | 1098.7396 | 7205.0881 | 1464.9862 | 4803.3921 | 293204.288 | 1466021.4401 | 7036902.9126 | 14660214.4012 | 17592257.2814 | 11728171.5209 | 7916515.7766 | 7036902.9126
2018 | 19437 | Western Iowa Power Coop | IA | Cooperative | 47 | 0.76 | 61.8421 | 47 | 0.76 | 61.8421 | 23.61 | 0.29 | 81.4138 | 5502 | 12.4 | N | . | . | . | . | . | . | . |  |  | . |  | 0 | 0 | 61.8421 |  |  | 0 | 0 | 0% |  | 0 |  | 0 |  | 1: 0; 3: 0; 5: 0; 7: 0 | 0 |  | 0
2018 | 19445 | Southern Indiana R E C, Inc | IN | Cooperative | 336.8 | 2.3 | 146.4348 | 315.8 | 2.19 | 144.2009 | . | . | . | 9459 | 12.5 | Y | . | . | . | . | . | . | . |  |  | . |  | 21 | 0.11 | 144.2009 | 190.9091 | 190.9091 | 1040.49 | 1040.49 | 11% | 16.8325 | 52.0245 | 33.6651 | 130.0613 | 100.9953 | 208.098 | 168.3254 | 260.1225 | 252.4881 | 208.098 | 336.6509 | 104.049 | 504.9763 | 46.822 | 673.3017 | 31.2147 | 875.7046 | 4378.5231 | 21016.9111 | 43785.2314 | 52542.2777 | 35028.1852 | 23644.025 | 21016.9111
2018 | 19446 | Duke Energy Kentucky | KY | Investor Owned | 215 | 0.94 | 228.7234 | 82 | 0.66 | 124.2424 | 198 | 0.82 | 241.4634 | 142369 | 12.5 | Y | . | . | . | . | . | . | . |  |  | . |  | 133 | 0.28 | 124.2424 | 475 | 475 | 39863.32 | 39863.32 | 28% | 41.881 | 1993.166 | 83.7619 | 4982.915 | 251.2858 | 7972.664 | 418.8097 | 9965.83 | 628.2145 | 7972.664 | 837.6194 | 3986.332 | 1256.4291 | 1793.8494 | 1675.2388 | 1195.8996 | 83475.7252 | 417378.626 | 2003417.4048 | 4173786.2601 | 5008543.5121 | 3339029.0081 | 2253844.5805 | 2003417.4048
2018 | 19490 | United Electric Coop Service Inc - (TX) | TX | Cooperative | 453.322 | 1.362 | 332.8355 | 81.867 | 0.992 | 82.5272 | 451.032 | 1.247 | 361.6937 | 84221 | 25 | Y | . | . | . | . | . | . | . |  |  | . |  | 371.455 | 0.37 | 82.5272 | 1003.9324 | 1003.9324 | 31161.77 | 31161.77 | 37% | 88.5172 | 1558.0885 | 177.0344 | 3895.2213 | 531.1031 | 6232.354 | 885.1719 | 7790.4425 | 1327.7578 | 6232.354 | 1770.3437 | 3116.177 | 2655.5156 | 1402.2796 | 3540.6875 | 934.8531 | 137917.6116 | 689588.0578 | 3310022.6774 | 6895880.5779 | 8275056.6935 | 5516704.4623 | 3723775.5121 | 3310022.6774
2018 | 19493 | Union County Electric Coop Inc | SD | Cooperative | . | . | . | . | . | . | . | . | . | . | . |  | 33.02 | 0.35 | 94.3429 | . | . | . | 1519 | Y | O | 7.2 | Y | [6 empty] | 1519 | 100% |  | 75.95 |  | 189.875 |  | 1: 303.8; 3: 379.75; 5: 303.8; 7: 151.9 | 68.355 |  | 45.57
2018 | 19497 | United Illuminating Co | CT | Investor Owned | . | . | . | . | . | . | . | . | . | . | . |  | 267 | 1.17 | 228.2051 | 59 | 0.63 | 93.6508 | 333861 | N | F | 69 | N | 208 | 0.54 | 93.6508 | 385.1852 | 385.1852 | 180284.94 | 180284.94 | 54% | 33.962 | 9014.247 | 67.9239 | 22535.6175 | 203.7717 | 36056.988 | 339.6196 | 45071.235 | 509.4293 | 36056.988 | 679.2391 | 18028.494 | 1018.8587 | 8112.8223 | 1358.4782 | 5408.5482 | 306141.4607 | 1530707.3035 | 7347395.0566 | 15307073.0345 | 18368487.6414 | 12245658.4276 | 8265819.4386 | 7347395.0566
2018 | 19499 | United Power, Inc | CO | Cooperative | 69.54 | 0.754 | 92.2281 | . | . | . | . | . | . | 87208 | 69 | Y | . | . | . | . | . | . | . |  |  | . | [7 empty] | 87208 | 100% |  | 4360.4 |  | 10901 |  | 1: 17441.6; 3: 21802; 5: 17441.6; 7: 8720.8 | 3924.36 |  | 2616.24
2018 | 19501 | Union Rural Electric Coop, Inc | OH | Cooperative | 294.1 | 2.611 | 112.6388 | 114.9 | 1.639 | 70.1037 | 287.5 | 2.231 | 128.866 | 10104 | 24.9 | Y | . | . | . | . | . | . | . |  |  | . |  | 179.2 | 0.972 | 70.1037 | 184.3621 | 184.3621 | 9821.088 | 9821.088 | 97.2% | 16.2553 | 491.0544 | 32.5106 | 1227.636 | 97.5318 | 1964.2176 | 162.553 | 2455.272 | 243.8294 | 1964.2176 | 325.1059 | 982.1088 | 487.6589 | 441.949 | 650.2118 | 294.6326 | 7982.2342 | 39911.1712 | 191573.6217 | 399111.712 | 478934.0544 | 319289.3696 | 215520.3245 | 191573.6217
2018 | 19545 | Black Hills Power, Inc. d/b/a | MT | Investor Owned | 584 | 2.576 | 226.7081 | 584 | 2.576 | 226.7081 | 584 | 2.576 | 226.7081 | 42 | 35 | Y | . | . | . | . | . | . | . |  |  | . |  | 0 | 0 | 226.7081 |  |  | 0 | 0 | 0% |  | 0 |  | 0 |  | 1: 0; 3: 0; 5: 0; 7: 0 | 0 |  | 0
2018 | 19545 | Black Hills Power, Inc. d/b/a | SD | Investor Owned | 77.698 | 0.94 | 82.6574 | 64.266 | 0.828 | 77.6159 | 75.598 | 0.9 | 83.9978 | 69851 | 35 | Y | . | . | . | . | . | . | . |  |  | . |  | 13.432 | 0.112 | 77.6159 | 119.9286 | 119.9286 | 7823.312 | 7823.312 | 11.2% | 10.5742 | 391.1656 | 21.1483 | 977.914 | 63.4449 | 1564.6624 | 105.7416 | 1955.828 | 158.6124 | 1564.6624 | 211.4832 | 782.3312 | 317.2247 | 352.049 | 422.9663 | 234.6994 | 4136.2467 | 20681.2336 | 99269.9214 | 206812.3362 | 248174.8035 | 165449.869 | 111678.6616 | 99269.9214
2018 | 19545 | Black Hills Power, Inc. d/b/a | WY | Investor Owned | 16.017 | 0.114 | 140.5 | 15.919 | 0.113 | 140.8761 | 16.017 | 0.114 | 140.5 | 2633 | 35 | Y | . | . | . | . | . | . | . |  |  | . |  | 0.098 | 0.001 | 140.8761 | 98 | 98 | 2.633 | 2.633 | 0.1% | 8.6407 | 0.13165 | 17.2814 | 0.32913 | 51.8442 | 0.5266 | 86.4071 | 0.65825 | 129.6106 | 0.5266 | 172.8141 | 0.2633 | 259.2212 | 0.11848 | 345.6282 | 0.07899 | 1.1375 | 5.6877 | 27.3012 | 56.8774 | 68.2529 | 45.502 | 30.7138 | 27.3012
2018 | 19547 | Hawaiian Electric Co Inc | HI | Investor Owned | 123.41 | 1.326 | 93.0694 | 111.94 | 1.253 | 89.3376 | 123.41 | 1.326 | 93.0694 | 304965 | 25 | N | . | . | . | . | . | . | . |  |  | . |  | 11.47 | 0.073 | 89.3376 | 157.1233 | 157.1233 | 22262.445 | 22262.445 | 7.3% | 13.8536 | 1113.1222 | 27.7073 | 2782.8056 | 83.1218 | 4452.489 | 138.5363 | 5565.6113 | 207.8045 | 4452.489 | 277.0727 | 2226.2445 | 415.609 | 1001.81 | 554.1453 | 667.8734 | 15420.7871 | 77103.9357 | 370098.8914 | 771039.3571 | 925247.2285 | 616831.4857 | 416361.2528 | 370098.8914
2018 | 19558 | Homer Electric Assn Inc | AK | Cooperative | 432.15 | 2.11 | 204.8104 | 147.04 | 1.55 | 94.8645 | 424.28 | 1.46 | 290.6027 | 31262 | 25 | N | . | . | . | . | . | . | . |  |  | . |  | 285.11 | 0.56 | 94.8645 | 509.125 | 509.125 | 17506.72 | 17506.72 | 56% | 44.8898 | 875.336 | 89.7796 | 2188.34 | 269.3387 | 3501.344 | 448.8979 | 4376.68 | 673.3468 | 3501.344 | 897.7957 | 1750.672 | 1346.6936 | 787.8024 | 1795.5915 | 525.2016 | 39293.6465 | 196468.2326 | 943047.5166 | 1964682.3262 | 2357618.7915 | 1571745.861 | 1060928.4562 | 943047.5166
2018 | 19574 | Upper Cumberland E M C | TN | Cooperative | 150.406 | . | . | 146.446 | . | . | 130.87 | . | . | 51037 | 12.5 | N | . | . | . | . | . | . | . |  |  | . |  | 3.96 |  |  |  | 3.96 |  | 51037 | 100% | 0.34916 | 2551.85 | 0.69831 | 6379.625 | 2.0949 | 10207.4 | 3.4916 | 12759.25 | 5.2373 | 10207.4 | 6.9831 | 5103.7 | 10.4747 | 2296.665 | 13.9662 | 1531.11 | 890.9913 | 4454.9564 | 21383.7905 | 44549.5636 | 53459.4763 | 35639.6508 | 24056.7643 | 21383.7905
2018 | 19578 | Upper Peninsula Power Company | MI | Investor Owned | 136.9 | 1.16 | 118.0172 | 136.9 | 1.16 | 118.0172 | 133.8 | 1.13 | 118.4071 | 59000 | 35 | N | . | . | . | . | . | . | . |  |  | . |  | 0 | 0 | 118.0172 |  |  | 0 | 0 | 0% |  | 0 |  | 0 |  | 1: 0; 3: 0; 5: 0; 7: 0 | 0 |  | 0
2018 | 19579 | Upshur Rural Elec Coop Corp | TX | Cooperative | 1199 | 5.34 | 224.5318 | 645.5 | 4.38 | 147.3744 | 1035.7 | 3.8 | 272.5526 | 46655 | 25 | Y | . | . | . | . | . | . | . |  |  | . |  | 553.5 | 0.96 | 147.3744 | 576.5625 | 576.5625 | 44788.8 | 44788.8 | 96% | 50.8358 | 2239.44 | 101.6716 | 5598.6 | 305.0147 | 8957.76 | 508.3578 | 11197.2 | 762.5367 | 8957.76 | 1016.7157 | 4478.88 | 1525.0735 | 2015.496 | 2033.4313 | 1343.664 | 113843.6848 | 569218.424 | 2732248.435 | 5692184.2395 | 6830621.0874 | 4553747.3916 | 3073779.4893 | 2732248.435
2018 | 19667 | Utilities Dist-Western IN REMC | IN | Cooperative | 425.07 | 2.8 | 151.8107 | 308.78 | 2.43 | 127.07 | 363.63 | 2.09 | 173.9856 | 19097 | 15 | Y | . | . | . | . | . | . | . |  |  | . |  | 116.29 | 0.37 | 127.07 | 314.2973 | 314.2973 | 7065.89 | 7065.89 | 37% | 27.7117 | 353.2945 | 55.4235 | 883.2362 | 166.2704 | 1413.178 | 277.1174 | 1766.4725 | 415.6761 | 1413.178 | 554.2348 | 706.589 | 831.3521 | 317.9651 | 1108.4695 | 211.9767 | 9790.4047 | 48952.0234 | 234969.7125 | 489520.2344 | 587424.2813 | 391616.1875 | 264340.9266 | 234969.7125
2018 | 19728 | UNS Electric, Inc | AZ | Investor Owned | 47.67 | 0.62 | 76.8871 | 47.67 | 0.62 | 76.8871 | 47.67 | 0.62 | 76.8871 | 97960 | 69 | Y | . | . | . | . | . | . | . |  |  | . |  | 0 | 0 | 76.8871 |  |  | 0 | 0 | 0% |  | 0 |  | 0 |  | 1: 0; 3: 0; 5: 0; 7: 0 | 0 |  | 0
2018 | 19785 | Verdigris Valley Elec Coop Inc | OK | Cooperative | . | . | . | . | . | . | . | . | . | . | . |  | 254.076 | 2.299 | 110.5159 | 229.165 | 2.219 | 103.274 | 37000 | N | F | 24.9 | Y | 24.911 | 0.08 | 103.274 | 311.3875 | 311.3875 | 2960 | 2960 | 8% | 27.4552 | 148 | 54.9104 | 370 | 164.7311 | 592 | 274.5518 | 740 | 411.8277 | 592 | 549.1036 | 296 | 823.6554 | 133.2 | 1098.2072 | 88.8 | 4063.3666 | 20316.8332 | 97520.7994 | 203168.3321 | 243801.9985 | 162534.6657 | 109710.8993 | 97520.7994
2018 | 19790 | Verendrye Electric Coop Inc | ND | Cooperative | 74.41 | 0.87 | 85.5287 | 74.41 | 0.87 | 85.5287 | 73.21 | 0.82 | 89.2805 | 20549 | 25 | N | . | . | . | . | . | . | . |  |  | . |  | 0 | 0 | 85.5287 |  |  | 0 | 0 | 0% |  | 0 |  | 0 |  | 1: 0; 3: 0; 5: 0; 7: 0 | 0 |  | 0
2018 | 19791 | Vermont Electric Cooperative, Inc | VT | Cooperative | 929.76 | 3.39 | 274.2655 | 357.66 | 2.34 | 152.8461 | 732.08 | 2.86 | 255.972 | 38982 | 35 | Y | . | . | . | . | . | . | . |  |  | . |  | 572.1 | 1.05 | 152.8462 | 544.8571 | 572.1 | 40931.1 | 38982 | 100% | 50.4423 | 1949.1 | 100.8846 | 4872.75 | 302.6539 | 7796.4 | 504.4232 | 9745.5 | 756.6348 | 7796.4 | 1008.8464 | 3898.2 | 1513.2697 | 1754.19 | 2017.6929 | 1169.46 | 98317.1295 | 491585.6473 | 2359611.1071 | 4915856.4732 | 5899027.7678 | 3932685.1785 | 2654562.4955 | 2359611.1071
2018 | 19798 | City of Vernon | CA | Municipal | . | . | . | . | . | . | . | . | . | . | . |  | 46.07 | 0.74 | 62.2568 | 46.07 | 0.74 | 62.2568 | 2011 | N | F | 69 | N | 0 | 0 | 62.2568 |  |  | 0 | 0 | 0% |  | 0 |  | 0 |  | 1: 0; 3: 0; 5: 0; 7: 0 | 0 |  | 0
2018 | 19804 | City of Vero Beach - (FL) | FL | Municipal | . | . | . | . | . | . | . | . | . | . | . |  | . | . | . | 62.75 | 0.773 | 81.1772 | 35821 | N | L | 13.8 | Y |  |  | 81.1772 |  |  |  | 35821 | 100% |  | 1791.05 |  | 4477.625 |  | 1: 7164.2; 3: 8955.25; 5: 7164.2; 7: 3582.1 | 1611.945 |  | 1074.63
2018 | 19806 | Victoria Electric Coop, Inc | TX | Cooperative | 213.12 | 1.51 | 141.1391 | 183.8 | 1.34 | 137.1642 | 181.19 | 1.13 | 160.3451 | 22909 | 14.4 | Y | . | . | . | . | . | . | . |  |  | . |  | 29.32 | 0.17 | 137.1642 | 172.4706 | 172.4706 | 3894.53 | 3894.53 | 17% | 15.2068 | 194.7265 | 30.4136 | 486.8163 | 91.2409 | 778.906 | 152.0681 | 973.6325 | 228.1022 | 778.906 | 304.1362 | 389.453 | 456.2043 | 175.2538 | 608.2725 | 116.8359 | 2961.1692 | 14805.846 | 71068.0608 | 148058.46 | 177670.1519 | 118446.768 | 79951.5684 | 71068.0608
2018 | 19813 | Vernon Electric Coop | WI | Cooperative | 229.4 | . | . | 144.6 | . | . | 84.8 | . | . | 11199 | 7.2 | Y | . | . | . | . | . | . | . |  |  | . |  | 84.8 |  |  |  | 84.8 |  | 11199 | 100% | 7.4769 | 559.95 | 14.9537 | 1399.875 | 44.8611 | 2239.8 | 74.7686 | 2799.75 | 112.1528 | 2239.8 | 149.5371 | 1119.9 | 224.3057 | 503.955 | 299.0742 | 335.97 | 4186.6651 | 20933.3255 | 100479.9624 | 209333.255 | 251199.906 | 167466.604 | 113039.9577 | 100479.9624
2018 | 19820 | Victory Electric Coop Assn Inc | KS | Cooperative | 598.5 | . | . | 598.5 | . | . | 598.5 | . | . | 19652 | 13.8 | Y | . | . | . | . | . | . | . |  |  | . |  | 0 |  |  |  | 0 |  | 19652 | 100% | 0 | 982.6 | 0 | 2456.5 | 0 | 3930.4 | 0 | 4913 | 0 | 3930.4 | 0 | 1965.2 | 0 | 884.34 | 0 | 589.56 | 0 | 0 | 0 | 0 | 0 | 0 | 0 | 0
2018 | 19840 | Valley Electric Assn, Inc | NV | Cooperative | 96.87 | 1.503 | 64.4511 | 69.46 | 1.004 | 69.1833 | 96.87 | 1.503 | 64.4511 | 21856.3 | 24.9 | Y | . | . | . | . | . | . | . |  |  | . |  | 27.41 | 0.499 | 69.1833 | 54.9299 | 54.9299 | 10906.2937 | 10906.2937 | 49.9% | 4.8432 | 545.3147 | 9.6864 | 1363.2867 | 29.0591 | 2181.2587 | 48.4319 | 2726.5734 | 72.6479 | 2181.2587 | 96.8638 | 1090.6294 | 145.2957 | 490.7832 | 193.7276 | 327.1888 | 2641.0633 | 13205.3163 | 63385.5183 | 132053.163 | 158463.7957 | 105642.5304 | 71308.708 | 63385.5183
2018 | 19876 | Virginia Electric & Power Co | NC | Investor Owned | . | . | . | . | . | . | . | . | . | . | . |  | 152.699 | 1.171 | 130.4005 | 117.259 | 0.96 | 122.1448 | 123234 | N | O | 34.5 | Y | 35.44 | 0.211 | 122.1448 | 167.9621 | 167.9621 | 26002.374 | 26002.374 | 21.1% | 14.8093 | 1300.1187 | 29.6186 | 3250.2967 | 88.8558 | 5200.4748 | 148.0929 | 6500.5935 | 222.1394 | 5200.4748 | 296.1859 | 2600.2374 | 444.2788 | 1170.1068 | 592.3718 | 780.0712 | 19253.8411 | 96269.2056 | 462092.1868 | 962692.0558 | 1155230.467 | 770153.6447 | 519853.7102 | 462092.1868
2018 | 19876 | Virginia Electric & Power Co | VA | Investor Owned | . | . | . | . | . | . | . | . | . | . | . |  | 266.763 | 1.549 | 172.2163 | 149.604 | 1.303 | 114.815 | 2482946 | N | O | 34.5 | Y | 117.159 | 0.246 | 114.815 | 476.2561 | 476.2561 | 610804.716 | 610804.716 | 24.6% | 41.9917 | 30540.2358 | 83.9834 | 76350.5895 | 251.9503 | 122160.9432 | 419.9172 | 152701.179 | 629.8758 | 122160.9432 | 839.8344 | 61080.4716 | 1259.7516 | 27486.2122 | 1679.6688 | 18324.1415 | 1282437.0481 | 6412185.2406 | 30778489.1548 | 64121852.4057 | 76946222.8869 | 51297481.9246 | 34625800.2991 | 30778489.1548
2018 | 19882 | Virginia Tech Electric Service | VA | State | . | . | . | . | . | . | . | . | . | . | . |  | 39.267 | 0.298 | 131.7685 | . | . | . | 6596 | N | L | 12.5 | N | [6 empty] | 6596 | 100% |  | 329.8 |  | 824.5 |  | 1: 1319.2; 3: 1649; 5: 1319.2; 7: 659.6 | 296.82 |  | 197.88
2018 | 19947 | City of Wadena - (MN) | MN | Municipal | 2.317 | 0.065 | 35.6462 | . | . | . | . | . | . | 2657 | 7.2 | Y | . | . | . | . | . | . | . |  |  | . | [7 empty] | 2657 | 100% |  | 132.85 |  | 332.125 |  | 1: 531.4; 3: 664.25; 5: 531.4; 7: 265.7 | 119.565 |  | 79.71
2018 | 19951 | City of Wadsworth - (OH) | OH | Municipal | 15.59 | 0.251 | 62.1116 | . | . | . | . | . | . | 13617 | 12.5 | Y | . | . | . | . | . | . | . |  |  | . | [7 empty] | 13617 | 100% |  | 680.85 |  | 1702.125 |  | 1: 2723.4; 3: 3404.25; 5: 2723.4; 7: 1361.7 | 612.765 |  | 408.51
2018 | 19974 | Town of Wake Forest - (NC) | NC | Municipal | . | . | . | . | . | . | . | . | . | . | . |  | 107.9 | 1.8 | 59.9444 | . | . | . | 7625.2 | N | L | 13.2 | N | [6 empty] | 7625.2 | 100% |  | 381.26 |  | 953.15 |  | 1: 1525.04; 3: 1906.3; 5: 1525.04; 7: 762.52 | 343.134 |  | 228.756
2018 | 19981 | Wake Electric Membership Corp | NC | Cooperative | 281.8 | 1.978 | 142.4671 | 72.8 | 1.1 | 66.1818 | 278.6 | 1.851 | 150.5132 | 44584 | 24 | Y | . | . | . | . | . | . | . |  |  | . |  | 209 | 0.878 | 66.1818 | 238.041 | 238.041 | 39144.752 | 39144.752 | 87.8% | 20.9882 | 1957.2376 | 41.9764 | 4893.094 | 125.9291 | 7828.9504 | 209.8819 | 9786.188 | 314.8228 | 7828.9504 | 419.7637 | 3914.4752 | 629.6456 | 1761.5138 | 839.5274 | 1174.3426 | 41078.8655 | 205394.3277 | 985892.773 | 2053943.277 | 2464731.9324 | 1643154.6216 | 1109129.3696 | 985892.773
2018 | 20038 | Town of Wallingford - (CT) | CT | Municipal | . | . | . | . | . | . | . | . | . | . | . |  | 295.7 | 0.77 | 384.026 | 29.54 | 0.37 | 79.8378 | 25018 | N | L | 13.8 | N | 266.16 | 0.4 | 79.8378 | 665.4 | 665.4 | 10007.2 | 10007.2 | 40% | 58.6686 | 500.36 | 117.3373 | 1250.9 | 352.0118 | 2001.44 | 586.6863 | 2501.8 | 880.0294 | 2001.44 | 1173.3725 | 1000.72 | 1760.0588 | 450.324 | 2346.745 | 300.216 | 29355.4337 | 146777.1686 | 704530.4091 | 1467771.6855 | 1761326.0226 | 1174217.3484 | 792596.7102 | 704530.4091
2018 | 20065 | Walton Electric Member Corp | GA | Cooperative | 180.635 | 1.922 | 93.9828 | 109.992 | 1.501 | 73.2791 | . | . | . | 124928 | 25 | N | . | . | . | . | . | . | . |  |  | . |  | 70.643 | 0.421 | 73.2791 | 167.7981 | 167.7981 | 52594.688 | 52594.688 | 42.1% | 14.7948 | 2629.7344 | 29.5897 | 6574.336 | 88.769 | 10518.9376 | 147.9484 | 13148.672 | 221.9225 | 10518.9376 | 295.8967 | 5259.4688 | 443.8451 | 2366.761 | 591.7934 | 1577.8406 | 38906.4895 | 194532.4476 | 933755.7483 | 1945324.4755 | 2334389.3706 | 1556259.5804 | 1050475.2168 | 933755.7483
2018 | 20130 | Warren Rural Elec Coop Corp | KY | Cooperative | 332.57 | 2.655 | 125.2618 | 130.24 | 2.116 | 61.5501 | 307.15 | 2.338 | 131.373 | 65220 | 12.5 | Y | . | . | . | . | . | . | . |  |  | . |  | 202.33 | 0.539 | 61.5501 | 375.3803 | 375.3803 | 35153.58 | 35153.58 | 53.9% | 33.0975 | 1757.679 | 66.1949 | 4394.1975 | 198.5847 | 7030.716 | 330.9746 | 8788.395 | 496.4619 | 7030.716 | 661.9492 | 3515.358 | 992.9237 | 1581.9111 | 1323.8983 | 1054.6074 | 58174.7065 | 290873.5327 | 1396192.9569 | 2908735.327 | 3490482.3924 | 2326988.2616 | 1570717.0766 | 1396192.9569
2018 | 20134 | City of Warroad | MN | Municipal | . | . | . | . | . | . | . | . | . | . | . |  | 9.353 | 1.019 | 9.1786 | . | . | . | 959 | N | L | 7.2 | N | [6 empty] | 959 | 100% |  | 47.95 |  | 119.875 |  | 1: 191.8; 3: 239.75; 5: 191.8; 7: 95.9 | 43.155 |  | 28.77
2018 | 20136 | City of Waseca - (MN) | MN | Municipal | 76.4 | 2.22 | 34.4144 | 69 | 2.2 | 31.3636 | 21.3 | 0.22 | 96.8182 | 4182 | 13.8 | N | . | . | . | . | . | . | . |  |  | . |  | 7.4 | 0.02 | 31.3636 | 370 | 370 | 83.64 | 83.64 | 2% | 32.6231 | 4.182 | 65.2461 | 10.455 | 195.7384 | 16.728 | 326.2307 | 20.91 | 489.3461 | 16.728 | 652.4614 | 8.364 | 978.6921 | 3.7638 | 1304.9229 | 2.5092 | 136.4297 | 682.1484 | 3274.3124 | 6821.4842 | 8185.781 | 5457.1874 | 3683.6015 | 3274.3124
2018 | 20146 | Washington Elec Member Corp | GA | Cooperative | 1425.84 | . | . | 451.82 | . | . | 1417.23 | . | . | 15526 | 25 | Y | . | . | . | . | . | . | . |  |  | . |  | 974.02 |  |  |  | 974.02 |  | 15526 | 100% | 85.8798 | 776.3 | 171.7596 | 1940.75 | 515.2788 | 3105.2 | 858.7979 | 3881.5 | 1288.1969 | 3105.2 | 1717.5959 | 1552.6 | 2576.3938 | 698.67 | 3435.1918 | 465.78 | 66668.4843 | 333342.4215 | 1600043.623 | 3333424.2145 | 4000109.0575 | 2666739.3716 | 1800049.0759 | 1600043.623
2018 | 20169 | Avista Corp | ID | Investor Owned | 183 | 0.95 | 192.6316 | 144 | 0.84 | 171.4286 | 163 | 0.85 | 191.7647 | 132900 | 35 | N | . | . | . | . | . | . | . |  |  | . |  | 39 | 0.11 | 171.4286 | 354.5455 | 354.5455 | 14619 | 14619 | 11% | 31.2604 | 730.95 | 62.5209 | 1827.375 | 187.5626 | 2923.8 | 312.6044 | 3654.75 | 468.9066 | 2923.8 | 625.2087 | 1461.9 | 937.8131 | 657.855 | 1250.4175 | 438.57 | 22849.8163 | 114249.0816 | 548395.5915 | 1142490.8156 | 1370988.9787 | 913992.6525 | 616945.0404 | 548395.5915
2018 | 20169 | Avista Corp | WA | Investor Owned | 135 | 0.83 | 162.6506 | 117 | 0.79 | 148.1013 | 118 | 0.71 | 166.1972 | 251366 | 35 | N | . | . | . | . | . | . | . |  |  | . |  | 18 | 0.04 | 148.1013 | 450 | 450 | 10054.64 | 10054.64 | 4% | 39.6767 | 502.732 | 79.3534 | 1256.83 | 238.0602 | 2010.928 | 396.7671 | 2513.66 | 595.1506 | 2010.928 | 793.5342 | 1005.464 | 1190.3012 | 452.4588 | 1587.0683 | 301.6392 | 19946.7509 | 99733.7546 | 478722.022 | 997337.5459 | 1196805.0551 | 797870.0367 | 538562.2748 | 478722.022
2018 | 20187 | Watertown Municipal Utilities | SD | Municipal | 22.319 | 0.433 | 51.545 | . | . | . | . | . | . | 13142 | . | Y | . | . | . | . | . | . | . |  |  | . | [7 empty] | 13142 | 100% |  | 657.1 |  | 1642.75 |  | 1: 2628.4; 3: 3285.5; 5: 2628.4; 7: 1314.2 | 591.39 |  | 394.26
2018 | 20211 | Village of Waunakee - (WI) | WI | Municipal | 33.515 | 0.3 | 111.7167 | 33.515 | 0.3 | 111.7167 | . | . | . | 6524 | 15 | N | . | . | . | . | . | . | . |  |  | . |  | 0 | 0 | 111.7167 |  |  | 0 | 0 | 0% |  | 0 |  | 0 |  | 1: 0; 3: 0; 5: 0; 7: 0 | 0 |  | 0
2018 | 20213 | Waupun Utilities | WI | Municipal | 4.083 | 0.032 | 127.5938 | 4.083 | 0.032 | 127.5938 | 4.083 | 0.032 | 127.5938 | 4420 | 12.4 | Y | . | . | . | . | . | . | . |  |  | . |  | 0 | 0 | 127.5938 |  |  | 0 | 0 | 0% |  | 0 |  | 0 |  | 1: 0; 3: 0; 5: 0; 7: 0 | 0 |  | 0
2018 | 20214 | Waverly Municipal Elec Utility | IA | Municipal | . | . | . | . | . | . | . | . | . | . | . |  | 0.7 | 0.031 | 22.5806 | 0.7 | 0.031 | 22.5806 | 4874 | N | L | 12.5 | Y | 0 | 0 | 22.5806 |  |  | 0 | 0 | 0% |  | 0 |  | 0 |  | 1: 0; 3: 0; 5: 0; 7: 0 | 0 |  | 0
2018 | 20216 | Whitewater Valley Rural EMC | IN | Cooperative | 553.623 | 1.833 | 302.0311 | 131.268 | 1.229 | 106.8088 | 511.464 | 1.37 | 373.3314 | 11941 | 12 | N | . | . | . | . | . | . | . |  |  | . |  | 422.355 | 0.604 | 106.8088 | 699.2632 | 699.2632 | 7212.364 | 7212.364 | 60.4% | 61.6544 | 360.6182 | 123.3087 | 901.5455 | 369.9262 | 1442.4728 | 616.5436 | 1803.091 | 924.8155 | 1442.4728 | 1233.0873 | 721.2364 | 1849.6309 | 324.5564 | 2466.1746 | 216.3709 | 22233.6858 | 111168.4288 | 533608.4584 | 1111684.2884 | 1334021.1461 | 889347.4307 | 600309.5157 | 533608.4584
2018 | 20228 | Weakley County Mun Elec Sys | TN | Municipal | 343.907 | 12.663 | 27.1584 | 254.614 | 11.305 | 22.5222 | 343.907 | 12.663 | 27.1584 | 20398 | 14.4 | N | . | . | . | . | . | . | . |  |  | . |  | 89.293 | 1.358 | 22.5222 | 65.7533 | 89.293 | 27700.484 | 20398 | 100% | 7.873 | 1019.9 | 15.746 | 2549.75 | 47.238 | 4079.6 | 78.7301 | 5099.5 | 118.0951 | 4079.6 | 157.4601 | 2039.8 | 236.1902 | 917.91 | 314.9202 | 611.94 | 8029.6779 | 40148.3897 | 192712.2707 | 401483.8973 | 481780.6767 | 321187.1178 | 216801.3045 | 192712.2707
2018 | 20310 | Town of Wellesley - (MA) | MA | Municipal | . | . | . | . | . | . | . | . | . | . | . |  | 35 | 0.83 | 42.1687 | . | . | . | 10124 | N | L | 13.8 | N | [6 empty] | 10124 | 100% |  | 506.2 |  | 1265.5 |  | 1: 2024.8; 3: 2531; 5: 2024.8; 7: 1012.4 | 455.58 |  | 303.72
2018 | 20318 | Webster Electric Coop | MO | Cooperative | . | . | . | . | . | . | . | . | . | . | . |  | 102 | 1.03 | 99.0291 | 90.103 | 1.02 | 88.3363 | 18520 | N | L | 25 | N | 11.897 | 0.01 | 88.3363 | 1189.7 | 1189.7 | 185.2 | 185.2 | 1% | 104.8964 | 9.26 | 209.7928 | 23.15 | 629.3784 | 37.04 | 1048.964 | 46.3 | 1573.446 | 37.04 | 2097.928 | 18.52 | 3146.892 | 8.334 | 4195.856 | 5.556 | 971.3407 | 4856.7033 | 23312.1759 | 48567.0331 | 58280.4397 | 38853.6265 | 26226.1979 | 23312.1759
2018 | 20334 | Wellsborough Electric Co | PA | Investor Owned | . | . | . | . | . | . | . | . | . | . | . |  | 191.04 | 1.43 | 133.5944 | 191.04 | 1.43 | 133.5944 | 6337 | N | F | 15 | Y | 0 | 0 | 133.5944 |  |  | 0 | 0 | 0% |  | 0 |  | 0 |  | 1: 0; 3: 0; 5: 0; 7: 0 | 0 |  | 0
2018 | 20363 | West Central Electric Coop Inc - (MO) | MO | Cooperative | 104.4 | 0.961 | 108.6368 | 104.4 | 0.961 | 108.6368 | . | . | . | 13980 | 7.6 | Y | . | . | . | . | . | . | . |  |  | . |  | 0 | 0 | 108.6368 |  |  | 0 | 0 | 0% |  | 0 |  | 0 |  | 1: 0; 3: 0; 5: 0; 7: 0 | 0 |  | 0
2018 | 20368 | West Central Electric Coop Inc - (SD) | SD | Cooperative | 220.6 | 1.25 | 176.48 | 91.5 | 1.245 | 73.494 | 215 | 0.828 | 259.6618 | 6859 | 25 | Y | . | . | . | . | . | . | . |  |  | . |  | 129.1 | 0.005 | 73.494 | 25820 | 25820 | 34.295 | 34.295 | 0.5% | 2276.5614 | 1.7147 | 4553.1227 | 4.2869 | 13659.3681 | 6.859 | 22765.6135 | 8.5737 | 34148.4203 | 6.859 | 45531.227 | 3.4295 | 68296.8406 | 1.5433 | 91062.4541 | 1.0288 | 3903.7336 | 19518.6679 | 93689.6059 | 195186.6789 | 234224.0147 | 156149.3431 | 105400.8066 | 93689.6059
2018 | 20387 | West Penn Power Company | PA | Investor Owned | 400.111 | 1.438 | 278.2413 | 170.627 | 1.153 | 147.9853 | 356.4 | 1.26 | 282.8571 | 716367 | 25 | Y | . | . | . | . | . | . | . |  |  | . |  | 229.484 | 0.285 | 147.9853 | 805.207 | 805.207 | 204164.595 | 204164.595 | 28.5% | 70.9955 | 10208.2298 | 141.991 | 25520.5744 | 425.9729 | 40832.919 | 709.9548 | 51041.1488 | 1064.9321 | 40832.919 | 1419.9095 | 20416.4595 | 2129.8643 | 9187.4068 | 2839.819 | 6124.9379 | 724738.1247 | 3623690.6237 | 17393714.9937 | 36236906.2369 | 43484287.4843 | 28989524.9895 | 19567929.3679 | 17393714.9937
2018 | 20404 | AEP Texas North Company | TX | Investor Owned | 182 | 1.567 | 116.1455 | 136 | 1.399 | 97.2123 | 110.6 | 1.001 | 110.4895 | 191798 | 35 | Y | . | . | . | . | . | . | . |  |  | . |  | 46 | 0.168 | 97.2123 | 273.8095 | 273.8095 | 32222.064 | 32222.064 | 16.8% | 24.1419 | 1611.1032 | 48.2838 | 4027.758 | 144.8515 | 6444.4128 | 241.4191 | 8055.516 | 362.1287 | 6444.4128 | 482.8382 | 3222.2064 | 724.2574 | 1449.9929 | 965.6765 | 966.6619 | 38895.1124 | 194475.5621 | 933482.698 | 1944755.6209 | 2333706.745 | 1555804.4967 | 1050168.0353 | 933482.698
2018 | 20422 | Whetstone Valley Elec Coop Inc | SD | Cooperative | 73.013 | 0.638 | 114.4404 | 41.575 | 0.429 | 96.9114 | 61.96 | 0.534 | 116.03 | 3443 | 13 | N | . | . | . | . | . | . | . |  |  | . |  | 31.438 | 0.209 | 96.9114 | 150.4211 | 150.4211 | 719.587 | 719.587 | 20.9% | 13.2627 | 35.9793 | 26.5254 | 89.9484 | 79.5762 | 143.9174 | 132.6269 | 179.8967 | 198.9404 | 143.9174 | 265.2539 | 71.9587 | 397.8808 | 32.3814 | 530.5078 | 21.5876 | 477.1831 | 2385.9155 | 11452.3945 | 23859.1552 | 28630.9862 | 19087.3241 | 12883.9438 | 11452.3945
2018 | 20456 | Twin Valleys Public Power Dist | NE | Political Subdivision | . | . | . | . | . | . | . | . | . | . | . |  | 78.2 | . | . | . | . | . | 6602 | N | F | 69 | N | [6 empty] | 6602 | 100% |  | 330.1 |  | 825.25 |  | 1: 1320.4; 3: 1650.5; 5: 1320.4; 7: 660.2 | 297.09 |  | 198.06
2018 | 20477 | City of Westerville - (OH) | OH | Municipal | 56.59 | 1.02 | 55.4804 | 24.53 | 0.58 | 42.2931 | 56.59 | 1.02 | 55.4804 | 17220 | 13.2 | Y | . | . | . | . | . | . | . |  |  | . |  | 32.06 | 0.44 | 42.2931 | 72.8636 | 72.8636 | 7576.8 | 7576.8 | 44% | 6.4244 | 378.84 | 12.8488 | 947.1 | 38.5465 | 1515.36 | 64.2442 | 1894.2 | 96.3663 | 1515.36 | 128.4884 | 757.68 | 192.7326 | 340.956 | 256.9768 | 227.304 | 2433.8275 | 12169.1374 | 58411.8595 | 121691.374 | 146029.6488 | 97353.0992 | 65713.342 | 58411.8595
2018 | 20481 | City of Westfield - (MA) | MA | Municipal | . | . | . | . | . | . | . | . | . | . | . |  | 127.67 | 1.54 | 82.9026 | 104.65 | 1.38 | 75.8333 | 18136 | N | L | 22.9 | N | 23.02 | 0.16 | 75.8333 | 143.875 | 143.875 | 2901.76 | 2901.76 | 16% | 12.6855 | 145.088 | 25.3711 | 362.72 | 76.1132 | 580.352 | 126.8553 | 725.44 | 190.2829 | 580.352 | 253.7105 | 290.176 | 380.5658 | 130.5792 | 507.421 | 87.0528 | 1840.5175 | 9202.5875 | 44172.42 | 92025.8751 | 110431.0501 | 73620.7001 | 49693.9725 | 44172.42
2018 | 20510 | Wheatland Electric Coop, Inc | KS | Cooperative | 77.6 | 1.29 | 60.155 | 77.6 | 1.29 | 60.155 | 77.06 | 0.88 | 87.5682 | 32413 | 34.5 | Y | . | . | . | . | . | . | . |  |  | . |  | 0 | 0 | 60.155 |  |  | 0 | 0 | 0% |  | 0 |  | 0 |  | 1: 0; 3: 0; 5: 0; 7: 0 | 0 |  | 0
2018 | 20521 | Wheeling Power Co | WV | Investor Owned | 746.1 | 2.89 | 258.1661 | 695.6 | 2.798 | 248.6062 | 723.5 | 2.823 | 256.2876 | 41547 | 35 | Y | . | . | . | . | . | . | . |  |  | . |  | 50.5 | 0.092 | 248.6061 | 548.913 | 548.913 | 3822.324 | 3822.324 | 9.2% | 48.3979 | 191.1162 | 96.7958 | 477.7905 | 290.3875 | 764.4648 | 483.9792 | 955.581 | 725.9688 | 764.4648 | 967.9583 | 382.2324 | 1451.9375 | 172.0046 | 1935.9167 | 114.6697 | 9249.626 | 46248.1301 | 221991.0242 | 462481.3005 | 554977.5606 | 369985.0404 | 249739.9023 | 221991.0242
2018 | 20576 | White River Electric Assn, Inc | CO | Cooperative | . | . | . | . | . | . | . | . | . | . | . |  | 123.7 | 0.827 | 149.5768 | . | . | . | 3382 | Y | L | 25 | N | [6 empty] | 3382 | 100% |  | 169.1 |  | 422.75 |  | 1: 676.4; 3: 845.5; 5: 676.4; 7: 338.2 | 152.19 |  | 101.46
2018 | 20603 | Northeastern Rural E M C | IN | Cooperative | 55.874 | 0.799 | 69.9299 | 45.021 | 0.748 | 60.1885 | 53.547 | 0.716 | 74.7863 | 30700 | 12.5 | Y | . | . | . | . | . | . | . |  |  | . |  | 10.853 | 0.051 | 60.1885 | 212.8039 | 212.8039 | 1565.7 | 1565.7 | 5.1% | 18.763 | 78.285 | 37.526 | 195.7125 | 112.5781 | 313.14 | 187.6302 | 391.425 | 281.4453 | 313.14 | 375.2604 | 156.57 | 562.8906 | 70.4565 | 750.5208 | 46.971 | 1468.863 | 7344.3152 | 35252.713 | 73443.1521 | 88131.7825 | 58754.5217 | 39659.3021 | 35252.713
2018 | 20639 | Wild Rice Electric Coop, Inc | MN | Cooperative | . | . | . | . | . | . | . | . | . | . | . |  | 167.5 | 1.552 | 107.9253 | 167.5 | 1.552 | 107.9253 | 14200 | Y | F | 7.2 | N | 0 | 0 | 107.9253 |  |  | 0 | 0 | 0% |  | 0 |  | 0 |  | 1: 0; 3: 0; 5: 0; 7: 0 | 0 |  | 0
2018 | 20737 | Willmar Municipal Utilities | MN | Municipal | 7.67 | 0.168 | 45.6548 | 7.67 | 0.168 | 45.6548 | 7.67 | 0.168 | 45.6548 | 9213 | 12.5 | Y | . | . | . | . | . | . | . |  |  | . |  | 0 | 0 | 45.6548 |  |  | 0 | 0 | 0% |  | 0 |  | 0 |  | 1: 0; 3: 0; 5: 0; 7: 0 | 0 |  | 0
2018 | 20785 | City of Wilson | NC | Municipal | 39.6 | 0.704 | 56.25 | 31.53 | 0.597 | 52.8141 | 39.59 | 0.704 | 56.2358 | 37028 | 23 | N | . | . | . | . | . | . | . |  |  | . |  | 8.07 | 0.107 | 52.8141 | 75.4206 | 75.4206 | 3961.996 | 3961.996 | 10.7% | 6.6499 | 198.0998 | 13.2997 | 495.2495 | 39.8992 | 792.3992 | 66.4987 | 990.499 | 99.748 | 792.3992 | 132.9973 | 396.1996 | 199.496 | 178.2898 | 265.9946 | 118.8599 | 1317.3371 | 6586.6854 | 31616.0898 | 65866.8538 | 79040.2245 | 52693.483 | 35568.101 | 31616.0898
2018 | 20806 | City of Windom | MN | Municipal | . | . | . | . | . | . | . | . | . | . | . |  | 252 | 1.21 | 208.2645 | . | . | . | 2464 | Y | F | 13.8 | N | [6 empty] | 2464 | 100% |  | 123.2 |  | 308 |  | 1: 492.8; 3: 616; 5: 492.8; 7: 246.4 | 110.88 |  | 73.92
2018 | 20824 | Village of Winnetka - (IL) | IL | Municipal | . | . | . | . | . | . | . | . | . | . | . |  | 35.077 | 0.514 | 68.2432 | . | . | . | 5510 | N | F | 12.4 | N | [6 empty] | 5510 | 100% |  | 275.5 |  | 688.75 |  | 1: 1102; 3: 1377.5; 5: 1102; 7: 551 | 247.95 |  | 165.3
2018 | 20841 | Wiregrass Electric Coop, Inc | AL | Cooperative | 4116.77 | 3.56 | 1156.3961 | 110.9 | 1.49 | 74.4295 | . | . | . | 24618 | 13.2 | Y | . | . | . | . | . | . | . |  |  | . |  | 4005.87 | 2.07 | 74.4295 | 1935.2029 | 4005.87 | 50959.26 | 24618 | 100% | 353.1994 | 1230.9 | 706.3988 | 3077.25 | 2119.1965 | 4923.6 | 3531.9941 | 6154.5 | 5297.9912 | 4923.6 | 7063.9882 | 2461.8 | 10595.9824 | 1107.81 | 14127.9765 | 738.54 | 434753.1565 | 2173765.7824 | 10434075.7554 | 21737657.8237 | 26085189.3884 | 17390126.2589 | 11738335.2248 | 10434075.7554
2018 | 20847 | Wisconsin Electric Power Co | WI | Investor Owned | 119 | 0.732 | 162.5683 | 70 | 0.595 | 117.6471 | 104 | 0.7 | 148.5714 | 1134188 | 35 | N | . | . | . | . | . | . | . |  |  | . |  | 49 | 0.137 | 117.6471 | 357.6642 | 357.6642 | 155383.756 | 155383.756 | 13.7% | 31.5354 | 7769.1878 | 63.0708 | 19422.9695 | 189.2125 | 31076.7512 | 315.3542 | 38845.939 | 473.0313 | 31076.7512 | 630.7084 | 15538.3756 | 946.0626 | 6992.269 | 1261.4168 | 4661.5127 | 245004.6084 | 1225023.0419 | 5880110.601 | 12250230.4188 | 14700276.5026 | 9800184.335 | 6615124.4262 | 5880110.601
2018 | 20856 | Wisconsin Power & Light Co | WI | Investor Owned | . | . | . | . | . | . | . | . | . | . | . |  | 157.2 | 1.03 | 152.6214 | 93.9 | 0.94 | 99.8936 | 486689 | N | F | 25 | Y | 63.3 | 0.09 | 99.8936 | 703.3333 | 703.3333 | 43802.01 | 43802.01 | 9% | 62.0132 | 2190.1005 | 124.0265 | 5475.2513 | 372.0794 | 8760.402 | 620.1323 | 10950.5025 | 930.1984 | 8760.402 | 1240.2645 | 4380.201 | 1860.3968 | 1971.0904 | 2480.529 | 1314.0603 | 135815.1963 | 679075.9816 | 3259564.7118 | 6790759.8163 | 8148911.7796 | 5432607.853 | 3667010.3008 | 3259564.7118
2018 | 20860 | Wisconsin Public Service Corp | WI | Investor Owned | 118 | 0.972 | 121.3992 | 108 | 0.936 | 115.3846 | 114 | 0.923 | 123.5103 | 450573 | 46 | Y | . | . | . | . | . | . | . |  |  | . |  | 10 | 0.036 | 115.3846 | 277.7778 | 277.7778 | 16220.628 | 16220.628 | 3.6% | 24.4918 | 811.0314 | 48.9836 | 2027.5785 | 146.9508 | 3244.1256 | 244.918 | 4055.157 | 367.3769 | 3244.1256 | 489.8359 | 1622.0628 | 734.7539 | 729.9283 | 979.6718 | 486.6188 | 19863.615 | 99318.0749 | 476726.7597 | 993180.7494 | 1191816.8993 | 794544.5996 | 536317.6047 | 476726.7597
2018 | 20862 | Wisconsin Rapids W W & L Comm | WI | Municipal | . | . | . | . | . | . | . | . | . | . | . |  | 4.8 | 0.075 | 64 | . | . | . | 14159 | N | L | 13.2 | N | [6 empty] | 14159 | 100% |  | 707.95 |  | 1769.875 |  | 1: 2831.8; 3: 3539.75; 5: 2831.8; 7: 1415.9 | 637.155 |  | 424.77
2018 | 20885 | Withlacoochee River Elec Coop | FL | Cooperative | 131.1 | 1.865 | 70.2949 | 131.1 | 1.865 | 70.2949 | 124.2 | 1.752 | 70.8904 | 216886 | 25 | N | . | . | . | . | . | . | . |  |  | . |  | 0 | 0 | 70.2949 |  |  | 0 | 0 | 0% |  | 0 |  | 0 |  | 1: 0; 3: 0; 5: 0; 7: 0 | 0 |  | 0
2018 | 20927 | Wood County Electric Coop, Inc | TX | Cooperative | 473.956 | 3.242 | 146.1925 | 186.344 | 1.991 | 93.5932 | 428.59 | 2.745 | 156.1348 | 36533 | 12.5 | Y | . | . | . | . | . | . | . |  |  | . |  | 287.612 | 1.251 | 93.5932 | 229.9057 | 287.612 | 45702.783 | 36533 | 100% | 25.3589 | 1826.65 | 50.7178 | 4566.625 | 152.1533 | 7306.6 | 253.5888 | 9133.25 | 380.3832 | 7306.6 | 507.1777 | 3653.3 | 760.7665 | 1643.985 | 1014.3553 | 1095.99 | 46321.804 | 231609.0198 | 1111723.2948 | 2316090.1975 | 2779308.237 | 1852872.158 | 1250688.7067 | 1111723.2948
2018 | 20948 | Wise Electric Coop Inc | TX | Cooperative | . | . | . | . | . | . | . | . | . | . | . |  | 492.2 | 2.134 | 230.6467 | 132.6 | 1.55 | 85.5484 | 22481 | N | F | 24.9 | Y | 359.6 | 0.584 | 85.5484 | 615.7534 | 615.7534 | 13128.904 | 13128.904 | 58.4% | 54.2913 | 656.4452 | 108.5825 | 1641.113 | 325.7476 | 2625.7808 | 542.9126 | 3282.226 | 814.369 | 2625.7808 | 1085.8253 | 1312.8904 | 1628.7379 | 590.8007 | 2171.6506 | 393.8671 | 35639.24 | 178196.1999 | 855341.7593 | 1781961.9985 | 2138354.3982 | 1425569.5988 | 962259.4792 | 855341.7593
2018 | 20951 | Woodbury County Rural E C A | IA | Cooperative | . | . | . | . | . | . | . | . | . | . | . |  | 124.182 | 2.063 | 60.1949 | 121.574 | 2.022 | 60.1256 | 3298 | N | L | 7.2 | N | 2.608 | 0.041 | 60.1256 | 63.6098 | 63.6098 | 135.218 | 135.218 | 4.1% | 5.6085 | 6.7609 | 11.217 | 16.9023 | 33.651 | 27.0436 | 56.085 | 33.8045 | 84.1275 | 27.0436 | 112.17 | 13.5218 | 168.255 | 6.0848 | 224.3401 | 4.0565 | 37.9185 | 189.5926 | 910.0444 | 1895.9259 | 2275.1111 | 1516.7407 | 1023.8 | 910.0444
2018 | 20963 | Woodruff Electric Coop Corp | AR | Cooperative | 32.6 | 0.54 | 60.3704 | 32.6 | 0.54 | 60.3704 | 32.6 | 0.54 | 60.3704 | 19592 | 13.2 | N | . | . | . | . | . | . | . |  |  | . |  | 0 | 0 | 60.3704 |  |  | 0 | 0 | 0% |  | 0 |  | 0 |  | 1: 0; 3: 0; 5: 0; 7: 0 | 0 |  | 0
2018 | 20996 | Wright-Hennepin Coop Elec Assn | MN | Cooperative | 46.642 | 0.554 | 84.1913 | 32.04 | 0.393 | 81.5267 | 41.78 | 0.477 | 87.5891 | 49515 | 12 | Y | . | . | . | . | . | . | . |  |  | . |  | 14.602 | 0.161 | 81.5267 | 90.6957 | 90.6957 | 7971.915 | 7971.915 | 16.1% | 7.9967 | 398.5958 | 15.9934 | 996.4894 | 47.9801 | 1594.383 | 79.9668 | 1992.9787 | 119.9502 | 1594.383 | 159.9336 | 797.1915 | 239.9003 | 358.7362 | 319.8671 | 239.1575 | 3187.4417 | 15937.2086 | 76498.6013 | 159372.086 | 191246.5032 | 127497.6688 | 86060.9264 | 76498.6013
2018 | 21002 | York Electric Coop Inc | SC | Cooperative | 127.39 | 1.22 | 104.418 | 82.8 | 0.911 | 90.8891 | 116.62 | 1.08 | 107.9815 | 60303 | 24.9 | N | . | . | . | . | . | . | . |  |  | . |  | 44.59 | 0.309 | 90.8891 | 144.3042 | 144.3042 | 18633.627 | 18633.627 | 30.9% | 12.7234 | 931.6813 | 25.4467 | 2329.2034 | 76.3402 | 3726.7254 | 127.2337 | 4658.4068 | 190.8505 | 3726.7254 | 254.4674 | 1863.3627 | 381.7011 | 838.5132 | 508.9347 | 559.0088 | 11854.1254 | 59270.6268 | 284499.0087 | 592706.2682 | 711247.5218 | 474165.0145 | 320061.3848 | 284499.0087
2018 | 21013 | City of Worthington - (MN) | MN | Municipal | . | . | . | . | . | . | . | . | . | . | . |  | 1.406 | 0.029 | 48.4828 | . | . | . | 5456 | N | L | . | N | [6 empty] | 5456 | 100% |  | 272.8 |  | 682 |  | 1: 1091.2; 3: 1364; 5: 1091.2; 7: 545.6 | 245.52 |  | 163.68
2018 | 21048 | Wyandotte Municipal Serv Comm | MI | Municipal | . | . | . | . | . | . | . | . | . | . | . |  | 16.988 | 0.08 | 212.35 | . | . | . | 12400 | N | L | 13.8 | N | [6 empty] | 12400 | 100% |  | 620 |  | 1550 |  | 1: 2480; 3: 3100; 5: 2480; 7: 1240 | 558 |  | 372
2018 | 21075 | Y-W Electric Assn Inc | CO | Cooperative | 516.4 | . | . | 50.7 | . | . | 513.1 | . | . | 8968 | 15 | N | . | . | . | . | . | . | . |  |  | . |  | 465.7 |  |  |  | 465.7 |  | 8968 | 100% | 41.061 | 448.4 | 82.122 | 1121 | 246.3659 | 1793.6 | 410.6098 | 2242 | 615.9148 | 1793.6 | 821.2197 | 896.8 | 1231.8295 | 403.56 | 1642.4394 | 269.04 | 18411.7455 | 92058.7274 | 441881.8916 | 920587.2741 | 1104704.7289 | 736469.8193 | 497117.128 | 441881.8916
2018 | 21079 | Wyrulec Company | NE | Cooperative | 214.34 | 1.096 | 195.5657 | 119.834 | 0.664 | 180.4729 | . | . | . | 489 | 7.2 | N | . | . | . | . | . | . | . |  |  | . |  | 94.506 | 0.432 | 180.4729 | 218.7639 | 218.7639 | 211.248 | 211.248 | 43.2% | 19.2885 | 10.5624 | 38.577 | 26.406 | 115.7311 | 42.2496 | 192.8851 | 52.812 | 289.3277 | 42.2496 | 385.7703 | 21.1248 | 578.6554 | 9.5062 | 771.5405 | 6.3374 | 203.733 | 1018.665 | 4889.5918 | 10186.6497 | 12223.9796 | 8149.3197 | 5500.7908 | 4889.5918
2018 | 21079 | Wyrulec Company | WY | Cooperative | 151.074 | 0.963 | 156.8785 | 21.913 | 0.768 | 28.5326 | . | . | . | 4783 | 14.4 | N | . | . | . | . | . | . | . |  |  | . |  | 129.161 | 0.195 | 28.5326 | 662.3641 | 662.3641 | 932.685 | 932.685 | 19.5% | 58.4009 | 46.6343 | 116.8019 | 116.5856 | 350.4057 | 186.537 | 584.0095 | 233.1712 | 876.0142 | 186.537 | 1168.019 | 93.2685 | 1752.0285 | 41.9708 | 2336.038 | 27.9806 | 2723.4845 | 13617.4224 | 65363.6275 | 136174.224 | 163409.0688 | 108939.3792 | 73534.081 | 65363.6275
2018 | 21081 | Yampa Valley Electric Assn Inc | CO | Cooperative | 280.1 | 2.427 | 115.41 | 243.8 | 2.137 | 114.0852 | 228.4 | . | . | 26983 | 25 | Y | . | . | . | . | . | . | . |  |  | . |  | 36.3 | 0.29 | 114.0852 | 125.1724 | 125.1724 | 7825.07 | 7825.07 | 29% | 11.0365 | 391.2535 | 22.073 | 978.1337 | 66.2191 | 1565.014 | 110.3651 | 1956.2675 | 165.5476 | 1565.014 | 220.7302 | 782.507 | 331.0953 | 352.1282 | 441.4604 | 234.7521 | 4318.073 | 21590.3652 | 103633.7528 | 215903.6517 | 259084.3821 | 172722.9214 | 116587.9719 | 103633.7528
2018 | 21101 | Village of Yellow Springs - (OH) | OH | Municipal | 64.069 | 0.622 | 103.0048 | . | . | . | . | . | . | 2155 | 12.5 | N | . | . | . | . | . | . | . |  |  | . | [7 empty] | 2155 | 100% |  | 107.75 |  | 269.375 |  | 1: 431; 3: 538.75; 5: 431; 7: 215.5 | 96.975 |  | 64.65
2018 | 21111 | Perennial Public Power Dist | NE | Political Subdivision | . | . | . | . | . | . | . | . | . | . | . |  | 10.144 | 0.067 | 151.403 | 10.144 | 0.067 | 151.403 | 6047 | N | L | 12.5 | Y | 0 | 0 | 151.403 |  |  | 0 | 0 | 0% |  | 0 |  | 0 |  | 1: 0; 3: 0; 5: 0; 7: 0 | 0 |  | 0
2018 | 21158 | City of Zeeland - (MI) | MI | Municipal | 33.497 | 0.528 | 63.4413 | 33.497 | 0.528 | 63.4413 | 33.497 | 0.528 | 63.4413 | 6665 | 12.5 | N | . | . | . | . | . | . | . |  |  | . |  | 0 | 0 | 63.4413 |  |  | 0 | 0 | 0% |  | 0 |  | 0 |  | 1: 0; 3: 0; 5: 0; 7: 0 | 0 |  | 0
2018 | 21244 | Southside Electric Coop, Inc | VA | Cooperative | 2437.4 | 4.318 | 564.4743 | 303.53 | 2.553 | 118.8915 | 2422.7 | 4.149 | 583.9238 | 56719 | 25 | Y | . | . | . | . | . | . | . |  |  | . |  | 2133.87 | 1.765 | 118.8915 | 1208.9915 | 2133.87 | 100109.035 | 56719 | 100% | 188.1443 | 2835.95 | 376.2886 | 7089.875 | 1128.8658 | 11343.8 | 1881.4431 | 14179.75 | 2822.1646 | 11343.8 | 3762.8861 | 5671.9 | 5644.3292 | 2552.355 | 7525.7722 | 1701.57 | 533567.8436 | 2667839.2181 | 12805628.2471 | 26678392.1815 | 32014070.6178 | 21342713.7452 | 14406331.778 | 12805628.2471
2018 | 21513 | Fergus Electric Coop, Inc | MT | Cooperative | . | . | . | . | . | . | . | . | . | . | . |  | 128 | . | . | 113 | . | . | 6494 | N | O | 7.2 | N | 15 |  |  |  | 15 |  | 6494 | 100% | 1.3226 | 324.7 | 2.6451 | 811.75 | 7.9353 | 1298.8 | 13.2256 | 1623.5 | 19.8384 | 1298.8 | 26.4511 | 649.4 | 39.6767 | 292.23 | 52.9023 | 194.82 | 429.4342 | 2147.1712 | 10306.4217 | 21471.712 | 25766.0544 | 17177.3696 | 11594.7245 | 10306.4217
2018 | 21526 | City of Laurens - (SC) | SC | Municipal | . | . | . | . | . | . | . | . | . | . | . |  | 77.601 | 1.199 | 64.7214 | 28.429 | 0.688 | 41.3212 | 5312 | N | L | 12 | N | 49.172 | 0.511 | 41.3212 | 96.227 | 96.227 | 2714.432 | 2714.432 | 51.1% | 8.4844 | 135.7216 | 16.9688 | 339.304 | 50.9063 | 542.8864 | 84.8438 | 678.608 | 127.2657 | 542.8864 | 169.6876 | 271.4432 | 254.5314 | 122.1494 | 339.3752 | 81.433 | 1151.5136 | 5757.5679 | 27636.3259 | 57575.6791 | 69090.8149 | 46060.5432 | 31090.8667 | 27636.3259
2018 | 21538 | Mohave Electric Cooperative, I | AZ | Cooperative | 564.65 | . | . | 523.39 | . | . | 86.91 | . | . | 40957 | 25 | N | . | . | . | . | . | . | . |  |  | . |  | 41.26 |  |  |  | 41.26 |  | 40957 | 100% | 3.6379 | 2047.85 | 7.2758 | 5119.625 | 21.8275 | 8191.4 | 36.3791 | 10239.25 | 54.5687 | 8191.4 | 72.7583 | 4095.7 | 109.1374 | 1843.065 | 145.5165 | 1228.71 | 7449.9007 | 37249.5037 | 178797.618 | 372495.0375 | 446994.045 | 297996.03 | 201147.3202 | 178797.618
2018 | 21567 | Washington-St Tammany E C, Inc | LA | Cooperative | 357.6 | 3.743 | 95.5383 | 357.6 | 3.743 | 95.5383 | 180.1 | 1.91 | 94.2932 | 52729 | 13.2 | Y | . | . | . | . | . | . | . |  |  | . |  | 0 | 0 | 95.5383 |  |  | 0 | 0 | 0% |  | 0 |  | 0 |  | 1: 0; 3: 0; 5: 0; 7: 0 | 0 |  | 0
2018 | 21632 | EnergyUnited Elec Member Corp | NC | Cooperative | 651.48 | 1.774 | 367.2379 | 119.22 | 1.066 | 111.8387 | 603.66 | 1.425 | 423.6211 | 127850 | 12.5 | Y | . | . | . | . | . | . | . |  |  | . |  | 532.26 | 0.708 | 111.8386 | 751.7797 | 751.7797 | 90517.8 | 90517.8 | 70.8% | 66.2848 | 4525.89 | 132.5695 | 11314.725 | 397.7086 | 18103.56 | 662.8476 | 22629.45 | 994.2714 | 18103.56 | 1325.6952 | 9051.78 | 1988.5428 | 4073.301 | 2651.3904 | 2715.534 | 299997.5356 | 1499987.6782 | 7199940.8553 | 14999876.7818 | 17999852.1381 | 11999901.4254 | 8099933.4622 | 7199940.8553
2018 | 22053 | Kentucky Power Co | KY | Investor Owned | 624.3 | 2.554 | 244.4401 | 484.2 | 2.342 | 206.7464 | 606.4 | 2.433 | 249.2396 | 165072 | 35 | Y | . | . | . | . | . | . | . |  |  | . |  | 140.1 | 0.212 | 206.7464 | 660.8491 | 660.8491 | 34995.264 | 34995.264 | 21.2% | 58.2674 | 1749.7632 | 116.5347 | 4374.408 | 349.6042 | 6999.0528 | 582.6737 | 8748.816 | 874.0105 | 6999.0528 | 1165.3473 | 3499.5264 | 1748.021 | 1574.7869 | 2330.6947 | 1049.8579 | 101954.0949 | 509770.4747 | 2446898.2783 | 5097704.7465 | 6117245.6958 | 4078163.7972 | 2752760.5631 | 2446898.2783
2018 | 22500 | Evergy Kansas Central, Inc | KS | Investor Owned | 153.43 | 1.16 | 132.2672 | 92.46 | 0.91 | 101.6044 | 143.4 | 1.01 | 141.9802 | 381392 | 34 | Y | . | . | . | . | . | . | . |  |  | . |  | 60.97 | 0.25 | 101.6044 | 243.88 | 243.88 | 95348 | 95348 | 25% | 21.503 | 4767.4 | 43.006 | 11918.5 | 129.0181 | 19069.6 | 215.0301 | 23837 | 322.5452 | 19069.6 | 430.0602 | 9534.8 | 645.0904 | 4290.66 | 860.1205 | 2860.44 | 102513.4617 | 512567.3087 | 2460323.082 | 5125673.0874 | 6150807.7049 | 4100538.4699 | 2767863.4672 | 2460323.082
2018 | 22815 | Delta Electric Power Assn | MS | Cooperative | 612.36 | 5.145 | 119.0204 | 404.2 | 4.578 | 88.2918 | 603.08 | 4.683 | 128.7807 | 28183 | 24.9 | N | . | . | . | . | . | . | . |  |  | . |  | 208.16 | 0.567 | 88.2918 | 367.1252 | 367.1252 | 15979.761 | 15979.761 | 56.7% | 32.3696 | 798.988 | 64.7392 | 1997.4701 | 194.2176 | 3195.9522 | 323.696 | 3994.9403 | 485.544 | 3195.9522 | 647.392 | 1597.9761 | 971.088 | 719.0892 | 1294.784 | 479.3928 | 25862.9241 | 129314.6204 | 620710.178 | 1293146.2043 | 1551775.4451 | 1034516.9634 | 698298.9503 | 620710.178
2018 | 22822 | Clark County Rural E M C - (IN) | IN | Cooperative | 334.626 | 1.681 | 199.0636 | 141.382 | 1.31 | 107.9252 | 301.286 | 1.306 | 230.6937 | 24286 | 15 | Y | . | . | . | . | . | . | . |  |  | . |  | 193.244 | 0.371 | 107.9252 | 520.8733 | 520.8733 | 9010.106 | 9010.106 | 37.1% | 45.9256 | 450.5053 | 91.8513 | 1126.2632 | 275.5538 | 1802.0212 | 459.2564 | 2252.5265 | 688.8846 | 1802.0212 | 918.5128 | 901.0106 | 1377.7692 | 405.4548 | 1837.0257 | 270.3032 | 20689.7448 | 103448.7241 | 496553.8758 | 1034487.2411 | 1241384.6894 | 827589.7929 | 558623.1102 | 496553.8758
2018 | 23326 | Sierra Electric Coop, Inc | NM | Cooperative | . | . | . | . | . | . | . | . | . | . | . |  | 207.9 | . | . | 207.9 | . | . | 4209 | N | F | 14.4 | N | 0 |  |  |  | 0 |  | 4209 | 100% | 0 | 210.45 | 0 | 526.125 | 0 | 841.8 | 0 | 1052.25 | 0 | 841.8 | 0 | 420.9 | 0 | 189.405 | 0 | 126.27 | 0 | 0 | 0 | 0 | 0 | 0 | 0 | 0
2018 | 24211 | Tucson Electric Power Co | AZ | Investor Owned | 51.39 | 0.78 | 65.8846 | 0 | 0 | . | 51.39 | 0.78 | 65.8846 | 528355 | 14 | Y | . | . | . | . | . | . | . |  |  | . |  | 51.39 | 0.78 |  | 65.8846 | 65.8846 | 412116.9 | 412116.9 | 78% | 5.8091 | 20605.845 | 11.6182 | 51514.6125 | 34.8545 | 82423.38 | 58.0908 | 103029.225 | 87.1362 | 82423.38 | 116.1815 | 41211.69 | 174.2723 | 18545.2605 | 232.3631 | 12363.507 | 119700.941 | 598504.705 | 2872822.584 | 5985047.05 | 7182056.46 | 4788037.64 | 3231925.407 | 2872822.584
2018 | 24558 | City of Escanaba | MI | Municipal | . | . | . | . | . | . | . | . | . | . | . |  | 33.14 | 0.26 | 127.4615 | . | . | . | 7227 | Y | L | 12.5 | N | [6 empty] | 7227 | 100% |  | 361.35 |  | 903.375 |  | 1: 1445.4; 3: 1806.75; 5: 1445.4; 7: 722.7 | 325.215 |  | 216.81
2018 | 24590 | Unitil Energy Systems | NH | Investor Owned | 492.65 | 1.937 | 254.3366 | 115.8 | 1.202 | 96.3394 | 492.65 | 1.937 | 254.3366 | 77595 | 34.5 | Y | . | . | . | . | . | . | . |  |  | . |  | 376.85 | 0.735 | 96.3394 | 512.7211 | 512.7211 | 57032.325 | 57032.325 | 73.5% | 45.2069 | 2851.6163 | 90.4137 | 7129.0406 | 271.2411 | 11406.465 | 452.0686 | 14258.0812 | 678.1028 | 11406.465 | 904.1371 | 5703.2325 | 1356.2057 | 2566.4546 | 1808.2742 | 1710.9697 | 128912.6043 | 644563.0217 | 3093902.504 | 6445630.2168 | 7734756.2601 | 5156504.1734 | 3480640.317 | 3093902.504
2018 | 24753 | Boone County Rural EMC | IN | Cooperative | 95.6 | 0.75 | 127.4667 | 95.6 | 0.75 | 127.4667 | 95.6 | 0.75 | 127.4667 | 14667 | 12.5 | Y | . | . | . | . | . | . | . |  |  | . |  | 0 | 0 | 127.4667 |  |  | 0 | 0 | 0% |  | 0 |  | 0 |  | 1: 0; 3: 0; 5: 0; 7: 0 | 0 |  | 0
2018 | 24889 | Brunswick Electric Member Corp | NC | Cooperative | 3345.817 | 1.82 | 1838.361 | 30.906 | 0.464 | 66.6078 | 3345.817 | 1.82 | 1838.361 | 92040 | . | Y | . | . | . | . | . | . | . |  |  | . |  | 3314.911 | 1.356 | 66.6078 | 2444.6246 | 3314.911 | 124806.24 | 92040 | 100% | 292.2772 | 4602 | 584.5545 | 11505 | 1753.6634 | 18408 | 2922.7724 | 23010 | 4384.1586 | 18408 | 5845.5447 | 9204 | 8768.3171 | 4141.8 | 11691.0895 | 2761.2 | 1345059.8462 | 6725299.2309 | 32281436.3081 | 67252992.3086 | 80703590.7703 | 53802393.8469 | 36316615.8466 | 32281436.3081
2018 | 24949 | Cass County Elec Coop Inc | ND | Cooperative | 45.3 | 0.722 | 62.7424 | 33.75 | 0.616 | 54.789 | 40.6 | 0.589 | 68.9304 | 49466 | 25 | Y | . | . | . | . | . | . | . |  |  | . |  | 11.55 | 0.106 | 54.789 | 108.9623 | 108.9623 | 5243.396 | 5243.396 | 10.6% | 9.6073 | 262.1698 | 19.2145 | 655.4245 | 57.6435 | 1048.6792 | 96.0725 | 1310.849 | 144.1088 | 1048.6792 | 192.1451 | 524.3396 | 288.2176 | 235.9528 | 384.2901 | 157.3019 | 2518.7317 | 12593.6583 | 60449.56 | 125936.5834 | 151123.9001 | 100749.2667 | 68005.755 | 60449.56
2018 | 25177 | Dakota Electric Association | MN | Cooperative | 33.98 | 0.47 | 72.2979 | 19.29 | 0.29 | 66.5172 | 33.98 | 0.47 | 72.2979 | 106977 | 12.5 | N | . | . | . | . | . | . | . |  |  | . |  | 14.69 | 0.18 | 66.5172 | 81.6111 | 81.6111 | 19255.86 | 19255.86 | 18% | 7.1957 | 962.793 | 14.3914 | 2406.9825 | 43.1741 | 3851.172 | 71.9569 | 4813.965 | 107.9353 | 3851.172 | 143.9138 | 1925.586 | 215.8707 | 866.5137 | 287.8276 | 577.6758 | 6927.9594 | 34639.7971 | 166271.0262 | 346397.9713 | 415677.5656 | 277118.3771 | 187054.9045 | 166271.0262
2018 | 25295 | Western Indiana Energy REMC | IN | Cooperative | 394.196 | 2.714 | 145.2454 | 243.664 | 2.295 | 106.1717 | 368.177 | 2.049 | 179.6862 | 16816 | 24.9 | Y | . | . | . | . | . | . | . |  |  | . |  | 150.532 | 0.419 | 106.1717 | 359.2649 | 359.2649 | 7045.904 | 7045.904 | 41.9% | 31.6766 | 352.2952 | 63.3531 | 880.738 | 190.0593 | 1409.1808 | 316.7655 | 1761.476 | 475.1483 | 1409.1808 | 633.5311 | 704.5904 | 950.2966 | 317.0657 | 1267.0622 | 211.3771 | 11159.4979 | 55797.4896 | 267827.9501 | 557974.8961 | 669569.8753 | 446379.9169 | 301306.4439 | 267827.9501
2018 | 26510 | Liberty Utilities (Granite State Electri | NH | Investor Owned | 1141.72 | 1.87 | 610.5454 | 158.07 | 1.02 | 154.9706 | 1126.37 | 1.68 | 670.4583 | 44284 | 23 | Y | . | . | . | . | . | . | . |  |  | . |  | 983.65 | 0.85 | 154.9706 | 1157.2353 | 1157.2353 | 37641.4 | 37641.4 | 85% | 102.034 | 1882.07 | 204.0679 | 4705.175 | 612.2038 | 7528.28 | 1020.3397 | 9410.35 | 1530.5096 | 7528.28 | 2040.6794 | 3764.14 | 3061.0191 | 1693.863 | 4081.3589 | 1129.242 | 192035.0769 | 960175.3843 | 4608841.8445 | 9601753.8428 | 11522104.6113 | 7681403.0742 | 5184947.0751 | 4608841.8445
2018 | 26765 | Pella Cooperative Elec Assn | IA | Cooperative | . | . | . | 92.59 | 1.66 | 55.7771 | . | . | . | 3014 | 12.4 | N | . | . | . | . | . | . | . |  |  | . |  |  |  | 55.7771 |  |  |  | 3014 | 100% |  | 150.7 |  | 376.75 |  | 1: 602.8; 3: 753.5; 5: 602.8; 7: 301.4 | 135.63 |  | 90.42
2018 | 26916 | Ravalli County Elec Coop, Inc | MT | Cooperative | 251 | 1.528 | 164.267 | 149.85 | 1.408 | 106.4276 | 225.5 | 1.102 | 204.6279 | 10547 | 24.9 | N | . | . | . | . | . | . | . |  |  | . |  | 101.15 | 0.12 | 106.4276 | 842.9167 | 842.9167 | 1265.64 | 1265.64 | 12% | 74.3204 | 63.282 | 148.6407 | 158.205 | 445.9221 | 253.128 | 743.2035 | 316.41 | 1114.8053 | 253.128 | 1486.4071 | 126.564 | 2229.6106 | 56.9538 | 2972.8141 | 37.9692 | 4703.1406 | 23515.7028 | 112875.3734 | 235157.0279 | 282188.4335 | 188125.6223 | 126984.7951 | 112875.3734
2018 | 26934 | Red Lake Electric Coop, Inc | MN | Cooperative | . | . | . | . | . | . | . | . | . | . | . |  | 86.562 | 0.713 | 121.4053 | 63.163 | 0.549 | 115.051 | 5472 | N | F | 7.2 | N | 23.399 | 0.164 | 115.051 | 142.6768 | 142.6768 | 897.408 | 897.408 | 16.4% | 12.5799 | 44.8704 | 25.1598 | 112.176 | 75.4793 | 179.4816 | 125.7988 | 224.352 | 188.6982 | 179.4816 | 251.5976 | 89.7408 | 377.3965 | 40.3834 | 503.1953 | 26.9222 | 564.4643 | 2822.3217 | 13547.1442 | 28223.217 | 33867.8605 | 22578.5736 | 15240.5372 | 13547.1442
2018 | 26939 | Red River Valley Coop Pwr Assn | MN | Cooperative | 159.815 | 0.845 | 189.1302 | 159.815 | 0.845 | 189.1302 | 128.901 | 0.644 | 200.1568 | 4628 | 12.5 | Y | . | . | . | . | . | . | . |  |  | . |  | 0 | 0 | 189.1302 |  |  | 0 | 0 | 0% |  | 0 |  | 0 |  | 1: 0; 3: 0; 5: 0; 7: 0 | 0 |  | 0
2018 | 27222 | City of Ripley - (TN) | TN | Municipal | 111.35 | 3.04 | 36.6283 | 49.697 | 1.538 | 32.3127 | . | . | . | 6420 | 13.2 | Y | . | . | . | . | . | . | . |  |  | . |  | 61.653 | 1.502 | 32.3127 | 41.0473 | 61.653 | 9642.84 | 6420 | 100% | 5.436 | 321 | 10.8719 | 802.5 | 32.6158 | 1284 | 54.3597 | 1605 | 81.5396 | 1284 | 108.7195 | 642 | 163.0792 | 288.9 | 217.4389 | 192.6 | 1744.9475 | 8724.7375 | 41878.7402 | 87247.3755 | 104696.8506 | 69797.9004 | 47113.5827 | 41878.7402
2018 | 27238 | Southwest Electric Coop, Inc | MO | Cooperative | 148.02 | 1.22 | 121.3279 | 100.65 | 0.99 | 101.6667 | . | . | . | 41208 | 7.2 | N | . | . | . | . | . | . | . |  |  | . |  | 47.37 | 0.23 | 101.6667 | 205.9565 | 205.9565 | 9477.84 | 9477.84 | 23% | 18.1593 | 473.892 | 36.3186 | 1184.73 | 108.9557 | 1895.568 | 181.5928 | 2369.46 | 272.3892 | 1895.568 | 363.1856 | 947.784 | 544.7785 | 426.5028 | 726.3713 | 284.3352 | 8605.5384 | 43027.692 | 206532.9216 | 430276.9199 | 516332.3039 | 344221.5359 | 232349.5368 | 206532.9216
2018 | 27316 | Town of Stowe- (VT) | VT | Municipal | . | . | . | . | . | . | . | . | . | . | . |  | 444.606 | 2.8 | 158.7879 | 444.606 | 2.8 | 158.7879 | 4226 | N | F | 34.5 | N | 0 | 0 | 158.7879 |  |  | 0 | 0 | 0% |  | 0 |  | 0 |  | 1: 0; 3: 0; 5: 0; 7: 0 | 0 |  | 0
2018 | 27422 | Todd-Wadena Electric Coop | MN | Cooperative | 145.971 | 0.698 | 209.1275 | 145.917 | 0.68 | 214.5838 | 42.664 | 0.283 | 150.7562 | 8712 | 7.2 | N | . | . | . | . | . | . | . |  |  | . |  | 0.054 | 0.018 | 214.5838 | 3 | 3 | 156.816 | 156.816 | 1.8% | 0.26451 | 7.8408 | 0.52902 | 19.602 | 1.5871 | 31.3632 | 2.6451 | 39.204 | 3.9677 | 31.3632 | 5.2902 | 15.6816 | 7.9353 | 7.0567 | 10.5805 | 4.7045 | 2.074 | 10.3699 | 49.7755 | 103.699 | 124.4389 | 82.9592 | 55.9975 | 49.7755
2018 | 27599 | Carroll-White REMC | IN | Cooperative | 322.6 | . | . | 322.6 | . | . | . | . | . | 14705 | . | Y | . | . | . | . | . | . | . |  |  | . |  | 0 |  |  |  | 0 |  | 14705 | 100% | 0 | 735.25 | 0 | 1838.125 | 0 | 2941 | 0 | 3676.25 | 0 | 2941 | 0 | 1470.5 | 0 | 661.725 | 0 | 441.15 | 0 | 0 | 0 | 0 | 0 | 0 | 0 | 0
2018 | 28541 | Clatskanie Peoples Util Dist | OR | Political Subdivision | 154.911 | 1.39 | 111.4468 | 54.122 | . | . | . | . | . | 4615 | 13.8 | N | . | . | . | . | . | . | . |  |  | . |  | 100.789 |  |  |  | 100.789 |  | 4615 | 100% | 8.8866 | 230.75 | 17.7732 | 576.875 | 53.3197 | 923 | 88.8661 | 1153.75 | 133.2992 | 923 | 177.7323 | 461.5 | 266.5984 | 207.675 | 355.4645 | 138.45 | 2050.5859 | 10252.9295 | 49214.0616 | 102529.295 | 123035.154 | 82023.436 | 55365.8193 | 49214.0616
2018 | 28604 | Kerrville Public Utility Board | TX | Municipal | 56.013 | 0.737 | 76.0014 | 21.227 | 0.291 | 72.945 | 56.013 | 0.737 | 76.0014 | 22886 | 12.5 | N | . | . | . | . | . | . | . |  |  | . |  | 34.786 | 0.446 | 72.945 | 77.9955 | 77.9955 | 10207.156 | 10207.156 | 44.6% | 6.8769 | 510.3578 | 13.7538 | 1275.8945 | 41.2614 | 2041.4312 | 68.769 | 2551.789 | 103.1535 | 2041.4312 | 137.538 | 1020.7156 | 206.307 | 459.322 | 275.076 | 306.2147 | 3509.6799 | 17548.3996 | 84232.3182 | 175483.9962 | 210580.7954 | 140387.1969 | 94761.3579 | 84232.3182
2018 | 28978 | City of San Marcos - (TX) | TX | Municipal | 57.656 | 0.374 | 154.1604 | . | . | . | . | . | . | 24723 | 12.4 | N | . | . | . | . | . | . | . |  |  | . | [7 empty] | 24723 | 100% |  | 1236.15 |  | 3090.375 |  | 1: 4944.6; 3: 6180.75; 5: 4944.6; 7: 2472.3 | 1112.535 |  | 741.69
2018 | 30517 | Pioneer Electric Coop, Inc - (AL) | AL | Cooperative | 497.896 | 3.012 | 165.3041 | 220.339 | 2.371 | 92.9308 | 494.404 | 2.967 | 166.6343 | 12468 | 24.9 | Y | . | . | . | . | . | . | . |  |  | . |  | 277.557 | 0.641 | 92.9308 | 433.0062 | 433.0062 | 7991.988 | 7991.988 | 64.1% | 38.1784 | 399.5994 | 76.3567 | 998.9985 | 229.0702 | 1598.3976 | 381.7836 | 1997.997 | 572.6754 | 1598.3976 | 763.5672 | 799.1988 | 1145.3508 | 359.6395 | 1527.1344 | 239.7596 | 15256.05 | 76280.25 | 366145.2001 | 762802.5002 | 915363.0003 | 610242.0002 | 411913.3501 | 366145.2001
2018 | 30518 | Electrical Dist No3 Pinal County | AZ | Political Subdivision | 145.28 | 1.24 | 117.1613 | 41.02 | 0.59 | 69.5254 | 144.99 | 1.23 | 117.8781 | 26000 | 12.4 | Y | . | . | . | . | . | . | . |  |  | . |  | 104.26 | 0.65 | 69.5254 | 160.4 | 160.4 | 16900 | 16900 | 65% | 14.1425 | 845 | 28.2851 | 2112.5 | 84.8553 | 3380 | 141.4254 | 4225 | 212.1381 | 3380 | 282.8508 | 1690 | 424.2763 | 760.5 | 565.7017 | 507 | 11950.4482 | 59752.241 | 286810.7568 | 597522.41 | 717026.892 | 478017.928 | 322662.1014 | 286810.7568
2018 | 31833 | Okefenoke Rural El Member Corp | FL | Cooperative | 506.389 | 3.776 | 134.1073 | 191.142 | 2.8 | 68.265 | 496.235 | 3.382 | 146.7283 | 6093 | 25 | Y | . | . | . | . | . | . | . |  |  | . |  | 315.247 | 0.976 | 68.265 | 322.999 | 322.999 | 5946.768 | 5946.768 | 97.6% | 28.479 | 297.3384 | 56.9579 | 743.346 | 170.8738 | 1189.3536 | 284.7897 | 1486.692 | 427.1845 | 1189.3536 | 569.5794 | 594.6768 | 854.3691 | 267.6046 | 1139.1588 | 178.403 | 8467.8911 | 42339.4556 | 203229.3871 | 423394.5564 | 508073.4677 | 338715.6451 | 228633.0605 | 203229.3871
2018 | 31833 | Okefenoke Rural El Member Corp | GA | Cooperative | 509.341 | 2.913 | 174.851 | 208.387 | 2.292 | 90.9193 | 491.512 | 2.745 | 179.0572 | 30277 | 25 | Y | . | . | . | . | . | . | . |  |  | . |  | 300.954 | 0.621 | 90.9193 | 484.628 | 484.628 | 18802.017 | 18802.017 | 62.1% | 42.7299 | 940.1009 | 85.4598 | 2350.2521 | 256.3793 | 3760.4034 | 427.2988 | 4700.5042 | 640.9482 | 3760.4034 | 854.5975 | 1880.2017 | 1281.8963 | 846.0908 | 1709.1951 | 564.0605 | 40170.3935 | 200851.9675 | 964089.4439 | 2008519.6748 | 2410223.6098 | 1606815.7398 | 1084600.6244 | 964089.4439
2018 | 36189 | Mid-Ohio Energy Coop, Inc | OH | Cooperative | 88.2 | . | . | 79.19 | . | . | 88.2 | . | . | 8123 | 7.2 | Y | . | . | . | . | . | . | . |  |  | . |  | 9.01 |  |  |  | 9.01 |  | 8123 | 100% | 0.79442 | 406.15 | 1.5888 | 1015.375 | 4.7665 | 1624.6 | 7.9442 | 2030.75 | 11.9162 | 1624.6 | 15.8883 | 812.3 | 23.8325 | 365.535 | 31.7766 | 243.69 | 322.652 | 1613.26 | 7743.6481 | 16132.6003 | 19359.1204 | 12906.0802 | 8711.6042 | 7743.6481
2018 | 38084 | Great Lakes Energy Coop | MI | Cooperative | 873.76 | 2.44 | 358.0984 | 159.46 | 1.41 | 113.0922 | 864.57 | 2.36 | 366.3432 | 124529 | 25 | N | . | . | . | . | . | . | . |  |  | . |  | 714.3 | 1.03 | 113.0922 | 693.4951 | 714.3 | 128264.87 | 124529 | 100% | 62.9802 | 6226.45 | 125.9603 | 15566.125 | 377.881 | 24905.8 | 629.8016 | 31132.25 | 944.7024 | 24905.8 | 1259.6032 | 12452.9 | 1889.4048 | 5603.805 | 2519.2065 | 3735.87 | 392142.8275 | 1960714.1374 | 9411427.8595 | 19607141.374 | 23528569.6488 | 15685713.0992 | 10587856.342 | 9411427.8595
2018 | 40051 | Texas-New Mexico Power Co | TX | Investor Owned | . | . | . | . | . | . | . | . | . | . | . |  | 80.21 | 0.706 | 113.6119 | 72.767 | 0.678 | 107.326 | 242548 | N | F | 59.9 | N | 7.443 | 0.028 | 107.326 | 265.8214 | 265.8214 | 6791.344 | 6791.344 | 2.8% | 23.4376 | 339.5672 | 46.8752 | 848.918 | 140.6256 | 1358.2688 | 234.376 | 1697.836 | 351.564 | 1358.2688 | 468.752 | 679.1344 | 703.128 | 305.6105 | 937.5039 | 203.7403 | 7958.6397 | 39793.1983 | 191007.352 | 397931.9832 | 477518.3799 | 318345.5866 | 214883.271 | 191007.352
2018 | 40165 | Dixie Escalante R E A, Inc | AZ | Cooperative | 46.55 | 0.65 | 71.6154 | 46.55 | 0.65 | 71.6154 | 46.55 | 0.65 | 71.6154 | 2493 | 35 | N | . | . | . | . | . | . | . |  |  | . |  | 0 | 0 | 71.6154 |  |  | 0 | 0 | 0% |  | 0 |  | 0 |  | 1: 0; 3: 0; 5: 0; 7: 0 | 0 |  | 0
2018 | 40165 | Dixie Escalante R E A, Inc | UT | Cooperative | 41.45 | 0.65 | 63.7692 | 41.45 | 0.65 | 63.7692 | 41.45 | 0.65 | 63.7692 | 23317 | 34.5 | N | . | . | . | . | . | . | . |  |  | . |  | 0 | 0 | 63.7692 |  |  | 0 | 0 | 0% |  | 0 |  | 0 |  | 1: 0; 3: 0; 5: 0; 7: 0 | 0 |  | 0
2018 | 40166 | Chickasaw Electric Coop, Inc | TN | Cooperative | . | . | . | . | . | . | . | . | . | . | . |  | 230.36 | 2.607 | 88.3621 | 230.36 | 2.607 | 88.3621 | 20046 | N | F | 25 | Y | 0 | 0 | 88.3621 |  |  | 0 | 0 | 0% |  | 0 |  | 0 |  | 1: 0; 3: 0; 5: 0; 7: 0 | 0 |  | 0
2018 | 40228 | Rappahannock Electric Coop | VA | Cooperative | 1276.44 | 2.99 | 426.903 | 167.81 | 1.577 | 106.4109 | 1269.81 | 2.937 | 432.3493 | 161902 | 34.5 | Y | . | . | . | . | . | . | . |  |  | . |  | 1108.63 | 1.413 | 106.4109 | 784.5931 | 1108.63 | 228767.526 | 161902 | 100% | 97.7484 | 8095.1 | 195.4968 | 20237.75 | 586.4905 | 32380.4 | 977.4842 | 40475.5 | 1466.2263 | 32380.4 | 1954.9684 | 16190.2 | 2932.4526 | 7285.59 | 3909.9368 | 4857.06 | 791283.237 | 3956416.185 | 18990797.6881 | 39564161.8501 | 47476994.2201 | 31651329.4801 | 21364647.3991 | 18990797.6881
2018 | 40236 | Forked Deer Electric Coop, Inc | TN | Cooperative | . | . | . | . | . | . | . | . | . | . | . |  | 138.96 | 1.17 | 118.7692 | . | . | . | 9950 | N | F | 13.2 | Y | [6 empty] | 9950 | 100% |  | 497.5 |  | 1243.75 |  | 1: 1990; 3: 2487.5; 5: 1990; 7: 995 | 447.75 |  | 298.5
2018 | 40302 | North East Mississippi EPA | MS | Cooperative | . | . | . | . | . | . | . | . | . | . | . |  | 131.97 | 0.758 | 174.1029 | 107.008 | 0.728 | 146.989 | 26288 | N | L | 25 | Y | 24.962 | 0.03 | 146.989 | 832.0667 | 832.0667 | 788.64 | 788.64 | 3% | 73.3637 | 39.432 | 146.7274 | 98.58 | 440.1822 | 157.728 | 733.637 | 197.16 | 1100.4555 | 157.728 | 1467.2741 | 78.864 | 2200.9111 | 35.4888 | 2934.5481 | 23.6592 | 2892.8775 | 14464.3877 | 69429.061 | 144643.8771 | 173572.6526 | 115715.1017 | 78107.6937 | 69429.061
2018 | 40304 | Minnesota Valley Coop L&P Assn | MN | Cooperative | 105 | . | . | 37.6 | . | . | 105 | . | . | 5270 | . | Y | . | . | . | . | . | . | . |  |  | . |  | 67.4 |  |  |  | 67.4 |  | 5270 | 100% | 5.9427 | 263.5 | 11.8854 | 658.75 | 35.6561 | 1054 | 59.4269 | 1317.5 | 89.1403 | 1054 | 118.8538 | 527 | 178.2807 | 237.15 | 237.7076 | 158.1 | 1565.8986 | 7829.493 | 37581.5665 | 78294.9302 | 93953.9162 | 62635.9442 | 42279.2623 | 37581.5665
2018 | 40438 | Columbia River Peoples Ut Dist | OR | Political Subdivision | 46.122 | 0.441 | 104.585 | 25.047 | 0.334 | 74.991 | 46.122 | 0.441 | 104.585 | 19443 | 12.5 | N | . | . | . | . | . | . | . |  |  | . |  | 21.075 | 0.107 | 74.991 | 196.9626 | 196.9626 | 2080.401 | 2080.401 | 10.7% | 17.3663 | 104.02 | 34.7326 | 260.0501 | 104.1977 | 416.0802 | 173.6629 | 520.1002 | 260.4943 | 416.0802 | 347.3257 | 208.0401 | 520.9886 | 93.618 | 694.6514 | 62.412 | 1806.4418 | 9032.2092 | 43354.6043 | 90322.0922 | 108386.5107 | 72257.6738 | 48773.9298 | 43354.6043
2018 | 40606 | City of Grand Island - (NE) | NE | Municipal | 116.043 | 2.114 | 54.8926 | 8.24 | 0.276 | 29.8551 | 8.24 | 0.276 | 29.8551 | 25688 | 13.8 | N | . | . | . | . | . | . | . |  |  | . |  | 107.803 | 1.838 | 29.8551 | 58.6523 | 107.803 | 47214.544 | 25688 | 100% | 9.505 | 1284.4 | 19.0101 | 3211 | 57.0302 | 5137.6 | 95.0504 | 6422 | 142.5756 | 5137.6 | 190.1008 | 2568.8 | 285.1512 | 1155.96 | 380.2016 | 770.64 | 12208.2739 | 61041.3695 | 292998.5737 | 610413.6952 | 732496.4343 | 488330.9562 | 329623.3954 | 292998.5737
2018 | 44372 | Oncor Electric Delivery Company LLC | TX | Investor Owned | . | . | . | . | . | . | . | . | . | . | . |  | 153.48 | 1.34 | 114.5373 | 77.99 | 0.8 | 97.4875 | 3502276 | N | F | 25 | Y | 75.49 | 0.54 | 97.4875 | 139.7963 | 139.7963 | 1891229.04 | 1891229.04 | 54% | 12.3259 | 94561.452 | 24.6518 | 236403.63 | 73.9554 | 378245.808 | 123.259 | 472807.26 | 184.8886 | 378245.808 | 246.5181 | 189122.904 | 369.7771 | 85105.3068 | 493.0362 | 56736.8712 | 1165555.3942 | 5827776.9708 | 27973329.4596 | 58277769.7076 | 69933323.6491 | 46622215.7661 | 31469995.6421 | 27973329.4596
2018 | 49986 | Southwest Iowa Rural Elec Coop | IA | Cooperative | 145.634 | 1.688 | 86.2761 | 98.531 | 1.209 | 81.4979 | 125.931 | 1.358 | 92.7327 | 5915 | 12.7 | Y | . | . | . | . | . | . | . |  |  | . |  | 47.103 | 0.479 | 81.4979 | 98.3361 | 98.3361 | 2833.285 | 2833.285 | 47.9% | 8.6703 | 141.6643 | 17.3407 | 354.1606 | 52.022 | 566.657 | 86.7034 | 708.3212 | 130.0551 | 566.657 | 173.4068 | 283.3285 | 260.1102 | 127.4978 | 346.8136 | 84.9985 | 1228.2773 | 6141.3867 | 29478.6563 | 61413.8674 | 73696.6409 | 49131.0939 | 33163.4884 | 29478.6563
2018 | 54913 | NSTAR Electric Company | MA | Investor Owned | 970 | 1.68 | 577.3809 | 85 | 0.83 | 102.4096 | 967 | 1.67 | 579.0419 | 1430397 | 34.5 | Y | . | . | . | . | . | . | . |  |  | . |  | 885 | 0.85 | 102.4096 | 1041.1765 | 1041.1765 | 1215837.45 | 1215837.45 | 85% | 91.801 | 60791.8725 | 183.602 | 151979.6812 | 550.8061 | 243167.49 | 918.0101 | 303959.3625 | 1377.0152 | 243167.49 | 1836.0202 | 121583.745 | 2754.0303 | 54712.6853 | 3672.0405 | 36475.1235 | 5580755.3784 | 27903776.892 | 133938129.0816 | 279037768.9199 | 334845322.7039 | 223230215.1359 | 150680395.2168 | 133938129.0816
2018 | 55787 | City of Moreno Valley - (CA) | CA | Municipal | . | . | . | . | . | . | . | . | . | . | . |  | 5.8 | 0.6 | 9.6667 | 5.8 | 0.6 | 9.6667 | 6529 | Y | F | 12 | N | 0 | 0 | 9.6667 |  |  | 0 | 0 | 0% |  | 0 |  | 0 |  | 1: 0; 3: 0; 5: 0; 7: 0 | 0 |  | 0
2018 | 55937 | Entergy Texas Inc. | TX | Investor Owned | 259.2 | 1.771 | 146.358 | 224.2 | 1.665 | 134.6547 | 242.4 | 1.617 | 149.9072 | 459199 | 34.5 | Y | . | . | . | . | . | . | . |  |  | . |  | 35 | 0.106 | 134.6547 | 330.1887 | 330.1887 | 48675.094 | 48675.094 | 10.6% | 29.1129 | 2433.7547 | 58.2258 | 6084.3867 | 174.6773 | 9735.0188 | 291.1289 | 12168.7735 | 436.6933 | 9735.0188 | 582.2578 | 4867.5094 | 873.3867 | 2190.3792 | 1164.5155 | 1460.2528 | 70853.6297 | 354268.1484 | 1700487.1124 | 3542681.4842 | 4251217.781 | 2834145.1874 | 1913048.0015 | 1700487.1124
2018 | 55982 | Heart of Texas Electric Coop | TX | Cooperative | 114.585 | 1.15 | 99.6391 | 103.359 | 1.027 | 100.6417 | 104.489 | 1.011 | 103.3521 | 21326 | 24.9 | Y | . | . | . | . | . | . | . |  |  | . |  | 11.226 | 0.123 | 100.6417 | 91.2683 | 91.2683 | 2623.098 | 2623.098 | 12.3% | 8.0472 | 131.1549 | 16.0943 | 327.8872 | 48.283 | 524.6196 | 80.4717 | 655.7745 | 120.7075 | 524.6196 | 160.9434 | 262.3098 | 241.415 | 118.0394 | 321.8867 | 78.6929 | 1055.4255 | 5277.1273 | 25330.2111 | 52771.2732 | 63325.5278 | 42217.0185 | 28496.4875 | 25330.2111
2018 | 56146 | Black Hills Colorado Electric, LLC | CO | Investor Owned | 73.454 | 1.019 | 72.0844 | 55.547 | 0.872 | 63.7007 | 72.114 | 0.964 | 74.8071 | 96645 | 35 | Y | . | . | . | . | . | . | . |  |  | . |  | 17.907 | 0.147 | 63.7007 | 121.8163 | 121.8163 | 14206.815 | 14206.815 | 14.7% | 10.7406 | 710.3407 | 21.4812 | 1775.8519 | 64.4436 | 2841.363 | 107.406 | 3551.7038 | 161.109 | 2841.363 | 214.812 | 1420.6815 | 322.2181 | 639.3067 | 429.6241 | 426.2045 | 7629.4872 | 38147.436 | 183107.693 | 381474.3604 | 457769.2325 | 305179.4883 | 205996.1546 | 183107.693
2018 | 56697 | Ameren Illinois Company | IL | Investor Owned | 207.78 | 1.065 | 195.0986 | 110.92 | 0.897 | 123.6566 | 206.41 | 1.047 | 197.1442 | 1244276 | 69 | Y | . | . | . | . | . | . | . |  |  | . |  | 96.86 | 0.168 | 123.6566 | 576.5476 | 576.5476 | 209038.368 | 209038.368 | 16.8% | 50.8345 | 10451.9184 | 101.6689 | 26129.796 | 305.0068 | 41807.6736 | 508.3447 | 52259.592 | 762.5171 | 41807.6736 | 1016.6894 | 20903.8368 | 1525.0341 | 9406.7266 | 2033.3788 | 6271.151 | 531317.7371 | 2656588.6854 | 12751625.6898 | 26565886.8538 | 31879064.2245 | 21252709.483 | 14345578.901 | 12751625.6898
2018 | 57483 | Liberty Utilities | CA | Investor Owned | 287.99 | 2.185 | 131.8032 | 287.99 | 2.185 | 131.8032 | 263.08 | 1.569 | 167.6737 | 46506 | 24.9 | N | . | . | . | . | . | . | . |  |  | . |  | 0 | 0 | 131.8032 |  |  | 0 | 0 | 0% |  | 0 |  | 0 |  | 1: 0; 3: 0; 5: 0; 7: 0 | 0 |  | 0
2018 | 58124 | City of Winter Park - (FL) | FL | Municipal | . | . | . | . | . | . | . | . | . | . | . |  | . | . | . | 1.77 | 0.02 | 88.5 | 15061 | Y | L | 12.5 | N |  |  | 88.5 |  |  |  | 15061 | 100% |  | 753.05 |  | 1882.625 |  | 1: 3012.2; 3: 3765.25; 5: 3012.2; 7: 1506.1 | 677.745 |  | 451.83
2018 | 59013 | PUD No 1 of Jefferson County | WA | Political Subdivision | 357.625 | 2.025 | 176.6049 | 356.767 | 1.19 | 299.8042 | 357.625 | 2.025 | 176.6049 | 19880 | 12.5 | Y | . | . | . | . | . | . | . |  |  | . |  | 0.858 | 0.835 | 299.8042 | 1.0275 | 1.0275 | 16599.8 | 16599.8 | 83.5% | 0.090599 | 829.99 | 0.1812 | 2074.975 | 0.54359 | 3319.96 | 0.90599 | 4149.95 | 1.359 | 3319.96 | 1.812 | 1659.98 | 2.718 | 746.991 | 3.624 | 497.994 | 75.1964 | 375.9818 | 1804.7125 | 3759.8178 | 4511.7813 | 3007.8542 | 2030.3016 | 1804.7125
2018 | 60482 | CKenergy Electric Cooperative | OK | Cooperative | . | . | . | . | . | . | . | . | . | . | . |  | 363.89 | 3.34 | 108.9491 | 294.82 | 3.194 | 92.3043 | 24757 | N | L | 24.9 | Y | 69.07 | 0.146 | 92.3043 | 473.0822 | 473.0822 | 3614.522 | 3614.522 | 14.6% | 41.7119 | 180.7261 | 83.4238 | 451.8152 | 250.2713 | 722.9044 | 417.1188 | 903.6305 | 625.6781 | 722.9044 | 834.2375 | 361.4522 | 1251.3563 | 162.6535 | 1668.475 | 108.4357 | 7538.4246 | 37692.1232 | 180922.1914 | 376921.2322 | 452305.4786 | 301536.9857 | 203537.4654 | 180922.1914
2018 | 60631 | Upper Michigan Energy Resources Corp. | MI | Investor Owned | 245 | 1.16 | 211.2069 | 146 | 0.91 | 160.4396 | 245 | 1.16 | 211.2069 | 37673 | 25 | N | . | . | . | . | . | . | . |  |  | . |  | 99 | 0.25 | 160.4396 | 396 | 396 | 9418.25 | 9418.25 | 25% | 34.9155 | 470.9125 | 69.831 | 1177.2812 | 209.493 | 1883.65 | 349.155 | 2354.5625 | 523.7325 | 1883.65 | 698.3101 | 941.825 | 1047.4651 | 423.8213 | 1396.6201 | 282.5475 | 16442.147 | 82210.7348 | 394611.5268 | 822107.3475 | 986528.817 | 657685.878 | 443937.9677 | 394611.5268
2018 | 60839 | Southern Pioneer Electric Company | KS | Cooperative | 132 | . | . | 132 | . | . | 132 | . | . | 16870 | 13.8 | Y | . | . | . | . | . | . | . |  |  | . |  | 0 |  |  |  | 0 |  | 16870 | 100% | 0 | 843.5 | 0 | 2108.75 | 0 | 3374 | 0 | 4217.5 | 0 | 3374 | 0 | 1687 | 0 | 759.15 | 0 | 506.1 | 0 | 0 | 0 | 0 | 0 | 0 | 0 | 0
2019 | 84 | A & N Electric Coop | MD | Cooperative | . | . | . | . | . | . | . | . | . | . | . |  | 1.9 | 0.004 | 475 | 0.2 | 0.002 | 100 | 310 | Y | O | 12.5 | N | 1.7 | 0.002 | 100 | 850 | 850 | 0.62 | 0.62 | 0.2% | 74.9449 | 0.031 | 149.8898 | 0.0775 | 449.6694 | 0.124 | 749.4489 | 0.155 | 1124.1734 | 0.124 | 1498.8979 | 0.062 | 2248.3468 | 0.0279 | 2997.7957 | 0.0186 | 2.3233 | 11.6165 | 55.759 | 116.1646 | 139.3975 | 92.9317 | 62.7289 | 55.759
2019 | 84 | A & N Electric Coop | VA | Cooperative | . | . | . | . | . | . | . | . | . | . | . |  | 83.4 | 1.3 | 64.1538 | 82 | 1.2 | 68.3333 | 36044 | Y | O | 24.9 | N | 1.4 | 0.1 | 68.3333 | 14 | 14 | 3604.4 | 3604.4 | 10% | 1.2344 | 180.22 | 2.4688 | 450.55 | 7.4063 | 720.88 | 12.3439 | 901.1 | 18.5158 | 720.88 | 24.6877 | 360.44 | 37.0316 | 162.198 | 49.3755 | 108.132 | 222.4611 | 1112.3057 | 5339.0672 | 11123.0566 | 13347.6679 | 8898.4453 | 6006.4506 | 5339.0672
2019 | 97 | Adams Electric Coop | IL | Cooperative | 169.74 | 1.29 | 131.5814 | 169.74 | 1.29 | 131.5814 | 110.9 | 0.409 | 271.1491 | 8665 | 12.5 | Y | . | . | . | . | . | . | . |  |  | . |  | 0 | 0 | 131.5814 |  |  | 0 | 0 | 0% |  | 0 |  | 0 |  | 1: 0; 3: 0; 5: 0; 7: 0 | 0 |  | 0
2019 | 108 | Adams-Columbia Electric Coop | WI | Cooperative | 139.9 | 0.95 | 147.2632 | 139.9 | 0.95 | 147.2632 | 129.3 | 0.871 | 148.4501 | 37405 | 12 | Y | . | . | . | . | . | . | . |  |  | . |  | 0 | 0 | 147.2632 |  |  | 0 | 0 | 0% |  | 0 |  | 0 |  | 1: 0; 3: 0; 5: 0; 7: 0 | 0 |  | 0
2019 | 155 | Agralite Electric Coop | MN | Cooperative | 130.931 | 1.202 | 108.9276 | 128.759 | 1.181 | 109.0254 | 113.066 | 0.913 | 123.8401 | 5367 | 12.4 | Y | . | . | . | . | . | . | . |  |  | . |  | 2.172 | 0.021 | 109.0254 | 103.4286 | 103.4286 | 112.707 | 112.707 | 2.1% | 9.1193 | 5.6353 | 18.2387 | 14.0884 | 54.7161 | 22.5414 | 91.1935 | 28.1767 | 136.7902 | 22.5414 | 182.3869 | 11.2707 | 273.5804 | 5.0718 | 364.7738 | 3.3812 | 51.3907 | 256.9535 | 1233.3768 | 2569.535 | 3083.4421 | 2055.628 | 1387.5489 | 1233.3768
2019 | 162 | Aiken Electric Coop Inc | SC | Cooperative | 228.98 | . | . | 97.72 | . | . | 226.86 | . | . | 47255 | 25 | Y | . | . | . | . | . | . | . |  |  | . |  | 131.26 |  |  |  | 131.26 |  | 47255 | 100% | 11.5733 | 2362.75 | 23.1465 | 5906.875 | 69.4395 | 9451 | 115.7325 | 11813.75 | 173.5988 | 9451 | 231.4651 | 4725.5 | 347.1976 | 2126.475 | 462.9302 | 1417.65 | 27344.7082 | 136723.5408 | 656272.9957 | 1367235.4078 | 1640682.4893 | 1093788.3262 | 738307.1202 | 656272.9957
2019 | 195 | Alabama Power Co | AL | Investor Owned | . | . | . | . | . | . | . | . | . | . | . |  | 176.2 | 1.319 | 133.5861 | 127.1 | 1.088 | 116.8199 | 1484464 | N | F | 34.5 | Y | 49.1 | 0.231 | 116.8199 | 212.5541 | 212.5541 | 342911.184 | 342911.184 | 23.1% | 18.741 | 17145.5592 | 37.482 | 42863.898 | 112.446 | 68582.2368 | 187.4099 | 85727.796 | 281.1149 | 68582.2368 | 374.8199 | 34291.1184 | 562.2298 | 15431.0033 | 749.6398 | 10287.3355 | 321324.8306 | 1606624.1528 | 7711795.9336 | 16066241.5283 | 19279489.8339 | 12852993.2226 | 8675770.4253 | 7711795.9336
2019 | 207 | City of Alameda | CA | Municipal | 94.6 | 1.07 | 88.4112 | . | . | . | . | . | . | 35442 | 12 | Y | . | . | . | . | . | . | . |  |  | . | [7 empty] | 35442 | 100% |  | 1772.1 |  | 4430.25 |  | 1: 7088.4; 3: 8860.5; 5: 7088.4; 7: 3544.2 | 1594.89 |  | 1063.26
2019 | 213 | Alaska Electric Light&Power Co | AK | Investor Owned | 142 | 3.08 | 46.1039 | 79 | 2.08 | 37.9808 | 41 | 0.74 | 55.4054 | 16768 | 12.5 | N | . | . | . | . | . | . | . |  |  | . |  | 63 | 1 | 37.9808 | 63 | 63 | 16768 | 16768 | 100% | 5.5547 | 838.4 | 11.1095 | 2096 | 33.3284 | 3353.6 | 55.5474 | 4192 | 83.3211 | 3353.6 | 111.0948 | 1676.8 | 166.6422 | 754.56 | 222.1896 | 503.04 | 4657.0933 | 23285.4666 | 111770.2395 | 232854.6657 | 279425.5988 | 186283.7325 | 125741.5195 | 111770.2395
2019 | 219 | Alaska Power and Telephone Co | AK | Investor Owned | . | . | . | . | . | . | . | . | . | . | . |  | 312.72 | 8.889 | 35.1806 | . | . | . | 8133 | N | L | 12.5 | Y | [6 empty] | 8133 | 100% |  | 406.65 |  | 1016.625 |  | 1: 1626.6; 3: 2033.25; 5: 1626.6; 7: 813.3 | 365.985 |  | 243.99
2019 | 232 | City of Albemarle - (NC) | NC | Municipal | 166.77 | 1.32 | 126.3409 | 44.05 | 0.53 | 83.1132 | . | . | . | 11821 | 14.4 | N | . | . | . | . | . | . | . |  |  | . |  | 122.72 | 0.79 | 83.1132 | 155.3418 | 155.3418 | 9338.59 | 9338.59 | 79% | 13.6966 | 466.9295 | 27.3931 | 1167.3238 | 82.1793 | 1867.718 | 136.9656 | 2334.6475 | 205.4483 | 1867.718 | 273.9311 | 933.859 | 410.8967 | 420.2366 | 547.8622 | 280.1577 | 6395.326 | 31976.6301 | 153487.8246 | 319766.3012 | 383719.5615 | 255813.041 | 172673.8027 | 153487.8246
2019 | 240 | Albemarle Electric Member Corp | NC | Cooperative | . | . | . | . | . | . | . | . | . | . | . |  | 331.9 | 1.94 | 171.0825 | 158.1 | 1.38 | 114.5652 | 12830 | N | F | 12.5 | Y | 173.8 | 0.56 | 114.5652 | 310.3571 | 310.3571 | 7184.8 | 7184.8 | 56% | 27.3643 | 359.24 | 54.7287 | 898.1 | 164.186 | 1436.96 | 273.6433 | 1796.2 | 410.465 | 1436.96 | 547.2867 | 718.48 | 820.93 | 323.316 | 1094.5733 | 215.544 | 9830.363 | 49151.8148 | 235928.7112 | 491518.1484 | 589821.7781 | 393214.5187 | 265419.8001 | 235928.7112
2019 | 241 | Albertville Municipal Utilities Board | AL | Municipal | 51.71 | 1.371 | 37.717 | 21.624 | 0.418 | 51.7321 | 21.624 | 0.418 | 51.7321 | 10054 | 12.5 | N | . | . | . | . | . | . | . |  |  | . |  | 30.086 | 0.953 | 51.7321 | 31.5698 | 31.5698 | 9581.462 | 9581.462 | 95.3% | 2.7835 | 479.0731 | 5.567 | 1197.6827 | 16.7011 | 1916.2924 | 27.8352 | 2395.3655 | 41.7528 | 1916.2924 | 55.6704 | 958.1462 | 83.5057 | 431.1658 | 111.3409 | 287.4439 | 1333.5106 | 6667.5528 | 32004.2533 | 66675.5277 | 80010.6332 | 53340.4222 | 36004.785 | 32004.2533
2019 | 276 | Alcorn County Elec Power Assn | MS | Cooperative | 1195.32 | 1.667 | 717.0486 | 85.536 | 0.774 | 110.5116 | 1195.32 | 1.667 | 717.0486 | 18489 | 13.1 | N | . | . | . | . | . | . | . |  |  | . |  | 1109.784 | 0.893 | 110.5116 | 1242.7592 | 1242.7592 | 16510.677 | 16510.677 | 89.3% | 109.5747 | 825.5339 | 219.1493 | 2063.8346 | 657.4479 | 3302.1354 | 1095.7466 | 4127.6692 | 1643.6199 | 3302.1354 | 2191.4931 | 1651.0677 | 3287.2397 | 742.9805 | 4382.9863 | 495.3203 | 90457.5887 | 452287.9436 | 2170982.1294 | 4522879.4363 | 5427455.3236 | 3618303.549 | 2442354.8956 | 2170982.1294
2019 | 295 | City of Alexandria - (MN) | MN | Municipal | 28.62 | 0.374 | 76.5241 | . | . | . | . | . | . | 10144 | 13.2 | N | . | . | . | . | . | . | . |  |  | . | [7 empty] | 10144 | 100% |  | 507.2 |  | 1268 |  | 1: 2028.8; 3: 2536; 5: 2028.8; 7: 1014.4 | 456.48 |  | 304.32
2019 | 296 | Alfalfa Electric Coop, Inc | KS | Cooperative | . | . | . | . | . | . | . | . | . | . | . |  | 84.47 | 0.623 | 135.5859 | 14.108 | 0.332 | 42.494 | 949 | N | O | 14.4 | Y | 70.362 | 0.291 | 42.494 | 241.7938 | 241.7938 | 276.159 | 276.159 | 29.1% | 21.3191 | 13.8079 | 42.6381 | 34.5199 | 127.9144 | 55.2318 | 213.1907 | 69.0397 | 319.7861 | 55.2318 | 426.3815 | 27.6159 | 639.5722 | 12.4272 | 852.7629 | 8.2848 | 294.3727 | 1471.8634 | 7064.9445 | 14718.6344 | 17662.3613 | 11774.9075 | 7948.0626 | 7064.9445
2019 | 296 | Alfalfa Electric Coop, Inc | OK | Cooperative | . | . | . | . | . | . | . | . | . | . | . |  | 114.369 | 1.031 | 110.9302 | 34.741 | 0.445 | 78.0697 | 7643 | N | O | 14.4 | Y | 79.628 | 0.586 | 78.0697 | 135.884 | 135.884 | 4478.798 | 4478.798 | 58.6% | 11.981 | 223.9399 | 23.9619 | 559.8497 | 71.8857 | 895.7596 | 119.8095 | 1119.6995 | 179.7143 | 895.7596 | 239.619 | 447.8798 | 359.4285 | 201.5459 | 479.2381 | 134.3639 | 2683.0131 | 13415.0655 | 64392.3143 | 134150.6548 | 160980.7858 | 107320.5239 | 72441.3536 | 64392.3143
2019 | 305 | Alger-Delta Coop Electric Assn | MI | Cooperative | 582.796 | 0.696 | 837.3506 | 55.852 | 0.117 | 477.3675 | 579.996 | 0.672 | 863.0893 | 10119 | 34.5 | Y | . | . | . | . | . | . | . |  |  | . |  | 526.944 | 0.579 | 477.3675 | 910.0933 | 910.0933 | 5858.901 | 5858.901 | 57.9% | 80.2433 | 292.945 | 160.4867 | 732.3626 | 481.4601 | 1171.7802 | 802.4334 | 1464.7252 | 1203.6502 | 1171.7802 | 1604.8669 | 585.8901 | 2407.3003 | 263.6505 | 3209.7338 | 175.767 | 23506.8905 | 117534.4527 | 564165.3728 | 1175344.5267 | 1410413.432 | 940275.6213 | 634686.0444 | 564165.3728
2019 | 329 | Allamakee-Clayton El Coop, Inc | IA | Cooperative | 141.6 | 0.965 | 146.7357 | 141.6 | 0.965 | 146.7357 | 141.6 | 0.965 | 146.7357 | 8940 | 12.5 | Y | . | . | . | . | . | . | . |  |  | . |  | 0 | 0 | 146.7358 |  |  | 0 | 0 | 0% |  | 0 |  | 0 |  | 1: 0; 3: 0; 5: 0; 7: 0 | 0 |  | 0
2019 | 392 | Alpena Power Co | MI | Investor Owned | . | . | . | . | . | . | . | . | . | . | . |  | 96.3 | 0.9 | 107 | 96.3 | 0.9 | 107 | 16475 | N | L | 13.2 | N | 0 | 0 | 107 |  |  | 0 | 0 | 0% |  | 0 |  | 0 |  | 1: 0; 3: 0; 5: 0; 7: 0 | 0 |  | 0
2019 | 407 | Altamaha Electric Member Corp | GA | Cooperative | 118.6 | 0.62 | 191.2903 | 95.1 | 0.47 | 202.3404 | 112 | 0.36 | 311.1111 | 20710 | 24.9 | Y | . | . | . | . | . | . | . |  |  | . |  | 23.5 | 0.15 | 202.3404 | 156.6667 | 156.6667 | 3106.5 | 3106.5 | 15% | 13.8134 | 155.325 | 27.6267 | 388.3125 | 82.8802 | 621.3 | 138.1337 | 776.625 | 207.2006 | 621.3 | 276.2675 | 310.65 | 414.4012 | 139.7925 | 552.5349 | 93.195 | 2145.5621 | 10727.8104 | 51493.4901 | 107278.1043 | 128733.7252 | 85822.4835 | 57930.1763 | 51493.4901
2019 | 554 | City of Ames - (IA) | IA | Municipal | 156 | 0.99 | 157.5758 | 15.79 | 0.19 | 83.1053 | 152.353 | 0.96 | 158.701 | 26948 | 13.8 | N | . | . | . | . | . | . | . |  |  | . |  | 140.21 | 0.8 | 83.1053 | 175.2625 | 175.2625 | 21558.4 | 21558.4 | 80% | 15.453 | 1077.92 | 30.906 | 2694.8 | 92.7179 | 4311.68 | 154.5298 | 5389.6 | 231.7946 | 4311.68 | 309.0595 | 2155.84 | 463.5893 | 970.128 | 618.119 | 646.752 | 16657.0716 | 83285.3581 | 399769.719 | 832853.5812 | 999424.2974 | 666282.865 | 449740.9338 | 399769.719
2019 | 562 | Amicalola Electric Member Corp | GA | Cooperative | 687.13 | 3.09 | 222.3722 | 449.79 | 2.38 | 188.9874 | 685.11 | 3.07 | 223.1629 | 49344 | 25 | N | . | . | . | . | . | . | . |  |  | . |  | 237.34 | 0.71 | 188.9874 | 334.2817 | 334.2817 | 35034.24 | 35034.24 | 71% | 29.4738 | 1751.712 | 58.9475 | 4379.28 | 176.8426 | 7006.848 | 294.7377 | 8758.56 | 442.1066 | 7006.848 | 589.4754 | 3503.424 | 884.2131 | 1576.5408 | 1178.9509 | 1051.0272 | 51629.559 | 258147.7949 | 1239109.4153 | 2581477.9486 | 3097773.5383 | 2065182.3589 | 1393998.0922 | 1239109.4153
2019 | 590 | City of Anaheim - (CA) | CA | Municipal | 42.12 | 0.57 | 73.8947 | 42.12 | 0.57 | 73.8947 | 42.12 | 0.57 | 73.8947 | 120978 | 12 | Y | . | . | . | . | . | . | . |  |  | . |  | 0 | 0 | 73.8947 |  |  | 0 | 0 | 0% |  | 0 |  | 0 |  | 1: 0; 3: 0; 5: 0; 7: 0 | 0 |  | 0
2019 | 599 | Anchorage Municipal Light and Power | AK | Municipal | 70.614 | 0.379 | 186.3166 | 18.38 | 0.132 | 139.2424 | 70.614 | 0.379 | 186.3166 | 31079 | 35 | Y | . | . | . | . | . | . | . |  |  | . |  | 52.234 | 0.247 | 139.2424 | 211.4737 | 211.4737 | 7676.513 | 7676.513 | 24.7% | 18.6457 | 383.8256 | 37.2915 | 959.5641 | 111.8744 | 1535.3026 | 186.4573 | 1919.1282 | 279.686 | 1535.3026 | 372.9147 | 767.6513 | 559.372 | 345.4431 | 745.8293 | 230.2954 | 7156.7104 | 35783.5522 | 171761.0507 | 357835.5223 | 429402.6267 | 286268.4178 | 193231.182 | 171761.0507
2019 | 636 | City of Anderson - (IN) | IN | Municipal | 136.976 | 0.984 | 139.2032 | 108.932 | 0.873 | 124.7789 | 136.976 | 0.984 | 139.2032 | 35742 | 13.2 | Y | . | . | . | . | . | . | . |  |  | . |  | 28.044 | 0.111 | 124.7789 | 252.6486 | 252.6486 | 3967.362 | 3967.362 | 11.1% | 22.2761 | 198.3681 | 44.5523 | 495.9203 | 133.6569 | 793.4724 | 222.7615 | 991.8405 | 334.1422 | 793.4724 | 445.523 | 396.7362 | 668.2844 | 178.5313 | 891.0459 | 119.0209 | 4418.8772 | 22094.3861 | 106053.0531 | 220943.8607 | 265132.6328 | 176755.0886 | 119309.6848 | 106053.0531
2019 | 689 | Connexus Energy | MN | Cooperative | 62.205 | 0.557 | 111.6786 | 29.264 | 0.349 | 83.851 | 52.955 | 0.447 | 118.4676 | 134507.2 | 12.5 | Y | . | . | . | . | . | . | . |  |  | . |  | 32.941 | 0.208 | 83.851 | 158.3702 | 158.3702 | 27977.4976 | 27977.4976 | 20.8% | 13.9636 | 1398.8749 | 27.9271 | 3497.1872 | 83.7814 | 5595.4995 | 139.6357 | 6994.3744 | 209.4536 | 5595.4995 | 279.2715 | 2797.7498 | 418.9072 | 1258.9874 | 558.5429 | 839.3249 | 19533.2917 | 97666.4587 | 468799.0016 | 976664.5867 | 1171997.5041 | 781331.6694 | 527398.8768 | 468799.0016
2019 | 694 | Anza Electric Coop Inc | CA | Cooperative | 414.156 | 4.593 | 90.1711 | 387.642 | 4.173 | 92.8929 | 69.156 | 0.504 | 137.2143 | 6192 | 7.2 | N | . | . | . | . | . | . | . |  |  | . |  | 26.514 | 0.42 | 92.8929 | 63.1286 | 63.1286 | 2600.64 | 2600.64 | 42% | 5.5661 | 130.032 | 11.1322 | 325.08 | 33.3965 | 520.128 | 55.6608 | 650.16 | 83.4911 | 520.128 | 111.3215 | 260.064 | 166.9823 | 117.0288 | 222.643 | 78.0192 | 723.7679 | 3618.8396 | 17370.4299 | 36188.3956 | 43426.0747 | 28950.7165 | 19541.7336 | 17370.4299
2019 | 727 | Appalachian Electric Coop | TN | Cooperative | 362.178 | 3.39 | 106.8372 | 280.133 | 3.23 | 86.7285 | 362.178 | 3.39 | 106.8372 | 47252 | 13.8 | Y | . | . | . | . | . | . | . |  |  | . |  | 82.045 | 0.16 | 86.7285 | 512.7812 | 512.7812 | 7560.32 | 7560.32 | 16% | 45.2122 | 378.016 | 90.4243 | 945.04 | 271.273 | 1512.064 | 452.1216 | 1890.08 | 678.1824 | 1512.064 | 904.2432 | 756.032 | 1356.3648 | 340.2144 | 1808.4864 | 226.8096 | 17090.9199 | 85454.5997 | 410182.0786 | 854545.9971 | 1025455.1965 | 683636.7976 | 461454.8384 | 410182.0786
2019 | 733 | Appalachian Power Co | VA | Investor Owned | 561.6 | 1.999 | 280.9405 | 382.9 | 1.705 | 224.5748 | 525.2 | 1.855 | 283.1267 | 533574 | 35 | Y | . | . | . | . | . | . | . |  |  | . |  | 178.7 | 0.294 | 224.5748 | 607.8231 | 607.8231 | 156870.756 | 156870.756 | 29.4% | 53.592 | 7843.5378 | 107.1841 | 19608.8445 | 321.5523 | 31374.1512 | 535.9205 | 39217.689 | 803.8807 | 31374.1512 | 1071.8409 | 15687.0756 | 1607.7614 | 7059.184 | 2143.6819 | 4706.1227 | 420351.2438 | 2101756.219 | 10088429.851 | 21017562.1896 | 25221074.6275 | 16814049.7517 | 11349483.5824 | 10088429.851
2019 | 733 | Appalachian Power Co | WV | Investor Owned | 900.4 | 3.317 | 271.4501 | 650.8 | 2.883 | 225.7371 | 837.1 | 3.024 | 276.8188 | 420064 | 35 | Y | . | . | . | . | . | . | . |  |  | . |  | 249.6 | 0.434 | 225.7371 | 575.1152 | 575.1152 | 182307.776 | 182307.776 | 43.4% | 50.7082 | 9115.3888 | 101.4163 | 22788.472 | 304.249 | 36461.5552 | 507.0817 | 45576.944 | 760.6226 | 36461.5552 | 1014.1635 | 18230.7776 | 1521.2452 | 8203.8499 | 2028.327 | 5469.2333 | 462224.7218 | 2311123.6091 | 11093393.3237 | 23111236.0911 | 27733483.3093 | 18488988.8729 | 12480067.4892 | 11093393.3237
2019 | 803 | Arizona Public Service Co | AZ | Investor Owned | 118.56 | 0.96 | 123.5 | 86.8 | 0.843 | 102.9656 | 96.84 | 0.86 | 112.6047 | 1261999 | 69 | N | . | . | . | . | . | . | . |  |  | . |  | 31.76 | 0.117 | 102.9656 | 271.453 | 271.453 | 147653.883 | 147653.883 | 11.7% | 23.9341 | 7382.6942 | 47.8683 | 18456.7354 | 143.6048 | 29530.7766 | 239.3414 | 36913.4708 | 359.012 | 29530.7766 | 478.6827 | 14765.3883 | 718.0241 | 6644.4247 | 957.3654 | 4429.6165 | 176698.4052 | 883492.0259 | 4240761.7241 | 8834920.2586 | 10601904.3104 | 7067936.2069 | 4770856.9397 | 4240761.7241
2019 | 814 | Entergy Arkansas LLC | AR | Investor Owned | 529.6 | 2.075 | 255.2289 | 308.8 | 1.72 | 179.5349 | 515.3 | 1.932 | 266.7184 | 725576 | 34.5 | Y | . | . | . | . | . | . | . |  |  | . |  | 220.8 | 0.355 | 179.5349 | 621.9718 | 621.9718 | 257579.48 | 257579.48 | 35.5% | 54.8395 | 12878.974 | 109.6791 | 32197.435 | 329.0373 | 51515.896 | 548.3954 | 64394.87 | 822.5932 | 51515.896 | 1096.7909 | 25757.948 | 1645.1863 | 11591.0766 | 2193.5818 | 7727.3844 | 706277.0645 | 3531385.3226 | 16950649.5483 | 35313853.2256 | 42376623.8707 | 28251082.5805 | 19069480.7418 | 16950649.5483
2019 | 817 | Arkansas Valley Elec Coop Corp | AR | Cooperative | 437.3 | 2.21 | 197.8733 | 181.53 | 1.5 | 121.02 | 385.48 | 1.665 | 231.5195 | 55643 | 14.4 | Y | . | . | . | . | . | . | . |  |  | . |  | 255.77 | 0.71 | 121.02 | 360.2394 | 360.2394 | 39506.53 | 39506.53 | 71% | 31.7625 | 1975.3265 | 63.525 | 4938.3162 | 190.5749 | 7901.306 | 317.6248 | 9876.6325 | 476.4372 | 7901.306 | 635.2496 | 3950.653 | 952.8743 | 1777.7939 | 1270.4991 | 1185.1959 | 62741.2643 | 313706.3213 | 1505790.3423 | 3137063.2131 | 3764475.8557 | 2509650.5705 | 1694014.1351 | 1505790.3423
2019 | 817 | Arkansas Valley Elec Coop Corp | OK | Cooperative | 120.65 | 0.75 | 160.8667 | 56.7 | 0.49 | 115.7143 | 0.874 | 0.144 | 6.0694 | 3612 | 7.2 | Y | . | . | . | . | . | . | . |  |  | . |  | 63.95 | 0.26 | 115.7143 | 245.9615 | 245.9615 | 939.12 | 939.12 | 26% | 21.6865 | 46.956 | 43.3731 | 117.39 | 130.1193 | 187.824 | 216.8654 | 234.78 | 325.2981 | 187.824 | 433.7309 | 93.912 | 650.5963 | 42.2604 | 867.4617 | 28.1736 | 1018.3133 | 5091.5665 | 24439.5192 | 50915.665 | 61098.7979 | 40732.532 | 27494.4591 | 24439.5192
2019 | 887 | Arrowhead Electric Coop, Inc | MN | Cooperative | . | . | . | . | . | . | . | . | . | . | . |  | 95.89 | 2.79 | 34.3692 | . | . | . | 4308 | N | O | 29.4 | Y | [6 empty] | 4308 | 100% |  | 215.4 |  | 538.5 |  | 1: 861.6; 3: 1077; 5: 861.6; 7: 430.8 | 193.86 |  | 129.24
2019 | 902 | Town of Ashburnham - (MA) | MA | Municipal | . | . | . | . | . | . | . | . | . | . | . |  | 18.075 | 18.075 | 1 | 0.711 | 0.711 | 1 | 3060 | Y | L | 13.8 | N | 17.364 | 17.364 | 1 | 1 | 17.364 | 53133.84 | 3060 | 100% | 1.531 | 153 | 3.062 | 382.5 | 9.186 | 612 | 15.3099 | 765 | 22.9649 | 612 | 30.6198 | 306 | 45.9298 | 137.7 | 61.2397 | 91.8 | 234.2418 | 1171.2088 | 5621.8023 | 11712.0882 | 14054.5058 | 9369.6705 | 6324.5276 | 5621.8023
2019 | 925 | Ashley Chicot Elec Coop, Inc | AR | Cooperative | 460.8 | 2.25 | 204.8 | 198.6 | . | . | 369 | . | . | 5127 | 14.4 | N | . | . | . | . | . | . | . |  |  | . |  | 262.2 |  |  |  | 262.2 |  | 5127 | 100% | 23.1183 | 256.35 | 46.2366 | 640.875 | 138.7098 | 1025.4 | 231.183 | 1281.75 | 346.7744 | 1025.4 | 462.3659 | 512.7 | 693.5489 | 230.715 | 924.7318 | 153.81 | 5926.375 | 29631.8751 | 142233.0004 | 296318.7509 | 355582.5011 | 237055.0007 | 160012.1255 | 142233.0004
2019 | 963 | Atlantic City Electric Co | NJ | Investor Owned | 83 | 0.93 | 89.2473 | 76 | 0.89 | 85.3933 | 83 | 0.93 | 89.2473 | 556532 | 68 | Y | . | . | . | . | . | . | . |  |  | . |  | 7 | 0.04 | 85.3933 | 175 | 175 | 22261.28 | 22261.28 | 4% | 15.4298 | 1113.064 | 30.8597 | 2782.66 | 92.579 | 4452.256 | 154.2983 | 5565.32 | 231.4475 | 4452.256 | 308.5966 | 2226.128 | 462.8949 | 1001.7576 | 617.1932 | 667.8384 | 17174.3894 | 85871.9471 | 412185.3461 | 858719.471 | 1030463.3652 | 686975.5768 | 463708.5143 | 412185.3461
2019 | 1009 | City of Austin - (MN) | MN | Municipal | 31.885 | 0.231 | 138.0303 | . | . | . | . | . | . | 11746 | 13.8 | N | . | . | . | . | . | . | . |  |  | . | [7 empty] | 11746 | 100% |  | 587.3 |  | 1468.25 |  | 1: 2349.2; 3: 2936.5; 5: 2349.2; 7: 1174.6 | 528.57 |  | 352.38
2019 | 1015 | Austin Energy | TX | Municipal | 86.42 | 1 | 86.42 | 68.68 | 0.87 | 78.9425 | 83.4 | 0.95 | 87.7895 | 502963 | 35 | Y | . | . | . | . | . | . | . |  |  | . |  | 17.74 | 0.13 | 78.9425 | 136.4615 | 136.4615 | 65385.19 | 65385.19 | 13% | 12.0319 | 3269.2595 | 24.0638 | 8173.1488 | 72.1913 | 13077.038 | 120.3188 | 16346.2975 | 180.4782 | 13077.038 | 240.6375 | 6538.519 | 360.9563 | 2942.3335 | 481.2751 | 1961.5557 | 39335.3282 | 196676.6411 | 944047.8775 | 1966766.4115 | 2360119.6938 | 1573413.1292 | 1062053.8622 | 944047.8775
2019 | 1050 | City of Azusa | CA | Municipal | . | . | . | 42.887 | 0.403 | 106.4193 | . | . | . | 16058 | 12.5 | N | . | . | . | . | . | . | . |  |  | . |  |  |  | 106.4194 |  |  |  | 16058 | 100% |  | 802.9 |  | 2007.25 |  | 1: 3211.6; 3: 4014.5; 5: 3211.6; 7: 1605.8 | 722.61 |  | 481.74
2019 | 1062 | BARC Electric Coop Inc | VA | Cooperative | 949.602 | 4.007 | 236.9858 | 375.25 | 2.66 | 141.0714 | 935.053 | 3.928 | 238.0481 | 12800 | 46 | Y | . | . | . | . | . | . | . |  |  | . |  | 574.352 | 1.347 | 141.0714 | 426.3935 | 574.352 | 17241.6 | 12800 | 100% | 50.6409 | 640 | 101.2818 | 1600 | 303.8453 | 2560 | 506.4088 | 3200 | 759.6132 | 2560 | 1012.8176 | 1280 | 1519.2265 | 576 | 2025.6353 | 384 | 32410.1643 | 162050.8215 | 777843.943 | 1620508.2145 | 1944609.8575 | 1296406.5716 | 875074.4359 | 777843.943
2019 | 1149 | Baldwin County El Member Corp | AL | Cooperative | 75.868 | 1.048 | 72.3931 | 75.868 | 1.048 | 72.3931 | 75.868 | 1.048 | 72.3931 | 77765 | 12.5 | Y | . | . | . | . | . | . | . |  |  | . |  | 0 | 0 | 72.3931 |  |  | 0 | 0 | 0% |  | 0 |  | 0 |  | 1: 0; 3: 0; 5: 0; 7: 0 | 0 |  | 0
2019 | 1167 | Baltimore Gas & Electric Co | MD | Investor Owned | 128.947 | 1.062 | 121.419 | 81.781 | 0.84 | 97.3583 | 128.913 | 1.058 | 121.8459 | 1294802 | 34.5 | Y | . | . | . | . | . | . | . |  |  | . |  | 47.166 | 0.222 | 97.3583 | 212.4595 | 212.4595 | 287446.044 | 287446.044 | 22.2% | 18.7326 | 14372.3022 | 37.4653 | 35930.7555 | 112.3959 | 57489.2088 | 187.3265 | 71861.511 | 280.9897 | 57489.2088 | 374.653 | 28744.6044 | 561.9795 | 12935.072 | 749.306 | 8623.3813 | 269231.2908 | 1346156.454 | 6461550.9794 | 13461564.5405 | 16153877.4486 | 10769251.6324 | 7269244.8519 | 6461550.9794
2019 | 1170 | Bamberg Board of Public Works | SC | Municipal | 1.394 | 0.026 | 53.6154 | 1.394 | 0.026 | 53.6154 | . | . | . | 1758 | 4.8 | N | . | . | . | . | . | . | . |  |  | . |  | 0 | 0 | 53.6154 |  |  | 0 | 0 | 0% |  | 0 |  | 0 |  | 1: 0; 3: 0; 5: 0; 7: 0 | 0 |  | 0
2019 | 1175 | Bandera Electric Coop, Inc | TX | Cooperative | 187.088 | 1.226 | 152.6003 | 45.636 | 0.499 | 91.4549 | 127.612 | 0.971 | 131.4233 | 36872 | 24 | Y | . | . | . | . | . | . | . |  |  | . |  | 141.452 | 0.727 | 91.4549 | 194.5695 | 194.5695 | 26805.944 | 26805.944 | 72.7% | 17.1553 | 1340.2972 | 34.3106 | 3350.743 | 102.9317 | 5361.1888 | 171.5528 | 6701.486 | 257.3292 | 5361.1888 | 343.1056 | 2680.5944 | 514.6584 | 1206.2675 | 686.2112 | 804.1783 | 22993.1733 | 114965.8665 | 551836.1592 | 1149658.6651 | 1379590.3981 | 919726.9321 | 620815.6792 | 551836.1592
2019 | 1179 | Versant Power | ME | Investor Owned | 1138 | 2.795 | 407.1556 | 302 | 1.956 | 154.3967 | 1031 | 2.076 | 496.6281 | 173791 | 35 | Y | . | . | . | . | . | . | . |  |  | . |  | 836 | 0.839 | 154.3967 | 996.4243 | 996.4243 | 145810.649 | 145810.649 | 83.9% | 87.8552 | 7290.5324 | 175.7104 | 18226.3311 | 527.1312 | 29162.1298 | 878.5519 | 36452.6623 | 1317.8279 | 29162.1298 | 1757.1039 | 14581.0649 | 2635.6558 | 6561.4792 | 3514.2077 | 4374.3195 | 640511.1359 | 3202555.6796 | 15372267.2623 | 32025556.7965 | 38430668.1558 | 25620445.4372 | 17293800.6701 | 15372267.2623
2019 | 1233 | City of Barnesville - (MN) | MN | Municipal | . | . | . | . | . | . | . | . | . | . | . |  | 0.533 | 0.007 | 76.1429 | . | . | . | 1531 | Y | F | 2.4 | N | [6 empty] | 1531 | 100% |  | 76.55 |  | 191.375 |  | 1: 306.2; 3: 382.75; 5: 306.2; 7: 153.1 | 68.895 |  | 45.93
2019 | 1251 | Barron Electric Coop | WI | Cooperative | 1352.03 | 2.251 | 600.6353 | 144.72 | 1.07 | 135.2523 | 1352.03 | 2.251 | 600.6353 | 18863 | 12.5 | Y | . | . | . | . | . | . | . |  |  | . |  | 1207.31 | 1.181 | 135.2523 | 1022.2777 | 1207.31 | 22277.203 | 18863 | 100% | 106.4491 | 943.15 | 212.8982 | 2357.875 | 638.6945 | 3772.6 | 1064.4908 | 4715.75 | 1596.7362 | 3772.6 | 2128.9816 | 1886.3 | 3193.4724 | 848.835 | 4257.9633 | 565.89 | 100397.4513 | 501987.2564 | 2409538.8305 | 5019872.5636 | 6023847.0763 | 4015898.0508 | 2710731.1843 | 2409538.8305
2019 | 1273 | Bartlett Electric Coop, Inc | TX | Cooperative | 239.7 | 1.26 | 190.2381 | 97.6 | 0.55 | 177.4546 | 178.3 | 1.15 | 155.0435 | 12169 | 24.9 | Y | . | . | . | . | . | . | . |  |  | . |  | 142.1 | 0.71 | 177.4545 | 200.1408 | 200.1408 | 8639.99 | 8639.99 | 71% | 17.6465 | 431.9995 | 35.293 | 1079.9987 | 105.8791 | 1727.998 | 176.4651 | 2159.9975 | 264.6977 | 1727.998 | 352.9302 | 863.999 | 529.3953 | 388.7996 | 705.8604 | 259.1997 | 7623.2839 | 38116.4195 | 182958.8138 | 381164.1954 | 457397.0345 | 304931.3564 | 205828.6655 | 182958.8138
2019 | 1283 | Bartholomew County Rural E M C | IN | Cooperative | 236.46 | 1.58 | 149.6582 | 75.59 | 0.74 | 102.1487 | 236.46 | 1.58 | 149.6582 | 11680 | 12.5 | Y | . | . | . | . | . | . | . |  |  | . |  | 160.87 | 0.84 | 102.1486 | 191.5119 | 191.5119 | 9811.2 | 9811.2 | 84% | 16.8857 | 490.56 | 33.7714 | 1226.4 | 101.3142 | 1962.24 | 168.8569 | 2452.8 | 253.2854 | 1962.24 | 337.7139 | 981.12 | 506.5708 | 441.504 | 675.4277 | 294.336 | 8283.4457 | 41417.2285 | 198802.6968 | 414172.2851 | 497006.7421 | 331337.8281 | 223653.0339 | 198802.6968
2019 | 1299 | Barton Village, Inc | VT | Municipal | . | . | . | . | . | . | . | . | . | . | . |  | . | 1.15 | . | . | . | . | 2200 | N | O | 13.2 | N | [6 empty] | 2200 | 100% |  | 110 |  | 275 |  | 1: 440; 3: 550; 5: 440; 7: 220 | 99 |  | 66
2019 | 1300 | City of Bartow - (FL) | FL | Municipal | . | . | . | . | . | . | . | . | . | . | . |  | 25.508 | 0.24 | 106.2833 | . | . | . | 12252 | N | L | 35 | N | [6 empty] | 12252 | 100% |  | 612.6 |  | 1531.5 |  | 1: 2450.4; 3: 3063; 5: 2450.4; 7: 1225.2 | 551.34 |  | 367.56
2019 | 1301 | Barton County Elec Coop, Inc | MO | Cooperative | . | . | . | . | . | . | . | . | . | . | . |  | 405.1 | . | . | 155.2 | . | . | 6564 | Y | F | 25 | Y | 249.9 |  |  |  | 249.9 |  | 6564 | 100% | 22.0338 | 328.2 | 44.0676 | 820.5 | 132.2028 | 1312.8 | 220.338 | 1641 | 330.507 | 1312.8 | 440.676 | 656.4 | 661.014 | 295.38 | 881.3519 | 196.92 | 7231.4927 | 36157.4636 | 173555.8254 | 361574.6363 | 433889.5636 | 289259.709 | 195250.3036 | 173555.8254
2019 | 1366 | City of Bay City - (MI) | MI | Municipal | 99.986 | 0.822 | 121.6375 | 99.986 | 0.822 | 121.6375 | 99.986 | 0.822 | 121.6375 | 20243 | 8.3 | Y | . | . | . | . | . | . | . |  |  | . |  | 0 | 0 | 121.6375 |  |  | 0 | 0 | 0% |  | 0 |  | 0 |  | 1: 0; 3: 0; 5: 0; 7: 0 | 0 |  | 0
2019 | 1456 | Town of Bedford - (VA) | VA | Municipal | 372.26 | 1.41 | 264.0142 | 121.24 | . | . | 121.24 | . | . | 6694 | 69 | N | . | . | . | . | . | . | . |  |  | . |  | 251.02 |  |  |  | 251.02 |  | 6694 | 100% | 22.1325 | 334.7 | 44.2651 | 836.75 | 132.7953 | 1338.8 | 221.3255 | 1673.5 | 331.9882 | 1338.8 | 442.651 | 669.4 | 663.9765 | 301.23 | 885.302 | 200.82 | 7407.7643 | 37038.8217 | 177786.3444 | 370388.2175 | 444465.861 | 296310.574 | 200009.6374 | 177786.3444
2019 | 1458 | Beauregard Electric Coop, Inc | LA | Cooperative | . | . | . | . | . | . | . | . | . | . | . |  | 672 | 4.15 | 161.9277 | 150.2 | 1.46 | 102.8767 | 43675 | N | F | 24.9 | Y | 521.8 | 2.69 | 102.8767 | 193.9777 | 521.8 | 117485.75 | 43675 | 100% | 46.0073 | 2183.75 | 92.0147 | 5459.375 | 276.0441 | 8735 | 460.0735 | 10918.75 | 690.1102 | 8735 | 920.147 | 4367.5 | 1380.2204 | 1965.375 | 1840.2939 | 1310.25 | 100468.5452 | 502342.7259 | 2411245.0845 | 5023427.2594 | 6028112.7112 | 4018741.8075 | 2712650.7201 | 2411245.0845
2019 | 1523 | Town of Belmont - (MA) | MA | Municipal | 127.16 | 0.73 | 174.1918 | 127.16 | 0.73 | 174.1918 | 127.16 | 0.73 | 174.1918 | 11739 | 13.8 | N | . | . | . | . | . | . | . |  |  | . |  | 0 | 0 | 174.1918 |  |  | 0 | 0 | 0% |  | 0 |  | 0 |  | 1: 0; 3: 0; 5: 0; 7: 0 | 0 |  | 0
2019 | 1529 | Beltrami Electric Coop, Inc | MN | Cooperative | . | . | . | 77.694 | 0.909 | 85.4719 | . | . | . | 20811 | 12.5 | Y | . | . | . | . | . | . | . |  |  | . |  |  |  | 85.4719 |  |  |  | 20811 | 100% |  | 1040.55 |  | 2601.375 |  | 1: 4162.2; 3: 5202.75; 5: 4162.2; 7: 2081.1 | 936.495 |  | 624.33
2019 | 1571 | Town of Benson - (NC) | NC | Municipal | . | . | . | . | . | . | . | . | . | . | . |  | 471.713 | 3.262 | 144.6085 | 110.126 | 1.93 | 57.0601 | 1767 | N | F | 12.4 | Y | 361.587 | 1.332 | 57.0601 | 271.4617 | 361.587 | 2353.644 | 1767 | 100% | 31.8813 | 88.35 | 63.7626 | 220.875 | 191.2878 | 353.4 | 318.8129 | 441.75 | 478.2194 | 353.4 | 637.6259 | 176.7 | 956.4388 | 79.515 | 1275.2517 | 53.01 | 2816.7123 | 14083.5613 | 67601.094 | 140835.6126 | 169002.7351 | 112668.4901 | 76051.2308 | 67601.094
2019 | 1579 | PUD No 1 of Benton County | WA | Political Subdivision | 44 | 0.31 | 141.9355 | 27.5 | 0.21 | 130.9524 | . | . | . | 54817 | 34.5 | Y | . | . | . | . | . | . | . |  |  | . |  | 16.5 | 0.1 | 130.9524 | 165 | 165 | 5481.7 | 5481.7 | 10% | 14.5481 | 274.085 | 29.0963 | 685.2125 | 87.2888 | 1096.34 | 145.4813 | 1370.425 | 218.2219 | 1096.34 | 290.9625 | 548.17 | 436.4438 | 246.6765 | 581.9251 | 164.451 | 3987.4232 | 19937.1161 | 95698.1572 | 199371.1609 | 239245.3931 | 159496.9287 | 107660.4269 | 95698.1572
2019 | 1591 | Big Country Electric Coop, Inc | TX | Cooperative | . | . | . | . | . | . | . | . | . | . | . |  | 297 | . | . | . | . | . | 13049 | N | L | 69 | Y | [6 empty] | 13049 | 100% |  | 652.45 |  | 1631.125 |  | 1: 2609.8; 3: 3262.25; 5: 2609.8; 7: 1304.9 | 587.205 |  | 391.47
2019 | 1613 | Berkeley Electric Coop Inc | SC | Cooperative | 1144.8 | 2.34 | 489.2308 | 160.4 | 1.48 | 108.3784 | 1133.1 | 2.18 | 519.7706 | 103788 | 24.9 | Y | . | . | . | . | . | . | . |  |  | . |  | 984.4 | 0.86 | 108.3784 | 1144.6512 | 1144.6512 | 89257.68 | 89257.68 | 86% | 100.9244 | 4462.884 | 201.8488 | 11157.21 | 605.5465 | 17851.536 | 1009.2442 | 22314.42 | 1513.8663 | 17851.536 | 2018.4885 | 8925.768 | 3027.7327 | 4016.5956 | 4036.9769 | 2677.7304 | 450413.9921 | 2252069.9603 | 10809935.8096 | 22520699.6032 | 27024839.5239 | 18016559.6826 | 12161177.7857 | 10809935.8096
2019 | 1615 | Town of Berlin - (MD) | MD | Municipal | 128.04 | 2.09 | 61.2632 | 128.04 | 2.09 | 61.2632 | . | . | . | 2417 | 25 | N | . | . | . | . | . | . | . |  |  | . |  | 0 | 0 | 61.2632 |  |  | 0 | 0 | 0% |  | 0 |  | 0 |  | 1: 0; 3: 0; 5: 0; 7: 0 | 0 |  | 0
2019 | 1625 | Benton Rural Electric Assn | WA | Cooperative | . | . | . | . | . | . | . | . | . | . | . |  | 63.472 | 0.63 | 100.7492 | . | . | . | 14559 | N | L | 34.5 | N | [6 empty] | 14559 | 100% |  | 727.95 |  | 1819.875 |  | 1: 2911.8; 3: 3639.75; 5: 2911.8; 7: 1455.9 | 655.155 |  | 436.77
2019 | 1675 | Big Horn Rural Electric Co | WY | Cooperative | 207.96 | 1.29 | 161.2093 | . | . | . | . | . | . | 3775 | 7.2 | N | . | . | . | . | . | . | . |  |  | . | [7 empty] | 3775 | 100% |  | 188.75 |  | 471.875 |  | 1: 755; 3: 943.75; 5: 755; 7: 377.5 | 169.875 |  | 113.25
2019 | 1708 | Big Sandy Rural Elec Coop Corp | KY | Cooperative | 562.18 | 4.095 | 137.2845 | 452.27 | 3.66 | 123.571 | 548.94 | 3.74 | 146.7754 | 12596 | 13.2 | Y | . | . | . | . | . | . | . |  |  | . |  | 109.91 | 0.435 | 123.571 | 252.6667 | 252.6667 | 5479.26 | 5479.26 | 43.5% | 22.2777 | 273.963 | 44.5555 | 684.9075 | 133.6664 | 1095.852 | 222.7774 | 1369.815 | 334.1661 | 1095.852 | 445.5547 | 547.926 | 668.3321 | 246.5667 | 891.1095 | 164.3778 | 6103.2757 | 30516.3783 | 146478.6156 | 305163.7825 | 366196.539 | 244131.026 | 164788.4426 | 146478.6156
2019 | 1723 | Big Bend Electric Coop, Inc | WA | Cooperative | . | . | . | . | . | . | . | . | . | . | . |  | 96.4 | 0.64 | 150.625 | 91.61 | 0.61 | 150.1803 | 9478 | N | O | 24.9 | N | 4.79 | 0.03 | 150.1803 | 159.6667 | 159.6667 | 284.34 | 284.34 | 3% | 14.0779 | 14.217 | 28.1558 | 35.5425 | 84.4673 | 56.868 | 140.7788 | 71.085 | 211.1683 | 56.868 | 281.5577 | 28.434 | 422.3365 | 12.7953 | 563.1154 | 8.5302 | 200.1453 | 1000.7264 | 4803.4866 | 10007.2638 | 12008.7165 | 8005.811 | 5403.9224 | 4803.4866
2019 | 1736 | Blachly-Lane County Coop El Assn | OR | Cooperative | . | . | . | . | . | . | . | . | . | . | . |  | 322.9 | 1.235 | 261.4575 | 322.9 | 1.235 | 261.4575 | 3666 | Y | L | 12.5 | N | 0 | 0 | 261.4575 |  |  | 0 | 0 | 0% |  | 0 |  | 0 |  | 1: 0; 3: 0; 5: 0; 7: 0 | 0 |  | 0
2019 | 1763 | Black River Electric Coop, Inc - (SC) | SC | Cooperative | . | . | . | . | . | . | . | . | . | . | . |  | 189.579 | 1.799 | 105.3802 | 77.3 | 1.321 | 58.5163 | 32350 | N | L | 12.5 | N | 112.279 | 0.478 | 58.5163 | 234.8933 | 234.8933 | 15463.3 | 15463.3 | 47.8% | 20.7107 | 773.165 | 41.4213 | 1932.9125 | 124.2639 | 3092.66 | 207.1065 | 3865.825 | 310.6598 | 3092.66 | 414.213 | 1546.33 | 621.3195 | 695.8485 | 828.4261 | 463.899 | 16012.7508 | 80063.7542 | 384306.0203 | 800637.5422 | 960765.0507 | 640510.0338 | 432344.2728 | 384306.0203
2019 | 1769 | Black Hills Electric Coop, Inc | SD | Cooperative | 566.55 | 2.28 | 248.4868 | 68.68 | 0.45 | 152.6222 | 203.16 | 1.43 | 142.0699 | 10265 | . | Y | . | . | . | . | . | . | . |  |  | . |  | 497.87 | 1.83 | 152.6222 | 272.0601 | 497.87 | 18784.95 | 10265 | 100% | 43.8974 | 513.25 | 87.7949 | 1283.125 | 263.3846 | 2053 | 438.9743 | 2566.25 | 658.4614 | 2053 | 877.9486 | 1026.5 | 1316.9229 | 461.925 | 1755.8971 | 307.95 | 22530.3551 | 112651.7755 | 540728.5226 | 1126517.7553 | 1351821.3064 | 901214.2043 | 608319.5879 | 540728.5226
2019 | 1775 | Black River Electric Coop - (MO) | MO | Cooperative | 736.54 | . | . | 375.47 | . | . | 361.07 | . | . | 24382 | 14.4 | Y | . | . | . | . | . | . | . |  |  | . |  | 361.07 |  |  |  | 361.07 |  | 24382 | 100% | 31.8357 | 1219.1 | 63.6714 | 3047.75 | 191.0143 | 4876.4 | 318.3571 | 6095.5 | 477.5356 | 4876.4 | 636.7142 | 2438.2 | 955.0713 | 1097.19 | 1273.4284 | 731.46 | 38810.9129 | 194054.5644 | 931461.9093 | 1940545.6444 | 2328654.7733 | 1552436.5155 | 1047894.648 | 931461.9093
2019 | 1871 | City of Blooming Prairie - (MN) | MN | Municipal | 137.77 | 1.02 | 135.0686 | 137.77 | 1.02 | 135.0686 | . | . | . | 1090 | 4.1 | N | . | . | . | . | . | . | . |  |  | . |  | 0 | 0 | 135.0686 |  |  | 0 | 0 | 0% |  | 0 |  | 0 |  | 1: 0; 3: 0; 5: 0; 7: 0 | 0 |  | 0
2019 | 1883 | Blue Earth Light & Water | MN | Municipal | 2.99 | 0.04 | 74.75 | . | . | . | . | . | . | 2282 | 12 | N | . | . | . | . | . | . | . |  |  | . | [7 empty] | 2282 | 100% |  | 114.1 |  | 285.25 |  | 1: 456.4; 3: 570.5; 5: 456.4; 7: 228.2 | 102.69 |  | 68.46
2019 | 1884 | BENCO Electric Cooperative | MN | Cooperative | . | . | . | . | . | . | . | . | . | . | . |  | 551.76 | 2.087 | 264.3795 | 152.2 | 1.198 | 127.0451 | 18800 | N | L | 14.7 | Y | 399.56 | 0.889 | 127.0451 | 449.4488 | 449.4488 | 16713.2 | 16713.2 | 88.9% | 39.6281 | 835.66 | 79.2562 | 2089.15 | 237.7687 | 3342.64 | 396.2811 | 4178.3 | 594.4217 | 3342.64 | 792.5622 | 1671.32 | 1188.8433 | 752.094 | 1585.1244 | 501.396 | 33115.6267 | 165578.1337 | 794775.0419 | 1655781.3373 | 1986937.6047 | 1324625.0698 | 894121.9221 | 794775.0419
2019 | 1886 | Blue Grass Energy Coop Corp | KY | Cooperative | 169.638 | 1.305 | 129.9908 | 130.193 | 1.139 | 114.3046 | 162.194 | 1.194 | 135.8409 | 57854 | 25 | Y | . | . | . | . | . | . | . |  |  | . |  | 39.445 | 0.166 | 114.3047 | 237.6205 | 237.6205 | 9603.764 | 9603.764 | 16.6% | 20.9511 | 480.1882 | 41.9022 | 1200.4705 | 125.7066 | 1920.7528 | 209.5111 | 2400.941 | 314.2666 | 1920.7528 | 419.0222 | 960.3764 | 628.5332 | 432.1694 | 838.0443 | 288.1129 | 10060.4748 | 50302.3739 | 241451.3948 | 503023.7392 | 603628.487 | 402418.9913 | 271632.8191 | 241451.3948
2019 | 1889 | Blue Ridge Elec Member Corp - (NC) | NC | Cooperative | 131.4 | 1.39 | 94.5324 | 71.38 | 0.97 | 73.5876 | 131.4 | 1.39 | 94.5324 | 75761 | 15 | Y | . | . | . | . | . | . | . |  |  | . |  | 60.02 | 0.42 | 73.5876 | 142.9048 | 142.9048 | 31819.62 | 31819.62 | 42% | 12.6 | 1590.981 | 25.2 | 3977.4525 | 75.5999 | 6363.924 | 125.9998 | 7954.905 | 188.9997 | 6363.924 | 251.9996 | 3181.962 | 377.9994 | 1431.8829 | 503.9992 | 954.5886 | 20046.3272 | 100231.636 | 481111.8528 | 1002316.36 | 1202779.632 | 801853.088 | 541250.8344 | 481111.8528
2019 | 1890 | Blue Ridge Electric Coop Inc - (SC) | SC | Cooperative | 187.17 | . | . | 133.72 | . | . | 23.82 | . | . | 66733 | 7.2 | N | . | . | . | . | . | . | . |  |  | . |  | 53.45 |  |  |  | 53.45 |  | 66733 | 100% | 4.7127 | 3336.65 | 9.4254 | 8341.625 | 28.2763 | 13346.6 | 47.1271 | 16683.25 | 70.6907 | 13346.6 | 94.2542 | 6673.3 | 141.3813 | 3002.985 | 188.5084 | 2001.99 | 15724.668 | 78623.3398 | 377392.0312 | 786233.3982 | 943480.0779 | 628986.7186 | 424566.035 | 377392.0312
2019 | 1892 | Bluebonnet Electric Coop, Inc | TX | Cooperative | 168.931 | 1.55 | 108.9877 | 102.569 | 1.119 | 91.6613 | 155.521 | 1.339 | 116.1471 | 100409 | 14.4 | N | . | . | . | . | . | . | . |  |  | . |  | 66.362 | 0.431 | 91.6613 | 153.9722 | 153.9722 | 43276.279 | 43276.279 | 43.1% | 13.5758 | 2163.814 | 27.1516 | 5409.5349 | 81.4548 | 8655.2558 | 135.758 | 10819.0698 | 203.6369 | 8655.2558 | 271.5159 | 4327.6279 | 407.2739 | 1947.4326 | 543.0319 | 1298.2884 | 29375.4977 | 146877.4884 | 705011.9444 | 1468774.8842 | 1762529.861 | 1175019.9074 | 793138.4375 | 705011.9444
2019 | 1936 | Bolivar Energy Authority | TN | Municipal | 111.92 | 1.47 | 76.1361 | 51.37 | 0.5 | 102.74 | 111.92 | 1.47 | 76.1361 | 11082 | 12.5 | N | . | . | . | . | . | . | . |  |  | . |  | 60.55 | 0.97 | 102.74 | 62.4227 | 62.4227 | 10749.54 | 10749.54 | 97% | 5.5038 | 537.477 | 11.0077 | 1343.6925 | 33.023 | 2149.908 | 55.0384 | 2687.385 | 82.5575 | 2149.908 | 110.0767 | 1074.954 | 165.1151 | 483.7293 | 220.1535 | 322.4862 | 2958.1856 | 14790.928 | 70996.4544 | 147909.2799 | 177491.1359 | 118327.424 | 79871.0112 | 70996.4544
2019 | 2001 | Boone Electric Coop | MO | Cooperative | 134.08 | 0.89 | 150.6517 | 52.25 | 0.66 | 79.1667 | 134.08 | 0.89 | 150.6517 | 32867 | 13.2 | Y | . | . | . | . | . | . | . |  |  | . |  | 81.83 | 0.23 | 79.1667 | 355.7826 | 355.7826 | 7559.41 | 7559.41 | 23% | 31.3695 | 377.9705 | 62.739 | 944.9262 | 188.2171 | 1511.882 | 313.6952 | 1889.8525 | 470.5428 | 1511.882 | 627.3903 | 755.941 | 941.0855 | 340.1735 | 1254.7807 | 226.7823 | 11856.7521 | 59283.7607 | 284562.0513 | 592837.6069 | 711405.1283 | 474270.0855 | 320132.3077 | 284562.0513
2019 | 2049 | Bowie-Cass Electric Coop, Inc | TX | Cooperative | . | . | . | . | . | . | . | . | . | . | . |  | 647.41 | . | . | 428.13 | . | . | 37907 | N | O | 12.5 | Y | 219.28 |  |  |  | 219.28 |  | 37907 | 100% | 19.334 | 1895.35 | 38.668 | 4738.375 | 116.0041 | 7581.4 | 193.3402 | 9476.75 | 290.0103 | 7581.4 | 386.6804 | 3790.7 | 580.0206 | 1705.815 | 773.3608 | 1137.21 | 36644.7331 | 183223.6655 | 879473.5946 | 1832236.6554 | 2198683.9865 | 1465789.3243 | 989407.7939 | 879473.5946
2019 | 2054 | City of Bowling Green - (OH) | OH | Municipal | 42.483 | 0.864 | 49.1701 | 3.176 | 0.039 | 81.4359 | . | . | . | 14746 | 12.5 | N | . | . | . | . | . | . | . |  |  | . |  | 39.307 | 0.825 | 81.4359 | 47.6448 | 47.6448 | 12165.45 | 12165.45 | 82.5% | 4.2009 | 608.2725 | 8.4017 | 1520.6813 | 25.2052 | 2433.09 | 42.0087 | 3041.3625 | 63.013 | 2433.09 | 84.0174 | 1216.545 | 126.0261 | 547.4452 | 168.0347 | 364.9635 | 2555.2727 | 12776.3635 | 61326.5446 | 127763.6345 | 153316.3614 | 102210.9076 | 68992.3626 | 61326.5446
2019 | 2056 | City of Bowling Green - (KY) | KY | Municipal | 105.213 | 1.383 | 76.0759 | 52.707 | 0.974 | 54.114 | 52.707 | 0.974 | 54.114 | 30891 | 12.5 | N | . | . | . | . | . | . | . |  |  | . |  | 52.506 | 0.409 | 54.114 | 128.3765 | 128.3765 | 12634.419 | 12634.419 | 40.9% | 11.319 | 631.721 | 22.638 | 1579.3024 | 67.9141 | 2526.8838 | 113.1902 | 3158.6047 | 169.7853 | 2526.8838 | 226.3804 | 1263.4419 | 339.5705 | 568.5489 | 452.7607 | 379.0326 | 7150.4607 | 35752.3037 | 171611.0579 | 357523.0373 | 429027.6448 | 286018.4299 | 193062.4402 | 171611.0579
2019 | 2089 | Bozrah Light & Power Company | CT | Municipal | 698.49 | 3.95 | 176.8329 | 176.11 | 1.69 | 104.2071 | 698.49 | 3.95 | 176.8329 | 2767 | 13.8 | Y | . | . | . | . | . | . | . |  |  | . |  | 522.38 | 2.26 | 104.2071 | 231.1416 | 522.38 | 6253.42 | 2767 | 100% | 46.0585 | 138.35 | 92.117 | 345.875 | 276.3509 | 553.4 | 460.5849 | 691.75 | 690.8773 | 553.4 | 921.1697 | 276.7 | 1381.7546 | 124.515 | 1842.3395 | 83.01 | 6372.1916 | 31860.958 | 152932.5983 | 318609.5797 | 382331.4957 | 254887.6638 | 172049.173 | 152932.5983
2019 | 2144 | Town of Braintree - (MA) | MA | Municipal | 11.55 | 0.19 | 60.7895 | 11.55 | 0.19 | 60.7895 | 11.55 | 0.19 | 60.7895 | 16500 | 13.8 | N | . | . | . | . | . | . | . |  |  | . |  | 0 | 0 | 60.7895 |  |  | 0 | 0 | 0% |  | 0 |  | 0 |  | 1: 0; 3: 0; 5: 0; 7: 0 | 0 |  | 0
2019 | 2205 | Village of Brewster - (OH) | OH | Municipal | . | . | . | . | . | . | . | . | . | . | . |  | 99.031 | 0.92 | 107.6424 | 99.031 | 0.92 | 107.6424 | 941 | N | L | 12.5 | N | 0 | 0 | 107.6424 |  |  | 0 | 0 | 0% |  | 0 |  | 0 |  | 1: 0; 3: 0; 5: 0; 7: 0 | 0 |  | 0
2019 | 2212 | Broad River Electric Coop, Inc | SC | Cooperative | . | . | . | . | . | . | . | . | . | . | . |  | 120.65 | . | . | 102.48 | . | . | 22092 | N | F | 12.5 | Y | 18.17 |  |  |  | 18.17 |  | 22092 | 100% | 1.6021 | 1104.6 | 3.2041 | 2761.5 | 9.6123 | 4418.4 | 16.0206 | 5523 | 24.0309 | 4418.4 | 32.0411 | 2209.2 | 48.0617 | 994.14 | 64.0823 | 662.76 | 1769.6325 | 8848.1625 | 42471.1801 | 88481.6253 | 106177.9503 | 70785.3002 | 47780.0776 | 42471.1801
2019 | 2247 | City of Bristol - (TN) | TN | Municipal | 76.382 | 1.492 | 51.1944 | 56.976 | 0.94 | 60.6128 | 56.976 | 0.94 | 60.6128 | 33727 | 69 | N | . | . | . | . | . | . | . |  |  | . |  | 19.406 | 0.552 | 60.6128 | 35.1558 | 35.1558 | 18617.304 | 18617.304 | 55.2% | 3.0997 | 930.8652 | 6.1994 | 2327.163 | 18.5982 | 3723.4608 | 30.997 | 4654.326 | 46.4955 | 3723.4608 | 61.9941 | 1861.7304 | 92.9911 | 837.7787 | 123.9881 | 558.5191 | 2885.4056 | 14427.0278 | 69249.7335 | 144270.2782 | 173124.3338 | 115416.2225 | 77905.9502 | 69249.7335
2019 | 2248 | Bristol Virginia Utilities | VA | Municipal | 26.87 | 0.525 | 51.181 | 15.895 | 0.486 | 32.7058 | 26.87 | 0.525 | 51.181 | 16053 | 13.2 | Y | . | . | . | . | . | . | . |  |  | . |  | 10.975 | 0.039 | 32.7058 | 281.4103 | 281.4103 | 626.067 | 626.067 | 3.9% | 24.8121 | 31.3033 | 49.6241 | 78.2584 | 148.8724 | 125.2134 | 248.1207 | 156.5168 | 372.1811 | 125.2134 | 496.2415 | 62.6067 | 744.3622 | 28.173 | 992.4829 | 18.782 | 776.701 | 3883.505 | 18640.8238 | 38835.0496 | 46602.0595 | 31068.0397 | 20970.9268 | 18640.8238
2019 | 2316 | Brown County Rural Elec Assn | MN | Cooperative | . | . | . | . | . | . | . | . | . | . | . |  | 121 | 1.01 | 119.802 | 35.3 | 0.89 | 39.6629 | 4540 |  | L | 12 | N | 85.7 | 0.12 | 39.6629 | 714.1667 | 714.1667 | 544.8 | 544.8 | 12% | 62.9684 | 27.24 | 125.9368 | 68.1 | 377.8104 | 108.96 | 629.6841 | 136.2 | 944.5261 | 108.96 | 1259.3681 | 54.48 | 1889.0522 | 24.516 | 2518.7362 | 16.344 | 1715.2594 | 8576.2968 | 41166.2248 | 85762.9684 | 102915.5621 | 68610.3747 | 46312.0029 | 41166.2248
2019 | 2409 | Brownsville Public Utilities Board | TX | Municipal | 15.799 | 0.136 | 116.1691 | 14.262 | 0.128 | 111.4219 | 15.799 | 0.136 | 116.1691 | 52520 | 12.5 | N | . | . | . | . | . | . | . |  |  | . |  | 1.537 | 0.008 | 111.4219 | 192.125 | 192.125 | 420.16 | 420.16 | 0.8% | 16.9398 | 21.008 | 33.8795 | 52.52 | 101.6385 | 84.032 | 169.3975 | 105.04 | 254.0963 | 84.032 | 338.795 | 42.016 | 508.1925 | 18.9072 | 677.59 | 12.6048 | 355.8703 | 1779.3514 | 8540.8865 | 17793.5136 | 21352.2163 | 14234.8109 | 9608.4973 | 8540.8865
2019 | 2439 | City of Bryan - (OH) | OH | Municipal | 39.8 | 0.64 | 62.1875 | 39.8 | 0.64 | 62.1875 | . | . | . | 5795 | 12.4 | Y | . | . | . | . | . | . | . |  |  | . |  | 0 | 0 | 62.1875 |  |  | 0 | 0 | 0% |  | 0 |  | 0 |  | 1: 0; 3: 0; 5: 0; 7: 0 | 0 |  | 0
2019 | 2442 | City of Bryan - (TX) | TX | Municipal | . | . | . | . | . | . | . | . | . | . | . |  | 18.502 | 0.246 | 75.2114 | . | . | . | 60347 | N | F | 12.5 | Y | [6 empty] | 60347 | 100% |  | 3017.35 |  | 7543.375 |  | 1: 12069.4; 3: 15086.75; 5: 12069.4; 7: 6034.7 | 2715.615 |  | 1810.41
2019 | 2485 | City of Buffalo - (MN) | MN | Municipal | . | . | . | . | . | . | . | . | . | . | . |  | 19.572 | 0.234 | 83.641 | . | . | . | 6222 | Y | L | 12 | Y | [6 empty] | 6222 | 100% |  | 311.1 |  | 777.75 |  | 1: 1244.4; 3: 1555.5; 5: 1244.4; 7: 622.2 | 279.99 |  | 186.66
2019 | 2502 | Buckeye Rural Elec Coop, Inc | OH | Cooperative | 584.78 | 2.37 | 246.7426 | 494.49 | 2.18 | 226.8303 | . | . | . | 18571 | 12.5 | Y | . | . | . | . | . | . | . |  |  | . |  | 90.29 | 0.19 | 226.8303 | 475.2105 | 475.2105 | 3528.49 | 3528.49 | 19% | 41.8995 | 176.4245 | 83.7991 | 441.0612 | 251.3972 | 705.698 | 418.9953 | 882.1225 | 628.493 | 705.698 | 837.9906 | 352.849 | 1256.986 | 158.782 | 1675.9813 | 105.8547 | 7392.104 | 36960.52 | 177410.4959 | 369605.1999 | 443526.2398 | 295684.1599 | 199586.8079 | 177410.4959
2019 | 2507 | City of Burbank Water and Power | CA | Municipal | . | . | . | . | . | . | . | . | . | . | . |  | 4.639 | 0.315 | 14.727 | 4.639 | 0.315 | 14.727 | 52560 | N | L | 34.5 | N | 0 | 0 | 14.727 |  |  | 0 | 0 | 0% |  | 0 |  | 0 |  | 1: 0; 3: 0; 5: 0; 7: 0 | 0 |  | 0
2019 | 2548 | City of Burlington Electric - (VT) | VT | Municipal | . | . | . | . | . | . | . | . | . | . | . |  | . | 1.03 | . | . | . | . | 21266 | N | F | 13.8 | N | [6 empty] | 21266 | 100% |  | 1063.3 |  | 2658.25 |  | 1: 4253.2; 3: 5316.5; 5: 4253.2; 7: 2126.6 | 956.97 |  | 637.98
2019 | 2641 | Butler Rural El Coop Assn, Inc - (KS) | KS | Cooperative | 102 | 1.49 | 68.4564 | 102 | 1.49 | 68.4564 | 60.12 | 0.87 | 69.1034 | 7575 | 12.5 | N | . | . | . | . | . | . | . |  |  | . |  | 0 | 0 | 68.4564 |  |  | 0 | 0 | 0% |  | 0 |  | 0 |  | 1: 0; 3: 0; 5: 0; 7: 0 | 0 |  | 0
2019 | 2651 | Butler Rural Electric Coop Inc - (OH) | OH | Cooperative | 157.85 | 1.59 | 99.2767 | 110.38 | 1.33 | 82.9925 | 106.94 | 0.83 | 128.8434 | 11440 | 12 | Y | . | . | . | . | . | . | . |  |  | . |  | 47.47 | 0.26 | 82.9925 | 182.5769 | 182.5769 | 2974.4 | 2974.4 | 26% | 16.0979 | 148.72 | 32.1958 | 371.8 | 96.5874 | 594.88 | 160.9789 | 743.6 | 241.4684 | 594.88 | 321.9578 | 297.44 | 482.9368 | 133.848 | 643.9157 | 89.232 | 2394.0785 | 11970.3924 | 57457.8833 | 119703.9236 | 143644.7083 | 95763.1389 | 64640.1187 | 57457.8833
2019 | 2652 | Butler County Rural Elec Coop - (IA) | IA | Cooperative | . | . | . | . | . | . | . | . | . | . | . |  | 80.5 | 1.29 | 62.4031 | 61.4 | 1.26 | 48.7302 | 5110 | N | F | 12.5 | N | 19.1 | 0.03 | 48.7302 | 636.6667 | 636.6667 | 153.3 | 153.3 | 3% | 56.1352 | 7.665 | 112.2704 | 19.1625 | 336.8112 | 30.66 | 561.3519 | 38.325 | 842.0279 | 30.66 | 1122.7039 | 15.33 | 1684.0558 | 6.8985 | 2245.4078 | 4.599 | 430.2763 | 2151.3813 | 10326.6304 | 21513.8134 | 25816.576 | 17211.0507 | 11617.4592 | 10326.6304
2019 | 2655 | Butte Electric Coop, Inc | SD | Cooperative | . | . | . | . | . | . | . | . | . | . | . |  | 47.6 | 0.642 | 74.1433 | 47.6 | 0.642 | 74.1433 | 6150 | N | L | 15 | Y | 0 | 0 | 74.1433 |  |  | 0 | 0 | 0% |  | 0 |  | 0 |  | 1: 0; 3: 0; 5: 0; 7: 0 | 0 |  | 0
2019 | 2812 | City of Calhoun - (GA) | GA | Municipal | 33.288 | 0.795 | 41.8717 | 33.288 | 0.795 | 41.8717 | 33.288 | 0.795 | 41.8717 | 5475 | 7.2 | N | . | . | . | . | . | . | . |  |  | . |  | 0 | 0 | 41.8717 |  |  | 0 | 0 | 0% |  | 0 |  | 0 |  | 1: 0; 3: 0; 5: 0; 7: 0 | 0 |  | 0
2019 | 2849 | Central Electric Power Assn - (MS) | MS | Cooperative | . | . | . | . | . | . | . | . | . | . | . |  | 2222.16 | . | . | 444.84 | . | . | 36818 | N | L | 24.9 | N | 1777.32 |  |  |  | 1777.32 |  | 36818 | 100% | 156.7071 | 1840.9 | 313.4143 | 4602.25 | 940.2428 | 7363.6 | 1567.0713 | 9204.5 | 2350.6069 | 7363.6 | 3134.1425 | 3681.8 | 4701.2138 | 1656.81 | 6268.2851 | 1104.54 | 288482.1503 | 1442410.7515 | 6923571.6072 | 14424107.5151 | 17308929.0181 | 11539286.012 | 7789018.0581 | 6923571.6072
2019 | 2911 | Canadian Valley Elec Coop, Inc | OK | Cooperative | 295.9 | 1.562 | 189.4366 | 174.2 | 1.194 | 145.8962 | 290.9 | 1.511 | 192.5215 | 25713 | 24.9 | N | . | . | . | . | . | . | . |  |  | . |  | 121.7 | 0.368 | 145.8961 | 330.7065 | 330.7065 | 9462.384 | 9462.384 | 36.8% | 29.1585 | 473.1192 | 58.3171 | 1182.798 | 174.9513 | 1892.4768 | 291.5855 | 2365.596 | 437.3782 | 1892.4768 | 583.1709 | 946.2384 | 874.7564 | 425.8073 | 1166.3419 | 283.8715 | 13795.4685 | 68977.3424 | 331091.2435 | 689773.424 | 827728.1087 | 551818.7392 | 372477.6489 | 331091.2435
2019 | 2955 | Canby Utility Board | OR | Municipal | . | . | . | . | . | . | . | . | . | . | . |  | 14.44 | 0.11 | 131.2727 | 14.44 | 0.11 | 131.2727 | 7557 | N | F | 12.5 | N | 0 | 0 | 131.2727 |  |  | 0 | 0 | 0% |  | 0 |  | 0 |  | 1: 0; 3: 0; 5: 0; 7: 0 | 0 |  | 0
2019 | 2960 | Caney Fork Electric Coop, Inc | TN | Cooperative | . | . | . | . | . | . | . | . | . | . | . |  | 265.2 | . | . | 265.2 | . | . | 32872 | N | L | 26 | N | 0 |  |  |  | 0 |  | 32872 | 100% | 0 | 1643.6 | 0 | 4109 | 0 | 6574.4 | 0 | 8218 | 0 | 6574.4 | 0 | 3287.2 | 0 | 1479.24 | 0 | 986.16 | 0 | 0 | 0 | 0 | 0 | 0 | 0 | 0
2019 | 2961 | Caney Valley El Coop Assn, Inc | KS | Cooperative | . | . | . | . | . | . | . | . | . | . | . |  | 352.05 | 3.37 | 104.4659 | 352.05 | 3.37 | 104.4659 | 5301 | N | F | 7.2 | N | 0 | 0 | 104.4659 |  |  | 0 | 0 | 0% |  | 0 |  | 0 |  | 1: 0; 3: 0; 5: 0; 7: 0 | 0 |  | 0
2019 | 2982 | Cape Hatteras Elec Member Corp | NC | Cooperative | 2621.59 | 14.43 | 181.6764 | 249.99 | 3.47 | 72.0432 | 2455.16 | 13.44 | 182.6756 | 7814 | 12.5 | Y | . | . | . | . | . | . | . |  |  | . |  | 2371.6 | 10.96 | 72.0432 | 216.3869 | 2371.6 | 85641.44 | 7814 | 100% | 209.1051 | 390.7 | 418.2101 | 976.75 | 1254.6304 | 1562.8 | 2091.0507 | 1953.5 | 3136.576 | 1562.8 | 4182.1014 | 781.4 | 6273.1521 | 351.63 | 8364.2028 | 234.42 | 81697.3508 | 408486.7539 | 1960736.4185 | 4084867.5386 | 4901841.0463 | 3267894.0309 | 2205828.4708 | 1960736.4185
2019 | 2985 | Capital Electric Coop, Inc | ND | Cooperative | . | . | . | . | . | . | . | . | . | . | . |  | 38 | 0.692 | 54.9133 | 38 | 0.692 | 54.9133 | 20824 | N | F | 7.2 | Y | 0 | 0 | 54.9133 |  |  | 0 | 0 | 0% |  | 0 |  | 0 |  | 1: 0; 3: 0; 5: 0; 7: 0 | 0 |  | 0
2019 | 2998 | Carbon Power & Light, Inc | WY | Cooperative | 291.6 | 1.98 | 147.2727 | 291.6 | 1.98 | 147.2727 | 198.5 | 1.56 | 127.2436 | 6481 | 25 | Y | . | . | . | . | . | . | . |  |  | . |  | 0 | 0 | 147.2727 |  |  | 0 | 0 | 0% |  | 0 |  | 0 |  | 1: 0; 3: 0; 5: 0; 7: 0 | 0 |  | 0
2019 | 3046 | Duke Energy Progress - (NC) | NC | Investor Owned | 292 | 1.63 | 179.1411 | 149 | 1.29 | 115.5039 | 272 | 1.4 | 194.2857 | 1408476 | 34.5 | Y | . | . | . | . | . | . | . |  |  | . |  | 143 | 0.34 | 115.5039 | 420.5882 | 420.5882 | 478881.84 | 478881.84 | 34% | 37.0835 | 23944.092 | 74.1669 | 59860.23 | 222.5008 | 95776.368 | 370.8346 | 119720.46 | 556.2519 | 95776.368 | 741.6692 | 47888.184 | 1112.5038 | 21549.6828 | 1483.3384 | 14366.4552 | 887929.7634 | 4439648.817 | 21310314.3218 | 44396488.1705 | 53275785.8046 | 35517190.5364 | 23974103.6121 | 21310314.3218
2019 | 3046 | Duke Energy Progress - (NC) | SC | Investor Owned | 224 | 1.71 | 130.9941 | 147 | 1.39 | 105.7554 | 200 | 1.53 | 130.719 | 168545 | 23 | Y | . | . | . | . | . | . | . |  |  | . |  | 77 | 0.32 | 105.7554 | 240.625 | 240.625 | 53934.4 | 53934.4 | 32% | 21.216 | 2696.72 | 42.432 | 6741.8 | 127.2961 | 10786.88 | 212.1602 | 13483.6 | 318.2403 | 10786.88 | 424.3204 | 5393.44 | 636.4805 | 2427.048 | 848.6407 | 1618.032 | 57213.6591 | 286068.2954 | 1373127.8178 | 2860682.9537 | 3432819.5445 | 2288546.363 | 1544768.795 | 1373127.8178
2019 | 3076 | Carroll Electric Coop, Inc - (OH) | OH | Cooperative | . | . | . | . | . | . | . | . | . | . | . |  | 1033.3 | . | . | 560.5 | . | . | 11909 | N | F | 12.5 | Y | 472.8 |  |  |  | 472.8 |  | 11909 | 100% | 41.687 | 595.45 | 83.374 | 1488.625 | 250.122 | 2381.8 | 416.8699 | 2977.25 | 625.3049 | 2381.8 | 833.7399 | 1190.9 | 1250.6098 | 535.905 | 1667.4798 | 357.27 | 24822.5211 | 124112.6054 | 595740.5061 | 1241126.0544 | 1489351.2652 | 992900.8435 | 670208.0694 | 595740.5061
2019 | 3081 | Carroll Electric Member Corp - (GA) | GA | Cooperative | 114.08 | 1.35 | 84.5037 | 114.08 | 1.35 | 84.5037 | 112.39 | . | . | 51759 | 24.9 | Y | . | . | . | . | . | . | . |  |  | . |  | 0 | 0 | 84.5037 |  |  | 0 | 0 | 0% |  | 0 |  | 0 |  | 1: 0; 3: 0; 5: 0; 7: 0 | 0 |  | 0
2019 | 3093 | Carroll Electric Coop Corp - (AR) | AR | Cooperative | 1002.2 | 2.43 | 412.428 | 93.98 | 1.23 | 76.4065 | 93.98 | 1.23 | 76.4065 | 90543 | 24.9 | Y | . | . | . | . | . | . | . |  |  | . |  | 908.22 | 1.2 | 76.4065 | 756.85 | 908.22 | 108651.6 | 90543 | 100% | 80.0782 | 4527.15 | 160.1564 | 11317.875 | 480.4691 | 18108.6 | 800.7818 | 22635.75 | 1201.1727 | 18108.6 | 1601.5636 | 9054.3 | 2402.3453 | 4074.435 | 3203.1271 | 2716.29 | 362525.9227 | 1812629.6134 | 8700622.1442 | 18126296.1337 | 21751555.3605 | 14501036.907 | 9788199.9122 | 8700622.1442
2019 | 3093 | Carroll Electric Coop Corp - (AR) | MO | Cooperative | 214.11 | 1.74 | 123.0517 | 109.03 | 1.43 | 76.2448 | 109.03 | 1.43 | 76.2448 | 10927 | 24.9 | Y | . | . | . | . | . | . | . |  |  | . |  | 105.08 | 0.31 | 76.2448 | 338.9677 | 338.9677 | 3387.37 | 3387.37 | 31% | 29.8869 | 169.3685 | 59.7739 | 423.4212 | 179.3217 | 677.474 | 298.8694 | 846.8425 | 448.3041 | 677.474 | 597.7389 | 338.737 | 896.6083 | 152.4316 | 1195.4777 | 101.6211 | 5061.9067 | 25309.5333 | 121485.7598 | 253095.3328 | 303714.3994 | 202476.2663 | 136671.4797 | 121485.7598
2019 | 3113 | City of Carthage - (MO) | MO | Municipal | 22.584 | 0.699 | 32.309 | 22.555 | 0.667 | 33.8156 | . | . | . | 7714 | 13.2 | Y | . | . | . | . | . | . | . |  |  | . |  | 0.029 | 0.032 | 33.8156 | 0.90625 | 0.90625 | 246.848 | 246.848 | 3.2% | 0.079904 | 12.3424 | 0.15981 | 30.856 | 0.47943 | 49.3696 | 0.79904 | 61.712 | 1.1986 | 49.3696 | 1.5981 | 24.6848 | 2.3971 | 11.1082 | 3.1962 | 7.4054 | 0.98621 | 4.9311 | 23.6691 | 49.3107 | 59.1728 | 39.4485 | 26.6278 | 23.6691
2019 | 3203 | Cedar Falls Utilities | IA | Municipal | . | . | . | . | . | . | . | . | . | . | . |  | 25.287 | 0.6 | 42.145 | . | . | . | 19123 | N | L | 12.5 | N | [6 empty] | 19123 | 100% |  | 956.15 |  | 2390.375 |  | 1: 3824.6; 3: 4780.75; 5: 3824.6; 7: 1912.3 | 860.535 |  | 573.69
2019 | 3208 | Cedarburg Light & Water Comm | WI | Municipal | . | . | . | . | . | . | . | . | . | . | . |  | 80.48 | 0.045 | 1788.4444 | . | . | . | 6572 | N | F | 24.9 | N | [6 empty] | 6572 | 100% |  | 328.6 |  | 821.5 |  | 1: 1314.4; 3: 1643; 5: 1314.4; 7: 657.2 | 295.74 |  | 197.16
2019 | 3222 | Central Alabama Electric Coop | AL | Cooperative | 173.48 | . | . | 152.8 | . | . | 159.69 | . | . | 43000 | 24.9 | Y | . | . | . | . | . | . | . |  |  | . |  | 20.68 |  |  |  | 20.68 |  | 43000 | 100% | 1.8234 | 2150 | 3.6467 | 5375 | 10.9402 | 8600 | 18.2337 | 10750 | 27.3505 | 8600 | 36.4673 | 4300 | 54.701 | 1935 | 72.9346 | 1290 | 3920.2351 | 19601.1756 | 94085.6429 | 196011.7561 | 235214.1073 | 156809.4048 | 105846.3483 | 94085.6429
2019 | 3226 | Central Rural Electric Cooperative, Inc | OK | Cooperative | 180.75 | 1.96 | 92.2194 | 162.86 | 1.89 | 86.1693 | 156.17 | 1.65 | 94.6485 | 21796 | 25 | Y | . | . | . | . | . | . | . |  |  | . |  | 17.89 | 0.07 | 86.1693 | 255.5714 | 255.5714 | 1525.72 | 1525.72 | 7% | 22.5339 | 76.286 | 45.0677 | 190.715 | 135.2031 | 305.144 | 225.3385 | 381.43 | 338.0078 | 305.144 | 450.677 | 152.572 | 676.0155 | 68.6574 | 901.354 | 45.7716 | 1719.0174 | 8595.0868 | 41256.4169 | 85950.8685 | 103141.0422 | 68760.6948 | 46413.469 | 41256.4169
2019 | 3245 | Central Florida Elec Coop, Inc | FL | Cooperative | 327.91 | . | . | 182.75 | . | . | 319.54 | . | . | 33942 | 25 | Y | . | . | . | . | . | . | . |  |  | . |  | 145.16 |  |  |  | 145.16 |  | 33942 | 100% | 12.7988 | 1697.1 | 25.5976 | 4242.75 | 76.7929 | 6788.4 | 127.9882 | 8485.5 | 191.9824 | 6788.4 | 255.9765 | 3394.2 | 383.9647 | 1527.39 | 511.953 | 1018.26 | 21720.8849 | 108604.4244 | 521301.2371 | 1086044.2439 | 1303253.0927 | 868835.3952 | 586463.8917 | 521301.2371
2019 | 3248 | Central Georgia El Member Corp | GA | Cooperative | 87.047 | 1.11 | 78.4207 | 79.06 | 1.041 | 75.9462 | 86.594 | 1.097 | 78.9371 | 57224 | 25 | Y | . | . | . | . | . | . | . |  |  | . |  | 7.987 | 0.069 | 75.9462 | 115.7536 | 115.7536 | 3948.456 | 3948.456 | 6.9% | 10.2061 | 197.4228 | 20.4121 | 493.557 | 61.2363 | 789.6912 | 102.0605 | 987.114 | 153.0908 | 789.6912 | 204.121 | 394.8456 | 306.1815 | 177.6805 | 408.242 | 118.4537 | 2014.9071 | 10074.5354 | 48357.7698 | 100745.3537 | 120894.4245 | 80596.283 | 54402.491 | 48357.7698
2019 | 3249 | Central Hudson Gas & Elec Corp | NY | Investor Owned | . | . | . | . | . | . | . | . | . | . | . |  | 291 | 1.5 | 194 | 178 | 1.2 | 148.3333 | 307024 | N | O | 34.5 | N | 113 | 0.3 | 148.3333 | 376.6667 | 376.6667 | 92107.2 | 92107.2 | 30% | 33.2109 | 4605.36 | 66.4217 | 11513.4 | 199.2652 | 18421.44 | 332.1087 | 23026.8 | 498.1631 | 18421.44 | 664.2175 | 9210.72 | 996.3262 | 4144.824 | 1328.435 | 2763.216 | 152948.0323 | 764740.1616 | 3670752.7759 | 7647401.6165 | 9176881.9398 | 6117921.2932 | 4129596.8729 | 3670752.7759
2019 | 3250 | Central Electric Membership Corp. - (NC) | NC | Cooperative | 225.786 | . | . | 189.487 | . | . | 225.786 | . | . | 23098 | 25 | Y | . | . | . | . | . | . | . |  |  | . |  | 36.299 |  |  |  | 36.299 |  | 23098 | 100% | 3.2005 | 1154.9 | 6.401 | 2887.25 | 19.203 | 4619.6 | 32.005 | 5774.5 | 48.0075 | 4619.6 | 64.01 | 2309.8 | 96.015 | 1039.41 | 128.02 | 692.94 | 3696.257 | 18481.2851 | 88710.1686 | 184812.8513 | 221775.4215 | 147850.281 | 99798.9397 | 88710.1686
2019 | 3264 | Central Lincoln People's Ut Dt | OR | Political Subdivision | 151.6 | 1.03 | 147.1845 | . | . | . | . | . | . | 39762 | . | Y | . | . | . | . | . | . | . |  |  | . | [7 empty] | 39762 | 100% |  | 1988.1 |  | 4970.25 |  | 1: 7952.4; 3: 9940.5; 5: 7952.4; 7: 3976.2 | 1789.29 |  | 1192.86
2019 | 3265 | Cleco Power LLC | LA | Investor Owned | . | . | . | . | . | . | . | . | . | . | . |  | 169.8 | 1.8 | 94.3333 | 157.8 | 1.75 | 90.1714 | 284563 | N | F | 34.5 | Y | 12 | 0.05 | 90.1714 | 240 | 240 | 14228.15 | 14228.15 | 5% | 21.1609 | 711.4075 | 42.3218 | 1778.5187 | 126.9655 | 2845.63 | 211.6091 | 3557.0375 | 317.4137 | 2845.63 | 423.2182 | 1422.815 | 634.8273 | 640.2668 | 846.4364 | 426.8445 | 15054.0309 | 75270.1543 | 361296.7406 | 752701.543 | 903241.8516 | 602161.2344 | 406458.8332 | 361296.7406
2019 | 3266 | Central Maine Power Co | ME | Investor Owned | 856 | 2.37 | 361.1814 | 189.8 | 1.53 | 124.0523 | 853.2 | 2.3 | 370.9565 | 642816 | 34.5 | N | . | . | . | . | . | . | . |  |  | . |  | 666.2 | 0.84 | 124.0523 | 793.0952 | 793.0952 | 539965.44 | 539965.44 | 84% | 69.9276 | 26998.272 | 139.8551 | 67495.68 | 419.5654 | 107993.088 | 699.2757 | 134991.36 | 1048.9136 | 107993.088 | 1398.5515 | 53996.544 | 2097.8272 | 24298.4448 | 2797.103 | 16198.9632 | 1887923.6702 | 9439618.3512 | 45310168.0858 | 94396183.5121 | 113275420.2145 | 75516946.8097 | 50973939.0965 | 45310168.0858
2019 | 3268 | Central Missouri Elec Coop Inc | MO | Cooperative | 477.163 | . | . | 137.036 | . | . | 477.163 | . | . | 10908 | 25 | N | . | . | . | . | . | . | . |  |  | . |  | 340.127 |  |  |  | 340.127 |  | 10908 | 100% | 29.9892 | 545.4 | 59.9783 | 1363.5 | 179.9349 | 2181.6 | 299.8916 | 2727 | 449.8373 | 2181.6 | 599.7831 | 1090.8 | 899.6747 | 490.86 | 1199.5662 | 327.24 | 16356.0852 | 81780.4258 | 392546.0437 | 817804.2578 | 981365.1093 | 654243.4062 | 441614.2992 | 392546.0437
2019 | 3273 | Central New Mexico El Coop, Inc | NM | Cooperative | . | . | . | . | . | . | . | . | . | . | . |  | 537.37 | 3.146 | 170.8106 | 352.6 | 2.187 | 161.2254 | 18034 | N | F | 25 | Y | 184.77 | 0.959 | 161.2254 | 192.6694 | 192.6694 | 17294.606 | 17294.606 | 95.9% | 16.9878 | 864.7303 | 33.9755 | 2161.8257 | 101.9265 | 3458.9212 | 169.8775 | 4323.6515 | 254.8163 | 3458.9212 | 339.7551 | 1729.4606 | 509.6326 | 778.2573 | 679.5102 | 518.8382 | 14689.8259 | 73449.1296 | 352555.8221 | 734491.2961 | 881389.5553 | 587593.0369 | 396625.2999 | 352555.8221
2019 | 3278 | AEP Texas Central Company | TX | Investor Owned | 233.8 | 1.82 | 128.4615 | 167 | 1.623 | 102.8959 | 215.3 | 1.617 | 133.1478 | 855355 | 35 | Y | . | . | . | . | . | . | . |  |  | . |  | 66.8 | 0.197 | 102.8959 | 339.0863 | 339.0863 | 168504.935 | 168504.935 | 19.7% | 29.8974 | 8425.2468 | 59.7948 | 21063.1169 | 179.3844 | 33700.987 | 298.974 | 42126.2337 | 448.4609 | 33700.987 | 597.9479 | 16850.4935 | 896.9219 | 7582.7221 | 1195.8958 | 5055.148 | 251892.9346 | 1259464.673 | 6045430.4306 | 12594646.7303 | 15113576.0764 | 10075717.3843 | 6801109.2344 | 6045430.4306
2019 | 3282 | Central Texas Elec Coop, Inc | TX | Cooperative | 128.6 | 1.36 | 94.5588 | 125.5 | 1.17 | 107.265 | 128.6 | 1.36 | 94.5588 | 42277 | 24.9 | Y | . | . | . | . | . | . | . |  |  | . |  | 3.1 | 0.19 | 107.265 | 16.3158 | 16.3158 | 8032.63 | 8032.63 | 19% | 1.4386 | 401.6315 | 2.8771 | 1004.0788 | 8.6314 | 1606.526 | 14.3857 | 2008.1575 | 21.5786 | 1606.526 | 28.7714 | 803.263 | 43.1571 | 361.4683 | 57.5428 | 240.9789 | 577.7753 | 2888.8766 | 13866.6075 | 28888.7656 | 34666.5187 | 23111.0125 | 15599.9334 | 13866.6075
2019 | 3287 | Central Valley Elec Coop, Inc | NM | Cooperative | 621.5 | 3.184 | 195.1947 | 335.691 | 2.082 | 161.2349 | 621.388 | 3.183 | 195.2209 | 18215 | 25 | Y | . | . | . | . | . | . | . |  |  | . |  | 285.809 | 1.102 | 161.2349 | 259.3548 | 285.809 | 20072.93 | 18215 | 100% | 25.1999 | 910.75 | 50.3998 | 2276.875 | 151.1995 | 3643 | 251.9991 | 4553.75 | 377.9987 | 3643 | 503.9982 | 1821.5 | 755.9974 | 819.675 | 1007.9965 | 546.45 | 22950.8197 | 114754.0985 | 550819.6728 | 1147540.9849 | 1377049.1819 | 918032.788 | 619672.1319 | 550819.6728
2019 | 3291 | Central Virginia Electric Coop | VA | Cooperative | 432 | 2.78 | 155.3957 | 251 | 2.42 | 103.719 | 345 | 2.08 | 165.8654 | 37035 | 24.9 | Y | . | . | . | . | . | . | . |  |  | . |  | 181 | 0.36 | 103.719 | 502.7778 | 502.7778 | 13332.6 | 13332.6 | 36% | 44.3301 | 666.63 | 88.6603 | 1666.575 | 265.9809 | 2666.52 | 443.3015 | 3333.15 | 664.9522 | 2666.52 | 886.603 | 1333.26 | 1329.9045 | 599.967 | 1773.206 | 399.978 | 29551.8075 | 147759.0375 | 709243.3799 | 1477590.3747 | 1773108.4497 | 1182072.2998 | 797898.8024 | 709243.3799
2019 | 3293 | Central Wisconsin Elec Coop | WI | Cooperative | . | . | . | . | . | . | . | . | . | . | . |  | 3483.6 | 2.856 | 1219.7479 | . | . | . | 8003 | N | L | 12.5 | Y | [6 empty] | 8003 | 100% |  | 400.15 |  | 1000.375 |  | 1: 1600.6; 3: 2000.75; 5: 1600.6; 7: 800.3 | 360.135 |  | 240.09
2019 | 3295 | City of Centralia - (WA) | WA | Municipal | 638.357 | 3.535 | 180.5819 | 187.995 | 1.212 | 155.1114 | 638.357 | 3.535 | 180.5819 | 10418 | 12.5 | N | . | . | . | . | . | . | . |  |  | . |  | 450.362 | 2.323 | 155.1114 | 193.8709 | 450.362 | 24201.014 | 10418 | 100% | 39.7086 | 520.9 | 79.4173 | 1302.25 | 238.2518 | 2083.6 | 397.0863 | 2604.5 | 595.6294 | 2083.6 | 794.1725 | 1041.8 | 1191.2588 | 468.81 | 1588.345 | 312.54 | 20684.2233 | 103421.1164 | 496421.3589 | 1034211.1644 | 1241053.3973 | 827368.9316 | 558474.0288 | 496421.3589
2019 | 3314 | Chariton Valley Elec Coop, Inc | IA | Cooperative | 204 | 1.99 | 102.5126 | 161 | 1.64 | 98.1707 | . | . | . | 6058 | 25 | Y | . | . | . | . | . | . | . |  |  | . |  | 43 | 0.35 | 98.1707 | 122.8571 | 122.8571 | 2120.3 | 2120.3 | 35% | 10.8324 | 106.015 | 21.6647 | 265.0375 | 64.9942 | 424.06 | 108.3237 | 530.075 | 162.4856 | 424.06 | 216.6474 | 212.03 | 324.9711 | 95.4135 | 433.2948 | 63.609 | 1148.3938 | 5741.9691 | 27561.4519 | 57419.6914 | 68903.6297 | 45935.7531 | 31006.6334 | 27561.4519
2019 | 3329 | Borough of Chambersburg | PA | Municipal | 26.997 | 0.349 | 77.3553 | 26.997 | 0.349 | 77.3553 | . | . | . | 11187 | 12.5 | Y | . | . | . | . | . | . | . |  |  | . |  | 0 | 0 | 77.3553 |  |  | 0 | 0 | 0% |  | 0 |  | 0 |  | 1: 0; 3: 0; 5: 0; 7: 0 | 0 |  | 0
2019 | 3355 | City of Chanute | KS | Municipal | . | . | . | . | . | . | . | . | . | . | . |  | 131.502 | 1.06 | 124.0585 | 7.8 | 0.05 | 156 | 5597 | N | L | 12.5 | N | 123.702 | 1.01 | 156 | 122.4772 | 123.702 | 5652.97 | 5597 | 100% | 10.9069 | 279.85 | 21.8137 | 699.625 | 65.4412 | 1119.4 | 109.0686 | 1399.25 | 163.6029 | 1119.4 | 218.1373 | 559.7 | 327.2059 | 251.865 | 436.2745 | 167.91 | 3052.2855 | 15261.4275 | 73254.852 | 152614.2749 | 183137.1299 | 122091.42 | 82411.7085 | 73254.852
2019 | 3400 | City of Chaska - (MN) | MN | Municipal | . | . | . | . | . | . | . | . | . | . | . |  | 8.645 | 0.087 | 99.3678 | . | . | . | 10488 | Y | F | 8 | N | [6 empty] | 10488 | 100% |  | 524.4 |  | 1311 |  | 1: 2097.6; 3: 2622; 5: 2097.6; 7: 1048.8 | 471.96 |  | 314.64
2019 | 3408 | City of Chattanooga - (TN) | TN | Municipal | 111.39 | 0.8 | 139.2375 | 76.21 | 0.62 | 122.9193 | 110.74 | 0.794 | 139.471 | 185137 | 46 | Y | . | . | . | . | . | . | . |  |  | . |  | 35.18 | 0.18 | 122.9194 | 195.4444 | 195.4444 | 33324.66 | 33324.66 | 18% | 17.2324 | 1666.233 | 34.4649 | 4165.5825 | 103.3946 | 6664.932 | 172.3243 | 8331.165 | 258.4864 | 6664.932 | 344.6485 | 3332.466 | 516.9728 | 1499.6097 | 689.2971 | 999.7398 | 28713.2388 | 143566.1938 | 689117.7304 | 1435661.9383 | 1722794.3259 | 1148529.5506 | 775257.4467 | 689117.7304
2019 | 3413 | PUD No 1 of Chelan County | WA | Political Subdivision | . | . | . | . | . | . | . | . | . | . | . |  | 38.235 | 0.25 | 152.94 | . | . | . | 51179 | N | F | 12.5 | N | [6 empty] | 51179 | 100% |  | 2558.95 |  | 6397.375 |  | 1: 10235.8; 3: 12794.75; 5: 10235.8; 7: 5117.9 | 2303.055 |  | 1535.37
2019 | 3420 | City of Cheney - (WA) | WA | Municipal | 56.384 | 0.309 | 182.4725 | 56.384 | 0.309 | 182.4725 | 56.384 | 0.309 | 182.4725 | 5798 | 13.2 | N | . | . | . | . | . | . | . |  |  | . |  | 0 | 0 | 182.4725 |  |  | 0 | 0 | 0% |  | 0 |  | 0 |  | 1: 0; 3: 0; 5: 0; 7: 0 | 0 |  | 0
2019 | 3436 | Cherryland Electric Coop Inc | MI | Cooperative | 85.052 | 0.885 | 96.104 | 74.906 | 0.854 | 87.7119 | 74.232 | 0.58 | 127.9862 | 36490 | 15 | Y | . | . | . | . | . | . | . |  |  | . |  | 10.146 | 0.031 | 87.7119 | 327.2903 | 327.2903 | 1131.19 | 1131.19 | 3.1% | 28.8573 | 56.5595 | 57.7147 | 141.3988 | 173.144 | 226.238 | 288.5734 | 282.7975 | 432.8601 | 226.238 | 577.1468 | 113.119 | 865.7202 | 50.9036 | 1154.2936 | 33.9357 | 1632.1567 | 8160.7834 | 39171.7603 | 81607.8339 | 97929.4007 | 65286.2672 | 44068.2303 | 39171.7603
2019 | 3461 | Cheyenne Light Fuel & Power d/b/a Black | WY | Investor Owned | 87.893 | 1.494 | 58.8307 | 46.06 | 1.274 | 36.1538 | 87.893 | 1.494 | 58.8307 | 43318 | 35 | Y | . | . | . | . | . | . | . |  |  | . |  | 41.833 | 0.22 | 36.1538 | 190.15 | 190.15 | 9529.96 | 9529.96 | 22% | 16.7656 | 476.498 | 33.5312 | 1191.245 | 100.5937 | 1905.992 | 167.6561 | 2382.49 | 251.4842 | 1905.992 | 335.3123 | 952.996 | 502.9684 | 428.8482 | 670.6245 | 285.8988 | 7988.7813 | 39943.9066 | 191730.7515 | 399439.0655 | 479326.8786 | 319551.2524 | 215697.0954 | 191730.7515
2019 | 3470 | Cherokee County Elec Coop Assn | TX | Cooperative | . | . | . | . | . | . | . | . | . | . | . |  | 1424 | 4.1 | 347.3171 | . | . | . | 21018 | N | L | 25 | N | [6 empty] | 21018 | 100% |  | 1050.9 |  | 2627.25 |  | 1: 4203.6; 3: 5254.5; 5: 4203.6; 7: 2101.8 | 945.81 |  | 630.54
2019 | 3477 | City of Chicopee - (MA) | MA | Municipal | 35.24 | 0.694 | 50.7781 | . | . | . | . | . | . | 25914 | 13.8 | N | . | . | . | . | . | . | . |  |  | . | [7 empty] | 25914 | 100% |  | 1295.7 |  | 3239.25 |  | 1: 5182.8; 3: 6478.5; 5: 5182.8; 7: 2591.4 | 1166.13 |  | 777.42
2019 | 3478 | Cimarron Electric Coop | OK | Cooperative | 83.7 | 0.847 | 98.8194 | 58 | 0.588 | 98.6395 | 82.8 | 0.838 | 98.8067 | 17976 | 24.9 | N | . | . | . | . | . | . | . |  |  | . |  | 25.7 | 0.259 | 98.6395 | 99.2278 | 99.2278 | 4655.784 | 4655.784 | 25.9% | 8.749 | 232.7892 | 17.4979 | 581.973 | 52.4938 | 931.1568 | 87.4896 | 1163.946 | 131.2344 | 931.1568 | 174.9792 | 465.5784 | 262.4688 | 209.5103 | 349.9584 | 139.6735 | 2036.6636 | 10183.3181 | 48879.9271 | 101833.1815 | 122199.8178 | 81466.5452 | 54989.918 | 48879.9271
2019 | 3486 | Chillicothe Municipal Utils | MO | Municipal | 35.475 | 0.715 | 49.6154 | 19.589 | 0.45 | 43.5311 | . | . | . | 4545 | 7.2 | Y | . | . | . | . | . | . | . |  |  | . |  | 15.886 | 0.265 | 43.5311 | 59.9472 | 59.9472 | 1204.425 | 1204.425 | 26.5% | 5.2856 | 60.2212 | 10.5711 | 150.5531 | 31.7134 | 240.885 | 52.8557 | 301.1062 | 79.2835 | 240.885 | 105.7114 | 120.4425 | 158.5671 | 54.1991 | 211.4228 | 36.1328 | 318.3036 | 1591.5181 | 7639.2868 | 15915.1807 | 19098.2169 | 12732.1446 | 8594.1976 | 7639.2868
2019 | 3502 | Choctawhatche Elec Coop, Inc | FL | Cooperative | 67.127 | 0.875 | 76.7166 | 67.127 | 0.875 | 76.7166 | 67.127 | 0.875 | 76.7166 | 56208 | 12.5 | Y | . | . | . | . | . | . | . |  |  | . |  | 0 | 0 | 76.7166 |  |  | 0 | 0 | 0% |  | 0 |  | 0 |  | 1: 0; 3: 0; 5: 0; 7: 0 | 0 |  | 0
2019 | 3503 | Choptank Electric Cooperative, Inc | MD | Cooperative | 197.6 | 1.64 | 120.4878 | 197.6 | 1.64 | 120.4878 | 142.2 | 1.13 | 125.8407 | 53750 | 25 | Y | . | . | . | . | . | . | . |  |  | . |  | 0 | 0 | 120.4878 |  |  | 0 | 0 | 0% |  | 0 |  | 0 |  | 1: 0; 3: 0; 5: 0; 7: 0 | 0 |  | 0
2019 | 3522 | Chugach Electric Assn Inc | AK | Cooperative | 139.86 | 1.18 | 118.5254 | . | . | . | . | . | . | 81619 | . | Y | . | . | . | . | . | . | . |  |  | . | [7 empty] | 81619 | 100% |  | 4080.95 |  | 10202.375 |  | 1: 16323.8; 3: 20404.75; 5: 16323.8; 7: 8161.9 | 3672.855 |  | 2448.57
2019 | 3527 | Choctaw Electric Coop Inc | OK | Cooperative | . | . | . | . | . | . | . | . | . | . | . |  | 627.9 | 3.289 | 190.9091 | . | . | . | 19415 | N | F | 14.4 | N | [6 empty] | 19415 | 100% |  | 970.75 |  | 2426.875 |  | 1: 3883; 3: 4853.75; 5: 3883; 7: 1941.5 | 873.675 |  | 582.45
2019 | 3542 | Duke Energy Ohio Inc | OH | Investor Owned | 139 | 1.08 | 128.7037 | 96 | 0.87 | 110.3448 | 114.72 | 0.884 | 129.7738 | 737368 | 35 | Y | . | . | . | . | . | . | . |  |  | . |  | 43 | 0.21 | 110.3448 | 204.7619 | 204.7619 | 154847.28 | 154847.28 | 21% | 18.054 | 7742.364 | 36.1079 | 19355.91 | 108.3237 | 30969.456 | 180.5395 | 38711.82 | 270.8093 | 30969.456 | 361.079 | 15484.728 | 541.6186 | 6968.1276 | 722.1581 | 4645.4184 | 139780.2675 | 698901.3373 | 3354726.4188 | 6989013.3725 | 8386816.047 | 5591210.698 | 3774067.2212 | 3354726.4188
2019 | 3597 | Citizens Electric Co - (PA) | PA | Investor Owned | . | . | . | . | . | . | . | . | . | . | . |  | 289.1 | 1.4 | 206.5 | 21.8 | 0.28 | 77.8571 | 7060 |  | F | 12.5 | N | 267.3 | 1.12 | 77.8571 | 238.6607 | 267.3 | 7907.2 | 7060 | 100% | 23.568 | 353 | 47.1359 | 882.5 | 141.4078 | 1412 | 235.6796 | 1765 | 353.5195 | 1412 | 471.3593 | 706 | 707.0389 | 317.7 | 942.7186 | 211.8 | 8319.4916 | 41597.4578 | 199667.7972 | 415974.5775 | 499169.493 | 332779.662 | 224626.2719 | 199667.7972
2019 | 3600 | Citizens Electric Corporation - (MO) | MO | Cooperative | 111 | . | . | 96 | . | . | 111 | . | . | 27103 | 13.2 | Y | . | . | . | . | . | . | . |  |  | . |  | 15 |  |  |  | 15 |  | 27103 | 100% | 1.3226 | 1355.15 | 2.6451 | 3387.875 | 7.9353 | 5420.6 | 13.2256 | 6775.75 | 19.8384 | 5420.6 | 26.4511 | 2710.3 | 39.6767 | 1219.635 | 52.9023 | 813.09 | 1792.263 | 8961.3152 | 43014.313 | 89613.1521 | 107535.7825 | 71690.5217 | 48391.1021 | 43014.313
2019 | 3634 | City of Nixa - (MO) | MO | Municipal | 90.676 | 0.902 | 100.5277 | 63.479 | 0.721 | 88.043 | 63.479 | 0.721 | 88.043 | 10779 | 12.5 | N | . | . | . | . | . | . | . |  |  | . |  | 27.197 | 0.181 | 88.043 | 150.2597 | 150.2597 | 1950.999 | 1950.999 | 18.1% | 13.2485 | 97.5499 | 26.4969 | 243.8749 | 79.4908 | 390.1998 | 132.4846 | 487.7498 | 198.727 | 390.1998 | 264.9693 | 195.0999 | 397.4539 | 87.795 | 529.9386 | 58.53 | 1292.3871 | 6461.9353 | 31017.2893 | 64619.3526 | 77543.2231 | 51695.4821 | 34894.4504 | 31017.2893
2019 | 3644 | PUD No 1 of Clallam County | WA | Political Subdivision | . | . | . | . | . | . | . | . | . | . | . |  | 162 | 0.633 | 255.9242 | 101 | 0.519 | 194.605 | 31933 | N | L | 34 | Y | 61 | 0.114 | 194.605 | 535.0877 | 535.0877 | 3640.362 | 3640.362 | 11.4% | 47.1789 | 182.0181 | 94.3579 | 455.0453 | 283.0736 | 728.0724 | 471.7893 | 910.0905 | 707.684 | 728.0724 | 943.5786 | 364.0362 | 1415.368 | 163.8163 | 1887.1573 | 109.2109 | 8587.4195 | 42937.0977 | 206098.0691 | 429370.9772 | 515245.1727 | 343496.7818 | 231860.3277 | 206098.0691
2019 | 3647 | City of Claremore | OK | Municipal | 161.354 | 1.547 | 104.3012 | 62.791 | 1.077 | 58.3018 | . | . | . | 12329 | 13.2 | N | . | . | . | . | . | . | . |  |  | . |  | 98.563 | 0.47 | 58.3018 | 209.7085 | 209.7085 | 5794.63 | 5794.63 | 47% | 18.4901 | 289.7315 | 36.9802 | 724.3288 | 110.9406 | 1158.926 | 184.901 | 1448.6575 | 277.3514 | 1158.926 | 369.8019 | 579.463 | 554.7029 | 260.7584 | 739.6039 | 173.8389 | 5357.1634 | 26785.8169 | 128571.9212 | 267858.1691 | 321429.8029 | 214286.5353 | 144643.4113 | 128571.9212
2019 | 3660 | PUD No 1 of Clark County - (WA) | WA | Political Subdivision | 98.22 | 0.812 | 120.9606 | 28.2 | 0.34 | 82.9412 | 59.4 | 0.453 | 131.1258 | 210074 | 12.5 | Y | . | . | . | . | . | . | . |  |  | . |  | 70.02 | 0.472 | 82.9412 | 148.3475 | 148.3475 | 99154.928 | 99154.928 | 47.2% | 13.0799 | 4957.7464 | 26.1597 | 12394.366 | 78.4792 | 19830.9856 | 130.7986 | 24788.732 | 196.198 | 19830.9856 | 261.5973 | 9915.4928 | 392.3959 | 4461.9718 | 523.1946 | 2974.6478 | 64846.6487 | 324233.2435 | 1556319.5688 | 3242332.435 | 3890798.922 | 2593865.948 | 1750859.5149 | 1556319.5688
2019 | 3687 | Clark Energy Coop Inc - (KY) | KY | Cooperative | 175.969 | 1.707 | 103.0867 | 175.969 | 1.707 | 103.0867 | 155.075 | 1.45 | 106.9483 | 26071 | 25 | Y | . | . | . | . | . | . | . |  |  | . |  | 0 | 0 | 103.0867 |  |  | 0 | 0 | 0% |  | 0 |  | 0 |  | 1: 0; 3: 0; 5: 0; 7: 0 | 0 |  | 0
2019 | 3712 | Clay County Electric Coop Corp | AR | Cooperative | . | . | . | . | . | . | . | . | . | . | . |  | 315.7 | 2.568 | 122.9361 | 315.7 | 2.568 | 122.9361 | 12539 | N | L | 14.4 | Y | 0 | 0 | 122.9361 |  |  | 0 | 0 | 0% |  | 0 |  | 0 |  | 1: 0; 3: 0; 5: 0; 7: 0 | 0 |  | 0
2019 | 3722 | Clarke Electric Coop Inc - (IA) | IA | Cooperative | . | . | . | . | . | . | . | . | . | . | . |  | 112.685 | 1.328 | 84.8532 | 96.327 | 1.196 | 80.541 | 5434 | N | F | 12.5 | Y | 16.358 | 0.132 | 80.541 | 123.9242 | 123.9242 | 717.288 | 717.288 | 13.2% | 10.9265 | 35.8644 | 21.8529 | 89.661 | 65.5587 | 143.4576 | 109.2646 | 179.322 | 163.8969 | 143.4576 | 218.5292 | 71.7288 | 327.7937 | 32.278 | 437.0583 | 21.5186 | 391.8709 | 1959.3543 | 9404.9005 | 19593.5427 | 23512.2512 | 15674.8342 | 10580.5131 | 9404.9005
2019 | 3726 | Clay Electric Coop Inc | IL | Cooperative | . | . | . | . | . | . | . | . | . | . | . |  | 699.237 | 0.216 | 3237.2083 | . | . | . | 3250 | N | F | 12 | N | [6 empty] | 3250 | 100% |  | 162.5 |  | 406.25 |  | 1: 650; 3: 812.5; 5: 650; 7: 325 | 146.25 |  | 97.5
2019 | 3739 | Clearwater Power Company | ID | Cooperative | 677.036 | 2.737 | 247.3643 | 677.036 | 2.737 | 247.3643 | 377.134 | 1.588 | 237.4899 | 11171 | 25 | Y | . | . | . | . | . | . | . |  |  | . |  | 0 | 0 | 247.3643 |  |  | 0 | 0 | 0% |  | 0 |  | 0 |  | 1: 0; 3: 0; 5: 0; 7: 0 | 0 |  | 0
2019 | 3755 | Cleveland Electric Illum Co | OH | Investor Owned | 365.757 | 1.5 | 243.838 | 130.468 | 1.019 | 128.0353 | 343.036 | 1.282 | 267.5788 | 731209 | 36 | Y | . | . | . | . | . | . | . |  |  | . |  | 235.289 | 0.481 | 128.0353 | 489.1663 | 489.1663 | 351711.529 | 351711.529 | 48.1% | 43.13 | 17585.5765 | 86.26 | 43963.9411 | 258.7801 | 70342.3058 | 431.3002 | 87927.8822 | 646.9503 | 70342.3058 | 862.6004 | 35171.1529 | 1293.9006 | 15827.0188 | 1725.2008 | 10551.3459 | 758466.2795 | 3792331.3975 | 18203190.7081 | 37923313.9752 | 45507976.7703 | 30338651.1802 | 20478589.5466 | 18203190.7081
2019 | 3757 | Clay Electric Cooperative, Inc | FL | Cooperative | 210.02 | 2.41 | 87.1452 | 158.92 | 2.1 | 75.6762 | 184.64 | 2.03 | 90.9557 | 177019 | 25 | N | . | . | . | . | . | . | . |  |  | . |  | 51.1 | 0.31 | 75.6762 | 164.8387 | 164.8387 | 54875.89 | 54875.89 | 31% | 14.5339 | 2743.7945 | 29.0678 | 6859.4862 | 87.2034 | 10975.178 | 145.3391 | 13718.9725 | 218.0086 | 10975.178 | 290.6781 | 5487.589 | 436.0172 | 2469.4151 | 581.3562 | 1646.2767 | 39878.0495 | 199390.2476 | 957073.1885 | 1993902.4761 | 2392682.9713 | 1595121.9809 | 1076707.3371 | 957073.1885
2019 | 3758 | City of Cleveland - (TN) | TN | Municipal | 81.421 | 1.626 | 50.0744 | 50.506 | 1.059 | 47.6922 | 81.421 | 1.626 | 50.0744 | 31843 | 13.2 | N | . | . | . | . | . | . | . |  |  | . |  | 30.915 | 0.567 | 47.6922 | 54.5238 | 54.5238 | 18054.981 | 18054.981 | 56.7% | 4.8074 | 902.7491 | 9.6148 | 2256.8726 | 28.8443 | 3610.9962 | 48.0739 | 4513.7452 | 72.1108 | 3610.9962 | 96.1478 | 1805.4981 | 144.2217 | 812.4741 | 192.2956 | 541.6494 | 4339.8663 | 21699.3316 | 104156.7918 | 216993.3163 | 260391.9796 | 173594.653 | 117176.3908 | 104156.7918
2019 | 3762 | City of Cleveland - (OH) | OH | Municipal | 218.44 | 2.01 | 108.6766 | 218.44 | 2.01 | 108.6766 | . | . | . | 72249 | 13.8 | Y | . | . | . | . | . | . | . |  |  | . |  | 0 | 0 | 108.6766 |  |  | 0 | 0 | 0% |  | 0 |  | 0 |  | 1: 0; 3: 0; 5: 0; 7: 0 | 0 |  | 0
2019 | 3764 | Clearwater-Polk Elec Coop Inc | MN | Cooperative | . | . | . | . | . | . | . | . | . | . | . |  | 116 | 0.43 | 269.7674 | 116 | 0.43 | 269.7674 | 4382 | N | L | 14.4 | N | 0 | 0 | 269.7674 |  |  | 0 | 0 | 0% |  | 0 |  | 0 |  | 1: 0; 3: 0; 5: 0; 7: 0 | 0 |  | 0
2019 | 3774 | City of Clewiston | FL | Municipal | . | . | . | . | . | . | . | . | . | . | . |  | 30.6 | 0.44 | 69.5455 | . | . | . | 4111 | N | L | 7.2 | N | [6 empty] | 4111 | 100% |  | 205.55 |  | 513.875 |  | 1: 822.2; 3: 1027.75; 5: 822.2; 7: 411.1 | 184.995 |  | 123.33
2019 | 3804 | Clinton Combined Utility Sys | SC | Municipal | . | . | . | . | . | . | . | . | . | . | . |  | 8.954 | 0.08 | 111.925 | . | . | . | 4055 | N | L | 25 | N | [6 empty] | 4055 | 100% |  | 202.75 |  | 506.875 |  | 1: 811; 3: 1013.75; 5: 811; 7: 405.5 | 182.475 |  | 121.65
2019 | 3812 | City of Clinton - (TN) | TN | Municipal | 156 | 1.786 | 87.346 | 104 | 1.474 | 70.5563 | 136 | 1.301 | 104.535 | 29337 | 13 | Y | . | . | . | . | . | . | . |  |  | . |  | 52 | 0.312 | 70.5563 | 166.6667 | 166.6667 | 9153.144 | 9153.144 | 31.2% | 14.6951 | 457.6572 | 29.3902 | 1144.143 | 88.1705 | 1830.6288 | 146.9508 | 2288.286 | 220.4262 | 1830.6288 | 293.9015 | 915.3144 | 440.8523 | 411.8915 | 587.8031 | 274.5943 | 6725.3079 | 33626.5393 | 161407.3887 | 336265.3931 | 403518.4717 | 269012.3145 | 181583.3123 | 161407.3887
2019 | 3828 | Cloverland Electric Co-op | MI | Cooperative | 2040 | 4.51 | 452.3282 | 324.8 | 2.28 | 142.4561 | 2029.5 | 4.3 | 471.9767 | 42501 | 24.9 | Y | . | . | . | . | . | . | . |  |  | . |  | 1715.2 | 2.23 | 142.4561 | 769.148 | 1715.2 | 94777.23 | 42501 | 100% | 151.23 | 2125.05 | 302.46 | 5312.625 | 907.3799 | 8500.2 | 1512.2998 | 10625.25 | 2268.4497 | 8500.2 | 3024.5996 | 4250.1 | 4536.8993 | 1912.545 | 6049.1991 | 1275.03 | 321371.2647 | 1606856.3233 | 7712910.3518 | 16068563.2329 | 19282275.8795 | 12854850.5863 | 8677024.1458 | 7712910.3518
2019 | 3841 | Coast Electric Power Assn | MS | Cooperative | 151.57 | . | . | 23.17 | . | . | 151.57 | . | . | 83541 | 14.4 | Y | . | . | . | . | . | . | . |  |  | . |  | 128.4 |  |  |  | 128.4 |  | 83541 | 100% | 11.3211 | 4177.05 | 22.6422 | 10442.625 | 67.9265 | 16708.2 | 113.2109 | 20885.25 | 169.8163 | 16708.2 | 226.4217 | 8354.1 | 339.6326 | 3759.345 | 452.8435 | 2506.23 | 47288.7483 | 236443.7414 | 1134929.9586 | 2364437.4137 | 2837324.8964 | 1891549.9309 | 1276796.2034 | 1134929.9586
2019 | 3843 | Coastal Electric Member Corp | GA | Cooperative | 221.4 | 2.47 | 89.6356 | 123.3 | 1.92 | 64.2188 | 221.4 | 2.47 | 89.6356 | 20048 | 25 | Y | . | . | . | . | . | . | . |  |  | . |  | 98.1 | 0.55 | 64.2188 | 178.3636 | 178.3636 | 11026.4 | 11026.4 | 55% | 15.7264 | 551.32 | 31.4528 | 1378.3 | 94.3584 | 2205.28 | 157.264 | 2756.6 | 235.8961 | 2205.28 | 314.5281 | 1102.64 | 471.7921 | 496.188 | 629.0562 | 330.792 | 8670.2813 | 43351.4063 | 208086.7503 | 433514.0632 | 520216.8758 | 346811.2506 | 234097.5941 | 208086.7503
2019 | 3844 | Coastal Electric Coop, Inc | SC | Cooperative | 386.8 | 2.646 | 146.1829 | 152.6 | 1.63 | 93.6196 | 376.7 | 2.408 | 156.4369 | 11849 | 12.5 | Y | . | . | . | . | . | . | . |  |  | . |  | 234.2 | 1.016 | 93.6196 | 230.5118 | 234.2 | 12038.584 | 11849 | 100% | 20.6495 | 592.45 | 41.299 | 1481.125 | 123.8971 | 2369.8 | 206.4952 | 2962.25 | 309.7428 | 2369.8 | 412.9904 | 1184.9 | 619.4857 | 533.205 | 825.9809 | 355.47 | 12233.8096 | 61169.0478 | 293611.4292 | 611690.4776 | 734028.5731 | 489352.3821 | 330312.8579 | 293611.4292
2019 | 3855 | Columbia Power System | TN | Municipal | 184.715 | 1.752 | 105.4309 | 131.47 | 1.318 | 99.7496 | . | . | . | 30357 | 12.5 | Y | . | . | . | . | . | . | . |  |  | . |  | 53.245 | 0.434 | 99.7496 | 122.6843 | 122.6843 | 13174.938 | 13174.938 | 43.4% | 10.8171 | 658.7469 | 21.6343 | 1646.8673 | 64.9028 | 2634.9876 | 108.1713 | 3293.7345 | 162.257 | 2634.9876 | 216.3427 | 1317.4938 | 324.514 | 592.8722 | 432.6854 | 395.2481 | 7125.7537 | 35628.7685 | 171018.0889 | 356287.6852 | 427545.2222 | 285030.1481 | 192395.35 | 171018.0889
2019 | 3881 | City of Cody | WY | Municipal | . | . | . | . | . | . | . | . | . | . | . |  | 14.151 | 1.196 | 11.8319 | . | . | . | 7388 | N | L | 12.5 | N | [6 empty] | 7388 | 100% |  | 369.4 |  | 923.5 |  | 1: 1477.6; 3: 1847; 5: 1477.6; 7: 738.8 | 332.46 |  | 221.64
2019 | 3892 | City of Coffeyville - (KS) | KS | Municipal | 3.835 | 0.041 | 93.5366 | 3.835 | 0.041 | 93.5366 | . | . | . | 5943 | 69 | N | . | . | . | . | . | . | . |  |  | . |  | 0 | 0 | 93.5366 |  |  | 0 | 0 | 0% |  | 0 |  | 0 |  | 1: 0; 3: 0; 5: 0; 7: 0 | 0 |  | 0
2019 | 3915 | Coldwater Board of Public Util | MI | Municipal | 63.816 | 1.328 | 48.0542 | . | . | . | . | . | . | 7009 | 13.8 | Y | . | . | . | . | . | . | . |  |  | . | [7 empty] | 7009 | 100% |  | 350.45 |  | 876.125 |  | 1: 1401.8; 3: 1752.25; 5: 1401.8; 7: 700.9 | 315.405 |  | 210.27
2019 | 3916 | Cobb Electric Membership Corp | GA | Cooperative | 36.13 | 0.59 | 61.2373 | 32.7 | 0.54 | 60.5556 | 36.13 | 0.59 | 61.2373 | 208395 | 20 | Y | . | . | . | . | . | . | . |  |  | . |  | 3.43 | 0.05 | 60.5556 | 68.6 | 68.6 | 10419.75 | 10419.75 | 5% | 6.0485 | 520.9875 | 12.097 | 1302.4688 | 36.291 | 2083.95 | 60.4849 | 2604.9375 | 90.7274 | 2083.95 | 120.9699 | 1041.975 | 181.4548 | 468.8887 | 241.9398 | 312.5925 | 3151.1896 | 15755.9482 | 75628.5514 | 157559.482 | 189071.3784 | 126047.5856 | 85082.1203 | 75628.5514
2019 | 3940 | City of College Station - (TX) | TX | Municipal | 49.5 | 0.665 | 74.4361 | 16.8 | 0.281 | 59.7865 | 47.6 | 0.614 | 77.5244 | 43485 | 15 | Y | . | . | . | . | . | . | . |  |  | . |  | 32.7 | 0.384 | 59.7865 | 85.1562 | 85.1562 | 16698.24 | 16698.24 | 38.4% | 7.5083 | 834.912 | 15.0165 | 2087.28 | 45.0496 | 3339.648 | 75.0827 | 4174.56 | 112.624 | 3339.648 | 150.1653 | 1669.824 | 225.248 | 751.4208 | 300.3306 | 500.9472 | 6268.7414 | 31343.7068 | 150449.7928 | 313437.0683 | 376124.482 | 250749.6547 | 169256.0169 | 150449.7928
2019 | 3989 | City of Colorado Springs - (CO) | CO | Municipal | 61.5 | 0.82 | 75 | 40.926 | 0.743 | 55.0821 | 61.5 | 0.82 | 75 | 262378 | 34.5 | Y | . | . | . | . | . | . | . |  |  | . |  | 20.574 | 0.077 | 55.0821 | 267.1948 | 267.1948 | 20203.106 | 20203.106 | 7.7% | 23.5587 | 1010.1553 | 47.1174 | 2525.3882 | 141.3521 | 4040.6212 | 235.5869 | 5050.7765 | 353.3803 | 4040.6212 | 471.1738 | 2020.3106 | 706.7607 | 909.1398 | 942.3476 | 606.0932 | 23797.9352 | 118989.6761 | 571150.4452 | 1189896.7609 | 1427876.1131 | 951917.4087 | 642544.2509 | 571150.4452
2019 | 4008 | Columbia Power Coop Assn Inc | OR | Cooperative | 101 | . | . | 101 | . | . | 101 | . | . | 1926 | 24.9 | N | . | . | . | . | . | . | . |  |  | . |  | 0 |  |  |  | 0 |  | 1926 | 100% | 0 | 96.3 | 0 | 240.75 | 0 | 385.2 | 0 | 481.5 | 0 | 385.2 | 0 | 192.6 | 0 | 86.67 | 0 | 57.78 | 0 | 0 | 0 | 0 | 0 | 0 | 0 | 0
2019 | 4040 | Calhoun County Elec Coop Assn | IA | Cooperative | . | . | . | . | . | . | . | . | . | . | . |  | 21.4 | 0.2 | 107 | 21.4 | 0.2 | 107 | 1695 | N | F | 12.8 | N | 0 | 0 | 107 |  |  | 0 | 0 | 0% |  | 0 |  | 0 |  | 1: 0; 3: 0; 5: 0; 7: 0 | 0 |  | 0
2019 | 4041 | Columbia Rural Elec Assn, Inc | WA | Cooperative | 170.583 | 1.418 | 120.2983 | 170.583 | 1.418 | 120.2983 | 142.89 | 1.047 | 136.4756 | 5697 | 24.9 | Y | . | . | . | . | . | . | . |  |  | . |  | 0 | 0 | 120.2983 |  |  | 0 | 0 | 0% |  | 0 |  | 0 |  | 1: 0; 3: 0; 5: 0; 7: 0 | 0 |  | 0
2019 | 4045 | City of Columbia - (MO) | MO | Municipal | 170.82 | 1.369 | 124.7772 | 44.87 | 0.808 | 55.5322 | 170.82 | 1.369 | 124.7772 | 46222 | 69 | N | . | . | . | . | . | . | . |  |  | . |  | 125.95 | 0.561 | 55.5322 | 224.5098 | 224.5098 | 25930.542 | 25930.542 | 56.1% | 19.7951 | 1296.5271 | 39.5903 | 3241.3178 | 118.7708 | 5186.1084 | 197.9513 | 6482.6355 | 296.927 | 5186.1084 | 395.9027 | 2593.0542 | 593.854 | 1166.8744 | 791.8053 | 777.9163 | 25664.9268 | 128324.6341 | 615958.2436 | 1283246.3409 | 1539895.6091 | 1026597.0727 | 692953.0241 | 615958.2436
2019 | 4063 | Co-Mo Electric Coop Inc | MO | Cooperative | 175 | . | . | 112.1 | . | . | 172 | . | . | 31658 | 25 | Y | . | . | . | . | . | . | . |  |  | . |  | 62.9 |  |  |  | 62.9 |  | 31658 | 100% | 5.5459 | 1582.9 | 11.0918 | 3957.25 | 33.2755 | 6331.6 | 55.4592 | 7914.5 | 83.1888 | 6331.6 | 110.9184 | 3165.8 | 166.3777 | 1424.61 | 221.8369 | 949.74 | 8778.6401 | 43893.2006 | 210687.3628 | 438932.0059 | 526718.4071 | 351145.6047 | 237023.2832 | 210687.3628
2019 | 4065 | City of Columbus - (OH) | OH | Municipal | 218.08 | 2.27 | 96.0705 | 218.08 | 2.27 | 96.0705 | 218.08 | 2.27 | 96.0705 | 14513 | 14.4 | Y | . | . | . | . | . | . | . |  |  | . |  | 0 | 0 | 96.0705 |  |  | 0 | 0 | 0% |  | 0 |  | 0 |  | 1: 0; 3: 0; 5: 0; 7: 0 | 0 |  | 0
2019 | 4068 | City of Columbus - (MS) | MS | Municipal | 344.714 | 2.28 | 151.1903 | 32.324 | 0.657 | 49.1994 | . | . | . | 12580 | 13 | N | . | . | . | . | . | . | . |  |  | . |  | 312.39 | 1.623 | 49.1994 | 192.4769 | 312.39 | 20417.34 | 12580 | 100% | 27.5436 | 629 | 55.0871 | 1572.5 | 165.2614 | 2516 | 275.4357 | 3145 | 413.1536 | 2516 | 550.8714 | 1258 | 826.3071 | 566.1 | 1101.7428 | 377.4 | 17324.9061 | 86624.5305 | 415797.7464 | 866245.3049 | 1039494.3659 | 692996.2439 | 467772.4647 | 415797.7464
2019 | 4110 | Commonwealth Edison Co | IL | Investor Owned | 88.442 | 0.79 | 111.9519 | 51.332 | 0.63 | 81.4794 | 82.709 | 0.78 | 106.0372 | 4131059 | 34 | Y | . | . | . | . | . | . | . |  |  | . |  | 37.11 | 0.16 | 81.4794 | 231.9375 | 231.9375 | 660969.44 | 660969.44 | 16% | 20.45 | 33048.472 | 40.9001 | 82621.18 | 122.7002 | 132193.888 | 204.5004 | 165242.36 | 306.7506 | 132193.888 | 409.0007 | 66096.944 | 613.5011 | 29743.6248 | 818.0015 | 19829.0832 | 675842.4665 | 3379212.3326 | 16220219.1966 | 33792123.3262 | 40550547.9915 | 27033698.661 | 18247746.5962 | 16220219.1966
2019 | 4117 | Community Electric Coop | VA | Cooperative | 240.074 | 1.925 | 124.7138 | 218.693 | 1.811 | 120.7581 | 155.272 | 1.376 | 112.843 | 11264 | 34.5 | Y | . | . | . | . | . | . | . |  |  | . |  | 21.381 | 0.114 | 120.7581 | 187.5526 | 187.5526 | 1284.096 | 1284.096 | 11.4% | 16.5366 | 64.2048 | 33.0732 | 160.512 | 99.2196 | 256.8192 | 165.366 | 321.024 | 248.049 | 256.8192 | 330.732 | 128.4096 | 496.0981 | 57.7843 | 661.4641 | 38.5229 | 1061.7292 | 5308.6462 | 25481.5019 | 53086.4623 | 63703.7548 | 42469.1698 | 28666.6896 | 25481.5019
2019 | 4146 | Concho Valley Elec Coop Inc | TX | Cooperative | 451.8 | 3.46 | 130.578 | 451.8 | 3.46 | 130.578 | 318.6 | 2.35 | 135.5745 | 14888 | 24.9 | Y | . | . | . | . | . | . | . |  |  | . |  | 0 | 0 | 130.578 |  |  | 0 | 0 | 0% |  | 0 |  | 0 |  | 1: 0; 3: 0; 5: 0; 7: 0 | 0 |  | 0
2019 | 4150 | City of Concord - (NC) | NC | Municipal | 33.64 | 0.52 | 64.6923 | 33.64 | 0.52 | 64.6923 | 33.64 | 0.52 | 64.6923 | 31957 | 13.2 | N | . | . | . | . | . | . | . |  |  | . |  | 0 | 0 | 64.6923 |  |  | 0 | 0 | 0% |  | 0 |  | 0 |  | 1: 0; 3: 0; 5: 0; 7: 0 | 0 |  | 0
2019 | 4176 | Connecticut Light & Power Co | CT | Investor Owned | 249.2 | 0.989 | 251.9717 | 66.8 | 0.648 | 103.0864 | 249.17 | 0.985 | 252.9645 | 1275462 | 34.5 | Y | . | . | . | . | . | . | . |  |  | . |  | 182.4 | 0.341 | 103.0864 | 534.8974 | 534.8974 | 434932.542 | 434932.542 | 34.1% | 47.1621 | 21746.6271 | 94.3243 | 54366.5678 | 282.9729 | 86986.5084 | 471.6215 | 108733.1355 | 707.4322 | 86986.5084 | 943.243 | 43493.2542 | 1414.8644 | 19571.9644 | 1886.4859 | 13047.9763 | 1025617.6435 | 5128088.2175 | 24614823.4439 | 51280882.1749 | 61537058.6098 | 41024705.7399 | 27691676.3744 | 24614823.4439
2019 | 4226 | Consolidated Edison Co-NY Inc | NY | Investor Owned | . | . | . | . | . | . | . | . | . | . | . |  | 41.42 | 0.2 | 207.1 | 28.91 | 0.152 | 190.1974 | 3504987 | N | F | 33 | N | 12.51 | 0.048 | 190.1974 | 260.625 | 260.625 | 168239.376 | 168239.376 | 4.8% | 22.9794 | 8411.9688 | 45.9589 | 21029.922 | 137.8766 | 33647.8752 | 229.7943 | 42059.844 | 344.6914 | 33647.8752 | 459.5885 | 16823.9376 | 689.3828 | 7570.7719 | 919.1771 | 5047.1813 | 193302.2221 | 966511.1103 | 4639253.3294 | 9665111.1029 | 11598133.3234 | 7732088.8823 | 5219159.9955 | 4639253.3294
2019 | 4237 | Consolidated Electric Coop | MO | Cooperative | 245.92 | 1.57 | 156.6369 | 71.88 | 1.02 | 70.4706 | 245.92 | 1.57 | 156.6369 | 8058 | 12.5 | Y | . | . | . | . | . | . | . |  |  | . |  | 174.04 | 0.55 | 70.4706 | 316.4364 | 316.4364 | 4431.9 | 4431.9 | 55% | 27.9003 | 221.595 | 55.8007 | 553.9875 | 167.402 | 886.38 | 279.0034 | 1107.975 | 418.5051 | 886.38 | 558.0068 | 443.19 | 837.0102 | 199.4355 | 1116.0136 | 132.957 | 6182.576 | 30912.8799 | 148381.8237 | 309128.7994 | 370954.5593 | 247303.0395 | 166929.5517 | 148381.8237
2019 | 4254 | Consumers Energy Co | MI | Investor Owned | 691.046 | 1.582 | 436.8179 | 233.341 | 1.124 | 207.5987 | 680.917 | 1.53 | 445.0438 | 1828424 | 14.4 | Y | . | . | . | . | . | . | . |  |  | . |  | 457.705 | 0.458 | 207.5988 | 999.3559 | 999.3559 | 837418.192 | 837418.192 | 45.8% | 88.1137 | 41870.9096 | 176.2273 | 104677.274 | 528.682 | 167483.6384 | 881.1367 | 209354.548 | 1321.7051 | 167483.6384 | 1762.2734 | 83741.8192 | 2643.4102 | 37683.8186 | 3524.5469 | 25122.5458 | 3689399.5897 | 18446997.9483 | 88545590.1517 | 184469979.4827 | 221363975.3793 | 147575983.5862 | 99613788.9207 | 88545590.1517
2019 | 4262 | Cooke County Elec Coop Assn | TX | Cooperative | 161.32 | 1.09 | 148 | . | . | . | 161.28 | 1.05 | 153.6 | 16392 | 7.2 | Y | . | . | . | . | . | . | . |  |  | . | [7 empty] | 16392 | 100% |  | 819.6 |  | 2049 |  | 1: 3278.4; 3: 4098; 5: 3278.4; 7: 1639.2 | 737.64 |  | 491.76
2019 | 4265 | Continental Divide El Coop Inc | NM | Cooperative | . | . | . | . | . | . | . | . | . | . | . |  | 138.78 | . | . | 94.76 | . | . | 24202 | N | F | 25 | N | 44.02 |  |  |  | 44.02 |  | 24202 | 100% | 3.8813 | 1210.1 | 7.7625 | 3025.25 | 23.2876 | 4840.4 | 38.8126 | 6050.5 | 58.219 | 4840.4 | 77.6253 | 2420.2 | 116.4379 | 1089.09 | 155.2506 | 726.06 | 4696.7173 | 23483.5865 | 112721.2151 | 234835.8648 | 281803.0378 | 187868.6918 | 126811.367 | 112721.2151
2019 | 4280 | Conway Corporation | AR | Municipal | 22.43 | 0.339 | 66.1652 | 22.43 | 0.339 | 66.1652 | . | . | . | 31256 | 13.8 | N | . | . | . | . | . | . | . |  |  | . |  | 0 | 0 | 66.1652 |  |  | 0 | 0 | 0% |  | 0 |  | 0 |  | 1: 0; 3: 0; 5: 0; 7: 0 | 0 |  | 0
2019 | 4296 | Cookson Hills Elec Coop, Inc | OK | Cooperative | 134.93 | 1.008 | 133.8591 | 134.929 | 1.008 | 133.8581 | 134.928 | 1.001 | 134.7932 | 17867 | 13.2 | Y | . | . | . | . | . | . | . |  |  | . |  | 0.001 | 0 | 133.8581 |  |  | 0 | 0 | 0% |  | 0 |  | 0 |  | 1: 0; 3: 0; 5: 0; 7: 0 | 0 |  | 0
2019 | 4317 | Coos-Curry Electric Coop, Inc | OR | Cooperative | 189.3 | 1.33 | 142.3308 | 122.68 | 1.01 | 121.4654 | 189.19 | 1.31 | 144.4198 | 18198 | 24.9 | N | . | . | . | . | . | . | . |  |  | . |  | 66.62 | 0.32 | 121.4653 | 208.1875 | 208.1875 | 5823.36 | 5823.36 | 32% | 18.356 | 291.168 | 36.712 | 727.92 | 110.1359 | 1164.672 | 183.5599 | 1455.84 | 275.3398 | 1164.672 | 367.1198 | 582.336 | 550.6796 | 262.0512 | 734.2395 | 174.7008 | 5344.6764 | 26723.3819 | 128272.2332 | 267233.8193 | 320680.5831 | 213787.0554 | 144306.2624 | 128272.2332
2019 | 4327 | Coosa Valley Electric Coop Inc | AL | Cooperative | 184.59 | 1.596 | 115.6579 | 155.252 | 1.435 | 108.1895 | 184.571 | 1.596 | 115.646 | 16988 | 24.9 |  | . | . | . | . | . | . | . |  |  | . |  | 29.338 | 0.161 | 108.1895 | 182.2236 | 182.2236 | 2735.068 | 2735.068 | 16.1% | 16.0667 | 136.7534 | 32.1335 | 341.8835 | 96.4004 | 547.0136 | 160.6674 | 683.767 | 241.0011 | 547.0136 | 321.3348 | 273.5068 | 482.0022 | 123.0781 | 642.6696 | 82.052 | 2197.1812 | 10985.9062 | 52732.3497 | 109859.0619 | 131830.8742 | 87887.2495 | 59323.8934 | 52732.3497
2019 | 4346 | Cooperative L&P Assn Lake County | MN | Cooperative | 508.025 | 2.882 | 176.2752 | 508.025 | 2.882 | 176.2752 | 502.906 | 2.439 | 206.1935 | 6196 | 14.4 | Y | . | . | . | . | . | . | . |  |  | . |  | 0 | 0 | 176.2752 |  |  | 0 | 0 | 0% |  | 0 |  | 0 |  | 1: 0; 3: 0; 5: 0; 7: 0 | 0 |  | 0
2019 | 4362 | Corn Belt Energy Corporation | IL | Cooperative | 328.8 | 5.29 | 62.155 | 247 | 5.05 | 48.9109 | 235.9 | 5.11 | 46.1644 | 36209 | 69 | Y | . | . | . | . | . | . | . |  |  | . |  | 81.8 | 0.24 | 48.9109 | 340.8333 | 340.8333 | 8690.16 | 8690.16 | 24% | 30.0514 | 434.508 | 60.1029 | 1086.27 | 180.3086 | 1738.032 | 300.5143 | 2172.54 | 450.7715 | 1738.032 | 601.0287 | 869.016 | 901.543 | 391.0572 | 1202.0573 | 260.7048 | 13057.588 | 65287.9398 | 313382.1108 | 652879.3975 | 783455.277 | 522303.518 | 352554.8747 | 313382.1108
2019 | 4365 | Town of Cornelius - (NC) | NC | Municipal | 106.667 | 1.253 | 85.1293 | . | . | . | . | . | . | 3950 | . | N | . | . | . | . | . | . | . |  |  | . | [7 empty] | 3950 | 100% |  | 197.5 |  | 493.75 |  | 1: 790; 3: 987.5; 5: 790; 7: 395 | 177.75 |  | 118.5
2019 | 4373 | Cornhusker Public Power Dist | NE | Political Subdivision | . | . | . | . | . | . | . | . | . | . | . |  | 270.06 | . | . | 93.76 | . | . | 9998 | N | O | 12.5 | N | 176.3 |  |  |  | 176.3 |  | 9998 | 100% | 15.5445 | 499.9 | 31.0889 | 1249.75 | 93.2667 | 1999.6 | 155.4445 | 2499.5 | 233.1668 | 1999.6 | 310.8891 | 999.8 | 466.3336 | 449.91 | 621.7781 | 299.94 | 7770.6719 | 38853.3593 | 186496.1246 | 388533.5929 | 466240.3115 | 310826.8744 | 209808.1402 | 186496.1246
2019 | 4401 | Cotton Electric Coop, Inc | OK | Cooperative | 190.29 | 1.817 | 104.7276 | 141.596 | 1.481 | 95.6084 | 137.009 | 1.306 | 104.9073 | 21961 | 25 | N | . | . | . | . | . | . | . |  |  | . |  | 48.694 | 0.336 | 95.6084 | 144.9226 | 144.9226 | 7378.896 | 7378.896 | 33.6% | 12.7779 | 368.9448 | 25.5558 | 922.362 | 76.6674 | 1475.7792 | 127.7789 | 1844.724 | 191.6684 | 1475.7792 | 255.5579 | 737.8896 | 383.3368 | 332.0503 | 511.1158 | 221.3669 | 4714.3377 | 23571.6885 | 113144.1047 | 235716.8848 | 282860.2617 | 188573.5078 | 127287.1178 | 113144.1047
2019 | 4430 | Covington Electric Coop, Inc | AL | Cooperative | 89.348 | 1.219 | 73.2961 | 72.835 | 1.059 | 68.7771 | 86.238 | 1.145 | 75.317 | 23246 | 25 | Y | . | . | . | . | . | . | . |  |  | . |  | 16.513 | 0.16 | 68.7771 | 103.2062 | 103.2062 | 3719.36 | 3719.36 | 16% | 9.0997 | 185.968 | 18.1995 | 464.92 | 54.5985 | 743.872 | 90.9974 | 929.84 | 136.4961 | 743.872 | 181.9949 | 371.936 | 272.9923 | 167.3712 | 363.9897 | 111.5808 | 1692.261 | 8461.3049 | 40614.2634 | 84613.0488 | 101535.6585 | 67690.439 | 45691.0463 | 40614.2634
2019 | 4432 | Coweta-Fayette El Member Corp | GA | Cooperative | 130.61 | 1.36 | 96.0368 | 95.83 | 1.08 | 88.7315 | 122.24 | 1.31 | 93.313 | 84741 | 25 | N | . | . | . | . | . | . | . |  |  | . |  | 34.78 | 0.28 | 88.7315 | 124.2143 | 124.2143 | 23727.48 | 23727.48 | 28% | 10.952 | 1186.374 | 21.9041 | 2965.935 | 65.7122 | 4745.496 | 109.5203 | 5931.87 | 164.2805 | 4745.496 | 219.0406 | 2372.748 | 328.5609 | 1067.7366 | 438.0812 | 711.8244 | 12993.2049 | 64966.0245 | 311836.9178 | 649660.2454 | 779592.2945 | 519728.1963 | 350816.5325 | 311836.9178
2019 | 4442 | PUD No 1 of Cowlitz County | WA | Political Subdivision | 101.55 | 0.587 | 172.9983 | 74.29 | 0.504 | 147.4008 | 101.55 | 0.587 | 172.9983 | 50202 | 13 | Y | . | . | . | . | . | . | . |  |  | . |  | 27.26 | 0.083 | 147.4008 | 328.4337 | 328.4337 | 4166.766 | 4166.766 | 8.3% | 28.9582 | 208.3383 | 57.9163 | 520.8457 | 173.7489 | 833.3532 | 289.5815 | 1041.6915 | 434.3723 | 833.3532 | 579.1631 | 416.6766 | 868.7446 | 187.5045 | 1158.3262 | 125.003 | 6033.0927 | 30165.4633 | 144794.224 | 301654.6334 | 361985.56 | 241323.7067 | 162893.502 | 144794.224
2019 | 4471 | Craig-Botetourt Electric Coop | VA | Cooperative | 1598.65 | 4.82 | 331.6701 | 610.42 | 3.16 | 193.1709 | 1556.71 | 3.99 | 390.1529 | 6746 | . | Y | . | . | . | . | . | . | . |  |  | . |  | 988.23 | 1.66 | 193.1709 | 595.3193 | 988.23 | 11198.36 | 6746 | 100% | 87.1327 | 337.3 | 174.2654 | 843.25 | 522.7962 | 1349.2 | 871.327 | 1686.5 | 1306.9904 | 1349.2 | 1742.6539 | 674.6 | 2613.9809 | 303.57 | 3485.3079 | 202.38 | 29389.8585 | 146949.2927 | 705356.6051 | 1469492.9273 | 1763391.5127 | 1175594.3418 | 793526.1807 | 705356.6051
2019 | 4471 | Craig-Botetourt Electric Coop | WV | Cooperative | 865.95 | 2.92 | 296.5582 | 731.44 | 2.73 | 267.9267 | 865.95 | 2.92 | 296.5582 | 484 | . | Y | . | . | . | . | . | . | . |  |  | . |  | 134.51 | 0.19 | 267.9267 | 707.9474 | 707.9474 | 91.96 | 91.96 | 19% | 62.42 | 4.598 | 124.8401 | 11.495 | 374.5203 | 18.392 | 624.2005 | 22.99 | 936.3007 | 18.392 | 1248.4009 | 9.196 | 1872.6014 | 4.1382 | 2496.8019 | 2.7588 | 287.0074 | 1435.0369 | 6888.177 | 14350.3688 | 17220.4426 | 11480.2951 | 7749.1992 | 6888.177
2019 | 4508 | Crawfordsville Elec, Lgt & Pwr | IN | Municipal | . | . | . | . | . | . | . | . | . | . | . |  | 25.38 | 0.2 | 126.9 | 6.05 | 0.08 | 75.625 | 10007 | N | F | 13.8 | N | 19.33 | 0.12 | 75.625 | 161.0833 | 161.0833 | 1200.84 | 1200.84 | 12% | 14.2028 | 60.042 | 28.4056 | 150.105 | 85.2168 | 240.168 | 142.0279 | 300.21 | 213.0419 | 240.168 | 284.0558 | 120.084 | 426.0838 | 54.0378 | 568.1117 | 36.0252 | 852.764 | 4263.8202 | 20466.337 | 42638.2021 | 51165.8425 | 34110.5616 | 23024.6291 | 20466.337
2019 | 4509 | Craighead Electric Coop Corp | AR | Cooperative | . | . | . | . | . | . | . | . | . | . | . |  | 175.405 | 2.07 | 84.7367 | 145.297 | 1.955 | 74.3207 | 31244 | N | F | 34.5 | Y | 30.108 | 0.115 | 74.3207 | 261.8087 | 261.8087 | 3593.06 | 3593.06 | 11.5% | 23.0838 | 179.653 | 46.1676 | 449.1325 | 138.5028 | 718.612 | 230.8379 | 898.265 | 346.2569 | 718.612 | 461.6759 | 359.306 | 692.5138 | 161.6877 | 923.3518 | 107.7918 | 4147.0728 | 20735.3641 | 99529.7478 | 207353.6411 | 248824.3694 | 165882.9129 | 111970.9662 | 99529.7478
2019 | 4524 | Crawford Electric Coop, Inc | MO | Cooperative | 379.33 | 2.482 | 152.8324 | 343.21 | 2.312 | 148.4472 | 349.97 | 2.091 | 167.3697 | 19968 | 25 | Y | . | . | . | . | . | . | . |  |  | . |  | 36.12 | 0.17 | 148.4472 | 212.4706 | 212.4706 | 3394.56 | 3394.56 | 17% | 18.7336 | 169.728 | 37.4673 | 424.32 | 112.4018 | 678.912 | 187.3363 | 848.64 | 281.0045 | 678.912 | 374.6726 | 339.456 | 562.0089 | 152.7552 | 749.3452 | 101.8368 | 3179.6216 | 15898.1079 | 76310.9177 | 158981.0786 | 190777.2943 | 127184.8629 | 85849.7825 | 76310.9177
2019 | 4577 | Crow Wing Cooperative Power & Light Comp | MN | Cooperative | 66.013 | 0.632 | 104.451 | 66.013 | 0.632 | 104.451 | 60.915 | 0.538 | 113.2249 | 43569 | 15 | Y | . | . | . | . | . | . | . |  |  | . |  | 0 | 0 | 104.4509 |  |  | 0 | 0 | 0% |  | 0 |  | 0 |  | 1: 0; 3: 0; 5: 0; 7: 0 | 0 |  | 0
2019 | 4618 | Cullman Electric Coop, Inc | AL | Cooperative | 460.333 | 3.732 | 123.3475 | 386.056 | 3.566 | 108.2602 | 361.127 | 3.213 | 112.3956 | 44267 | 46 | Y | . | . | . | . | . | . | . |  |  | . |  | 74.277 | 0.166 | 108.2602 | 447.4518 | 447.4518 | 7348.322 | 7348.322 | 16.6% | 39.452 | 367.4161 | 78.9041 | 918.5403 | 236.7122 | 1469.6644 | 394.5203 | 1837.0805 | 591.7805 | 1469.6644 | 789.0407 | 734.8322 | 1183.561 | 330.6745 | 1578.0813 | 220.4497 | 14495.3121 | 72476.5604 | 347887.4902 | 724765.6045 | 869718.7254 | 579812.4836 | 391373.4264 | 347887.4902
2019 | 4622 | Cumberland Valley Electric, Inc. | KY | Cooperative | 337.5 | 2.585 | 130.5609 | 237 | 2.249 | 105.3802 | 327.7 | 2.468 | 132.7796 | 23783 | 25 | Y | . | . | . | . | . | . | . |  |  | . |  | 100.5 | 0.336 | 105.3802 | 299.1071 | 299.1071 | 7991.088 | 7991.088 | 33.6% | 26.3724 | 399.5544 | 52.7448 | 998.886 | 158.2345 | 1598.2176 | 263.7242 | 1997.772 | 395.5862 | 1598.2176 | 527.4483 | 799.1088 | 791.1725 | 359.599 | 1054.8966 | 239.7326 | 10537.2145 | 52686.0727 | 252893.1492 | 526860.7274 | 632232.8729 | 421488.5819 | 284504.7928 | 252893.1492
2019 | 4624 | Cumberland Elec Member Corp | TN | Cooperative | . | . | . | . | . | . | . | . | . | . | . |  | 434.48 | 2.99 | 145.311 | 176.32 | 2.23 | 79.0673 | 100540 | N | F | 25 | Y | 258.16 | 0.76 | 79.0673 | 339.6842 | 339.6842 | 76410.4 | 76410.4 | 76% | 29.9501 | 3820.52 | 59.9002 | 9551.3 | 179.7007 | 15282.08 | 299.5011 | 19102.6 | 449.2517 | 15282.08 | 599.0023 | 7641.04 | 898.5034 | 3438.468 | 1198.0046 | 2292.312 | 114425.0098 | 572125.0492 | 2746200.2363 | 5721250.4923 | 6865500.5907 | 4577000.3938 | 3089475.2658 | 2746200.2363
2019 | 4675 | Cuivre River Electric Coop Inc | MO | Cooperative | 198.887 | 1.56 | 127.4917 | 149.687 | 1.338 | 111.8737 | 191.04 | 1.467 | 130.225 | 65908 | 24.9 | Y | . | . | . | . | . | . | . |  |  | . |  | 49.2 | 0.222 | 111.8737 | 221.6216 | 221.6216 | 14631.576 | 14631.576 | 22.2% | 19.5405 | 731.5788 | 39.081 | 1828.947 | 117.2429 | 2926.3152 | 195.4048 | 3657.894 | 293.1072 | 2926.3152 | 390.8096 | 1463.1576 | 586.2144 | 658.4209 | 781.6192 | 438.9473 | 14295.4016 | 71477.0081 | 343089.6388 | 714770.0808 | 857724.097 | 571816.0647 | 385975.8436 | 343089.6388
2019 | 4683 | City of Cuyahoga Falls - (OH) | OH | Municipal | 76.59 | 0.584 | 131.1473 | 47.005 | 0.407 | 115.4914 | 47.005 | 0.407 | 115.4914 | 25695 | 23 | N | . | . | . | . | . | . | . |  |  | . |  | 29.585 | 0.177 | 115.4914 | 167.1469 | 167.1469 | 4548.015 | 4548.015 | 17.7% | 14.7374 | 227.4007 | 29.4748 | 568.5019 | 88.4245 | 909.603 | 147.3742 | 1137.0038 | 221.0613 | 909.603 | 294.7484 | 454.8015 | 442.1226 | 204.6607 | 589.4968 | 136.4404 | 3351.3001 | 16756.5006 | 80431.2026 | 167565.0055 | 201078.0066 | 134052.0044 | 90485.103 | 80431.2026
2019 | 4704 | DS&O Electric Cooperative, Inc. | KS | Cooperative | . | . | . | . | . | . | . | . | . | . | . |  | 197.287 | 1.389 | 142.0353 | 49.4 | 1.108 | 44.5848 | 8323 | N | F | 12.5 | Y | 147.887 | 0.281 | 44.5848 | 526.2883 | 526.2883 | 2338.763 | 2338.763 | 28.1% | 46.4031 | 116.9381 | 92.8062 | 292.3454 | 278.4185 | 467.7526 | 464.0308 | 584.6907 | 696.0462 | 467.7526 | 928.0616 | 233.8763 | 1392.0924 | 105.2443 | 1856.1232 | 70.1629 | 5426.2902 | 27131.4512 | 130230.9656 | 271314.5116 | 325577.4139 | 217051.6093 | 146509.8363 | 130230.9656
2019 | 4717 | Dakota Valley Elec Coop Inc | ND | Cooperative | 531 | 1.76 | 301.7045 | 134.7 | 1.375 | 97.9636 | 503.5 | 1.406 | 358.1081 | 6651 | 25 | Y | . | . | . | . | . | . | . |  |  | . |  | 396.3 | 0.385 | 97.9636 | 1029.3506 | 1029.3506 | 2560.635 | 2560.635 | 38.5% | 90.7583 | 128.0317 | 181.5166 | 320.0794 | 544.5499 | 512.127 | 907.5832 | 640.1588 | 1361.3748 | 512.127 | 1815.1665 | 256.0635 | 2722.7497 | 115.2286 | 3630.3329 | 76.8191 | 11619.947 | 58099.7348 | 278878.7268 | 580997.3475 | 697196.817 | 464797.878 | 313738.5677 | 278878.7268
2019 | 4743 | Consumers Power, Inc | OR | Cooperative | 469 | 1.81 | 259.116 | 245 | 1.33 | 184.2105 | 427 | 1.55 | 275.4839 | 22909 | 25 | Y | . | . | . | . | . | . | . |  |  | . |  | 224 | 0.48 | 184.2105 | 466.6667 | 466.6667 | 10996.32 | 10996.32 | 48% | 41.1462 | 549.816 | 82.2924 | 1374.54 | 246.8773 | 2199.264 | 411.4622 | 2749.08 | 617.1932 | 2199.264 | 822.9243 | 1099.632 | 1234.3865 | 494.8344 | 1645.8486 | 329.8896 | 22622.8479 | 113114.2395 | 542948.3497 | 1131142.3953 | 1357370.8744 | 904913.9162 | 610816.8935 | 542948.3497
2019 | 4796 | Darke Rural Electric Coop, Inc | OH | Cooperative | 410.8 | . | . | 390.2 | . | . | 223 | . | . | 5148 | . | N | . | . | . | . | . | . | . |  |  | . |  | 20.6 |  |  |  | 20.6 |  | 5148 | 100% | 1.8163 | 257.4 | 3.6326 | 643.5 | 10.8979 | 1029.6 | 18.1631 | 1287 | 27.2447 | 1029.6 | 36.3262 | 514.8 | 54.4893 | 231.66 | 72.6525 | 154.44 | 467.5186 | 2337.5929 | 11220.4461 | 23375.9295 | 28051.1154 | 18700.7436 | 12623.0019 | 11220.4461
2019 | 4848 | Daviess Martin County R E M C | IN | Cooperative | 1087 | 3.1 | 350.6452 | 371 | 2.5 | 148.4 | 1069 | 2.9 | 368.6207 | 8213 | 12.5 | N | . | . | . | . | . | . | . |  |  | . |  | 716 | 0.6 | 148.4 | 1193.3333 | 1193.3333 | 4927.8 | 4927.8 | 60% | 105.2168 | 246.39 | 210.4335 | 615.975 | 631.3005 | 985.56 | 1052.1675 | 1231.95 | 1578.2513 | 985.56 | 2104.335 | 492.78 | 3156.5026 | 221.751 | 4208.6701 | 147.834 | 25924.3556 | 129621.7781 | 622184.5349 | 1296217.781 | 1555461.3373 | 1036974.2248 | 699957.6018 | 622184.5349
2019 | 4911 | Dawson Power District | NE | Political Subdivision | . | . | . | . | . | . | . | . | . | . | . |  | 143.9 | . | . | 143.9 | . | . | 23804 | Y | O | . | Y | 0 |  |  |  | 0 |  | 23804 | 100% | 0 | 1190.2 | 0 | 2975.5 | 0 | 4760.8 | 0 | 5951 | 0 | 4760.8 | 0 | 2380.4 | 0 | 1071.18 | 0 | 714.12 | 0 | 0 | 0 | 0 | 0 | 0 | 0 | 0
2019 | 4922 | Dayton Power & Light Co | OH | Investor Owned | 607.26 | 1.39 | 436.8777 | 139.71 | 1.07 | 130.5701 | 581.81 | 1.19 | 488.916 | 591607 | 12 | N | . | . | . | . | . | . | . |  |  | . |  | 467.55 | 0.32 | 130.5701 | 1461.0938 | 1461.0938 | 189314.24 | 189314.24 | 32% | 128.8253 | 9465.712 | 257.6506 | 23664.28 | 772.9519 | 37862.848 | 1288.2531 | 47328.56 | 1932.3797 | 37862.848 | 2576.5062 | 18931.424 | 3864.7594 | 8519.1408 | 5153.0125 | 5679.4272 | 1219423.3043 | 6097116.5213 | 29266159.3023 | 60971165.2131 | 73165398.2557 | 48776932.1705 | 32924429.2151 | 29266159.3023
2019 | 4939 | Deaf Smith Electric Coop, Inc | TX | Cooperative | 643.3 | 3.2 | 201.0312 | 643.3 | 3.2 | 201.0312 | 565.8 | 2.5 | 226.32 | 14696 | 14.4 | Y | . | . | . | . | . | . | . |  |  | . |  | 0 | 0 | 201.0312 |  |  | 0 | 0 | 0% |  | 0 |  | 0 |  | 1: 0; 3: 0; 5: 0; 7: 0 | 0 |  | 0
2019 | 4958 | Decatur Utilities | AL | Municipal | . | . | . | . | . | . | . | . | . | . | . |  | 63.573 | 0.883 | 71.9966 | . | . | . | 26558 | N | O | 12.5 | Y | [6 empty] | 26558 | 100% |  | 1327.9 |  | 3319.75 |  | 1: 5311.6; 3: 6639.5; 5: 5311.6; 7: 2655.8 | 1195.11 |  | 796.74
2019 | 4960 | Decatur County Rural E M C | IN | Cooperative | 156.591 | 1.893 | 82.7211 | 156.591 | 1.893 | 82.7211 | 136.483 | 1.321 | 103.3179 | 8065 | 12.5 | Y | . | . | . | . | . | . | . |  |  | . |  | 0 | 0 | 82.7211 |  |  | 0 | 0 | 0% |  | 0 |  | 0 |  | 1: 0; 3: 0; 5: 0; 7: 0 | 0 |  | 0
2019 | 4975 | Deep East Texas Elec Coop Inc | TX | Cooperative | 658.97 | . | . | 558.58 | . | . | 633.37 | . | . | 42918 | 12.5 | N | . | . | . | . | . | . | . |  |  | . |  | 100.39 |  |  |  | 100.39 |  | 42918 | 100% | 8.8514 | 2145.9 | 17.7029 | 5364.75 | 53.1086 | 8583.6 | 88.5143 | 10729.5 | 132.7715 | 8583.6 | 177.0287 | 4291.8 | 265.543 | 1931.31 | 354.0573 | 1287.54 | 18994.2896 | 94971.4479 | 455862.9499 | 949714.4791 | 1139657.3749 | 759771.5832 | 512845.8187 | 455862.9499
2019 | 5021 | Delaware County Elec Coop Inc | NY | Cooperative | 1113.9 | . | . | 812.9 | . | . | 977.7 | . | . | 5404 | 24.9 | Y | . | . | . | . | . | . | . |  |  | . |  | 301 |  |  |  | 301 |  | 5404 | 100% | 26.5393 | 270.2 | 53.0786 | 675.5 | 159.2359 | 1080.8 | 265.3931 | 1351 | 398.0896 | 1080.8 | 530.7862 | 540.4 | 796.1793 | 243.18 | 1061.5724 | 162.12 | 7170.9214 | 35854.6069 | 172102.1132 | 358546.0691 | 430255.2829 | 286836.8553 | 193614.8773 | 172102.1132
2019 | 5027 | Delmarva Power | DE | Investor Owned | 106 | 0.87 | 121.8391 | 72 | 0.74 | 97.2973 | 106 | 0.87 | 121.8391 | 320798 | 69 | Y | . | . | . | . | . | . | . |  |  | . |  | 34 | 0.13 | 97.2973 | 261.5385 | 261.5385 | 41703.74 | 41703.74 | 13% | 23.06 | 2085.187 | 46.1199 | 5212.9675 | 138.3598 | 8340.748 | 230.5997 | 10425.935 | 345.8995 | 8340.748 | 461.1993 | 4170.374 | 691.799 | 1876.6683 | 922.3987 | 1251.1122 | 48084.3439 | 240421.7193 | 1154024.2528 | 2404217.1932 | 2885060.6319 | 1923373.7546 | 1298277.2843 | 1154024.2528
2019 | 5027 | Delmarva Power | MD | Investor Owned | 103 | 1.02 | 100.9804 | 78 | 0.87 | 89.6552 | 103 | 1.02 | 100.9804 | 206524 | 69 | Y | . | . | . | . | . | . | . |  |  | . |  | 25 | 0.15 | 89.6552 | 166.6667 | 166.6667 | 30978.6 | 30978.6 | 15% | 14.6951 | 1548.93 | 29.3902 | 3872.325 | 88.1705 | 6195.72 | 146.9508 | 7744.65 | 220.4262 | 6195.72 | 293.9015 | 3097.86 | 440.8523 | 1394.037 | 587.8031 | 929.358 | 22761.6458 | 113808.2292 | 546279.5004 | 1138082.2924 | 1365698.7509 | 910465.8339 | 614564.4379 | 546279.5004
2019 | 5063 | City of Denton - (TX) | TX | Municipal | 38.41 | 0.51 | 75.3137 | 38.41 | 0.51 | 75.3137 | 38.41 | 0.51 | 75.3137 | 56806 | 13.2 | Y | . | . | . | . | . | . | . |  |  | . |  | 0 | 0 | 75.3137 |  |  | 0 | 0 | 0% |  | 0 |  | 0 |  | 1: 0; 3: 0; 5: 0; 7: 0 | 0 |  | 0
2019 | 5070 | Delaware Electric Cooperative | DE | Cooperative | 91.6 | 1.36 | 67.3529 | 83.08 | 1.283 | 64.7545 | 91.6 | 1.36 | 67.3529 | 99826 | 12 | N | . | . | . | . | . | . | . |  |  | . |  | 8.52 | 0.077 | 64.7545 | 110.6494 | 110.6494 | 7686.602 | 7686.602 | 7.7% | 9.756 | 384.3301 | 19.512 | 960.8253 | 58.536 | 1537.3204 | 97.56 | 1921.6505 | 146.3401 | 1537.3204 | 195.1201 | 768.6602 | 292.6801 | 345.8971 | 390.2402 | 230.5981 | 3749.5262 | 18747.6309 | 89988.6281 | 187476.3086 | 224971.5703 | 149981.0469 | 101237.2066 | 89988.6281
2019 | 5078 | Denton County Elec Coop, Inc | TX | Cooperative | 50.92 | 0.715 | 71.2168 | 36.98 | 0.633 | 58.4202 | 43.71 | 0.512 | 85.3711 | 247014 | 24.9 | Y | . | . | . | . | . | . | . |  |  | . |  | 13.94 | 0.082 | 58.4202 | 170 | 170 | 20255.148 | 20255.148 | 8.2% | 14.989 | 1012.7574 | 29.978 | 2531.8935 | 89.9339 | 4051.0296 | 149.8898 | 5063.787 | 224.8347 | 4051.0296 | 299.7796 | 2025.5148 | 449.6694 | 911.4817 | 599.5591 | 607.6544 | 15180.1991 | 75900.9954 | 364324.7781 | 759009.9544 | 910811.9453 | 607207.9636 | 409865.3754 | 364324.7781
2019 | 5109 | DTE Electric Company | MI | Investor Owned | 466.289 | 1.372 | 339.8608 | 202.375 | 1.136 | 178.147 | 466.289 | 1.372 | 339.8608 | 2210201 | 13.2 | Y | . | . | . | . | . | . | . |  |  | . |  | 263.914 | 0.236 | 178.147 | 1118.2797 | 1118.2797 | 521607.436 | 521607.436 | 23.6% | 98.5992 | 26080.3718 | 197.1985 | 65200.9295 | 591.5954 | 104321.4872 | 985.9924 | 130401.859 | 1478.9885 | 104321.4872 | 1971.9847 | 52160.7436 | 2957.9771 | 23472.3346 | 3943.9694 | 15648.2231 | 2571504.7173 | 12857523.5866 | 61716113.2159 | 128575235.8664 | 154290283.0397 | 102860188.6931 | 69430627.3679 | 61716113.2159
2019 | 5111 | City of Detroit Lakes - (MN) | MN | Municipal | 6.3 | 0.084 | 75 | 6.3 | 0.084 | 75 | 6.3 | 0.084 | 75 | 8388 | 12.4 | N | . | . | . | . | . | . | . |  |  | . |  | 0 | 0 | 75 |  |  | 0 | 0 | 0% |  | 0 |  | 0 |  | 1: 0; 3: 0; 5: 0; 7: 0 | 0 |  | 0
2019 | 5148 | City of Dickson | TN | Municipal | 307.451 | 3.773 | 81.4871 | 143.347 | 3.138 | 45.681 | 307.451 | 3.773 | 81.4871 | 36519 | 12.5 | Y | . | . | . | . | . | . | . |  |  | . |  | 164.104 | 0.635 | 45.681 | 258.4315 | 258.4315 | 23189.565 | 23189.565 | 63.5% | 22.786 | 1159.4782 | 45.572 | 2898.6956 | 136.7161 | 4637.913 | 227.8602 | 5797.3912 | 341.7904 | 4637.913 | 455.7205 | 2318.9565 | 683.5807 | 1043.5304 | 911.441 | 695.687 | 26419.9 | 132099.4998 | 634077.5992 | 1320994.9984 | 1585193.9981 | 1056795.9987 | 713337.2991 | 634077.5992
2019 | 5175 | Dixie Electric Power Assn | MS | Cooperative | . | . | . | . | . | . | . | . | . | . | . |  | 254.001 | 1.959 | 129.6585 | 230.174 | 1.816 | 126.7478 | 39242 | N | F | 24.9 | Y | 23.827 | 0.143 | 126.7478 | 166.6224 | 166.6224 | 5611.606 | 5611.606 | 14.3% | 14.6912 | 280.5803 | 29.3823 | 701.4507 | 88.147 | 1122.3212 | 146.9117 | 1402.9015 | 220.3676 | 1122.3212 | 293.8234 | 561.1606 | 440.7352 | 252.5223 | 587.6469 | 168.3482 | 4122.0535 | 20610.2675 | 98929.2838 | 206102.6747 | 247323.2096 | 164882.1397 | 111295.4443 | 98929.2838
2019 | 5202 | Dixie Electric Membership Corp | LA | Cooperative | 278.63 | 3.66 | 76.1284 | 206.72 | 3.12 | 66.2564 | 274.41 | 3.576 | 76.7366 | 109996 | 69 | Y | . | . | . | . | . | . | . |  |  | . |  | 71.91 | 0.54 | 66.2564 | 133.1667 | 133.1667 | 59397.84 | 59397.84 | 54% | 11.7414 | 2969.892 | 23.4827 | 7424.73 | 70.4482 | 11879.568 | 117.4137 | 14849.46 | 176.1205 | 11879.568 | 234.8273 | 5939.784 | 352.241 | 2672.9028 | 469.6547 | 1781.9352 | 34870.5909 | 174352.9543 | 836894.1806 | 1743529.543 | 2092235.4516 | 1394823.6344 | 941505.9532 | 836894.1806
2019 | 5204 | Dixie Electric Coop | AL | Cooperative | 154.87 | 1.871 | 82.7739 | 132.77 | 1.639 | 81.0067 | 138.8 | 1.369 | 101.3879 | 23625 | 13.2 | N | . | . | . | . | . | . | . |  |  | . |  | 22.1 | 0.232 | 81.0067 | 95.2586 | 95.2586 | 5481 | 5481 | 23.2% | 8.399 | 274.05 | 16.798 | 685.125 | 50.394 | 1096.2 | 83.99 | 1370.25 | 125.985 | 1096.2 | 167.9799 | 548.1 | 251.9699 | 246.645 | 335.9599 | 164.43 | 2301.745 | 11508.7252 | 55241.881 | 115087.252 | 138104.7024 | 92069.8016 | 62147.1161 | 55241.881
2019 | 5336 | City of Dover - (OH) | OH | Municipal | 41.064 | 0.205 | 200.3122 | 8.828 | 0.056 | 157.6429 | 41.064 | 0.205 | 200.3122 | 6831 | 12.5 | N | . | . | . | . | . | . | . |  |  | . |  | 32.236 | 0.149 | 157.6429 | 216.349 | 216.349 | 1017.819 | 1017.819 | 14.9% | 19.0756 | 50.8909 | 38.1512 | 127.2274 | 114.4535 | 203.5638 | 190.7559 | 254.4547 | 286.1339 | 203.5638 | 381.5118 | 101.7819 | 572.2677 | 45.8019 | 763.0236 | 30.5346 | 970.7749 | 4853.8747 | 23298.5986 | 48538.7471 | 58246.4965 | 38830.9977 | 26210.9234 | 23298.5986
2019 | 5394 | Dubois Rural Electric Coop Inc | IN | Cooperative | . | . | . | . | . | . | . | . | . | . | . |  | 135 | 1.2 | 112.5 | 133 | 1.2 | 110.8333 | 13896 | N | L | 12.5 | Y | 2 | 0 | 110.8333 |  |  | 0 | 0 | 0% |  | 0 |  | 0 |  | 1: 0; 3: 0; 5: 0; 7: 0 | 0 |  | 0
2019 | 5399 | Duck River Elec Member Corp | TN | Cooperative | 179.79 | 2.01 | 89.4478 | 132.83 | 1.73 | 76.7803 | 167.62 | 1.89 | 88.6878 | 75843 | 25 | Y | . | . | . | . | . | . | . |  |  | . |  | 46.96 | 0.28 | 76.7803 | 167.7143 | 167.7143 | 21236.04 | 21236.04 | 28% | 14.7874 | 1061.802 | 29.5749 | 2654.505 | 88.7247 | 4247.208 | 147.8745 | 5309.01 | 221.8117 | 4247.208 | 295.7489 | 2123.604 | 443.6234 | 955.6218 | 591.4978 | 637.0812 | 15701.34 | 78506.6998 | 376832.1589 | 785066.9978 | 942080.3974 | 628053.5982 | 423936.1788 | 376832.1589
2019 | 5416 | Duke Energy Carolinas, LLC | NC | Investor Owned | 312 | 1.3 | 240 | 174 | 1.06 | 164.1509 | 289 | 1.18 | 244.9152 | 2043767 | 44 | Y | . | . | . | . | . | . | . |  |  | . |  | 138 | 0.24 | 164.1509 | 575 | 575 | 490504.08 | 490504.08 | 24% | 50.698 | 24525.204 | 101.396 | 61313.01 | 304.1881 | 98100.816 | 506.9802 | 122626.02 | 760.4702 | 98100.816 | 1013.9603 | 49050.408 | 1520.9405 | 22072.6836 | 2027.9206 | 14715.1224 | 1243379.1888 | 6216895.9442 | 29841100.532 | 62168959.4416 | 74602751.3299 | 49735167.5533 | 33571238.0985 | 29841100.532
2019 | 5416 | Duke Energy Carolinas, LLC | SC | Investor Owned | 200 | 1.11 | 180.1802 | 160 | 0.98 | 163.2653 | 185 | 0.98 | 188.7755 | 582660 | 23 | Y | . | . | . | . | . | . | . |  |  | . |  | 40 | 0.13 | 163.2653 | 307.6923 | 307.6923 | 75745.8 | 75745.8 | 13% | 27.1294 | 3787.29 | 54.2587 | 9468.225 | 162.7762 | 15149.16 | 271.2937 | 18936.45 | 406.9406 | 15149.16 | 542.5875 | 7574.58 | 813.8812 | 3408.561 | 1085.1749 | 2272.374 | 102746.8038 | 513734.0191 | 2465923.2917 | 5137340.191 | 6164808.2292 | 4109872.1528 | 2774163.7032 | 2465923.2917
2019 | 5417 | Dunn County Electric Coop | WI | Cooperative | 255.76 | 1.662 | 153.8869 | 55.78 | 0.583 | 95.6775 | 254.95 | 1.604 | 158.9464 | 10070 | 7.2 | Y | . | . | . | . | . | . | . |  |  | . |  | 199.98 | 1.079 | 95.6775 | 185.3383 | 199.98 | 10865.53 | 10070 | 100% | 17.6323 | 503.5 | 35.2647 | 1258.75 | 105.794 | 2014 | 176.3233 | 2517.5 | 264.4849 | 2014 | 352.6466 | 1007 | 528.9699 | 453.15 | 705.2932 | 302.1 | 8877.8777 | 44389.3887 | 213069.0657 | 443893.8868 | 532672.6642 | 355115.1095 | 239702.6989 | 213069.0657
2019 | 5429 | City of Duncan - (OK) | OK | Municipal | . | . | . | . | . | . | . | . | . | . | . |  | 578.11 | 2.79 | 207.2079 | . | . | . | 8734 | N | O | 13.2 | N | [6 empty] | 8734 | 100% |  | 436.7 |  | 1091.75 |  | 1: 1746.8; 3: 2183.5; 5: 1746.8; 7: 873.4 | 393.03 |  | 262.02
2019 | 5438 | Duncan Valley Elec Coop, Inc | AZ | Cooperative | 354 | 2.421 | 146.2206 | 66 | 0.46 | 143.4783 | . | . | . | 2472 | 25 | N | . | . | . | . | . | . | . |  |  | . |  | 288 | 1.961 | 143.4783 | 146.8638 | 288 | 4847.592 | 2472 | 100% | 25.3931 | 123.6 | 50.7862 | 309 | 152.3586 | 494.4 | 253.9309 | 618 | 380.8964 | 494.4 | 507.8619 | 247.2 | 761.7928 | 111.24 | 1015.7237 | 74.16 | 3138.5863 | 15692.9317 | 75326.072 | 156929.3167 | 188315.18 | 125543.4533 | 84741.831 | 75326.072
2019 | 5487 | Duquesne Light Co | PA | Investor Owned | . | . | . | . | . | . | . | . | . | . | . |  | 214 | 1.23 | 173.9837 | 106 | 1.01 | 104.9505 | 602402 | N | F | 23 | N | 108 | 0.22 | 104.9505 | 490.9091 | 490.9091 | 132528.44 | 132528.44 | 22% | 43.2837 | 6626.422 | 86.5674 | 16566.055 | 259.7021 | 26505.688 | 432.8368 | 33132.11 | 649.2552 | 26505.688 | 865.6736 | 13252.844 | 1298.5105 | 5963.7798 | 1731.3473 | 3975.8532 | 286815.9412 | 1434079.7061 | 6883582.5893 | 14340797.061 | 17208956.4732 | 11472637.6488 | 7744030.4129 | 6883582.5893
2019 | 5509 | City of Dyersburg | TN | Municipal | 82.991 | 1.232 | 67.3628 | 45.242 | 0.727 | 62.2311 | 45.242 | 0.727 | 62.2311 | 11985 | 13.2 | N | . | . | . | . | . | . | . |  |  | . |  | 37.749 | 0.505 | 62.2311 | 74.7505 | 74.7505 | 6052.425 | 6052.425 | 50.5% | 6.5908 | 302.6212 | 13.1816 | 756.5531 | 39.5447 | 1210.485 | 65.9079 | 1513.1063 | 98.8618 | 1210.485 | 131.8157 | 605.2425 | 197.7236 | 272.3591 | 263.6314 | 181.5728 | 1994.5118 | 9972.5591 | 47868.2837 | 99725.5911 | 119670.7093 | 79780.4729 | 53851.8192 | 47868.2837
2019 | 5531 | Enerstar Power Corp | IL | Cooperative | . | . | . | . | . | . | . | . | . | . | . |  | 228.5 | 2.54 | 89.9606 | 219.7 | 2.5 | 87.88 | 5253 | N | F | 12.5 | Y | 8.8 | 0.04 | 87.88 | 220 | 220 | 210.12 | 210.12 | 4% | 19.3975 | 10.506 | 38.795 | 26.265 | 116.385 | 42.024 | 193.975 | 52.53 | 290.9625 | 42.024 | 387.95 | 21.012 | 581.9251 | 9.4554 | 775.9001 | 6.3036 | 203.7902 | 1018.9508 | 4890.9637 | 10189.5077 | 12227.4093 | 8151.6062 | 5502.3342 | 4890.9637
2019 | 5574 | East Central Energy | MN | Cooperative | 98 | 1.161 | 84.41 | 68.3 | 0.978 | 69.8364 | 83.3 | 0.874 | 95.3089 | 61501 | 14.4 | Y | . | . | . | . | . | . | . |  |  | . |  | 29.7 | 0.183 | 69.8364 | 162.2951 | 162.2951 | 11254.683 | 11254.683 | 18.3% | 14.3096 | 562.7341 | 28.6193 | 1406.8354 | 85.8578 | 2250.9366 | 143.0963 | 2813.6708 | 214.6445 | 2250.9366 | 286.1927 | 1125.4683 | 429.289 | 506.4607 | 572.3853 | 337.6405 | 8052.5189 | 40262.5944 | 193260.4532 | 402625.9442 | 483151.133 | 322100.7553 | 217418.0098 | 193260.4532
2019 | 5575 | City of East Grand Forks - (MN) | MN | Municipal | . | . | . | . | . | . | . | . | . | . | . |  | 94 | 0.8 | 117.5 | . | . | . | 4573 | N | F | 12.5 | N | [6 empty] | 4573 | 100% |  | 228.65 |  | 571.625 |  | 1: 914.6; 3: 1143.25; 5: 914.6; 7: 457.3 | 205.785 |  | 137.19
2019 | 5578 | East Mississippi Elec Pwr Assn | MS | Cooperative | 656.5 | 3.23 | 203.2508 | 213 | 1.84 | 115.7609 | 620.7 | 2.89 | 214.7751 | 12502 | 25 | N | . | . | . | . | . | . | . |  |  | . |  | 443.5 | 1.39 | 115.7609 | 319.0647 | 443.5 | 17377.78 | 12502 | 100% | 39.1036 | 625.1 | 78.2072 | 1562.75 | 234.6216 | 2500.4 | 391.036 | 3125.5 | 586.554 | 2500.4 | 782.072 | 1250.2 | 1173.108 | 562.59 | 1564.144 | 375.06 | 24443.6605 | 122218.3027 | 586647.853 | 1222183.0272 | 1466619.6326 | 977746.4217 | 659978.8347 | 586647.853
2019 | 5585 | Eastern Illinois Elec Coop | IL | Cooperative | 324.1 | 2.16 | 150.0463 | 132.3 | 1.35 | 98 | 277.4 | 1.67 | 166.1078 | 13454 | 7.2 | Y | . | . | . | . | . | . | . |  |  | . |  | 191.8 | 0.81 | 98 | 236.7901 | 236.7901 | 10897.74 | 10897.74 | 81% | 20.8779 | 544.887 | 41.7558 | 1362.2175 | 125.2674 | 2179.548 | 208.7789 | 2724.435 | 313.1684 | 2179.548 | 417.5579 | 1089.774 | 626.3368 | 490.3983 | 835.1158 | 326.9322 | 11376.0935 | 56880.4673 | 273026.2431 | 568804.673 | 682565.6076 | 455043.7384 | 307154.5234 | 273026.2431
2019 | 5588 | East-Central Iowa Rural Elec Coop | IA | Cooperative | 61.5 | 0.83 | 74.0964 | 61.5 | 0.83 | 74.0964 | . | . | . | 8923 | 12.5 | Y | . | . | . | . | . | . | . |  |  | . |  | 0 | 0 | 74.0964 |  |  | 0 | 0 | 0% |  | 0 |  | 0 |  | 1: 0; 3: 0; 5: 0; 7: 0 | 0 |  | 0
2019 | 5598 | East Central Oklahoma Elec Coop Inc | OK | Cooperative | 297.6 | 2.01 | 148.0597 | 297.6 | 2.01 | 148.0597 | . | . | . | 34233 | 25 | Y | . | . | . | . | . | . | . |  |  | . |  | 0 | 0 | 148.0597 |  |  | 0 | 0 | 0% |  | 0 |  | 0 |  | 1: 0; 3: 0; 5: 0; 7: 0 | 0 |  | 0
2019 | 5605 | Eastern Iowa Light & Power Coop | IA | Cooperative | 214.24 | 1.89 | 113.3545 | 151.13 | 1.61 | 93.8696 | 186.6 | 1.64 | 113.7805 | 23823 | 7.2 | Y | . | . | . | . | . | . | . |  |  | . |  | 63.11 | 0.28 | 93.8696 | 225.3929 | 225.3929 | 6670.44 | 6670.44 | 28% | 19.873 | 333.522 | 39.746 | 833.805 | 119.238 | 1334.088 | 198.7299 | 1667.61 | 298.0949 | 1334.088 | 397.4599 | 667.044 | 596.1898 | 300.1698 | 794.9197 | 200.1132 | 6628.0802 | 33140.4011 | 159073.9253 | 331404.011 | 397684.8132 | 265123.2088 | 178958.166 | 159073.9253
2019 | 5609 | Eastern Maine Electric Coop | ME | Cooperative | 399.58 | 6.7 | 59.6388 | 212.91 | 5.44 | 39.1379 | 288.19 | 4.84 | 59.5434 | 12655 | 25 | Y | . | . | . | . | . | . | . |  |  | . |  | 186.67 | 1.26 | 39.1379 | 148.1508 | 186.67 | 15945.3 | 12655 | 100% | 16.4588 | 632.75 | 32.9176 | 1581.875 | 98.7527 | 2531 | 164.5878 | 3163.75 | 246.8817 | 2531 | 329.1756 | 1265.5 | 493.7634 | 569.475 | 658.3512 | 379.65 | 10414.2932 | 52071.4662 | 249943.0378 | 520714.662 | 624857.5944 | 416571.7296 | 281185.9175 | 249943.0378
2019 | 5625 | Easton Utilities Comm | MD | Municipal | . | . | . | . | . | . | . | . | . | . | . |  | 21.778 | 0.497 | 43.8189 | . | . | . | 10804 | Y | F | 25 | N | [6 empty] | 10804 | 100% |  | 540.2 |  | 1350.5 |  | 1: 2160.8; 3: 2701; 5: 2160.8; 7: 1080.4 | 486.18 |  | 324.12
2019 | 5632 | Eau Claire Electric Coop | WI | Cooperative | . | . | . | . | . | . | . | . | . | . | . |  | 202.6 | 1.3 | 155.8461 | 94.2 | 0.869 | 108.4005 | 11334 | N | L | 12.5 | Y | 108.4 | 0.431 | 108.4005 | 251.5081 | 251.5081 | 4884.954 | 4884.954 | 43.1% | 22.1756 | 244.2477 | 44.3512 | 610.6192 | 133.0535 | 976.9908 | 221.7559 | 1221.2385 | 332.6338 | 976.9908 | 443.5117 | 488.4954 | 665.2676 | 219.8229 | 887.0235 | 146.5486 | 5416.3362 | 27081.6811 | 129992.0694 | 270816.8112 | 324980.1734 | 216653.4489 | 146241.078 | 129992.0694
2019 | 5644 | Edisto Electric Coop, Inc | SC | Cooperative | 117.65 | . | . | 61.41 | . | . | 103.29 | . | . | 20263 | 14.4 | N | . | . | . | . | . | . | . |  |  | . |  | 56.24 |  |  |  | 56.24 |  | 20263 | 100% | 4.9587 | 1013.15 | 9.9174 | 2532.875 | 29.7522 | 4052.6 | 49.5871 | 5065.75 | 74.3806 | 4052.6 | 99.1741 | 2026.3 | 148.7612 | 911.835 | 198.3483 | 607.89 | 5023.9138 | 25119.5691 | 120573.9319 | 251195.6914 | 301434.8297 | 200956.5531 | 135645.6734 | 120573.9319
2019 | 5656 | Edgecombe-Martin County E M C | NC | Cooperative | 231.429 | 1.504 | 153.8757 | 161.31 | 1.199 | 134.5371 | 231.429 | 1.504 | 153.8757 | 11187 | 25 | Y | . | . | . | . | . | . | . |  |  | . |  | 70.119 | 0.305 | 134.5371 | 229.8984 | 229.8984 | 3412.035 | 3412.035 | 30.5% | 20.2702 | 170.6018 | 40.5405 | 426.5044 | 121.6215 | 682.407 | 202.7024 | 853.0087 | 304.0537 | 682.407 | 405.4049 | 341.2035 | 608.1073 | 153.5416 | 810.8098 | 102.3611 | 3458.1392 | 17290.6962 | 82995.342 | 172906.9625 | 207488.3549 | 138325.57 | 93369.7597 | 82995.342
2019 | 5661 | City of Edmond - (OK) | OK | Municipal | 90.347 | 1.062 | 85.0725 | 90.347 | 1.062 | 85.0725 | 90.347 | 1.062 | 85.0725 | 41098 | 12.4 | Y | . | . | . | . | . | . | . |  |  | . |  | 0 | 0 | 85.0725 |  |  | 0 | 0 | 0% |  | 0 |  | 0 |  | 1: 0; 3: 0; 5: 0; 7: 0 | 0 |  | 0
2019 | 5701 | El Paso Electric Co | NM | Investor Owned | 70.059 | 0.79 | 88.6823 | 70.059 | 0.79 | 88.6823 | 67.079 | 0.755 | 88.8464 | 101100 | 23.9 | Y | . | . | . | . | . | . | . |  |  | . |  | 0 | 0 | 88.6823 |  |  | 0 | 0 | 0% |  | 0 |  | 0 |  | 1: 0; 3: 0; 5: 0; 7: 0 | 0 |  | 0
2019 | 5701 | El Paso Electric Co | TX | Investor Owned | 76.386 | 0.972 | 78.5864 | 76.386 | 0.972 | 78.5864 | 73.396 | 0.886 | 82.8397 | 331654 | 23.9 | Y | . | . | . | . | . | . | . |  |  | . |  | 0 | 0 | 78.5864 |  |  | 0 | 0 | 0% |  | 0 |  | 0 |  | 1: 0; 3: 0; 5: 0; 7: 0 | 0 |  | 0
2019 | 5773 | City of Elk River | MN | Municipal | 25.412 | 0.423 | 60.0757 | 25.412 | 0.423 | 60.0757 | 25.412 | 0.423 | 60.0757 | 12244 | 12.5 | N | . | . | . | . | . | . | . |  |  | . |  | 0 | 0 | 60.0757 |  |  | 0 | 0 | 0% |  | 0 |  | 0 |  | 1: 0; 3: 0; 5: 0; 7: 0 | 0 |  | 0
2019 | 5780 | Elkhorn Rural Public Pwr Dist | NE | Political Subdivision | . | . | . | . | . | . | . | . | . | . | . |  | 92.9 | 0.81 | 114.6914 | 92.9 | 0.81 | 114.6914 | 9790 | N | F | 12.5 | N | 0 | 0 | 114.6914 |  |  | 0 | 0 | 0% |  | 0 |  | 0 |  | 1: 0; 3: 0; 5: 0; 7: 0 | 0 |  | 0
2019 | 5860 | Empire District Electric Co | AR | Investor Owned | 456.68 | 1.639 | 278.6333 | 28.15 | 0.422 | 66.7062 | . | . | . | 5239 | 12.5 | N | . | . | . | . | . | . | . |  |  | . |  | 428.53 | 1.217 | 66.7062 | 352.12 | 428.53 | 6375.863 | 5239 | 100% | 37.7837 | 261.95 | 75.5674 | 654.875 | 226.7021 | 1047.8 | 377.8369 | 1309.75 | 566.7553 | 1047.8 | 755.6738 | 523.9 | 1133.5107 | 235.755 | 1511.3475 | 157.17 | 9897.4372 | 49487.186 | 237538.4926 | 494871.8597 | 593846.2316 | 395897.4877 | 267230.8042 | 237538.4926
2019 | 5860 | Empire District Electric Co | KS | Investor Owned | 140.08 | 1.337 | 104.7719 | 115.14 | 1.285 | 89.6031 | . | . | . | 11199 | 12.5 | N | . | . | . | . | . | . | . |  |  | . |  | 24.94 | 0.052 | 89.6031 | 479.6154 | 479.6154 | 582.348 | 582.348 | 5.2% | 42.2879 | 29.1174 | 84.5758 | 72.7935 | 253.7275 | 116.4696 | 422.8791 | 145.587 | 634.3187 | 116.4696 | 845.7582 | 58.2348 | 1268.6373 | 26.2057 | 1691.5164 | 17.4704 | 1231.314 | 6156.57 | 29551.5361 | 61565.7002 | 73878.8403 | 49252.5602 | 33245.4781 | 29551.5361
2019 | 5860 | Empire District Electric Co | MO | Investor Owned | 214.19 | 1.328 | 161.2877 | 138.16 | 1.193 | 115.8089 | . | . | . | 168460 | 25 | N | . | . | . | . | . | . | . |  |  | . |  | 76.03 | 0.135 | 115.8089 | 563.1852 | 563.1852 | 22742.1 | 22742.1 | 13.5% | 49.6563 | 1137.105 | 99.3126 | 2842.7625 | 297.9378 | 4548.42 | 496.563 | 5685.525 | 744.8445 | 4548.42 | 993.126 | 2274.21 | 1489.689 | 1023.3945 | 1986.2519 | 682.263 | 56464.4253 | 282322.1264 | 1355146.2066 | 2823221.2638 | 3387865.5165 | 2258577.011 | 1524539.4824 | 1355146.2066
2019 | 5860 | Empire District Electric Co | OK | Investor Owned | 285.22 | 1.94 | 147.0206 | 160.34 | 1.682 | 95.327 | . | . | . | 6655 | 12.5 | N | . | . | . | . | . | . | . |  |  | . |  | 124.88 | 0.258 | 95.327 | 484.031 | 484.031 | 1716.99 | 1716.99 | 25.8% | 42.6772 | 85.8495 | 85.3545 | 214.6238 | 256.0634 | 343.398 | 426.7724 | 429.2475 | 640.1586 | 343.398 | 853.5448 | 171.699 | 1280.3171 | 77.2645 | 1707.0895 | 51.5097 | 3663.8195 | 18319.0977 | 87931.6691 | 183190.9772 | 219829.1727 | 146552.7818 | 98923.1277 | 87931.6691
2019 | 5862 | Empire Electric Assn, Inc | CO | Cooperative | 87.94 | . | . | 35.4 | . | . | 87.94 | . | . | 16151 | 44 | Y | . | . | . | . | . | . | . |  |  | . |  | 52.54 |  |  |  | 52.54 |  | 16151 | 100% | 4.6325 | 807.55 | 9.265 | 2018.875 | 27.7949 | 3230.2 | 46.3248 | 4037.75 | 69.4871 | 3230.2 | 92.6495 | 1615.1 | 138.9743 | 726.795 | 185.299 | 484.53 | 3740.9561 | 18704.7805 | 89782.9462 | 187047.8046 | 224457.3655 | 149638.2436 | 101005.8145 | 89782.9462
2019 | 5905 | Excelsior Electric Member Corp | GA | Cooperative | . | . | . | . | . | . | . | . | . | . | . |  | 219.92 | . | . | 219.92 | . | . | 23080 | N | O | 24.9 | Y | 0 |  |  |  | 0 |  | 23080 | 100% | 0 | 1154 | 0 | 2885 | 0 | 4616 | 0 | 5770 | 0 | 4616 | 0 | 2308 | 0 | 1038.6 | 0 | 692.4 | 0 | 0 | 0 | 0 | 0 | 0 | 0 | 0
2019 | 5915 | Village of Enosburg Falls - (VT) | VT | Municipal | . | . | . | . | . | . | . | . | . | . | . |  | . | 1.79 | . | . | 1.07 | . | 1768 | N | O | 12.4 | N |  | 0.72 |  |  |  | 1272.96 | 1272.96 | 72% |  | 63.648 |  | 159.12 |  | 1: 254.592; 3: 318.24; 5: 254.592; 7: 127.296 | 57.2832 |  | 38.1888
2019 | 5929 | Fairfield Electric Coop, Inc | SC | Cooperative | . | . | . | . | . | . | . | . | . | . | . |  | 118.44 | 1.8 | 65.8 | 97.95 | 0.8 | 122.4375 | 29292 | N | L | 25 | Y | 20.49 | 1 | 122.4375 | 20.49 | 20.49 | 29292 | 29292 | 100% | 1.8066 | 1464.6 | 3.6132 | 3661.5 | 10.8397 | 5858.4 | 18.0661 | 7323 | 27.0992 | 5858.4 | 36.1323 | 2929.2 | 54.1984 | 1318.14 | 72.2645 | 878.76 | 2645.9651 | 13229.8254 | 63503.162 | 132298.2542 | 158757.9051 | 105838.6034 | 71441.0573 | 63503.162
2019 | 5930 | Village of Fairport - (NY) | NY | Municipal | 39.672 | 0.491 | 80.7984 | 21.703 | 0.34 | 63.8324 | . | . | . | 17623 | 12.5 | N | . | . | . | . | . | . | . |  |  | . |  | 17.969 | 0.151 | 63.8324 | 119 | 119 | 2661.073 | 2661.073 | 15.1% | 10.4923 | 133.0537 | 20.9846 | 332.6341 | 62.9537 | 532.2146 | 104.9229 | 665.2682 | 157.3843 | 532.2146 | 209.8457 | 266.1073 | 314.7686 | 119.7483 | 419.6914 | 79.8322 | 1396.0368 | 6980.1841 | 33504.8839 | 69801.8414 | 83762.2096 | 55841.4731 | 37692.9943 | 33504.8839
2019 | 5935 | Borough of Ephrata - (PA) | PA | Municipal | 78.855 | 1.172 | 67.2824 | 31.599 | 0.994 | 31.7897 | 78.855 | 1.172 | 67.2824 | 6679 | 12.5 | N | . | . | . | . | . | . | . |  |  | . |  | 47.256 | 0.178 | 31.7897 | 265.4831 | 265.4831 | 1188.862 | 1188.862 | 17.8% | 23.4078 | 59.4431 | 46.8155 | 148.6078 | 140.4466 | 237.7724 | 234.0777 | 297.2155 | 351.1166 | 237.7724 | 468.1554 | 118.8862 | 702.2332 | 53.4988 | 936.3109 | 35.6659 | 1391.4305 | 6957.1526 | 33394.3326 | 69571.5262 | 83485.8315 | 55657.221 | 37568.6242 | 33394.3326
2019 | 5961 | Town of Erwin - (TN) | TN | Municipal | . | . | . | . | . | . | . | . | . | . | . |  | 77.78 | 0.854 | 91.0773 | 77.78 | 0.854 | 91.0773 | 8931 | N | L | 12.5 | N | 0 | 0 | 91.0773 |  |  | 0 | 0 | 0% |  | 0 |  | 0 |  | 1: 0; 3: 0; 5: 0; 7: 0 | 0 |  | 0
2019 | 6022 | City of Eugene - (OR) | OR | Municipal | 69.37 | 0.47 | 147.5957 | 69.37 | 0.47 | 147.5957 | 69.37 | 0.47 | 147.5957 | 95344 | 12.5 | Y | . | . | . | . | . | . | . |  |  | . |  | 0 | 0 | 147.5957 |  |  | 0 | 0 | 0% |  | 0 |  | 0 |  | 1: 0; 3: 0; 5: 0; 7: 0 | 0 |  | 0
2019 | 6112 | Farmers Electric Coop, Inc - (IA) | IA | Cooperative | 90.35 | 1.63 | 55.4294 | 90.35 | 1.63 | 55.4294 | 90.35 | 1.63 | 55.4294 | 4921 | 34.5 | Y | . | . | . | . | . | . | . |  |  | . |  | 0 | 0 | 55.4294 |  |  | 0 | 0 | 0% |  | 0 |  | 0 |  | 1: 0; 3: 0; 5: 0; 7: 0 | 0 |  | 0
2019 | 6145 | City of Fairhope - (AL) | AL | Municipal | . | . | . | . | . | . | . | . | . | . | . |  | 14.064 | 1.005 | 13.994 | 14.064 | 1.005 | 13.994 | 6917 | Y | F | 46 | N | 0 | 0 | 13.994 |  |  | 0 | 0 | 0% |  | 0 |  | 0 |  | 1: 0; 3: 0; 5: 0; 7: 0 | 0 |  | 0
2019 | 6168 | Farmers Electric Coop - (IA) | IA | Cooperative | 86.831 | 1.032 | 84.1386 | 51.313 | 0.767 | 66.9009 | . | . | . | 650 | 12 | Y | . | . | . | . | . | . | . |  |  | . |  | 35.518 | 0.265 | 66.9009 | 134.0302 | 134.0302 | 172.25 | 172.25 | 26.5% | 11.8175 | 8.6125 | 23.635 | 21.5312 | 70.905 | 34.45 | 118.175 | 43.0625 | 177.2626 | 34.45 | 236.3501 | 17.225 | 354.5251 | 7.7512 | 472.7002 | 5.1675 | 101.7783 | 508.8913 | 2442.678 | 5088.9126 | 6106.6951 | 4071.1301 | 2748.0128 | 2442.678
2019 | 6169 | Fall River Rural Elec Coop Inc | ID | Cooperative | 214.401 | 1.964 | 109.1655 | 175.435 | 1.611 | 108.8982 | . | . | . | 15112 | 12 | Y | . | . | . | . | . | . | . |  |  | . |  | 38.966 | 0.353 | 108.8982 | 110.3853 | 110.3853 | 5334.536 | 5334.536 | 35.3% | 9.7327 | 266.7268 | 19.4654 | 666.817 | 58.3963 | 1066.9072 | 97.3272 | 1333.634 | 145.9908 | 1066.9072 | 194.6544 | 533.4536 | 291.9816 | 240.0541 | 389.3088 | 160.0361 | 2595.9773 | 12979.8867 | 62303.456 | 129798.8667 | 155758.6401 | 103839.0934 | 70091.388 | 62303.456
2019 | 6169 | Fall River Rural Elec Coop Inc | MT | Cooperative | 145.203 | 0.805 | 180.3764 | 130.805 | 0.723 | 180.9198 | . | . | . | 1999 | 12 | Y | . | . | . | . | . | . | . |  |  | . |  | 14.398 | 0.082 | 180.9198 | 175.5854 | 175.5854 | 163.918 | 163.918 | 8.2% | 15.4814 | 8.1959 | 30.9629 | 20.4898 | 92.8887 | 32.7836 | 154.8144 | 40.9795 | 232.2216 | 32.7836 | 309.6289 | 16.3918 | 464.4433 | 7.3763 | 619.2577 | 4.9175 | 126.8844 | 634.4218 | 3045.2246 | 6344.2179 | 7613.0615 | 5075.3743 | 3425.8777 | 3045.2246
2019 | 6169 | Fall River Rural Elec Coop Inc | WY | Cooperative | 188.32 | 1.826 | 103.1325 | 188.32 | 1.826 | 103.1325 | . | . | . | 357 | 12 | Y | . | . | . | . | . | . | . |  |  | . |  | 0 | 0 | 103.1325 |  |  | 0 | 0 | 0% |  | 0 |  | 0 |  | 1: 0; 3: 0; 5: 0; 7: 0 | 0 |  | 0
2019 | 6173 | Fannin County Electric Coop | TX | Cooperative | . | . | . | . | . | . | . | . | . | . | . |  | 819.738 | 6.391 | 128.2644 | 784.957 | 6.356 | 123.4986 | 10506 | N | L | 14.4 | Y | 34.781 | 0.035 | 123.4986 | 993.7429 | 993.7429 | 367.71 | 367.71 | 3.5% | 87.6188 | 18.3855 | 175.2375 | 45.9638 | 525.7126 | 73.542 | 876.1877 | 91.9275 | 1314.2815 | 73.542 | 1752.3754 | 36.771 | 2628.563 | 16.547 | 3504.7507 | 11.0313 | 1610.9149 | 8054.5743 | 38661.9565 | 80545.7427 | 96654.8912 | 64436.5942 | 43494.7011 | 38661.9565
2019 | 6181 | Farmers Electric Coop, Inc - (MO) | MO | Cooperative | . | . | . | . | . | . | . | . | . | . | . |  | 112.59 | 0.81 | 139 | 70.98 | 0.65 | 109.2 | 13178 | N | O | 13.2 | N | 41.61 | 0.16 | 109.2 | 260.0625 | 260.0625 | 2108.48 | 2108.48 | 16% | 22.9298 | 105.424 | 45.8597 | 263.56 | 137.579 | 421.696 | 229.2983 | 527.12 | 343.9475 | 421.696 | 458.5966 | 210.848 | 687.8949 | 94.8816 | 917.1932 | 63.2544 | 2417.3545 | 12086.7725 | 58016.5081 | 120867.7252 | 145041.2702 | 96694.1802 | 65268.5716 | 58016.5081
2019 | 6182 | Farmers Electric Coop, Inc - (TX) | TX | Cooperative | 153.119 | 1.675 | 91.4143 | 83.953 | 1.281 | 65.5371 | 138.481 | 1.435 | 96.5024 | 61843.1 | 24.9 | Y | . | . | . | . | . | . | . |  |  | . |  | 69.166 | 0.394 | 65.5371 | 175.5482 | 175.5482 | 24366.1814 | 24366.1814 | 39.4% | 15.4782 | 1218.3091 | 30.9563 | 3045.7727 | 92.869 | 4873.2363 | 154.7817 | 6091.5454 | 232.1725 | 4873.2363 | 309.5634 | 2436.6181 | 464.345 | 1096.4782 | 619.1267 | 730.9854 | 18857.1926 | 94285.963 | 452572.6224 | 942859.63 | 1131431.556 | 754287.704 | 509144.2002 | 452572.6224
2019 | 6194 | Farmers Rural Electric Coop Corp - (KY) | KY | Cooperative | 138.28 | 1.48 | 93.4324 | 138.28 | 1.48 | 93.4324 | 123.63 | 1.23 | 100.5122 | 23957 | 68.9 | N | . | . | . | . | . | . | . |  |  | . |  | 0 | 0 | 93.4324 |  |  | 0 | 0 | 0% |  | 0 |  | 0 |  | 1: 0; 3: 0; 5: 0; 7: 0 | 0 |  | 0
2019 | 6198 | Farmers Electric Coop, Inc - (NM) | NM | Cooperative | . | . | . | . | . | . | . | . | . | . | . |  | 326 | 2.895 | 112.6079 | 131 | 1.85 | 70.8108 | 13300 | N | F | 24.9 | N | 195 | 1.045 | 70.8108 | 186.6029 | 195 | 13898.5 | 13300 | 100% | 17.1932 | 665 | 34.3865 | 1662.5 | 103.1594 | 2660 | 171.9324 | 3325 | 257.8986 | 2660 | 343.8648 | 1330 | 515.7972 | 598.5 | 687.7296 | 399 | 11433.5048 | 57167.5239 | 274404.1146 | 571675.2388 | 686010.2866 | 457340.191 | 308704.6289 | 274404.1146
2019 | 6204 | City of Farmington - (NM) | NM | Municipal | 110.705 | 0.956 | 115.8002 | . | . | . | . | . | . | 44877 | 13.8 | Y | . | . | . | . | . | . | . |  |  | . | [7 empty] | 44877 | 100% |  | 2243.85 |  | 5609.625 |  | 1: 8975.4; 3: 11219.25; 5: 8975.4; 7: 4487.7 | 2019.465 |  | 1346.31
2019 | 6234 | City of Fayetteville | TN | Municipal | 504.67 | 2.39 | 211.159 | 130.79 | 1.8 | 72.6611 | 326.08 | . | . | 18730 | 14.4 | Y | . | . | . | . | . | . | . |  |  | . |  | 373.88 | 0.59 | 72.6611 | 633.6949 | 633.6949 | 11050.7 | 11050.7 | 59% | 55.8732 | 552.535 | 111.7463 | 1381.3375 | 335.239 | 2210.14 | 558.7317 | 2762.675 | 838.0976 | 2210.14 | 1117.4635 | 1105.07 | 1676.1952 | 497.2815 | 2234.927 | 331.521 | 30871.8842 | 154359.421 | 740925.2209 | 1543594.2101 | 1852313.0522 | 1234875.3681 | 833540.8735 | 740925.2209
2019 | 6235 | Fayetteville Public Works Commission | NC | Municipal | 74.616 | 1.32 | 56.5273 | 8.592 | 0.145 | 59.2552 | 48.054 | 0.832 | 57.7572 | 84488 | 25 | N | . | . | . | . | . | . | . |  |  | . |  | 66.024 | 1.175 | 59.2552 | 56.1906 | 66.024 | 99273.4 | 84488 | 100% | 5.8214 | 4224.4 | 11.6427 | 10561 | 34.9282 | 16897.6 | 58.2137 | 21122 | 87.3205 | 16897.6 | 116.4273 | 8448.8 | 174.641 | 3801.96 | 232.8547 | 2534.64 | 24591.7812 | 122958.9062 | 590202.7498 | 1229589.0622 | 1475506.8746 | 983671.2497 | 663978.0936 | 590202.7498
2019 | 6258 | Federated Rural Electric Assn | MN | Cooperative | 1109.54 | 3.053 | 363.4261 | 134 | 1.49 | 89.9329 | 100.756 | 0.924 | 109.0433 | 6839 | 7.2 | Y | . | . | . | . | . | . | . |  |  | . |  | 975.54 | 1.563 | 89.9329 | 624.1459 | 975.54 | 10689.357 | 6839 | 100% | 86.0138 | 341.95 | 172.0276 | 854.875 | 516.0829 | 1367.8 | 860.1381 | 1709.75 | 1290.2072 | 1367.8 | 1720.2763 | 683.9 | 2580.4144 | 307.755 | 3440.5525 | 205.17 | 29412.4235 | 147062.1174 | 705898.1636 | 1470621.1741 | 1764745.409 | 1176496.9393 | 794135.434 | 705898.1636
2019 | 6272 | FEM Electric Assn, Inc | SD | Cooperative | 87 | 1.201 | 72.4396 | 87 | 1.201 | 72.4396 | 33 | 0.274 | 120.438 | 2081 | 12.4 | N | . | . | . | . | . | . | . |  |  | . |  | 0 | 0 | 72.4396 |  |  | 0 | 0 | 0% |  | 0 |  | 0 |  | 1: 0; 3: 0; 5: 0; 7: 0 | 0 |  | 0
2019 | 6335 | Firelands Electric Coop, Inc | OH | Cooperative | 226 | . | . | 226 | . | . | . | . | . | 9103 | 7.2 | N | . | . | . | . | . | . | . |  |  | . |  | 0 |  |  |  | 0 |  | 9103 | 100% | 0 | 455.15 | 0 | 1137.875 | 0 | 1820.6 | 0 | 2275.75 | 0 | 1820.6 | 0 | 910.3 | 0 | 409.635 | 0 | 273.09 | 0 | 0 | 0 | 0 | 0 | 0 | 0 | 0
2019 | 6342 | First Electric Coop Corp | AR | Cooperative | 209.292 | 2.203 | 95.0032 | 160.904 | 2.063 | 77.9952 | 208.481 | 1.846 | 112.9366 | 94559 | 25 | Y | . | . | . | . | . | . | . |  |  | . |  | 48.388 | 0.14 | 77.9952 | 345.6286 | 345.6286 | 13238.26 | 13238.26 | 14% | 30.4742 | 661.913 | 60.9485 | 1654.7825 | 182.8454 | 2647.652 | 304.7423 | 3309.565 | 457.1135 | 2647.652 | 609.4846 | 1323.826 | 914.2269 | 595.7217 | 1218.9692 | 397.1478 | 20171.2898 | 100856.4488 | 484110.954 | 1008564.4876 | 1210277.3851 | 806851.5901 | 544624.8233 | 484110.954
2019 | 6374 | Fitchburg Gas & Elec Light Co | MA | Investor Owned | 83.56 | 1.24 | 67.3871 | 83.56 | 1.24 | 67.3871 | 83.56 | 1.24 | 67.3871 | 30006 | 69 | Y | . | . | . | . | . | . | . |  |  | . |  | 0 | 0 | 67.3871 |  |  | 0 | 0 | 0% |  | 0 |  | 0 |  | 1: 0; 3: 0; 5: 0; 7: 0 | 0 |  | 0
2019 | 6395 | Flathead Electric Coop Inc | MT | Cooperative | 436.23 | 2.13 | 204.8028 | 136.74 | 1.45 | 94.3034 | 427.21 | 2.07 | 206.3816 | 66531 | 24.9 | N | . | . | . | . | . | . | . |  |  | . |  | 299.49 | 0.68 | 94.3034 | 440.4265 | 440.4265 | 45241.08 | 45241.08 | 68% | 38.8326 | 2262.054 | 77.6652 | 5655.135 | 232.9956 | 9048.216 | 388.3261 | 11310.27 | 582.4891 | 9048.216 | 776.6521 | 4524.108 | 1164.9782 | 2035.8486 | 1553.3042 | 1357.2324 | 87841.4512 | 439207.2562 | 2108194.8298 | 4392072.5621 | 5270487.0745 | 3513658.0497 | 2371719.1835 | 2108194.8298
2019 | 6411 | Flint Electric Membership Corp | GA | Cooperative | . | . | . | . | . | . | . | . | . | . | . |  | 91.08 | 1.22 | 74.6557 | 91.08 | 1.22 | 74.6557 | 88130 | N | L | 25 | Y | 0 | 0 | 74.6557 |  |  | 0 | 0 | 0% |  | 0 |  | 0 |  | 1: 0; 3: 0; 5: 0; 7: 0 | 0 |  | 0
2019 | 6424 | Florence Utility Comm | WI | Municipal | 101.06 | 0.93 | 108.6667 | 101.06 | 0.93 | 108.6667 | . | . | . | 1511 | 12.5 | N | . | . | . | . | . | . | . |  |  | . |  | 0 | 0 | 108.6667 |  |  | 0 | 0 | 0% |  | 0 |  | 0 |  | 1: 0; 3: 0; 5: 0; 7: 0 | 0 |  | 0
2019 | 6427 | City of Floresville | TX | Municipal | 122.214 | 1.109 | 110.202 | 48.631 | 0.687 | 70.7875 | 122.214 | 1.109 | 110.202 | 16148 | 13.8 | N | . | . | . | . | . | . | . |  |  | . |  | 73.583 | 0.422 | 70.7875 | 174.3673 | 174.3673 | 6814.456 | 6814.456 | 42.2% | 15.374 | 340.7228 | 30.7481 | 851.807 | 92.2443 | 1362.8912 | 153.7405 | 1703.614 | 230.6107 | 1362.8912 | 307.4809 | 681.4456 | 461.2214 | 306.6505 | 614.9618 | 204.4337 | 5238.2878 | 26191.439 | 125718.9073 | 261914.3903 | 314297.2684 | 209531.5122 | 141433.7708 | 125718.9073
2019 | 6431 | Flint Hills Rural E C A, Inc | KS | Cooperative | 373 | 2.766 | 134.8518 | 246 | 2.119 | 116.0925 | 160.6 | 1.965 | 81.7303 | 6636 | 7.2 | Y | . | . | . | . | . | . | . |  |  | . |  | 127 | 0.647 | 116.0925 | 196.2906 | 196.2906 | 4293.492 | 4293.492 | 64.7% | 17.307 | 214.6746 | 34.6141 | 536.6865 | 103.8422 | 858.6984 | 173.0703 | 1073.373 | 259.6055 | 858.6984 | 346.1406 | 429.3492 | 519.2109 | 193.2071 | 692.2812 | 128.8048 | 3715.3799 | 18576.8993 | 89169.1168 | 185768.9934 | 222922.7921 | 148615.1947 | 100315.2564 | 89169.1168
2019 | 6442 | Fleming-Mason Energy Coop Inc | KY | Cooperative | 250.5 | 1.42 | 176.4084 | 151.9 | 1.125 | 135.0222 | 232.13 | 1.204 | 192.799 | 24629 | 25 | Y | . | . | . | . | . | . | . |  |  | . |  | 98.6 | 0.295 | 135.0222 | 334.2373 | 334.2373 | 7265.555 | 7265.555 | 29.5% | 29.4699 | 363.2778 | 58.9397 | 908.1944 | 176.8191 | 1453.111 | 294.6986 | 1816.3888 | 442.0478 | 1453.111 | 589.3971 | 726.5555 | 884.0957 | 326.95 | 1178.7943 | 217.9666 | 10705.7431 | 53528.7157 | 256937.8351 | 535287.1565 | 642344.5878 | 428229.7252 | 289055.0645 | 256937.8351
2019 | 6443 | Florida Keys El Coop Assn, Inc | FL | Cooperative | 66.031 | 1.065 | 62.0009 | 29.841 | 0.679 | 43.9485 | . | . | . | 31792 | 25 | Y | . | . | . | . | . | . | . |  |  | . |  | 36.19 | 0.386 | 43.9485 | 93.7565 | 93.7565 | 12271.712 | 12271.712 | 38.6% | 8.2666 | 613.5856 | 16.5331 | 1533.964 | 49.5993 | 2454.3424 | 82.6655 | 3067.928 | 123.9983 | 2454.3424 | 165.331 | 1227.1712 | 247.9966 | 552.227 | 330.6621 | 368.1514 | 5072.2372 | 25361.1862 | 121733.6937 | 253611.8619 | 304334.2342 | 202889.4895 | 136950.4054 | 121733.6937
2019 | 6452 | Florida Power & Light Co | FL | Investor Owned | 58.26 | 0.67 | 86.9552 | 51.46 | 0.6 | 85.7667 | 58.26 | 0.67 | 86.9552 | 5086544 | 23 | Y | . | . | . | . | . | . | . |  |  | . |  | 6.8 | 0.07 | 85.7667 | 97.1429 | 97.1429 | 356058.08 | 356058.08 | 7% | 8.5651 | 17802.904 | 17.1303 | 44507.26 | 51.3908 | 71211.616 | 85.6513 | 89014.52 | 128.477 | 71211.616 | 171.3026 | 35605.808 | 256.9539 | 16022.6136 | 342.6052 | 10681.7424 | 152484.1993 | 762420.9963 | 3659620.7824 | 7624209.9633 | 9149051.9559 | 6099367.9706 | 4117073.3802 | 3659620.7824
2019 | 6455 | Duke Energy Florida, LLC | FL | Investor Owned | 112 | 1.22 | 91.8033 | 98 | 1.12 | 87.5 | 102 | 1.06 | 96.2264 | 1871645 | 25 | Y | . | . | . | . | . | . | . |  |  | . |  | 14 | 0.1 | 87.5 | 140 | 140 | 187164.5 | 187164.5 | 10% | 12.3439 | 9358.225 | 24.6877 | 23395.5625 | 74.0632 | 37432.9 | 123.4386 | 46791.125 | 185.158 | 37432.9 | 246.8773 | 18716.45 | 370.3159 | 8422.4025 | 493.7546 | 5614.935 | 115516.6642 | 577583.3211 | 2772399.9412 | 5775833.2109 | 6930999.853 | 4620666.5687 | 3118949.9339 | 2772399.9412
2019 | 6457 | Florida Public Utilities Co | FL | Investor Owned | . | . | . | . | . | . | . | . | . | . | . |  | 264.45 | 2.95 | 89.6441 | 166.42 | 1.7 | 97.8941 | 28861 | N | L | 12.5 | N | 98.03 | 1.25 | 97.8941 | 78.424 | 98.03 | 36076.25 | 28861 | 100% | 8.6434 | 1443.05 | 17.2867 | 3607.625 | 51.8601 | 5772.2 | 86.4335 | 7215.25 | 129.6503 | 5772.2 | 172.867 | 2886.1 | 259.3005 | 1298.745 | 345.734 | 865.83 | 12472.7869 | 62363.9345 | 299346.8858 | 623639.3453 | 748367.2144 | 498911.4763 | 336765.2465 | 299346.8858
2019 | 6491 | Foley Board of Utilities | AL | Municipal | 52.506 | 1.092 | 48.0824 | 52.506 | 1.092 | 48.0824 | 52.506 | 1.092 | 48.0824 | 50265 | 12.4 | Y | . | . | . | . | . | . | . |  |  | . |  | 0 | 0 | 48.0824 |  |  | 0 | 0 | 0% |  | 0 |  | 0 |  | 1: 0; 3: 0; 5: 0; 7: 0 | 0 |  | 0
2019 | 6582 | City of Forest Grove | OR | Municipal | . | . | . | . | . | . | . | . | . | . | . |  | 4.8 | 0.091 | 52.7473 | . | . | . | 10364 | N | L | 12.5 | N | [6 empty] | 10364 | 100% |  | 518.2 |  | 1295.5 |  | 1: 2072.8; 3: 2591; 5: 2072.8; 7: 1036.4 | 466.38 |  | 310.92
2019 | 6604 | City of Fort Collins - (CO) | CO | Municipal | . | . | . | . | . | . | . | . | . | . | . |  | 17.7 | 0.25 | 70.8 | 17.7 | 0.25 | 70.8 | 75656 | N | L | 13.8 | N | 0 | 0 | 70.8 |  |  | 0 | 0 | 0% |  | 0 |  | 0 |  | 1: 0; 3: 0; 5: 0; 7: 0 | 0 |  | 0
2019 | 6608 | Fort Loudoun Electric Coop | TN | Cooperative | 342.33 | 2.645 | 129.4253 | 342.33 | 2.645 | 129.4253 | 342.33 | 2.645 | 129.4253 | 32431 | 13 | Y | . | . | . | . | . | . | . |  |  | . |  | 0 | 0 | 129.4253 |  |  | 0 | 0 | 0% |  | 0 |  | 0 |  | 1: 0; 3: 0; 5: 0; 7: 0 | 0 |  | 0
2019 | 6616 | Fort Pierce Utilities Authority | FL | Municipal | . | . | . | . | . | . | . | . | . | . | . |  | 55.993 | 1.038 | 53.9432 | 55.993 | 1.038 | 53.9432 | 28712 | Y | L | 15 | Y | 0 | 0 | 53.9432 |  |  | 0 | 0 | 0% |  | 0 |  | 0 |  | 1: 0; 3: 0; 5: 0; 7: 0 | 0 |  | 0
2019 | 6640 | Four County Elec Member Corp | NC | Cooperative | . | . | . | . | . | . | . | . | . | . | . |  | 147.17 | . | . | 67.09 | . | . | 32455 | Y | L | 7.2 | Y | 80.08 |  |  |  | 80.08 |  | 32455 | 100% | 7.0607 | 1622.75 | 14.1214 | 4056.875 | 42.3641 | 6491 | 70.6069 | 8113.75 | 105.9104 | 6491 | 141.2138 | 3245.5 | 211.8207 | 1460.475 | 282.4276 | 973.65 | 11457.7358 | 57288.6789 | 274985.6588 | 572886.7891 | 687464.147 | 458309.4313 | 309358.8661 | 274985.6588
2019 | 6641 | 4-County Electric Power Assn | MS | Cooperative | 388.28 | 2.22 | 174.9009 | 125.82 | 1.47 | 85.5918 | 384.84 | 2.18 | 176.5321 | 47963 | 13 | Y | . | . | . | . | . | . | . |  |  | . |  | 262.46 | 0.75 | 85.5918 | 349.9467 | 349.9467 | 35972.25 | 35972.25 | 75% | 30.855 | 1798.6125 | 61.7099 | 4496.5312 | 185.1298 | 7194.45 | 308.5496 | 8993.0625 | 462.8244 | 7194.45 | 617.0992 | 3597.225 | 925.6488 | 1618.7513 | 1234.1984 | 1079.1675 | 55496.116 | 277480.58 | 1331906.7841 | 2774805.8001 | 3329766.9602 | 2219844.6401 | 1498395.1321 | 1331906.7841
2019 | 6708 | City of Frankfort - (KY) | KY | Municipal | 34.75 | 0.65 | 53.4615 | 11.135 | 0.223 | 49.9327 | 34.75 | 0.65 | 53.4615 | 21552 | 13.8 | Y | . | . | . | . | . | . | . |  |  | . |  | 23.615 | 0.427 | 49.9327 | 55.3044 | 55.3044 | 9202.704 | 9202.704 | 42.7% | 4.8762 | 460.1352 | 9.7524 | 1150.338 | 29.2573 | 1840.5408 | 48.7622 | 2300.676 | 73.1433 | 1840.5408 | 97.5244 | 920.2704 | 146.2866 | 414.1217 | 195.0488 | 276.0811 | 2243.72 | 11218.5999 | 53849.2793 | 112185.9985 | 134623.1982 | 89748.7988 | 60580.4392 | 53849.2793
2019 | 6709 | Easley Combined Utility System | SC | Municipal | 39.6 | 0.72 | 55 | 39.6 | 0.72 | 55 | 39.6 | 0.72 | 55 | 14957 | 12.5 | Y | . | . | . | . | . | . | . |  |  | . |  | 0 | 0 | 55 |  |  | 0 | 0 | 0% |  | 0 |  | 0 |  | 1: 0; 3: 0; 5: 0; 7: 0 | 0 |  | 0
2019 | 6716 | PUD No 1 of Franklin County | WA | Political Subdivision | . | . | . | . | . | . | . | . | . | . | . |  | 41 | 0.43 | 95.3488 | 41 | 0.43 | 95.3488 | 32490 | N | F | 12.5 | N | 0 | 0 | 95.3488 |  |  | 0 | 0 | 0% |  | 0 |  | 0 |  | 1: 0; 3: 0; 5: 0; 7: 0 | 0 |  | 0
2019 | 6722 | Franklin Rural Electric Coop - (IA) | IA | Cooperative | . | . | . | . | . | . | . | . | . | . | . |  | 178.24 | 1.48 | 120.4324 | 178.24 | 1.48 | 120.4324 | 1935 | N | F | 7.2 | N | 0 | 0 | 120.4324 |  |  | 0 | 0 | 0% |  | 0 |  | 0 |  | 1: 0; 3: 0; 5: 0; 7: 0 | 0 |  | 0
2019 | 6775 | Village of Freeport - (NY) | NY | Municipal | 10.698 | 0.14 | 76.4143 | 10.698 | 0.14 | 76.4143 | . | . | . | 14613 | 13.8 | N | . | . | . | . | . | . | . |  |  | . |  | 0 | 0 | 76.4143 |  |  | 0 | 0 | 0% |  | 0 |  | 0 |  | 1: 0; 3: 0; 5: 0; 7: 0 | 0 |  | 0
2019 | 6779 | City of Fremont - (NE) | NE | Municipal | 58.32 | 0.953 | 61.1962 | 13.687 | 0.151 | 90.6424 | 58.32 | 0.953 | 61.1962 | 15202 | 15 | N | . | . | . | . | . | . | . |  |  | . |  | 44.633 | 0.802 | 90.6424 | 55.6521 | 55.6521 | 12192.004 | 12192.004 | 80.2% | 4.9069 | 609.6002 | 9.8137 | 1524.0005 | 29.4412 | 2438.4008 | 49.0687 | 3048.001 | 73.6031 | 2438.4008 | 98.1375 | 1219.2004 | 147.2062 | 548.6402 | 196.2749 | 365.7601 | 2991.2309 | 14956.1543 | 71789.5406 | 149561.5428 | 179473.8514 | 119649.2343 | 80763.2331 | 71789.5406
2019 | 6782 | Freeborn-Mower Coop Services | MN | Cooperative | 1017.6 | 2.7 | 376.8889 | 84.4 | 0.91 | 92.7473 | 1007.9 | 2.53 | 398.3795 | 20985 | 24.9 | Y | . | . | . | . | . | . | . |  |  | . |  | 933.2 | 1.79 | 92.7473 | 521.3408 | 933.2 | 37563.15 | 20985 | 100% | 82.2807 | 1049.25 | 164.5614 | 2623.125 | 493.6841 | 4197 | 822.8068 | 5246.25 | 1234.2101 | 4197 | 1645.6135 | 2098.5 | 2468.4203 | 944.325 | 3291.227 | 629.55 | 86332.9993 | 431664.9963 | 2071991.9824 | 4316649.9633 | 5179979.9559 | 3453319.9706 | 2330990.9802 | 2071991.9824
2019 | 6784 | French Broad Elec Member Corp | NC | Cooperative | . | . | . | . | . | . | . | . | . | . | . |  | 77.12 | 0.57 | 135.2982 | . | . | . | 38675 | N | L | 14.4 | N | [6 empty] | 38675 | 100% |  | 1933.75 |  | 4834.375 |  | 1: 7735; 3: 9668.75; 5: 7735; 7: 3867.5 | 1740.375 |  | 1160.25
2019 | 6804 | Frontier Power Company | OH | Cooperative | 203 | 2.16 | 93.9815 | 141.8 | 1.83 | 77.4863 | 185.5 | 1.41 | 131.5603 | 9076 | 12.5 | Y | . | . | . | . | . | . | . |  |  | . |  | 61.2 | 0.33 | 77.4863 | 185.4545 | 185.4545 | 2995.08 | 2995.08 | 33% | 16.3516 | 149.754 | 32.7032 | 374.385 | 98.1097 | 599.016 | 163.5161 | 748.77 | 245.2742 | 599.016 | 327.0323 | 299.508 | 490.5484 | 134.7786 | 654.0645 | 89.8524 | 2448.7195 | 12243.5974 | 58769.2673 | 122435.9735 | 146923.1683 | 97948.7788 | 66115.4257 | 58769.2673
2019 | 6839 | City of Fulton - (MO) | MO | Municipal | 53.255 | 0.375 | 142.0133 | 34.252 | 0.373 | 91.8284 | 53.255 | 0.375 | 142.0133 | 5648 | 13.8 | Y | . | . | . | . | . | . | . |  |  | . |  | 19.003 | 0.002 | 91.8284 | 9501.5 | 9501.5 | 11.296 | 11.296 | 0.2% | 837.7517 | 0.5648 | 1675.5033 | 1.412 | 5026.5099 | 2.2592 | 8377.5165 | 2.824 | 12566.2748 | 2.2592 | 16755.0331 | 1.1296 | 25132.5496 | 0.50832 | 33510.0661 | 0.33888 | 473.1621 | 2365.8107 | 11355.8912 | 23658.1067 | 28389.728 | 18926.4853 | 12775.3776 | 11355.8912
2019 | 6894 | City of Gaffney - (SC) | SC | Municipal | . | . | . | . | . | . | . | . | . | . | . |  | 135.076 | 0.504 | 268.0079 | 134.083 | 0.503 | 266.5666 | 7327 | N | O | 25 | Y | 0.993 | 0.001 | 266.5666 | 993 | 993 | 7.327 | 7.327 | 0.1% | 87.5533 | 0.36635 | 175.1065 | 0.91588 | 525.3196 | 1.4654 | 875.5327 | 1.8317 | 1313.299 | 1.4654 | 1751.0654 | 0.7327 | 2626.5981 | 0.32971 | 3502.1308 | 0.21981 | 32.0751 | 160.3757 | 769.8034 | 1603.757 | 1924.5084 | 1283.0056 | 866.0288 | 769.8034
2019 | 6909 | Gainesville Regional Utilities | FL | Municipal | 462.07 | 1.181 | 391.2532 | 56.92 | 0.852 | 66.8075 | 456.42 | 1.162 | 392.7883 | 98043 | 12.5 | Y | . | . | . | . | . | . | . |  |  | . |  | 405.15 | 0.329 | 66.8075 | 1231.459 | 1231.459 | 32256.147 | 32256.147 | 32.9% | 108.5783 | 1612.8074 | 217.1566 | 4032.0184 | 651.4698 | 6451.2294 | 1085.7831 | 8064.0368 | 1628.6746 | 6451.2294 | 2171.5661 | 3225.6147 | 3257.3492 | 1451.5266 | 4343.1323 | 967.6844 | 175115.8918 | 875579.4589 | 4202781.4025 | 8755794.5885 | 10506953.5062 | 7004635.6708 | 4728129.0778 | 4202781.4025
2019 | 6923 | City of Gallatin - (TN) | TN | Municipal | . | . | . | . | . | . | . | . | . | . | . |  | 126.78 | 1.35 | 93.9111 | 113.43 | 1.27 | 89.315 | 21230 | N | L | 69 | N | 13.35 | 0.08 | 89.315 | 166.875 | 166.875 | 1698.4 | 1698.4 | 8% | 14.7134 | 84.92 | 29.4269 | 212.3 | 88.2807 | 339.68 | 147.1345 | 424.6 | 220.7017 | 339.68 | 294.2689 | 169.84 | 441.4034 | 76.428 | 588.5378 | 50.952 | 1249.4658 | 6247.3292 | 29987.18 | 62473.2917 | 74967.95 | 49978.6334 | 33735.5775 | 29987.18
2019 | 6957 | Garkane Energy Coop, Inc | UT | Cooperative | 867.55 | . | . | 597.3 | . | . | 270.19 | . | . | 13992 | . | N | . | . | . | . | . | . | . |  |  | . |  | 270.25 |  |  |  | 270.25 |  | 13992 | 100% | 23.8281 | 699.6 | 47.6561 | 1749 | 142.9684 | 2798.4 | 238.2807 | 3498 | 357.421 | 2798.4 | 476.5614 | 1399.2 | 714.842 | 629.64 | 953.1227 | 419.76 | 16670.1161 | 83350.5805 | 400082.7862 | 833505.8046 | 1000206.9655 | 666804.6436 | 450093.1345 | 400082.7862
2019 | 6958 | City of Garland - (TX) | TX | Municipal | . | . | . | . | . | . | . | . | . | . | . |  | 11.7 | 0.21 | 55.7143 | 11.7 | 0.21 | 55.7143 | 71647 | N | L | 12.5 | N | 0 | 0 | 55.7143 |  |  | 0 | 0 | 0% |  | 0 |  | 0 |  | 1: 0; 3: 0; 5: 0; 7: 0 | 0 |  | 0
2019 | 7027 | City of Gastonia - (NC) | NC | Municipal | . | . | . | . | . | . | . | . | . | . | . |  | 46.735 | 0.615 | 75.9919 | . | . | . | 28670 | N | F | 12.5 | Y | [6 empty] | 28670 | 100% |  | 1433.5 |  | 3583.75 |  | 1: 5734; 3: 7167.5; 5: 5734; 7: 2867 | 1290.15 |  | 860.1
2019 | 7090 | GreyStone Power Corporation | GA | Cooperative | 86.4 | 1.61 | 53.6646 | 86.4 | 1.61 | 53.6646 | 86.34 | 1.6 | 53.9625 | 133115 | 25 | Y | . | . | . | . | . | . | . |  |  | . |  | 0 | 0 | 53.6646 |  |  | 0 | 0 | 0% |  | 0 |  | 0 |  | 1: 0; 3: 0; 5: 0; 7: 0 | 0 |  | 0
2019 | 7096 | City of Geneva- (IL) | IL | Municipal | 31.827 | 0.355 | 89.6535 | 31.827 | 0.355 | 89.6535 | . | . | . | 10153 | 34.5 | N | . | . | . | . | . | . | . |  |  | . |  | 0 | 0 | 89.6535 |  |  | 0 | 0 | 0% |  | 0 |  | 0 |  | 1: 0; 3: 0; 5: 0; 7: 0 | 0 |  | 0
2019 | 7129 | City of Georgetown - (TX) | TX | Municipal | . | . | . | . | . | . | . | . | . | . | . |  | 63.91 | 0.584 | 109.4349 | 63.91 | 0.584 | 109.4349 | 27826 | N | F | 25 | Y | 0 | 0 | 109.4349 |  |  | 0 | 0 | 0% |  | 0 |  | 0 |  | 1: 0; 3: 0; 5: 0; 7: 0 | 0 |  | 0
2019 | 7140 | Georgia Power Co | GA | Investor Owned | 163.65 | 1.39 | 117.7338 | 141.75 | 1.27 | 111.6142 | . | . | . | 2493389 | 38 | Y | . | . | . | . | . | . | . |  |  | . |  | 21.9 | 0.12 | 111.6142 | 182.5 | 182.5 | 299206.68 | 299206.68 | 12% | 16.0911 | 14960.334 | 32.1822 | 37400.835 | 96.5467 | 59841.336 | 160.9111 | 74801.67 | 241.3666 | 59841.336 | 321.8222 | 29920.668 | 482.7333 | 13464.3006 | 643.6444 | 8976.2004 | 240728.3722 | 1203641.8611 | 5777480.9334 | 12036418.6113 | 14443702.3336 | 9629134.8891 | 6499666.0501 | 5777480.9334
2019 | 7174 | Gibson Electric Members Corp | TN | Cooperative | 163.21 | 1.967 | 82.9741 | 108.75 | 1.602 | 67.8839 | 152 | 1.773 | 85.7304 | 38407 | 25 | Y | . | . | . | . | . | . | . |  |  | . |  | 54.46 | 0.365 | 67.8839 | 149.2055 | 149.2055 | 14018.555 | 14018.555 | 36.5% | 13.1555 | 700.9277 | 26.311 | 1752.3194 | 78.9331 | 2803.711 | 131.5552 | 3504.6388 | 197.3327 | 2803.711 | 263.1103 | 1401.8555 | 394.6655 | 630.835 | 526.2206 | 420.5566 | 9221.0664 | 46105.3318 | 221305.5927 | 461053.3181 | 553263.9818 | 368842.6545 | 248968.7918 | 221305.5927
2019 | 7222 | City of Gillette - (WY) | WY | Municipal | . | . | . | . | . | . | . | . | . | . | . |  | . | . | . | 2.455 | 0.029 | 84.6552 | 15695 | Y | F | 25 | N |  |  | 84.6552 |  |  |  | 15695 | 100% |  | 784.75 |  | 1961.875 |  | 1: 3139; 3: 3923.75; 5: 3139; 7: 1569.5 | 706.275 |  | 470.85
2019 | 7264 | Glades Electric Coop, Inc | FL | Cooperative | 344.945 | 3.451 | 99.9551 | 311.174 | 3.195 | 97.3941 | 336.145 | 3.051 | 110.1753 | 16540 | 24.9 | Y | . | . | . | . | . | . | . |  |  | . |  | 33.771 | 0.256 | 97.3941 | 131.918 | 131.918 | 4234.24 | 4234.24 | 25.6% | 11.6313 | 211.712 | 23.2625 | 529.28 | 69.7876 | 846.848 | 116.3127 | 1058.56 | 174.469 | 846.848 | 232.6254 | 423.424 | 348.9381 | 190.5408 | 465.2507 | 127.0272 | 2462.4791 | 12312.3954 | 59099.4981 | 123123.9544 | 147748.7453 | 98499.1636 | 66486.9354 | 59099.4981
2019 | 7270 | City of Glasgow - (KY) | KY | Municipal | . | . | . | . | . | . | . | . | . | . | . |  | 37.94 | 1.23 | 30.8455 | . | . | . | 7475 | N | F | 12.5 | N | [6 empty] | 7475 | 100% |  | 373.75 |  | 934.375 |  | 1: 1495; 3: 1868.75; 5: 1495; 7: 747.5 | 336.375 |  | 224.25
2019 | 7294 | City of Glendale - (CA) | CA | Municipal | . | . | . | . | . | . | . | . | . | . | . |  | 217.012 | 3.255 | 66.6704 | 75.07 | 1.408 | 53.3168 | 87552 | N | F | 12.5 | N | 141.942 | 1.847 | 53.3168 | 76.85 | 141.942 | 161708.544 | 87552 | 100% | 12.5151 | 4377.6 | 25.0302 | 10944 | 75.0906 | 17510.4 | 125.1509 | 21888 | 187.7264 | 17510.4 | 250.3018 | 8755.2 | 375.4528 | 3939.84 | 500.6037 | 2626.56 | 54786.0661 | 273930.3303 | 1314865.5854 | 2739303.3029 | 3287163.9634 | 2191442.6423 | 1479223.7835 | 1314865.5854
2019 | 7303 | Raccoon Valley Electric Cooperative | IA | Cooperative | . | . | . | . | . | . | . | . | . | . | . |  | 39.25 | 0.56 | 70.0893 | 39.25 | 0.56 | 70.0893 | 2738 | N | F | 12.5 | N | 0 | 0 | 70.0893 |  |  | 0 | 0 | 0% |  | 0 |  | 0 |  | 1: 0; 3: 0; 5: 0; 7: 0 | 0 |  | 0
2019 | 7353 | Golden Valley Elec Assn Inc | AK | Cooperative | 227.49 | 2.62 | 86.8282 | 227.49 | 2.62 | 86.8282 | 196.91 | 2.02 | 97.4802 | 46804 | 35 | Y | . | . | . | . | . | . | . |  |  | . |  | 0 | 0 | 86.8282 |  |  | 0 | 0 | 0% |  | 0 |  | 0 |  | 1: 0; 3: 0; 5: 0; 7: 0 | 0 |  | 0
2019 | 7450 | Grady Electric Membership Corp | GA | Cooperative | 299.485 | 2.557 | 117.1236 | 236.23 | . | . | 63.255 | . | . | 19864 | 25 | Y | . | . | . | . | . | . | . |  |  | . |  | 63.255 |  |  |  | 63.255 |  | 19864 | 100% | 5.5772 | 993.2 | 11.1544 | 2483 | 33.4633 | 3972.8 | 55.7722 | 4966 | 83.6583 | 3972.8 | 111.5445 | 1986.4 | 167.3167 | 893.88 | 223.0889 | 595.92 | 5539.2975 | 27696.4876 | 132943.1404 | 276964.8758 | 332357.851 | 221571.9007 | 149561.0329 | 132943.1404
2019 | 7456 | Graham County Electric Coop Inc | AZ | Cooperative | 173.417 | 2.758 | 62.8778 | 86.277 | 1.476 | 58.4533 | 172.404 | 2.714 | 63.5239 | 7951 | 24.9 | N | . | . | . | . | . | . | . |  |  | . |  | 87.14 | 1.282 | 58.4533 | 67.9719 | 87.14 | 10193.182 | 7951 | 100% | 7.6832 | 397.55 | 15.3663 | 993.875 | 46.099 | 1590.2 | 76.8317 | 1987.75 | 115.2476 | 1590.2 | 153.6635 | 795.1 | 230.4952 | 357.795 | 307.327 | 238.53 | 3054.4459 | 15272.2294 | 73306.7011 | 152722.2939 | 183266.7527 | 122177.8351 | 82470.0387 | 73306.7011
2019 | 7460 | Goodhue County Coop Elec Assn | MN | Cooperative | 110.81 | 1.076 | 102.9833 | 27.474 | 0.305 | 90.0787 | 94.355 | 0.746 | 126.4812 | 5165 | 7.2 | Y | . | . | . | . | . | . | . |  |  | . |  | 83.336 | 0.771 | 90.0787 | 108.0882 | 108.0882 | 3982.215 | 3982.215 | 77.1% | 9.5302 | 199.1107 | 19.0604 | 497.7769 | 57.1811 | 796.443 | 95.3019 | 995.5538 | 142.9528 | 796.443 | 190.6037 | 398.2215 | 285.9056 | 179.1997 | 381.2075 | 119.4664 | 1897.5626 | 9487.8128 | 45541.5014 | 94878.1278 | 113853.7534 | 75902.5023 | 51234.189 | 45541.5014
2019 | 7483 | City of Grand Haven - (MI) | MI | Municipal | 222.25 | 1.201 | 185.0541 | 13.23 | 0.109 | 121.3761 | 222.25 | 1.201 | 185.0541 | 14338 | 13.2 | N | . | . | . | . | . | . | . |  |  | . |  | 209.02 | 1.092 | 121.3761 | 191.4103 | 209.02 | 15657.096 | 14338 | 100% | 18.4294 | 716.9 | 36.8588 | 1792.25 | 110.5763 | 2867.6 | 184.2939 | 3584.5 | 276.4409 | 2867.6 | 368.5878 | 1433.8 | 552.8817 | 645.21 | 737.1756 | 430.14 | 13212.0298 | 66060.149 | 317088.7152 | 660601.4901 | 792721.7881 | 528481.1921 | 356724.8046 | 317088.7152
2019 | 7489 | Grand Rapids Public Util Comm | MN | Municipal | . | . | . | . | . | . | . | . | . | . | . |  | 113 | 1.224 | 92.3203 | 64.4 | 0.782 | 82.3529 | 7503 | N | F | 23 | N | 48.6 | 0.442 | 82.3529 | 109.9548 | 109.9548 | 3316.326 | 3316.326 | 44.2% | 9.6948 | 165.8163 | 19.3895 | 414.5408 | 58.1686 | 663.2652 | 96.9476 | 829.0815 | 145.4214 | 663.2652 | 193.8952 | 331.6326 | 290.8428 | 149.2347 | 387.7905 | 99.4898 | 1607.5494 | 8037.7472 | 38581.1868 | 80377.4724 | 96452.9669 | 64301.978 | 43403.8351 | 38581.1868
2019 | 7490 | Grand River Dam Authority | OK | State | . | . | . | . | . | . | . | . | . | . | . |  | 77.46 | 0.66 | 117.3636 | 77.46 | 0.66 | 117.3636 | 200 | N | L | 13.8 | N | 0 | 0 | 117.3636 |  |  | 0 | 0 | 0% |  | 0 |  | 0 |  | 1: 0; 3: 0; 5: 0; 7: 0 | 0 |  | 0
2019 | 7496 | Town of Granite Falls - (NC) | NC | Municipal | . | . | . | . | . | . | . | . | . | . | . |  | 202.992 | 2.615 | 77.626 | . | . | . | 2546 | N | L | 12.4 | N | [6 empty] | 2546 | 100% |  | 127.3 |  | 318.25 |  | 1: 509.2; 3: 636.5; 5: 509.2; 7: 254.6 | 114.57 |  | 76.38
2019 | 7548 | PUD No 1 of Grays Harbor County | WA | Political Subdivision | 257 | 1.4 | 183.5714 | 117 | 0.7 | 167.1429 | 52 | 0.34 | 152.9412 | 42420 | 34.5 | N | . | . | . | . | . | . | . |  |  | . |  | 140 | 0.7 | 167.1429 | 200 | 200 | 29694 | 29694 | 70% | 17.6341 | 1484.7 | 35.2682 | 3711.75 | 105.8046 | 5938.8 | 176.3409 | 7423.5 | 264.5114 | 5938.8 | 352.6819 | 2969.4 | 529.0228 | 1336.23 | 705.3637 | 890.82 | 26181.3373 | 130906.6863 | 628352.094 | 1309066.8626 | 1570880.2351 | 1047253.4901 | 706896.1058 | 628352.094
2019 | 7558 | Grayson Rural Electric Coop Corp | KY | Cooperative | 381.28 | 2.6 | 146.6462 | 381.28 | 2.6 | 146.6462 | 356.41 | 2.52 | 141.4325 | 14363 | 12.5 | Y | . | . | . | . | . | . | . |  |  | . |  | 0 | 0 | 146.6462 |  |  | 0 | 0 | 0% |  | 0 |  | 0 |  | 1: 0; 3: 0; 5: 0; 7: 0 | 0 |  | 0
2019 | 7559 | Grayson-Collin Elec Coop, Inc | TX | Cooperative | . | . | . | . | . | . | . | . | . | . | . |  | 146.8 | . | . | 83.9 | . | . | 56388 | N | L | 25 | Y | 62.9 |  |  |  | 62.9 |  | 56388 | 100% | 5.5459 | 2819.4 | 11.0918 | 7048.5 | 33.2755 | 11277.6 | 55.4592 | 14097 | 83.1888 | 11277.6 | 110.9184 | 5638.8 | 166.3777 | 2537.46 | 221.8369 | 1691.64 | 15636.1728 | 78180.8641 | 375268.1475 | 781808.6407 | 938170.3688 | 625446.9126 | 422176.666 | 375268.1475
2019 | 7563 | Grand Valley Power | CO | Cooperative | 74.772 | . | . | 74.772 | . | . | . | . | . | 17812 | 24.9 | Y | . | . | . | . | . | . | . |  |  | . |  | 0 |  |  |  | 0 |  | 17812 | 100% | 0 | 890.6 | 0 | 2226.5 | 0 | 3562.4 | 0 | 4453 | 0 | 3562.4 | 0 | 1781.2 | 0 | 801.54 | 0 | 534.36 | 0 | 0 | 0 | 0 | 0 | 0 | 0 | 0
2019 | 7601 | Green Mountain Power Corp | VT | Investor Owned | . | . | . | . | . | . | . | . | . | . | . |  | 474.81 | 2.019 | 235.1709 | 168.61 | 1.458 | 115.6447 | 266370 | N | F | 34.5 | Y | 306.2 | 0.561 | 115.6447 | 545.8111 | 545.8111 | 149433.57 | 149433.57 | 56.1% | 48.1244 | 7471.6785 | 96.2488 | 18679.1963 | 288.7465 | 29886.714 | 481.2441 | 37358.3925 | 721.8662 | 29886.714 | 962.4883 | 14943.357 | 1443.7324 | 6724.5107 | 1924.9765 | 4483.0071 | 359570.1425 | 1797850.7127 | 8629683.421 | 17978507.1271 | 21574208.5525 | 14382805.7017 | 9708393.8486 | 8629683.421
2019 | 7624 | Village of Greene - (NY) | NY | Municipal | 19.2 | 2.02 | 9.505 | . | . | . | . | . | . | 1250 | . | Y | . | . | . | . | . | . | . |  |  | . | [7 empty] | 1250 | 100% |  | 62.5 |  | 156.25 |  | 1: 250; 3: 312.5; 5: 250; 7: 125 | 56.25 |  | 37.5
2019 | 7625 | City of Greeneville - (TN) | TN | Municipal | 131.934 | 2.221 | 59.403 | 92.01 | 1.525 | 60.3344 | 131.934 | 2.221 | 59.403 | 38195 | 13 | Y | . | . | . | . | . | . | . |  |  | . |  | 39.924 | 0.696 | 60.3344 | 57.3621 | 57.3621 | 26583.72 | 26583.72 | 69.6% | 5.0576 | 1329.186 | 10.1153 | 3322.965 | 30.3458 | 5316.744 | 50.5764 | 6645.93 | 75.8646 | 5316.744 | 101.1528 | 2658.372 | 151.7292 | 1196.2674 | 202.3056 | 797.5116 | 6722.5445 | 33612.7226 | 161341.0683 | 336127.2256 | 403352.6707 | 268901.7805 | 181508.7018 | 161341.0683
2019 | 7634 | City of Greenville - (TX) | TX | Municipal | 894.726 | 1.364 | 655.9575 | 8.331 | 0.116 | 71.819 | . | . | . | 14356.7 | 12.5 | Y | . | . | . | . | . | . | . |  |  | . |  | 886.395 | 1.248 | 71.819 | 710.2524 | 886.395 | 17917.1616 | 14356.7 | 100% | 78.1539 | 717.835 | 156.3077 | 1794.5875 | 468.9231 | 2871.34 | 781.5386 | 3589.175 | 1172.3079 | 2871.34 | 1563.0771 | 1435.67 | 2344.6157 | 646.0515 | 3126.1543 | 430.701 | 56101.5743 | 280507.8713 | 1346437.7824 | 2805078.7134 | 3366094.4561 | 2244062.9707 | 1514742.5052 | 1346437.7824
2019 | 7639 | Greenville Utilities Comm | NC | Municipal | . | . | . | . | . | . | . | . | . | . | . |  | 47 | 0.56 | 83.9286 | 47 | 0.56 | 83.9286 | 69198 | N | L | 12.5 | N | 0 | 0 | 83.9286 |  |  | 0 | 0 | 0% |  | 0 |  | 0 |  | 1: 0; 3: 0; 5: 0; 7: 0 | 0 |  | 0
2019 | 7651 | Greenwood Utilities Comm | MS | Municipal | 10.1 | 0.064 | 157.8125 | . | . | . | . | . | . | 9198 | . | N | . | . | . | . | . | . | . |  |  | . | [7 empty] | 9198 | 100% |  | 459.9 |  | 1149.75 |  | 1: 1839.6; 3: 2299.5; 5: 1839.6; 7: 919.8 | 413.91 |  | 275.94
2019 | 7654 | Greer Commission of Public Wks | SC | Municipal | . | . | . | . | . | . | . | . | . | . | . |  | 26.4 | 0.37 | 71.3514 | . | . | . | 27976 | N | L | 12.5 | Y | [6 empty] | 27976 | 100% |  | 1398.8 |  | 3497 |  | 1: 5595.2; 3: 6994; 5: 5595.2; 7: 2797.6 | 1258.92 |  | 839.28
2019 | 7715 | Town of Groton - (MA) | MA | Municipal | . | . | . | . | . | . | . | . | . | . | . |  | 52.2 | 0.56 | 93.2143 | 52.2 | 0.56 | 93.2143 | 4863 | N | O | 13.8 | N | 0 | 0 | 93.2143 |  |  | 0 | 0 | 0% |  | 0 |  | 0 |  | 1: 0; 3: 0; 5: 0; 7: 0 | 0 |  | 0
2019 | 7716 | Groton Dept of Utilities - (CT) | CT | Municipal | 144.66 | 1.16 | 124.7069 | 70.21 | 0.79 | 88.8734 | 144.66 | 1.16 | 124.7069 | 14292 | 35 | Y | . | . | . | . | . | . | . |  |  | . |  | 74.45 | 0.37 | 88.8734 | 201.2162 | 201.2162 | 5288.04 | 5288.04 | 37% | 17.7413 | 264.402 | 35.4827 | 661.005 | 106.448 | 1057.608 | 177.4133 | 1322.01 | 266.1199 | 1057.608 | 354.8265 | 528.804 | 532.2398 | 237.9618 | 709.6531 | 158.6412 | 4690.8423 | 23454.2116 | 112580.2157 | 234542.1161 | 281450.5393 | 187633.6929 | 126652.7427 | 112580.2157
2019 | 7720 | Grundy Electric Coop, Inc | MO | Cooperative | . | . | . | . | . | . | . | . | . | . | . |  | 53.65 | . | . | 52.25 | . | . | 6731 | N | O | 13.2 | N | 1.4 |  |  |  | 1.4 |  | 6731 | 100% | 0.12344 | 336.55 | 0.24688 | 841.375 | 0.74063 | 1346.2 | 1.2344 | 1682.75 | 1.8516 | 1346.2 | 2.4688 | 673.1 | 3.7032 | 302.895 | 4.9375 | 201.93 | 41.5433 | 207.7164 | 997.0386 | 2077.1639 | 2492.5966 | 1661.7311 | 1121.6685 | 997.0386
2019 | 7752 | Guadalupe Valley Elec Coop Inc | TX | Cooperative | 121.74 | 1.13 | 107.7345 | 89.12 | 0.92 | 96.8696 | 121.34 | 1.12 | 108.3393 | 86227 | 24.9 | Y | . | . | . | . | . | . | . |  |  | . |  | 32.62 | 0.21 | 96.8696 | 155.3333 | 155.3333 | 18107.67 | 18107.67 | 21% | 13.6958 | 905.3835 | 27.3916 | 2263.4587 | 82.1749 | 3621.534 | 136.9581 | 4526.9175 | 205.4372 | 3621.534 | 273.9162 | 1810.767 | 410.8744 | 814.8451 | 547.8325 | 543.2301 | 12399.9621 | 61999.8106 | 297599.0908 | 619998.1058 | 743997.727 | 495998.4846 | 334798.9771 | 297599.0908
2019 | 7785 | Gulf Coast Electric Coop, Inc | FL | Cooperative | 646.47 | 4.992 | 129.5012 | 574.822 | 4.44 | 129.4644 | . | . | . | 19814 | 25 | N | . | . | . | . | . | . | . |  |  | . |  | 71.648 | 0.552 | 129.4644 | 129.7971 | 129.7971 | 10937.328 | 10937.328 | 55.2% | 11.4443 | 546.8664 | 22.8885 | 1367.166 | 68.6656 | 2187.4656 | 114.4427 | 2734.332 | 171.6641 | 2187.4656 | 228.8854 | 1093.7328 | 343.3281 | 492.1798 | 457.7708 | 328.1198 | 6258.487 | 31292.4351 | 150203.6884 | 312924.3509 | 375509.2211 | 250339.4807 | 168979.1495 | 150203.6884
2019 | 7787 | Gunnison County Elec Assn. | CO | Cooperative | . | . | . | . | . | . | . | . | . | . | . |  | 292.74 | 1.11 | 263.7297 | 262.14 | 1.09 | 240.4954 | 11091 | N | F | 29.4 | N | 30.6 | 0.02 | 240.4954 | 1530 | 1530 | 221.82 | 221.82 | 2% | 134.9008 | 11.091 | 269.8016 | 27.7275 | 809.4048 | 44.364 | 1349.0081 | 55.455 | 2023.5121 | 44.364 | 2698.0162 | 22.182 | 4047.0242 | 9.9819 | 5396.0323 | 6.6546 | 1496.1849 | 7480.9243 | 35908.4367 | 74809.2432 | 89771.0918 | 59847.3946 | 40396.9913 | 35908.4367
2019 | 7801 | Gulf Power Co | FL | Investor Owned | 72.5 | 0.89 | 81.4607 | 72.47 | 0.89 | 81.427 | 72.5 | 0.89 | 81.4607 | 468283 | 25 | Y | . | . | . | . | . | . | . |  |  | . |  | 0.03 | 0 | 81.427 |  |  | 0 | 0 | 0% |  | 0 |  | 0 |  | 1: 0; 3: 0; 5: 0; 7: 0 | 0 |  | 0
2019 | 7864 | Grundy County Rural Elec Coop | IA | Cooperative | . | . | . | . | . | . | . | . | . | . | . |  | 62.4 | 0.86 | 72.5581 | 62.4 | 0.86 | 72.5581 | 2245 | N | O | 12.5 | N | 0 | 0 | 72.5581 |  |  | 0 | 0 | 0% |  | 0 |  | 0 |  | 1: 0; 3: 0; 5: 0; 7: 0 | 0 |  | 0
2019 | 7870 | H-D Electric Coop Inc | SD | Cooperative | 60.1 | 1.02 | 58.9216 | 60.1 | 1.02 | 58.9216 | 57.7 | 0.85 | 67.8824 | 3643 | 7.2 | N | . | . | . | . | . | . | . |  |  | . |  | 0 | 0 | 58.9216 |  |  | 0 | 0 | 0% |  | 0 |  | 0 |  | 1: 0; 3: 0; 5: 0; 7: 0 | 0 |  | 0
2019 | 7887 | Habersham Electric Membership Corp | GA | Cooperative | 266.478 | 2.18 | 122.2376 | 179.8 | 1.645 | 109.3009 | 266.475 | 2.052 | 129.8611 | 32408 | 12.5 | N | . | . | . | . | . | . | . |  |  | . |  | 86.678 | 0.535 | 109.3009 | 162.015 | 162.015 | 17338.28 | 17338.28 | 53.5% | 14.2849 | 866.914 | 28.5699 | 2167.285 | 85.7096 | 3467.656 | 142.8493 | 4334.57 | 214.274 | 3467.656 | 285.6987 | 1733.828 | 428.548 | 780.2226 | 571.3973 | 520.1484 | 12383.8088 | 61919.0439 | 297211.4106 | 619190.4388 | 743028.5266 | 495352.351 | 334362.8369 | 297211.4106
2019 | 7891 | Guernsey-Muskingum El Coop Inc | OH | Cooperative | 610.32 | 2.65 | 230.3094 | 405.88 | 2.43 | 167.0288 | 562.86 | 2.23 | 252.4036 | 16952 | 12.5 | N | . | . | . | . | . | . | . |  |  | . |  | 204.44 | 0.22 | 167.0288 | 929.2727 | 929.2727 | 3729.44 | 3729.44 | 22% | 81.9344 | 186.472 | 163.8688 | 466.18 | 491.6064 | 745.888 | 819.3441 | 932.36 | 1229.0161 | 745.888 | 1638.6881 | 372.944 | 2458.0322 | 167.8248 | 3277.3763 | 111.8832 | 15278.4727 | 76392.3633 | 366683.3437 | 763923.6326 | 916708.3591 | 611138.9061 | 412518.7616 | 366683.3437
2019 | 7977 | City of Hamilton - (OH) | OH | Municipal | 86.08 | 1.25 | 68.864 | 86.08 | 1.25 | 68.864 | . | . | . | 29131 | 13.8 | Y | . | . | . | . | . | . | . |  |  | . |  | 0 | 0 | 68.864 |  |  | 0 | 0 | 0% |  | 0 |  | 0 |  | 1: 0; 3: 0; 5: 0; 7: 0 | 0 |  | 0
2019 | 7978 | Halifax Electric Member Corp | NC | Cooperative | 206.73 | 1.655 | 124.9124 | 206.73 | 1.655 | 124.9124 | 194.37 | 1.596 | 121.7857 | 10595 | 24.9 | Y | . | . | . | . | . | . | . |  |  | . |  | 0 | 0 | 124.9124 |  |  | 0 | 0 | 0% |  | 0 |  | 0 |  | 1: 0; 3: 0; 5: 0; 7: 0 | 0 |  | 0
2019 | 8000 | NineStar Connect | IN | Cooperative | . | . | . | . | . | . | . | . | . | . | . |  | 223.45 | 2.08 | 107.4279 | 223.45 | 2.08 | 107.4279 | 15715 | N | F | 15 | Y | 0 | 0 | 107.4279 |  |  | 0 | 0 | 0% |  | 0 |  | 0 |  | 1: 0; 3: 0; 5: 0; 7: 0 | 0 |  | 0
2019 | 8034 | Hancock-Wood Electric Coop Inc | OH | Cooperative | 143 | 1.604 | 89.1521 | 72.21 | 0.924 | 78.1494 | 128.69 | 0.854 | 150.6909 | 13135 | 12.5 | Y | . | . | . | . | . | . | . |  |  | . |  | 70.79 | 0.68 | 78.1494 | 104.1029 | 104.1029 | 8931.8 | 8931.8 | 68% | 9.1788 | 446.59 | 18.3576 | 1116.475 | 55.0728 | 1786.36 | 91.788 | 2232.95 | 137.6821 | 1786.36 | 183.5761 | 893.18 | 275.3641 | 401.931 | 367.1522 | 267.954 | 4099.1623 | 20495.8115 | 98379.8954 | 204958.1154 | 245949.7384 | 163966.4923 | 110677.3823 | 98379.8954
2019 | 8055 | City of Hannibal - (MO) | MO | Municipal | 134.164 | 3.087 | 43.461 | 69.523 | 1.894 | 36.707 | 134.164 | 3.087 | 43.461 | 8797 | 13.8 | Y | . | . | . | . | . | . | . |  |  | . |  | 64.641 | 1.193 | 36.707 | 54.1836 | 64.641 | 10494.821 | 8797 | 100% | 5.6994 | 439.85 | 11.3989 | 1099.625 | 34.1966 | 1759.4 | 56.9943 | 2199.25 | 85.4914 | 1759.4 | 113.9885 | 879.7 | 170.9828 | 395.865 | 227.9771 | 263.91 | 2506.8929 | 12534.4646 | 60165.43 | 125344.6459 | 150413.5751 | 100275.7167 | 67686.1088 | 60165.43
2019 | 8104 | Town of Hardwick | VT | Municipal | . | . | . | . | . | . | . | . | . | . | . |  | 16.58 | 6 | 2.7633 | . | . | . | 4423 | N |  | 12.5 | N | [6 empty] | 4423 | 100% |  | 221.15 |  | 552.875 |  | 1: 884.6; 3: 1105.75; 5: 884.6; 7: 442.3 | 199.035 |  | 132.69
2019 | 8122 | Harlan Municipal Utilities - (IA) | IA | Municipal | 4.192 | 0.044 | 95.2727 | 4.192 | 0.044 | 95.2727 | 4.192 | 0.044 | 95.2727 | 2880 | 12.5 | Y | . | . | . | . | . | . | . |  |  | . |  | 0 | 0 | 95.2727 |  |  | 0 | 0 | 0% |  | 0 |  | 0 |  | 1: 0; 3: 0; 5: 0; 7: 0 | 0 |  | 0
2019 | 8147 | City of Harriman - (TN) | TN | Municipal | 650.6 | 4.225 | 153.9882 | 650.6 | 4.225 | 153.9882 | . | . | . | 10968 | 13.2 | Y | . | . | . | . | . | . | . |  |  | . |  | 0 | 0 | 153.9882 |  |  | 0 | 0 | 0% |  | 0 |  | 0 |  | 1: 0; 3: 0; 5: 0; 7: 0 | 0 |  | 0
2019 | 8179 | Harrison County Rural E M C | IN | Cooperative | 202.692 | 2.217 | 91.4263 | 182.539 | 2.106 | 86.6757 | 191.448 | 1.57 | 121.9414 | 23403 | 12.4 | Y | . | . | . | . | . | . | . |  |  | . |  | 20.153 | 0.111 | 86.6757 | 181.5586 | 181.5586 | 2597.733 | 2597.733 | 11.1% | 16.0081 | 129.8867 | 32.0162 | 324.7166 | 96.0486 | 519.5466 | 160.081 | 649.4333 | 240.1215 | 519.5466 | 320.162 | 259.7733 | 480.2431 | 116.898 | 640.3241 | 77.932 | 2079.2388 | 10396.1938 | 49901.7303 | 103961.9381 | 124754.3257 | 83169.5504 | 56139.4466 | 49901.7303
2019 | 8192 | Harrison Rural Elec Assn, Inc | WV | Cooperative | 563.761 | 5.585 | 100.942 | 563.761 | 5.585 | 100.942 | 380.168 | 4.566 | 83.2606 | 6884 | 12.5 | Y | . | . | . | . | . | . | . |  |  | . |  | 0 | 0 | 100.942 |  |  | 0 | 0 | 0% |  | 0 |  | 0 |  | 1: 0; 3: 0; 5: 0; 7: 0 | 0 |  | 0
2019 | 8198 | City of Harrisonburg - (VA) | VA | Municipal | . | . | . | . | . | . | . | . | . | . | . |  | 25.589 | 0.486 | 52.6523 | 25.589 | 0.486 | 52.6523 | 21353 | N | F | 23 | N | 0 | 0 | 52.6523 |  |  | 0 | 0 | 0% |  | 0 |  | 0 |  | 1: 0; 3: 0; 5: 0; 7: 0 | 0 |  | 0
2019 | 8199 | City of Harrisonville - (MO) | MO | Municipal | 85.831 | 0.353 | 243.1473 | 16.12 | 0.188 | 85.7447 | 85.831 | 0.353 | 243.1473 | 4816 | 12.5 | Y | . | . | . | . | . | . | . |  |  | . |  | 69.711 | 0.165 | 85.7447 | 422.4909 | 422.4909 | 794.64 | 794.64 | 16.5% | 37.2512 | 39.732 | 74.5024 | 99.33 | 223.5073 | 158.928 | 372.5122 | 198.66 | 558.7683 | 158.928 | 745.0244 | 79.464 | 1117.5366 | 35.7588 | 1490.0488 | 23.8392 | 1480.0654 | 7400.3272 | 35521.5704 | 74003.2717 | 88803.9261 | 59202.6174 | 39961.7667 | 35521.5704
2019 | 8210 | Hart Electric Member Corp | GA | Cooperative | 141.953 | 1.076 | 131.9266 | 63.805 | 0.842 | 75.7779 | 136.411 | 0.928 | 146.9946 | 36655 | 12.5 | Y | . | . | . | . | . | . | . |  |  | . |  | 78.148 | 0.234 | 75.7779 | 333.9658 | 333.9658 | 8577.27 | 8577.27 | 23.4% | 29.4459 | 428.8635 | 58.8918 | 1072.1588 | 176.6755 | 1715.454 | 294.4592 | 2144.3175 | 441.6888 | 1715.454 | 588.9184 | 857.727 | 883.3776 | 385.9771 | 1177.8368 | 257.3181 | 12628.2804 | 63141.4021 | 303078.7299 | 631414.0206 | 757696.8247 | 505131.2165 | 340963.5711 | 303078.7299
2019 | 8212 | Hartford Electric | WI | Municipal | . | . | . | . | . | . | . | . | . | . | . |  | 9.67 | 0.071 | 136.1972 | . | . | . | 7545 | N | L | 25 | N | [6 empty] | 7545 | 100% |  | 377.25 |  | 943.125 |  | 1: 1509; 3: 1886.25; 5: 1509; 7: 754.5 | 339.525 |  | 226.35
2019 | 8245 | City of Hastings - (NE) | NE | Municipal | 55.25 | 0.349 | 158.3095 | 4.582 | 0.045 | 101.8222 | 55.25 | 0.349 | 158.3095 | 13550 | 13.8 | N | . | . | . | . | . | . | . |  |  | . |  | 50.668 | 0.304 | 101.8222 | 166.6711 | 166.6711 | 4119.2 | 4119.2 | 30.4% | 14.6955 | 205.96 | 29.3909 | 514.9 | 88.1728 | 823.84 | 146.9546 | 1029.8 | 220.432 | 823.84 | 293.9093 | 411.92 | 440.8639 | 185.364 | 587.8186 | 123.576 | 3026.6777 | 15133.3887 | 72640.2657 | 151333.8868 | 181600.6642 | 121067.1095 | 81720.2989 | 72640.2657
2019 | 8276 | Havana Power & Light Company | FL | Municipal | . | . | . | . | . | . | . | . | . | . | . |  | 106.7 | 0.8 | 133.375 | 25.8 | 0.7 | 36.8571 | 1462 | N | L | 12 | N | 80.9 | 0.1 | 36.8571 | 809 | 809 | 146.2 | 146.2 | 10% | 71.3299 | 7.31 | 142.6598 | 18.275 | 427.9794 | 29.24 | 713.299 | 36.55 | 1069.9486 | 29.24 | 1426.5981 | 14.62 | 2139.8971 | 6.579 | 2853.1962 | 4.386 | 521.4216 | 2607.108 | 12514.1184 | 26071.0801 | 31285.2961 | 20856.8641 | 14078.3832 | 12514.1184
2019 | 8283 | Harrison County Rrl Elec Coop | IA | Cooperative | . | . | . | . | . | . | . | . | . | . | . |  | 52.08 | 0.526 | 99.0114 | 45.51 | 0.475 | 95.8105 | 3771 | N | L | 12.5 | N | 6.57 | 0.051 | 95.8105 | 128.8235 | 128.8235 | 192.321 | 192.321 | 5.1% | 11.3584 | 9.6161 | 22.7169 | 24.0401 | 68.1506 | 38.4642 | 113.5843 | 48.0802 | 170.3765 | 38.4642 | 227.1686 | 19.2321 | 340.7529 | 8.6544 | 454.3372 | 5.7696 | 109.2232 | 546.1162 | 2621.3576 | 5461.1616 | 6553.394 | 4368.9293 | 2949.0273 | 2621.3576
2019 | 8287 | Hawaii Electric Light Co Inc | HI | Investor Owned | 252.33 | 3.035 | 83.14 | 164.67 | 1.839 | 89.5432 | 162.64 | 1.835 | 88.6322 | 86068 | 13.8 | N | . | . | . | . | . | . | . |  |  | . |  | 87.66 | 1.196 | 89.5432 | 73.2943 | 87.66 | 102937.328 | 86068 | 100% | 7.729 | 4303.4 | 15.458 | 10758.5 | 46.3741 | 17213.6 | 77.2902 | 21517 | 115.9353 | 17213.6 | 154.5805 | 8606.8 | 231.8707 | 3873.06 | 309.1609 | 2582.04 | 33261.0766 | 166305.3831 | 798265.8389 | 1663053.831 | 1995664.5972 | 1330443.0648 | 898049.0687 | 798265.8389
2019 | 8319 | Heartland Power Coop | IA | Cooperative | 488.267 | 1.325 | 368.5034 | 96.849 | 0.923 | 104.9285 | . | . | . | 5192 | 15 | Y | . | . | . | . | . | . | . |  |  | . |  | 391.418 | 0.402 | 104.9285 | 973.6766 | 973.6766 | 2087.184 | 2087.184 | 40.2% | 85.8495 | 104.3592 | 171.699 | 260.898 | 515.0971 | 417.4368 | 858.4952 | 521.796 | 1287.7428 | 417.4368 | 1716.9904 | 208.7184 | 2575.4855 | 93.9233 | 3433.9807 | 62.6155 | 8959.187 | 44795.9351 | 215020.4885 | 447959.3511 | 537551.2213 | 358367.4809 | 241898.0496 | 215020.4885
2019 | 8333 | Haywood Electric Member Corp | NC | Cooperative | 744.873 | 5.447 | 136.7492 | 599.765 | 4.918 | 121.953 | 480.429 | 3.883 | 123.7262 | 27432 | 12.5 | N | . | . | . | . | . | . | . |  |  | . |  | 145.108 | 0.529 | 121.953 | 274.3062 | 274.3062 | 14511.528 | 14511.528 | 52.9% | 24.1857 | 725.5764 | 48.3714 | 1813.941 | 145.1142 | 2902.3056 | 241.8571 | 3627.882 | 362.7856 | 2902.3056 | 483.7142 | 1451.1528 | 725.5712 | 653.0188 | 967.4283 | 435.3458 | 17548.5789 | 87742.8947 | 421165.8945 | 877428.947 | 1052914.7363 | 701943.1576 | 473811.6314 | 421165.8945
2019 | 8366 | Heber Light & Power Company | UT | Municipal | 66.506 | 1.22 | 54.5131 | 37.211 | 0.748 | 49.7473 | 66.506 | 1.22 | 54.5131 | 13012 | 12.4 | N | . | . | . | . | . | . | . |  |  | . |  | 29.295 | 0.472 | 49.7473 | 62.0657 | 62.0657 | 6141.664 | 6141.664 | 47.2% | 5.4724 | 307.0832 | 10.9447 | 767.708 | 32.8342 | 1228.3328 | 54.7236 | 1535.416 | 82.0854 | 1228.3328 | 109.4472 | 614.1664 | 164.1708 | 276.3749 | 218.8944 | 184.2499 | 1680.4697 | 8402.3484 | 40331.2724 | 84023.4842 | 100828.181 | 67218.7874 | 45372.6815 | 40331.2724
2019 | 8447 | Hendricks County Rural E M C | IN | Cooperative | 102.8 | 1.3 | 79.0769 | 85.1 | 1.18 | 72.1186 | 96.2 | 1.05 | 91.619 | 33279 | 12.5 | Y | . | . | . | . | . | . | . |  |  | . |  | 17.7 | 0.12 | 72.1186 | 147.5 | 147.5 | 3993.48 | 3993.48 | 12% | 13.0051 | 199.674 | 26.0103 | 499.185 | 78.0309 | 798.696 | 130.0514 | 998.37 | 195.0771 | 798.696 | 260.1029 | 399.348 | 390.1543 | 179.7066 | 520.2057 | 119.8044 | 2596.789 | 12983.9449 | 62322.9355 | 129839.4489 | 155807.3387 | 103871.5591 | 70113.3024 | 62322.9355
2019 | 8449 | Henderson City Utility Comm | KY | Municipal | . | . | . | . | . | . | . | . | . | . | . |  | 17.592 | 0.273 | 64.4396 | 17.592 | 0.273 | 64.4396 | 12032 | N | F | 13.8 | N | 0 | 0 | 64.4396 |  |  | 0 | 0 | 0% |  | 0 |  | 0 |  | 1: 0; 3: 0; 5: 0; 7: 0 | 0 |  | 0
2019 | 8466 | Henry County Rural E M C | IN | Cooperative | 338.638 | 3.649 | 92.803 | 149.508 | 2.285 | 65.4302 | 120.876 | 1.457 | 82.9623 | 9497 | 12.5 | Y | . | . | . | . | . | . | . |  |  | . |  | 189.13 | 1.364 | 65.4302 | 138.6584 | 189.13 | 12953.908 | 9497 | 100% | 16.6757 | 474.85 | 33.3514 | 1187.125 | 100.0541 | 1899.4 | 166.7568 | 2374.25 | 250.1352 | 1899.4 | 333.5136 | 949.7 | 500.2704 | 427.365 | 667.0272 | 284.91 | 7918.4465 | 39592.2324 | 190042.7155 | 395922.324 | 475106.7888 | 316737.8592 | 213798.055 | 190042.7155
2019 | 8493 | City of Hermann | MO | Municipal | 2.2 | 0.02 | 110 | 2.2 | 0.02 | 110 | 2.2 | 0.02 | 110 | 1555 | 12.4 | N | . | . | . | . | . | . | . |  |  | . |  | 0 | 0 | 110 |  |  | 0 | 0 | 0% |  | 0 |  | 0 |  | 1: 0; 3: 0; 5: 0; 7: 0 | 0 |  | 0
2019 | 8515 | City of Hermiston | OR | Municipal | . | . | . | . | . | . | . | . | . | . | . |  | 20.175 | 0.288 | 70.0521 | 20.175 | 0.288 | 70.0521 | 5340 | N | F | 12.4 |  | 0 | 0 | 70.0521 |  |  | 0 | 0 | 0% |  | 0 |  | 0 |  | 1: 0; 3: 0; 5: 0; 7: 0 | 0 |  | 0
2019 | 8543 | Hibbing Public Utilities Comm | MN | Municipal | . | . | . | . | . | . | . | . | . | . | . |  | 192.842 | 3.531 | 54.614 | 192.842 | 3.531 | 54.614 | 7612 | N | F | 13.8 | N | 0 | 0 | 54.614 |  |  | 0 | 0 | 0% |  | 0 |  | 0 |  | 1: 0; 3: 0; 5: 0; 7: 0 | 0 |  | 0
2019 | 8566 | High Plains Power Inc | WY | Cooperative | . | . | . | . | . | . | . | . | . | . | . |  | 209.789 | . | . | 209.789 | . | . | 13347 | N | F | 34.5 | N | 0 |  |  |  | 0 |  | 13347 | 100% | 0 | 667.35 | 0 | 1668.375 | 0 | 2669.4 | 0 | 3336.75 | 0 | 2669.4 | 0 | 1334.7 | 0 | 600.615 | 0 | 400.41 | 0 | 0 | 0 | 0 | 0 | 0 | 0 | 0
2019 | 8567 | City of Higginsville - (MO) | MO | Municipal | 30.205 | 1.109 | 27.2362 | 30.205 | 1.109 | 27.2362 | 30.205 | 1.109 | 27.2362 | 2797 | 69 | N | . | . | . | . | . | . | . |  |  | . |  | 0 | 0 | 27.2362 |  |  | 0 | 0 | 0% |  | 0 |  | 0 |  | 1: 0; 3: 0; 5: 0; 7: 0 | 0 |  | 0
2019 | 8571 | Town of High Point | NC | Municipal | 185.419 | 1.544 | 120.09 | 129.566 | 1.316 | 98.4544 | 176.587 | 1.458 | 121.1159 | 41865 | 12.4 | Y | . | . | . | . | . | . | . |  |  | . |  | 55.853 | 0.228 | 98.4544 | 244.9693 | 244.9693 | 9545.22 | 9545.22 | 22.8% | 21.5991 | 477.261 | 43.1981 | 1193.1525 | 129.5943 | 1909.044 | 215.9906 | 2386.305 | 323.9858 | 1909.044 | 431.9811 | 954.522 | 647.9717 | 429.5349 | 863.9623 | 286.3566 | 10308.3873 | 51541.9363 | 247401.2944 | 515419.3633 | 618503.236 | 412335.4907 | 278326.4562 | 247401.2944
2019 | 8573 | City of Highland | IL | Municipal | . | . | . | . | . | . | . | . | . | . | . |  | 35.1 | 0.4 | 87.75 | 30.4 | 0.3 | 101.3333 | 6741 | N | L | 13.2 | N | 4.7 | 0.1 | 101.3333 | 47 | 47 | 674.1 | 674.1 | 10% | 4.144 | 33.705 | 8.288 | 84.2625 | 24.8641 | 134.82 | 41.4401 | 168.525 | 62.1602 | 134.82 | 82.8802 | 67.41 | 124.3204 | 30.3345 | 165.7605 | 20.223 | 139.6739 | 698.3696 | 3352.174 | 6983.6958 | 8380.435 | 5586.9566 | 3771.1957 | 3352.174
2019 | 8620 | HILCO Electric Cooperative, Inc. | TX | Cooperative | 170.372 | 1.163 | 146.4935 | 72.202 | 0.911 | 79.2558 | 161.323 | 0.85 | 189.7918 | 29104 | 14.4 | Y | . | . | . | . | . | . | . |  |  | . |  | 98.17 | 0.252 | 79.2558 | 389.5635 | 389.5635 | 7334.208 | 7334.208 | 25.2% | 34.348 | 366.7104 | 68.696 | 916.776 | 206.088 | 1466.8416 | 343.4799 | 1833.552 | 515.2199 | 1466.8416 | 686.9599 | 733.4208 | 1030.4398 | 330.0394 | 1373.9197 | 220.0262 | 12595.7664 | 62978.832 | 302298.3938 | 629788.3204 | 755745.9844 | 503830.6563 | 340085.693 | 302298.3938
2019 | 8631 | Hillsdale Board of Public Wks | MI | Municipal | . | . | . | . | . | . | . | . | . | . | . |  | 126.62 | 2.3 | 55.0522 | 54.13 | . | . | 6024 | Y | L | 13.2 | N | 72.49 |  |  |  | 72.49 |  | 6024 | 100% | 6.3915 | 301.2 | 12.783 | 753 | 38.3489 | 1204.8 | 63.9148 | 1506 | 95.8722 | 1204.8 | 127.8295 | 602.4 | 191.7443 | 271.08 | 255.6591 | 180.72 | 1925.1128 | 9625.5641 | 46202.7079 | 96255.6414 | 115506.7697 | 77004.5132 | 51978.0464 | 46202.7079
2019 | 8699 | Inland Power & Light Company | WA | Cooperative | 243 | 1.38 | 176.087 | 187 | 1.236 | 151.2945 | 237 | 1.269 | 186.7612 | 41603 | 24.9 | Y | . | . | . | . | . | . | . |  |  | . |  | 56 | 0.144 | 151.2945 | 388.8889 | 388.8889 | 5990.832 | 5990.832 | 14.4% | 34.2885 | 299.5416 | 68.577 | 748.854 | 205.7311 | 1198.1664 | 342.8851 | 1497.708 | 514.3277 | 1198.1664 | 685.7703 | 599.0832 | 1028.6554 | 269.5874 | 1371.5405 | 179.725 | 10270.8361 | 51354.1807 | 246500.0676 | 513541.8075 | 616250.169 | 410833.446 | 277312.576 | 246500.0676
2019 | 8723 | City of Holland | MI | Municipal | 29.084 | 0.412 | 70.5922 | 29.084 | 0.412 | 70.5922 | 29.084 | 0.412 | 70.5922 | 28958 | 12.5 | Y | . | . | . | . | . | . | . |  |  | . |  | 0 | 0 | 70.5922 |  |  | 0 | 0 | 0% |  | 0 |  | 0 |  | 1: 0; 3: 0; 5: 0; 7: 0 | 0 |  | 0
2019 | 8761 | Holmes-Wayne Electric Coop Inc | OH | Cooperative | 641.8 | 3.217 | 199.5026 | 635.7 | 2.785 | 228.2585 | 570.7 | 2.784 | 204.9928 | 17454 | 12.5 | N | . | . | . | . | . | . | . |  |  | . |  | 6.1 | 0.432 | 228.2585 | 14.1204 | 14.1204 | 7540.128 | 7540.128 | 43.2% | 1.245 | 377.0064 | 2.49 | 942.516 | 7.47 | 1508.0256 | 12.45 | 1885.032 | 18.675 | 1508.0256 | 24.9 | 754.0128 | 37.35 | 339.3058 | 49.8 | 226.2038 | 469.3728 | 2346.8641 | 11264.9475 | 23468.6407 | 28162.3688 | 18774.9126 | 12673.066 | 11264.9475
2019 | 8764 | Holston Electric Coop, Inc | TN | Cooperative | 210.874 | 2.584 | 81.6076 | 165.218 | 2.329 | 70.9395 | 210.874 | 2.584 | 81.6076 | 30528 | 13 | Y | . | . | . | . | . | . | . |  |  | . |  | 45.656 | 0.255 | 70.9395 | 179.0431 | 179.0431 | 7784.64 | 7784.64 | 25.5% | 15.7863 | 389.232 | 31.5726 | 973.08 | 94.7179 | 1556.928 | 157.8632 | 1946.16 | 236.7947 | 1556.928 | 315.7263 | 778.464 | 473.5895 | 350.3088 | 631.4527 | 233.5392 | 6144.5395 | 30722.6973 | 147468.9471 | 307226.9731 | 368672.3677 | 245781.5785 | 165902.5655 | 147468.9471
2019 | 8773 | Holy Cross Electric Assn, Inc | CO | Cooperative | 72.5 | 0.78 | 92.9487 | 72.5 | 0.78 | 92.9487 | 72.5 | 0.78 | 92.9487 | 58601 | 25 | Y | . | . | . | . | . | . | . |  |  | . |  | 0 | 0 | 92.9487 |  |  | 0 | 0 | 0% |  | 0 |  | 0 |  | 1: 0; 3: 0; 5: 0; 7: 0 | 0 |  | 0
2019 | 8774 | City of Holyoke - (MA) | MA | Municipal | 50.863 | 1.305 | 38.9755 | 50.863 | 1.305 | 38.9755 | 50.863 | 1.305 | 38.9755 | 17689 | 34.5 | Y | . | . | . | . | . | . | . |  |  | . |  | 0 | 0 | 38.9755 |  |  | 0 | 0 | 0% |  | 0 |  | 0 |  | 1: 0; 3: 0; 5: 0; 7: 0 | 0 |  | 0
2019 | 8786 | Horry Electric Coop Inc | SC | Cooperative | 259.122 | 1.271 | 203.8725 | 68.035 | 0.863 | 78.8355 | 252.748 | 1.155 | 218.8294 | 79930 | 25 | N | . | . | . | . | . | . | . |  |  | . |  | 191.087 | 0.408 | 78.8355 | 468.3505 | 468.3505 | 32611.44 | 32611.44 | 40.8% | 41.2947 | 1630.572 | 82.5894 | 4076.43 | 247.7681 | 6522.288 | 412.9468 | 8152.86 | 619.4202 | 6522.288 | 825.8936 | 3261.144 | 1238.8404 | 1467.5148 | 1651.7872 | 978.3432 | 67333.9482 | 336669.7409 | 1616014.7561 | 3366697.4085 | 4040036.8902 | 2693357.9268 | 1818016.6006 | 1616014.7561
2019 | 8795 | City of Homestead - (FL) | FL | Municipal | . | . | . | 87.975 | 1.161 | 75.7752 | . | . | . | 25407 | 13.2 | N | . | . | . | . | . | . | . |  |  | . |  |  |  | 75.7752 |  |  |  | 25407 | 100% |  | 1270.35 |  | 3175.875 |  | 1: 5081.4; 3: 6351.75; 5: 5081.4; 7: 2540.7 | 1143.315 |  | 762.21
2019 | 8796 | City of Hingham - (MA) | MA | Municipal | . | . | . | . | . | . | . | . | . | . | . |  | 3.23 | 0.4 | 8.075 | . | . | . | 10029 | N | L | 13.8 | N | [6 empty] | 10029 | 100% |  | 501.45 |  | 1253.625 |  | 1: 2005.8; 3: 2507.25; 5: 2005.8; 7: 1002.9 | 451.305 |  | 300.87
2019 | 8824 | M J M Electric Cooperative Inc | IL | Cooperative | 1944.6 | . | . | 440 | . | . | 1504.6 | . | . | 9402 | . | Y | . | . | . | . | . | . | . |  |  | . |  | 1504.6 |  |  |  | 1504.6 |  | 9402 | 100% | 132.6613 | 470.1 | 265.3226 | 1175.25 | 795.9677 | 1880.4 | 1326.6128 | 2350.5 | 1989.9192 | 1880.4 | 2653.2256 | 940.2 | 3979.8384 | 423.09 | 5306.4511 | 282.06 | 62364.067 | 311820.335 | 1496737.6082 | 3118203.3505 | 3741844.0206 | 2494562.6804 | 1683829.8093 | 1496737.6082
2019 | 8840 | City of Hope | AR | Municipal | 95.79 | 2.37 | 40.4177 | 39.19 | 0.612 | 64.0359 | 95.79 | 2.37 | 40.4177 | 6995 | 13.8 | Y | . | . | . | . | . | . | . |  |  | . |  | 56.6 | 1.758 | 64.0359 | 32.1957 | 56.6 | 12297.21 | 6995 | 100% | 4.9904 | 349.75 | 9.9809 | 874.375 | 29.9427 | 1399 | 49.9045 | 1748.75 | 74.8567 | 1399 | 99.809 | 699.5 | 149.7134 | 314.775 | 199.6179 | 209.85 | 1745.4093 | 8727.0463 | 41889.8222 | 87270.4629 | 104724.5555 | 69816.3703 | 47126.05 | 41889.8222
2019 | 8898 | Houston County Elec Coop Inc | TX | Cooperative | . | . | . | . | . | . | . | . | . | . | . |  | 1933.443 | 5.427 | 356.2637 | 414.726 | 2.908 | 142.6155 | 21646 | N | L | 25 | Y | 1518.717 | 2.519 | 142.6155 | 602.9047 | 1518.717 | 54526.274 | 21646 | 100% | 133.906 | 1082.3 | 267.812 | 2705.75 | 803.4359 | 4329.2 | 1339.0598 | 5411.5 | 2008.5897 | 4329.2 | 2678.1196 | 2164.6 | 4017.1794 | 974.07 | 5356.2392 | 649.38 | 144926.4431 | 724632.2156 | 3478234.635 | 7246322.1562 | 8695586.5875 | 5797057.725 | 3913013.9644 | 3478234.635
2019 | 8901 | CenterPoint Energy | TX | Investor Owned | 227.608 | 1.767 | 128.8104 | 140.939 | 1.303 | 108.165 | 227.413 | 1.762 | 129.0653 | 2564204 | 34.5 | Y | . | . | . | . | . | . | . |  |  | . |  | 86.669 | 0.464 | 108.165 | 186.7866 | 186.7866 | 1189790.656 | 1189790.656 | 46.4% | 16.4691 | 59489.5328 | 32.9381 | 148723.832 | 98.8144 | 237958.1312 | 164.6906 | 297447.664 | 247.036 | 237958.1312 | 329.3813 | 118979.0656 | 494.0719 | 53540.5795 | 658.7626 | 35693.7197 | 979736.9426 | 4898684.7129 | 23513686.622 | 48986847.1292 | 58784216.555 | 39189477.7033 | 26452897.4498 | 23513686.622
2019 | 8972 | City of Hudson - (OH) | OH | Municipal | 41.739 | 0.567 | 73.6138 | 41.739 | 0.567 | 73.6138 | 41.739 | 0.567 | 73.6138 | 7000 | 12.5 | Y | . | . | . | . | . | . | . |  |  | . |  | 0 | 0 | 73.6138 |  |  | 0 | 0 | 0% |  | 0 |  | 0 |  | 1: 0; 3: 0; 5: 0; 7: 0 | 0 |  | 0
2019 | 8973 | Town of Hudson - (MA) | MA | Municipal | . | . | . | . | . | . | . | . | . | . | . |  | 17.01 | 0.28 | 60.75 | 17.01 | 0.28 | 60.75 | 13312 | N | L | 13.8 | N | 0 | 0 | 60.75 |  |  | 0 | 0 | 0% |  | 0 |  | 0 |  | 1: 0; 3: 0; 5: 0; 7: 0 | 0 |  | 0
2019 | 9087 | Town of Huntersville - (NC) | NC | Municipal | . | . | . | . | . | . | . | . | . | . | . |  | 45.682 | 0.189 | 241.7037 | . | . | . | 6530 | N | L | 12.5 | N | [6 empty] | 6530 | 100% |  | 326.5 |  | 816.25 |  | 1: 1306; 3: 1632.5; 5: 1306; 7: 653 | 293.85 |  | 195.9
2019 | 9094 | City of Huntsville - (AL) | AL | Municipal | . | . | . | 5.3 | 0.092 | 57.6087 | . | . | . | 186704 | 25 | N | . | . | . | . | . | . | . |  |  | . |  |  |  | 57.6087 |  |  |  | 186704 | 100% |  | 9335.2 |  | 23338 |  | 1: 37340.8; 3: 46676; 5: 37340.8; 7: 18670.4 | 8401.68 |  | 5601.12
2019 | 9096 | City of Lafayette - (LA) | LA | Municipal | 59 | 0.88 | 67.0455 | 39.7 | 0.66 | 60.1515 | 54 | 0.84 | 64.2857 | 67005 | 15 | N | . | . | . | . | . | . | . |  |  | . |  | 19.3 | 0.22 | 60.1515 | 87.7273 | 87.7273 | 14741.1 | 14741.1 | 22% | 7.735 | 737.055 | 15.4699 | 1842.6375 | 46.4097 | 2948.22 | 77.3495 | 3685.275 | 116.0243 | 2948.22 | 154.6991 | 1474.11 | 232.0486 | 663.3495 | 309.3982 | 442.233 | 5701.0867 | 28505.4335 | 136826.0808 | 285054.335 | 342065.2021 | 228043.468 | 153929.3409 | 136826.0808
2019 | 9128 | Hurricane City Power | UT | Municipal | 39.036 | 0.156 | 250.2308 | 7.617 | 0.078 | 97.6538 | 39.036 | 0.156 | 250.2308 | 7161 | 12.5 | Y | . | . | . | . | . | . | . |  |  | . |  | 31.419 | 0.078 | 97.6538 | 402.8077 | 402.8077 | 558.558 | 558.558 | 7.8% | 35.5157 | 27.9279 | 71.0315 | 69.8197 | 213.0944 | 111.7116 | 355.1574 | 139.6395 | 532.7361 | 111.7116 | 710.3148 | 55.8558 | 1065.4722 | 25.1351 | 1420.6296 | 16.7567 | 991.8801 | 4959.4003 | 23805.1213 | 49594.0027 | 59512.8033 | 39675.2022 | 26780.7615 | 23805.1213
2019 | 9144 | Village of Hyde Park - (VT) | VT | Municipal | . | . | . | . | . | . | . | . | . | . | . |  | 3.3 | 0.2 | 16.5 | . | . | . | 1374 | N | O | 34.5 | N | [6 empty] | 1374 | 100% |  | 68.7 |  | 171.75 |  | 1: 274.8; 3: 343.5; 5: 274.8; 7: 137.4 | 61.83 |  | 41.22
2019 | 9187 | City of Idaho Falls - (ID) | ID | Municipal | 49.78 | 0.57 | 87.3333 | 49.78 | 0.57 | 87.3333 | . | . | . | 28214 | 12.4 | Y | . | . | . | . | . | . | . |  |  | . |  | 0 | 0 | 87.3333 |  |  | 0 | 0 | 0% |  | 0 |  | 0 |  | 1: 0; 3: 0; 5: 0; 7: 0 | 0 |  | 0
2019 | 9191 | Idaho Power Co | ID | Investor Owned | 144 | 1.24 | 116.129 | 120 | 1.15 | 104.3478 | 115 | 0.93 | 123.6559 | 546775 | 34.5 | Y | . | . | . | . | . | . | . |  |  | . |  | 24 | 0.09 | 104.3478 | 266.6667 | 266.6667 | 49209.75 | 49209.75 | 9% | 23.5121 | 2460.4875 | 47.0242 | 6151.2188 | 141.0727 | 9841.95 | 235.1212 | 12302.4375 | 352.6819 | 9841.95 | 470.2425 | 4920.975 | 705.3637 | 2214.4387 | 940.4849 | 1476.2925 | 57851.2858 | 289256.4291 | 1388430.8597 | 2892564.291 | 3471077.1492 | 2314051.4328 | 1561984.7171 | 1388430.8597
2019 | 9191 | Idaho Power Co | OR | Investor Owned | 121 | 0.63 | 192.0635 | 118 | 0.63 | 187.3016 | 93 | 0.51 | 182.3529 | 19231 | 34.5 | Y | . | . | . | . | . | . | . |  |  | . |  | 3 | 0 | 187.3016 |  |  | 0 | 0 | 0% |  | 0 |  | 0 |  | 1: 0; 3: 0; 5: 0; 7: 0 | 0 |  | 0
2019 | 9209 | Illinois Rural Electric Coop | IL | Cooperative | . | . | . | . | . | . | . | . | . | . | . |  | 112.4 | . | . | 112.4 | . | . | 10308 | N | L | 12.5 | Y | 0 |  |  |  | 0 |  | 10308 | 100% | 0 | 515.4 | 0 | 1288.5 | 0 | 2061.6 | 0 | 2577 | 0 | 2061.6 | 0 | 1030.8 | 0 | 463.86 | 0 | 309.24 | 0 | 0 | 0 | 0 | 0 | 0 | 0 | 0
2019 | 9216 | Imperial Irrigation District | CA | Political Subdivision | 59.27 | 0.53 | 111.8302 | 53.88 | 0.51 | 105.6471 | 47.92 | 0.43 | 111.4419 | 156460 | 12.4 | N | . | . | . | . | . | . | . |  |  | . |  | 5.39 | 0.02 | 105.6471 | 269.5 | 269.5 | 3129.2 | 3129.2 | 2% | 23.7619 | 156.46 | 47.5239 | 391.15 | 142.5716 | 625.84 | 237.6194 | 782.3 | 356.4291 | 625.84 | 475.2388 | 312.92 | 712.8582 | 140.814 | 950.4776 | 93.876 | 3717.7931 | 18588.9655 | 89227.0342 | 185889.6547 | 223067.5856 | 148711.7237 | 100380.4135 | 89227.0342
2019 | 9230 | City of Independence - (IA) | IA | Municipal | 10.877 | 0.192 | 56.651 | 10.877 | 0.192 | 56.651 | 10.877 | 0.192 | 56.651 | 3169 | 12.5 | N | . | . | . | . | . | . | . |  |  | . |  | 0 | 0 | 56.651 |  |  | 0 | 0 | 0% |  | 0 |  | 0 |  | 1: 0; 3: 0; 5: 0; 7: 0 | 0 |  | 0
2019 | 9231 | City of Independence - (MO) | MO | Municipal | . | . | . | . | . | . | . | . | . | . | . |  | 126.519 | 0.888 | 142.4763 | 30.276 | 0.468 | 64.6923 | 56857 | N | F | 13.8 | Y | 96.243 | 0.42 | 64.6923 | 229.15 | 229.15 | 23879.94 | 23879.94 | 42% | 20.2043 | 1193.997 | 40.4085 | 2984.9925 | 121.2256 | 4775.988 | 202.0426 | 5969.985 | 303.0639 | 4775.988 | 404.0852 | 2387.994 | 606.1278 | 1074.5973 | 808.1705 | 716.3982 | 24123.8277 | 120619.1385 | 578971.8649 | 1206191.3852 | 1447429.6623 | 964953.1082 | 651343.348 | 578971.8649
2019 | 9246 | Indian Electric Coop, Inc | OK | Cooperative | 126.812 | 1.016 | 124.815 | 115.417 | 0.908 | 127.1112 | 125.329 | 0.985 | 127.2376 | 19678 | 14.4 | Y | . | . | . | . | . | . | . |  |  | . |  | 11.395 | 0.108 | 127.1112 | 105.5093 | 105.5093 | 2125.224 | 2125.224 | 10.8% | 9.3028 | 106.2612 | 18.6056 | 265.653 | 55.8168 | 425.0448 | 93.028 | 531.306 | 139.542 | 425.0448 | 186.056 | 212.5224 | 279.084 | 95.6351 | 372.112 | 63.7567 | 988.5267 | 4942.6336 | 23724.6412 | 49426.3358 | 59311.6029 | 39541.0686 | 26690.2213 | 23724.6412
2019 | 9273 | Indianapolis Power & Light Co | IN | Investor Owned | 213.124 | 1.221 | 174.5487 | 75.603 | 0.884 | 85.5238 | 210.325 | 1.173 | 179.3052 | 504500 | 34 | Y | . | . | . | . | . | . | . |  |  | . |  | 137.521 | 0.337 | 85.5238 | 408.0742 | 408.0742 | 170016.5 | 170016.5 | 33.7% | 35.9801 | 8500.825 | 71.9602 | 21252.0625 | 215.8805 | 34003.3 | 359.8009 | 42504.125 | 539.7013 | 34003.3 | 719.6018 | 17001.65 | 1079.4027 | 7650.7425 | 1439.2036 | 5100.495 | 305860.446 | 1529302.23 | 7340650.7039 | 15293022.2998 | 18351626.7597 | 12234417.8398 | 8258232.0419 | 7340650.7039
2019 | 9292 | Inter County Energy Coop Corp | KY | Cooperative | 135.952 | 1.64 | 82.8976 | 135.952 | 1.64 | 82.8976 | 96.914 | 0.99 | 97.8929 | 26556 | 24.9 | Y | . | . | . | . | . | . | . |  |  | . |  | 0 | 0 | 82.8976 |  |  | 0 | 0 | 0% |  | 0 |  | 0 |  | 1: 0; 3: 0; 5: 0; 7: 0 | 0 |  | 0
2019 | 9324 | Indiana Michigan Power Co | IN | Investor Owned | 281.9 | 1.38 | 204.2754 | 189.4 | 1.185 | 159.8312 | 253.7 | 1.184 | 214.2737 | 466416 | 35 | Y | . | . | . | . | . | . | . |  |  | . |  | 92.5 | 0.195 | 159.8312 | 474.359 | 474.359 | 90951.12 | 90951.12 | 19.5% | 41.8245 | 4547.556 | 83.6489 | 11368.89 | 250.9467 | 18190.224 | 418.2445 | 22737.78 | 627.3668 | 18190.224 | 836.489 | 9095.112 | 1254.7335 | 4092.8004 | 1672.978 | 2728.5336 | 190199.0301 | 950995.1506 | 4564776.723 | 9509951.5062 | 11411941.8075 | 7607961.205 | 5135373.8134 | 4564776.723
2019 | 9324 | Indiana Michigan Power Co | MI | Investor Owned | 504.8 | 2.13 | 236.9953 | 332.2 | 1.708 | 194.4965 | 391 | 1.815 | 215.427 | 129066 | 35 | Y | . | . | . | . | . | . | . |  |  | . |  | 172.6 | 0.422 | 194.4965 | 409.0047 | 409.0047 | 54465.852 | 54465.852 | 42.2% | 36.0621 | 2723.2926 | 72.1243 | 6808.2315 | 216.3728 | 10893.1704 | 360.6214 | 13616.463 | 540.9321 | 10893.1704 | 721.2427 | 5446.5852 | 1081.8641 | 2450.9633 | 1442.4855 | 1633.9756 | 98207.7514 | 491038.7568 | 2356986.0326 | 4910387.568 | 5892465.0816 | 3928310.0544 | 2651609.2867 | 2356986.0326
2019 | 9331 | Intercounty Electric Coop Assn | MO | Cooperative | 379.818 | 2.549 | 149.0067 | 232.995 | 1.977 | 117.8528 | 341.925 | 2.125 | 160.9059 | 30499 | 12.5 | Y | . | . | . | . | . | . | . |  |  | . |  | 146.823 | 0.572 | 117.8528 | 256.6836 | 256.6836 | 17445.428 | 17445.428 | 57.2% | 22.6319 | 872.2714 | 45.2638 | 2180.6785 | 135.7915 | 3489.0856 | 226.3191 | 4361.357 | 339.4786 | 3489.0856 | 452.6382 | 1744.5428 | 678.9573 | 785.0443 | 905.2764 | 523.3628 | 19741.1668 | 98705.8342 | 473788.004 | 987058.3417 | 1184470.0101 | 789646.6734 | 533011.5045 | 473788.004
2019 | 9336 | Intermountain Rural Elec Assn | CO | Cooperative | 144.153 | 1.117 | 129.0537 | 88.057 | 0.886 | 99.3871 | 143.751 | 1.069 | 134.4724 | 178368 | 12.5 | Y | . | . | . | . | . | . | . |  |  | . |  | 56.096 | 0.231 | 99.3871 | 242.8398 | 242.8398 | 41203.008 | 41203.008 | 23.1% | 21.4113 | 2060.1504 | 42.8226 | 5150.376 | 128.4678 | 8240.6016 | 214.113 | 10300.752 | 321.1695 | 8240.6016 | 428.226 | 4120.3008 | 642.339 | 1854.1354 | 856.452 | 1236.0902 | 44110.4981 | 220552.4907 | 1058651.9554 | 2205524.907 | 2646629.8884 | 1764419.9256 | 1190983.4498 | 1058651.9554
2019 | 9417 | Interstate Power and Light Co | IA | Investor Owned | . | . | . | . | . | . | . | . | . | . | . |  | 123.6 | 1.01 | 122.3762 | 99.5 | 0.95 | 104.7368 | 481150 | N | F | 25 | Y | 24.1 | 0.06 | 104.7368 | 401.6667 | 401.6667 | 28869 | 28869 | 6% | 35.4151 | 1443.45 | 70.8303 | 3608.625 | 212.4908 | 5773.8 | 354.1514 | 7217.25 | 531.227 | 5773.8 | 708.3027 | 2886.9 | 1062.4541 | 1299.105 | 1416.6054 | 866.07 | 51119.978 | 255599.8898 | 1226879.471 | 2555998.8979 | 3067198.6774 | 2044799.1183 | 1380239.4048 | 1226879.471
2019 | 9425 | Iowa Lakes Electric Coop | IA | Cooperative | 118.29 | 0.93 | 127.1936 | 64.03 | 0.76 | 84.25 | 85.79 | 0.48 | 178.7292 | 12852 | 12.5 | N | . | . | . | . | . | . | . |  |  | . |  | 54.26 | 0.17 | 84.25 | 319.1765 | 319.1765 | 2184.84 | 2184.84 | 17% | 28.1419 | 109.242 | 56.2839 | 273.105 | 168.8516 | 436.968 | 281.4194 | 546.21 | 422.1291 | 436.968 | 562.8387 | 218.484 | 844.2581 | 98.3178 | 1125.6775 | 65.5452 | 3074.2815 | 15371.4075 | 73782.756 | 153714.0749 | 184456.8899 | 122971.26 | 83005.6005 | 73782.756
2019 | 9442 | Town of Ipswich - (MA) | MA | Municipal | 70.375 | 0.883 | 79.6999 | 19.788 | 0.308 | 64.2468 | 70.375 | 0.883 | 79.6999 | 7237 | 15 | N | . | . | . | . | . | . | . |  |  | . |  | 50.587 | 0.575 | 64.2468 | 87.9774 | 87.9774 | 4161.275 | 4161.275 | 57.5% | 7.757 | 208.0637 | 15.514 | 520.1594 | 46.542 | 832.255 | 77.5701 | 1040.3187 | 116.3551 | 832.255 | 155.1401 | 416.1275 | 232.7102 | 187.2574 | 310.2803 | 124.8383 | 1613.952 | 8069.7602 | 38734.8487 | 80697.6015 | 96837.1219 | 64558.0812 | 43576.7048 | 38734.8487
2019 | 9475 | Itasca-Mantrap Co-op Electrical Assn | MN | Cooperative | 230.26 | 1.49 | 154.5369 | 103.65 | 1.156 | 89.6626 | 230.26 | 1.49 | 154.5369 | 11918 | 12.5 | Y | . | . | . | . | . | . | . |  |  | . |  | 126.61 | 0.334 | 89.6626 | 379.0719 | 379.0719 | 3980.612 | 3980.612 | 33.4% | 33.4229 | 199.0306 | 66.8459 | 497.5765 | 200.5376 | 796.1224 | 334.2294 | 995.153 | 501.3441 | 796.1224 | 668.4588 | 398.0612 | 1002.6882 | 179.1275 | 1336.9176 | 119.4184 | 6652.188 | 33260.94 | 159652.5122 | 332609.4004 | 399131.2805 | 266087.5204 | 179609.0762 | 159652.5122
2019 | 9572 | Village of Jackson Center - (OH) | OH | Municipal | . | . | . | . | . | . | . | . | . | . | . |  | 15.54 | 0.479 | 32.4426 | 15.54 | 0.479 | 32.4426 | 774 | N | L | . | N | 0 | 0 | 32.4426 |  |  | 0 | 0 | 0% |  | 0 |  | 0 |  | 1: 0; 3: 0; 5: 0; 7: 0 | 0 |  | 0
2019 | 9575 | Jackson Energy Coop Corp - (KY) | KY | Cooperative | 296.27 | 2.358 | 125.6446 | 227.26 | 1.911 | 118.922 | 241.75 | 1.884 | 128.3174 | 51550 | 12.5 | Y | . | . | . | . | . | . | . |  |  | . |  | 69.01 | 0.447 | 118.922 | 154.3848 | 154.3848 | 23042.85 | 23042.85 | 44.7% | 13.6122 | 1152.1425 | 27.2244 | 2880.3562 | 81.6731 | 4608.57 | 136.1218 | 5760.7125 | 204.1827 | 4608.57 | 272.2436 | 2304.285 | 408.3653 | 1036.9282 | 544.4871 | 691.2855 | 15683.169 | 78415.845 | 376396.0558 | 784158.4497 | 940990.1396 | 627326.7597 | 423445.5628 | 376396.0558
2019 | 9576 | Jackson County Rural E M C - (IN) | IN | Cooperative | 200.026 | 1.902 | 105.1661 | 146.148 | 1.532 | 95.3969 | 161.178 | 1.307 | 123.3191 | 24408 | 12.5 | N | . | . | . | . | . | . | . |  |  | . |  | 53.878 | 0.37 | 95.3969 | 145.6162 | 145.6162 | 9030.96 | 9030.96 | 37% | 12.839 | 451.548 | 25.6781 | 1128.87 | 77.0343 | 1806.192 | 128.3905 | 2257.74 | 192.5857 | 1806.192 | 256.781 | 903.096 | 385.1715 | 406.3932 | 513.562 | 270.9288 | 5797.447 | 28987.2349 | 139138.7276 | 289872.3492 | 347846.819 | 231897.8793 | 156531.0685 | 139138.7276
2019 | 9601 | Jackson Electric Member Corp - (GA) | GA | Cooperative | 82.69 | 0.949 | 87.1338 | 73.05 | 0.885 | 82.5424 | 80.35 | 0.897 | 89.5764 | 228316 | 25 | Y | . | . | . | . | . | . | . |  |  | . |  | 9.64 | 0.064 | 82.5424 | 150.625 | 150.625 | 14612.224 | 14612.224 | 6.4% | 13.2807 | 730.6112 | 26.5614 | 1826.528 | 79.6841 | 2922.4448 | 132.8068 | 3653.056 | 199.2101 | 2922.4448 | 265.6135 | 1461.2224 | 398.4203 | 657.5501 | 531.227 | 438.3667 | 9703.0106 | 48515.053 | 232872.2546 | 485150.5305 | 582180.6366 | 388120.4244 | 261981.2865 | 232872.2546
2019 | 9603 | City of Jackson - (MO) | MO | Municipal | 22.311 | 1.288 | 17.3222 | . | . | . | . | . | . | 7301 | 12.5 | N | . | . | . | . | . | . | . |  |  | . | [7 empty] | 7301 | 100% |  | 365.05 |  | 912.625 |  | 1: 1460.2; 3: 1825.25; 5: 1460.2; 7: 730.1 | 328.545 |  | 219.03
2019 | 9605 | Jackson Purchase Energy Corporation | KY | Cooperative | 403.95 | 2.2 | 183.6136 | 137.175 | 1.463 | 93.7628 | 370.963 | 1.99 | 186.4136 | 29813 | 12.5 | Y | . | . | . | . | . | . | . |  |  | . |  | 266.775 | 0.737 | 93.7628 | 361.9742 | 361.9742 | 21972.181 | 21972.181 | 73.7% | 31.9154 | 1098.6091 | 63.8309 | 2746.5226 | 191.4926 | 4394.4362 | 319.1543 | 5493.0453 | 478.7315 | 4394.4362 | 638.3087 | 2197.2181 | 957.463 | 988.7481 | 1276.6174 | 659.1654 | 35062.5852 | 175312.926 | 841502.0447 | 1753129.2597 | 2103755.1117 | 1402503.4078 | 946689.8003 | 841502.0447
2019 | 9610 | Village of Jacksonville - (VT) | VT | Municipal | . | . | . | . | . | . | . | . | . | . | . |  | . | 3.79 | . | . | . | . | 718 | N | O | 12.4 | N | [6 empty] | 718 | 100% |  | 35.9 |  | 89.75 |  | 1: 143.6; 3: 179.5; 5: 143.6; 7: 71.8 | 32.31 |  | 21.54
2019 | 9612 | City of Jackson - (TN) | TN | Municipal | 110.84 | 1.21 | 91.6033 | . | . | . | 110.84 | 1.21 | 91.6033 | 35825 | 12.5 | Y | . | . | . | . | . | . | . |  |  | . | [7 empty] | 35825 | 100% |  | 1791.25 |  | 4478.125 |  | 1: 7165; 3: 8956.25; 5: 7165; 7: 3582.5 | 1612.125 |  | 1074.75
2019 | 9613 | City of Lebanon - (IN) | IN | Municipal | . | . | . | . | . | . | . | . | . | . | . |  | 37.705 | 0.81 | 46.5494 | . | . | . | 9291 | N | L | 12.4 | N | [6 empty] | 9291 | 100% |  | 464.55 |  | 1161.375 |  | 1: 1858.2; 3: 2322.75; 5: 1858.2; 7: 929.1 | 418.095 |  | 278.73
2019 | 9616 | Beaches Energy Services | FL | Municipal | 36.335 | 0.778 | 46.7031 | . | . | . | . | . | . | 35594 | 27 | N | . | . | . | . | . | . | . |  |  | . | [7 empty] | 35594 | 100% |  | 1779.7 |  | 4449.25 |  | 1: 7118.8; 3: 8898.5; 5: 7118.8; 7: 3559.4 | 1601.73 |  | 1067.82
2019 | 9617 | JEA | FL | Municipal | . | . | . | . | . | . | . | . | . | . | . |  | . | . | . | 75.33 | 1.31 | 57.5038 | 478488 | N | L | 26.4 | Y |  |  | 57.5038 |  |  |  | 478488 | 100% |  | 23924.4 |  | 59811 |  | 1: 95697.6; 3: 119622; 5: 95697.6; 7: 47848.8 | 21531.96 |  | 14354.64
2019 | 9665 | Jasper County Rural E M C | IN | Cooperative | 199.776 | 2.58 | 77.4326 | 56.382 | 0.907 | 62.1632 | 196.909 | 2.535 | 77.6761 | 9173 | 7.2 | Y | . | . | . | . | . | . | . |  |  | . |  | 143.394 | 1.673 | 62.1632 | 85.7107 | 143.394 | 15346.429 | 9173 | 100% | 12.6431 | 458.65 | 25.2862 | 1146.625 | 75.8587 | 1834.6 | 126.4312 | 2293.25 | 189.6467 | 1834.6 | 252.8623 | 917.3 | 379.2935 | 412.785 | 505.7246 | 275.19 | 5798.7649 | 28993.8243 | 139170.3566 | 289938.2429 | 347925.8915 | 231950.5943 | 156566.6512 | 139170.3566
2019 | 9667 | City of Jasper - (IN) | IN | Municipal | . | . | . | . | . | . | . | . | . | . | . |  | 7.56 | 0.19 | 39.7895 | 7.56 | 0.19 | 39.7895 | 7422 | N | F | 13.2 | N | 0 | 0 | 39.7895 |  |  | 0 | 0 | 0% |  | 0 |  | 0 |  | 1: 0; 3: 0; 5: 0; 7: 0 | 0 |  | 0
2019 | 9668 | Jasper-Newton Elec Coop, Inc | TX | Cooperative | 682.37 | 5.05 | 135.1228 | 526.65 | 4.48 | 117.5558 | 649.59 | 4.76 | 136.4685 | 22835 | 24.9 | Y | . | . | . | . | . | . | . |  |  | . |  | 155.72 | 0.57 | 117.5558 | 273.193 | 273.193 | 13015.95 | 13015.95 | 57% | 24.0876 | 650.7975 | 48.1751 | 1626.9938 | 144.5253 | 2603.19 | 240.8755 | 3253.9875 | 361.3133 | 2603.19 | 481.751 | 1301.595 | 722.6266 | 585.7178 | 963.5021 | 390.4785 | 15676.1184 | 78380.5922 | 376226.8426 | 783805.9221 | 940567.1065 | 627044.7377 | 423255.1979 | 376226.8426
2019 | 9682 | Jefferson Davis Elec Coop, Inc | LA | Cooperative | . | . | . | . | . | . | . | . | . | . | . |  | 39 | 3.88 | 10.0515 | 25 | 2.53 | 9.8814 | 10771 | N | O | 14.4 | N | 14 | 1.35 | 9.8814 | 10.3704 | 14 | 14540.85 | 10771 | 100% | 1.2344 | 538.55 | 2.4688 | 1346.375 | 7.4063 | 2154.2 | 12.3439 | 2692.75 | 18.5158 | 2154.2 | 24.6877 | 1077.1 | 37.0316 | 484.695 | 49.3755 | 323.13 | 664.7788 | 3323.8942 | 15954.6921 | 33238.942 | 39886.7303 | 26591.1536 | 17949.0287 | 15954.6921
2019 | 9689 | Jefferson Electric Member Corp | GA | Cooperative | 134.4 | 1.22 | 110.1639 | 95.1 | 1.05 | 90.5714 | 82.8 | 0.88 | 94.0909 | 34443 | 24.9 | Y | . | . | . | . | . | . | . |  |  | . |  | 39.3 | 0.17 | 90.5714 | 231.1765 | 231.1765 | 5855.31 | 5855.31 | 17% | 20.3829 | 292.7655 | 40.7659 | 731.9138 | 122.2976 | 1171.062 | 203.8294 | 1463.8275 | 305.744 | 1171.062 | 407.6587 | 585.531 | 611.4881 | 263.4889 | 815.3175 | 175.6593 | 5967.4206 | 29837.1029 | 143218.0938 | 298371.0287 | 358045.2344 | 238696.8229 | 161120.3555 | 143218.0938
2019 | 9699 | Jemez Mountains Elec Coop, Inc | NM | Cooperative | 396.21 | 2.669 | 148.4489 | 396.21 | 2.669 | 148.4489 | 373.61 | 2.165 | 172.5681 | 31000 | 14.4 | Y | . | . | . | . | . | . | . |  |  | . |  | 0 | 0 | 148.4489 |  |  | 0 | 0 | 0% |  | 0 |  | 0 |  | 1: 0; 3: 0; 5: 0; 7: 0 | 0 |  | 0
2019 | 9726 | Jersey Central Power & Lt Co | NJ | Investor Owned | 633.583 | 2.148 | 294.9642 | 173.809 | 1.553 | 111.9182 | 608.435 | 1.803 | 337.457 | 1117687 | 34.5 | Y | . | . | . | . | . | . | . |  |  | . |  | 459.774 | 0.595 | 111.9182 | 772.7294 | 772.7294 | 665023.765 | 665023.765 | 59.5% | 68.1319 | 33251.1882 | 136.2638 | 83127.9706 | 408.7915 | 133004.753 | 681.3191 | 166255.9413 | 1021.9786 | 133004.753 | 1362.6382 | 66502.3765 | 2043.9573 | 29926.0694 | 2725.2764 | 19950.713 | 2265466.9628 | 11327334.8142 | 54371207.1082 | 113273348.1421 | 135928017.7705 | 90618678.5137 | 61167607.9967 | 54371207.1082
2019 | 9739 | Joe Wheeler Elec Member Corp | AL | Cooperative | . | . | . | . | . | . | . | . | . | . | . |  | 119.4 | 1.94 | 61.5464 | 84.6 | 1.57 | 53.8854 | 43349 | N | L | 12.5 | N | 34.8 | 0.37 | 53.8854 | 94.0541 | 94.0541 | 16039.13 | 16039.13 | 37% | 8.2928 | 801.9565 | 16.5856 | 2004.8912 | 49.7567 | 3207.826 | 82.9279 | 4009.7825 | 124.3918 | 3207.826 | 165.8558 | 1603.913 | 248.7837 | 721.7609 | 331.7116 | 481.1739 | 6650.4564 | 33252.2821 | 159610.9543 | 332522.8215 | 399027.3857 | 266018.2572 | 179562.3236 | 159610.9543
2019 | 9750 | Jo-Carroll Energy, Inc | IL | Cooperative | 121 | 0.96 | 126.0417 | 63 | 0.65 | 96.9231 | 121 | 0.96 | 126.0417 | 20726 | 34.5 | Y | . | . | . | . | . | . | . |  |  | . |  | 58 | 0.31 | 96.9231 | 187.0968 | 187.0968 | 6425.06 | 6425.06 | 31% | 16.4964 | 321.253 | 32.9928 | 803.1325 | 98.9785 | 1285.012 | 164.9641 | 1606.265 | 247.4461 | 1285.012 | 329.9282 | 642.506 | 494.8923 | 289.1277 | 659.8564 | 192.7518 | 5299.5209 | 26497.6047 | 127188.5026 | 264976.047 | 317971.2564 | 211980.8376 | 143087.0654 | 127188.5026
2019 | 9777 | Johnson City - (TN) | TN | Municipal | . | . | . | 21.525 | 0.326 | 66.0276 | . | . | . | 78776 | 69 | Y | . | . | . | . | . | . | . |  |  | . |  |  |  | 66.0276 |  |  |  | 78776 | 100% |  | 3938.8 |  | 9847 |  | 1: 15755.2; 3: 19694; 5: 15755.2; 7: 7877.6 | 3544.92 |  | 2363.28
2019 | 9778 | Johnson County Rural E M C | IN | Cooperative | 71.829 | 1.062 | 67.6356 | 37.057 | 0.819 | 45.2466 | 66.444 | 0.71 | 93.5831 | 27607 | 12.5 | Y | . | . | . | . | . | . | . |  |  | . |  | 34.772 | 0.243 | 45.2466 | 143.0947 | 143.0947 | 6708.501 | 6708.501 | 24.3% | 12.6167 | 335.425 | 25.2334 | 838.5626 | 75.7003 | 1341.7002 | 126.1672 | 1677.1253 | 189.2508 | 1341.7002 | 252.3344 | 670.8501 | 378.5016 | 301.8825 | 504.6689 | 201.255 | 4231.9645 | 21159.8223 | 101567.1469 | 211598.2228 | 253917.8673 | 169278.5782 | 114263.0403 | 101567.1469
2019 | 9806 | Village of Johnson - (VT) | VT | Municipal | . | . | . | . | . | . | . | . | . | . | . |  | . | 0.31 | . | . | . | . | 976 | N | O | 4.1 | N | [6 empty] | 976 | 100% |  | 48.8 |  | 122 |  | 1: 195.2; 3: 244; 5: 195.2; 7: 97.6 | 43.92 |  | 29.28
2019 | 9837 | Jones-Onslow Elec Member Corp | NC | Cooperative | . | . | . | . | . | . | . | . | . | . | . |  | 70.328 | 0.956 | 73.5649 | . | . | . | 76543 |  | F | 12.4 | Y | [6 empty] | 76543 | 100% |  | 3827.15 |  | 9567.875 |  | 1: 15308.6; 3: 19135.75; 5: 15308.6; 7: 7654.3 | 3444.435 |  | 2296.29
2019 | 9964 | Kenergy Corp | KY | Cooperative | 208.56 | 2.38 | 87.6303 | 116.79 | 1.62 | 72.0926 | 198.3 | 1.93 | 102.7461 | 57275 | 14.4 | Y | . | . | . | . | . | . | . |  |  | . |  | 91.77 | 0.76 | 72.0926 | 120.75 | 120.75 | 43529 | 43529 | 76% | 10.6466 | 2176.45 | 21.2932 | 5441.125 | 63.8795 | 8705.8 | 106.4658 | 10882.25 | 159.6988 | 8705.8 | 212.9317 | 4352.9 | 319.3975 | 1958.805 | 425.8633 | 1305.87 | 23171.7564 | 115858.7821 | 556122.1543 | 1158587.8215 | 1390305.3857 | 926870.2572 | 625637.4236 | 556122.1543
2019 | 9991 | Kandiyohi Power Coop | MN | Cooperative | 138.2 | 2.058 | 67.1526 | 61.6 | 1.008 | 61.1111 | 127.8 | 1.903 | 67.1571 | 8730 | 12.5 | Y | . | . | . | . | . | . | . |  |  | . |  | 76.6 | 1.05 | 61.1111 | 72.9524 | 76.6 | 9166.5 | 8730 | 100% | 6.7539 | 436.5 | 13.5077 | 1091.25 | 40.5231 | 1746 | 67.5386 | 2182.5 | 101.3079 | 1746 | 135.0771 | 873 | 202.6157 | 392.85 | 270.1543 | 261.9 | 2948.0588 | 14740.2939 | 70753.4107 | 147402.939 | 176883.5268 | 117922.3512 | 79597.5871 | 70753.4107
2019 | 9996 | City of Kansas City - (KS) | KS | Municipal | 214.251 | 1.819 | 117.785 | 134.741 | 1.5 | 89.8273 | 214.251 | 1.819 | 117.785 | 58939 | 13.8 | Y | . | . | . | . | . | . | . |  |  | . |  | 79.51 | 0.319 | 89.8273 | 249.2476 | 249.2476 | 18801.541 | 18801.541 | 31.9% | 21.9763 | 940.077 | 43.9526 | 2350.1926 | 131.8577 | 3760.3082 | 219.7628 | 4700.3853 | 329.6442 | 3760.3082 | 439.5256 | 1880.1541 | 659.2884 | 846.0693 | 879.0512 | 564.0462 | 20659.397 | 103296.9851 | 495825.5284 | 1032969.8508 | 1239563.821 | 826375.8807 | 557803.7195 | 495825.5284
2019 | 10000 | Evergy Metro | KS | Investor Owned | 395.3 | 1.107 | 357.0912 | 61.51 | 0.663 | 92.7753 | 395.3 | 1.107 | 357.0912 | 270675 | 34 | Y | . | . | . | . | . | . | . |  |  | . |  | 333.79 | 0.444 | 92.7753 | 751.7793 | 751.7793 | 120179.7 | 120179.7 | 44.4% | 66.2847 | 6008.985 | 132.5695 | 15022.4625 | 397.7084 | 24035.94 | 662.8473 | 30044.925 | 994.2709 | 24035.94 | 1325.6945 | 12017.97 | 1988.5418 | 5408.0865 | 2651.3891 | 3605.391 | 398303.9306 | 1991519.6528 | 9559294.3336 | 19915196.5283 | 23898235.8339 | 15932157.2226 | 10754206.1253 | 9559294.3336
2019 | 10000 | Evergy Metro | MO | Investor Owned | 658.97 | 1.562 | 421.8758 | 91.38 | 0.977 | 93.5312 | 658.97 | 1.562 | 421.8758 | 297681 | 34 | Y | . | . | . | . | . | . | . |  |  | . |  | 567.59 | 0.585 | 93.5312 | 970.2393 | 970.2393 | 174143.385 | 174143.385 | 58.5% | 85.5464 | 8707.1693 | 171.0929 | 21767.9231 | 513.2787 | 34828.677 | 855.4645 | 43535.8463 | 1283.1967 | 34828.677 | 1710.929 | 17414.3385 | 2566.3935 | 7836.4523 | 3421.858 | 5224.3016 | 744867.4157 | 3724337.0784 | 17876817.9763 | 37243370.784 | 44692044.9408 | 29794696.6272 | 20111420.2234 | 17876817.9763
2019 | 10005 | Evergy Kansas South, Inc | KS | Investor Owned | 179.23 | 1.345 | 133.2565 | 122.7 | 1.114 | 110.1436 | 179.23 | 1.345 | 133.2565 | 339770 | 34 | Y | . | . | . | . | . | . | . |  |  | . |  | 56.53 | 0.231 | 110.1436 | 244.7186 | 244.7186 | 78486.87 | 78486.87 | 23.1% | 21.577 | 3924.3435 | 43.1539 | 9810.8587 | 129.4617 | 15697.374 | 215.7695 | 19621.7175 | 323.6543 | 15697.374 | 431.5391 | 7848.687 | 647.3086 | 3531.9091 | 863.0781 | 2354.6061 | 84675.3774 | 423376.8868 | 2032209.0569 | 4233768.8685 | 5080522.6422 | 3387015.0948 | 2286235.189 | 2032209.0569
2019 | 10009 | Karnes Electric Coop Inc | TX | Cooperative | . | . | . | . | . | . | . | . | . | . | . |  | 98.241 | 0.95 | 103.4116 | 94.426 | 0.922 | 102.4143 | 22717 | N | F | 24.9 | N | 3.815 | 0.028 | 102.4143 | 136.25 | 136.25 | 636.076 | 636.076 | 2.8% | 12.0132 | 31.8038 | 24.0265 | 79.5095 | 72.0794 | 127.2152 | 120.1323 | 159.019 | 180.1984 | 127.2152 | 240.2645 | 63.6076 | 360.3968 | 28.6234 | 480.529 | 19.0823 | 382.0662 | 1910.3311 | 9169.5894 | 19103.3112 | 22923.9734 | 15282.6489 | 10315.788 | 9169.5894
2019 | 10019 | FreeState Electric Coop | KS | Cooperative | 347.23 | . | . | 335.29 | . | . | 321.72 | . | . | 18310 | . | Y | . | . | . | . | . | . | . |  |  | . |  | 11.94 |  |  |  | 11.94 |  | 18310 | 100% | 1.0528 | 915.5 | 2.1055 | 2288.75 | 6.3165 | 3662 | 10.5276 | 4577.5 | 15.7913 | 3662 | 21.0551 | 1831 | 31.5827 | 823.95 | 42.1102 | 549.3 | 963.7975 | 4818.9875 | 23131.14 | 48189.8751 | 57827.8501 | 38551.9001 | 26022.5325 | 23131.14
2019 | 10056 | City of Kaukauna | WI | Municipal | 110 | 0.82 | 134.1463 | 15 | 0.2 | 75 | 110 | 0.82 | 134.1463 | 15502 | 34.5 | N | . | . | . | . | . | . | . |  |  | . |  | 95 | 0.62 | 75 | 153.2258 | 153.2258 | 9611.24 | 9611.24 | 62% | 13.51 | 480.562 | 27.02 | 1201.405 | 81.0599 | 1922.248 | 135.0999 | 2402.81 | 202.6499 | 1922.248 | 270.1998 | 961.124 | 405.2997 | 432.5058 | 540.3996 | 288.3372 | 6492.388 | 32461.9398 | 155817.3108 | 324619.3975 | 389543.277 | 259695.518 | 175294.4747 | 155817.3108
2019 | 10063 | Kaysville City Corporation | UT | Municipal | 8.61 | 0.072 | 119.5833 | 8.61 | 0.072 | 119.5833 | . | . | . | 9910 | . | N | . | . | . | . | . | . | . |  |  | . |  | 0 | 0 | 119.5833 |  |  | 0 | 0 | 0% |  | 0 |  | 0 |  | 1: 0; 3: 0; 5: 0; 7: 0 | 0 |  | 0
2019 | 10071 | Kauai Island Utility Cooperative | HI | Cooperative | . | . | . | . | . | . | . | . | . | . | . |  | 354.36 | 7.05 | 50.2638 | . | . | . | 38059 | N | L | 12.5 | Y | [6 empty] | 38059 | 100% |  | 1902.95 |  | 4757.375 |  | 1: 7611.8; 3: 9514.75; 5: 7611.8; 7: 3805.9 | 1712.655 |  | 1141.77
2019 | 10170 | Kiamichi Electric Coop, Inc | OK | Cooperative | 382.25 | 2.56 | 149.3164 | 382.25 | 2.56 | 149.3164 | 241.43 | 1.44 | 167.6597 | 21668 | 24.9 | N | . | . | . | . | . | . | . |  |  | . |  | 0 | 0 | 149.3164 |  |  | 0 | 0 | 0% |  | 0 |  | 0 |  | 1: 0; 3: 0; 5: 0; 7: 0 | 0 |  | 0
2019 | 10171 | Kentucky Utilities Co | KY | Investor Owned | 109.54 | 1.019 | 107.4976 | 98.4 | 0.954 | 103.1446 | 98.87 | 0.881 | 112.2247 | 537990 | 34.5 | Y | . | . | . | . | . | . | . |  |  | . |  | 11.14 | 0.065 | 103.1447 | 171.3846 | 171.3846 | 34969.35 | 34969.35 | 6.5% | 15.1111 | 1748.4675 | 30.2221 | 4371.1687 | 90.6664 | 6993.87 | 151.1106 | 8742.3375 | 226.6659 | 6993.87 | 302.2212 | 3496.935 | 453.3318 | 1573.6208 | 604.4424 | 1049.0805 | 26421.1988 | 132105.9941 | 634108.7718 | 1321059.9412 | 1585271.9295 | 1056847.953 | 713372.3683 | 634108.7718
2019 | 10171 | Kentucky Utilities Co | VA | Investor Owned | 187.77 | 1.888 | 99.4544 | 127.13 | 1.292 | 98.3978 | 157.04 | 1.309 | 119.9694 | 30195 | 34.5 | Y | . | . | . | . | . | . | . |  |  | . |  | 60.64 | 0.596 | 98.3978 | 101.745 | 101.745 | 17996.22 | 17996.22 | 59.6% | 8.9709 | 899.811 | 17.9418 | 2249.5275 | 53.8254 | 3599.244 | 89.709 | 4499.055 | 134.5635 | 3599.244 | 179.418 | 1799.622 | 269.127 | 809.8299 | 358.836 | 539.8866 | 8072.1152 | 40360.576 | 193730.765 | 403605.7605 | 484326.9126 | 322884.6084 | 217947.1107 | 193730.765
2019 | 10210 | Ketchikan Public Utilities | AK | Municipal | . | . | . | . | . | . | . | . | . | . | . |  | 286.3 | 4.7 | 60.9149 | . | . | . | 7867 | N | L | 12.5 | N | [6 empty] | 7867 | 100% |  | 393.35 |  | 983.375 |  | 1: 1573.4; 3: 1966.75; 5: 1573.4; 7: 786.7 | 354.015 |  | 236.01
2019 | 10226 | Utility Board of the City of Key West, F | FL | Municipal | . | . | . | 54.3 | 1.2 | 45.25 | . | . | . | 30845 | 13.8 | Y | . | . | . | . | . | . | . |  |  | . |  |  |  | 45.25 |  |  |  | 30845 | 100% |  | 1542.25 |  | 3855.625 |  | 1: 6169; 3: 7711.25; 5: 6169; 7: 3084.5 | 1388.025 |  | 925.35
2019 | 10326 | PUD No 1 of Kittitas County | WA | Political Subdivision | . | . | . | . | . | . | . | . | . | . | . |  | 620.57 | 1.76 | 352.5966 | 160.15 | . | . | 4625 | N | O | 12.5 | N | 460.42 |  |  |  | 460.42 |  | 4625 | 100% | 40.5954 | 231.25 | 81.1909 | 578.125 | 243.5727 | 925 | 405.9544 | 1156.25 | 608.9317 | 925 | 811.9089 | 462.5 | 1217.8633 | 208.125 | 1623.8178 | 138.75 | 9387.6965 | 46938.4827 | 225304.7171 | 469384.8273 | 563261.7928 | 375507.8619 | 253467.8068 | 225304.7171
2019 | 10331 | Kingsport Power Co | TN | Investor Owned | 282.7 | 1.71 | 165.3216 | 262.1 | 1.645 | 159.3313 | 268.6 | 1.577 | 170.3234 | 48317 | 35 | Y | . | . | . | . | . | . | . |  |  | . |  | 20.6 | 0.065 | 159.3313 | 316.9231 | 316.9231 | 3140.605 | 3140.605 | 6.5% | 27.9433 | 157.0302 | 55.8865 | 392.5756 | 167.6595 | 628.121 | 279.4325 | 785.1512 | 419.1488 | 628.121 | 558.8651 | 314.0605 | 838.2976 | 141.3272 | 1117.7302 | 94.2181 | 4387.9362 | 21939.6811 | 105310.4694 | 219396.8112 | 263276.1734 | 175517.4489 | 118474.278 | 105310.4694
2019 | 10345 | City of Kinston - (NC) | NC | Municipal | 49.85 | 0.42 | 118.6905 | 19.34 | . | . | 49.85 | . | . | 11536 | 12.4 | N | . | . | . | . | . | . | . |  |  | . |  | 30.51 |  |  |  | 30.51 |  | 11536 | 100% | 2.6901 | 576.8 | 5.3802 | 1442 | 16.1405 | 2307.2 | 26.9008 | 2884 | 40.3512 | 2307.2 | 53.8016 | 1153.6 | 80.7024 | 519.12 | 107.6032 | 346.08 | 1551.6386 | 7758.1931 | 37239.3268 | 77581.9309 | 93098.3171 | 62065.5447 | 41894.2427 | 37239.3268
2019 | 10376 | Kissimmee Utility Authority | FL | Municipal | . | . | . | . | . | . | . | . | . | . | . |  | 57.72 | 1.04 | 55.5 | 57.72 | 1.04 | 55.5 | 79714 | N | L | 13.2 | Y | 0 | 0 | 55.5 |  |  | 0 | 0 | 0% |  | 0 |  | 0 |  | 1: 0; 3: 0; 5: 0; 7: 0 | 0 |  | 0
2019 | 10378 | Kit Carson Electric Coop, Inc | NM | Cooperative | 329.86 | 1.734 | 190.2307 | 90.18 | 1.352 | 66.7012 | 329.86 | 1.734 | 190.2307 | 28897 | 24.9 | N | . | . | . | . | . | . | . |  |  | . |  | 239.68 | 0.382 | 66.7012 | 627.4346 | 627.4346 | 11038.654 | 11038.654 | 38.2% | 55.3212 | 551.9327 | 110.6424 | 1379.8318 | 331.9272 | 2207.7308 | 553.212 | 2759.6635 | 829.8179 | 2207.7308 | 1106.4239 | 1103.8654 | 1659.6359 | 496.7394 | 2212.8478 | 331.1596 | 30533.5766 | 152667.883 | 732805.8385 | 1526678.8303 | 1832014.5963 | 1221343.0642 | 824406.5683 | 732805.8385
2019 | 10393 | PUD No 1 of Klickitat County | WA | Political Subdivision | . | . | . | . | . | . | . | . | . | . | . |  | 61.8 | 0.43 | 143.7209 | . | . | . | 13218 | N | L | 13.2 | N | [6 empty] | 13218 | 100% |  | 660.9 |  | 1652.25 |  | 1: 2643.6; 3: 3304.5; 5: 2643.6; 7: 1321.8 | 594.81 |  | 396.54
2019 | 10421 | Knoxville Utilities Board | TN | Municipal | 233.13 | 2.04 | 114.2794 | 155.892 | 1.645 | 94.7672 | 233.13 | 2.04 | 114.2794 | 203914.1 | 13.2 | Y | . | . | . | . | . | . | . |  |  | . |  | 77.238 | 0.395 | 94.7672 | 195.5392 | 195.5392 | 80546.0695 | 80546.0695 | 39.5% | 17.2408 | 4027.3035 | 34.4816 | 10068.2587 | 103.4447 | 16109.2139 | 172.4079 | 20136.5174 | 258.6118 | 16109.2139 | 344.8157 | 8054.607 | 517.2236 | 3624.5731 | 689.6314 | 2416.3821 | 69433.8748 | 347169.3738 | 1666412.994 | 3471693.7375 | 4166032.485 | 2777354.99 | 1874714.6183 | 1666412.994
2019 | 10448 | Kosciusko County Rural E M C | IN | Cooperative | 592.53 | 2.58 | 229.6628 | 85.578 | 1.03 | 83.0854 | 574.99 | 2.22 | 259.0045 | 17011 | 12.5 | Y | . | . | . | . | . | . | . |  |  | . |  | 506.952 | 1.55 | 83.0854 | 327.0658 | 506.952 | 26367.05 | 17011 | 100% | 44.6982 | 850.55 | 89.3964 | 2126.375 | 268.1892 | 3402.2 | 446.9819 | 4252.75 | 670.4729 | 3402.2 | 893.9639 | 1701.1 | 1340.9458 | 765.495 | 1787.9277 | 510.33 | 38018.0476 | 190090.2382 | 912433.1433 | 1900902.3818 | 2281082.8581 | 1520721.9054 | 1026487.2862 | 912433.1433
2019 | 10454 | Kootenai Electric Cooperative | ID | Cooperative | 174.049 | 1.094 | 159.0942 | 174.049 | 1.094 | 159.0942 | . | . | . | 29090 | 25 | Y | . | . | . | . | . | . | . |  |  | . |  | 0 | 0 | 159.0941 |  |  | 0 | 0 | 0% |  | 0 |  | 0 |  | 1: 0; 3: 0; 5: 0; 7: 0 | 0 |  | 0
2019 | 10539 | La Plata Electric Assn, Inc | CO | Cooperative | 208.573 | 1.517 | 137.4904 | 78.689 | 0.978 | 80.4591 | 207.944 | 1.454 | 143.0151 | 43846 | 12.5 | Y | . | . | . | . | . | . | . |  |  | . |  | 129.884 | 0.539 | 80.4591 | 240.9722 | 240.9722 | 23632.994 | 23632.994 | 53.9% | 21.2466 | 1181.6497 | 42.4933 | 2954.1242 | 127.4798 | 4726.5988 | 212.4663 | 5908.2485 | 318.6994 | 4726.5988 | 424.9326 | 2363.2994 | 637.3988 | 1063.4847 | 849.8651 | 708.9898 | 25106.0714 | 125530.357 | 602545.7138 | 1255303.5703 | 1506364.2844 | 1004242.8563 | 677863.928 | 602545.7138
2019 | 10558 | LaCreek Electric Assn, Inc | SD | Cooperative | . | . | . | . | . | . | . | . | . | . | . |  | 130 | 1.16 | 112.069 | 130 | 1.16 | 112.069 | 7689 | N | F | 24.9 | N | 0 | 0 | 112.069 |  |  | 0 | 0 | 0% |  | 0 |  | 0 |  | 1: 0; 3: 0; 5: 0; 7: 0 | 0 |  | 0
2019 | 10562 | Lagrange County Rural E M C | IN | Cooperative | . | . | . | . | . | . | . | . | . | . | . |  | 141.13 | 1.11 | 127.1441 | 66.35 | 0.69 | 96.1594 | 7203 | N | F | 12.5 | N | 74.78 | 0.42 | 96.1594 | 178.0476 | 178.0476 | 3025.26 | 3025.26 | 42% | 15.6985 | 151.263 | 31.3971 | 378.1575 | 94.1912 | 605.052 | 156.9854 | 756.315 | 235.4781 | 605.052 | 313.9708 | 302.526 | 470.9562 | 136.1367 | 627.9416 | 90.7578 | 2374.6084 | 11873.042 | 56990.6017 | 118730.4203 | 142476.5043 | 94984.3362 | 64114.427 | 56990.6017
2019 | 10579 | City of LaFollette | TN | Municipal | 627.81 | 5.07 | 123.8284 | 290.17 | 4.19 | 69.253 | 627.81 | 5.07 | 123.8284 | 21904 | 7.2 | Y | . | . | . | . | . | . | . |  |  | . |  | 337.64 | 0.88 | 69.253 | 383.6818 | 383.6818 | 19275.52 | 19275.52 | 88% | 33.8294 | 963.776 | 67.6588 | 2409.44 | 202.9764 | 3855.104 | 338.294 | 4818.88 | 507.4411 | 3855.104 | 676.5881 | 1927.552 | 1014.8821 | 867.3984 | 1353.1761 | 578.2656 | 32603.9672 | 163019.836 | 782495.2128 | 1630198.36 | 1956238.032 | 1304158.688 | 880307.1144 | 782495.2128
2019 | 10599 | Lake Region Electric Coop, Inc - (OK) | OK | Cooperative | 273.62 | 1.307 | 209.3497 | 178.963 | 1.119 | 159.9312 | 254.44 | 1.112 | 228.813 | 24769 | 12.5 | Y | . | . | . | . | . | . | . |  |  | . |  | 94.657 | 0.188 | 159.9312 | 503.4947 | 503.4947 | 4656.572 | 4656.572 | 18.8% | 44.3934 | 232.8286 | 88.7867 | 582.0715 | 266.3602 | 931.3144 | 443.9336 | 1164.143 | 665.9004 | 931.3144 | 887.8672 | 465.6572 | 1331.8008 | 209.5457 | 1775.7344 | 139.6972 | 10336.0436 | 51680.2182 | 248065.0474 | 516802.1821 | 620162.6186 | 413441.7457 | 279073.1784 | 248065.0474
2019 | 10603 | Laclede Electric Coop, Inc | MO | Cooperative | 258.96 | 2.52 | 102.7619 | 123.25 | 1.81 | 68.0939 | 248.82 | 2.09 | 119.0526 | 37239 | 12.5 | Y | . | . | . | . | . | . | . |  |  | . |  | 135.71 | 0.71 | 68.0939 | 191.1408 | 191.1408 | 26439.69 | 26439.69 | 71% | 16.853 | 1321.9845 | 33.706 | 3304.9612 | 101.1179 | 5287.938 | 168.5298 | 6609.9225 | 252.7947 | 5287.938 | 337.0595 | 2643.969 | 505.5893 | 1189.786 | 674.1191 | 793.1907 | 22279.3741 | 111396.8705 | 534704.9782 | 1113968.7046 | 1336762.4456 | 891174.9637 | 601543.1005 | 534704.9782
2019 | 10618 | Lake Region Electric Cooperative - (MN) | MN | Cooperative | 158.69 | 1.69 | 93.8994 | 86.34 | 0.92 | 93.8478 | 134.59 | 1.18 | 114.0593 | 28113 | 12.5 | N | . | . | . | . | . | . | . |  |  | . |  | 72.35 | 0.77 | 93.8478 | 93.961 | 93.961 | 21647.01 | 21647.01 | 77% | 8.2846 | 1082.3505 | 16.5692 | 2705.8762 | 49.7075 | 4329.402 | 82.8459 | 5411.7525 | 124.2688 | 4329.402 | 165.6918 | 2164.701 | 248.5376 | 974.1155 | 331.3835 | 649.4103 | 8966.8283 | 44834.1414 | 215203.8789 | 448341.4144 | 538009.6973 | 358673.1315 | 242104.3638 | 215203.8789
2019 | 10623 | City of Lakeland - (FL) | FL | Municipal | . | . | . | . | . | . | . | . | . | . | . |  | 92.386 | 1.028 | 89.8696 | 73.867 | 0.867 | 85.1984 | 129242 | N | L | 12.5 | N | 18.519 | 0.161 | 85.1984 | 115.0248 | 115.0248 | 20807.962 | 20807.962 | 16.1% | 10.1418 | 1040.3981 | 20.2836 | 2600.9952 | 60.8508 | 4161.5924 | 101.4179 | 5201.9905 | 152.1269 | 4161.5924 | 202.8359 | 2080.7962 | 304.2538 | 936.3583 | 405.6718 | 624.2389 | 10551.503 | 52757.515 | 253236.0721 | 527575.1502 | 633090.1802 | 422060.1201 | 284890.5811 | 253236.0721
2019 | 10624 | Southern Rivers Energy | GA | Cooperative | 296.29 | 2.71 | 109.3321 | 204.55 | 2.23 | 91.7265 | 283.16 | 2.63 | 107.6654 | 19303 | 25 | Y | . | . | . | . | . | . | . |  |  | . |  | 91.74 | 0.48 | 91.7265 | 191.125 | 191.125 | 9265.44 | 9265.44 | 48% | 16.8516 | 463.272 | 33.7032 | 1158.18 | 101.1095 | 1853.088 | 168.5158 | 2316.36 | 252.7737 | 1853.088 | 337.0316 | 926.544 | 505.5474 | 416.9448 | 674.0632 | 277.9632 | 7806.865 | 39034.3252 | 187364.761 | 390343.252 | 468411.9024 | 312274.6016 | 210785.3561 | 187364.761
2019 | 10625 | Lamb County Electric Coop, Inc | TX | Cooperative | . | . | . | . | . | . | . | . | . | . | . |  | 15.6 | . | . | . | . | . | 11421 | N | L | . | Y | [6 empty] | 11421 | 100% |  | 571.05 |  | 1427.625 |  | 1: 2284.2; 3: 2855.25; 5: 2284.2; 7: 1142.1 | 513.945 |  | 342.63
2019 | 10633 | City of Lamar - (CO) | CO | Municipal | 15.27 | 0.127 | 120.2362 | 15.27 | 0.127 | 120.2362 | 15.27 | 0.127 | 120.2362 | 5500 | 24.9 | Y | . | . | . | . | . | . | . |  |  | . |  | 0 | 0 | 120.2362 |  |  | 0 | 0 | 0% |  | 0 |  | 0 |  | 1: 0; 3: 0; 5: 0; 7: 0 | 0 |  | 0
2019 | 10668 | Licking Rural Electric Inc | OH | Cooperative | 264.7 | 1.86 | 142.3118 | 158.9 | 1.25 | 127.12 | 221.9 | 1.41 | 157.3759 | 26130 | 12.5 | N | . | . | . | . | . | . | . |  |  | . |  | 105.8 | 0.61 | 127.12 | 173.4426 | 173.4426 | 15939.3 | 15939.3 | 61% | 15.2925 | 796.965 | 30.585 | 1992.4125 | 91.7551 | 3187.86 | 152.9252 | 3984.825 | 229.3877 | 3187.86 | 305.8503 | 1593.93 | 458.7755 | 717.2685 | 611.7007 | 478.179 | 12187.6003 | 60938.0015 | 292502.4071 | 609380.0147 | 731256.0176 | 487504.0118 | 329065.2079 | 292502.4071
2019 | 10681 | Lane Electric Coop Inc | OR | Cooperative | . | . | . | . | . | . | . | . | . | . | . |  | 703.9 | 4.899 | 143.6824 | 534.4 | . | . | 13019 | N | L | 12.4 | Y | 169.5 |  |  |  | 169.5 |  | 13019 | 100% | 14.9449 | 650.95 | 29.8898 | 1627.375 | 89.6694 | 2603.8 | 149.4489 | 3254.75 | 224.1734 | 2603.8 | 298.8979 | 1301.9 | 448.3468 | 585.855 | 597.7957 | 390.57 | 9728.3784 | 48641.892 | 233481.0816 | 486418.9199 | 583702.7039 | 389135.1359 | 262666.2168 | 233481.0816
2019 | 10697 | Lake Country Power | MN | Cooperative | 302.41 | 2.141 | 141.2471 | 207.17 | 1.875 | 110.4907 | 285.16 | 1.943 | 146.7627 | 49579 | 24.9 | Y | . | . | . | . | . | . | . |  |  | . |  | 95.24 | 0.266 | 110.4907 | 358.0451 | 358.0451 | 13188.014 | 13188.014 | 26.6% | 31.569 | 659.4007 | 63.138 | 1648.5017 | 189.414 | 2637.6028 | 315.69 | 3297.0035 | 473.535 | 2637.6028 | 631.3801 | 1318.8014 | 947.0701 | 593.4606 | 1262.7601 | 395.6404 | 20816.6229 | 104083.1145 | 499598.9495 | 1040831.1447 | 1248997.3737 | 832664.9158 | 562048.8182 | 499598.9495
2019 | 10704 | City of Lansing - (MI) | MI | Municipal | . | . | . | . | . | . | . | . | . | . | . |  | 65.48 | 1.08 | 60.6296 | 45.76 | 0.94 | 48.6809 | 98929 | N | F | 13.2 | Y | 19.72 | 0.14 | 48.6809 | 140.8571 | 140.8571 | 13850.06 | 13850.06 | 14% | 12.4194 | 692.503 | 24.8389 | 1731.2575 | 74.5166 | 2770.012 | 124.1944 | 3462.515 | 186.2916 | 2770.012 | 248.3888 | 1385.006 | 372.5832 | 623.2527 | 496.7776 | 415.5018 | 8600.4991 | 43002.4955 | 206411.9785 | 430024.9552 | 516029.9462 | 344019.9641 | 232213.4758 | 206411.9785
2019 | 10724 | Lassen Municipal Utility District | CA | Municipal | 203.021 | 2.339 | 86.7982 | 203.021 | 2.339 | 86.7982 | . | . | . | 12015 | 14.4 | N | . | . | . | . | . | . | . |  |  | . |  | 0 | 0 | 86.7982 |  |  | 0 | 0 | 0% |  | 0 |  | 0 |  | 1: 0; 3: 0; 5: 0; 7: 0 | 0 |  | 0
2019 | 10768 | Laurens Electric Coop, Inc | SC | Cooperative | 139.47 | 1.34 | 104.0821 | 114.35 | 1.22 | 93.7295 | 130.3 | 1.26 | 103.4127 | 57907 | 14.4 | Y | . | . | . | . | . | . | . |  |  | . |  | 25.12 | 0.12 | 93.7295 | 209.3333 | 209.3333 | 6948.84 | 6948.84 | 12% | 18.457 | 347.442 | 36.914 | 868.605 | 110.7421 | 1389.768 | 184.5702 | 1737.21 | 276.8553 | 1389.768 | 369.1403 | 694.884 | 553.7105 | 312.6978 | 738.2807 | 208.4652 | 6412.7429 | 32063.7143 | 153905.8288 | 320637.1433 | 384764.5719 | 256509.7146 | 173144.0574 | 153905.8288
2019 | 10798 | Lawrenceburg Municipal Utils | IN | Municipal | 191.148 | 1.301 | 146.9239 | 1.837 | 0.014 | 131.2143 | 1.837 | 0.014 | 131.2143 | 3485 | 34.5 | N | . | . | . | . | . | . | . |  |  | . |  | 189.311 | 1.287 | 131.2143 | 147.0948 | 189.311 | 4485.195 | 3485 | 100% | 16.6916 | 174.25 | 33.3833 | 435.625 | 100.1498 | 697 | 166.9164 | 871.25 | 250.3746 | 697 | 333.8328 | 348.5 | 500.7492 | 156.825 | 667.6655 | 104.55 | 2908.518 | 14542.59 | 69804.4322 | 145425.9004 | 174511.0805 | 116340.7204 | 78529.9862 | 69804.4322
2019 | 10814 | City of Le Sueur - (MN) | MN | Municipal | . | . | . | . | . | . | . | . | . | . | . |  | 5 | 0.05 | 100 | . | . | . | 2297 | Y | L | 12.5 | N | [6 empty] | 2297 | 100% |  | 114.85 |  | 287.125 |  | 1: 459.4; 3: 574.25; 5: 459.4; 7: 229.7 | 103.365 |  | 68.91
2019 | 10817 | Lea County Electric Coop, Inc | NM | Cooperative | . | . | . | . | . | . | . | . | . | . | . |  | 238.76 | 2.616 | 91.2691 | 238.76 | 2.616 | 91.2691 | 11625 | N | O | 24.9 | N | 0 | 0 | 91.2691 |  |  | 0 | 0 | 0% |  | 0 |  | 0 |  | 1: 0; 3: 0; 5: 0; 7: 0 | 0 |  | 0
2019 | 10817 | Lea County Electric Coop, Inc | TX | Cooperative | . | . | . | . | . | . | . | . | . | . | . |  | 168.71 | 1.75 | 96.4057 | 168.71 | 1.75 | 96.4057 | 4679 |  | O | 24.9 | N | 0 | 0 | 96.4057 |  |  | 0 | 0 | 0% |  | 0 |  | 0 |  | 1: 0; 3: 0; 5: 0; 7: 0 | 0 |  | 0
2019 | 10857 | Lee County Electric Coop, Inc | FL | Cooperative | . | . | . | . | . | . | . | . | . | . | . |  | 84.348 | 1.189 | 70.9403 | 83.12 | 1.18 | 70.4407 | 221564 | N | F | 24.9 | Y | 1.228 | 0.009 | 70.4407 | 136.4444 | 136.4444 | 1994.076 | 1994.076 | 0.9% | 12.0304 | 99.7038 | 24.0607 | 249.2595 | 72.1822 | 398.8152 | 120.3037 | 498.519 | 180.4555 | 398.8152 | 240.6074 | 199.4076 | 360.9111 | 89.7334 | 481.2148 | 59.8223 | 1199.4736 | 5997.3679 | 28787.3661 | 59973.6794 | 71968.4152 | 47978.9435 | 32385.7869 | 28787.3661
2019 | 10868 | City of Leesburg - (FL) | FL | Municipal | . | . | . | . | . | . | . | . | . | . | . |  | . | . | . | 101.431 | 1.524 | 66.5558 | 25098 | N | L | 12.5 | N |  |  | 66.5558 |  |  |  | 25098 | 100% |  | 1254.9 |  | 3137.25 |  | 1: 5019.6; 3: 6274.5; 5: 5019.6; 7: 2509.8 | 1129.41 |  | 752.94
2019 | 10879 | Lehi City Corporation | UT | Municipal | 121.146 | 0.889 | 136.2722 | 46.07 | 0.551 | 83.6116 | 68.549 | 0.694 | 98.7738 | 22974 | 12.5 | N | . | . | . | . | . | . | . |  |  | . |  | 75.076 | 0.338 | 83.6116 | 222.1183 | 222.1183 | 7765.212 | 7765.212 | 33.8% | 19.5843 | 388.2606 | 39.1686 | 970.6515 | 117.5057 | 1553.0424 | 195.8428 | 1941.303 | 293.7642 | 1553.0424 | 391.6855 | 776.5212 | 587.5283 | 349.4345 | 783.3711 | 232.9564 | 7603.8032 | 38019.016 | 182491.2766 | 380190.1596 | 456228.1915 | 304152.1277 | 205302.6862 | 182491.2766
2019 | 10944 | PUD No 1 of Lewis County | WA | Political Subdivision | 880.67 | 3.77 | 233.5995 | 392.89 | 2.85 | 137.8561 | 735.82 | 2.62 | 280.8473 | 34042 | 24.9 | N | . | . | . | . | . | . | . |  |  | . |  | 487.78 | 0.92 | 137.8561 | 530.1957 | 530.1957 | 31318.64 | 31318.64 | 92% | 46.7476 | 1565.932 | 93.4952 | 3914.83 | 280.4856 | 6263.728 | 467.476 | 7829.66 | 701.2139 | 6263.728 | 934.9519 | 3131.864 | 1402.4279 | 1409.3388 | 1869.9038 | 939.5592 | 73203.5566 | 366017.7831 | 1756885.3589 | 3660177.831 | 4392213.3972 | 2928142.2648 | 1976496.0287 | 1756885.3589
2019 | 10960 | City of Lewisburg - (TN) | TN | Municipal | 14.174 | . | . | 4.159 | 0.118 | 35.2458 | . | . | . | 6291 | 13 | N | . | . | . | . | . | . | . |  |  | . |  | 10.015 |  | 35.2458 |  | 10.015 |  | 6291 | 100% | 0.88303 | 314.55 | 1.7661 | 786.375 | 5.2982 | 1258.2 | 8.8303 | 1572.75 | 13.2454 | 1258.2 | 17.6605 | 629.1 | 26.4908 | 283.095 | 35.3211 | 188.73 | 277.7562 | 1388.781 | 6666.1488 | 13887.8101 | 16665.3721 | 11110.2481 | 7499.4174 | 6666.1488
2019 | 10966 | City of Lexington - (NC) | NC | Municipal | . | . | . | . | . | . | . | . | . | . | . |  | 154.772 | 2.58 | 59.9891 | 45.968 | 0.699 | 65.7625 | 19038 | Y | L | 44 | Y | 108.804 | 1.881 | 65.7625 | 57.8437 | 108.804 | 35810.478 | 19038 | 100% | 9.5933 | 951.9 | 19.1866 | 2379.75 | 57.5598 | 3807.6 | 95.933 | 4759.5 | 143.8995 | 3807.6 | 191.866 | 1903.8 | 287.799 | 856.71 | 383.732 | 571.14 | 9131.8614 | 45659.3068 | 219164.6727 | 456593.068 | 547911.6816 | 365274.4544 | 246560.2567 | 219164.6727
2019 | 11011 | Licking Valley Rural E C C | KY | Cooperative | . | . | . | . | . | . | . | . | . | . | . |  | 289 | 1.87 | 154.5454 | 199 | 1.37 | 145.2555 | 17188 | N | L | 7.2 | N | 90 | 0.5 | 145.2555 | 180 | 180 | 8594 | 8594 | 50% | 15.8707 | 429.7 | 31.7414 | 1074.25 | 95.2241 | 1718.8 | 158.7068 | 2148.5 | 238.0602 | 1718.8 | 317.4137 | 859.4 | 476.1205 | 386.73 | 634.8273 | 257.82 | 6819.6326 | 34098.1631 | 163671.183 | 340981.6312 | 409177.9574 | 272785.3049 | 184130.0808 | 163671.183
2019 | 11018 | Lincoln Electric System | NE | Municipal | 25.6 | 0.28 | 91.4286 | 13.5 | 0.22 | 61.3636 | 25.6 | 0.28 | 91.4286 | 138340 | 34.5 | Y | . | . | . | . | . | . | . |  |  | . |  | 12.1 | 0.06 | 61.3636 | 201.6667 | 201.6667 | 8300.4 | 8300.4 | 6% | 17.781 | 415.02 | 35.5621 | 1037.55 | 106.6863 | 1660.08 | 177.8104 | 2075.1 | 266.7157 | 1660.08 | 355.6209 | 830.04 | 533.4313 | 373.518 | 711.2417 | 249.012 | 7379.4886 | 36897.4431 | 177107.7267 | 368974.4306 | 442769.3167 | 295179.5445 | 199246.1925 | 177107.7267
2019 | 11022 | Lincoln Electric Coop, Inc | MT | Cooperative | . | . | . | . | . | . | . | . | . | . | . |  | 430.9 | . | . | 79.61 | . | . | 6122 |  |  | . |  | 351.29 |  |  |  | 351.29 |  | 6122 | 100% | 30.9734 | 306.1 | 61.9468 | 765.25 | 185.8404 | 1224.4 | 309.734 | 1530.5 | 464.601 | 1224.4 | 619.468 | 612.2 | 929.2021 | 275.49 | 1238.9361 | 183.66 | 9480.9583 | 47404.7916 | 227542.9998 | 474047.9162 | 568857.4995 | 379238.333 | 255985.8748 | 227542.9998
2019 | 11053 | Linn County REC | IA | Cooperative | 118 | 1.699 | 69.4526 | 118 | 1.699 | 69.4526 | 89 | 1.15 | 77.3913 | 29448.2 | 12.5 | N | . | . | . | . | . | . | . |  |  | . |  | 0 | 0 | 69.4526 |  |  | 0 | 0 | 0% |  | 0 |  | 0 |  | 1: 0; 3: 0; 5: 0; 7: 0 | 0 |  | 0
2019 | 11124 | City of Lodi - (CA) | CA | Municipal | . | . | . | . | . | . | . | . | . | . | . |  | 39.031 | 0.306 | 127.5523 | 39.017 | 0.302 | 129.1954 | 24687 | N | F | 12 | N | 0.014 | 0.004 | 129.1954 | 3.5 | 3.5 | 98.748 | 98.748 | 0.4% | 0.3086 | 4.9374 | 0.61719 | 12.3435 | 1.8516 | 19.7496 | 3.086 | 24.687 | 4.6289 | 19.7496 | 6.1719 | 9.8748 | 9.2579 | 4.4437 | 12.3439 | 2.9624 | 1.5237 | 7.6183 | 36.568 | 76.1832 | 91.4199 | 60.9466 | 41.139 | 36.568
2019 | 11135 | City of Logan - (UT) | UT | Municipal | 18.243 | 0.317 | 57.5489 | 14.795 | 0.29 | 51.0172 | 14.795 | 0.29 | 51.0172 | 19153 | 46 | N | . | . | . | . | . | . | . |  |  | . |  | 3.448 | 0.027 | 51.0172 | 127.7037 | 127.7037 | 517.131 | 517.131 | 2.7% | 11.2597 | 25.8565 | 22.5194 | 64.6414 | 67.5582 | 103.4262 | 112.5969 | 129.2827 | 168.8954 | 103.4262 | 225.1939 | 51.7131 | 337.7908 | 23.2709 | 450.3878 | 15.5139 | 291.1369 | 1455.6843 | 6987.2846 | 14556.8429 | 17468.2115 | 11645.4743 | 7860.6952 | 6987.2846
2019 | 11148 | City of Lompoc - (CA) | CA | Municipal | . | . | . | . | . | . | . | . | . | . | . |  | 98.545 | 1.652 | 59.6519 | . | . | . | 15140 | N | F | 12 | N | [6 empty] | 15140 | 100% |  | 757 |  | 1892.5 |  | 1: 3028; 3: 3785; 5: 3028; 7: 1514 | 681.3 |  | 454.2
2019 | 11171 | Long Island Power Authority | NY | State | . | . | . | . | . | . | . | . | . | . | . |  | 170.33 | 0.976 | 174.5184 | 51.371 | 0.673 | 76.3314 | 1128693 | N | O | 13.2 | Y | 118.959 | 0.303 | 76.3314 | 392.604 | 392.604 | 341993.979 | 341993.979 | 30.3% | 34.6161 | 17099.699 | 69.2321 | 42749.2474 | 207.6964 | 68398.7958 | 346.1607 | 85498.4947 | 519.2411 | 68398.7958 | 692.3215 | 34199.3979 | 1038.4822 | 15389.7291 | 1384.6429 | 10259.8194 | 591924.4258 | 2959622.129 | 14206186.2193 | 29596221.2903 | 35515465.5484 | 23676977.0322 | 15981959.4968 | 14206186.2193
2019 | 11187 | City of Longmont | CO | Municipal | . | . | . | . | . | . | . | . | . | . | . |  | 34.96 | 0.779 | 44.878 | 25.43 | 0.561 | 45.3298 | 45080 | N | F | 12.5 | N | 9.53 | 0.218 | 45.3298 | 43.7156 | 43.7156 | 9827.44 | 9827.44 | 21.8% | 3.8544 | 491.372 | 7.7088 | 1228.43 | 23.1265 | 1965.488 | 38.5442 | 2456.86 | 57.8164 | 1965.488 | 77.0885 | 982.744 | 115.6327 | 442.2348 | 154.177 | 294.8232 | 1893.9562 | 9469.781 | 45454.949 | 94697.8104 | 113637.3725 | 75758.2483 | 51136.8176 | 45454.949
2019 | 11200 | Lorain-Medina R E C, Inc | OH | Cooperative | 150.42 | . | . | 94.044 | . | . | 143.912 | . | . | 16429 | 12.5 | Y | . | . | . | . | . | . | . |  |  | . |  | 56.376 |  |  |  | 56.376 |  | 16429 | 100% | 4.9707 | 821.45 | 9.9414 | 2053.625 | 29.8242 | 3285.8 | 49.707 | 4107.25 | 74.5605 | 3285.8 | 99.414 | 1642.9 | 149.1209 | 739.305 | 198.8279 | 492.87 | 4083.1799 | 20415.8994 | 97996.3172 | 204158.9943 | 244990.7931 | 163327.1954 | 110245.8569 | 97996.3172
2019 | 11203 | Logan County Coop Power & Light | OH | Cooperative | 84 | . | . | 70.4 | . | . | 84 | . | . | 4647 | 12.5 | Y | . | . | . | . | . | . | . |  |  | . |  | 13.6 |  |  |  | 13.6 |  | 4647 | 100% | 1.1991 | 232.35 | 2.3982 | 580.875 | 7.1947 | 929.4 | 11.9912 | 1161.75 | 17.9868 | 929.4 | 23.9824 | 464.7 | 35.9735 | 209.115 | 47.9647 | 139.41 | 278.6151 | 1393.0757 | 6686.7633 | 13930.7568 | 16716.9082 | 11144.6054 | 7522.6087 | 6686.7633
2019 | 11204 | Los Alamos County | NM | Municipal | 48 | 0.41 | 117.0732 | . | . | . | . | . | . | 8652 | 13.2 | N | . | . | . | . | . | . | . |  |  | . | [7 empty] | 8652 | 100% |  | 432.6 |  | 1081.5 |  | 1: 1730.4; 3: 2163; 5: 1730.4; 7: 865.2 | 389.34 |  | 259.56
2019 | 11208 | Los Angeles Department of Water & Power | CA | Municipal | 130.54 | 0.83 | 157.2771 | 112.84 | 0.78 | 144.6667 | . | . | . | 1596912 | 34.5 | N | . | . | . | . | . | . | . |  |  | . |  | 17.7 | 0.05 | 144.6667 | 354 | 354 | 79845.6 | 79845.6 | 5% | 31.2123 | 3992.28 | 62.4247 | 9980.7 | 187.2741 | 15969.12 | 312.1234 | 19961.4 | 468.1852 | 15969.12 | 624.2469 | 7984.56 | 936.3703 | 3593.052 | 1248.4938 | 2395.368 | 124608.4162 | 623042.0808 | 2990601.988 | 6230420.8082 | 7476504.9699 | 4984336.6466 | 3364427.2364 | 2990601.988
2019 | 11241 | Entergy Louisiana LLC | LA | Investor Owned | 560.4 | 2.135 | 262.4824 | 208 | 1.517 | 137.1127 | 543 | 2.03 | 267.4877 | 1107688 | 34.5 | Y | . | . | . | . | . | . | . |  |  | . |  | 352.4 | 0.618 | 137.1127 | 570.2265 | 570.2265 | 684551.184 | 684551.184 | 61.8% | 50.2771 | 34227.5592 | 100.5543 | 85568.898 | 301.6628 | 136910.2368 | 502.7714 | 171137.796 | 754.1571 | 136910.2368 | 1005.5428 | 68455.1184 | 1508.3141 | 30804.8033 | 2011.0855 | 20536.5355 | 1720863.7084 | 8604318.5422 | 41300729.0028 | 86043185.4225 | 103251822.507 | 68834548.338 | 46463320.1281 | 41300729.0028
2019 | 11249 | Louisville Gas & Electric Co | KY | Investor Owned | 154.85 | 1.462 | 105.9166 | 85.03 | 1.17 | 72.6752 | 151.32 | 1.406 | 107.6245 | 420963 | 34.5 | Y | . | . | . | . | . | . | . |  |  | . |  | 69.82 | 0.292 | 72.6752 | 239.1096 | 239.1096 | 122921.196 | 122921.196 | 29.2% | 21.0824 | 6146.0598 | 42.1648 | 15365.1495 | 126.4944 | 24584.2392 | 210.824 | 30730.299 | 316.236 | 24584.2392 | 421.6481 | 12292.1196 | 632.4721 | 5531.4538 | 843.2961 | 3687.6359 | 129573.7105 | 647868.5524 | 3109769.0515 | 6478685.5239 | 7774422.6287 | 5182948.4191 | 3498490.1829 | 3109769.0515
2019 | 11251 | Loup River Public Power Dist | NE | Political Subdivision | . | . | . | . | . | . | . | . | . | . | . |  | 27.551 | 0.372 | 74.0618 | 16.292 | 0.213 | 76.4883 | 20540 | N | L | 12.5 | N | 11.259 | 0.159 | 76.4883 | 70.8113 | 70.8113 | 3265.86 | 3265.86 | 15.9% | 6.2435 | 163.293 | 12.4869 | 408.2325 | 37.4608 | 653.172 | 62.4347 | 816.465 | 93.652 | 653.172 | 124.8693 | 326.586 | 187.304 | 146.9637 | 249.7387 | 97.9758 | 1019.5144 | 5097.5722 | 24468.3467 | 50975.7223 | 61170.8667 | 40780.5778 | 27526.89 | 24468.3467
2019 | 11256 | City of Loveland - (CO) | CO | Municipal | 38.94 | 0.41 | 94.9756 | 38.94 | 0.41 | 94.9756 | 38.94 | 0.41 | 94.9756 | 36936 | 12.5 | N | . | . | . | . | . | . | . |  |  | . |  | 0 | 0 | 94.9756 |  |  | 0 | 0 | 0% |  | 0 |  | 0 |  | 1: 0; 3: 0; 5: 0; 7: 0 | 0 |  | 0
2019 | 11268 | City of Lowell - (MI) | MI | Municipal | 67.782 | 0.549 | 123.4645 | 31.632 | 0.29 | 109.0759 | 67.782 | 0.549 | 123.4645 | 2948 | 7.2 | Y | . | . | . | . | . | . | . |  |  | . |  | 36.15 | 0.259 | 109.0759 | 139.5753 | 139.5753 | 763.532 | 763.532 | 25.9% | 12.3064 | 38.1766 | 24.6128 | 95.4415 | 73.8385 | 152.7064 | 123.0642 | 190.883 | 184.5963 | 152.7064 | 246.1284 | 76.3532 | 369.1925 | 34.3589 | 492.2567 | 22.906 | 469.8172 | 2349.086 | 11275.6126 | 23490.8597 | 28189.0316 | 18792.6877 | 12685.0642 | 11275.6126
2019 | 11272 | Lower Yellowstone R E A, Inc | MT | Cooperative | . | . | . | . | . | . | . | . | . | . | . |  | 348.5 | 2 | 174.25 | 274.4 | 1.8 | 152.4444 | 5072 | N | F | 25 | Y | 74.1 | 0.2 | 152.4444 | 370.5 | 370.5 | 1014.4 | 1014.4 | 20% | 32.6672 | 50.72 | 65.3343 | 126.8 | 196.0029 | 202.88 | 326.6716 | 253.6 | 490.0073 | 202.88 | 653.3431 | 101.44 | 980.0147 | 45.648 | 1306.6863 | 30.432 | 1656.8782 | 8284.3909 | 39765.0763 | 82843.9089 | 99412.6907 | 66275.1271 | 44735.7108 | 39765.0763
2019 | 11272 | Lower Yellowstone R E A, Inc | ND | Cooperative | . | . | . | . | . | . | . | . | . | . | . |  | 31.3 | 0.1 | 313 | . | 0.06 | . | 1115 | N | F | 25 | Y |  | 0.04 |  |  |  | 44.6 | 44.6 | 4% |  | 2.23 |  | 5.575 |  | 1: 8.92; 3: 11.15; 5: 8.92; 7: 4.46 | 2.007 |  | 1.338
2019 | 11291 | Lumbee River Elec Member Corp | NC | Cooperative | 119.67 | 1.18 | 101.4153 | 100.311 | 1.111 | 90.2889 | 119.21 | 1.15 | 103.6609 | 61442 | 25 | Y | . | . | . | . | . | . | . |  |  | . |  | 19.359 | 0.069 | 90.2889 | 280.5652 | 280.5652 | 4239.498 | 4239.498 | 6.9% | 24.7376 | 211.9749 | 49.4751 | 529.9372 | 148.4254 | 847.8996 | 247.3757 | 1059.8745 | 371.0635 | 847.8996 | 494.7513 | 423.9498 | 742.127 | 190.7774 | 989.5026 | 127.1849 | 5243.7429 | 26218.7144 | 125849.8293 | 262187.1443 | 314624.5732 | 209749.7154 | 141581.0579 | 125849.8293
2019 | 11298 | Lyon Rural Electric Coop | IA | Cooperative | 173.16 | 0.9 | 192.4 | 50.76 | 0.66 | 76.9091 | 173.16 | 0.9 | 192.4 | 2250 | 7.2 | N | . | . | . | . | . | . | . |  |  | . |  | 122.4 | 0.24 | 76.9091 | 510 | 510 | 540 | 540 | 24% | 44.9669 | 27 | 89.9339 | 67.5 | 269.8016 | 108 | 449.6694 | 135 | 674.504 | 108 | 899.3387 | 54 | 1349.0081 | 24.3 | 1798.6774 | 16.2 | 1214.1073 | 6070.5364 | 29138.5746 | 60705.3637 | 72846.4364 | 48564.291 | 32780.8964 | 29138.5746
2019 | 11318 | City of Lumberton - (NC) | NC | Municipal | . | . | . | . | . | . | . | . | . | . | . |  | 46.685 | 0.502 | 92.998 | . | . | . | 11384 | N | L | 23 | N | [6 empty] | 11384 | 100% |  | 569.2 |  | 1423 |  | 1: 2276.8; 3: 2846; 5: 2276.8; 7: 1138.4 | 512.28 |  | 341.52
2019 | 11332 | City of Luverne - (MN) | MN | Municipal | . | . | . | . | . | . | . | . | . | . | . |  | 6.314 | 0.164 | 38.5 | 6.314 | 0.164 | 38.5 | 2500 | N | L | 24.9 | N | 0 | 0 | 38.5 |  |  | 0 | 0 | 0% |  | 0 |  | 0 |  | 1: 0; 3: 0; 5: 0; 7: 0 | 0 |  | 0
2019 | 11345 | Lyon-Lincoln Electric Cooperative, Inc. | MN | Cooperative | 349.422 | 2.022 | 172.8101 | 126.552 | 1.332 | 95.009 | 320.064 | 1.638 | 195.3993 | 3910 | 12.4 | N | . | . | . | . | . | . | . |  |  | . |  | 222.87 | 0.69 | 95.009 | 323 | 323 | 2697.9 | 2697.9 | 69% | 28.4791 | 134.895 | 56.9581 | 337.2375 | 170.8744 | 539.58 | 284.7906 | 674.475 | 427.1859 | 539.58 | 569.5812 | 269.79 | 854.3718 | 121.4055 | 1139.1624 | 80.937 | 3841.6827 | 19208.4137 | 92200.3856 | 192084.1367 | 230500.964 | 153667.3093 | 103725.4338 | 92200.3856
2019 | 11355 | Lynches River Elec Coop, Inc | SC | Cooperative | 157 | 1.5 | 104.6667 | 126.7 | 1.3 | 97.4615 | 150.2 | 1.3 | 115.5385 | 21277 | 25 | N | . | . | . | . | . | . | . |  |  | . |  | 30.3 | 0.2 | 97.4615 | 151.5 | 151.5 | 4255.4 | 4255.4 | 20% | 13.3578 | 212.77 | 26.7157 | 531.925 | 80.147 | 851.08 | 133.5783 | 1063.85 | 200.3674 | 851.08 | 267.1565 | 425.54 | 400.7348 | 191.493 | 534.313 | 127.662 | 2842.1445 | 14210.7223 | 68211.4669 | 142107.2226 | 170528.6672 | 113685.7781 | 76737.9002 | 68211.4669
2019 | 11364 | Lyntegar Electric Coop, Inc | TX | Cooperative | 284.05 | . | . | 245.24 | . | . | 245.63 | . | . | 22906 | 14.4 | Y | . | . | . | . | . | . | . |  |  | . |  | 38.81 |  |  |  | 38.81 |  | 22906 | 100% | 3.4219 | 1145.3 | 6.8438 | 2863.25 | 20.5314 | 4581.2 | 34.219 | 5726.5 | 51.3284 | 4581.2 | 68.4379 | 2290.6 | 102.6569 | 1030.77 | 136.8758 | 687.18 | 3919.0971 | 19595.4855 | 94058.3305 | 195954.8553 | 235145.8263 | 156763.8842 | 105815.6218 | 94058.3305
2019 | 11460 | City of Macon - (MO) | MO | Municipal | 66.509 | 2.282 | 29.145 | 27.943 | 1.655 | 16.884 | 6.63 | 1.099 | 6.0328 | 3112 | 13 | Y | . | . | . | . | . | . | . |  |  | . |  | 38.566 | 0.627 | 16.884 | 61.5088 | 61.5088 | 1951.224 | 1951.224 | 62.7% | 5.4233 | 97.5612 | 10.8465 | 243.903 | 32.5395 | 390.2448 | 54.2326 | 487.806 | 81.3489 | 390.2448 | 108.4651 | 195.1224 | 162.6977 | 87.8051 | 216.9303 | 58.5367 | 529.0995 | 2645.4973 | 12698.3868 | 26454.9725 | 31745.967 | 21163.978 | 14285.6852 | 12698.3868
2019 | 11463 | Macon Electric Coop | MO | Cooperative | . | . | . | . | . | . | . | . | . | . | . |  | 91.1 | . | . | . | . | . | 11276 | N | F | 12.5 | Y | [6 empty] | 11276 | 100% |  | 563.8 |  | 1409.5 |  | 1: 2255.2; 3: 2819; 5: 2255.2; 7: 1127.6 | 507.42 |  | 338.28
2019 | 11479 | Madison Gas & Electric Co | WI | Investor Owned | 73.93 | 0.682 | 108.4018 | 42.4 | 0.458 | 92.5764 | 51 | 0.559 | 91.2343 | 155918 | 13.8 | Y | . | . | . | . | . | . | . |  |  | . |  | 31.53 | 0.224 | 92.5764 | 140.7589 | 140.7589 | 34925.632 | 34925.632 | 22.4% | 12.4108 | 1746.2816 | 24.8216 | 4365.704 | 74.4647 | 6985.1264 | 124.1078 | 8731.408 | 186.1617 | 6985.1264 | 248.2156 | 3492.5632 | 372.3234 | 1571.6534 | 496.4312 | 1047.769 | 21672.7166 | 108363.5828 | 520145.1975 | 1083635.8281 | 1300362.9937 | 866908.6625 | 585163.3472 | 520145.1975
2019 | 11501 | Magic Valley Electric Coop Inc | TX | Cooperative | 178.111 | . | . | 140.408 | . | . | 174.727 | . | . | 121528 | 12.4 | Y | . | . | . | . | . | . | . |  |  | . |  | 37.703 |  |  |  | 37.703 |  | 121528 | 100% | 3.3243 | 6076.4 | 6.6486 | 15191 | 19.9457 | 24305.6 | 33.2429 | 30382 | 49.8644 | 24305.6 | 66.4858 | 12152.8 | 99.7287 | 5468.76 | 132.9716 | 3645.84 | 20199.7216 | 100998.608 | 484793.3185 | 1009986.0802 | 1211983.2963 | 807988.8642 | 545392.4833 | 484793.3185
2019 | 11519 | Magnolia Electric Power Assn | MS | Cooperative | 765.5 | . | . | . | . | . | 752.44 | . | . | 31964 | 15 | Y | . | . | . | . | . | . | . |  |  | . | [7 empty] | 31964 | 100% |  | 1598.2 |  | 3995.5 |  | 1: 6392.8; 3: 7991; 5: 6392.8; 7: 3196.4 | 1438.38 |  | 958.92
2019 | 11560 | City of Manassas - (VA) | VA | Municipal | 55.091 | 1.117 | 49.3205 | 55.091 | 1.117 | 49.3205 | . | . | . | 16298 | 13.2 | Y | . | . | . | . | . | . | . |  |  | . |  | 0 | 0 | 49.3205 |  |  | 0 | 0 | 0% |  | 0 |  | 0 |  | 1: 0; 3: 0; 5: 0; 7: 0 | 0 |  | 0
2019 | 11571 | Manitowoc Public Utilities | WI | Municipal | 26.014 | 0.521 | 49.9309 | 12.617 | 0.206 | 61.2476 | 12.617 | 0.206 | 61.2476 | 17867 | 13.2 | N | . | . | . | . | . | . | . |  |  | . |  | 13.397 | 0.315 | 61.2476 | 42.5302 | 42.5302 | 5628.105 | 5628.105 | 31.5% | 3.7499 | 281.4053 | 7.4998 | 703.5131 | 22.4994 | 1125.621 | 37.499 | 1407.0262 | 56.2486 | 1125.621 | 74.9981 | 562.8105 | 112.4971 | 253.2647 | 149.9962 | 168.8432 | 1055.2426 | 5276.2131 | 25325.8227 | 52762.1306 | 63314.5567 | 42209.7045 | 28491.5505 | 25325.8227
2019 | 11586 | Town of Mansfield - (MA) | MA | Municipal | 24.066 | 0.205 | 117.3951 | 8.237 | 0.073 | 112.8356 | 24.066 | 0.205 | 117.3951 | 9950 | 13.8 | N | . | . | . | . | . | . | . |  |  | . |  | 15.829 | 0.132 | 112.8356 | 119.9167 | 119.9167 | 1313.4 | 1313.4 | 13.2% | 10.5731 | 65.67 | 21.1462 | 164.175 | 63.4386 | 262.68 | 105.7311 | 328.35 | 158.5966 | 262.68 | 211.4622 | 131.34 | 317.1932 | 59.103 | 422.9243 | 39.402 | 694.336 | 3471.68 | 16664.0641 | 34716.8001 | 41660.1602 | 27773.4401 | 18747.0721 | 16664.0641
2019 | 11624 | City of Marblehead - (MA) | MA | Municipal | 296.31 | 0.776 | 381.8428 | 22.669 | 0.272 | 83.3419 | 296.31 | 0.776 | 381.8428 | 10327 | 13.2 | Y | . | . | . | . | . | . | . |  |  | . |  | 273.641 | 0.504 | 83.3419 | 542.9385 | 542.9385 | 5204.808 | 5204.808 | 50.4% | 47.8711 | 260.2404 | 95.7423 | 650.601 | 287.2268 | 1040.9616 | 478.7114 | 1301.202 | 718.0671 | 1040.9616 | 957.4228 | 520.4808 | 1436.1341 | 234.2164 | 1914.8455 | 156.1442 | 12458.0041 | 62290.0207 | 298992.0995 | 622900.2073 | 747480.2487 | 498320.1658 | 336366.1119 | 298992.0995
2019 | 11646 | City of Marietta - (GA) | GA | Municipal | 95.7 | 1.59 | 60.1887 | 95.7 | 1.59 | 60.1887 | 95.7 | 1.59 | 60.1887 | 41897 | 25 | Y | . | . | . | . | . | . | . |  |  | . |  | 0 | 0 | 60.1887 |  |  | 0 | 0 | 0% |  | 0 |  | 0 |  | 1: 0; 3: 0; 5: 0; 7: 0 | 0 |  | 0
2019 | 11691 | City of Marlow - (OK) | OK | Municipal | 933.152 | 3.4 | 274.4565 | . | . | . | 148.659 | 1.55 | 95.909 | 2270 | 13.2 | Y | . | . | . | . | . | . | . |  |  | . | [7 empty] | 2270 | 100% |  | 113.5 |  | 283.75 |  | 1: 454; 3: 567.5; 5: 454; 7: 227 | 102.15 |  | 68.1
2019 | 11693 | Marlboro Electric Coop, Inc | SC | Cooperative | 156.73 | . | . | 150.96 | . | . | 137.3 | . | . | 6478 | . | Y | . | . | . | . | . | . | . |  |  | . |  | 5.77 |  |  |  | 5.77 |  | 6478 | 100% | 0.50874 | 323.9 | 1.0175 | 809.75 | 3.0525 | 1295.6 | 5.0874 | 1619.5 | 7.6312 | 1295.6 | 10.1749 | 647.8 | 15.2623 | 291.51 | 20.3497 | 194.34 | 164.782 | 823.9102 | 3954.769 | 8239.1021 | 9886.9226 | 6591.2817 | 4449.1152 | 3954.769
2019 | 11701 | City of Marquette - (MI) | MI | Municipal | 95.9 | 0.71 | 135.0704 | 36.14 | 0.25 | 144.56 | . | . | . | 17005 | 12.5 | Y | . | . | . | . | . | . | . |  |  | . |  | 59.76 | 0.46 | 144.56 | 129.913 | 129.913 | 7822.3 | 7822.3 | 46% | 11.4545 | 391.115 | 22.909 | 977.7875 | 68.727 | 1564.46 | 114.5449 | 1955.575 | 171.8174 | 1564.46 | 229.0899 | 782.23 | 343.6348 | 352.0035 | 458.1797 | 234.669 | 4480.0241 | 22400.1205 | 107520.5784 | 224001.205 | 268801.446 | 179200.964 | 120960.6507 | 107520.5784
2019 | 11731 | City of Marshall - (MN) | MN | Municipal | . | . | . | . | . | . | . | . | . | . | . |  | 12.268 | 0.157 | 78.1401 | 12.268 | 0.157 | 78.1401 | 6773 | N | O | 13.8 | N | 0 | 0 | 78.1401 |  |  | 0 | 0 | 0% |  | 0 |  | 0 |  | 1: 0; 3: 0; 5: 0; 7: 0 | 0 |  | 0
2019 | 11732 | City of Marshall - (MO) | MO | Municipal | . | . | . | . | . | . | . | . | . | . | . |  | 36.612 | 0.704 | 52.0057 | 36.612 | 0.704 | 52.0057 | 5920 | N | L | 13.2 | Y | 0 | 0 | 52.0057 |  |  | 0 | 0 | 0% |  | 0 |  | 0 |  | 1: 0; 3: 0; 5: 0; 7: 0 | 0 |  | 0
2019 | 11740 | City of Marshfield - (WI) | WI | Municipal | 56.826 | 0.365 | 155.6877 | 11.33 | 0.145 | 78.1379 | 56.826 | 0.365 | 155.6877 | 13699 | 13.2 | Y | . | . | . | . | . | . | . |  |  | . |  | 45.496 | 0.22 | 78.1379 | 206.8 | 206.8 | 3013.78 | 3013.78 | 22% | 18.2337 | 150.689 | 36.4673 | 376.7225 | 109.4019 | 602.756 | 182.3365 | 753.445 | 273.5048 | 602.756 | 364.673 | 301.378 | 547.0096 | 135.6201 | 729.3461 | 90.4134 | 2747.6107 | 13738.0537 | 65942.6579 | 137380.5373 | 164856.6447 | 109904.4298 | 74185.4901 | 65942.6579
2019 | 11770 | City of Martinsville - (VA) | VA | Municipal | . | . | . | . | . | . | . | . | . | . | . |  | 7.11 | 0.05 | 142.2 | 7.11 | 0.05 | 142.2 | 7665 | Y | L | 12 | N | 0 | 0 | 142.2 |  |  | 0 | 0 | 0% |  | 0 |  | 0 |  | 1: 0; 3: 0; 5: 0; 7: 0 | 0 |  | 0
2019 | 11788 | Consumers Energy | IA | Cooperative | 162.21 | 1.59 | 102.0189 | 87.57 | 1.12 | 78.1875 | 117.45 | 0.94 | 124.9468 | 6791 | 12.5 | N | . | . | . | . | . | . | . |  |  | . |  | 74.64 | 0.47 | 78.1875 | 158.8085 | 158.8085 | 3191.77 | 3191.77 | 47% | 14.0022 | 159.5885 | 28.0044 | 398.9712 | 84.0133 | 638.354 | 140.0222 | 797.9425 | 210.0333 | 638.354 | 280.0444 | 319.177 | 420.0666 | 143.6296 | 560.0888 | 95.7531 | 2234.5933 | 11172.9663 | 53630.2385 | 111729.6635 | 134075.5962 | 89383.7308 | 60334.0183 | 53630.2385
2019 | 11804 | Massachusetts Electric Co | MA | Investor Owned | . | . | . | . | . | . | . | . | . | . | . |  | 267.81 | 1.356 | 197.5 | 134.19 | 0.948 | 141.5506 | 1313908 | N | L | 69 | Y | 133.62 | 0.408 | 141.5506 | 327.5 | 327.5 | 536074.464 | 536074.464 | 40.8% | 28.8758 | 26803.7232 | 57.7517 | 67009.308 | 173.255 | 107214.8928 | 288.7583 | 134018.616 | 433.1374 | 107214.8928 | 577.5165 | 53607.4464 | 866.2748 | 24123.3509 | 1155.0331 | 16082.2339 | 773979.6633 | 3869898.3165 | 18575511.9194 | 38698983.1653 | 46438779.7984 | 30959186.5323 | 20897450.9093 | 18575511.9194
2019 | 11811 | Town of Massena - (NY) | NY | Municipal | . | . | . | . | . | . | . | . | . | . | . |  | 30.7 | 1.38 | 22.2464 | 30.7 | 1.38 | 22.2464 | 9330 | N | F | 24.7 | N | 0 | 0 | 22.2464 |  |  | 0 | 0 | 0% |  | 0 |  | 0 |  | 1: 0; 3: 0; 5: 0; 7: 0 | 0 |  | 0
2019 | 11824 | Matanuska Electric Assn Inc | AK | Cooperative | 341.095 | 2.145 | 159.0187 | 250.765 | 1.662 | 150.8815 | 333.817 | 1.787 | 186.803 | 65192 | 25 | Y | . | . | . | . | . | . | . |  |  | . |  | 90.33 | 0.483 | 150.8815 | 187.0186 | 187.0186 | 31487.736 | 31487.736 | 48.3% | 16.4895 | 1574.3868 | 32.979 | 3935.967 | 98.9371 | 6297.5472 | 164.8952 | 7871.934 | 247.3428 | 6297.5472 | 329.7904 | 3148.7736 | 494.6856 | 1416.9481 | 659.5808 | 944.6321 | 25960.8818 | 129804.4091 | 623061.1637 | 1298044.0911 | 1557652.9093 | 1038435.2729 | 700943.8092 | 623061.1637
2019 | 11843 | Maui Electric Co Ltd | HI | Investor Owned | 280.55 | 2.56 | 109.5898 | 153.66 | 1.924 | 79.8649 | 276.24 | 2.416 | 114.3377 | 72265 | 12.5 | N | . | . | . | . | . | . | . |  |  | . |  | 126.89 | 0.636 | 79.8649 | 199.5126 | 199.5126 | 45960.54 | 45960.54 | 63.6% | 17.5911 | 2298.027 | 35.1822 | 5745.0675 | 105.5467 | 9192.108 | 175.9112 | 11490.135 | 263.8667 | 9192.108 | 351.8223 | 4596.054 | 527.7335 | 2068.2243 | 703.6447 | 1378.8162 | 40424.8605 | 202124.3024 | 970196.6513 | 2021243.0235 | 2425491.6282 | 1616994.4188 | 1091471.2327 | 970196.6513
2019 | 11910 | McLeod Cooperative Power Assn | MN | Cooperative | 160.5 | 1.672 | 95.9928 | 160.5 | 1.672 | 95.9928 | 112.44 | 1.027 | 109.4839 | 6787 | 7.2 | Y | . | . | . | . | . | . | . |  |  | . |  | 0 | 0 | 95.9928 |  |  | 0 | 0 | 0% |  | 0 |  | 0 |  | 1: 0; 3: 0; 5: 0; 7: 0 | 0 |  | 0
2019 | 12087 | McKenzie Electric Coop Inc | ND | Cooperative | 186.35 | 1.247 | 149.4386 | 186.35 | 1.247 | 149.4386 | 186.35 | 1.247 | 149.4386 | 12732 | 25 | Y | . | . | . | . | . | . | . |  |  | . |  | 0 | 0 | 149.4387 |  |  | 0 | 0 | 0% |  | 0 |  | 0 |  | 1: 0; 3: 0; 5: 0; 7: 0 | 0 |  | 0
2019 | 12186 | McMinnville Electric System | TN | Municipal | 8.736 | 0.194 | 45.0309 | 8.736 | 0.194 | 45.0309 | 8.736 | 0.194 | 45.0309 | 8002 | 13 | N | . | . | . | . | . | . | . |  |  | . |  | 0 | 0 | 45.0309 |  |  | 0 | 0 | 0% |  | 0 |  | 0 |  | 1: 0; 3: 0; 5: 0; 7: 0 | 0 |  | 0
2019 | 12187 | City of McMinnville - (OR) | OR | Municipal | . | . | . | . | . | . | . | . | . | . | . |  | 61.292 | 0.674 | 90.9377 | . | . | . | 16427 | N | L | 12.5 | N | [6 empty] | 16427 | 100% |  | 821.35 |  | 2053.375 |  | 1: 3285.4; 3: 4106.75; 5: 3285.4; 7: 1642.7 | 739.215 |  | 492.81
2019 | 12199 | Montana-Dakota Utilities Co | MT | Investor Owned | . | . | . | . | . | . | . | . | . | . | . |  | 84.51 | 0.912 | 92.6645 | . | . | . | 28155 | N | F | 22 | N | [6 empty] | 28155 | 100% |  | 1407.75 |  | 3519.375 |  | 1: 5631; 3: 7038.75; 5: 5631; 7: 2815.5 | 1266.975 |  | 844.65
2019 | 12199 | Montana-Dakota Utilities Co | ND | Investor Owned | . | . | . | . | . | . | . | . | . | . | . |  | 52.4 | 0.545 | 96.1468 | . | . | . | 100306 | N | F | 22 | N | [6 empty] | 100306 | 100% |  | 5015.3 |  | 12538.25 |  | 1: 20061.2; 3: 25076.5; 5: 20061.2; 7: 10030.6 | 4513.77 |  | 3009.18
2019 | 12199 | Montana-Dakota Utilities Co | SD | Investor Owned | . | . | . | . | . | . | . | . | . | . | . |  | 22.02 | 0.646 | 34.0867 | . | . | . | 10691 | N | F | 22 | N | [6 empty] | 10691 | 100% |  | 534.55 |  | 1336.375 |  | 1: 2138.2; 3: 2672.75; 5: 2138.2; 7: 1069.1 | 481.095 |  | 320.73
2019 | 12199 | Montana-Dakota Utilities Co | WY | Investor Owned | . | . | . | . | . | . | . | . | . | . | . |  | 161.69 | 2.08 | 77.7356 | . | . | . | 17697 | N | F | 22 | N | [6 empty] | 17697 | 100% |  | 884.85 |  | 2212.125 |  | 1: 3539.4; 3: 4424.25; 5: 3539.4; 7: 1769.7 | 796.365 |  | 530.91
2019 | 12208 | City of McPherson - (KS) | KS | Municipal | 50.452 | 0.631 | 79.9556 | 25.995 | 0.468 | 55.5449 | 50.452 | 0.631 | 79.9556 | 8738 | 34.5 | N | . | . | . | . | . | . | . |  |  | . |  | 24.457 | 0.163 | 55.5449 | 150.0429 | 150.0429 | 1424.294 | 1424.294 | 16.3% | 13.2294 | 71.2147 | 26.4587 | 178.0368 | 79.3761 | 284.8588 | 132.2936 | 356.0735 | 198.4403 | 284.8588 | 264.5871 | 142.4294 | 396.8807 | 64.0932 | 529.1742 | 42.7288 | 942.1246 | 4710.6231 | 22610.9907 | 47106.2306 | 56527.4767 | 37684.9845 | 25437.3645 | 22610.9907
2019 | 12227 | Meeker Coop Light & Power Assn | MN | Cooperative | 76.41 | 1.46 | 52.3356 | 76.41 | 1.46 | 52.3356 | 68.503 | 0.736 | 93.0747 | 9061 | 12.4 | Y | . | . | . | . | . | . | . |  |  | . |  | 0 | 0 | 52.3356 |  |  | 0 | 0 | 0% |  | 0 |  | 0 |  | 1: 0; 3: 0; 5: 0; 7: 0 | 0 |  | 0
2019 | 12243 | Meade County Rural E C C | KY | Cooperative | 133.08 | 1.08 | 123.2222 | 85.35 | 0.89 | 95.8989 | 111.53 | 1.001 | 111.4186 | 29825 | . | N | . | . | . | . | . | . | . |  |  | . |  | 47.73 | 0.19 | 95.8989 | 251.2105 | 251.2105 | 5666.75 | 5666.75 | 19% | 22.1493 | 283.3375 | 44.2987 | 708.3438 | 132.8961 | 1133.35 | 221.4935 | 1416.6875 | 332.2402 | 1133.35 | 442.987 | 566.675 | 664.4805 | 255.0037 | 885.9739 | 170.0025 | 6275.741 | 31378.705 | 150617.784 | 313787.05 | 376544.46 | 251029.64 | 169445.007 | 150617.784
2019 | 12260 | Mecklenburg Electric Cooperative | VA | Cooperative | 314.88 | 2.091 | 150.5882 | 211.35 | 1.699 | 124.3967 | 314.88 | 2.091 | 150.5882 | 31331 | 69 | Y | . | . | . | . | . | . | . |  |  | . |  | 103.53 | 0.392 | 124.3967 | 264.1071 | 264.1071 | 12281.752 | 12281.752 | 39.2% | 23.2864 | 614.0876 | 46.5729 | 1535.219 | 139.7187 | 2456.3504 | 232.8645 | 3070.438 | 349.2967 | 2456.3504 | 465.729 | 1228.1752 | 698.5935 | 552.6788 | 931.458 | 368.4526 | 14299.9196 | 71499.598 | 343198.0705 | 714995.9802 | 857995.1762 | 571996.7841 | 386097.8293 | 343198.0705
2019 | 12268 | Medina Electric Coop, Inc | TX | Cooperative | 276.5 | 2.2 | 125.6818 | 213.9 | 1.888 | 113.2945 | . | . | . | 32032 | 24.9 | N | . | . | . | . | . | . | . |  |  | . |  | 62.6 | 0.312 | 113.2945 | 200.641 | 200.641 | 9993.984 | 9993.984 | 31.2% | 17.6906 | 499.6992 | 35.3812 | 1249.248 | 106.1437 | 1998.7968 | 176.9061 | 2498.496 | 265.3592 | 1998.7968 | 353.8122 | 999.3984 | 530.7184 | 449.7293 | 707.6245 | 299.8195 | 8839.9847 | 44199.9236 | 212159.6332 | 441999.2359 | 530399.083 | 353599.3887 | 238679.5874 | 212159.6332
2019 | 12293 | City of Memphis - (TN) | TN | Municipal | 399.6 | 1.96 | 203.8776 | 264.9 | 1.73 | 153.1214 | 399.6 | 1.96 | 203.8776 | 418951 | 23 | Y | . | . | . | . | . | . | . |  |  | . |  | 134.7 | 0.23 | 153.1214 | 585.6522 | 585.6522 | 96358.73 | 96358.73 | 23% | 51.6372 | 4817.9365 | 103.2744 | 12044.8412 | 309.8233 | 19271.746 | 516.3722 | 24089.6825 | 774.5583 | 19271.746 | 1032.7445 | 9635.873 | 1549.1167 | 4336.1429 | 2065.4889 | 2890.7619 | 248784.8627 | 1243924.3137 | 5970836.706 | 12439243.1374 | 14927091.7649 | 9951394.5099 | 6717191.2942 | 5970836.706
2019 | 12296 | Town of Merrimac - (MA) | MA | Municipal | 30.58 | 0.22 | 139 | 30.58 | 0.22 | 139 | 30.58 | 0.22 | 139 | 2983 | 23 | N | . | . | . | . | . | . | . |  |  | . |  | 0 | 0 | 139 |  |  | 0 | 0 | 0% |  | 0 |  | 0 |  | 1: 0; 3: 0; 5: 0; 7: 0 | 0 |  | 0
2019 | 12298 | City of Menasha - (WI) | WI | Municipal | . | . | . | . | . | . | . | . | . | . | . |  | 43.003 | 0.393 | 109.4224 | 9.967 | 0.079 | 126.1646 | 9090 | N | L | 34 | N | 33.036 | 0.314 | 126.1646 | 105.2102 | 105.2102 | 2854.26 | 2854.26 | 31.4% | 9.2764 | 142.713 | 18.5529 | 356.7825 | 55.6586 | 570.852 | 92.7643 | 713.565 | 139.1465 | 570.852 | 185.5286 | 285.426 | 278.2929 | 128.4417 | 371.0572 | 85.6278 | 1323.8673 | 6619.3367 | 31772.816 | 66193.3666 | 79432.04 | 52954.6933 | 35744.418 | 31772.816
2019 | 12301 | Nodak Electric Coop Inc | ND | Cooperative | 165.7 | 1.044 | 158.7165 | 109.8 | 0.978 | 112.2699 | 156.8 | 0.918 | 170.8061 | 20169 | 15 | Y | . | . | . | . | . | . | . |  |  | . |  | 55.9 | 0.066 | 112.2699 | 846.9697 | 846.9697 | 1331.154 | 1331.154 | 6.6% | 74.6777 | 66.5577 | 149.3554 | 166.3942 | 448.0663 | 266.2308 | 746.7771 | 332.7885 | 1120.1657 | 266.2308 | 1493.5542 | 133.1154 | 2240.3313 | 59.9019 | 2987.1084 | 39.9346 | 4970.3766 | 24851.8832 | 119289.0392 | 248518.8317 | 298222.5981 | 198815.0654 | 134200.1691 | 119289.0392
2019 | 12330 | Meriwether Lewis Electric Coop | TN | Cooperative | . | . | . | . | . | . | . | . | . | . | . |  | 147.36 | 2.366 | 62.2823 | 121.62 | 1.501 | 81.026 | 34577 | N | L | 25 | N | 25.74 | 0.865 | 81.026 | 29.7572 | 29.7572 | 29909.105 | 29909.105 | 86.5% | 2.6237 | 1495.4552 | 5.2474 | 3738.6381 | 15.7423 | 5981.821 | 26.2371 | 7477.2762 | 39.3556 | 5981.821 | 52.4742 | 2990.9105 | 78.7113 | 1345.9097 | 104.9483 | 897.2731 | 3923.6384 | 19618.1921 | 94167.3219 | 196181.9206 | 235418.3048 | 156945.5365 | 105938.2371 | 94167.3219
2019 | 12341 | MidAmerican Energy Co | IA | Investor Owned | 120 | 1.08 | 111.1111 | 83 | 0.91 | 91.2088 | 108 | 0.94 | 114.8936 | 698232 | 13.8 | Y | . | . | . | . | . | . | . |  |  | . |  | 37 | 0.17 | 91.2088 | 217.6471 | 217.6471 | 118699.44 | 118699.44 | 17% | 19.19 | 5934.972 | 38.3801 | 14837.43 | 115.1403 | 23739.888 | 191.9004 | 29674.86 | 287.8506 | 23739.888 | 383.8008 | 11869.944 | 575.7013 | 5341.4748 | 767.6017 | 3560.9832 | 113892.3615 | 569461.8075 | 2733416.676 | 5694618.0749 | 6833541.6899 | 4555694.46 | 3075093.7605 | 2733416.676
2019 | 12341 | MidAmerican Energy Co | IL | Investor Owned | 238 | 1.45 | 164.1379 | 98 | 1.04 | 94.2308 | 196 | 1.26 | 155.5556 | 85214 | 13.8 | Y | . | . | . | . | . | . | . |  |  | . |  | 140 | 0.41 | 94.2308 | 341.4634 | 341.4634 | 34937.74 | 34937.74 | 41% | 30.107 | 1746.887 | 60.214 | 4367.2175 | 180.6419 | 6987.548 | 301.0699 | 8734.435 | 451.6048 | 6987.548 | 602.1397 | 3493.774 | 903.2096 | 1572.1983 | 1204.2795 | 1048.1322 | 52593.5048 | 262967.5239 | 1262244.1146 | 2629675.2388 | 3155610.2866 | 2103740.191 | 1420024.6289 | 1262244.1146
2019 | 12341 | MidAmerican Energy Co | SD | Investor Owned | 57 | 0.49 | 116.3265 | 57 | 0.49 | 116.3265 | 22 | 0.2 | 110 | 5179 | 13.8 | Y | . | . | . | . | . | . | . |  |  | . |  | 0 | 0 | 116.3265 |  |  | 0 | 0 | 0% |  | 0 |  | 0 |  | 1: 0; 3: 0; 5: 0; 7: 0 | 0 |  | 0
2019 | 12351 | City of Mesa - (AZ) | AZ | Municipal | 250.59 | 2.19 | 114.4247 | 36.89 | 1.322 | 27.9047 | . | . | . | 16871.7 | 12.5 | N | . | . | . | . | . | . | . |  |  | . |  | 213.7 | 0.868 | 27.9047 | 246.1982 | 246.1982 | 14644.6356 | 14644.6356 | 86.8% | 21.7074 | 732.2318 | 43.4148 | 1830.5794 | 130.2444 | 2928.9271 | 217.0741 | 3661.1589 | 325.6111 | 2928.9271 | 434.1481 | 1464.4636 | 651.2222 | 659.0086 | 868.2962 | 439.3391 | 15894.8521 | 79474.2606 | 381476.451 | 794742.6062 | 953691.1274 | 635794.0849 | 429161.0073 | 381476.451
2019 | 12377 | Midwest Energy Cooperative | MI | Cooperative | . | . | . | . | . | . | . | . | . | . | . |  | 403.9 | 2 | 201.95 | 303 | 1.7 | 178.2353 | 35428 | N | F | 12.5 | Y | 100.9 | 0.3 | 178.2353 | 336.3333 | 336.3333 | 10628.4 | 10628.4 | 30% | 29.6547 | 531.42 | 59.3093 | 1328.55 | 177.928 | 2125.68 | 296.5467 | 2657.1 | 444.82 | 2125.68 | 593.0933 | 1062.84 | 889.64 | 478.278 | 1186.1866 | 318.852 | 15759.0824 | 78795.4122 | 378217.9785 | 787954.122 | 945544.9464 | 630363.2976 | 425495.2259 | 378217.9785
2019 | 12377 | Midwest Energy Cooperative | OH | Cooperative | . | . | . | . | . | . | . | . | . | . | . |  | 1363.4 | 3.1 | 439.8064 | 459.4 | 2 | 229.7 | 936 | N | F | 12.5 | Y | 904 | 1.1 | 229.7 | 821.8182 | 904 | 1029.6 | 936 | 100% | 79.7061 | 46.8 | 159.4122 | 117 | 478.2366 | 187.2 | 797.061 | 234 | 1195.5915 | 187.2 | 1594.122 | 93.6 | 2391.183 | 42.12 | 3188.2439 | 28.08 | 3730.2454 | 18651.227 | 89525.8898 | 186512.2704 | 223814.7245 | 149209.8163 | 100716.626 | 89525.8898
2019 | 12390 | Metropolitan Edison Co | PA | Investor Owned | 263.517 | 1.612 | 163.4721 | 189.322 | 1.367 | 138.4945 | 257.44 | 1.511 | 170.3772 | 566218 | 34.5 | Y | . | . | . | . | . | . | . |  |  | . |  | 74.195 | 0.245 | 138.4945 | 302.8367 | 302.8367 | 138723.41 | 138723.41 | 24.5% | 26.7013 | 6936.1705 | 53.4025 | 17340.4263 | 160.2075 | 27744.682 | 267.0126 | 34680.8525 | 400.5188 | 27744.682 | 534.0251 | 13872.341 | 801.0377 | 6242.5535 | 1068.0502 | 4161.7023 | 185204.4578 | 926022.289 | 4444906.9871 | 9260222.8898 | 11112267.4677 | 7408178.3118 | 5000520.3605 | 4444906.9871
2019 | 12395 | Menard Electric Coop | IL | Cooperative | 281.947 | 2.371 | 118.9148 | 203.313 | 2.087 | 97.4188 | 239.729 | 1.713 | 139.9469 | 11055 | 12.5 | Y | . | . | . | . | . | . | . |  |  | . |  | 78.634 | 0.284 | 97.4188 | 276.8803 | 276.8803 | 3139.62 | 3139.62 | 28.4% | 24.4127 | 156.981 | 48.8253 | 392.4525 | 146.476 | 627.924 | 244.1266 | 784.905 | 366.1899 | 627.924 | 488.2533 | 313.962 | 732.3799 | 141.2829 | 976.5065 | 94.1886 | 3832.3242 | 19161.6209 | 91975.7805 | 191616.2094 | 229939.4513 | 153292.9675 | 103472.7531 | 91975.7805
2019 | 12439 | Midstate Electric Coop, Inc | OR | Cooperative | . | . | . | . | . | . | . | . | . | . | . |  | 102.8 | . | . | . | . | . | 19661 | N | F | 24.9 | N | [6 empty] | 19661 | 100% |  | 983.05 |  | 2457.625 |  | 1: 3932.2; 3: 4915.25; 5: 3932.2; 7: 1966.1 | 884.745 |  | 589.83
2019 | 12450 | Midland Power Coop | IA | Cooperative | . | . | . | . | . | . | . | . | . | . | . |  | 156.674 | 1.305 | 120.0567 | 149.492 | 1.292 | 115.7059 | 11865 | N | L | 12.5 | Y | 7.182 | 0.013 | 115.7059 | 552.4615 | 552.4615 | 154.245 | 154.245 | 1.3% | 48.7108 | 7.7122 | 97.4216 | 19.2806 | 292.2647 | 30.849 | 487.1079 | 38.5612 | 730.6618 | 30.849 | 974.2158 | 15.4245 | 1461.3237 | 6.941 | 1948.4316 | 4.6273 | 375.6698 | 1878.3489 | 9016.0749 | 18783.4893 | 22540.1872 | 15026.7915 | 10143.0842 | 9016.0749
2019 | 12452 | Mid-South Electric Coop Assn | TX | Cooperative | . | . | . | . | . | . | . | . | . | . | . |  | 214 | 2.05 | 104.3902 | 122 | 1.27 | 96.063 | 32116 | N | F | 24.9 | Y | 92 | 0.78 | 96.063 | 117.9487 | 117.9487 | 25050.48 | 25050.48 | 78% | 10.3996 | 1252.524 | 20.7992 | 3131.31 | 62.3976 | 5010.096 | 103.9959 | 6262.62 | 155.9939 | 5010.096 | 207.9919 | 2505.048 | 311.9878 | 1127.2716 | 415.9837 | 751.5144 | 13025.7399 | 65128.6995 | 312617.7575 | 651286.9949 | 781544.3938 | 521029.5959 | 351694.9772 | 312617.7575
2019 | 12462 | Mid-Carolina Electric Coop Inc | SC | Cooperative | 167.645 | 2.01 | 83.4055 | 90.756 | 1.27 | 71.4614 | 110.477 | 1.127 | 98.0275 | 56859 | 25 | Y | . | . | . | . | . | . | . |  |  | . |  | 76.889 | 0.74 | 71.4614 | 103.9041 | 103.9041 | 42075.66 | 42075.66 | 74% | 9.1613 | 2103.783 | 18.3225 | 5259.4575 | 54.9676 | 8415.132 | 91.6127 | 10518.915 | 137.419 | 8415.132 | 183.2254 | 4207.566 | 274.8381 | 1893.4047 | 366.4507 | 1262.2698 | 19273.321 | 96366.6051 | 462559.7044 | 963666.0509 | 1156399.2611 | 770932.8407 | 520379.6675 | 462559.7044
2019 | 12463 | Mid-Yellowstone Elec Coop, Inc | MT | Cooperative | 207.283 | 2.217 | 93.4971 | 207.283 | 2.217 | 93.4971 | 139.92 | 0.843 | 165.9786 | 2027 | 35 | N | . | . | . | . | . | . | . |  |  | . |  | 0 | 0 | 93.4971 |  |  | 0 | 0 | 0% |  | 0 |  | 0 |  | 1: 0; 3: 0; 5: 0; 7: 0 | 0 |  | 0
2019 | 12470 | Middle Tennessee E M C | TN | Cooperative | 90 | 1.518 | 59.2885 | 90 | 1.518 | 59.2885 | 88.1 | 1.452 | 60.6749 | 232838 | 25 | Y | . | . | . | . | . | . | . |  |  | . |  | 0 | 0 | 59.2885 |  |  | 0 | 0 | 0% |  | 0 |  | 0 |  | 1: 0; 3: 0; 5: 0; 7: 0 | 0 |  | 0
2019 | 12515 | Midwest Electric, Inc | OH | Cooperative | 379.1 | 3.012 | 125.8632 | 85.6 | 0.845 | 101.3018 | 367.9 | 2.831 | 129.9541 | 10857 | 12.5 | Y | . | . | . | . | . | . | . |  |  | . |  | 293.5 | 2.167 | 101.3018 | 135.4407 | 293.5 | 23527.119 | 10857 | 100% | 25.878 | 542.85 | 51.7561 | 1357.125 | 155.2682 | 2171.4 | 258.7803 | 2714.25 | 388.1705 | 2171.4 | 517.5606 | 1085.7 | 776.3409 | 488.565 | 1035.1212 | 325.71 | 14047.8891 | 70239.4453 | 337149.3373 | 702394.4526 | 842873.3431 | 561915.5621 | 379293.0044 | 337149.3373
2019 | 12524 | Midwest Energy Inc | KS | Cooperative | 358.69 | 2.18 | 164.5367 | 233.13 | 1.82 | 128.0934 | 358.11 | 2.17 | 165.0276 | 49971 | 13.2 | Y | . | . | . | . | . | . | . |  |  | . |  | 125.56 | 0.36 | 128.0934 | 348.7778 | 348.7778 | 17989.56 | 17989.56 | 36% | 30.7519 | 899.478 | 61.5038 | 2248.695 | 184.5114 | 3597.912 | 307.519 | 4497.39 | 461.2785 | 3597.912 | 615.038 | 1798.956 | 922.5569 | 809.5302 | 1230.0759 | 539.6868 | 27660.6558 | 138303.2791 | 663855.7395 | 1383032.7906 | 1659639.3487 | 1106426.2325 | 746837.7069 | 663855.7395
2019 | 12532 | City of Milan | TN | Municipal | 107.95 | 1.951 | 55.3306 | . | . | . | . | . | . | 8635 | 7.2 | N | . | . | . | . | . | . | . |  |  | . | [7 empty] | 8635 | 100% |  | 431.75 |  | 1079.375 |  | 1: 1727; 3: 2158.75; 5: 1727; 7: 863.5 | 388.575 |  | 259.05
2019 | 12539 | Midwest Electric Member Corp | NE | Cooperative | . | . | . | . | . | . | . | . | . | . | . |  | 155.78 | 0.93 | 167.5054 | 130.04 | 0.87 | 149.4713 | 6546 | N | F | 34.5 | N | 25.74 | 0.06 | 149.4713 | 429 | 429 | 392.76 | 392.76 | 6% | 37.8251 | 19.638 | 75.6503 | 49.095 | 226.9508 | 78.552 | 378.2513 | 98.19 | 567.3769 | 78.552 | 756.5026 | 39.276 | 1134.7539 | 17.6742 | 1513.0051 | 11.7828 | 742.8099 | 3714.0494 | 17827.437 | 37140.4938 | 44568.5925 | 29712.395 | 20055.8666 | 17827.437
2019 | 12546 | Mille Lacs Energy Cooperative | MN | Cooperative | 223.24 | 1.83 | 121.9891 | 120.63 | 1.34 | 90.0224 | 211.5 | 1.67 | 126.6467 | 15402 | 7.2 | Y | . | . | . | . | . | . | . |  |  | . |  | 102.61 | 0.49 | 90.0224 | 209.4082 | 209.4082 | 7546.98 | 7546.98 | 49% | 18.4636 | 377.349 | 36.9272 | 943.3725 | 110.7817 | 1509.396 | 184.6361 | 1886.745 | 276.9542 | 1509.396 | 369.2723 | 754.698 | 553.9084 | 339.6141 | 738.5446 | 226.4094 | 6967.2265 | 34836.1327 | 167213.4369 | 348361.327 | 418033.5924 | 278689.0616 | 188115.1166 | 167213.4369
2019 | 12642 | Maquoketa Valley Rrl Elec Coop | IA | Cooperative | 177.42 | 1.22 | 145.4262 | 58.38 | 0.74 | 78.8919 | 174.263 | 1.144 | 152.3278 | 16426 | 12.5 | Y | . | . | . | . | . | . | . |  |  | . |  | 119.04 | 0.48 | 78.8919 | 248 | 248 | 7884.48 | 7884.48 | 48% | 21.8663 | 394.224 | 43.7325 | 985.56 | 131.1976 | 1576.896 | 218.6627 | 1971.12 | 327.9941 | 1576.896 | 437.3255 | 788.448 | 655.9882 | 354.8016 | 874.651 | 236.5344 | 8620.2103 | 43101.0516 | 206885.0476 | 431010.5158 | 517212.619 | 344808.4126 | 232745.6785 | 206885.0476
2019 | 12647 | ALLETE, Inc. | MN | Investor Owned | 164.54 | 1.53 | 107.5425 | 144.02 | 1.35 | 106.6815 | 164.35 | 1.52 | 108.125 | 143598 | 69 | N | . | . | . | . | . | . | . |  |  | . |  | 20.52 | 0.18 | 106.6815 | 114 | 114 | 25847.64 | 25847.64 | 18% | 10.0514 | 1292.382 | 20.1029 | 3230.955 | 60.3086 | 5169.528 | 100.5143 | 6461.91 | 150.7715 | 5169.528 | 201.0287 | 2584.764 | 301.543 | 1163.1438 | 402.0573 | 775.4292 | 12990.2908 | 64951.4539 | 311766.9789 | 649514.5393 | 779417.4472 | 519611.6314 | 350737.8512 | 311766.9789
2019 | 12651 | Minnesota Valley Electric Coop | MN | Cooperative | 91.8 | 1.241 | 73.9726 | 86.82 | 1.214 | 71.5157 | 69.54 | 0.8 | 86.925 | 43447 | 13.8 | N | . | . | . | . | . | . | . |  |  | . |  | 4.98 | 0.027 | 71.5157 | 184.4444 | 184.4444 | 1173.069 | 1173.069 | 2.7% | 16.2626 | 58.6535 | 32.5251 | 146.6336 | 97.5753 | 234.6138 | 162.6255 | 293.2673 | 243.9383 | 234.6138 | 325.251 | 117.3069 | 487.8766 | 52.7881 | 650.5021 | 35.1921 | 953.8548 | 4769.2739 | 22892.5148 | 47692.7392 | 57231.287 | 38154.1913 | 25754.0791 | 22892.5148
2019 | 12660 | Village of Minster - (OH) | OH | Municipal | . | . | . | . | . | . | . | . | . | . | . |  | 735.929 | 2.209 | 333.1503 | 15.929 | 0.209 | 76.2153 | 1497 | N | L | 12.4 | N | 720 | 2 | 76.2153 | 360 | 720 | 2994 | 1497 | 100% | 63.4827 | 74.85 | 126.9655 | 187.125 | 380.8964 | 299.4 | 634.8273 | 374.25 | 952.241 | 299.4 | 1269.6547 | 149.7 | 1904.482 | 67.365 | 2539.3093 | 44.91 | 4751.6826 | 23758.4129 | 114040.3821 | 237584.1293 | 285100.9552 | 190067.3035 | 128295.4298 | 114040.3821
2019 | 12685 | Entergy Mississippi LLC | MS | Investor Owned | 523.8 | 2.002 | 261.6384 | 269.6 | 1.6 | 168.5 | 509.2 | 1.958 | 260.0613 | 456486 | 34.5 | Y | . | . | . | . | . | . | . |  |  | . |  | 254.2 | 0.402 | 168.5 | 632.3383 | 632.3383 | 183507.372 | 183507.372 | 40.2% | 55.7536 | 9175.3686 | 111.5071 | 22938.4215 | 334.5214 | 36701.4744 | 557.5356 | 45876.843 | 836.3034 | 36701.4744 | 1115.0712 | 18350.7372 | 1672.6068 | 8257.8317 | 2230.1425 | 5505.2212 | 511559.4763 | 2557797.3813 | 12277427.4304 | 25577973.8134 | 30693568.576 | 20462379.0507 | 13812105.8592 | 12277427.4304
2019 | 12686 | Mississippi Power Co | MS | Investor Owned | 163.42 | 1.2 | 136.1833 | 76.42 | 0.95 | 80.4421 | . | . | . | 187958 | 22.8 | Y | . | . | . | . | . | . | . |  |  | . |  | 87 | 0.25 | 80.4421 | 348 | 348 | 46989.5 | 46989.5 | 25% | 30.6833 | 2349.475 | 61.3666 | 5873.6875 | 184.0999 | 9397.9 | 306.8332 | 11747.375 | 460.2498 | 9397.9 | 613.6664 | 4698.95 | 920.4996 | 2114.5275 | 1227.3328 | 1409.685 | 72089.6958 | 360448.4791 | 1730152.6995 | 3604484.7906 | 4325381.7487 | 2883587.8325 | 1946421.7869 | 1730152.6995
2019 | 12692 | Missoula Electric Coop, Inc | MT | Cooperative | 209.8 | 1.825 | 114.9589 | 209.8 | 1.825 | 114.9589 | 129.6 | 0.805 | 160.9938 | 15485 | 25 | Y | . | . | . | . | . | . | . |  |  | . |  | 0 | 0 | 114.9589 |  |  | 0 | 0 | 0% |  | 0 |  | 0 |  | 1: 0; 3: 0; 5: 0; 7: 0 | 0 |  | 0
2019 | 12698 | Evergy Missouri West | MO | Investor Owned | 333.4 | 1.641 | 203.1688 | 125.16 | 1.189 | 105.2649 | 333.4 | 1.641 | 203.1688 | 325493 | 34 | Y | . | . | . | . | . | . | . |  |  | . |  | 208.24 | 0.452 | 105.2649 | 460.708 | 460.708 | 147122.836 | 147122.836 | 45.2% | 40.6208 | 7356.1418 | 81.2417 | 18390.3545 | 243.725 | 29424.5672 | 406.2083 | 36780.709 | 609.3125 | 29424.5672 | 812.4167 | 14712.2836 | 1218.625 | 6620.5276 | 1624.8334 | 4413.6851 | 298812.6186 | 1494063.093 | 7171502.8465 | 14940630.9302 | 17928757.1162 | 11952504.7442 | 8067940.7023 | 7171502.8465
2019 | 12706 | Mitchell Electric Member Corp | GA | Cooperative | . | . | . | . | . | . | . | . | . | . | . |  | 428.3 | 3.4 | 125.9706 | 428.3 | 3.4 | 125.9706 | 24693 | N | L | 24.9 | N | 0 | 0 | 125.9706 |  |  | 0 | 0 | 0% |  | 0 |  | 0 |  | 1: 0; 3: 0; 5: 0; 7: 0 | 0 |  | 0
2019 | 12745 | Modesto Irrigation District | CA | Political Subdivision | 32.87 | 0.454 | 72.4009 | 32.75 | 0.452 | 72.4558 | 30.89 | 0.441 | 70.0454 | 115853 | 21 | N | . | . | . | . | . | . | . |  |  | . |  | 0.12 | 0.002 | 72.4558 | 60 | 60 | 231.706 | 231.706 | 0.2% | 5.2902 | 11.5853 | 10.5805 | 28.9632 | 31.7414 | 46.3412 | 52.9023 | 57.9265 | 79.3534 | 46.3412 | 105.8046 | 23.1706 | 158.7068 | 10.4268 | 211.6091 | 6.9512 | 61.2889 | 306.4444 | 1470.933 | 3064.4438 | 3677.3325 | 2451.555 | 1654.7996 | 1470.933
2019 | 12782 | City of Monett - (MO) | MO | Municipal | 20.985 | 0.452 | 46.427 | 20.101 | 0.433 | 46.4226 | 20.036 | 0.432 | 46.3796 | 4793 | 12.5 |  | . | . | . | . | . | . | . |  |  | . |  | 0.884 | 0.019 | 46.4226 | 46.5263 | 46.5263 | 91.067 | 91.067 | 1.9% | 4.1022 | 4.5534 | 8.2045 | 11.3834 | 24.6135 | 18.2134 | 41.0225 | 22.7667 | 61.5337 | 18.2134 | 82.0449 | 9.1067 | 123.0674 | 4.098 | 164.0899 | 2.732 | 18.679 | 93.3948 | 448.2952 | 933.9483 | 1120.7379 | 747.1586 | 504.3321 | 448.2952
2019 | 12796 | Monongahela Power Co | WV | Investor Owned | 655.441 | 2.62 | 250.1683 | 373.276 | 2.17 | 172.0166 | 574.26 | 2.191 | 262.0995 | 388589 | 34.5 | Y | . | . | . | . | . | . | . |  |  | . |  | 282.165 | 0.45 | 172.0166 | 627.0333 | 627.0333 | 174865.05 | 174865.05 | 45% | 55.2858 | 8743.2525 | 110.5716 | 21858.1312 | 331.7149 | 34973.01 | 552.8582 | 43716.2625 | 829.2873 | 34973.01 | 1105.7164 | 17486.505 | 1658.5746 | 7868.9272 | 2211.4328 | 5245.9515 | 483377.8774 | 2416889.3869 | 11601069.057 | 24168893.8688 | 29002672.6426 | 19335115.0951 | 13051202.6892 | 11601069.057
2019 | 12801 | City of Monroe - (NC) | NC | Municipal | 111.7 | 1.105 | 101.086 | 29.87 | 0.477 | 62.6205 | 111.7 | 1.105 | 101.086 | 11078 | 34.5 | N | . | . | . | . | . | . | . |  |  | . |  | 81.83 | 0.628 | 62.6205 | 130.3025 | 130.3025 | 6956.984 | 6956.984 | 62.8% | 11.4888 | 347.8492 | 22.9777 | 869.623 | 68.933 | 1391.3968 | 114.8884 | 1739.246 | 172.3325 | 1391.3968 | 229.7767 | 695.6984 | 344.6651 | 313.0643 | 459.5534 | 208.7095 | 3996.3824 | 19981.912 | 95913.1775 | 199819.1198 | 239782.9437 | 159855.2958 | 107902.3247 | 95913.1775
2019 | 12803 | Monroe County Elec Coop, Inc | IL | Cooperative | 208.7 | 1.439 | 145.0313 | 208.7 | 1.439 | 145.0313 | 204.5 | 1.309 | 156.2261 | 7421 | 12 | N | . | . | . | . | . | . | . |  |  | . |  | 0 | 0 | 145.0313 |  |  | 0 | 0 | 0% |  | 0 |  | 0 |  | 1: 0; 3: 0; 5: 0; 7: 0 | 0 |  | 0
2019 | 12825 | NorthWestern Energy LLC - (MT) | MT | Investor Owned | 114 | 1.16 | 98.2759 | 114 | 1.16 | 98.2759 | 88 | 0.84 | 104.7619 | 365915 | 34.5 | N | . | . | . | . | . | . | . |  |  | . |  | 0 | 0 | 98.2759 |  |  | 0 | 0 | 0% |  | 0 |  | 0 |  | 1: 0; 3: 0; 5: 0; 7: 0 | 0 |  | 0
2019 | 12860 | Morgan County Rural Elec Assn | CO | Cooperative | . | . | . | . | . | . | . | . | . | . | . |  | 532 | . | . | 184 | . | . | 8599 | N | O | 12.5 | N | 348 |  |  |  | 348 |  | 8599 | 100% | 30.6833 | 429.95 | 61.3666 | 1074.875 | 184.0999 | 1719.8 | 306.8332 | 2149.75 | 460.2498 | 1719.8 | 613.6664 | 859.9 | 920.4996 | 386.955 | 1227.3328 | 257.97 | 13192.2939 | 65961.4695 | 316615.0536 | 659614.6951 | 791537.6341 | 527691.7561 | 356191.9353 | 316615.0536
2019 | 12866 | Moon Lake Electric Assn Inc | CO | Cooperative | . | . | . | . | . | . | . | . | . | . | . |  | 378.11 | 1.14 | 331.6754 | 378.11 | 1.14 | 331.6754 | 2653 | N | L | 34.5 | Y | 0 | 0 | 331.6754 |  |  | 0 | 0 | 0% |  | 0 |  | 0 |  | 1: 0; 3: 0; 5: 0; 7: 0 | 0 |  | 0
2019 | 12866 | Moon Lake Electric Assn Inc | UT | Cooperative | . | . | . | . | . | . | . | . | . | . | . |  | 452.34 | 1.62 | 279.2222 | 452.34 | 1.62 | 279.2222 | 16836 | N | L | 34.5 | Y | 0 | 0 | 279.2222 |  |  | 0 | 0 | 0% |  | 0 |  | 0 |  | 1: 0; 3: 0; 5: 0; 7: 0 | 0 |  | 0
2019 | 12894 | City of Moorhead - (MN) | MN | Municipal | 38 | 0.98 | 38.7755 | . | . | . | . | . | . | 20148 | 12.5 | N | . | . | . | . | . | . | . |  |  | . | [7 empty] | 20148 | 100% |  | 1007.4 |  | 2518.5 |  | 1: 4029.6; 3: 5037; 5: 4029.6; 7: 2014.8 | 906.66 |  | 604.44
2019 | 12901 | Mora-San Miguel Elec Coop | NM | Cooperative | 322.9 | . | . | 265 | . | . | . | . | . | 11095 | 14.4 | N | . | . | . | . | . | . | . |  |  | . |  | 57.9 |  |  |  | 57.9 |  | 11095 | 100% | 5.1051 | 554.75 | 10.2101 | 1386.875 | 30.6304 | 2219 | 51.0507 | 2773.75 | 76.576 | 2219 | 102.1014 | 1109.5 | 153.1521 | 499.275 | 204.2028 | 332.85 | 2832.0375 | 14160.1874 | 67968.8993 | 141601.8736 | 169922.2483 | 113281.4989 | 76465.0118 | 67968.8993
2019 | 12929 | South Central Indiana REMC | IN | Cooperative | 762.94 | 5.47 | 139.4771 | 363.77 | 4.24 | 85.7948 | 605.48 | 3.7 | 163.6432 | 33905 | 12.5 | N | . | . | . | . | . | . | . |  |  | . |  | 399.17 | 1.23 | 85.7948 | 324.5285 | 399.17 | 41703.15 | 33905 | 100% | 35.195 | 1695.25 | 70.39 | 4238.125 | 211.17 | 6781 | 351.95 | 8476.25 | 527.9251 | 6781 | 703.9001 | 3390.5 | 1055.8501 | 1525.725 | 1407.8001 | 1017.15 | 59664.33 | 298321.6499 | 1431943.9195 | 2983216.4989 | 3579859.7987 | 2386573.1991 | 1610936.9094 | 1431943.9195
2019 | 12944 | City of Morganton - (NC) | NC | Municipal | . | . | . | . | . | . | . | . | . | . | . |  | 65.71 | 0.77 | 85.3377 | 18.176 | 0.402 | 45.2139 | 8410 | N | F | 12.4 | N | 47.534 | 0.368 | 45.2139 | 129.1685 | 129.1685 | 3094.88 | 3094.88 | 36.8% | 11.3888 | 154.744 | 22.7777 | 386.86 | 68.3331 | 618.976 | 113.8884 | 773.72 | 170.8327 | 618.976 | 227.7769 | 309.488 | 341.6653 | 139.2696 | 455.5538 | 92.8464 | 1762.3554 | 8811.7768 | 42296.5286 | 88117.7678 | 105741.3214 | 70494.2143 | 47583.5946 | 42296.5286
2019 | 12988 | City of Morristown - (TN) | TN | Municipal | . | . | . | . | . | . | . | . | . | . | . |  | 25.811 | 0.325 | 79.4185 | 17.47 | 0.25 | 69.88 | 15230 | Y | F | 13.8 | Y | 8.341 | 0.075 | 69.88 | 111.2133 | 111.2133 | 1142.25 | 1142.25 | 7.5% | 9.8057 | 57.1125 | 19.6115 | 142.7812 | 58.8344 | 228.45 | 98.0573 | 285.5625 | 147.086 | 228.45 | 196.1146 | 114.225 | 294.1719 | 51.4012 | 392.2292 | 34.2675 | 560.0298 | 2800.1491 | 13440.7156 | 28001.4908 | 33601.789 | 22401.1927 | 15120.805 | 13440.7156
2019 | 12989 | Village of Morrisville - (VT) | VT | Municipal | . | . | . | . | . | . | . | . | . | . | . |  | 279.16 | 2.71 | 103.0111 | . | . | . | 4179 | N | F | 12.4 | N | [6 empty] | 4179 | 100% |  | 208.95 |  | 522.375 |  | 1: 835.8; 3: 1044.75; 5: 835.8; 7: 417.9 | 188.055 |  | 125.37
2019 | 12990 | Consolidated Electric Coop Inc | OH | Cooperative | 158 | 1.79 | 88.2682 | 104 | 1.37 | 75.9124 | 141 | 0.9 | 156.6667 | 17688 | 12.5 | Y | . | . | . | . | . | . | . |  |  | . |  | 54 | 0.42 | 75.9124 | 128.5714 | 128.5714 | 7428.96 | 7428.96 | 42% | 11.3362 | 371.448 | 22.6724 | 928.62 | 68.0172 | 1485.792 | 113.362 | 1857.24 | 170.043 | 1485.792 | 226.724 | 742.896 | 340.0861 | 334.3032 | 453.4481 | 222.8688 | 4210.8097 | 21054.0485 | 101059.4328 | 210540.4849 | 252648.5819 | 168432.388 | 113691.8619 | 101059.4328
2019 | 13025 | City of Moulton - (TX) | TX | Municipal | . | . | . | . | . | . | . | . | . | . | . |  | . | . | . | . | . | . | . |  |  | . | N
2019 | 13027 | Mountain Electric Coop, Inc | NC | Cooperative | . | . | . | . | . | . | . | . | . | . | . |  | 686.62 | 1.48 | 463.9324 | 686.62 | 1.48 | 463.9324 | 18965 | N | L | 12.5 | N | 0 | 0 | 463.9324 |  |  | 0 | 0 | 0% |  | 0 |  | 0 |  | 1: 0; 3: 0; 5: 0; 7: 0 | 0 |  | 0
2019 | 13027 | Mountain Electric Coop, Inc | TN | Cooperative | . | . | . | . | . | . | . | . | . | . | . |  | 347.3 | 2.62 | 132.5573 | 347.3 | 2.62 | 132.5573 | 15322 | N | L | 12.5 | N | 0 | 0 | 132.5573 |  |  | 0 | 0 | 0% |  | 0 |  | 0 |  | 1: 0; 3: 0; 5: 0; 7: 0 | 0 |  | 0
2019 | 13029 | City of Moundridge - (KS) | KS | Municipal | 50.081 | 0.265 | 188.9849 | 50.081 | 0.265 | 188.9849 | . | . | . | 1040 | 12.4 | N | . | . | . | . | . | . | . |  |  | . |  | 0 | 0 | 188.9849 |  |  | 0 | 0 | 0% |  | 0 |  | 0 |  | 1: 0; 3: 0; 5: 0; 7: 0 | 0 |  | 0
2019 | 13032 | Mt Carmel Public Utility Co | IL | Investor Owned | . | . | . | . | . | . | . | . | . | . | . |  | 144.59 | 1.88 | 76.9096 | 99.29 | 1.49 | 66.6376 | 5323 | N | L | 7.2 | Y | 45.3 | 0.39 | 66.6376 | 116.1538 | 116.1538 | 2075.97 | 2075.97 | 39% | 10.2413 | 103.7985 | 20.4827 | 259.4962 | 61.448 | 415.194 | 102.4134 | 518.9925 | 153.6201 | 415.194 | 204.8268 | 207.597 | 307.2402 | 93.4186 | 409.6535 | 62.2791 | 1063.0356 | 5315.1778 | 25512.8535 | 53151.7781 | 63782.1337 | 42521.4225 | 28701.9602 | 25512.8535
2019 | 13033 | City of Mount Dora - (FL) | FL | Municipal | . | . | . | 50.041 | 0.69 | 72.5232 | . | . | . | 5853 | 12 | N | . | . | . | . | . | . | . |  |  | . |  |  |  | 72.5232 |  |  |  | 5853 | 100% |  | 292.65 |  | 731.625 |  | 1: 1170.6; 3: 1463.25; 5: 1170.6; 7: 585.3 | 263.385 |  | 175.59
2019 | 13058 | Mountain View Elec Assn, Inc | CO | Cooperative | 465.2 | 1.381 | 336.8573 | 66.6 | 0.646 | 103.096 | 384.577 | 0.826 | 465.5896 | 54628 | 25 | Y | . | . | . | . | . | . | . |  |  | . |  | 398.6 | 0.735 | 103.096 | 542.3129 | 542.3129 | 40151.58 | 40151.58 | 73.5% | 47.816 | 2007.579 | 95.632 | 5018.9475 | 286.8959 | 8030.316 | 478.1598 | 10037.895 | 717.2397 | 8030.316 | 956.3196 | 4015.158 | 1434.4794 | 1806.8211 | 1912.6393 | 1204.5474 | 95994.3606 | 479971.8031 | 2303864.6548 | 4799718.0309 | 5759661.637 | 3839774.4247 | 2591847.7367 | 2303864.6548
2019 | 13119 | City of Murfreesboro | TN | Municipal | 36.8 | 0.683 | 53.8799 | . | . | . | . | . | . | 65965 | 13 | N | . | . | . | . | . | . | . |  |  | . | [7 empty] | 65965 | 100% |  | 3298.25 |  | 8245.625 |  | 1: 13193; 3: 16491.25; 5: 13193; 7: 6596.5 | 2968.425 |  | 1978.95
2019 | 13137 | City of Murray - (UT) | UT | Municipal | . | . | . | . | . | . | . | . | . | . | . |  | 17 | 0.3 | 56.6667 | . | . | . | 18457 | Y | O | 12.5 | N | [6 empty] | 18457 | 100% |  | 922.85 |  | 2307.125 |  | 1: 3691.4; 3: 4614.25; 5: 3691.4; 7: 1845.7 | 830.565 |  | 553.71
2019 | 13143 | Board of Water Electric & Communications | IA | Municipal | 32.38 | 0.74 | 43.7568 | 18.712 | 0.382 | 48.9843 | 32.38 | 0.74 | 43.7568 | 11502 | 13.8 | N | . | . | . | . | . | . | . |  |  | . |  | 13.668 | 0.358 | 48.9843 | 38.1788 | 38.1788 | 4117.716 | 4117.716 | 35.8% | 3.3662 | 205.8858 | 6.7325 | 514.7145 | 20.1974 | 823.5432 | 33.6624 | 1029.429 | 50.4936 | 823.5432 | 67.3248 | 411.7716 | 100.9872 | 185.2972 | 134.6496 | 123.5315 | 693.061 | 3465.305 | 16633.4639 | 34653.0498 | 41583.6598 | 27722.4399 | 18712.6469 | 16633.4639
2019 | 13145 | Village of Muscoda - (WI) | WI | Municipal | . | . | . | . | . | . | . | . | . | . | . |  | 1.636 | 0.086 | 19.0233 | 1.636 | 0.086 | 19.0233 | 1100 | N | L | 12.5 | N | 0 | 0 | 19.0233 |  |  | 0 | 0 | 0% |  | 0 |  | 0 |  | 1: 0; 3: 0; 5: 0; 7: 0 | 0 |  | 0
2019 | 13196 | Northern Plains Electric Coop | ND | Cooperative | 184.1 | 1.388 | 132.6369 | 173.4 | 1.359 | 127.5938 | 97.4 | 0.653 | 149.1577 | 11889 | 12.5 | Y | . | . | . | . | . | . | . |  |  | . |  | 10.7 | 0.029 | 127.5938 | 368.9655 | 368.9655 | 344.781 | 344.781 | 2.9% | 32.5319 | 17.239 | 65.0637 | 43.0976 | 195.1912 | 68.9562 | 325.3186 | 86.1952 | 487.9779 | 68.9562 | 650.6372 | 34.4781 | 975.9558 | 15.5151 | 1301.2744 | 10.3434 | 560.8184 | 2804.0918 | 13459.6409 | 28040.9184 | 33649.1021 | 22432.7348 | 15142.096 | 13459.6409
2019 | 13206 | Nantucket Electric Co | MA | Investor Owned | . | . | . | . | . | . | . | . | . | . | . |  | 28.27 | 0.268 | 105.4851 | 26.27 | 0.243 | 108.107 | 13352 | N | L | 69 | Y | 2 | 0.025 | 108.107 | 80 | 80 | 333.8 | 333.8 | 2.5% | 7.0536 | 16.69 | 14.1073 | 41.725 | 42.3218 | 66.76 | 70.5364 | 83.45 | 105.8046 | 66.76 | 141.0727 | 33.38 | 211.6091 | 15.021 | 282.1455 | 10.014 | 117.7252 | 588.626 | 2825.4048 | 5886.2601 | 7063.5121 | 4709.0081 | 3178.5805 | 2825.4048
2019 | 13208 | City of Naperville - (IL) | IL | Municipal | 16.35 | 0.4 | 40.875 | . | . | . | . | . | . | 59717 | 12.4 | Y | . | . | . | . | . | . | . |  |  | . | [7 empty] | 59717 | 100% |  | 2985.85 |  | 7464.625 |  | 1: 11943.4; 3: 14929.25; 5: 11943.4; 7: 5971.7 | 2687.265 |  | 1791.51
2019 | 13209 | City of Napoleon - (OH) | OH | Municipal | 20.065 | 0.19 | 105.6053 | 7.778 | 0.115 | 67.6348 | 5.199 | 0.068 | 76.4559 | 5922 | 69 | N | . | . | . | . | . | . | . |  |  | . |  | 12.287 | 0.075 | 67.6348 | 163.8267 | 163.8267 | 444.15 | 444.15 | 7.5% | 14.4447 | 22.2075 | 28.8893 | 55.5187 | 86.668 | 88.83 | 144.4467 | 111.0375 | 216.6701 | 88.83 | 288.8935 | 44.415 | 433.3402 | 19.9868 | 577.7869 | 13.3245 | 320.7801 | 1603.9004 | 7698.7218 | 16039.0038 | 19246.8046 | 12831.2031 | 8661.0621 | 7698.7218
2019 | 13214 | The Narragansett Electric Co | RI | Investor Owned | 236.49 | 1.397 | 169.2842 | 68.2 | 1.024 | 66.6016 | 223.83 | 1.247 | 179.4948 | 496959 | 69 | Y | . | . | . | . | . | . | . |  |  | . |  | 168.29 | 0.373 | 66.6016 | 451.1796 | 451.1796 | 185365.707 | 185365.707 | 37.3% | 39.7807 | 9268.2854 | 79.5614 | 23170.7134 | 238.6843 | 37073.1414 | 397.8072 | 46341.4267 | 596.7107 | 37073.1414 | 795.6143 | 18536.5707 | 1193.4215 | 8341.4568 | 1591.2287 | 5560.9712 | 368699.0306 | 1843495.153 | 8848776.7346 | 18434951.5305 | 22121941.8366 | 14747961.2244 | 9954873.8265 | 8848776.7346
2019 | 13216 | Nashville Electric Service | TN | Municipal | 299.07 | 2.017 | 148.2747 | 125.59 | 1.628 | 77.1437 | 299.07 | 2.017 | 148.2747 | 396307 | 23.9 | Y | . | . | . | . | . | . | . |  |  | . |  | 173.48 | 0.389 | 77.1437 | 445.964 | 445.964 | 154163.423 | 154163.423 | 38.9% | 39.3209 | 7708.1712 | 78.6417 | 19270.4279 | 235.9251 | 30832.6846 | 393.2085 | 38540.8558 | 589.8128 | 30832.6846 | 786.4171 | 15416.3423 | 1179.6256 | 6937.354 | 1572.8341 | 4624.9027 | 303091.8664 | 1515459.332 | 7274204.7934 | 15154593.3196 | 18185511.9835 | 12123674.6557 | 8183480.3926 | 7274204.7934
2019 | 13314 | Navajo Tribal Utility Authority | AZ | State | . | . | . | . | . | . | . | . | . | . | . |  | 358.48 | 3.16 | 113.443 | 358.48 | 3.16 | 113.443 | 28662 | Y | F | 24.9 | N | 0 | 0 | 113.443 |  |  | 0 | 0 | 0% |  | 0 |  | 0 |  | 1: 0; 3: 0; 5: 0; 7: 0 | 0 |  | 0
2019 | 13314 | Navajo Tribal Utility Authority | NM | State | . | . | . | . | . | . | . | . | . | . | . |  | 380.8 | 2.47 | 154.17 | 274.33 | 2.11 | 130.0142 | 10788 | Y | F | 24.9 | N | 106.47 | 0.36 | 130.0142 | 295.75 | 295.75 | 3883.68 | 3883.68 | 36% | 26.0764 | 194.184 | 52.1528 | 485.46 | 156.4585 | 776.736 | 260.7641 | 970.92 | 391.1462 | 776.736 | 521.5283 | 388.368 | 782.2924 | 174.7656 | 1043.0566 | 116.5104 | 5063.6225 | 25318.1123 | 121526.9389 | 253181.1227 | 303817.3472 | 202544.8982 | 136717.8063 | 121526.9389
2019 | 13314 | Navajo Tribal Utility Authority | UT | State | . | . | . | . | . | . | . | . | . | . | . |  | 158.96 | 0.54 | 294.3704 | 86.34 | 0.43 | 200.7907 | 1994 | Y | F | 24.9 | N | 72.62 | 0.11 | 200.7907 | 660.1818 | 660.1818 | 219.34 | 219.34 | 11% | 58.2085 | 10.967 | 116.4171 | 27.4175 | 349.2512 | 43.868 | 582.0854 | 54.835 | 873.128 | 43.868 | 1164.1707 | 21.934 | 1746.2561 | 9.8703 | 2328.3415 | 6.5802 | 638.373 | 3191.8651 | 15320.9525 | 31918.651 | 38302.3812 | 25534.9208 | 17236.0715 | 15320.9525
2019 | 13337 | Nebraska Public Power District | NE | Political Subdivision | 52.4 | 0.56 | 93.5714 | 46.5 | 0.49 | 94.898 | 49.15 | 0.53 | 92.7358 | 91658 | 69 | Y | . | . | . | . | . | . | . |  |  | . |  | 5.9 | 0.07 | 94.898 | 84.2857 | 84.2857 | 6416.06 | 6416.06 | 7% | 7.4315 | 320.803 | 14.863 | 802.0075 | 44.5891 | 1283.212 | 74.3151 | 1604.015 | 111.4727 | 1283.212 | 148.6302 | 641.606 | 222.9453 | 288.7227 | 297.2604 | 192.4818 | 2384.0508 | 11920.2542 | 57217.2203 | 119202.5422 | 143043.0507 | 95362.0338 | 64369.3728 | 57217.2203
2019 | 13386 | Nemaha-Marshall E C A, Inc | KS | Cooperative | 180.961 | 1.29 | 140.2798 | 180.961 | 1.29 | 140.2798 | 97.356 | 0.708 | 137.5085 | 3495 | 34.5 | N | . | . | . | . | . | . | . |  |  | . |  | 0 | 0 | 140.2798 |  |  | 0 | 0 | 0% |  | 0 |  | 0 |  | 1: 0; 3: 0; 5: 0; 7: 0 | 0 |  | 0
2019 | 13387 | Nespelem Valley Elec Coop, Inc | WA | Cooperative | . | . | . | . | . | . | . | . | . | . | . |  | 191.86 | 0.8 | 239.825 | . | . | . | 1536 | N | F | 13.2 | N | [6 empty] | 1536 | 100% |  | 76.8 |  | 192 |  | 1: 307.2; 3: 384; 5: 307.2; 7: 153.6 | 69.12 |  | 46.08
2019 | 13407 | Nevada Power Co | NV | Investor Owned | 40.34 | 0.46 | 87.6957 | 37.68 | 0.43 | 87.6279 | . | . | . | 1003589 | 60 | Y | . | . | . | . | . | . | . |  |  | . |  | 2.66 | 0.03 | 87.6279 | 88.6667 | 88.6667 | 30107.67 | 30107.67 | 3% | 7.8178 | 1505.3835 | 15.6356 | 3763.4587 | 46.9067 | 6021.534 | 78.1778 | 7526.9175 | 117.2667 | 6021.534 | 156.3556 | 3010.767 | 234.5334 | 1354.8452 | 312.7112 | 903.2301 | 11768.7586 | 58843.7929 | 282450.2061 | 588437.9295 | 706125.5154 | 470750.3436 | 317756.4819 | 282450.2061
2019 | 13416 | City of New Bern - (NC) | NC | Municipal | 399.349 | 2.252 | 177.3308 | 17.427 | 0.207 | 84.1884 | 287.178 | 1.354 | 212.096 | 22450 | 23 | Y | . | . | . | . | . | . | . |  |  | . |  | 381.922 | 2.045 | 84.1884 | 186.7589 | 381.922 | 45910.25 | 22450 | 100% | 33.6742 | 1122.5 | 67.3485 | 2806.25 | 202.0454 | 4490 | 336.7424 | 5612.5 | 505.1136 | 4490 | 673.4848 | 2245 | 1010.2272 | 1010.25 | 1346.9696 | 673.5 | 37799.3339 | 188996.6694 | 907184.0129 | 1889966.6936 | 2267960.0323 | 1511973.3549 | 1020582.0145 | 907184.0129
2019 | 13418 | City of New Braunfels - (TX) | TX | Municipal | 53.748 | 0.994 | 54.0724 | 38.546 | 0.903 | 42.6866 | 38.546 | 0.903 | 42.6866 | 44906 | 12.5 | Y | . | . | . | . | . | . | . |  |  | . |  | 15.202 | 0.091 | 42.6866 | 167.0549 | 167.0549 | 4086.446 | 4086.446 | 9.1% | 14.7293 | 204.3223 | 29.4586 | 510.8057 | 88.3759 | 817.2892 | 147.2931 | 1021.6115 | 220.9397 | 817.2892 | 294.5862 | 408.6446 | 441.8794 | 183.8901 | 589.1725 | 122.5934 | 3009.5269 | 15047.6344 | 72228.6449 | 150476.3436 | 180571.6123 | 120381.0749 | 81257.2255 | 72228.6449
2019 | 13424 | New Castle Municipal Serv Comm | DE | Municipal | 17.32 | 0.163 | 106.2577 | 17.32 | 0.163 | 106.2577 | 17.32 | 0.163 | 106.2577 | 2841 | 12 | N | . | . | . | . | . | . | . |  |  | . |  | 0 | 0 | 106.2577 |  |  | 0 | 0 | 0% |  | 0 |  | 0 |  | 1: 0; 3: 0; 5: 0; 7: 0 | 0 |  | 0
2019 | 13441 | New Hampshire Elec Coop Inc | NH | Cooperative | . | . | . | . | . | . | . | . | . | . | . |  | 870.38 | 3.52 | 247.2671 | 319.942 | 2.15 | 148.8102 | 81880 | N | F | 13 | Y | 550.438 | 1.37 | 148.8102 | 401.7796 | 550.438 | 112175.6 | 81880 | 100% | 48.5324 | 4094 | 97.0647 | 10235 | 291.1942 | 16376 | 485.3237 | 20470 | 727.9856 | 16376 | 970.6475 | 8188 | 1455.9712 | 3684.6 | 1941.2949 | 2456.4 | 198691.5361 | 993457.6805 | 4768596.8665 | 9934576.8053 | 11921492.1663 | 7947661.4442 | 5364671.4749 | 4768596.8665
2019 | 13448 | City of New Holstein - (WI) | WI | Municipal | . | . | . | . | . | . | . | . | . | . | . |  | 120.82 | 1.16 | 104.1552 | . | . | . | 2687 | N | L | 12.5 | N | [6 empty] | 2687 | 100% |  | 134.35 |  | 335.875 |  | 1: 537.4; 3: 671.75; 5: 537.4; 7: 268.7 | 120.915 |  | 80.61
2019 | 13471 | City of New Martinsville - (WV) | WV | Municipal | . | . | . | 99.9 | 1.446 | 69.0871 | . | . | . | 1783 | . | N | . | . | . | . | . | . | . |  |  | . |  |  |  | 69.0871 |  |  |  | 1783 | 100% |  | 89.15 |  | 222.875 |  | 1: 356.6; 3: 445.75; 5: 356.6; 7: 178.3 | 80.235 |  | 53.49
2019 | 13478 | Entergy New Orleans, LLC | LA | Investor Owned | 224.7 | 1.57 | 143.121 | 158.4 | 1.345 | 117.7695 | 224.7 | 1.56 | 144.0385 | 208035 | 34.5 | Y | . | . | . | . | . | . | . |  |  | . |  | 66.3 | 0.225 | 117.7695 | 294.6667 | 294.6667 | 46807.875 | 46807.875 | 22.5% | 25.9809 | 2340.3938 | 51.9618 | 5850.9844 | 155.8854 | 9361.575 | 259.809 | 11701.9688 | 389.7134 | 9361.575 | 519.6179 | 4680.7875 | 779.4269 | 2106.3544 | 1039.2359 | 1404.2362 | 60805.5276 | 304027.6378 | 1459332.6613 | 3040276.3777 | 3648331.6532 | 2432221.1021 | 1641749.2439 | 1459332.6613
2019 | 13480 | New Prague Utilities Comm | MN | Municipal | . | . | . | . | . | . | . | . | . | . | . |  | 1.95 | 0.011 | 177.2727 | 1.95 | 0.011 | 177.2727 | 3049 | N | F | 12.5 | N | 0 | 0 | 177.2727 |  |  | 0 | 0 | 0% |  | 0 |  | 0 |  | 1: 0; 3: 0; 5: 0; 7: 0 | 0 |  | 0
2019 | 13481 | City of New Richmond | WI | Municipal | 24.49 | 0.35 | 69.9714 | 24.49 | 0.35 | 69.9714 | 24.49 | 0.35 | 69.9714 | 4850 | 12.4 | N | . | . | . | . | . | . | . |  |  | . |  | 0 | 0 | 69.9714 |  |  | 0 | 0 | 0% |  | 0 |  | 0 |  | 1: 0; 3: 0; 5: 0; 7: 0 | 0 |  | 0
2019 | 13482 | New River Light & Power Co | NC | State | 8.355 | 0.095 | 87.9474 | 8.355 | 0.095 | 87.9474 | . | . | . | 8356 | 12.5 | Y | . | . | . | . | . | . | . |  |  | . |  | 0 | 0 | 87.9474 |  |  | 0 | 0 | 0% |  | 0 |  | 0 |  | 1: 0; 3: 0; 5: 0; 7: 0 | 0 |  | 0
2019 | 13485 | New Smyrna Beach City of | FL | Municipal | . | . | . | . | . | . | . | . | . | . | . |  | . | . | . | 82.54 | 1.39 | 59.3813 | 28941 | Y | L | 23 | N |  |  | 59.3813 |  |  |  | 28941 | 100% |  | 1447.05 |  | 3617.625 |  | 1: 5788.2; 3: 7235.25; 5: 5788.2; 7: 2894.1 | 1302.345 |  | 868.23
2019 | 13488 | New Ulm Public Utilities Comm | MN | Municipal | . | . | . | . | . | . | . | . | . | . | . |  | 68.37 | 0.7 | 97.6714 | 10.49 | 0.504 | 20.8135 | 7414 | N | O | 13.2 | N | 57.88 | 0.196 | 20.8135 | 295.3061 | 295.3061 | 1453.144 | 1453.144 | 19.6% | 26.0373 | 72.6572 | 52.0746 | 181.643 | 156.2237 | 290.6288 | 260.3728 | 363.286 | 390.5592 | 290.6288 | 520.7456 | 145.3144 | 781.1183 | 65.3915 | 1041.4911 | 43.5943 | 1891.7957 | 9458.9784 | 45403.0963 | 94589.784 | 113507.7408 | 75671.8272 | 51078.4834 | 45403.0963
2019 | 13511 | New York State Elec & Gas Corp | NY | Investor Owned | . | . | . | . | . | . | . | . | . | . | . |  | 356.9 | 1.9 | 187.8421 | 156.2 | 1.35 | 115.7037 | 895050 | N | F | 34.5 | N | 200.7 | 0.55 | 115.7037 | 364.9091 | 364.9091 | 492277.5 | 492277.5 | 55% | 32.1742 | 24613.875 | 64.3484 | 61534.6875 | 193.0452 | 98455.5 | 321.742 | 123069.375 | 482.6131 | 98455.5 | 643.4841 | 49227.75 | 965.2261 | 22152.4875 | 1286.9681 | 14768.325 | 791931.8222 | 3959659.1109 | 19006363.7325 | 39596591.1095 | 47515909.3314 | 31677272.8876 | 21382159.1991 | 19006363.7325
2019 | 13521 | City of Newberry - (FL) | FL | Municipal | . | . | . | . | . | . | . | . | . | . | . |  | . | . | . | 63.6 | 1.5 | 42.4 | 1980 | N | L | 12.4 | N |  |  | 42.4 |  |  |  | 1980 | 100% |  | 99 |  | 247.5 |  | 1: 396; 3: 495; 5: 396; 7: 198 | 89.1 |  | 59.4
2019 | 13524 | Newberry Electric Coop, Inc | SC | Cooperative | . | . | . | . | . | . | . | . | . | . | . |  | 268.93 | . | . | 95.92 | . | . | 13028 | N | L | 12.5 | N | 173.01 |  |  |  | 173.01 |  | 13028 | 100% | 15.2544 | 651.4 | 30.5087 | 1628.5 | 91.5262 | 2605.6 | 152.5437 | 3257 | 228.8156 | 2605.6 | 305.0874 | 1302.8 | 457.6312 | 586.26 | 610.1749 | 390.84 | 9936.6978 | 49683.4889 | 238480.7467 | 496834.8891 | 596201.8669 | 397467.9112 | 268290.8401 | 238480.7467
2019 | 13547 | Newnan Wtr, Sewer & Light Comm | GA | Municipal | 27.722 | 0.225 | 123.2089 | 27.722 | 0.225 | 123.2089 | . | . | . | 10244 | 25 | N | . | . | . | . | . | . | . |  |  | . |  | 0 | 0 | 123.2089 |  |  | 0 | 0 | 0% |  | 0 |  | 0 |  | 1: 0; 3: 0; 5: 0; 7: 0 | 0 |  | 0
2019 | 13561 | City of Newton - (NC) | NC | Municipal | 353.647 | 1.699 | 208.1501 | 48.34 | . | . | . | . | . | 4740 | 25 | Y | . | . | . | . | . | . | . |  |  | . |  | 305.307 |  |  |  | 305.307 |  | 4740 | 100% | 26.9191 | 237 | 53.8381 | 592.5 | 161.5144 | 948 | 269.1906 | 1185 | 403.7859 | 948 | 538.3812 | 474 | 807.5718 | 213.3 | 1076.7624 | 142.2 | 6379.8171 | 31899.0855 | 153115.6105 | 318990.8553 | 382789.0263 | 255192.6842 | 172255.0618 | 153115.6105
2019 | 13563 | City of Newton Falls - (OH) | OH | Municipal | . | . | . | . | . | . | . | . | . | . | . |  | 145.59 | 2.825 | 51.5363 | . | . | . | 2571 | N | L | 12.4 | N | [6 empty] | 2571 | 100% |  | 128.55 |  | 321.375 |  | 1: 514.2; 3: 642.75; 5: 514.2; 7: 257.1 | 115.695 |  | 77.13
2019 | 13573 | Niagara Mohawk Power Corp. | NY | Investor Owned | 324.99 | 1.49 | 218.1141 | 135.57 | 1.053 | 128.7464 | 324.59 | 1.487 | 218.2851 | 1653855 | 69 | Y | . | . | . | . | . | . | . |  |  | . |  | 189.42 | 0.437 | 128.7464 | 433.4554 | 433.4554 | 722734.635 | 722734.635 | 43.7% | 38.218 | 36136.7317 | 76.4359 | 90341.8294 | 229.3078 | 144546.927 | 382.1796 | 180683.6588 | 573.2694 | 144546.927 | 764.3592 | 72273.4635 | 1146.5388 | 32523.0586 | 1528.7185 | 21682.039 | 1381072.215 | 6905361.0749 | 33145733.1597 | 69053610.7494 | 82864332.8993 | 55242888.5996 | 37288949.8047 | 33145733.1597
2019 | 13604 | City of Niles - (MI) | MI | Municipal | 90.03 | 0.84 | 107.1786 | 90.03 | 0.84 | 107.1786 | . | . | . | 6654 | 34.5 | N | . | . | . | . | . | . | . |  |  | . |  | 0 | 0 | 107.1786 |  |  | 0 | 0 | 0% |  | 0 |  | 0 |  | 1: 0; 3: 0; 5: 0; 7: 0 | 0 |  | 0
2019 | 13640 | Northern Virginia Elec Coop | VA | Cooperative | . | . | . | . | . | . | . | . | . | . | . |  | 91.96 | 1 | 91.96 | 67.25 | 0.8 | 84.0625 | 168778 | N | F | 34.5 | Y | 24.71 | 0.2 | 84.0625 | 123.55 | 123.55 | 33755.6 | 33755.6 | 20% | 10.8935 | 1687.78 | 21.7869 | 4219.45 | 65.3608 | 6751.12 | 108.9346 | 8438.9 | 163.4019 | 6751.12 | 217.8692 | 3375.56 | 326.8038 | 1519.002 | 435.7384 | 1012.668 | 18385.7651 | 91928.8254 | 441258.362 | 919288.2542 | 1103145.9051 | 735430.6034 | 496415.6573 | 441258.362
2019 | 13647 | Noble County R E M C | IN | Cooperative | 307.5 | 2.021 | 152.1524 | 101.9 | 1.008 | 101.0913 | 307.5 | 2.021 | 152.1524 | 11460 | 12 | Y | . | . | . | . | . | . | . |  |  | . |  | 205.6 | 1.013 | 101.0913 | 202.9615 | 205.6 | 11608.98 | 11460 | 100% | 18.1278 | 573 | 36.2557 | 1432.5 | 108.7671 | 2292 | 181.2785 | 2865 | 271.9177 | 2292 | 362.5569 | 1146 | 543.8354 | 515.7 | 725.1139 | 343.8 | 10387.2564 | 51936.2821 | 249294.1543 | 519362.8215 | 623235.3857 | 415490.2572 | 280455.9236 | 249294.1543
2019 | 13651 | Nolin Rural Electric Coop Corp | KY | Cooperative | 63.803 | 0.996 | 64.0592 | 63.803 | 0.996 | 64.0592 | 56.341 | 0.848 | 66.4399 | 35685 | 12.5 | Y | . | . | . | . | . | . | . |  |  | . |  | 0 | 0 | 64.0592 |  |  | 0 | 0 | 0% |  | 0 |  | 0 |  | 1: 0; 3: 0; 5: 0; 7: 0 | 0 |  | 0
2019 | 13664 | Norris Public Power District | NE | Political Subdivision | 158.74 | 1.602 | 99.0886 | 158.7 | 1.602 | 99.0637 | 155.511 | 1.544 | 100.7196 | 24545 | 12.5 | Y | . | . | . | . | . | . | . |  |  | . |  | 0.04 | 0 | 99.0637 |  |  | 0 | 0 | 0% |  | 0 |  | 0 |  | 1: 0; 3: 0; 5: 0; 7: 0 | 0 |  | 0
2019 | 13675 | Nishnabotna Valley R E C | IA | Cooperative | . | . | . | . | . | . | . | . | . | . | . |  | 152.866 | 1.246 | 122.6854 | 152.866 | 1.246 | 122.6854 | 3690 | N | O | 12.5 | Y | 0 | 0 | 122.6854 |  |  | 0 | 0 | 0% |  | 0 |  | 0 |  | 1: 0; 3: 0; 5: 0; 7: 0 | 0 |  | 0
2019 | 13676 | North Arkansas Elec Coop, Inc | AR | Cooperative | 243.8 | 1.88 | 129.6808 | 210.85 | 1.72 | 122.5872 | 196.66 | . | . | 36780 | 25 | Y | . | . | . | . | . | . | . |  |  | . |  | 32.95 | 0.16 | 122.5872 | 205.9375 | 205.9375 | 5884.8 | 5884.8 | 16% | 18.1576 | 294.24 | 36.3152 | 735.6 | 108.9456 | 1176.96 | 181.576 | 1471.2 | 272.3641 | 1176.96 | 363.1521 | 588.48 | 544.7281 | 264.816 | 726.3042 | 176.544 | 5342.6936 | 26713.468 | 128224.6466 | 267134.6804 | 320561.6165 | 213707.7443 | 144252.7274 | 128224.6466
2019 | 13679 | Town of North Attleborough - (MA) | MA | Municipal | 45.808 | 0.409 | 112 | 14.239 | 0.121 | 117.6777 | 45.808 | 0.409 | 112 | 13376 | 13.8 | N | . | . | . | . | . | . | . |  |  | . |  | 31.569 | 0.288 | 117.6777 | 109.6146 | 109.6146 | 3852.288 | 3852.288 | 28.8% | 9.6648 | 192.6144 | 19.3295 | 481.536 | 57.9886 | 770.4576 | 96.6477 | 963.072 | 144.9715 | 770.4576 | 193.2954 | 385.2288 | 289.9431 | 173.353 | 386.5907 | 115.5686 | 1861.5736 | 9307.868 | 44677.7663 | 93078.6798 | 111694.4158 | 74462.9438 | 50262.4871 | 44677.7663
2019 | 13684 | Nobles Cooperative Electric | MN | Cooperative | 3714.263 | 2.573 | 1443.5534 | 222.477 | 1.326 | 167.7805 | 3491.826 | 2.484 | 1405.7271 | 6832 | 7.2 | Y | . | . | . | . | . | . | . |  |  | . |  | 3491.786 | 1.247 | 167.7805 | 2800.1492 | 3491.786 | 8519.504 | 6832 | 100% | 307.8724 | 341.6 | 615.7448 | 854 | 1847.2343 | 1366.4 | 3078.7239 | 1708 | 4618.0858 | 1366.4 | 6157.4478 | 683.2 | 9236.1716 | 307.44 | 12314.8955 | 204.96 | 105169.2077 | 525846.0386 | 2524060.9854 | 5258460.3862 | 6310152.4634 | 4206768.3089 | 2839568.6085 | 2524060.9854
2019 | 13685 | Niobrara Electric Assn, Inc | WY | Cooperative | 1017.9 | . | . | 602.6 | . | . | 1017.9 | . | . | 2260 | 25 | N | . | . | . | . | . | . | . |  |  | . |  | 415.3 |  |  |  | 415.3 |  | 2260 | 100% | 36.6172 | 113 | 73.2344 | 282.5 | 219.7032 | 452 | 366.1719 | 565 | 549.2579 | 452 | 732.3439 | 226 | 1098.5158 | 101.7 | 1464.6877 | 67.8 | 4137.7428 | 20688.7142 | 99305.8281 | 206887.1418 | 248264.5702 | 165509.7134 | 111719.0566 | 99305.8281
2019 | 13693 | North Central Elec Coop, Inc | OH | Cooperative | 91.99 | . | . | 79.12 | . | . | 52.62 | . | . | 9657 | 12.5 | Y | . | . | . | . | . | . | . |  |  | . |  | 12.87 |  |  |  | 12.87 |  | 9657 | 100% | 1.1348 | 482.85 | 2.2695 | 1207.125 | 6.8085 | 1931.4 | 11.3475 | 2414.25 | 17.0213 | 1931.4 | 22.6951 | 965.7 | 34.0426 | 434.565 | 45.3902 | 289.71 | 547.9159 | 2739.5795 | 13149.9816 | 27395.795 | 32874.954 | 21916.636 | 14793.7293 | 13149.9816
2019 | 13698 | North Central Public Pwr Dist | NE | Political Subdivision | . | . | . | . | . | . | . | . | . | . | . |  | 146.1 | 0.56 | 260.8929 | . | . | . | 6615 | N | F | 7.2 | N | [6 empty] | 6615 | 100% |  | 330.75 |  | 826.875 |  | 1: 1323; 3: 1653.75; 5: 1323; 7: 661.5 | 297.675 |  | 198.45
2019 | 13700 | North Itasca Electric Coop Inc | MN | Cooperative | . | . | . | . | . | . | . | . | . | . | . |  | 788.742 | 2.036 | 387.3978 | 325.361 | 1.377 | 236.2825 | 5584 | N | L | 7.2 | Y | 463.381 | 0.659 | 236.2825 | 703.1578 | 703.1578 | 3679.856 | 3679.856 | 65.9% | 61.9978 | 183.9928 | 123.9955 | 459.982 | 371.9865 | 735.9712 | 619.9775 | 919.964 | 929.9663 | 735.9712 | 1239.955 | 367.9856 | 1859.9325 | 165.5935 | 2479.91 | 110.3957 | 11407.1396 | 57035.6981 | 273771.3509 | 570356.981 | 684428.3773 | 456285.5848 | 307992.7698 | 273771.3509
2019 | 13704 | North Western Elec Coop, Inc | OH | Cooperative | 202.2 | 2.493 | 81.1071 | . | . | . | . | . | . | 5948 | 12.5 | Y | . | . | . | . | . | . | . |  |  | . | [7 empty] | 5948 | 100% |  | 297.4 |  | 743.5 |  | 1: 1189.6; 3: 1487; 5: 1189.6; 7: 594.8 | 267.66 |  | 178.44
2019 | 13716 | North Georgia Elec Member Corp | GA | Cooperative | 181.23 | 1.776 | 102.0439 | 143.19 | 1.618 | 88.4981 | 181.23 | 1.776 | 102.0439 | 101227 | 25 | Y | . | . | . | . | . | . | . |  |  | . |  | 38.04 | 0.158 | 88.4981 | 240.7595 | 240.7595 | 15993.866 | 15993.866 | 15.8% | 21.2279 | 799.6933 | 42.4558 | 1999.2332 | 127.3673 | 3198.7732 | 212.2788 | 3998.4665 | 318.4181 | 3198.7732 | 424.5575 | 1599.3866 | 636.8363 | 719.724 | 849.115 | 479.816 | 16975.7902 | 84878.9511 | 407418.9651 | 848789.5107 | 1018547.4128 | 679031.6085 | 458346.3358 | 407418.9651
2019 | 13718 | City of North Little Rock - (AR) | AR | Municipal | . | . | . | . | . | . | . | . | . | . | . |  | 148.4 | . | . | . | . | . | 38500 | N | L | 13.8 | N | [6 empty] | 38500 | 100% |  | 1925 |  | 4812.5 |  | 1: 7700; 3: 9625; 5: 7700; 7: 3850 | 1732.5 |  | 1155
2019 | 13730 | City of North St Paul - (MN) | MN | Municipal | . | . | . | . | . | . | . | . | . | . | . |  | 0.5 | 0.022 | 22.7273 | 0.49 | 0.022 | 22.2727 | 6290 | Y | L | 13.8 | N | 0.01 | 0 | 22.2727 |  |  | 0 | 0 | 0% |  | 0 |  | 0 |  | 1: 0; 3: 0; 5: 0; 7: 0 | 0 |  | 0
2019 | 13731 | North Star Electric Coop, Inc | MN | Cooperative | 110.687 | 1.233 | 89.7705 | 92.363 | 1.162 | 79.4862 | 98.963 | 0.73 | 135.5658 | 6624 | 14.4 | N | . | . | . | . | . | . | . |  |  | . |  | 18.324 | 0.071 | 79.4862 | 258.0845 | 258.0845 | 470.304 | 470.304 | 7.1% | 22.7554 | 23.5152 | 45.5109 | 58.788 | 136.5326 | 94.0608 | 227.5543 | 117.576 | 341.3315 | 94.0608 | 455.1086 | 47.0304 | 682.6629 | 21.1637 | 910.2172 | 14.1091 | 535.0985 | 2675.4925 | 12842.364 | 26754.9249 | 32105.9099 | 21403.9399 | 14447.6595 | 12842.364
2019 | 13735 | Northcentral Mississippi E P A | MS | Cooperative | 230.27 | 2.56 | 89.9492 | 230.27 | 2.56 | 89.9492 | . | . | . | 32413 | 25 | Y | . | . | . | . | . | . | . |  |  | . |  | 0 | 0 | 89.9492 |  |  | 0 | 0 | 0% |  | 0 |  | 0 |  | 1: 0; 3: 0; 5: 0; 7: 0 | 0 |  | 0
2019 | 13750 | Northern Electric Coop, Inc | SD | Cooperative | 187.35 | 1.08 | 173.4722 | 86.79 | 0.99 | 87.6667 | 169.56 | 0.55 | 308.2909 | 6417 | 7.2 | N | . | . | . | . | . | . | . |  |  | . |  | 100.56 | 0.09 | 87.6667 | 1117.3333 | 1117.3333 | 577.53 | 577.53 | 9% | 98.5158 | 28.8765 | 197.0316 | 72.1913 | 591.0948 | 115.506 | 985.158 | 144.3825 | 1477.737 | 115.506 | 1970.3159 | 57.753 | 2955.4739 | 25.9888 | 3940.6319 | 17.3259 | 2844.7914 | 14223.9571 | 68274.994 | 142239.5709 | 170687.4851 | 113791.6567 | 76809.3683 | 68274.994
2019 | 13756 | Northern Indiana Pub Serv Co | IN | Investor Owned | 359 | 1.581 | 227.0715 | 155 | 1.068 | 145.1311 | . | . | . | 502079 | 12.5 | Y | . | . | . | . | . | . | . |  |  | . |  | 204 | 0.513 | 145.1311 | 397.6608 | 397.6608 | 257566.527 | 257566.527 | 51.3% | 35.0619 | 12878.3263 | 70.1239 | 32195.8159 | 210.3716 | 51513.3054 | 350.6194 | 64391.6318 | 525.9291 | 51513.3054 | 701.2388 | 25756.6527 | 1051.8582 | 11590.4937 | 1402.4775 | 7726.9958 | 451539.086 | 2257695.4298 | 10836938.0632 | 22576954.2983 | 27092345.158 | 18061563.4386 | 12191555.3211 | 10836938.0632
2019 | 13757 | North Plains Electric Coop Inc | TX | Cooperative | . | . | . | . | . | . | . | . | . | . | . |  | 352.431 | . | . | 352.431 | . | . | 7138 | N | F | . | Y | 0 |  |  |  | 0 |  | 7138 | 100% | 0 | 356.9 | 0 | 892.25 | 0 | 1427.6 | 0 | 1784.5 | 0 | 1427.6 | 0 | 713.8 | 0 | 321.21 | 0 | 214.14 | 0 | 0 | 0 | 0 | 0 | 0 | 0 | 0
2019 | 13758 | Northern Lights, Inc | ID | Cooperative | . | . | . | . | . | . | . | . | . | . | . |  | 731.4 | . | . | 725.68 | . | . | 16851 | N | F | 25 | Y | 5.72 |  |  |  | 5.72 |  | 16851 | 100% | 0.50434 | 842.55 | 1.0087 | 2106.375 | 3.026 | 3370.2 | 5.0434 | 4212.75 | 7.565 | 3370.2 | 10.0867 | 1685.1 | 15.1301 | 758.295 | 20.1734 | 505.53 | 424.9275 | 2124.6375 | 10198.2599 | 21246.3747 | 25495.6497 | 16997.0998 | 11473.0424 | 10198.2599
2019 | 13758 | Northern Lights, Inc | MT | Cooperative | . | . | . | . | . | . | . | . | . | . | . |  | 196.92 | . | . | 195.38 | . | . | 4288 | N | F | 25 | Y | 1.54 |  |  |  | 1.54 |  | 4288 | 100% | 0.13578 | 214.4 | 0.27157 | 536 | 0.8147 | 857.6 | 1.3578 | 1072 | 2.0367 | 857.6 | 2.7157 | 428.8 | 4.0735 | 192.96 | 5.4313 | 128.64 | 29.1118 | 145.5589 | 698.6825 | 1455.5885 | 1746.7062 | 1164.4708 | 786.0178 | 698.6825
2019 | 13758 | Northern Lights, Inc | WA | Cooperative | . | . | . | . | . | . | . | . | . | . | . |  | 9.38 | . | . | 9.31 | . | . | 14 | N | F | 25 | Y | 0.07 |  |  |  | 0.07 |  | 14 | 100% | 0.0061719 | 0.7 | 0.012344 | 1.75 | 0.037032 | 2.8 | 0.061719 | 3.5 | 0.092579 | 2.8 | 0.12344 | 1.4 | 0.18516 | 0.63 | 0.24688 | 0.42 | 0.0043204 | 0.021602 | 0.10369 | 0.21602 | 0.25922 | 0.17281 | 0.11665 | 0.10369
2019 | 13777 | Northern Rio Arriba E Coop Inc | NM | Cooperative | . | . | . | . | . | . | . | . | . | . | . |  | 43.08 | . | . | . | . | . | 3046 | N | O | 1 | N | [6 empty] | 3046 | 100% |  | 152.3 |  | 380.75 |  | 1: 609.2; 3: 761.5; 5: 609.2; 7: 304.6 | 137.07 |  | 91.38
2019 | 13780 | Northern States Power Co | MI | Investor Owned | 105.63 | 0.68 | 155.3382 | 99.85 | 0.66 | 151.2879 | 50.77 | 0.5 | 101.54 | 8819 | 34.5 | Y | . | . | . | . | . | . | . |  |  | . |  | 5.78 | 0.02 | 151.2879 | 289 | 289 | 176.38 | 176.38 | 2% | 25.4813 | 8.819 | 50.9625 | 22.0475 | 152.8876 | 35.276 | 254.8126 | 44.095 | 382.219 | 35.276 | 509.6253 | 17.638 | 764.4379 | 7.9371 | 1019.2506 | 5.2914 | 224.7193 | 1123.5963 | 5393.2624 | 11235.9633 | 13483.1559 | 8988.7706 | 6067.4202 | 5393.2624
2019 | 13780 | Northern States Power Co | WI | Investor Owned | 218.35 | 1.04 | 209.9519 | 112.88 | 0.87 | 129.7471 | 204.41 | 0.91 | 224.6264 | 247931 | 34.5 | Y | . | . | . | . | . | . | . |  |  | . |  | 105.47 | 0.17 | 129.7471 | 620.4118 | 620.4118 | 42148.27 | 42148.27 | 17% | 54.702 | 2107.4135 | 109.404 | 5268.5337 | 328.212 | 8429.654 | 547.0199 | 10537.0675 | 820.5299 | 8429.654 | 1094.0398 | 4214.827 | 1641.0598 | 1896.6722 | 2188.0797 | 1264.4481 | 115279.7174 | 576398.5871 | 2766713.2183 | 5763985.8714 | 6916783.0457 | 4611188.6971 | 3112552.3706 | 2766713.2183
2019 | 13781 | Northern States Power Co - Minnesota | MN | Investor Owned | 124.498 | 0.857 | 145.2719 | 80.66 | 0.742 | 108.7062 | 118.416 | 0.794 | 149.1385 | 1277090 | 34.5 | Y | . | . | . | . | . | . | . |  |  | . |  | 43.838 | 0.115 | 108.7062 | 381.2 | 381.2 | 146865.35 | 146865.35 | 11.5% | 33.6106 | 7343.2675 | 67.2212 | 18358.1688 | 201.6635 | 29373.07 | 336.1058 | 36716.3375 | 504.1587 | 29373.07 | 672.2116 | 14686.535 | 1008.3174 | 6608.9407 | 1344.4232 | 4405.9605 | 246811.4831 | 1234057.4156 | 5923475.5948 | 12340574.1558 | 14808688.9869 | 9872459.3246 | 6663910.0441 | 5923475.5948
2019 | 13781 | Northern States Power Co - Minnesota | ND | Investor Owned | 150.191 | 0.722 | 208.0208 | 42.227 | 0.385 | 109.6805 | 149.955 | 0.706 | 212.4008 | 92705 | 34.5 | Y | . | . | . | . | . | . | . |  |  | . |  | 107.964 | 0.337 | 109.6805 | 320.368 | 320.368 | 31241.585 | 31241.585 | 33.7% | 28.247 | 1562.0793 | 56.494 | 3905.1981 | 169.4819 | 6248.317 | 282.4699 | 7810.3962 | 423.7049 | 6248.317 | 564.9398 | 3124.1585 | 847.4097 | 1405.8713 | 1129.8796 | 937.2476 | 44124.038 | 220620.19 | 1058976.912 | 2206201.9001 | 2647442.2801 | 1764961.5201 | 1191349.026 | 1058976.912
2019 | 13781 | Northern States Power Co - Minnesota | SD | Investor Owned | 297.762 | 1.248 | 238.5914 | 62.571 | 0.577 | 108.4419 | 288.195 | 1.122 | 256.8583 | 94348 | 34.5 | Y | . | . | . | . | . | . | . |  |  | . |  | 235.191 | 0.671 | 108.4419 | 350.5082 | 350.5082 | 63307.508 | 63307.508 | 67.1% | 30.9045 | 3165.3754 | 61.8089 | 7913.4385 | 185.4268 | 12661.5016 | 309.0447 | 15826.877 | 463.567 | 12661.5016 | 618.0894 | 6330.7508 | 927.1341 | 2848.8379 | 1236.1788 | 1899.2252 | 97824.2489 | 489121.2447 | 2347781.9746 | 4891212.447 | 5869454.9364 | 3912969.9576 | 2641254.7214 | 2347781.9746
2019 | 13783 | Northeast Louisiana Power Coop Inc. | LA | Cooperative | . | . | . | . | . | . | . | . | . | . | . |  | 248.9 | 1.81 | 137.5138 | 248.9 | 1.81 | 137.5138 | 17190 | N | O | 19.9 | Y | 0 | 0 | 137.5138 |  |  | 0 | 0 | 0% |  | 0 |  | 0 |  | 1: 0; 3: 0; 5: 0; 7: 0 | 0 |  | 0
2019 | 13788 | Northern Wasco County PUD | OR | Political Subdivision | 17.158 | 0.089 | 192.7865 | 17.158 | 0.089 | 192.7865 | 17.158 | 0.089 | 192.7865 | 10163 | 12.5 | N | . | . | . | . | . | . | . |  |  | . |  | 0 | 0 | 192.7865 |  |  | 0 | 0 | 0% |  | 0 |  | 0 |  | 1: 0; 3: 0; 5: 0; 7: 0 | 0 |  | 0
2019 | 13789 | Village of Northfield - (VT) | VT | Municipal | . | . | . | . | . | . | . | . | . | . | . |  | . | 0.47 | . | . | . | . | 1831 | N | O | 34 | N | [6 empty] | 1831 | 100% |  | 91.55 |  | 228.875 |  | 1: 366.2; 3: 457.75; 5: 366.2; 7: 183.1 | 82.395 |  | 54.93
2019 | 13799 | Prairie Land Electric Coop Inc | KS | Cooperative | . | . | . | . | . | . | . | . | . | . | . |  | 197.3 | . | . | 122.1 | . | . | 24671 | N | F | 13.8 | Y | 75.2 |  |  |  | 75.2 |  | 24671 | 100% | 6.6304 | 1233.55 | 13.2608 | 3083.875 | 39.7825 | 4934.2 | 66.3042 | 6167.75 | 99.4563 | 4934.2 | 132.6084 | 2467.1 | 198.9126 | 1110.195 | 265.2168 | 740.13 | 8178.9531 | 40894.7656 | 196294.8749 | 408947.6561 | 490737.1874 | 327158.1249 | 220831.7343 | 196294.8749
2019 | 13805 | Northwest Rural Pub Pwr Dist | NE | Political Subdivision | 419 | 2.417 | 173.3554 | 280 | 2.112 | 132.5758 | 419 | 2.417 | 173.3554 | 3379 | 14.4 | Y | . | . | . | . | . | . | . |  |  | . |  | 139 | 0.305 | 132.5758 | 455.7377 | 455.7377 | 1030.595 | 1030.595 | 30.5% | 40.1826 | 51.5297 | 80.3652 | 128.8244 | 241.0956 | 206.119 | 401.826 | 257.6488 | 602.7391 | 206.119 | 803.6521 | 103.0595 | 1205.4781 | 46.3768 | 1607.3042 | 30.9179 | 2070.5996 | 10352.9978 | 49694.3894 | 103529.978 | 124235.9735 | 82823.9824 | 55906.1881 | 49694.3894
2019 | 13809 | NorthWestern Energy - (SD) | SD | Investor Owned | 173 | 1.74 | 99.4253 | 112 | 1.39 | 80.5755 | 101 | 0.87 | 116.0919 | 55207 | 34.5 | N | . | . | . | . | . | . | . |  |  | . |  | 61 | 0.35 | 80.5755 | 174.2857 | 174.2857 | 19322.45 | 19322.45 | 35% | 15.3669 | 966.1225 | 30.7337 | 2415.3063 | 92.2011 | 3864.49 | 153.6685 | 4830.6125 | 230.5028 | 3864.49 | 307.337 | 1932.245 | 461.0056 | 869.5103 | 614.6741 | 579.6735 | 14846.2616 | 74231.3079 | 356310.2777 | 742313.0786 | 890775.6943 | 593850.4629 | 400849.0625 | 356310.2777
2019 | 13830 | Nueces Electric Cooperative | TX | Cooperative | 360.348 | 2.349 | 153.4049 | 176.513 | 1.435 | 123.0056 | 355.281 | 2.276 | 156.0989 | 19302 | 25 | Y | . | . | . | . | . | . | . |  |  | . |  | 183.835 | 0.914 | 123.0056 | 201.1324 | 201.1324 | 17642.028 | 17642.028 | 91.4% | 17.7339 | 882.1014 | 35.4679 | 2205.2535 | 106.4036 | 3528.4056 | 177.3394 | 4410.507 | 266.009 | 3528.4056 | 354.6787 | 1764.2028 | 532.0181 | 793.8913 | 709.3574 | 529.2608 | 15643.1293 | 78215.6467 | 375435.104 | 782156.4666 | 938587.7599 | 625725.1733 | 422364.4919 | 375435.104
2019 | 13831 | City of Norwich - (CT) | CT | Municipal | 94.71 | 1.04 | 91.0673 | 94.71 | 1.04 | 91.0673 | 94.71 | 1.04 | 91.0673 | 20456 | 35 | N | . | . | . | . | . | . | . |  |  | . |  | 0 | 0 | 91.0673 |  |  | 0 | 0 | 0% |  | 0 |  | 0 |  | 1: 0; 3: 0; 5: 0; 7: 0 | 0 |  | 0
2019 | 13838 | Northfork Electric Coop, Inc | OK | Cooperative | 131.2 | . | . | 131.2 | . | . | 131.2 | . | . | 6554 | 14.4 | Y | . | . | . | . | . | . | . |  |  | . |  | 0 |  |  |  | 0 |  | 6554 | 100% | 0 | 327.7 | 0 | 819.25 | 0 | 1310.8 | 0 | 1638.5 | 0 | 1310.8 | 0 | 655.4 | 0 | 294.93 | 0 | 196.62 | 0 | 0 | 0 | 0 | 0 | 0 | 0 | 0
2019 | 13932 | Village of Oak Harbor - (OH) | OH | Municipal | . | . | . | . | . | . | . | . | . | . | . |  | 10.881 | 0.087 | 125.069 | . | . | . | 1542 | N | L | 12.7 | Y | [6 empty] | 1542 | 100% |  | 77.1 |  | 192.75 |  | 1: 308.4; 3: 385.5; 5: 308.4; 7: 154.2 | 69.39 |  | 46.26
2019 | 13936 | Oakdale Electric Coop | WI | Cooperative | 190.8 | 1.348 | 141.543 | 107.22 | 0.987 | 108.6322 | 166.02 | 1.133 | 146.5313 | 16954 | 12.5 | Y | . | . | . | . | . | . | . |  |  | . |  | 83.58 | 0.361 | 108.6322 | 231.5235 | 231.5235 | 6120.394 | 6120.394 | 36.1% | 20.4135 | 306.0197 | 40.8271 | 765.0493 | 122.4812 | 1224.0788 | 204.1354 | 1530.0985 | 306.2031 | 1224.0788 | 408.2708 | 612.0394 | 612.4061 | 275.4177 | 816.5415 | 183.6118 | 6246.9448 | 31234.7242 | 149926.676 | 312347.2417 | 374816.6901 | 249877.7934 | 168667.5105 | 149926.676
2019 | 13955 | City of Ocala | FL | Municipal | . | . | . | . | . | . | . | . | . | . | . |  | 92.84 | 1.39 | 66.7914 | . | . | . | 52766 | N | L | 12.5 | Y | [6 empty] | 52766 | 100% |  | 2638.3 |  | 6595.75 |  | 1: 10553.2; 3: 13191.5; 5: 10553.2; 7: 5276.6 | 2374.47 |  | 1582.98
2019 | 13963 | Oconomowoc Utilities | WI | Municipal | . | . | . | . | . | . | . | . | . | . | . |  | 8.887 | 0.114 | 77.9561 | . | . | . | 10136 | Y | L | 24.9 | N | [6 empty] | 10136 | 100% |  | 506.8 |  | 1267 |  | 1: 2027.2; 3: 2534; 5: 2027.2; 7: 1013.6 | 456.12 |  | 304.08
2019 | 13964 | Oconto Electric Cooperative | WI | Cooperative | . | . | . | . | . | . | . | . | . | . | . |  | 1885.4 | 3.132 | 601.9796 | . | . | . | 10003 | N | L | 12.5 | N | [6 empty] | 10003 | 100% |  | 500.15 |  | 1250.375 |  | 1: 2000.6; 3: 2500.75; 5: 2000.6; 7: 1000.3 | 450.135 |  | 300.09
2019 | 13966 | City of Olustee | OK | Municipal | . | . | . | 11.985 | 0.507 | 23.6391 | . | . | . | 342 | 4 | N | . | . | . | . | . | . | . |  |  | . |  |  |  | 23.6391 |  |  |  | 342 | 100% |  | 17.1 |  | 42.75 |  | 1: 68.4; 3: 85.5; 5: 68.4; 7: 34.2 | 15.39 |  | 10.26
2019 | 13998 | Ohio Edison Co | OH | Investor Owned | 264.637 | 1.501 | 176.3071 | 108.819 | 1.036 | 105.0376 | 242.574 | 1.189 | 204.0151 | 1042023 | 36 | Y | . | . | . | . | . | . | . |  |  | . |  | 155.818 | 0.465 | 105.0376 | 335.0925 | 335.0925 | 484540.695 | 484540.695 | 46.5% | 29.5453 | 24227.0347 | 59.0905 | 60567.5869 | 177.2716 | 96908.139 | 295.4526 | 121135.1738 | 443.1789 | 96908.139 | 590.9052 | 48454.0695 | 886.3578 | 21804.3313 | 1181.8103 | 14536.2208 | 715794.0036 | 3578970.0179 | 17179056.0861 | 35789700.1794 | 42947640.2153 | 28631760.1435 | 19326438.0969 | 17179056.0861
2019 | 14006 | Ohio Power Co | OH | Investor Owned | 307.2 | 1.627 | 188.8138 | 202.4 | 1.388 | 145.8213 | 274.8 | 1.445 | 190.173 | 1486637 | 35 | Y | . | . | . | . | . | . | . |  |  | . |  | 104.8 | 0.239 | 145.8213 | 438.4937 | 438.4937 | 355306.243 | 355306.243 | 23.9% | 38.6622 | 17765.3122 | 77.3244 | 44413.2804 | 231.9732 | 71061.2486 | 386.6219 | 88826.5608 | 579.9329 | 71061.2486 | 773.2439 | 35530.6243 | 1159.8658 | 15988.7809 | 1546.4878 | 10659.1873 | 686845.9556 | 3434229.7781 | 16484302.9349 | 34342297.781 | 41210757.3373 | 27473838.2248 | 18544840.8018 | 16484302.9349
2019 | 14055 | PUD No 1 of Okanogan County | WA | Political Subdivision | . | . | . | . | . | . | . | . | . | . | . |  | 125.84 | 0.798 | 157.6942 | 125.84 | 0.798 | 157.6942 | 21249 | N | F | 24.9 | N | 0 | 0 | 157.6942 |  |  | 0 | 0 | 0% |  | 0 |  | 0 |  | 1: 0; 3: 0; 5: 0; 7: 0 | 0 |  | 0
2019 | 14062 | Oklahoma Electric Coop Inc | OK | Cooperative | 90.3 | 1.36 | 66.3971 | 53.4 | 0.9 | 59.3333 | 79.2 | 1.19 | 66.5546 | 57781 | 24.9 | Y | . | . | . | . | . | . | . |  |  | . |  | 36.9 | 0.46 | 59.3333 | 80.2174 | 80.2174 | 26579.26 | 26579.26 | 46% | 7.0728 | 1328.963 | 14.1456 | 3322.4075 | 42.4368 | 5315.852 | 70.728 | 6644.815 | 106.0921 | 5315.852 | 141.4561 | 2657.926 | 212.1841 | 1196.0667 | 282.9122 | 797.3778 | 9399.4955 | 46997.4776 | 225587.8924 | 469974.7759 | 563969.7311 | 375979.8207 | 253786.379 | 225587.8924
2019 | 14063 | Oklahoma Gas & Electric Co | AR | Investor Owned | . | . | . | . | . | . | . | . | . | . | . |  | 483.21 | 1.64 | 294.6402 | 123.05 | 0.85 | 144.7647 | 69484 | N | L | 34.5 | Y | 360.16 | 0.79 | 144.7647 | 455.8987 | 455.8987 | 54892.36 | 54892.36 | 79% | 40.1968 | 2744.618 | 80.3936 | 6861.545 | 241.1808 | 10978.472 | 401.968 | 13723.09 | 602.952 | 10978.472 | 803.936 | 5489.236 | 1205.9041 | 2470.1562 | 1607.8721 | 1646.7708 | 110324.8675 | 551624.3374 | 2647796.8195 | 5516243.374 | 6619492.0488 | 4412994.6992 | 2978771.422 | 2647796.8195
2019 | 14063 | Oklahoma Gas & Electric Co | OK | Investor Owned | . | . | . | . | . | . | . | . | . | . | . |  | 515.58 | 1.25 | 412.464 | 135.39 | 0.78 | 173.5769 | 784389 | N | L | 34.5 | Y | 380.19 | 0.47 | 173.5769 | 808.9149 | 808.9149 | 368662.83 | 368662.83 | 47% | 71.3224 | 18433.1415 | 142.6448 | 46082.8538 | 427.9344 | 73732.566 | 713.224 | 92165.7075 | 1069.836 | 73732.566 | 1426.448 | 36866.283 | 2139.672 | 16589.8273 | 2852.896 | 11059.8849 | 1314695.9026 | 6573479.5131 | 31552701.6628 | 65734795.1308 | 78881754.1569 | 52587836.1046 | 35496789.3706 | 31552701.6628
2019 | 14074 | Okanogan County Elec Coop, Inc | WA | Cooperative | . | . | . | . | . | . | . | . | . | . | . |  | 10.916 | 2.69 | 4.058 | 2.69 | 1.365 | 1.9707 | 3740 | N | O | 34 | N | 8.226 | 1.325 | 1.9707 | 6.2083 | 8.226 | 4955.5 | 3740 | 100% | 0.72529 | 187 | 1.4506 | 467.5 | 4.3517 | 748 | 7.2529 | 935 | 10.8794 | 748 | 14.5058 | 374 | 21.7587 | 168.3 | 29.0116 | 112.2 | 135.6293 | 678.1464 | 3255.1025 | 6781.4636 | 8137.7564 | 5425.1709 | 3661.9904 | 3255.1025
2019 | 14107 | City of Olivia - (MN) | MN | Municipal | 0.655 | 0.01 | 65.5 | 0.655 | 0.01 | 65.5 | 0.655 | 0.01 | 65.5 | 1324 | 4.2 | N | . | . | . | . | . | . | . |  |  | . |  | 0 | 0 | 65.5 |  |  | 0 | 0 | 0% |  | 0 |  | 0 |  | 1: 0; 3: 0; 5: 0; 7: 0 | 0 |  | 0
2019 | 14109 | Oregon Trail El Cons Coop, Inc | OR | Cooperative | . | . | . | . | . | . | . | . | . | . | . |  | 171.9 | 1.53 | 112.3529 | 100.38 | 1.13 | 88.8319 | 31282 | N | F | 34.5 | Y | 71.52 | 0.4 | 88.8319 | 178.8 | 178.8 | 12512.8 | 12512.8 | 40% | 15.7649 | 625.64 | 31.5298 | 1564.1 | 94.5893 | 2502.56 | 157.6488 | 3128.2 | 236.4732 | 2502.56 | 315.2976 | 1251.28 | 472.9464 | 563.076 | 630.5952 | 375.384 | 9863.1388 | 49315.6938 | 236715.33 | 493156.9375 | 591788.3251 | 394525.55 | 266304.7463 | 236715.33
2019 | 14127 | Omaha Public Power District | NE | Political Subdivision | 94.3 | 0.64 | 147.3438 | 76.3 | 0.58 | 131.5517 | . | . | . | 379463 | 13.8 | Y | . | . | . | . | . | . | . |  |  | . |  | 18 | 0.06 | 131.5517 | 300 | 300 | 22767.78 | 22767.78 | 6% | 26.4511 | 1138.389 | 52.9023 | 2845.9725 | 158.7068 | 4553.556 | 264.5114 | 5691.945 | 396.7671 | 4553.556 | 529.0228 | 2276.778 | 793.5342 | 1024.5501 | 1058.0456 | 683.0334 | 30111.6855 | 150558.4276 | 722680.4526 | 1505584.2763 | 1806701.1315 | 1204467.421 | 813015.5092 | 722680.4526
2019 | 14146 | City of Opelika - (AL) | AL | Municipal | . | . | . | 254.2 | 0.565 | 449.9115 | . | . | . | 12929 | 12 | Y | . | . | . | . | . | . | . |  |  | . |  |  |  | 449.9115 |  |  |  | 12929 | 100% |  | 646.45 |  | 1616.125 |  | 1: 2585.8; 3: 3232.25; 5: 2585.8; 7: 1292.9 | 581.805 |  | 387.87
2019 | 14154 | Orange & Rockland Utils Inc | NY | Investor Owned | . | . | . | . | . | . | . | . | . | . | . |  | 205.2 | 1.37 | 149.781 | 113.98 | 1.094 | 104.1865 | 229181 | N | F | 34.5 | N | 91.22 | 0.276 | 104.1865 | 330.5072 | 330.5072 | 63253.956 | 63253.956 | 27.6% | 29.141 | 3162.6978 | 58.282 | 7906.7445 | 174.8459 | 12650.7912 | 291.4098 | 15813.489 | 437.1147 | 12650.7912 | 582.8195 | 6325.3956 | 874.2293 | 2846.428 | 1165.6391 | 1897.6187 | 92164.1035 | 460820.5177 | 2211938.485 | 4608205.1771 | 5529846.2125 | 3686564.1417 | 2488430.7956 | 2211938.485
2019 | 14156 | Ontonagon County R E A | MI | Cooperative | 1041.12 | 3.13 | 332.6262 | 442.2 | 2.19 | 201.9178 | 1040.77 | 1.89 | 550.672 | 4865 | 7 | N | . | . | . | . | . | . | . |  |  | . |  | 598.92 | 0.94 | 201.9178 | 637.1489 | 637.1489 | 4573.1 | 4573.1 | 94% | 56.1777 | 228.655 | 112.3554 | 571.6375 | 337.0663 | 914.62 | 561.7772 | 1143.275 | 842.6657 | 914.62 | 1123.5543 | 457.31 | 1685.3315 | 205.7895 | 2247.1087 | 137.193 | 12845.3158 | 64226.579 | 308287.5791 | 642265.7899 | 770718.9478 | 513812.6319 | 346823.5265 | 308287.5791
2019 | 14170 | Orcas Power & Light Coop | WA | Cooperative | 324.8 | 2.885 | 112.5823 | 217.8 | 1.778 | 122.4972 | 265.2 | 2.476 | 107.1082 | 14577 | 12.5 | N | . | . | . | . | . | . | . |  |  | . |  | 107 | 1.107 | 122.4972 | 96.6576 | 107 | 16136.739 | 14577 | 100% | 9.4342 | 728.85 | 18.8685 | 1822.125 | 56.6054 | 2915.4 | 94.3424 | 3644.25 | 141.5136 | 2915.4 | 188.6848 | 1457.7 | 283.0272 | 655.965 | 377.3696 | 437.31 | 6876.1455 | 34380.7274 | 165027.4916 | 343807.2741 | 412568.7289 | 275045.8193 | 185655.928 | 165027.4916
2019 | 14175 | Tri-County Electric Coop, Inc (SC) | SC | Cooperative | 430.28 | 3.28 | 131.1829 | 192.59 | 2.69 | 71.5948 | 157.69 | 1.82 | 86.6429 | 18085 | 14.4 | Y | . | . | . | . | . | . | . |  |  | . |  | 237.69 | 0.59 | 71.5948 | 402.8644 | 402.8644 | 10670.15 | 10670.15 | 59% | 35.5207 | 533.5075 | 71.0415 | 1333.7687 | 213.1244 | 2134.03 | 355.2074 | 2667.5375 | 532.8111 | 2134.03 | 710.4148 | 1067.015 | 1065.6222 | 480.1567 | 1420.8296 | 320.1045 | 18950.5819 | 94752.9093 | 454813.9644 | 947529.0926 | 1137034.9111 | 758023.2741 | 511665.71 | 454813.9644
2019 | 14178 | P K M Electric Coop, Inc | MN | Cooperative | 83.75 | 0.21 | 398.8095 | 83.75 | 0.21 | 398.8095 | 66.02 | 0.19 | 347.4737 | 3888 | 12.5 | N | . | . | . | . | . | . | . |  |  | . |  | 0 | 0 | 398.8095 |  |  | 0 | 0 | 0% |  | 0 |  | 0 |  | 1: 0; 3: 0; 5: 0; 7: 0 | 0 |  | 0
2019 | 14192 | Osage Valley Elec Coop Assn | MO | Cooperative | . | . | . | . | . | . | . | . | . | . | . |  | 456.2 | 1.933 | 236.0062 | 161.001 | 1.309 | 122.9954 | 16339 | N | F | 12.5 | Y | 295.199 | 0.624 | 122.9954 | 473.0753 | 473.0753 | 10195.536 | 10195.536 | 62.4% | 41.7113 | 509.7768 | 83.4225 | 1274.442 | 250.2676 | 2039.1072 | 417.1127 | 2548.884 | 625.669 | 2039.1072 | 834.2254 | 1019.5536 | 1251.3381 | 458.7991 | 1668.4508 | 305.8661 | 21263.4377 | 106317.1887 | 510322.5058 | 1063171.8871 | 1275806.2645 | 850537.5097 | 574112.819 | 510322.5058
2019 | 14194 | City of Orrville - (OH) | OH | Municipal | . | . | . | . | . | . | . | . | . | . | . |  | 96.12 | 0.56 | 171.6429 | 23.14 | . | . | 7468 | Y | L | 13.8 | N | 72.98 |  |  |  | 72.98 |  | 7468 | 100% | 6.4347 | 373.4 | 12.8694 | 933.5 | 38.6081 | 1493.6 | 64.3468 | 1867 | 96.5202 | 1493.6 | 128.6936 | 746.8 | 193.0404 | 336.06 | 257.3872 | 224.04 | 2402.7097 | 12013.5483 | 57665.0317 | 120135.4827 | 144162.5793 | 96108.3862 | 64873.1607 | 57665.0317
2019 | 14196 | City of Ortonville - (MN) | MN | Municipal | . | . | . | . | . | . | . | . | . | . | . |  | 15.29 | 0.175 | 87.3714 | 14.082 | 0.175 | 80.4686 | 1340 | N | F | 24.6 | N | 1.208 | 0 | 80.4686 |  |  | 0 | 0 | 0% |  | 0 |  | 0 |  | 1: 0; 3: 0; 5: 0; 7: 0 | 0 |  | 0
2019 | 14202 | Osceola Electric Coop, Inc | IA | Cooperative | 452.286 | 3.794 | 119.2109 | 102.774 | 3.337 | 30.7983 | 445.733 | 1.61 | 276.8528 | 1129 | 7.2 | N | . | . | . | . | . | . | . |  |  | . |  | 349.512 | 0.457 | 30.7983 | 764.7965 | 764.7965 | 515.953 | 515.953 | 45.7% | 67.4325 | 25.7977 | 134.8649 | 64.4941 | 404.5948 | 103.1906 | 674.3246 | 128.9882 | 1011.4869 | 103.1906 | 1348.6492 | 51.5953 | 2022.9738 | 23.2179 | 2697.2985 | 15.4786 | 1739.599 | 8697.9952 | 41750.3769 | 86979.9518 | 104375.9422 | 69583.9614 | 46969.174 | 41750.3769
2019 | 14229 | City of Ottawa - (KS) | KS | Municipal | 256.479 | 2.946 | 87.0601 | . | . | . | . | . | . | 6124 | 12.4 | N | . | . | . | . | . | . | . |  |  | . | [7 empty] | 6124 | 100% |  | 306.2 |  | 765.5 |  | 1: 1224.8; 3: 1531; 5: 1224.8; 7: 612.4 | 275.58 |  | 183.72
2019 | 14232 | Otter Tail Power Co | MN | Investor Owned | 101.73 | 1.13 | 90.0265 | 101.73 | 1.13 | 90.0265 | 101.73 | 1.13 | 90.0265 | 63290 | 41.6 | Y | . | . | . | . | . | . | . |  |  | . |  | 0 | 0 | 90.0265 |  |  | 0 | 0 | 0% |  | 0 |  | 0 |  | 1: 0; 3: 0; 5: 0; 7: 0 | 0 |  | 0
2019 | 14232 | Otter Tail Power Co | ND | Investor Owned | 108.91 | 1.47 | 74.0884 | 108.91 | 1.47 | 74.0884 | . | . | . | 59761 | 41.6 | Y | . | . | . | . | . | . | . |  |  | . |  | 0 | 0 | 74.0884 |  |  | 0 | 0 | 0% |  | 0 |  | 0 |  | 1: 0; 3: 0; 5: 0; 7: 0 | 0 |  | 0
2019 | 14232 | Otter Tail Power Co | SD | Investor Owned | 968.67 | 4.67 | 207.424 | 968.6 | 4.67 | 207.409 | . | . | . | 11930 | 41.6 | Y | . | . | . | . | . | . | . |  |  | . |  | 0.07 | 0 | 207.409 |  |  | 0 | 0 | 0% |  | 0 |  | 0 |  | 1: 0; 3: 0; 5: 0; 7: 0 | 0 |  | 0
2019 | 14245 | Overton Power District No 5 | NV | Political Subdivision | 625.645 | 1.681 | 372.1862 | 16.061 | 0.224 | 71.7009 | 130.417 | 0.691 | 188.7366 | 16145 | 69 | Y | . | . | . | . | . | . | . |  |  | . |  | 609.584 | 1.457 | 71.7009 | 418.383 | 609.584 | 23523.265 | 16145 | 100% | 53.7473 | 807.25 | 107.4946 | 2018.125 | 322.4838 | 3229 | 537.473 | 4036.25 | 806.2096 | 3229 | 1074.9461 | 1614.5 | 1612.4191 | 726.525 | 2149.8921 | 484.35 | 43387.5107 | 216937.5536 | 1041300.2571 | 2169375.5356 | 2603250.6428 | 1735500.4285 | 1171462.7892 | 1041300.2571
2019 | 14246 | City of Owatonna - (MN) | MN | Municipal | 133.385 | 1.615 | 82.5913 | 18.771 | 0.217 | 86.5023 | . | . | . | 12016 | 12.5 | N | . | . | . | . | . | . | . |  |  | . |  | 114.614 | 1.398 | 86.5023 | 81.9843 | 114.614 | 16798.368 | 12016 | 100% | 10.1056 | 600.8 | 20.2111 | 1502 | 60.6334 | 2403.2 | 101.0557 | 3004 | 151.5835 | 2403.2 | 202.1114 | 1201.6 | 303.1671 | 540.72 | 404.2228 | 360.48 | 6071.4261 | 30357.1306 | 145714.2268 | 303571.3058 | 364285.567 | 242857.0446 | 163928.5051 | 145714.2268
2019 | 14251 | Owen Electric Coop Inc | KY | Cooperative | 136 | 1.64 | 82.9268 | 104 | 1.3 | 80 | . | . | . | 62277 | 12.5 | Y | . | . | . | . | . | . | . |  |  | . |  | 32 | 0.34 | 80 | 94.1176 | 94.1176 | 21174.18 | 21174.18 | 34% | 8.2984 | 1058.709 | 16.5968 | 2646.7725 | 49.7904 | 4234.836 | 82.984 | 5293.545 | 124.4759 | 4234.836 | 165.9679 | 2117.418 | 248.9519 | 952.8381 | 331.9359 | 635.2254 | 8785.5871 | 43927.9353 | 210854.0896 | 439279.3534 | 527135.2241 | 351423.4827 | 237210.8508 | 210854.0896
2019 | 14261 | Village of Orleans - (VT) | VT | Municipal | . | . | . | . | . | . | . | . | . | . | . |  | . | 0.03 | . | . | . | . | 665 | N | O | 13.2 | N | [6 empty] | 665 | 100% |  | 33.25 |  | 83.125 |  | 1: 133; 3: 166.25; 5: 133; 7: 66.5 | 29.925 |  | 19.95
2019 | 14268 | City of Owensboro - (KY) | KY | Municipal | 74.738 | 1.044 | 71.5881 | 74.738 | 1.044 | 71.5881 | 74.738 | 1.044 | 71.5881 | 27207 | 15 | Y | . | . | . | . | . | . | . |  |  | . |  | 0 | 0 | 71.5881 |  |  | 0 | 0 | 0% |  | 0 |  | 0 |  | 1: 0; 3: 0; 5: 0; 7: 0 | 0 |  | 0
2019 | 14289 | Ozarks Electric Coop Corp - (AR) | AR | Cooperative | 96.07 | 0.91 | 105.5714 | 42.77 | 0.26 | 164.5 | 11.37 | 0.17 | 66.8824 | 65697 | 24.9 | Y | . | . | . | . | . | . | . |  |  | . |  | 53.3 | 0.65 | 164.5 | 82 | 82 | 42703.05 | 42703.05 | 65% | 7.23 | 2135.1525 | 14.46 | 5337.8813 | 43.3799 | 8540.61 | 72.2998 | 10675.7625 | 108.4497 | 8540.61 | 144.5996 | 4270.305 | 216.8993 | 1921.6372 | 289.1991 | 1281.0915 | 15437.1055 | 77185.5276 | 370490.5323 | 771855.2755 | 926226.3306 | 617484.2204 | 416801.8488 | 370490.5323
2019 | 14289 | Ozarks Electric Coop Corp - (AR) | OK | Cooperative | 415.03 | 3.35 | 123.8895 | 127.69 | 0.72 | 177.3472 | 225.65 | 1.92 | 117.526 | 12739 | 24.9 | Y | . | . | . | . | . | . | . |  |  | . |  | 287.34 | 2.63 | 177.3472 | 109.2548 | 287.34 | 33503.57 | 12739 | 100% | 25.3349 | 636.95 | 50.6698 | 1592.375 | 152.0094 | 2547.8 | 253.349 | 3184.75 | 380.0235 | 2547.8 | 506.698 | 1273.9 | 760.047 | 573.255 | 1013.396 | 382.17 | 16137.0651 | 80685.3253 | 387289.5617 | 806853.2535 | 968223.9042 | 645482.6028 | 435700.7569 | 387289.5617
2019 | 14328 | Pacific Gas & Electric Co. | CA | Investor Owned | 1355.1 | 1.795 | 754.9304 | 134.1 | 0.995 | 134.7739 | 1221 | 0.8 | 1526.25 | 5589368 | 35 | Y | . | . | . | . | . | . | . |  |  | . |  | 1221 | 0.8 | 134.7739 | 1526.25 | 1526.25 | 4471494.4 | 4471494.4 | 80% | 134.5702 | 223574.72 | 269.1403 | 558936.8 | 807.421 | 894298.88 | 1345.7017 | 1117873.6 | 2018.5525 | 894298.88 | 2691.4034 | 447149.44 | 4037.1051 | 201217.248 | 5382.8068 | 134144.832 | 30086487.853 | 150432439.2652 | 722075708.4732 | 1504324392.6525 | 1805189271.183 | 1203459514.122 | 812335172.0323 | 722075708.4732
2019 | 14354 | PacifiCorp | CA | Investor Owned | 589.662 | 3.048 | 193.4587 | 106.3 | 0.838 | 126.8496 | 583.387 | 3.033 | 192.3465 | 47392 | 34.5 | Y | . | . | . | . | . | . | . |  |  | . |  | 483.362 | 2.21 | 126.8496 | 218.7158 | 483.362 | 104736.32 | 47392 | 100% | 42.6183 | 2369.6 | 85.2365 | 5924 | 255.7095 | 9478.4 | 426.1825 | 11848 | 639.2738 | 9478.4 | 852.365 | 4739.2 | 1278.5475 | 2132.64 | 1704.7301 | 1421.76 | 100988.2082 | 504941.0412 | 2423716.9979 | 5049410.4123 | 6059292.4948 | 4039528.3299 | 2726681.6227 | 2423716.9979
2019 | 14354 | PacifiCorp | ID | Investor Owned | 129.177 | 1.197 | 107.9173 | 89.114 | 0.954 | 93.4109 | 128.949 | 1.194 | 107.9975 | 82079 | 34.5 | Y | . | . | . | . | . | . | . |  |  | . |  | 40.063 | 0.243 | 93.4109 | 164.8683 | 164.8683 | 19945.197 | 19945.197 | 24.3% | 14.5365 | 997.2599 | 29.073 | 2493.1496 | 87.2191 | 3989.0394 | 145.3652 | 4986.2993 | 218.0477 | 3989.0394 | 290.7303 | 1994.5197 | 436.0955 | 897.5339 | 581.4606 | 598.3559 | 14496.6832 | 72483.4161 | 347920.3973 | 724834.161 | 869800.9932 | 579867.3288 | 391410.4469 | 347920.3973
2019 | 14354 | PacifiCorp | OR | Investor Owned | 415.501 | 1.458 | 284.9801 | 108.057 | 0.966 | 111.8602 | 414.118 | 1.428 | 289.9986 | 617662 | 34.5 | Y | . | . | . | . | . | . | . |  |  | . |  | 307.444 | 0.492 | 111.8602 | 624.8862 | 624.8862 | 303889.704 | 303889.704 | 49.2% | 55.0965 | 15194.4852 | 110.193 | 37986.213 | 330.579 | 60777.9408 | 550.965 | 75972.426 | 826.4476 | 60777.9408 | 1101.9301 | 30388.9704 | 1652.8951 | 13675.0367 | 2203.8601 | 9116.6911 | 837163.0092 | 4185815.0462 | 20091912.2216 | 41858150.4617 | 50229780.5541 | 33486520.3694 | 22603401.2493 | 20091912.2216
2019 | 14354 | PacifiCorp | UT | Investor Owned | 148.273 | 1.05 | 141.2124 | 115.523 | 0.982 | 117.6405 | 148.273 | 1.05 | 141.2124 | 946168 | 34.5 | Y | . | . | . | . | . | . | . |  |  | . |  | 32.75 | 0.068 | 117.6405 | 481.6176 | 481.6176 | 64339.424 | 64339.424 | 6.8% | 42.4645 | 3216.9712 | 84.9289 | 8042.428 | 254.7867 | 12867.8848 | 424.6445 | 16084.856 | 636.9668 | 12867.8848 | 849.289 | 6433.9424 | 1273.9335 | 2895.2741 | 1698.578 | 1930.1827 | 136606.9155 | 683034.5775 | 3278565.9721 | 6830345.7752 | 8196414.9302 | 5464276.6201 | 3688386.7186 | 3278565.9721
2019 | 14354 | PacifiCorp | WA | Investor Owned | 130.204 | 1.034 | 125.9226 | 88.112 | 0.679 | 129.7673 | 130.204 | 1.034 | 125.9226 | 136786 | 34.5 | Y | . | . | . | . | . | . | . |  |  | . |  | 42.092 | 0.355 | 129.7673 | 118.569 | 118.569 | 48559.03 | 48559.03 | 35.5% | 10.4543 | 2427.9515 | 20.9086 | 6069.8787 | 62.7257 | 9711.806 | 104.5428 | 12139.7575 | 156.8143 | 9711.806 | 209.0857 | 4855.903 | 313.6285 | 2185.1564 | 418.1714 | 1456.7709 | 25382.4966 | 126912.483 | 609179.9184 | 1269124.83 | 1522949.796 | 1015299.864 | 685327.4082 | 609179.9184
2019 | 14354 | PacifiCorp | WY | Investor Owned | 150.338 | 1.409 | 106.6984 | 134.604 | 1.352 | 99.5592 | 148.483 | 1.388 | 106.9762 | 146512 | 34.5 | Y | . | . | . | . | . | . | . |  |  | . |  | 15.734 | 0.057 | 99.5592 | 276.0351 | 276.0351 | 8351.184 | 8351.184 | 5.7% | 24.3381 | 417.5592 | 48.6763 | 1043.898 | 146.0288 | 1670.2368 | 243.3814 | 2087.796 | 365.0721 | 1670.2368 | 486.7628 | 835.1184 | 730.1442 | 375.8033 | 973.5257 | 250.5355 | 10162.6149 | 50813.0744 | 243902.7571 | 508130.7439 | 609756.8926 | 406504.5951 | 274390.6017 | 243902.7571
2019 | 14371 | City of Paducah - (KY) | KY | Municipal | 120.33 | 2.05 | 58.6976 | 49.49 | 1.42 | 34.8521 | 120.33 | 2.05 | 58.6976 | 22115 | 15 | Y | . | . | . | . | . | . | . |  |  | . |  | 70.84 | 0.63 | 34.8521 | 112.4444 | 112.4444 | 13932.45 | 13932.45 | 63% | 9.9143 | 696.6225 | 19.8286 | 1741.5563 | 59.4857 | 2786.49 | 99.1428 | 3483.1125 | 148.7142 | 2786.49 | 198.2856 | 1393.245 | 297.4284 | 626.9602 | 396.5711 | 417.9735 | 6906.5096 | 34532.5481 | 165756.231 | 345325.4813 | 414390.5775 | 276260.385 | 186475.7599 | 165756.231
2019 | 14381 | City of Painesville | OH | Municipal | 151.924 | 1.046 | 145.2428 | 92.313 | 0.804 | 114.8172 | . | . | . | 12500 | 13.8 | N | . | . | . | . | . | . | . |  |  | . |  | 59.611 | 0.242 | 114.8172 | 246.3264 | 246.3264 | 3025 | 3025 | 24.2% | 21.7187 | 151.25 | 43.4374 | 378.125 | 130.3123 | 605 | 217.1872 | 756.25 | 325.7808 | 605 | 434.3743 | 302.5 | 651.5615 | 136.125 | 868.7487 | 90.75 | 3284.9559 | 16424.7796 | 78838.942 | 164247.7957 | 197097.3549 | 131398.2366 | 88693.8097 | 78838.942
2019 | 14398 | Palmetto Electric Coop Inc | SC | Cooperative | 90.85 | 0.908 | 100.0551 | 43.75 | 0.627 | 69.7767 | 41.67 | 0.609 | 68.4236 | 72500 | 12.5 | Y | . | . | . | . | . | . | . |  |  | . |  | 47.1 | 0.281 | 69.7767 | 167.6157 | 167.6157 | 20372.5 | 20372.5 | 28.1% | 14.7788 | 1018.625 | 29.5575 | 2546.5625 | 88.6725 | 4074.5 | 147.7875 | 5093.125 | 221.6813 | 4074.5 | 295.575 | 2037.25 | 443.3625 | 916.7625 | 591.15 | 611.175 | 15054.0044 | 75270.022 | 361296.1058 | 752700.2204 | 903240.2645 | 602160.1763 | 406458.119 | 361296.1058
2019 | 14401 | City of Palo Alto - (CA) | CA | Municipal | 136.1 | 1.09 | 124.8624 | . | . | . | . | . | . | 29136 | 12 | Y | . | . | . | . | . | . | . |  |  | . | [7 empty] | 29136 | 100% |  | 1456.8 |  | 3642 |  | 1: 5827.2; 3: 7284; 5: 5827.2; 7: 2913.6 | 1311.12 |  | 874.08
2019 | 14424 | Panola-Harrison Elec Coop, Inc | LA | Cooperative | . | . | . | . | . | . | . | . | . | . | . |  | 327.75 | 1.61 | 203.5714 | . | . | . | 9805 | N | F | 7.2 | N | [6 empty] | 9805 | 100% |  | 490.25 |  | 1225.625 |  | 1: 1961; 3: 2451.25; 5: 1961; 7: 980.5 | 441.225 |  | 294.15
2019 | 14424 | Panola-Harrison Elec Coop, Inc | TX | Cooperative | . | . | . | . | . | . | . | . | . | . | . |  | 263.34 | 2.15 | 122.4837 | . | . | . | 10279 | N | F | 7.2 | N | [6 empty] | 10279 | 100% |  | 513.95 |  | 1284.875 |  | 1: 2055.8; 3: 2569.75; 5: 2055.8; 7: 1027.9 | 462.555 |  | 308.37
2019 | 14455 | City of Paris - (TN) | TN | Municipal | 585.181 | 4.194 | 139.5281 | 210.535 | 3.095 | 68.0242 | 585.181 | 4.194 | 139.5281 | 21358 | 12.5 | Y | . | . | . | . | . | . | . |  |  | . |  | 374.646 | 1.099 | 68.0242 | 340.8972 | 374.646 | 23472.442 | 21358 | 100% | 33.0327 | 1067.9 | 66.0654 | 2669.75 | 198.1963 | 4271.6 | 330.3271 | 5339.5 | 495.4907 | 4271.6 | 660.6542 | 2135.8 | 990.9813 | 961.11 | 1321.3084 | 640.74 | 35275.6323 | 176378.1617 | 846615.176 | 1763781.6168 | 2116537.9401 | 1411025.2934 | 952442.073 | 846615.176
2019 | 14468 | People's Cooperative Services | MN | Cooperative | 609.11 | 2.728 | 223.2808 | 87.88 | 1.233 | 71.2733 | 588.93 | 2.371 | 248.3889 | 22859 | 13.8 | Y | . | . | . | . | . | . | . |  |  | . |  | 521.23 | 1.495 | 71.2733 | 348.6488 | 521.23 | 34174.205 | 22859 | 100% | 45.9571 | 1142.95 | 91.9142 | 2857.375 | 275.7425 | 4571.8 | 459.5709 | 5714.75 | 689.3564 | 4571.8 | 919.1418 | 2285.9 | 1378.7127 | 1028.655 | 1838.2836 | 685.77 | 52526.6564 | 262633.2822 | 1260639.7547 | 2626332.8222 | 3151599.3866 | 2101066.2578 | 1418219.724 | 1260639.7547
2019 | 14471 | Parke County Rural E M C | IN | Cooperative | 624.396 | 4.944 | 126.2937 | 624.396 | 4.944 | 126.2937 | 445.242 | 2.853 | 156.061 | 12137 | 7.2 | Y | . | . | . | . | . | . | . |  |  | . |  | 0 | 0 | 126.2937 |  |  | 0 | 0 | 0% |  | 0 |  | 0 |  | 1: 0; 3: 0; 5: 0; 7: 0 | 0 |  | 0
2019 | 14534 | City of Pasadena - (CA) | CA | Municipal | 14.271 | 0.089 | 160.3483 | 14.271 | 0.089 | 160.3483 | 14.271 | 0.089 | 160.3483 | 64909 | 17.2 | Y | . | . | . | . | . | . | . |  |  | . |  | 0 | 0 | 160.3483 |  |  | 0 | 0 | 0% |  | 0 |  | 0 |  | 1: 0; 3: 0; 5: 0; 7: 0 | 0 |  | 0
2019 | 14557 | Pee Dee Electric Coop, Inc | SC | Cooperative | 129.7 | 0.724 | 179.1437 | 98.4 | 0.708 | 138.983 | 114.2 | 0.425 | 268.7059 | 30597 | 25 | Y | . | . | . | . | . | . | . |  |  | . |  | 31.3 | 0.016 | 138.9831 | 1956.25 | 1956.25 | 489.552 | 489.552 | 1.6% | 172.4835 | 24.4776 | 344.9669 | 61.194 | 1034.9008 | 97.9104 | 1724.8347 | 122.388 | 2587.252 | 97.9104 | 3449.6694 | 48.9552 | 5174.504 | 22.0298 | 6899.3387 | 14.6866 | 4221.9813 | 21109.9067 | 101327.5521 | 211099.0669 | 253318.8802 | 168879.2535 | 113993.4961 | 101327.5521
2019 | 14563 | Pearl River Valley El Pwr Assn | MS | Cooperative | 300.842 | 2.675 | 112.4643 | 166.64 | 2.167 | 76.8989 | 274.206 | 2.523 | 108.6825 | 50256 | 25 | N | . | . | . | . | . | . | . |  |  | . |  | 134.202 | 0.508 | 76.8989 | 264.1772 | 264.1772 | 25530.048 | 25530.048 | 50.8% | 23.2926 | 1276.5024 | 46.5852 | 3191.256 | 139.7557 | 5106.0096 | 232.9262 | 6382.512 | 349.3893 | 5106.0096 | 465.8525 | 2553.0048 | 698.7787 | 1148.8522 | 931.7049 | 765.9014 | 29733.0891 | 148665.4455 | 713594.1385 | 1486654.4553 | 1783985.3463 | 1189323.5642 | 802793.4058 | 713594.1385
2019 | 14606 | Peace River Electric Coop, Inc | FL | Cooperative | 156.6 | 1.84 | 85.1087 | 156.6 | 1.84 | 85.1087 | 156 | 1.54 | 101.2987 | 45984 | 25 | Y | . | . | . | . | . | . | . |  |  | . |  | 0 | 0 | 85.1087 |  |  | 0 | 0 | 0% |  | 0 |  | 0 |  | 1: 0; 3: 0; 5: 0; 7: 0 | 0 |  | 0
2019 | 14610 | Orlando Utilities Comm | FL | Municipal | . | . | . | . | . | . | . | . | . | . | . |  | 49.8 | 0.91 | 54.7253 | 46.5 | 0.75 | 62 | 249933 | N | L | 34.5 | Y | 3.3 | 0.16 | 62 | 20.625 | 20.625 | 39989.28 | 39989.28 | 16% | 1.8185 | 1999.464 | 3.637 | 4998.66 | 10.9111 | 7997.856 | 18.1852 | 9997.32 | 27.2777 | 7997.856 | 36.3703 | 3998.928 | 54.5555 | 1799.5176 | 72.7406 | 1199.6784 | 3636.0569 | 18180.2843 | 87265.3649 | 181802.8435 | 218163.4122 | 145442.2748 | 98173.5355 | 87265.3649
2019 | 14624 | PUD No 2 of Grant County | WA | Political Subdivision | . | . | . | . | . | . | . | . | . | . | . |  | 140.967 | 0.839 | 168.0179 | . | . | . | 51635 | N | F | 13.2 | N | [6 empty] | 51635 | 100% |  | 2581.75 |  | 6454.375 |  | 1: 10327; 3: 12908.75; 5: 10327; 7: 5163.5 | 2323.575 |  | 1549.05
2019 | 14626 | Pedernales Electric Coop, Inc | TX | Cooperative | 61.28 | 0.96 | 63.8333 | 45.3 | 0.91 | 49.7802 | 56.76 | 0.709 | 80.0564 | 329715 | 24.5 | N | . | . | . | . | . | . | . |  |  | . |  | 15.98 | 0.05 | 49.7802 | 319.6 | 319.6 | 16485.75 | 16485.75 | 5% | 28.1793 | 824.2875 | 56.3586 | 2060.7188 | 169.0757 | 3297.15 | 281.7928 | 4121.4375 | 422.6892 | 3297.15 | 563.5856 | 1648.575 | 845.3784 | 741.8587 | 1127.1712 | 494.5725 | 23227.8282 | 116139.1411 | 557467.8771 | 1161391.4107 | 1393669.6929 | 929113.1286 | 627151.3618 | 557467.8771
2019 | 14668 | Peninsula Light Company | WA | Cooperative | 161 | 0.97 | 165.9794 | 40 | 0.26 | 153.8461 | . | . | . | 33353 | 12.5 | N | . | . | . | . | . | . | . |  |  | . |  | 121 | 0.71 | 153.8462 | 170.4225 | 170.4225 | 23680.63 | 23680.63 | 71% | 15.0262 | 1184.0315 | 30.0525 | 2960.0788 | 90.1574 | 4736.126 | 150.2623 | 5920.1575 | 225.3935 | 4736.126 | 300.5247 | 2368.063 | 450.787 | 1065.6283 | 601.0494 | 710.4189 | 17791.5342 | 88957.6708 | 426996.82 | 889576.7083 | 1067492.05 | 711661.3666 | 480371.4225 | 426996.82
2019 | 14711 | Pennsylvania Electric Co | PA | Investor Owned | 358.388 | 2.152 | 166.5372 | 223.75 | 1.71 | 130.8479 | 314.724 | 1.685 | 186.7798 | 579647 | 34.5 | Y | . | . | . | . | . | . | . |  |  | . |  | 134.638 | 0.442 | 130.848 | 304.6109 | 304.6109 | 256203.974 | 256203.974 | 44.2% | 26.8577 | 12810.1987 | 53.7154 | 32025.4967 | 161.1461 | 51240.7948 | 268.5768 | 64050.9935 | 402.8652 | 51240.7948 | 537.1536 | 25620.3974 | 805.7304 | 11529.1788 | 1074.3072 | 7686.1192 | 344052.2239 | 1720261.1195 | 8257253.3734 | 17202611.1946 | 20643133.4335 | 13762088.9557 | 9289410.0451 | 8257253.3734
2019 | 14715 | PPL Electric Utilities Corp | PA | Investor Owned | 152.9 | 0.88 | 173.75 | 74.3 | 0.66 | 112.5758 | 148.9 | 0.79 | 188.481 | 1429035 | 12 | Y | . | . | . | . | . | . | . |  |  | . |  | 78.6 | 0.22 | 112.5758 | 357.2727 | 357.2727 | 314387.7 | 314387.7 | 22% | 31.5009 | 15719.385 | 63.0018 | 39298.4625 | 189.0054 | 62877.54 | 315.009 | 78596.925 | 472.5135 | 62877.54 | 630.018 | 31438.77 | 945.0271 | 14147.4465 | 1260.0361 | 9431.631 | 495174.8024 | 2475874.0118 | 11884195.2564 | 24758740.1176 | 29710488.1411 | 19806992.094 | 13369719.6635 | 11884195.2564
2019 | 14716 | Pennsylvania Power Co | PA | Investor Owned | 305.204 | 1.654 | 184.5248 | 155.503 | 1.252 | 124.2037 | 275.313 | 1.147 | 240.0288 | 164199 | 23 | Y | . | . | . | . | . | . | . |  |  | . |  | 149.701 | 0.402 | 124.2037 | 372.3905 | 372.3905 | 66007.998 | 66007.998 | 40.2% | 32.8338 | 3300.3999 | 65.6677 | 8250.9998 | 197.0031 | 13201.5996 | 328.3385 | 16501.9995 | 492.5077 | 13201.5996 | 656.6769 | 6600.7998 | 985.0154 | 2970.3599 | 1313.3539 | 1980.2399 | 108364.8251 | 541824.1256 | 2600755.803 | 5418241.2562 | 6501889.5075 | 4334593.005 | 2925850.2784 | 2600755.803
2019 | 14717 | Pee Dee Electric Member Corp | NC | Cooperative | 301.88 | 2.238 | 134.8883 | 136.81 | 1.573 | 86.9739 | 270.67 | 1.852 | 146.1501 | 21080 | 24.9 | Y | . | . | . | . | . | . | . |  |  | . |  | 165.07 | 0.665 | 86.9739 | 248.2256 | 248.2256 | 14018.2 | 14018.2 | 66.5% | 21.8862 | 700.91 | 43.7723 | 1752.275 | 131.317 | 2803.64 | 218.8616 | 3504.55 | 328.2924 | 2803.64 | 437.7233 | 1401.82 | 656.5849 | 630.819 | 875.4465 | 420.546 | 15340.2304 | 76701.1521 | 368165.5301 | 767011.5209 | 920413.8251 | 613609.2168 | 414186.2213 | 368165.5301
2019 | 14724 | Pennyrile Rural Electric Coop | KY | Cooperative | 514 | 2.48 | 207.2581 | 201 | 2.06 | 97.5728 | 510 | 2.45 | 208.1633 | 47559 | 25 | Y | . | . | . | . | . | . | . |  |  | . |  | 313 | 0.42 | 97.5728 | 745.2381 | 745.2381 | 19974.78 | 19974.78 | 42% | 65.708 | 998.739 | 131.416 | 2496.8475 | 394.2479 | 3994.956 | 657.0799 | 4993.695 | 985.6198 | 3994.956 | 1314.1598 | 1997.478 | 1971.2396 | 898.8651 | 2628.3195 | 599.2434 | 65625.1301 | 328125.6503 | 1575003.1212 | 3281256.5026 | 3937507.8031 | 2625005.2021 | 1771878.5114 | 1575003.1212
2019 | 14775 | People's Electric Cooperative | OK | Cooperative | . | . | . | . | . | . | . | . | . | . | . |  | 503.452 | 2.43 | 207.1819 | 219.361 | 1.878 | 116.8056 | 22336 | N | F | 25 | Y | 284.091 | 0.552 | 116.8056 | 514.6576 | 514.6576 | 12329.472 | 12329.472 | 55.2% | 45.3776 | 616.4736 | 90.7552 | 1541.184 | 272.2656 | 2465.8944 | 453.776 | 3082.368 | 680.664 | 2465.8944 | 907.552 | 1232.9472 | 1361.328 | 554.8262 | 1815.104 | 369.8842 | 27974.0922 | 139870.4609 | 671378.2123 | 1398704.609 | 1678445.5308 | 1118963.6872 | 755300.4888 | 671378.2123
2019 | 14792 | Borough of Perkasie - (PA) | PA | Municipal | 44.46 | 0.3 | 148.2 | 9.63 | 0.1 | 96.3 | 44.46 | 0.3 | 148.2 | 4000 | 7.2 | N | . | . | . | . | . | . | . |  |  | . |  | 34.83 | 0.2 | 96.3 | 174.15 | 174.15 | 800 | 800 | 20% | 15.3549 | 40 | 30.7098 | 100 | 92.1293 | 160 | 153.5489 | 200 | 230.3233 | 160 | 307.0977 | 80 | 460.6466 | 36 | 614.1954 | 24 | 614.1954 | 3070.9772 | 14740.6907 | 30709.7722 | 36851.7267 | 24567.8178 | 16583.277 | 14740.6907
2019 | 14839 | City of Peru - (IN) | IN | Municipal | 49.51 | 0.57 | 86.8596 | . | . | . | . | . | . | 10501 | 12.5 | N | . | . | . | . | . | . | . |  |  | . | [7 empty] | 10501 | 100% |  | 525.05 |  | 1312.625 |  | 1: 2100.2; 3: 2625.25; 5: 2100.2; 7: 1050.1 | 472.545 |  | 315.03
2019 | 14864 | Petit Jean Electric Coop Corp | AR | Cooperative | 257.22 | 1.768 | 145.4864 | 185.04 | 1.42 | 130.3099 | 257.22 | 1.768 | 145.4864 | 19988 | 69 | Y | . | . | . | . | . | . | . |  |  | . |  | 72.18 | 0.348 | 130.3099 | 207.4138 | 207.4138 | 6955.824 | 6955.824 | 34.8% | 18.2878 | 347.7912 | 36.5755 | 869.478 | 109.7266 | 1391.1648 | 182.8777 | 1738.956 | 274.3166 | 1391.1648 | 365.7554 | 695.5824 | 548.6331 | 313.0121 | 731.5108 | 208.6747 | 6360.3255 | 31801.6276 | 152647.8126 | 318016.2763 | 381619.5315 | 254413.021 | 171728.7892 | 152647.8126
2019 | 14940 | PECO Energy Co | PA | Investor Owned | 221 | 1.16 | 190.5172 | 94 | 0.87 | 108.046 | 221 | 1.16 | 190.5172 | 1656246 | 34 | Y | . | . | . | . | . | . | . |  |  | . |  | 127 | 0.29 | 108.046 | 437.931 | 437.931 | 480311.34 | 480311.34 | 29% | 38.6126 | 24015.567 | 77.2252 | 60038.9175 | 231.6755 | 96062.268 | 386.1258 | 120077.835 | 579.1887 | 96062.268 | 772.2516 | 48031.134 | 1158.3775 | 21614.0103 | 1544.5033 | 14409.3402 | 927303.0507 | 4636515.2535 | 22255273.2168 | 46365152.5349 | 55638183.0419 | 37092122.0279 | 25037182.3688 | 22255273.2168
2019 | 15016 | Pickwick Electric Coop | TN | Cooperative | . | . | . | . | . | . | . | . | . | . | . |  | 1911.54 | . | . | 67.02 | . | . | 20679 | N | L | 25 | N | 1844.52 |  |  |  | 1844.52 |  | 20679 | 100% | 162.6322 | 1033.95 | 325.2644 | 2584.875 | 975.7931 | 4135.8 | 1626.3218 | 5169.75 | 2439.4827 | 4135.8 | 3252.6436 | 2067.9 | 4878.9655 | 930.555 | 6505.2873 | 620.37 | 168153.5448 | 840767.724 | 4035685.0753 | 8407677.2403 | 10089212.6883 | 6726141.7922 | 4540145.7097 | 4035685.0753
2019 | 15023 | Piedmont Electric Member Corp | NC | Cooperative | 330.306 | 1.657 | 199.3398 | 106.087 | 0.826 | 128.4346 | 321.456 | 1.549 | 207.5248 | 32533 | 12.5 | N | . | . | . | . | . | . | . |  |  | . |  | 224.219 | 0.831 | 128.4346 | 269.8183 | 269.8183 | 27034.923 | 27034.923 | 83.1% | 23.79 | 1351.7461 | 47.58 | 3379.3654 | 142.74 | 5406.9846 | 237.9 | 6758.7307 | 356.8501 | 5406.9846 | 475.8001 | 2703.4923 | 713.7001 | 1216.5715 | 951.6001 | 811.0477 | 32158.0458 | 160790.2291 | 771793.0997 | 1607902.291 | 1929482.7492 | 1286321.8328 | 868267.2372 | 771793.0997
2019 | 15034 | Pierce-Pepin Coop Services | WI | Cooperative | 100.009 | 0.976 | 102.4682 | 100.009 | 0.976 | 102.4682 | 100.009 | 0.976 | 102.4682 | 7671 | 12 | Y | . | . | . | . | . | . | . |  |  | . |  | 0 | 0 | 102.4682 |  |  | 0 | 0 | 0% |  | 0 |  | 0 |  | 1: 0; 3: 0; 5: 0; 7: 0 | 0 |  | 0
2019 | 15045 | Pike County Light & Power Co | PA | Investor Owned | . | . | . | . | . | . | . | . | . | . | . |  | 157.28 | 0.893 | 176.1254 | 68.76 | 0.388 | 177.2165 | 4838 | N | F | 34.5 | N | 88.52 | 0.505 | 177.2165 | 175.2871 | 175.2871 | 2443.19 | 2443.19 | 50.5% | 15.4551 | 122.1595 | 30.9103 | 305.3988 | 92.7309 | 488.638 | 154.5515 | 610.7975 | 231.8272 | 488.638 | 309.1029 | 244.319 | 463.6544 | 109.9436 | 618.2059 | 73.2957 | 1887.9931 | 9439.9653 | 45311.8335 | 94399.6532 | 113279.5838 | 75519.7226 | 50975.8127 | 45311.8335
2019 | 15048 | Electrical Dist No2 Pinal County | AZ | Political Subdivision | 258.4 | . | . | . | . | . | . | . | . | 5346 | . | Y | . | . | . | . | . | . | . |  |  | . | [7 empty] | 5346 | 100% |  | 267.3 |  | 668.25 |  | 1: 1069.2; 3: 1336.5; 5: 1069.2; 7: 534.6 | 240.57 |  | 160.38
2019 | 15054 | Pioneer Rural Elec Coop, Inc - (OH) | OH | Cooperative | 331.5 | 2.26 | 146.6814 | 103.91 | 0.86 | 120.8256 | 317.4 | 2.1 | 151.1429 | 17133 | 12 | N | . | . | . | . | . | . | . |  |  | . |  | 227.59 | 1.4 | 120.8256 | 162.5643 | 227.59 | 23986.2 | 17133 | 100% | 20.0667 | 856.65 | 40.1334 | 2141.625 | 120.4003 | 3426.6 | 200.6672 | 4283.25 | 301.0007 | 3426.6 | 401.3343 | 1713.3 | 602.0015 | 770.985 | 802.6686 | 513.99 | 17190.152 | 85950.7598 | 412563.6471 | 859507.5981 | 1031409.1177 | 687606.0785 | 464134.103 | 412563.6471
2019 | 15073 | Pioneer Electric Coop, Inc - (KS) | KS | Cooperative | 211.21 | . | . | 162.81 | . | . | 199.24 | . | . | 16624 | 13.2 | Y | . | . | . | . | . | . | . |  |  | . |  | 48.4 |  |  |  | 48.4 |  | 16624 | 100% | 4.2675 | 831.2 | 8.5349 | 2078 | 25.6047 | 3324.8 | 42.6745 | 4156 | 64.0118 | 3324.8 | 85.349 | 1662.4 | 128.0235 | 748.08 | 170.698 | 498.72 | 3547.1048 | 17735.5239 | 85130.5146 | 177355.2388 | 212826.2866 | 141884.191 | 95771.8289 | 85130.5146
2019 | 15095 | City of Piqua - (OH) | OH | Municipal | 15.51 | 0.332 | 46.7169 | . | . | . | . | . | . | 10735 | 13 | N | . | . | . | . | . | . | . |  |  | . | [7 empty] | 10735 | 100% |  | 536.75 |  | 1341.875 |  | 1: 2147; 3: 2683.75; 5: 2147; 7: 1073.5 | 483.075 |  | 322.05
2019 | 15138 | Platte-Clay Electric Coop, Inc | MO | Cooperative | 102.45 | 1.25 | 81.96 | 74.85 | 0.96 | 77.9688 | 90.53 | 1.03 | 87.8932 | 23269 | 12.5 | Y | . | . | . | . | . | . | . |  |  | . |  | 27.6 | 0.29 | 77.9688 | 95.1724 | 95.1724 | 6748.01 | 6748.01 | 29% | 8.3914 | 337.4005 | 16.7828 | 843.5013 | 50.3484 | 1349.602 | 83.914 | 1687.0025 | 125.8709 | 1349.602 | 167.8279 | 674.801 | 251.7419 | 303.6605 | 335.6558 | 202.4403 | 2831.2611 | 14156.3057 | 67950.2672 | 141563.0566 | 169875.6679 | 113250.4453 | 76444.0506 | 67950.2672
2019 | 15175 | Pointe Coupee Elec Member Corp | LA | Cooperative | . | . | . | . | . | . | . | . | . | . | . |  | 397.2 | 2.4 | 165.5 | . | . | . | 10464 | N | O | 13.2 | N | [6 empty] | 10464 | 100% |  | 523.2 |  | 1308 |  | 1: 2092.8; 3: 2616; 5: 2092.8; 7: 1046.4 | 470.88 |  | 313.92
2019 | 15188 | Polk County Rural Pub Pwr Dist | NE | Political Subdivision | 90.546 | 1.064 | 85.0996 | 71.497 | 0.942 | 75.8992 | 73.513 | 0.56 | 131.2732 | 4747 | 12.5 | Y | . | . | . | . | . | . | . |  |  | . |  | 19.049 | 0.122 | 75.8992 | 156.1393 | 156.1393 | 579.134 | 579.134 | 12.2% | 13.7669 | 28.9567 | 27.5338 | 72.3918 | 82.6013 | 115.8268 | 137.6688 | 144.7835 | 206.5032 | 115.8268 | 275.3376 | 57.9134 | 413.0063 | 26.061 | 550.6751 | 17.374 | 398.6434 | 1993.2168 | 9567.4407 | 19932.1682 | 23918.6018 | 15945.7345 | 10763.3708 | 9567.4407
2019 | 15202 | City of Ponca City - (OK) | OK | Municipal | 251.987 | 2.926 | 86.12 | 187.947 | 2.147 | 87.5394 | . | . | . | 15165 | 12.5 | Y | . | . | . | . | . | . | . |  |  | . |  | 64.04 | 0.779 | 87.5394 | 82.208 | 82.208 | 11813.535 | 11813.535 | 77.9% | 7.2483 | 590.6767 | 14.4966 | 1476.6919 | 43.4899 | 2362.707 | 72.4831 | 2953.3837 | 108.7247 | 2362.707 | 144.9663 | 1181.3535 | 217.4494 | 531.6091 | 289.9326 | 354.406 | 4281.4104 | 21407.0522 | 102753.8504 | 214070.5217 | 256884.626 | 171256.4173 | 115598.0817 | 102753.8504
2019 | 15229 | City of Poplar Bluff - (MO) | MO | Municipal | . | . | . | . | . | . | . | . | . | . | . |  | 88.46 | 1.36 | 65.0441 | . | . | . | 9602 | N | L | 69 | N | [6 empty] | 9602 | 100% |  | 480.1 |  | 1200.25 |  | 1: 1920.4; 3: 2400.5; 5: 1920.4; 7: 960.2 | 432.09 |  | 288.06
2019 | 15248 | Portland General Electric Co | OR | Investor Owned | 128 | 0.71 | 180.2817 | 98 | 0.61 | 160.6557 | 116 | 0.61 | 190.1639 | 884690 | 35 | Y | . | . | . | . | . | . | . |  |  | . |  | 30 | 0.1 | 160.6557 | 300 | 300 | 88469 | 88469 | 10% | 26.4511 | 4423.45 | 52.9023 | 11058.625 | 158.7068 | 17693.8 | 264.5114 | 22117.25 | 396.7671 | 17693.8 | 529.0228 | 8846.9 | 793.5342 | 3981.105 | 1058.0456 | 2654.07 | 117005.2902 | 585026.4511 | 2808126.9655 | 5850264.5114 | 7020317.4137 | 4680211.6091 | 3159142.8361 | 2808126.9655
2019 | 15257 | Poudre Valley REA, Inc | CO | Cooperative | 126.163 | 0.98 | 128.7378 | 85.075 | 0.869 | 97.8999 | 126.034 | 0.962 | 131.0125 | 44421 | 24.9 | Y | . | . | . | . | . | . | . |  |  | . |  | 41.088 | 0.111 | 97.8999 | 370.1622 | 370.1622 | 4930.731 | 4930.731 | 11.1% | 32.6374 | 246.5366 | 65.2747 | 616.3414 | 195.8242 | 986.1462 | 326.3737 | 1232.6827 | 489.5605 | 986.1462 | 652.7474 | 493.0731 | 979.1211 | 221.8829 | 1305.4948 | 147.9219 | 8046.3044 | 40231.522 | 193111.3056 | 402315.22 | 482778.264 | 321852.176 | 217250.2188 | 193111.3056
2019 | 15263 | The Potomac Edison Company | MD | Investor Owned | 392.251 | 1.418 | 276.6227 | 172.434 | 1.079 | 159.8091 | 363.304 | 1.271 | 285.8411 | 269467 | 34.5 | Y | . | . | . | . | . | . | . |  |  | . |  | 219.817 | 0.339 | 159.8091 | 648.4277 | 648.4277 | 91349.313 | 91349.313 | 33.9% | 57.1722 | 4567.4657 | 114.3443 | 11418.6641 | 343.033 | 18269.8626 | 571.7217 | 22837.3282 | 857.5826 | 18269.8626 | 1143.4435 | 9134.9313 | 1715.1652 | 4110.7191 | 2286.8869 | 2740.4794 | 261131.9362 | 1305659.6812 | 6267166.47 | 13056596.8124 | 15667916.1749 | 10445277.4499 | 7050562.2787 | 6267166.47
2019 | 15263 | The Potomac Edison Company | WV | Investor Owned | 580.546 | 1.665 | 348.6763 | 194.167 | 1.116 | 173.9848 | 554.082 | 1.569 | 353.1434 | 142878 | 34.5 | Y | . | . | . | . | . | . | . |  |  | . |  | 386.379 | 0.549 | 173.9848 | 703.7869 | 703.7869 | 78440.022 | 78440.022 | 54.9% | 62.0532 | 3922.0011 | 124.1064 | 9805.0027 | 372.3193 | 15688.0044 | 620.5322 | 19610.0055 | 930.7982 | 15688.0044 | 1241.0643 | 7844.0022 | 1861.5965 | 3529.801 | 2482.1286 | 2353.2007 | 243372.7793 | 1216863.8963 | 5840946.7022 | 12168638.963 | 14602366.7556 | 9734911.1704 | 6571065.04 | 5840946.7022
2019 | 15270 | Potomac Electric Power Co | DC | Investor Owned | 77 | 0.59 | 130.5085 | 55 | 0.49 | 112.2449 | 77 | 0.59 | 130.5085 | 305487 | 34 | Y | . | . | . | . | . | . | . |  |  | . |  | 22 | 0.1 | 112.2449 | 220 | 220 | 30548.7 | 30548.7 | 10% | 19.3975 | 1527.435 | 38.795 | 3818.5875 | 116.385 | 6109.74 | 193.975 | 7637.175 | 290.9625 | 6109.74 | 387.95 | 3054.87 | 581.9251 | 1374.6915 | 775.9001 | 916.461 | 29628.4232 | 148142.1161 | 711082.1572 | 1481421.1609 | 1777705.3931 | 1185136.9287 | 799967.4269 | 711082.1572
2019 | 15270 | Potomac Electric Power Co | MD | Investor Owned | 71 | 0.8 | 88.75 | 60 | 0.74 | 81.0811 | 71 | 0.8 | 88.75 | 578433 | 34 | Y | . | . | . | . | . | . | . |  |  | . |  | 11 | 0.06 | 81.0811 | 183.3333 | 183.3333 | 34705.98 | 34705.98 | 6% | 16.1646 | 1735.299 | 32.3292 | 4338.2475 | 96.9875 | 6941.196 | 161.6458 | 8676.495 | 242.4688 | 6941.196 | 323.2917 | 3470.598 | 484.9375 | 1561.7691 | 646.5834 | 1041.1794 | 28050.388 | 140251.9398 | 673209.3108 | 1402519.3975 | 1683023.277 | 1122015.518 | 757360.4747 | 673209.3108
2019 | 15291 | Prairie Energy Coop | IA | Cooperative | . | . | . | . | . | . | . | . | . | . | . |  | 141 | 1.15 | 122.6087 | 141 | 1.15 | 122.6087 | 4295 | N | F | 12.5 | Y | 0 | 0 | 122.6087 |  |  | 0 | 0 | 0% |  | 0 |  | 0 |  | 1: 0; 3: 0; 5: 0; 7: 0 | 0 |  | 0
2019 | 15293 | Powell Valley Electric Coop | TN | Cooperative | 228.556 | 3.283 | 69.618 | 204.758 | 3.101 | 66.0297 | 215.958 | 2.751 | 78.5016 | 24003 | 25 | N | . | . | . | . | . | . | . |  |  | . |  | 23.798 | 0.182 | 66.0297 | 130.7582 | 130.7582 | 4368.546 | 4368.546 | 18.2% | 11.529 | 218.4273 | 23.058 | 546.0683 | 69.1741 | 873.7092 | 115.2901 | 1092.1365 | 172.9352 | 873.7092 | 230.5803 | 436.8546 | 345.8704 | 196.5846 | 461.1606 | 131.0564 | 2518.2516 | 12591.2578 | 60438.0373 | 125912.5777 | 151095.0932 | 100730.0621 | 67992.7919 | 60438.0373
2019 | 15293 | Powell Valley Electric Coop | VA | Cooperative | 97.954 | 1.407 | 69.619 | 87.754 | 1.329 | 66.0301 | 92.554 | 1.179 | 78.5021 | 8284 | 25 | N | . | . | . | . | . | . | . |  |  | . |  | 10.2 | 0.078 | 66.0301 | 130.7692 | 130.7692 | 646.152 | 646.152 | 7.8% | 11.53 | 32.3076 | 23.06 | 80.769 | 69.1799 | 129.2304 | 115.2998 | 161.538 | 172.9498 | 129.2304 | 230.5997 | 64.6152 | 345.8995 | 29.0768 | 461.1993 | 19.3846 | 372.5061 | 1862.5305 | 8940.1464 | 18625.3049 | 22350.3659 | 14900.2439 | 10057.6647 | 8940.1464
2019 | 15308 | Plumas-Sierra Rural Elec Coop | CA | Cooperative | . | . | . | . | . | . | . | . | . | . | . |  | 14622 | . | . | . | . | . | 8026 | N | O | 12.5 | N | [6 empty] | 8026 | 100% |  | 401.3 |  | 1003.25 |  | 1: 1605.2; 3: 2006.5; 5: 1605.2; 7: 802.6 | 361.17 |  | 240.78
2019 | 15311 | Prague Public Works Authority | OK | Municipal | 76.98 | 0.93 | 82.7742 | . | . | . | . | . | . | 1267 | 7.2 | N | . | . | . | . | . | . | . |  |  | . | [7 empty] | 1267 | 100% |  | 63.35 |  | 158.375 |  | 1: 253.4; 3: 316.75; 5: 253.4; 7: 126.7 | 57.015 |  | 38.01
2019 | 15340 | Presque Isle Elec & Gas Coop | MI | Cooperative | . | . | . | . | . | . | . | . | . | . | . |  | 659 | 2.153 | 306.0845 | 278.9 | 1.276 | 218.5737 | 34002 | N | O | 24.9 | N | 380.1 | 0.877 | 218.5737 | 433.4094 | 433.4094 | 29819.754 | 29819.754 | 87.7% | 38.2139 | 1490.9877 | 76.4278 | 3727.4693 | 229.2834 | 5963.9508 | 382.139 | 7454.9385 | 573.2085 | 5963.9508 | 764.2781 | 2981.9754 | 1146.4171 | 1341.8889 | 1528.5561 | 894.5926 | 56976.4594 | 284882.2968 | 1367435.0248 | 2848822.9684 | 3418587.5621 | 2279058.3747 | 1538364.4029 | 1367435.0248
2019 | 15344 | Polk-Burnett Electric Coop | WI | Cooperative | 921.6 | 2.44 | 377.7049 | 34.8 | 0.389 | 89.4602 | 672.3 | 0.873 | 770.1031 | 20851 | 12.5 | Y | . | . | . | . | . | . | . |  |  | . |  | 886.8 | 2.051 | 89.4602 | 432.3745 | 886.8 | 42765.401 | 20851 | 100% | 78.1896 | 1042.55 | 156.3791 | 2606.375 | 469.1374 | 4170.2 | 781.8957 | 5212.75 | 1172.8435 | 4170.2 | 1563.7913 | 2085.1 | 2345.687 | 938.295 | 3127.5827 | 625.53 | 81516.5325 | 407582.6627 | 1956396.7812 | 4075826.6275 | 4890991.953 | 3260661.302 | 2200946.3788 | 1956396.7812
2019 | 15356 | Price Electric Coop Inc | WI | Cooperative | . | . | . | . | . | . | . | . | . | . | . |  | 404.116 | 2.479 | 163.0157 | 404.116 | 2.479 | 163.0157 | 9234 | N | L | 24.9 | N | 0 | 0 | 163.0157 |  |  | 0 | 0 | 0% |  | 0 |  | 0 |  | 1: 0; 3: 0; 5: 0; 7: 0 | 0 |  | 0
2019 | 15386 | City of Princeton - (KY) | KY | Municipal | 5.263 | 0.095 | 55.4 | 5.263 | 0.095 | 55.4 | . | . | . | 3801 | 12.4 | N | . | . | . | . | . | . | . |  |  | . |  | 0 | 0 | 55.4 |  |  | 0 | 0 | 0% |  | 0 |  | 0 |  | 1: 0; 3: 0; 5: 0; 7: 0 | 0 |  | 0
2019 | 15387 | Princeton Public Utils Comm | MN | Municipal | 17.073 | 0.11 | 155.2091 | 7.196 | 0.085 | 84.6588 | 17.073 | 0.11 | 155.2091 | 2795 | 12.4 | N | . | . | . | . | . | . | . |  |  | . |  | 9.877 | 0.025 | 84.6588 | 395.08 | 395.08 | 69.875 | 69.875 | 2.5% | 34.8344 | 3.4937 | 69.6688 | 8.7344 | 209.0063 | 13.975 | 348.3439 | 17.4688 | 522.5158 | 13.975 | 696.6877 | 6.9875 | 1045.0316 | 3.1444 | 1393.3755 | 2.0962 | 121.7026 | 608.5132 | 2920.8633 | 6085.1319 | 7302.1583 | 4868.1055 | 3285.9712 | 2920.8633
2019 | 15410 | Prince George Electric Coop | VA | Cooperative | 616.61 | . | . | 123.22 | . | . | 510.07 | . | . | 11898 | 25 | N | . | . | . | . | . | . | . |  |  | . |  | 493.39 |  |  |  | 493.39 |  | 11898 | 100% | 43.5024 | 594.9 | 87.0048 | 1487.25 | 261.0145 | 2379.6 | 435.0242 | 2974.5 | 652.5364 | 2379.6 | 870.0485 | 1189.8 | 1305.0727 | 535.41 | 1740.097 | 356.94 | 25879.5924 | 129397.9622 | 621110.2187 | 1293979.6223 | 1552775.5468 | 1035183.6979 | 698748.9961 | 621110.2187
2019 | 15419 | PUD No 3 of Mason County | WA | Political Subdivision | . | . | . | . | . | . | . | . | . | . | . |  | 637.655 | 1.673 | 381.1447 | 150.065 | 0.927 | 161.8824 | 34548 | N | F | 12.5 | Y | 487.59 | 0.746 | 161.8824 | 653.6059 | 653.6059 | 25772.808 | 25772.808 | 74.6% | 57.6287 | 1288.6404 | 115.2575 | 3221.601 | 345.7724 | 5154.5616 | 576.2873 | 6443.202 | 864.431 | 5154.5616 | 1152.5747 | 2577.2808 | 1728.862 | 1159.7764 | 2305.1494 | 773.1842 | 74262.7156 | 371313.578 | 1782305.1742 | 3713135.7796 | 4455762.9355 | 2970508.6237 | 2005093.321 | 1782305.1742
2019 | 15444 | Provo City Corp | UT | Municipal | 48 | 0.758 | 63.3245 | 48 | 0.758 | 63.3245 | 48 | 0.758 | 63.3245 | 37290 | 12.5 | Y | . | . | . | . | . | . | . |  |  | . |  | 0 | 0 | 63.3245 |  |  | 0 | 0 | 0% |  | 0 |  | 0 |  | 1: 0; 3: 0; 5: 0; 7: 0 | 0 |  | 0
2019 | 15466 | Public Service Co of Colorado | CO | Investor Owned | 213.52 | 1.099 | 194.2857 | 92.694 | 0.875 | 105.936 | 205.872 | 1.008 | 204.2381 | 1409868 | 34.5 | Y | . | . | . | . | . | . | . |  |  | . |  | 120.826 | 0.224 | 105.936 | 539.4018 | 539.4018 | 315810.432 | 315810.432 | 22.4% | 47.5593 | 15790.5216 | 95.1186 | 39476.304 | 285.3558 | 63162.0864 | 475.5931 | 78952.608 | 713.3896 | 63162.0864 | 951.1861 | 31581.0432 | 1426.7792 | 14211.4694 | 1902.3722 | 9474.313 | 750986.235 | 3754931.1749 | 18023669.6395 | 37549311.749 | 45059174.0988 | 30039449.3992 | 20276628.3445 | 18023669.6395
2019 | 15470 | Duke Energy Indiana, LLC | IN | Investor Owned | 220 | 1.37 | 160.5839 | 140 | 1.06 | 132.0755 | 186.25 | 1.107 | 168.2475 | 847227 | 35 | Y | . | . | . | . | . | . | . |  |  | . |  | 80 | 0.31 | 132.0755 | 258.0645 | 258.0645 | 262640.37 | 262640.37 | 31% | 22.7537 | 13132.0185 | 45.5073 | 32830.0462 | 136.522 | 52528.074 | 227.5367 | 65660.0925 | 341.305 | 52528.074 | 455.0734 | 26264.037 | 682.61 | 11818.8167 | 910.1467 | 7879.2111 | 298801.5871 | 1494007.9353 | 7171238.0896 | 14940079.3534 | 17928095.2241 | 11952063.4827 | 8067642.8508 | 7171238.0896
2019 | 15472 | Public Service Co of NH | NH | Investor Owned | 229.61 | 1.197 | 191.8212 | 82.63 | 0.74 | 111.6622 | 229.61 | 1.197 | 191.8212 | 531399 | 34.5 | Y | . | . | . | . | . | . | . |  |  | . |  | 146.98 | 0.457 | 111.6622 | 321.6193 | 321.6193 | 242849.343 | 242849.343 | 45.7% | 28.3573 | 12142.4672 | 56.7146 | 30356.1679 | 170.1439 | 48569.8686 | 283.5732 | 60712.3357 | 425.3598 | 48569.8686 | 567.1464 | 24284.9343 | 850.7196 | 10928.2204 | 1134.2927 | 7285.4803 | 344327.8105 | 1721639.0526 | 8263867.4525 | 17216390.5261 | 20659668.6313 | 13773112.4209 | 9296850.8841 | 8263867.4525
2019 | 15473 | Public Service Co of NM | NM | Investor Owned | 113.27 | 0.916 | 123.6572 | 103.39 | 0.887 | 116.5614 | 89.49 | 0.673 | 132.9718 | 530935 | 25 | Y | . | . | . | . | . | . | . |  |  | . |  | 9.88 | 0.029 | 116.5614 | 340.6897 | 340.6897 | 15397.115 | 15397.115 | 2.9% | 30.0388 | 769.8558 | 60.0775 | 1924.6394 | 180.2326 | 3079.423 | 300.3876 | 3849.2787 | 450.5815 | 3079.423 | 600.7753 | 1539.7115 | 901.1629 | 692.8702 | 1201.5506 | 461.9135 | 23125.5157 | 115627.5783 | 555012.3756 | 1156275.7825 | 1387530.939 | 925020.626 | 624388.9226 | 555012.3756
2019 | 15474 | Public Service Co of Oklahoma | OK | Investor Owned | 161.3 | 1.458 | 110.631 | 125.1 | 1.322 | 94.6293 | 139.9 | 1.232 | 113.5552 | 553971 | 35 | Y | . | . | . | . | . | . | . |  |  | . |  | 36.2 | 0.136 | 94.6293 | 266.1765 | 266.1765 | 75340.056 | 75340.056 | 13.6% | 23.4689 | 3767.0028 | 46.9378 | 9417.507 | 140.8134 | 15068.0112 | 234.689 | 18835.014 | 352.0335 | 15068.0112 | 469.3781 | 7534.0056 | 704.0671 | 3390.3025 | 938.7561 | 2260.2017 | 88407.4219 | 442037.1095 | 2121778.1255 | 4420371.0948 | 5304445.3137 | 3536296.8758 | 2387000.3912 | 2121778.1255
2019 | 15477 | Public Service Elec & Gas Co | NJ | Investor Owned | 109.52 | 0.81 | 135.2099 | 48.11 | 0.67 | 71.806 | 105.2 | 0.78 | 134.8718 | 2400252 | 69 | Y | . | . | . | . | . | . | . |  |  | . |  | 61.41 | 0.14 | 71.806 | 438.6429 | 438.6429 | 336035.28 | 336035.28 | 14% | 38.6753 | 16801.764 | 77.3507 | 42004.41 | 232.0521 | 67207.056 | 386.7534 | 84008.82 | 580.1302 | 67207.056 | 773.5069 | 33603.528 | 1160.2603 | 15121.5876 | 1547.0138 | 10081.0584 | 649813.9985 | 3249069.9924 | 15595535.9633 | 32490699.9236 | 38988839.9083 | 25992559.9389 | 17544977.9587 | 15595535.9633
2019 | 15500 | Puget Sound Energy Inc | WA | Investor Owned | 550 | 1.57 | 350.3185 | 136 | 0.96 | 141.6667 | 511 | 1.39 | 367.6259 | 1165638 | 34.5 | Y | . | . | . | . | . | . | . |  |  | . |  | 414 | 0.61 | 141.6667 | 678.6885 | 678.6885 | 711039.18 | 711039.18 | 61% | 59.8403 | 35551.959 | 119.6806 | 88879.8975 | 359.0417 | 142207.836 | 598.4028 | 177759.795 | 897.6042 | 142207.836 | 1196.8056 | 71103.918 | 1795.2084 | 31996.7631 | 2393.6113 | 21331.1754 | 2127439.23 | 10637196.1499 | 51058541.5195 | 106371961.4989 | 127646353.7987 | 85097569.1991 | 57440859.2094 | 51058541.5195
2019 | 15507 | City of Pulaski - (TN) | TN | Municipal | 348 | 3.73 | 93.2976 | 123 | 1.61 | 76.3975 | 348 | 3.73 | 93.2976 | 14437 | 7.6 | Y | . | . | . | . | . | . | . |  |  | . |  | 225 | 2.12 | 76.3975 | 106.1321 | 225 | 30606.44 | 14437 | 100% | 19.8384 | 721.85 | 39.6767 | 1804.625 | 119.0301 | 2887.4 | 198.3835 | 3609.25 | 297.5753 | 2887.4 | 396.7671 | 1443.7 | 595.1506 | 649.665 | 793.5342 | 433.11 | 14320.3159 | 71601.5797 | 343687.5827 | 716015.7972 | 859218.9566 | 572812.6378 | 386648.5305 | 343687.5827
2019 | 15515 | City of Purcell - (OK) | OK | Municipal | . | . | . | . | . | . | 466.809 | 1.41 | 331.0702 | 2889 | . | N | . | . | . | . | . | . | . |  |  | . | [7 empty] | 2889 | 100% |  | 144.45 |  | 361.125 |  | 1: 577.8; 3: 722.25; 5: 577.8; 7: 288.9 | 130.005 |  | 86.67
2019 | 15671 | Randolph Electric Member Corp | NC | Cooperative | 151.493 | 1.932 | 78.4125 | 95.759 | 1.363 | 70.2561 | 139.252 | 1.532 | 90.8956 | 32276 | 24.9 | Y | . | . | . | . | . | . | . |  |  | . |  | 55.734 | 0.569 | 70.2561 | 97.9508 | 97.9508 | 18365.044 | 18365.044 | 56.9% | 8.6364 | 918.2522 | 17.2727 | 2295.6305 | 51.8182 | 3673.0088 | 86.3637 | 4591.261 | 129.5455 | 3673.0088 | 172.7273 | 1836.5044 | 259.091 | 826.427 | 345.4547 | 550.9513 | 7930.3626 | 39651.813 | 190328.7025 | 396518.1302 | 475821.7562 | 317214.5042 | 214119.7903 | 190328.7025
2019 | 15700 | Rayle Electric Membership Corp | GA | Cooperative | 254.94 | 2.546 | 100.1335 | 170.219 | 2.015 | 84.4759 | 217.58 | 2.066 | 105.3146 | 18555 | 24.9 | Y | . | . | . | . | . | . | . |  |  | . |  | 84.721 | 0.531 | 84.4759 | 159.5499 | 159.5499 | 9852.705 | 9852.705 | 53.1% | 14.0676 | 492.6352 | 28.1352 | 1231.5881 | 84.4055 | 1970.541 | 140.6759 | 2463.1762 | 211.0138 | 1970.541 | 281.3518 | 985.2705 | 422.0277 | 443.3717 | 562.7036 | 295.5811 | 6930.1902 | 34650.9512 | 166324.566 | 346509.5125 | 415811.415 | 277207.61 | 187115.1367 | 166324.566
2019 | 15748 | Town of Reading - (MA) | MA | Municipal | 29.34 | 0.955 | 30.7225 | 16.399 | 0.255 | 64.3098 | . | . | . | 30111 | 13.5 | Y | . | . | . | . | . | . | . |  |  | . |  | 12.941 | 0.7 | 64.3098 | 18.4871 | 18.4871 | 21077.7 | 21077.7 | 70% | 1.63 | 1053.885 | 3.26 | 2634.7125 | 9.7801 | 4215.54 | 16.3002 | 5269.425 | 24.4503 | 4215.54 | 32.6004 | 2107.77 | 48.9006 | 948.4965 | 65.2008 | 632.331 | 1717.8536 | 8589.2678 | 41228.4856 | 85892.6784 | 103071.2141 | 68714.1427 | 46382.0463 | 41228.4856
2019 | 15750 | Redwood Electric Coop | MN | Cooperative | 235.4 | 1.052 | 223.7643 | 23.2 | 0.374 | 62.0321 | . | . | . | 4454 | 69 | N | . | . | . | . | . | . | . |  |  | . |  | 212.2 | 0.678 | 62.0321 | 312.9794 | 312.9794 | 3019.812 | 3019.812 | 67.8% | 27.5955 | 150.9906 | 55.1911 | 377.4765 | 165.5732 | 603.9624 | 275.9553 | 754.953 | 413.933 | 603.9624 | 551.9107 | 301.9812 | 827.866 | 135.8915 | 1103.8214 | 90.5944 | 4166.6663 | 20833.3314 | 99999.9906 | 208333.3137 | 249999.9765 | 166666.651 | 112499.9894 | 99999.9906
2019 | 15783 | City of Redding - (CA) | CA | Municipal | 77.4 | 0.874 | 88.5584 | 77.4 | 0.874 | 88.5584 | 77.4 | 0.874 | 88.5584 | 44378 | 12.5 | N | . | . | . | . | . | . | . |  |  | . |  | 0 | 0 | 88.5584 |  |  | 0 | 0 | 0% |  | 0 |  | 0 |  | 1: 0; 3: 0; 5: 0; 7: 0 | 0 |  | 0
2019 | 15845 | Renville-Sibley Coop Pwr Assn | MN | Cooperative | 300.573 | 2.28 | 131.8303 | 91.143 | 0.875 | 104.1634 | 277.302 | 1.649 | 168.1637 | 1908 | 12.5 | N | . | . | . | . | . | . | . |  |  | . |  | 209.43 | 1.405 | 104.1634 | 149.0605 | 209.43 | 2680.74 | 1908 | 100% | 18.4655 | 95.4 | 36.9311 | 238.5 | 110.7932 | 381.6 | 184.6554 | 477 | 276.9831 | 381.6 | 369.3108 | 190.8 | 553.9662 | 85.86 | 738.6216 | 57.24 | 1761.6125 | 8808.0626 | 42278.7005 | 88080.626 | 105696.7512 | 70464.5008 | 47563.538 | 42278.7005
2019 | 15938 | Rice Lake Utilities | WI | Municipal | 49.28 | 0.37 | 133.1892 | 8.94 | . | . | . | . | . | 5988 | 12.5 | N | . | . | . | . | . | . | . |  |  | . |  | 40.34 |  |  |  | 40.34 |  | 5988 | 100% | 3.5568 | 299.4 | 7.1136 | 748.5 | 21.3408 | 1197.6 | 35.568 | 1497 | 53.3519 | 1197.6 | 71.1359 | 598.8 | 106.7039 | 269.46 | 142.2719 | 179.64 | 1064.9049 | 5324.5243 | 25557.7167 | 53245.2432 | 63894.2918 | 42596.1946 | 28752.4313 | 25557.7167
2019 | 15978 | City of Richland Center - (WI) | WI | Municipal | 58.578 | 0.536 | 109.2873 | . | . | . | . | . | . | 3007 | 12.5 | N | . | . | . | . | . | . | . |  |  | . | [7 empty] | 3007 | 100% |  | 150.35 |  | 375.875 |  | 1: 601.4; 3: 751.75; 5: 601.4; 7: 300.7 | 135.315 |  | 90.21
2019 | 15979 | City of Richland - (WA) | WA | Municipal | 10.846 | 0.363 | 29.8788 | 10.846 | 0.363 | 29.8788 | 10.846 | 0.363 | 29.8788 | 24966 | 12.5 | N | . | . | . | . | . | . | . |  |  | . |  | 0 | 0 | 29.8788 |  |  | 0 | 0 | 0% |  | 0 |  | 0 |  | 1: 0; 3: 0; 5: 0; 7: 0 | 0 |  | 0
2019 | 15989 | City of Richmond - (IN) | IN | Municipal | . | . | . | . | . | . | . | . | . | . | . |  | 46 | 0.671 | 68.5544 | . | . | . | 21534 | Y | L | 15 | N | [6 empty] | 21534 | 100% |  | 1076.7 |  | 2691.75 |  | 1: 4306.8; 3: 5383.5; 5: 4306.8; 7: 2153.4 | 969.03 |  | 646.02
2019 | 16057 | Rio Grande Electric Coop, Inc | TX | Cooperative | 417.81 | . | . | 281.713 | . | . | 415.278 | . | . | 13646 | 24.9 | N | . | . | . | . | . | . | . |  |  | . |  | 136.097 |  |  |  | 136.097 |  | 13646 | 100% | 11.9997 | 682.3 | 23.9995 | 1705.75 | 71.9984 | 2729.2 | 119.9974 | 3411.5 | 179.996 | 2729.2 | 239.9947 | 1364.6 | 359.9921 | 614.07 | 479.9894 | 409.38 | 8187.4195 | 40937.0976 | 196498.0686 | 409370.9762 | 491245.1714 | 327496.781 | 221060.3271 | 196498.0686
2019 | 16060 | Riverland Energy Cooperative | WI | Cooperative | 131.838 | 0.957 | 137.7618 | 129.23 | 0.776 | 166.5335 | 128.118 | 0.918 | 139.5621 | 18154 | 12.5 | Y | . | . | . | . | . | . | . |  |  | . |  | 2.608 | 0.181 | 166.5335 | 14.4088 | 14.4088 | 3285.874 | 3285.874 | 18.1% | 1.2704 | 164.2937 | 2.5409 | 410.7342 | 7.6226 | 657.1748 | 12.7043 | 821.4685 | 19.0565 | 657.1748 | 25.4087 | 328.5874 | 38.113 | 147.8643 | 50.8174 | 98.5762 | 208.7243 | 1043.6216 | 5009.3835 | 10436.2157 | 12523.4589 | 8348.9726 | 5635.5565 | 5009.3835
2019 | 16063 | Rita Blanca Electric Coop, Inc | TX | Cooperative | . | . | . | . | . | . | . | . | . | . | . |  | 739 | 3.109 | 237.697 | 8.2 | 0.14 | 58.5714 | 7928 | N | L | 14.4 | N | 730.8 | 2.969 | 58.5714 | 246.1435 | 730.8 | 23538.232 | 7928 | 100% | 64.435 | 396.4 | 128.8699 | 991 | 386.6098 | 1585.6 | 644.3497 | 1982 | 966.5246 | 1585.6 | 1288.6995 | 792.8 | 1933.0492 | 356.76 | 2577.399 | 237.84 | 25542.0238 | 127710.119 | 613008.5713 | 1277101.1903 | 1532521.4284 | 1021680.9522 | 689634.6428 | 613008.5713
2019 | 16082 | City of River Falls | WI | Municipal | 85.117 | 0.426 | 199.8052 | 24.109 | 0.176 | 136.9829 | 15.039 | 0.176 | 85.4489 | 6612 | 12.5 | N | . | . | . | . | . | . | . |  |  | . |  | 61.008 | 0.25 | 136.983 | 244.032 | 244.032 | 1653 | 1653 | 25% | 21.5164 | 82.65 | 43.0328 | 206.625 | 129.0985 | 330.6 | 215.1641 | 413.25 | 322.7462 | 330.6 | 430.3283 | 165.3 | 645.4924 | 74.385 | 860.6566 | 49.59 | 1778.3317 | 8891.6583 | 42679.9596 | 88916.5825 | 106699.899 | 71133.266 | 48014.9546 | 42679.9596
2019 | 16088 | City of Riverside - (CA) | CA | Municipal | 78.43 | 0.66 | 118.8333 | 64.7 | 0.64 | 101.0938 | . | . | . | 112114 | 12 | N | . | . | . | . | . | . | . |  |  | . |  | 13.73 | 0.02 | 101.0938 | 686.5 | 686.5 | 2242.28 | 2242.28 | 2% | 60.529 | 112.114 | 121.058 | 280.285 | 363.1741 | 448.456 | 605.2902 | 560.57 | 907.9353 | 448.456 | 1210.5805 | 224.228 | 1815.8707 | 100.9026 | 2421.1609 | 67.2684 | 6786.1509 | 33930.7543 | 162867.6206 | 339307.543 | 407169.0516 | 271446.0344 | 183226.0732 | 162867.6206
2019 | 16101 | Roanoke Electric Member Corp | NC | Cooperative | 389.41 | 1.856 | 209.8114 | 264.2 | 1.533 | 172.3418 | 303.34 | 1.657 | 183.0658 | 14172 | 25 | Y | . | . | . | . | . | . | . |  |  | . |  | 125.21 | 0.323 | 172.3418 | 387.6471 | 387.6471 | 4577.556 | 4577.556 | 32.3% | 34.179 | 228.8778 | 68.358 | 572.1945 | 205.0741 | 915.5112 | 341.7902 | 1144.389 | 512.6853 | 915.5112 | 683.5804 | 457.7556 | 1025.3706 | 205.99 | 1367.1608 | 137.3267 | 7822.819 | 39114.0952 | 187747.6571 | 391140.9522 | 469369.1427 | 312912.7618 | 211216.1142 | 187747.6571
2019 | 16146 | Navasota Valley Elec Coop, Inc | TX | Cooperative | 1282.137 | 4.758 | 269.4697 | 570.86 | 3.538 | 161.351 | 1223.451 | 4.458 | 274.4394 | 19859 | 24.9 | Y | . | . | . | . | . | . | . |  |  | . |  | 711.277 | 1.22 | 161.351 | 583.0139 | 711.277 | 24227.98 | 19859 | 100% | 62.7136 | 992.95 | 125.4272 | 2482.375 | 376.2817 | 3971.8 | 627.1362 | 4964.75 | 940.7043 | 3971.8 | 1254.2724 | 1985.9 | 1881.4087 | 893.655 | 2508.5449 | 595.77 | 62271.4913 | 311357.4565 | 1494515.7912 | 3113574.565 | 3736289.4779 | 2490859.652 | 1681330.2651 | 1494515.7912
2019 | 16179 | Rochelle Municipal Utilities | IL | Municipal | 42.326 | 0.327 | 129.4373 | . | . | . | . | . | . | 6907 | 15 | N | . | . | . | . | . | . | . |  |  | . | [7 empty] | 6907 | 100% |  | 345.35 |  | 863.375 |  | 1: 1381.4; 3: 1726.75; 5: 1381.4; 7: 690.7 | 310.815 |  | 207.21
2019 | 16181 | Rochester Public Utilities | MN | Municipal | 109.46 | 1.158 | 94.525 | 39.171 | 0.613 | 63.9005 | 109.46 | 1.158 | 94.525 | 56264 | 13.8 | Y | . | . | . | . | . | . | . |  |  | . |  | 70.289 | 0.545 | 63.9005 | 128.9706 | 128.9706 | 30663.88 | 30663.88 | 54.5% | 11.3714 | 1533.194 | 22.7428 | 3832.985 | 68.2284 | 6132.776 | 113.714 | 7665.97 | 170.571 | 6132.776 | 227.428 | 3066.388 | 341.142 | 1379.8746 | 454.856 | 919.9164 | 17434.5641 | 87172.8206 | 418429.539 | 871728.2063 | 1046073.8476 | 697382.5651 | 470733.2314 | 418429.539
2019 | 16183 | Rochester Gas & Electric Corp | NY | Investor Owned | . | . | . | . | . | . | . | . | . | . | . |  | 134.4 | 0.92 | 146.087 | 79.8 | 0.72 | 110.8333 | 379141 |  | O | 34.5 | N | 54.6 | 0.2 | 110.8333 | 273 | 273 | 75828.2 | 75828.2 | 20% | 24.0705 | 3791.41 | 48.1411 | 9478.525 | 144.4232 | 15165.64 | 240.7054 | 18957.05 | 361.058 | 15165.64 | 481.4107 | 7582.82 | 722.1161 | 3412.269 | 962.8215 | 2274.846 | 91261.2723 | 456306.3615 | 2190270.5352 | 4563063.615 | 5475676.338 | 3650450.892 | 2464054.3521 | 2190270.5352
2019 | 16195 | City of Rock Hill - (SC) | SC | Municipal | 92.82 | 1.502 | 61.7976 | 92.82 | 1.502 | 61.7976 | . | . | . | 38268 | 24.9 | Y | . | . | . | . | . | . | . |  |  | . |  | 0 | 0 | 61.7976 |  |  | 0 | 0 | 0% |  | 0 |  | 0 |  | 1: 0; 3: 0; 5: 0; 7: 0 | 0 |  | 0
2019 | 16213 | Rockland Electric Co | NJ | Investor Owned | . | . | . | . | . | . | . | . | . | . | . |  | 134.9 | 1.015 | 132.9064 | 107.1 | 0.927 | 115.534 | 72353 | N | F | 13.2 | N | 27.8 | 0.088 | 115.534 | 315.9091 | 315.9091 | 6367.064 | 6367.064 | 8.8% | 27.8539 | 318.3532 | 55.7077 | 795.883 | 167.1231 | 1273.4128 | 278.5385 | 1591.766 | 417.8078 | 1273.4128 | 557.077 | 636.7064 | 835.6155 | 286.5179 | 1114.154 | 191.0119 | 8867.3625 | 44336.8126 | 212816.7007 | 443368.1264 | 532041.7517 | 354694.5011 | 239418.7882 | 212816.7007
2019 | 16217 | Village of Rockville Centre - (NY) | NY | Municipal | . | . | . | . | . | . | . | . | . | . | . |  | 109.2 | 0.75 | 145.6 | . | . | . | 10896 | Y | F | 4.2 | N | [6 empty] | 10896 | 100% |  | 544.8 |  | 1362 |  | 1: 2179.2; 3: 2724; 5: 2179.2; 7: 1089.6 | 490.32 |  | 326.88
2019 | 16223 | City of Rockwood - (TN) | TN | Municipal | 382.151 | 2.232 | 171.2146 | 190.333 | 1.697 | 112.1585 | . | . | . | 14657 | 12.5 | N | . | . | . | . | . | . | . |  |  | . |  | 191.818 | 0.535 | 112.1585 | 358.5383 | 358.5383 | 7841.495 | 7841.495 | 53.5% | 31.6125 | 392.0747 | 63.225 | 980.1869 | 189.6749 | 1568.299 | 316.1249 | 1960.3737 | 474.1873 | 1568.299 | 632.2498 | 784.1495 | 948.3747 | 352.8673 | 1264.4996 | 235.2449 | 12394.4589 | 61972.2945 | 297467.0135 | 619722.9447 | 743667.5337 | 495778.3558 | 334650.3902 | 297467.0135
2019 | 16226 | City of Rocky Mount - (NC) | NC | Municipal | 83.31 | 1.77 | 47.0678 | 72.02 | 1.69 | 42.6154 | . | . | . | 28418 | 12.5 | N | . | . | . | . | . | . | . |  |  | . |  | 11.29 | 0.08 | 42.6154 | 141.125 | 141.125 | 2273.44 | 2273.44 | 8% | 12.4431 | 113.672 | 24.8861 | 284.18 | 74.6583 | 454.688 | 124.4306 | 568.36 | 186.6458 | 454.688 | 248.8611 | 227.344 | 373.2917 | 102.3048 | 497.7223 | 68.2032 | 1414.4271 | 7072.1356 | 33946.2511 | 70721.3564 | 84865.6276 | 56577.0851 | 38189.5324 | 33946.2511
2019 | 16259 | City of Rolla - (MO) | MO | Municipal | 17.76 | 0.263 | 67.5285 | . | . | . | . | . | . | 9609 | 12.4 | N | . | . | . | . | . | . | . |  |  | . | [7 empty] | 9609 | 100% |  | 480.45 |  | 1201.125 |  | 1: 1921.8; 3: 2402.25; 5: 1921.8; 7: 960.9 | 432.405 |  | 288.27
2019 | 16295 | City of Roseville - (CA) | CA | Municipal | . | . | . | . | . | . | . | . | . | . | . |  | 13.3 | 0.14 | 95 | 9.6 | 0.12 | 80 | 61657 | N | F | 60 | N | 3.7 | 0.02 | 80 | 185 | 185 | 1233.14 | 1233.14 | 2% | 16.3115 | 61.657 | 32.6231 | 154.1425 | 97.8692 | 246.628 | 163.1154 | 308.285 | 244.673 | 246.628 | 326.2307 | 123.314 | 489.3461 | 55.4913 | 652.4614 | 36.9942 | 1005.7204 | 5028.6018 | 24137.2885 | 50286.0176 | 60343.2212 | 40228.8141 | 27154.4495 | 24137.2885
2019 | 16368 | Runestone Electric Assn | MN | Cooperative | 75.6 | 1.08 | 70 | 69.42 | 1.03 | 67.3981 | 57.36 | 0.814 | 70.4668 | 14454 | 12.5 | Y | . | . | . | . | . | . | . |  |  | . |  | 6.18 | 0.05 | 67.3981 | 123.6 | 123.6 | 722.7 | 722.7 | 5% | 10.8979 | 36.135 | 21.7957 | 90.3375 | 65.3872 | 144.54 | 108.9787 | 180.675 | 163.468 | 144.54 | 217.9574 | 72.27 | 326.9361 | 32.5215 | 435.9148 | 21.681 | 393.7945 | 1968.9725 | 9451.0681 | 19689.7252 | 23627.6702 | 15751.7802 | 10632.4516 | 9451.0681
2019 | 16377 | Town of Rowley - (MA) | MA | Municipal | 68.76 | 1.22 | 56.3607 | 43.27 | . | . | . | . | . | 3097 | 13.2 |  | . | . | . | . | . | . | . |  |  | . |  | 25.49 |  |  |  | 25.49 |  | 3097 | 100% | 2.2475 | 154.85 | 4.4949 | 387.125 | 13.4848 | 619.4 | 22.4747 | 774.25 | 33.712 | 619.4 | 44.9493 | 309.7 | 67.424 | 139.365 | 89.8986 | 92.91 | 348.02 | 1740.0999 | 8352.4793 | 17400.9985 | 20881.1982 | 13920.7988 | 9396.5392 | 8352.4793
2019 | 16382 | Rural Electric Coop, Inc | OK | Cooperative | 691.9 | 4.314 | 160.3848 | 234.1 | 2.435 | 96.1396 | 655.3 | 3.705 | 176.8691 | 11960 | 25 | Y | . | . | . | . | . | . | . |  |  | . |  | 457.8 | 1.879 | 96.1396 | 243.6402 | 457.8 | 22472.84 | 11960 | 100% | 40.3644 | 598 | 80.7289 | 1495 | 242.1866 | 2392 | 403.6444 | 2990 | 605.4666 | 2392 | 807.2888 | 1196 | 1210.9331 | 538.2 | 1614.5775 | 358.8 | 24137.9339 | 120689.6694 | 579310.4129 | 1206896.6936 | 1448276.0323 | 965517.3549 | 651724.2145 | 579310.4129
2019 | 16420 | Rural Electric Conven Coop | IL | Cooperative | 142.085 | 1.559 | 91.1385 | 86.96 | 1.087 | 80 | 125.498 | 1.244 | 100.8826 | 5891 | 15 | Y | . | . | . | . | . | . | . |  |  | . |  | 55.125 | 0.472 | 80 | 116.7903 | 116.7903 | 2780.552 | 2780.552 | 47.2% | 10.2975 | 139.0276 | 20.5949 | 347.569 | 61.7847 | 556.1104 | 102.9745 | 695.138 | 154.4618 | 556.1104 | 205.949 | 278.0552 | 308.9235 | 125.1248 | 411.898 | 83.4166 | 1431.6299 | 7158.1493 | 34359.1168 | 71581.4934 | 85897.7921 | 57265.1947 | 38654.0064 | 34359.1168
2019 | 16440 | City of Russell - (KS) | KS | Municipal | 100.809 | 3.484 | 28.9348 | 5.136 | 0.314 | 16.3567 | 100.809 | 3.484 | 28.9348 | 3433 | 34.5 | N | . | . | . | . | . | . | . |  |  | . |  | 95.673 | 3.17 | 16.3567 | 30.1808 | 95.673 | 10882.61 | 3433 | 100% | 8.4355 | 171.65 | 16.8711 | 429.125 | 50.6132 | 686.6 | 84.3553 | 858.25 | 126.533 | 686.6 | 168.7107 | 343.3 | 253.066 | 154.485 | 337.4213 | 102.99 | 1447.9592 | 7239.7959 | 34751.0205 | 72397.9594 | 86877.5512 | 57918.3675 | 39094.8981 | 34751.0205
2019 | 16461 | Rusk County Electric Coop, Inc | TX | Cooperative | 902.7 | . | . | 403.6 | . | . | 873.3 | . | . | 22676 | 14 | Y | . | . | . | . | . | . | . |  |  | . |  | 499.1 |  |  |  | 499.1 |  | 22676 | 100% | 44.0059 | 1133.8 | 88.0118 | 2834.5 | 264.0353 | 4535.2 | 440.0588 | 5669 | 660.0882 | 4535.2 | 880.1176 | 2267.6 | 1320.1763 | 1020.42 | 1760.2351 | 680.28 | 49893.8645 | 249469.3226 | 1197452.7483 | 2494693.2256 | 2993631.8707 | 1995754.5805 | 1347134.3418 | 1197452.7483
2019 | 16463 | City of Ruston - (LA) | LA | Municipal | 228.67 | 2.39 | 95.6778 | . | . | . | . | . | . | 10776 | 13.8 | N | . | . | . | . | . | . | . |  |  | . | [7 empty] | 10776 | 100% |  | 538.8 |  | 1347 |  | 1: 2155.2; 3: 2694; 5: 2155.2; 7: 1077.6 | 484.92 |  | 323.28
2019 | 16496 | Rutherford Elec Member Corp | NC | Cooperative | 61.15 | 0.642 | 95.2492 | 55.15 | 0.581 | 94.9225 | 61.15 | 0.642 | 95.2492 | 71222 | 13.2 | N | . | . | . | . | . | . | . |  |  | . |  | 6 | 0.061 | 94.9225 | 98.3607 | 98.3607 | 4344.542 | 4344.542 | 6.1% | 8.6725 | 217.2271 | 17.345 | 543.0678 | 52.035 | 868.9084 | 86.725 | 1086.1355 | 130.0876 | 868.9084 | 173.4501 | 434.4542 | 260.1751 | 195.5044 | 346.9002 | 130.3363 | 1883.903 | 9419.5151 | 45213.6723 | 94195.1506 | 113034.1807 | 75356.1205 | 50865.3813 | 45213.6723
2019 | 16511 | Sac-Osage Electric Coop Inc | MO | Cooperative | . | . | . | . | . | . | . | . | . | . | . |  | 208.3 | . | . | 204.7 | . | . | 10945 | N | L | 7.2 | N | 3.6 |  |  |  | 3.6 |  | 10945 | 100% | 0.31741 | 547.25 | 0.63483 | 1368.125 | 1.9045 | 2189 | 3.1741 | 2736.25 | 4.7612 | 2189 | 6.3483 | 1094.5 | 9.5224 | 492.525 | 12.6965 | 328.35 | 173.7046 | 868.5231 | 4168.9111 | 8685.2314 | 10422.2777 | 6948.1852 | 4690.025 | 4168.9111
2019 | 16534 | Sacramento Municipal Util Dist | CA | Political Subdivision | . | . | . | . | . | . | . | . | . | . | . |  | 114.5 | 1.33 | 86.0902 | 66 | 1.04 | 63.4615 | 633150 | N | F | 69 | Y | 48.5 | 0.29 | 63.4615 | 167.2414 | 167.2414 | 183613.5 | 183613.5 | 29% | 14.7457 | 9180.675 | 29.4915 | 22951.6875 | 88.4745 | 36722.7 | 147.4575 | 45903.375 | 221.1862 | 36722.7 | 294.915 | 18361.35 | 442.3725 | 8262.6075 | 589.83 | 5508.405 | 135375.9368 | 676879.6841 | 3249022.4835 | 6768796.8406 | 8122556.2087 | 5415037.4724 | 3655150.2939 | 3249022.4835
2019 | 16555 | Salem Electric - (OR) | OR | Cooperative | . | . | . | . | . | . | . | . | . | . | . |  | 10.9 | 0.271 | 40.2214 | 10.9 | 0.271 | 40.2214 | 19718 | N | L | 12.4 | N | 0 | 0 | 40.2214 |  |  | 0 | 0 | 0% |  | 0 |  | 0 |  | 1: 0; 3: 0; 5: 0; 7: 0 | 0 |  | 0
2019 | 16558 | City of Salem - (VA) | VA | Municipal | 15.76 | 0.118 | 133.5593 | 15.76 | 0.118 | 133.5593 | . | . | . | 13320 | 12.5 | N | . | . | . | . | . | . | . |  |  | . |  | 0 | 0 | 133.5593 |  |  | 0 | 0 | 0% |  | 0 |  | 0 |  | 1: 0; 3: 0; 5: 0; 7: 0 | 0 |  | 0
2019 | 16572 | Salt River Project | AZ | Political Subdivision | 49.29 | 0.781 | 63.1114 | 43.27 | 0.71 | 60.9437 | 46.39 | 0.698 | 66.4613 | 1055618 | 34.5 | N | . | . | . | . | . | . | . |  |  | . |  | 6.02 | 0.071 | 60.9437 | 84.7887 | 84.7887 | 74948.878 | 74948.878 | 7.1% | 7.4759 | 3747.4439 | 14.9517 | 9368.6098 | 44.8552 | 14989.7756 | 74.7586 | 18737.2195 | 112.1379 | 14989.7756 | 149.5172 | 7494.8878 | 224.2759 | 3372.6995 | 299.0345 | 2248.4663 | 28015.3726 | 140076.8632 | 672368.9433 | 1400768.6319 | 1680922.3583 | 1120614.9055 | 756415.0612 | 672368.9433
2019 | 16587 | Salt River Electric Coop Corp | KY | Cooperative | 121.21 | 1.24 | 97.75 | 78.83 | 1.05 | 75.0762 | 117.18 | 1.04 | 112.6731 | 52831 | 12.4 | Y | . | . | . | . | . | . | . |  |  | . |  | 42.38 | 0.19 | 75.0762 | 223.0526 | 223.0526 | 10037.89 | 10037.89 | 19% | 19.6667 | 501.8945 | 39.3333 | 1254.7362 | 117.9999 | 2007.578 | 196.6665 | 2509.4725 | 294.9998 | 2007.578 | 393.3331 | 1003.789 | 589.9996 | 451.7051 | 786.6662 | 301.1367 | 9870.5854 | 49352.9268 | 236894.0487 | 493529.2682 | 592235.1218 | 394823.4145 | 266505.8048 | 236894.0487
2019 | 16603 | San Luis Valley R E C, Inc | CO | Cooperative | 731.4 | 0.246 | 2973.1707 | 103.2 | 0.096 | 1075 | 723.1 | 0.232 | 3116.8103 | 12494 | 25 | Y | . | . | . | . | . | . | . |  |  | . |  | 628.2 | 0.15 | 1075 | 4188 | 4188 | 1874.1 | 1874.1 | 15% | 369.2579 | 93.705 | 738.5158 | 234.2625 | 2215.5474 | 374.82 | 3692.579 | 468.525 | 5538.8685 | 374.82 | 7385.158 | 187.41 | 11077.737 | 84.3345 | 14770.3159 | 56.223 | 34601.3114 | 173006.5569 | 830431.4733 | 1730065.5694 | 2076078.6833 | 1384052.4555 | 934235.4075 | 830431.4733
2019 | 16604 | City of San Antonio - (TX) | TX | Municipal | 154.58 | 1.39 | 111.2086 | 54.86 | 0.79 | 69.443 | . | . | . | 829998 | 35 | Y | . | . | . | . | . | . | . |  |  | . |  | 99.72 | 0.6 | 69.443 | 166.2 | 166.2 | 497998.8 | 497998.8 | 60% | 14.6539 | 24899.94 | 29.3079 | 62249.85 | 87.9236 | 99599.76 | 146.5393 | 124499.7 | 219.809 | 99599.76 | 293.0786 | 49799.88 | 439.6179 | 22409.946 | 586.1572 | 14939.964 | 364882.001 | 1824410.005 | 8757168.024 | 18244100.05 | 21892920.06 | 14595280.04 | 9851814.027 | 8757168.024
2019 | 16606 | Santee Electric Coop, Inc | SC | Cooperative | 705.31 | . | . | 159.75 | . | . | 702.58 | . | . | 43458.7 | 25 | Y | . | . | . | . | . | . | . |  |  | . |  | 545.56 |  |  |  | 545.56 |  | 43458.7 | 100% | 48.1023 | 2172.935 | 96.2046 | 5432.3375 | 288.6137 | 8691.74 | 481.0228 | 10864.675 | 721.5342 | 8691.74 | 962.0456 | 4345.87 | 1443.0683 | 1955.6415 | 1924.0911 | 1303.761 | 104523.1229 | 522615.6144 | 2508554.949 | 5226156.1437 | 6271387.3725 | 4180924.915 | 2822124.3176 | 2508554.949
2019 | 16609 | San Diego Gas & Electric Co | CA | Investor Owned | 122.96 | 0.639 | 192.4257 | 68.64 | 0.596 | 115.1678 | 122.96 | 0.639 | 192.4257 | 1478587 | 12.5 | Y | . | . | . | . | . | . | . |  |  | . |  | 54.32 | 0.043 | 115.1678 | 1263.2558 | 1263.2558 | 63579.241 | 63579.241 | 4.3% | 111.3818 | 3178.9621 | 222.7637 | 7947.4051 | 668.2911 | 12715.8482 | 1113.8185 | 15894.8103 | 1670.7277 | 12715.8482 | 2227.637 | 6357.9241 | 3341.4555 | 2861.0658 | 4455.274 | 1907.3772 | 354078.6738 | 1770393.369 | 8497888.1712 | 17703933.6899 | 21244720.4279 | 14163146.9519 | 9560124.1926 | 8497888.1712
2019 | 16611 | Access Energy Coop | IA | Cooperative | . | . | . | . | . | . | . | . | . | . | . |  | 139 | 1.32 | 105.303 | 130 | 1.25 | 104 | 8930 | Y | L | 12.5 | Y | 9 | 0.07 | 104 | 128.5714 | 128.5714 | 625.1 | 625.1 | 7% | 11.3362 | 31.255 | 22.6724 | 78.1375 | 68.0172 | 125.02 | 113.362 | 156.275 | 170.043 | 125.02 | 226.724 | 62.51 | 340.0861 | 28.1295 | 453.4481 | 18.753 | 354.313 | 1771.565 | 8503.5121 | 17715.6503 | 21258.7803 | 14172.5202 | 9566.4511 | 8503.5121
2019 | 16613 | Sam Houston Electric Coop Inc | TX | Cooperative | 348 | . | . | 310 | . | . | . | . | . | 75330 | 34.5 | N | . | . | . | . | . | . | . |  |  | . |  | 38 |  |  |  | 38 |  | 75330 | 100% | 3.3505 | 3766.5 | 6.701 | 9416.25 | 20.1029 | 15066 | 33.5048 | 18832.5 | 50.2572 | 15066 | 67.0096 | 7533 | 100.5143 | 3389.85 | 134.0191 | 2259.9 | 12619.5738 | 63097.8692 | 302869.7722 | 630978.6921 | 757174.4306 | 504782.9537 | 340728.4938 | 302869.7722
2019 | 16616 | San Isabel Electric Assn, Inc | CO | Cooperative | . | . | . | . | . | . | . | . | . | . | . |  | 351.2 | 0.919 | 382.1545 | 177.4 | 0.918 | 193.2462 | 24924 | N | L | 24.9 | Y | 173.8 | 0.001 | 193.2462 | 173800 | 173800 | 24.924 | 24.924 | 0.1% | 15324.0265 | 1.2462 | 30648.0529 | 3.1155 | 91944.1587 | 4.9848 | 153240.2645 | 6.231 | 229860.3968 | 4.9848 | 306480.529 | 2.4924 | 459720.7935 | 1.1216 | 612961.058 | 0.74772 | 19096.8018 | 95484.0088 | 458323.2423 | 954840.0882 | 1145808.1058 | 763872.0705 | 515613.6476 | 458323.2423
2019 | 16627 | San Patricio Electric Coop Inc | TX | Cooperative | 297.805 | 2.109 | 141.2067 | 154.688 | 1.699 | 91.0465 | 228.432 | 1.772 | 128.912 | 11619 | 24.9 | Y | . | . | . | . | . | . | . |  |  | . |  | 143.117 | 0.41 | 91.0465 | 349.0659 | 349.0659 | 4763.79 | 4763.79 | 41% | 30.7773 | 238.1895 | 61.5546 | 595.4737 | 184.6638 | 952.758 | 307.773 | 1190.9475 | 461.6595 | 952.758 | 615.546 | 476.379 | 923.3189 | 214.3706 | 1231.0919 | 142.9137 | 7330.8292 | 36654.146 | 175939.9007 | 366541.4599 | 439849.7519 | 293233.1679 | 197932.3883 | 175939.9007
2019 | 16638 | San Bernard Electric Coop, Inc | TX | Cooperative | 163.78 | 1.522 | 107.6084 | 100.7 | 1.202 | 83.777 | . | . | . | 27838 | 14.4 | Y | . | . | . | . | . | . | . |  |  | . |  | 63.08 | 0.32 | 83.777 | 197.125 | 197.125 | 8908.16 | 8908.16 | 32% | 17.3806 | 445.408 | 34.7612 | 1113.52 | 104.2836 | 1781.632 | 173.806 | 2227.04 | 260.709 | 1781.632 | 347.612 | 890.816 | 521.4181 | 400.8672 | 695.2241 | 267.2448 | 7741.4594 | 38707.297 | 185795.0255 | 387072.9699 | 464487.5639 | 309658.3759 | 209019.4037 | 185795.0255
2019 | 16649 | Sangre De Cristo Elec Assn Inc | CO | Cooperative | 198.4 | 1.606 | 123.5367 | 198.4 | 1.606 | 123.5367 | 194.5 | 1.52 | 127.9605 | 12754 | 12.5 | Y | . | . | . | . | . | . | . |  |  | . |  | 0 | 0 | 123.5367 |  |  | 0 | 0 | 0% |  | 0 |  | 0 |  | 1: 0; 3: 0; 5: 0; 7: 0 | 0 |  | 0
2019 | 16655 | City of Santa Clara - (CA) | CA | Municipal | . | . | . | . | . | . | . | . | . | . | . |  | 52.59 | 0.54 | 97.3889 | . | . | . | 55526 | N | L | 60 | N | [6 empty] | 55526 | 100% |  | 2776.3 |  | 6940.75 |  | 1: 11105.2; 3: 13881.5; 5: 11105.2; 7: 5552.6 | 2498.67 |  | 1665.78
2019 | 16679 | City of Sauk Centre - (MN) | MN | Municipal | 7.72 | 0.23 | 33.5652 | 7.72 | 0.23 | 33.5652 | . | . | . | 2366 | 15 | N | . | . | . | . | . | . | . |  |  | . |  | 0 | 0 | 33.5652 |  |  | 0 | 0 | 0% |  | 0 |  | 0 |  | 1: 0; 3: 0; 5: 0; 7: 0 | 0 |  | 0
2019 | 16740 | Scenic Rivers Energy Coop | WI | Cooperative | . | . | . | . | . | . | . | . | . | . | . |  | 163.4 | 1.61 | 101.4907 | 163.4 | 1.61 | 101.4907 | 14226 | N | L | 12.5 | Y | 0 | 0 | 101.4907 |  |  | 0 | 0 | 0% |  | 0 |  | 0 |  | 1: 0; 3: 0; 5: 0; 7: 0 | 0 |  | 0
2019 | 16751 | Three Rivers Electric Coop | MO | Cooperative | 347.236 | 1.326 | 261.8673 | 162.783 | 0.94 | 173.1734 | 328.697 | 1.217 | 270.0879 | 22791 | 25 | Y | . | . | . | . | . | . | . |  |  | . |  | 184.453 | 0.386 | 173.1734 | 477.8575 | 477.8575 | 8797.326 | 8797.326 | 38.6% | 42.1329 | 439.8663 | 84.2658 | 1099.6657 | 252.7975 | 1759.4652 | 421.3292 | 2199.3315 | 631.9938 | 1759.4652 | 842.6584 | 879.7326 | 1263.9875 | 395.8797 | 1685.3167 | 263.9198 | 18532.8508 | 92664.254 | 444788.4192 | 926642.54 | 1111971.048 | 741314.032 | 500386.9716 | 444788.4192
2019 | 16805 | SEMO Electric Cooperative | MO | Cooperative | . | . | . | . | . | . | . | . | . | . | . |  | 390.1 | 2.9 | 134.5172 | 366 | 2.8 | 130.7143 | 15927 | N | L | 25 | N | 24.1 | 0.1 | 130.7143 | 241 | 241 | 1592.7 | 1592.7 | 10% | 21.2491 | 79.635 | 42.4982 | 199.0875 | 127.4945 | 318.54 | 212.4908 | 398.175 | 318.7362 | 318.54 | 424.9816 | 159.27 | 637.4724 | 71.6715 | 849.9633 | 47.781 | 1692.1706 | 8460.853 | 40612.0946 | 84608.5305 | 101530.2366 | 67686.8244 | 45688.6065 | 40612.0946
2019 | 16829 | City of Scottsboro | AL | Municipal | . | . | . | 167.726 | 3.51 | 47.7852 | . | . | . | 8341 | 7.2 | N | . | . | . | . | . | . | . |  |  | . |  |  |  | 47.7852 |  |  |  | 8341 | 100% |  | 417.05 |  | 1042.625 |  | 1: 1668.2; 3: 2085.25; 5: 1668.2; 7: 834.1 | 375.345 |  | 250.23
2019 | 16852 | City of Seaford- (DE) | DE | Municipal | . | . | . | . | . | . | . | . | . | . | . |  | 52.34 | 0.47 | 111.3617 | 52.34 | 0.47 | 111.3617 | 3949 | N | L | 12.4 | N | 0 | 0 | 111.3617 |  |  | 0 | 0 | 0% |  | 0 |  | 0 |  | 1: 0; 3: 0; 5: 0; 7: 0 | 0 |  | 0
2019 | 16854 | Heartland Rural Elec Coop, Inc | KS | Cooperative | 416.82 | 2.54 | 164.1024 | 168.29 | 1.47 | 114.483 | 376.66 | 2.08 | 181.0865 | 11251 | 12.5 | Y | . | . | . | . | . | . | . |  |  | . |  | 248.53 | 1.07 | 114.483 | 232.271 | 248.53 | 12038.57 | 11251 | 100% | 21.913 | 562.55 | 43.826 | 1406.375 | 131.478 | 2250.2 | 219.1301 | 2812.75 | 328.6951 | 2250.2 | 438.2601 | 1125.1 | 657.3902 | 506.295 | 876.5202 | 337.53 | 12327.161 | 61635.8052 | 295851.865 | 616358.0522 | 739629.6626 | 493086.4417 | 332833.3482 | 295851.865
2019 | 16865 | Sawnee Electric Membership Corporation | GA | Cooperative | 43.8 | 0.69 | 63.4783 | 43.8 | 0.69 | 63.4783 | 43.2 | 0.65 | 66.4615 | 183052 | 24.9 | Y | . | . | . | . | . | . | . |  |  | . |  | 0 | 0 | 63.4783 |  |  | 0 | 0 | 0% |  | 0 |  | 0 |  | 1: 0; 3: 0; 5: 0; 7: 0 | 0 |  | 0
2019 | 16868 | City of Seattle - (WA) | WA | Municipal | 179 | 0.825 | 216.9697 | 75.2 | 0.49 | 153.4694 | 179 | 0.825 | 216.9697 | 488000 | 34 | N | . | . | . | . | . | . | . |  |  | . |  | 103.8 | 0.335 | 153.4694 | 309.8507 | 309.8507 | 163480 | 163480 | 33.5% | 27.3197 | 8174 | 54.6394 | 20435 | 163.9181 | 32696 | 273.1968 | 40870 | 409.7953 | 32696 | 546.3937 | 16348 | 819.5905 | 7356.6 | 1092.7873 | 4904.4 | 223311.0948 | 1116555.4739 | 5359466.2748 | 11165554.7392 | 13398665.687 | 8932443.7913 | 6029399.5591 | 5359466.2748
2019 | 16900 | City of Seguin - (TX) | TX | Municipal | . | . | . | . | . | . | . | . | . | . | . |  | 31.15 | 0.65 | 47.9231 | 31.15 | 0.65 | 47.9231 | 8688 | Y | O | 12 | N | 0 | 0 | 47.9231 |  |  | 0 | 0 | 0% |  | 0 |  | 0 |  | 1: 0; 3: 0; 5: 0; 7: 0 | 0 |  | 0
2019 | 16920 | Sedgwick County El Coop Assn Inc | KS | Cooperative | 206.526 | 1.689 | 122.2771 | 206.526 | 1.462 | 141.2627 | 167.98 | 1.339 | 125.4518 | 6952 | 12.5 | N | . | . | . | . | . | . | . |  |  | . |  | 0 | 0.227 | 141.2627 | 0 | 0 | 1578.104 | 1578.104 | 22.7% | 0 | 78.9052 | 0 | 197.263 | 0 | 315.6208 | 0 | 394.526 | 0 | 315.6208 | 0 | 157.8104 | 0 | 71.0147 | 0 | 47.3431 | 0 | 0 | 0 | 0 | 0 | 0 | 0 | 0
2019 | 16921 | City of Seneca - (SC) | SC | Municipal | 99.991 | 0.414 | 241.5241 | . | . | . | 46.59 | . | . | 6851 | 15 | N | . | . | . | . | . | . | . |  |  | . | [7 empty] | 6851 | 100% |  | 342.55 |  | 856.375 |  | 1: 1370.2; 3: 1712.75; 5: 1370.2; 7: 685.1 | 308.295 |  | 205.53
2019 | 16930 | Sequachee Valley Electric Coop | TN | Cooperative | 348.659 | 4.254 | 81.9603 | 232.058 | 3.57 | 65.0022 | 271.193 | 2.48 | 109.352 | 36083 | 25 | Y | . | . | . | . | . | . | . |  |  | . |  | 116.601 | 0.684 | 65.0022 | 170.4693 | 170.4693 | 24680.772 | 24680.772 | 68.4% | 15.0304 | 1234.0386 | 30.0607 | 3085.0965 | 90.1821 | 4936.1544 | 150.3036 | 6170.193 | 225.4554 | 4936.1544 | 300.6071 | 2468.0772 | 450.9107 | 1110.6347 | 601.2143 | 740.4232 | 18548.0406 | 92740.2032 | 445152.9751 | 927402.0315 | 1112882.4378 | 741921.6252 | 500797.097 | 445152.9751
2019 | 16949 | Sevier County Electric System | TN | Municipal | 386.891 | 3.297 | 117.3464 | 326.593 | 2.919 | 111.8852 | 385.76 | 3.26 | 118.3313 | 54590 | 25 | Y | . | . | . | . | . | . | . |  |  | . |  | 60.298 | 0.378 | 111.8852 | 159.5185 | 159.5185 | 20635.02 | 20635.02 | 37.8% | 14.0648 | 1031.751 | 28.1296 | 2579.3775 | 84.3889 | 4127.004 | 140.6482 | 5158.755 | 210.9723 | 4127.004 | 281.2964 | 2063.502 | 421.9446 | 928.5759 | 562.5929 | 619.0506 | 14511.3938 | 72556.9688 | 348273.4505 | 725569.6885 | 870683.6262 | 580455.7508 | 391807.6318 | 348273.4505
2019 | 16971 | Shakopee Public Utilities Comm | MN | Municipal | 8.683 | 0.149 | 58.2752 | 8.683 | 0.149 | 58.2752 | 8.683 | 0.149 | 58.2752 | 17960 | 13.8 | N | . | . | . | . | . | . | . |  |  | . |  | 0 | 0 | 58.2752 |  |  | 0 | 0 | 0% |  | 0 |  | 0 |  | 1: 0; 3: 0; 5: 0; 7: 0 | 0 |  | 0
2019 | 17037 | City of Shelby - (NC) | NC | Municipal | 70.859 | 1.34 | 52.8799 | 70.859 | 1.34 | 52.8799 | . | . | . | 8340 | 12.5 | Y | . | . | . | . | . | . | . |  |  | . |  | 0 | 0 | 52.8799 |  |  | 0 | 0 | 0% |  | 0 |  | 0 |  | 1: 0; 3: 0; 5: 0; 7: 0 | 0 |  | 0
2019 | 17038 | RushShelby Energy | IN | Cooperative | . | . | . | . | . | . | . | . | . | . | . |  | 260.51 | 2.524 | 103.2131 | 260.51 | 2.524 | 103.2131 | 14649 | N | F | 12.5 | Y | 0 | 0 | 103.2132 |  |  | 0 | 0 | 0% |  | 0 |  | 0 |  | 1: 0; 3: 0; 5: 0; 7: 0 | 0 |  | 0
2019 | 17044 | Shelby Energy Co-op, Inc | KY | Cooperative | 170.52 | 1.25 | 136.416 | 120.76 | 1.09 | 110.789 | 156.51 | 1.01 | 154.9604 | 16610 | 25 | N | . | . | . | . | . | . | . |  |  | . |  | 49.76 | 0.16 | 110.789 | 311 | 311 | 2657.6 | 2657.6 | 16% | 27.421 | 132.88 | 54.842 | 332.2 | 164.5261 | 531.52 | 274.2101 | 664.4 | 411.3152 | 531.52 | 548.4203 | 265.76 | 822.6304 | 119.592 | 1096.8406 | 79.728 | 3643.7043 | 18218.5217 | 87448.904 | 182185.2168 | 218622.2601 | 145748.1734 | 98380.017 | 87448.904
2019 | 17047 | City of Shelbyville - (TN) | TN | Municipal | 59.702 | 0.771 | 77.4345 | 11.776 | 0.278 | 42.3597 | 59.702 | 0.771 | 77.4345 | 10507 | 7.2 | N | . | . | . | . | . | . | . |  |  | . |  | 47.926 | 0.493 | 42.3597 | 97.213 | 97.213 | 5179.951 | 5179.951 | 49.3% | 8.5713 | 258.9975 | 17.1426 | 647.4939 | 51.4279 | 1035.9902 | 85.7131 | 1294.9878 | 128.5697 | 1035.9902 | 171.4263 | 517.9951 | 257.1394 | 233.0978 | 342.8525 | 155.3985 | 2219.9492 | 11099.7461 | 53278.7813 | 110997.4611 | 133196.9534 | 88797.9689 | 59938.629 | 53278.7813
2019 | 17066 | Shenandoah Valley Elec Coop | VA | Cooperative | 500.6 | 2.03 | 246.601 | 159.6 | 1.4 | 114 | 497.6 | 1.95 | 255.1795 | 94354 | 69 | Y | . | . | . | . | . | . | . |  |  | . |  | 341 | 0.63 | 114 | 541.2698 | 541.2698 | 59443.02 | 59443.02 | 63% | 47.724 | 2972.151 | 95.448 | 7430.3775 | 286.3441 | 11888.604 | 477.2401 | 14860.755 | 715.8602 | 11888.604 | 954.4802 | 5944.302 | 1431.7204 | 2674.9359 | 1908.9605 | 1783.2906 | 141842.9713 | 709214.8567 | 3404231.3123 | 7092148.5672 | 8510578.2807 | 5673718.8538 | 3829760.2263 | 3404231.3123
2019 | 17166 | Sierra Pacific Power Co | NV | Investor Owned | 189.44 | 1.72 | 110.1395 | 189.44 | 1.72 | 110.1395 | . | . | . | 370090 | 60 | Y | . | . | . | . | . | . | . |  |  | . |  | 0 | 0 | 110.1395 |  |  | 0 | 0 | 0% |  | 0 |  | 0 |  | 1: 0; 3: 0; 5: 0; 7: 0 | 0 |  | 0
2019 | 17177 | City of Sikeston - (MO) | MO | Municipal | . | . | . | . | . | . | . | . | . | . | . |  | 7.05 | 0.14 | 50.3571 | . | . | . | 8654 | N | L | 15 | Y | [6 empty] | 8654 | 100% |  | 432.7 |  | 1081.75 |  | 1: 1730.8; 3: 2163.5; 5: 1730.8; 7: 865.4 | 389.43 |  | 259.62
2019 | 17184 | City of Siloam Springs - (AR) | AR | Municipal | 7.59 | 0.1 | 75.9 | 7.59 | 0.1 | 75.9 | 7.59 | 0.1 | 75.9 | 8020 | 15 | N | . | . | . | . | . | . | . |  |  | . |  | 0 | 0 | 75.9 |  |  | 0 | 0 | 0% |  | 0 |  | 0 |  | 1: 0; 3: 0; 5: 0; 7: 0 | 0 |  | 0
2019 | 17252 | Singing River Elec Cooperative | MS | Cooperative | 166.39 | . | . | 166.39 | . | . | 156.61 | . | . | 74043.9 | 25 | N | . | . | . | . | . | . | . |  |  | . |  | 0 |  |  |  | 0 |  | 74043.9 | 100% | 0 | 3702.195 | 0 | 9255.4875 | 0 | 14808.78 | 0 | 18510.975 | 0 | 14808.78 | 0 | 7404.39 | 0 | 3331.9755 | 0 | 2221.317 | 0 | 0 | 0 | 0 | 0 | 0 | 0 | 0
2019 | 17260 | North West Rural Electric Coop | IA | Cooperative | . | . | . | . | . | . | . | . | . | . | . |  | 123.96 | 1.538 | 80.5982 | 123.96 | 1.538 | 80.5982 | 10113 | N | F | 7.2 | N | 0 | 0 | 80.5982 |  |  | 0 | 0 | 0% |  | 0 |  | 0 |  | 1: 0; 3: 0; 5: 0; 7: 0 | 0 |  | 0
2019 | 17267 | Sioux Valley SW Elec Coop | MN | Cooperative | 1383.454 | 2.099 | 659.1015 | 50.35 | 0.935 | 53.8503 | 1094.934 | 1.026 | 1067.1871 | 3847 | 25 | Y | . | . | . | . | . | . | . |  |  | . |  | 1333.104 | 1.164 | 53.8503 | 1145.2784 | 1333.104 | 4477.908 | 3847 | 100% | 117.5404 | 192.35 | 235.0808 | 480.875 | 705.2424 | 769.4 | 1175.404 | 961.75 | 1763.106 | 769.4 | 2350.8079 | 384.7 | 3526.2119 | 173.115 | 4701.6159 | 115.41 | 22608.8953 | 113044.4766 | 542613.4876 | 1130444.7659 | 1356533.7191 | 904355.8127 | 610440.1736 | 542613.4876
2019 | 17267 | Sioux Valley SW Elec Coop | SD | Cooperative | 1345.215 | 2.747 | 489.7033 | 93.965 | 0.952 | 98.7027 | 1181.254 | 1.666 | 709.036 | 22179 | 12.5 | Y | . | . | . | . | . | . | . |  |  | . |  | 1251.25 | 1.795 | 98.7027 | 697.0752 | 1251.25 | 39811.305 | 22179 | 100% | 110.3233 | 1108.95 | 220.6466 | 2772.375 | 661.9398 | 4435.8 | 1103.2329 | 5544.75 | 1654.8494 | 4435.8 | 2206.4658 | 2217.9 | 3309.6988 | 998.055 | 4412.9317 | 665.37 | 122343.0143 | 611715.0716 | 2936232.3439 | 6117150.7164 | 7340580.8597 | 4893720.5731 | 3303261.3868 | 2936232.3439
2019 | 17279 | PUD No 1 of Skamania Co | WA | Political Subdivision | . | . | . | . | . | . | . | . | . | . | . |  | 416.4 | 3.45 | 120.6957 | . | . | . | 6337 | N | O | 12.5 | Y | [6 empty] | 6337 | 100% |  | 316.85 |  | 792.125 |  | 1: 1267.4; 3: 1584.25; 5: 1267.4; 7: 633.7 | 285.165 |  | 190.11
2019 | 17324 | Slinger Utilities | WI | Municipal | . | . | . | . | . | . | . | . | . | . | . |  | 2.644 | 0.031 | 85.2903 | . | . | . | 2428 | N | L | 25 | N | [6 empty] | 2428 | 100% |  | 121.4 |  | 303.5 |  | 1: 485.6; 3: 607; 5: 485.6; 7: 242.8 | 109.26 |  | 72.84
2019 | 17470 | PUD 1 of Snohomish County | WA | Political Subdivision | 124.9 | 1 | 124.9 | 91.3 | 0.86 | 106.1628 | 124.9 | 1 | 124.9 | 361319 | 12.5 | Y | . | . | . | . | . | . | . |  |  | . |  | 33.6 | 0.14 | 106.1628 | 240 | 240 | 50584.66 | 50584.66 | 14% | 21.1609 | 2529.233 | 42.3218 | 6323.0825 | 126.9655 | 10116.932 | 211.6091 | 12646.165 | 317.4137 | 10116.932 | 423.2182 | 5058.466 | 634.8273 | 2276.3097 | 846.4364 | 1517.5398 | 53520.8747 | 267604.3733 | 1284500.9916 | 2676043.7325 | 3211252.4791 | 2140834.986 | 1445063.6156 | 1284500.9916
2019 | 17534 | South Alabama Elec Coop, Inc | AL | Cooperative | 169.206 | 1.536 | 110.1602 | 123.911 | 1.272 | 97.4143 | 169.206 | 1.536 | 110.1602 | 16610 | 25 | N | . | . | . | . | . | . | . |  |  | . |  | 45.295 | 0.264 | 97.4143 | 171.572 | 171.572 | 4385.04 | 4385.04 | 26.4% | 15.1276 | 219.252 | 30.2552 | 548.13 | 90.7655 | 877.008 | 151.2758 | 1096.26 | 226.9137 | 877.008 | 302.5516 | 438.504 | 453.8274 | 197.3268 | 605.1032 | 131.5512 | 3316.7522 | 16583.7608 | 79602.052 | 165837.6084 | 199005.1301 | 132670.0867 | 89552.3085 | 79602.052
2019 | 17539 | Dominion Energy South Carolina, Inc | SC | Investor Owned | 530.47 | 1.92 | 276.2865 | 77.89 | 1.03 | 75.6214 | 512.35 | 1.64 | 312.4085 | 749404 | 23.9 | Y | . | . | . | . | . | . | . |  |  | . |  | 452.58 | 0.89 | 75.6214 | 508.5169 | 508.5169 | 666969.56 | 666969.56 | 89% | 44.8362 | 33348.478 | 89.6723 | 83371.195 | 269.017 | 133393.912 | 448.3617 | 166742.39 | 672.5425 | 133393.912 | 896.7233 | 66696.956 | 1345.085 | 30013.6302 | 1793.4467 | 20009.0868 | 1495217.9088 | 7476089.5442 | 35885229.812 | 74760895.4416 | 89713074.5299 | 59808716.3533 | 40370883.5385 | 35885229.812
2019 | 17543 | South Carolina Public Service Authority | SC | State | 132.883 | 0.787 | 168.8475 | 18.942 | 0.27 | 70.1556 | 130.157 | 0.729 | 178.5418 | 184242 | 34.5 | N | . | . | . | . | . | . | . |  |  | . |  | 113.941 | 0.517 | 70.1556 | 220.3888 | 220.3888 | 95253.114 | 95253.114 | 51.7% | 19.4318 | 4762.6557 | 38.8636 | 11906.6393 | 116.5907 | 19050.6228 | 194.3178 | 23813.2785 | 291.4767 | 19050.6228 | 388.6356 | 9525.3114 | 582.9534 | 4286.3901 | 777.2712 | 2857.5934 | 92546.8819 | 462734.4097 | 2221125.1668 | 4627344.0974 | 5552812.9169 | 3701875.2779 | 2498765.8126 | 2221125.1668
2019 | 17548 | South Central Public Pwr Dist | NE | Political Subdivision | . | . | . | . | . | . | . | . | . | . | . |  | 161.6 | 0.975 | 165.7436 | 118.2 | 0.834 | 141.7266 | 8260 | N | L | 12.5 | N | 43.4 | 0.141 | 141.7266 | 307.8014 | 307.8014 | 1164.66 | 1164.66 | 14.1% | 27.139 | 58.233 | 54.278 | 145.5825 | 162.834 | 232.932 | 271.3899 | 291.165 | 407.0849 | 232.932 | 542.7799 | 116.466 | 814.1698 | 52.4097 | 1085.5597 | 34.9398 | 1580.385 | 7901.9251 | 37929.2403 | 79019.2506 | 94823.1007 | 63215.4004 | 42670.3953 | 37929.2403
2019 | 17550 | South Central Electric Assn | MN | Cooperative | 1145.889 | 3.389 | 338.1201 | 86.818 | 1.31 | 66.2733 | 58.148 | 0.803 | 72.4134 | 5875 | 7.2 | N | . | . | . | . | . | . | . |  |  | . |  | 1059.071 | 2.079 | 66.2733 | 509.4137 | 1059.071 | 12214.125 | 5875 | 100% | 93.3788 | 293.75 | 186.7576 | 734.375 | 560.2727 | 1175 | 933.7878 | 1468.75 | 1400.6817 | 1175 | 1867.5756 | 587.5 | 2801.3634 | 264.375 | 3735.1512 | 176.25 | 27430.0167 | 137150.0836 | 658320.4012 | 1371500.8358 | 1645801.0029 | 1097200.6686 | 740610.4513 | 658320.4012
2019 | 17560 | Town of South Hadley - (MA) | MA | Municipal | 63.802 | 0.397 | 160.7103 | 15.356 | 0.21 | 73.1238 | 63.802 | 0.397 | 160.7103 | 7889 | 13.8 | N | . | . | . | . | . | . | . |  |  | . |  | 48.446 | 0.187 | 73.1238 | 259.0695 | 259.0695 | 1475.243 | 1475.243 | 18.7% | 22.8423 | 73.7622 | 45.6846 | 184.4054 | 137.0537 | 295.0486 | 228.4228 | 368.8107 | 342.6342 | 295.0486 | 456.8456 | 147.5243 | 685.2684 | 66.3859 | 913.6912 | 44.2573 | 1684.8956 | 8424.4782 | 40437.4953 | 84244.7819 | 101093.7383 | 67395.8255 | 45492.1822 | 40437.4953
2019 | 17564 | South Kentucky Rural E C C | KY | Cooperative | 385.878 | 2.813 | 137.1767 | 222.564 | 2.414 | 92.1972 | 350.79 | 2.409 | 145.6164 | 68995 | 25 | Y | . | . | . | . | . | . | . |  |  | . |  | 163.314 | 0.399 | 92.1972 | 409.3083 | 409.3083 | 27529.005 | 27529.005 | 39.9% | 36.0889 | 1376.4503 | 72.1778 | 3441.1256 | 216.5334 | 5505.801 | 360.889 | 6882.2513 | 541.3335 | 5505.801 | 721.778 | 2752.9005 | 1082.667 | 1238.8052 | 1443.556 | 825.8701 | 49674.575 | 248372.875 | 1192189.8001 | 2483728.7502 | 2980474.5002 | 1986983.0001 | 1341213.5251 | 1192189.8001
2019 | 17565 | South Louisiana Elec Coop Assn | LA | Cooperative | . | . | . | . | . | . | . | . | . | . | . |  | 925.62 | 2.659 | 348.1083 | 95.7 | 1.648 | 58.0704 | 21538 | N | L | 24.9 | Y | 829.92 | 1.011 | 58.0704 | 820.8902 | 829.92 | 21774.918 | 21538 | 100% | 73.1744 | 1076.9 | 146.3489 | 2692.25 | 439.0466 | 4307.6 | 731.7443 | 5384.5 | 1097.6165 | 4307.6 | 1463.4886 | 2153.8 | 2195.2329 | 969.21 | 2926.9772 | 646.14 | 78801.5443 | 394007.7214 | 1891237.0626 | 3940077.2138 | 4728092.6566 | 3152061.7711 | 2127641.6955 | 1891237.0626
2019 | 17572 | South River Elec Member Corp | NC | Cooperative | . | . | . | . | . | . | . | . | . | . | . |  | 216.35 | . | . | 77.15 | . | . | 45132 | N | O | . | N | 139.2 |  |  |  | 139.2 |  | 45132 | 100% | 12.2733 | 2256.6 | 24.5467 | 5641.5 | 73.64 | 9026.4 | 122.7333 | 11283 | 184.0999 | 9026.4 | 245.4666 | 4513.2 | 368.1999 | 2030.94 | 490.9331 | 1353.96 | 27695.9929 | 138479.9647 | 664703.8307 | 1384799.6473 | 1661759.5768 | 1107839.7179 | 747791.8096 | 664703.8307
2019 | 17585 | Southeastern IL Elec Coop, Inc | IL | Cooperative | 195.615 | 1.677 | 116.6458 | 147.692 | 1.435 | 102.9213 | . | . | . | 24179 | 12.4 | Y | . | . | . | . | . | . | . |  |  | . |  | 47.923 | 0.242 | 102.9213 | 198.0289 | 198.0289 | 5851.318 | 5851.318 | 24.2% | 17.4603 | 292.5659 | 34.9206 | 731.4148 | 104.7618 | 1170.2636 | 174.603 | 1462.8295 | 261.9045 | 1170.2636 | 349.206 | 585.1318 | 523.8091 | 263.3093 | 698.4121 | 175.5395 | 5108.289 | 25541.4449 | 122598.9355 | 255414.449 | 306497.3388 | 204331.5592 | 137923.8025 | 122598.9355
2019 | 17593 | Southeast Electric Coop, Inc | MT | Cooperative | . | . | . | . | . | . | . | . | . | . | . |  | 442.56 | . | . | 442.56 | . | . | 2090 | N | F | 25 | Y | 0 |  |  |  | 0 |  | 2090 | 100% | 0 | 104.5 | 0 | 261.25 | 0 | 418 | 0 | 522.5 | 0 | 418 | 0 | 209 | 0 | 94.05 | 0 | 62.7 | 0 | 0 | 0 | 0 | 0 | 0 | 0 | 0
2019 | 17599 | Southeastern Indiana R E M C | IN | Cooperative | 337.1 | 2.51 | 134.3028 | 337.1 | 2.51 | 134.3028 | 216.8 | 1.65 | 131.3939 | 27570 | 7.2 | N | . | . | . | . | . | . | . |  |  | . |  | 0 | 0 | 134.3028 |  |  | 0 | 0 | 0% |  | 0 |  | 0 |  | 1: 0; 3: 0; 5: 0; 7: 0 | 0 |  | 0
2019 | 17603 | Southeastern Electric Coop Inc - (OK) | OK | Cooperative | 379.31 | 3.86 | 98.2668 | 293 | 1.64 | 178.6585 | 275.21 | 1.53 | 179.8758 | 15027 | 14 | Y | . | . | . | . | . | . | . |  |  | . |  | 86.31 | 2.22 | 178.6585 | 38.8784 | 86.31 | 33359.94 | 15027 | 100% | 7.61 | 751.35 | 15.22 | 1878.375 | 45.66 | 3005.4 | 76.0999 | 3756.75 | 114.1499 | 3005.4 | 152.1999 | 1502.7 | 228.2998 | 676.215 | 304.3997 | 450.81 | 5717.768 | 28588.8399 | 137226.4315 | 285888.399 | 343066.0788 | 228710.7192 | 154379.7354 | 137226.4315
2019 | 17609 | Southern California Edison Co | CA | Investor Owned | 177.97 | 1.04 | 171.125 | 90.75 | 0.87 | 104.3103 | 170.3 | 1.01 | 168.6139 | 5151098 | 33 | Y | . | . | . | . | . | . | . |  |  | . |  | 87.22 | 0.17 | 104.3103 | 513.0588 | 513.0588 | 875686.66 | 875686.66 | 17% | 45.2366 | 43784.333 | 90.4733 | 109460.8325 | 271.4198 | 175137.332 | 452.3663 | 218921.665 | 678.5495 | 175137.332 | 904.7327 | 87568.666 | 1357.099 | 39405.8997 | 1809.4654 | 26270.5998 | 1980655.8452 | 9903279.2262 | 47535740.2856 | 99032792.2616 | 118839350.7139 | 79226233.8093 | 53477707.8212 | 47535740.2856
2019 | 17612 | Bear Valley Electric Service | CA | Investor Owned | 317.895 | 2.2 | 144.4977 | 85.001 | 0.667 | 127.4378 | 258.817 | 1.921 | 134.7303 | 24366 | 34.5 | N | . | . | . | . | . | . | . |  |  | . |  | 232.894 | 1.533 | 127.4378 | 151.9204 | 232.894 | 37353.078 | 24366 | 100% | 20.5344 | 1218.3 | 41.0687 | 3045.75 | 123.2062 | 4873.2 | 205.3437 | 6091.5 | 308.0156 | 4873.2 | 410.6874 | 2436.6 | 616.0312 | 1096.47 | 821.3749 | 730.98 | 25017.0251 | 125085.1257 | 600408.6035 | 1250851.2573 | 1501021.5088 | 1000681.0058 | 675459.6789 | 600408.6035
2019 | 17631 | Southern Illinois Elec Coop | IL | Cooperative | . | . | . | . | . | . | . | . | . | . | . |  | 227.8 | . | . | 104.6 | . | . | 11138 | N | O | 12.5 | Y | 123.2 |  |  |  | 123.2 |  | 11138 | 100% | 10.8626 | 556.9 | 21.7252 | 1392.25 | 65.1756 | 2227.6 | 108.626 | 2784.5 | 162.939 | 2227.6 | 217.252 | 1113.8 | 325.878 | 501.21 | 434.504 | 334.14 | 6049.3825 | 30246.9126 | 145185.1803 | 302469.1256 | 362962.9508 | 241975.3005 | 163333.3278 | 145185.1803
2019 | 17633 | Southern Indiana Gas & Elec Co | IN | Investor Owned | . | . | . | . | . | . | . | . | . | . | . |  | 174 | 1.37 | 127.0073 | 100.4 | 1.08 | 92.963 | 151000 | N | F | 12.5 | Y | 73.6 | 0.29 | 92.963 | 253.7931 | 253.7931 | 43790 | 43790 | 29% | 22.3771 | 2189.5 | 44.7541 | 5473.75 | 134.2623 | 8758 | 223.7706 | 10947.5 | 335.6558 | 8758 | 447.5411 | 4379 | 671.3117 | 1970.55 | 895.0822 | 1313.7 | 48994.5628 | 244972.8141 | 1175869.5077 | 2449728.1411 | 2939673.7693 | 1959782.5129 | 1322853.1962 | 1175869.5077
2019 | 17637 | Southern Maryland Elec Coop Inc | MD | Cooperative | . | . | . | . | . | . | . | . | . | . | . |  | 113.6 | 1.09 | 104.2202 | 113.6 | 1.09 | 104.2202 | 166700 | N | F | 12.5 | Y | 0 | 0 | 104.2202 |  |  | 0 | 0 | 0% |  | 0 |  | 0 |  | 1: 0; 3: 0; 5: 0; 7: 0 | 0 |  | 0
2019 | 17643 | Southern Iowa Elec Coop, Inc | IA | Cooperative | 176.622 | 1.659 | 106.4629 | 176.622 | 1.659 | 106.4629 | 169.294 | 1.582 | 107.0126 | 4733 | 7.2 | N | . | . | . | . | . | . | . |  |  | . |  | 0 | 0 | 106.4629 |  |  | 0 | 0 | 0% |  | 0 |  | 0 |  | 1: 0; 3: 0; 5: 0; 7: 0 | 0 |  | 0
2019 | 17647 | Southern Pine Electric Cooperative | MS | Cooperative | . | . | . | . | . | . | . | . | . | . | . |  | 985.45 | 3.75 | 262.7867 | 275.05 | 2.35 | 117.0426 | 67999 | Y | F | 25 | Y | 710.4 | 1.4 | 117.0426 | 507.4286 | 710.4 | 95198.6 | 67999 | 100% | 62.6363 | 3399.95 | 125.2726 | 8499.875 | 375.8178 | 13599.8 | 626.363 | 16999.75 | 939.5445 | 13599.8 | 1252.7259 | 6799.9 | 1879.0889 | 3059.955 | 2505.4519 | 2039.97 | 212960.2774 | 1064801.3872 | 5111046.6586 | 10648013.8722 | 12777616.6466 | 8518411.0977 | 5749927.491 | 5111046.6586
2019 | 17671 | Southwest Arkansas E C C | AR | Cooperative | 198.526 | 1.811 | 109.6223 | 142.724 | 1.426 | 100.087 | 128.091 | 1.057 | 121.1835 | 28378 | 24 | Y | . | . | . | . | . | . | . |  |  | . |  | 55.802 | 0.385 | 100.087 | 144.9403 | 144.9403 | 10925.53 | 10925.53 | 38.5% | 12.7794 | 546.2765 | 25.5589 | 1365.6913 | 76.6767 | 2185.106 | 127.7945 | 2731.3825 | 191.6917 | 2185.106 | 255.589 | 1092.553 | 383.3835 | 491.6488 | 511.178 | 327.7659 | 6981.1131 | 34905.5655 | 167546.7145 | 349055.6553 | 418866.7863 | 279244.5242 | 188490.0538 | 167546.7145
2019 | 17683 | Southwest Mississippi E P A | MS | Cooperative | 1558.2 | . | . | 1239.3 | . | . | 1558.2 | . | . | 25265 | 34.5 | N | . | . | . | . | . | . | . |  |  | . |  | 318.9 |  |  |  | 318.9 |  | 25265 | 100% | 28.1176 | 1263.25 | 56.2351 | 3158.125 | 168.7054 | 5053 | 281.1756 | 6316.25 | 421.7634 | 5053 | 562.3512 | 2526.5 | 843.5268 | 1136.925 | 1124.7024 | 757.95 | 35519.5084 | 177597.5422 | 852468.2028 | 1775975.4225 | 2131170.507 | 1420780.338 | 959026.7281 | 852468.2028
2019 | 17684 | Southwest Louisiana E M C | LA | Cooperative | . | . | . | . | . | . | . | . | . | . | . |  | 389.12 | 2.68 | 145.194 | 147 | 1.92 | 76.5625 | 110093 | N | O | 14.4 | Y | 242.12 | 0.76 | 76.5625 | 318.5789 | 318.5789 | 83670.68 | 83670.68 | 76% | 28.0893 | 4183.534 | 56.1785 | 10458.835 | 168.5355 | 16734.136 | 280.8925 | 20917.67 | 421.3388 | 16734.136 | 561.7851 | 8367.068 | 842.6776 | 3765.1806 | 1123.5701 | 2510.1204 | 117512.346 | 587561.7302 | 2820296.305 | 5875617.302 | 7050740.7624 | 4700493.8416 | 3172833.3431 | 2820296.305
2019 | 17692 | Southwest Public Power Dist | NE | Political Subdivision | 277.33 | 1.53 | 181.2614 | 101.6 | 0.77 | 131.948 | 107.36 | 1.5 | 71.5733 | 6237 | 7.2 | Y | . | . | . | . | . | . | . |  |  | . |  | 175.73 | 0.76 | 131.9481 | 231.2237 | 231.2237 | 4740.12 | 4740.12 | 76% | 20.3871 | 237.006 | 40.7742 | 592.515 | 122.3226 | 948.024 | 203.871 | 1185.03 | 305.8065 | 948.024 | 407.742 | 474.012 | 611.613 | 213.3054 | 815.484 | 142.2036 | 4831.8648 | 24159.3242 | 115964.7564 | 241593.2425 | 289911.891 | 193274.594 | 130460.3509 | 115964.7564
2019 | 17694 | Southwest Tennessee E M C | TN | Cooperative | . | . | . | . | . | . | . | . | . | . | . |  | 198.754 | 2.061 | 96.4357 | . | . | . | 50888 | Y | L | 12.5 | Y | [6 empty] | 50888 | 100% |  | 2544.4 |  | 6361 |  | 1: 10177.6; 3: 12722; 5: 10177.6; 7: 5088.8 | 2289.96 |  | 1526.64
2019 | 17697 | Southwestern Electric Coop Inc - (IL) | IL | Cooperative | 192.89 | 1.96 | 98.4133 | 181.87 | 1.84 | 98.8424 | 170.79 | 1.69 | 101.0592 | 23401 | 13 | Y | . | . | . | . | . | . | . |  |  | . |  | 11.02 | 0.12 | 98.8424 | 91.8333 | 91.8333 | 2808.12 | 2808.12 | 12% | 8.097 | 140.406 | 16.194 | 351.015 | 48.5819 | 561.624 | 80.9699 | 702.03 | 121.4548 | 561.624 | 161.9398 | 280.812 | 242.9096 | 126.3654 | 323.8795 | 84.2436 | 1136.8656 | 5684.3281 | 27284.7751 | 56843.2814 | 68211.9377 | 45474.6251 | 30695.372 | 27284.7751
2019 | 17698 | Southwestern Electric Power Co | AR | Investor Owned | 337.9 | 1.803 | 187.4099 | 170.3 | 1.463 | 116.4047 | 304.7 | 1.54 | 197.8571 | 121778 | 35 | Y | . | . | . | . | . | . | . |  |  | . |  | 167.6 | 0.34 | 116.4046 | 492.9412 | 492.9412 | 41404.52 | 41404.52 | 34% | 43.4629 | 2070.226 | 86.9257 | 5175.565 | 260.7771 | 8280.904 | 434.6285 | 10351.13 | 651.9428 | 8280.904 | 869.257 | 4140.452 | 1303.8856 | 1863.2034 | 1738.5141 | 1242.1356 | 89977.9256 | 449889.6282 | 2159470.2154 | 4498896.2821 | 5398675.5386 | 3599117.0257 | 2429403.9924 | 2159470.2154
2019 | 17698 | Southwestern Electric Power Co | LA | Investor Owned | 802 | 1.803 | 444.8142 | 382.9 | 1.463 | 261.7225 | 304.7 | 1.54 | 197.8571 | 230945 | 35 | Y | . | . | . | . | . | . | . |  |  | . |  | 419.1 | 0.34 | 261.7225 | 1232.6471 | 1232.6471 | 78521.3 | 78521.3 | 34% | 108.6831 | 3926.065 | 217.3661 | 9815.1625 | 652.0984 | 15704.26 | 1086.8306 | 19630.325 | 1630.2459 | 15704.26 | 2173.6612 | 7852.13 | 3260.4919 | 3533.4585 | 4347.3225 | 2355.639 | 426696.7649 | 2133483.8244 | 10240722.3571 | 21334838.2439 | 25601805.8927 | 17067870.5952 | 11520812.6517 | 10240722.3571
2019 | 17698 | Southwestern Electric Power Co | TX | Investor Owned | 929.9 | 3.319 | 280.1748 | 304.1 | 2.328 | 130.6272 | 794.5 | 2.563 | 309.9883 | 186258 | 35 | Y | . | . | . | . | . | . | . |  |  | . |  | 625.8 | 0.991 | 130.6271 | 631.4834 | 631.4834 | 184581.678 | 184581.678 | 99.1% | 55.6782 | 9229.0839 | 111.3564 | 23072.7098 | 334.0691 | 36916.3356 | 556.7818 | 46145.4195 | 835.1727 | 36916.3356 | 1113.5636 | 18458.1678 | 1670.3454 | 8306.1755 | 2227.1272 | 5537.4503 | 513858.5881 | 2569292.9405 | 12332606.1143 | 25692929.4048 | 30831515.2858 | 20554343.5239 | 13874181.8786 | 12332606.1143
2019 | 17718 | Southwestern Public Service Co | NM | Investor Owned | 277.07 | 1.53 | 181.0915 | 136.61 | 1.2 | 113.8417 | 265.77 | 1.42 | 187.162 | 111414 | 34.5 | Y | . | . | . | . | . | . | . |  |  | . |  | 140.46 | 0.33 | 113.8417 | 425.6364 | 425.6364 | 36766.62 | 36766.62 | 33% | 37.5286 | 1838.331 | 75.0571 | 4595.8275 | 225.1713 | 7353.324 | 375.2856 | 9191.655 | 562.9283 | 7353.324 | 750.5711 | 3676.662 | 1125.8567 | 1654.4979 | 1501.1422 | 1102.9986 | 68989.9064 | 344949.5321 | 1655757.7541 | 3449495.3211 | 4139394.3853 | 2759596.2569 | 1862727.4734 | 1655757.7541
2019 | 17718 | Southwestern Public Service Co | TX | Investor Owned | 310.21 | 1.28 | 242.3516 | 117.79 | 1.07 | 110.0841 | 297.7 | 1.17 | 254.4444 | 254602 | 34.5 | Y | . | . | . | . | . | . | . |  |  | . |  | 192.42 | 0.21 | 110.0841 | 916.2857 | 916.2857 | 53466.42 | 53466.42 | 21% | 80.7893 | 2673.321 | 161.5787 | 6683.3025 | 484.736 | 10693.284 | 807.8934 | 13366.605 | 1211.84 | 10693.284 | 1615.7867 | 5346.642 | 2423.6801 | 2405.9889 | 3231.5734 | 1603.9926 | 215975.8274 | 1079879.1368 | 5183419.8567 | 10798791.3681 | 12958549.6417 | 8639033.0945 | 5831347.3388 | 5183419.8567
2019 | 17783 | City of Spencer - (IA) | IA | Municipal | . | . | . | . | . | . | . | . | . | . | . |  | 49.525 | 0.525 | 94.3333 | 49.525 | 0.525 | 94.3333 | 6229 | N | F | 13.8 | N | 0 | 0 | 94.3333 |  |  | 0 | 0 | 0% |  | 0 |  | 0 |  | 1: 0; 3: 0; 5: 0; 7: 0 | 0 |  | 0
2019 | 17828 | City of Springfield - (IL) | IL | Municipal | . | . | . | . | . | . | . | . | . | . | . |  | 87.42 | 1.158 | 75.4922 | . | . | . | 70991 | N | L | 12.5 | Y | [6 empty] | 70991 | 100% |  | 3549.55 |  | 8873.875 |  | 1: 14198.2; 3: 17747.75; 5: 14198.2; 7: 7099.1 | 3194.595 |  | 2129.73
2019 | 17832 | Snapping Shoals El Member Corp | GA | Cooperative | 69.12 | 0.935 | 73.9251 | 69.12 | 0.935 | 73.9251 | 68.36 | 0.868 | 78.7558 | 101471 | 25 | Y | . | . | . | . | . | . | . |  |  | . |  | 0 | 0 | 73.9251 |  |  | 0 | 0 | 0% |  | 0 |  | 0 |  | 1: 0; 3: 0; 5: 0; 7: 0 | 0 |  | 0
2019 | 17833 | City Utilities of Springfield - (MO) | MO | Municipal | 112.316 | 0.645 | 174.1333 | . | . | . | . | . | . | 143286 | 13.2 | Y | . | . | . | . | . | . | . |  |  | . | [7 empty] | 143286 | 100% |  | 7164.3 |  | 17910.75 |  | 1: 28657.2; 3: 35821.5; 5: 28657.2; 7: 14328.6 | 6447.87 |  | 4298.58
2019 | 17839 | City of Springfield - (OR) | OR | Municipal | . | . | . | . | . | . | . | . | . | . | . |  | 17.475 | 0.458 | 38.155 | . | . | . | 31654 | Y | F | 21 | N | [6 empty] | 31654 | 100% |  | 1582.7 |  | 3956.75 |  | 1: 6330.8; 3: 7913.5; 5: 6330.8; 7: 3165.4 | 1424.43 |  | 949.62
2019 | 17845 | City of Springville - (UT) | UT | Municipal | 26.774 | 0.277 | 96.657 | . | . | . | . | . | . | 12281 | 12.4 | N | . | . | . | . | . | . | . |  |  | . | [7 empty] | 12281 | 100% |  | 614.05 |  | 1535.125 |  | 1: 2456.2; 3: 3070.25; 5: 2456.2; 7: 1228.1 | 552.645 |  | 368.43
2019 | 17860 | City of St Charles - (IL) | IL | Municipal | . | . | . | . | . | . | . | . | . | . | . |  | 25.2 | 0.69 | 36.5217 | 25.2 | 0.69 | 36.5217 | 16007 | Y | L | 12.4 | N | 0 | 0 | 36.5217 |  |  | 0 | 0 | 0% |  | 0 |  | 0 |  | 1: 0; 3: 0; 5: 0; 7: 0 | 0 |  | 0
2019 | 17868 | St Croix Electric Coop | WI | Cooperative | 146.421 | 1.183 | 123.7709 | 106.698 | 0.9 | 118.5533 | 121.909 | 0.955 | 127.6534 | 10879 | 7.2 | Y | . | . | . | . | . | . | . |  |  | . |  | 39.723 | 0.283 | 118.5533 | 140.364 | 140.364 | 3078.757 | 3078.757 | 28.3% | 12.376 | 153.9378 | 24.7519 | 384.8446 | 74.2557 | 615.7514 | 123.7596 | 769.6893 | 185.6393 | 615.7514 | 247.5191 | 307.8757 | 371.2787 | 138.5441 | 495.0382 | 92.3627 | 1905.1279 | 9525.6396 | 45723.0701 | 95256.3961 | 114307.6753 | 76205.1169 | 51438.4539 | 45723.0701
2019 | 17874 | City of St George | UT | Municipal | 74.898 | . | . | 19.375 | . | . | . | . | . | 31479 | 13.2 | N | . | . | . | . | . | . | . |  |  | . |  | 55.523 |  |  |  | 55.523 |  | 31479 | 100% | 4.8955 | 1573.95 | 9.791 | 3934.875 | 29.3729 | 6295.8 | 48.9549 | 7869.75 | 73.4323 | 6295.8 | 97.9098 | 3147.9 | 146.8647 | 1416.555 | 195.8195 | 944.37 | 7705.2543 | 38526.2715 | 184926.1032 | 385262.715 | 462315.258 | 308210.172 | 208041.8661 | 184926.1032
2019 | 17896 | City of Shasta Lake - (CA) | CA | Municipal | 86.9 | 1.24 | 70.0806 | 86.9 | 1.24 | 70.0806 | . | . | . | 4547 | 12.5 | N | . | . | . | . | . | . | . |  |  | . |  | 0 | 0 | 70.0806 |  |  | 0 | 0 | 0% |  | 0 |  | 0 |  | 1: 0; 3: 0; 5: 0; 7: 0 | 0 |  | 0
2019 | 17900 | City of Saint Peter | MN | Municipal | . | . | . | . | . | . | . | . | . | . | . |  | 6.233 | 0.06 | 103.8833 | . | . | . | 4396 | N | L | . | N | [6 empty] | 4396 | 100% |  | 219.8 |  | 549.5 |  | 1: 879.2; 3: 1099; 5: 879.2; 7: 439.6 | 197.82 |  | 131.88
2019 | 17979 | Stanton County Public Pwr Dist | NE | Political Subdivision | . | . | . | . | . | . | . | . | . | . | . |  | 54.89 | 0.635 | 86.4409 | 52.22 | 0.608 | 85.8882 | 2705 | N | F | 7.2 | N | 2.67 | 0.027 | 85.8882 | 98.8889 | 98.8889 | 73.035 | 73.035 | 2.7% | 8.7191 | 3.6517 | 17.4382 | 9.1294 | 52.3145 | 14.607 | 87.1908 | 18.2587 | 130.7862 | 14.607 | 174.3816 | 7.3035 | 261.5724 | 3.2866 | 348.7632 | 2.1911 | 31.8399 | 159.1995 | 764.1575 | 1591.9949 | 1910.3938 | 1273.5959 | 859.6772 | 764.1575
2019 | 18004 | City of Starke - (FL) | FL | Municipal | . | . | . | . | . | . | . | . | . | . | . |  | 221.183 | 2.057 | 107.527 | . | . | . | 2796 | N | L | 13.2 | N | [6 empty] | 2796 | 100% |  | 139.8 |  | 349.5 |  | 1: 559.2; 3: 699; 5: 559.2; 7: 279.6 | 125.82 |  | 83.88
2019 | 18006 | City of Starkville | MS | Municipal | . | . | . | . | . | . | . | . | . | . | . |  | 112 | 1.42 | 78.8732 | 100 | 1.25 | 80 | 13648 | N | L | 12.5 | N | 12 | 0.17 | 80 | 70.5882 | 70.5882 | 2320.16 | 2320.16 | 17% | 6.2238 | 116.008 | 12.4476 | 290.02 | 37.3428 | 464.032 | 62.238 | 580.04 | 93.357 | 464.032 | 124.4759 | 232.016 | 186.7139 | 104.4072 | 248.9519 | 69.6048 | 722.0103 | 3610.0514 | 17328.2469 | 36100.5143 | 43320.6172 | 28880.4115 | 19494.2777 | 17328.2469
2019 | 18019 | Stearns Cooperative Elec Assn | MN | Cooperative | 115.102 | 0.905 | 127.1845 | 93.941 | 0.841 | 111.7015 | 92.119 | 0.614 | 150.0309 | 27233 | 7.2 | Y | . | . | . | . | . | . | . |  |  | . |  | 21.161 | 0.064 | 111.7015 | 330.6406 | 330.6406 | 1742.912 | 1742.912 | 6.4% | 29.1527 | 87.1456 | 58.3055 | 217.864 | 174.9164 | 348.5824 | 291.5274 | 435.728 | 437.2911 | 348.5824 | 583.0547 | 174.2912 | 874.5821 | 78.431 | 1166.1095 | 52.2874 | 2540.5328 | 12702.6638 | 60972.7861 | 127026.6377 | 152431.9652 | 101621.3102 | 68594.3844 | 60972.7861
2019 | 18022 | City of Statesville - (NC) | NC | Municipal | 93.9 | 1.238 | 75.8481 | . | . | . | . | . | . | 13641 | 22.9 | N | . | . | . | . | . | . | . |  |  | . | [7 empty] | 13641 | 100% |  | 682.05 |  | 1705.125 |  | 1: 2728.2; 3: 3410.25; 5: 2728.2; 7: 1364.1 | 613.845 |  | 409.23
2019 | 18047 | Steele-Waseca Cooperative Electric | MN | Cooperative | 514.66 | 1.47 | 350.1088 | 55.48 | 0.77 | 72.0519 | 506.85 | 1.26 | 402.2619 | 11505 | 12.4 | Y | . | . | . | . | . | . | . |  |  | . |  | 459.18 | 0.7 | 72.0519 | 655.9714 | 655.9714 | 8053.5 | 8053.5 | 70% | 57.8373 | 402.675 | 115.6746 | 1006.6875 | 347.0238 | 1610.7 | 578.373 | 2013.375 | 867.5596 | 1610.7 | 1156.7461 | 805.35 | 1735.1191 | 362.4075 | 2313.4922 | 241.605 | 23289.6366 | 116448.183 | 558951.2782 | 1164481.8295 | 1397378.1954 | 931585.4636 | 628820.188 | 558951.2782
2019 | 18085 | South Central Power Company | OH | Cooperative | 541.293 | 2.86 | 189.2633 | 300.564 | 2.11 | 142.4474 | 268.902 | . | . | 118848 | 7.2 | Y | . | . | . | . | . | . | . |  |  | . |  | 240.729 | 0.75 | 142.4474 | 320.972 | 320.972 | 89136 | 89136 | 75% | 28.3002 | 4456.8 | 56.6005 | 11142 | 169.8015 | 17827.2 | 283.0025 | 22284 | 424.5037 | 17827.2 | 566.005 | 8913.6 | 849.0075 | 4011.12 | 1132.01 | 2674.08 | 126128.5534 | 630642.7669 | 3027085.2812 | 6306427.6691 | 7567713.2029 | 5045142.1353 | 3405470.9413 | 3027085.2812
2019 | 18087 | Town of Sterling - (MA) | MA | Municipal | . | . | . | . | . | . | . | . | . | . | . |  | 58.302 | 0.869 | 67.0909 | 3.324 | 0.064 | 51.9375 | 3885 | N | F | 13.8 | Y | 54.978 | 0.805 | 51.9375 | 68.2957 | 68.2957 | 3127.425 | 3127.425 | 80.5% | 6.0217 | 156.3713 | 12.0433 | 390.9281 | 36.13 | 625.485 | 60.2166 | 781.8563 | 90.3249 | 625.485 | 120.4332 | 312.7425 | 180.6498 | 140.7341 | 240.8664 | 93.8227 | 941.6144 | 4708.0719 | 22598.7453 | 47080.7193 | 56496.8632 | 37664.5755 | 25423.5884 | 22598.7453
2019 | 18100 | Steuben County Rural E M C | IN | Cooperative | . | . | . | . | . | . | . | . | . | . | . |  | 1140 | . | . | 240.5 | . | . | 10087 | N | L | 12.5 | Y | 899.5 |  |  |  | 899.5 |  | 10087 | 100% | 79.3093 | 504.35 | 158.6187 | 1260.875 | 475.856 | 2017.4 | 793.0933 | 2521.75 | 1189.64 | 2017.4 | 1586.1866 | 1008.7 | 2379.2799 | 453.915 | 3172.3733 | 302.61 | 39999.6613 | 199998.3064 | 959991.8707 | 1999983.0639 | 2399979.6767 | 1599986.4511 | 1079990.8545 | 959991.8707
2019 | 18102 | Steuben Rural Elec Coop, Inc | NY | Cooperative | 883 | 3.15 | 280.3175 | 533 | 2.72 | 195.9559 | 541 | 1.61 | 336.0248 | 6306 | 12.5 | N | . | . | . | . | . | . | . |  |  | . |  | 350 | 0.43 | 195.9559 | 813.9535 | 813.9535 | 2711.58 | 2711.58 | 43% | 71.7667 | 135.579 | 143.5333 | 338.9475 | 430.5999 | 542.316 | 717.6666 | 677.895 | 1076.4998 | 542.316 | 1435.3331 | 271.158 | 2152.9997 | 122.0211 | 2870.6662 | 81.3474 | 9730.0514 | 48650.2572 | 233521.2344 | 486502.5716 | 583803.086 | 389202.0573 | 262711.3887 | 233521.2344
2019 | 18125 | Stillwater Utilities Authority | OK | Municipal | . | . | . | . | . | . | . | . | . | . | . |  | 187.25 | 1.81 | 103.453 | 38.79 | 0.63 | 61.5714 | 21437 | N | F | 13 | Y | 148.46 | 1.18 | 61.5714 | 125.8136 | 148.46 | 25295.66 | 21437 | 100% | 13.0898 | 1071.85 | 26.1796 | 2679.625 | 78.5387 | 4287.4 | 130.8979 | 5359.25 | 196.3468 | 4287.4 | 261.7957 | 2143.7 | 392.6936 | 964.665 | 523.5915 | 643.11 | 14030.2881 | 70151.4406 | 336726.9147 | 701514.4056 | 841817.2867 | 561211.5245 | 378817.779 | 336726.9147
2019 | 18181 | City of Stoughton - (WI) | WI | Municipal | 204.059 | 1.551 | 131.5661 | 26.06 | 0.334 | 78.024 | 187.004 | 1.21 | 154.5488 | 8722 | 15 | N | . | . | . | . | . | . | . |  |  | . |  | 177.999 | 1.217 | 78.024 | 146.2605 | 177.999 | 10614.674 | 8722 | 100% | 15.6943 | 436.1 | 31.3885 | 1090.25 | 94.1655 | 1744.4 | 156.9425 | 2180.5 | 235.4138 | 1744.4 | 313.8851 | 872.2 | 470.8276 | 392.49 | 627.7702 | 261.66 | 6844.2643 | 34221.3213 | 164262.3424 | 342213.2134 | 410655.856 | 273770.5707 | 184795.1352 | 164262.3424
2019 | 18199 | Swisher Electric Coop, Inc | TX | Cooperative | . | . | . | . | . | . | . | . | . | . | . |  | 426.1 | 4.018 | 106.0478 | . | . | . | 7995 | N | F | 12.4 | N | [6 empty] | 7995 | 100% |  | 399.75 |  | 999.375 |  | 1: 1599; 3: 1998.75; 5: 1599; 7: 799.5 | 359.775 |  | 239.85
2019 | 18203 | Tallapoosa River Elec Coop Inc | AL | Cooperative | 292.806 | 1.97 | 148.6325 | 210.637 | 1.82 | 115.7346 | 268.684 | 1.58 | 170.0532 | 27516 | 25 | N | . | . | . | . | . | . | . |  |  | . |  | 82.169 | 0.15 | 115.7346 | 547.7933 | 547.7933 | 4127.4 | 4127.4 | 15% | 48.2992 | 206.37 | 96.5984 | 515.925 | 289.7952 | 825.48 | 482.9919 | 1031.85 | 724.4879 | 825.48 | 965.9838 | 412.74 | 1448.9758 | 185.733 | 1931.9677 | 123.822 | 9967.5042 | 49837.521 | 239220.1009 | 498375.2103 | 598050.2523 | 398700.1682 | 269122.6136 | 239220.1009
2019 | 18206 | Strawberry Electric Serv Dist | UT | Political Subdivision | 21.56 | . | . | . | . | . | . | . | . | 3920 | 12.5 | N | . | . | . | . | . | . | . |  |  | . | [7 empty] | 3920 | 100% |  | 196 |  | 490 |  | 1: 784; 3: 980; 5: 784; 7: 392 | 176.4 |  | 117.6
2019 | 18249 | City of Sturgeon Bay - (WI) | WI | Municipal | 7.2 | 0.1 | 72 | . | . | . | . | . | . | 9145 | 12.5 | N | . | . | . | . | . | . | . |  |  | . | [7 empty] | 9145 | 100% |  | 457.25 |  | 1143.125 |  | 1: 1829; 3: 2286.25; 5: 1829; 7: 914.5 | 411.525 |  | 274.35
2019 | 18280 | Sulphur Springs Valley E C Inc | AZ | Cooperative | 82.4 | 0.73 | 112.8767 | 61.4 | 0.57 | 107.7193 | 73.01 | 0.61 | 119.6885 | 52220 | 34.5 | N | . | . | . | . | . | . | . |  |  | . |  | 21 | 0.16 | 107.7193 | 131.25 | 131.25 | 8355.2 | 8355.2 | 16% | 11.5724 | 417.76 | 23.1447 | 1044.4 | 69.4342 | 1671.04 | 115.7237 | 2088.8 | 173.5856 | 1671.04 | 231.4475 | 835.52 | 347.1712 | 375.984 | 462.8949 | 250.656 | 4834.4747 | 24172.3733 | 116027.3916 | 241723.7325 | 290068.4791 | 193378.986 | 130530.8156 | 116027.3916
2019 | 18304 | Sumter Electric Coop, Inc | FL | Cooperative | . | . | . | . | . | . | . | . | . | . | . |  | 103.62 | 1.32 | 78.5 | 101.54 | 1.3 | 78.1077 | 210007 | N | L | 25 | Y | 2.08 | 0.02 | 78.1077 | 104 | 104 | 4200.14 | 4200.14 | 2% | 9.1697 | 210.007 | 18.3395 | 525.0175 | 55.0184 | 840.028 | 91.6973 | 1050.035 | 137.5459 | 840.028 | 183.3946 | 420.014 | 275.0918 | 189.0063 | 366.7891 | 126.0042 | 1925.7071 | 9628.5355 | 46216.9703 | 96285.3549 | 115542.4259 | 77028.2839 | 51994.0916 | 46216.9703
2019 | 18336 | Superior Water and Light Co | WI | Investor Owned | 193.17 | 1.34 | 144.1567 | 29.66 | 0.22 | 134.8182 | 126.32 | 0.58 | 217.7931 | 13784 | 13.8 | N | . | . | . | . | . | . | . |  |  | . |  | 163.51 | 1.12 | 134.8182 | 145.9911 | 163.51 | 15438.08 | 13784 | 100% | 14.4168 | 689.2 | 28.8335 | 1723 | 86.5005 | 2756.8 | 144.1675 | 3446 | 216.2513 | 2756.8 | 288.335 | 1378.4 | 432.5026 | 620.28 | 576.6701 | 413.52 | 9936.0257 | 49680.1287 | 238464.6179 | 496801.2873 | 596161.5447 | 397441.0298 | 268272.6951 | 238464.6179
2019 | 18339 | Surry-Yadkin Elec Member Corp | NC | Cooperative | 762.7 | 2.074 | 367.7435 | 164 | 0.929 | 176.5339 | . | . | . | 27150 | . | Y | . | . | . | . | . | . | . |  |  | . |  | 598.7 | 1.145 | 176.5339 | 522.8821 | 598.7 | 31086.75 | 27150 | 100% | 52.7877 | 1357.5 | 105.5753 | 3393.75 | 316.7259 | 5430 | 527.8766 | 6787.5 | 791.8148 | 5430 | 1055.7531 | 2715 | 1583.6297 | 1221.75 | 2111.5062 | 814.5 | 71659.2432 | 358296.216 | 1719821.8369 | 3582962.1602 | 4299554.5922 | 2866369.7281 | 1934799.5665 | 1719821.8369
2019 | 18360 | Suwannee Valley Elec Coop Inc | FL | Cooperative | 275 | 3.195 | 86.072 | 160 | 2.719 | 58.8452 | 266 | 2.895 | 91.8826 | 26103 | 24.9 | Y | . | . | . | . | . | . | . |  |  | . |  | 115 | 0.476 | 58.8452 | 241.5966 | 241.5966 | 12425.028 | 12425.028 | 47.6% | 21.3017 | 621.2514 | 42.6034 | 1553.1285 | 127.8101 | 2485.0056 | 213.0169 | 3106.257 | 319.5253 | 2485.0056 | 426.0337 | 1242.5028 | 639.0506 | 559.1263 | 852.0675 | 372.7508 | 13233.7032 | 66168.5158 | 317608.8758 | 661685.158 | 794022.1896 | 529348.1264 | 357309.9853 | 317608.8758
2019 | 18383 | Taylor Electric Coop - (WI) | WI | Cooperative | 38.24 | . | . | 29.88 | . | . | 5.09 | . | . | 4414 | 7.2 | Y | . | . | . | . | . | . | . |  |  | . |  | 8.36 |  |  |  | 8.36 |  | 4414 | 100% | 0.73711 | 220.7 | 1.4742 | 551.75 | 4.4226 | 882.8 | 7.3711 | 1103.5 | 11.0566 | 882.8 | 14.7421 | 441.4 | 22.1132 | 198.63 | 29.4842 | 132.42 | 162.6791 | 813.3954 | 3904.2981 | 8133.9544 | 9760.7453 | 6507.1636 | 4392.3354 | 3904.2981
2019 | 18395 | Sylacauga Utilities Board | AL | Municipal | . | . | . | . | . | . | . | . | . | . | . |  | 113.18 | 1.501 | 75.4031 | . | . | . | 6125 | N | F | 12 | Y | [6 empty] | 6125 | 100% |  | 306.25 |  | 765.625 |  | 1: 1225; 3: 1531.25; 5: 1225; 7: 612.5 | 275.625 |  | 183.75
2019 | 18401 | Sun River Electric Coop, Inc | MT | Cooperative | . | . | . | . | . | . | . | . | . | . | . |  | 78.73 | . | . | 78.73 | . | . | 5913 | N | F | 35 | N | 0 |  |  |  | 0 |  | 5913 | 100% | 0 | 295.65 | 0 | 739.125 | 0 | 1182.6 | 0 | 1478.25 | 0 | 1182.6 | 0 | 591.3 | 0 | 266.085 | 0 | 177.39 | 0 | 0 | 0 | 0 | 0 | 0 | 0 | 0
2019 | 18429 | City of Tacoma - (WA) | WA | Municipal | 124.9 | 0.73 | 171.0959 | 51.25 | 0.5 | 102.5 | 101.23 | 0.48 | 210.8958 | 175106 | 13.8 | Y | . | . | . | . | . | . | . |  |  | . |  | 73.65 | 0.23 | 102.5 | 320.2174 | 320.2174 | 40274.38 | 40274.38 | 23% | 28.2337 | 2013.719 | 56.4674 | 5034.2975 | 169.4023 | 8054.876 | 282.3372 | 10068.595 | 423.5057 | 8054.876 | 564.6743 | 4027.438 | 847.0115 | 1812.3471 | 1129.3486 | 1208.2314 | 56854.7696 | 284273.8479 | 1364514.4699 | 2842738.4791 | 3411286.1749 | 2274190.7832 | 1535078.7787 | 1364514.4699
2019 | 18445 | City of Tallahassee - (FL) | FL | Municipal | . | . | . | . | . | . | . | . | . | . | . |  | 146.643 | 1.802 | 81.3779 | . | . | . | 123386 | N | L | 12.5 | Y | [6 empty] | 123386 | 100% |  | 6169.3 |  | 15423.25 |  | 1: 24677.2; 3: 30846.5; 5: 24677.2; 7: 12338.6 | 5552.37 |  | 3701.58
2019 | 18446 | T I P Rural Electric Coop | IA | Cooperative | 155.614 | 1.331 | 116.9151 | 155.614 | 1.331 | 116.9151 | 94.079 | 0.789 | 119.2383 | 6357 | 12.5 | N | . | . | . | . | . | . | . |  |  | . |  | 0 | 0 | 116.9151 |  |  | 0 | 0 | 0% |  | 0 |  | 0 |  | 1: 0; 3: 0; 5: 0; 7: 0 | 0 |  | 0
2019 | 18449 | Talquin Electric Coop, Inc | FL | Cooperative | 413.248 | 3.831 | 107.8695 | 280.797 | 3.687 | 76.1587 | 294.582 | 3.259 | 90.3903 | 52060 | 25 | Y | . | . | . | . | . | . | . |  |  | . |  | 132.451 | 0.144 | 76.1587 | 919.7986 | 919.7986 | 7496.64 | 7496.64 | 14.4% | 81.0991 | 374.832 | 162.1981 | 937.08 | 486.5944 | 1499.328 | 810.9907 | 1874.16 | 1216.486 | 1499.328 | 1621.9814 | 749.664 | 2432.9721 | 337.3488 | 3243.9628 | 224.8992 | 30398.5263 | 151992.6317 | 729564.6324 | 1519926.3174 | 1823911.5809 | 1215941.0539 | 820760.2114 | 729564.6324
2019 | 18454 | Tampa Electric Co | FL | Investor Owned | 90.55 | 1.36 | 66.5809 | 85.71 | 1.36 | 63.0221 | 90.55 | 1.36 | 66.5809 | 794953 | 13.2 | Y | . | . | . | . | . | . | . |  |  | . |  | 4.84 | 0 | 63.0221 |  |  | 0 | 0 | 0% |  | 0 |  | 0 |  | 1: 0; 3: 0; 5: 0; 7: 0 | 0 |  | 0
2019 | 18488 | City of Taunton | MA | Municipal | 68.489 | 2.474 | 27.6835 | 68.489 | 2.474 | 27.6835 | . | . | . | 38000 | 13.8 | Y | . | . | . | . | . | . | . |  |  | . |  | 0 | 0 | 27.6835 |  |  | 0 | 0 | 0% |  | 0 |  | 0 |  | 1: 0; 3: 0; 5: 0; 7: 0 | 0 |  | 0
2019 | 18498 | Taylor County Rural E C C | KY | Cooperative | 111.02 | 1.14 | 97.386 | 86.1 | 1.03 | 83.5922 | . | . | . | 26705 | 12.5 | N | . | . | . | . | . | . | . |  |  | . |  | 24.92 | 0.11 | 83.5922 | 226.5455 | 226.5455 | 2937.55 | 2937.55 | 11% | 19.9746 | 146.8775 | 39.9492 | 367.1938 | 119.8477 | 587.51 | 199.7462 | 734.3875 | 299.6193 | 587.51 | 399.4924 | 293.755 | 599.2385 | 132.1898 | 798.9847 | 88.1265 | 2933.8219 | 14669.1095 | 70411.7255 | 146691.0948 | 176029.3137 | 117352.8758 | 79213.1912 | 70411.7255
2019 | 18499 | Three Notch Elec Member Corp | GA | Cooperative | . | . | . | . | . | . | . | . | . | . | . |  | 527.4 | 4.24 | 124.3868 | 227.4 | 3 | 75.8 | 14740 | N | L | 25 | N | 300 | 1.24 | 75.8 | 241.9355 | 300 | 18277.6 | 14740 | 100% | 26.4511 | 737 | 52.9023 | 1842.5 | 158.7068 | 2948 | 264.5114 | 3685 | 396.7671 | 2948 | 529.0228 | 1474 | 793.5342 | 663.3 | 1058.0456 | 442.2 | 19494.4893 | 97472.4467 | 467867.7443 | 974724.4673 | 1169669.3608 | 779779.5738 | 526351.2123 | 467867.7443
2019 | 18538 | City of Tell City - (IN) | IN | Municipal | . | . | . | 3.032 | 0.043 | 70.5116 | . | . | . | 4286 | 13.8 | Y | . | . | . | . | . | . | . |  |  | . |  |  |  | 70.5116 |  |  |  | 4286 | 100% |  | 214.3 |  | 535.75 |  | 1: 857.2; 3: 1071.5; 5: 857.2; 7: 428.6 | 192.87 |  | 128.58
2019 | 18848 | City of Thomasville - (GA) | GA | Municipal | 142.8 | 6.282 | 22.7316 | 142.8 | 6.28 | 22.7389 | 135.9 | 6.181 | 21.9867 | 15744 | . | Y | . | . | . | . | . | . | . |  |  | . |  | 0 | 0.002 | 22.7389 | 0 | 0 | 31.488 | 31.488 | 0.2% | 0 | 1.5744 | 0 | 3.936 | 0 | 6.2976 | 0 | 7.872 | 0 | 6.2976 | 0 | 3.1488 | 0 | 1.417 | 0 | 0.94464 | 0 | 0 | 0 | 0 | 0 | 0 | 0 | 0
2019 | 18895 | Thumb Electric Coop of Mich | MI | Cooperative | . | . | . | . | . | . | . | . | . | . | . |  | 548.71 | 2.02 | 271.6386 | 269.02 | 1.44 | 186.8194 | 12248 | N | F | 7.2 | N | 279.69 | 0.58 | 186.8194 | 482.2241 | 482.2241 | 7103.84 | 7103.84 | 58% | 42.5179 | 355.192 | 85.0359 | 887.98 | 255.1076 | 1420.768 | 425.1793 | 1775.96 | 637.7689 | 1420.768 | 850.3585 | 710.384 | 1275.5378 | 319.6728 | 1700.717 | 213.1152 | 15102.027 | 75510.1349 | 362448.6475 | 755101.349 | 906121.6188 | 604081.0792 | 407754.7285 | 362448.6475
2019 | 18940 | Tipmont Rural Elec Member Corp | IN | Cooperative | 241.22 | 2.48 | 97.2661 | 213.84 | 2.16 | 99 | 116.29 | 1.2 | 96.9083 | 27181 | 12.5 | N | . | . | . | . | . | . | . |  |  | . |  | 27.38 | 0.32 | 99 | 85.5625 | 85.5625 | 8697.92 | 8697.92 | 32% | 7.5441 | 434.896 | 15.0882 | 1087.24 | 45.2645 | 1739.584 | 75.4409 | 2174.48 | 113.1613 | 1739.584 | 150.8817 | 869.792 | 226.3226 | 391.4064 | 301.7634 | 260.9376 | 3280.8925 | 16404.4625 | 78741.4198 | 164044.6245 | 196853.5494 | 131235.6996 | 88584.0973 | 78741.4198
2019 | 18941 | City of Tipp City - (OH) | OH | Municipal | 30.204 | 0.162 | 186.4444 | 28.529 | . | . | 30.204 | . | . | 5004 | 12 | N | . | . | . | . | . | . | . |  |  | . |  | 1.675 |  |  |  | 1.675 |  | 5004 | 100% | 0.14769 | 250.2 | 0.29537 | 625.5 | 0.88611 | 1000.8 | 1.4769 | 1251 | 2.2153 | 1000.8 | 2.9537 | 500.4 | 4.4306 | 225.18 | 5.9074 | 150.12 | 36.9509 | 184.7546 | 886.822 | 1847.5459 | 2217.0551 | 1478.0367 | 997.6748 | 886.822
2019 | 18955 | Tri-County Electric Coop, Inc (IL) | IL | Cooperative | 127.8 | 1.38 | 92.6087 | 92.2 | 1.14 | 80.8772 | 96 | 0.92 | 104.3478 | 16417 | 12.5 | Y | . | . | . | . | . | . | . |  |  | . |  | 35.6 | 0.24 | 80.8772 | 148.3333 | 148.3333 | 3940.08 | 3940.08 | 24% | 13.0786 | 197.004 | 26.1572 | 492.51 | 78.4717 | 788.016 | 130.7862 | 985.02 | 196.1793 | 788.016 | 261.5724 | 394.008 | 392.3586 | 177.3036 | 523.1447 | 118.2024 | 2576.5402 | 12882.701 | 61836.9646 | 128827.0096 | 154592.4115 | 103061.6076 | 69566.5852 | 61836.9646
2019 | 18956 | Tri-County Elec Member Corp (GA) | GA | Cooperative | . | . | . | . | . | . | . | . | . | . | . |  | 229.364 | 1.795 | 127.7794 | 132.701 | 1.322 | 100.379 | 21414.7 | N | L | 25 | Y | 96.663 | 0.473 | 100.379 | 204.3615 | 204.3615 | 10129.1531 | 10129.1531 | 47.3% | 18.0187 | 506.4577 | 36.0373 | 1266.1441 | 108.1119 | 2025.8306 | 180.1865 | 2532.2883 | 270.2798 | 2025.8306 | 360.373 | 1012.9153 | 540.5595 | 455.8119 | 720.746 | 303.8746 | 9125.6832 | 45628.4162 | 219016.3975 | 456284.1615 | 547540.9938 | 365027.3292 | 246393.4472 | 219016.3975
2019 | 18957 | Tri-County Elec Member Corp (NC) | NC | Cooperative | . | . | . | . | . | . | . | . | . | . | . |  | 489.38 | 1.64 | 298.4024 | 246.84 | 1.19 | 207.4286 | 25300 | N | L | 12.5 |  | 242.54 | 0.45 | 207.4286 | 538.9778 | 538.9778 | 11385 | 11385 | 45% | 47.5219 | 569.25 | 95.0438 | 1423.125 | 285.1315 | 2277 | 475.2192 | 2846.25 | 712.8288 | 2277 | 950.4384 | 1138.5 | 1425.6576 | 512.325 | 1900.8768 | 341.55 | 27051.853 | 135259.2652 | 649244.4732 | 1352592.6525 | 1623111.183 | 1082074.122 | 730400.0323 | 649244.4732
2019 | 18961 | Twin County Electric Pwr Assn | MS | Cooperative | 4150 | . | . | 283 | . | . | 4115 | . | . | 12158 | 24.9 | N | . | . | . | . | . | . | . |  |  | . |  | 3867 |  |  |  | 3867 |  | 12158 | 100% | 340.9552 | 607.9 | 681.9104 | 1519.75 | 2045.7311 | 2431.6 | 3409.5518 | 3039.5 | 5114.3277 | 2431.6 | 6819.1036 | 1215.8 | 10228.6554 | 547.11 | 13638.2072 | 364.74 | 207266.6539 | 1036333.2697 | 4974399.6943 | 10363332.6965 | 12435999.2359 | 8290666.1572 | 5596199.6561 | 4974399.6943
2019 | 18962 | Twin Valley Electric Coop Inc | KS | Cooperative | 384 | 1.59 | 241.5094 | 93.1 | 1.12 | 83.125 | 381.1 | 1.42 | 268.3803 | 2938 | 15 | Y | . | . | . | . | . | . | . |  |  | . |  | 290.9 | 0.47 | 83.125 | 618.9362 | 618.9362 | 1380.86 | 1380.86 | 47% | 54.5719 | 69.043 | 109.1438 | 172.6075 | 327.4313 | 276.172 | 545.7189 | 345.215 | 818.5783 | 276.172 | 1091.4378 | 138.086 | 1637.1567 | 62.1387 | 2182.8755 | 41.4258 | 3767.8069 | 18839.0345 | 90427.3658 | 188390.3453 | 226068.4144 | 150712.2763 | 101730.7865 | 90427.3658
2019 | 18976 | Trinity Valley Elec Coop Inc | TX | Cooperative | 339.006 | 2.376 | 142.6793 | 150.75 | 1.601 | 94.1599 | 337.358 | 2.365 | 142.6461 | 70793.7 | 14.4 | Y | . | . | . | . | . | . | . |  |  | . |  | 188.256 | 0.775 | 94.1599 | 242.911 | 242.911 | 54865.1175 | 54865.1175 | 77.5% | 21.4176 | 2743.2559 | 42.8351 | 6858.1397 | 128.5054 | 10973.0235 | 214.1757 | 13716.2794 | 321.2636 | 10973.0235 | 428.3514 | 5486.5117 | 642.5272 | 2468.9303 | 856.7029 | 1645.9535 | 58753.8815 | 293769.4075 | 1410093.156 | 2937694.0751 | 3525232.8901 | 2350155.26 | 1586354.8005 | 1410093.156
2019 | 18997 | The Toledo Edison Co | OH | Investor Owned | 134.766 | 0.845 | 159.4864 | 66.877 | 0.631 | 105.9857 | 127.743 | 0.783 | 163.1456 | 302870 | 23 | Y | . | . | . | . | . | . | . |  |  | . |  | 67.889 | 0.214 | 105.9857 | 317.2383 | 317.2383 | 64814.18 | 64814.18 | 21.4% | 27.971 | 3240.709 | 55.9421 | 8101.7725 | 167.8263 | 12962.836 | 279.7105 | 16203.545 | 419.5657 | 12962.836 | 559.421 | 6481.418 | 839.1315 | 2916.6381 | 1118.842 | 1944.4254 | 90646.0313 | 453230.1564 | 2175504.7509 | 4532301.5643 | 5438761.8771 | 3625841.2514 | 2447442.8447 | 2175504.7509
2019 | 19027 | Tombigbee Electric Coop, Inc | AL | Cooperative | 928.787 | 4.33 | 214.5005 | 532.459 | 3.1 | 171.761 | 396.328 | 1.23 | 322.2179 | 8831 | 7.6 | Y | . | . | . | . | . | . | . |  |  | . |  | 396.328 | 1.23 | 171.761 | 322.2179 | 396.328 | 10862.13 | 8831 | 100% | 34.9444 | 441.55 | 69.8888 | 1103.875 | 209.6665 | 1766.2 | 349.4442 | 2207.75 | 524.1663 | 1766.2 | 698.8885 | 883.1 | 1048.3327 | 397.395 | 1397.7769 | 264.93 | 15429.7101 | 77148.5504 | 370313.0417 | 771485.5036 | 925782.6043 | 617188.4029 | 416602.1719 | 370313.0417
2019 | 19108 | Tideland Electric Member Corp | NC | Cooperative | 2102.558 | 4.146 | 507.1293 | 263.67 | 2.904 | 90.7955 | 2068.42 | 3.888 | 532.001 | 22931 | 25 | Y | . | . | . | . | . | . | . |  |  | . |  | 1838.888 | 1.242 | 90.7955 | 1480.5862 | 1838.888 | 28480.302 | 22931 | 100% | 162.1356 | 1146.55 | 324.2712 | 2866.375 | 972.8136 | 4586.2 | 1621.3561 | 5732.75 | 2432.0341 | 4586.2 | 3242.7121 | 2293.1 | 4864.0682 | 1031.895 | 6485.4242 | 687.93 | 185896.5793 | 929482.8963 | 4461517.9022 | 9294828.9628 | 11153794.7554 | 7435863.1703 | 5019207.6399 | 4461517.9022
2019 | 19125 | City of Traverse City - (MI) | MI | Municipal | 64.284 | 0.615 | 104.5268 | 64.284 | 0.615 | 104.5268 | 64.284 | 0.615 | 104.5268 | 12599 | 13.8 | Y | . | . | . | . | . | . | . |  |  | . |  | 0 | 0 | 104.5268 |  |  | 0 | 0 | 0% |  | 0 |  | 0 |  | 1: 0; 3: 0; 5: 0; 7: 0 | 0 |  | 0
2019 | 19150 | Trenton Municipal Utilities - (MO) | MO | Municipal | 10.528 | 0.09 | 116.9778 | . | . | . | . | . | . | 3021 | 13.2 | N | . | . | . | . | . | . | . |  |  | . | [7 empty] | 3021 | 100% |  | 151.05 |  | 377.625 |  | 1: 604.2; 3: 755.25; 5: 604.2; 7: 302.1 | 135.945 |  | 90.63
2019 | 19156 | Powder River Energy Corp | WY | Cooperative | 199 | 1.63 | 122.0859 | 199 | 1.63 | 122.0859 | 195 | 1.56 | 125 | 27461 | 24.9 | Y | . | . | . | . | . | . | . |  |  | . |  | 0 | 0 | 122.0859 |  |  | 0 | 0 | 0% |  | 0 |  | 0 |  | 1: 0; 3: 0; 5: 0; 7: 0 | 0 |  | 0
2019 | 19157 | MiEnergy Cooperative | IA | Cooperative | 158.035 | 1.31 | 120.6374 | 75.61 | 0.934 | 80.9529 | 144.627 | 1.162 | 124.4639 | 7079 | 7.2 | N | . | . | . | . | . | . | . |  |  | . |  | 82.425 | 0.376 | 80.9529 | 219.2154 | 219.2154 | 2661.704 | 2661.704 | 37.6% | 19.3283 | 133.0852 | 38.6567 | 332.713 | 115.97 | 532.3408 | 193.2833 | 665.426 | 289.9249 | 532.3408 | 386.5665 | 266.1704 | 579.8498 | 119.7767 | 773.133 | 79.8511 | 2572.3141 | 12861.5704 | 61735.5377 | 128615.7035 | 154338.8442 | 102892.5628 | 69452.4799 | 61735.5377
2019 | 19157 | MiEnergy Cooperative | MN | Cooperative | 320.328 | 1.543 | 207.6008 | 100.789 | 0.836 | 120.561 | 319.127 | 1.484 | 215.0452 | 16032 | 24.9 | N | . | . | . | . | . | . | . |  |  | . |  | 219.539 | 0.707 | 120.561 | 310.5219 | 310.5219 | 11334.624 | 11334.624 | 70.7% | 27.3789 | 566.7312 | 54.7577 | 1416.828 | 164.2732 | 2266.9248 | 273.7886 | 2833.656 | 410.6829 | 2266.9248 | 547.5772 | 1133.4624 | 821.3659 | 510.0581 | 1095.1545 | 340.0387 | 15516.4552 | 77582.2759 | 372394.9241 | 775822.7586 | 930987.3103 | 620658.2068 | 418944.2896 | 372394.9241
2019 | 19158 | Tri-County Electric Coop Assn (MO) | MO | Cooperative | . | . | . | . | . | . | . | . | . | . | . |  | 62.92 | 1.61 | 39.0807 | 51.26 | 1.24 | 41.3387 | 6425 | N | L | . | N | 11.66 | 0.37 | 41.3387 | 31.5135 | 31.5135 | 2377.25 | 2377.25 | 37% | 2.7786 | 118.8625 | 5.5571 | 297.1562 | 16.6714 | 475.45 | 27.7856 | 594.3125 | 41.6784 | 475.45 | 55.5712 | 237.725 | 83.3568 | 106.9762 | 111.1424 | 71.3175 | 330.2667 | 1651.3336 | 7926.4012 | 16513.3358 | 19816.0029 | 13210.6686 | 8917.2013 | 7926.4012
2019 | 19159 | Tri-County Electric Coop, Inc (TX) | TX | Cooperative | 154.392 | 1.126 | 137.1155 | 154.392 | 1.126 | 137.1155 | . | . | . | 128436 | 25 | N | . | . | . | . | . | . | . |  |  | . |  | 0 | 0 | 137.1155 |  |  | 0 | 0 | 0% |  | 0 |  | 0 |  | 1: 0; 3: 0; 5: 0; 7: 0 | 0 |  | 0
2019 | 19160 | Tri-County Electric Coop, Inc (OK) | OK | Cooperative | . | . | . | . | . | . | . | . | . | . | . |  | 188.6 | 2.3 | 82 | 188.6 | 2.3 | 82 | 22705 | N | F | 34.5 | Y | 0 | 0 | 82 |  |  | 0 | 0 | 0% |  | 0 |  | 0 |  | 1: 0; 3: 0; 5: 0; 7: 0 | 0 |  | 0
2019 | 19161 | Tri-County Electric Coop, Inc (FL) | FL | Cooperative | 156.304 | 1.832 | 85.3188 | 120.933 | 1.501 | 80.5683 | 156.304 | 1.832 | 85.3188 | 18284 | 25 | Y | . | . | . | . | . | . | . |  |  | . |  | 35.371 | 0.331 | 80.5683 | 106.861 | 106.861 | 6052.004 | 6052.004 | 33.1% | 9.422 | 302.6002 | 18.844 | 756.5005 | 56.5319 | 1210.4008 | 94.2199 | 1513.001 | 141.3298 | 1210.4008 | 188.4397 | 605.2004 | 282.6596 | 272.3402 | 376.8794 | 181.5601 | 2851.0949 | 14255.4746 | 68426.278 | 142554.7459 | 171065.6951 | 114043.7967 | 76979.5628 | 68426.278
2019 | 19162 | Tri-County Elec Member Corp (TN) | KY | Cooperative | 486.5 | 3.69 | 131.8428 | 278.18 | 3.14 | 88.5924 | 447.83 | 3.11 | 143.9968 | 24440 | 13 | Y | . | . | . | . | . | . | . |  |  | . |  | 208.32 | 0.55 | 88.5924 | 378.7636 | 378.7636 | 13442 | 13442 | 55% | 33.3958 | 672.1 | 66.7915 | 1680.25 | 200.3746 | 2688.4 | 333.9577 | 3360.5 | 500.9365 | 2688.4 | 667.9153 | 1344.2 | 1001.873 | 604.89 | 1335.8306 | 403.26 | 22445.2938 | 112226.4688 | 538687.0501 | 1122264.6877 | 1346717.6253 | 897811.7502 | 606022.9314 | 538687.0501
2019 | 19162 | Tri-County Elec Member Corp (TN) | TN | Cooperative | 436.56 | 4.19 | 104.1909 | 236.65 | 3.34 | 70.8533 | 418.12 | 3.72 | 112.3979 | 27012 | 13 | Y | . | . | . | . | . | . | . |  |  | . |  | 199.91 | 0.85 | 70.8533 | 235.1882 | 235.1882 | 22960.2 | 22960.2 | 85% | 20.7367 | 1148.01 | 41.4733 | 2870.025 | 124.4199 | 4592.04 | 207.3666 | 5740.05 | 311.0498 | 4592.04 | 414.7331 | 2296.02 | 622.0997 | 1033.209 | 829.4662 | 688.806 | 23805.888 | 119029.4398 | 571341.3112 | 1190294.3982 | 1428353.2779 | 952235.5186 | 642758.975 | 571341.3112
2019 | 19189 | Trico Electric Cooperative Inc | AZ | Cooperative | 69.434 | 0.626 | 110.9169 | 43.043 | 0.472 | 91.1928 | 68.052 | 0.517 | 131.6286 | 48875 | 24.9 | Y | . | . | . | . | . | . | . |  |  | . |  | 26.391 | 0.154 | 91.1928 | 171.3701 | 171.3701 | 7526.75 | 7526.75 | 15.4% | 15.1098 | 376.3375 | 30.2196 | 940.8438 | 90.6587 | 1505.35 | 151.0978 | 1881.6875 | 226.6468 | 1505.35 | 302.1957 | 752.675 | 453.2935 | 338.7038 | 604.3913 | 225.8025 | 5686.3782 | 28431.8911 | 136473.0771 | 284318.9107 | 341182.6929 | 227455.1286 | 153532.2118 | 136473.0771
2019 | 19219 | Diverse Power Incorporated | AL | Cooperative | 524.091 | 2.963 | 176.8785 | 92.962 | 2.159 | 43.0579 | 524.091 | 2.963 | 176.8785 | 669 | 35 | Y | . | . | . | . | . | . | . |  |  | . |  | 431.129 | 0.804 | 43.0579 | 536.2301 | 536.2301 | 537.876 | 537.876 | 80.4% | 47.2797 | 26.8938 | 94.5593 | 67.2345 | 283.6779 | 107.5752 | 472.7966 | 134.469 | 709.1948 | 107.5752 | 945.5931 | 53.7876 | 1418.3897 | 24.2044 | 1891.1862 | 16.1363 | 1271.5296 | 6357.6481 | 30516.7108 | 63576.4807 | 76291.7769 | 50861.1846 | 34331.2996 | 30516.7108
2019 | 19219 | Diverse Power Incorporated | GA | Cooperative | 259.876 | 2.1 | 123.7505 | 120.862 | 1.529 | 79.0464 | 237.821 | 1.828 | 130.099 | 34645 | 35 | Y | . | . | . | . | . | . | . |  |  | . |  | 139.014 | 0.571 | 79.0464 | 243.4571 | 243.4571 | 19782.295 | 19782.295 | 57.1% | 21.4657 | 989.1147 | 42.9314 | 2472.7869 | 128.7943 | 3956.459 | 214.6572 | 4945.5737 | 321.9859 | 3956.459 | 429.3145 | 1978.2295 | 643.9717 | 890.2033 | 858.629 | 593.4688 | 21232.0648 | 106160.324 | 509569.555 | 1061603.2395 | 1273923.8874 | 849282.5916 | 573265.7493 | 509569.555
2019 | 19225 | City of Troy - (AL) | AL | Municipal | 93.999 | 1.5 | 62.666 | 93.999 | 1.5 | 62.666 | 93.999 | 1.5 | 62.666 | 9150 | 12 | Y | . | . | . | . | . | . | . |  |  | . |  | 0 | 0 | 62.666 |  |  | 0 | 0 | 0% |  | 0 |  | 0 |  | 1: 0; 3: 0; 5: 0; 7: 0 | 0 |  | 0
2019 | 19229 | Truckee Donner P U D | CA | Political Subdivision | 1024.42 | 2.53 | 404.9091 | . | . | . | . | . | . | 13777 | 14.4 | Y | . | . | . | . | . | . | . |  |  | . | [7 empty] | 13777 | 100% |  | 688.85 |  | 1722.125 |  | 1: 2755.4; 3: 3444.25; 5: 2755.4; 7: 1377.7 | 619.965 |  | 413.31
2019 | 19266 | Tullahoma Board-Public Utils | TN | Municipal | 50.885 | 1.438 | 35.386 | 25.127 | 0.745 | 33.7275 | 50.885 | 1.438 | 35.386 | 11165 | 13 | N | . | . | . | . | . | . | . |  |  | . |  | 25.758 | 0.693 | 33.7275 | 37.1688 | 37.1688 | 7737.345 | 7737.345 | 69.3% | 3.2772 | 386.8673 | 6.5544 | 967.1681 | 19.6632 | 1547.469 | 32.7719 | 1934.3363 | 49.1579 | 1547.469 | 65.5439 | 773.7345 | 98.3158 | 348.1805 | 131.0877 | 232.1204 | 1267.8387 | 6339.1933 | 30428.1279 | 63391.9331 | 76070.3198 | 50713.5465 | 34231.6439 | 30428.1279
2019 | 19281 | Turlock Irrigation District | CA | Political Subdivision | 70 | 0.71 | 98.5915 | 59 | 0.59 | 100 | 70 | 0.71 | 98.5915 | 87386 | 12 | N | . | . | . | . | . | . | . |  |  | . |  | 11 | 0.12 | 100 | 91.6667 | 91.6667 | 10486.32 | 10486.32 | 12% | 8.0823 | 524.316 | 16.1646 | 1310.79 | 48.4938 | 2097.264 | 80.8229 | 2621.58 | 121.2344 | 2097.264 | 161.6458 | 1048.632 | 242.4688 | 471.8844 | 323.2917 | 314.5896 | 4237.6752 | 21188.3762 | 101704.2057 | 211883.7619 | 254260.5143 | 169507.0096 | 114417.2314 | 101704.2057
2019 | 19293 | Southeastern Electric Coop Inc - (SD) | SD | Cooperative | . | . | . | . | . | . | . | . | . | . | . |  | 319.48 | . | . | 90.81 | . | . | 18750 | N | O | 12 | Y | 228.67 |  |  |  | 228.67 |  | 18750 | 100% | 20.1619 | 937.5 | 40.3239 | 2343.75 | 120.9716 | 3750 | 201.6194 | 4687.5 | 302.4291 | 3750 | 403.2388 | 1875 | 604.8582 | 843.75 | 806.4776 | 562.5 | 18901.8185 | 94509.0926 | 453643.6444 | 945090.9258 | 1134109.1109 | 756072.7406 | 510349.0999 | 453643.6444
2019 | 19324 | Two Rivers Water & Light | WI | Municipal | 337.23 | 0.609 | 553.7438 | . | . | . | . | . | . | 6117 | 13.2 | N | . | . | . | . | . | . | . |  |  | . | [7 empty] | 6117 | 100% |  | 305.85 |  | 764.625 |  | 1: 1223.4; 3: 1529.25; 5: 1223.4; 7: 611.7 | 275.265 |  | 183.51
2019 | 19325 | Umatilla Electric Coop Assn | OR | Cooperative | 104.135 | 1.035 | 100.6135 | 104.135 | 1.035 | 100.6135 | 77.564 | 0.898 | 86.3742 | 15447 | 12.5 | Y | . | . | . | . | . | . | . |  |  | . |  | 0 | 0 | 100.6135 |  |  | 0 | 0 | 0% |  | 0 |  | 0 |  | 1: 0; 3: 0; 5: 0; 7: 0 | 0 |  | 0
2019 | 19390 | UGI Utilities, Inc | PA | Investor Owned | 275 | 1.19 | 231.0924 | 182 | 0.96 | 189.5833 | 271 | 1.099 | 246.5878 | 62139 | 13.8 | Y | . | . | . | . | . | . | . |  |  | . |  | 93 | 0.23 | 189.5833 | 404.3478 | 404.3478 | 14291.97 | 14291.97 | 23% | 35.6515 | 714.5985 | 71.3031 | 1786.4962 | 213.9092 | 2858.394 | 356.5153 | 3572.9925 | 534.773 | 2858.394 | 713.0307 | 1429.197 | 1069.546 | 643.1386 | 1426.0614 | 428.7591 | 25476.5334 | 127382.6672 | 611436.8024 | 1273826.6716 | 1528592.0059 | 1019061.3373 | 687866.4026 | 611436.8024
2019 | 19396 | Tri-County Electric Coop (MI) | MI | Cooperative | 270 | 1.52 | 177.6316 | 156 | 1.23 | 126.8293 | 266 | 1.45 | 183.4483 | 26104 | 25 | N | . | . | . | . | . | . | . |  |  | . |  | 114 | 0.29 | 126.8293 | 393.1034 | 393.1034 | 7570.16 | 7570.16 | 29% | 34.6601 | 378.508 | 69.3202 | 946.27 | 207.9607 | 1514.032 | 346.6011 | 1892.54 | 519.9017 | 1514.032 | 693.2023 | 757.016 | 1039.8034 | 340.6572 | 1386.4045 | 227.1048 | 13119.1301 | 65595.6503 | 314859.1212 | 655956.5026 | 787147.8031 | 524765.2021 | 354216.5114 | 314859.1212
2019 | 19435 | Union Electric Membership Corp - (NC) | NC | Cooperative | 53.6 | 0.54 | 99.2593 | 37.5 | 0.41 | 91.4634 | 53.6 | 0.54 | 99.2593 | 76733 | 25 | N | . | . | . | . | . | . | . |  |  | . |  | 16.1 | 0.13 | 91.4634 | 123.8462 | 123.8462 | 9975.29 | 9975.29 | 13% | 10.9196 | 498.7645 | 21.8391 | 1246.9113 | 65.5174 | 1995.058 | 109.1957 | 2493.8225 | 163.7936 | 1995.058 | 218.3915 | 997.529 | 327.5872 | 448.8881 | 436.7829 | 299.2587 | 5446.2952 | 27231.4761 | 130711.0854 | 272314.7612 | 326777.7134 | 217851.809 | 147049.9711 | 130711.0854
2019 | 19436 | Union Electric Co - (MO) | MO | Investor Owned | 181 | 1.13 | 160.177 | 106 | 0.9 | 117.7778 | . | . | . | 1237819 | 69 | Y | . | . | . | . | . | . | . |  |  | . |  | 75 | 0.23 | 117.7778 | 326.087 | 326.087 | 284698.37 | 284698.37 | 23% | 28.7512 | 14234.9185 | 57.5025 | 35587.2962 | 172.5074 | 56939.674 | 287.5124 | 71174.5925 | 431.2686 | 56939.674 | 575.0248 | 28469.837 | 862.5371 | 12811.4266 | 1150.0495 | 8540.9511 | 409271.5283 | 2046357.6414 | 9822516.6789 | 20463576.4144 | 24556291.6973 | 16370861.1315 | 11050331.2638 | 9822516.6789
2019 | 19437 | Western Iowa Power Coop | IA | Cooperative | 27 | 0.27 | 100 | 27 | 0.27 | 100 | 27 | 0.27 | 100 | 5412 | 12.4 | Y | . | . | . | . | . | . | . |  |  | . |  | 0 | 0 | 100 |  |  | 0 | 0 | 0% |  | 0 |  | 0 |  | 1: 0; 3: 0; 5: 0; 7: 0 | 0 |  | 0
2019 | 19445 | Southern Indiana R E C, Inc | IN | Cooperative | 162.1 | 1.46 | 111.0274 | 133.9 | 1.22 | 109.7541 | 161.9 | 1.45 | 111.6552 | 9476 | 12.5 | Y | . | . | . | . | . | . | . |  |  | . |  | 28.2 | 0.24 | 109.7541 | 117.5 | 117.5 | 2274.24 | 2274.24 | 24% | 10.36 | 113.712 | 20.7201 | 284.28 | 62.1602 | 454.848 | 103.6003 | 568.56 | 155.4004 | 454.848 | 207.2006 | 227.424 | 310.8009 | 102.3408 | 414.4012 | 68.2272 | 1178.0597 | 5890.2983 | 28273.4319 | 58902.9831 | 70683.5797 | 47122.3865 | 31807.6109 | 28273.4319
2019 | 19446 | Duke Energy Kentucky | KY | Investor Owned | 197 | 1.44 | 136.8056 | 170 | 1.31 | 129.771 | 162.65 | 0.928 | 175.2694 | 144188 | 12 | Y | . | . | . | . | . | . | . |  |  | . |  | 27 | 0.13 | 129.771 | 207.6923 | 207.6923 | 18744.44 | 18744.44 | 13% | 18.3123 | 937.222 | 36.6247 | 2343.055 | 109.874 | 3748.888 | 183.1233 | 4686.11 | 274.6849 | 3748.888 | 366.2465 | 1874.444 | 549.3698 | 843.4998 | 732.4931 | 562.3332 | 17162.7157 | 85813.5783 | 411905.1756 | 858135.7825 | 1029762.939 | 686508.626 | 463393.3226 | 411905.1756
2019 | 19490 | United Electric Coop Service Inc - (TX) | TX | Cooperative | 143.82 | 1.518 | 94.7431 | 98.367 | 1.192 | 82.5227 | 126.577 | 1.207 | 104.8691 | 86609 | 25 | Y | . | . | . | . | . | . | . |  |  | . |  | 45.453 | 0.326 | 82.5227 | 139.4264 | 139.4264 | 28234.534 | 28234.534 | 32.6% | 12.2933 | 1411.7267 | 24.5866 | 3529.3167 | 73.7597 | 5646.9068 | 122.9329 | 7058.6335 | 184.3993 | 5646.9068 | 245.8658 | 2823.4534 | 368.7987 | 1270.554 | 491.7315 | 847.036 | 17354.7636 | 86773.818 | 416514.3264 | 867738.1801 | 1041285.8161 | 694190.5441 | 468578.6172 | 416514.3264
2019 | 19493 | Union County Electric Coop Inc | SD | Cooperative | . | . | . | . | . | . | . | . | . | . | . |  | 248.2 | 3.15 | 78.7937 | . | . | . | 1519 | Y | O | 7.2 | Y | [6 empty] | 1519 | 100% |  | 75.95 |  | 189.875 |  | 1: 303.8; 3: 379.75; 5: 303.8; 7: 151.9 | 68.355 |  | 45.57
2019 | 19497 | United Illuminating Co | CT | Investor Owned | . | . | . | . | . | . | . | . | . | . | . |  | 208.6 | 0.905 | 230.4972 | 38 | 0.5 | 76 | 335245 | N | F | 69 | N | 170.6 | 0.405 | 76 | 421.2346 | 421.2346 | 135774.225 | 135774.225 | 40.5% | 37.1404 | 6788.7113 | 74.2809 | 16971.7781 | 222.8427 | 27154.845 | 371.4045 | 33943.5563 | 557.1067 | 27154.845 | 742.8089 | 13577.4225 | 1114.2134 | 6109.8401 | 1485.6179 | 4073.2267 | 252135.7693 | 1260678.8464 | 6051258.4629 | 12606788.4644 | 15128146.1572 | 10085430.7715 | 6807665.7708 | 6051258.4629
2019 | 19499 | United Power, Inc | CO | Cooperative | 68.12 | 0.71 | 95.9437 | . | . | . | . | . | . | 94474 | 69 | Y | . | . | . | . | . | . | . |  |  | . | [7 empty] | 94474 | 100% |  | 4723.7 |  | 11809.25 |  | 1: 18894.8; 3: 23618.5; 5: 18894.8; 7: 9447.4 | 4251.33 |  | 2834.22
2019 | 19501 | Union Rural Electric Coop, Inc | OH | Cooperative | 219 | 2.497 | 87.7052 | 84.2 | 1.313 | 64.128 | 213.1 | 2.183 | 97.618 | 10382 | 24.9 | Y | . | . | . | . | . | . | . |  |  | . |  | 134.8 | 1.184 | 64.128 | 113.8514 | 134.8 | 12292.288 | 10382 | 100% | 11.8854 | 519.1 | 23.7708 | 1297.75 | 71.3123 | 2076.4 | 118.8538 | 2595.5 | 178.2807 | 2076.4 | 237.7076 | 1038.2 | 356.5614 | 467.19 | 475.4151 | 311.46 | 6169.6999 | 30848.4996 | 148072.7982 | 308484.9963 | 370181.9956 | 246787.9971 | 166581.898 | 148072.7982
2019 | 19545 | Black Hills Power, Inc. d/b/a | MT | Investor Owned | 436.807 | 3 | 145.6023 | 436.807 | 3 | 145.6023 | 391.807 | 2 | 195.9035 | 41 | 35 | Y | . | . | . | . | . | . | . |  |  | . |  | 0 | 0 | 145.6023 |  |  | 0 | 0 | 0% |  | 0 |  | 0 |  | 1: 0; 3: 0; 5: 0; 7: 0 | 0 |  | 0
2019 | 19545 | Black Hills Power, Inc. d/b/a | SD | Investor Owned | 158.741 | 1.667 | 95.2256 | 72.144 | 1.33 | 54.2436 | 155.526 | 1.55 | 100.3393 | 70358 | 35 | Y | . | . | . | . | . | . | . |  |  | . |  | 86.597 | 0.337 | 54.2436 | 256.9644 | 256.9644 | 23710.646 | 23710.646 | 33.7% | 22.6567 | 1185.5323 | 45.3133 | 2963.8308 | 135.94 | 4742.1292 | 226.5667 | 5927.6615 | 339.85 | 4742.1292 | 453.1334 | 2371.0646 | 679.7001 | 1066.9791 | 906.2668 | 711.3194 | 26860.2133 | 134301.0667 | 644645.1202 | 1343010.667 | 1611612.8004 | 1074408.5336 | 725225.7602 | 644645.1202
2019 | 19545 | Black Hills Power, Inc. d/b/a | WY | Investor Owned | 15.278 | 0.094 | 162.5319 | 15.278 | 0.094 | 162.5319 | 15.278 | 0.094 | 162.5319 | 2646 | 35 | Y | . | . | . | . | . | . | . |  |  | . |  | 0 | 0 | 162.5319 |  |  | 0 | 0 | 0% |  | 0 |  | 0 |  | 1: 0; 3: 0; 5: 0; 7: 0 | 0 |  | 0
2019 | 19547 | Hawaiian Electric Co Inc | HI | Investor Owned | 139.1 | 1.03 | 135.0485 | 89.4 | 0.836 | 106.9378 | 139.01 | 1.018 | 136.5521 | 305627 | 25 | N | . | . | . | . | . | . | . |  |  | . |  | 49.7 | 0.194 | 106.9378 | 256.1856 | 256.1856 | 59291.638 | 59291.638 | 19.4% | 22.588 | 2964.5819 | 45.176 | 7411.4547 | 135.528 | 11858.3276 | 225.88 | 14822.9095 | 338.82 | 11858.3276 | 451.76 | 5929.1638 | 677.64 | 2668.1237 | 903.52 | 1778.7491 | 66963.976 | 334819.8802 | 1607135.4251 | 3348198.8024 | 4017838.5628 | 2678559.0419 | 1808027.3533 | 1607135.4251
2019 | 19558 | Homer Electric Assn Inc | AK | Cooperative | 858.07 | 3.22 | 266.4814 | 201 | 1.08 | 186.1111 | 844.28 | 2.11 | 400.1327 | 31920 | 25 | N | . | . | . | . | . | . | . |  |  | . |  | 657.07 | 2.14 | 186.1111 | 307.0421 | 657.07 | 68308.8 | 31920 | 100% | 57.9342 | 1596 | 115.8683 | 3990 | 347.605 | 6384 | 579.3417 | 7980 | 869.0125 | 6384 | 1158.6833 | 3192 | 1738.025 | 1436.4 | 2317.3666 | 957.6 | 92462.929 | 462314.6451 | 2219110.2965 | 4623146.4511 | 5547775.7414 | 3698517.1609 | 2496499.0836 | 2219110.2965
2019 | 19574 | Upper Cumberland E M C | TN | Cooperative | 172.826 | . | . | 124.22 | . | . | 147.957 | . | . | 51656 | 12.5 | N | . | . | . | . | . | . | . |  |  | . |  | 48.606 |  |  |  | 48.606 |  | 51656 | 100% | 4.2856 | 2582.8 | 8.5712 | 6457 | 25.7137 | 10331.2 | 42.8561 | 12914 | 64.2842 | 10331.2 | 85.7123 | 5165.6 | 128.5684 | 2324.52 | 171.4245 | 1549.68 | 11068.8826 | 55344.413 | 265653.1824 | 553444.1299 | 664132.9559 | 442755.3039 | 298859.8301 | 265653.1824
2019 | 19578 | Upper Peninsula Power Company | MI | Investor Owned | 784.8 | 2.48 | 316.4516 | 211.5 | 1.78 | 118.8202 | 782.5 | 2.39 | 327.4059 | 58879 | 35 | N | . | . | . | . | . | . | . |  |  | . |  | 573.3 | 0.7 | 118.8202 | 819 | 819 | 41215.3 | 41215.3 | 70% | 72.2116 | 2060.765 | 144.4232 | 5151.9125 | 433.2697 | 8243.06 | 722.1161 | 10303.825 | 1083.1741 | 8243.06 | 1444.2322 | 4121.53 | 2166.3483 | 1854.6885 | 2888.4644 | 1236.459 | 148811.1566 | 744055.7832 | 3571467.7596 | 7440557.8325 | 8928669.399 | 5952446.266 | 4017901.2295 | 3571467.7596
2019 | 19579 | Upshur Rural Elec Coop Corp | TX | Cooperative | 2308.4 | 9.36 | 246.6239 | 1225.3 | 7.46 | 164.2493 | 1795.3 | 5.16 | 347.9264 | 46806 | 25 | Y | . | . | . | . | . | . | . |  |  | . |  | 1083.1 | 1.9 | 164.2493 | 570.0526 | 1083.1 | 88931.4 | 46806 | 100% | 95.4974 | 2340.3 | 190.9949 | 5850.75 | 572.9846 | 9361.2 | 954.9743 | 11701.5 | 1432.4614 | 9361.2 | 1909.9486 | 4680.6 | 2864.9229 | 2106.27 | 3819.8971 | 1404.18 | 223492.6316 | 1117463.158 | 5363823.1583 | 11174631.5797 | 13409557.8957 | 8939705.2638 | 6034301.053 | 5363823.1583
2019 | 19667 | Utilities Dist-Western IN REMC | IN | Cooperative | 654.43 | 3.99 | 164.0175 | 420.46 | 3.46 | 121.5202 | 555.83 | 2.96 | 187.7804 | 19169 | 15 | Y | . | . | . | . | . | . | . |  |  | . |  | 233.97 | 0.53 | 121.5202 | 441.4528 | 441.4528 | 10159.57 | 10159.57 | 53% | 38.9231 | 507.9785 | 77.8462 | 1269.9462 | 233.5386 | 2031.914 | 389.231 | 2539.8925 | 583.8465 | 2031.914 | 778.462 | 1015.957 | 1167.693 | 457.1807 | 1556.924 | 304.7871 | 19772.0981 | 98860.4907 | 474530.3556 | 988604.9074 | 1186325.8889 | 790883.9259 | 533846.65 | 474530.3556
2019 | 19728 | UNS Electric, Inc | AZ | Investor Owned | 65.26 | 1.22 | 53.4918 | 7.38 | 0.02 | 369 | 57.88 | 1.2 | 48.2333 | 99308 | 69 | Y | . | . | . | . | . | . | . |  |  | . |  | 57.88 | 1.2 | 369 | 48.2333 | 57.88 | 119169.6 | 99308 | 100% | 5.1033 | 4965.4 | 10.2066 | 12413.5 | 30.6198 | 19861.6 | 51.0331 | 24827 | 76.5496 | 19861.6 | 102.0661 | 9930.8 | 153.0992 | 4468.86 | 204.1323 | 2979.24 | 25339.9576 | 126699.7878 | 608158.9815 | 1266997.878 | 1520397.4536 | 1013598.3024 | 684178.8541 | 608158.9815
2019 | 19785 | Verdigris Valley Elec Coop Inc | OK | Cooperative | . | . | . | . | . | . | . | . | . | . | . |  | 205.854 | 2.213 | 93.0203 | 201.059 | 2.182 | 92.1444 | 37312 | N | F | 24.9 | Y | 4.795 | 0.031 | 92.1444 | 154.6774 | 154.6774 | 1156.672 | 1156.672 | 3.1% | 13.638 | 57.8336 | 27.276 | 144.584 | 81.8279 | 231.3344 | 136.3798 | 289.168 | 204.5697 | 231.3344 | 272.7596 | 115.6672 | 409.1394 | 52.0502 | 545.5192 | 34.7002 | 788.7335 | 3943.6673 | 18929.6031 | 39436.673 | 47324.0076 | 31549.3384 | 21295.8034 | 18929.6031
2019 | 19790 | Verendrye Electric Coop Inc | ND | Cooperative | 81.48 | 0.93 | 87.6129 | 81.48 | 0.93 | 87.6129 | 80.28 | 0.85 | 94.4471 | 20605 | 25 | N | . | . | . | . | . | . | . |  |  | . |  | 0 | 0 | 87.6129 |  |  | 0 | 0 | 0% |  | 0 |  | 0 |  | 1: 0; 3: 0; 5: 0; 7: 0 | 0 |  | 0
2019 | 19791 | Vermont Electric Cooperative, Inc | VT | Cooperative | 333.98 | 1.96 | 170.398 | 170.42 | 1.49 | 114.3758 | 329.39 | 1.9 | 173.3632 | 39179 | 35 | Y | . | . | . | . | . | . | . |  |  | . |  | 163.56 | 0.47 | 114.3758 | 348 | 348 | 18414.13 | 18414.13 | 47% | 30.6833 | 920.7065 | 61.3666 | 2301.7663 | 184.0999 | 3682.826 | 306.8332 | 4603.5325 | 460.2498 | 3682.826 | 613.6664 | 1841.413 | 920.4996 | 828.6359 | 1227.3328 | 552.4239 | 28250.3332 | 141251.6658 | 678007.996 | 1412516.6583 | 1695019.99 | 1130013.3267 | 762758.9955 | 678007.996
2019 | 19798 | City of Vernon | CA | Municipal | . | . | . | . | . | . | . | . | . | . | . |  | 51.93 | 1.69 | 30.7278 | 48.21 | 1.31 | 36.8015 | 2025 | N | F | 69 | N | 3.72 | 0.38 | 36.8015 | 9.7895 | 9.7895 | 769.5 | 769.5 | 38% | 0.86314 | 38.475 | 1.7263 | 96.1875 | 5.1789 | 153.9 | 8.6314 | 192.375 | 12.9471 | 153.9 | 17.2628 | 76.95 | 25.8943 | 34.6275 | 34.5257 | 23.085 | 33.2094 | 166.047 | 797.0257 | 1660.4702 | 1992.5643 | 1328.3762 | 896.6539 | 797.0257
2019 | 19805 | Village of Versailles - (OH) | OH | Municipal | 592.39 | 16.45 | 36.0115 | 26.28 | 1.22 | 21.541 | 566.11 | 15.23 | 37.1707 | 1895 | 12 | N | . | . | . | . | . | . | . |  |  | . |  | 566.11 | 15.23 | 21.541 | 37.1707 | 566.11 | 28860.85 | 1895 | 100% | 49.9142 | 94.75 | 99.8284 | 236.875 | 299.4851 | 379 | 499.1418 | 473.75 | 748.7127 | 379 | 998.2836 | 189.5 | 1497.4254 | 85.275 | 1996.5672 | 56.85 | 4729.3686 | 23646.8431 | 113504.847 | 236468.4313 | 283762.1176 | 189174.745 | 127692.9529 | 113504.847
2019 | 19806 | Victoria Electric Coop, Inc | TX | Cooperative | 187.97 | 1.5 | 125.3133 | 156.31 | 1.32 | 118.4167 | 171.66 | 1.07 | 160.4299 | 23155 | 14.4 | Y | . | . | . | . | . | . | . |  |  | . |  | 31.66 | 0.18 | 118.4167 | 175.8889 | 175.8889 | 4167.9 | 4167.9 | 18% | 15.5082 | 208.395 | 31.0164 | 520.9875 | 93.0492 | 833.58 | 155.082 | 1041.975 | 232.6231 | 833.58 | 310.1641 | 416.79 | 465.2461 | 187.5555 | 620.3282 | 125.037 | 3231.8323 | 16159.1616 | 77563.9759 | 161591.6165 | 193909.9398 | 129273.2932 | 87259.4729 | 77563.9759
2019 | 19813 | Vernon Electric Coop | WI | Cooperative | 187.7 | . | . | 125 | . | . | 62.7 | . | . | 11237 | 7.2 | Y | . | . | . | . | . | . | . |  |  | . |  | 62.7 |  |  |  | 62.7 |  | 11237 | 100% | 5.5283 | 561.85 | 11.0566 | 1404.625 | 33.1697 | 2247.4 | 55.2829 | 2809.25 | 82.9243 | 2247.4 | 110.5658 | 1123.7 | 165.8486 | 505.665 | 221.1315 | 337.11 | 3106.0686 | 15530.3431 | 74545.647 | 155303.4313 | 186364.1176 | 124242.745 | 83863.8529 | 74545.647
2019 | 19820 | Victory Electric Coop Assn Inc | KS | Cooperative | 535.6 | . | . | 531.9 | . | . | 535.6 | . | . | 19747 | 13.8 | Y | . | . | . | . | . | . | . |  |  | . |  | 3.7 |  |  |  | 3.7 |  | 19747 | 100% | 0.32623 | 987.35 | 0.65246 | 2468.375 | 1.9574 | 3949.4 | 3.2623 | 4936.75 | 4.8935 | 3949.4 | 6.5246 | 1974.7 | 9.7869 | 888.615 | 13.0492 | 592.41 | 322.1039 | 1610.5195 | 7730.4935 | 16105.1947 | 19326.2337 | 12884.1558 | 8696.8051 | 7730.4935
2019 | 19840 | Valley Electric Assn, Inc | NV | Cooperative | 96.196 | 1.094 | 87.9305 | 58.089 | 0.858 | 67.7028 | 66.764 | 1.004 | 66.498 | 24582 | 24.9 | Y | . | . | . | . | . | . | . |  |  | . |  | 38.107 | 0.236 | 67.7028 | 161.4703 | 161.4703 | 5801.352 | 5801.352 | 23.6% | 14.2369 | 290.0676 | 28.4738 | 725.169 | 85.4215 | 1160.2704 | 142.3691 | 1450.338 | 213.5537 | 1160.2704 | 284.7383 | 580.1352 | 427.1074 | 261.0608 | 569.4766 | 174.0406 | 4129.6676 | 20648.3381 | 99112.0231 | 206483.3815 | 247780.0578 | 165186.7052 | 111501.026 | 99112.0231
2019 | 19876 | Virginia Electric & Power Co | NC | Investor Owned | . | . | . | . | . | . | . | . | . | . | . |  | 723.106 | 2.205 | 327.9392 | 141.007 | 1.244 | 113.3497 | 123872 | N | O | 34.5 | Y | 582.099 | 0.961 | 113.3497 | 605.7222 | 605.7222 | 119040.992 | 119040.992 | 96.1% | 53.4068 | 5952.0496 | 106.8136 | 14880.124 | 320.4408 | 23808.1984 | 534.068 | 29760.248 | 801.1021 | 23808.1984 | 1068.1361 | 11904.0992 | 1602.2041 | 5356.8446 | 2136.2721 | 3571.2298 | 317879.9441 | 1589399.7207 | 7629118.6592 | 15893997.2068 | 19072796.6481 | 12715197.7654 | 8582758.4917 | 7629118.6592
2019 | 19876 | Virginia Electric & Power Co | VA | Investor Owned | . | . | . | . | . | . | . | . | . | . | . |  | 260.113 | 1.651 | 157.5488 | 149.874 | 1.244 | 120.4775 | 2507580 | N | O | 34.5 | Y | 110.239 | 0.407 | 120.4775 | 270.8575 | 270.8575 | 1020585.06 | 1020585.06 | 40.7% | 23.8816 | 51029.253 | 47.7633 | 127573.1325 | 143.2898 | 204117.012 | 238.8163 | 255146.265 | 358.2245 | 204117.012 | 477.6326 | 102058.506 | 716.4489 | 45926.3277 | 955.2652 | 30617.5518 | 1218661.7706 | 6093308.8528 | 29247882.4932 | 60933088.5276 | 73119706.2331 | 48746470.822 | 32903867.8049 | 29247882.4932
2019 | 19882 | Virginia Tech Electric Service | VA | State | . | . | . | . | . | . | . | . | . | . | . |  | 30.109 | 0.186 | 161.8763 | . | . | . | 6624 | N | L | 12.5 | N | [6 empty] | 6624 | 100% |  | 331.2 |  | 828 |  | 1: 1324.8; 3: 1656; 5: 1324.8; 7: 662.4 | 298.08 |  | 198.72
2019 | 19947 | City of Wadena - (MN) | MN | Municipal | 1.827 | 0.024 | 76.125 | . | . | . | . | . | . | 2683 | 7.2 | Y | . | . | . | . | . | . | . |  |  | . | [7 empty] | 2683 | 100% |  | 134.15 |  | 335.375 |  | 1: 536.6; 3: 670.75; 5: 536.6; 7: 268.3 | 120.735 |  | 80.49
2019 | 19951 | City of Wadsworth - (OH) | OH | Municipal | 25.936 | 0.297 | 87.3266 | . | . | . | . | . | . | 13750 | 12.5 | Y | . | . | . | . | . | . | . |  |  | . | [7 empty] | 13750 | 100% |  | 687.5 |  | 1718.75 |  | 1: 2750; 3: 3437.5; 5: 2750; 7: 1375 | 618.75 |  | 412.5
2019 | 19974 | Town of Wake Forest - (NC) | NC | Municipal | . | . | . | . | . | . | . | . | . | . | . |  | 41.636 | 0.261 | 159.5249 | . | . | . | 6943 | N | L | 12.2 | N | [6 empty] | 6943 | 100% |  | 347.15 |  | 867.875 |  | 1: 1388.6; 3: 1735.75; 5: 1388.6; 7: 694.3 | 312.435 |  | 208.29
2019 | 19981 | Wake Electric Membership Corp | NC | Cooperative | 87.2 | 1.091 | 79.9267 | 87.2 | 1.091 | 79.9267 | 83.86 | 1.056 | 79.4129 | 46705 | 24 | Y | . | . | . | . | . | . | . |  |  | . |  | 0 | 0 | 79.9267 |  |  | 0 | 0 | 0% |  | 0 |  | 0 |  | 1: 0; 3: 0; 5: 0; 7: 0 | 0 |  | 0
2019 | 20038 | Town of Wallingford - (CT) | CT | Municipal | . | . | . | . | . | . | . | . | . | . | . |  | 72.343 | 0.471 | 153.5945 | 24.223 | 0.281 | 86.2028 | 25205 | N | L | 13.8 | N | 48.12 | 0.19 | 86.2028 | 253.2632 | 253.2632 | 4788.95 | 4788.95 | 19% | 22.3303 | 239.4475 | 44.6607 | 598.6187 | 133.982 | 957.79 | 223.3033 | 1197.2375 | 334.9549 | 957.79 | 446.6066 | 478.895 | 669.9099 | 215.5027 | 893.2132 | 143.6685 | 5346.9417 | 26734.7083 | 128326.5999 | 267347.083 | 320816.4996 | 213877.6664 | 144367.4248 | 128326.5999
2019 | 20065 | Walton Electric Member Corp | GA | Cooperative | 93.422 | 1.189 | 78.5719 | 93.422 | 1.189 | 78.5719 | . | . | . | 128811 | 25 | N | . | . | . | . | . | . | . |  |  | . |  | 0 | 0 | 78.5719 |  |  | 0 | 0 | 0% |  | 0 |  | 0 |  | 1: 0; 3: 0; 5: 0; 7: 0 | 0 |  | 0
2019 | 20111 | Warren County Rural E M C | IN | Cooperative | . | . | . | . | . | . | . | . | . | . | . |  | 1003.4 | . | . | 821.6 | . | . | 4840 | N | L | 7.2 | Y | 181.8 |  |  |  | 181.8 |  | 4840 | 100% | 16.0294 | 242 | 32.0588 | 605 | 96.1763 | 968 | 160.2939 | 1210 | 240.4409 | 968 | 320.5878 | 484 | 480.8817 | 217.8 | 641.1756 | 145.2 | 3879.1124 | 19395.5621 | 93098.698 | 193955.6209 | 232746.745 | 155164.4967 | 104736.0353 | 93098.698
2019 | 20130 | Warren Rural Elec Coop Corp | KY | Cooperative | 211.012 | 2.36 | 89.4119 | 136.086 | 1.794 | 75.8562 | 158.09 | 1.82 | 86.8626 | 66357 | 12.5 | Y | . | . | . | . | . | . | . |  |  | . |  | 74.926 | 0.566 | 75.8562 | 132.3781 | 132.3781 | 37558.062 | 37558.062 | 56.6% | 11.6718 | 1877.9031 | 23.3437 | 4694.7577 | 70.031 | 7511.6124 | 116.7184 | 9389.5155 | 175.0776 | 7511.6124 | 233.4368 | 3755.8062 | 350.1551 | 1690.1128 | 466.8735 | 1126.7419 | 21918.5801 | 109592.9004 | 526045.922 | 1095929.0041 | 1315114.8049 | 876743.2033 | 591801.6622 | 526045.922
2019 | 20134 | City of Warroad | MN | Municipal | . | . | . | . | . | . | . | . | . | . | . |  | 6.92 | 0.109 | 63.4862 | . | . | . | 958 | N | L | 7.2 | N | [6 empty] | 958 | 100% |  | 47.9 |  | 119.75 |  | 1: 191.6; 3: 239.5; 5: 191.6; 7: 95.8 | 43.11 |  | 28.74
2019 | 20135 | City of Washington - (UT) | UT | Municipal | . | . | . | . | . | . | . | . | . | . | . |  | 52 | . | . | 51.076 | 0.537 | 95.1136 | 8132 | N | F | 12.4 | N | 0.924 |  | 95.1136 |  | 0.924 |  | 8132 | 100% | 0.08147 | 406.6 | 0.16294 | 1016.5 | 0.48882 | 1626.4 | 0.8147 | 2033 | 1.222 | 1626.4 | 1.6294 | 813.2 | 2.4441 | 365.94 | 3.2588 | 243.96 | 33.1255 | 165.6275 | 795.012 | 1656.2751 | 1987.5301 | 1325.0201 | 894.3885 | 795.012
2019 | 20136 | City of Waseca - (MN) | MN | Municipal | 22.5 | 0.41 | 54.878 | 18.2 | 0.32 | 56.875 | 22.5 | 0.41 | 54.878 | 4184 | 13.8 | N | . | . | . | . | . | . | . |  |  | . |  | 4.3 | 0.09 | 56.875 | 47.7778 | 47.7778 | 376.56 | 376.56 | 9% | 4.2126 | 18.828 | 8.4252 | 47.07 | 25.2755 | 75.312 | 42.1259 | 94.14 | 63.1888 | 75.312 | 84.2518 | 37.656 | 126.3777 | 16.9452 | 168.5036 | 11.2968 | 79.3146 | 396.5731 | 1903.5509 | 3965.7311 | 4758.8773 | 3172.5849 | 2141.4948 | 1903.5509
2019 | 20146 | Washington Elec Member Corp | GA | Cooperative | 909.71 | . | . | 909.71 | . | . | 214.1 | . | . | 15603 | 25 | Y | . | . | . | . | . | . | . |  |  | . |  | 0 |  |  |  | 0 |  | 15603 | 100% | 0 | 780.15 | 0 | 1950.375 | 0 | 3120.6 | 0 | 3900.75 | 0 | 3120.6 | 0 | 1560.3 | 0 | 702.135 | 0 | 468.09 | 0 | 0 | 0 | 0 | 0 | 0 | 0 | 0
2019 | 20169 | Avista Corp | ID | Investor Owned | 186 | 1.25 | 148.8 | 167 | 1.18 | 141.5254 | 130 | 0.89 | 146.0674 | 133938 | 35 | N | . | . | . | . | . | . | . |  |  | . |  | 19 | 0.07 | 141.5254 | 271.4286 | 271.4286 | 9375.66 | 9375.66 | 7% | 23.932 | 468.783 | 47.864 | 1171.9575 | 143.5919 | 1875.132 | 239.3198 | 2343.915 | 358.9797 | 1875.132 | 478.6397 | 937.566 | 717.9595 | 421.9047 | 957.2793 | 281.2698 | 11218.9067 | 56094.5334 | 269253.7605 | 560945.3343 | 673134.4012 | 448756.2675 | 302910.4805 | 269253.7605
2019 | 20169 | Avista Corp | WA | Investor Owned | 222 | 1.08 | 205.5556 | 121 | 0.82 | 147.561 | 207 | 0.95 | 217.8947 | 256742 | 35 | Y | . | . | . | . | . | . | . |  |  | . |  | 101 | 0.26 | 147.561 | 388.4615 | 388.4615 | 66752.92 | 66752.92 | 26% | 34.2508 | 3337.646 | 68.5017 | 8344.115 | 205.505 | 13350.584 | 342.5083 | 16688.23 | 513.7625 | 13350.584 | 685.0167 | 6675.292 | 1027.525 | 3003.8814 | 1370.0333 | 2002.5876 | 114317.158 | 571585.7899 | 2743611.7913 | 5715857.8986 | 6859029.4783 | 4572686.3189 | 3086563.2652 | 2743611.7913
2019 | 20187 | Watertown Municipal Utilities | SD | Municipal | 48.443 | 0.477 | 101.5576 | 16.326 | 0.174 | 93.8276 | . | . | . | 13207 | 12.5 | N | . | . | . | . | . | . | . |  |  | . |  | 32.117 | 0.303 | 93.8276 | 105.9967 | 105.9967 | 4001.721 | 4001.721 | 30.3% | 9.3458 | 200.0861 | 18.6916 | 500.2151 | 56.0747 | 800.3442 | 93.4578 | 1000.4303 | 140.1867 | 800.3442 | 186.9156 | 400.1721 | 280.3733 | 180.0774 | 373.8311 | 120.0516 | 1869.9598 | 9349.7991 | 44879.0357 | 93497.991 | 112197.5892 | 74798.3928 | 50488.9151 | 44879.0357
2019 | 20211 | Village of Waunakee - (WI) | WI | Municipal | 80.63 | 0.54 | 149.3148 | 80.63 | 0.54 | 149.3148 | . | . | . | 6524 | 15 | N | . | . | . | . | . | . | . |  |  | . |  | 0 | 0 | 149.3148 |  |  | 0 | 0 | 0% |  | 0 |  | 0 |  | 1: 0; 3: 0; 5: 0; 7: 0 | 0 |  | 0
2019 | 20213 | Waupun Utilities | WI | Municipal | 2.41 | 0.017 | 141.7647 | 2.41 | 0.017 | 141.7647 | 2.41 | 0.017 | 141.7647 | 4454 | 12.4 | Y | . | . | . | . | . | . | . |  |  | . |  | 0 | 0 | 141.7647 |  |  | 0 | 0 | 0% |  | 0 |  | 0 |  | 1: 0; 3: 0; 5: 0; 7: 0 | 0 |  | 0
2019 | 20214 | Waverly Municipal Elec Utility | IA | Municipal | . | . | . | . | . | . | . | . | . | . | . |  | 7.23 | 0.139 | 52.0144 | 7.23 | 0.139 | 52.0144 | 4930 | N | L | 12.5 | N | 0 | 0 | 52.0144 |  |  | 0 | 0 | 0% |  | 0 |  | 0 |  | 1: 0; 3: 0; 5: 0; 7: 0 | 0 |  | 0
2019 | 20216 | Whitewater Valley Rural EMC | IN | Cooperative | . | . | . | . | . | . | . | . | . | . | . |  | 94.764 | 0.898 | 105.5278 | 94.764 | 0.898 | 105.5278 | 11961 | N | L | 12 | N | 0 | 0 | 105.5278 |  |  | 0 | 0 | 0% |  | 0 |  | 0 |  | 1: 0; 3: 0; 5: 0; 7: 0 | 0 |  | 0
2019 | 20224 | City of Waynesville - (MO) | MO | Municipal | 293.198 | 1.753 | 167.255 | . | . | . | . | . | . | 2386 | 12.5 | N | . | . | . | . | . | . | . |  |  | . | [7 empty] | 2386 | 100% |  | 119.3 |  | 298.25 |  | 1: 477.2; 3: 596.5; 5: 477.2; 7: 238.6 | 107.37 |  | 71.58
2019 | 20228 | Weakley County Mun Elec Sys | TN | Municipal | 368.61 | 15.451 | 23.8567 | 205.72 | 12.386 | 16.6091 | 205.72 | 12.386 | 16.6091 | 20453 | 14.4 | N | . | . | . | . | . | . | . |  |  | . |  | 162.89 | 3.065 | 16.6091 | 53.1452 | 162.89 | 62688.445 | 20453 | 100% | 14.3621 | 1022.65 | 28.7242 | 2556.625 | 86.1725 | 4090.6 | 143.6209 | 5113.25 | 215.4313 | 4090.6 | 287.2417 | 2045.3 | 430.8626 | 920.385 | 574.4835 | 613.59 | 14687.388 | 73436.9398 | 352497.3112 | 734369.3982 | 881243.2779 | 587495.5186 | 396559.475 | 352497.3112
2019 | 20230 | Weatherford Mun Utility System | TX | Municipal | . | . | . | . | . | . | . | . | . | . | . |  | 33 | . | . | 7 | . | . | 14975 | N | L | 12.5 | N | 26 |  |  |  | 26 |  | 14975 | 100% | 2.2924 | 748.75 | 4.5849 | 1871.875 | 13.7546 | 2995 | 22.9243 | 3743.75 | 34.3865 | 2995 | 45.8486 | 1497.5 | 68.773 | 673.875 | 91.6973 | 449.25 | 1716.4585 | 8582.2924 | 41195.0037 | 85822.9243 | 102987.5092 | 68658.3395 | 46344.3791 | 41195.0037
2019 | 20310 | Town of Wellesley - (MA) | MA | Municipal | . | . | . | . | . | . | . | . | . | . | . |  | 29 | 0.8 | 36.25 | . | . | . | 10133 | N | L | 13.8 | N | [6 empty] | 10133 | 100% |  | 506.65 |  | 1266.625 |  | 1: 2026.6; 3: 2533.25; 5: 2026.6; 7: 1013.3 | 455.985 |  | 303.99
2019 | 20318 | Webster Electric Coop | MO | Cooperative | . | . | . | . | . | . | . | . | . | . | . |  | 110 | 1.038 | 105.973 | 20 | 1.027 | 19.4742 | 18507 | N | L | 25 | N | 90 | 0.011 | 19.4742 | 8181.8182 | 8181.8182 | 203.577 | 203.577 | 1.1% | 721.3947 | 10.1789 | 1442.7894 | 25.4471 | 4328.3682 | 40.7154 | 7213.947 | 50.8943 | 10820.9204 | 40.7154 | 14427.8939 | 20.3577 | 21641.8409 | 9.161 | 28855.7879 | 6.1073 | 7342.9684 | 36714.842 | 176231.2417 | 367148.4203 | 440578.1043 | 293718.7362 | 198260.147 | 176231.2417
2019 | 20334 | Wellsborough Electric Co | PA | Investor Owned | . | . | . | . | . | . | . | . | . | . | . |  | 699.53 | 5.1 | 137.1627 | 81.2 | 0.77 | 105.4545 | 6341 | N | F | 12.5 | Y | 618.33 | 4.33 | 105.4545 | 142.8014 | 618.33 | 27456.53 | 6341 | 100% | 54.5184 | 317.05 | 109.0369 | 792.625 | 327.1107 | 1268.2 | 545.1844 | 1585.25 | 817.7766 | 1268.2 | 1090.3688 | 634.1 | 1635.5533 | 285.345 | 2180.7377 | 190.23 | 17285.0721 | 86425.3607 | 414841.7313 | 864253.6069 | 1037104.3283 | 691402.8855 | 466696.9477 | 414841.7313
2019 | 20363 | West Central Electric Coop Inc - (MO) | MO | Cooperative | 574.71 | 2.357 | 243.8311 | 79.48 | . | . | . | . | . | 14113 | 7.6 | Y | . | . | . | . | . | . | . |  |  | . |  | 495.23 |  |  |  | 495.23 |  | 14113 | 100% | 43.6647 | 705.65 | 87.3293 | 1764.125 | 261.988 | 2822.6 | 436.6466 | 3528.25 | 654.9699 | 2822.6 | 873.2932 | 1411.3 | 1309.9398 | 635.085 | 1746.5863 | 423.39 | 30811.9662 | 154059.8308 | 739487.1878 | 1540598.3079 | 1848717.9694 | 1232478.6463 | 831923.0862 | 739487.1878
2019 | 20368 | West Central Electric Coop Inc - (SD) | SD | Cooperative | 99.8 | 0.957 | 104.2842 | 99.8 | 0.957 | 104.2842 | 87.5 | 0.886 | 98.7585 | 6842 | 25 | Y | . | . | . | . | . | . | . |  |  | . |  | 0 | 0 | 104.2842 |  |  | 0 | 0 | 0% |  | 0 |  | 0 |  | 1: 0; 3: 0; 5: 0; 7: 0 | 0 |  | 0
2019 | 20387 | West Penn Power Company | PA | Investor Owned | 422.023 | 1.559 | 270.7011 | 197.848 | 1.282 | 154.3276 | 385.048 | 1.406 | 273.8606 | 717331 | 25 | Y | . | . | . | . | . | . | . |  |  | . |  | 224.175 | 0.277 | 154.3276 | 809.296 | 809.296 | 198700.687 | 198700.687 | 27.7% | 71.356 | 9935.0343 | 142.712 | 24837.5859 | 428.136 | 39740.1374 | 713.5601 | 49675.1718 | 1070.3401 | 39740.1374 | 1427.1201 | 19870.0687 | 2140.6802 | 8941.5309 | 2854.2402 | 5961.0206 | 708924.3656 | 3544621.8279 | 17014184.7738 | 35446218.2788 | 42535461.9346 | 28356974.6231 | 19140957.8706 | 17014184.7738
2019 | 20401 | West River Electric Assn Inc | SD | Cooperative | 61.56 | 1.12 | 54.9643 | 61.56 | 1.12 | 54.9643 | 22.42 | 0.083 | 270.1205 | 17677 | 25 | Y | . | . | . | . | . | . | . |  |  | . |  | 0 | 0 | 54.9643 |  |  | 0 | 0 | 0% |  | 0 |  | 0 |  | 1: 0; 3: 0; 5: 0; 7: 0 | 0 |  | 0
2019 | 20404 | AEP Texas North Company | TX | Investor Owned | 200.7 | 1.469 | 136.6235 | 111.2 | 1.134 | 98.06 | 153.3 | 1.031 | 148.6906 | 193284 | 35 | Y | . | . | . | . | . | . | . |  |  | . |  | 89.5 | 0.335 | 98.06 | 267.1642 | 267.1642 | 64750.14 | 64750.14 | 33.5% | 23.556 | 3237.507 | 47.112 | 8093.7675 | 141.3359 | 12950.028 | 235.5599 | 16187.535 | 353.3398 | 12950.028 | 471.1198 | 6475.014 | 706.6797 | 2913.7563 | 942.2396 | 1942.5042 | 76262.6804 | 381313.4019 | 1830304.3292 | 3813134.0191 | 4575760.8229 | 3050507.2153 | 2059092.3703 | 1830304.3292
2019 | 20422 | Whetstone Valley Elec Coop Inc | SD | Cooperative | 55.903 | 1.623 | 34.4442 | 55.903 | 1.623 | 34.4442 | 31.249 | 0.314 | 99.5191 | 3426 | 13 | N | . | . | . | . | . | . | . |  |  | . |  | 0 | 0 | 34.4442 |  |  | 0 | 0 | 0% |  | 0 |  | 0 |  | 1: 0; 3: 0; 5: 0; 7: 0 | 0 |  | 0
2019 | 20456 | Twin Valleys Public Power Dist | NE | Political Subdivision | . | . | . | . | . | . | . | . | . | . | . |  | 131.6 | . | . | . | . | . | 6565 | N | F | 69 | N | [6 empty] | 6565 | 100% |  | 328.25 |  | 820.625 |  | 1: 1313; 3: 1641.25; 5: 1313; 7: 656.5 | 295.425 |  | 196.95
2019 | 20477 | City of Westerville - (OH) | OH | Municipal | 39 | 0.52 | 75 | 18.35 | 0.44 | 41.7045 | 39 | 0.52 | 75 | 17347 | 13.2 | Y | . | . | . | . | . | . | . |  |  | . |  | 20.65 | 0.08 | 41.7045 | 258.125 | 258.125 | 1387.76 | 1387.76 | 8% | 22.759 | 69.388 | 45.518 | 173.47 | 136.554 | 277.552 | 227.59 | 346.94 | 341.385 | 277.552 | 455.18 | 138.776 | 682.77 | 62.4492 | 910.36 | 41.6328 | 1579.2015 | 7896.0077 | 37900.837 | 78960.0771 | 94752.0926 | 63168.0617 | 42638.4417 | 37900.837
2019 | 20481 | City of Westfield - (MA) | MA | Municipal | 135.186 | 1.829 | 73.9125 | 80.332 | 1.713 | 46.8955 | 135.186 | 1.829 | 73.9125 | 18103 | 23 | Y | . | . | . | . | . | . | . |  |  | . |  | 54.854 | 0.116 | 46.8955 | 472.8793 | 472.8793 | 2099.948 | 2099.948 | 11.6% | 41.694 | 104.9974 | 83.388 | 262.4935 | 250.1639 | 419.9896 | 416.9399 | 524.987 | 625.4098 | 419.9896 | 833.8798 | 209.9948 | 1250.8196 | 94.4977 | 1667.7595 | 62.9984 | 4377.7603 | 21888.8015 | 105066.2473 | 218888.0151 | 262665.6182 | 175110.4121 | 118199.5282 | 105066.2473
2019 | 20510 | Wheatland Electric Coop, Inc | KS | Cooperative | 137.8 | 1.33 | 103.609 | 116.7 | 0.94 | 124.1489 | 115.6 | 0.88 | 131.3636 | 32750 | 34.5 | Y | . | . | . | . | . | . | . |  |  | . |  | 21.1 | 0.39 | 124.1489 | 54.1026 | 54.1026 | 12772.5 | 12772.5 | 39% | 4.7702 | 638.625 | 9.5405 | 1596.5625 | 28.6215 | 2554.5 | 47.7025 | 3193.125 | 71.5537 | 2554.5 | 95.405 | 1277.25 | 143.1074 | 574.7625 | 190.8099 | 383.175 | 3046.3997 | 15231.9985 | 73113.5929 | 152319.9853 | 182783.9824 | 121855.9882 | 82252.7921 | 73113.5929
2019 | 20521 | Wheeling Power Co | WV | Investor Owned | 852.3 | 2.724 | 312.8855 | 524.6 | 2.441 | 214.9119 | 831.9 | 2.618 | 317.7616 | 41482 | 35 | Y | . | . | . | . | . | . | . |  |  | . |  | 327.7 | 0.283 | 214.9119 | 1157.9505 | 1157.9505 | 11739.406 | 11739.406 | 28.3% | 102.097 | 586.9703 | 204.1941 | 1467.4258 | 612.5822 | 2347.8812 | 1020.9703 | 2934.8515 | 1531.4555 | 2347.8812 | 2041.9407 | 1173.9406 | 3062.911 | 528.2733 | 4083.8814 | 352.1822 | 59927.9268 | 299639.6341 | 1438270.2436 | 2996396.3409 | 3595675.6091 | 2397117.0727 | 1618054.0241 | 1438270.2436
2019 | 20576 | White River Electric Assn, Inc | CO | Cooperative | . | . | . | . | . | . | . | . | . | . | . |  | 283.06 | 1.8 | 157.2556 | . | . | . | 3420 | Y | L | 25 | N | [6 empty] | 3420 | 100% |  | 171 |  | 427.5 |  | 1: 684; 3: 855; 5: 684; 7: 342 | 153.9 |  | 102.6
2019 | 20603 | Northeastern Rural E M C | IN | Cooperative | 81.36 | 1.246 | 65.2969 | 61.56 | 1.079 | 57.0528 | 77.94 | 1.17 | 66.6154 | 29165 | 12.5 | Y | . | . | . | . | . | . | . |  |  | . |  | 19.8 | 0.167 | 57.0528 | 118.5629 | 118.5629 | 4870.555 | 4870.555 | 16.7% | 10.4537 | 243.5277 | 20.9075 | 608.8194 | 62.7225 | 974.111 | 104.5374 | 1217.6388 | 156.8062 | 974.111 | 209.0749 | 487.0555 | 313.6123 | 219.175 | 418.1497 | 146.1166 | 2545.7766 | 12728.8832 | 61098.6392 | 127288.8317 | 152746.5981 | 101831.0654 | 68735.9691 | 61098.6392
2019 | 20639 | Wild Rice Electric Coop, Inc | MN | Cooperative | . | . | . | . | . | . | . | . | . | . | . |  | 192 | 1.84 | 104.3478 | 192 | 1.84 | 104.3478 | 14200 | N | F | 7.2 | N | 0 | 0 | 104.3478 |  |  | 0 | 0 | 0% |  | 0 |  | 0 |  | 1: 0; 3: 0; 5: 0; 7: 0 | 0 |  | 0
2019 | 20737 | Willmar Municipal Utilities | MN | Municipal | 4.83 | 0.09 | 53.6667 | 4.83 | 0.09 | 53.6667 | 4.83 | 0.09 | 53.6667 | 9358 | 12.5 | Y | . | . | . | . | . | . | . |  |  | . |  | 0 | 0 | 53.6667 |  |  | 0 | 0 | 0% |  | 0 |  | 0 |  | 1: 0; 3: 0; 5: 0; 7: 0 | 0 |  | 0
2019 | 20785 | City of Wilson | NC | Municipal | 59.11 | 0.77 | 76.7662 | 29.39 | 0.514 | 57.179 | 59.1 | 0.77 | 76.7532 | 37100 | 23 | Y | . | . | . | . | . | . | . |  |  | . |  | 29.72 | 0.256 | 57.179 | 116.0938 | 116.0938 | 9497.6 | 9497.6 | 25.6% | 10.236 | 474.88 | 20.4721 | 1187.2 | 61.4162 | 1899.52 | 102.3604 | 2374.4 | 153.5406 | 1899.52 | 204.7208 | 949.76 | 307.0812 | 427.392 | 409.4416 | 284.928 | 4860.8905 | 24304.4526 | 116661.3725 | 243044.5261 | 291653.4313 | 194435.6209 | 131244.0441 | 116661.3725
2019 | 20793 | City of Winchester - (TN) | TN | Municipal | . | . | . | . | . | . | . | . | . | . | . |  | 0.609 | 0.007 | 87 | . | . | . | 6213 | N | F | 12.5 | N | [6 empty] | 6213 | 100% |  | 310.65 |  | 776.625 |  | 1: 1242.6; 3: 1553.25; 5: 1242.6; 7: 621.3 | 279.585 |  | 186.39
2019 | 20806 | City of Windom | MN | Municipal | . | . | . | . | . | . | . | . | . | . | . |  | 84 | 2.088 | 40.2299 | . | . | . | 2466 | Y | F | 13.8 | N | [6 empty] | 2466 | 100% |  | 123.3 |  | 308.25 |  | 1: 493.2; 3: 616.5; 5: 493.2; 7: 246.6 | 110.97 |  | 73.98
2019 | 20824 | Village of Winnetka - (IL) | IL | Municipal | . | . | . | . | . | . | . | . | . | . | . |  | 13.347 | 0.32 | 41.7094 | . | . | . | 5902 | N | F | 12.4 | N | [6 empty] | 5902 | 100% |  | 295.1 |  | 737.75 |  | 1: 1180.4; 3: 1475.5; 5: 1180.4; 7: 590.2 | 265.59 |  | 177.06
2019 | 20841 | Wiregrass Electric Coop, Inc | AL | Cooperative | 106.62 | 1.66 | 64.2289 | 78.98 | 1.08 | 73.1296 | . | . | . | 24887 | 13.2 | Y | . | . | . | . | . | . | . |  |  | . |  | 27.64 | 0.58 | 73.1296 | 47.6552 | 47.6552 | 14434.46 | 14434.46 | 58% | 4.2018 | 721.723 | 8.4036 | 1804.3075 | 25.2107 | 2886.892 | 42.0178 | 3608.615 | 63.0267 | 2886.892 | 84.0356 | 1443.446 | 126.0534 | 649.5507 | 168.0711 | 433.0338 | 3032.5203 | 15162.6013 | 72780.4863 | 151626.0132 | 181951.2159 | 121300.8106 | 81878.0471 | 72780.4863
2019 | 20847 | Wisconsin Electric Power Co | WI | Investor Owned | 280 | 0.94 | 297.8723 | 85 | 0.65 | 130.7692 | 279 | 0.93 | 300 | 1136654 | 35 | N | . | . | . | . | . | . | . |  |  | . |  | 195 | 0.29 | 130.7692 | 672.4138 | 672.4138 | 329629.66 | 329629.66 | 29% | 59.287 | 16481.483 | 118.5741 | 41203.7075 | 355.7222 | 65925.932 | 592.8704 | 82407.415 | 889.3055 | 65925.932 | 1185.7407 | 32962.966 | 1778.6111 | 14833.3347 | 2371.4814 | 9888.8898 | 977138.266 | 4885691.3299 | 23451318.3835 | 48856913.299 | 58628295.9589 | 39085530.6392 | 26382733.1815 | 23451318.3835
2019 | 20856 | Wisconsin Power & Light Co | WI | Investor Owned | . | . | . | . | . | . | . | . | . | . | . |  | 187 | 0.95 | 196.8421 | 100.6 | 0.86 | 116.9767 | 476114 | N | F | 25 | Y | 86.4 | 0.09 | 116.9767 | 960 | 960 | 42850.26 | 42850.26 | 9% | 84.6436 | 2142.513 | 169.2873 | 5356.2825 | 507.8619 | 8570.052 | 846.4364 | 10712.565 | 1269.6547 | 8570.052 | 1692.8729 | 4285.026 | 2539.3093 | 1928.2617 | 3385.7458 | 1285.5078 | 181350.1084 | 906750.5422 | 4352402.6028 | 9067505.4225 | 10881006.507 | 7254004.338 | 4896452.9281 | 4352402.6028
2019 | 20860 | Wisconsin Public Service Corp | WI | Investor Owned | 909 | 1.79 | 507.8212 | 115 | 0.98 | 117.3469 | 899 | 1.67 | 538.3234 | 452552 | 46 | N | . | . | . | . | . | . | . |  |  | . |  | 794 | 0.81 | 117.3469 | 980.2469 | 980.2469 | 366567.12 | 366567.12 | 81% | 86.4288 | 18328.356 | 172.8576 | 45820.89 | 518.5729 | 73313.424 | 864.2882 | 91641.78 | 1296.4324 | 73313.424 | 1728.5765 | 36656.712 | 2592.8647 | 16495.5204 | 3457.153 | 10997.0136 | 1584098.2572 | 7920491.2858 | 38018358.1719 | 79204912.8582 | 95045895.4298 | 63363930.2866 | 42770652.9434 | 38018358.1719
2019 | 20862 | Wisconsin Rapids W W & L Comm | WI | Municipal | . | . | . | . | . | . | . | . | . | . | . |  | 11.58 | 0.128 | 90.4688 | . | . | . | 14332 | N | L | 13.2 | N | [6 empty] | 14332 | 100% |  | 716.6 |  | 1791.5 |  | 1: 2866.4; 3: 3583; 5: 2866.4; 7: 1433.2 | 644.94 |  | 429.96
2019 | 20885 | Withlacoochee River Elec Coop | FL | Cooperative | 144.305 | 2.059 | 70.085 | 139.178 | 1.976 | 70.4342 | 102.371 | 1.807 | 56.6525 | 220811 | 25 | N | . | . | . | . | . | . | . |  |  | . |  | 5.127 | 0.083 | 70.4342 | 61.7711 | 61.7711 | 18327.313 | 18327.313 | 8.3% | 5.4464 | 916.3657 | 10.8928 | 2290.9141 | 32.6783 | 3665.4626 | 54.4639 | 4581.8283 | 81.6958 | 3665.4626 | 108.9277 | 1832.7313 | 163.3916 | 824.7291 | 217.8554 | 549.8194 | 4990.8802 | 24954.4011 | 119781.1253 | 249544.0111 | 299452.8133 | 199635.2089 | 134753.766 | 119781.1253
2019 | 20927 | Wood County Electric Coop, Inc | TX | Cooperative | 598.524 | 3.108 | 192.5753 | 173.59 | 1.702 | 101.9918 | 582.63 | 2.864 | 203.4323 | 37283 | 12.5 | Y | . | . | . | . | . | . | . |  |  | . |  | 424.934 | 1.406 | 101.9918 | 302.229 | 424.934 | 52419.898 | 37283 | 100% | 37.4666 | 1864.15 | 74.9333 | 4660.375 | 224.7998 | 7456.6 | 374.6663 | 9320.75 | 561.9994 | 7456.6 | 749.3325 | 3728.3 | 1123.9988 | 1677.735 | 1498.6651 | 1118.49 | 69843.4136 | 349217.0681 | 1676241.9268 | 3492170.6808 | 4190604.817 | 2793736.5447 | 1885772.1676 | 1676241.9268
2019 | 20948 | Wise Electric Coop Inc | TX | Cooperative | . | . | . | . | . | . | . | . | . | . | . |  | 492.2 | 2.1 | 234.381 | 159.29 | 1.82 | 87.522 | 23124 | N | F | 24.9 | Y | 332.91 | 0.28 | 87.522 | 1188.9643 | 1188.9643 | 6474.72 | 6474.72 | 28% | 104.8315 | 323.736 | 209.6631 | 809.34 | 628.9892 | 1294.944 | 1048.3153 | 1618.68 | 1572.473 | 1294.944 | 2096.6306 | 647.472 | 3144.9459 | 291.3624 | 4193.2613 | 194.2416 | 33937.7407 | 169688.7033 | 814505.7759 | 1696887.0331 | 2036264.4397 | 1357509.6265 | 916318.9979 | 814505.7759
2019 | 20951 | Woodbury County Rural E C A | IA | Cooperative | . | . | . | . | . | . | . | . | . | . | . |  | 105.934 | 1.015 | 104.3685 | 105.934 | 1.015 | 104.3685 | 3359 | N | L | 7.2 | N | 0 | 0 | 104.3685 |  |  | 0 | 0 | 0% |  | 0 |  | 0 |  | 1: 0; 3: 0; 5: 0; 7: 0 | 0 |  | 0
2019 | 20963 | Woodruff Electric Coop Corp | AR | Cooperative | 31.8 | 0.55 | 57.8182 | 31.8 | 0.55 | 57.8182 | 31.8 | 0.55 | 57.8182 | 19027 | 13.2 | N | . | . | . | . | . | . | . |  |  | . |  | 0 | 0 | 57.8182 |  |  | 0 | 0 | 0% |  | 0 |  | 0 |  | 1: 0; 3: 0; 5: 0; 7: 0 | 0 |  | 0
2019 | 20996 | Wright-Hennepin Coop Elec Assn | MN | Cooperative | 62.053 | 0.689 | 90.0624 | 38.56 | 0.33 | 116.8485 | 52.009 | 0.492 | 105.7094 | 50647 | 12 | Y | . | . | . | . | . | . | . |  |  | . |  | 23.493 | 0.359 | 116.8485 | 65.4401 | 65.4401 | 18182.273 | 18182.273 | 35.9% | 5.7699 | 909.1137 | 11.5398 | 2272.7841 | 34.6193 | 3636.4546 | 57.6988 | 4545.5683 | 86.5483 | 3636.4546 | 115.3977 | 1818.2273 | 173.0965 | 818.2023 | 230.7954 | 545.4682 | 5245.4811 | 26227.4057 | 125891.5473 | 262274.0568 | 314728.8682 | 209819.2454 | 141627.9907 | 125891.5473
2019 | 21002 | York Electric Coop Inc | SC | Cooperative | 84.7 | 0.775 | 109.2903 | 72.27 | 0.722 | 100.097 | 72.88 | 0.659 | 110.5918 | 62335 | 24.9 | N | . | . | . | . | . | . | . |  |  | . |  | 12.43 | 0.053 | 100.097 | 234.5283 | 234.5283 | 3303.755 | 3303.755 | 5.3% | 20.6785 | 165.1877 | 41.3569 | 412.9694 | 124.0708 | 660.751 | 206.7847 | 825.9388 | 310.177 | 660.751 | 413.5694 | 330.3755 | 620.3541 | 148.669 | 827.1388 | 99.1127 | 3415.8298 | 17079.1488 | 81979.9142 | 170791.4879 | 204949.7855 | 136633.1903 | 92227.4035 | 81979.9142
2019 | 21013 | City of Worthington - (MN) | MN | Municipal | . | . | . | . | . | . | . | . | . | . | . |  | 4.178 | 0.079 | 52.8861 | . | . | . | 5465 | N | L | 12.5 | N | [6 empty] | 5465 | 100% |  | 273.25 |  | 683.125 |  | 1: 1093; 3: 1366.25; 5: 1093; 7: 546.5 | 245.925 |  | 163.95
2019 | 21048 | Wyandotte Municipal Serv Comm | MI | Municipal | . | . | . | . | . | . | . | . | . | . | . |  | 0.895 | 0.012 | 74.5833 | . | . | . | 12400 | N | L | 13.8 | N | [6 empty] | 12400 | 100% |  | 620 |  | 1550 |  | 1: 2480; 3: 3100; 5: 2480; 7: 1240 | 558 |  | 372
2019 | 21075 | Y-W Electric Assn Inc | CO | Cooperative | 304 | . | . | 62.7 | . | . | 304 | . | . | 8937 | 15 | N | . | . | . | . | . | . | . |  |  | . |  | 241.3 |  |  |  | 241.3 |  | 8937 | 100% | 21.2755 | 446.85 | 42.5511 | 1117.125 | 127.6532 | 1787.4 | 212.7553 | 2234.25 | 319.133 | 1787.4 | 425.5107 | 893.7 | 638.266 | 402.165 | 851.0213 | 268.11 | 9506.9718 | 47534.8589 | 228167.3229 | 475348.5893 | 570418.3071 | 380278.8714 | 256688.2382 | 228167.3229
2019 | 21079 | Wyrulec Company | NE | Cooperative | 903.687 | 4.447 | 203.2127 | 353.521 | 2.228 | 158.6719 | . | . | . | 499 | 7.2 | N | . | . | . | . | . | . | . |  |  | . |  | 550.166 | 2.219 | 158.6719 | 247.9342 | 550.166 | 1107.281 | 499 | 100% | 48.5084 | 24.95 | 97.0168 | 62.375 | 291.0503 | 99.8 | 485.0839 | 124.75 | 727.6259 | 99.8 | 970.1678 | 49.9 | 1455.2517 | 22.455 | 1940.3356 | 14.97 | 1210.2844 | 6051.4218 | 29046.8245 | 60514.2176 | 72617.0612 | 48411.3741 | 32677.6775 | 29046.8245
2019 | 21079 | Wyrulec Company | WY | Cooperative | 691.536 | 1.804 | 383.3348 | 164.019 | 1.128 | 145.4069 | . | . | . | 4822 | 14.4 | N | . | . | . | . | . | . | . |  |  | . |  | 527.517 | 0.676 | 145.4069 | 780.3506 | 780.3506 | 3259.672 | 3259.672 | 67.6% | 68.8039 | 162.9836 | 137.6077 | 407.459 | 412.8232 | 651.9344 | 688.0387 | 814.918 | 1032.0581 | 651.9344 | 1376.0775 | 325.9672 | 2064.1162 | 146.6852 | 2752.1549 | 97.7902 | 11213.9029 | 56069.5145 | 269133.6695 | 560695.1449 | 672834.1739 | 448556.1159 | 302775.3782 | 269133.6695
2019 | 21081 | Yampa Valley Electric Assn Inc | CO | Cooperative | 400.2 | 2.442 | 163.8821 | 203.5 | 2.421 | 84.0562 | 343.3 | . | . | 27438 | 25 | Y | . | . | . | . | . | . | . |  |  | . |  | 196.7 | 0.021 | 84.0562 | 9366.6667 | 9366.6667 | 576.198 | 576.198 | 2.1% | 825.8633 | 28.8099 | 1651.7267 | 72.0248 | 4955.18 | 115.2396 | 8258.6334 | 144.0495 | 12387.95 | 115.2396 | 16517.2667 | 57.6198 | 24775.9001 | 25.9289 | 33034.5334 | 17.2859 | 23793.0401 | 118965.2006 | 571032.9628 | 1189652.0059 | 1427582.4071 | 951721.6047 | 642412.0832 | 571032.9628
2019 | 21081 | Yampa Valley Electric Assn Inc | WY | Cooperative | 63.282 | 0.449 | 140.9399 | . | . | . | . | . | . | 705 | . |  | . | . | . | . | . | . | . |  |  | . | [7 empty] | 705 | 100% |  | 35.25 |  | 88.125 |  | 1: 141; 3: 176.25; 5: 141; 7: 70.5 | 31.725 |  | 21.15
2019 | 21111 | Perennial Public Power Dist | NE | Political Subdivision | . | . | . | . | . | . | . | . | . | . | . |  | 28.4 | 0.2 | 142 | 28.4 | 0.2 | 142 | 6425 | N | L | 12.5 | Y | 0 | 0 | 142 |  |  | 0 | 0 | 0% |  | 0 |  | 0 |  | 1: 0; 3: 0; 5: 0; 7: 0 | 0 |  | 0
2019 | 21158 | City of Zeeland - (MI) | MI | Municipal | 27.067 | 0.888 | 30.4809 | 27.067 | 0.888 | 30.4809 | 27.067 | 0.888 | 30.4809 | 6749 | 12.5 | N | . | . | . | . | . | . | . |  |  | . |  | 0 | 0 | 30.4809 |  |  | 0 | 0 | 0% |  | 0 |  | 0 |  | 1: 0; 3: 0; 5: 0; 7: 0 | 0 |  | 0
2019 | 21244 | Southside Electric Coop, Inc | VA | Cooperative | 678.5 | 3.1 | 218.871 | 263.6 | 2.3 | 114.6087 | 249 | 2.2 | 113.1818 | 56819 | 25 | Y | . | . | . | . | . | . | . |  |  | . |  | 414.9 | 0.8 | 114.6087 | 518.625 | 518.625 | 45455.2 | 45455.2 | 80% | 45.7274 | 2272.76 | 91.4548 | 5681.9 | 274.3644 | 9091.04 | 457.2741 | 11363.8 | 685.9111 | 9091.04 | 914.5481 | 4545.52 | 1371.8222 | 2045.484 | 1829.0963 | 1363.656 | 103927.42 | 519637.0999 | 2494258.0796 | 5196370.9993 | 6235645.1991 | 4157096.7994 | 2806040.3396 | 2494258.0796
2019 | 21513 | Fergus Electric Coop, Inc | MT | Cooperative | . | . | . | . | . | . | . | . | . | . | . |  | 371.7 | . | . | 333.6 | . | . | 6507 | N | L | 7.2 | N | 38.1 |  |  |  | 38.1 |  | 6507 | 100% | 3.3593 | 325.35 | 6.7186 | 813.375 | 20.1558 | 1301.4 | 33.5929 | 1626.75 | 50.3894 | 1301.4 | 67.1859 | 650.7 | 100.7788 | 292.815 | 134.3718 | 195.21 | 1092.9465 | 5464.7325 | 26230.7162 | 54647.3255 | 65576.7906 | 43717.8604 | 29509.5558 | 26230.7162
2019 | 21526 | City of Laurens - (SC) | SC | Municipal | . | . | . | . | . | . | . | . | . | . | . |  | 39.92 | 0.357 | 111.8207 | 4.937 | 0.089 | 55.4719 | 5362 | N | L | 12 | N | 34.983 | 0.268 | 55.4719 | 130.5336 | 130.5336 | 1437.016 | 1437.016 | 26.8% | 11.5092 | 71.8508 | 23.0184 | 179.627 | 69.0552 | 287.4032 | 115.0921 | 359.254 | 172.6381 | 287.4032 | 230.1841 | 143.7016 | 345.2762 | 64.6657 | 460.3683 | 43.1105 | 826.9457 | 4134.7284 | 19846.6964 | 41347.2842 | 49616.741 | 33077.8274 | 22327.5335 | 19846.6964
2019 | 21538 | Mohave Electric Cooperative, I | AZ | Cooperative | 185.7 | . | . | 69.3 | . | . | 182.3 | . | . | 41469 | 25 | N | . | . | . | . | . | . | . |  |  | . |  | 116.4 |  |  |  | 116.4 |  | 41469 | 100% | 10.263 | 2073.45 | 20.5261 | 5183.625 | 61.5783 | 8293.8 | 102.6304 | 10367.25 | 153.9456 | 8293.8 | 205.2608 | 4146.9 | 307.8913 | 1866.105 | 410.5217 | 1244.07 | 21279.9042 | 106399.5209 | 510717.7005 | 1063995.2094 | 1276794.2513 | 851196.1675 | 574557.4131 | 510717.7005
2019 | 21567 | Washington-St Tammany E C, Inc | LA | Cooperative | 787.738 | 4.088 | 192.6952 | 374.357 | 3.365 | 111.2502 | 603.039 | 2.822 | 213.6921 | 53145 | 13.2 | Y | . | . | . | . | . | . | . |  |  | . |  | 413.381 | 0.723 | 111.2502 | 571.758 | 571.758 | 38423.835 | 38423.835 | 72.3% | 50.4122 | 1921.1917 | 100.8243 | 4802.9794 | 302.473 | 7684.767 | 504.1216 | 9605.9587 | 756.1825 | 7684.767 | 1008.2433 | 3842.3835 | 1512.3649 | 1729.0726 | 2016.4865 | 1152.7151 | 96851.4324 | 484257.1619 | 2324434.3771 | 4842571.619 | 5811085.9428 | 3874057.2952 | 2614988.6743 | 2324434.3771
2019 | 21632 | EnergyUnited Elec Member Corp | NC | Cooperative | 230.28 | 1.322 | 174.1906 | 98.58 | 0.949 | 103.8778 | 199.56 | 1.072 | 186.1567 | 129356 | 12.5 | Y | . | . | . | . | . | . | . |  |  | . |  | 131.7 | 0.373 | 103.8778 | 353.0831 | 353.0831 | 48249.788 | 48249.788 | 37.3% | 31.1315 | 2412.4894 | 62.263 | 6031.2235 | 186.789 | 9649.9576 | 311.315 | 12062.447 | 466.9725 | 9649.9576 | 622.63 | 4824.9788 | 933.945 | 2171.2405 | 1245.26 | 1447.4936 | 75104.4168 | 375522.0838 | 1802506.0021 | 3755220.8376 | 4506265.0051 | 3004176.6701 | 2027819.2523 | 1802506.0021
2019 | 22053 | Kentucky Power Co | KY | Investor Owned | 531.2 | 2.591 | 205.0174 | 485 | 2.485 | 195.171 | 517.1 | 2.473 | 209.0983 | 164022 | 35 | Y | . | . | . | . | . | . | . |  |  | . |  | 46.2 | 0.106 | 195.171 | 435.8491 | 435.8491 | 17386.332 | 17386.332 | 10.6% | 38.429 | 869.3166 | 76.858 | 2173.2915 | 230.5741 | 3477.2664 | 384.2901 | 4346.583 | 576.4352 | 3477.2664 | 768.5803 | 1738.6332 | 1152.8704 | 782.3849 | 1537.1605 | 521.59 | 33406.979 | 167034.8949 | 801767.4957 | 1670348.9493 | 2004418.7392 | 1336279.1594 | 901988.4326 | 801767.4957
2019 | 22500 | Evergy Kansas Central, Inc | KS | Investor Owned | 178.61 | 1.308 | 136.552 | 99.847 | 1.019 | 97.9853 | . | . | . | 374641 | 34 | Y | . | . | . | . | . | . | . |  |  | . |  | 78.763 | 0.289 | 97.9853 | 272.5363 | 272.5363 | 108271.249 | 108271.249 | 28.9% | 24.0297 | 5413.5625 | 48.0593 | 13533.9061 | 144.1779 | 21654.2498 | 240.2965 | 27067.8122 | 360.4448 | 21654.2498 | 480.5931 | 10827.1249 | 720.8896 | 4872.2062 | 961.1862 | 3248.1375 | 130086.0356 | 650430.1782 | 3122064.8552 | 6504301.7817 | 7805162.138 | 5203441.4254 | 3512322.9621 | 3122064.8552
2019 | 22815 | Delta Electric Power Assn | MS | Cooperative | 700.3 | 5.622 | 124.5642 | 364.46 | 4.504 | 80.9192 | 694.97 | 4.632 | 150.0367 | 28147 | 24.9 | N | . | . | . | . | . | . | . |  |  | . |  | 335.84 | 1.118 | 80.9192 | 300.3936 | 335.84 | 31468.346 | 28147 | 100% | 29.6112 | 1407.35 | 59.2223 | 3518.375 | 177.667 | 5629.4 | 296.1117 | 7036.75 | 444.1675 | 5629.4 | 592.2234 | 2814.7 | 888.335 | 1266.615 | 1184.4467 | 844.41 | 41673.2776 | 208366.3882 | 1000158.6636 | 2083663.8824 | 2500396.6589 | 1666931.106 | 1125178.4965 | 1000158.6636
2019 | 22822 | Clark County Rural E M C - (IN) | IN | Cooperative | 140.527 | 1.261 | 111.4409 | 99.451 | 0.807 | 123.2354 | 111.11 | 0.862 | 128.8979 | 24734 | 15 | Y | . | . | . | . | . | . | . |  |  | . |  | 41.076 | 0.454 | 123.2354 | 90.4758 | 90.4758 | 11229.236 | 11229.236 | 45.4% | 7.9773 | 561.4618 | 15.9546 | 1403.6545 | 47.8637 | 2245.8472 | 79.7729 | 2807.309 | 119.6594 | 2245.8472 | 159.5458 | 1122.9236 | 239.3187 | 505.3156 | 319.0916 | 336.8771 | 4478.9439 | 22394.7197 | 107494.6546 | 223947.1971 | 268736.6365 | 179157.7576 | 120931.4864 | 107494.6546
2019 | 23326 | Sierra Electric Coop, Inc | NM | Cooperative | . | . | . | . | . | . | . | . | . | . | . |  | 167.2 | . | . | 52.3 | . | . | 4235 | N | F | 14.4 | N | 114.9 |  |  |  | 114.9 |  | 4235 | 100% | 10.1308 | 211.75 | 20.2616 | 529.375 | 60.7847 | 847 | 101.3079 | 1058.75 | 151.9618 | 847 | 202.6157 | 423.5 | 303.9236 | 190.575 | 405.2314 | 127.05 | 2145.194 | 10725.9699 | 51484.6554 | 107259.6988 | 128711.6385 | 85807.759 | 57920.2373 | 51484.6554
2019 | 24211 | Tucson Electric Power Co | AZ | Investor Owned | 54.41 | 0.7 | 77.7286 | . | . | . | 54.41 | 0.7 | 77.7286 | 534380 | 14 | Y | . | . | . | . | . | . | . |  |  | . | [7 empty] | 534380 | 100% |  | 26719 |  | 66797.5 |  | 1: 106876; 3: 133595; 5: 106876; 7: 53438 | 24047.1 |  | 16031.4
2019 | 24558 | City of Escanaba | MI | Municipal | . | . | . | . | . | . | . | . | . | . | . |  | 48.09 | 0.52 | 92.4808 | . | . | . | 7227 | Y | L | 12.5 | N | [6 empty] | 7227 | 100% |  | 361.35 |  | 903.375 |  | 1: 1445.4; 3: 1806.75; 5: 1445.4; 7: 722.7 | 325.215 |  | 216.81
2019 | 24590 | Unitil Energy Systems | NH | Investor Owned | 210.73 | 1.108 | 190.1895 | 82.53 | 0.845 | 97.6686 | 210.73 | 1.108 | 190.1895 | 77959 | 34.5 | Y | . | . | . | . | . | . | . |  |  | . |  | 128.2 | 0.263 | 97.6686 | 487.4525 | 487.4525 | 20503.217 | 20503.217 | 26.3% | 42.9789 | 1025.1608 | 85.9578 | 2562.9021 | 257.8735 | 4100.6434 | 429.7891 | 5125.8043 | 644.6837 | 4100.6434 | 859.5782 | 2050.3217 | 1289.3673 | 922.6448 | 1719.1564 | 615.0965 | 44060.296 | 220301.4798 | 1057447.103 | 2203014.7979 | 2643617.7575 | 1762411.8384 | 1189627.9909 | 1057447.103
2019 | 24753 | Boone County Rural EMC | IN | Cooperative | 141 | 1.4 | 100.7143 | 141 | 1.4 | 100.7143 | 141 | 1.4 | 100.7143 | 14864 | 12.5 | Y | . | . | . | . | . | . | . |  |  | . |  | 0 | 0 | 100.7143 |  |  | 0 | 0 | 0% |  | 0 |  | 0 |  | 1: 0; 3: 0; 5: 0; 7: 0 | 0 |  | 0
2019 | 24889 | Brunswick Electric Member Corp | NC | Cooperative | 188.285 | 1.008 | 186.7907 | 35.256 | 0.54 | 65.2889 | 188.077 | 0.989 | 190.1689 | 94089 | . | Y | . | . | . | . | . | . | . |  |  | . |  | 153.029 | 0.468 | 65.2889 | 326.985 | 326.985 | 44033.652 | 44033.652 | 46.8% | 28.8304 | 2201.6826 | 57.6608 | 5504.2065 | 172.9825 | 8806.7304 | 288.3042 | 11008.413 | 432.4563 | 8806.7304 | 576.6085 | 4403.3652 | 864.9127 | 1981.5143 | 1153.2169 | 1321.0096 | 63475.4397 | 317377.1987 | 1523410.5538 | 3173771.987 | 3808526.3844 | 2539017.5896 | 1713836.873 | 1523410.5538
2019 | 24949 | Cass County Elec Coop Inc | ND | Cooperative | 57.66 | 0.743 | 77.6043 | 30.56 | 0.498 | 61.3655 | 53.78 | 0.684 | 78.6257 | 50418 | 25 | Y | . | . | . | . | . | . | . |  |  | . |  | 27.1 | 0.245 | 61.3655 | 110.6122 | 110.6122 | 12352.41 | 12352.41 | 24.5% | 9.7527 | 617.6205 | 19.5055 | 1544.0512 | 58.5164 | 2470.482 | 97.5273 | 3088.1025 | 146.291 | 2470.482 | 195.0547 | 1235.241 | 292.582 | 555.8584 | 390.1093 | 370.5723 | 6023.4877 | 30117.4386 | 144563.7055 | 301174.3865 | 361409.2638 | 240939.5092 | 162634.1687 | 144563.7055
2019 | 25177 | Dakota Electric Association | MN | Cooperative | 21.54 | 0.35 | 61.5429 | 18.27 | 0.32 | 57.0938 | 20.73 | 0.31 | 66.871 | 108126 | 12.5 | N | . | . | . | . | . | . | . |  |  | . |  | 3.27 | 0.03 | 57.0938 | 109 | 109 | 3243.78 | 3243.78 | 3% | 9.6106 | 162.189 | 19.2212 | 405.4725 | 57.6635 | 648.756 | 96.1058 | 810.945 | 144.1587 | 648.756 | 192.2116 | 324.378 | 288.3174 | 145.9701 | 384.4232 | 97.3134 | 1558.7304 | 7793.6522 | 37409.5304 | 77936.5217 | 93523.826 | 62349.2173 | 42085.7217 | 37409.5304
2019 | 25295 | Western Indiana Energy REMC | IN | Cooperative | 426.614 | 2.588 | 164.8431 | 325.928 | 2.232 | 146.0251 | 391.779 | 2.303 | 170.1168 | 16981 | 24.9 | Y | . | . | . | . | . | . | . |  |  | . |  | 100.686 | 0.356 | 146.0251 | 282.8258 | 282.8258 | 6045.236 | 6045.236 | 35.6% | 24.9369 | 302.2618 | 49.8738 | 755.6545 | 149.6213 | 1209.0472 | 249.3689 | 1511.309 | 374.0533 | 1209.0472 | 498.7377 | 604.5236 | 748.1066 | 272.0356 | 997.4754 | 181.3571 | 7537.4679 | 37687.3394 | 180899.2293 | 376873.3944 | 452248.0733 | 301498.7155 | 203511.633 | 180899.2293
2019 | 26510 | Liberty Utilities (Granite State Electri | NH | Investor Owned | 115.689 | 0.924 | 125.2045 | 115.689 | 0.924 | 125.2045 | 115.689 | 0.924 | 125.2045 | 44784 | 23 | Y | . | . | . | . | . | . | . |  |  | . |  | 0 | 0 | 125.2045 |  |  | 0 | 0 | 0% |  | 0 |  | 0 |  | 1: 0; 3: 0; 5: 0; 7: 0 | 0 |  | 0
2019 | 26765 | Pella Cooperative Elec Assn | IA | Cooperative | . | . | . | 87.34 | 0.94 | 92.9149 | . | . | . | 3036 | 12.4 | N | . | . | . | . | . | . | . |  |  | . |  |  |  | 92.9149 |  |  |  | 3036 | 100% |  | 151.8 |  | 379.5 |  | 1: 607.2; 3: 759; 5: 607.2; 7: 303.6 | 136.62 |  | 91.08
2019 | 26916 | Ravalli County Elec Coop, Inc | MT | Cooperative | 188.5 | 2.015 | 93.5484 | 143.2 | 1.597 | 89.6681 | 99.7 | 1.075 | 92.7442 | 10751 | 24.9 | N | . | . | . | . | . | . | . |  |  | . |  | 45.3 | 0.418 | 89.6681 | 108.3732 | 108.3732 | 4493.918 | 4493.918 | 41.8% | 9.5553 | 224.6959 | 19.1106 | 561.7397 | 57.3319 | 898.7836 | 95.5532 | 1123.4795 | 143.3297 | 898.7836 | 191.1063 | 449.3918 | 286.6595 | 202.2263 | 382.2126 | 134.8175 | 2147.0403 | 10735.2013 | 51528.9663 | 107352.0132 | 128822.4159 | 85881.6106 | 57970.0871 | 51528.9663
2019 | 26934 | Red Lake Electric Coop, Inc | MN | Cooperative | . | . | . | . | . | . | . | . | . | . | . |  | 130.323 | 0.741 | 175.8745 | 130.323 | 0.741 | 175.8745 | 5608 | N | F | 7.2 | N | 0 | 0 | 175.8745 |  |  | 0 | 0 | 0% |  | 0 |  | 0 |  | 1: 0; 3: 0; 5: 0; 7: 0 | 0 |  | 0
2019 | 26939 | Red River Valley Coop Pwr Assn | MN | Cooperative | 81 | 0.62 | 130.6452 | 81 | 0.62 | 130.6452 | 56.6 | 0.49 | 115.5102 | 4681 | 12.5 | Y | . | . | . | . | . | . | . |  |  | . |  | 0 | 0 | 130.6452 |  |  | 0 | 0 | 0% |  | 0 |  | 0 |  | 1: 0; 3: 0; 5: 0; 7: 0 | 0 |  | 0
2019 | 27222 | City of Ripley - (TN) | TN | Municipal | 109.791 | 2.534 | 43.3272 | 70.747 | 1.6 | 44.2169 | 109.791 | 2.534 | 43.3272 | 6462 | 13.2 | Y | . | . | . | . | . | . | . |  |  | . |  | 39.044 | 0.934 | 44.2169 | 41.803 | 41.803 | 6035.508 | 6035.508 | 93.4% | 3.6858 | 301.7754 | 7.3716 | 754.4385 | 22.1147 | 1207.1016 | 36.8579 | 1508.877 | 55.2868 | 1207.1016 | 73.7158 | 603.5508 | 110.5737 | 271.5979 | 147.4316 | 181.0652 | 1112.2807 | 5561.4033 | 26694.7357 | 55614.0326 | 66736.8391 | 44491.2261 | 30031.5776 | 26694.7357
2019 | 27238 | Southwest Electric Coop, Inc | MO | Cooperative | 231.41 | 1.28 | 180.7891 | 139.5 | 1.024 | 136.2305 | . | . | . | 41560 | 7.2 | N | . | . | . | . | . | . | . |  |  | . |  | 91.91 | 0.256 | 136.2305 | 359.0234 | 359.0234 | 10639.36 | 10639.36 | 25.6% | 31.6553 | 531.968 | 63.3105 | 1329.92 | 189.9316 | 2127.872 | 316.5526 | 2659.84 | 474.8289 | 2127.872 | 633.1053 | 1063.936 | 949.6579 | 478.7712 | 1266.2105 | 319.1808 | 16839.5868 | 84197.9339 | 404150.0826 | 841979.3387 | 1010375.2065 | 673583.471 | 454668.8429 | 404150.0826
2019 | 27316 | Town of Stowe- (VT) | VT | Municipal | . | . | . | . | . | . | . | . | . | . | . |  | 262.268 | 1.8 | 145.7044 | 262.268 | 1.8 | 145.7044 | 4264 | N | F | 34.5 | N | 0 | 0 | 145.7044 |  |  | 0 | 0 | 0% |  | 0 |  | 0 |  | 1: 0; 3: 0; 5: 0; 7: 0 | 0 |  | 0
2019 | 27422 | Todd-Wadena Electric Coop | MN | Cooperative | 72.73 | 0.826 | 88.0508 | 66.13 | 0.783 | 84.4572 | 44.79 | 0.426 | 105.1409 | 8832 | 7.2 | N | . | . | . | . | . | . | . |  |  | . |  | 6.6 | 0.043 | 84.4572 | 153.4884 | 153.4884 | 379.776 | 379.776 | 4.3% | 13.5331 | 18.9888 | 27.0663 | 47.472 | 81.1988 | 75.9552 | 135.3314 | 94.944 | 202.9971 | 75.9552 | 270.6628 | 37.9776 | 405.9942 | 17.0899 | 541.3256 | 11.3933 | 256.9781 | 1284.8905 | 6167.4745 | 12848.9052 | 15418.6863 | 10279.1242 | 6938.4088 | 6167.4745
2019 | 27599 | Carroll-White REMC | IN | Cooperative | 352.5 | . | . | 352.5 | . | . | . | . | . | 14715 | . | Y | . | . | . | . | . | . | . |  |  | . |  | 0 |  |  |  | 0 |  | 14715 | 100% | 0 | 735.75 | 0 | 1839.375 | 0 | 2943 | 0 | 3678.75 | 0 | 2943 | 0 | 1471.5 | 0 | 662.175 | 0 | 441.45 | 0 | 0 | 0 | 0 | 0 | 0 | 0 | 0
2019 | 28541 | Clatskanie Peoples Util Dist | OR | Political Subdivision | 176.112 | 1.286 | 136.9456 | 95.272 | 0.674 | 141.3531 | 176.112 | 1.286 | 136.9456 | 4611 | 13.8 | N | . | . | . | . | . | . | . |  |  | . |  | 80.84 | 0.612 | 141.3531 | 132.0915 | 132.0915 | 2821.932 | 2821.932 | 61.2% | 11.6466 | 141.0966 | 23.2931 | 352.7415 | 69.8794 | 564.3864 | 116.4657 | 705.483 | 174.6985 | 564.3864 | 232.9314 | 282.1932 | 349.3971 | 126.9869 | 465.8628 | 84.658 | 1643.2913 | 8216.4564 | 39438.9909 | 82164.5643 | 98597.4771 | 65731.6514 | 44368.8647 | 39438.9909
2019 | 28604 | Kerrville Public Utility Board | TX | Municipal | 129.24 | 1.385 | 93.3141 | 23.249 | 0.355 | 65.4901 | 129.24 | 1.385 | 93.3141 | 23025 | . | Y | . | . | . | . | . | . | . |  |  | . |  | 105.991 | 1.03 | 65.4901 | 102.9039 | 105.991 | 23715.75 | 23025 | 100% | 9.3453 | 1151.25 | 18.6906 | 2878.125 | 56.0717 | 4605 | 93.4528 | 5756.25 | 140.1791 | 4605 | 186.9055 | 2302.5 | 280.3583 | 1036.125 | 373.811 | 690.75 | 10758.7485 | 53793.7423 | 258209.963 | 537937.4229 | 645524.9074 | 430349.9383 | 290486.2083 | 258209.963
2019 | 28978 | City of San Marcos - (TX) | TX | Municipal | 32.52 | 0.239 | 136.0669 | . | . | . | . | . | . | 24935 | . | N | . | . | . | . | . | . | . |  |  | . | [7 empty] | 24935 | 100% |  | 1246.75 |  | 3116.875 |  | 1: 4987; 3: 6233.75; 5: 4987; 7: 2493.5 | 1122.075 |  | 748.05
2019 | 30517 | Pioneer Electric Coop, Inc - (AL) | AL | Cooperative | 226.653 | 2.213 | 102.4189 | 226.653 | 2.213 | 102.4189 | 225.308 | 2.16 | 104.3093 | 12397 | 24.9 | Y | . | . | . | . | . | . | . |  |  | . |  | 0 | 0 | 102.4189 |  |  | 0 | 0 | 0% |  | 0 |  | 0 |  | 1: 0; 3: 0; 5: 0; 7: 0 | 0 |  | 0
2019 | 31833 | Okefenoke Rural El Member Corp | FL | Cooperative | 356.468 | 3.584 | 99.4609 | 144.243 | 0.683 | 211.1903 | . | . | . | 10800 | 25 | Y | . | . | . | . | . | . | . |  |  | . |  | 212.225 | 2.901 | 211.1903 | 73.1558 | 212.225 | 31330.8 | 10800 | 100% | 18.712 | 540 | 37.424 | 1350 | 112.2719 | 2160 | 187.1198 | 2700 | 280.6796 | 2160 | 374.2395 | 1080 | 561.3593 | 486 | 748.4791 | 324 | 10104.4673 | 50522.3365 | 242507.2153 | 505223.3652 | 606268.0382 | 404178.6921 | 272820.6172 | 242507.2153
2019 | 31833 | Okefenoke Rural El Member Corp | GA | Cooperative | 238.069 | 2.734 | 87.0772 | 61.351 | 0.348 | 176.296 | . | . | . | 26443 | 25 | Y | . | . | . | . | . | . | . |  |  | . |  | 176.718 | 2.386 | 176.296 | 74.0645 | 176.718 | 63092.998 | 26443 | 100% | 15.5813 | 1322.15 | 31.1626 | 3305.375 | 93.4878 | 5288.6 | 155.8131 | 6610.75 | 233.7196 | 5288.6 | 311.6262 | 2644.3 | 467.4392 | 1189.935 | 623.2523 | 793.29 | 20600.8262 | 103004.1309 | 494419.8285 | 1030041.3095 | 1236049.5714 | 824033.0476 | 556222.3071 | 494419.8285
2019 | 36189 | Mid-Ohio Energy Coop, Inc | OH | Cooperative | 71.01 | . | . | 71.01 | . | . | 63.58 | . | . | 8140 | 7.2 | Y | . | . | . | . | . | . | . |  |  | . |  | 0 |  |  |  | 0 |  | 8140 | 100% | 0 | 407 | 0 | 1017.5 | 0 | 1628 | 0 | 2035 | 0 | 1628 | 0 | 814 | 0 | 366.3 | 0 | 244.2 | 0 | 0 | 0 | 0 | 0 | 0 | 0 | 0
2019 | 38084 | Great Lakes Energy Coop | MI | Cooperative | 729.37 | 2.72 | 268.1507 | 176.097 | 1.576 | 111.7367 | 724.66 | 2.63 | 275.5361 | 125362 | 25 | N | . | . | . | . | . | . | . |  |  | . |  | 553.273 | 1.144 | 111.7367 | 483.6302 | 553.273 | 143414.128 | 125362 | 100% | 48.7823 | 6268.1 | 97.5647 | 15670.25 | 292.694 | 25072.4 | 487.8234 | 31340.5 | 731.735 | 25072.4 | 975.6467 | 12536.2 | 1463.4701 | 5641.29 | 1951.2935 | 3760.86 | 305772.5635 | 1528862.8176 | 7338541.5246 | 15288628.1762 | 18346353.8114 | 12230902.541 | 8255859.2151 | 7338541.5246
2019 | 40051 | Texas-New Mexico Power Co | TX | Investor Owned | . | . | . | . | . | . | . | . | . | . | . |  | 131.7 | 1.54 | 85.5195 | 124.3 | . | . | 246383 | N | F | 59.9 | N | 7.4 |  |  |  | 7.4 |  | 246383 | 100% | 0.65246 | 12319.15 | 1.3049 | 30797.875 | 3.9148 | 49276.6 | 6.5246 | 61595.75 | 9.7869 | 49276.6 | 13.0492 | 24638.3 | 19.5738 | 11087.235 | 26.0985 | 7391.49 | 8037.7702 | 40188.8508 | 192906.4841 | 401888.5084 | 482266.2101 | 321510.8068 | 217019.7946 | 192906.4841
2019 | 40166 | Chickasaw Electric Coop, Inc | TN | Cooperative | . | . | . | . | . | . | . | . | . | . | . |  | 270.6 | 2.88 | 93.9583 | 270.6 | 2.88 | 93.9583 | 20384 | N | F | 25 | Y | 0 | 0 | 93.9583 |  |  | 0 | 0 | 0% |  | 0 |  | 0 |  | 1: 0; 3: 0; 5: 0; 7: 0 | 0 |  | 0
2019 | 40228 | Rappahannock Electric Coop | VA | Cooperative | 289.61 | 2.18 | 132.8486 | 183.43 | 1.74 | 105.4195 | 289.5 | 2.17 | 133.4101 | 164320 | 34.5 | Y | . | . | . | . | . | . | . |  |  | . |  | 106.18 | 0.44 | 105.4195 | 241.3182 | 241.3182 | 72300.8 | 72300.8 | 44% | 21.2771 | 3615.04 | 42.5543 | 9037.6 | 127.6628 | 14460.16 | 212.7714 | 18075.2 | 319.157 | 14460.16 | 425.5427 | 7230.08 | 638.3141 | 3253.536 | 851.0854 | 2169.024 | 76917.697 | 384588.4849 | 1846024.7277 | 3845884.8494 | 4615061.8193 | 3076707.8795 | 2076777.8187 | 1846024.7277
2019 | 40236 | Forked Deer Electric Coop, Inc | TN | Cooperative | . | . | . | . | . | . | . | . | . | . | . |  | 174 | . | . | 138 | . | . | 9917 | N | L | 13.2 | Y | 36 |  |  |  | 36 |  | 9917 | 100% | 3.1741 | 495.85 | 6.3483 | 1239.625 | 19.0448 | 1983.4 | 31.7414 | 2479.25 | 47.612 | 1983.4 | 63.4827 | 991.7 | 95.2241 | 446.265 | 126.9655 | 297.51 | 1573.8957 | 7869.4783 | 37773.496 | 78694.7832 | 94433.7399 | 62955.8266 | 42495.183 | 37773.496
2019 | 40291 | Sullivan County R E C, Inc - (PA) | PA | Cooperative | . | . | . | . | . | . | . | . | . | . | . |  | 376 | 3.005 | 125.1248 | . | . | . | 5995 | N | L | 25 | Y | [6 empty] | 5995 | 100% |  | 299.75 |  | 749.375 |  | 1: 1199; 3: 1498.75; 5: 1199; 7: 599.5 | 269.775 |  | 179.85
2019 | 40302 | North East Mississippi EPA | MS | Cooperative | . | . | . | . | . | . | . | . | . | . | . |  | 555.616 | 1.145 | 485.2541 | 42.016 | 0.239 | 175.7992 | 26919 | N | L | 25 | Y | 513.6 | 0.906 | 175.7992 | 566.8874 | 566.8874 | 24388.614 | 24388.614 | 90.6% | 49.9827 | 1219.4307 | 99.9655 | 3048.5768 | 299.8964 | 4877.7228 | 499.8273 | 6097.1535 | 749.7409 | 4877.7228 | 999.6545 | 2438.8614 | 1499.4818 | 1097.4876 | 1999.309 | 731.6584 | 60950.4705 | 304752.3527 | 1462811.2929 | 3047523.5268 | 3657028.2322 | 2438018.8215 | 1645662.7045 | 1462811.2929
2019 | 40304 | Minnesota Valley Coop L&P Assn | MN | Cooperative | 244.9 | . | . | 41 | . | . | 244.9 | . | . | 5318 | . | Y | . | . | . | . | . | . | . |  |  | . |  | 203.9 |  |  |  | 203.9 |  | 5318 | 100% | 17.978 | 265.9 | 35.9559 | 664.75 | 107.8677 | 1063.6 | 179.7796 | 1329.5 | 269.6694 | 1063.6 | 359.5591 | 531.8 | 539.3387 | 239.31 | 719.1183 | 159.54 | 4780.3389 | 23901.6943 | 114728.1328 | 239016.9434 | 286820.3321 | 191213.5547 | 129069.1494 | 114728.1328
2019 | 40438 | Columbia River Peoples Ut Dist | OR | Political Subdivision | 60.368 | 0.676 | 89.3018 | 60.368 | 0.676 | 89.3018 | 60.368 | 0.676 | 89.3018 | 19590 | 12.5 | N | . | . | . | . | . | . | . |  |  | . |  | 0 | 0 | 89.3018 |  |  | 0 | 0 | 0% |  | 0 |  | 0 |  | 1: 0; 3: 0; 5: 0; 7: 0 | 0 |  | 0
2019 | 40606 | City of Grand Island - (NE) | NE | Municipal | 70.647 | 1.812 | 38.9884 | 11.138 | 1.2 | 9.2817 | 70.647 | 1.812 | 38.9884 | 26269 | 13.8 | N | . | . | . | . | . | . | . |  |  | . |  | 59.509 | 0.612 | 9.2817 | 97.2369 | 97.2369 | 16076.628 | 16076.628 | 61.2% | 8.5734 | 803.8314 | 17.1468 | 2009.5785 | 51.4405 | 3215.3256 | 85.7342 | 4019.157 | 128.6014 | 3215.3256 | 171.4685 | 1607.6628 | 257.2027 | 723.4483 | 342.937 | 482.2988 | 6891.5882 | 34457.9409 | 165398.1165 | 344579.4095 | 413495.2914 | 275663.5276 | 186072.8811 | 165398.1165
2019 | 44372 | Oncor Electric Delivery Company LLC | TX | Investor Owned | . | . | . | . | . | . | . | . | . | . | . |  | 379.45 | 1.71 | 221.9006 | 72.91 | 0.75 | 97.2133 | 3567787 | N | F | 25 | Y | 306.54 | 0.96 | 97.2133 | 319.3125 | 319.3125 | 3425075.52 | 3425075.52 | 96% | 28.1539 | 171253.776 | 56.3079 | 428134.44 | 168.9236 | 685015.104 | 281.5393 | 856268.88 | 422.309 | 685015.104 | 563.0786 | 342507.552 | 844.6179 | 154128.3984 | 1126.1572 | 102752.2656 | 4821466.9815 | 24107334.9077 | 115715207.557 | 241073349.0771 | 289288018.8926 | 192858679.2617 | 130179608.5017 | 115715207.557
2019 | 49986 | Southwest Iowa Rural Elec Coop | IA | Cooperative | 121.76 | 1.687 | 72.1755 | 121.76 | 1.687 | 72.1755 | 98.621 | 1.015 | 97.1635 | 5918 | 12.7 | Y | . | . | . | . | . | . | . |  |  | . |  | 0 | 0 | 72.1755 |  |  | 0 | 0 | 0% |  | 0 |  | 0 |  | 1: 0; 3: 0; 5: 0; 7: 0 | 0 |  | 0
2019 | 54913 | NSTAR Electric Company | MA | Investor Owned | 273.7 | 1.112 | 246.1331 | 70.3 | 0.735 | 95.6463 | 273.68 | 1.108 | 247.0036 | 1434715 | 34.5 | Y | . | . | . | . | . | . | . |  |  | . |  | 203.4 | 0.377 | 95.6463 | 539.5225 | 539.5225 | 540887.555 | 540887.555 | 37.7% | 47.57 | 27044.3777 | 95.1399 | 67610.9444 | 285.4197 | 108177.511 | 475.6995 | 135221.8888 | 713.5493 | 108177.511 | 951.3991 | 54088.7555 | 1427.0986 | 24339.94 | 1902.7981 | 16226.6267 | 1286499.7693 | 6432498.8464 | 30875994.4629 | 64324988.4644 | 77189986.1572 | 51459990.7715 | 34735493.7708 | 30875994.4629
2019 | 55787 | City of Moreno Valley - (CA) | CA | Municipal | . | . | . | . | . | . | . | . | . | . | . |  | 14.23 | 0.7 | 20.3286 | 14.23 | 0.7 | 20.3286 | 6858 | Y | F | 12 | N | 0 | 0 | 20.3286 |  |  | 0 | 0 | 0% |  | 0 |  | 0 |  | 1: 0; 3: 0; 5: 0; 7: 0 | 0 |  | 0
2019 | 55937 | Entergy Texas Inc. | TX | Investor Owned | 727.9 | 2.617 | 278.1429 | 297 | 2.019 | 147.1025 | 662.9 | 2.378 | 278.7637 | 465983 | 34.5 | Y | . | . | . | . | . | . | . |  |  | . |  | 430.9 | 0.598 | 147.1025 | 720.5686 | 720.5686 | 278657.834 | 278657.834 | 59.8% | 63.5329 | 13932.8917 | 127.0657 | 34832.2292 | 381.1972 | 55731.5668 | 635.3286 | 69664.4585 | 952.993 | 55731.5668 | 1270.6573 | 27865.7834 | 1905.9859 | 12539.6025 | 2541.3145 | 8359.735 | 885196.5086 | 4425982.543 | 21244716.2063 | 44259825.4298 | 53111790.5158 | 35407860.3439 | 23900305.7321 | 21244716.2063
2019 | 55982 | Heart of Texas Electric Coop | TX | Cooperative | 182.22 | 1.83 | 99.5738 | 167.15 | 1.33 | 125.6767 | 148.05 | 1.6 | 92.5312 | 21769 | 24.9 | Y | . | . | . | . | . | . | . |  |  | . |  | 15.07 | 0.5 | 125.6767 | 30.14 | 30.14 | 10884.5 | 10884.5 | 50% | 2.6575 | 544.225 | 5.3149 | 1360.5625 | 15.9447 | 2176.9 | 26.5746 | 2721.125 | 39.8619 | 2176.9 | 53.1492 | 1088.45 | 79.7237 | 489.8025 | 106.2983 | 326.535 | 1446.2549 | 7231.2747 | 34710.1187 | 72312.7472 | 86775.2967 | 57850.1978 | 39048.8835 | 34710.1187
2019 | 56146 | Black Hills Colorado Electric, LLC | CO | Investor Owned | 165.728 | 2.382 | 69.5751 | 73.669 | 1.307 | 56.365 | 146.812 | 2.222 | 66.072 | 97890 | 35 | Y | . | . | . | . | . | . | . |  |  | . |  | 92.059 | 1.075 | 56.365 | 85.6363 | 92.059 | 105231.75 | 97890 | 100% | 8.1169 | 4894.5 | 16.2338 | 12236.25 | 48.7013 | 19578 | 81.1688 | 24472.5 | 121.7533 | 19578 | 162.3377 | 9789 | 243.5065 | 4405.05 | 324.6754 | 2936.7 | 39728.0919 | 198640.4594 | 953474.2053 | 1986404.5944 | 2383685.5133 | 1589123.6755 | 1072658.481 | 953474.2053
2019 | 56697 | Ameren Illinois Company | IL | Investor Owned | 178.56 | 1.157 | 154.3302 | 132.29 | 0.995 | 132.9548 | 177.04 | 1.146 | 154.4852 | 1244558 | 69 | Y | . | . | . | . | . | . | . |  |  | . |  | 46.27 | 0.162 | 132.9548 | 285.6173 | 285.6173 | 201618.396 | 201618.396 | 16.2% | 25.183 | 10080.9198 | 50.366 | 25202.2995 | 151.098 | 40323.6792 | 251.8301 | 50404.599 | 377.7451 | 40323.6792 | 503.6602 | 20161.8396 | 755.4902 | 9072.8278 | 1007.3203 | 6048.5519 | 253867.8853 | 1269339.4267 | 6092829.2484 | 12693394.2675 | 15232073.1209 | 10154715.414 | 6854432.9044 | 6092829.2484
2019 | 57483 | Liberty Utilities | CA | Investor Owned | 416.51 | 2.96 | 140.7128 | 416.51 | 2.96 | 140.7128 | 396.27 | 2.865 | 138.3141 | 47194 | 24.9 | N | . | . | . | . | . | . | . |  |  | . |  | 0 | 0 | 140.7128 |  |  | 0 | 0 | 0% |  | 0 |  | 0 |  | 1: 0; 3: 0; 5: 0; 7: 0 | 0 |  | 0
2019 | 58124 | City of Winter Park - (FL) | FL | Municipal | . | . | . | . | . | . | . | . | . | . | . |  | . | . | . | 1.13 | 0.01 | 113 | 15565 | Y | L | 12.5 | N |  |  | 113 |  |  |  | 15565 | 100% |  | 778.25 |  | 1945.625 |  | 1: 3113; 3: 3891.25; 5: 3113; 7: 1556.5 | 700.425 |  | 466.95
2019 | 59013 | PUD No 1 of Jefferson County | WA | Political Subdivision | 291 | 2.04 | 142.6471 | 291 | 2.04 | 142.6471 | . | . | . | 19689 | 12.5 | Y | . | . | . | . | . | . | . |  |  | . |  | 0 | 0 | 142.6471 |  |  | 0 | 0 | 0% |  | 0 |  | 0 |  | 1: 0; 3: 0; 5: 0; 7: 0 | 0 |  | 0
2019 | 60482 | CKenergy Electric Cooperative | OK | Cooperative | . | . | . | . | . | . | . | . | . | . | . |  | 355.7 | 3.3 | 107.7879 | 186.3 | 3.1 | 60.0968 | 24931 | N | L | 24.9 | Y | 169.4 | 0.2 | 60.0968 | 847 | 847 | 4986.2 | 4986.2 | 20% | 74.6804 | 249.31 | 149.3608 | 623.275 | 448.0823 | 997.24 | 746.8038 | 1246.55 | 1120.2057 | 997.24 | 1493.6076 | 498.62 | 2240.4115 | 224.379 | 2987.2153 | 149.586 | 18618.5661 | 93092.8303 | 446845.5853 | 930928.3027 | 1117113.9633 | 744742.6422 | 502701.2835 | 446845.5853
2019 | 60631 | Upper Michigan Energy Resources Corp. | MI | Investor Owned | 723 | 2.15 | 336.2791 | 238 | 1.5 | 158.6667 | 704 | 1.88 | 374.4681 | 37255 | 25 | N | . | . | . | . | . | . | . |  |  | . |  | 485 | 0.65 | 158.6667 | 746.1538 | 746.1538 | 24215.75 | 24215.75 | 65% | 65.7887 | 1210.7875 | 131.5775 | 3026.9688 | 394.7324 | 4843.15 | 657.8873 | 6053.9375 | 986.831 | 4843.15 | 1315.7746 | 2421.575 | 1973.6619 | 1089.7088 | 2631.5492 | 726.4725 | 79656.1719 | 398280.8597 | 1911748.1264 | 3982808.5966 | 4779370.3159 | 3186246.8773 | 2150716.6422 | 1911748.1264
2019 | 60839 | Southern Pioneer Electric Company | KS | Cooperative | 106.41 | . | . | 106.41 | . | . | 95.23 | . | . | 16812 | 13.8 | Y | . | . | . | . | . | . | . |  |  | . |  | 0 |  |  |  | 0 |  | 16812 | 100% | 0 | 840.6 | 0 | 2101.5 | 0 | 3362.4 | 0 | 4203 | 0 | 3362.4 | 0 | 1681.2 | 0 | 756.54 | 0 | 504.36 | 0 | 0 | 0 | 0 | 0 | 0 | 0 | 0
2020 | 84 | A & N Electric Coop | MD | Cooperative | . | . | . | . | . | . | . | . | . | . | . |  | 1.4 | 0.003 | 466.6667 | 0.15 | 0.001 | 150 | 313 | Y | O | 12.5 | Y | 1.25 | 0.002 | 150 | 625 | 625 | 0.626 | 0.626 | 0.2% | 55.1065 | 0.0313 | 110.2131 | 0.07825 | 330.6392 | 0.1252 | 551.0654 | 0.1565 | 826.5981 | 0.1252 | 1102.1308 | 0.0626 | 1653.1962 | 0.02817 | 2204.2616 | 0.01878 | 1.7248 | 8.6242 | 41.396 | 86.2417 | 103.4901 | 68.9934 | 46.5705 | 41.396
2020 | 84 | A & N Electric Coop | VA | Cooperative | . | . | . | . | . | . | . | . | . | . | . |  | 329.54 | 1.21 | 272.3471 | 67.17 | 1.13 | 59.4425 | 36141 | Y | O | 24.9 | Y | 262.37 | 0.08 | 59.4425 | 3279.625 | 3279.625 | 2891.28 | 2891.28 | 8% | 289.1661 | 144.564 | 578.3321 | 361.41 | 1734.9963 | 578.256 | 2891.6605 | 722.82 | 4337.4908 | 578.256 | 5783.3211 | 289.128 | 8674.9816 | 130.1076 | 11566.6422 | 86.7384 | 41803.0015 | 209015.0074 | 1003272.0356 | 2090150.0742 | 2508180.0891 | 1672120.0594 | 1128681.0401 | 1003272.0356
2020 | 108 | Adams-Columbia Electric Coop | WI | Cooperative | 156.1 | 0.71 | 219.8591 | 156.1 | 0.71 | 219.8591 | 156.1 | 0.71 | 219.8591 | 38019 | 12 | Y | . | . | . | . | . | . | . |  |  | . |  | 0 | 0 | 219.8592 |  |  | 0 | 0 | 0% |  | 0 |  | 0 |  | 1: 0; 3: 0; 5: 0; 7: 0 | 0 |  | 0
2020 | 155 | Agralite Electric Coop | MN | Cooperative | 155.506 | 1.682 | 92.453 | 123.155 | 1.503 | 81.9395 | 137.441 | 1.243 | 110.572 | 5412 | 12.4 | Y | . | . | . | . | . | . | . |  |  | . |  | 32.351 | 0.179 | 81.9395 | 180.7318 | 180.7318 | 968.748 | 968.748 | 17.9% | 15.9352 | 48.4374 | 31.8704 | 121.0935 | 95.6113 | 193.7496 | 159.3521 | 242.187 | 239.0282 | 193.7496 | 318.7042 | 96.8748 | 478.0563 | 43.5937 | 637.4084 | 29.0624 | 771.8602 | 3859.3008 | 18524.6437 | 38593.0078 | 46311.6093 | 30874.4062 | 20840.2242 | 18524.6437
2020 | 162 | Aiken Electric Coop Inc | SC | Cooperative | 203.71 | . | . | 107.61 | . | . | 196.93 | . | . | 48912 | 25 | Y | . | . | . | . | . | . | . |  |  | . |  | 96.1 |  |  |  | 96.1 |  | 48912 | 100% | 8.4732 | 2445.6 | 16.9464 | 6114 | 50.8391 | 9782.4 | 84.7318 | 12228 | 127.0977 | 9782.4 | 169.4636 | 4891.2 | 254.1954 | 2201.04 | 338.9273 | 1467.36 | 20722.0126 | 103610.0632 | 497328.3033 | 1036100.6319 | 1243320.7583 | 828880.5055 | 559494.3412 | 497328.3033
2020 | 195 | Alabama Power Co | AL | Investor Owned | . | . | . | . | . | . | . | . | . | . | . |  | 1434.4 | 2.188 | 655.5759 | 120.4 | 1.03 | 116.8932 | 1484464 | N | F | 34.5 | Y | 1314 | 1.158 | 116.8932 | 1134.715 | 1314 | 1719009.312 | 1484464 | 100% | 115.856 | 74223.2 | 231.712 | 185558 | 695.1359 | 296892.8 | 1158.5599 | 371116 | 1737.8398 | 296892.8 | 2317.1198 | 148446.4 | 3475.6796 | 66800.88 | 4634.2395 | 44533.92 | 8599202.1866 | 42996010.9331 | 206380852.4791 | 429960109.3314 | 515952131.1976 | 343968087.4651 | 232178459.0389 | 206380852.4791
2020 | 207 | Alameda Municipal Power | CA | Municipal | 57.606 | 0.883 | 65.239 | 57.606 | 0.883 | 65.239 | 0 | 0 | . | 34965 | 12 | Y | . | . | . | . | . | . | . |  |  | . |  | 0 | 0 | 65.239 |  |  | 0 | 0 | 0% |  | 0 |  | 0 |  | 1: 0; 3: 0; 5: 0; 7: 0 | 0 |  | 0
2020 | 213 | Alaska Electric Light&Power Co | AK | Investor Owned | 574 | 8.26 | 69.4915 | 395 | 7.26 | 54.4077 | 63 | 1.24 | 50.8065 | 17210 | 12.5 | N | . | . | . | . | . | . | . |  |  | . |  | 179 | 1 | 54.4077 | 179 | 179 | 17210 | 17210 | 100% | 15.7825 | 860.5 | 31.565 | 2151.25 | 94.6951 | 3442 | 157.8251 | 4302.5 | 236.7377 | 3442 | 315.6503 | 1721 | 473.4754 | 774.45 | 631.3005 | 516.3 | 13580.8523 | 67904.2616 | 325940.4555 | 679042.6157 | 814851.1389 | 543234.0926 | 366683.0125 | 325940.4555
2020 | 219 | Alaska Power and Telephone Co | AK | Investor Owned | . | . | . | . | . | . | . | . | . | . | . |  | 367.2 | 7.08 | 51.8644 | . | . | . | 8174 | N | L | 12.5 | Y | [6 empty] | 8174 | 100% |  | 408.7 |  | 1021.75 |  | 1: 1634.8; 3: 2043.5; 5: 1634.8; 7: 817.4 | 367.83 |  | 245.22
2020 | 232 | City of Albemarle - (NC) | NC | Municipal | 264.47 | 0.82 | 322.5244 | 51.13 | 0.42 | 121.7381 | . | . | . | 11821 | 14.4 | N | . | . | . | . | . | . | . |  |  | . |  | 213.34 | 0.4 | 121.7381 | 533.35 | 533.35 | 4728.4 | 4728.4 | 40% | 47.0257 | 236.42 | 94.0514 | 591.05 | 282.1543 | 945.68 | 470.2572 | 1182.1 | 705.3857 | 945.68 | 940.5143 | 472.84 | 1410.7715 | 212.778 | 1881.0287 | 141.852 | 11117.8199 | 55589.0993 | 266827.6768 | 555890.9934 | 667069.1921 | 444712.7947 | 300181.1364 | 266827.6768
2020 | 240 | Albemarle Electric Member Corp | NC | Cooperative | . | . | . | . | . | . | . | . | . | . | . |  | 282.8 | 1.784 | 158.5202 | 103.5 | 1.248 | 82.9327 | 12980 | N | F | 12.5 | Y | 179.3 | 0.536 | 82.9327 | 334.5149 | 334.5149 | 6957.28 | 6957.28 | 53.6% | 29.4943 | 347.864 | 58.9887 | 869.66 | 176.966 | 1391.456 | 294.9434 | 1739.32 | 442.415 | 1391.456 | 589.8867 | 695.728 | 884.8301 | 313.0776 | 1179.7734 | 208.7184 | 10260.0176 | 51300.0882 | 246240.4232 | 513000.8817 | 615601.058 | 410400.7054 | 277020.4761 | 246240.4232
2020 | 241 | Albertville Municipal Utilities Board | AL | Municipal | 18.929 | 0.417 | 45.3933 | 18.929 | 0.417 | 45.3933 | 18.929 | 0.417 | 45.3933 | 10054 | 13 | N | . | . | . | . | . | . | . |  |  | . |  | 0 | 0 | 45.3933 |  |  | 0 | 0 | 0% |  | 0 |  | 0 |  | 1: 0; 3: 0; 5: 0; 7: 0 | 0 |  | 0
2020 | 276 | Alcorn County Elec Power Assn | MS | Cooperative | 90.6 | 0.821 | 110.3532 | 90.6 | 0.821 | 110.3532 | 90.6 | 0.821 | 110.3532 | 18872 | 13.1 | N | . | . | . | . | . | . | . |  |  | . |  | 0 | 0 | 110.3532 |  |  | 0 | 0 | 0% |  | 0 |  | 0 |  | 1: 0; 3: 0; 5: 0; 7: 0 | 0 |  | 0
2020 | 295 | City of Alexandria - (MN) | MN | Municipal | 12 | 0.4 | 30 | . | . | . | . | . | . | 10263 | 13.2 | N | . | . | . | . | . | . | . |  |  | . | [7 empty] | 10263 | 100% |  | 513.15 |  | 1282.875 |  | 1: 2052.6; 3: 2565.75; 5: 2052.6; 7: 1026.3 | 461.835 |  | 307.89
2020 | 296 | Alfalfa Electric Coop, Inc | KS | Cooperative | . | . | . | . | . | . | . | . | . | . | . |  | 76.214 | 0.883 | 86.3126 | 40.496 | 0.774 | 52.3204 | 912 | N | O | 14.4 | Y | 35.718 | 0.109 | 52.3204 | 327.6881 | 327.6881 | 99.408 | 99.408 | 10.9% | 28.8924 | 4.9704 | 57.7848 | 12.426 | 173.3545 | 19.8816 | 288.9241 | 24.852 | 433.3861 | 19.8816 | 577.8482 | 9.9408 | 866.7723 | 4.4734 | 1155.6964 | 2.9822 | 143.6068 | 718.0342 | 3446.5639 | 7180.3415 | 8616.4098 | 5744.2732 | 3877.3844 | 3446.5639
2020 | 296 | Alfalfa Electric Coop, Inc | OK | Cooperative | . | . | . | . | . | . | . | . | . | . | . |  | 132.665 | 1.254 | 105.7935 | 58.17 | 0.911 | 63.8529 | 7580 | N | O | 14.4 | Y | 74.495 | 0.343 | 63.8529 | 217.1866 | 217.1866 | 2599.94 | 2599.94 | 34.3% | 19.1494 | 129.997 | 38.2989 | 324.9925 | 114.8967 | 519.988 | 191.4944 | 649.985 | 287.2416 | 519.988 | 382.9888 | 259.994 | 574.4833 | 116.9973 | 765.9777 | 77.9982 | 2489.37 | 12446.8501 | 59744.8805 | 124468.5011 | 149362.2013 | 99574.8009 | 67212.9906 | 59744.8805
2020 | 305 | Alger-Delta Coop Electric Assn | MI | Cooperative | 166.2 | 0.93 | 178.7097 | 165.8 | 0.928 | 178.6638 | 160.5 | 0.885 | 181.3559 | 10181 | 34.5 | Y | . | . | . | . | . | . | . |  |  | . |  | 0.4 | 0.002 | 178.6638 | 200 | 200 | 20.362 | 20.362 | 0.2% | 17.6341 | 1.0181 | 35.2682 | 2.5452 | 105.8046 | 4.0724 | 176.3409 | 5.0905 | 264.5114 | 4.0724 | 352.6819 | 2.0362 | 529.0228 | 0.91629 | 705.3637 | 0.61086 | 17.9533 | 89.7663 | 430.8785 | 897.6635 | 1077.1962 | 718.1308 | 484.7383 | 430.8785
2020 | 392 | Alpena Power Co | MI | Investor Owned | . | . | . | . | . | . | . | . | . | . | . |  | 213.5 | 1.1 | 194.0909 | 89.2 | 0.9 | 99.1111 | 16488 | N | L | 13.2 | N | 124.3 | 0.2 | 99.1111 | 621.5 | 621.5 | 3297.6 | 3297.6 | 20% | 54.7979 | 164.88 | 109.5959 | 412.2 | 328.7877 | 659.52 | 547.9794 | 824.4 | 821.9691 | 659.52 | 1095.9589 | 329.76 | 1643.9383 | 148.392 | 2191.9177 | 98.928 | 9035.0848 | 45175.424 | 216842.035 | 451754.2395 | 542105.0874 | 361403.3916 | 243947.2893 | 216842.035
2020 | 407 | Altamaha Electric Member Corp | GA | Cooperative | 149.6 | 1.77 | 84.5198 | 149.2 | 1.77 | 84.2938 | 138.3 | 1.49 | 92.8188 | 24069 | 24.9 | Y | . | . | . | . | . | . | . |  |  | . |  | 0.4 | 0 | 84.2938 |  |  | 0 | 0 | 0% |  | 0 |  | 0 |  | 1: 0; 3: 0; 5: 0; 7: 0 | 0 |  | 0
2020 | 554 | City of Ames - (IA) | IA | Municipal | 2136.95 | 1.77 | 1207.3164 | 34.73 | 0.35 | 99.2286 | 2134.33 | 1.75 | 1219.6171 | 27187 | 13.8 | N | . | . | . | . | . | . | . |  |  | . |  | 2102.22 | 1.42 | 99.2286 | 1480.4366 | 2102.22 | 38605.54 | 27187 | 100% | 185.3537 | 1359.35 | 370.7074 | 3398.375 | 1112.1223 | 5437.4 | 1853.5371 | 6796.75 | 2780.3057 | 5437.4 | 3707.0742 | 2718.7 | 5560.6113 | 1223.415 | 7414.1484 | 815.61 | 251960.5664 | 1259802.8319 | 6047053.5931 | 12598028.3189 | 15117633.9827 | 10078422.6551 | 6802935.2922 | 6047053.5931
2020 | 562 | Amicalola Electric Member Corp | GA | Cooperative | 2965.27 | 4.99 | 594.2425 | 521.09 | 3.42 | 152.3655 | 2951.58 | 4.84 | 609.8306 | 50384 | 25 | N | . | . | . | . | . | . | . |  |  | . |  | 2444.18 | 1.57 | 152.3655 | 1556.8025 | 2444.18 | 79102.88 | 50384 | 100% | 215.5045 | 2519.2 | 431.009 | 6298 | 1293.0269 | 10076.8 | 2155.0448 | 12596 | 3232.5672 | 10076.8 | 4310.0896 | 5038.4 | 6465.1345 | 2267.28 | 8620.1793 | 1511.52 | 542898.8911 | 2714494.4553 | 13029573.3852 | 27144944.5525 | 32573933.463 | 21715955.642 | 14658270.0584 | 13029573.3852
2020 | 590 | City of Anaheim - (CA) | CA | Municipal | 26.35 | 0.39 | 67.5641 | 26.35 | 0.39 | 67.5641 | 26.35 | 0.39 | 67.5641 | 122506 | 12 | Y | . | . | . | . | . | . | . |  |  | . |  | 0 | 0 | 67.5641 |  |  | 0 | 0 | 0% |  | 0 |  | 0 |  | 1: 0; 3: 0; 5: 0; 7: 0 | 0 |  | 0
2020 | 599 | Anchorage Municipal Light and Power | AK | Municipal | 68.685 | 0.271 | 253.4502 | 18.141 | 0.11 | 164.9182 | 18.141 | 0.11 | 164.9182 | 31159 | 35 | Y | . | . | . | . | . | . | . |  |  | . |  | 50.544 | 0.161 | 164.9182 | 313.9379 | 313.9379 | 5016.599 | 5016.599 | 16.1% | 27.68 | 250.8299 | 55.3601 | 627.0749 | 166.0803 | 1003.3198 | 276.8005 | 1254.1498 | 415.2007 | 1003.3198 | 553.601 | 501.6599 | 830.4015 | 225.747 | 1107.202 | 150.498 | 6942.9853 | 34714.9264 | 166631.6469 | 347149.2644 | 416579.1172 | 277719.4115 | 187460.6028 | 166631.6469
2020 | 636 | City of Anderson - (IN) | IN | Municipal | 380.49 | 1.817 | 209.4056 | 144.44 | 1.096 | 131.7883 | 380.49 | 1.817 | 209.4056 | 34037 | 13.2 | Y | . | . | . | . | . | . | . |  |  | . |  | 236.05 | 0.721 | 131.7883 | 327.3925 | 327.3925 | 24540.677 | 24540.677 | 72.1% | 28.8663 | 1227.0339 | 57.7327 | 3067.5846 | 173.1981 | 4908.1354 | 288.6635 | 6135.1692 | 432.9952 | 4908.1354 | 577.327 | 2454.0677 | 865.9905 | 1104.3305 | 1154.654 | 736.2203 | 35419.9876 | 177099.9379 | 850079.702 | 1770999.3791 | 2125199.255 | 1416799.5033 | 956339.6647 | 850079.702
2020 | 689 | Connexus Energy | MN | Cooperative | 29.629 | 0.428 | 69.2266 | 26.773 | 0.403 | 66.4342 | 26.848 | 0.315 | 85.2317 | 136974.7 | 12.5 | Y | . | . | . | . | . | . | . |  |  | . |  | 2.856 | 0.025 | 66.4342 | 114.24 | 114.24 | 3424.3675 | 3424.3675 | 2.5% | 10.0726 | 171.2184 | 20.1452 | 428.0459 | 60.4356 | 684.8735 | 100.7259 | 856.0919 | 151.0889 | 684.8735 | 201.4519 | 342.4367 | 302.1778 | 154.0965 | 402.9037 | 102.731 | 1724.6131 | 8623.0656 | 41390.7149 | 86230.6561 | 103476.7873 | 68984.5249 | 46564.5543 | 41390.7149
2020 | 691 | City of Anoka | MN | Municipal | 33.61 | 0.55 | 61.1091 | 33.61 | 0.55 | 61.1091 | 33.61 | 0.55 | 61.1091 | 12244 | 12.5 | N | . | . | . | . | . | . | . |  |  | . |  | 0 | 0 | 61.1091 |  |  | 0 | 0 | 0% |  | 0 |  | 0 |  | 1: 0; 3: 0; 5: 0; 7: 0 | 0 |  | 0
2020 | 727 | Appalachian Electric Coop | TN | Cooperative | 291.611 | 3.133 | 93.0772 | 225.192 | 2.842 | 79.2372 | 284.938 | 2.992 | 95.2333 | 47373 | 13.8 | Y | . | . | . | . | . | . | . |  |  | . |  | 66.419 | 0.291 | 79.2372 | 228.244 | 228.244 | 13785.543 | 13785.543 | 29.1% | 20.1244 | 689.2772 | 40.2488 | 1723.1929 | 120.7463 | 2757.1086 | 201.2438 | 3446.3857 | 301.8657 | 2757.1086 | 402.4876 | 1378.5543 | 603.7313 | 620.3494 | 804.9751 | 413.5663 | 13871.2739 | 69356.3693 | 332910.5726 | 693563.6929 | 832276.4315 | 554850.9544 | 374524.3942 | 332910.5726
2020 | 733 | Appalachian Power Co | VA | Investor Owned | 390.4 | 1.674 | 233.2139 | 310.2 | 1.51 | 205.4305 | 369.4 | 1.575 | 234.5397 | 538541 | 35 | Y | . | . | . | . | . | . | . |  |  | . |  | 80.2 | 0.164 | 205.4305 | 489.0244 | 489.0244 | 88320.724 | 88320.724 | 16.4% | 43.1175 | 4416.0362 | 86.235 | 11040.0905 | 258.705 | 17664.1448 | 431.1751 | 22080.181 | 646.7626 | 17664.1448 | 862.3501 | 8832.0724 | 1293.5252 | 3974.4326 | 1724.7003 | 2649.6217 | 190408.4711 | 952042.3556 | 4569803.307 | 9520423.5562 | 11424508.2675 | 7616338.845 | 5141028.7204 | 4569803.307
2020 | 733 | Appalachian Power Co | WV | Investor Owned | 818.8 | 2.839 | 288.4114 | 618.2 | 2.517 | 245.6098 | 774.8 | 2.592 | 298.9198 | 423326 | 35 | Y | . | . | . | . | . | . | . |  |  | . |  | 200.6 | 0.322 | 245.6099 | 622.9814 | 622.9814 | 136310.972 | 136310.972 | 32.2% | 54.9286 | 6815.5486 | 109.8571 | 17038.8715 | 329.5713 | 27262.1944 | 549.2856 | 34077.743 | 823.9283 | 27262.1944 | 1098.5711 | 13631.0972 | 1647.8567 | 6133.9937 | 2197.1422 | 4089.3292 | 374368.2392 | 1871841.1962 | 8984837.7417 | 18718411.9618 | 22462094.3542 | 14974729.5694 | 10107942.4594 | 8984837.7417
2020 | 803 | Arizona Public Service Co | AZ | Investor Owned | 84.47 | 0.86 | 98.2209 | 78.6 | 0.85 | 92.4706 | 79.91 | 0.81 | 98.6543 | 1285518 | 69 | N | . | . | . | . | . | . | . |  |  | . |  | 5.87 | 0.01 | 92.4706 | 587 | 587 | 12855.18 | 12855.18 | 1% | 51.7561 | 642.759 | 103.5121 | 1606.8975 | 310.5364 | 2571.036 | 517.5606 | 3213.795 | 776.3409 | 2571.036 | 1035.1212 | 1285.518 | 1552.6819 | 578.4831 | 2070.2425 | 385.6554 | 33266.6745 | 166333.3724 | 798400.1874 | 1663333.7237 | 1996000.4685 | 1330666.979 | 898200.2108 | 798400.1874
2020 | 814 | Entergy Arkansas LLC | AR | Investor Owned | 1190.5 | 2.099 | 567.1748 | 270.1 | 1.522 | 177.4639 | 1149 | 1.941 | 591.9629 | 732299 | 34.5 | Y | . | . | . | . | . | . | . |  |  | . |  | 920.4 | 0.577 | 177.4639 | 1595.1473 | 1595.1473 | 422536.523 | 422536.523 | 57.7% | 140.6449 | 21126.8262 | 281.2898 | 52817.0654 | 843.8693 | 84507.3046 | 1406.4488 | 105634.1307 | 2109.6732 | 84507.3046 | 2812.8975 | 42253.6523 | 4219.3463 | 19014.1435 | 5625.7951 | 12676.0957 | 2971379.866 | 14856899.3299 | 71313116.7835 | 148568993.299 | 178282791.9589 | 118855194.6392 | 80227256.3815 | 71313116.7835
2020 | 817 | Arkansas Valley Elec Coop Corp | AR | Cooperative | 321.6 | 2.65 | 121.3585 | 268.8 | 2.4 | 112 | 248.4 | 2.13 | 116.6197 | 56196 | 14.4 | Y | . | . | . | . | . | . | . |  |  | . |  | 52.8 | 0.25 | 112 | 211.2 | 211.2 | 14049 | 14049 | 25% | 18.6216 | 702.45 | 37.2432 | 1756.125 | 111.7296 | 2809.8 | 186.216 | 3512.25 | 279.324 | 2809.8 | 372.432 | 1404.9 | 558.6481 | 632.205 | 744.8641 | 421.47 | 13080.7442 | 65403.7208 | 313937.8598 | 654037.2079 | 784844.6495 | 523229.7663 | 353180.0923 | 313937.8598
2020 | 817 | Arkansas Valley Elec Coop Corp | OK | Cooperative | 642.6 | 3.94 | 163.0965 | 369.6 | 3.19 | 115.8621 | 547.2 | 2.86 | 191.3287 | 4619 | 7.2 | Y | . | . | . | . | . | . | . |  |  | . |  | 273 | 0.75 | 115.8621 | 364 | 364 | 3464.25 | 3464.25 | 75% | 32.094 | 173.2125 | 64.1881 | 433.0312 | 192.5643 | 692.85 | 320.9405 | 866.0625 | 481.4107 | 692.85 | 641.881 | 346.425 | 962.8215 | 155.8913 | 1283.7619 | 103.9275 | 5559.0904 | 27795.4519 | 133418.169 | 277954.5187 | 333545.4225 | 222363.615 | 150095.4401 | 133418.169
2020 | 963 | Atlantic City Electric Co | NJ | Investor Owned | 552 | 1.47 | 375.5102 | 68 | 0.81 | 83.9506 | 552 | 1.47 | 375.5102 | 559755 | 69 | Y | . | . | . | . | . | . | . |  |  | . |  | 484 | 0.66 | 83.9506 | 733.3333 | 733.3333 | 369438.3 | 369438.3 | 66% | 64.6583 | 18471.915 | 129.3167 | 46179.7875 | 387.95 | 73887.66 | 646.5834 | 92359.575 | 969.8751 | 73887.66 | 1293.1668 | 36943.83 | 1939.7502 | 16624.7235 | 2586.3336 | 11083.149 | 1194363.3505 | 5971816.7524 | 28664720.4115 | 59718167.5239 | 71661801.0287 | 47774534.0191 | 32247810.4629 | 28664720.4115
2020 | 1009 | City of Austin - (MN) | MN | Municipal | 8.868 | 0.183 | 48.459 | . | . | . | . | . | . | 11751 | 13.8 | N | . | . | . | . | . | . | . |  |  | . | [7 empty] | 11751 | 100% |  | 587.55 |  | 1468.875 |  | 1: 2350.2; 3: 2937.75; 5: 2350.2; 7: 1175.1 | 528.795 |  | 352.53
2020 | 1015 | Austin Energy | TX | Municipal | 54.27 | 0.68 | 79.8088 | 54.27 | 0.68 | 79.8088 | 50.65 | 0.63 | 80.3968 | 500167 | 35 | Y | . | . | . | . | . | . | . |  |  | . |  | 0 | 0 | 79.8088 |  |  | 0 | 0 | 0% |  | 0 |  | 0 |  | 1: 0; 3: 0; 5: 0; 7: 0 | 0 |  | 0
2020 | 1050 | City of Azusa | CA | Municipal | . | . | . | 26.238 | 0.201 | 130.5373 | . | . | . | 16988 | 12 | N | . | . | . | . | . | . | . |  |  | . |  |  |  | 130.5373 |  |  |  | 16988 | 100% |  | 849.4 |  | 2123.5 |  | 1: 3397.6; 3: 4247; 5: 3397.6; 7: 1698.8 | 764.46 |  | 509.64
2020 | 1149 | Baldwin County El Member Corp | AL | Cooperative | 7048.723 | 4.556 | 1547.1297 | 94.739 | 1.107 | 85.5818 | 7046.719 | 4.554 | 1547.3691 | 79778 | 12.5 | Y | . | . | . | . | . | . | . |  |  | . |  | 6953.984 | 3.449 | 85.5818 | 2016.232 | 6953.984 | 275154.322 | 79778 | 100% | 613.136 | 3988.9 | 1226.272 | 9972.25 | 3678.8159 | 15955.6 | 6131.3599 | 19944.5 | 9197.0398 | 15955.6 | 12262.7198 | 7977.8 | 18394.0796 | 3590.01 | 24525.4395 | 2393.34 | 2445738.1435 | 12228690.7175 | 58697715.4441 | 122286907.1753 | 146744288.6104 | 97829525.7402 | 66034929.8747 | 58697715.4441
2020 | 1167 | Baltimore Gas & Electric Co | MD | Investor Owned | 117.71 | 0.959 | 122.7424 | 77.901 | 0.776 | 100.3879 | 117.211 | 0.943 | 124.2959 | 1304427 | 34 | Y | . | . | . | . | . | . | . |  |  | . |  | 39.809 | 0.183 | 100.3879 | 217.5355 | 217.5355 | 238710.141 | 238710.141 | 18.3% | 19.1802 | 11935.5071 | 38.3604 | 29838.7676 | 115.0812 | 47742.0282 | 191.8021 | 59677.5353 | 287.7031 | 47742.0282 | 383.6041 | 23871.0141 | 575.4062 | 10741.9563 | 767.2083 | 7161.3042 | 228925.5009 | 1144627.5043 | 5494212.0204 | 11446275.0425 | 13735530.0511 | 9157020.034 | 6180988.523 | 5494212.0204
2020 | 1175 | Bandera Electric Coop, Inc | TX | Cooperative | 181.409 | 0.77 | 235.5961 | 40.305 | 0.41 | 98.3049 | 178.67 | 0.704 | 253.7926 | 37882 | 24 | Y | . | . | . | . | . | . | . |  |  | . |  | 141.104 | 0.36 | 98.3049 | 391.9556 | 391.9556 | 13637.52 | 13637.52 | 36% | 34.5589 | 681.876 | 69.1178 | 1704.69 | 207.3534 | 2727.504 | 345.589 | 3409.38 | 518.3835 | 2727.504 | 691.1781 | 1363.752 | 1036.7671 | 613.6884 | 1382.3561 | 409.1256 | 23564.8864 | 117824.4319 | 565557.2732 | 1178244.3192 | 1413893.183 | 942595.4553 | 636251.9324 | 565557.2732
2020 | 1179 | Versant Power | ME | Investor Owned | 1602 | 4.105 | 390.2558 | 319 | 2.404 | 132.6955 | 1584 | 3.972 | 398.7915 | 176818 | 35 | Y | . | . | . | . | . | . | . |  |  | . |  | 1283 | 1.701 | 132.6955 | 754.2622 | 1283 | 300767.418 | 176818 | 100% | 113.1227 | 8840.9 | 226.2454 | 22102.25 | 678.7362 | 35363.6 | 1131.227 | 44204.5 | 1696.8406 | 35363.6 | 2262.4541 | 17681.8 | 3393.6811 | 7956.81 | 4524.9082 | 5304.54 | 1000106.5129 | 5000532.5643 | 24002556.3086 | 50005325.6429 | 60006390.7715 | 40004260.5143 | 27002875.8472 | 24002556.3086
2020 | 1251 | Barron Electric Coop | WI | Cooperative | 282.9 | 1.676 | 168.7947 | 209.93 | 1.474 | 142.422 | 282.9 | 1.676 | 168.7947 | 19159 | 12.5 | Y | . | . | . | . | . | . | . |  |  | . |  | 72.97 | 0.202 | 142.422 | 361.2376 | 361.2376 | 3870.118 | 3870.118 | 20.2% | 31.8505 | 193.5059 | 63.701 | 483.7647 | 191.1029 | 774.0236 | 318.5049 | 967.5295 | 477.7573 | 774.0236 | 637.0098 | 387.0118 | 955.5147 | 174.1553 | 1274.0195 | 116.1035 | 6163.2574 | 30816.2872 | 147918.1786 | 308162.8722 | 369795.4466 | 246530.2977 | 166407.951 | 147918.1786
2020 | 1273 | Bartlett Electric Coop, Inc | TX | Cooperative | 128.04 | 1.44 | 88.9167 | 27.19 | 0.27 | 100.7037 | 122.01 | 1.39 | 87.777 | 12365 | 24.9 | Y | . | . | . | . | . | . | . |  |  | . |  | 100.85 | 1.17 | 100.7037 | 86.1966 | 100.85 | 14467.05 | 12365 | 100% | 8.892 | 618.25 | 17.784 | 1545.625 | 53.3519 | 2473 | 88.9199 | 3091.25 | 133.3799 | 2473 | 177.8398 | 1236.5 | 266.7597 | 556.425 | 355.6796 | 370.95 | 5497.4735 | 27487.3677 | 131939.3652 | 274873.6774 | 329848.4129 | 219898.942 | 148431.7858 | 131939.3652
2020 | 1283 | Bartholomew County Rural E M C | IN | Cooperative | 167.07 | 1.17 | 142.7949 | 40.73 | 0.43 | 94.7209 | 166.98 | 1.05 | 159.0286 | 11710 | 12.5 | Y | . | . | . | . | . | . | . |  |  | . |  | 126.34 | 0.74 | 94.7209 | 170.7297 | 170.7297 | 8665.4 | 8665.4 | 74% | 15.0533 | 433.27 | 30.1066 | 1083.175 | 90.3199 | 1733.08 | 150.5332 | 2166.35 | 225.7998 | 1733.08 | 301.0664 | 866.54 | 451.5996 | 389.943 | 602.1328 | 259.962 | 6522.1517 | 32610.7583 | 156531.6397 | 326107.5827 | 391329.0992 | 260886.0661 | 176098.0946 | 156531.6397
2020 | 1300 | City of Bartow - (FL) | FL | Municipal | . | . | . | . | . | . | . | . | . | . | . |  | 91.57 | 0.892 | 102.6569 | . | . | . | 12377 | N | L | 35 | N | [6 empty] | 12377 | 100% |  | 618.85 |  | 1547.125 |  | 1: 2475.4; 3: 3094.25; 5: 2475.4; 7: 1237.7 | 556.965 |  | 371.31
2020 | 1366 | City of Bay City - (MI) | MI | Municipal | 164.324 | 1.027 | 160.0039 | 99.429 | 0.633 | 157.0758 | 164.324 | 1.027 | 160.0039 | 21000 | 8.3 | Y | . | . | . | . | . | . | . |  |  | . |  | 64.895 | 0.394 | 157.0758 | 164.7081 | 164.7081 | 8274 | 8274 | 39.4% | 14.5224 | 413.7 | 29.0448 | 1034.25 | 87.1343 | 1654.8 | 145.2239 | 2068.5 | 217.8359 | 1654.8 | 290.4478 | 827.4 | 435.6717 | 372.33 | 580.8957 | 248.22 | 6007.9133 | 30039.5665 | 144189.9192 | 300395.665 | 360474.7979 | 240316.532 | 162213.6591 | 144189.9192
2020 | 1456 | Town of Bedford - (VA) | VA | Municipal | 331.376 | 1.379 | 240.3017 | 146.782 | . | . | 146.782 | . | . | 6723 | 69 | N | . | . | . | . | . | . | . |  |  | . |  | 184.594 |  |  |  | 184.594 |  | 6723 | 100% | 16.2757 | 336.15 | 32.5515 | 840.375 | 97.6544 | 1344.6 | 162.7574 | 1680.75 | 244.1361 | 1344.6 | 325.5148 | 672.3 | 488.2722 | 302.535 | 651.0295 | 201.69 | 5471.0895 | 27355.4474 | 131306.1473 | 273554.4736 | 328265.3683 | 218843.5789 | 147719.4158 | 131306.1473
2020 | 1458 | Beauregard Electric Coop, Inc | LA | Cooperative | . | . | . | . | . | . | . | . | . | . | . |  | 849 | 5.16 | 164.5349 | 642.6 | 4.18 | 153.7321 | 43461 | N | F | 24.9 | Y | 206.4 | 0.98 | 153.7321 | 210.6122 | 210.6122 | 42591.78 | 42591.78 | 98% | 18.5698 | 2129.589 | 37.1396 | 5323.9725 | 111.4187 | 8518.356 | 185.6978 | 10647.945 | 278.5467 | 8518.356 | 371.3956 | 4259.178 | 557.0934 | 1916.6301 | 742.7912 | 1277.7534 | 39545.9974 | 197729.9868 | 949103.9365 | 1977299.8677 | 2372759.8413 | 1581839.8942 | 1067741.9286 | 949103.9365
2020 | 1529 | Beltrami Electric Coop, Inc | MN | Cooperative | . | . | . | 127.94 | 1.601 | 79.9126 | . | . | . | 21230 | 12.5 | Y | . | . | . | . | . | . | . |  |  | . |  |  |  | 79.9126 |  |  |  | 21230 | 100% |  | 1061.5 |  | 2653.75 |  | 1: 4246; 3: 5307.5; 5: 4246; 7: 2123 | 955.35 |  | 636.9
2020 | 1579 | PUD No 1 of Benton County | WA | Political Subdivision | 88.5 | 0.65 | 136.1539 | 67.7 | 0.58 | 116.7241 | . | . | . | 54440 | 34.5 | Y | . | . | . | . | . | . | . |  |  | . |  | 20.8 | 0.07 | 116.7241 | 297.1429 | 297.1429 | 3810.8 | 3810.8 | 7% | 26.1992 | 190.54 | 52.3984 | 476.35 | 157.1953 | 762.16 | 261.9922 | 952.7 | 392.9883 | 762.16 | 523.9845 | 381.08 | 785.9767 | 171.486 | 1047.9689 | 114.324 | 4992 | 24960 | 119808 | 249600 | 299520 | 199680 | 134784 | 119808
2020 | 1591 | Big Country Electric Coop, Inc | TX | Cooperative | . | . | . | . | . | . | . | . | . | . | . |  | 792 | . | . | . | . | . | 13128 | N | L | 69 | Y | [6 empty] | 13128 | 100% |  | 656.4 |  | 1641 |  | 1: 2625.6; 3: 3282; 5: 2625.6; 7: 1312.8 | 590.76 |  | 393.84
2020 | 1613 | Berkeley Electric Coop Inc | SC | Cooperative | 316 | 1.69 | 186.9822 | 116.1 | 1.27 | 91.4173 | 305.8 | 1.54 | 198.5714 | 108006 | 24.9 | Y | . | . | . | . | . | . | . |  |  | . |  | 199.9 | 0.42 | 91.4173 | 475.9524 | 475.9524 | 45362.52 | 45362.52 | 42% | 41.9649 | 2268.126 | 83.9299 | 5670.315 | 251.7897 | 9072.504 | 419.6494 | 11340.63 | 629.4741 | 9072.504 | 839.2988 | 4536.252 | 1258.9483 | 2041.3134 | 1678.5977 | 1360.8756 | 95181.7755 | 475908.8773 | 2284362.611 | 4759088.773 | 5710906.5276 | 3807271.0184 | 2569907.9374 | 2284362.611
2020 | 1625 | Benton Rural Electric Assn | WA | Cooperative | . | . | . | . | . | . | . | . | . | . | . |  | 200.044 | 1.971 | 101.4937 | . | . | . | 15019 | N | L | 34.5 | N | [6 empty] | 15019 | 100% |  | 750.95 |  | 1877.375 |  | 1: 3003.8; 3: 3754.75; 5: 3003.8; 7: 1501.9 | 675.855 |  | 450.57
2020 | 1708 | Big Sandy Rural Elec Coop Corp | KY | Cooperative | 737 | 3.74 | 197.0588 | 680.78 | 3.62 | 188.0608 | 737 | 3.74 | 197.0588 | 12688 | 13.2 | Y | . | . | . | . | . | . | . |  |  | . |  | 56.22 | 0.12 | 188.0608 | 468.5 | 468.5 | 1522.56 | 1522.56 | 12% | 41.3079 | 76.128 | 82.6157 | 190.32 | 247.8472 | 304.512 | 413.0786 | 380.64 | 619.6179 | 304.512 | 826.1572 | 152.256 | 1239.2359 | 68.5152 | 1652.3145 | 45.6768 | 3144.6849 | 15723.4245 | 75472.4378 | 157234.2454 | 188681.0945 | 125787.3963 | 84906.4925 | 75472.4378
2020 | 1723 | Big Bend Electric Coop, Inc | WA | Cooperative | . | . | . | . | . | . | . | . | . | . | . |  | 163.8 | 1.19 | 137.6471 | 141.59 | 1.12 | 126.4196 | 9582 | N | O | 24.9 | N | 22.21 | 0.07 | 126.4196 | 317.2857 | 317.2857 | 670.74 | 670.74 | 7% | 27.9752 | 33.537 | 55.9505 | 83.8425 | 167.8514 | 134.148 | 279.7523 | 167.685 | 419.6284 | 134.148 | 559.5046 | 67.074 | 839.2568 | 30.1833 | 1119.0091 | 20.1222 | 938.2052 | 4691.0262 | 22516.9256 | 46910.2616 | 56292.3139 | 37528.2093 | 25331.5412 | 22516.9256
2020 | 1763 | Black River Electric Coop, Inc - (SC) | SC | Cooperative | . | . | . | . | . | . | . | . | . | . | . |  | 101.66 | 1.11 | 91.5856 | 87.45 | 0.971 | 90.0618 | 32900 | N | L | 1.5 | Y | 14.21 | 0.139 | 90.0618 | 102.2302 | 102.2302 | 4573.1 | 4573.1 | 13.9% | 9.0137 | 228.655 | 18.0274 | 571.6375 | 54.0821 | 914.62 | 90.1369 | 1143.275 | 135.2053 | 914.62 | 180.2737 | 457.31 | 270.4106 | 205.7895 | 360.5474 | 137.193 | 2061.0242 | 10305.1212 | 49464.5819 | 103051.2123 | 123661.4548 | 82440.9699 | 55647.6547 | 49464.5819
2020 | 1769 | Black Hills Electric Coop, Inc | SD | Cooperative | 222.649 | 1.162 | 191.6084 | 222.649 | 1.162 | 191.6084 | 187.439 | 0.803 | 233.4234 | 10387 | . | Y | . | . | . | . | . | . | . |  |  | . |  | 0 | 0 | 191.6084 |  |  | 0 | 0 | 0% |  | 0 |  | 0 |  | 1: 0; 3: 0; 5: 0; 7: 0 | 0 |  | 0
2020 | 1775 | Black River Electric Coop - (MO) | MO | Cooperative | 351.58 | . | . | 351.58 | . | . | 335.16 | . | . | 24581 | 14.4 | Y | . | . | . | . | . | . | . |  |  | . |  | 0 |  |  |  | 0 |  | 24581 | 100% | 0 | 1229.05 | 0 | 3072.625 | 0 | 4916.2 | 0 | 6145.25 | 0 | 4916.2 | 0 | 2458.1 | 0 | 1106.145 | 0 | 737.43 | 0 | 0 | 0 | 0 | 0 | 0 | 0 | 0
2020 | 1884 | BENCO Electric Cooperative | MN | Cooperative | . | . | . | . | . | . | . | . | . | . | . |  | 142.669 | 1.392 | 102.4921 | 113.717 | 1.17 | 97.194 | 18981 | N | L | 14.7 | Y | 28.952 | 0.222 | 97.194 | 130.4144 | 130.4144 | 4213.782 | 4213.782 | 22.2% | 11.4987 | 210.6891 | 22.9974 | 526.7228 | 68.9922 | 842.7564 | 114.987 | 1053.4455 | 172.4805 | 842.7564 | 229.974 | 421.3782 | 344.961 | 189.6202 | 459.948 | 126.4135 | 2422.6506 | 12113.253 | 58143.6145 | 121132.5302 | 145359.0362 | 96906.0242 | 65411.5663 | 58143.6145
2020 | 1886 | Blue Grass Energy Coop Corp | KY | Cooperative | 194.671 | 1.261 | 154.3783 | 95.856 | 0.961 | 99.7461 | 191.959 | 1.159 | 165.6247 | 58829 | 25 | Y | . | . | . | . | . | . | . |  |  | . |  | 98.815 | 0.3 | 99.7461 | 329.3833 | 329.3833 | 17648.7 | 17648.7 | 30% | 29.0419 | 882.435 | 58.0838 | 2206.0875 | 174.2513 | 3529.74 | 290.4188 | 4412.175 | 435.6282 | 3529.74 | 580.8376 | 1764.87 | 871.2564 | 794.1915 | 1161.6752 | 529.461 | 25627.5722 | 128137.8612 | 615061.7336 | 1281378.6117 | 1537654.334 | 1025102.8893 | 691944.4503 | 615061.7336
2020 | 1889 | Blue Ridge Elec Member Corp - (NC) | NC | Cooperative | 75.43 | 1.02 | 73.951 | 69.44 | 0.97 | 71.5876 | 75.43 | 1.02 | 73.951 | 76487 | 15 | Y | . | . | . | . | . | . | . |  |  | . |  | 5.99 | 0.05 | 71.5876 | 119.8 | 119.8 | 3824.35 | 3824.35 | 5% | 10.5628 | 191.2175 | 21.1256 | 478.0437 | 63.3769 | 764.87 | 105.6282 | 956.0875 | 158.4423 | 764.87 | 211.2564 | 382.435 | 316.8846 | 172.0958 | 422.5129 | 114.7305 | 2019.7963 | 10098.9816 | 48475.1115 | 100989.8156 | 121187.7787 | 80791.8525 | 54534.5004 | 48475.1115
2020 | 1890 | Blue Ridge Electric Coop Inc - (SC) | SC | Cooperative | 186.74 | . | . | 162.92 | . | . | 29.63 | . | . | 67589 | 7.2 | N | . | . | . | . | . | . | . |  |  | . |  | 23.82 |  |  |  | 23.82 |  | 67589 | 100% | 2.1002 | 3379.45 | 4.2004 | 8448.625 | 12.6013 | 13517.8 | 21.0022 | 16897.25 | 31.5033 | 13517.8 | 42.0044 | 6758.9 | 63.0066 | 3041.505 | 84.0088 | 2027.67 | 7097.5899 | 35487.9496 | 170342.1581 | 354879.496 | 425855.3952 | 283903.5968 | 191634.9278 | 170342.1581
2020 | 1892 | Bluebonnet Electric Coop, Inc | TX | Cooperative | 151.198 | 1.125 | 134.3982 | 78.525 | 0.885 | 88.7288 | 137.273 | 0.929 | 147.7643 | 108894 | 14.4 | N | . | . | . | . | . | . | . |  |  | . |  | 72.673 | 0.24 | 88.7288 | 302.8042 | 302.8042 | 26134.56 | 26134.56 | 24% | 26.6984 | 1306.728 | 53.3968 | 3266.82 | 160.1903 | 5226.912 | 266.9838 | 6533.64 | 400.4758 | 5226.912 | 533.9677 | 2613.456 | 800.9515 | 1176.0552 | 1067.9353 | 784.0368 | 34887.5253 | 174437.6266 | 837300.6079 | 1744376.2664 | 2093251.5197 | 1395501.0131 | 941963.1839 | 837300.6079
2020 | 1936 | Bolivar Energy Authority | TN | Municipal | 78.26 | 1 | 78.26 | 36.26 | 0.66 | 54.9394 | 78.26 | 1 | 78.26 | 11248 | 12.5 | N | . | . | . | . | . | . | . |  |  | . |  | 42 | 0.34 | 54.9394 | 123.5294 | 123.5294 | 3824.32 | 3824.32 | 34% | 10.8916 | 191.216 | 21.7833 | 478.04 | 65.3499 | 764.864 | 108.9165 | 956.08 | 163.3747 | 764.864 | 217.8329 | 382.432 | 326.7494 | 172.0944 | 435.6658 | 114.7296 | 2082.6569 | 10413.2843 | 49983.7649 | 104132.8435 | 124959.4122 | 83306.2748 | 56231.7355 | 49983.7649
2020 | 2001 | Boone Electric Coop | MO | Cooperative | 106.79 | 1.29 | 82.7829 | 51.87 | 0.89 | 58.2809 | 96.2 | 1.08 | 89.0741 | 33344 | 13.2 | Y | . | . | . | . | . | . | . |  |  | . |  | 54.92 | 0.4 | 58.2809 | 137.3 | 137.3 | 13337.6 | 13337.6 | 40% | 12.1058 | 666.88 | 24.2116 | 1667.2 | 72.6348 | 2667.52 | 121.058 | 3334.4 | 181.5871 | 2667.52 | 242.1161 | 1333.76 | 363.1741 | 600.192 | 484.2322 | 400.128 | 8073.1189 | 40365.5947 | 193754.8546 | 403655.9471 | 484387.1365 | 322924.7577 | 217974.2114 | 193754.8546
2020 | 2049 | Bowie-Cass Electric Coop, Inc | TX | Cooperative | . | . | . | . | . | . | . | . | . | . | . |  | 923.35 | . | . | 424.97 | . | . | 37934 | N | O | 12.5 | Y | 498.38 |  |  |  | 498.38 |  | 37934 | 100% | 43.9424 | 1896.7 | 87.8848 | 4741.75 | 263.6544 | 7586.8 | 439.424 | 9483.5 | 659.1359 | 7586.8 | 878.8479 | 3793.4 | 1318.2719 | 1707.03 | 1757.6958 | 1138.02 | 83345.5412 | 416727.7058 | 2000292.9879 | 4167277.058 | 5000732.4697 | 3333821.6464 | 2250329.6113 | 2000292.9879
2020 | 2054 | City of Bowling Green - (OH) | OH | Municipal | 54.943 | 0.918 | 59.8508 | 5.856 | 0.063 | 92.9524 | . | . | . | 14770 | 12.5 | N | . | . | . | . | . | . | . |  |  | . |  | 49.087 | 0.855 | 92.9524 | 57.4117 | 57.4117 | 12628.35 | 12628.35 | 85.5% | 5.062 | 631.4175 | 10.124 | 1578.5438 | 30.3721 | 2525.67 | 50.6202 | 3157.0875 | 75.9302 | 2525.67 | 101.2403 | 1262.835 | 151.8605 | 568.2758 | 202.4806 | 378.8505 | 3196.2454 | 15981.2268 | 76709.8887 | 159812.2682 | 191774.7218 | 127849.8145 | 86298.6248 | 76709.8887
2020 | 2056 | City of Bowling Green - (KY) | KY | Municipal | 112.046 | 0.738 | 151.8238 | 31.827 | 0.52 | 61.2058 | 112.046 | 0.738 | 151.8238 | 31078 | 13 | N | . | . | . | . | . | . | . |  |  | . |  | 80.219 | 0.218 | 61.2058 | 367.9771 | 367.9771 | 6775.004 | 6775.004 | 21.8% | 32.4447 | 338.7502 | 64.8894 | 846.8755 | 194.6682 | 1355.0008 | 324.4471 | 1693.751 | 486.6706 | 1355.0008 | 648.8942 | 677.5004 | 973.3412 | 304.8752 | 1297.7883 | 203.2501 | 10990.6514 | 54953.2568 | 263775.6325 | 549532.5677 | 659439.0812 | 439626.0541 | 296747.5865 | 263775.6325
2020 | 2089 | Bozrah Light & Power Company | CT | Municipal | 1320.76 | 1.65 | 800.4606 | 52.47 | 0.7 | 74.9571 | 1320.76 | 1.65 | 800.4606 | 2769 | 13.8 | Y | . | . | . | . | . | . | . |  |  | . |  | 1268.29 | 0.95 | 74.9571 | 1335.0421 | 1335.0421 | 2630.55 | 2630.55 | 95% | 117.7113 | 131.5275 | 235.4226 | 328.8188 | 706.2677 | 526.11 | 1177.1128 | 657.6375 | 1765.6692 | 526.11 | 2354.2256 | 263.055 | 3531.3384 | 118.3748 | 4708.4512 | 78.9165 | 15482.2704 | 77411.3522 | 371574.4904 | 774113.5217 | 928936.226 | 619290.8173 | 418021.3017 | 371574.4904
2020 | 2144 | Town of Braintree - (MA) | MA | Municipal | 3.93 | 0.04 | 98.25 | 3.93 | 0.04 | 98.25 | 3.93 | 0.04 | 98.25 | 16924 | 13.8 | N | . | . | . | . | . | . | . |  |  | . |  | 0 | 0 | 98.25 |  |  | 0 | 0 | 0% |  | 0 |  | 0 |  | 1: 0; 3: 0; 5: 0; 7: 0 | 0 |  | 0
2020 | 2212 | Broad River Electric Coop, Inc | SC | Cooperative | . | . | . | . | . | . | . | . | . | . | . |  | 218.9 | . | . | 85.3 | . | . | 22532 | N | F | 12.5 | Y | 133.6 |  |  |  | 133.6 |  | 22532 | 100% | 11.7796 | 1126.6 | 23.5591 | 2816.5 | 70.6774 | 4506.4 | 117.7957 | 5633 | 176.6936 | 4506.4 | 235.5915 | 2253.2 | 353.3872 | 1013.94 | 471.183 | 675.96 | 13270.8679 | 66354.3395 | 318500.8294 | 663543.3946 | 796252.0735 | 530834.7157 | 358313.4331 | 318500.8294
2020 | 2247 | City of Bristol - (TN) | TN | Municipal | 91.286 | 1.645 | 55.493 | 70.435 | 1.011 | 69.6686 | 20.851 | 0.634 | 32.888 | 33843 | 69 | N | . | . | . | . | . | . | . |  |  | . |  | 20.851 | 0.634 | 69.6686 | 32.888 | 32.888 | 21456.462 | 21456.462 | 63.4% | 2.8998 | 1072.8231 | 5.7995 | 2682.0577 | 17.3985 | 4291.2924 | 28.9975 | 5364.1155 | 43.4963 | 4291.2924 | 57.995 | 2145.6462 | 86.9925 | 965.5408 | 115.9901 | 643.6939 | 3110.9202 | 15554.6009 | 74662.0842 | 155546.0087 | 186655.2105 | 124436.807 | 83994.8447 | 74662.0842
2020 | 2248 | Bristol Virginia Utilities | VA | Municipal | 86.26 | 0.96 | 89.8542 | 59.32 | 0.868 | 68.341 | 86.26 | 0.96 | 89.8542 | 15894 | 13.2 | Y | . | . | . | . | . | . | . |  |  | . |  | 26.94 | 0.092 | 68.341 | 292.8261 | 292.8261 | 1462.248 | 1462.248 | 9.2% | 25.8186 | 73.1124 | 51.6372 | 182.781 | 154.9117 | 292.4496 | 258.1861 | 365.562 | 387.2792 | 292.4496 | 516.3722 | 146.2248 | 774.5583 | 65.8012 | 1032.7445 | 43.8674 | 1887.6607 | 9438.3033 | 45303.8559 | 94383.0331 | 113259.6397 | 75506.4265 | 50966.8379 | 45303.8559
2020 | 2409 | Brownsville Public Utilities Board | TX | Municipal | 63.054 | 1.213 | 51.9819 | 24.852 | 0.706 | 35.2011 | 63.054 | 1.213 | 51.9819 | 55884 | 12.5 | N | . | . | . | . | . | . | . |  |  | . |  | 38.202 | 0.507 | 35.2011 | 75.3491 | 75.3491 | 28333.188 | 28333.188 | 50.7% | 6.6436 | 1416.6594 | 13.2871 | 3541.6485 | 39.8614 | 5666.6376 | 66.4357 | 7083.297 | 99.6535 | 5666.6376 | 132.8713 | 2833.3188 | 199.307 | 1274.9935 | 265.7426 | 849.9956 | 9411.6704 | 47058.352 | 225880.0895 | 470583.5198 | 564700.2237 | 376466.8158 | 254115.1007 | 225880.0895
2020 | 2442 | City of Bryan - (TX) | TX | Municipal | . | . | . | . | . | . | . | . | . | . | . |  | 19.339 | 0.228 | 84.8202 | . | . | . | 60347 | N | F | 12.5 | Y | [6 empty] | 60347 | 100% |  | 3017.35 |  | 7543.375 |  | 1: 12069.4; 3: 15086.75; 5: 12069.4; 7: 6034.7 | 2715.615 |  | 1810.41
2020 | 2502 | Buckeye Rural Elec Coop, Inc | OH | Cooperative | 495.61 | 2.02 | 245.3515 | 495.61 | 2.02 | 245.3515 | . | . | . | 18571 | 12.5 | Y | . | . | . | . | . | . | . |  |  | . |  | 0 | 0 | 245.3515 |  |  | 0 | 0 | 0% |  | 0 |  | 0 |  | 1: 0; 3: 0; 5: 0; 7: 0 | 0 |  | 0
2020 | 2507 | City of Burbank Water and Power | CA | Municipal | . | . | . | . | . | . | . | . | . | . | . |  | 8.58 | 0.38 | 22.5789 | 8.58 | 0.38 | 22.5789 | 52500 | N | L | 34.5 | N | 0 | 0 | 22.5789 |  |  | 0 | 0 | 0% |  | 0 |  | 0 |  | 1: 0; 3: 0; 5: 0; 7: 0 | 0 |  | 0
2020 | 2548 | City of Burlington Electric - (VT) | VT | Municipal | . | . | . | . | . | . | . | . | . | . | . |  | . | 1.5 | . | . | . | . | 21451 | N | F | 13.8 | N | [6 empty] | 21451 | 100% |  | 1072.55 |  | 2681.375 |  | 1: 4290.2; 3: 5362.75; 5: 4290.2; 7: 2145.1 | 965.295 |  | 643.53
2020 | 2651 | Butler Rural Electric Coop Inc - (OH) | OH | Cooperative | 199.43 | 2.2 | 90.65 | 88.8 | 1.23 | 72.1951 | 156.82 | 1.46 | 107.411 | 11499 | 12 | Y | . | . | . | . | . | . | . |  |  | . |  | 110.63 | 0.97 | 72.1951 | 114.0515 | 114.0515 | 11154.03 | 11154.03 | 97% | 10.056 | 557.7015 | 20.112 | 1394.2538 | 60.3359 | 2230.806 | 100.5598 | 2788.5075 | 150.8397 | 2230.806 | 201.1196 | 1115.403 | 301.6793 | 501.9314 | 402.2391 | 334.6209 | 5608.2338 | 28041.1691 | 134597.6115 | 280411.6907 | 336494.0288 | 224329.3525 | 151422.313 | 134597.6115
2020 | 2652 | Butler County Rural Elec Coop - (IA) | IA | Cooperative | . | . | . | . | . | . | . | . | . | . | . |  | 66.6 | 0.55 | 121.0909 | 66.6 | 0.55 | 121.0909 | 5066 | N | F | 12.5 | N | 0 | 0 | 121.0909 |  |  | 0 | 0 | 0% |  | 0 |  | 0 |  | 1: 0; 3: 0; 5: 0; 7: 0 | 0 |  | 0
2020 | 2812 | City of Calhoun - (GA) | GA | Municipal | 59.1 | 0.69 | 85.6522 | 59.1 | 0.69 | 85.6522 | 59.1 | 0.69 | 85.6522 | 5505 | 7.2 | N | . | . | . | . | . | . | . |  |  | . |  | 0 | 0 | 85.6522 |  |  | 0 | 0 | 0% |  | 0 |  | 0 |  | 1: 0; 3: 0; 5: 0; 7: 0 | 0 |  | 0
2020 | 2849 | Central Electric Power Assn - (MS) | MS | Cooperative | . | . | . | . | . | . | . | . | . | . | . |  | 572.64 | . | . | 351.42 | . | . | 37431 | N | L | 24.9 | N | 221.22 |  |  |  | 221.22 |  | 37431 | 100% | 19.5051 | 1871.55 | 39.0101 | 4678.875 | 117.0304 | 7486.2 | 195.0507 | 9357.75 | 292.576 | 7486.2 | 390.1014 | 3743.1 | 585.1521 | 1684.395 | 780.2028 | 1122.93 | 36504.7134 | 182523.5669 | 876113.1213 | 1825235.6694 | 2190282.8032 | 1460188.5355 | 985627.2615 | 876113.1213
2020 | 2911 | Canadian Valley Elec Coop, Inc | OK | Cooperative | 1571.6 | 2.293 | 685.3903 | 177.6 | 1.328 | 133.7349 | 1525.4 | 1.843 | 827.6723 | 26197 | 24.9 | N | . | . | . | . | . | . | . |  |  | . |  | 1394 | 0.965 | 133.7349 | 1444.5596 | 1444.5596 | 25280.105 | 25280.105 | 96.5% | 127.3675 | 1264.0052 | 254.735 | 3160.0131 | 764.2049 | 5056.021 | 1273.6749 | 6320.0262 | 1910.5123 | 5056.021 | 2547.3497 | 2528.0105 | 3821.0246 | 1137.6047 | 5094.6995 | 758.4031 | 160993.1727 | 804965.8633 | 3863836.144 | 8049658.6334 | 9659590.36 | 6439726.9067 | 4346815.662 | 3863836.144
2020 | 2960 | Caney Fork Electric Coop, Inc | TN | Cooperative | . | . | . | . | . | . | . | . | . | . | . |  | 786.6 | . | . | 237 | . | . | 33366 | N | L | 26 | N | 549.6 |  |  |  | 549.6 |  | 33366 | 100% | 48.4585 | 1668.3 | 96.917 | 4170.75 | 290.7509 | 6673.2 | 484.5849 | 8341.5 | 726.8773 | 6673.2 | 969.1697 | 3336.6 | 1453.7546 | 1501.47 | 1938.3395 | 1000.98 | 80843.2929 | 404216.4644 | 1940239.0289 | 4042164.6436 | 4850597.5724 | 3233731.7149 | 2182768.9076 | 1940239.0289
2020 | 2985 | Capital Electric Coop, Inc | ND | Cooperative | . | . | . | . | . | . | . | . | . | . | . |  | 28.9 | 0.376 | 76.8617 | 28.9 | 0.376 | 76.8617 | 21182 | N | F | 7.2 | Y | 0 | 0 | 76.8617 |  |  | 0 | 0 | 0% |  | 0 |  | 0 |  | 1: 0; 3: 0; 5: 0; 7: 0 | 0 |  | 0
2020 | 3046 | Duke Energy Progress - (NC) | NC | Investor Owned | 429.29 | 1.97 | 217.9137 | 147.27 | 1.36 | 108.2868 | 410.55 | 1.79 | 229.3575 | 1447257 | 34.5 | Y | . | . | . | . | . | . | . |  |  | . |  | 282.02 | 0.61 | 108.2868 | 462.3279 | 462.3279 | 882826.77 | 882826.77 | 61% | 40.7637 | 44141.3385 | 81.5273 | 110353.3463 | 244.582 | 176565.354 | 407.6366 | 220706.6925 | 611.4549 | 176565.354 | 815.2732 | 88282.677 | 1222.9099 | 39727.2046 | 1630.5465 | 26484.8031 | 1799362.6119 | 8996813.0597 | 43184702.6864 | 89968130.5966 | 107961756.7159 | 71974504.4773 | 48582790.5222 | 43184702.6864
2020 | 3046 | Duke Energy Progress - (NC) | SC | Investor Owned | 189.85 | 1.66 | 114.3675 | 130.48 | 1.38 | 94.5507 | 172.73 | 1.51 | 114.3907 | 170901 | 23 | Y | . | . | . | . | . | . | . |  |  | . |  | 59.37 | 0.28 | 94.5507 | 212.0357 | 212.0357 | 47852.28 | 47852.28 | 28% | 18.6953 | 2392.614 | 37.3906 | 5981.535 | 112.1717 | 9570.456 | 186.9529 | 11963.07 | 280.4293 | 9570.456 | 373.9057 | 4785.228 | 560.8586 | 2153.3526 | 747.8115 | 1435.5684 | 44730.6056 | 223653.028 | 1073534.5344 | 2236530.2799 | 2683836.3359 | 1789224.224 | 1207726.3512 | 1073534.5344
2020 | 3081 | Carroll Electric Member Corp - (GA) | GA | Cooperative | 1098.1 | 2.643 | 415.4748 | 108.21 | 1.313 | 82.4143 | 1097.42 | . | . | 52459 | 25.9 | Y | . | . | . | . | . | . | . |  |  | . |  | 989.89 | 1.33 | 82.4143 | 744.2782 | 989.89 | 69770.47 | 52459 | 100% | 87.2791 | 2622.95 | 174.5581 | 6557.375 | 523.6744 | 10491.8 | 872.7906 | 13114.75 | 1309.1859 | 10491.8 | 1745.5812 | 5245.9 | 2618.3718 | 2360.655 | 3491.1624 | 1573.77 | 228928.6092 | 1144643.0458 | 5494286.6197 | 11446430.4578 | 13735716.5493 | 9157144.3662 | 6181072.4472 | 5494286.6197
2020 | 3093 | Carroll Electric Coop Corp - (AR) | AR | Cooperative | 110.17 | 1.51 | 72.9603 | 110.17 | 1.51 | 72.9603 | 110.17 | 1.51 | 72.9603 | 93434 | 24.9 | Y | . | . | . | . | . | . | . |  |  | . |  | 0 | 0 | 72.9603 |  |  | 0 | 0 | 0% |  | 0 |  | 0 |  | 1: 0; 3: 0; 5: 0; 7: 0 | 0 |  | 0
2020 | 3093 | Carroll Electric Coop Corp - (AR) | MO | Cooperative | 110.32 | 1.29 | 85.5194 | 110.32 | 1.29 | 85.5194 | 110.32 | 1.29 | 85.5194 | 11097 | 24.9 | Y | . | . | . | . | . | . | . |  |  | . |  | 0 | 0 | 85.5194 |  |  | 0 | 0 | 0% |  | 0 |  | 0 |  | 1: 0; 3: 0; 5: 0; 7: 0 | 0 |  | 0
2020 | 3113 | City of Carthage - (MO) | MO | Municipal | 21.437 | 0.882 | 24.305 | 19.382 | 0.523 | 37.0593 | . | . | . | 7792 | 13.2 | Y | . | . | . | . | . | . | . |  |  | . |  | 2.055 | 0.359 | 37.0593 | 5.7242 | 5.7242 | 2797.328 | 2797.328 | 35.9% | 0.50471 | 139.8664 | 1.0094 | 349.666 | 3.0283 | 559.4656 | 5.0471 | 699.332 | 7.5706 | 559.4656 | 10.0942 | 279.7328 | 15.1413 | 125.8798 | 20.1883 | 83.9198 | 70.5917 | 352.9587 | 1694.2018 | 3529.5871 | 4235.5045 | 2823.6697 | 1905.977 | 1694.2018
2020 | 3203 | Cedar Falls Utilities | IA | Municipal | . | . | . | . | . | . | . | . | . | . | . |  | 18.254 | 0.245 | 74.5061 | . | . | . | 19377 | N | L | 12.5 | N | [6 empty] | 19377 | 100% |  | 968.85 |  | 2422.125 |  | 1: 3875.4; 3: 4844.25; 5: 3875.4; 7: 1937.7 | 871.965 |  | 581.31
2020 | 3208 | Cedarburg Light & Water Comm | WI | Municipal | . | . | . | . | . | . | . | . | . | . | . |  | 35.85 | 0.04 | 896.25 | . | . | . | 6660 | N | F | 24.9 | N | [6 empty] | 6660 | 100% |  | 333 |  | 832.5 |  | 1: 1332; 3: 1665; 5: 1332; 7: 666 | 299.7 |  | 199.8
2020 | 3222 | Central Alabama Electric Coop | AL | Cooperative | 4386.83 | . | . | 202.56 | . | . | 4365.39 | . | . | 43552 | 24.9 | Y | . | . | . | . | . | . | . |  |  | . |  | 4184.27 |  |  |  | 4184.27 |  | 43552 | 100% | 368.929 | 2177.6 | 737.858 | 5444 | 2213.5741 | 8710.4 | 3689.2902 | 10888 | 5533.9353 | 8710.4 | 7378.5805 | 4355.2 | 11067.8707 | 1959.84 | 14757.1609 | 1306.56 | 803379.84 | 4016899.2 | 19281116.16 | 40168992 | 48202790.4 | 32135193.6 | 21691255.68 | 19281116.16
2020 | 3226 | Central Rural Electric Cooperative, Inc | OK | Cooperative | 2296.62 | 2.976 | 771.7137 | 545.03 | 1.844 | 295.5694 | 2269.02 | 2.742 | 827.5055 | 22083 | 25 | Y | . | . | . | . | . | . | . |  |  | . |  | 1751.59 | 1.132 | 295.5694 | 1547.341 | 1751.59 | 24997.956 | 22083 | 100% | 154.4385 | 1104.15 | 308.877 | 2760.375 | 926.631 | 4416.6 | 1544.385 | 5520.75 | 2316.5775 | 4416.6 | 3088.77 | 2208.3 | 4633.155 | 993.735 | 6177.54 | 662.49 | 170523.271 | 852616.355 | 4092558.5038 | 8526163.5496 | 10231396.2595 | 6820930.8397 | 4604128.3168 | 4092558.5038
2020 | 3245 | Central Florida Elec Coop, Inc | FL | Cooperative | 317.7 | 4.23 | 75.1064 | 196.7 | 3.39 | 58.0236 | 303.67 | 4.058 | 74.8324 | 34255 | 25 | Y | . | . | . | . | . | . | . |  |  | . |  | 121 | 0.84 | 58.0236 | 144.0476 | 144.0476 | 28774.2 | 28774.2 | 84% | 12.7007 | 1438.71 | 25.4015 | 3596.775 | 76.2045 | 5754.84 | 127.0075 | 7193.55 | 190.5112 | 5754.84 | 254.0149 | 2877.42 | 381.0224 | 1294.839 | 508.0298 | 863.226 | 18272.6892 | 91363.446 | 438544.5408 | 913634.46 | 1096361.3519 | 730907.568 | 493362.6084 | 438544.5408
2020 | 3248 | Central Georgia El Member Corp | GA | Cooperative | 106.334 | 1.337 | 79.5318 | 87.003 | 1.126 | 77.2673 | 105.079 | 1.275 | 82.4149 | 58512 | 25 | Y | . | . | . | . | . | . | . |  |  | . |  | 19.331 | 0.211 | 77.2673 | 91.6161 | 91.6161 | 12346.032 | 12346.032 | 21.1% | 8.0778 | 617.3016 | 16.1557 | 1543.254 | 48.467 | 2469.2064 | 80.7784 | 3086.508 | 121.1675 | 2469.2064 | 161.5567 | 1234.6032 | 242.3351 | 555.5714 | 323.1134 | 370.381 | 4986.4606 | 24932.3028 | 119675.0536 | 249323.0284 | 299187.634 | 199458.4227 | 134634.4353 | 119675.0536
2020 | 3249 | Central Hudson Gas & Elec Corp | NY | Investor Owned | . | . | . | . | . | . | . | . | . | . | . |  | 922.8 | 2.15 | 429.2093 | 183.6 | 1.29 | 142.3256 | 309262 | N | F | 34.5 | N | 739.2 | 0.86 | 142.3256 | 859.5349 | 859.5349 | 265965.32 | 265965.32 | 86% | 75.7856 | 13298.266 | 151.5712 | 33245.665 | 454.7135 | 53193.064 | 757.8559 | 66491.33 | 1136.7838 | 53193.064 | 1515.7118 | 26596.532 | 2273.5677 | 11968.4394 | 3031.4235 | 7978.9596 | 1007816.9158 | 5039084.579 | 24187605.9791 | 50390845.7899 | 60469014.9478 | 40312676.6319 | 27211056.7265 | 24187605.9791
2020 | 3250 | Central Electric Membership Corp. - (NC) | NC | Cooperative | 263.382 | . | . | 108.525 | . | . | 263.382 | . | . | 23394 | 25 | Y | . | . | . | . | . | . | . |  |  | . |  | 154.857 |  |  |  | 154.857 |  | 23394 | 100% | 13.6538 | 1169.7 | 27.3076 | 2924.25 | 81.9229 | 4678.8 | 136.5381 | 5848.5 | 204.8072 | 4678.8 | 273.0763 | 2339.4 | 409.6144 | 1052.73 | 546.1525 | 701.82 | 15970.8655 | 79854.3275 | 383300.772 | 798543.2751 | 958251.9301 | 638834.6201 | 431213.3685 | 383300.772
2020 | 3264 | Central Lincoln People's Ut Dt | OR | Political Subdivision | 331.738 | 1.336 | 248.3069 | . | . | . | . | . | . | 40054 | 12 | Y | . | . | . | . | . | . | . |  |  | . | [7 empty] | 40054 | 100% |  | 2002.7 |  | 5006.75 |  | 1: 8010.8; 3: 10013.5; 5: 8010.8; 7: 4005.4 | 1802.43 |  | 1201.62
2020 | 3265 | Cleco Power LLC | LA | Investor Owned | . | . | . | . | . | . | . | . | . | . | . |  | 172.2 | 1.7 | 101.2941 | 161.4 | 1.7 | 94.9412 | 288328 | N | F | 34.5 | Y | 10.8 | 0 | 94.9412 |  |  | 0 | 0 | 0% |  | 0 |  | 0 |  | 1: 0; 3: 0; 5: 0; 7: 0 | 0 |  | 0
2020 | 3266 | Central Maine Power Co | ME | Investor Owned | 1774.8 | 3.74 | 474.5455 | 220.8 | 2.04 | 108.2353 | 1774.8 | 3.74 | 474.5455 | 651000 | 34.5 | N | . | . | . | . | . | . | . |  |  | . |  | 1554 | 1.7 | 108.2353 | 914.1176 | 1554 | 1106700 | 651000 | 100% | 137.0169 | 32550 | 274.0338 | 81375 | 822.1014 | 130200 | 1370.169 | 162750 | 2055.2535 | 130200 | 2740.338 | 65100 | 4110.507 | 29295 | 5480.676 | 19530 | 4459900.0735 | 22299500.3674 | 107037601.7634 | 222995003.6738 | 267594004.4085 | 178396002.939 | 120417301.9838 | 107037601.7634
2020 | 3268 | Central Missouri Elec Coop Inc | MO | Cooperative | 93.2 | 0.999 | 93.2933 | 93.2 | . | . | 92.9 | . | . | 10981 | 25 | N | . | . | . | . | . | . | . |  |  | . |  | 0 |  |  |  | 0 |  | 10981 | 100% | 0 | 549.05 | 0 | 1372.625 | 0 | 2196.2 | 0 | 2745.25 | 0 | 2196.2 | 0 | 1098.1 | 0 | 494.145 | 0 | 329.43 | 0 | 0 | 0 | 0 | 0 | 0 | 0 | 0
2020 | 3273 | Central New Mexico El Coop, Inc | NM | Cooperative | . | . | . | . | . | . | . | . | . | . | . |  | 498.06 | 3.4 | 146.4882 | 302.7 | 2.1 | 144.1429 | 18428 | N | F | 25 | Y | 195.36 | 1.3 | 144.1429 | 150.2769 | 195.36 | 23956.4 | 18428 | 100% | 17.225 | 921.4 | 34.45 | 2303.5 | 103.3499 | 3685.6 | 172.2498 | 4607 | 258.3747 | 3685.6 | 344.4996 | 1842.8 | 516.7494 | 829.26 | 688.9993 | 552.84 | 15871.0981 | 79355.4904 | 380906.3538 | 793554.9037 | 952265.8845 | 634843.923 | 428519.648 | 380906.3538
2020 | 3278 | AEP Texas Central Company | TX | Investor Owned | 515.6 | 1.882 | 273.9639 | 170.1 | 1.474 | 115.4003 | 495.2 | 1.784 | 277.5785 | 869844 | 35 | Y | . | . | . | . | . | . | . |  |  | . |  | 345.5 | 0.408 | 115.4003 | 846.8137 | 846.8137 | 354896.352 | 354896.352 | 40.8% | 74.664 | 17744.8176 | 149.3279 | 44362.044 | 447.9837 | 70979.2704 | 746.6396 | 88724.088 | 1119.9594 | 70979.2704 | 1493.2792 | 35489.6352 | 2239.9187 | 15970.3358 | 2986.5583 | 10646.8906 | 1324898.3189 | 6624491.5944 | 31797559.6532 | 66244915.9442 | 79493899.133 | 52995932.7553 | 35772254.6098 | 31797559.6532
2020 | 3282 | Central Texas Elec Coop, Inc | TX | Cooperative | 132.4 | 1.32 | 100.303 | 106.3 | 1.24 | 85.7258 | 122.1 | 1.05 | 116.2857 | 43207 | 24.9 | Y | . | . | . | . | . | . | . |  |  | . |  | 26.1 | 0.08 | 85.7258 | 326.25 | 326.25 | 3456.56 | 3456.56 | 8% | 28.7656 | 172.828 | 57.5312 | 432.07 | 172.5937 | 691.312 | 287.6561 | 864.14 | 431.4842 | 691.312 | 575.3123 | 345.656 | 862.9684 | 155.5452 | 1150.6245 | 103.6968 | 4971.5035 | 24857.5173 | 119316.0829 | 248575.1727 | 298290.2072 | 198860.1381 | 134230.5932 | 119316.0829
2020 | 3287 | Central Valley Elec Coop, Inc | NM | Cooperative | 244.8 | 1.925 | 127.1688 | 181.463 | 1.689 | 107.4381 | 241.954 | 1.663 | 145.4925 | 14968 | 25 | Y | . | . | . | . | . | . | . |  |  | . |  | 63.337 | 0.236 | 107.4381 | 268.3771 | 268.3771 | 3532.448 | 3532.448 | 23.6% | 23.6629 | 176.6224 | 47.3259 | 441.556 | 141.9776 | 706.4896 | 236.6293 | 883.112 | 354.944 | 706.4896 | 473.2587 | 353.2448 | 709.888 | 158.9602 | 946.5174 | 105.9734 | 4179.4043 | 20897.0217 | 100305.704 | 208970.2166 | 250764.2599 | 167176.1733 | 112843.917 | 100305.704
2020 | 3291 | Central Virginia Electric Coop | VA | Cooperative | 507 | 3.17 | 159.9369 | 322 | 2.32 | 138.7931 | 263 | 2.6 | 101.1539 | 37471 | 24.9 | Y | . | . | . | . | . | . | . |  |  | . |  | 185 | 0.85 | 138.7931 | 217.6471 | 217.6471 | 31850.35 | 31850.35 | 85% | 19.19 | 1592.5175 | 38.3801 | 3981.2937 | 115.1403 | 6370.07 | 191.9004 | 7962.5875 | 287.8506 | 6370.07 | 383.8008 | 3185.035 | 575.7013 | 1433.2658 | 767.6017 | 955.5105 | 30560.4776 | 152802.388 | 733451.4622 | 1528023.8795 | 1833628.6554 | 1222419.1036 | 825132.8949 | 733451.4622
2020 | 3295 | City of Centralia - (WA) | WA | Municipal | 76.781 | 0.451 | 170.2461 | 76.781 | 0.451 | 170.2461 | 76.781 | 0.451 | 170.2461 | 10418 | 12.5 | N | . | . | . | . | . | . | . |  |  | . |  | 0 | 0 | 170.2461 |  |  | 0 | 0 | 0% |  | 0 |  | 0 |  | 1: 0; 3: 0; 5: 0; 7: 0 | 0 |  | 0
2020 | 3329 | Borough of Chambersburg | PA | Municipal | 14.066 | 0.351 | 40.0741 | 14.066 | 0.351 | 40.0741 | . | . | . | 11187 | 12.5 | Y | . | . | . | . | . | . | . |  |  | . |  | 0 | 0 | 40.0741 |  |  | 0 | 0 | 0% |  | 0 |  | 0 |  | 1: 0; 3: 0; 5: 0; 7: 0 | 0 |  | 0
2020 | 3355 | City of Chanute | KS | Municipal | . | . | . | . | . | . | . | . | . | . | . |  | 89.8 | 1.04 | 86.3462 | 5.1 | 0.05 | 102 | 5610 | N | L | 12.5 | N | 84.7 | 0.99 | 102 | 85.5556 | 85.5556 | 5553.9 | 5553.9 | 99% | 7.5435 | 277.695 | 15.0869 | 694.2375 | 45.2608 | 1110.78 | 75.4347 | 1388.475 | 113.1521 | 1110.78 | 150.8695 | 555.39 | 226.3042 | 249.9255 | 301.7389 | 166.617 | 2094.7847 | 10473.9236 | 50274.8332 | 104739.2359 | 125687.083 | 83791.3887 | 56559.1874 | 50274.8332
2020 | 3400 | City of Chaska - (MN) | MN | Municipal | . | . | . | . | . | . | . | . | . | . | . |  | 8.814 | 0.12 | 73.45 | . | . | . | 10618 | Y | F | 8 | N | [6 empty] | 10618 | 100% |  | 530.9 |  | 1327.25 |  | 1: 2123.6; 3: 2654.5; 5: 2123.6; 7: 1061.8 | 477.81 |  | 318.54
2020 | 3408 | City of Chattanooga - (TN) | TN | Municipal | 1192 | 1.47 | 810.8844 | 86 | 0.71 | 121.1268 | . | . | . | 187516 | 46 | Y | . | . | . | . | . | . | . |  |  | . |  | 1106 | 0.76 | 121.1268 | 1455.2632 | 1455.2632 | 142512.16 | 142512.16 | 76% | 128.3112 | 7125.608 | 256.6225 | 17814.02 | 769.8674 | 28502.432 | 1283.1123 | 35628.04 | 1924.6684 | 28502.432 | 2566.2245 | 14251.216 | 3849.3368 | 6413.0472 | 5132.4491 | 4275.3648 | 914295.5004 | 4571477.5018 | 21943092.0088 | 45714775.0184 | 54857730.022 | 36571820.0147 | 24685978.5099 | 21943092.0088
2020 | 3413 | PUD No 1 of Chelan County | WA | Political Subdivision | . | . | . | . | . | . | . | . | . | . | . |  | 55.451 | 0.306 | 181.2124 | . | . | . | 52044 | N | F | 12.5 | N | [6 empty] | 52044 | 100% |  | 2602.2 |  | 6505.5 |  | 1: 10408.8; 3: 13011; 5: 10408.8; 7: 5204.4 | 2341.98 |  | 1561.32
2020 | 3436 | Cherryland Electric Coop Inc | MI | Cooperative | 107.2 | 0.78 | 137.4359 | 70.94 | 0.62 | 114.4193 | 107.2 | 0.78 | 137.4359 | 36919 | 15 | Y | . | . | . | . | . | . | . |  |  | . |  | 36.26 | 0.16 | 114.4194 | 226.625 | 226.625 | 5907.04 | 5907.04 | 16% | 19.9816 | 295.352 | 39.9633 | 738.38 | 119.8898 | 1181.408 | 199.8163 | 1476.76 | 299.7245 | 1181.408 | 399.6326 | 590.704 | 599.4489 | 265.8168 | 799.2652 | 177.2112 | 5901.6147 | 29508.0736 | 141638.7534 | 295080.7362 | 354096.8835 | 236064.589 | 159343.5976 | 141638.7534
2020 | 3461 | Cheyenne Light Fuel & Power d/b/a Black | WY | Investor Owned | 272.221 | 2.403 | 113.2838 | 31.787 | 0.511 | 62.2055 | 272.11 | 2.401 | 113.332 | 43762 | 35 | Y | . | . | . | . | . | . | . |  |  | . |  | 240.434 | 1.892 | 62.2055 | 127.0793 | 240.434 | 82797.704 | 43762 | 100% | 21.1992 | 2188.1 | 42.3984 | 5470.25 | 127.1951 | 8752.4 | 211.9918 | 10940.5 | 317.9877 | 8752.4 | 423.9835 | 4376.2 | 635.9753 | 1969.29 | 847.9671 | 1312.86 | 46385.9194 | 231929.5968 | 1113262.0646 | 2319295.968 | 2783155.1616 | 1855436.7744 | 1252419.8227 | 1113262.0646
2020 | 3470 | Cherokee County Elec Coop Assn | TX | Cooperative | . | . | . | . | . | . | . | . | . | . | . |  | 390 | 2.39 | 163.1799 | . | . | . | 21375 | N | L | 25 | Y | [6 empty] | 21375 | 100% |  | 1068.75 |  | 2671.875 |  | 1: 4275; 3: 5343.75; 5: 4275; 7: 2137.5 | 961.875 |  | 641.25
2020 | 3477 | City of Chicopee - (MA) | MA | Municipal | 226.16 | 0.381 | 593.5958 | . | . | . | . | . | . | 25982 | 13.8 | Y | . | . | . | . | . | . | . |  |  | . | [7 empty] | 25982 | 100% |  | 1299.1 |  | 3247.75 |  | 1: 5196.4; 3: 6495.5; 5: 5196.4; 7: 2598.2 | 1169.19 |  | 779.46
2020 | 3478 | Cimarron Electric Coop | OK | Cooperative | 2843.2 | 2.447 | 1161.9125 | 58.5 | 0.505 | 115.8416 | 2839.1 | 2.42 | 1173.1818 | 18307 | 24.9 | N | . | . | . | . | . | . | . |  |  | . |  | 2784.7 | 1.942 | 115.8416 | 1433.9341 | 2784.7 | 35552.194 | 18307 | 100% | 245.5283 | 915.35 | 491.0566 | 2288.375 | 1473.1697 | 3661.4 | 2455.2829 | 4576.75 | 3682.9243 | 3661.4 | 4910.5658 | 1830.7 | 7365.8486 | 823.815 | 9821.1315 | 549.21 | 224744.3184 | 1123721.5922 | 5393863.6426 | 11237215.9221 | 13484659.1065 | 8989772.7377 | 6068096.5979 | 5393863.6426
2020 | 3502 | Choctawhatche Elec Coop, Inc | FL | Cooperative | 259.216 | 1.89 | 137.1513 | 69.95 | 1.12 | 62.4554 | 248.463 | 1.678 | 148.0709 | 54917 | 12.5 | Y | . | . | . | . | . | . | . |  |  | . |  | 189.266 | 0.77 | 62.4554 | 245.8 | 245.8 | 42286.09 | 42286.09 | 77% | 21.6723 | 2114.3045 | 43.3446 | 5285.7612 | 130.0338 | 8457.218 | 216.723 | 10571.5225 | 325.0845 | 8457.218 | 433.446 | 4228.609 | 650.169 | 1902.874 | 866.892 | 1268.5827 | 45821.8409 | 229109.2047 | 1099724.1828 | 2291092.0475 | 2749310.457 | 1832873.638 | 1237189.7056 | 1099724.1828
2020 | 3503 | Choptank Electric Cooperative, Inc | MD | Cooperative | 225.6 | 1.55 | 145.5484 | 88 | 1.04 | 84.6154 | 81.5 | 0.81 | 100.6173 | 55188 | 25 | Y | . | . | . | . | . | . | . |  |  | . |  | 137.6 | 0.51 | 84.6154 | 269.8039 | 269.8039 | 28145.88 | 28145.88 | 51% | 23.7887 | 1407.294 | 47.5775 | 3518.235 | 142.7324 | 5629.176 | 237.8874 | 7036.47 | 356.831 | 5629.176 | 475.7747 | 2814.588 | 713.6621 | 1266.5646 | 951.5495 | 844.3764 | 33477.7464 | 167388.7318 | 803465.9127 | 1673887.3181 | 2008664.7818 | 1339109.8545 | 903899.1518 | 803465.9127
2020 | 3522 | Chugach Electric Assn Inc | AK | Cooperative | 113.02 | 0.86 | 131.4186 | . | . | . | . | . | . | 89624 | . | Y | . | . | . | . | . | . | . |  |  | . | [7 empty] | 89624 | 100% |  | 4481.2 |  | 11203 |  | 1: 17924.8; 3: 22406; 5: 17924.8; 7: 8962.4 | 4033.08 |  | 2688.72
2020 | 3527 | Choctaw Electric Coop Inc | OK | Cooperative | . | . | . | . | . | . | . | . | . | . | . |  | 1066.6 | 4.046 | 263.6184 | . | . | . | 19401 | N | F | 14.4 | N | [6 empty] | 19401 | 100% |  | 970.05 |  | 2425.125 |  | 1: 3880.2; 3: 4850.25; 5: 3880.2; 7: 1940.1 | 873.045 |  | 582.03
2020 | 3542 | Duke Energy Ohio Inc | OH | Investor Owned | 211.93 | 1.13 | 187.5487 | 106.41 | 0.92 | 115.663 | 196.61 | 0.95 | 206.9579 | 761530 | 34.5 | Y | . | . | . | . | . | . | . |  |  | . |  | 105.52 | 0.21 | 115.663 | 502.4762 | 502.4762 | 159921.3 | 159921.3 | 21% | 44.3036 | 7996.065 | 88.6071 | 19990.1625 | 265.8213 | 31984.26 | 443.0356 | 39980.325 | 664.5534 | 31984.26 | 886.0712 | 15992.13 | 1329.1067 | 7196.4585 | 1772.1423 | 4797.639 | 354254.132 | 1771270.6598 | 8502099.1671 | 17712706.5981 | 21255247.9177 | 14170165.2785 | 9564861.563 | 8502099.1671
2020 | 3597 | Citizens Electric Co - (PA) | PA | Investor Owned | . | . | . | . | . | . | . | . | . | . | . |  | 181.013 | 1.271 | 142.4178 | 6.905 | 0.08 | 86.3125 | 7045 | N | F | 12.5 | N | 174.108 | 1.191 | 86.3125 | 146.1864 | 174.108 | 8390.595 | 7045 | 100% | 15.3512 | 352.25 | 30.7024 | 880.625 | 92.1071 | 1409 | 153.5118 | 1761.25 | 230.2677 | 1409 | 307.0237 | 704.5 | 460.5355 | 317.025 | 614.0473 | 211.35 | 5407.4542 | 27037.271 | 129778.9007 | 270372.7098 | 324447.2517 | 216298.1678 | 146001.2633 | 129778.9007
2020 | 3600 | Citizens Electric Corporation - (MO) | MO | Cooperative | 72.616 | 0.748 | 97.0802 | 72.616 | 0.748 | 97.0802 | 72.616 | 0.748 | 97.0802 | 27321 | 13.2 | Y | . | . | . | . | . | . | . |  |  | . |  | 0 | 0 | 97.0802 |  |  | 0 | 0 | 0% |  | 0 |  | 0 |  | 1: 0; 3: 0; 5: 0; 7: 0 | 0 |  | 0
2020 | 3644 | PUD No 1 of Clallam County | WA | Political Subdivision | . | . | . | . | . | . | . | . | . | . | . |  | 250 | 0.98 | 255.102 | 102 | 0.49 | 208.1633 | 32407 | N | L | 34 | Y | 148 | 0.49 | 208.1633 | 302.0408 | 302.0408 | 15879.43 | 15879.43 | 49% | 26.6311 | 793.9715 | 53.2622 | 1984.9288 | 159.7865 | 3175.886 | 266.3108 | 3969.8575 | 399.4662 | 3175.886 | 532.6216 | 1587.943 | 798.9324 | 714.5743 | 1065.2431 | 476.3829 | 21144.3174 | 105721.5871 | 507463.6179 | 1057215.8707 | 1268659.0448 | 845772.6965 | 570896.5702 | 507463.6179
2020 | 3647 | City of Claremore | OK | Municipal | 294.206 | 3.134 | 93.8756 | 95.728 | 2.124 | 45.0697 | . | . | . | 12598 | 13.2 | N | . | . | . | . | . | . | . |  |  | . |  | 198.478 | 1.01 | 45.0697 | 196.5129 | 198.478 | 12723.98 | 12598 | 100% | 17.4999 | 629.9 | 34.9998 | 1574.75 | 104.9994 | 2519.6 | 174.999 | 3149.5 | 262.4985 | 2519.6 | 349.9979 | 1259.8 | 524.9969 | 566.91 | 699.9959 | 377.94 | 11023.1852 | 55115.926 | 264556.4449 | 551159.2602 | 661391.1123 | 440927.4082 | 297626.0005 | 264556.4449
2020 | 3660 | PUD No 1 of Clark County - (WA) | WA | Political Subdivision | 120.75 | 0.726 | 166.3223 | 41.07 | 0.536 | 76.6231 | 118.72 | 0.665 | 178.5263 | 213948 | 12.5 | Y | . | . | . | . | . | . | . |  |  | . |  | 79.68 | 0.19 | 76.6231 | 419.3684 | 419.3684 | 40650.12 | 40650.12 | 19% | 36.9759 | 2032.506 | 73.9518 | 5081.265 | 221.8554 | 8130.024 | 369.7591 | 10162.53 | 554.6386 | 8130.024 | 739.5182 | 4065.012 | 1109.2772 | 1829.2554 | 1479.0363 | 1219.5036 | 75153.7545 | 375768.7724 | 1803690.1074 | 3757687.7237 | 4509225.2685 | 3006150.179 | 2029151.3708 | 1803690.1074
2020 | 3687 | Clark Energy Coop Inc - (KY) | KY | Cooperative | 221.546 | 1.632 | 135.7512 | 176.307 | 1.456 | 121.09 | 208.251 | 1.422 | 146.4494 | 26921 | 25 | Y | . | . | . | . | . | . | . |  |  | . |  | 45.239 | 0.176 | 121.09 | 257.0398 | 257.0398 | 4738.096 | 4738.096 | 17.6% | 22.6633 | 236.9048 | 45.3266 | 592.262 | 135.9799 | 947.6192 | 226.6332 | 1184.524 | 339.9497 | 947.6192 | 453.2663 | 473.8096 | 679.8995 | 213.2143 | 906.5326 | 142.1429 | 5369.0483 | 26845.2414 | 128857.1588 | 268452.4142 | 322142.897 | 214761.9313 | 144964.3037 | 128857.1588
2020 | 3704 | City of Clarksville - (TN) | TN | Municipal | 189.72 | 1.91 | 99.3298 | 99.22 | 1.27 | 78.126 | . | . | . | 71788 | 12.5 | Y | . | . | . | . | . | . | . |  |  | . |  | 90.5 | 0.64 | 78.126 | 141.4062 | 141.4062 | 45944.32 | 45944.32 | 64% | 12.4679 | 2297.216 | 24.9357 | 5743.04 | 74.8071 | 9188.864 | 124.6785 | 11486.08 | 187.0178 | 9188.864 | 249.3571 | 4594.432 | 374.0356 | 2067.4944 | 498.7142 | 1378.3296 | 28641.3549 | 143206.7744 | 687392.5173 | 1432067.7443 | 1718481.2932 | 1145654.1954 | 773316.5819 | 687392.5173
2020 | 3712 | Clay County Electric Coop Corp | AR | Cooperative | . | . | . | . | . | . | . | . | . | . | . |  | 233.271 | 2.249 | 103.7221 | 232.855 | 2.243 | 103.8141 | 12695 | N | L | 14.4 | Y | 0.416 | 0.006 | 103.8141 | 69.3333 | 69.3333 | 76.17 | 76.17 | 0.6% | 6.1132 | 3.8085 | 12.2263 | 9.5213 | 36.6789 | 15.234 | 61.1315 | 19.0425 | 91.6973 | 15.234 | 122.263 | 7.617 | 183.3946 | 3.4277 | 244.5261 | 2.2851 | 23.2819 | 116.4097 | 558.7666 | 1164.097 | 1396.9164 | 931.2776 | 628.6124 | 558.7666
2020 | 3712 | Clay County Electric Coop Corp | MO | Cooperative | . | . | . | . | . | . | . | . | . | . | . |  | 6.4 | 0.566 | 11.3074 | 6.4 | 0.566 | 11.3074 | 53 | N | L | 14.4 | Y | 0 | 0 | 11.3074 |  |  | 0 | 0 | 0% |  | 0 |  | 0 |  | 1: 0; 3: 0; 5: 0; 7: 0 | 0 |  | 0
2020 | 3755 | Cleveland Electric Illum Co | OH | Investor Owned | 543.145 | 1.575 | 344.854 | 114.163 | 0.972 | 117.4517 | 498.588 | 1.374 | 362.8734 | 735260 | 36 | Y | . | . | . | . | . | . | . |  |  | . |  | 428.982 | 0.603 | 117.4516 | 711.4129 | 711.4129 | 443361.78 | 443361.78 | 60.3% | 62.7256 | 22168.089 | 125.4512 | 55420.2225 | 376.3536 | 88672.356 | 627.2561 | 110840.445 | 940.8841 | 88672.356 | 1254.5122 | 44336.178 | 1881.7682 | 19951.2801 | 2509.0243 | 13300.8534 | 1390506.8567 | 6952534.2833 | 33372164.5599 | 69525342.8332 | 83430411.3999 | 55620274.2666 | 37543685.1299 | 33372164.5599
2020 | 3757 | Clay Electric Cooperative, Inc | FL | Cooperative | 683 | 4.76 | 143.4874 | 264.5 | 3.25 | 81.3846 | 576.15 | 3.41 | 168.9589 | 179311 | 25 | N | . | . | . | . | . | . | . |  |  | . |  | 418.5 | 1.51 | 81.3846 | 277.1523 | 418.5 | 270759.61 | 179311 | 100% | 36.8993 | 8965.55 | 73.7987 | 22413.875 | 221.396 | 35862.2 | 368.9934 | 44827.75 | 553.4901 | 35862.2 | 737.9868 | 17931.1 | 1106.9802 | 8068.995 | 1475.9735 | 5379.33 | 330822.8663 | 1654114.3314 | 7939748.7906 | 16541143.3137 | 19849371.9765 | 13232914.651 | 8932217.3894 | 7939748.7906
2020 | 3758 | City of Cleveland - (TN) | TN | Municipal | 131.53 | 2.051 | 64.1297 | 68.076 | 0.98 | 69.4653 | 131.53 | 2.051 | 64.1297 | 32163 | 13.2 | N | . | . | . | . | . | . | . |  |  | . |  | 63.454 | 1.071 | 69.4653 | 59.2474 | 63.454 | 34446.573 | 32163 | 100% | 5.5948 | 1608.15 | 11.1895 | 4020.375 | 33.5686 | 6432.6 | 55.9477 | 8040.75 | 83.9215 | 6432.6 | 111.8954 | 3216.3 | 167.8431 | 1447.335 | 223.7907 | 964.89 | 8997.227 | 44986.1352 | 215933.4491 | 449861.3524 | 539833.6229 | 359889.0819 | 242925.1303 | 215933.4491
2020 | 3762 | City of Cleveland - (OH) | OH | Municipal | 145.101 | 1.307 | 111.0184 | 145.101 | 1.307 | 111.0184 | . | . | . | 74400 | 13.8 | Y | . | . | . | . | . | . | . |  |  | . |  | 0 | 0 | 111.0184 |  |  | 0 | 0 | 0% |  | 0 |  | 0 |  | 1: 0; 3: 0; 5: 0; 7: 0 | 0 |  | 0
2020 | 3812 | City of Clinton - (TN) | TN | Municipal | 103.9 | 1.291 | 80.4802 | 102.6 | 1.281 | 80.0937 | 103.5 | 1.22 | 84.8361 | 29472 | 13 | Y | . | . | . | . | . | . | . |  |  | . |  | 1.3 | 0.01 | 80.0937 | 130 | 130 | 294.72 | 294.72 | 1% | 11.4622 | 14.736 | 22.9243 | 36.84 | 68.773 | 58.944 | 114.6216 | 73.68 | 171.9324 | 58.944 | 229.2432 | 29.472 | 343.8648 | 13.2624 | 458.4864 | 8.8416 | 168.9064 | 844.532 | 4053.7534 | 8445.3196 | 10134.3835 | 6756.2557 | 4560.4726 | 4053.7534
2020 | 3828 | Cloverland Electric Co-op | MI | Cooperative | 437.3 | 2.76 | 158.442 | 334.8 | 2.68 | 124.9254 | 418.7 | 2.54 | 164.8425 | 43156 | 24.9 | Y | . | . | . | . | . | . | . |  |  | . |  | 102.5 | 0.08 | 124.9254 | 1281.25 | 1281.25 | 3452.48 | 3452.48 | 8% | 112.9684 | 172.624 | 225.9368 | 431.56 | 677.8104 | 690.496 | 1129.6841 | 863.12 | 1694.5261 | 690.496 | 2259.3681 | 345.248 | 3389.0522 | 155.3616 | 4518.7362 | 103.5744 | 19501.058 | 97505.2902 | 468025.3931 | 975052.9023 | 1170063.4827 | 780042.3218 | 526528.5672 | 468025.3931
2020 | 3841 | Coast Electric Power Assn | MS | Cooperative | 4385.07 | 3.34 | 1312.8952 | 84.05 | 1.18 | 71.2288 | 4385.07 | 3.34 | 1312.8952 | 84605 | 14.4 | Y | . | . | . | . | . | . | . |  |  | . |  | 4301.02 | 2.16 | 71.2288 | 1991.213 | 4301.02 | 182746.8 | 84605 | 100% | 379.2229 | 4230.25 | 758.4458 | 10575.625 | 2275.3375 | 16921 | 3792.2292 | 21151.25 | 5688.3439 | 16921 | 7584.4585 | 8460.5 | 11376.6877 | 3807.225 | 15168.917 | 2538.15 | 1604207.7756 | 8021038.878 | 38500986.6145 | 80210388.7803 | 96252466.5364 | 64168311.0242 | 43313609.9414 | 38500986.6145
2020 | 3843 | Coastal Electric Member Corp | GA | Cooperative | 296.6 | 2.31 | 128.3983 | 129.9 | 1.7 | 76.4118 | 296.6 | 2.31 | 128.3983 | 20850 | 25 | Y | . | . | . | . | . | . | . |  |  | . |  | 166.7 | 0.61 | 76.4118 | 273.2787 | 273.2787 | 12718.5 | 12718.5 | 61% | 24.0951 | 635.925 | 48.1902 | 1589.8125 | 144.5707 | 2543.7 | 240.9511 | 3179.625 | 361.4266 | 2543.7 | 481.9022 | 1271.85 | 722.8533 | 572.3325 | 963.8043 | 381.555 | 15322.6819 | 76613.4093 | 367744.3644 | 766134.0926 | 919360.9111 | 612907.2741 | 413712.41 | 367744.3644
2020 | 3855 | Columbia Power System | TN | Municipal | 988.586 | 2.848 | 347.1159 | 875.42 | 2.662 | 328.858 | . | . | . | 31769 | 15 | Y | . | . | . | . | . | . | . |  |  | . |  | 113.166 | 0.186 | 328.858 | 608.4194 | 608.4194 | 5909.034 | 5909.034 | 18.6% | 53.6446 | 295.4517 | 107.2892 | 738.6292 | 321.8677 | 1181.8068 | 536.4462 | 1477.2585 | 804.6692 | 1181.8068 | 1072.8923 | 590.9034 | 1609.3385 | 265.9065 | 2145.7846 | 177.271 | 15849.393 | 79246.9652 | 380385.4329 | 792469.6519 | 950963.5822 | 633975.7215 | 427933.612 | 380385.4329
2020 | 3892 | City of Coffeyville - (KS) | KS | Municipal | 8.352 | 0.075 | 111.36 | 8.352 | 0.075 | 111.36 | . | . | . | 6072 | 69 | N | . | . | . | . | . | . | . |  |  | . |  | 0 | 0 | 111.36 |  |  | 0 | 0 | 0% |  | 0 |  | 0 |  | 1: 0; 3: 0; 5: 0; 7: 0 | 0 |  | 0
2020 | 3915 | Coldwater Board of Public Util | MI | Municipal | 159.098 | 1.096 | 145.1624 | 34.153 | 0.307 | 111.2476 | 159.098 | 1.096 | 145.1624 | 7009 | 13.8 | Y | . | . | . | . | . | . | . |  |  | . |  | 124.945 | 0.789 | 111.2476 | 158.3587 | 158.3587 | 5530.101 | 5530.101 | 78.9% | 13.9626 | 276.505 | 27.9251 | 691.2626 | 83.7753 | 1106.0202 | 139.6256 | 1382.5252 | 209.4384 | 1106.0202 | 279.2512 | 553.0101 | 418.8767 | 248.8545 | 558.5023 | 165.903 | 3860.7179 | 19303.5894 | 92657.229 | 193035.8938 | 231643.0726 | 154428.7151 | 104239.3827 | 92657.229
2020 | 3916 | Cobb Electric Membership Corp | GA | Cooperative | 375.61 | 0.82 | 458.061 | 33.8 | 0.49 | 68.9796 | 375.61 | 0.82 | 458.061 | 208161 | 20 | Y | . | . | . | . | . | . | . |  |  | . |  | 341.81 | 0.33 | 68.9796 | 1035.7879 | 1035.7879 | 68693.13 | 68693.13 | 33% | 91.3259 | 3434.6565 | 182.6518 | 8586.6413 | 547.9554 | 13738.626 | 913.259 | 17173.2825 | 1369.8885 | 13738.626 | 1826.5179 | 6869.313 | 2739.7769 | 3091.1908 | 3653.0359 | 2060.7939 | 313673.0848 | 1568365.4242 | 7528154.036 | 15683654.2417 | 18820385.0901 | 12546923.3934 | 8469173.2905 | 7528154.036
2020 | 3940 | City of College Station - (TX) | TX | Municipal | 48 | 0.719 | 66.7594 | 34.5 | 0.511 | 67.5147 | 48 | 0.719 | 66.7594 | 43830 | 15 | Y | . | . | . | . | . | . | . |  |  | . |  | 13.5 | 0.208 | 67.5147 | 64.9038 | 64.9038 | 9116.64 | 9116.64 | 20.8% | 5.7226 | 455.832 | 11.4452 | 1139.58 | 34.3356 | 1823.328 | 57.226 | 2279.16 | 85.839 | 1823.328 | 114.452 | 911.664 | 171.6781 | 410.2488 | 228.9041 | 273.4992 | 2608.5452 | 13042.7259 | 62605.0845 | 130427.2594 | 156512.7112 | 104341.8075 | 70430.7201 | 62605.0845
2020 | 3989 | City of Colorado Springs - (CO) | CO | Municipal | 53.85 | 0.93 | 57.9032 | 53.85 | 0.93 | 57.9032 | 53.85 | 0.93 | 57.9032 | 265723 | 34.5 | Y | . | . | . | . | . | . | . |  |  | . |  | 0 | 0 | 57.9032 |  |  | 0 | 0 | 0% |  | 0 |  | 0 |  | 1: 0; 3: 0; 5: 0; 7: 0 | 0 |  | 0
2020 | 4041 | Columbia Rural Elec Assn, Inc | WA | Cooperative | 313.421 | 2.609 | 120.1307 | 233.839 | 2.199 | 106.3388 | 241.775 | 1.887 | 128.1267 | 5736 | 24.9 | Y | . | . | . | . | . | . | . |  |  | . |  | 79.582 | 0.41 | 106.3388 | 194.1024 | 194.1024 | 2351.76 | 2351.76 | 41% | 17.1141 | 117.588 | 34.2282 | 293.97 | 102.6846 | 470.352 | 171.141 | 587.94 | 256.7115 | 470.352 | 342.282 | 235.176 | 513.4231 | 105.8292 | 684.5641 | 70.5528 | 2012.413 | 10062.0651 | 48297.9123 | 100620.6507 | 120744.7808 | 80496.5206 | 54335.1514 | 48297.9123
2020 | 4045 | City of Columbia - (MO) | MO | Municipal | 77.897 | 1.169 | 66.6356 | 56.769 | 1.04 | 54.5856 | 77.897 | 1.169 | 66.6356 | 51625 | 69 | N | . | . | . | . | . | . | . |  |  | . |  | 21.128 | 0.129 | 54.5856 | 163.7829 | 163.7829 | 6659.625 | 6659.625 | 12.9% | 14.4408 | 332.9812 | 28.8816 | 832.4531 | 86.6449 | 1331.925 | 144.4082 | 1664.9062 | 216.6123 | 1331.925 | 288.8164 | 665.9625 | 433.2245 | 299.6831 | 577.6327 | 199.7887 | 4808.5217 | 24042.6084 | 115404.5202 | 240426.0838 | 288511.3005 | 192340.867 | 129830.0852 | 115404.5202
2020 | 4063 | Co-Mo Electric Coop Inc | MO | Cooperative | 113.1 | 0.94 | 120.3191 | 88.6 | 0.814 | 108.8452 | 104.3 | 0.851 | 122.5617 | 32037 | 25 | Y | . | . | . | . | . | . | . |  |  | . |  | 24.5 | 0.126 | 108.8452 | 194.4444 | 194.4444 | 4036.662 | 4036.662 | 12.6% | 17.1443 | 201.8331 | 34.2885 | 504.5827 | 102.8655 | 807.3324 | 171.4426 | 1009.1655 | 257.1639 | 807.3324 | 342.8851 | 403.6662 | 514.3277 | 181.6498 | 685.7703 | 121.0999 | 3460.2785 | 17301.3924 | 83046.6833 | 173013.9236 | 207616.7083 | 138411.1389 | 93427.5187 | 83046.6833
2020 | 4065 | City of Columbus - (OH) | OH | Municipal | 216.07 | 2.35 | 91.9447 | 216.07 | 2.35 | 91.9447 | 216.07 | 2.35 | 91.9447 | 15801 | 14.4 | Y | . | . | . | . | . | . | . |  |  | . |  | 0 | 0 | 91.9447 |  |  | 0 | 0 | 0% |  | 0 |  | 0 |  | 1: 0; 3: 0; 5: 0; 7: 0 | 0 |  | 0
2020 | 4068 | City of Columbus - (MS) | MS | Municipal | 152.617 | 1.164 | 131.1143 | 28.662 | 0.497 | 57.67 | . | . | . | 12752 | 13 | N | . | . | . | . | . | . | . |  |  | . |  | 123.955 | 0.667 | 57.67 | 185.8396 | 185.8396 | 8505.584 | 8505.584 | 66.7% | 16.3856 | 425.2792 | 32.7711 | 1063.198 | 98.3134 | 1701.1168 | 163.8556 | 2126.396 | 245.7834 | 1701.1168 | 327.7112 | 850.5584 | 491.5669 | 382.7513 | 655.4225 | 255.1675 | 6968.4386 | 34842.1931 | 167242.5268 | 348421.9309 | 418106.3171 | 278737.5447 | 188147.8427 | 167242.5268
2020 | 4110 | Commonwealth Edison Co | IL | Investor Owned | 341.1 | 0.83 | 410.9639 | 39.95 | 0.55 | 72.6364 | 333.65 | 0.81 | 411.9136 | 4153856 | 34 | Y | . | . | . | . | . | . | . |  |  | . |  | 301.15 | 0.28 | 72.6364 | 1075.5357 | 1075.5357 | 1163079.68 | 1163079.68 | 28% | 94.8305 | 58153.984 | 189.661 | 145384.96 | 568.9829 | 232615.936 | 948.3048 | 290769.92 | 1422.4572 | 232615.936 | 1896.6096 | 116307.968 | 2844.9145 | 52338.5856 | 3793.2193 | 34892.3904 | 5514770.3206 | 27573851.6032 | 132354487.6955 | 275738516.0323 | 330886219.2388 | 220590812.8259 | 148898798.6575 | 132354487.6955
2020 | 4146 | Concho Valley Elec Coop Inc | TX | Cooperative | 473.7 | 3.88 | 122.0876 | 473.7 | 3.88 | 122.0876 | 355.1 | 2.5 | 142.04 | 15193 | 24.9 | Y | . | . | . | . | . | . | . |  |  | . |  | 0 | 0 | 122.0876 |  |  | 0 | 0 | 0% |  | 0 |  | 0 |  | 1: 0; 3: 0; 5: 0; 7: 0 | 0 |  | 0
2020 | 4150 | City of Concord - (NC) | NC | Municipal | 21.5 | 0.38 | 56.5789 | 21.5 | 0.38 | 56.5789 | 21.5 | 0.38 | 56.5789 | 32736 | 13.2 | N | . | . | . | . | . | . | . |  |  | . |  | 0 | 0 | 56.5789 |  |  | 0 | 0 | 0% |  | 0 |  | 0 |  | 1: 0; 3: 0; 5: 0; 7: 0 | 0 |  | 0
2020 | 4176 | Connecticut Light & Power Co | CT | Investor Owned | 3117.21 | 2.01 | 1550.8507 | 69.68 | 0.69 | 100.9855 | 3115.8 | 1.99 | 1565.7286 | 1281157 | 34.5 | Y | . | . | . | . | . | . | . |  |  | . |  | 3047.53 | 1.32 | 100.9855 | 2308.7348 | 3047.53 | 1691127.24 | 1281157 | 100% | 268.7021 | 64057.85 | 537.4043 | 160144.625 | 1612.2128 | 256231.4 | 2687.0213 | 320289.25 | 4030.532 | 256231.4 | 5374.0426 | 128115.7 | 8061.0639 | 57652.065 | 10748.0852 | 38434.71 | 17212480.7886 | 86062403.9429 | 413099538.926 | 860624039.4291 | 1032748847.3149 | 688499231.5433 | 464736981.2917 | 413099538.926
2020 | 4226 | Consolidated Edison Co-NY Inc | NY | Investor Owned | . | . | . | . | . | . | . | . | . | . | . |  | 358.99 | 0.318 | 1128.8994 | 21.51 | 0.185 | 116.2703 | 3535450 | N | F | 33 | N | 337.48 | 0.133 | 116.2703 | 2537.4436 | 2537.4436 | 470214.85 | 470214.85 | 13.3% | 223.7276 | 23510.7425 | 447.4552 | 58776.8562 | 1342.3655 | 94042.97 | 2237.2758 | 117553.7125 | 3355.9137 | 94042.97 | 4474.5516 | 47021.485 | 6711.8273 | 21159.6682 | 8949.1031 | 14106.4455 | 5260001.4666 | 26300007.3328 | 126240035.1976 | 263000073.3284 | 315600087.9941 | 210400058.6627 | 142020039.5974 | 126240035.1976
2020 | 4237 | Consolidated Electric Coop | MO | Cooperative | 150.22 | 1.17 | 128.3932 | 88.86 | 0.91 | 97.6484 | 146.3 | 0.99 | 147.7778 | 8131 | 12.5 | Y | . | . | . | . | . | . | . |  |  | . |  | 61.36 | 0.26 | 97.6484 | 236 | 236 | 2114.06 | 2114.06 | 26% | 20.8082 | 105.703 | 41.6165 | 264.2575 | 124.8494 | 422.812 | 208.0823 | 528.515 | 312.1234 | 422.812 | 416.1646 | 211.406 | 624.2469 | 95.1327 | 832.3292 | 63.4218 | 2199.4923 | 10997.4613 | 52787.8141 | 109974.6128 | 131969.5353 | 87979.6902 | 59386.2909 | 52787.8141
2020 | 4254 | Consumers Energy Co | MI | Investor Owned | 510.3 | 1.348 | 378.5608 | 194.7 | 1.034 | 188.2979 | 507.8 | 1.327 | 382.6677 | 1843992 | 14.4 | Y | . | . | . | . | . | . | . |  |  | . |  | 315.6 | 0.314 | 188.2979 | 1005.0955 | 1005.0955 | 579013.488 | 579013.488 | 31.4% | 88.6197 | 28950.6744 | 177.2395 | 72376.686 | 531.7184 | 115802.6976 | 886.1974 | 144753.372 | 1329.2961 | 115802.6976 | 1772.3948 | 57901.3488 | 2658.5922 | 26055.607 | 3544.7896 | 17370.4046 | 2565601.2132 | 12828006.0661 | 61574429.1174 | 128280060.6613 | 153936072.7935 | 102624048.529 | 69271232.7571 | 61574429.1174
2020 | 4262 | Cooke County Elec Coop Assn | TX | Cooperative | 372.7 | 1.8 | 207.0556 | 96.8 | 0.35 | 276.5714 | 372.67 | 1.76 | 211.7443 | 16641 | 7.2 | Y | . | . | . | . | . | . | . |  |  | . |  | 275.9 | 1.45 | 276.5714 | 190.2759 | 275.9 | 24129.45 | 16641 | 100% | 24.3262 | 832.05 | 48.6525 | 2080.125 | 145.9574 | 3328.2 | 243.2623 | 4160.25 | 364.8935 | 3328.2 | 486.5246 | 1664.1 | 729.7869 | 748.845 | 973.0492 | 499.23 | 20240.6403 | 101203.2013 | 485775.3663 | 1012032.0132 | 1214438.4159 | 809625.6106 | 546497.2871 | 485775.3663
2020 | 4265 | Continental Divide El Coop Inc | NM | Cooperative | . | . | . | . | . | . | . | . | . | . | . |  | 146.01 | . | . | 79.72 | . | . | 24559 | N | F | 25 | N | 66.29 |  |  |  | 66.29 |  | 24559 | 100% | 5.8448 | 1227.95 | 11.6896 | 3069.875 | 35.0689 | 4911.8 | 58.4482 | 6139.75 | 87.6723 | 4911.8 | 116.8964 | 2455.9 | 175.3446 | 1105.155 | 233.7928 | 736.77 | 7177.1467 | 35885.7335 | 172251.5208 | 358857.335 | 430628.8021 | 287085.868 | 193782.9609 | 172251.5208
2020 | 4280 | Conway Corporation | AR | Municipal | 68.279 | 0.68 | 100.4103 | 68.279 | 0.68 | 100.4103 | . | . | . | 31510 | 13.8 | N | . | . | . | . | . | . | . |  |  | . |  | 0 | 0 | 100.4103 |  |  | 0 | 0 | 0% |  | 0 |  | 0 |  | 1: 0; 3: 0; 5: 0; 7: 0 | 0 |  | 0
2020 | 4296 | Cookson Hills Elec Coop, Inc | OK | Cooperative | 653.06 | 1.221 | 534.8567 | 143.793 | 0.969 | 148.3932 | 618.96 | 1.046 | 591.74 | 18017 | 13.2 | Y | . | . | . | . | . | . | . |  |  | . |  | 509.267 | 0.252 | 148.3932 | 2020.9008 | 2020.9008 | 4540.284 | 4540.284 | 25.2% | 178.1838 | 227.0142 | 356.3675 | 567.5355 | 1069.1026 | 908.0568 | 1781.8376 | 1135.071 | 2672.7564 | 908.0568 | 3563.6752 | 454.0284 | 5345.5128 | 204.3128 | 7127.3503 | 136.2085 | 40450.2434 | 202251.2169 | 970805.841 | 2022512.1688 | 2427014.6025 | 1618009.735 | 1092156.5711 | 970805.841
2020 | 4317 | Coos-Curry Electric Coop, Inc | OR | Cooperative | 136.67 | 0.75 | 182.2267 | 74.59 | 0.61 | 122.2787 | 129.58 | 0.71 | 182.507 | 18405 | 24.9 | N | . | . | . | . | . | . | . |  |  | . |  | 62.08 | 0.14 | 122.2787 | 443.4286 | 443.4286 | 2576.7 | 2576.7 | 14% | 39.0973 | 128.835 | 78.1946 | 322.0875 | 234.5838 | 515.34 | 390.973 | 644.175 | 586.4595 | 515.34 | 781.946 | 257.67 | 1172.9191 | 115.9515 | 1563.8921 | 77.301 | 5037.101 | 25185.5048 | 120890.4229 | 251855.0478 | 302226.0573 | 201484.0382 | 136001.7258 | 120890.4229
2020 | 4327 | Coosa Valley Electric Coop Inc | AL | Cooperative | 1492.63 | 3.5 | 426.4657 | 160.1 | 1.77 | 90.452 | 1485.06 | 3.46 | 429.2081 | 17299 | 24.9 | N | . | . | . | . | . | . | . |  |  | . |  | 1332.53 | 1.73 | 90.452 | 770.2486 | 1332.53 | 29927.27 | 17299 | 100% | 117.4898 | 864.95 | 234.9796 | 2162.375 | 704.9387 | 3459.8 | 1174.8979 | 4324.75 | 1762.3468 | 3459.8 | 2349.7957 | 1729.9 | 3524.6936 | 778.455 | 4699.5915 | 518.97 | 101622.7912 | 508113.956 | 2438946.9887 | 5081139.5599 | 6097367.4719 | 4064911.6479 | 2743815.3623 | 2438946.9887
2020 | 4362 | Corn Belt Energy Corporation | IL | Cooperative | 314.9 | 4.46 | 70.6054 | 166.9 | 3.97 | 42.0403 | 247.8 | 4.36 | 56.8349 | 36418 | 69 | Y | . | . | . | . | . | . | . |  |  | . |  | 148 | 0.49 | 42.0403 | 302.0408 | 302.0408 | 17844.82 | 17844.82 | 49% | 26.6311 | 892.241 | 53.2622 | 2230.6025 | 159.7865 | 3568.964 | 266.3108 | 4461.205 | 399.4662 | 3568.964 | 532.6216 | 1784.482 | 798.9324 | 803.0169 | 1065.2431 | 535.3446 | 23761.3402 | 118806.701 | 570272.1646 | 1188067.0096 | 1425680.4115 | 950453.6076 | 641556.1852 | 570272.1646
2020 | 4373 | Cornhusker Public Power Dist | NE | Political Subdivision | . | . | . | . | . | . | . | . | . | . | . |  | 184.31 | . | . | 184.31 | . | . | 10078 | N | O | 12.5 | N | 0 |  |  |  | 0 |  | 10078 | 100% | 0 | 503.9 | 0 | 1259.75 | 0 | 2015.6 | 0 | 2519.5 | 0 | 2015.6 | 0 | 1007.8 | 0 | 453.51 | 0 | 302.34 | 0 | 0 | 0 | 0 | 0 | 0 | 0 | 0
2020 | 4401 | Cotton Electric Coop, Inc | OK | Cooperative | 605.862 | 3.38 | 179.2491 | 224.38 | 2.042 | 109.8825 | 449.281 | 2.167 | 207.3286 | 22140 | 25 | N | . | . | . | . | . | . | . |  |  | . |  | 381.482 | 1.338 | 109.8825 | 285.1136 | 381.482 | 29623.32 | 22140 | 100% | 33.6354 | 1107 | 67.2709 | 2767.5 | 201.8127 | 4428 | 336.3544 | 5535 | 504.5317 | 4428 | 672.7089 | 2214 | 1009.0633 | 996.3 | 1345.4178 | 664.2 | 37234.4371 | 186172.1855 | 893626.4902 | 1861721.8545 | 2234066.2254 | 1489377.4836 | 1005329.8014 | 893626.4902
2020 | 4430 | Covington Electric Coop, Inc | AL | Cooperative | 751.74 | 3.026 | 248.427 | 413.25 | 2.047 | 201.8808 | 743.58 | 2.847 | 261.1802 | 23206 | 25 | Y | . | . | . | . | . | . | . |  |  | . |  | 338.49 | 0.979 | 201.8808 | 345.7508 | 345.7508 | 22718.674 | 22718.674 | 97.9% | 30.485 | 1135.9337 | 60.97 | 2839.8342 | 182.91 | 4543.7348 | 304.8501 | 5679.6685 | 457.2751 | 4543.7348 | 609.7001 | 2271.8674 | 914.5502 | 1022.3403 | 1219.4002 | 681.5602 | 34628.9446 | 173144.7231 | 831094.6711 | 1731447.2314 | 2077736.6777 | 1385157.7852 | 934981.505 | 831094.6711
2020 | 4432 | Coweta-Fayette El Member Corp | GA | Cooperative | 914.58 | 2.88 | 317.5625 | 227.95 | 1.48 | 154.0203 | 810.4 | 1.23 | 658.8618 | 86887 | 25 | Y | . | . | . | . | . | . | . |  |  | . |  | 686.63 | 1.4 | 154.0203 | 490.45 | 686.63 | 121641.8 | 86887 | 100% | 60.5405 | 4344.35 | 121.081 | 10860.875 | 363.2429 | 17377.4 | 605.4048 | 21721.75 | 908.1073 | 17377.4 | 1210.8097 | 8688.7 | 1816.2145 | 3909.915 | 2421.6194 | 2606.61 | 263009.0557 | 1315045.2787 | 6312217.3377 | 13150452.7869 | 15780543.3443 | 10520362.2295 | 7101244.5049 | 6312217.3377
2020 | 4442 | PUD No 1 of Cowlitz County | WA | Political Subdivision | 152.516 | 1.057 | 144.2914 | 122.772 | 0.879 | 139.6723 | 152.516 | 1.057 | 144.2914 | 50513 | 13 | Y | . | . | . | . | . | . | . |  |  | . |  | 29.744 | 0.178 | 139.6724 | 167.1011 | 167.1011 | 8991.314 | 8991.314 | 17.8% | 14.7334 | 449.5657 | 29.4668 | 1123.9143 | 88.4003 | 1798.2628 | 147.3338 | 2247.8285 | 221.0008 | 1798.2628 | 294.6677 | 899.1314 | 442.0015 | 404.6091 | 589.3353 | 269.7394 | 6623.6238 | 33118.1191 | 158966.9719 | 331181.1915 | 397417.4298 | 264944.9532 | 178837.8434 | 158966.9719
2020 | 4508 | Crawfordsville Elec, Lgt & Pwr | IN | Municipal | . | . | . | . | . | . | . | . | . | . | . |  | 10.59 | 0.08 | 132.375 | 10.59 | 0.08 | 132.375 | 10085 | N | F | 13.8 | N | 0 | 0 | 132.375 |  |  | 0 | 0 | 0% |  | 0 |  | 0 |  | 1: 0; 3: 0; 5: 0; 7: 0 | 0 |  | 0
2020 | 4509 | Craighead Electric Coop Corp | AR | Cooperative | . | . | . | . | . | . | . | . | . | . | . |  | 132.5 | 1.6 | 82.8125 | 118.7 | 1.5 | 79.1333 | 31797 | N | F | 34.5 | Y | 13.8 | 0.1 | 79.1333 | 138 | 138 | 3179.7 | 3179.7 | 10% | 12.1675 | 158.985 | 24.335 | 397.4625 | 73.0051 | 635.94 | 121.6752 | 794.925 | 182.5129 | 635.94 | 243.3505 | 317.97 | 365.0257 | 143.0865 | 486.701 | 95.391 | 1934.4538 | 9672.2689 | 46426.8908 | 96722.6892 | 116067.227 | 77378.1514 | 52230.2522 | 46426.8908
2020 | 4524 | Crawford Electric Coop, Inc | MO | Cooperative | 360.2 | 2.102 | 171.3606 | 360.2 | 2.102 | 171.3606 | 305 | 1.72 | 177.3256 | 20388.7 | 25 | Y | . | . | . | . | . | . | . |  |  | . |  | 0 | 0 | 171.3606 |  |  | 0 | 0 | 0% |  | 0 |  | 0 |  | 1: 0; 3: 0; 5: 0; 7: 0 | 0 |  | 0
2020 | 4577 | Crow Wing Cooperative Power & Light Comp | MN | Cooperative | 108.339 | 0.724 | 149.6395 | 56.133 | 0.544 | 103.1857 | 103.265 | 0.68 | 151.8603 | 44281 | 15 | Y | . | . | . | . | . | . | . |  |  | . |  | 52.206 | 0.18 | 103.1857 | 290.0333 | 290.0333 | 7970.58 | 7970.58 | 18% | 25.5724 | 398.529 | 51.1447 | 996.3225 | 153.4342 | 1594.116 | 255.7237 | 1992.645 | 383.5856 | 1594.116 | 511.4475 | 797.058 | 767.1712 | 358.6761 | 1022.8949 | 239.1174 | 10191.3323 | 50956.6617 | 244591.9762 | 509566.617 | 611479.9405 | 407653.2936 | 275165.9732 | 244591.9762
2020 | 4618 | Cullman Electric Coop, Inc | AL | Cooperative | 635.006 | 3.804 | 166.9311 | 324.436 | 2.9 | 111.8745 | 563 | 3.441 | 163.6152 | 45127 | 46 | Y | . | . | . | . | . | . | . |  |  | . |  | 310.57 | 0.904 | 111.8745 | 343.5509 | 343.5509 | 40794.808 | 40794.808 | 90.4% | 30.291 | 2039.7404 | 60.5821 | 5099.351 | 181.7462 | 8158.9616 | 302.9104 | 10198.702 | 454.3656 | 8158.9616 | 605.8208 | 4079.4808 | 908.7312 | 1835.7664 | 1211.6416 | 1223.8442 | 61785.8592 | 308929.2959 | 1482860.6202 | 3089292.9589 | 3707151.5506 | 2471434.3671 | 1668218.1978 | 1482860.6202
2020 | 4622 | Cumberland Valley Electric, Inc. | KY | Cooperative | 2012.6 | 6.407 | 314.1252 | 392.3 | 3.246 | 120.8564 | 1994.2 | 6.198 | 321.7489 | 23975 | 25 | Y | . | . | . | . | . | . | . |  |  | . |  | 1620.3 | 3.161 | 120.8564 | 512.591 | 1620.3 | 75784.975 | 23975 | 100% | 142.8626 | 1198.75 | 285.7252 | 2996.875 | 857.1756 | 4795 | 1428.626 | 5993.75 | 2142.939 | 4795 | 2857.252 | 2397.5 | 4285.878 | 1078.875 | 5714.504 | 719.25 | 171256.543 | 856282.7149 | 4110157.0316 | 8562827.1492 | 10275392.579 | 6850261.7193 | 4623926.6605 | 4110157.0316
2020 | 4624 | Cumberland Elec Member Corp | TN | Cooperative | . | . | . | . | . | . | . | . | . | . | . |  | 213.24 | 2.65 | 80.4679 | 164.63 | 2.3 | 71.5783 | 103458 | N | F | 25 | N | 48.61 | 0.35 | 71.5783 | 138.8857 | 138.8857 | 36210.3 | 36210.3 | 35% | 12.2456 | 1810.515 | 24.4912 | 4526.2875 | 73.4737 | 7242.06 | 122.4562 | 9052.575 | 183.6843 | 7242.06 | 244.9124 | 3621.03 | 367.3685 | 1629.4635 | 489.8247 | 1086.309 | 22170.8746 | 110854.3728 | 532100.9895 | 1108543.7281 | 1330252.4738 | 886834.9825 | 598613.6132 | 532100.9895
2020 | 4675 | Cuivre River Electric Coop Inc | MO | Cooperative | 109.861 | 0.983 | 111.7609 | 109.861 | 0.983 | 111.7609 | 105.392 | 0.912 | 115.5614 | 67236 | 24.9 | Y | . | . | . | . | . | . | . |  |  | . |  | 0 | 0 | 111.7609 |  |  | 0 | 0 | 0% |  | 0 |  | 0 |  | 1: 0; 3: 0; 5: 0; 7: 0 | 0 |  | 0
2020 | 4683 | City of Cuyahoga Falls - (OH) | OH | Municipal | 180.259 | 1.046 | 172.3317 | 38.59 | 0.35 | 110.2571 | 180.259 | 1.046 | 172.3317 | 26003 | 23 | N | . | . | . | . | . | . | . |  |  | . |  | 141.669 | 0.696 | 110.2571 | 203.5474 | 203.5474 | 18098.088 | 18098.088 | 69.6% | 17.9469 | 904.9044 | 35.8937 | 2262.261 | 107.6812 | 3619.6176 | 179.4687 | 4524.522 | 269.203 | 3619.6176 | 358.9374 | 1809.8088 | 538.4061 | 814.414 | 717.8748 | 542.9426 | 16240.2014 | 81201.0068 | 389764.8325 | 812010.0677 | 974412.0812 | 649608.0541 | 438485.4365 | 389764.8325
2020 | 4717 | Dakota Valley Elec Coop Inc | ND | Cooperative | 409.8 | 2.061 | 198.8355 | 212.8 | 2.041 | 104.2626 | 361.5 | 1.259 | 287.1326 | 6696 | 25 | Y | . | . | . | . | . | . | . |  |  | . |  | 197 | 0.02 | 104.2626 | 9850 | 9850 | 133.92 | 133.92 | 2% | 868.4791 | 6.696 | 1736.9581 | 16.74 | 5210.8744 | 26.784 | 8684.7906 | 33.48 | 13027.1859 | 26.784 | 17369.5812 | 13.392 | 26054.3718 | 6.0264 | 34739.1624 | 4.0176 | 5815.3358 | 29076.6789 | 139568.0588 | 290766.7891 | 348920.147 | 232613.4313 | 157014.0661 | 139568.0588
2020 | 4743 | Consumers Power, Inc | OR | Cooperative | 1511 | 2.85 | 530.1754 | 301 | 1.79 | 168.1564 | 1511 | 2.85 | 530.1754 | 23475 | 25 | Y | . | . | . | . | . | . | . |  |  | . |  | 1210 | 1.06 | 168.1564 | 1141.5094 | 1210 | 24883.5 | 23475 | 100% | 106.6863 | 1173.75 | 213.3725 | 2934.375 | 640.1176 | 4695 | 1066.8626 | 5868.75 | 1600.2939 | 4695 | 2133.7252 | 2347.5 | 3200.5878 | 1056.375 | 4267.4504 | 704.25 | 125222.9978 | 626114.989 | 3005351.9471 | 6261149.8898 | 7513379.8677 | 5008919.9118 | 3381020.9405 | 3005351.9471
2020 | 4848 | Daviess Martin County R E M C | IN | Cooperative | 899.976 | 2.055 | 437.9445 | 219.14 | 1.486 | 147.4697 | 897.14 | 2.031 | 441.7233 | 8286 | 12.5 | N | . | . | . | . | . | . | . |  |  | . |  | 680.836 | 0.569 | 147.4697 | 1196.5483 | 1196.5483 | 4714.734 | 4714.734 | 56.9% | 105.5002 | 235.7367 | 211.0004 | 589.3418 | 633.0013 | 942.9468 | 1055.0022 | 1178.6835 | 1582.5033 | 942.9468 | 2110.0044 | 471.4734 | 3165.0066 | 212.163 | 4220.0088 | 141.442 | 24870.2738 | 124351.3688 | 596886.57 | 1243513.6876 | 1492216.4251 | 994810.9501 | 671497.3913 | 596886.57
2020 | 4911 | Dawson Power District | NE | Political Subdivision | . | . | . | . | . | . | . | . | . | . | . |  | 120.5 | . | . | 120.5 | . | . | 23800 | Y | O | . | Y | 0 |  |  |  | 0 |  | 23800 | 100% | 0 | 1190 | 0 | 2975 | 0 | 4760 | 0 | 5950 | 0 | 4760 | 0 | 2380 | 0 | 1071 | 0 | 714 | 0 | 0 | 0 | 0 | 0 | 0 | 0 | 0
2020 | 4922 | Dayton Power & Light Co | OH | Investor Owned | 174.28 | 1.1 | 158.4364 | 122.27 | 0.97 | 126.0516 | 163.21 | 0.97 | 168.2577 | 594965 | 12 | N | . | . | . | . | . | . | . |  |  | . |  | 52.01 | 0.13 | 126.0515 | 400.0769 | 400.0769 | 77345.45 | 77345.45 | 13% | 35.275 | 3867.2725 | 70.5499 | 9668.1813 | 211.6498 | 15469.09 | 352.7497 | 19336.3625 | 529.1245 | 15469.09 | 705.4994 | 7734.545 | 1058.249 | 3480.5453 | 1410.9987 | 2320.3635 | 136417.9118 | 682089.5588 | 3274029.8821 | 6820895.5878 | 8185074.7054 | 5456716.4702 | 3683283.6174 | 3274029.8821
2020 | 4939 | Deaf Smith Electric Coop, Inc | TX | Cooperative | 328.7 | 3.5 | 93.9143 | 328.7 | 3.5 | 93.9143 | 261.1 | 3.4 | 76.7941 | 14839 | 14.4 | Y | . | . | . | . | . | . | . |  |  | . |  | 0 | 0 | 93.9143 |  |  | 0 | 0 | 0% |  | 0 |  | 0 |  | 1: 0; 3: 0; 5: 0; 7: 0 | 0 |  | 0
2020 | 4958 | Decatur Utilities | AL | Municipal | . | . | . | . | . | . | . | . | . | . | . |  | 77 | 1.013 | 76.0118 | . | . | . | 26537 | N | O | 12.5 | Y | [6 empty] | 26537 | 100% |  | 1326.85 |  | 3317.125 |  | 1: 5307.4; 3: 6634.25; 5: 5307.4; 7: 2653.7 | 1194.165 |  | 796.11
2020 | 4960 | Decatur County Rural E M C | IN | Cooperative | 293.965 | 2.352 | 124.9851 | 195.316 | 2.128 | 91.7838 | 272.896 | 1.865 | 146.3249 | 8109 | 12.5 | Y | . | . | . | . | . | . | . |  |  | . |  | 98.649 | 0.224 | 91.7838 | 440.3973 | 440.3973 | 1816.416 | 1816.416 | 22.4% | 38.83 | 90.8208 | 77.6601 | 227.052 | 232.9802 | 363.2832 | 388.3004 | 454.104 | 582.4505 | 363.2832 | 776.6007 | 181.6416 | 1164.9011 | 81.7387 | 1553.2014 | 54.4925 | 3526.5749 | 17632.8745 | 84637.7977 | 176328.7453 | 211594.4943 | 141062.9962 | 95217.5224 | 84637.7977
2020 | 4975 | Deep East Texas Elec Coop Inc | TX | Cooperative | 843.61 | . | . | 415.58 | . | . | 825.53 | . | . | 43617 | 12.5 | N | . | . | . | . | . | . | . |  |  | . |  | 428.03 |  |  |  | 428.03 |  | 43617 | 100% | 37.7396 | 2180.85 | 75.4792 | 5452.125 | 226.4376 | 8723.4 | 377.396 | 10904.25 | 566.094 | 8723.4 | 754.7921 | 4361.7 | 1132.1881 | 1962.765 | 1509.5841 | 1308.51 | 82304.4137 | 411522.0686 | 1975305.9291 | 4115220.6855 | 4938264.8226 | 3292176.5484 | 2222219.1702 | 1975305.9291
2020 | 5027 | Delmarva Power | DE | Investor Owned | 272 | 1.07 | 254.2056 | 77 | 0.75 | 102.6667 | 272 | 1.07 | 254.2056 | 323671 | 69 | Y | . | . | . | . | . | . | . |  |  | . |  | 195 | 0.32 | 102.6667 | 609.375 | 609.375 | 103574.72 | 103574.72 | 32% | 53.7289 | 5178.736 | 107.4578 | 12946.84 | 322.3733 | 20714.944 | 537.2888 | 25893.68 | 805.9331 | 20714.944 | 1074.5775 | 10357.472 | 1611.8663 | 4660.8624 | 2149.155 | 3107.2416 | 278247.6635 | 1391238.3174 | 6677943.9236 | 13912383.1741 | 16694859.809 | 11129906.5393 | 7512686.914 | 6677943.9236
2020 | 5027 | Delmarva Power | MD | Investor Owned | 178 | 1.13 | 157.5221 | 68 | 0.85 | 80 | 174 | 1.09 | 159.633 | 207679 | 69 | Y | . | . | . | . | . | . | . |  |  | . |  | 110 | 0.28 | 80 | 392.8571 | 392.8571 | 58150.12 | 58150.12 | 28% | 34.6384 | 2907.506 | 69.2768 | 7268.765 | 207.8304 | 11630.024 | 346.384 | 14537.53 | 519.5759 | 11630.024 | 692.7679 | 5815.012 | 1039.1519 | 2616.7554 | 1385.5358 | 1744.5036 | 100711.3446 | 503556.723 | 2417072.2704 | 5035567.23 | 6042680.676 | 4028453.784 | 2719206.3042 | 2417072.2704
2020 | 5063 | City of Denton - (TX) | TX | Municipal | 34.64 | 0.63 | 54.9841 | 34.64 | 0.63 | 54.9841 | 34.64 | 0.63 | 54.9841 | 58143 | 13.2 | Y | . | . | . | . | . | . | . |  |  | . |  | 0 | 0 | 54.9841 |  |  | 0 | 0 | 0% |  | 0 |  | 0 |  | 1: 0; 3: 0; 5: 0; 7: 0 | 0 |  | 0
2020 | 5070 | Delaware Electric Cooperative | DE | Cooperative | 292.1 | 2.93 | 99.6928 | 107.6 | 1.55 | 69.4194 | 289.1 | 2.85 | 101.4386 | 103119 | 12.5 | N | . | . | . | . | . | . | . |  |  | . |  | 184.5 | 1.38 | 69.4194 | 133.6957 | 184.5 | 142304.22 | 103119 | 100% | 16.2675 | 5155.95 | 32.5349 | 12889.875 | 97.6047 | 20623.8 | 162.6745 | 25779.75 | 244.0118 | 20623.8 | 325.349 | 10311.9 | 488.0235 | 4640.355 | 650.698 | 3093.57 | 83874.1609 | 419370.8046 | 2012979.8619 | 4193708.0456 | 5032449.6547 | 3354966.4364 | 2264602.3446 | 2012979.8619
2020 | 5078 | Denton County Elec Coop, Inc | TX | Cooperative | 37.411 | 0.621 | 60.2432 | 32.305 | 0.558 | 57.8943 | 32.583 | 0.423 | 77.0284 | 258793 | 24.9 | Y | . | . | . | . | . | . | . |  |  | . |  | 5.106 | 0.063 | 57.8943 | 81.0476 | 81.0476 | 16303.959 | 16303.959 | 6.3% | 7.146 | 815.1979 | 14.292 | 2037.9949 | 42.876 | 3260.7918 | 71.4601 | 4075.9898 | 107.1901 | 3260.7918 | 142.9201 | 1630.3959 | 214.3802 | 733.6782 | 285.8402 | 489.1188 | 5825.4095 | 29127.0476 | 139809.8283 | 291270.4757 | 349524.5708 | 233016.3805 | 157286.0569 | 139809.8283
2020 | 5109 | DTE Electric Company | MI | Investor Owned | 351.82 | 1.286 | 273.577 | 141.884 | 1.014 | 139.925 | 351.82 | 1.286 | 273.577 | 2204114 | 13.2 | Y | . | . | . | . | . | . | . |  |  | . |  | 209.936 | 0.272 | 139.925 | 771.8235 | 771.8235 | 599519.008 | 599519.008 | 27.2% | 68.052 | 29975.9504 | 136.1041 | 74939.876 | 408.3122 | 119903.8016 | 680.5204 | 149879.752 | 1020.7806 | 119903.8016 | 1361.0408 | 59951.9008 | 2041.5611 | 26978.3554 | 2722.0815 | 17985.5702 | 2039924.5116 | 10199622.5578 | 48958188.2773 | 101996225.5777 | 122395470.6932 | 81596980.4621 | 55077961.8119 | 48958188.2773
2020 | 5148 | City of Dickson | TN | Municipal | 951.28 | 4.52 | 210.4602 | 159.075 | 3.737 | 42.5676 | 951.25 | 4.52 | 210.4535 | 36519 | 12.5 | Y | . | . | . | . | . | . | . |  |  | . |  | 792.205 | 0.783 | 42.5676 | 1011.7561 | 1011.7561 | 28594.377 | 28594.377 | 78.3% | 89.207 | 1429.7188 | 178.414 | 3574.2971 | 535.242 | 5718.8754 | 892.07 | 7148.5943 | 1338.105 | 5718.8754 | 1784.14 | 2859.4377 | 2676.21 | 1286.747 | 3568.28 | 857.8313 | 127540.9305 | 637704.6524 | 3060982.3313 | 6377046.5235 | 7652455.8282 | 5101637.2188 | 3443605.1227 | 3060982.3313
2020 | 5175 | Dixie Electric Power Assn | MS | Cooperative | . | . | . | . | . | . | . | . | . | . | . |  | 1036.652 | 3.011 | 344.2883 | 212.925 | 1.91 | 111.4791 | 39571 | N | F | 24.9 | Y | 823.727 | 1.101 | 111.4791 | 748.1626 | 823.727 | 43567.671 | 39571 | 100% | 72.6284 | 1978.55 | 145.2568 | 4946.375 | 435.7703 | 7914.2 | 726.2839 | 9892.75 | 1089.4259 | 7914.2 | 1452.5678 | 3957.1 | 2178.8517 | 1780.695 | 2905.1356 | 1187.13 | 143698.9028 | 718494.514 | 3448773.667 | 7184945.1397 | 8621934.1676 | 5747956.1117 | 3879870.3754 | 3448773.667
2020 | 5202 | Dixie Electric Membership Corp | LA | Cooperative | 1136.22 | 4.903 | 231.7397 | 189.48 | 2.765 | 68.528 | 1135.08 | 4.875 | 232.8369 | 111659 | 69 | Y | . | . | . | . | . | . | . |  |  | . |  | 946.74 | 2.138 | 68.528 | 442.8157 | 946.74 | 238726.942 | 111659 | 100% | 83.4745 | 5582.95 | 166.949 | 13957.375 | 500.847 | 22331.8 | 834.745 | 27914.75 | 1252.1176 | 22331.8 | 1669.4901 | 11165.9 | 2504.2351 | 5024.655 | 3338.9802 | 3349.77 | 466033.9823 | 2330169.9117 | 11184815.5761 | 23301699.1168 | 27962038.9402 | 18641359.2935 | 12582917.5231 | 11184815.5761
2020 | 5204 | Dixie Electric Coop | AL | Cooperative | 326.107 | 2.548 | 127.9855 | 148.202 | 2.115 | 70.0719 | 302.24 | 1.758 | 171.9226 | 24294.4 | 13.2 | N | . | . | . | . | . | . | . |  |  | . |  | 177.905 | 0.433 | 70.0719 | 410.8661 | 410.8661 | 10519.4752 | 10519.4752 | 43.3% | 36.2262 | 525.9738 | 72.4525 | 1314.9344 | 217.3575 | 2103.895 | 362.2625 | 2629.8688 | 543.3937 | 2103.895 | 724.525 | 1051.9475 | 1086.7875 | 473.3764 | 1449.05 | 315.5843 | 19054.0569 | 95270.2843 | 457297.3647 | 952702.8432 | 1143243.4118 | 762162.2746 | 514459.5353 | 457297.3647
2020 | 5336 | City of Dover - (OH) | OH | Municipal | 48.863 | 0.372 | 131.3521 | 6.727 | 0.042 | 160.1667 | 48.863 | 0.372 | 131.3521 | 6829 | 12.5 | N | . | . | . | . | . | . | . |  |  | . |  | 42.136 | 0.33 | 160.1667 | 127.6848 | 127.6848 | 2253.57 | 2253.57 | 33% | 11.258 | 112.6785 | 22.5161 | 281.6963 | 67.5482 | 450.714 | 112.5803 | 563.3925 | 168.8705 | 450.714 | 225.1606 | 225.357 | 337.741 | 101.4107 | 450.3213 | 67.6071 | 1268.5382 | 6342.6909 | 30444.9163 | 63426.909 | 76112.2908 | 50741.5272 | 34250.5309 | 30444.9163
2020 | 5394 | Dubois Rural Electric Coop Inc | IN | Cooperative | . | . | . | . | . | . | . | . | . | . | . |  | 129 | 1.1 | 117.2727 | 129 | 1.1 | 117.2727 | 13972 | N | L | 12.5 | Y | 0 | 0 | 117.2727 |  |  | 0 | 0 | 0% |  | 0 |  | 0 |  | 1: 0; 3: 0; 5: 0; 7: 0 | 0 |  | 0
2020 | 5399 | Duck River Elec Member Corp | TN | Cooperative | 368.1 | 2.08 | 176.9711 | 113.84 | 1.49 | 76.4027 | 356.9 | 1.92 | 185.8854 | 77106 | 14.4 | N | . | . | . | . | . | . | . |  |  | . |  | 254.26 | 0.59 | 76.4027 | 430.9492 | 430.9492 | 45492.54 | 45492.54 | 59% | 37.997 | 2274.627 | 75.994 | 5686.5675 | 227.9819 | 9098.508 | 379.9699 | 11373.135 | 569.9548 | 9098.508 | 759.9397 | 4549.254 | 1139.9096 | 2047.1643 | 1519.8795 | 1364.7762 | 86428.9709 | 432144.8544 | 2074295.301 | 4321448.5437 | 5185738.2525 | 3457158.835 | 2333582.2136 | 2074295.301
2020 | 5416 | Duke Energy Carolinas, LLC | NC | Investor Owned | 520.42 | 1.63 | 319.2761 | 174.97 | 1.19 | 147.0336 | 482.56 | 1.41 | 342.2411 | 2112006 | 44 | Y | . | . | . | . | . | . | . |  |  | . |  | 345.45 | 0.44 | 147.0336 | 785.1136 | 785.1136 | 929282.64 | 929282.64 | 44% | 69.2238 | 46464.132 | 138.4477 | 116160.33 | 415.343 | 185856.528 | 692.2383 | 232320.66 | 1038.3575 | 185856.528 | 1384.4767 | 92928.264 | 2076.715 | 41817.7188 | 2768.9533 | 27878.4792 | 3216425.3021 | 16082126.5107 | 77194207.2511 | 160821265.1065 | 192985518.1278 | 128657012.0852 | 86843483.1575 | 77194207.2511
2020 | 5416 | Duke Energy Carolinas, LLC | SC | Investor Owned | 826.8 | 1.78 | 464.4944 | 195.48 | 1.174 | 166.5077 | 777.58 | 1.51 | 514.9536 | 627859 | 24 | Y | . | . | . | . | . | . | . |  |  | . |  | 631.32 | 0.606 | 166.5077 | 1041.7822 | 1041.7822 | 380482.554 | 380482.554 | 60.6% | 91.8544 | 19024.1277 | 183.7088 | 47560.3193 | 551.1265 | 76096.5108 | 918.5442 | 95120.6385 | 1377.8163 | 76096.5108 | 1837.0883 | 38048.2554 | 2755.6325 | 17121.7149 | 3674.1767 | 11414.4766 | 1747450.1567 | 8737250.7835 | 41938803.761 | 87372507.8354 | 104847009.4025 | 69898006.2683 | 47181154.2311 | 41938803.761
2020 | 5417 | Dunn County Electric Coop | WI | Cooperative | 67.79 | 0.659 | 102.868 | 56.61 | 0.599 | 94.5075 | 67.79 | 0.659 | 102.868 | 10148 | 7.2 | Y | . | . | . | . | . | . | . |  |  | . |  | 11.18 | 0.06 | 94.5075 | 186.3333 | 186.3333 | 608.88 | 608.88 | 6% | 16.4291 | 30.444 | 32.8582 | 76.11 | 98.5746 | 121.776 | 164.291 | 152.22 | 246.4364 | 121.776 | 328.5819 | 60.888 | 492.8729 | 27.3996 | 657.1639 | 18.2664 | 500.1674 | 2500.837 | 12004.0178 | 25008.3703 | 30010.0444 | 20006.6963 | 13504.52 | 12004.0178
2020 | 5480 | Town of Danvers | MA | Municipal | . | . | . | . | . | . | . | . | . | . | . |  | 43.38 | 0.627 | 69.1866 | 43.38 | 0.627 | 69.1866 | 13360 | Y | F | 22.9 | N | 0 | 0 | 69.1866 |  |  | 0 | 0 | 0% |  | 0 |  | 0 |  | 1: 0; 3: 0; 5: 0; 7: 0 | 0 |  | 0
2020 | 5487 | Duquesne Light Co | PA | Investor Owned | . | . | . | . | . | . | . | . | . | . | . |  | 150 | 0.94 | 159.5745 | 111 | 0.84 | 132.1429 | 605908 | N | F | 23 | N | 39 | 0.1 | 132.1429 | 390 | 390 | 60590.8 | 60590.8 | 10% | 34.3865 | 3029.54 | 68.773 | 7573.85 | 206.3189 | 12118.16 | 343.8648 | 15147.7 | 515.7972 | 12118.16 | 687.7296 | 6059.08 | 1031.5944 | 2726.586 | 1375.4592 | 1817.724 | 104175.2182 | 520876.0911 | 2500205.2373 | 5208760.9111 | 6250513.0933 | 4167008.7289 | 2812730.892 | 2500205.2373
2020 | 5509 | City of Dyersburg | TN | Municipal | 68.574 | 1.046 | 65.5583 | 18.153 | 0.263 | 69.0228 | 68.574 | 1.046 | 65.5583 | 11985 | 13.2 | N | . | . | . | . | . | . | . |  |  | . |  | 50.421 | 0.783 | 69.0228 | 64.3946 | 64.3946 | 9384.255 | 9384.255 | 78.3% | 5.6777 | 469.2128 | 11.3554 | 1173.0319 | 34.0662 | 1876.851 | 56.777 | 2346.0637 | 85.1656 | 1876.851 | 113.5541 | 938.4255 | 170.3311 | 422.2915 | 227.1082 | 281.5276 | 2664.0515 | 13320.2576 | 63937.2363 | 133202.5757 | 159843.0908 | 106562.0605 | 71929.3909 | 63937.2363
2020 | 5574 | East Central Energy | MN | Cooperative | 166.7 | 1.16 | 143.7069 | 53.7 | 0.585 | 91.7949 | 164.6 | 1.121 | 146.8332 | 62263 | 14.4 | Y | . | . | . | . | . | . | . |  |  | . |  | 113 | 0.575 | 91.7949 | 196.5217 | 196.5217 | 35801.225 | 35801.225 | 57.5% | 17.3274 | 1790.0612 | 34.6548 | 4475.1531 | 103.9645 | 7160.245 | 173.2741 | 8950.3062 | 259.9112 | 7160.245 | 346.5483 | 3580.1225 | 519.8224 | 1611.0551 | 693.0965 | 1074.0367 | 31017.1301 | 155085.6503 | 744411.1212 | 1550856.5026 | 1861027.8031 | 1240685.2021 | 837462.5114 | 744411.1212
2020 | 5578 | East Mississippi Elec Pwr Assn | MS | Cooperative | 251.1 | 2.13 | 117.8873 | 193.2 | 1.82 | 106.1539 | 251 | 2.13 | 117.8404 | 12645 | 25 | N | . | . | . | . | . | . | . |  |  | . |  | 57.9 | 0.31 | 106.1538 | 186.7742 | 186.7742 | 3919.95 | 3919.95 | 31% | 16.468 | 195.9975 | 32.9359 | 489.9937 | 98.8078 | 783.99 | 164.6797 | 979.9875 | 247.0195 | 783.99 | 329.3593 | 391.995 | 494.039 | 176.3978 | 658.7187 | 117.5985 | 3227.6804 | 16138.4019 | 77464.3292 | 161384.0191 | 193660.8229 | 129107.2153 | 87147.3703 | 77464.3292
2020 | 5585 | Eastern Illinois Elec Coop | IL | Cooperative | 148.9 | 1.47 | 101.2925 | 108.9 | 1.21 | 90 | 129.9 | 1.18 | 110.0847 | 13488 | 7.2 | Y | . | . | . | . | . | . | . |  |  | . |  | 40 | 0.26 | 90 | 153.8462 | 153.8462 | 3506.88 | 3506.88 | 26% | 13.5647 | 175.344 | 27.1294 | 438.36 | 81.3881 | 701.376 | 135.6469 | 876.72 | 203.4703 | 701.376 | 271.2937 | 350.688 | 406.9406 | 157.8096 | 542.5875 | 105.2064 | 2378.4864 | 11892.432 | 57083.6738 | 118924.3204 | 142709.1844 | 95139.4563 | 64219.133 | 57083.6738
2020 | 5588 | East-Central Iowa Rural Elec Coop | IA | Cooperative | 847.98 | 1.01 | 839.5842 | 53.61 | 0.59 | 90.8644 | . | . | . | 8986 | 12.5 | Y | . | . | . | . | . | . | . |  |  | . |  | 794.37 | 0.42 | 90.8644 | 1891.3571 | 1891.3571 | 3774.12 | 3774.12 | 42% | 166.7618 | 188.706 | 333.5237 | 471.765 | 1000.571 | 754.824 | 1667.6183 | 943.53 | 2501.4275 | 754.824 | 3335.2367 | 377.412 | 5002.855 | 169.8354 | 6670.4734 | 113.2236 | 31468.9588 | 157344.794 | 755255.0111 | 1573447.9398 | 1888137.5277 | 1258758.3518 | 849661.8875 | 755255.0111
2020 | 5598 | East Central Oklahoma Elec Coop Inc | OK | Cooperative | 324.059 | 1.682 | 192.6629 | 238.364 | 1.6 | 148.9775 | 299.064 | 1.554 | 192.4479 | 34718 | 25 | Y | . | . | . | . | . | . | . |  |  | . |  | 85.695 | 0.082 | 148.9775 | 1045.061 | 1045.061 | 2846.876 | 2846.876 | 8.2% | 92.1435 | 142.3438 | 184.287 | 355.8595 | 552.8611 | 569.3752 | 921.4351 | 711.719 | 1382.1526 | 569.3752 | 1842.8702 | 284.6876 | 2764.3053 | 128.1094 | 3685.7404 | 85.4063 | 13116.0574 | 65580.2868 | 314785.3765 | 655802.8677 | 786963.4413 | 524642.2942 | 354133.5486 | 314785.3765
2020 | 5605 | Eastern Iowa Light & Power Coop | IA | Cooperative | 636 | 2.12 | 300 | 112 | 1.18 | 94.9153 | 604 | 1.82 | 331.8681 | 23749 | 7.2 | Y | . | . | . | . | . | . | . |  |  | . |  | 524 | 0.94 | 94.9153 | 557.4468 | 557.4468 | 22324.06 | 22324.06 | 94% | 49.1503 | 1116.203 | 98.3007 | 2790.5075 | 294.9021 | 4464.812 | 491.5034 | 5581.015 | 737.2551 | 4464.812 | 983.0069 | 2232.406 | 1474.5103 | 1004.5827 | 1966.0137 | 669.7218 | 54861.7605 | 274308.8024 | 1316682.2513 | 2743088.0235 | 3291705.6282 | 2194470.4188 | 1481267.5327 | 1316682.2513
2020 | 5609 | Eastern Maine Electric Coop | ME | Cooperative | 887.5 | 6.8 | 130.5147 | 442.84 | 2.04 | 217.0784 | 702.35 | 1.19 | 590.2101 | 12741 | 25 | Y | . | . | . | . | . | . | . |  |  | . |  | 444.66 | 4.76 | 217.0784 | 93.416 | 444.66 | 60647.16 | 12741 | 100% | 39.2059 | 637.05 | 78.4118 | 1592.625 | 235.2353 | 2548.2 | 392.0588 | 3185.25 | 588.0882 | 2548.2 | 784.1176 | 1274.1 | 1176.1763 | 573.345 | 1568.2351 | 382.23 | 24976.1046 | 124880.523 | 599426.5104 | 1248805.23 | 1498566.276 | 999044.184 | 674354.8242 | 599426.5104
2020 | 5625 | Easton Utilities Comm | MD | Municipal | . | . | . | . | . | . | . | . | . | . | . |  | 5.969 | 0.039 | 153.0513 | . | . | . | 10849 | Y | F | 25 | N | [6 empty] | 10849 | 100% |  | 542.45 |  | 1356.125 |  | 1: 2169.8; 3: 2712.25; 5: 2169.8; 7: 1084.9 | 488.205 |  | 325.47
2020 | 5644 | Edisto Electric Coop, Inc | SC | Cooperative | 646.721 | . | . | 222.677 | . | . | 645.693 | . | . | 20372 | 14.4 | N | . | . | . | . | . | . | . |  |  | . |  | 424.044 |  |  |  | 424.044 |  | 20372 | 100% | 37.3882 | 1018.6 | 74.7763 | 2546.5 | 224.3289 | 4074.4 | 373.8816 | 5093 | 560.8223 | 4074.4 | 747.7631 | 2037.2 | 1121.6447 | 916.74 | 1495.5262 | 611.16 | 38083.5755 | 190417.8773 | 914005.8112 | 1904178.7733 | 2285014.5279 | 1523343.0186 | 1028256.5376 | 914005.8112
2020 | 5656 | Edgecombe-Martin County E M C | NC | Cooperative | 210.969 | 1.662 | 126.9368 | 210.969 | 1.662 | 126.9368 | 210.938 | 1.662 | 126.9182 | 11166 | 25 | Y | . | . | . | . | . | . | . |  |  | . |  | 0 | 0 | 126.9368 |  |  | 0 | 0 | 0% |  | 0 |  | 0 |  | 1: 0; 3: 0; 5: 0; 7: 0 | 0 |  | 0
2020 | 5661 | City of Edmond - (OK) | OK | Municipal | 534.18 | 1.54 | 346.8701 | 82.027 | 1.023 | 80.1828 | 82.027 | 1.023 | 80.1828 | 41932 | 12.4 | Y | . | . | . | . | . | . | . |  |  | . |  | 452.153 | 0.517 | 80.1828 | 874.5706 | 874.5706 | 21678.844 | 21678.844 | 51.7% | 77.1113 | 1083.9422 | 154.2226 | 2709.8555 | 462.6678 | 4335.7688 | 771.1129 | 5419.711 | 1156.6694 | 4335.7688 | 1542.2259 | 2167.8844 | 2313.3388 | 975.548 | 3084.4518 | 650.3653 | 83584.1863 | 417920.9316 | 2006020.4716 | 4179209.3158 | 5015051.179 | 3343367.4526 | 2256773.0305 | 2006020.4716
2020 | 5701 | El Paso Electric Co | NM | Investor Owned | 126.481 | 0.908 | 139.2963 | 126.481 | 0.908 | 139.2963 | 114.4 | 0.858 | 133.3333 | 103047 | 23.9 | Y | . | . | . | . | . | . | . |  |  | . |  | 0 | 0 | 139.2963 |  |  | 0 | 0 | 0% |  | 0 |  | 0 |  | 1: 0; 3: 0; 5: 0; 7: 0 | 0 |  | 0
2020 | 5701 | El Paso Electric Co | TX | Investor Owned | 68.847 | 0.891 | 77.2694 | 68.847 | 0.891 | 77.2694 | 68.174 | 0.862 | 79.0882 | 338765 | 23.9 | Y | . | . | . | . | . | . | . |  |  | . |  | 0 | 0 | 77.2694 |  |  | 0 | 0 | 0% |  | 0 |  | 0 |  | 1: 0; 3: 0; 5: 0; 7: 0 | 0 |  | 0
2020 | 5773 | City of Elk River | MN | Municipal | 15.795 | 0.158 | 99.9684 | 15.795 | 0.158 | 99.9684 | 15.795 | 0.158 | 99.9684 | 12365 | 12.5 | N | . | . | . | . | . | . | . |  |  | . |  | 0 | 0 | 99.9684 |  |  | 0 | 0 | 0% |  | 0 |  | 0 |  | 1: 0; 3: 0; 5: 0; 7: 0 | 0 |  | 0
2020 | 5780 | Elkhorn Rural Public Pwr Dist | NE | Political Subdivision | . | . | . | . | . | . | . | . | . | . | . |  | 118.7 | 0.92 | 129.0217 | 34.24 | 0.58 | 59.0345 | 9871 | N | F | 12.5 | N | 84.46 | 0.34 | 59.0345 | 248.4118 | 248.4118 | 3356.14 | 3356.14 | 34% | 21.9026 | 167.807 | 43.8052 | 419.5175 | 131.4155 | 671.228 | 219.0258 | 839.035 | 328.5387 | 671.228 | 438.0516 | 335.614 | 657.0774 | 151.0263 | 876.1032 | 100.6842 | 3675.4063 | 18377.0314 | 88209.7509 | 183770.3145 | 220524.3774 | 147016.2516 | 99235.9698 | 88209.7509
2020 | 5860 | Empire District Electric Co | AR | Investor Owned | 23.43 | 0.415 | 56.4578 | 23.43 | 0.415 | 56.4578 | . | . | . | 5383 | 12.5 | N | . | . | . | . | . | . | . |  |  | . |  | 0 | 0 | 56.4578 |  |  | 0 | 0 | 0% |  | 0 |  | 0 |  | 1: 0; 3: 0; 5: 0; 7: 0 | 0 |  | 0
2020 | 5860 | Empire District Electric Co | KS | Investor Owned | 64.17 | 0.94 | 68.266 | 47.8 | 0.602 | 79.402 | . | . | . | 11270 | 12.5 | N | . | . | . | . | . | . | . |  |  | . |  | 16.37 | 0.338 | 79.402 | 48.432 | 48.432 | 3809.26 | 3809.26 | 33.8% | 4.2703 | 190.463 | 8.5405 | 476.1575 | 25.6216 | 761.852 | 42.7027 | 952.315 | 64.054 | 761.852 | 85.4054 | 380.926 | 128.108 | 171.4167 | 170.8107 | 114.2778 | 813.328 | 4066.64 | 19519.8719 | 40666.3997 | 48799.6796 | 32533.1198 | 21959.8558 | 19519.8719
2020 | 5860 | Empire District Electric Co | MO | Investor Owned | 103.54 | 0.941 | 110.0319 | 103.54 | 0.941 | 110.0319 | . | . | . | 171170 | 25 | N | . | . | . | . | . | . | . |  |  | . |  | 0 | 0 | 110.0319 |  |  | 0 | 0 | 0% |  | 0 |  | 0 |  | 1: 0; 3: 0; 5: 0; 7: 0 | 0 |  | 0
2020 | 5860 | Empire District Electric Co | OK | Investor Owned | 88.84 | 0.835 | 106.3952 | 88.84 | 0.835 | 106.3952 | . | . | . | 6731 | 12.5 | N | . | . | . | . | . | . | . |  |  | . |  | 0 | 0 | 106.3952 |  |  | 0 | 0 | 0% |  | 0 |  | 0 |  | 1: 0; 3: 0; 5: 0; 7: 0 | 0 |  | 0
2020 | 5862 | Empire Electric Assn, Inc | CO | Cooperative | 123.22 | 0.97 | 127.0309 | 123.22 | 0.97 | 127.0309 | 123.22 | 0.97 | 127.0309 | 16151 | 44 | Y | . | . | . | . | . | . | . |  |  | . |  | 0 | 0 | 127.0309 |  |  | 0 | 0 | 0% |  | 0 |  | 0 |  | 1: 0; 3: 0; 5: 0; 7: 0 | 0 |  | 0
2020 | 5905 | Excelsior Electric Member Corp | GA | Cooperative | . | . | . | . | . | . | . | . | . | . | . |  | 188.13 | . | . | 188.13 | . | . | 23423 | N | O | 24.9 | Y | 0 |  |  |  | 0 |  | 23423 | 100% | 0 | 1171.15 | 0 | 2927.875 | 0 | 4684.6 | 0 | 5855.75 | 0 | 4684.6 | 0 | 2342.3 | 0 | 1054.035 | 0 | 702.69 | 0 | 0 | 0 | 0 | 0 | 0 | 0 | 0
2020 | 5929 | Fairfield Electric Coop, Inc | SC | Cooperative | . | . | . | . | . | . | . | . | . | . | . |  | 158.61 | 1.6 | 99.1312 | 81.31 | 1 | 81.31 | 29912 | N | L | 25 | Y | 77.3 | 0.6 | 81.31 | 128.8333 | 128.8333 | 17947.2 | 17947.2 | 60% | 11.3593 | 897.36 | 22.7186 | 2243.4 | 68.1558 | 3589.44 | 113.5929 | 4486.8 | 170.3894 | 3589.44 | 227.1859 | 1794.72 | 340.7788 | 807.624 | 454.3718 | 538.416 | 10193.3766 | 50966.8832 | 244641.0392 | 509668.8317 | 611602.5981 | 407735.0654 | 275221.1691 | 244641.0392
2020 | 5930 | Village of Fairport - (NY) | NY | Municipal | 26.043 | 0.287 | 90.7422 | 17.69 | 0.259 | 68.3012 | . | . | . | 17666 | 12.5 | N | . | . | . | . | . | . | . |  |  | . |  | 8.353 | 0.028 | 68.3012 | 298.3214 | 298.3214 | 494.648 | 494.648 | 2.8% | 26.3031 | 24.7324 | 52.6063 | 61.831 | 157.8188 | 98.9296 | 263.0314 | 123.662 | 394.5471 | 98.9296 | 526.0628 | 49.4648 | 789.0942 | 22.2592 | 1052.1255 | 14.8394 | 650.5397 | 3252.6987 | 15612.9538 | 32526.9871 | 39032.3845 | 26021.5897 | 17564.573 | 15612.9538
2020 | 5961 | Town of Erwin - (TN) | TN | Municipal | . | . | . | . | . | . | . | . | . | . | . |  | 118 | 1.94 | 60.8247 | 118 | 1.94 | 60.8247 | 8950 | N | L | 12.5 | N | 0 | 0 | 60.8247 |  |  | 0 | 0 | 0% |  | 0 |  | 0 |  | 1: 0; 3: 0; 5: 0; 7: 0 | 0 |  | 0
2020 | 6022 | City of Eugene - (OR) | OR | Municipal | 41.49 | 0.32 | 129.6562 | 41.49 | 0.32 | 129.6562 | 41.49 | 0.32 | 129.6562 | 94968 | 12.5 | Y | . | . | . | . | . | . | . |  |  | . |  | 0 | 0 | 129.6562 |  |  | 0 | 0 | 0% |  | 0 |  | 0 |  | 1: 0; 3: 0; 5: 0; 7: 0 | 0 |  | 0
2020 | 6169 | Fall River Rural Elec Coop Inc | ID | Cooperative | 130.693 | 1 | 130.693 | 102.405 | 0.844 | 121.3329 | 90.396 | 0.767 | 117.8566 | 15579 | 12 | Y | . | . | . | . | . | . | . |  |  | . |  | 28.288 | 0.156 | 121.3329 | 181.3333 | 181.3333 | 2430.324 | 2430.324 | 15.6% | 15.9882 | 121.5162 | 31.9765 | 303.7905 | 95.9295 | 486.0648 | 159.8824 | 607.581 | 239.8237 | 486.0648 | 319.7649 | 243.0324 | 479.6473 | 109.3646 | 639.5298 | 72.9097 | 1942.8306 | 9714.1532 | 46627.9356 | 97141.5324 | 116569.8389 | 77713.2259 | 52456.4275 | 46627.9356
2020 | 6169 | Fall River Rural Elec Coop Inc | MT | Cooperative | 47.481 | 0.414 | 114.6884 | 45.462 | 0.39 | 116.5692 | 47.481 | 0.414 | 114.6884 | 1999 | 12 | Y | . | . | . | . | . | . | . |  |  | . |  | 2.019 | 0.024 | 116.5692 | 84.125 | 84.125 | 47.976 | 47.976 | 2.4% | 7.4173 | 2.3988 | 14.8347 | 5.997 | 44.504 | 9.5952 | 74.1734 | 11.994 | 111.2601 | 9.5952 | 148.3468 | 4.7976 | 222.5202 | 2.1589 | 296.6936 | 1.4393 | 17.7927 | 88.9636 | 427.0252 | 889.6358 | 1067.5629 | 711.7086 | 480.4033 | 427.0252
2020 | 6169 | Fall River Rural Elec Coop Inc | WY | Cooperative | 30.546 | 0.269 | 113.5539 | 20.686 | 0.179 | 115.5643 | 30.546 | 0.269 | 113.5539 | 357 | 12 | Y | . | . | . | . | . | . | . |  |  | . |  | 9.86 | 0.09 | 115.5642 | 109.5556 | 109.5556 | 32.13 | 32.13 | 9% | 9.6596 | 1.6065 | 19.3191 | 4.0163 | 57.9574 | 6.426 | 96.5956 | 8.0325 | 144.8935 | 6.426 | 193.1913 | 3.213 | 289.7869 | 1.4459 | 386.3826 | 0.9639 | 15.5181 | 77.5904 | 372.4342 | 775.9045 | 931.0854 | 620.7236 | 418.9884 | 372.4342
2020 | 6181 | Farmers Electric Coop, Inc - (MO) | MO | Cooperative | . | . | . | . | . | . | . | . | . | . | . |  | 8.87 | 0.07 | 126.7143 | 8.87 | 0.07 | 126.7143 | 13244 | N | O | 13.2 | N | 0 | 0 | 126.7143 |  |  | 0 | 0 | 0% |  | 0 |  | 0 |  | 1: 0; 3: 0; 5: 0; 7: 0 | 0 |  | 0
2020 | 6182 | Farmers Electric Coop, Inc - (TX) | TX | Cooperative | 73.518 | 1.033 | 71.1694 | 60.041 | 0.945 | 63.5354 | 71.115 | 0.934 | 76.1403 | 66202.4 | 24.9 | Y | . | . | . | . | . | . | . |  |  | . |  | 13.477 | 0.088 | 63.5354 | 153.1477 | 153.1477 | 5825.8112 | 5825.8112 | 8.8% | 13.5031 | 291.2906 | 27.0062 | 728.2264 | 81.0186 | 1165.1622 | 135.0311 | 1456.4528 | 202.5466 | 1165.1622 | 270.0621 | 582.5811 | 405.0932 | 262.1615 | 540.1242 | 174.7743 | 3933.3273 | 19666.6365 | 94399.8554 | 196666.3655 | 235999.6386 | 157333.0924 | 106199.8374 | 94399.8554
2020 | 6194 | Farmers Rural Electric Coop Corp - (KY) | KY | Cooperative | 127.58 | 1.28 | 99.6719 | 90.15 | 1.13 | 79.7788 | 112.88 | 1.07 | 105.4953 | 24638 | 68.9 | N | . | . | . | . | . | . | . |  |  | . |  | 37.43 | 0.15 | 79.7788 | 249.5333 | 249.5333 | 3695.7 | 3695.7 | 15% | 22.0015 | 184.785 | 44.0029 | 461.9625 | 132.0088 | 739.14 | 220.0147 | 923.925 | 330.022 | 739.14 | 440.0294 | 369.57 | 660.0441 | 166.3065 | 880.0588 | 110.871 | 4065.5415 | 20327.7077 | 97572.997 | 203277.0771 | 243932.4926 | 162621.6617 | 109769.6217 | 97572.997
2020 | 6198 | Farmers Electric Coop, Inc - (NM) | NM | Cooperative | . | . | . | . | . | . | . | . | . | . | . |  | 163 | 1.938 | 84.1073 | 161 | 1.694 | 95.0413 | 13360 | N | F | 24.9 | N | 2 | 0.244 | 95.0413 | 8.1967 | 8.1967 | 3259.84 | 3259.84 | 24.4% | 0.72271 | 162.992 | 1.4454 | 407.48 | 4.3363 | 651.968 | 7.2271 | 814.96 | 10.8406 | 651.968 | 14.4542 | 325.984 | 21.6813 | 146.6928 | 28.9083 | 97.7952 | 117.7957 | 588.9787 | 2827.0977 | 5889.7869 | 7067.7443 | 4711.8295 | 3180.4849 | 2827.0977
2020 | 6204 | City of Farmington - (NM) | NM | Municipal | 75.884 | 0.602 | 126.0532 | . | . | . | . | . | . | 44882 | 13.8 | Y | . | . | . | . | . | . | . |  |  | . | [7 empty] | 44882 | 100% |  | 2244.1 |  | 5610.25 |  | 1: 8976.4; 3: 11220.5; 5: 8976.4; 7: 4488.2 | 2019.69 |  | 1346.46
2020 | 6234 | City of Fayetteville | TN | Municipal | 274.694 | 1.799 | 152.6926 | 180.826 | 1.398 | 129.3462 | 271.337 | 1.759 | 154.2564 | 18841 | 14.4 | Y | . | . | . | . | . | . | . |  |  | . |  | 93.868 | 0.401 | 129.3462 | 234.0848 | 234.0848 | 7555.241 | 7555.241 | 40.1% | 20.6394 | 377.762 | 41.2787 | 944.4051 | 123.8362 | 1511.0482 | 206.3936 | 1888.8102 | 309.5905 | 1511.0482 | 412.7873 | 755.5241 | 619.1809 | 339.9858 | 825.5746 | 226.6572 | 7796.7685 | 38983.8425 | 187122.444 | 389838.425 | 467806.11 | 311870.74 | 210512.7495 | 187122.444
2020 | 6235 | Fayetteville Public Works Commission | NC | Municipal | 91.389 | 1.137 | 80.3773 | 27.36 | 0.558 | 49.0323 | 91.389 | 1.137 | 80.3773 | 86142 | 25 | Y | . | . | . | . | . | . | . |  |  | . |  | 64.029 | 0.579 | 49.0323 | 110.5855 | 110.5855 | 49876.218 | 49876.218 | 57.9% | 9.7504 | 2493.8109 | 19.5007 | 6234.5273 | 58.5022 | 9975.2436 | 97.5037 | 12469.0545 | 146.2556 | 9975.2436 | 195.0075 | 4987.6218 | 292.5112 | 2244.4298 | 390.015 | 1496.2865 | 24315.5891 | 121577.9453 | 583574.1374 | 1215779.4529 | 1458935.3435 | 972623.5623 | 656520.9046 | 583574.1374
2020 | 6258 | Federated Rural Electric Assn | MN | Cooperative | 207.18 | 2.324 | 89.148 | 195.449 | 2.22 | 88.0401 | 148.431 | 1.467 | 101.18 | 6848 | 7.2 | Y | . | . | . | . | . | . | . |  |  | . |  | 11.731 | 0.104 | 88.0401 | 112.7981 | 112.7981 | 712.192 | 712.192 | 10.4% | 9.9455 | 35.6096 | 19.8909 | 89.024 | 59.6728 | 142.4384 | 99.4546 | 178.048 | 149.1819 | 142.4384 | 198.9092 | 71.2192 | 298.3638 | 32.0486 | 397.8183 | 21.3658 | 354.1538 | 1770.769 | 8499.6913 | 17707.6902 | 21249.2283 | 14166.1522 | 9562.1527 | 8499.6913
2020 | 6342 | First Electric Coop Corp | AR | Cooperative | 501.597 | 1.821 | 275.4514 | 119.153 | 1.358 | 87.7415 | 147.23 | 1.266 | 116.2954 | 95888 | 25 | Y | . | . | . | . | . | . | . |  |  | . |  | 382.444 | 0.463 | 87.7415 | 826.013 | 826.013 | 44396.144 | 44396.144 | 46.3% | 72.8299 | 2219.8072 | 145.6599 | 5549.518 | 436.9797 | 8879.2288 | 728.2994 | 11099.036 | 1092.4492 | 8879.2288 | 1456.5989 | 4439.6144 | 2184.8983 | 1997.8265 | 2913.1978 | 1331.8843 | 161668.4362 | 808342.1809 | 3880042.4682 | 8083421.8087 | 9700106.1704 | 6466737.4469 | 4365047.7767 | 3880042.4682
2020 | 6374 | Fitchburg Gas & Elec Light Co | MA | Investor Owned | 256.75 | 2.837 | 90.5005 | 64.904 | 1.274 | 50.9451 | 256.75 | 2.837 | 90.5005 | 30158 | 69 | Y | . | . | . | . | . | . | . |  |  | . |  | 191.846 | 1.563 | 50.9451 | 122.7422 | 191.846 | 47136.954 | 30158 | 100% | 16.9152 | 1507.9 | 33.8303 | 3769.75 | 101.4909 | 6031.6 | 169.1515 | 7539.5 | 253.7273 | 6031.6 | 338.303 | 3015.8 | 507.4545 | 1357.11 | 676.606 | 904.74 | 25506.3556 | 127531.7781 | 612152.535 | 1275317.7813 | 1530381.3376 | 1020254.2251 | 688671.6019 | 612152.535
2020 | 6395 | Flathead Electric Coop Inc | MT | Cooperative | 870.22 | 2.38 | 365.6387 | 173.36 | 1.02 | 169.9608 | 860.98 | 2.33 | 369.5193 | 67628 | 24.9 | N | . | . | . | . | . | . | . |  |  | . |  | 696.86 | 1.36 | 169.9608 | 512.3971 | 696.86 | 91974.08 | 67628 | 100% | 61.4425 | 3381.4 | 122.8849 | 8453.5 | 368.6548 | 13525.6 | 614.4247 | 16907 | 921.637 | 13525.6 | 1228.8494 | 6762.8 | 1843.2741 | 3043.26 | 2457.6988 | 2028.84 | 207761.5639 | 1038807.8195 | 4986277.5338 | 10388078.1954 | 12465693.8345 | 8310462.5564 | 5609562.2255 | 4986277.5338
2020 | 6411 | Flint Electric Membership Corp | GA | Cooperative | . | . | . | . | . | . | . | . | . | . | . |  | 129 | 1.838 | 70.185 | 94.8 | 1.835 | 51.6621 | 89686 | N | L | 25 | Y | 34.2 | 0.003 | 51.6621 | 11400 | 11400 | 269.058 | 269.058 | 0.3% | 1005.1433 | 13.4529 | 2010.2866 | 33.6323 | 6030.8597 | 53.8116 | 10051.4328 | 67.2645 | 15077.1492 | 53.8116 | 20102.8655 | 26.9058 | 30154.2983 | 12.1076 | 40205.7311 | 8.0717 | 13522.092 | 67610.46 | 324530.2078 | 676104.5996 | 811325.5195 | 540883.6796 | 365096.4838 | 324530.2078
2020 | 6424 | Florence Utility Comm | WI | Municipal | 143.214 | 1.185 | 120.8557 | 59.136 | 0.657 | 90.0091 | 59.136 | 0.657 | 90.0091 | 1524 | 12.4 | N | . | . | . | . | . | . | . |  |  | . |  | 84.078 | 0.528 | 90.0091 | 159.2386 | 159.2386 | 804.672 | 804.672 | 52.8% | 14.0401 | 40.2336 | 28.0803 | 100.584 | 84.2409 | 160.9344 | 140.4014 | 201.168 | 210.6022 | 160.9344 | 280.8029 | 80.4672 | 421.2043 | 36.2102 | 561.6058 | 24.1402 | 564.8855 | 2824.4277 | 13557.2532 | 28244.2774 | 33893.1329 | 22595.422 | 15251.9098 | 13557.2532
2020 | 6427 | City of Floresville | TX | Municipal | 165.48 | 1.719 | 96.2653 | 59.28 | 0.962 | 61.6216 | 165.48 | 1.719 | 96.2653 | 16425 | 13.8 | Y | . | . | . | . | . | . | . |  |  | . |  | 106.2 | 0.757 | 61.6216 | 140.2906 | 140.2906 | 12433.725 | 12433.725 | 75.7% | 12.3695 | 621.6862 | 24.739 | 1554.2156 | 74.2169 | 2486.745 | 123.6949 | 3108.4313 | 185.5423 | 2486.745 | 247.3898 | 1243.3725 | 371.0847 | 559.5176 | 494.7796 | 373.0118 | 7689.9412 | 38449.7061 | 184558.5893 | 384497.061 | 461396.4732 | 307597.6488 | 207628.4129 | 184558.5893
2020 | 6442 | Fleming-Mason Energy Coop Inc | KY | Cooperative | 320.7 | 1.33 | 241.1278 | 123.17 | 0.807 | 152.627 | 319.7 | 1.27 | 251.7323 | 25163 | 25 | Y | . | . | . | . | . | . | . |  |  | . |  | 197.53 | 0.523 | 152.627 | 377.6864 | 377.6864 | 13160.249 | 13160.249 | 52.3% | 33.3008 | 658.0124 | 66.6016 | 1645.0311 | 199.8047 | 2632.0498 | 333.0079 | 3290.0622 | 499.5118 | 2632.0498 | 666.0157 | 1316.0249 | 999.0236 | 592.2112 | 1332.0315 | 394.8075 | 21912.3324 | 109561.6618 | 525895.9766 | 1095616.6179 | 1314739.9415 | 876493.2943 | 591632.9737 | 525895.9766
2020 | 6443 | Florida Keys El Coop Assn, Inc | FL | Cooperative | 51.562 | 0.621 | 83.0306 | 32.24 | 0.547 | 58.9397 | 51.562 | 0.621 | 83.0306 | 32303 | 25 | Y | . | . | . | . | . | . | . |  |  | . |  | 19.322 | 0.074 | 58.9397 | 261.1081 | 261.1081 | 2390.422 | 2390.422 | 7.4% | 23.022 | 119.5211 | 46.044 | 298.8028 | 138.1321 | 478.0844 | 230.2202 | 597.6055 | 345.3303 | 478.0844 | 460.4405 | 239.0422 | 690.6607 | 107.569 | 920.8809 | 71.7127 | 2751.6175 | 13758.0874 | 66038.8196 | 137580.8742 | 165097.0491 | 110064.6994 | 74293.6721 | 66038.8196
2020 | 6452 | Florida Power & Light Co | FL | Investor Owned | 69.69 | 0.75 | 92.92 | 49.17 | 0.59 | 83.339 | 69.69 | 0.75 | 92.92 | 5158044 | 23 | Y | . | . | . | . | . | . | . |  |  | . |  | 20.52 | 0.16 | 83.339 | 128.25 | 128.25 | 825287.04 | 825287.04 | 16% | 11.3079 | 41264.352 | 22.6157 | 103160.88 | 67.8472 | 165057.408 | 113.0786 | 206321.76 | 169.6179 | 165057.408 | 226.1572 | 82528.704 | 339.2359 | 37137.9168 | 452.3145 | 24758.6112 | 466611.5924 | 2333057.9621 | 11198678.218 | 23330579.6209 | 27996695.545 | 18664463.6967 | 12598512.9953 | 11198678.218
2020 | 6455 | Duke Energy Florida, LLC | FL | Investor Owned | 126 | 1.27 | 99.2126 | 98 | 1.16 | 84.4828 | 118 | 1.11 | 106.3063 | 1898003 | 25 | Y | . | . | . | . | . | . | . |  |  | . |  | 28 | 0.11 | 84.4828 | 254.5455 | 254.5455 | 208780.33 | 208780.33 | 11% | 22.4434 | 10439.0165 | 44.8868 | 26097.5412 | 134.6603 | 41756.066 | 224.4339 | 52195.0825 | 336.6509 | 41756.066 | 448.8678 | 20878.033 | 673.3017 | 9395.1149 | 897.7356 | 6263.4099 | 234286.9243 | 1171434.6216 | 5622886.1837 | 11714346.216 | 14057215.4592 | 9371476.9728 | 6325746.9566 | 5622886.1837
2020 | 6457 | Florida Public Utilities Co | FL | Investor Owned | . | . | . | . | . | . | . | . | . | . | . |  | 575.03 | 3.82 | 150.5314 | 157.6 | 1.74 | 90.5747 | 29380 | N | L | 12.5 | N | 417.43 | 2.08 | 90.5747 | 200.6875 | 417.43 | 61110.4 | 29380 | 100% | 36.805 | 1469 | 73.61 | 3672.5 | 220.83 | 5876 | 368.05 | 7345 | 552.0749 | 5876 | 736.0999 | 2938 | 1104.1499 | 1322.1 | 1472.1999 | 881.4 | 54066.5396 | 270332.698 | 1297596.9505 | 2703326.9802 | 3243992.3762 | 2162661.5841 | 1459796.5693 | 1297596.9505
2020 | 6491 | Foley Board of Utilities | AL | Municipal | 5822.4 | 3.622 | 1607.5097 | 64.494 | 0.966 | 66.764 | 5693.8 | 3.227 | 1764.4252 | 50311 | 12.4 | Y | . | . | . | . | . | . | . |  |  | . |  | 5757.906 | 2.656 | 66.764 | 2167.8863 | 5757.906 | 133626.016 | 50311 | 100% | 507.6772 | 2515.55 | 1015.3545 | 6288.875 | 3046.0634 | 10062.2 | 5076.7724 | 12577.75 | 7615.1586 | 10062.2 | 10153.5447 | 5031.1 | 15230.3171 | 2263.995 | 20307.0895 | 1509.33 | 1277087.4744 | 6385437.3718 | 30650099.3845 | 63854373.7177 | 76625248.4612 | 51083498.9742 | 34481361.8076 | 30650099.3845
2020 | 6582 | City of Forest Grove | OR | Municipal | . | . | . | . | . | . | . | . | . | . | . |  | 7.58 | 0.177 | 42.8249 | . | . | . | 10465 | N | L | 12.5 | N | [6 empty] | 10465 | 100% |  | 523.25 |  | 1308.125 |  | 1: 2093; 3: 2616.25; 5: 2093; 7: 1046.5 | 470.925 |  | 313.95
2020 | 6604 | City of Fort Collins - (CO) | CO | Municipal | . | . | . | . | . | . | . | . | . | . | . |  | 10.15 | 0.17 | 59.7059 | 10.15 | 0.17 | 59.7059 | 76820 | N | L | 13.8 | N | 0 | 0 | 59.7059 |  |  | 0 | 0 | 0% |  | 0 |  | 0 |  | 1: 0; 3: 0; 5: 0; 7: 0 | 0 |  | 0
2020 | 6608 | Fort Loudoun Electric Coop | TN | Cooperative | 464.45 | 2.925 | 158.7863 | 399.68 | 2.822 | 141.6301 | 464.45 | 2.925 | 158.7863 | 32785 | 13 | Y | . | . | . | . | . | . | . |  |  | . |  | 64.77 | 0.103 | 141.63 | 628.835 | 628.835 | 3376.855 | 3376.855 | 10.3% | 55.4447 | 168.8427 | 110.8893 | 422.1069 | 332.668 | 675.371 | 554.4467 | 844.2137 | 831.67 | 675.371 | 1108.8934 | 337.6855 | 1663.3401 | 151.9585 | 2217.7868 | 101.3056 | 9361.4303 | 46807.1517 | 224674.3283 | 468071.5173 | 561685.8207 | 374457.2138 | 252758.6193 | 224674.3283
2020 | 6616 | Fort Pierce Utilities Authority | FL | Municipal | . | . | . | . | . | . | . | . | . | . | . |  | 46.53 | 1.4 | 33.2357 | 46.53 | 1.4 | 33.2357 | 28916 | Y | L | 15 | Y | 0 | 0 | 33.2357 |  |  | 0 | 0 | 0% |  | 0 |  | 0 |  | 1: 0; 3: 0; 5: 0; 7: 0 | 0 |  | 0
2020 | 6640 | Four County Elec Member Corp | NC | Cooperative | . | . | . | . | . | . | . | . | . | . | . |  | 344.913 | . | . | 112.413 | . | . | 33234 | Y | L | 7.2 | Y | 232.5 |  |  |  | 232.5 |  | 33234 | 100% | 20.4996 | 1661.7 | 40.9993 | 4154.25 | 122.9978 | 6646.8 | 204.9963 | 8308.5 | 307.4945 | 6646.8 | 409.9927 | 3323.4 | 614.989 | 1495.53 | 819.9853 | 997.02 | 34064.2395 | 170321.1976 | 817541.7487 | 1703211.9765 | 2043854.3718 | 1362569.5812 | 919734.4673 | 817541.7487
2020 | 6641 | 4-County Electric Power Assn | MS | Cooperative | 236.705 | 1.75 | 135.26 | 108.211 | 1.363 | 79.3918 | 236.705 | 1.75 | 135.26 | 48517 | 13 | Y | . | . | . | . | . | . | . |  |  | . |  | 128.494 | 0.387 | 79.3918 | 332.0258 | 332.0258 | 18776.079 | 18776.079 | 38.7% | 29.2749 | 938.8039 | 58.5497 | 2347.0099 | 175.6492 | 3755.2158 | 292.7487 | 4694.0198 | 439.1231 | 3755.2158 | 585.4974 | 1877.6079 | 878.2462 | 844.9236 | 1170.9949 | 563.2824 | 27483.3655 | 137416.8273 | 659600.771 | 1374168.2729 | 1649001.9275 | 1099334.6183 | 742050.8674 | 659600.771
2020 | 6708 | City of Frankfort - (KY) | KY | Municipal | 32.674 | 0.224 | 145.8661 | 13.67 | 0.158 | 86.519 | 32.674 | 0.224 | 145.8661 | 21555 | 13.8 | Y | . | . | . | . | . | . | . |  |  | . |  | 19.004 | 0.066 | 86.519 | 287.9394 | 287.9394 | 1422.63 | 1422.63 | 6.6% | 25.3877 | 71.1315 | 50.7755 | 177.8288 | 152.3265 | 284.526 | 253.8775 | 355.6575 | 380.8162 | 284.526 | 507.755 | 142.263 | 761.6325 | 64.0183 | 1015.51 | 42.6789 | 1805.8687 | 9029.3436 | 43340.8491 | 90293.4357 | 108352.1229 | 72234.7486 | 48758.4553 | 43340.8491
2020 | 6709 | Easley Combined Utility System | SC | Municipal | 342.29 | 2.65 | 129.166 | 131.4 | 1.73 | 75.9538 | 342.29 | 2.65 | 129.166 | 15197 | 12.5 | Y | . | . | . | . | . | . | . |  |  | . |  | 210.89 | 0.92 | 75.9538 | 229.2283 | 229.2283 | 13981.24 | 13981.24 | 92% | 20.2112 | 699.062 | 40.4223 | 1747.655 | 121.267 | 2796.248 | 202.1116 | 3495.31 | 303.1674 | 2796.248 | 404.2232 | 1398.124 | 606.3349 | 629.1558 | 808.4465 | 419.4372 | 14128.8552 | 70644.2762 | 339092.5257 | 706442.7619 | 847731.3143 | 565154.2096 | 381479.0914 | 339092.5257
2020 | 6716 | PUD No 1 of Franklin County | WA | Political Subdivision | . | . | . | . | . | . | . | . | . | . | . |  | 45.9 | 0.46 | 99.7826 | 45.9 | 0.46 | 99.7826 | 32982 | N | F | 12.5 | N | 0 | 0 | 99.7826 |  |  | 0 | 0 | 0% |  | 0 |  | 0 |  | 1: 0; 3: 0; 5: 0; 7: 0 | 0 |  | 0
2020 | 6775 | Village of Freeport - (NY) | NY | Municipal | 59.674 | 0.701 | 85.127 | 13.171 | 0.225 | 58.5378 | . | . | . | 14613 | 13.8 | N | . | . | . | . | . | . | . |  |  | . |  | 46.503 | 0.476 | 58.5378 | 97.6954 | 97.6954 | 6955.788 | 6955.788 | 47.6% | 8.6138 | 347.7894 | 17.2277 | 869.4735 | 51.6831 | 1391.1576 | 86.1385 | 1738.947 | 129.2077 | 1391.1576 | 172.2769 | 695.5788 | 258.4154 | 313.0105 | 344.5539 | 208.6736 | 2995.8046 | 14979.0229 | 71899.3099 | 149790.229 | 179748.2748 | 119832.1832 | 80886.7237 | 71899.3099
2020 | 6779 | City of Fremont - (NE) | NE | Municipal | 215.594 | 1.625 | 132.6732 | 11.11 | 0.128 | 86.7969 | 215.594 | 1.625 | 132.6732 | 15202 | 15 | N | . | . | . | . | . | . | . |  |  | . |  | 204.484 | 1.497 | 86.7969 | 136.5959 | 204.484 | 22757.394 | 15202 | 100% | 18.0294 | 760.1 | 36.0589 | 1900.25 | 108.1767 | 3040.4 | 180.2945 | 3800.5 | 270.4417 | 3040.4 | 360.589 | 1520.2 | 540.8835 | 684.09 | 721.178 | 456.06 | 13704.1841 | 68520.9207 | 328900.4192 | 685209.2068 | 822251.0481 | 548167.3654 | 370012.9717 | 328900.4192
2020 | 6782 | Freeborn-Mower Electric Cooperative | MN | Cooperative | 107.8 | 1.25 | 86.24 | 62.3 | 0.71 | 87.7465 | 107.8 | 1.25 | 86.24 | 21088 | 24.9 | Y | . | . | . | . | . | . | . |  |  | . |  | 45.5 | 0.54 | 87.7465 | 84.2593 | 84.2593 | 11387.52 | 11387.52 | 54% | 7.4292 | 569.376 | 14.8584 | 1423.44 | 44.5751 | 2277.504 | 74.2918 | 2846.88 | 111.4377 | 2277.504 | 148.5836 | 1138.752 | 222.8753 | 512.4384 | 297.1671 | 341.6256 | 4229.9956 | 21149.978 | 101519.8942 | 211499.7796 | 253799.7355 | 169199.8237 | 114209.881 | 101519.8942
2020 | 6784 | French Broad Elec Member Corp | NC | Cooperative | . | . | . | . | . | . | . | . | . | . | . |  | 101.4 | 0.8 | 126.75 | . | . | . | 38948 | N | L | 14.4 | N | [6 empty] | 38948 | 100% |  | 1947.4 |  | 4868.5 |  | 1: 7789.6; 3: 9737; 5: 7789.6; 7: 3894.8 | 1752.66 |  | 1168.44
2020 | 6894 | City of Gaffney - (SC) | SC | Municipal | . | . | . | . | . | . | . | . | . | . | . |  | 112.373 | 0.979 | 114.7835 | 32.14 | 0.74 | 43.4324 | 7382 | N | O | 25 | Y | 80.233 | 0.239 | 43.4324 | 335.7029 | 335.7029 | 1764.298 | 1764.298 | 23.9% | 29.5991 | 88.2149 | 59.1982 | 220.5373 | 177.5945 | 352.8596 | 295.9908 | 441.0745 | 443.9862 | 352.8596 | 591.9817 | 176.4298 | 887.9725 | 79.3934 | 1183.9633 | 52.9289 | 2611.0801 | 13055.4006 | 62665.9228 | 130554.0057 | 156664.8069 | 104443.2046 | 70499.1631 | 62665.9228
2020 | 6909 | Gainesville Regional Utilities | FL | Municipal | 162.95 | 1.568 | 103.9222 | 57.62 | 1.095 | 52.621 | 152.48 | 1.511 | 100.9133 | 98401 | 12.5 | Y | . | . | . | . | . | . | . |  |  | . |  | 105.33 | 0.473 | 52.621 | 222.685 | 222.685 | 46543.673 | 46543.673 | 47.3% | 19.6342 | 2327.1836 | 39.2685 | 5817.9591 | 117.8054 | 9308.7346 | 196.3424 | 11635.9183 | 294.5136 | 9308.7346 | 392.6848 | 4654.3673 | 589.0272 | 2094.4653 | 785.3695 | 1396.3102 | 45692.479 | 228462.3952 | 1096619.4971 | 2284623.9522 | 2741548.7427 | 1827699.1618 | 1233696.9342 | 1096619.4971
2020 | 6923 | City of Gallatin - (TN) | TN | Municipal | . | . | . | . | . | . | . | . | . | . | . |  | 87 | 1.24 | 70.1613 | 40 | 0.58 | 68.9655 | 22047 | N | L | 69 | N | 47 | 0.66 | 68.9655 | 71.2121 | 71.2121 | 14551.02 | 14551.02 | 66% | 6.2788 | 727.551 | 12.5576 | 1818.8775 | 37.6728 | 2910.204 | 62.7881 | 3637.755 | 94.1821 | 2910.204 | 125.5761 | 1455.102 | 188.3642 | 654.7959 | 251.1522 | 436.5306 | 4568.1514 | 22840.7568 | 109635.6326 | 228407.568 | 274089.0816 | 182726.0544 | 123340.0867 | 109635.6326
2020 | 6957 | Garkane Energy Coop, Inc | UT | Cooperative | 453.4 | . | . | 372.4 | . | . | 376.9 | . | . | 14338 | . | N | . | . | . | . | . | . | . |  |  | . |  | 81 |  |  |  | 81 |  | 14338 | 100% | 7.1418 | 716.9 | 14.2836 | 1792.25 | 42.8508 | 2867.6 | 71.4181 | 3584.5 | 107.1271 | 2867.6 | 142.8361 | 1433.8 | 214.2542 | 645.21 | 285.6723 | 430.14 | 5119.9618 | 25599.809 | 122879.083 | 255998.0896 | 307197.7076 | 204798.4717 | 138238.9684 | 122879.083
2020 | 6958 | City of Garland - (TX) | TX | Municipal | . | . | . | . | . | . | . | . | . | . | . |  | 9.8 | 0.21 | 46.6667 | 9.8 | 0.21 | 46.6667 | 72295 | N | L | 12.5 | N | 0 | 0 | 46.6667 |  |  | 0 | 0 | 0% |  | 0 |  | 0 |  | 1: 0; 3: 0; 5: 0; 7: 0 | 0 |  | 0
2020 | 7027 | City of Gastonia - (NC) | NC | Municipal | . | . | . | . | . | . | . | . | . | . | . |  | 40.627 | 0.537 | 75.6555 | . | . | . | 29120 | N | F | 12.5 | Y | [6 empty] | 29120 | 100% |  | 1456 |  | 3640 |  | 1: 5824; 3: 7280; 5: 5824; 7: 2912 | 1310.4 |  | 873.6
2020 | 7090 | GreyStone Power Corporation | GA | Cooperative | 803.1 | 2.395 | 335.3236 | 93.68 | 1.357 | 69.0346 | 740.42 | 2.217 | 333.9738 | 135650 | 25 | Y | . | . | . | . | . | . | . |  |  | . |  | 709.42 | 1.038 | 69.0346 | 683.4489 | 709.42 | 140804.7 | 135650 | 100% | 62.5499 | 6782.5 | 125.0998 | 16956.25 | 375.2993 | 27130 | 625.4989 | 33912.5 | 938.2483 | 27130 | 1250.9978 | 13565 | 1876.4967 | 6104.25 | 2501.9956 | 4069.5 | 424244.6275 | 2121223.1374 | 10181871.0595 | 21212231.374 | 25454677.6488 | 16969785.0992 | 11454604.942 | 10181871.0595
2020 | 7096 | City of Geneva- (IL) | IL | Municipal | 83.285 | 0.716 | 116.3198 | 83.285 | 0.716 | 116.3198 | . | . | . | 10153 | . | N | . | . | . | . | . | . | . |  |  | . |  | 0 | 0 | 116.3198 |  |  | 0 | 0 | 0% |  | 0 |  | 0 |  | 1: 0; 3: 0; 5: 0; 7: 0 | 0 |  | 0
2020 | 7129 | City of Georgetown - (TX) | TX | Municipal | . | . | . | . | . | . | . | . | . | . | . |  | 1744 | 8.198 | 212.7348 | 22.251 | 0.357 | 62.3277 | 28884 | N | L | 25 | Y | 1721.749 | 7.841 | 62.3277 | 219.5828 | 1721.749 | 226479.444 | 28884 | 100% | 151.8074 | 1444.2 | 303.6148 | 3610.5 | 910.8444 | 5776.8 | 1518.0741 | 7221 | 2277.1111 | 5776.8 | 3036.1481 | 2888.4 | 4554.2222 | 1299.78 | 6072.2963 | 866.52 | 219240.2562 | 1096201.281 | 5261766.1489 | 10962012.8103 | 13154415.3723 | 8769610.2482 | 5919486.9176 | 5261766.1489
2020 | 7140 | Georgia Power Co | GA | Investor Owned | 527.8 | 1.92 | 274.8958 | 142.22 | 1.33 | 106.9323 | . | . | . | 2527010 | 38 | Y | . | . | . | . | . | . | . |  |  | . |  | 385.58 | 0.59 | 106.9323 | 653.5254 | 653.5254 | 1490935.9 | 1490935.9 | 59% | 57.6216 | 74546.795 | 115.2433 | 186366.9875 | 345.7298 | 298187.18 | 576.2164 | 372733.975 | 864.3246 | 298187.18 | 1152.4328 | 149093.59 | 1728.6492 | 67092.1155 | 2304.8656 | 44728.077 | 4295508.5193 | 21477542.5966 | 103092204.4638 | 214775425.9662 | 257730511.1594 | 171820340.773 | 115978730.0217 | 103092204.4638
2020 | 7174 | Gibson Electric Members Corp | TN | Cooperative | 245.84 | 1.355 | 181.4317 | 141.11 | 1.311 | 107.6354 | 127 | 1.301 | 97.6172 | 38527 | 24.9 | Y | . | . | . | . | . | . | . |  |  | . |  | 104.73 | 0.044 | 107.6354 | 2380.2273 | 2380.2273 | 1695.188 | 1695.188 | 4.4% | 209.8657 | 84.7594 | 419.7315 | 211.8985 | 1259.1944 | 339.0376 | 2098.6574 | 423.797 | 3147.9861 | 339.0376 | 4197.3148 | 169.5188 | 6295.9722 | 76.2835 | 8394.6296 | 50.8556 | 17788.0942 | 88940.4712 | 426914.2617 | 889404.712 | 1067285.6544 | 711523.7696 | 480278.5445 | 426914.2617
2020 | 7222 | City of Gillette - (WY) | WY | Municipal | . | . | . | . | . | . | . | . | . | . | . |  | . | . | . | 6.604 | 0.108 | 61.1481 | 15695 | Y | F | 25 | N |  |  | 61.1481 |  |  |  | 15695 | 100% |  | 784.75 |  | 1961.875 |  | 1: 3139; 3: 3923.75; 5: 3139; 7: 1569.5 | 706.275 |  | 470.85
2020 | 7264 | Glades Electric Coop, Inc | FL | Cooperative | 292.724 | 3.103 | 94.3358 | 292.724 | 3.103 | 94.3358 | 292.342 | 3.067 | 95.3186 | 17018 | 24.9 | Y | . | . | . | . | . | . | . |  |  | . |  | 0 | 0 | 94.3358 |  |  | 0 | 0 | 0% |  | 0 |  | 0 |  | 1: 0; 3: 0; 5: 0; 7: 0 | 0 |  | 0
2020 | 7270 | City of Glasgow - (KY) | KY | Municipal | . | . | . | . | . | . | . | . | . | . | . |  | 68.33 | 0.94 | 72.6915 | . | . | . | 7460 | N | F | 12.5 | N | [6 empty] | 7460 | 100% |  | 373 |  | 932.5 |  | 1: 1492; 3: 1865; 5: 1492; 7: 746 | 335.7 |  | 223.8
2020 | 7294 | City of Glendale - (CA) | CA | Municipal | . | . | . | . | . | . | . | . | . | . | . |  | 54.029 | 1.072 | 50.4002 | 54.029 | 1.072 | 50.4002 | 88010 | N | F | 12.5 | N | 0 | 0 | 50.4002 |  |  | 0 | 0 | 0% |  | 0 |  | 0 |  | 1: 0; 3: 0; 5: 0; 7: 0 | 0 |  | 0
2020 | 7353 | Golden Valley Elec Assn Inc | AK | Cooperative | 382.61 | 3.55 | 107.7775 | 337.82 | 3.41 | 99.0674 | 311.67 | 2.47 | 126.1822 | 47059 | 34.5 | Y | . | . | . | . | . | . | . |  |  | . |  | 44.79 | 0.14 | 99.0674 | 319.9286 | 319.9286 | 6588.26 | 6588.26 | 14% | 28.2083 | 329.413 | 56.4165 | 823.5325 | 169.2495 | 1317.652 | 282.0825 | 1647.065 | 423.1238 | 1317.652 | 564.165 | 658.826 | 846.2475 | 296.4717 | 1128.33 | 197.6478 | 9292.1643 | 46460.8217 | 223011.944 | 464608.2168 | 557529.8601 | 371686.5734 | 250888.437 | 223011.944
2020 | 7450 | Grady Electric Membership Corp | GA | Cooperative | 187.429 | 1.981 | 94.6133 | 187.429 | 1.981 | 94.6133 | 187.429 | 1.981 | 94.6133 | 19978 | 25 | Y | . | . | . | . | . | . | . |  |  | . |  | 0 | 0 | 94.6133 |  |  | 0 | 0 | 0% |  | 0 |  | 0 |  | 1: 0; 3: 0; 5: 0; 7: 0 | 0 |  | 0
2020 | 7483 | City of Grand Haven - (MI) | MI | Municipal | 73.24 | 0.8 | 91.55 | 17.28 | 0.162 | 106.6667 | 73.24 | 0.8 | 91.55 | 14568 | 13.2 | Y | . | . | . | . | . | . | . |  |  | . |  | 55.96 | 0.638 | 106.6667 | 87.7116 | 87.7116 | 9294.384 | 9294.384 | 63.8% | 7.7336 | 464.7192 | 15.4671 | 1161.798 | 46.4014 | 1858.8768 | 77.3357 | 2323.596 | 116.0036 | 1858.8768 | 154.6714 | 929.4384 | 232.0072 | 418.2473 | 309.3429 | 278.8315 | 3593.9395 | 17969.6976 | 86254.5484 | 179696.9758 | 215636.3709 | 143757.5806 | 97036.3669 | 86254.5484
2020 | 7490 | Grand River Dam Authority | OK | State | . | . | . | . | . | . | . | . | . | . | . |  | 10.412 | 0.347 | 30.0058 | 10.412 | 0.347 | 30.0058 | 202 | N | L | 13.8 | N | 0 | 0 | 30.0058 |  |  | 0 | 0 | 0% |  | 0 |  | 0 |  | 1: 0; 3: 0; 5: 0; 7: 0 | 0 |  | 0
2020 | 7548 | PUD No 1 of Grays Harbor County | WA | Political Subdivision | 260 | 1.4 | 185.7143 | 182 | 1.2 | 151.6667 | 93 | 0.64 | 145.3125 | 43034 | 34.5 | N | . | . | . | . | . | . | . |  |  | . |  | 78 | 0.2 | 151.6667 | 390 | 390 | 8606.8 | 8606.8 | 20% | 34.3865 | 430.34 | 68.773 | 1075.85 | 206.3189 | 1721.36 | 343.8648 | 2151.7 | 515.7972 | 1721.36 | 687.7296 | 860.68 | 1031.5944 | 387.306 | 1375.4592 | 258.204 | 14797.878 | 73989.3902 | 355149.0727 | 739893.9015 | 887872.6819 | 591915.1212 | 399542.7068 | 355149.0727
2020 | 7558 | Grayson Rural Electric Coop Corp | KY | Cooperative | 338.4 | 2.48 | 136.4516 | 338.4 | 2.48 | 136.4516 | 333.8 | 2.4 | 139.0833 | 14246 | 12.5 | Y | . | . | . | . | . | . | . |  |  | . |  | 0 | 0 | 136.4516 |  |  | 0 | 0 | 0% |  | 0 |  | 0 |  | 1: 0; 3: 0; 5: 0; 7: 0 | 0 |  | 0
2020 | 7559 | Grayson-Collin Elec Coop, Inc | TX | Cooperative | . | . | . | . | . | . | . | . | . | . | . |  | 415.3 | . | . | 90.4 | . | . | 60823 | N | L | 25 | Y | 324.9 |  |  |  | 324.9 |  | 60823 | 100% | 28.6466 | 3041.15 | 57.2932 | 7602.875 | 171.8795 | 12164.6 | 286.4658 | 15205.75 | 429.6988 | 12164.6 | 572.9317 | 6082.3 | 859.3975 | 2737.035 | 1145.8633 | 1824.69 | 87118.5571 | 435592.7855 | 2090845.3702 | 4355927.8545 | 5227113.4254 | 3484742.2836 | 2352201.0414 | 2090845.3702
2020 | 7563 | Grand Valley Power | CO | Cooperative | 44.84 | . | . | 44.84 | . | . | . | . | . | 18295 | 24.9 | Y | . | . | . | . | . | . | . |  |  | . |  | 0 |  |  |  | 0 |  | 18295 | 100% | 0 | 914.75 | 0 | 2286.875 | 0 | 3659 | 0 | 4573.75 | 0 | 3659 | 0 | 1829.5 | 0 | 823.275 | 0 | 548.85 | 0 | 0 | 0 | 0 | 0 | 0 | 0 | 0
2020 | 7601 | Green Mountain Power Corp | VT | Investor Owned | . | . | . | . | . | . | . | . | . | . | . |  | 270 | 1.97 | 137.0558 | 270 | 1.97 | 137.0558 | 267566 | N | F | 34.5 | Y | 0 | 0 | 137.0558 |  |  | 0 | 0 | 0% |  | 0 |  | 0 |  | 1: 0; 3: 0; 5: 0; 7: 0 | 0 |  | 0
2020 | 7625 | City of Greeneville - (TN) | TN | Municipal | 90 | 2 | 45 | 81 | 1 | 81 | 88 | 1 | 88 | 38446 | 13 | Y | . | . | . | . | . | . | . |  |  | . |  | 9 | 1 | 81 | 9 | 9 | 38446 | 38446 | 100% | 0.79353 | 1922.3 | 1.5871 | 4805.75 | 4.7612 | 7689.2 | 7.9353 | 9611.5 | 11.903 | 7689.2 | 15.8707 | 3844.6 | 23.806 | 1730.07 | 31.7414 | 1153.38 | 1525.4107 | 7627.0536 | 36609.8575 | 76270.5364 | 91524.6436 | 61016.4291 | 41186.0896 | 36609.8575
2020 | 7627 | City of Greenfield - (IN) | IN | Municipal | 45.13 | 0.69 | 65.4058 | 13.96 | 0.252 | 55.3968 | . | . | . | 10000 | 12.5 | Y | . | . | . | . | . | . | . |  |  | . |  | 31.17 | 0.438 | 55.3968 | 71.1644 | 71.1644 | 4380 | 4380 | 43.8% | 6.2746 | 219 | 12.5492 | 547.5 | 37.6476 | 876 | 62.746 | 1095 | 94.1189 | 876 | 125.4919 | 438 | 188.2379 | 197.1 | 250.9839 | 131.4 | 1374.1367 | 6870.6833 | 32979.2799 | 68706.8332 | 82448.1999 | 54965.4666 | 37101.6899 | 32979.2799
2020 | 7634 | City of Greenville - (TX) | TX | Municipal | 95.912 | 1.363 | 70.3683 | 9.104 | 0.116 | 78.4828 | . | . | . | 14820 | 12.5 | Y | . | . | . | . | . | . | . |  |  | . |  | 86.808 | 1.247 | 78.4828 | 69.6135 | 86.808 | 18480.54 | 14820 | 100% | 7.6539 | 741 | 15.3078 | 1852.5 | 45.9234 | 2964 | 76.539 | 3705 | 114.8085 | 2964 | 153.078 | 1482 | 229.617 | 666.9 | 306.1561 | 444.6 | 5671.541 | 28357.7052 | 136116.985 | 283577.0522 | 340292.4626 | 226861.6417 | 153131.6082 | 136116.985
2020 | 7639 | Greenville Utilities Comm | NC | Municipal | 73.52 | 0.46 | 159.8261 | 18.05 | 0.24 | 75.2083 | 73.52 | 0.46 | 159.8261 | 70386 | 12.5 | N | . | . | . | . | . | . | . |  |  | . |  | 55.47 | 0.22 | 75.2083 | 252.1364 | 252.1364 | 15484.92 | 15484.92 | 22% | 22.231 | 774.246 | 44.462 | 1935.615 | 133.3859 | 3096.984 | 222.3098 | 3871.23 | 333.4647 | 3096.984 | 444.6196 | 1548.492 | 666.9294 | 696.8214 | 889.2392 | 464.5476 | 17212.2473 | 86061.2363 | 413093.9342 | 860612.363 | 1032734.8356 | 688489.8904 | 464730.676 | 413093.9342
2020 | 7651 | Greenwood Utilities Comm | MS | Municipal | 16.65 | 0.071 | 234.507 | . | . | . | . | . | . | 9230 | . | N | . | . | . | . | . | . | . |  |  | . | [7 empty] | 9230 | 100% |  | 461.5 |  | 1153.75 |  | 1: 1846; 3: 2307.5; 5: 1846; 7: 923 | 415.35 |  | 276.9
2020 | 7654 | Greer Commission of Public Wks | SC | Municipal | . | . | . | . | . | . | . | . | . | . | . |  | 153 | 1.32 | 115.9091 | . | . | . | 33975 | N | L | 12.5 | Y | [6 empty] | 33975 | 100% |  | 1698.75 |  | 4246.875 |  | 1: 6795; 3: 8493.75; 5: 6795; 7: 3397.5 | 1528.875 |  | 1019.25
2020 | 7716 | Groton Dept of Utilities - (CT) | CT | Municipal | 66.43 | 1.01 | 65.7723 | 31.51 | 0.4 | 78.775 | 66.43 | 1.01 | 65.7723 | 14292 | 35 | N | . | . | . | . | . | . | . |  |  | . |  | 34.92 | 0.61 | 78.775 | 57.2459 | 57.2459 | 8718.12 | 8718.12 | 61% | 5.0474 | 435.906 | 10.0948 | 1089.765 | 30.2844 | 1743.624 | 50.474 | 2179.53 | 75.711 | 1743.624 | 100.948 | 871.812 | 151.4219 | 392.3154 | 201.8959 | 261.5436 | 2200.1909 | 11000.9546 | 52804.582 | 110009.5459 | 132011.4551 | 88007.6367 | 59405.1548 | 52804.582
2020 | 7752 | Guadalupe Valley Elec Coop Inc | TX | Cooperative | 60.64 | 1.02 | 59.451 | 60.64 | 1.02 | 59.451 | 60.64 | 1.02 | 59.451 | 88556 | 24.9 | Y | . | . | . | . | . | . | . |  |  | . |  | 0 | 0 | 59.451 |  |  | 0 | 0 | 0% |  | 0 |  | 0 |  | 1: 0; 3: 0; 5: 0; 7: 0 | 0 |  | 0
2020 | 7785 | Gulf Coast Electric Coop, Inc | FL | Cooperative | 752.251 | 5.299 | 141.9609 | 488.138 | 3.998 | 122.0956 | . | . | . | 20159 | 25 | N | . | . | . | . | . | . | . |  |  | . |  | 264.113 | 1.301 | 122.0955 | 203.0077 | 264.113 | 26226.859 | 20159 | 100% | 23.287 | 1007.95 | 46.5739 | 2519.875 | 139.7218 | 4031.8 | 232.8697 | 5039.75 | 349.3045 | 4031.8 | 465.7393 | 2015.9 | 698.609 | 907.155 | 931.4786 | 604.77 | 23472.0968 | 117360.4842 | 563330.3242 | 1173604.8421 | 1408325.8105 | 938883.8737 | 633746.6147 | 563330.3242
2020 | 7801 | Gulf Power Co | FL | Investor Owned | 1934.86 | 1.748 | 1106.8993 | 48.49 | 0.642 | 75.5296 | 1934.86 | 1.748 | 1106.8993 | 473630 | 25 | Y | . | . | . | . | . | . | . |  |  | . |  | 1886.37 | 1.106 | 75.5296 | 1705.5787 | 1886.37 | 523834.78 | 473630 | 100% | 166.3221 | 23681.5 | 332.6442 | 59203.75 | 997.9327 | 94726 | 1663.2212 | 118407.5 | 2494.8317 | 94726 | 3326.4423 | 47363 | 4989.6635 | 21313.35 | 6652.8846 | 14208.9 | 3938757.1922 | 19693785.9611 | 94530172.6131 | 196937859.6106 | 236325431.5327 | 157550287.6885 | 106346444.1897 | 94530172.6131
2020 | 7887 | Habersham Electric Membership Corp | GA | Cooperative | 2559.07 | 3.607 | 709.4733 | 177.41 | 1.696 | 104.605 | 2555.09 | 3.33 | 767.2943 | 33654 | 12.5 | Y | . | . | . | . | . | . | . |  |  | . |  | 2381.66 | 1.911 | 104.605 | 1246.2899 | 2381.66 | 64312.794 | 33654 | 100% | 209.9921 | 1682.7 | 419.9841 | 4206.75 | 1259.9524 | 6730.8 | 2099.9206 | 8413.5 | 3149.881 | 6730.8 | 4199.8413 | 3365.4 | 6299.7619 | 1514.43 | 8399.6826 | 1009.62 | 353353.6472 | 1766768.236 | 8480487.5328 | 17667682.36 | 21201218.832 | 14134145.888 | 9540548.4744 | 8480487.5328
2020 | 7891 | Guernsey-Muskingum El Coop Inc | OH | Cooperative | 421.96 | 2.4 | 175.8167 | 336.64 | 2.25 | 149.6178 | 310.21 | 1.46 | 212.4726 | 17007.8 | 12.5 | N | . | . | . | . | . | . | . |  |  | . |  | 85.32 | 0.15 | 149.6178 | 568.8 | 568.8 | 2551.17 | 2551.17 | 15% | 50.1514 | 127.5585 | 100.3027 | 318.8963 | 300.9082 | 510.234 | 501.5136 | 637.7925 | 752.2704 | 510.234 | 1003.0272 | 255.117 | 1504.5408 | 114.8026 | 2006.0544 | 76.5351 | 6397.2322 | 31986.1608 | 153533.572 | 319861.6082 | 383833.9299 | 255889.2866 | 172725.2684 | 153533.572
2020 | 7977 | City of Hamilton - (OH) | OH | Municipal | 32.13 | 0.45 | 71.4 | 32.13 | 0.45 | 71.4 | . | . | . | 29491 | 13.8 | Y | . | . | . | . | . | . | . |  |  | . |  | 0 | 0 | 71.4 |  |  | 0 | 0 | 0% |  | 0 |  | 0 |  | 1: 0; 3: 0; 5: 0; 7: 0 | 0 |  | 0
2020 | 8000 | NineStar Connect | IN | Cooperative | . | . | . | . | . | . | . | . | . | . | . |  | 327.93 | 3.31 | 99.0725 | 101.606 | 1.426 | 71.2525 | 16276 | N | F | 15 | Y | 226.324 | 1.884 | 71.2525 | 120.1295 | 226.324 | 30663.984 | 16276 | 100% | 19.9551 | 813.8 | 39.9102 | 2034.5 | 119.7306 | 3255.2 | 199.5509 | 4069 | 299.3264 | 3255.2 | 399.1018 | 1627.6 | 598.6528 | 732.42 | 798.2037 | 488.28 | 16239.4537 | 81197.2687 | 389746.8898 | 811972.6871 | 974367.2246 | 649578.1497 | 438465.2511 | 389746.8898
2020 | 8034 | Hancock-Wood Electric Coop Inc | OH | Cooperative | 174.93 | 1.23 | 142.2195 | 69.442 | 0.848 | 81.8892 | 81.81 | 0.66 | 123.9545 | 13240 | 12.5 | Y | . | . | . | . | . | . | . |  |  | . |  | 105.488 | 0.382 | 81.8892 | 276.1466 | 276.1466 | 5057.68 | 5057.68 | 38.2% | 24.348 | 252.884 | 48.6959 | 632.21 | 146.0878 | 1011.536 | 243.4797 | 1264.42 | 365.2196 | 1011.536 | 486.9595 | 505.768 | 730.4392 | 227.5956 | 973.9189 | 151.7304 | 6157.2129 | 30786.0644 | 147773.1089 | 307860.6436 | 369432.7724 | 246288.5149 | 166244.7476 | 147773.1089
2020 | 8055 | City of Hannibal - (MO) | MO | Municipal | 110.436 | 2.193 | 50.3584 | 57.644 | 1.153 | 49.9948 | 110.436 | 2.193 | 50.3584 | 9310 | 13.8 | Y | . | . | . | . | . | . | . |  |  | . |  | 52.792 | 1.04 | 49.9948 | 50.7615 | 52.792 | 9682.4 | 9310 | 100% | 4.6547 | 465.5 | 9.3094 | 1163.75 | 27.9282 | 1862 | 46.547 | 2327.5 | 69.8204 | 1862 | 93.0939 | 931 | 139.6409 | 418.95 | 186.1878 | 279.3 | 2166.7606 | 10833.8028 | 52002.2534 | 108338.0279 | 130005.6335 | 86670.4223 | 58502.5351 | 52002.2534
2020 | 8147 | City of Harriman - (TN) | TN | Municipal | 748.1 | 3.469 | 215.6529 | 748.1 | 3.469 | 215.6529 | . | . | . | 10974 | 13 | Y | . | . | . | . | . | . | . |  |  | . |  | 0 | 0 | 215.6529 |  |  | 0 | 0 | 0% |  | 0 |  | 0 |  | 1: 0; 3: 0; 5: 0; 7: 0 | 0 |  | 0
2020 | 8179 | Harrison County Rural E M C | IN | Cooperative | 172.957 | 1.327 | 130.3368 | 108.985 | 1.058 | 103.0104 | 169.184 | 1.262 | 134.0602 | 23626 | 12.4 | Y | . | . | . | . | . | . | . |  |  | . |  | 63.972 | 0.269 | 103.0104 | 237.8141 | 237.8141 | 6355.394 | 6355.394 | 26.9% | 20.9682 | 317.7697 | 41.9364 | 794.4243 | 125.8091 | 1271.0788 | 209.6818 | 1588.8485 | 314.5227 | 1271.0788 | 419.3636 | 635.5394 | 629.0454 | 285.9927 | 838.7273 | 190.6618 | 6663.0528 | 33315.2639 | 159913.2667 | 333152.6389 | 399783.1667 | 266522.1112 | 179902.425 | 159913.2667
2020 | 8198 | City of Harrisonburg - (VA) | VA | Municipal | . | . | . | . | . | . | . | . | . | . | . |  | 13.683 | 0.175 | 78.1886 | 13.683 | 0.175 | 78.1886 | 21436 | N | F | 23 | N | 0 | 0 | 78.1886 |  |  | 0 | 0 | 0% |  | 0 |  | 0 |  | 1: 0; 3: 0; 5: 0; 7: 0 | 0 |  | 0
2020 | 8210 | Hart Electric Member Corp | GA | Cooperative | 750.945 | 1.985 | 378.3098 | 109.82 | 0.999 | 109.9299 | 750.945 | 1.985 | 378.3098 | 37074 | 12.5 | Y | . | . | . | . | . | . | . |  |  | . |  | 641.125 | 0.986 | 109.9299 | 650.2282 | 650.2282 | 36554.964 | 36554.964 | 98.6% | 57.3309 | 1827.7482 | 114.6618 | 4569.3705 | 343.9855 | 7310.9928 | 573.3092 | 9138.741 | 859.9638 | 7310.9928 | 1146.6184 | 3655.4964 | 1719.9276 | 1644.9734 | 2293.2368 | 1096.6489 | 104786.4875 | 523932.4375 | 2514875.7002 | 5239324.3755 | 6287189.2506 | 4191459.5004 | 2829235.1627 | 2514875.7002
2020 | 8212 | Hartford Electric | WI | Municipal | . | . | . | . | . | . | . | . | . | . | . |  | 33.638 | 0.286 | 117.6154 | . | . | . | 7602 | N | L | 25 | N | [6 empty] | 7602 | 100% |  | 380.1 |  | 950.25 |  | 1: 1520.4; 3: 1900.5; 5: 1520.4; 7: 760.2 | 342.09 |  | 228.06
2020 | 8245 | City of Hastings - (NE) | NE | Municipal | 150.75 | 1.194 | 126.2563 | 5.676 | 0.079 | 71.8481 | 150.75 | 1.194 | 126.2563 | 13500 | 13.8 | N | . | . | . | . | . | . | . |  |  | . |  | 145.074 | 1.115 | 71.8481 | 130.1112 | 145.074 | 15052.5 | 13500 | 100% | 12.7912 | 675 | 25.5825 | 1687.5 | 76.7475 | 2700 | 127.9124 | 3375 | 191.8686 | 2700 | 255.8248 | 1350 | 383.7373 | 607.5 | 511.6497 | 405 | 8634.0882 | 43170.4409 | 207218.1161 | 431704.4085 | 518045.2902 | 345363.5268 | 233120.3806 | 207218.1161
2020 | 8287 | Hawaii Electric Light Co Inc | HI | Investor Owned | 128.76 | 1.819 | 70.7861 | 128.76 | 1.819 | 70.7861 | 121.73 | 1.097 | 110.9663 | 86826 | 34.5 | N | . | . | . | . | . | . | . |  |  | . |  | 0 | 0 | 70.7861 |  |  | 0 | 0 | 0% |  | 0 |  | 0 |  | 1: 0; 3: 0; 5: 0; 7: 0 | 0 |  | 0
2020 | 8319 | Heartland Power Coop | IA | Cooperative | 139.125 | 1.135 | 122.5771 | 121.981 | 1.091 | 111.8066 | . | . | . | 5228 | 15 | Y | . | . | . | . | . | . | . |  |  | . |  | 17.144 | 0.044 | 111.8066 | 389.6364 | 389.6364 | 230.032 | 230.032 | 4.4% | 34.3544 | 11.5016 | 68.7088 | 28.754 | 206.1265 | 46.0064 | 343.5442 | 57.508 | 515.3163 | 46.0064 | 687.0884 | 23.0032 | 1030.6326 | 10.3514 | 1374.1767 | 6.901 | 395.1308 | 1975.6539 | 9483.1387 | 19756.539 | 23707.8468 | 15805.2312 | 10668.5311 | 9483.1387
2020 | 8333 | Haywood Electric Member Corp | NC | Cooperative | 1163.702 | 5.156 | 225.6986 | 446.238 | 3.703 | 120.5072 | 781.119 | 3.803 | 205.3955 | 27672 | 12.5 | N | . | . | . | . | . | . | . |  |  | . |  | 717.464 | 1.453 | 120.5072 | 493.7811 | 717.464 | 40207.416 | 27672 | 100% | 63.2591 | 1383.6 | 126.5183 | 3459 | 379.5548 | 5534.4 | 632.5913 | 6918 | 948.887 | 5534.4 | 1265.1827 | 2767.2 | 1897.774 | 1245.24 | 2530.3653 | 830.16 | 87525.3364 | 437626.682 | 2100608.0737 | 4376266.8203 | 5251520.1843 | 3501013.4562 | 2363184.083 | 2100608.0737
2020 | 8447 | Hendricks County Rural E M C | IN | Cooperative | 124.5 | 1.56 | 79.8077 | 48.9 | 0.83 | 58.9157 | 116.9 | 1.35 | 86.5926 | 34237 | 12.5 | Y | . | . | . | . | . | . | . |  |  | . |  | 75.6 | 0.73 | 58.9157 | 103.5616 | 103.5616 | 24993.01 | 24993.01 | 73% | 9.1311 | 1249.6505 | 18.2622 | 3124.1262 | 54.7865 | 4998.602 | 91.3108 | 6248.2525 | 136.9662 | 4998.602 | 182.6216 | 2499.301 | 273.9323 | 1124.6854 | 365.2431 | 749.7903 | 11410.6563 | 57053.2814 | 273855.7508 | 570532.8141 | 684639.3769 | 456426.2513 | 308087.7196 | 273855.7508
2020 | 8449 | Henderson City Utility Comm | KY | Municipal | . | . | . | . | . | . | . | . | . | . | . |  | 31.577 | 0.59 | 53.5203 | 31.577 | 0.59 | 53.5203 | 12114 | N | F | 13.8 | N | 0 | 0 | 53.5203 |  |  | 0 | 0 | 0% |  | 0 |  | 0 |  | 1: 0; 3: 0; 5: 0; 7: 0 | 0 |  | 0
2020 | 8566 | High Plains Power Inc | WY | Cooperative | . | . | . | . | . | . | . | . | . | . | . |  | 437.29 | . | . | 332.96 | . | . | 13505 | N | F | 34.5 | N | 104.33 |  |  |  | 104.33 |  | 13505 | 100% | 9.1988 | 675.25 | 18.3976 | 1688.125 | 55.1929 | 2701 | 91.9882 | 3376.25 | 137.9824 | 2701 | 183.9765 | 1350.5 | 275.9647 | 607.725 | 367.953 | 405.15 | 6211.5062 | 31057.5309 | 149076.1481 | 310575.3086 | 372690.3703 | 248460.2469 | 167710.6666 | 149076.1481
2020 | 8571 | Town of High Point | NC | Municipal | 207.019 | 2.195 | 94.3139 | 144.665 | 1.829 | 79.0951 | 201.723 | 2.097 | 96.196 | 41905 | 12.4 | Y | . | . | . | . | . | . | . |  |  | . |  | 62.354 | 0.366 | 79.0951 | 170.3661 | 170.3661 | 15337.23 | 15337.23 | 36.6% | 15.0213 | 766.8615 | 30.0425 | 1917.1537 | 90.1276 | 3067.446 | 150.2126 | 3834.3075 | 225.3189 | 3067.446 | 300.4252 | 1533.723 | 450.6378 | 690.1753 | 600.8504 | 460.1169 | 11519.2257 | 57596.1287 | 276461.4175 | 575961.2866 | 691153.5439 | 460769.0292 | 311019.0947 | 276461.4175
2020 | 8620 | HILCO Electric Cooperative, Inc. | TX | Cooperative | 143.9 | 1.299 | 110.7775 | 142.8 | 1.294 | 110.3555 | 134.6 | 0.993 | 135.5488 | 30109 | 14.4 | Y | . | . | . | . | . | . | . |  |  | . |  | 1.1 | 0.005 | 110.3555 | 220 | 220 | 150.545 | 150.545 | 0.5% | 19.3975 | 7.5272 | 38.795 | 18.8181 | 116.385 | 30.109 | 193.975 | 37.6362 | 290.9625 | 30.109 | 387.95 | 15.0545 | 581.9251 | 6.7745 | 775.9001 | 4.5163 | 146.0098 | 730.0492 | 3504.2363 | 7300.4923 | 8760.5907 | 5840.3938 | 3942.2658 | 3504.2363
2020 | 8699 | Inland Power & Light Company | WA | Cooperative | 797 | 1.97 | 404.5685 | 232 | 1.309 | 177.2345 | 669 | 1.49 | 448.9933 | 42853 | 24.9 | Y | . | . | . | . | . | . | . |  |  | . |  | 565 | 0.661 | 177.2345 | 854.7655 | 854.7655 | 28325.833 | 28325.833 | 66.1% | 75.3651 | 1416.2916 | 150.7301 | 3540.7291 | 452.1904 | 5665.1666 | 753.6507 | 7081.4582 | 1130.4761 | 5665.1666 | 1507.3014 | 2832.5833 | 2260.9521 | 1274.6625 | 3014.6028 | 849.775 | 106738.9199 | 533694.5996 | 2561734.0779 | 5336945.9956 | 6404335.1947 | 4269556.7965 | 2881950.8376 | 2561734.0779
2020 | 8723 | City of Holland | MI | Municipal | 46.082 | 0.523 | 88.1109 | 28.33 | 0.489 | 57.9346 | 46.082 | 0.523 | 88.1109 | 29500 | 12.4 | N | . | . | . | . | . | . | . |  |  | . |  | 17.752 | 0.034 | 57.9346 | 522.1176 | 522.1176 | 1003 | 1003 | 3.4% | 46.0354 | 50.15 | 92.0707 | 125.375 | 276.2121 | 200.6 | 460.3535 | 250.75 | 690.5303 | 200.6 | 920.7071 | 100.3 | 1381.0606 | 45.135 | 1841.4142 | 30.09 | 2308.673 | 11543.3652 | 55408.1528 | 115433.6517 | 138520.3821 | 92346.9214 | 62334.1719 | 55408.1528
2020 | 8761 | Holmes-Wayne Electric Coop Inc | OH | Cooperative | 550.54 | 2.954 | 186.371 | 273.94 | 2.189 | 125.1439 | 524.06 | 2.67 | 196.2772 | 17609 | 12.5 | N | . | . | . | . | . | . | . |  |  | . |  | 276.6 | 0.765 | 125.1439 | 361.5686 | 361.5686 | 13470.885 | 13470.885 | 76.5% | 31.8797 | 673.5443 | 63.7593 | 1683.8606 | 191.278 | 2694.177 | 318.7967 | 3367.7213 | 478.1951 | 2694.177 | 637.5935 | 1347.0885 | 956.3902 | 606.1898 | 1275.1869 | 404.1266 | 21472.3706 | 107361.853 | 515336.8946 | 1073618.5305 | 1288342.2366 | 858894.8244 | 579754.0065 | 515336.8946
2020 | 8764 | Holston Electric Coop, Inc | TN | Cooperative | 200.343 | 2.504 | 80.0092 | 154.818 | 2.129 | 72.7186 | 200.343 | 2.504 | 80.0092 | 30887 | 13 | Y | . | . | . | . | . | . | . |  |  | . |  | 45.525 | 0.375 | 72.7186 | 121.4 | 121.4 | 11582.625 | 11582.625 | 37.5% | 10.7039 | 579.1313 | 21.4078 | 1447.8281 | 64.2234 | 2316.525 | 107.0389 | 2895.6562 | 160.5584 | 2316.525 | 214.0779 | 1158.2625 | 321.1168 | 521.2181 | 428.1558 | 347.4787 | 6198.9596 | 30994.7981 | 148775.031 | 309947.9813 | 371937.5775 | 247958.385 | 167371.9099 | 148775.031
2020 | 8773 | Holy Cross Electric Assn, Inc | CO | Cooperative | 158.14 | 1.557 | 101.5671 | 77.732 | 1.171 | 66.3809 | 153.32 | 1.428 | 107.367 | 59015 | 24.9 | Y | . | . | . | . | . | . | . |  |  | . |  | 80.408 | 0.386 | 66.3809 | 208.3109 | 208.3109 | 22779.79 | 22779.79 | 38.6% | 18.3669 | 1138.9895 | 36.7337 | 2847.4738 | 110.2012 | 4555.958 | 183.6687 | 5694.9475 | 275.503 | 4555.958 | 367.3373 | 2277.979 | 551.006 | 1025.0905 | 734.6747 | 683.3937 | 20919.6684 | 104598.3421 | 502072.0421 | 1045983.421 | 1255180.1052 | 836786.7368 | 564831.0473 | 502072.0421
2020 | 8774 | City of Holyoke - (MA) | MA | Municipal | 144.808 | 1.605 | 90.2231 | 57.108 | 1.072 | 53.2724 | 144.808 | 1.605 | 90.2231 | 17752 | 34.5 | Y | . | . | . | . | . | . | . |  |  | . |  | 87.7 | 0.533 | 53.2724 | 164.5403 | 164.5403 | 9461.816 | 9461.816 | 53.3% | 14.5076 | 473.0908 | 29.0152 | 1182.727 | 87.0456 | 1892.3632 | 145.076 | 2365.454 | 217.614 | 1892.3632 | 290.152 | 946.1816 | 435.2279 | 425.7817 | 580.3039 | 283.8545 | 6863.411 | 34317.0551 | 164721.8645 | 343170.5511 | 411804.6613 | 274536.4409 | 185312.0976 | 164721.8645
2020 | 8786 | Horry Electric Coop Inc | SC | Cooperative | 116.722 | 1.187 | 98.3336 | 104.488 | 1.034 | 101.0522 | 105.65 | 1.053 | 100.3324 | 82205 | 14.4 | N | . | . | . | . | . | . | . |  |  | . |  | 12.234 | 0.153 | 101.0522 | 79.9608 | 79.9608 | 12577.365 | 12577.365 | 15.3% | 7.0502 | 628.8682 | 14.1004 | 1572.1706 | 42.3011 | 2515.473 | 70.5018 | 3144.3412 | 105.7527 | 2515.473 | 141.0036 | 1257.7365 | 211.5054 | 565.9814 | 282.0072 | 377.3209 | 4433.634 | 22168.1698 | 106407.215 | 221681.698 | 266018.0376 | 177345.3584 | 119708.1169 | 106407.215
2020 | 8795 | City of Homestead - (FL) | FL | Municipal | . | . | . | 72.662 | 0.939 | 77.3823 | . | . | . | 25591 | 13.2 | N | . | . | . | . | . | . | . |  |  | . |  |  |  | 77.3823 |  |  |  | 25591 | 100% |  | 1279.55 |  | 3198.875 |  | 1: 5118.2; 3: 6397.75; 5: 5118.2; 7: 2559.1 | 1151.595 |  | 767.73
2020 | 8840 | City of Hope | AR | Municipal | 111.21 | 1.18 | 94.2458 | 41.33 | 0.67 | 61.6866 | 111.21 | 1.18 | 94.2458 | 6995 | 13.8 | Y | . | . | . | . | . | . | . |  |  | . |  | 69.88 | 0.51 | 61.6866 | 137.0196 | 137.0196 | 3567.45 | 3567.45 | 51% | 12.0811 | 178.3725 | 24.1622 | 445.9312 | 72.4865 | 713.49 | 120.8108 | 891.8625 | 181.2162 | 713.49 | 241.6216 | 356.745 | 362.4325 | 160.5352 | 483.2433 | 107.0235 | 2154.9328 | 10774.6642 | 51718.3882 | 107746.6422 | 129295.9706 | 86197.3137 | 58183.1868 | 51718.3882
2020 | 8898 | Houston County Elec Coop Inc | TX | Cooperative | . | . | . | . | . | . | . | . | . | . | . |  | 918.7 | 5.6 | 164.0536 | 540.4 | 3.9 | 138.5641 | 21864 | N | L | 25 | Y | 378.3 | 1.7 | 138.5641 | 222.5294 | 378.3 | 37168.8 | 21864 | 100% | 33.3549 | 1093.2 | 66.7098 | 2733 | 200.1293 | 4372.8 | 333.5489 | 5466 | 500.3233 | 4372.8 | 667.0977 | 2186.4 | 1000.6466 | 983.88 | 1334.1954 | 655.92 | 36463.5615 | 182317.8075 | 875125.476 | 1823178.0749 | 2187813.6899 | 1458542.46 | 984516.1605 | 875125.476
2020 | 8901 | CenterPoint Energy | TX | Investor Owned | 226.431 | 1.776 | 127.4949 | 138.213 | 1.316 | 105.0251 | 226.431 | 1.776 | 127.4949 | 2610562 | 34.5 | Y | . | . | . | . | . | . | . |  |  | . |  | 88.218 | 0.46 | 105.0251 | 191.7783 | 191.7783 | 1200858.52 | 1200858.52 | 46% | 16.9092 | 60042.926 | 33.8184 | 150107.315 | 101.4551 | 240171.704 | 169.0918 | 300214.63 | 253.6377 | 240171.704 | 338.1836 | 120085.852 | 507.2753 | 54038.6334 | 676.3671 | 36025.7556 | 1015276.5254 | 5076382.6271 | 24366636.6101 | 50763826.271 | 60916591.5252 | 40611061.0168 | 27412466.1863 | 24366636.6101
2020 | 8973 | Town of Hudson - (MA) | MA | Municipal | . | . | . | . | . | . | . | . | . | . | . |  | 34.4 | 0.37 | 92.973 | 34.4 | 0.37 | 92.973 | 13812 | N | L | . | Y | 0 | 0 | 92.973 |  |  | 0 | 0 | 0% |  | 0 |  | 0 |  | 1: 0; 3: 0; 5: 0; 7: 0 | 0 |  | 0
2020 | 9087 | Town of Huntersville - (NC) | NC | Municipal | 97.508 | 0.413 | 236.0968 | . | . | . | . | . | . | 7265 | 12.5 | N | . | . | . | . | . | . | . |  |  | . | [7 empty] | 7265 | 100% |  | 363.25 |  | 908.125 |  | 1: 1453; 3: 1816.25; 5: 1453; 7: 726.5 | 326.925 |  | 217.95
2020 | 9094 | City of Huntsville - (AL) | AL | Municipal | . | . | . | 80.378 | 0.853 | 94.2298 | . | . | . | 193577 | 25 | N | . | . | . | . | . | . | . |  |  | . |  |  |  | 94.2298 |  |  |  | 193577 | 100% |  | 9678.85 |  | 24197.125 |  | 1: 38715.4; 3: 48394.25; 5: 38715.4; 7: 19357.7 | 8710.965 |  | 5807.31
2020 | 9096 | City of Lafayette - (LA) | LA | Municipal | 1054.4 | 1.833 | 575.2319 | 26.615 | 0.652 | 40.8206 | 119.11 | 0.865 | 137.6994 | 66700 | 15 | Y | . | . | . | . | . | . | . |  |  | . |  | 1027.785 | 1.181 | 40.8206 | 870.2667 | 1027.785 | 78772.7 | 66700 | 100% | 90.6203 | 3335 | 181.2406 | 8337.5 | 543.7217 | 13340 | 906.2028 | 16675 | 1359.3042 | 13340 | 1812.4056 | 6670 | 2718.6084 | 3001.5 | 3624.8112 | 2001 | 302218.6312 | 1511093.1558 | 7253247.1477 | 15110931.5577 | 18133117.8692 | 12088745.2461 | 8159903.0411 | 7253247.1477
2020 | 9187 | City of Idaho Falls - (ID) | ID | Municipal | 183.64 | 0.679 | 270.4565 | 22.987 | 0.221 | 104.0136 | . | . | . | . | . | Y | . | . | . | . | . | . | . |  |  | . |  | 160.653 | 0.458 | 104.0136 | 350.7707 | 350.7707 |  |  |  | 30.9276 |  | 61.8552 |  | 185.5657 | 2: 309.2762; 4: 463.9143; 6: 618.5524; 8: 927.8286 |  | 1237.1047
2020 | 9191 | Idaho Power Co | ID | Investor Owned | 209.83 | 1.23 | 170.5935 | 160.45 | 1.09 | 147.2018 | 138.22 | 0.89 | 155.3034 | 561795 | 34.5 | Y | . | . | . | . | . | . | . |  |  | . |  | 49.38 | 0.14 | 147.2018 | 352.7143 | 352.7143 | 78651.3 | 78651.3 | 14% | 31.099 | 3932.565 | 62.198 | 9831.4125 | 186.5939 | 15730.26 | 310.9898 | 19662.825 | 466.4847 | 15730.26 | 621.9796 | 7865.13 | 932.9695 | 3539.3085 | 1243.9593 | 2359.539 | 122298.7675 | 611493.8376 | 2935170.4206 | 6114938.3762 | 7337926.0514 | 4891950.701 | 3302066.7231 | 2935170.4206
2020 | 9191 | Idaho Power Co | OR | Investor Owned | 185.01 | 0.97 | 190.732 | 165.81 | 0.9 | 184.2333 | 111.8 | 0.59 | 189.4915 | 19515 | 34.5 | Y | . | . | . | . | . | . | . |  |  | . |  | 19.2 | 0.07 | 184.2333 | 274.2857 | 274.2857 | 1366.05 | 1366.05 | 7% | 24.1839 | 68.3025 | 48.3678 | 170.7562 | 145.1034 | 273.21 | 241.839 | 341.5125 | 362.7585 | 273.21 | 483.678 | 136.605 | 725.517 | 61.4723 | 967.3559 | 40.9815 | 1651.8207 | 8259.1036 | 39643.6973 | 82591.036 | 99109.2432 | 66072.8288 | 44599.1594 | 39643.6973
2020 | 9216 | Imperial Irrigation District | CA | Political Subdivision | 72.07 | 0.61 | 118.1475 | 58 | 0.58 | 100 | 59.55 | 0.5 | 119.1 | 157713 | 12.4 | N | . | . | . | . | . | . | . |  |  | . |  | 14.07 | 0.03 | 100 | 469 | 469 | 4731.39 | 4731.39 | 3% | 41.3519 | 236.5695 | 82.7039 | 591.4238 | 248.1117 | 946.278 | 413.5195 | 1182.8475 | 620.2792 | 946.278 | 827.0389 | 473.139 | 1240.5584 | 212.9126 | 1654.0779 | 141.9417 | 9782.6094 | 48913.0472 | 234782.6268 | 489130.4724 | 586956.5669 | 391304.378 | 264130.4551 | 234782.6268
2020 | 9230 | City of Independence - (IA) | IA | Municipal | 5.321 | 0.166 | 32.0542 | 5.321 | 0.166 | 32.0542 | 5.321 | 0.166 | 32.0542 | 3169 | 15 | N | . | . | . | . | . | . | . |  |  | . |  | 0 | 0 | 32.0542 |  |  | 0 | 0 | 0% |  | 0 |  | 0 |  | 1: 0; 3: 0; 5: 0; 7: 0 | 0 |  | 0
2020 | 9231 | City of Independence - (MO) | MO | Municipal | . | . | . | . | . | . | . | . | . | . | . |  | 74.1 | 0.752 | 98.5372 | 19.364 | 0.294 | 65.8639 | 56769 | N | F | 13.8 | Y | 54.736 | 0.458 | 65.8639 | 119.5109 | 119.5109 | 26000.202 | 26000.202 | 45.8% | 10.5373 | 1300.0101 | 21.0747 | 3250.0253 | 63.224 | 5200.0404 | 105.3733 | 6500.0505 | 158.06 | 5200.0404 | 210.7467 | 2600.0202 | 316.12 | 1170.0091 | 421.4933 | 780.0061 | 13698.6392 | 68493.1958 | 328767.34 | 684931.9583 | 821918.3499 | 547945.5666 | 369863.2575 | 328767.34
2020 | 9246 | Indian Electric Coop, Inc | OK | Cooperative | 880.453 | 1.548 | 568.7681 | 87.829 | 0.796 | 110.3379 | 869.449 | 1.509 | 576.1756 | 19812 | 14.4 | Y | . | . | . | . | . | . | . |  |  | . |  | 792.624 | 0.752 | 110.3379 | 1054.0213 | 1054.0213 | 14898.624 | 14898.624 | 75.2% | 92.9335 | 744.9312 | 185.8671 | 1862.328 | 557.6013 | 2979.7248 | 929.3354 | 3724.656 | 1394.0032 | 2979.7248 | 1858.6709 | 1489.8624 | 2788.0063 | 670.4381 | 3717.3418 | 446.9587 | 69229.0963 | 346145.4817 | 1661498.3123 | 3461454.8173 | 4153745.7808 | 2769163.8539 | 1869185.6014 | 1661498.3123
2020 | 9273 | Indianapolis Power & Light Co | IN | Investor Owned | 154.658 | 1.159 | 133.4409 | 73.394 | 0.934 | 78.5803 | 59.871 | 0.704 | 85.044 | 507900 | 34 | Y | . | . | . | . | . | . | . |  |  | . |  | 81.264 | 0.225 | 78.5803 | 361.1733 | 361.1733 | 114277.5 | 114277.5 | 22.5% | 31.8448 | 5713.875 | 63.6896 | 14284.6875 | 191.0689 | 22855.5 | 318.4482 | 28569.375 | 477.6723 | 22855.5 | 636.8964 | 11427.75 | 955.3446 | 5142.4875 | 1273.7928 | 3428.325 | 181957.3208 | 909786.604 | 4366975.699 | 9097866.0397 | 10917439.2476 | 7278292.8317 | 4912847.6614 | 4366975.699
2020 | 9292 | Inter County Energy Coop Corp | KY | Cooperative | 138.961 | 1.516 | 91.6629 | 87.91 | 0.952 | 92.3424 | 132.001 | 1.215 | 108.6428 | 26862 | 24.9 | Y | . | . | . | . | . | . | . |  |  | . |  | 51.051 | 0.564 | 92.3424 | 90.516 | 90.516 | 15150.168 | 15150.168 | 56.4% | 7.9808 | 757.5084 | 15.9617 | 1893.771 | 47.885 | 3030.0336 | 79.8083 | 3787.542 | 119.7125 | 3030.0336 | 159.6167 | 1515.0168 | 239.425 | 681.7576 | 319.2334 | 454.505 | 6045.5487 | 30227.7435 | 145093.1686 | 302277.4347 | 362732.9216 | 241821.9477 | 163229.8147 | 145093.1686
2020 | 9324 | Indiana Michigan Power Co | IN | Investor Owned | 300.3 | 1.119 | 268.3646 | 154.1 | 0.937 | 164.4611 | 273.7 | 1.029 | 265.9864 | 469531 | 35 | Y | . | . | . | . | . | . | . |  |  | . |  | 146.2 | 0.182 | 164.461 | 803.2967 | 803.2967 | 85454.642 | 85454.642 | 18.2% | 70.827 | 4272.7321 | 141.6541 | 10681.8303 | 424.9623 | 17090.9284 | 708.2704 | 21363.6605 | 1062.4056 | 17090.9284 | 1416.5408 | 8545.4642 | 2124.8113 | 3845.4589 | 2833.0817 | 2563.6393 | 302624.9766 | 1513124.8832 | 7262999.4392 | 15131248.8317 | 18157498.5981 | 12104999.0654 | 8170874.3691 | 7262999.4392
2020 | 9324 | Indiana Michigan Power Co | MI | Investor Owned | 644 | 1.429 | 450.6648 | 239.8 | 1.084 | 221.2177 | 614.2 | 1.319 | 465.6558 | 129620 | 35 | Y | . | . | . | . | . | . | . |  |  | . |  | 404.2 | 0.345 | 221.2177 | 1171.5942 | 1171.5942 | 44718.9 | 44718.9 | 34.5% | 103.3 | 2235.945 | 206.6 | 5589.8625 | 619.8 | 8943.78 | 1033 | 11179.725 | 1549.5 | 8943.78 | 2066.0001 | 4471.89 | 3099.0001 | 2012.3505 | 4132.0001 | 1341.567 | 230973.1256 | 1154865.6282 | 5543355.0154 | 11548656.2821 | 13858387.5386 | 9238925.0257 | 6236274.3924 | 5543355.0154
2020 | 9331 | Intercounty Electric Coop Assn | MO | Cooperative | 273.5 | 1.501 | 182.2119 | 141 | 1.308 | 107.7982 | 273.5 | 1.501 | 182.2119 | 30666 | 12.5 | Y | . | . | . | . | . | . | . |  |  | . |  | 132.5 | 0.193 | 107.7982 | 686.5285 | 686.5285 | 5918.538 | 5918.538 | 19.3% | 60.5315 | 295.9269 | 121.0631 | 739.8172 | 363.1892 | 1183.7076 | 605.3154 | 1479.6345 | 907.973 | 1183.7076 | 1210.6307 | 591.8538 | 1815.9461 | 266.3342 | 2421.2614 | 177.5561 | 17912.9096 | 89564.5481 | 429909.831 | 895645.4813 | 1074774.5775 | 716516.385 | 483648.5599 | 429909.831
2020 | 9336 | Intermountain Rural Elec Assn | CO | Cooperative | 117.451 | 0.771 | 152.3359 | 89.25 | 0.677 | 131.8316 | 97.081 | 0.72 | 134.8347 | 163238 | 12.5 | Y | . | . | . | . | . | . | . |  |  | . |  | 28.201 | 0.094 | 131.8316 | 300.0106 | 300.0106 | 15344.372 | 15344.372 | 9.4% | 26.4521 | 767.2186 | 52.9042 | 1918.0465 | 158.7125 | 3068.8744 | 264.5208 | 3836.093 | 396.7812 | 3068.8744 | 529.0415 | 1534.4372 | 793.5623 | 690.4967 | 1058.0831 | 460.3312 | 20294.5254 | 101472.6268 | 487068.6089 | 1014726.2685 | 1217671.5222 | 811781.0148 | 547952.185 | 487068.6089
2020 | 9417 | Interstate Power and Light Co | IA | Investor Owned | . | . | . | . | . | . | . | . | . | . | . |  | 3180 | 1.54 | 2064.9351 | 89.5 | 0.79 | 113.2911 | 483526 | N | F | 25 | Y | 3090.5 | 0.75 | 113.2911 | 4120.6667 | 4120.6667 | 362644.5 | 362644.5 | 75% | 363.3211 | 18132.225 | 726.6422 | 45330.5625 | 2179.9265 | 72528.9 | 3633.2109 | 90661.125 | 5449.8163 | 72528.9 | 7266.4217 | 36264.45 | 10899.6326 | 16319.0025 | 14532.8435 | 10879.335 | 6587819.7046 | 32939098.5231 | 158107672.9111 | 329390985.2314 | 395269182.2777 | 263512788.1852 | 177871132.025 | 158107672.9111
2020 | 9425 | Iowa Lakes Electric Coop | IA | Cooperative | 102.8 | 1.01 | 101.7822 | 47.55 | 0.675 | 70.4444 | 79.1 | 0.661 | 119.6672 | 12914 | 12.5 | N | . | . | . | . | . | . | . |  |  | . |  | 55.25 | 0.335 | 70.4444 | 164.9254 | 164.9254 | 4326.19 | 4326.19 | 33.5% | 14.5415 | 216.3095 | 29.0831 | 540.7737 | 87.2493 | 865.238 | 145.4155 | 1081.5475 | 218.1232 | 865.238 | 290.8309 | 432.619 | 436.2464 | 194.6786 | 581.6619 | 129.7857 | 3145.4747 | 15727.3733 | 75491.3916 | 157273.7325 | 188728.4791 | 125818.986 | 84927.8156 | 75491.3916
2020 | 9475 | Itasca-Mantrap Co-op Electrical Assn | MN | Cooperative | 328.055 | 2.227 | 147.308 | 113.945 | 1.587 | 71.799 | 328.055 | 2.227 | 147.308 | 12139 | 12.5 | Y | . | . | . | . | . | . | . |  |  | . |  | 214.11 | 0.64 | 71.799 | 334.5469 | 334.5469 | 7768.96 | 7768.96 | 64% | 29.4972 | 388.448 | 58.9943 | 971.12 | 176.9829 | 1553.792 | 294.9715 | 1942.24 | 442.4573 | 1553.792 | 589.9431 | 776.896 | 884.9146 | 349.6032 | 1179.8861 | 233.0688 | 11458.11 | 57290.5501 | 274994.6405 | 572905.5011 | 687486.6013 | 458324.4009 | 309368.9706 | 274994.6405
2020 | 9575 | Jackson Energy Coop Corp - (KY) | KY | Cooperative | 396.16 | 2.833 | 139.8376 | 273.14 | 2.286 | 119.4838 | 351.97 | 2.396 | 146.899 | 51320 | 12.5 | Y | . | . | . | . | . | . | . |  |  | . |  | 123.02 | 0.547 | 119.4838 | 224.8995 | 224.8995 | 28072.04 | 28072.04 | 54.7% | 19.8295 | 1403.602 | 39.659 | 3509.005 | 118.9769 | 5614.408 | 198.2949 | 7018.01 | 297.4423 | 5614.408 | 396.5898 | 2807.204 | 594.8847 | 1263.2418 | 793.1795 | 842.1612 | 27832.7101 | 139163.5503 | 667985.0416 | 1391635.5033 | 1669962.604 | 1113308.4026 | 751483.1718 | 667985.0416
2020 | 9576 | Jackson County Rural E M C - (IN) | IN | Cooperative | 212.334 | 2.016 | 105.3244 | 165.436 | 1.764 | 93.7846 | 164.678 | 1.312 | 125.5168 | 24608 | 12.5 | N | . | . | . | . | . | . | . |  |  | . |  | 46.898 | 0.252 | 93.7846 | 186.1032 | 186.1032 | 6201.216 | 6201.216 | 25.2% | 16.4088 | 310.0608 | 32.8176 | 775.152 | 98.4528 | 1240.2432 | 164.088 | 1550.304 | 246.132 | 1240.2432 | 328.1761 | 620.1216 | 492.2641 | 279.0547 | 656.3521 | 186.0365 | 5087.7266 | 25438.633 | 122105.4384 | 254386.3301 | 305263.5961 | 203509.064 | 137368.6182 | 122105.4384
2020 | 9601 | Jackson Electric Member Corp - (GA) | GA | Cooperative | 238.74 | 1.63 | 146.4663 | 69.79 | 1.12 | 62.3125 | 235.61 | 1.47 | 160.2789 | 237704 | 25 | Y | . | . | . | . | . | . | . |  |  | . |  | 168.95 | 0.51 | 62.3125 | 331.2745 | 331.2745 | 121229.04 | 121229.04 | 51% | 29.2086 | 6061.452 | 58.4173 | 15153.63 | 175.2518 | 24245.808 | 292.0863 | 30307.26 | 438.1294 | 24245.808 | 584.1725 | 12122.904 | 876.2588 | 5455.3068 | 1168.3451 | 3636.8712 | 177046.6898 | 885233.4489 | 4249120.5549 | 8852334.4893 | 10622801.3872 | 7081867.5915 | 4780260.6242 | 4249120.5549
2020 | 9605 | Jackson Purchase Energy Corporation | KY | Cooperative | 103.296 | 1.378 | 74.9608 | 93.472 | 1.313 | 71.1896 | 101.553 | 1.204 | 84.3463 | 30337 | 12.5 | Y | . | . | . | . | . | . | . |  |  | . |  | 9.824 | 0.065 | 71.1896 | 151.1385 | 151.1385 | 1971.905 | 1971.905 | 6.5% | 13.3259 | 98.5952 | 26.6519 | 246.4881 | 79.9557 | 394.381 | 133.2595 | 492.9762 | 199.8892 | 394.381 | 266.519 | 197.1905 | 399.7784 | 88.7357 | 533.0379 | 59.1572 | 1313.8752 | 6569.3759 | 31533.0045 | 65693.7593 | 78832.5112 | 52555.0074 | 35474.63 | 31533.0045
2020 | 9612 | City of Jackson - (TN) | TN | Municipal | 172.585 | 1.266 | 136.3231 | 97.711 | 1.059 | 92.2672 | . | . | . | 36302 | 12.5 | Y | . | . | . | . | . | . | . |  |  | . |  | 74.874 | 0.207 | 92.2672 | 361.7101 | 361.7101 | 7514.514 | 7514.514 | 20.7% | 31.8922 | 375.7257 | 63.7843 | 939.3143 | 191.3529 | 1502.9028 | 318.9215 | 1878.6285 | 478.3823 | 1502.9028 | 637.843 | 751.4514 | 956.7645 | 338.1531 | 1275.686 | 225.4354 | 11982.7007 | 59913.5036 | 287584.8174 | 599135.0363 | 718962.0436 | 479308.029 | 323532.9196 | 287584.8174
2020 | 9613 | City of Lebanon - (IN) | IN | Municipal | . | . | . | . | . | . | . | . | . | . | . |  | 20.081 | 0.099 | 202.8384 | . | . | . | 8818 | N | L | 12.4 | N | [6 empty] | 8818 | 100% |  | 440.9 |  | 1102.25 |  | 1: 1763.6; 3: 2204.5; 5: 1763.6; 7: 881.8 | 396.81 |  | 264.54
2020 | 9616 | Beaches Energy Services | FL | Municipal | 31.8 | 0.731 | 43.5021 | . | . | . | . | . | . | 35747 | 27 | N | . | . | . | . | . | . | . |  |  | . | [7 empty] | 35747 | 100% |  | 1787.35 |  | 4468.375 |  | 1: 7149.4; 3: 8936.75; 5: 7149.4; 7: 3574.7 | 1608.615 |  | 1072.41
2020 | 9617 | JEA | FL | Municipal | . | . | . | . | . | . | . | . | . | . | . |  | . | . | . | 78.07 | 1.43 | 54.5944 | 490432 | N | L | 26.4 | Y |  |  | 54.5944 |  |  |  | 490432 | 100% |  | 24521.6 |  | 61304 |  | 1: 98086.4; 3: 122608; 5: 98086.4; 7: 49043.2 | 22069.44 |  | 14712.96
2020 | 9665 | Jasper County Rural E M C | IN | Cooperative | 172.62 | 2.922 | 59.076 | 108.766 | 1.859 | 58.5078 | 141.481 | 2.08 | 68.0197 | 9280 | 7.2 | Y | . | . | . | . | . | . | . |  |  | . |  | 63.854 | 1.063 | 58.5078 | 60.0696 | 63.854 | 9864.64 | 9280 | 100% | 5.63 | 464 | 11.2601 | 1160 | 33.7802 | 1856 | 56.3004 | 2320 | 84.4506 | 1856 | 112.6007 | 928 | 168.9011 | 417.6 | 225.2015 | 278.4 | 2612.337 | 13061.6852 | 62696.0891 | 130616.8523 | 156740.2228 | 104493.4819 | 70533.1002 | 62696.0891
2020 | 9667 | City of Jasper - (IN) | IN | Municipal | . | . | . | . | . | . | . | . | . | . | . |  | 3.5 | 0.06 | 58.3333 | 3.5 | 0.06 | 58.3333 | 7542 | N | F | 13.2 | N | 0 | 0 | 58.3333 |  |  | 0 | 0 | 0% |  | 0 |  | 0 |  | 1: 0; 3: 0; 5: 0; 7: 0 | 0 |  | 0
2020 | 9668 | Jasper-Newton Elec Coop, Inc | TX | Cooperative | 7699.56 | 6.06 | 1270.5545 | 852.13 | 3.31 | 257.4411 | 7670.13 | 5.71 | 1343.2802 | 22971 | 24.9 | Y | . | . | . | . | . | . | . |  |  | . |  | 6847.43 | 2.75 | 257.4411 | 2489.9745 | 6847.43 | 63170.25 | 22971 | 100% | 603.7411 | 1148.55 | 1207.4821 | 2871.375 | 3622.4464 | 4594.2 | 6037.4107 | 5742.75 | 9056.1161 | 4594.2 | 12074.8215 | 2297.1 | 18112.2322 | 1033.695 | 24149.6429 | 689.13 | 693426.8091 | 3467134.0455 | 16642243.4183 | 34671340.4548 | 41605608.5458 | 27737072.3639 | 18722523.8456 | 16642243.4183
2020 | 9682 | Jefferson Davis Elec Coop, Inc | LA | Cooperative | . | . | . | . | . | . | . | . | . | . | . |  | 67 | 3.64 | 18.4066 | 12 | 1.49 | 8.0537 | 10296 | N | O | 14.4 | N | 55 | 2.15 | 8.0537 | 25.5814 | 55 | 22136.4 | 10296 | 100% | 4.8494 | 514.8 | 9.6988 | 1287 | 29.0963 | 2059.2 | 48.4938 | 2574 | 72.7406 | 2059.2 | 96.9875 | 1029.6 | 145.4813 | 463.32 | 193.975 | 308.88 | 2496.4585 | 12482.2924 | 59915.0037 | 124822.9243 | 149787.5092 | 99858.3395 | 67404.3791 | 59915.0037
2020 | 9689 | Jefferson Electric Member Corp | GA | Cooperative | 144.61 | 1.49 | 97.0537 | 101.45 | 1.208 | 83.9818 | 143.2 | 1.399 | 102.3588 | 34723.5 | 24.9 | Y | . | . | . | . | . | . | . |  |  | . |  | 43.16 | 0.282 | 83.9818 | 153.0496 | 153.0496 | 9792.027 | 9792.027 | 28.2% | 13.4945 | 489.6014 | 26.9889 | 1224.0034 | 80.9667 | 1958.4054 | 134.9446 | 2448.0068 | 202.4169 | 1958.4054 | 269.8892 | 979.2027 | 404.8337 | 440.6412 | 539.7783 | 293.7608 | 6606.9049 | 33034.5245 | 158565.7174 | 330345.2447 | 396414.2936 | 264276.1957 | 178386.4321 | 158565.7174
2020 | 9699 | Jemez Mountains Elec Coop, Inc | NM | Cooperative | 540.86 | 2.785 | 194.2047 | 485.97 | 2.736 | 177.6206 | 525.91 | 2.632 | 199.8138 | 31000 | 14.4 | Y | . | . | . | . | . | . | . |  |  | . |  | 54.89 | 0.049 | 177.6206 | 1120.2041 | 1120.2041 | 1519 | 1519 | 4.9% | 98.7689 | 75.95 | 197.5378 | 189.875 | 592.6135 | 303.8 | 987.6891 | 379.75 | 1481.5337 | 303.8 | 1975.3782 | 151.9 | 2963.0674 | 68.355 | 3950.7565 | 45.57 | 7501.4989 | 37507.4945 | 180035.9735 | 375074.9449 | 450089.9339 | 300059.9559 | 202540.4702 | 180035.9735
2020 | 9726 | Jersey Central Power & Lt Co | NJ | Investor Owned | 2197.785 | 2.742 | 801.5263 | 185.891 | 1.692 | 109.8647 | 2080.979 | 2.216 | 939.0699 | 1124901 | 34.5 | Y | . | . | . | . | . | . | . |  |  | . |  | 2011.894 | 1.05 | 109.8647 | 1916.0895 | 2011.894 | 1181146.05 | 1124901 | 100% | 177.3896 | 56245.05 | 354.7793 | 140612.625 | 1064.3378 | 224980.2 | 1773.8963 | 281225.25 | 2660.8444 | 224980.2 | 3547.7925 | 112490.1 | 5321.6888 | 50620.545 | 7095.585 | 33747.03 | 9977288.3431 | 49886441.7155 | 239454920.2345 | 498864417.1552 | 598637300.5862 | 399091533.7241 | 269386785.2638 | 239454920.2345
2020 | 9739 | Joe Wheeler Elec Member Corp | AL | Cooperative | . | . | . | . | . | . | . | . | . | . | . |  | 130.8 | 1.55 | 84.3871 | 130.8 | 1.55 | 84.3871 | 44454 | N | L | 13 | Y | 0 | 0 | 84.3871 |  |  | 0 | 0 | 0% |  | 0 |  | 0 |  | 1: 0; 3: 0; 5: 0; 7: 0 | 0 |  | 0
2020 | 9750 | Jo-Carroll Energy, Inc | IL | Cooperative | 86.45 | 0.69 | 125.2899 | 49.22 | 0.5 | 98.44 | 37.26 | 0.19 | 196.1053 | 19651 | 34.5 | Y | . | . | . | . | . | . | . |  |  | . |  | 37.23 | 0.19 | 98.44 | 195.9474 | 195.9474 | 3733.69 | 3733.69 | 19% | 17.2768 | 186.6845 | 34.5535 | 466.7113 | 103.6606 | 746.738 | 172.7677 | 933.4225 | 259.1516 | 746.738 | 345.5354 | 373.369 | 518.3031 | 168.0161 | 691.0708 | 112.0107 | 3225.3052 | 16126.526 | 77407.3248 | 161265.2601 | 193518.3121 | 129012.2081 | 87083.2405 | 77407.3248
2020 | 9777 | Johnson City - (TN) | TN | Municipal | 29.65 | 0.34 | 87.2059 | 27.82 | 0.33 | 84.303 | 29.65 | 0.34 | 87.2059 | 79593 | 13.2 | Y | . | . | . | . | . | . | . |  |  | . |  | 1.83 | 0.01 | 84.303 | 183 | 183 | 795.93 | 795.93 | 1% | 16.1352 | 39.7965 | 32.2704 | 99.4913 | 96.8112 | 159.186 | 161.3519 | 198.9825 | 242.0279 | 159.186 | 322.7039 | 79.593 | 484.0558 | 35.8169 | 645.4078 | 23.8779 | 642.1243 | 3210.6214 | 15410.9826 | 32106.2138 | 38527.4566 | 25684.9711 | 17337.3555 | 15410.9826
2020 | 9778 | Johnson County Rural E M C | IN | Cooperative | 97.241 | 0.904 | 107.5675 | 35.17 | 0.489 | 71.9223 | 91.32 | 0.799 | 114.2929 | 28236 | 12.5 | Y | . | . | . | . | . | . | . |  |  | . |  | 62.071 | 0.415 | 71.9223 | 149.5687 | 149.5687 | 11717.94 | 11717.94 | 41.5% | 13.1875 | 585.897 | 26.3751 | 1464.7425 | 79.1252 | 2343.588 | 131.8754 | 2929.485 | 197.8131 | 2343.588 | 263.7508 | 1171.794 | 395.6262 | 527.3073 | 527.5016 | 351.5382 | 7726.5397 | 38632.6985 | 185436.9529 | 386326.9852 | 463592.3822 | 309061.5881 | 208616.572 | 185436.9529
2020 | 9837 | Jones-Onslow Elec Member Corp | NC | Cooperative | . | . | . | . | . | . | . | . | . | . | . |  | 82.077 | 1.44 | 56.9979 | . | . | . | 76119 | N | F | 12.4 | Y | [6 empty] | 76119 | 100% |  | 3805.95 |  | 9514.875 |  | 1: 15223.8; 3: 19029.75; 5: 15223.8; 7: 7611.9 | 3425.355 |  | 2283.57
2020 | 9964 | Kenergy Corp | KY | Cooperative | 155.79 | 1.56 | 99.8654 | 86.36 | 1.21 | 71.3719 | 123.5 | 1.21 | 102.0661 | 57734 | 14.4 | Y | . | . | . | . | . | . | . |  |  | . |  | 69.43 | 0.35 | 71.3719 | 198.3714 | 198.3714 | 20206.9 | 20206.9 | 35% | 17.4905 | 1010.345 | 34.981 | 2525.8625 | 104.943 | 4041.38 | 174.905 | 5051.725 | 262.3575 | 4041.38 | 349.81 | 2020.69 | 524.715 | 909.3105 | 699.62 | 606.207 | 17671.4399 | 88357.1996 | 424114.5579 | 883571.9956 | 1060286.3947 | 706857.5965 | 477128.8776 | 424114.5579
2020 | 9996 | City of Kansas City - (KS) | KS | Municipal | 132.698 | 1.323 | 100.3008 | 108.26 | 1.181 | 91.6681 | 132.698 | 1.323 | 100.3008 | 65304 | 13.8 | Y | . | . | . | . | . | . | . |  |  | . |  | 24.438 | 0.142 | 91.6681 | 172.0986 | 172.0986 | 9273.168 | 9273.168 | 14.2% | 15.174 | 463.6584 | 30.348 | 1159.146 | 91.0441 | 1854.6336 | 151.7401 | 2318.292 | 227.6102 | 1854.6336 | 303.4802 | 927.3168 | 455.2204 | 417.2926 | 606.9605 | 278.195 | 7035.5583 | 35177.7917 | 168853.4004 | 351777.9174 | 422133.5009 | 281422.3339 | 189960.0754 | 168853.4004
2020 | 10000 | Evergy Metro | KS | Investor Owned | 73.85 | 0.674 | 109.5697 | 54.21 | 0.601 | 90.1997 | 73.75 | 0.671 | 109.9106 | 264275 | 34 | Y | . | . | . | . | . | . | . |  |  | . |  | 19.64 | 0.073 | 90.1997 | 269.0411 | 269.0411 | 19292.075 | 19292.075 | 7.3% | 23.7215 | 964.6038 | 47.443 | 2411.5094 | 142.3289 | 3858.415 | 237.2148 | 4823.0188 | 355.8222 | 3858.415 | 474.4296 | 1929.2075 | 711.6443 | 868.1434 | 948.8591 | 578.7623 | 22881.8266 | 114409.133 | 549163.8384 | 1144091.3299 | 1372909.5959 | 915273.0639 | 617809.3181 | 549163.8384
2020 | 10000 | Evergy Metro | MO | Investor Owned | 109.9 | 1.016 | 108.1693 | 89.41 | 0.915 | 97.7158 | 107.65 | 0.974 | 110.5236 | 282004 | 34 | Y | . | . | . | . | . | . | . |  |  | . |  | 20.49 | 0.101 | 97.7158 | 202.8713 | 202.8713 | 28482.404 | 28482.404 | 10.1% | 17.8873 | 1424.1202 | 35.7745 | 3560.3005 | 107.3235 | 5696.4808 | 178.8726 | 7120.601 | 268.3088 | 5696.4808 | 357.7451 | 2848.2404 | 536.6177 | 1281.7082 | 715.4902 | 854.4721 | 25473.6016 | 127368.0079 | 611366.4381 | 1273680.0794 | 1528416.0952 | 1018944.0635 | 687787.2429 | 611366.4381
2020 | 10005 | Evergy Kansas South, Inc | KS | Investor Owned | 86.16 | 0.887 | 97.1364 | 86.13 | 0.887 | 97.1026 | 79.01 | 0.831 | 95.0782 | 334315 | 34 | Y | . | . | . | . | . | . | . |  |  | . |  | 0.03 | 0 | 97.1026 |  |  | 0 | 0 | 0% |  | 0 |  | 0 |  | 1: 0; 3: 0; 5: 0; 7: 0 | 0 |  | 0
2020 | 10009 | Karnes Electric Coop Inc | TX | Cooperative | . | . | . | . | . | . | . | . | . | . | . |  | 163.383 | 1.176 | 138.9311 | 107.16 | 0.911 | 117.629 | 23253 | N | F | 24.9 | N | 56.223 | 0.265 | 117.629 | 212.1623 | 212.1623 | 6162.045 | 6162.045 | 26.5% | 18.7064 | 308.1023 | 37.4129 | 770.2556 | 112.2387 | 1232.409 | 187.0645 | 1540.5113 | 280.5967 | 1232.409 | 374.1289 | 616.2045 | 561.1934 | 277.292 | 748.2578 | 184.8613 | 5763.4978 | 28817.489 | 138323.9473 | 288174.8903 | 345809.8684 | 230539.9122 | 155614.4408 | 138323.9473
2020 | 10019 | FreeState Electric Coop | KS | Cooperative | 311.96 | . | . | 311.96 | . | . | 276.78 | . | . | 18451 | . | Y | . | . | . | . | . | . | . |  |  | . |  | 0 |  |  |  | 0 |  | 18451 | 100% | 0 | 922.55 | 0 | 2306.375 | 0 | 3690.2 | 0 | 4612.75 | 0 | 3690.2 | 0 | 1845.1 | 0 | 830.295 | 0 | 553.53 | 0 | 0 | 0 | 0 | 0 | 0 | 0 | 0
2020 | 10056 | City of Kaukauna | WI | Municipal | 61 | 0.77 | 79.2208 | 9.8 | 0.14 | 70 | 61 | 0.77 | 79.2208 | 15653 | 34.5 | N | . | . | . | . | . | . | . |  |  | . |  | 51.2 | 0.63 | 70 | 81.2698 | 81.2698 | 9861.39 | 9861.39 | 63% | 7.1656 | 493.0695 | 14.3312 | 1232.6737 | 42.9936 | 1972.278 | 71.656 | 2465.3475 | 107.484 | 1972.278 | 143.312 | 986.139 | 214.968 | 443.7625 | 286.624 | 295.8417 | 3533.1386 | 17665.6929 | 84795.3258 | 176656.9287 | 211988.3145 | 141325.543 | 95394.7415 | 84795.3258
2020 | 10071 | Kauai Island Utility Cooperative | HI | Cooperative | . | . | . | . | . | . | . | . | . | . | . |  | 57.35 | 1.34 | 42.7985 | . | . | . | 38445 | N | L | 12.5 | Y | [6 empty] | 38445 | 100% |  | 1922.25 |  | 4805.625 |  | 1: 7689; 3: 9611.25; 5: 7689; 7: 3844.5 | 1730.025 |  | 1153.35
2020 | 10170 | Kiamichi Electric Coop, Inc | OK | Cooperative | 1255.92 | 3.92 | 320.3878 | 1255.92 | 3.92 | 320.3878 | 710.94 | 3.3 | 215.4364 | 21898 | 24.9 | N | . | . | . | . | . | . | . |  |  | . |  | 0 | 0 | 320.3878 |  |  | 0 | 0 | 0% |  | 0 |  | 0 |  | 1: 0; 3: 0; 5: 0; 7: 0 | 0 |  | 0
2020 | 10171 | Kentucky Utilities Co | KY | Investor Owned | 84.37 | 0.806 | 104.6774 | 64.9 | 0.708 | 91.6667 | 77.46 | 0.678 | 114.2478 | 540598 | 34.5 | Y | . | . | . | . | . | . | . |  |  | . |  | 19.47 | 0.098 | 91.6667 | 198.6735 | 198.6735 | 52978.604 | 52978.604 | 9.8% | 17.5171 | 2648.9302 | 35.0343 | 6622.3255 | 105.1028 | 10595.7208 | 175.1713 | 13244.651 | 262.757 | 10595.7208 | 350.3426 | 5297.8604 | 525.514 | 2384.0372 | 700.6853 | 1589.3581 | 46401.6593 | 232008.2967 | 1113639.8241 | 2320082.9669 | 2784099.5603 | 1856066.3735 | 1252844.8021 | 1113639.8241
2020 | 10171 | Kentucky Utilities Co | VA | Investor Owned | 142.91 | 1.227 | 116.4711 | 129.77 | 1.213 | 106.9827 | 104.39 | 0.963 | 108.4008 | 29945 | 34.5 | Y | . | . | . | . | . | . | . |  |  | . |  | 13.14 | 0.014 | 106.9827 | 938.5714 | 938.5714 | 419.23 | 419.23 | 1.4% | 82.7543 | 20.9615 | 165.5086 | 52.4038 | 496.5257 | 83.846 | 827.5428 | 104.8075 | 1241.3142 | 83.846 | 1655.0855 | 41.923 | 2482.6283 | 18.8653 | 3310.1711 | 12.5769 | 1734.6538 | 8673.2689 | 41631.6908 | 86732.6892 | 104079.227 | 69386.1514 | 46835.6522 | 41631.6908
2020 | 10210 | Ketchikan Public Utilities | AK | Municipal | . | . | . | . | . | . | . | . | . | . | . |  | 566.5 | 5.3 | 106.8868 | . | . | . | 7856 | N | L | 12.5 | N | [6 empty] | 7856 | 100% |  | 392.8 |  | 982 |  | 1: 1571.2; 3: 1964; 5: 1571.2; 7: 785.6 | 353.52 |  | 235.68
2020 | 10226 | Utility Board of the City of Key West, F | FL | Municipal | . | . | . | 76.9 | 1.55 | 49.6129 | . | . | . | 31137 | 13.8 | Y | . | . | . | . | . | . | . |  |  | . |  |  |  | 49.6129 |  |  |  | 31137 | 100% |  | 1556.85 |  | 3892.125 |  | 1: 6227.4; 3: 7784.25; 5: 6227.4; 7: 3113.7 | 1401.165 |  | 934.11
2020 | 10331 | Kingsport Power Co | TN | Investor Owned | 382.8 | 1.671 | 229.0844 | 268.6 | 1.506 | 178.3533 | 382.8 | 1.671 | 229.0844 | 48429 | 35 | Y | . | . | . | . | . | . | . |  |  | . |  | 114.2 | 0.165 | 178.3533 | 692.1212 | 692.1212 | 7990.785 | 7990.785 | 16.5% | 61.0246 | 399.5392 | 122.0493 | 998.8481 | 366.1479 | 1598.157 | 610.2465 | 1997.6962 | 915.3697 | 1598.157 | 1220.493 | 799.0785 | 1830.7394 | 359.5853 | 2440.9859 | 239.7235 | 24381.742 | 121908.7098 | 585161.8069 | 1219087.0977 | 1462904.5173 | 975269.6782 | 658307.0328 | 585161.8069
2020 | 10345 | City of Kinston - (NC) | NC | Municipal | 57.9 | 0.89 | 65.0562 | 57.9 | 0.89 | 65.0562 | 57.9 | 0.89 | 65.0562 | 11801 | 12.4 | N | . | . | . | . | . | . | . |  |  | . |  | 0 | 0 | 65.0562 |  |  | 0 | 0 | 0% |  | 0 |  | 0 |  | 1: 0; 3: 0; 5: 0; 7: 0 | 0 |  | 0
2020 | 10370 | City of Kirkwood - (MO) | MO | Municipal | 25.5 | 0.27 | 94.4444 | 24.504 | 0.241 | 101.6763 | 25.5 | 0.27 | 94.4444 | 10095 | 12.4 | Y | . | . | . | . | . | . | . |  |  | . |  | 0.996 | 0.029 | 101.6763 | 34.3448 | 34.3448 | 292.755 | 292.755 | 2.9% | 3.0282 | 14.6378 | 6.0564 | 36.5944 | 18.1692 | 58.551 | 30.282 | 73.1888 | 45.423 | 58.551 | 60.564 | 29.2755 | 90.846 | 13.174 | 121.128 | 8.7827 | 44.326 | 221.6301 | 1063.8246 | 2216.3012 | 2659.5615 | 1773.041 | 1196.8027 | 1063.8246
2020 | 10376 | Kissimmee Utility Authority | FL | Municipal | . | . | . | . | . | . | . | . | . | . | . |  | 41.91 | 1.021 | 41.048 | 41.91 | 1.021 | 41.048 | 83689 | N | L | 13.2 | Y | 0 | 0 | 41.048 |  |  | 0 | 0 | 0% |  | 0 |  | 0 |  | 1: 0; 3: 0; 5: 0; 7: 0 | 0 |  | 0
2020 | 10378 | Kit Carson Electric Coop, Inc | NM | Cooperative | 161.52 | 1.454 | 111.0867 | 126.69 | 1.054 | 120.1992 | 161.52 | 1.454 | 111.0867 | 29696 | 24.9 | N | . | . | . | . | . | . | . |  |  | . |  | 34.83 | 0.4 | 120.1992 | 87.075 | 87.075 | 11878.4 | 11878.4 | 40% | 7.6774 | 593.92 | 15.3549 | 1484.8 | 46.0647 | 2375.68 | 76.7744 | 2969.6 | 115.1616 | 2375.68 | 153.5489 | 1187.84 | 230.3233 | 534.528 | 307.0977 | 356.352 | 4559.787 | 22798.9349 | 109434.8875 | 227989.349 | 273587.2188 | 182391.4792 | 123114.2485 | 109434.8875
2020 | 10393 | PUD No 1 of Klickitat County | WA | Political Subdivision | . | . | . | . | . | . | . | . | . | . | . |  | 173.4 | 1.43 | 121.2587 | . | . | . | 13369 | N | L | 13.2 | N | [6 empty] | 13369 | 100% |  | 668.45 |  | 1671.125 |  | 1: 2673.8; 3: 3342.25; 5: 2673.8; 7: 1336.9 | 601.605 |  | 401.07
2020 | 10421 | Knoxville Utilities Board | TN | Municipal | 279 | 2.11 | 132.2275 | 128 | 1.65 | 77.5758 | 279 | 2.11 | 132.2275 | 207360 | 13.2 | Y | . | . | . | . | . | . | . |  |  | . |  | 151 | 0.46 | 77.5758 | 328.2609 | 328.2609 | 95385.6 | 95385.6 | 46% | 28.9429 | 4769.28 | 57.8858 | 11923.2 | 173.6575 | 19077.12 | 289.4291 | 23846.4 | 434.1437 | 19077.12 | 578.8583 | 9538.56 | 868.2874 | 4292.352 | 1157.7165 | 2861.568 | 138036.8553 | 690184.2763 | 3312884.5261 | 6901842.7627 | 8282211.3152 | 5521474.2101 | 3726995.0918 | 3312884.5261
2020 | 10448 | Kosciusko County Rural E M C | IN | Cooperative | 240.786 | 1.487 | 161.9274 | 85.014 | 0.931 | 91.3147 | 231.766 | 1.25 | 185.4128 | 16489 | 12.5 | Y | . | . | . | . | . | . | . |  |  | . |  | 155.772 | 0.556 | 91.3147 | 280.1655 | 280.1655 | 9167.884 | 9167.884 | 55.6% | 24.7023 | 458.3942 | 49.4046 | 1145.9855 | 148.2139 | 1833.5768 | 247.0232 | 2291.971 | 370.5348 | 1833.5768 | 494.0464 | 916.7884 | 741.0696 | 412.5548 | 988.0928 | 275.0365 | 11323.3997 | 56616.9987 | 271761.5938 | 566169.9871 | 679403.9845 | 452935.9897 | 305731.793 | 271761.5938
2020 | 10454 | Kootenai Electric Cooperative | ID | Cooperative | 894.87 | 2.92 | 306.4623 | 184.77 | 1.78 | 103.8034 | 734.83 | . | . | 29854 | 25 | Y | . | . | . | . | . | . | . |  |  | . |  | 710.1 | 1.14 | 103.8034 | 622.8947 | 710.1 | 34033.56 | 29854 | 100% | 62.6098 | 1492.7 | 125.2197 | 3731.75 | 375.6591 | 5970.8 | 626.0985 | 7463.5 | 939.1477 | 5970.8 | 1252.1969 | 2985.4 | 1878.2954 | 1343.43 | 2504.3938 | 895.62 | 93457.7167 | 467288.5834 | 2242985.2003 | 4672885.8339 | 5607463.0007 | 3738308.6672 | 2523358.3503 | 2242985.2003
2020 | 10539 | La Plata Electric Assn, Inc | CO | Cooperative | 103.089 | 0.916 | 112.5426 | 40.839 | 0.474 | 86.1582 | 96.393 | 0.845 | 114.0746 | 44432 | 12.5 | Y | . | . | . | . | . | . | . |  |  | . |  | 62.25 | 0.442 | 86.1582 | 140.8371 | 140.8371 | 19638.944 | 19638.944 | 44.2% | 12.4177 | 981.9472 | 24.8353 | 2454.868 | 74.506 | 3927.7888 | 124.1767 | 4909.736 | 186.2651 | 3927.7888 | 248.3535 | 1963.8944 | 372.5302 | 883.7525 | 496.7069 | 589.1683 | 12193.4989 | 60967.4945 | 292643.9735 | 609674.9449 | 731609.9339 | 487739.9559 | 329224.4702 | 292643.9735
2020 | 10579 | City of LaFollette | TN | Municipal | 577 | 5.3 | 108.8679 | 338 | 4.9 | 68.9796 | 577 | 5.3 | 108.8679 | 22056 | 19.5 | Y | . | . | . | . | . | . | . |  |  | . |  | 239 | 0.4 | 68.9796 | 597.5 | 597.5 | 8822.4 | 8822.4 | 40% | 52.6819 | 441.12 | 105.3637 | 1102.8 | 316.0911 | 1764.48 | 526.8185 | 2205.6 | 790.2278 | 1764.48 | 1053.637 | 882.24 | 1580.4555 | 397.008 | 2107.2741 | 264.672 | 23239.0184 | 116195.0918 | 557736.4409 | 1161950.9184 | 1394341.1021 | 929560.7348 | 627453.496 | 557736.4409
2020 | 10599 | Lake Region Electric Coop, Inc - (OK) | OK | Cooperative | 273.456 | 1.462 | 187.0424 | 85.11 | 0.767 | 110.9648 | 267.13 | 1.403 | 190.3991 | 25075 | 12.5 | Y | . | . | . | . | . | . | . |  |  | . |  | 188.346 | 0.695 | 110.9648 | 271.0014 | 271.0014 | 17427.125 | 17427.125 | 69.5% | 23.8943 | 871.3563 | 47.7886 | 2178.3906 | 143.3659 | 3485.425 | 238.9432 | 4356.7812 | 358.4148 | 3485.425 | 477.8864 | 1742.7125 | 716.8297 | 784.2206 | 955.7729 | 522.8138 | 20820.4671 | 104102.3354 | 499691.21 | 1041023.3542 | 1249228.025 | 832818.6833 | 562152.6112 | 499691.21
2020 | 10603 | Laclede Electric Coop, Inc | MO | Cooperative | 238.14 | 1.81 | 131.5691 | 128.23 | 1.58 | 81.1582 | 214.33 | 1.54 | 139.1753 | 37547 | 12.5 | Y | . | . | . | . | . | . | . |  |  | . |  | 109.91 | 0.23 | 81.1582 | 477.8696 | 477.8696 | 8635.81 | 8635.81 | 23% | 42.134 | 431.7905 | 84.268 | 1079.4762 | 252.8039 | 1727.162 | 421.3398 | 2158.9525 | 632.0097 | 1727.162 | 842.6796 | 863.581 | 1264.0194 | 388.6114 | 1685.3592 | 259.0743 | 18193.0526 | 90965.2631 | 436633.263 | 909652.6312 | 1091583.1574 | 727722.1049 | 491212.4208 | 436633.263
2020 | 10618 | Lake Region Electric Cooperative - (MN) | MN | Cooperative | 391.3 | 2.71 | 144.3911 | 117.67 | 1.23 | 95.6667 | 264.79 | 1.75 | 151.3086 | 28307 | 12.5 | N | . | . | . | . | . | . | . |  |  | . |  | 273.63 | 1.48 | 95.6667 | 184.8851 | 273.63 | 41894.36 | 28307 | 100% | 24.1261 | 1415.35 | 48.2522 | 3538.375 | 144.7565 | 5661.4 | 241.2608 | 7076.75 | 361.8913 | 5661.4 | 482.5217 | 2830.7 | 723.7825 | 1273.815 | 965.0434 | 849.21 | 34146.8527 | 170734.2633 | 819524.4637 | 1707342.6326 | 2048811.1591 | 1365874.1061 | 921965.0216 | 819524.4637
2020 | 10620 | City of Lake Worth - (FL) | FL | Municipal | . | . | . | . | . | . | . | . | . | . | . |  | 209.807 | 3.627 | 57.8459 | 154.835 | 2.889 | 53.5947 | 27054 | Y | L | 26.4 | N | 54.972 | 0.738 | 53.5947 | 74.4878 | 74.4878 | 19965.852 | 19965.852 | 73.8% | 6.5676 | 998.2926 | 13.1352 | 2495.7315 | 39.4057 | 3993.1704 | 65.6762 | 4991.463 | 98.5144 | 3993.1704 | 131.3525 | 1996.5852 | 197.0287 | 898.4633 | 262.705 | 598.9756 | 6556.4107 | 32782.0534 | 157353.8562 | 327820.5337 | 393384.6405 | 262256.427 | 177023.0882 | 157353.8562
2020 | 10623 | City of Lakeland - (FL) | FL | Municipal | . | . | . | . | . | . | . | . | . | . | . |  | 63.32 | 1.158 | 54.6805 | 63.32 | 1.158 | 54.6805 | 128586 | N | L | 12.5 | N | 0 | 0 | 54.6805 |  |  | 0 | 0 | 0% |  | 0 |  | 0 |  | 1: 0; 3: 0; 5: 0; 7: 0 | 0 |  | 0
2020 | 10624 | Southern Rivers Energy | GA | Cooperative | 430.389 | 3.6 | 119.5525 | 282.783 | 2.92 | 96.8435 | 422.379 | 3.467 | 121.8284 | 19720 | 25 | Y | . | . | . | . | . | . | . |  |  | . |  | 147.606 | 0.68 | 96.8435 | 217.0676 | 217.0676 | 13409.6 | 13409.6 | 68% | 19.139 | 670.48 | 38.2779 | 1676.2 | 114.8337 | 2681.92 | 191.3895 | 3352.4 | 287.0843 | 2681.92 | 382.7791 | 1340.96 | 574.1686 | 603.432 | 765.5582 | 402.288 | 12832.2865 | 64161.4325 | 307974.8759 | 641614.3248 | 769937.1897 | 513291.4598 | 346471.7354 | 307974.8759
2020 | 10625 | Lamb County Electric Coop, Inc | TX | Cooperative | . | . | . | . | . | . | . | . | . | . | . |  | 131.2 | . | . | . | . | . | 11511 | N | L | . | Y | [6 empty] | 11511 | 100% |  | 575.55 |  | 1438.875 |  | 1: 2302.2; 3: 2877.75; 5: 2302.2; 7: 1151.1 | 517.995 |  | 345.33
2020 | 10668 | Licking Rural Electric Inc | OH | Cooperative | 260.4 | 1.81 | 143.8674 | 139.8 | 1.21 | 115.5372 | 231 | 1.46 | 158.2192 | 26253 | 12.5 | Y | . | . | . | . | . | . | . |  |  | . |  | 120.6 | 0.6 | 115.5372 | 201 | 201 | 15751.8 | 15751.8 | 60% | 17.7223 | 787.59 | 35.4445 | 1968.975 | 106.3336 | 3150.36 | 177.2226 | 3937.95 | 265.8339 | 3150.36 | 354.4453 | 1575.18 | 531.6679 | 708.831 | 708.8905 | 472.554 | 13957.8771 | 69789.3857 | 334989.0516 | 697893.8575 | 837472.6289 | 558315.086 | 376862.683 | 334989.0516
2020 | 10681 | Lane Electric Coop Inc | OR | Cooperative | . | . | . | . | . | . | . | . | . | . | . |  | 605.4 | 4.99 | 121.3226 | 353.05 | . | . | 12770 | N | L | 12.4 | Y | 252.35 |  |  |  | 252.35 |  | 12770 | 100% | 22.2498 | 638.5 | 44.4996 | 1596.25 | 133.4989 | 2554 | 222.4982 | 3192.5 | 333.7472 | 2554 | 444.9963 | 1277 | 667.4945 | 574.65 | 889.9927 | 383.1 | 14206.5077 | 71032.5386 | 340956.1852 | 710325.3857 | 852390.4629 | 568260.3086 | 383575.7083 | 340956.1852
2020 | 10697 | Lake Country Power | MN | Cooperative | 424.4 | 2.443 | 173.7208 | 179.67 | 1.684 | 106.6924 | 372.22 | 2.11 | 176.4076 | 49878 | 24.9 | Y | . | . | . | . | . | . | . |  |  | . |  | 244.73 | 0.759 | 106.6924 | 322.4374 | 322.4374 | 37857.402 | 37857.402 | 75.9% | 28.4295 | 1892.8701 | 56.8589 | 4732.1753 | 170.5767 | 7571.4804 | 284.2946 | 9464.3505 | 426.4418 | 7571.4804 | 568.5891 | 3785.7402 | 852.8837 | 1703.5831 | 1137.1783 | 1135.7221 | 53813.2679 | 269066.3396 | 1291518.4301 | 2690663.396 | 3228796.0752 | 2152530.7168 | 1452958.2339 | 1291518.4301
2020 | 10704 | City of Lansing - (MI) | MI | Municipal | . | . | . | . | . | . | . | . | . | . | . |  | 50.69 | 1.415 | 35.8233 | 45.756 | 1.311 | 34.9016 | 97514 | N | F | 13.2 | Y | 4.934 | 0.104 | 34.9016 | 47.4423 | 47.4423 | 10141.456 | 10141.456 | 10.4% | 4.183 | 507.0728 | 8.366 | 1267.682 | 25.0981 | 2028.2912 | 41.8301 | 2535.364 | 62.7452 | 2028.2912 | 83.6602 | 1014.1456 | 125.4903 | 456.3655 | 167.3204 | 304.2437 | 2121.0907 | 10605.4535 | 50906.177 | 106054.5355 | 127265.4426 | 84843.6284 | 57269.4492 | 50906.177
2020 | 10768 | Laurens Electric Coop, Inc | SC | Cooperative | 172.11 | 1.44 | 119.5208 | 114.21 | 1.19 | 95.9748 | 158.07 | 1.26 | 125.4524 | 58888 | 14.4 | Y | . | . | . | . | . | . | . |  |  | . |  | 57.9 | 0.25 | 95.9748 | 231.6 | 231.6 | 14722 | 14722 | 25% | 20.4203 | 736.1 | 40.8406 | 1840.25 | 122.5217 | 2944.4 | 204.2028 | 3680.5 | 306.3042 | 2944.4 | 408.4056 | 1472.2 | 612.6084 | 662.49 | 816.8112 | 441.66 | 15031.3675 | 75156.8376 | 360752.8206 | 751568.3762 | 901882.0514 | 601254.701 | 405846.9231 | 360752.8206
2020 | 10817 | Lea County Electric Coop, Inc | NM | Cooperative | . | . | . | . | . | . | . | . | . | . | . |  | 173.6 | 1.266 | 137.1248 | 173.6 | 1.266 | 137.1248 | 11156 | N | O | 24.9 | N | 0 | 0 | 137.1248 |  |  | 0 | 0 | 0% |  | 0 |  | 0 |  | 1: 0; 3: 0; 5: 0; 7: 0 | 0 |  | 0
2020 | 10817 | Lea County Electric Coop, Inc | TX | Cooperative | . | . | . | . | . | . | . | . | . | . | . |  | 116.398 | 1.351 | 86.1569 | 116.398 | 1.351 | 86.1569 | 5103 | N | O | 24.9 | N | 0 | 0 | 86.1569 |  |  | 0 | 0 | 0% |  | 0 |  | 0 |  | 1: 0; 3: 0; 5: 0; 7: 0 | 0 |  | 0
2020 | 10857 | Lee County Electric Coop, Inc | FL | Cooperative | . | . | . | . | . | . | . | . | . | . | . |  | 99.73 | 1.456 | 68.4959 | 84.47 | 1.35 | 62.5704 | 226057 | N | F | 24.9 | Y | 15.26 | 0.106 | 62.5704 | 143.9623 | 143.9623 | 23962.042 | 23962.042 | 10.6% | 12.6932 | 1198.1021 | 25.3864 | 2995.2553 | 76.1593 | 4792.4084 | 126.9322 | 5990.5105 | 190.3983 | 4792.4084 | 253.8644 | 2396.2042 | 380.7966 | 1078.2919 | 507.7288 | 718.8613 | 15207.7729 | 76038.8645 | 364986.5497 | 760388.6451 | 912466.3741 | 608310.9161 | 410609.8684 | 364986.5497
2020 | 10868 | City of Leesburg - (FL) | FL | Municipal | . | . | . | . | . | . | . | . | . | . | . |  | . | . | . | 68.52 | 1.19 | 57.5798 | 25211 | N | L | 12.5 | N |  |  | 57.5798 |  |  |  | 25211 | 100% |  | 1260.55 |  | 3151.375 |  | 1: 5042.2; 3: 6302.75; 5: 5042.2; 7: 2521.1 | 1134.495 |  | 756.33
2020 | 10879 | Lehi City Corporation | UT | Municipal | 138.896 | 0.738 | 188.206 | 138.896 | 0.738 | 188.206 | 75.719 | 0.538 | 140.7416 | 24564 | 12.5 | N | . | . | . | . | . | . | . |  |  | . |  | 0 | 0 | 188.206 |  |  | 0 | 0 | 0% |  | 0 |  | 0 |  | 1: 0; 3: 0; 5: 0; 7: 0 | 0 |  | 0
2020 | 10906 | City of Lenoir - (TN) | TN | Municipal | 157.25 | 1.57 | 100.1592 | 157.25 | 1.57 | 100.1592 | . | . | . | 67978 | 12.5 | Y | . | . | . | . | . | . | . |  |  | . |  | 0 | 0 | 100.1592 |  |  | 0 | 0 | 0% |  | 0 |  | 0 |  | 1: 0; 3: 0; 5: 0; 7: 0 | 0 |  | 0
2020 | 10944 | PUD No 1 of Lewis County | WA | Political Subdivision | 433.4 | 2.69 | 161.1152 | 259.62 | 1.91 | 135.9267 | 433.39 | 2.69 | 161.1115 | 34012 | 24.9 | N | . | . | . | . | . | . | . |  |  | . |  | 173.78 | 0.78 | 135.9267 | 222.7949 | 222.7949 | 26529.36 | 26529.36 | 78% | 19.6439 | 1326.468 | 39.2879 | 3316.17 | 117.8636 | 5305.872 | 196.4393 | 6632.34 | 294.6589 | 5305.872 | 392.8785 | 2652.936 | 589.3178 | 1193.8212 | 785.7571 | 795.8808 | 26057.0405 | 130285.2026 | 625368.9727 | 1302852.0265 | 1563422.4317 | 1042281.6212 | 703540.0943 | 625368.9727
2020 | 10960 | City of Lewisburg - (TN) | TN | Municipal | 49.123 | 0.508 | 96.6988 | 5.965 | 0.104 | 57.3558 | . | . | . | 6291 | 13 | N | . | . | . | . | . | . | . |  |  | . |  | 43.158 | 0.404 | 57.3558 | 106.8267 | 106.8267 | 2541.564 | 2541.564 | 40.4% | 9.419 | 127.0782 | 18.8379 | 317.6955 | 56.5138 | 508.3128 | 94.1896 | 635.391 | 141.2844 | 508.3128 | 188.3792 | 254.1564 | 282.5689 | 114.3704 | 376.7585 | 76.2469 | 1196.9448 | 5984.724 | 28726.6751 | 59847.2398 | 71816.6878 | 47877.7919 | 32317.5095 | 28726.6751
2020 | 10966 | City of Lexington - (NC) | NC | Municipal | . | . | . | . | . | . | . | . | . | . | . |  | 126.395 | 2.107 | 59.9881 | 54.527 | 0.909 | 59.9857 | 19328 | Y | L | 44 | Y | 71.868 | 1.198 | 59.9857 | 59.99 | 71.868 | 23154.944 | 19328 | 100% | 6.3366 | 966.4 | 12.6733 | 2416 | 38.0198 | 3865.6 | 63.3663 | 4832 | 95.0495 | 3865.6 | 126.7327 | 1932.8 | 190.099 | 869.76 | 253.4654 | 579.84 | 6123.7239 | 30618.6195 | 146969.3735 | 306186.1949 | 367423.4338 | 244948.9559 | 165340.5452 | 146969.3735
2020 | 11011 | Licking Valley Rural E C C | KY | Cooperative | . | . | . | . | . | . | . | . | . | . | . |  | 244.78 | 1.6 | 152.9875 | 163.5 | 1.2 | 136.25 | 17449 | N | L | 7.2 | N | 81.28 | 0.4 | 136.25 | 203.2 | 203.2 | 6979.6 | 6979.6 | 40% | 17.9162 | 348.98 | 35.8325 | 872.45 | 107.4974 | 1395.92 | 179.1624 | 1744.9 | 268.7436 | 1395.92 | 358.3248 | 697.96 | 537.4871 | 314.082 | 716.6495 | 209.388 | 6252.4088 | 31262.0438 | 150057.8102 | 312620.4379 | 375144.5255 | 250096.3503 | 168815.0365 | 150057.8102
2020 | 11018 | Lincoln Electric System | NE | Municipal | 58.1 | 0.6 | 96.8333 | 21.6 | 0.36 | 60 | 58.1 | 0.6 | 96.8333 | 139123 | 34.5 | Y | . | . | . | . | . | . | . |  |  | . |  | 36.5 | 0.24 | 60 | 152.0833 | 152.0833 | 33389.52 | 33389.52 | 24% | 13.4093 | 1669.476 | 26.8185 | 4173.69 | 80.4555 | 6677.904 | 134.0926 | 8347.38 | 201.1389 | 6677.904 | 268.1852 | 3338.952 | 402.2777 | 1502.5284 | 536.3703 | 1001.6856 | 22386.4342 | 111932.1712 | 537274.4217 | 1119321.712 | 1343186.0544 | 895457.3696 | 604433.7245 | 537274.4217
2020 | 11053 | Linn County REC | IA | Cooperative | 3483 | 3.018 | 1154.0755 | 154 | 1.739 | 88.5566 | 3329 | 1.278 | 2604.8513 | 30152 | 12.5 | N | . | . | . | . | . | . | . |  |  | . |  | 3329 | 1.279 | 88.5566 | 2602.8147 | 3329 | 38564.408 | 30152 | 100% | 293.5195 | 1507.6 | 587.0389 | 3769 | 1761.1168 | 6030.4 | 2935.1947 | 7538 | 4402.7921 | 6030.4 | 5870.3894 | 3015.2 | 8805.5841 | 1356.84 | 11740.7788 | 904.56 | 442509.9544 | 2212549.7722 | 10620238.9067 | 22125497.7223 | 26550597.2667 | 17700398.1778 | 11947768.77 | 10620238.9067
2020 | 11124 | City of Lodi - (CA) | CA | Municipal | . | . | . | . | . | . | . | . | . | . | . |  | 20.652 | 0.522 | 39.5632 | 20.652 | 0.522 | 39.5632 | 25008 | N | F | 12 | N | 0 | 0 | 39.5632 |  |  | 0 | 0 | 0% |  | 0 |  | 0 |  | 1: 0; 3: 0; 5: 0; 7: 0 | 0 |  | 0
2020 | 11135 | City of Logan - (UT) | UT | Municipal | 26.402 | 0.465 | 56.7785 | 13.711 | 0.214 | 64.0701 | 13.711 | 0.214 | 64.0701 | 19746 | 46 | N | . | . | . | . | . | . | . |  |  | . |  | 12.691 | 0.251 | 64.0701 | 50.5618 | 50.5618 | 4956.246 | 4956.246 | 25.1% | 4.4581 | 247.8123 | 8.9161 | 619.5308 | 26.7483 | 991.2492 | 44.5805 | 1239.0615 | 66.8708 | 991.2492 | 89.1611 | 495.6246 | 133.7416 | 223.0311 | 178.3221 | 148.6874 | 1104.7604 | 5523.802 | 26514.2498 | 55238.0204 | 66285.6245 | 44190.4163 | 29828.531 | 26514.2498
2020 | 11171 | Long Island Power Authority | NY | State | . | . | . | . | . | . | . | . | . | . | . |  | 79.2 | 0.855 | 92.6316 | 65.95 | 0.795 | 82.956 | 1144130 | N | O | 13.2 | Y | 13.25 | 0.06 | 82.956 | 220.8333 | 220.8333 | 68647.8 | 68647.8 | 6% | 19.471 | 3432.39 | 38.942 | 8580.975 | 116.8259 | 13729.56 | 194.7098 | 17161.95 | 292.0647 | 13729.56 | 389.4195 | 6864.78 | 584.1293 | 3089.151 | 778.8391 | 2059.434 | 66831.9875 | 334159.9375 | 1603967.7002 | 3341599.3755 | 4009919.2506 | 2673279.5004 | 1804463.6627 | 1603967.7002
2020 | 11187 | City of Longmont | CO | Municipal | . | . | . | . | . | . | . | . | . | . | . |  | 22.771 | 0.375 | 60.7227 | 22.771 | 0.375 | 60.7227 | 45721 | N | F | 12.5 | N | 0 | 0 | 60.7227 |  |  | 0 | 0 | 0% |  | 0 |  | 0 |  | 1: 0; 3: 0; 5: 0; 7: 0 | 0 |  | 0
2020 | 11200 | Lorain-Medina R E C, Inc | OH | Cooperative | 224.703 | . | . | 175.078 | . | . | 164.569 | . | . | 16521 | 12.5 | Y | . | . | . | . | . | . | . |  |  | . |  | 49.625 |  |  |  | 49.625 |  | 16521 | 100% | 4.3755 | 826.05 | 8.7509 | 2065.125 | 26.2528 | 3304.2 | 43.7546 | 4130.25 | 65.6319 | 3304.2 | 87.5092 | 1652.1 | 131.2638 | 743.445 | 175.0184 | 495.63 | 3614.3481 | 18071.7404 | 86744.3542 | 180717.4045 | 216860.8854 | 144573.9236 | 97587.3984 | 86744.3542
2020 | 11204 | Los Alamos County | NM | Municipal | 69.05 | 0.55 | 125.5455 | . | . | . | . | . | . | 9045 | 13.2 | N | . | . | . | . | . | . | . |  |  | . | [7 empty] | 9045 | 100% |  | 452.25 |  | 1130.625 |  | 1: 1809; 3: 2261.25; 5: 1809; 7: 904.5 | 407.025 |  | 271.35
2020 | 11208 | Los Angeles Department of Water & Power | CA | Municipal | 139.55 | 0.74 | 188.5811 | 114.13 | 0.69 | 165.4058 | . | . | . | 1580267 | 34.5 | N | . | . | . | . | . | . | . |  |  | . |  | 25.42 | 0.05 | 165.4058 | 508.4 | 508.4 | 79013.35 | 79013.35 | 5% | 44.8259 | 3950.6675 | 89.6517 | 9876.6688 | 268.9552 | 15802.67 | 448.2586 | 19753.3375 | 672.388 | 15802.67 | 896.5173 | 7901.335 | 1344.7759 | 3555.6008 | 1793.0345 | 2370.4005 | 177092.0814 | 885460.4072 | 4250209.9546 | 8854604.072 | 10625524.8864 | 7083683.2576 | 4781486.1989 | 4250209.9546
2020 | 11241 | Entergy Louisiana LLC | LA | Investor Owned | 5591.5 | 3.318 | 1685.2019 | 211.9 | 1.443 | 146.8468 | 5433.1 | 3.181 | 1707.9849 | 1117845 | 34.5 | Y | . | . | . | . | . | . | . |  |  | . |  | 5379.6 | 1.875 | 146.8468 | 2869.12 | 5379.6 | 2095959.375 | 1117845 | 100% | 474.3218 | 55892.25 | 948.6436 | 139730.625 | 2845.9309 | 223569 | 4743.2182 | 279461.25 | 7114.8273 | 223569 | 9486.4364 | 111784.5 | 14229.6547 | 50303.025 | 18972.8729 | 33535.35 | 26510913.8663 | 132554569.3314 | 636261932.7906 | 1325545693.3137 | 1590654831.9765 | 1060436554.651 | 715794674.3894 | 636261932.7906
2020 | 11249 | Louisville Gas & Electric Co | KY | Investor Owned | 107.06 | 0.88 | 121.6591 | 71.62 | 0.75 | 95.4933 | 106.88 | 0.866 | 123.418 | 427912 | 34.5 | Y | . | . | . | . | . | . | . |  |  | . |  | 35.44 | 0.13 | 95.4933 | 272.6154 | 272.6154 | 55628.56 | 55628.56 | 13% | 24.0366 | 2781.428 | 48.0732 | 6953.57 | 144.2197 | 11125.712 | 240.3662 | 13907.14 | 360.5494 | 11125.712 | 480.7325 | 5562.856 | 721.0987 | 2503.2852 | 961.465 | 1668.8568 | 66856.1408 | 334280.7042 | 1604547.3801 | 3342807.0419 | 4011368.4503 | 2674245.6335 | 1805115.8026 | 1604547.3801
2020 | 11251 | Loup River Public Power Dist | NE | Political Subdivision | . | . | . | . | . | . | . | . | . | . | . |  | 32.443 | 0.665 | 48.7865 | 28.981 | 0.627 | 46.2217 | 20790 | Y | L | 12.5 | N | 3.462 | 0.038 | 46.2217 | 91.1053 | 91.1053 | 790.02 | 790.02 | 3.8% | 8.0328 | 39.501 | 16.0656 | 98.7525 | 48.1968 | 158.004 | 80.3279 | 197.505 | 120.4919 | 158.004 | 160.6559 | 79.002 | 240.9838 | 35.5509 | 321.3117 | 23.7006 | 317.3034 | 1586.5168 | 7615.2808 | 15865.1683 | 19038.2019 | 12692.1346 | 8567.1909 | 7615.2808
2020 | 11256 | City of Loveland - (CO) | CO | Municipal | 30.14 | 0.34 | 88.6471 | 30.14 | 0.34 | 88.6471 | 30.14 | 0.34 | 88.6471 | 37734 | 12.5 | N | . | . | . | . | . | . | . |  |  | . |  | 0 | 0 | 88.6471 |  |  | 0 | 0 | 0% |  | 0 |  | 0 |  | 1: 0; 3: 0; 5: 0; 7: 0 | 0 |  | 0
2020 | 11272 | Lower Yellowstone R E A, Inc | MT | Cooperative | . | . | . | . | . | . | . | . | . | . | . |  | 254.57 | 1.4 | 181.8357 | 201.4 | 1.23 | 163.7398 | 5093 | N | F | 25 | Y | 53.17 | 0.17 | 163.7398 | 312.7647 | 312.7647 | 865.81 | 865.81 | 17% | 27.5766 | 43.2905 | 55.1532 | 108.2262 | 165.4597 | 173.162 | 275.7661 | 216.4525 | 413.6491 | 173.162 | 551.5322 | 86.581 | 827.2983 | 38.9614 | 1103.0644 | 25.9743 | 1193.8052 | 5969.0259 | 28651.3245 | 59690.2594 | 71628.3112 | 47752.2075 | 32232.7401 | 28651.3245
2020 | 11272 | Lower Yellowstone R E A, Inc | ND | Cooperative | . | . | . | . | . | . | . | . | . | . | . |  | 28.28 | 0.15 | 188.5333 | 22.38 | 0.14 | 159.8571 | 1124 | N | F | 25 | Y | 5.9 | 0.01 | 159.8571 | 590 | 590 | 11.24 | 11.24 | 1% | 52.0206 | 0.562 | 104.0411 | 1.405 | 312.1234 | 2.248 | 520.2057 | 2.81 | 780.3086 | 2.248 | 1040.4115 | 1.124 | 1560.6172 | 0.5058 | 2080.8229 | 0.3372 | 29.2356 | 146.1778 | 701.6535 | 1461.7781 | 1754.1337 | 1169.4225 | 789.3602 | 701.6535
2020 | 11291 | Lumbee River Elec Member Corp | NC | Cooperative | 158.187 | 1.639 | 96.5143 | 102.011 | 1.355 | 75.2849 | 155.175 | 1.608 | 96.5019 | 62467 | 25 | Y | . | . | . | . | . | . | . |  |  | . |  | 56.176 | 0.284 | 75.2849 | 197.8028 | 197.8028 | 17740.628 | 17740.628 | 28.4% | 17.4404 | 887.0314 | 34.8807 | 2217.5785 | 104.6422 | 3548.1256 | 174.4037 | 4435.157 | 261.6055 | 3548.1256 | 348.8073 | 1774.0628 | 523.211 | 798.3283 | 697.6146 | 532.2188 | 15470.1522 | 77350.761 | 371283.6529 | 773507.6103 | 928209.1323 | 618806.0882 | 417694.1096 | 371283.6529
2020 | 11318 | City of Lumberton - (NC) | NC | Municipal | . | . | . | . | . | . | . | . | . | . | . |  | 9.197 | 0.115 | 79.9739 | . | . | . | 11253 | N | L | 23 | N | [6 empty] | 11253 | 100% |  | 562.65 |  | 1406.625 |  | 1: 2250.6; 3: 2813.25; 5: 2250.6; 7: 1125.3 | 506.385 |  | 337.59
2020 | 11355 | Lynches River Elec Coop, Inc | SC | Cooperative | 360 | 2.3 | 156.5217 | 163 | 1.8 | 90.5556 | 350 | 2.1 | 166.6667 | 21385 | 25 | N | . | . | . | . | . | . | . |  |  | . |  | 197 | 0.5 | 90.5556 | 394 | 394 | 10692.5 | 10692.5 | 50% | 34.7392 | 534.625 | 69.4783 | 1336.5625 | 208.435 | 2138.5 | 347.3916 | 2673.125 | 521.0874 | 2138.5 | 694.7832 | 1069.25 | 1042.1749 | 481.1625 | 1389.5665 | 320.775 | 18572.4247 | 92862.1234 | 445738.1925 | 928621.2344 | 1114345.4813 | 742896.9875 | 501455.4666 | 445738.1925
2020 | 11364 | Lyntegar Electric Coop, Inc | TX | Cooperative | 1131.55 | . | . | 175.54 | . | . | 956.01 | . | . | 23111 | 14.4 | Y | . | . | . | . | . | . | . |  |  | . |  | 956.01 |  |  |  | 956.01 |  | 23111 | 100% | 84.2918 | 1155.55 | 168.5837 | 2888.875 | 505.7511 | 4622.2 | 842.9184 | 5777.75 | 1264.3777 | 4622.2 | 1685.8369 | 2311.1 | 2528.7553 | 1039.995 | 3371.6738 | 693.33 | 97403.4406 | 487017.203 | 2337682.5745 | 4870172.0301 | 5844206.4361 | 3896137.6241 | 2629892.8963 | 2337682.5745
2020 | 11463 | Macon Electric Coop | MO | Cooperative | . | . | . | . | . | . | . | . | . | . | . |  | 42.3 | . | . | . | . | . | 11325 | N | F | 12.5 | Y | [6 empty] | 11325 | 100% |  | 566.25 |  | 1415.625 |  | 1: 2265; 3: 2831.25; 5: 2265; 7: 1132.5 | 509.625 |  | 339.75
2020 | 11479 | Madison Gas & Electric Co | WI | Investor Owned | 27.3 | 0.24 | 113.75 | 22.37 | 0.22 | 101.6818 | 27.3 | 0.24 | 113.75 | 157900 | 13.8 | Y | . | . | . | . | . | . | . |  |  | . |  | 4.93 | 0.02 | 101.6818 | 246.5 | 246.5 | 3158 | 3158 | 2% | 21.734 | 157.9 | 43.468 | 394.75 | 130.4041 | 631.6 | 217.3402 | 789.5 | 326.0103 | 631.6 | 434.6804 | 315.8 | 652.0206 | 142.11 | 869.3608 | 94.74 | 3431.8016 | 17159.0081 | 82363.2388 | 171590.0808 | 205908.097 | 137272.0647 | 92658.6436 | 82363.2388
2020 | 11501 | Magic Valley Electric Coop Inc | TX | Cooperative | 1475.52 | . | . | 147.5 | . | . | 1466.59 | . | . | 124549 | 12.4 | Y | . | . | . | . | . | . | . |  |  | . |  | 1328.02 |  |  |  | 1328.02 |  | 124549 | 100% | 117.0921 | 6227.45 | 234.1843 | 15568.625 | 702.5528 | 24909.8 | 1170.9214 | 31137.25 | 1756.3821 | 24909.8 | 2341.8428 | 12454.9 | 3512.7641 | 5604.705 | 4683.6855 | 3736.47 | 729185.4356 | 3645927.1781 | 17500450.4549 | 36459271.781 | 43751126.1373 | 29167417.4248 | 19688006.7618 | 17500450.4549
2020 | 11519 | Magnolia Electric Power Assn | MS | Cooperative | 1103.41 | . | . | . | . | . | 1100.1 | . | . | 32466 | 15 | Y | . | . | . | . | . | . | . |  |  | . | [7 empty] | 32466 | 100% |  | 1623.3 |  | 4058.25 |  | 1: 6493.2; 3: 8116.5; 5: 6493.2; 7: 3246.6 | 1460.97 |  | 973.98
2020 | 11560 | City of Manassas - (VA) | VA | Municipal | 48.32 | 0.785 | 61.5541 | 48.32 | 0.785 | 61.5541 | 48.32 | 0.785 | 61.5541 | 16607 | 13.2 | Y | . | . | . | . | . | . | . |  |  | . |  | 0 | 0 | 61.5541 |  |  | 0 | 0 | 0% |  | 0 |  | 0 |  | 1: 0; 3: 0; 5: 0; 7: 0 | 0 |  | 0
2020 | 11571 | Manitowoc Public Utilities | WI | Municipal | 32.899 | 0.429 | 76.6876 | 5.49 | 0.083 | 66.1446 | 18.68 | 0.257 | 72.6848 | 17957 | 13.2 | Y | . | . | . | . | . | . | . |  |  | . |  | 27.409 | 0.346 | 66.1446 | 79.2168 | 79.2168 | 6213.122 | 6213.122 | 34.6% | 6.9846 | 310.6561 | 13.9692 | 776.6403 | 41.9075 | 1242.6244 | 69.8458 | 1553.2805 | 104.7687 | 1242.6244 | 139.6916 | 621.3122 | 209.5374 | 279.5905 | 279.3831 | 186.3937 | 2169.802 | 10849.0098 | 52075.2472 | 108490.0984 | 130188.1181 | 86792.0787 | 58584.6531 | 52075.2472
2020 | 11586 | Town of Mansfield - (MA) | MA | Municipal | 8.686 | 0.071 | 122.338 | 4.561 | 0.048 | 95.0208 | 8.686 | 0.071 | 122.338 | 9950 | 15 | N | . | . | . | . | . | . | . |  |  | . |  | 4.125 | 0.023 | 95.0208 | 179.3478 | 179.3478 | 228.85 | 228.85 | 2.3% | 15.8132 | 11.4425 | 31.6264 | 28.6062 | 94.8791 | 45.77 | 158.1318 | 57.2125 | 237.1977 | 45.77 | 316.2636 | 22.885 | 474.3954 | 10.2982 | 632.5272 | 6.8655 | 180.9423 | 904.7116 | 4342.6157 | 9047.1161 | 10856.5393 | 7237.6929 | 4885.4427 | 4342.6157
2020 | 11646 | City of Marietta - (GA) | GA | Municipal | 487.05 | 2.49 | 195.6024 | 105.19 | 1.94 | 54.2216 | 105.19 | 1.94 | 54.2216 | 42186 | 25 | Y | . | . | . | . | . | . | . |  |  | . |  | 381.86 | 0.55 | 54.2216 | 694.2909 | 694.2909 | 23202.3 | 23202.3 | 55% | 61.216 | 1160.115 | 122.4319 | 2900.2875 | 367.2957 | 4640.46 | 612.1595 | 5800.575 | 918.2393 | 4640.46 | 1224.319 | 2320.23 | 1836.4785 | 1044.1035 | 2448.638 | 696.069 | 71017.5428 | 355087.714 | 1704421.0274 | 3550877.1403 | 4261052.5684 | 2840701.7123 | 1917473.6558 | 1704421.0274
2020 | 11693 | Marlboro Electric Coop, Inc | SC | Cooperative | 956 | . | . | 211.24 | . | . | 944.66 | . | . | 6529 | . | Y | . | . | . | . | . | . | . |  |  | . |  | 744.76 |  |  |  | 744.76 |  | 6529 | 100% | 65.6658 | 326.45 | 131.3317 | 816.125 | 393.995 | 1305.8 | 656.6583 | 1632.25 | 984.9875 | 1305.8 | 1313.3167 | 652.9 | 1969.975 | 293.805 | 2626.6334 | 195.87 | 21436.6115 | 107183.0575 | 514478.6758 | 1071830.5746 | 1286196.6895 | 857464.4597 | 578788.5103 | 514478.6758
2020 | 11701 | City of Marquette - (MI) | MI | Municipal | 79.786 | 0.831 | 96.012 | 16.857 | 0.223 | 75.5919 | . | . | . | 17005 | 12.5 | Y | . | . | . | . | . | . | . |  |  | . |  | 62.929 | 0.608 | 75.5919 | 103.5016 | 103.5016 | 10339.04 | 10339.04 | 60.8% | 9.1258 | 516.952 | 18.2516 | 1292.38 | 54.7547 | 2067.808 | 91.2579 | 2584.76 | 136.8868 | 2067.808 | 182.5158 | 1033.904 | 273.7736 | 465.2568 | 365.0315 | 310.1712 | 4717.5943 | 23587.9716 | 113222.2637 | 235879.716 | 283055.6592 | 188703.7728 | 127375.0466 | 113222.2637
2020 | 11731 | City of Marshall - (MN) | MN | Municipal | . | . | . | . | . | . | . | . | . | . | . |  | 1.25 | 0.01 | 125 | 1.25 | 0.01 | 125 | 6807 | N | O | 13.8 | N | 0 | 0 | 125 |  |  | 0 | 0 | 0% |  | 0 |  | 0 |  | 1: 0; 3: 0; 5: 0; 7: 0 | 0 |  | 0
2020 | 11740 | City of Marshfield - (WI) | WI | Municipal | 37.921 | 0.557 | 68.0808 | 13.151 | 0.216 | 60.8843 | 37.921 | 0.557 | 68.0808 | 13699 | 13.2 | Y | . | . | . | . | . | . | . |  |  | . |  | 24.77 | 0.341 | 60.8843 | 72.6393 | 72.6393 | 4671.359 | 4671.359 | 34.1% | 6.4046 | 233.5679 | 12.8093 | 583.9199 | 38.4278 | 934.2718 | 64.0464 | 1167.8398 | 96.0696 | 934.2718 | 128.0928 | 467.1359 | 192.1392 | 210.2112 | 256.1856 | 140.1408 | 1495.9187 | 7479.5936 | 35902.0493 | 74795.9361 | 89755.1233 | 59836.7489 | 40389.8055 | 35902.0493
2020 | 11788 | Consumers Energy | IA | Cooperative | 2099.56 | 2.786 | 753.6109 | 68.75 | 1.26 | 54.5635 | 2077.18 | 2.786 | 745.5779 | 6964 | 12.5 | N | . | . | . | . | . | . | . |  |  | . |  | 2030.81 | 1.526 | 54.5635 | 1330.806 | 2030.81 | 10627.064 | 6964 | 100% | 179.0575 | 348.2 | 358.1149 | 870.5 | 1074.3447 | 1392.8 | 1790.5746 | 1741 | 2685.8619 | 1392.8 | 3581.1492 | 696.4 | 5371.7237 | 313.38 | 7162.2983 | 208.92 | 62347.8068 | 311739.0339 | 1496347.3629 | 3117390.3395 | 3740868.4073 | 2493912.2716 | 1683390.7833 | 1496347.3629
2020 | 11789 | Maryville Utilities | TN | Municipal | 323 | 2.35 | 137.4468 | 66 | 1 | 66 | . | . | . | 19147 | 13.2 | Y | . | . | . | . | . | . | . |  |  | . |  | 257 | 1.35 | 66 | 190.3704 | 257 | 25848.45 | 19147 | 100% | 22.6598 | 957.35 | 45.3196 | 2393.375 | 135.9589 | 3829.4 | 226.5981 | 4786.75 | 339.8971 | 3829.4 | 453.1962 | 1914.7 | 679.7943 | 861.615 | 906.3924 | 574.41 | 21693.3681 | 108466.8406 | 520640.8347 | 1084668.4056 | 1301602.0867 | 867734.7245 | 585720.939 | 520640.8347
2020 | 11804 | Massachusetts Electric Co | MA | Investor Owned | . | . | . | . | . | . | . | . | . | . | . |  | 452.2 | 1.449 | 312.0773 | 301.293 | 1.286 | 234.2869 | 1317045 | N | L | 69 | Y | 150.907 | 0.163 | 234.2869 | 925.8098 | 925.8098 | 214678.335 | 214678.335 | 16.3% | 81.6291 | 10733.9168 | 163.2582 | 26834.7919 | 489.7745 | 42935.667 | 816.2908 | 53669.5837 | 1224.4362 | 42935.667 | 1632.5816 | 21467.8335 | 2448.8724 | 9660.5251 | 3265.1632 | 6440.3501 | 876199.7494 | 4380998.7468 | 21028793.9848 | 43809987.4684 | 52571984.9621 | 35047989.9747 | 23657393.2329 | 21028793.9848
2020 | 11811 | Town of Massena - (NY) | NY | Municipal | . | . | . | . | . | . | . | . | . | . | . |  | 82.2 | 2.4 | 34.25 | 82.2 | 2.4 | 34.25 | 9337 | Y | F | 24.7 | N | 0 | 0 | 34.25 |  |  | 0 | 0 | 0% |  | 0 |  | 0 |  | 1: 0; 3: 0; 5: 0; 7: 0 | 0 |  | 0
2020 | 11824 | Matanuska Electric Assn Inc | AK | Cooperative | 263.192 | 1.715 | 153.4647 | 263.192 | 1.715 | 153.4647 | 259.694 | 1.521 | 170.739 | 65984 | 25 | Y | . | . | . | . | . | . | . |  |  | . |  | 0 | 0 | 153.4647 |  |  | 0 | 0 | 0% |  | 0 |  | 0 |  | 1: 0; 3: 0; 5: 0; 7: 0 | 0 |  | 0
2020 | 11843 | Maui Electric Co Ltd | HI | Investor Owned | 235.59 | 1.901 | 123.9295 | 166.43 | 1.725 | 96.4812 | 210.13 | 1.551 | 135.4803 | 73007 | 23 | N | . | . | . | . | . | . | . |  |  | . |  | 69.16 | 0.176 | 96.4812 | 392.9545 | 392.9545 | 12849.232 | 12849.232 | 17.6% | 34.647 | 642.4616 | 69.294 | 1606.154 | 207.8819 | 2569.8464 | 346.4698 | 3212.308 | 519.7048 | 2569.8464 | 692.9397 | 1284.9232 | 1039.4095 | 578.2154 | 1385.8794 | 385.477 | 22259.3569 | 111296.7844 | 534224.5652 | 1112967.8442 | 1335561.4131 | 890374.2754 | 601002.6359 | 534224.5652
2020 | 12087 | McKenzie Electric Coop Inc | ND | Cooperative | 199.87 | 1.394 | 143.3788 | 199.87 | 1.394 | 143.3788 | 199.87 | 1.394 | 143.3788 | 13001 | 25 | Y | . | . | . | . | . | . | . |  |  | . |  | 0 | 0 | 143.3788 |  |  | 0 | 0 | 0% |  | 0 |  | 0 |  | 1: 0; 3: 0; 5: 0; 7: 0 | 0 |  | 0
2020 | 12186 | McMinnville Electric System | TN | Municipal | 24.146 | 0.246 | 98.1545 | 10.104 | 0.137 | 73.7518 | 24.146 | 0.246 | 98.1545 | 8002 | 26 | Y | . | . | . | . | . | . | . |  |  | . |  | 14.042 | 0.109 | 73.7518 | 128.8257 | 128.8257 | 872.218 | 872.218 | 10.9% | 11.3586 | 43.6109 | 22.7172 | 109.0272 | 68.1517 | 174.4436 | 113.5862 | 218.0545 | 170.3793 | 174.4436 | 227.1724 | 87.2218 | 340.7586 | 39.2498 | 454.3448 | 26.1665 | 495.3597 | 2476.7983 | 11888.632 | 24767.9832 | 29721.5799 | 19814.3866 | 13374.711 | 11888.632
2020 | 12187 | City of McMinnville - (OR) | OR | Municipal | . | . | . | . | . | . | . | . | . | . | . |  | 44.37 | 1.19 | 37.2857 | . | . | . | 16857 | N | L | 12.5 | N | [6 empty] | 16857 | 100% |  | 842.85 |  | 2107.125 |  | 1: 3371.4; 3: 4214.25; 5: 3371.4; 7: 1685.7 | 758.565 |  | 505.71
2020 | 12199 | Montana-Dakota Utilities Co | MT | Investor Owned | . | . | . | . | . | . | . | . | . | . | . |  | 137.17 | 1.684 | 81.4549 | . | . | . | 28143 | N | F | 22 | N | [6 empty] | 28143 | 100% |  | 1407.15 |  | 3517.875 |  | 1: 5628.6; 3: 7035.75; 5: 5628.6; 7: 2814.3 | 1266.435 |  | 844.29
2020 | 12199 | Montana-Dakota Utilities Co | ND | Investor Owned | . | . | . | . | . | . | . | . | . | . | . |  | 55.83 | 0.615 | 90.7805 | . | . | . | 101067 | N | F | 22 | N | [6 empty] | 101067 | 100% |  | 5053.35 |  | 12633.375 |  | 1: 20213.4; 3: 25266.75; 5: 20213.4; 7: 10106.7 | 4548.015 |  | 3032.01
2020 | 12199 | Montana-Dakota Utilities Co | SD | Investor Owned | . | . | . | . | . | . | . | . | . | . | . |  | 63.98 | 1.156 | 55.346 | . | . | . | 9645 | N | F | 22 | N | [6 empty] | 9645 | 100% |  | 482.25 |  | 1205.625 |  | 1: 1929; 3: 2411.25; 5: 1929; 7: 964.5 | 434.025 |  | 289.35
2020 | 12199 | Montana-Dakota Utilities Co | WY | Investor Owned | . | . | . | . | . | . | . | . | . | . | . |  | 137.53 | 1.173 | 117.2464 | . | . | . | 18547 | N | F | 22 | N | [6 empty] | 18547 | 100% |  | 927.35 |  | 2318.375 |  | 1: 3709.4; 3: 4636.75; 5: 3709.4; 7: 1854.7 | 834.615 |  | 556.41
2020 | 12208 | City of McPherson - (KS) | KS | Municipal | 8.6 | 0.063 | 136.5079 | 8.6 | 0.063 | 136.5079 | 8.6 | 0.063 | 136.5079 | 8806 | 34.5 | Y | . | . | . | . | . | . | . |  |  | . |  | 0 | 0 | 136.5079 |  |  | 0 | 0 | 0% |  | 0 |  | 0 |  | 1: 0; 3: 0; 5: 0; 7: 0 | 0 |  | 0
2020 | 12227 | Meeker Coop Light & Power Assn | MN | Cooperative | 181.72 | 1.23 | 147.7398 | 181.72 | 1.23 | 147.7398 | 105.41 | 0.729 | 144.5953 | 9133 | 12.4 | Y | . | . | . | . | . | . | . |  |  | . |  | 0 | 0 | 147.7398 |  |  | 0 | 0 | 0% |  | 0 |  | 0 |  | 1: 0; 3: 0; 5: 0; 7: 0 | 0 |  | 0
2020 | 12243 | Meade County Rural E C C | KY | Cooperative | 67.901 | 0.783 | 86.719 | 67.901 | 0.783 | 86.719 | 65.704 | 0.746 | 88.0751 | 30178 | . | N | . | . | . | . | . | . | . |  |  | . |  | 0 | 0 | 86.719 |  |  | 0 | 0 | 0% |  | 0 |  | 0 |  | 1: 0; 3: 0; 5: 0; 7: 0 | 0 |  | 0
2020 | 12260 | Mecklenburg Electric Cooperative | VA | Cooperative | 227.953 | 2.1 | 108.549 | 227.953 | 2.1 | 108.549 | 227.953 | 2.1 | 108.549 | 31285 | 25 | Y | . | . | . | . | . | . | . |  |  | . |  | 0 | 0 | 108.549 |  |  | 0 | 0 | 0% |  | 0 |  | 0 |  | 1: 0; 3: 0; 5: 0; 7: 0 | 0 |  | 0
2020 | 12268 | Medina Electric Coop, Inc | TX | Cooperative | 307.9 | 2.5 | 123.16 | 233.4 | 2.26 | 103.2743 | . | . | . | 33160 | 24.9 | N | . | . | . | . | . | . | . |  |  | . |  | 74.5 | 0.24 | 103.2743 | 310.4167 | 310.4167 | 7958.4 | 7958.4 | 24% | 27.3696 | 397.92 | 54.7392 | 994.8 | 164.2175 | 1591.68 | 273.6958 | 1989.6 | 410.5437 | 1591.68 | 547.3916 | 795.84 | 821.0874 | 358.128 | 1094.7832 | 238.752 | 10890.9037 | 54454.5187 | 261381.6899 | 544545.1874 | 653454.2248 | 435636.1499 | 294054.4012 | 261381.6899
2020 | 12293 | City of Memphis - (TN) | TN | Municipal | 391.2 | 2.07 | 188.9855 | 233.7 | 1.68 | 139.1071 | 391.2 | 2.07 | 188.9855 | 414180 | 23 | Y | . | . | . | . | . | . | . |  |  | . |  | 157.5 | 0.39 | 139.1071 | 403.8462 | 403.8462 | 161530.2 | 161530.2 | 39% | 35.6073 | 8076.51 | 71.2146 | 20191.275 | 213.6438 | 32306.04 | 356.073 | 40382.55 | 534.1095 | 32306.04 | 712.146 | 16153.02 | 1068.2191 | 7268.859 | 1424.2921 | 4845.906 | 287582.7333 | 1437913.6664 | 6901985.5988 | 14379136.6642 | 17254963.9971 | 11503309.3314 | 7764733.7987 | 6901985.5988
2020 | 12298 | City of Menasha - (WI) | WI | Municipal | . | . | . | . | . | . | . | . | . | . | . |  | . | 0.549 | . | . | 0.549 | . | 9105 | N | L | 34 | N |  | 0 |  |  |  | 0 | 0 | 0% |  | 0 |  | 0 |  | 1: 0; 3: 0; 5: 0; 7: 0 | 0 |  | 0
2020 | 12301 | Nodak Electric Coop Inc | ND | Cooperative | 240 | 1.593 | 150.6591 | 147 | 1.219 | 120.5906 | 214.8 | 1.406 | 152.7738 | 20483 | 15 | Y | . | . | . | . | . | . | . |  |  | . |  | 93 | 0.374 | 120.5906 | 248.6631 | 248.6631 | 7660.642 | 7660.642 | 37.4% | 21.9247 | 383.0321 | 43.8495 | 957.5802 | 131.5484 | 1532.1284 | 219.2474 | 1915.1605 | 328.8711 | 1532.1284 | 438.4948 | 766.0642 | 657.7422 | 344.7289 | 876.9896 | 229.8193 | 8397.8795 | 41989.3975 | 201549.108 | 419893.975 | 503872.77 | 335915.18 | 226742.7465 | 201549.108
2020 | 12330 | Meriwether Lewis Electric Coop | TN | Cooperative | . | . | . | . | . | . | . | . | . | . | . |  | 910.8 | 2.257 | 403.5445 | 304.14 | 1.466 | 207.4625 | 34825 | N | O | 25 | N | 606.66 | 0.791 | 207.4625 | 766.9532 | 766.9532 | 27546.575 | 27546.575 | 79.1% | 67.6226 | 1377.3287 | 135.2452 | 3443.3219 | 405.7357 | 5509.315 | 676.2262 | 6886.6438 | 1014.3393 | 5509.315 | 1352.4524 | 2754.6575 | 2028.6786 | 1239.5959 | 2704.9048 | 826.3972 | 93138.5797 | 465692.8986 | 2235325.9133 | 4656928.986 | 5588314.7832 | 3725543.1888 | 2514741.6525 | 2235325.9133
2020 | 12341 | MidAmerican Energy Co | IA | Investor Owned | 1004 | 1.44 | 697.2222 | 87 | 0.86 | 101.1628 | 987 | 1.35 | 731.1111 | 707155 | 13.8 | Y | . | . | . | . | . | . | . |  |  | . |  | 917 | 0.58 | 101.1628 | 1581.0345 | 1581.0345 | 410149.9 | 410149.9 | 58% | 139.4005 | 20507.495 | 278.8011 | 51268.7375 | 836.4033 | 82029.98 | 1394.0054 | 102537.475 | 2091.0081 | 82029.98 | 2788.0108 | 41014.99 | 4182.0163 | 18456.7455 | 5576.0217 | 12304.497 | 2858755.9221 | 14293779.6106 | 68610142.1308 | 142937796.1058 | 171525355.327 | 114350236.8846 | 77186409.8971 | 68610142.1308
2020 | 12341 | MidAmerican Energy Co | IL | Investor Owned | 2267 | 2.6 | 871.9231 | 129 | 1.24 | 104.0323 | 2262 | 2.52 | 897.6191 | 85375 | 13.8 | Y | . | . | . | . | . | . | . |  |  | . |  | 2138 | 1.36 | 104.0323 | 1572.0588 | 2138 | 116110 | 85375 | 100% | 188.5084 | 4268.75 | 377.0169 | 10671.875 | 1131.0507 | 17075 | 1885.0845 | 21343.75 | 2827.6267 | 17075 | 3770.169 | 8537.5 | 5655.2535 | 3841.875 | 7540.338 | 2561.25 | 804695.4445 | 4023477.2226 | 19312690.6686 | 40234772.2263 | 48281726.6716 | 32187817.781 | 21726777.0022 | 19312690.6686
2020 | 12341 | MidAmerican Energy Co | SD | Investor Owned | 31 | 0.26 | 119.2308 | 31 | 0.26 | 119.2308 | 31 | 0.26 | 119.2308 | 5133 | 13.8 | Y | . | . | . | . | . | . | . |  |  | . |  | 0 | 0 | 119.2308 |  |  | 0 | 0 | 0% |  | 0 |  | 0 |  | 1: 0; 3: 0; 5: 0; 7: 0 | 0 |  | 0
2020 | 12351 | City of Mesa - (AZ) | AZ | Municipal | 72.01 | 0.634 | 113.5804 | 36.92 | 0.252 | 146.5079 | 72.01 | 0.634 | 113.5804 | 16971 | 69 | N | . | . | . | . | . | . | . |  |  | . |  | 35.09 | 0.382 | 146.5079 | 91.8586 | 91.8586 | 6482.922 | 6482.922 | 38.2% | 8.0992 | 324.1461 | 16.1984 | 810.3652 | 48.5953 | 1296.5844 | 80.9922 | 1620.7305 | 121.4883 | 1296.5844 | 161.9844 | 648.2922 | 242.9766 | 291.7315 | 323.9687 | 194.4877 | 2625.3302 | 13126.6508 | 63007.9237 | 131266.5077 | 157519.8093 | 105013.2062 | 70883.9142 | 63007.9237
2020 | 12377 | Midwest Energy Cooperative | MI | Cooperative | . | . | . | . | . | . | . | . | . | . | . |  | 376.9 | 1.9 | 198.3684 | 308.2 | 1.8 | 171.2222 | 35577 | N | F | 12.5 | Y | 68.7 | 0.1 | 171.2222 | 687 | 687 | 3557.7 | 3557.7 | 10% | 60.5731 | 177.885 | 121.1462 | 444.7125 | 363.4386 | 711.54 | 605.7311 | 889.425 | 908.5966 | 711.54 | 1211.4622 | 355.77 | 1817.1932 | 160.0965 | 2422.9243 | 106.731 | 10775.0473 | 53875.2366 | 258601.1356 | 538752.3659 | 646502.8391 | 431001.8927 | 290926.2776 | 258601.1356
2020 | 12377 | Midwest Energy Cooperative | OH | Cooperative | . | . | . | . | . | . | . | . | . | . | . |  | 306.5 | 2.5 | 122.6 | 240.4 | 2.3 | 104.5217 | 949 | N | F | 12.5 | Y | 66.1 | 0.2 | 104.5217 | 330.5 | 330.5 | 189.8 | 189.8 | 20% | 29.1403 | 9.49 | 58.2807 | 23.725 | 174.842 | 37.96 | 291.4034 | 47.45 | 437.1051 | 37.96 | 582.8068 | 18.98 | 874.2101 | 8.541 | 1165.6135 | 5.694 | 276.5418 | 1382.709 | 6637.0034 | 13827.0904 | 16592.5084 | 11061.6723 | 7466.6288 | 6637.0034
2020 | 12390 | Metropolitan Edison Co | PA | Investor Owned | 395.005 | 1.648 | 239.6875 | 145.505 | 1.139 | 127.748 | 367.529 | 1.485 | 247.4943 | 569922 | 34.5 | Y | . | . | . | . | . | . | . |  |  | . |  | 249.5 | 0.509 | 127.748 | 490.1768 | 490.1768 | 290090.298 | 290090.298 | 50.9% | 43.2191 | 14504.5149 | 86.4382 | 36261.2873 | 259.3147 | 58018.0596 | 432.1912 | 72522.5745 | 648.2868 | 58018.0596 | 864.3823 | 29009.0298 | 1296.5735 | 13054.0634 | 1728.7647 | 8702.7089 | 626872.3248 | 3134361.6238 | 15044935.7943 | 31343616.2381 | 37612339.4857 | 25074892.9904 | 16925552.7686 | 15044935.7943
2020 | 12395 | Menard Electric Coop | IL | Cooperative | 151.88 | 1.722 | 88.1998 | 125.18 | 1.606 | 77.9452 | 121.691 | 1.453 | 83.7515 | 11140 | 12.5 | Y | . | . | . | . | . | . | . |  |  | . |  | 26.7 | 0.116 | 77.9452 | 230.1724 | 230.1724 | 1292.24 | 1292.24 | 11.6% | 20.2944 | 64.612 | 40.5888 | 161.53 | 121.7664 | 258.448 | 202.9441 | 323.06 | 304.4161 | 258.448 | 405.8882 | 129.224 | 608.8322 | 58.1508 | 811.7763 | 38.7672 | 1311.2623 | 6556.3115 | 31470.2954 | 65563.1154 | 78675.7384 | 52450.4923 | 35404.0823 | 31470.2954
2020 | 12439 | Midstate Electric Coop, Inc | OR | Cooperative | . | . | . | . | . | . | . | . | . | . | . |  | 134.4 | . | . | 119.6 | . | . | 19972 | N | F | 24.9 | N | 14.8 |  |  |  | 14.8 |  | 19972 | 100% | 1.3049 | 998.6 | 2.6098 | 2496.5 | 7.8295 | 3994.4 | 13.0492 | 4993 | 19.5738 | 3994.4 | 26.0985 | 1997.2 | 39.1477 | 898.74 | 52.1969 | 599.16 | 1303.096 | 6515.4798 | 31274.303 | 65154.7979 | 78185.7575 | 52123.8384 | 35183.5909 | 31274.303
2020 | 12450 | Midland Power Coop | IA | Cooperative | . | . | . | . | . | . | . | . | . | . | . |  | 898.187 | 2.308 | 389.1625 | 169.762 | 1.708 | 99.3923 | 12003 | N | L | 12.5 | Y | 728.425 | 0.6 | 99.3923 | 1214.0417 | 1214.0417 | 7201.8 | 7201.8 | 60% | 107.0426 | 360.09 | 214.0852 | 900.225 | 642.2557 | 1440.36 | 1070.4262 | 1800.45 | 1605.6392 | 1440.36 | 2140.8523 | 720.18 | 3211.2785 | 324.081 | 4281.7046 | 216.054 | 38544.9755 | 192724.8775 | 925079.4119 | 1927248.7748 | 2312698.5298 | 1541799.0198 | 1040714.3384 | 925079.4119
2020 | 12452 | Mid-South Electric Coop Assn | TX | Cooperative | . | . | . | . | . | . | . | . | . | . | . |  | 202 | 1.85 | 109.1892 | 84 | 0.89 | 94.382 | 33269 | N | F | 24.9 | Y | 118 | 0.96 | 94.382 | 122.9167 | 122.9167 | 31938.24 | 31938.24 | 96% | 10.8376 | 1596.912 | 21.6752 | 3992.28 | 65.0257 | 6387.648 | 108.3762 | 7984.56 | 162.5643 | 6387.648 | 216.7524 | 3193.824 | 325.1286 | 1437.2208 | 433.5048 | 958.1472 | 17306.7245 | 86533.6223 | 415361.3872 | 865336.2234 | 1038403.468 | 692268.9787 | 467281.5606 | 415361.3872
2020 | 12462 | Mid-Carolina Electric Coop Inc | SC | Cooperative | 194.88 | 2.274 | 85.6992 | 109.204 | 1.672 | 65.3134 | 168.899 | 1.522 | 110.9718 | 57600 | 25 | Y | . | . | . | . | . | . | . |  |  | . |  | 85.676 | 0.602 | 65.3134 | 142.3189 | 142.3189 | 34675.2 | 34675.2 | 60.2% | 12.5483 | 1733.76 | 25.0967 | 4334.4 | 75.29 | 6935.04 | 125.4833 | 8668.8 | 188.2249 | 6935.04 | 250.9665 | 3467.52 | 376.4498 | 1560.384 | 501.9331 | 1040.256 | 21755.7866 | 108778.9331 | 522138.8791 | 1087789.3314 | 1305347.1976 | 870231.4651 | 587406.2389 | 522138.8791
2020 | 12470 | Middle Tennessee E M C | TN | Cooperative | 242.6 | 1.576 | 153.934 | 58.13 | 1.05 | 55.3619 | 239.9 | 1.496 | 160.361 | 311607 | 25 | Y | . | . | . | . | . | . | . |  |  | . |  | 184.47 | 0.526 | 55.3619 | 350.7034 | 350.7034 | 163905.282 | 163905.282 | 52.6% | 30.9217 | 8195.2641 | 61.8434 | 20488.1603 | 185.5301 | 32781.0564 | 309.2168 | 40976.3205 | 463.8252 | 32781.0564 | 618.4337 | 16390.5282 | 927.6505 | 7375.7377 | 1236.8673 | 4917.1585 | 253411.3591 | 1267056.7955 | 6081872.6185 | 12670567.9552 | 15204681.5462 | 10136454.3641 | 6842106.6958 | 6081872.6185
2020 | 12515 | Midwest Electric, Inc | OH | Cooperative | 274.13 | 2.249 | 121.8897 | 95.41 | 1.102 | 86.5789 | 265.2 | 2 | 132.6 | 10921 | 12.5 | Y | . | . | . | . | . | . | . |  |  | . |  | 178.72 | 1.147 | 86.5789 | 155.8152 | 178.72 | 12526.387 | 10921 | 100% | 15.7578 | 546.05 | 31.5157 | 1365.125 | 94.547 | 2184.2 | 157.5783 | 2730.25 | 236.3674 | 2184.2 | 315.1565 | 1092.1 | 472.7348 | 491.445 | 630.313 | 327.63 | 8604.5604 | 43022.8021 | 206509.4499 | 430228.0206 | 516273.6247 | 344182.4165 | 232323.1311 | 206509.4499
2020 | 12524 | Midwest Energy Inc | KS | Cooperative | 185.12 | 1.61 | 114.9814 | 154.34 | 1.48 | 104.2838 | 185.12 | 1.61 | 114.9814 | 49855 | 13.2 | Y | . | . | . | . | . | . | . |  |  | . |  | 30.78 | 0.13 | 104.2838 | 236.7692 | 236.7692 | 6481.15 | 6481.15 | 13% | 20.8761 | 324.0575 | 41.7521 | 810.1438 | 125.2563 | 1296.23 | 208.7605 | 1620.2875 | 313.1408 | 1296.23 | 417.5211 | 648.115 | 626.2816 | 291.6517 | 835.0421 | 194.4345 | 6765.0414 | 33825.2072 | 162360.9946 | 338252.072 | 405902.4864 | 270601.6576 | 182656.1189 | 162360.9946
2020 | 12532 | City of Milan | TN | Municipal | 124.07 | 1.792 | 69.2355 | . | . | . | . | . | . | 8231 | 7.2 | N | . | . | . | . | . | . | . |  |  | . | [7 empty] | 8231 | 100% |  | 411.55 |  | 1028.875 |  | 1: 1646.2; 3: 2057.75; 5: 1646.2; 7: 823.1 | 370.395 |  | 246.93
2020 | 12539 | Midwest Electric Member Corp | NE | Cooperative | . | . | . | . | . | . | . | . | . | . | . |  | 89.26 | 1.17 | 76.2906 | 77.76 | 0.88 | 88.3636 | 6574 | N | F | 34.5 | N | 11.5 | 0.29 | 88.3636 | 39.6552 | 39.6552 | 1906.46 | 1906.46 | 29% | 3.4964 | 95.323 | 6.9928 | 238.3075 | 20.9785 | 381.292 | 34.9641 | 476.615 | 52.4462 | 381.292 | 69.9283 | 190.646 | 104.8924 | 85.7907 | 139.8566 | 57.1938 | 333.2888 | 1666.4438 | 7998.9302 | 16664.4379 | 19997.3255 | 13331.5503 | 8998.7965 | 7998.9302
2020 | 12546 | Mille Lacs Energy Cooperative | MN | Cooperative | 715.19 | 2.83 | 252.7173 | 160.29 | 1.8 | 89.05 | 694.9 | 2.46 | 282.4797 | 15484 | 7.2 | Y | . | . | . | . | . | . | . |  |  | . |  | 554.9 | 1.03 | 89.05 | 538.7379 | 554.9 | 15948.52 | 15484 | 100% | 48.9258 | 774.2 | 97.8516 | 1935.5 | 293.5547 | 3096.8 | 489.2579 | 3871 | 733.8868 | 3096.8 | 978.5158 | 1548.4 | 1467.7737 | 696.78 | 1957.0316 | 464.52 | 37878.3465 | 189391.7325 | 909080.3162 | 1893917.3255 | 2272700.7906 | 1515133.8604 | 1022715.3558 | 909080.3162
2020 | 12642 | Maquoketa Valley Rrl Elec Coop | IA | Cooperative | 271.71 | 1.12 | 242.5982 | 73 | 0.75 | 97.3333 | 268.614 | 1.027 | 261.5521 | 16554 | 12.5 | Y | . | . | . | . | . | . | . |  |  | . |  | 198.71 | 0.37 | 97.3333 | 537.0541 | 537.0541 | 6124.98 | 6124.98 | 37% | 47.3523 | 306.249 | 94.7046 | 765.6225 | 284.1138 | 1224.996 | 473.523 | 1531.245 | 710.2846 | 1224.996 | 947.0461 | 612.498 | 1420.5691 | 275.6241 | 1894.0922 | 183.7494 | 14501.5959 | 72507.9796 | 348038.302 | 725079.7957 | 870095.7549 | 580063.8366 | 391543.0897 | 348038.302
2020 | 12647 | ALLETE, Inc. | MN | Investor Owned | 179.43 | 1.42 | 126.3591 | 122.51 | 1.22 | 100.418 | 179.16 | 1.41 | 127.0638 | 142937 | 69 | N | . | . | . | . | . | . | . |  |  | . |  | 56.92 | 0.2 | 100.418 | 284.6 | 284.6 | 28587.4 | 28587.4 | 20% | 25.0933 | 1429.37 | 50.1866 | 3573.425 | 150.5599 | 5717.48 | 250.9331 | 7146.85 | 376.3997 | 5717.48 | 501.8663 | 2858.74 | 752.7994 | 1286.433 | 1003.7325 | 857.622 | 35867.6299 | 179338.1493 | 860823.1166 | 1793381.493 | 2152057.7916 | 1434705.1944 | 968426.0062 | 860823.1166
2020 | 12651 | Minnesota Valley Electric Coop | MN | Cooperative | 63.161 | 0.787 | 80.2554 | 43.62 | 0.443 | 98.465 | 63.021 | 0.786 | 80.1794 | 44089 | 13.8 | N | . | . | . | . | . | . | . |  |  | . |  | 19.541 | 0.344 | 98.465 | 56.8052 | 56.8052 | 15166.616 | 15166.616 | 34.4% | 5.0085 | 758.3308 | 10.0171 | 1895.827 | 30.0513 | 3033.3232 | 50.0854 | 3791.654 | 75.1282 | 3033.3232 | 100.1709 | 1516.6616 | 150.2563 | 682.4977 | 200.3417 | 454.9985 | 3798.1329 | 18990.6646 | 91155.1899 | 189906.6456 | 227887.9748 | 151925.3165 | 102549.5886 | 91155.1899
2020 | 12685 | Entergy Mississippi LLC | MS | Investor Owned | 999.1 | 2.279 | 438.394 | 230.9 | 1.383 | 166.9559 | 922.5 | 2.178 | 423.5537 | 461025 | 34.5 | Y | . | . | . | . | . | . | . |  |  | . |  | 768.2 | 0.896 | 166.9559 | 857.3661 | 857.3661 | 413078.4 | 413078.4 | 89.6% | 75.5944 | 20653.92 | 151.1887 | 51634.8 | 453.5662 | 82615.68 | 755.9436 | 103269.6 | 1133.9155 | 82615.68 | 1511.8873 | 41307.84 | 2267.8309 | 18588.528 | 3023.7745 | 12392.352 | 1561319.9339 | 7806599.6694 | 37471678.4129 | 78065996.6936 | 93679196.0323 | 62452797.3549 | 42155638.2145 | 37471678.4129
2020 | 12686 | Mississippi Power Co | MS | Investor Owned | 1779.49 | 1.95 | 912.559 | 86.76 | 0.95 | 91.3263 | . | . | . | 188022 | 22.8 | Y | . | . | . | . | . | . | . |  |  | . |  | 1692.73 | 1 | 91.3263 | 1692.73 | 1692.73 | 188022 | 188022 | 100% | 149.2488 | 9401.1 | 298.4976 | 23502.75 | 895.4927 | 37604.4 | 1492.4879 | 47005.5 | 2238.7318 | 37604.4 | 2984.9758 | 18802.2 | 4477.4636 | 8460.99 | 5969.9515 | 5640.66 | 1403102.7776 | 7015513.8882 | 33674466.6632 | 70155138.8817 | 84186166.658 | 56124111.1054 | 37883774.9961 | 33674466.6632
2020 | 12692 | Missoula Electric Coop, Inc | MT | Cooperative | 362.4 | 1.996 | 181.5631 | 362.4 | 1.996 | 181.5631 | 240.6 | 1.281 | 187.822 | 15771 | 25 | Y | . | . | . | . | . | . | . |  |  | . |  | 0 | 0 | 181.5631 |  |  | 0 | 0 | 0% |  | 0 |  | 0 |  | 1: 0; 3: 0; 5: 0; 7: 0 | 0 |  | 0
2020 | 12698 | Evergy Missouri West | MO | Investor Owned | 247.95 | 1.47 | 168.6735 | 120.82 | 1.148 | 105.2439 | 241.09 | 1.402 | 171.9615 | 313681 | 34 | Y | . | . | . | . | . | . | . |  |  | . |  | 127.13 | 0.322 | 105.2439 | 394.8137 | 394.8137 | 101005.282 | 101005.282 | 32.2% | 34.8109 | 5050.2641 | 69.6218 | 12625.6603 | 208.8654 | 20201.0564 | 348.109 | 25251.3205 | 522.1636 | 20201.0564 | 696.2181 | 10100.5282 | 1044.3271 | 4545.2377 | 1392.4361 | 3030.1585 | 175804.2566 | 879021.2828 | 4219302.1575 | 8790212.8281 | 10548255.3937 | 7032170.2625 | 4746714.9272 | 4219302.1575
2020 | 12706 | Mitchell Electric Member Corp | GA | Cooperative | . | . | . | . | . | . | . | . | . | . | . |  | 557.8 | 3.352 | 166.4081 | 557.8 | 3.352 | 166.4081 | 24873 | N | L | 24.9 | N | 0 | 0 | 166.4081 |  |  | 0 | 0 | 0% |  | 0 |  | 0 |  | 1: 0; 3: 0; 5: 0; 7: 0 | 0 |  | 0
2020 | 12745 | Modesto Irrigation District | CA | Political Subdivision | 51.82 | 0.63 | 82.254 | 44.01 | 0.576 | 76.4062 | 41.58 | 0.542 | 76.7159 | 117276 | 21 | Y | . | . | . | . | . | . | . |  |  | . |  | 7.81 | 0.054 | 76.4062 | 144.6296 | 144.6296 | 6332.904 | 6332.904 | 5.4% | 12.7521 | 316.6452 | 25.5041 | 791.613 | 76.5124 | 1266.5808 | 127.5206 | 1583.226 | 191.2809 | 1266.5808 | 255.0412 | 633.2904 | 382.5618 | 284.9807 | 510.0825 | 189.9871 | 4037.879 | 20189.3952 | 96909.0967 | 201893.9515 | 242272.7418 | 161515.1612 | 109022.7338 | 96909.0967
2020 | 12782 | City of Monett - (MO) | MO | Municipal | 19.963 | 0.326 | 61.2362 | 19.963 | 0.326 | 61.2362 | 19.963 | 0.326 | 61.2362 | 4793 | 12.5 | N | . | . | . | . | . | . | . |  |  | . |  | 0 | 0 | 61.2362 |  |  | 0 | 0 | 0% |  | 0 |  | 0 |  | 1: 0; 3: 0; 5: 0; 7: 0 | 0 |  | 0
2020 | 12796 | Monongahela Power Co | WV | Investor Owned | 512.967 | 2.507 | 204.6139 | 406.824 | 2.182 | 186.4455 | 395.545 | 1.966 | 201.1928 | 390375 | 34.5 | Y | . | . | . | . | . | . | . |  |  | . |  | 106.143 | 0.325 | 186.4455 | 326.5938 | 326.5938 | 126871.875 | 126871.875 | 32.5% | 28.7959 | 6343.5938 | 57.5919 | 15858.9844 | 172.7756 | 25374.375 | 287.9593 | 31717.9688 | 431.939 | 25374.375 | 575.9186 | 12687.1875 | 863.8779 | 5709.2344 | 1151.8372 | 3806.1562 | 182669.6853 | 913348.4267 | 4384072.4482 | 9133484.2671 | 10960181.1205 | 7306787.4137 | 4932081.5042 | 4384072.4482
2020 | 12801 | City of Monroe - (NC) | NC | Municipal | 35.35 | 0.628 | 56.2898 | 35.35 | 0.628 | 56.2898 | 35.35 | 0.628 | 56.2898 | 11080 | 34.5 | N | . | . | . | . | . | . | . |  |  | . |  | 0 | 0 | 56.2898 |  |  | 0 | 0 | 0% |  | 0 |  | 0 |  | 1: 0; 3: 0; 5: 0; 7: 0 | 0 |  | 0
2020 | 12825 | NorthWestern Energy LLC - (MT) | MT | Investor Owned | 165.53 | 1.134 | 145.97 | 120.23 | 1.025 | 117.2976 | 129.79 | 0.927 | 140.0108 | 374593 | 34.5 | N | . | . | . | . | . | . | . |  |  | . |  | 45.3 | 0.109 | 117.2976 | 415.5963 | 415.5963 | 40830.637 | 40830.637 | 10.9% | 36.6433 | 2041.5319 | 73.2866 | 5103.8296 | 219.8599 | 8166.1274 | 366.4332 | 10207.6593 | 549.6498 | 8166.1274 | 732.8664 | 4083.0637 | 1099.2996 | 1837.3787 | 1465.7328 | 1224.9191 | 74808.5065 | 374042.5327 | 1795404.1569 | 3740425.327 | 4488510.3924 | 2992340.2616 | 2019829.6766 | 1795404.1569
2020 | 12860 | Morgan County Rural Elec Assn | CO | Cooperative | . | . | . | . | . | . | . | . | . | . | . |  | 401 | . | . | 378.9 | . | . | 8822 | N | O | 69 | N | 22.1 |  |  |  | 22.1 |  | 8822 | 100% | 1.9486 | 441.1 | 3.8971 | 1102.75 | 11.6914 | 1764.4 | 19.4857 | 2205.5 | 29.2285 | 1764.4 | 38.9713 | 882.2 | 58.457 | 396.99 | 77.9427 | 264.66 | 859.513 | 4297.565 | 20628.3121 | 42975.6503 | 51570.7803 | 34380.5202 | 23206.8511 | 20628.3121
2020 | 12866 | Moon Lake Electric Assn Inc | CO | Cooperative | . | . | . | . | . | . | . | . | . | . | . |  | 958.87 | 1.79 | 535.6816 | 206.32 | 1.29 | 159.938 | 2259 | N | L | 34.5 | Y | 752.55 | 0.5 | 159.938 | 1505.1 | 1505.1 | 1129.5 | 1129.5 | 50% | 132.7054 | 56.475 | 265.4107 | 141.1875 | 796.2322 | 225.9 | 1327.0536 | 282.375 | 1990.5805 | 225.9 | 2654.1073 | 112.95 | 3981.1609 | 50.8275 | 5308.2145 | 33.885 | 7494.5354 | 37472.6771 | 179868.85 | 374726.7708 | 449672.1249 | 299781.4166 | 202352.4562 | 179868.85
2020 | 12866 | Moon Lake Electric Assn Inc | UT | Cooperative | . | . | . | . | . | . | . | . | . | . | . |  | 131.47 | 1.38 | 95.2681 | 131.47 | 1.38 | 95.2681 | 18780 | N | L | 34.5 | Y | 0 | 0 | 95.2681 |  |  | 0 | 0 | 0% |  | 0 |  | 0 |  | 1: 0; 3: 0; 5: 0; 7: 0 | 0 |  | 0
2020 | 12894 | City of Moorhead - (MN) | MN | Municipal | 36.609 | 0.961 | 38.0947 | . | . | . | . | . | . | 20148 | 12.5 | N | . | . | . | . | . | . | . |  |  | . | [7 empty] | 20148 | 100% |  | 1007.4 |  | 2518.5 |  | 1: 4029.6; 3: 5037; 5: 4029.6; 7: 2014.8 | 906.66 |  | 604.44
2020 | 12929 | South Central Indiana REMC | IN | Cooperative | 621.7 | 4.04 | 153.8861 | 287.11 | 2.98 | 96.3456 | 475.93 | 2.84 | 167.581 | 34198 | 12.5 | N | . | . | . | . | . | . | . |  |  | . |  | 334.59 | 1.06 | 96.3456 | 315.6509 | 334.59 | 36249.88 | 34198 | 100% | 29.501 | 1709.9 | 59.0019 | 4274.75 | 177.0057 | 6839.6 | 295.0096 | 8549.5 | 442.5143 | 6839.6 | 590.0191 | 3419.8 | 885.0287 | 1538.91 | 1180.0382 | 1025.94 | 50443.6833 | 252218.4163 | 1210648.3983 | 2522184.1631 | 3026620.9957 | 2017747.3305 | 1361979.4481 | 1210648.3983
2020 | 12944 | City of Morganton - (NC) | NC | Municipal | . | . | . | . | . | . | . | . | . | . | . |  | 114.507 | 0.931 | 122.9936 | 16.539 | 0.225 | 73.5067 | 8505 | N | F | 12.4 | N | 97.968 | 0.706 | 73.5067 | 138.7649 | 138.7649 | 6004.53 | 6004.53 | 70.6% | 12.235 | 300.2265 | 24.4699 | 750.5662 | 73.4098 | 1200.906 | 122.3496 | 1501.1325 | 183.5244 | 1200.906 | 244.6993 | 600.453 | 367.0489 | 270.2038 | 489.3985 | 180.1359 | 3673.2601 | 18366.3007 | 88158.2432 | 183663.0066 | 220395.6079 | 146930.4053 | 99178.0236 | 88158.2432
2020 | 12988 | City of Morristown - (TN) | TN | Municipal | 184.484 | 2.27 | 81.2705 | 42.95 | 0.542 | 79.2435 | 184.484 | 2.27 | 81.2705 | 14382 | 13.2 | Y | . | . | . | . | . | . | . |  |  | . |  | 141.534 | 1.728 | 79.2435 | 81.9062 | 141.534 | 24852.096 | 14382 | 100% | 12.4791 | 719.1 | 24.9582 | 1797.75 | 74.8747 | 2876.4 | 124.7912 | 3595.5 | 187.1868 | 2876.4 | 249.5824 | 1438.2 | 374.3735 | 647.19 | 499.1647 | 431.46 | 8973.734 | 44868.6698 | 215369.6152 | 448686.6983 | 538424.038 | 358949.3586 | 242290.8171 | 215369.6152
2020 | 12990 | Consolidated Electric Coop Inc | OH | Cooperative | 200 | 1.92 | 104.1667 | 104 | 1.42 | 73.2394 | 190 | 1.16 | 163.7931 | 17926 | 12.5 | Y | . | . | . | . | . | . | . |  |  | . |  | 96 | 0.5 | 73.2394 | 192 | 192 | 8963 | 8963 | 50% | 16.9287 | 448.15 | 33.8575 | 1120.375 | 101.5724 | 1792.6 | 169.2873 | 2240.75 | 253.9309 | 1792.6 | 338.5746 | 896.3 | 507.8619 | 403.335 | 677.1492 | 268.89 | 7586.6098 | 37933.0492 | 182078.6363 | 379330.4923 | 455196.5907 | 303464.3938 | 204838.4658 | 182078.6363
2020 | 13027 | Mountain Electric Coop, Inc | NC | Cooperative | . | . | . | . | . | . | . | . | . | . | . |  | 198 | 1.78 | 111.236 | 198 | 1.78 | 111.236 | 19404 | N | F | 12.5 | N | 0 | 0 | 111.236 |  |  | 0 | 0 | 0% |  | 0 |  | 0 |  | 1: 0; 3: 0; 5: 0; 7: 0 | 0 |  | 0
2020 | 13027 | Mountain Electric Coop, Inc | TN | Cooperative | . | . | . | . | . | . | . | . | . | . | . |  | 254 | 1.82 | 139.5604 | 254 | 1.82 | 139.5604 | 15615 | N | L | 12.5 | N | 0 | 0 | 139.5604 |  |  | 0 | 0 | 0% |  | 0 |  | 0 |  | 1: 0; 3: 0; 5: 0; 7: 0 | 0 |  | 0
2020 | 13032 | Mt Carmel Public Utility Co | IL | Investor Owned | . | . | . | . | . | . | . | . | . | . | . |  | 103.67 | 1.14 | 90.9386 | 103.67 | 1.14 | 90.9386 | 5304 | N | L | 7.2 | Y | 0 | 0 | 90.9386 |  |  | 0 | 0 | 0% |  | 0 |  | 0 |  | 1: 0; 3: 0; 5: 0; 7: 0 | 0 |  | 0
2020 | 13050 | Mountain Parks Electric, Inc | CO | Cooperative | 885.8 | 0.9 | 984.2222 | 89.5 | 0.4 | 223.75 | 885.8 | 0.9 | 984.2222 | 21187 | 24.9 | N | . | . | . | . | . | . | . |  |  | . |  | 796.3 | 0.5 | 223.75 | 1592.6 | 1592.6 | 10593.5 | 10593.5 | 50% | 140.4203 | 529.675 | 280.8406 | 1324.1875 | 842.5217 | 2118.7 | 1404.2028 | 2648.375 | 2106.3042 | 2118.7 | 2808.4056 | 1059.35 | 4212.6084 | 476.7075 | 5616.8112 | 317.805 | 74377.1114 | 371885.5569 | 1785050.6733 | 3718855.5694 | 4462626.6833 | 2975084.4555 | 2008182.0075 | 1785050.6733
2020 | 13058 | Mountain View Elec Assn, Inc | CO | Cooperative | 265.83 | 0.761 | 349.3167 | 231.709 | 0.603 | 384.2604 | 253.847 | 0.67 | 378.8761 | 56276 | 25 | Y | . | . | . | . | . | . | . |  |  | . |  | 34.121 | 0.158 | 384.2604 | 215.9557 | 215.9557 | 8891.608 | 8891.608 | 15.8% | 19.0409 | 444.5804 | 38.0818 | 1111.451 | 114.2455 | 1778.3216 | 190.4091 | 2222.902 | 285.6137 | 1778.3216 | 380.8183 | 889.1608 | 571.2274 | 400.1224 | 761.6365 | 266.7482 | 8465.217 | 42326.0851 | 203165.2087 | 423260.8514 | 507913.0217 | 338608.6811 | 228560.8598 | 203165.2087
2020 | 13137 | City of Murray - (UT) | UT | Municipal | . | . | . | . | . | . | . | . | . | . | . |  | 64 | 1.1 | 58.1818 | . | . | . | 19001 | Y | O | 12.5 | N | [6 empty] | 19001 | 100% |  | 950.05 |  | 2375.125 |  | 1: 3800.2; 3: 4750.25; 5: 3800.2; 7: 1900.1 | 855.045 |  | 570.03
2020 | 13143 | Board of Water Electric & Communications | IA | Municipal | 36.41 | 0.293 | 124.2662 | 8.2 | 0.069 | 118.8406 | 36.41 | 0.293 | 124.2662 | 11525 | 13.8 | N | . | . | . | . | . | . | . |  |  | . |  | 28.21 | 0.224 | 118.8406 | 125.9375 | 125.9375 | 2581.6 | 2581.6 | 22.4% | 11.104 | 129.08 | 22.2079 | 322.7 | 66.6238 | 516.32 | 111.0397 | 645.4 | 166.5595 | 516.32 | 222.0794 | 258.16 | 333.119 | 116.172 | 444.1587 | 77.448 | 1433.3001 | 7166.5007 | 34399.2035 | 71665.0073 | 85998.0088 | 57332.0059 | 38699.104 | 34399.2035
2020 | 13145 | Village of Muscoda - (WI) | WI | Municipal | . | . | . | . | . | . | . | . | . | . | . |  | 1.159 | 0.162 | 7.1543 | 1.159 | 0.162 | 7.1543 | 1087 | N | L | 12.5 | N | 0 | 0 | 7.1543 |  |  | 0 | 0 | 0% |  | 0 |  | 0 |  | 1: 0; 3: 0; 5: 0; 7: 0 | 0 |  | 0
2020 | 13196 | Northern Plains Electric Coop | ND | Cooperative | 331.345 | 2.743 | 120.7966 | 301.811 | 2.627 | 114.8881 | 150.045 | 0.994 | 150.9507 | 11904 | 12.5 | Y | . | . | . | . | . | . | . |  |  | . |  | 29.534 | 0.116 | 114.8881 | 254.6034 | 254.6034 | 1380.864 | 1380.864 | 11.6% | 22.4485 | 69.0432 | 44.897 | 172.608 | 134.691 | 276.1728 | 224.485 | 345.216 | 336.7276 | 276.1728 | 448.9701 | 138.0864 | 673.4551 | 62.1389 | 897.9402 | 41.4259 | 1549.9165 | 7749.5827 | 37197.997 | 77495.8272 | 92994.9926 | 61996.6617 | 41847.7467 | 37197.997
2020 | 13206 | Nantucket Electric Co | MA | Investor Owned | . | . | . | . | . | . | . | . | . | . | . |  | 70.64 | 0.805 | 87.7516 | 29.377 | 0.213 | 137.9202 | 13504 | N | L | 69 | Y | 41.263 | 0.592 | 137.9202 | 69.701 | 69.701 | 7994.368 | 7994.368 | 59.2% | 6.1456 | 399.7184 | 12.2911 | 999.296 | 36.8734 | 1598.8736 | 61.4557 | 1998.592 | 92.1836 | 1598.8736 | 122.9114 | 799.4368 | 184.3671 | 359.7466 | 245.8228 | 239.831 | 2456.4977 | 12282.4883 | 58955.9438 | 122824.8829 | 147389.8595 | 98259.9063 | 66325.4368 | 58955.9438
2020 | 13208 | City of Naperville - (IL) | IL | Municipal | 13.93 | 0.22 | 63.3182 | . | . | . | . | . | . | 61072 | 12.4 | Y | . | . | . | . | . | . | . |  |  | . | [7 empty] | 61072 | 100% |  | 3053.6 |  | 7634 |  | 1: 12214.4; 3: 15268; 5: 12214.4; 7: 6107.2 | 2748.24 |  | 1832.16
2020 | 13214 | The Narragansett Electric Co | RI | Investor Owned | 548.39 | 1.966 | 278.9369 | 69.108 | 0.945 | 73.1302 | 452.94 | 1.442 | 314.1054 | 498159 | 69 | Y | . | . | . | . | . | . | . |  |  | . |  | 479.282 | 1.021 | 73.1302 | 469.4241 | 479.282 | 508620.339 | 498159 | 100% | 42.2585 | 24907.95 | 84.517 | 62269.875 | 253.5511 | 99631.8 | 422.5852 | 124539.75 | 633.8777 | 99631.8 | 845.1703 | 49815.9 | 1267.7555 | 22417.155 | 1690.3406 | 14944.77 | 1052572.9986 | 5262864.9928 | 25261751.9652 | 52628649.9276 | 63154379.9131 | 42102919.942 | 28419470.9609 | 25261751.9652
2020 | 13216 | Nashville Electric Service | TN | Municipal | 1854.36 | 2.521 | 735.5652 | 102.1 | 1.44 | 70.9028 | 1854.36 | 2.521 | 735.5652 | 406591 | 23.9 | Y | . | . | . | . | . | . | . |  |  | . |  | 1752.26 | 1.081 | 70.9028 | 1620.9621 | 1752.26 | 439524.871 | 406591 | 100% | 154.4976 | 20329.55 | 308.9952 | 50823.875 | 926.9855 | 81318.2 | 1544.9758 | 101647.75 | 2317.4636 | 81318.2 | 3089.9515 | 40659.1 | 4634.9273 | 18296.595 | 6179.903 | 12197.73 | 3140866.1822 | 15704330.9109 | 75380788.3725 | 157043309.1095 | 188451970.9314 | 125634647.2876 | 84803386.9191 | 75380788.3725
2020 | 13227 | Natchez Trace Elec Power Assn | MS | Cooperative | 683.59 | 4.886 | 139.9079 | 201.78 | 2.358 | 85.5725 | 481.8 | 2.528 | 190.5854 | 15973 | 24.9 | N | . | . | . | . | . | . | . |  |  | . |  | 481.81 | 2.528 | 85.5725 | 190.5894 | 481.81 | 40379.744 | 15973 | 100% | 42.4814 | 798.65 | 84.9628 | 1996.625 | 254.8885 | 3194.6 | 424.8141 | 3993.25 | 637.2212 | 3194.6 | 849.6282 | 1597.3 | 1274.4423 | 718.785 | 1699.2564 | 479.19 | 33927.7787 | 169638.8934 | 814266.6883 | 1696388.9339 | 2035666.7206 | 1357111.1471 | 916050.0243 | 814266.6883
2020 | 13314 | Navajo Tribal Utility Authority | AZ | State | . | . | . | . | . | . | . | . | . | . | . |  | 210.44 | 2.97 | 70.8552 | 210.44 | 2.97 | 70.8552 | 29154 | Y | F | 24.9 | N | 0 | 0 | 70.8552 |  |  | 0 | 0 | 0% |  | 0 |  | 0 |  | 1: 0; 3: 0; 5: 0; 7: 0 | 0 |  | 0
2020 | 13314 | Navajo Tribal Utility Authority | NM | State | . | . | . | . | . | . | . | . | . | . | . |  | 180.73 | 2.91 | 62.1065 | 180.73 | 2.91 | 62.1065 | 10775 | Y | F | 24.9 | N | 0 | 0 | 62.1065 |  |  | 0 | 0 | 0% |  | 0 |  | 0 |  | 1: 0; 3: 0; 5: 0; 7: 0 | 0 |  | 0
2020 | 13314 | Navajo Tribal Utility Authority | UT | State | . | . | . | . | . | . | . | . | . | . | . |  | 231.34 | 3.71 | 62.3558 | 135.74 | 2.15 | 63.1349 | 2001 | Y | F | 24.9 | N | 95.6 | 1.56 | 63.1349 | 61.2821 | 95.6 | 3121.56 | 2001 | 100% | 8.4291 | 100.05 | 16.8582 | 250.125 | 50.5746 | 400.2 | 84.291 | 500.25 | 126.4364 | 400.2 | 168.5819 | 200.1 | 252.8729 | 90.045 | 337.1639 | 60.03 | 843.3311 | 4216.6554 | 20239.9459 | 42166.554 | 50599.8648 | 33733.2432 | 22769.9392 | 20239.9459
2020 | 13337 | Nebraska Public Power District | NE | Political Subdivision | 118.07 | 0.97 | 121.7216 | 79.7 | 0.78 | 102.1795 | 115.64 | 0.95 | 121.7263 | 92000 | 69 | Y | . | . | . | . | . | . | . |  |  | . |  | 38.37 | 0.19 | 102.1795 | 201.9474 | 201.9474 | 17480 | 17480 | 19% | 17.8058 | 874 | 35.6116 | 2185 | 106.8348 | 3496 | 178.0579 | 4370 | 267.0869 | 3496 | 356.1159 | 1748 | 534.1738 | 786.6 | 712.2317 | 524.4 | 15562.263 | 77811.3152 | 373494.313 | 778113.1521 | 933735.7825 | 622490.5217 | 420181.1021 | 373494.313
2020 | 13407 | Nevada Power Co | NV | Investor Owned | 52.23 | 0.52 | 100.4423 | 39.77 | 0.43 | 92.4884 | . | . | . | 1025666 | 60 | Y | . | . | . | . | . | . | . |  |  | . |  | 12.46 | 0.09 | 92.4884 | 138.4444 | 138.4444 | 92309.94 | 92309.94 | 9% | 12.2067 | 4615.497 | 24.4134 | 11538.7425 | 73.2403 | 18461.988 | 122.0671 | 23077.485 | 183.1007 | 18461.988 | 244.1342 | 9230.994 | 366.2013 | 4153.9473 | 488.2684 | 2769.2982 | 56340.0369 | 281700.1843 | 1352160.8845 | 2817001.8428 | 3380402.2113 | 2253601.4742 | 1521180.9951 | 1352160.8845
2020 | 13416 | City of New Bern - (NC) | NC | Municipal | 265.19 | 1.604 | 165.3304 | 23.896 | 0.48 | 49.7833 | 265.19 | 1.604 | 165.3304 | 22868 | 23 | Y | . | . | . | . | . | . | . |  |  | . |  | 241.294 | 1.124 | 49.7833 | 214.6744 | 241.294 | 25703.632 | 22868 | 100% | 21.275 | 1143.4 | 42.55 | 2858.5 | 127.65 | 4573.6 | 212.75 | 5717 | 319.1251 | 4573.6 | 425.5001 | 2286.8 | 638.2501 | 1029.06 | 851.0001 | 686.04 | 24325.8392 | 121629.196 | 583820.1408 | 1216291.96 | 1459550.352 | 973033.568 | 656797.6584 | 583820.1408
2020 | 13418 | City of New Braunfels - (TX) | TX | Municipal | 25.726 | 0.708 | 36.3362 | 25.726 | 0.708 | 36.3362 | 25.726 | 0.708 | 36.3362 | 46779 | 12.5 | Y | . | . | . | . | . | . | . |  |  | . |  | 0 | 0 | 36.3362 |  |  | 0 | 0 | 0% |  | 0 |  | 0 |  | 1: 0; 3: 0; 5: 0; 7: 0 | 0 |  | 0
2020 | 13441 | New Hampshire Elec Coop Inc | NH | Cooperative | . | . | . | . | . | . | . | . | . | . | . |  | 1226.129 | 4.27 | 287.1497 | 304.178 | 2.46 | 123.6496 | 82436 | N | F | 13 | Y | 921.951 | 1.81 | 123.6496 | 509.3652 | 921.951 | 149209.16 | 82436 | 100% | 81.2888 | 4121.8 | 162.5777 | 10304.5 | 487.7331 | 16487.2 | 812.8885 | 20609 | 1219.3327 | 16487.2 | 1625.7769 | 8243.6 | 2438.6654 | 3709.62 | 3251.5539 | 2473.08 | 335056.3672 | 1675281.8362 | 8041352.8138 | 16752818.3621 | 20103382.0345 | 13402254.6897 | 9046521.9155 | 8041352.8138
2020 | 13448 | City of New Holstein - (WI) | WI | Municipal | . | . | . | . | . | . | . | . | . | . | . |  | 29.868 | 0.155 | 192.6968 | . | . | . | 2699 | N | L | 12.5 | N | [6 empty] | 2699 | 100% |  | 134.95 |  | 337.375 |  | 1: 539.8; 3: 674.75; 5: 539.8; 7: 269.9 | 121.455 |  | 80.97
2020 | 13478 | Entergy New Orleans, LLC | LA | Investor Owned | 2103.3 | 2.566 | 819.6804 | 153.6 | 1.396 | 110.0286 | 2091 | 2.465 | 848.2759 | 211219 | 34.5 | Y | . | . | . | . | . | . | . |  |  | . |  | 1949.7 | 1.17 | 110.0287 | 1666.4103 | 1949.7 | 247126.23 | 211219 | 100% | 171.906 | 10560.95 | 343.8119 | 26402.375 | 1031.4357 | 42243.8 | 1719.0595 | 52804.75 | 2578.5893 | 42243.8 | 3438.119 | 21121.9 | 5157.1785 | 9504.855 | 6876.2381 | 6336.57 | 1815490.1586 | 9077450.7928 | 43571763.8054 | 90774507.928 | 108929409.5136 | 72619606.3424 | 49018234.2811 | 43571763.8054
2020 | 13481 | City of New Richmond | WI | Municipal | 39.64 | 0.47 | 84.3404 | 39.64 | 0.47 | 84.3404 | 39.64 | 0.47 | 84.3404 | 5223 | 12.4 | N | . | . | . | . | . | . | . |  |  | . |  | 0 | 0 | 84.3404 |  |  | 0 | 0 | 0% |  | 0 |  | 0 |  | 1: 0; 3: 0; 5: 0; 7: 0 | 0 |  | 0
2020 | 13482 | New River Light & Power Co | NC | State | 19.258 | 0.415 | 46.4048 | 19.258 | 0.415 | 46.4048 | . | . | . | 8538 | 12.5 | Y | . | . | . | . | . | . | . |  |  | . |  | 0 | 0 | 46.4048 |  |  | 0 | 0 | 0% |  | 0 |  | 0 |  | 1: 0; 3: 0; 5: 0; 7: 0 | 0 |  | 0
2020 | 13485 | New Smyrna Beach City of | FL | Municipal | . | . | . | . | . | . | . | . | . | . | . |  | . | . | . | 79.3 | 1.454 | 54.5392 | 29488 | Y | L | 23 | N |  |  | 54.5392 |  |  |  | 29488 | 100% |  | 1474.4 |  | 3686 |  | 1: 5897.6; 3: 7372; 5: 5897.6; 7: 2948.8 | 1326.96 |  | 884.64
2020 | 13511 | New York State Elec & Gas Corp | NY | Investor Owned | . | . | . | . | . | . | . | . | . | . | . |  | 674.32 | 2.09 | 322.6411 | 163.94 | 1.38 | 118.7971 | 899315 | N | F | 34.5 | N | 510.38 | 0.71 | 118.7971 | 718.8451 | 718.8451 | 638513.65 | 638513.65 | 71% | 63.3809 | 31925.6825 | 126.7618 | 79814.2063 | 380.2854 | 127702.73 | 633.809 | 159628.4125 | 950.7135 | 127702.73 | 1267.6181 | 63851.365 | 1901.4271 | 28733.1142 | 2535.2361 | 19155.4095 | 2023478.5733 | 10117392.8663 | 48563485.7581 | 101173928.6627 | 121408714.3953 | 80939142.9302 | 54633921.4779 | 48563485.7581
2020 | 13519 | City of Newark - (DE) | DE | Municipal | 103.43 | 1.21 | 85.4793 | 103.43 | 1.21 | 85.4793 | . | . | . | 12679 | 12.5 | Y | . | . | . | . | . | . | . |  |  | . |  | 0 | 0 | 85.4793 |  |  | 0 | 0 | 0% |  | 0 |  | 0 |  | 1: 0; 3: 0; 5: 0; 7: 0 | 0 |  | 0
2020 | 13524 | Newberry Electric Coop, Inc | SC | Cooperative | 283.49 | . | . | 206.5 | . | . | . | . | . | 12918 | 12.5 | N | . | . | . | . | . | . | . |  |  | . |  | 76.99 |  |  |  | 76.99 |  | 12918 | 100% | 6.7882 | 645.9 | 13.5765 | 1614.75 | 40.7295 | 2583.6 | 67.8824 | 3229.5 | 101.8237 | 2583.6 | 135.7649 | 1291.8 | 203.6473 | 581.31 | 271.5298 | 387.54 | 4384.5268 | 21922.6338 | 105228.6422 | 219226.338 | 263071.6056 | 175381.0704 | 118382.2225 | 105228.6422
2020 | 13547 | Newnan Wtr, Sewer & Light Comm | GA | Municipal | 93.758 | 1.641 | 57.1347 | 93.758 | 1.641 | 57.1347 | . | . | . | 10667 | 25 | Y | . | . | . | . | . | . | . |  |  | . |  | 0 | 0 | 57.1347 |  |  | 0 | 0 | 0% |  | 0 |  | 0 |  | 1: 0; 3: 0; 5: 0; 7: 0 | 0 |  | 0
2020 | 13573 | Niagara Mohawk Power Corp. | NY | Investor Owned | 455.33 | 1.499 | 303.7558 | 144.54 | 1.093 | 132.2415 | 455.06 | 1.497 | 303.9813 | 1663243 | 69 | Y | . | . | . | . | . | . | . |  |  | . |  | 310.79 | 0.406 | 132.2415 | 765.4926 | 765.4926 | 675276.658 | 675276.658 | 40.6% | 67.4938 | 33763.8329 | 134.9877 | 84409.5823 | 404.963 | 135055.3316 | 674.9384 | 168819.1645 | 1012.4076 | 135055.3316 | 1349.8768 | 67527.6658 | 2024.8151 | 30387.4496 | 2699.7535 | 20258.2997 | 2278850.6626 | 11394253.3131 | 54692415.9028 | 113942533.1308 | 136731039.7569 | 91154026.5046 | 61528967.8906 | 54692415.9028
2020 | 13640 | Northern Virginia Elec Coop | VA | Cooperative | . | . | . | . | . | . | . | . | . | . | . |  | 54.92 | 0.776 | 70.7732 | 54.92 | 0.776 | 70.7732 | 171478 | N | F | 34.5 | Y | 0 | 0 | 70.7732 |  |  | 0 | 0 | 0% |  | 0 |  | 0 |  | 1: 0; 3: 0; 5: 0; 7: 0 | 0 |  | 0
2020 | 13647 | Noble County R E M C | IN | Cooperative | 187.4 | 1.689 | 110.9532 | 125.8 | 1.445 | 87.0588 | 167 | 1.454 | 114.8556 | 11483 | 12 | Y | . | . | . | . | . | . | . |  |  | . |  | 61.6 | 0.244 | 87.0588 | 252.459 | 252.459 | 2801.852 | 2801.852 | 24.4% | 22.2594 | 140.0926 | 44.5189 | 350.2315 | 133.5566 | 560.3704 | 222.5943 | 700.463 | 333.8914 | 560.3704 | 445.1886 | 280.1852 | 667.7829 | 126.0833 | 890.3771 | 84.0556 | 3118.3812 | 15591.906 | 74841.1486 | 155919.0595 | 187102.8714 | 124735.2476 | 84196.2921 | 74841.1486
2020 | 13651 | Nolin Rural Electric Coop Corp | KY | Cooperative | 61.73 | 0.793 | 77.8436 | 39.155 | 0.502 | 77.998 | 60.921 | 0.762 | 79.9488 | 35709 | 12.5 | Y | . | . | . | . | . | . | . |  |  | . |  | 22.575 | 0.291 | 77.998 | 77.5773 | 77.5773 | 10391.319 | 10391.319 | 29.1% | 6.84 | 519.566 | 13.6801 | 1298.9149 | 41.0402 | 2078.2638 | 68.4003 | 2597.8297 | 102.6004 | 2078.2638 | 136.8006 | 1039.1319 | 205.2008 | 467.6094 | 273.6011 | 311.7396 | 3553.8457 | 17769.2287 | 85292.2977 | 177692.2869 | 213230.7443 | 142153.8295 | 95953.8349 | 85292.2977
2020 | 13664 | Norris Public Power District | NE | Political Subdivision | 224.003 | 1.872 | 119.6597 | 223.233 | 1.868 | 119.5037 | 218.728 | 1.802 | 121.3807 | 24663 | 12.5 | Y | . | . | . | . | . | . | . |  |  | . |  | 0.77 | 0.004 | 119.5037 | 192.5 | 192.5 | 98.652 | 98.652 | 0.4% | 16.9728 | 4.9326 | 33.9456 | 12.3315 | 101.8369 | 19.7304 | 169.7281 | 24.663 | 254.5922 | 19.7304 | 339.4563 | 9.8652 | 509.1844 | 4.4393 | 678.9126 | 2.9596 | 83.7201 | 418.6005 | 2009.2825 | 4186.0051 | 5023.2062 | 3348.8041 | 2260.4428 | 2009.2825
2020 | 13676 | North Arkansas Elec Coop, Inc | AR | Cooperative | 242.75 | 1.85 | 131.2162 | 182.62 | 1.66 | 110.0121 | 242.16 | . | . | 37358 | 25 | Y | . | . | . | . | . | . | . |  |  | . |  | 60.13 | 0.19 | 110.012 | 316.4737 | 316.4737 | 7098.02 | 7098.02 | 19% | 27.9036 | 354.901 | 55.8073 | 887.2525 | 167.4218 | 1419.604 | 279.0363 | 1774.505 | 418.5545 | 1419.604 | 558.0726 | 709.802 | 837.1089 | 319.4109 | 1116.1452 | 212.9406 | 9903.0266 | 49515.1331 | 237672.6391 | 495151.3314 | 594181.5976 | 396121.0651 | 267381.7189 | 237672.6391
2020 | 13679 | Town of North Attleborough - (MA) | MA | Municipal | 78.266 | 0.78 | 100.341 | 30.361 | 0.534 | 56.8558 | 78.266 | 0.78 | 100.341 | 13499 | 13.8 | N | . | . | . | . | . | . | . |  |  | . |  | 47.905 | 0.246 | 56.8558 | 194.7358 | 194.7358 | 3320.754 | 3320.754 | 24.6% | 17.1699 | 166.0377 | 34.3399 | 415.0942 | 103.0197 | 664.1508 | 171.6994 | 830.1885 | 257.5491 | 664.1508 | 343.3989 | 332.0754 | 515.0983 | 149.4339 | 686.7977 | 99.6226 | 2850.8579 | 14254.2894 | 68420.589 | 142542.8938 | 171051.4726 | 114034.3151 | 76973.1627 | 68420.589
2020 | 13693 | North Central Elec Coop, Inc | OH | Cooperative | 88.657 | . | . | 77.5 | . | . | 32.434 | . | . | 9653 | 12.5 | Y | . | . | . | . | . | . | . |  |  | . |  | 11.157 |  |  |  | 11.157 |  | 9653 | 100% | 0.98372 | 482.65 | 1.9674 | 1206.625 | 5.9023 | 1930.6 | 9.8372 | 2413.25 | 14.7558 | 1930.6 | 19.6744 | 965.3 | 29.5115 | 434.385 | 39.3487 | 289.59 | 474.7914 | 2373.9571 | 11394.9941 | 23739.5711 | 28487.4853 | 18991.6569 | 12819.3684 | 11394.9941
2020 | 13716 | North Georgia Elec Member Corp | GA | Cooperative | 529 | 3 | 176.3333 | 143 | 2 | 71.5 | 526 | 3 | 175.3333 | 100279 | 25 | Y | . | . | . | . | . | . | . |  |  | . |  | 386 | 1 | 71.5 | 386 | 386 | 100279 | 100279 | 100% | 34.0338 | 5013.95 | 68.0676 | 12534.875 | 204.2028 | 20055.8 | 340.338 | 25069.75 | 510.507 | 20055.8 | 680.676 | 10027.9 | 1021.014 | 4512.555 | 1361.3519 | 3008.37 | 170643.7649 | 853218.8244 | 4095450.3571 | 8532188.2439 | 10238625.8927 | 6825750.5952 | 4607381.6517 | 4095450.3571
2020 | 13718 | City of North Little Rock - (AR) | AR | Municipal | . | . | . | . | . | . | . | . | . | . | . |  | 137.5 | . | . | . | . | . | 38500 | N | L | 13.8 | N | [6 empty] | 38500 | 100% |  | 1925 |  | 4812.5 |  | 1: 7700; 3: 9625; 5: 7700; 7: 3850 | 1732.5 |  | 1155
2020 | 13735 | Northcentral Mississippi E P A | MS | Cooperative | 138 | 2.12 | 65.0943 | 138 | 2.12 | 65.0943 | 138 | 2.12 | 65.0943 | 33138 | 25 | Y | . | . | . | . | . | . | . |  |  | . |  | 0 | 0 | 65.0943 |  |  | 0 | 0 | 0% |  | 0 |  | 0 |  | 1: 0; 3: 0; 5: 0; 7: 0 | 0 |  | 0
2020 | 13750 | Northern Electric Coop, Inc | SD | Cooperative | 99.967 | 0.616 | 162.2841 | 93.413 | 0.563 | 165.9201 | 95.034 | 0.569 | 167.0193 | 6446 | 7.2 | N | . | . | . | . | . | . | . |  |  | . |  | 6.554 | 0.053 | 165.9201 | 123.6604 | 123.6604 | 341.638 | 341.638 | 5.3% | 10.9032 | 17.0819 | 21.8064 | 42.7047 | 65.4192 | 68.3276 | 109.0319 | 85.4095 | 163.5479 | 68.3276 | 218.0639 | 34.1638 | 327.0958 | 15.3737 | 436.1277 | 10.2491 | 186.2472 | 931.2362 | 4469.9339 | 9312.3624 | 11174.8349 | 7449.8899 | 5028.6757 | 4469.9339
2020 | 13756 | Northern Indiana Pub Serv Co | IN | Investor Owned | 473 | 1.264 | 374.2089 | 138 | 0.901 | 153.1632 | . | . | . | 476334 | 12.5 | Y | . | . | . | . | . | . | . |  |  | . |  | 335 | 0.363 | 153.1632 | 922.865 | 922.865 | 172909.242 | 172909.242 | 36.3% | 81.3694 | 8645.4621 | 162.7389 | 21613.6552 | 488.2166 | 34581.8484 | 813.6944 | 43227.3105 | 1220.5415 | 34581.8484 | 1627.3887 | 17290.9242 | 2441.0831 | 7780.9159 | 3254.7774 | 5187.2773 | 703476.3703 | 3517381.8516 | 16883432.8876 | 35173818.5158 | 42208582.219 | 28139054.8126 | 18993861.9985 | 16883432.8876
2020 | 13757 | North Plains Electric Coop Inc | TX | Cooperative | . | . | . | . | . | . | . | . | . | . | . |  | 837.22 | . | . | 241.92 | . | . | 7098 | N | F | . | Y | 595.3 |  |  |  | 595.3 |  | 7098 | 100% | 52.4879 | 354.9 | 104.9758 | 887.25 | 314.9273 | 1419.6 | 524.8788 | 1774.5 | 787.3181 | 1419.6 | 1049.7575 | 709.8 | 1574.6363 | 319.41 | 2099.5151 | 212.94 | 18627.9474 | 93139.737 | 447070.7374 | 931397.3696 | 1117676.8435 | 745117.8957 | 502954.5796 | 447070.7374
2020 | 13758 | Northern Lights, Inc | ID | Cooperative | . | . | . | . | . | . | . | . | . | . | . |  | 2205.28 | . | . | 1282.23 | . | . | 17323 | N | F | 25 | Y | 923.05 |  |  |  | 923.05 |  | 17323 | 100% | 81.3857 | 866.15 | 162.7715 | 2165.375 | 488.3145 | 3464.6 | 813.8575 | 4330.75 | 1220.7862 | 3464.6 | 1627.7149 | 1732.3 | 2441.5724 | 779.535 | 3255.4298 | 519.69 | 70492.2637 | 352461.3185 | 1691814.3289 | 3524613.1852 | 4229535.8222 | 2819690.5481 | 1903291.12 | 1691814.3289
2020 | 13758 | Northern Lights, Inc | MT | Cooperative | . | . | . | . | . | . | . | . | . | . | . |  | 589.95 | . | . | 343.02 | . | . | 4694 | N | F | 25 | Y | 246.93 |  |  |  | 246.93 |  | 4694 | 100% | 21.7719 | 234.7 | 43.5439 | 586.75 | 130.6316 | 938.8 | 217.7193 | 1173.5 | 326.579 | 938.8 | 435.4386 | 469.4 | 653.158 | 211.23 | 870.8773 | 140.82 | 5109.8725 | 25549.3627 | 122636.9408 | 255493.6267 | 306592.3521 | 204394.9014 | 137966.5584 | 122636.9408
2020 | 13758 | Northern Lights, Inc | WA | Cooperative | . | . | . | . | . | . | . | . | . | . | . |  | 14.05 | . | . | 8.16 | . | . | 14 | N | F | 25 | Y | 5.89 |  |  |  | 5.89 |  | 14 | 100% | 0.51932 | 0.7 | 1.0386 | 1.75 | 3.1159 | 2.8 | 5.1932 | 3.5 | 7.7899 | 2.8 | 10.3865 | 1.4 | 15.5797 | 0.63 | 20.773 | 0.42 | 0.36353 | 1.8176 | 8.7246 | 18.1763 | 21.8116 | 14.5411 | 9.8152 | 8.7246
2020 | 13780 | Northern States Power Co | MI | Investor Owned | 345.979 | 2.408 | 143.679 | 244.009 | 2.265 | 107.7302 | 272.772 | 1.167 | 233.7378 | 8873.2 | 34.5 | Y | . | . | . | . | . | . | . |  |  | . |  | 101.97 | 0.143 | 107.7302 | 713.0769 | 713.0769 | 1268.8676 | 1268.8676 | 14.3% | 62.8723 | 63.4434 | 125.7446 | 158.6085 | 377.2339 | 253.7735 | 628.7232 | 317.2169 | 943.0848 | 253.7735 | 1257.4464 | 126.8868 | 1886.1697 | 57.099 | 2514.8929 | 38.066 | 3988.8326 | 19944.1632 | 95731.9834 | 199441.632 | 239329.9584 | 159553.3056 | 107698.4813 | 95731.9834
2020 | 13780 | Northern States Power Co | WI | Investor Owned | 126.305 | 0.86 | 146.8663 | 96.77 | 0.782 | 123.7468 | 113.083 | 0.753 | 150.1766 | 250648.2 | 34.5 | Y | . | . | . | . | . | . | . |  |  | . |  | 29.535 | 0.078 | 123.7468 | 378.6538 | 378.6538 | 19550.5596 | 19550.5596 | 7.8% | 33.3861 | 977.528 | 66.7722 | 2443.82 | 200.3165 | 3910.1119 | 333.8608 | 4887.6399 | 500.7913 | 3910.1119 | 667.7217 | 1955.056 | 1001.5825 | 879.7752 | 1335.4434 | 586.5168 | 32635.8321 | 163179.1606 | 783259.971 | 1631791.6062 | 1958149.9275 | 1305433.285 | 881167.4674 | 783259.971
2020 | 13781 | Northern States Power Co - Minnesota | MN | Investor Owned | 134.19 | 1.074 | 124.9441 | 96.523 | 0.968 | 99.7138 | 131.443 | 1.033 | 127.2439 | 1295881 | 34.5 | Y | . | . | . | . | . | . | . |  |  | . |  | 37.667 | 0.106 | 99.7138 | 355.3491 | 355.3491 | 137363.386 | 137363.386 | 10.6% | 31.3313 | 6868.1693 | 62.6626 | 17170.4232 | 187.9877 | 27472.6772 | 313.3129 | 34340.8465 | 469.9694 | 27472.6772 | 626.6258 | 13736.3386 | 939.9387 | 6181.3524 | 1253.2516 | 4120.9016 | 215188.6097 | 1075943.0484 | 5164526.6321 | 10759430.4835 | 12911316.5802 | 8607544.3868 | 5810092.4611 | 5164526.6321
2020 | 13781 | Northern States Power Co - Minnesota | ND | Investor Owned | 109.867 | 0.826 | 133.0109 | 51.088 | 0.551 | 92.7187 | 109.515 | 0.816 | 134.2096 | 93580 | 34.5 | Y | . | . | . | . | . | . | . |  |  | . |  | 58.779 | 0.275 | 92.7187 | 213.7418 | 213.7418 | 25734.5 | 25734.5 | 27.5% | 18.8457 | 1286.725 | 37.6914 | 3216.8125 | 113.0743 | 5146.9 | 188.4572 | 6433.625 | 282.6857 | 5146.9 | 376.9143 | 2573.45 | 565.3715 | 1158.0525 | 753.8286 | 772.035 | 24249.2527 | 121246.2635 | 581982.0647 | 1212462.6348 | 1454955.1618 | 969970.1079 | 654729.8228 | 581982.0647
2020 | 13781 | Northern States Power Co - Minnesota | SD | Investor Owned | 56.219 | 0.62 | 90.6758 | 56.219 | 0.62 | 90.6758 | 51.843 | 0.546 | 94.9505 | 96163 | 34.5 | Y | . | . | . | . | . | . | . |  |  | . |  | 0 | 0 | 90.6758 |  |  | 0 | 0 | 0% |  | 0 |  | 0 |  | 1: 0; 3: 0; 5: 0; 7: 0 | 0 |  | 0
2020 | 13783 | Northeast Louisiana Power Coop Inc. | LA | Cooperative | . | . | . | . | . | . | . | . | . | . | . |  | 138 | 2.12 | 65.0943 | 138 | 2.12 | 65.0943 | 17345 | N | O | 19.9 |  | 0 | 0 | 65.0943 |  |  | 0 | 0 | 0% |  | 0 |  | 0 |  | 1: 0; 3: 0; 5: 0; 7: 0 | 0 |  | 0
2020 | 13788 | Northern Wasco County PUD | OR | Political Subdivision | 87.31 | 0.55 | 158.7455 | 33.38 | 0.19 | 175.6842 | 87.31 | 0.55 | 158.7455 | 10286 | 12.5 | N | . | . | . | . | . | . | . |  |  | . |  | 53.93 | 0.36 | 175.6842 | 149.8056 | 149.8056 | 3702.96 | 3702.96 | 36% | 13.2084 | 185.148 | 26.4169 | 462.87 | 79.2506 | 740.592 | 132.0843 | 925.74 | 198.1264 | 740.592 | 264.1685 | 370.296 | 396.2528 | 166.6332 | 528.337 | 111.0888 | 2445.5135 | 12227.5675 | 58692.3241 | 122275.6752 | 146730.8103 | 97820.5402 | 66028.8646 | 58692.3241
2020 | 13799 | Prairie Land Electric Coop Inc | KS | Cooperative | . | . | . | . | . | . | . | . | . | . | . |  | 139.58 | . | . | 139.58 | . | . | 24617 | N | F | 13.8 | Y | 0 |  |  |  | 0 |  | 24617 | 100% | 0 | 1230.85 | 0 | 3077.125 | 0 | 4923.4 | 0 | 6154.25 | 0 | 4923.4 | 0 | 2461.7 | 0 | 1107.765 | 0 | 738.51 | 0 | 0 | 0 | 0 | 0 | 0 | 0 | 0
2020 | 13809 | NorthWestern Energy - (SD) | SD | Investor Owned | 159 | 1.543 | 103.046 | 112.6 | 1.279 | 88.0375 | 114.9 | 0.91 | 126.2637 | 58953 | 34.5 | N | . | . | . | . | . | . | . |  |  | . |  | 46.4 | 0.264 | 88.0375 | 175.7576 | 175.7576 | 15563.592 | 15563.592 | 26.4% | 15.4966 | 778.1796 | 30.9933 | 1945.449 | 92.9798 | 3112.7184 | 154.9663 | 3890.898 | 232.4494 | 3112.7184 | 309.9325 | 1556.3592 | 464.8988 | 700.3616 | 619.8651 | 466.9078 | 12059.1589 | 60295.7943 | 289419.8125 | 602957.9427 | 723549.5312 | 482366.3542 | 325597.2891 | 289419.8125
2020 | 13830 | Nueces Electric Cooperative | TX | Cooperative | 416.471 | 2.354 | 176.9206 | 115.43 | 0.988 | 116.832 | 342.887 | 1.778 | 192.8498 | 19562 | 25 | Y | . | . | . | . | . | . | . |  |  | . |  | 301.041 | 1.366 | 116.832 | 220.3814 | 301.041 | 26721.692 | 19562 | 100% | 26.5429 | 978.1 | 53.0858 | 2445.25 | 159.2575 | 3912.4 | 265.4292 | 4890.5 | 398.1439 | 3912.4 | 530.8585 | 1956.2 | 796.2877 | 880.29 | 1061.717 | 586.86 | 25961.6343 | 129808.1714 | 623079.2227 | 1298081.7139 | 1557698.0567 | 1038465.3711 | 700964.1255 | 623079.2227
2020 | 13831 | City of Norwich - (CT) | CT | Municipal | 132.19 | 0.93 | 142.1398 | 132.19 | 0.93 | 142.1398 | 132.19 | 0.93 | 142.1398 | 20564 | 35 | N | . | . | . | . | . | . | . |  |  | . |  | 0 | 0 | 142.1398 |  |  | 0 | 0 | 0% |  | 0 |  | 0 |  | 1: 0; 3: 0; 5: 0; 7: 0 | 0 |  | 0
2020 | 13936 | Oakdale Electric Coop | WI | Cooperative | 114.8 | 1.012 | 113.4387 | 90.8 | 0.92 | 98.6957 | 100.8 | 0.79 | 127.5949 | 17107 | 12.5 | Y | . | . | . | . | . | . | . |  |  | . |  | 24 | 0.092 | 98.6957 | 260.8696 | 260.8696 | 1573.844 | 1573.844 | 9.2% | 23.001 | 78.6922 | 46.002 | 196.7305 | 138.0059 | 314.7688 | 230.0099 | 393.461 | 345.0149 | 314.7688 | 460.0198 | 157.3844 | 690.0297 | 70.823 | 920.0396 | 47.2153 | 1809.9985 | 9049.9927 | 43439.9647 | 90499.9265 | 108599.9118 | 72399.9412 | 48869.9603 | 43439.9647
2020 | 13955 | City of Ocala | FL | Municipal | . | . | . | . | . | . | . | . | . | . | . |  | 132.017 | 1.908 | 69.1913 | 109.467 | 1.447 | 75.651 | 54194 | N | L | 12.5 | Y | 22.55 | 0.461 | 75.651 | 48.9154 | 48.9154 | 24983.434 | 24983.434 | 46.1% | 4.3129 | 1249.1717 | 8.6258 | 3122.9293 | 25.8774 | 4996.6868 | 43.1289 | 6245.8585 | 64.6934 | 4996.6868 | 86.2579 | 2498.3434 | 129.3868 | 1124.2545 | 172.5157 | 749.503 | 5387.5446 | 26937.723 | 129301.0704 | 269377.23 | 323252.676 | 215501.784 | 145463.7042 | 129301.0704
2020 | 13963 | Oconomowoc Utilities | WI | Municipal | . | . | . | . | . | . | . | . | . | . | . |  | 7.271 | 0.057 | 127.5614 | . | . | . | 10136 | Y | L | 24.9 | N | [6 empty] | 10136 | 100% |  | 506.8 |  | 1267 |  | 1: 2027.2; 3: 2534; 5: 2027.2; 7: 1013.6 | 456.12 |  | 304.08
2020 | 13998 | Ohio Edison Co | OH | Investor Owned | 342.966 | 1.451 | 236.3653 | 108.573 | 1.066 | 101.8508 | 313.525 | 1.185 | 264.5781 | 1046570 | 36 | Y | . | . | . | . | . | . | . |  |  | . |  | 234.393 | 0.385 | 101.8508 | 608.813 | 608.813 | 402929.45 | 402929.45 | 38.5% | 53.6793 | 20146.4725 | 107.3586 | 50366.1813 | 322.0759 | 80585.89 | 536.7932 | 100732.3625 | 805.1898 | 80585.89 | 1073.5865 | 40292.945 | 1610.3797 | 18131.8253 | 2147.1729 | 12087.8835 | 1081449.0022 | 5407245.0112 | 25954776.054 | 54072450.1124 | 64886940.1349 | 43257960.0899 | 29199123.0607 | 25954776.054
2020 | 14006 | Ohio Power Co | OH | Investor Owned | 254.6 | 1.429 | 178.1666 | 166.8 | 1.239 | 134.6247 | 228.7 | 1.296 | 176.466 | 1499447 | 35 | Y | . | . | . | . | . | . | . |  |  | . |  | 87.8 | 0.19 | 134.6247 | 462.1053 | 462.1053 | 284894.93 | 284894.93 | 19% | 40.744 | 14244.7465 | 81.4881 | 35611.8662 | 244.4642 | 56978.986 | 407.4403 | 71223.7325 | 611.1605 | 56978.986 | 814.8807 | 28489.493 | 1222.321 | 12820.2718 | 1629.7614 | 8546.8479 | 580388.4494 | 2901942.2469 | 13929322.785 | 29019422.4688 | 34823306.9625 | 23215537.975 | 15670488.1331 | 13929322.785
2020 | 14055 | PUD No 1 of Okanogan County | WA | Political Subdivision | . | . | . | . | . | . | . | . | . | . | . |  | 308.24 | 1.67 | 184.5748 | 153.4 | 1.03 | 148.932 | 21509 | N | F | 24.9 | N | 154.84 | 0.64 | 148.932 | 241.9375 | 241.9375 | 13765.76 | 13765.76 | 64% | 21.3317 | 688.288 | 42.6635 | 1720.72 | 127.9904 | 2753.152 | 213.3174 | 3441.44 | 319.9761 | 2753.152 | 426.6348 | 1376.576 | 639.9522 | 619.4592 | 853.2697 | 412.9728 | 14682.3816 | 73411.908 | 352377.1584 | 734119.0801 | 880942.8961 | 587295.2641 | 396424.3032 | 352377.1584
2020 | 14062 | Oklahoma Electric Coop Inc | OK | Cooperative | 1422.8 | 3.08 | 461.9481 | 68.5 | 1.4 | 48.9286 | 1408.6 | 2.5 | 563.44 | 59153 | 14.4 | Y | . | . | . | . | . | . | . |  |  | . |  | 1354.3 | 1.68 | 48.9286 | 806.131 | 1354.3 | 99377.04 | 59153 | 100% | 119.4093 | 2957.65 | 238.8185 | 7394.125 | 716.4555 | 11830.6 | 1194.0926 | 14788.25 | 1791.1389 | 11830.6 | 2388.1852 | 5915.3 | 3582.2777 | 2661.885 | 4776.3703 | 1774.59 | 353170.7916 | 1765853.9581 | 8476098.999 | 17658539.5812 | 21190247.4974 | 14126831.665 | 9535611.3738 | 8476098.999
2020 | 14063 | Oklahoma Gas & Electric Co | AR | Investor Owned | . | . | . | . | . | . | . | . | . | . | . |  | 165.35 | 1.38 | 119.8188 | 125.64 | 1.202 | 104.5258 | 69216 | N | L | 34.5 | Y | 39.71 | 0.178 | 104.5258 | 223.0899 | 223.0899 | 12320.448 | 12320.448 | 17.8% | 19.6699 | 616.0224 | 39.3399 | 1540.056 | 118.0196 | 2464.0896 | 196.6994 | 3080.112 | 295.0491 | 2464.0896 | 393.3988 | 1232.0448 | 590.0982 | 554.4202 | 786.7975 | 369.6134 | 12117.1228 | 60585.6141 | 290810.9477 | 605856.1411 | 727027.3693 | 484684.9129 | 327162.3162 | 290810.9477
2020 | 14063 | Oklahoma Gas & Electric Co | OK | Investor Owned | . | . | . | . | . | . | . | . | . | . | . |  | 5995.97 | 2.336 | 2566.768 | 140.08 | 0.859 | 163.0733 | 799327 | N | L | 34.5 | Y | 5855.89 | 1.477 | 163.0733 | 3964.719 | 5855.89 | 1180605.979 | 799327 | 100% | 516.3165 | 39966.35 | 1032.6331 | 99915.875 | 3097.8992 | 159865.4 | 5163.1653 | 199831.75 | 7744.748 | 159865.4 | 10326.3306 | 79932.7 | 15489.496 | 35969.715 | 20652.6613 | 23979.81 | 20635287.2272 | 103176436.1359 | 495246893.4521 | 1031764361.3586 | 1238117233.6303 | 825411489.0868 | 557152755.1336 | 495246893.4521
2020 | 14109 | Oregon Trail El Cons Coop, Inc | OR | Cooperative | . | . | . | . | . | . | . | . | . | . | . |  | 144.18 | 1.62 | 89 | 104.67 | 1.41 | 74.234 | 31351 | N | F | 34.5 | Y | 39.51 | 0.21 | 74.234 | 188.1429 | 188.1429 | 6583.71 | 6583.71 | 21% | 16.5886 | 329.1855 | 33.1773 | 822.9638 | 99.5319 | 1316.742 | 165.8864 | 1645.9275 | 248.8296 | 1316.742 | 331.7729 | 658.371 | 497.6593 | 296.267 | 663.5457 | 197.5113 | 5460.7407 | 27303.7034 | 131057.7762 | 273037.0338 | 327644.4406 | 218429.627 | 147439.9983 | 131057.7762
2020 | 14127 | Omaha Public Power District | NE | Political Subdivision | 129.6 | 0.68 | 190.5882 | 78.7 | 0.53 | 148.4906 | . | . | . | 384843 | 13.8 | Y | . | . | . | . | . | . | . |  |  | . |  | 50.9 | 0.15 | 148.4906 | 339.3333 | 339.3333 | 57726.45 | 57726.45 | 15% | 29.9192 | 2886.3225 | 59.8384 | 7215.8062 | 179.5151 | 11545.29 | 299.1918 | 14431.6125 | 448.7877 | 11545.29 | 598.3835 | 5772.645 | 897.5753 | 2597.6903 | 1196.7671 | 1731.7935 | 86356.394 | 431781.9699 | 2072553.4554 | 4317819.6988 | 5181383.6385 | 3454255.759 | 2331622.6373 | 2072553.4554
2020 | 14146 | City of Opelika - (AL) | AL | Municipal | . | . | . | 163.82 | 2.25 | 72.8089 | . | . | . | 13556 | 12 | Y | . | . | . | . | . | . | . |  |  | . |  |  |  | 72.8089 |  |  |  | 13556 | 100% |  | 677.8 |  | 1694.5 |  | 1: 2711.2; 3: 3389; 5: 2711.2; 7: 1355.6 | 610.02 |  | 406.68
2020 | 14154 | Orange & Rockland Utils Inc | NY | Investor Owned | . | . | . | . | . | . | . | . | . | . | . |  | 1188.74 | 1.892 | 628.2981 | 96.196 | 0.961 | 100.0999 | 231512 | N | F | 34.5 | N | 1092.544 | 0.931 | 100.0999 | 1173.5166 | 1173.5166 | 215537.672 | 215537.672 | 93.1% | 103.4695 | 10776.8836 | 206.939 | 26942.209 | 620.817 | 43107.5344 | 1034.6951 | 53884.418 | 1552.0426 | 43107.5344 | 2069.3901 | 21553.7672 | 3104.0852 | 9699.1952 | 4138.7802 | 6466.1302 | 1115078.8238 | 5575394.1189 | 26761891.7708 | 55753941.1891 | 66904729.427 | 44603152.9513 | 30107128.2421 | 26761891.7708
2020 | 14170 | Orcas Power & Light Coop | WA | Cooperative | 222.3 | 2.368 | 93.8767 | 222.3 | 2.368 | 93.8767 | 197.8 | 1.394 | 141.8938 | 14750 | 12.5 | N | . | . | . | . | . | . | . |  |  | . |  | 0 | 0 | 93.8767 |  |  | 0 | 0 | 0% |  | 0 |  | 0 |  | 1: 0; 3: 0; 5: 0; 7: 0 | 0 |  | 0
2020 | 14175 | Tri-County Electric Coop, Inc (SC) | SC | Cooperative | 244.81 | 3.39 | 72.2153 | 207.22 | 3.25 | 63.76 | 186.2 | 2.5 | 74.48 | 18153 | 14.4 | Y | . | . | . | . | . | . | . |  |  | . |  | 37.59 | 0.14 | 63.76 | 268.5 | 268.5 | 2541.42 | 2541.42 | 14% | 23.6738 | 127.071 | 47.3475 | 317.6775 | 142.0426 | 508.284 | 236.7377 | 635.355 | 355.1065 | 508.284 | 473.4754 | 254.142 | 710.2131 | 114.3639 | 946.9508 | 76.2426 | 3008.2495 | 15041.2477 | 72197.9889 | 150412.4769 | 180494.9722 | 120329.9815 | 81222.7375 | 72197.9889
2020 | 14192 | Osage Valley Elec Coop Assn | MO | Cooperative | . | . | . | . | . | . | . | . | . | . | . |  | 516.4 | 1.551 | 332.9465 | 132.294 | 0.961 | 137.6628 | 16476 | N | F | 12.5 | Y | 384.106 | 0.59 | 137.6629 | 651.0271 | 651.0271 | 9720.84 | 9720.84 | 59% | 57.4014 | 486.042 | 114.8027 | 1215.105 | 344.4082 | 1944.168 | 574.0136 | 2430.21 | 861.0204 | 1944.168 | 1148.0272 | 972.084 | 1722.0409 | 437.4378 | 2296.0545 | 291.6252 | 27899.473 | 139497.3649 | 669587.3517 | 1394973.6494 | 1673968.3793 | 1115978.9195 | 753285.7707 | 669587.3517
2020 | 14194 | City of Orrville - (OH) | OH | Municipal | . | . | . | . | . | . | . | . | . | . | . |  | 121.06 | 1.17 | 103.4701 | 72.7 | . | . | 7444 | Y | L | 13.8 | N | 48.36 |  |  |  | 48.36 |  | 7444 | 100% | 4.2639 | 372.2 | 8.5278 | 930.5 | 25.5835 | 1488.8 | 42.6392 | 1861 | 63.9589 | 1488.8 | 85.2785 | 744.4 | 127.9177 | 334.98 | 170.5569 | 223.32 | 1587.0324 | 7935.1618 | 38088.7766 | 79351.6179 | 95221.9415 | 63481.2943 | 42849.8737 | 38088.7766
2020 | 14232 | Otter Tail Power Co | MN | Investor Owned | 107.66 | 1.4 | 76.9 | 107.66 | 1.4 | 76.9 | . | . | . | 63290 | 25 | Y | . | . | . | . | . | . | . |  |  | . |  | 0 | 0 | 76.9 |  |  | 0 | 0 | 0% |  | 0 |  | 0 |  | 1: 0; 3: 0; 5: 0; 7: 0 | 0 |  | 0
2020 | 14232 | Otter Tail Power Co | ND | Investor Owned | 105.9 | 1.7 | 62.2941 | 105.9 | 1.7 | 62.2941 | . | . | . | 59761 | 25 | Y | . | . | . | . | . | . | . |  |  | . |  | 0 | 0 | 62.2941 |  |  | 0 | 0 | 0% |  | 0 |  | 0 |  | 1: 0; 3: 0; 5: 0; 7: 0 | 0 |  | 0
2020 | 14232 | Otter Tail Power Co | SD | Investor Owned | 79.2 | 1.1 | 72 | 79.2 | 1.1 | 72 | . | . | . | 11930 | 25 | Y | . | . | . | . | . | . | . |  |  | . |  | 0 | 0 | 72 |  |  | 0 | 0 | 0% |  | 0 |  | 0 |  | 1: 0; 3: 0; 5: 0; 7: 0 | 0 |  | 0
2020 | 14245 | Overton Power District No 5 | NV | Political Subdivision | 35.993 | 0.501 | 71.8423 | 35.993 | 0.501 | 71.8423 | 35.993 | 0.501 | 71.8423 | 16535 | 69 | Y | . | . | . | . | . | . | . |  |  | . |  | 0 | 0 | 71.8423 |  |  | 0 | 0 | 0% |  | 0 |  | 0 |  | 1: 0; 3: 0; 5: 0; 7: 0 | 0 |  | 0
2020 | 14246 | City of Owatonna - (MN) | MN | Municipal | 26.266 | 0.367 | 71.5695 | 26.266 | 0.367 | 71.5695 | . | . | . | 10016 | 12.5 | N | . | . | . | . | . | . | . |  |  | . |  | 0 | 0 | 71.5695 |  |  | 0 | 0 | 0% |  | 0 |  | 0 |  | 1: 0; 3: 0; 5: 0; 7: 0 | 0 |  | 0
2020 | 14251 | Owen Electric Coop Inc | KY | Cooperative | 160.603 | 1.295 | 124.0178 | 78.77 | 1.09 | 72.2661 | . | . | . | 63141 | 12.5 | Y | . | . | . | . | . | . | . |  |  | . |  | 81.833 | 0.205 | 72.2661 | 399.1854 | 399.1854 | 12943.905 | 12943.905 | 20.5% | 35.1964 | 647.1952 | 70.3927 | 1617.9881 | 211.1782 | 2588.781 | 351.9636 | 3235.9763 | 527.9454 | 2588.781 | 703.9272 | 1294.3905 | 1055.8908 | 582.4757 | 1407.8543 | 388.3172 | 22778.916 | 113894.5802 | 546693.9847 | 1138945.8015 | 1366734.9619 | 911156.6412 | 615030.7328 | 546693.9847
2020 | 14268 | City of Owensboro - (KY) | KY | Municipal | 42.171 | 0.695 | 60.6777 | 42.171 | 0.695 | 60.6777 | 42.171 | 0.695 | 60.6777 | 27232 | 15 | Y | . | . | . | . | . | . | . |  |  | . |  | 0 | 0 | 60.6777 |  |  | 0 | 0 | 0% |  | 0 |  | 0 |  | 1: 0; 3: 0; 5: 0; 7: 0 | 0 |  | 0
2020 | 14289 | Ozarks Electric Coop Corp - (AR) | AR | Cooperative | 63.71 | 0.8 | 79.6375 | 39.32 | 0.5 | 78.64 | 14.49 | 0.21 | 69 | 69122 | 24.9 | Y | . | . | . | . | . | . | . |  |  | . |  | 24.39 | 0.3 | 78.64 | 81.3 | 81.3 | 20736.6 | 20736.6 | 30% | 7.1683 | 1036.83 | 14.3365 | 2592.075 | 43.0096 | 4147.32 | 71.6826 | 5184.15 | 107.5239 | 4147.32 | 143.3652 | 2073.66 | 215.0478 | 933.147 | 286.7303 | 622.098 | 7432.2656 | 37161.328 | 178374.3744 | 371613.2799 | 445935.9359 | 297290.624 | 200671.1712 | 178374.3744
2020 | 14289 | Ozarks Electric Coop Corp - (AR) | OK | Cooperative | 172.49 | 1.51 | 114.2318 | 68.43 | 0.78 | 87.7308 | 57.94 | 0.32 | 181.0625 | 12351 | 24.9 | Y | . | . | . | . | . | . | . |  |  | . |  | 104.06 | 0.73 | 87.7308 | 142.5479 | 142.5479 | 9016.23 | 9016.23 | 73% | 12.5685 | 450.8115 | 25.137 | 1127.0287 | 75.4111 | 1803.246 | 125.6852 | 2254.0575 | 188.5278 | 1803.246 | 251.3704 | 901.623 | 377.0555 | 405.7303 | 502.7407 | 270.4869 | 5666.0326 | 28330.163 | 135984.7822 | 283301.6297 | 339961.9556 | 226641.3037 | 152982.88 | 135984.7822
2020 | 14328 | Pacific Gas & Electric Co. | CA | Investor Owned | 444.1 | 1.343 | 330.6776 | 137 | 1.037 | 132.1119 | 307.1 | 0.306 | 1003.5948 | 5631670 | 35 | Y | . | . | . | . | . | . | . |  |  | . |  | 307.1 | 0.306 | 132.1119 | 1003.5948 | 1003.5948 | 1723291.02 | 1723291.02 | 30.6% | 88.4874 | 86164.551 | 176.9748 | 215411.3775 | 530.9245 | 344658.204 | 884.8742 | 430822.755 | 1327.3112 | 344658.204 | 1769.7483 | 172329.102 | 2654.6225 | 77548.0959 | 3539.4966 | 51698.7306 | 7624478.4291 | 38122392.1455 | 182987482.2983 | 381223921.4548 | 457468705.7458 | 304979137.1639 | 205860917.5856 | 182987482.2983
2020 | 14354 | PacifiCorp | CA | Investor Owned | 381.375 | 1.702 | 224.0746 | 132.866 | 1.098 | 121.0073 | 378.12 | 1.68 | 225.0714 | 46267 | 34.5 | Y | . | . | . | . | . | . | . |  |  | . |  | 248.509 | 0.604 | 121.0073 | 411.4387 | 411.4387 | 27945.268 | 27945.268 | 60.4% | 36.2767 | 1397.2634 | 72.5535 | 3493.1585 | 217.6605 | 5589.0536 | 362.7674 | 6986.317 | 544.1512 | 5589.0536 | 725.5349 | 2794.5268 | 1088.3023 | 1257.5371 | 1451.0698 | 838.358 | 50688.1671 | 253440.8355 | 1216516.0103 | 2534408.3548 | 3041290.0258 | 2027526.6839 | 1368580.5116 | 1216516.0103
2020 | 14354 | PacifiCorp | ID | Investor Owned | 421.811 | 3.546 | 118.954 | 166.021 | 2.365 | 70.1992 | 421.068 | 3.537 | 119.0466 | 83400 | 34.5 | Y | . | . | . | . | . | . | . |  |  | . |  | 255.79 | 1.181 | 70.1992 | 216.5876 | 255.79 | 98495.4 | 83400 | 100% | 22.5531 | 4170 | 45.1062 | 10425 | 135.3187 | 16680 | 225.5312 | 20850 | 338.2968 | 16680 | 451.0625 | 8340 | 676.5937 | 3753 | 902.1249 | 2502 | 94046.5217 | 470232.6084 | 2257116.5202 | 4702326.0838 | 5642791.3005 | 3761860.867 | 2539256.0852 | 2257116.5202
2020 | 14354 | PacifiCorp | OR | Investor Owned | 353.963 | 1.648 | 214.7834 | 110.705 | 0.996 | 111.1496 | 353.334 | 1.644 | 214.9234 | 617333 | 34.5 | Y | . | . | . | . | . | . | . |  |  | . |  | 243.258 | 0.652 | 111.1496 | 373.0951 | 373.0951 | 402501.116 | 402501.116 | 65.2% | 32.896 | 20125.0558 | 65.7919 | 50312.6395 | 197.3758 | 80500.2232 | 328.9597 | 100625.279 | 493.4395 | 80500.2232 | 657.9193 | 40250.1116 | 986.879 | 18112.5502 | 1315.8387 | 12075.0335 | 662033.1708 | 3310165.8541 | 15888796.0996 | 33101658.5409 | 39721990.2491 | 26481326.8327 | 17874895.6121 | 15888796.0996
2020 | 14354 | PacifiCorp | UT | Investor Owned | 681.953 | 1.43 | 476.8902 | 105.817 | 0.926 | 114.2732 | 681.781 | 1.426 | 478.1073 | 954372 | 34.5 | Y | . | . | . | . | . | . | . |  |  | . |  | 576.136 | 0.504 | 114.2732 | 1143.127 | 1143.127 | 481003.488 | 481003.488 | 50.4% | 100.79 | 24050.1744 | 201.5801 | 60125.436 | 604.7402 | 96200.6976 | 1007.9004 | 120250.872 | 1511.8505 | 96200.6976 | 2015.8007 | 48100.3488 | 3023.7011 | 21645.157 | 4031.6014 | 14430.1046 | 2424017.9277 | 12120089.6383 | 58176430.264 | 121200896.3832 | 145441075.6599 | 96960717.1066 | 65448484.047 | 58176430.264
2020 | 14354 | PacifiCorp | WA | Investor Owned | 286.037 | 1.24 | 230.675 | 105.638 | 0.794 | 133.0453 | 286.037 | 1.24 | 230.675 | 135697 | 34.5 | Y | . | . | . | . | . | . | . |  |  | . |  | 180.399 | 0.446 | 133.0453 | 404.4821 | 404.4821 | 60520.862 | 60520.862 | 44.6% | 35.6634 | 3026.0431 | 71.3267 | 7565.1078 | 213.9802 | 12104.1724 | 356.6337 | 15130.2155 | 534.9506 | 12104.1724 | 713.2674 | 6052.0862 | 1069.9011 | 2723.4388 | 1426.5348 | 1815.6259 | 107918.8969 | 539594.4843 | 2590053.5245 | 5395944.8427 | 6475133.8112 | 4316755.8742 | 2913810.2151 | 2590053.5245
2020 | 14354 | PacifiCorp | WY | Investor Owned | 307.254 | 1.693 | 181.4849 | 112.006 | 1.119 | 100.0947 | 265.221 | 1.432 | 185.2102 | 145277 | 34.5 | Y | . | . | . | . | . | . | . |  |  | . |  | 195.248 | 0.574 | 100.0947 | 340.1533 | 340.1533 | 83388.998 | 83388.998 | 57.4% | 29.9915 | 4169.4499 | 59.9829 | 10423.6248 | 179.9488 | 16677.7996 | 299.9147 | 20847.2495 | 449.8721 | 16677.7996 | 599.8295 | 8338.8998 | 899.7442 | 3752.5049 | 1199.659 | 2501.6699 | 125047.9516 | 625239.7582 | 3001150.8393 | 6252397.5818 | 7502877.0981 | 5001918.0654 | 3376294.6942 | 3001150.8393
2020 | 14371 | City of Paducah - (KY) | KY | Municipal | 41.691 | 1.341 | 31.0895 | 41.691 | 1.341 | 31.0895 | 41.691 | 1.341 | 31.0895 | 22227 | 15 | Y | . | . | . | . | . | . | . |  |  | . |  | 0 | 0 | 31.0895 |  |  | 0 | 0 | 0% |  | 0 |  | 0 |  | 1: 0; 3: 0; 5: 0; 7: 0 | 0 |  | 0
2020 | 14381 | City of Painesville | OH | Municipal | 91.13 | 0.89 | 102.3933 | 71.27 | 0.66 | 107.9848 | . | . | . | 12239 | 13.8 | N | . | . | . | . | . | . | . |  |  | . |  | 19.86 | 0.23 | 107.9848 | 86.3478 | 86.3478 | 2814.97 | 2814.97 | 23% | 7.6133 | 140.7485 | 15.2267 | 351.8712 | 45.68 | 562.994 | 76.1333 | 703.7425 | 114.1999 | 562.994 | 152.2666 | 281.497 | 228.3998 | 126.6736 | 304.5331 | 84.4491 | 1071.5645 | 5357.8223 | 25717.5472 | 53578.2234 | 64293.868 | 42862.5787 | 28932.2406 | 25717.5472
2020 | 14398 | Palmetto Electric Coop Inc | SC | Cooperative | 88.44 | 0.657 | 134.6119 | 37.92 | 0.541 | 70.0924 | 52.46 | 0.542 | 96.7897 | 73513 | 12.5 | Y | . | . | . | . | . | . | . |  |  | . |  | 50.52 | 0.116 | 70.0924 | 435.5172 | 435.5172 | 8527.508 | 8527.508 | 11.6% | 38.3998 | 426.3754 | 76.7995 | 1065.9385 | 230.3985 | 1705.5016 | 383.9976 | 2131.877 | 575.9964 | 1705.5016 | 767.9951 | 852.7508 | 1151.9927 | 383.7379 | 1535.9903 | 255.8252 | 16372.7117 | 81863.5583 | 392945.0797 | 818635.5827 | 982362.6992 | 654908.4661 | 442063.2146 | 392945.0797
2020 | 14401 | City of Palo Alto - (CA) | CA | Municipal | 35.63 | 0.49 | 72.7143 | . | . | . | . | . | . | 29136 | 12 | Y | . | . | . | . | . | . | . |  |  | . | [7 empty] | 29136 | 100% |  | 1456.8 |  | 3642 |  | 1: 5827.2; 3: 7284; 5: 5827.2; 7: 2913.6 | 1311.12 |  | 874.08
2020 | 14424 | Panola-Harrison Elec Coop, Inc | LA | Cooperative | . | . | . | . | . | . | . | . | . | . | . |  | 188.7 | 1.252 | 150.7189 | . | . | . | 9803 | N | F | 7.2 | N | [6 empty] | 9803 | 100% |  | 490.15 |  | 1225.375 |  | 1: 1960.6; 3: 2450.75; 5: 1960.6; 7: 980.3 | 441.135 |  | 294.09
2020 | 14424 | Panola-Harrison Elec Coop, Inc | TX | Cooperative | . | . | . | . | . | . | . | . | . | . | . |  | 166.8 | 1.831 | 91.0978 | . | . | . | 10264 | N | F | 7.2 | N | [6 empty] | 10264 | 100% |  | 513.2 |  | 1283 |  | 1: 2052.8; 3: 2566; 5: 2052.8; 7: 1026.4 | 461.88 |  | 307.92
2020 | 14455 | City of Paris - (TN) | TN | Municipal | 937.701 | 4.51 | 207.916 | 238 | 3 | 79.3333 | 937.701 | 4.51 | 207.916 | 21577 | 13.2 | Y | . | . | . | . | . | . | . |  |  | . |  | 699.701 | 1.51 | 79.3333 | 463.3781 | 699.701 | 32581.27 | 21577 | 100% | 61.693 | 1078.85 | 123.3859 | 2697.125 | 370.1578 | 4315.4 | 616.9296 | 5394.25 | 925.3944 | 4315.4 | 1233.8592 | 2157.7 | 1850.7888 | 970.965 | 2467.7184 | 647.31 | 66557.451 | 332787.2552 | 1597378.8249 | 3327872.5519 | 3993447.0622 | 2662298.0415 | 1797051.178 | 1597378.8249
2020 | 14468 | People's Cooperative Services | MN | Cooperative | 73.63 | 1.013 | 72.6851 | 73.63 | 1.013 | 72.6851 | 63.83 | 0.599 | 106.5609 | 23120 | 13.8 | Y | . | . | . | . | . | . | . |  |  | . |  | 0 | 0 | 72.6851 |  |  | 0 | 0 | 0% |  | 0 |  | 0 |  | 1: 0; 3: 0; 5: 0; 7: 0 | 0 |  | 0
2020 | 14534 | City of Pasadena - (CA) | CA | Municipal | 35.889 | 0.418 | 85.8589 | 35.889 | 0.418 | 85.8589 | 35.889 | 0.418 | 85.8589 | 64994 | 17.2 | Y | . | . | . | . | . | . | . |  |  | . |  | 0 | 0 | 85.8589 |  |  | 0 | 0 | 0% |  | 0 |  | 0 |  | 1: 0; 3: 0; 5: 0; 7: 0 | 0 |  | 0
2020 | 14557 | Pee Dee Electric Coop, Inc | SC | Cooperative | 137.5 | 1.51 | 91.0596 | 137.5 | 1.51 | 91.0596 | 113.8 | 1.085 | 104.8848 | 30822 | 25 | Y | . | . | . | . | . | . | . |  |  | . |  | 0 | 0 | 91.0596 |  |  | 0 | 0 | 0% |  | 0 |  | 0 |  | 1: 0; 3: 0; 5: 0; 7: 0 | 0 |  | 0
2020 | 14563 | Pearl River Valley El Pwr Assn | MS | Cooperative | 950.789 | 2.787 | 341.1514 | 200.69 | 1.975 | 101.6152 | 937.847 | 2.688 | 348.9014 | 50750 | 25 | N | . | . | . | . | . | . | . |  |  | . |  | 750.099 | 0.812 | 101.6152 | 923.7672 | 923.7672 | 41209 | 41209 | 81.2% | 81.449 | 2060.45 | 162.898 | 5151.125 | 488.6939 | 8241.8 | 814.4899 | 10302.25 | 1221.7348 | 8241.8 | 1628.9797 | 4120.9 | 2443.4696 | 1854.405 | 3257.9594 | 1236.27 | 167821.5617 | 839107.8086 | 4027717.4813 | 8391078.086 | 10069293.7032 | 6712862.4688 | 4531182.1664 | 4027717.4813
2020 | 14606 | Peace River Electric Coop, Inc | FL | Cooperative | 164.4 | 1.72 | 95.5814 | 129.6 | 1.14 | 113.6842 | 156.6 | 1.59 | 98.4906 | 49523 | 25 | Y | . | . | . | . | . | . | . |  |  | . |  | 34.8 | 0.58 | 113.6842 | 60 | 60 | 28723.34 | 28723.34 | 58% | 5.2902 | 1436.167 | 10.5805 | 3590.4175 | 31.7414 | 5744.668 | 52.9023 | 7180.835 | 79.3534 | 5744.668 | 105.8046 | 2872.334 | 158.7068 | 1292.5503 | 211.6091 | 861.7002 | 7597.6506 | 37988.2528 | 182343.6132 | 379882.5276 | 455859.0331 | 303906.022 | 205136.5649 | 182343.6132
2020 | 14610 | Orlando Utilities Comm | FL | Municipal | . | . | . | . | . | . | . | . | . | . | . |  | 60.1 | 0.96 | 62.6042 | 59.9 | 0.91 | 65.8242 | 255974 | N | L | 34.5 | Y | 0.2 | 0.05 | 65.8242 | 4 | 4 | 12798.7 | 12798.7 | 5% | 0.35268 | 639.935 | 0.70536 | 1599.8375 | 2.1161 | 2559.74 | 3.5268 | 3199.675 | 5.2902 | 2559.74 | 7.0536 | 1279.87 | 10.5805 | 575.9415 | 14.1073 | 383.961 | 225.6935 | 1128.4673 | 5416.6431 | 11284.673 | 13541.6076 | 9027.7384 | 6093.7234 | 5416.6431
2020 | 14624 | PUD No 2 of Grant County | WA | Political Subdivision | . | . | . | . | . | . | . | . | . | . | . |  | 100.366 | 0.71 | 141.3606 | . | . | . | 52228 | N | F | 13.2 | N | [6 empty] | 52228 | 100% |  | 2611.4 |  | 6528.5 |  | 1: 10445.6; 3: 13057; 5: 10445.6; 7: 5222.8 | 2350.26 |  | 1566.84
2020 | 14626 | Pedernales Electric Coop, Inc | TX | Cooperative | 57.68 | 0.679 | 84.9485 | 57.68 | 0.679 | 84.9485 | 53.75 | 0.651 | 82.5653 | 353116 | 25 | N | . | . | . | . | . | . | . |  |  | . |  | 0 | 0 | 84.9485 |  |  | 0 | 0 | 0% |  | 0 |  | 0 |  | 1: 0; 3: 0; 5: 0; 7: 0 | 0 |  | 0
2020 | 14668 | Peninsula Light Company | WA | Cooperative | 77 | 0.51 | 150.9804 | 77 | 0.51 | 150.9804 | . | . | . | 33710 | 12.5 | N | . | . | . | . | . | . | . |  |  | . |  | 0 | 0 | 150.9804 |  |  | 0 | 0 | 0% |  | 0 |  | 0 |  | 1: 0; 3: 0; 5: 0; 7: 0 | 0 |  | 0
2020 | 14711 | Pennsylvania Electric Co | PA | Investor Owned | 322.919 | 1.909 | 169.1561 | 199.97 | 1.631 | 122.6058 | 293.627 | 1.542 | 190.4196 | 579765 | 34.5 | Y | . | . | . | . | . | . | . |  |  | . |  | 122.949 | 0.278 | 122.6058 | 442.2626 | 442.2626 | 161174.67 | 161174.67 | 27.8% | 38.9945 | 8058.7335 | 77.989 | 20146.8338 | 233.967 | 32234.934 | 389.945 | 40293.6675 | 584.9175 | 32234.934 | 779.8899 | 16117.467 | 1169.8349 | 7252.8602 | 1559.7799 | 4835.2401 | 314246.2615 | 1571231.3075 | 7541910.2761 | 15712313.0753 | 18854775.6904 | 12569850.4602 | 8484649.0607 | 7541910.2761
2020 | 14715 | PPL Electric Utilities Corp | PA | Investor Owned | 118.6 | 0.88 | 134.7727 | 68.6 | 0.69 | 99.4203 | 114.3 | 0.75 | 152.4 | 1438204 | 12 | Y | . | . | . | . | . | . | . |  |  | . |  | 50 | 0.19 | 99.4203 | 263.1579 | 263.1579 | 273258.76 | 273258.76 | 19% | 23.2028 | 13662.938 | 46.4055 | 34157.345 | 139.2165 | 54651.752 | 232.0275 | 68314.69 | 348.0413 | 54651.752 | 464.0551 | 27325.876 | 696.0826 | 12296.6442 | 928.1101 | 8197.7628 | 317017.781 | 1585088.9052 | 7608426.745 | 15850889.0522 | 19021066.8626 | 12680711.2417 | 8559480.0882 | 7608426.745
2020 | 14716 | Pennsylvania Power Co | PA | Investor Owned | 180.02 | 0.978 | 184.0695 | 98.578 | 0.794 | 124.1536 | 165.378 | 0.826 | 200.2155 | 165229 | 23 | Y | . | . | . | . | . | . | . |  |  | . |  | 81.442 | 0.184 | 124.1537 | 442.6196 | 442.6196 | 30402.136 | 30402.136 | 18.4% | 39.026 | 1520.1068 | 78.0519 | 3800.267 | 234.1558 | 6080.4272 | 390.2597 | 7600.534 | 585.3896 | 6080.4272 | 780.5194 | 3040.2136 | 1170.7792 | 1368.0961 | 1561.0389 | 912.0641 | 59323.6453 | 296618.2267 | 1423767.4882 | 2966182.267 | 3559418.7204 | 2372945.8136 | 1601738.4242 | 1423767.4882
2020 | 14717 | Pee Dee Electric Member Corp | NC | Cooperative | 681.8 | 4.541 | 150.1431 | 215.74 | 3.024 | 71.3426 | 646.27 | 2.41 | 268.1618 | 21265 | 24.9 | Y | . | . | . | . | . | . | . |  |  | . |  | 466.06 | 1.517 | 71.3426 | 307.2248 | 466.06 | 32259.005 | 21265 | 100% | 41.0927 | 1063.25 | 82.1855 | 2658.125 | 246.5564 | 4253 | 410.9273 | 5316.25 | 616.3909 | 4253 | 821.8545 | 2126.5 | 1232.7818 | 956.925 | 1643.709 | 637.95 | 43691.8409 | 218459.2043 | 1048604.1805 | 2184592.0426 | 2621510.4511 | 1747673.6341 | 1179679.703 | 1048604.1805
2020 | 14724 | Pennyrile Rural Electric Coop | KY | Cooperative | 307.4 | 2.93 | 104.9147 | 198.9 | 2.22 | 89.5946 | 301.9 | 2.519 | 119.8491 | 47270 | 25 | Y | . | . | . | . | . | . | . |  |  | . |  | 108.5 | 0.71 | 89.5946 | 152.8169 | 152.8169 | 33561.7 | 33561.7 | 71% | 13.4739 | 1678.085 | 26.9479 | 4195.2125 | 80.8436 | 6712.34 | 134.7394 | 8390.425 | 202.1091 | 6712.34 | 269.4787 | 3356.17 | 404.2181 | 1510.2765 | 538.9575 | 1006.851 | 22610.4115 | 113052.0573 | 542649.8751 | 1130520.5731 | 1356624.6877 | 904416.4585 | 610481.1095 | 542649.8751
2020 | 14775 | People's Electric Cooperative | OK | Cooperative | . | . | . | . | . | . | . | . | . | . | . |  | 274.402 | 2.044 | 134.2475 | 215.343 | 1.651 | 130.4319 | 23309 | N | F | 25 | Y | 59.059 | 0.393 | 130.4319 | 150.2774 | 150.2774 | 9160.437 | 9160.437 | 39.3% | 13.25 | 458.0218 | 26.5 | 1145.0546 | 79.5001 | 1832.0874 | 132.5002 | 2290.1092 | 198.7504 | 1832.0874 | 265.0005 | 916.0437 | 397.5007 | 412.2197 | 530.001 | 274.8131 | 6068.8004 | 30344.0022 | 145651.2103 | 303440.0215 | 364128.0258 | 242752.0172 | 163857.6116 | 145651.2103
2020 | 14839 | City of Peru - (IN) | IN | Municipal | 48.72 | 0.48 | 101.5 | 15.47 | 0.21 | 73.6667 | 48.72 | 0.48 | 101.5 | 10610 | 12.5 | N | . | . | . | . | . | . | . |  |  | . |  | 33.25 | 0.27 | 73.6667 | 123.1481 | 123.1481 | 2864.7 | 2864.7 | 27% | 10.858 | 143.235 | 21.7161 | 358.0875 | 65.1482 | 572.94 | 108.5803 | 716.175 | 162.8704 | 572.94 | 217.1606 | 286.47 | 325.7409 | 128.9115 | 434.3212 | 85.941 | 1555.2498 | 7776.2491 | 37325.9956 | 77762.4908 | 93314.989 | 62209.9927 | 41991.745 | 37325.9956
2020 | 14864 | Petit Jean Electric Coop Corp | AR | Cooperative | 348.93 | 2.024 | 172.3963 | 204.7 | 1.594 | 128.4191 | 204.7 | 1.594 | 128.4191 | 20019 | 69 | Y | . | . | . | . | . | . | . |  |  | . |  | 144.23 | 0.43 | 128.4191 | 335.4186 | 335.4186 | 8608.17 | 8608.17 | 43% | 29.574 | 430.4085 | 59.148 | 1076.0213 | 177.4441 | 1721.634 | 295.7401 | 2152.0425 | 443.6102 | 1721.634 | 591.4803 | 860.817 | 887.2204 | 387.3677 | 1182.9605 | 258.2451 | 12728.9068 | 63644.5342 | 305493.7643 | 636445.3424 | 763734.4109 | 509156.2739 | 343680.4849 | 305493.7643
2020 | 14940 | PECO Energy Co | PA | Investor Owned | 629 | 1.52 | 413.8158 | 76 | 0.82 | 92.6829 | 628 | 1.51 | 415.894 | 1672521 | 34 | Y | . | . | . | . | . | . | . |  |  | . |  | 553 | 0.7 | 92.6829 | 790 | 790 | 1170764.7 | 1170764.7 | 70% | 69.6547 | 58538.235 | 139.3093 | 146345.5875 | 417.928 | 234152.94 | 696.5467 | 292691.175 | 1044.82 | 234152.94 | 1393.0933 | 117076.47 | 2089.64 | 52684.4115 | 2786.1866 | 35122.941 | 4077461.1888 | 20387305.9442 | 97859068.532 | 203873059.4416 | 244647671.3299 | 163098447.5533 | 110091452.0985 | 97859068.532
2020 | 15016 | Pickwick Electric Coop | TN | Cooperative | . | . | . | . | . | . | . | . | . | . | . |  | 200 | . | . | 200 | . | . | 20794 | N | L | 25 | N | 0 |  |  |  | 0 |  | 20794 | 100% | 0 | 1039.7 | 0 | 2599.25 | 0 | 4158.8 | 0 | 5198.5 | 0 | 4158.8 | 0 | 2079.4 | 0 | 935.73 | 0 | 623.82 | 0 | 0 | 0 | 0 | 0 | 0 | 0 | 0
2020 | 15023 | Piedmont Electric Member Corp | NC | Cooperative | 206.843 | 1.367 | 151.3116 | 119.112 | 1.072 | 111.1119 | 199.229 | 1.253 | 159.0016 | 32939 | 12.5 | N | . | . | . | . | . | . | . |  |  | . |  | 87.731 | 0.295 | 111.1119 | 297.3932 | 297.3932 | 9717.005 | 9717.005 | 29.5% | 26.2213 | 485.8503 | 52.4426 | 1214.6256 | 157.3278 | 1943.401 | 262.213 | 2429.2512 | 393.3195 | 1943.401 | 524.426 | 971.7005 | 786.6389 | 437.2652 | 1048.8519 | 291.5102 | 12739.6241 | 63698.1207 | 305750.9794 | 636981.207 | 764377.4484 | 509584.9656 | 343969.8518 | 305750.9794
2020 | 15045 | Pike County Light & Power Co | PA | Investor Owned | . | . | . | . | . | . | . | . | . | . | . |  | 778.2 | 2.23 | 348.9686 | 83 | 0.45 | 184.4444 | 5227 | N | F | 34.5 | N | 695.2 | 1.78 | 184.4444 | 390.5618 | 695.2 | 9304.06 | 5227 | 100% | 61.2961 | 261.35 | 122.5922 | 653.375 | 367.7766 | 1045.4 | 612.9611 | 1306.75 | 919.4416 | 1045.4 | 1225.9221 | 522.7 | 1838.8832 | 235.215 | 2451.8442 | 156.81 | 16019.7373 | 80098.6863 | 384473.694 | 800986.8626 | 961184.2351 | 640789.4901 | 432532.9058 | 384473.694
2020 | 15048 | Electrical Dist No2 Pinal County | AZ | Political Subdivision | 1197.3 | . | . | 764.5 | . | . | 1197.3 | . | . | 5371 | . | Y | . | . | . | . | . | . | . |  |  | . |  | 432.8 |  |  |  | 432.8 |  | 5371 | 100% | 38.1602 | 268.55 | 76.3204 | 671.375 | 228.9611 | 1074.2 | 381.6018 | 1342.75 | 572.4026 | 1074.2 | 763.2035 | 537.1 | 1144.8053 | 241.695 | 1526.4071 | 161.13 | 10247.9154 | 51239.5768 | 245949.9686 | 512395.7678 | 614874.9214 | 409916.6143 | 276693.7146 | 245949.9686
2020 | 15054 | Pioneer Rural Elec Coop, Inc - (OH) | OH | Cooperative | 131.5 | 1.47 | 89.4558 | 90.9 | 1.14 | 79.7368 | 115.6 | 0.94 | 122.9787 | 17203 | 12 | N | . | . | . | . | . | . | . |  |  | . |  | 40.6 | 0.33 | 79.7368 | 123.0303 | 123.0303 | 5676.99 | 5676.99 | 33% | 10.8476 | 283.8495 | 21.6953 | 709.6237 | 65.0858 | 1135.398 | 108.4764 | 1419.2475 | 162.7146 | 1135.398 | 216.9528 | 567.699 | 325.4292 | 255.4646 | 433.9056 | 170.3097 | 3079.0968 | 15395.4842 | 73898.3242 | 153954.842 | 184745.8104 | 123163.8736 | 83135.6147 | 73898.3242
2020 | 15073 | Pioneer Electric Coop, Inc - (KS) | KS | Cooperative | 125.2 | . | . | 125.2 | . | . | 123.19 | . | . | 16602 | 13.2 | Y | . | . | . | . | . | . | . |  |  | . |  | 0 |  |  |  | 0 |  | 16602 | 100% | 0 | 830.1 | 0 | 2075.25 | 0 | 3320.4 | 0 | 4150.5 | 0 | 3320.4 | 0 | 1660.2 | 0 | 747.09 | 0 | 498.06 | 0 | 0 | 0 | 0 | 0 | 0 | 0 | 0
2020 | 15095 | City of Piqua - (OH) | OH | Municipal | 28.104 | 0.57 | 49.3053 | . | . | . | . | . | . | 10815 | 13 | N | . | . | . | . | . | . | . |  |  | . | [7 empty] | 10815 | 100% |  | 540.75 |  | 1351.875 |  | 1: 2163; 3: 2703.75; 5: 2163; 7: 1081.5 | 486.675 |  | 324.45
2020 | 15138 | Platte-Clay Electric Coop, Inc | MO | Cooperative | 77.927 | 1.066 | 73.1023 | 43.064 | 0.686 | 62.7755 | 61.219 | 0.706 | 86.7125 | 23456 | 12.5 | Y | . | . | . | . | . | . | . |  |  | . |  | 34.863 | 0.38 | 62.7755 | 91.7447 | 91.7447 | 8913.28 | 8913.28 | 38% | 8.0892 | 445.664 | 16.1784 | 1114.16 | 48.5351 | 1782.656 | 80.8918 | 2228.32 | 121.3376 | 1782.656 | 161.7835 | 891.328 | 242.6753 | 401.0976 | 323.567 | 267.3984 | 3605.0545 | 18025.2725 | 86521.3079 | 180252.7248 | 216303.2697 | 144202.1798 | 97336.4714 | 86521.3079
2020 | 15175 | Pointe Coupee Elec Member Corp | LA | Cooperative | . | . | . | . | . | . | . | . | . | . | . |  | 463.2 | 1.8 | 257.3333 | . | . | . | 10464 | N | O | 13.2 | N | [6 empty] | 10464 | 100% |  | 523.2 |  | 1308 |  | 1: 2092.8; 3: 2616; 5: 2092.8; 7: 1046.4 | 470.88 |  | 313.92
2020 | 15202 | City of Ponca City - (OK) | OK | Municipal | 1565.335 | 1.868 | 837.9738 | 79.037 | 0.823 | 96.0352 | . | . | . | 15815 | 12.5 | Y | . | . | . | . | . | . | . |  |  | . |  | 1486.298 | 1.045 | 96.0352 | 1422.2947 | 1486.298 | 16526.675 | 15815 | 100% | 131.0476 | 790.75 | 262.0952 | 1976.875 | 786.2855 | 3163 | 1310.4758 | 3953.75 | 1965.7137 | 3163 | 2620.9517 | 1581.5 | 3931.4275 | 711.675 | 5241.9033 | 474.45 | 103625.876 | 518129.3799 | 2487021.0237 | 5181293.7994 | 6217552.5593 | 4145035.0395 | 2797898.6517 | 2487021.0237
2020 | 15229 | City of Poplar Bluff - (MO) | MO | Municipal | . | . | . | . | . | . | . | . | . | . | . |  | 114.8 | 0.75 | 153.0667 | . | . | . | 9652 | N | L | 69 | N | [6 empty] | 9652 | 100% |  | 482.6 |  | 1206.5 |  | 1: 1930.4; 3: 2413; 5: 1930.4; 7: 965.2 | 434.34 |  | 289.56
2020 | 15248 | Portland General Electric Co | OR | Investor Owned | 312 | 0.81 | 385.1852 | 100 | 0.6 | 166.6667 | 300 | 0.73 | 410.9589 | 900756 | 35 | Y | . | . | . | . | . | . | . |  |  | . |  | 212 | 0.21 | 166.6667 | 1009.5238 | 1009.5238 | 189158.76 | 189158.76 | 21% | 89.0102 | 9457.938 | 178.0204 | 23644.845 | 534.0611 | 37831.752 | 890.1018 | 47289.69 | 1335.1527 | 37831.752 | 1780.2036 | 18915.876 | 2670.3054 | 8512.1442 | 3560.4073 | 5674.7628 | 841852.7788 | 4209263.8942 | 20204466.6921 | 42092638.942 | 50511166.7303 | 33674111.1536 | 22730025.0287 | 20204466.6921
2020 | 15257 | Poudre Valley REA, Inc | CO | Cooperative | 135.81 | 1.04 | 130.5865 | 106.55 | 0.95 | 112.1579 | 131.81 | 0.961 | 137.1592 | 46506 | 24.9 | Y | . | . | . | . | . | . | . |  |  | . |  | 29.26 | 0.09 | 112.1579 | 325.1111 | 325.1111 | 4185.54 | 4185.54 | 9% | 28.6652 | 209.277 | 57.3304 | 523.1925 | 171.9912 | 837.108 | 286.652 | 1046.385 | 429.978 | 837.108 | 573.3039 | 418.554 | 859.9559 | 188.3493 | 1146.6079 | 125.5662 | 5998.9665 | 29994.8323 | 143975.1952 | 299948.3233 | 359937.988 | 239958.6586 | 161972.0946 | 143975.1952
2020 | 15263 | The Potomac Edison Company | MD | Investor Owned | 133.756 | 0.95 | 140.7958 | 123.292 | 0.924 | 133.4329 | 127.773 | 0.877 | 145.6933 | 273579 | 34.5 | Y | . | . | . | . | . | . | . |  |  | . |  | 10.464 | 0.026 | 133.4329 | 402.4615 | 402.4615 | 7113.054 | 7113.054 | 2.6% | 35.4852 | 355.6527 | 70.9704 | 889.1317 | 212.9113 | 1422.6108 | 354.8522 | 1778.2635 | 532.2783 | 1422.6108 | 709.7044 | 711.3054 | 1064.5566 | 320.0874 | 1419.4088 | 213.3916 | 12620.4144 | 63102.0718 | 302889.9445 | 631020.7177 | 757224.8612 | 504816.5742 | 340751.1876 | 302889.9445
2020 | 15263 | The Potomac Edison Company | WV | Investor Owned | 156.484 | 1.058 | 147.9055 | 156.484 | 1.058 | 147.9055 | 148.773 | 1.004 | 148.1803 | 145497 | 34.5 | Y | . | . | . | . | . | . | . |  |  | . |  | 0 | 0 | 147.9055 |  |  | 0 | 0 | 0% |  | 0 |  | 0 |  | 1: 0; 3: 0; 5: 0; 7: 0 | 0 |  | 0
2020 | 15270 | Potomac Electric Power Co | DC | Investor Owned | 44 | 0.4 | 110 | 39 | 0.37 | 105.4054 | 44 | 0.4 | 110 | 311590 | 34 | Y | . | . | . | . | . | . | . |  |  | . |  | 5 | 0.03 | 105.4054 | 166.6667 | 166.6667 | 9347.7 | 9347.7 | 3% | 14.6951 | 467.385 | 29.3902 | 1168.4625 | 88.1705 | 1869.54 | 146.9508 | 2336.925 | 220.4262 | 1869.54 | 293.9015 | 934.77 | 440.8523 | 420.6465 | 587.8031 | 280.431 | 6868.2586 | 34341.2932 | 164838.2072 | 343412.9317 | 412095.518 | 274730.3453 | 185442.9831 | 164838.2072
2020 | 15270 | Potomac Electric Power Co | MD | Investor Owned | 62 | 0.68 | 91.1765 | 52 | 0.63 | 82.5397 | 62 | 0.68 | 91.1765 | 582148 | 34 | Y | . | . | . | . | . | . | . |  |  | . |  | 10 | 0.05 | 82.5397 | 200 | 200 | 29107.4 | 29107.4 | 5% | 17.6341 | 1455.37 | 35.2682 | 3638.425 | 105.8046 | 5821.48 | 176.3409 | 7276.85 | 264.5114 | 5821.48 | 352.6819 | 2910.74 | 529.0228 | 1309.833 | 705.3637 | 873.222 | 25664.1293 | 128320.6466 | 615939.1036 | 1283206.4658 | 1539847.759 | 1026565.1727 | 692931.4916 | 615939.1036
2020 | 15291 | Prairie Energy Coop | IA | Cooperative | . | . | . | . | . | . | . | . | . | . | . |  | 100.3 | 1.386 | 72.3665 | 100.3 | 1.386 | 72.3665 | 4300 | N | F | 12.5 | Y | 0 | 0 | 72.3665 |  |  | 0 | 0 | 0% |  | 0 |  | 0 |  | 1: 0; 3: 0; 5: 0; 7: 0 | 0 |  | 0
2020 | 15340 | Presque Isle Elec & Gas Coop | MI | Cooperative | . | . | . | . | . | . | . | . | . | . | . |  | 872.3 | 2.497 | 349.3392 | 252.9 | 1.501 | 168.4877 | 34266 | N | O | 24.9 | N | 619.4 | 0.996 | 168.4877 | 621.8876 | 621.8876 | 34128.936 | 34128.936 | 99.6% | 54.8321 | 1706.4468 | 109.6642 | 4266.117 | 328.9927 | 6825.7872 | 548.3211 | 8532.234 | 822.4817 | 6825.7872 | 1096.6423 | 3412.8936 | 1644.9634 | 1535.8021 | 2193.2845 | 1023.8681 | 93568.0841 | 467840.4203 | 2245634.0173 | 4678404.2028 | 5614085.0434 | 3742723.3622 | 2526338.2695 | 2245634.0173
2020 | 15344 | Polk-Burnett Electric Coop | WI | Cooperative | 209.4 | 1.75 | 119.6571 | 42 | 0.7 | 60 | 62.64 | 0.537 | 116.648 | 21121 | 12.5 | Y | . | . | . | . | . | . | . |  |  | . |  | 167.4 | 1.05 | 60 | 159.4286 | 167.4 | 22177.05 | 21121 | 100% | 14.7597 | 1056.05 | 29.5195 | 2640.125 | 88.5584 | 4224.2 | 147.5974 | 5280.25 | 221.396 | 4224.2 | 295.1947 | 2112.1 | 442.7921 | 950.445 | 590.3894 | 633.63 | 15587.0187 | 77935.0933 | 374088.4479 | 779350.9331 | 935221.1198 | 623480.7465 | 420849.5039 | 374088.4479
2020 | 15410 | Prince George Electric Coop | VA | Cooperative | 474.23 | . | . | 261.79 | . | . | 282.78 | . | . | 11970 | 25 | Y | . | . | . | . | . | . | . |  |  | . |  | 212.44 |  |  |  | 212.44 |  | 11970 | 100% | 18.7309 | 598.5 | 37.4619 | 1496.25 | 112.3856 | 2394 | 187.3093 | 2992.5 | 280.964 | 2394 | 374.6187 | 1197 | 561.928 | 538.65 | 749.2373 | 359.1 | 11210.4635 | 56052.3174 | 269051.1236 | 560523.1741 | 672627.809 | 448418.5393 | 302682.514 | 269051.1236
2020 | 15419 | PUD No 3 of Mason County | WA | Political Subdivision | . | . | . | . | . | . | . | . | . | . | . |  | 452.1 | 2 | 226.05 | 211.9 | 1.2 | 176.5833 | 35121 | N | F | 12.5 | Y | 240.2 | 0.8 | 176.5833 | 300.25 | 300.25 | 28096.8 | 28096.8 | 80% | 26.4732 | 1404.84 | 52.9464 | 3512.1 | 158.8391 | 5619.36 | 264.7318 | 7024.2 | 397.0977 | 5619.36 | 529.4636 | 2809.68 | 794.1954 | 1264.356 | 1058.9273 | 842.904 | 37190.5843 | 185952.9214 | 892574.0226 | 1859529.2138 | 2231435.0566 | 1487623.3711 | 1004145.7755 | 892574.0226
2020 | 15444 | Provo City Corp | UT | Municipal | 21.63 | 0.24 | 90.125 | 21.63 | 0.24 | 90.125 | 21.63 | 0.24 | 90.125 | 37788 | 12.5 | Y | . | . | . | . | . | . | . |  |  | . |  | 0 | 0 | 90.125 |  |  | 0 | 0 | 0% |  | 0 |  | 0 |  | 1: 0; 3: 0; 5: 0; 7: 0 | 0 |  | 0
2020 | 15466 | Public Service Co of Colorado | CO | Investor Owned | 138.626 | 1.035 | 133.9382 | 83.285 | 0.851 | 97.8672 | 135.498 | 0.987 | 137.2827 | 1441506 | 34.5 | Y | . | . | . | . | . | . | . |  |  | . |  | 55.341 | 0.184 | 97.8672 | 300.7663 | 300.7663 | 265237.104 | 265237.104 | 18.4% | 26.5187 | 13261.8552 | 53.0374 | 33154.638 | 159.1122 | 53047.4208 | 265.187 | 66309.276 | 397.7806 | 53047.4208 | 530.3741 | 26523.7104 | 795.5611 | 11935.6697 | 1060.7482 | 7957.1131 | 351687.2162 | 1758436.0811 | 8440493.1893 | 17584360.811 | 21101232.9732 | 14067488.6488 | 9495554.838 | 8440493.1893
2020 | 15470 | Duke Energy Indiana, LLC | IN | Investor Owned | 278.73 | 1.25 | 222.984 | 121 | 0.95 | 127.3684 | 241.28 | 0.97 | 248.7423 | 874689 | 34.5 | Y | . | . | . | . | . | . | . |  |  | . |  | 157.73 | 0.3 | 127.3684 | 525.7667 | 525.7667 | 262406.7 | 262406.7 | 30% | 46.3571 | 13120.335 | 92.7142 | 32800.8375 | 278.1425 | 52481.34 | 463.5709 | 65601.675 | 695.3564 | 52481.34 | 927.1418 | 26240.67 | 1390.7127 | 11808.3015 | 1854.2836 | 7872.201 | 608220.5553 | 3041102.7767 | 14597293.3282 | 30411027.7671 | 36493233.3205 | 24328822.2137 | 16421954.9942 | 14597293.3282
2020 | 15472 | Public Service Co of NH | NH | Investor Owned | 464.32 | 1.492 | 311.2064 | 95.77 | 0.806 | 118.8213 | 464.32 | 1.492 | 311.2064 | 535095 | 34.5 | Y | . | . | . | . | . | . | . |  |  | . |  | 368.55 | 0.686 | 118.8213 | 537.2449 | 537.2449 | 367075.17 | 367075.17 | 68.6% | 47.3691 | 18353.7585 | 94.7383 | 45884.3962 | 284.2148 | 73415.034 | 473.6913 | 91768.7925 | 710.537 | 73415.034 | 947.3826 | 36707.517 | 1421.0739 | 16518.3826 | 1894.7653 | 11012.2551 | 869401.597 | 4347007.9849 | 20865638.3277 | 43470079.8494 | 52164095.8193 | 34776063.8795 | 23473843.1187 | 20865638.3277
2020 | 15473 | Public Service Co of NM | NM | Investor Owned | 128 | 0.779 | 164.3132 | 89.15 | 0.712 | 125.2107 | 120.13 | 0.69 | 174.1014 | 536586 | 25 | Y | . | . | . | . | . | . | . |  |  | . |  | 38.85 | 0.067 | 125.2107 | 579.8507 | 579.8507 | 35951.262 | 35951.262 | 6.7% | 51.1257 | 1797.5631 | 102.2514 | 4493.9078 | 306.7543 | 7190.2524 | 511.2571 | 8987.8155 | 766.8856 | 7190.2524 | 1022.5142 | 3595.1262 | 1533.7713 | 1617.8068 | 2045.0283 | 1078.5379 | 91901.6874 | 459508.4372 | 2205640.4985 | 4595084.3718 | 5514101.2461 | 3676067.4974 | 2481345.5608 | 2205640.4985
2020 | 15474 | Public Service Co of Oklahoma | OK | Investor Owned | 263.7 | 1.412 | 186.7564 | 88.9 | 1.027 | 86.5628 | 207.8 | 1.111 | 187.0387 | 559804 | 35 | Y | . | . | . | . | . | . | . |  |  | . |  | 174.8 | 0.385 | 86.5628 | 454.026 | 454.026 | 215524.54 | 215524.54 | 38.5% | 40.0317 | 10776.227 | 80.0634 | 26940.5675 | 240.1901 | 43104.908 | 400.3168 | 53881.135 | 600.4752 | 43104.908 | 800.6336 | 21552.454 | 1200.9504 | 9698.6043 | 1601.2672 | 6465.7362 | 431390.4741 | 2156952.3703 | 10353371.3775 | 21569523.7032 | 25883428.4438 | 17255618.9625 | 11647542.7997 | 10353371.3775
2020 | 15477 | Public Service Elec & Gas Co | NJ | Investor Owned | 452.68 | 1.07 | 423.0654 | 44.72 | 0.62 | 72.129 | 452.68 | 1.07 | 423.0654 | 2430197 | 69 | Y | . | . | . | . | . | . | . |  |  | . |  | 407.96 | 0.45 | 72.129 | 906.5778 | 906.5778 | 1093588.65 | 1093588.65 | 45% | 79.9334 | 54679.4325 | 159.8668 | 136698.5812 | 479.6003 | 218717.73 | 799.3338 | 273397.1625 | 1199.0007 | 218717.73 | 1598.6676 | 109358.865 | 2398.0015 | 49211.4892 | 3197.3353 | 32807.6595 | 4370711.9829 | 21853559.9145 | 104897087.5895 | 218535599.1447 | 262242718.9737 | 174828479.3158 | 118009223.5382 | 104897087.5895
2020 | 15500 | Puget Sound Energy Inc | WA | Investor Owned | 414 | 1.7 | 243.5294 | 171 | 1.06 | 161.3208 | 374 | 1.49 | 251.0067 | 1180611 | 34.5 | Y | . | . | . | . | . | . | . |  |  | . |  | 243 | 0.64 | 161.3208 | 379.6875 | 379.6875 | 755591.04 | 755591.04 | 64% | 33.4772 | 37779.552 | 66.9544 | 94448.88 | 200.8633 | 151118.208 | 334.7722 | 188897.76 | 502.1583 | 151118.208 | 669.5445 | 75559.104 | 1004.3167 | 34001.5968 | 1339.0889 | 22667.7312 | 1264754.4732 | 6323772.3659 | 30354107.3564 | 63237723.6591 | 75885268.3909 | 50590178.9273 | 34148370.7759 | 30354107.3564
2020 | 15507 | City of Pulaski - (TN) | TN | Municipal | 476.36 | 3.126 | 152.3864 | 148.16 | 1.83 | 80.9617 | 476.36 | 3.126 | 152.3864 | 14624 | 7.6 | Y | . | . | . | . | . | . | . |  |  | . |  | 328.2 | 1.296 | 80.9617 | 253.2407 | 328.2 | 18952.704 | 14624 | 100% | 28.9375 | 731.2 | 57.8751 | 1828 | 173.6253 | 2924.8 | 289.3755 | 3656 | 434.0632 | 2924.8 | 578.7509 | 1462.4 | 868.1264 | 658.08 | 1157.5018 | 438.72 | 21159.1336 | 105795.6679 | 507819.2059 | 1057956.6789 | 1269548.0147 | 846365.3431 | 571296.6066 | 507819.2059
2020 | 15671 | Randolph Electric Member Corp | NC | Cooperative | 195.292 | 2.06 | 94.8019 | 95.483 | 1.455 | 65.6241 | 150.778 | 1.672 | 90.1782 | 32570 | 24.9 | Y | . | . | . | . | . | . | . |  |  | . |  | 99.809 | 0.605 | 65.6241 | 164.9736 | 164.9736 | 19704.85 | 19704.85 | 60.5% | 14.5458 | 985.2425 | 29.0916 | 2463.1062 | 87.2748 | 3940.97 | 145.4579 | 4926.2125 | 218.1869 | 3940.97 | 290.9159 | 1970.485 | 436.3738 | 886.7183 | 581.8318 | 591.1455 | 14331.135 | 71655.6752 | 343947.2408 | 716556.7517 | 859868.102 | 573245.4013 | 386940.6459 | 343947.2408
2020 | 15700 | Rayle Electric Membership Corp | GA | Cooperative | 298.71 | 2.85 | 104.8105 | 269.07 | 2.77 | 97.1372 | 281.3 | 2.39 | 117.6987 | 18763 | 24.9 | Y | . | . | . | . | . | . | . |  |  | . |  | 29.64 | 0.08 | 97.1372 | 370.5 | 370.5 | 1501.04 | 1501.04 | 8% | 32.6672 | 75.052 | 65.3343 | 187.63 | 196.0029 | 300.208 | 326.6716 | 375.26 | 490.0073 | 300.208 | 653.3431 | 150.104 | 980.0147 | 67.5468 | 1306.6863 | 45.0312 | 2451.7354 | 12258.6771 | 58841.6503 | 122586.7715 | 147104.1258 | 98069.4172 | 66196.8566 | 58841.6503
2020 | 15748 | Town of Reading - (MA) | MA | Municipal | 37.591 | 0.346 | 108.6445 | 18.929 | 0.225 | 84.1289 | . | . | . | 30111 | 13.8 | Y | . | . | . | . | . | . | . |  |  | . |  | 18.662 | 0.121 | 84.1289 | 154.2314 | 154.2314 | 3643.431 | 3643.431 | 12.1% | 13.5987 | 182.1715 | 27.1973 | 455.4289 | 81.5919 | 728.6862 | 135.9865 | 910.8578 | 203.9798 | 728.6862 | 271.9731 | 364.3431 | 407.9596 | 163.9544 | 543.9462 | 109.3029 | 2477.2879 | 12386.4397 | 59454.9107 | 123864.3972 | 148637.2766 | 99091.5178 | 66886.7745 | 59454.9107
2020 | 15783 | City of Redding - (CA) | CA | Municipal | 52.51 | 0.492 | 106.7276 | 52.51 | 0.492 | 106.7276 | 52.51 | 0.492 | 106.7276 | 44808 | 12.5 | N | . | . | . | . | . | . | . |  |  | . |  | 0 | 0 | 106.7276 |  |  | 0 | 0 | 0% |  | 0 |  | 0 |  | 1: 0; 3: 0; 5: 0; 7: 0 | 0 |  | 0
2020 | 15978 | City of Richland Center - (WI) | WI | Municipal | 21.82 | 0.244 | 89.4262 | . | . | . | . | . | . | 2940 | 12.5 | N | . | . | . | . | . | . | . |  |  | . | [7 empty] | 2940 | 100% |  | 147 |  | 367.5 |  | 1: 588; 3: 735; 5: 588; 7: 294 | 132.3 |  | 88.2
2020 | 15979 | City of Richland - (WA) | WA | Municipal | 18.932 | 0.593 | 31.9258 | 18.932 | 0.593 | 31.9258 | 18.932 | 0.593 | 31.9258 | 25613 | 12.5 | N | . | . | . | . | . | . | . |  |  | . |  | 0 | 0 | 31.9258 |  |  | 0 | 0 | 0% |  | 0 |  | 0 |  | 1: 0; 3: 0; 5: 0; 7: 0 | 0 |  | 0
2020 | 15989 | City of Richmond - (IN) | IN | Municipal | . | . | . | . | . | . | . | . | . | . | . |  | 41 | 0.57 | 71.9298 | . | . | . | 21276 | Y | L | 15 | N | [6 empty] | 21276 | 100% |  | 1063.8 |  | 2659.5 |  | 1: 4255.2; 3: 5319; 5: 4255.2; 7: 2127.6 | 957.42 |  | 638.28
2020 | 16057 | Rio Grande Electric Coop, Inc | TX | Cooperative | 587.261 | . | . | 491.505 | . | . | 571.486 | . | . | 13506 | 24.9 | N | . | . | . | . | . | . | . |  |  | . |  | 95.756 |  |  |  | 95.756 |  | 13506 | 100% | 8.4429 | 675.3 | 16.8857 | 1688.25 | 50.6571 | 2701.2 | 84.4285 | 3376.5 | 126.6428 | 2701.2 | 168.857 | 1350.6 | 253.2855 | 607.77 | 337.714 | 405.18 | 5701.4572 | 28507.2859 | 136834.9722 | 285072.8588 | 342087.4305 | 228058.287 | 153939.3437 | 136834.9722
2020 | 16060 | Riverland Energy Cooperative | WI | Cooperative | 87.552 | 0.694 | 126.1556 | 72.612 | 0.594 | 122.2424 | 85.752 | 0.675 | 127.04 | 18507 | 12.5 | Y | . | . | . | . | . | . | . |  |  | . |  | 14.94 | 0.1 | 122.2424 | 149.4 | 149.4 | 1850.7 | 1850.7 | 10% | 13.1727 | 92.535 | 26.3453 | 231.3375 | 79.036 | 370.14 | 131.7267 | 462.675 | 197.59 | 370.14 | 263.4533 | 185.07 | 395.18 | 83.2815 | 526.9067 | 55.521 | 1218.9328 | 6094.6638 | 29254.3861 | 60946.6378 | 73135.9653 | 48757.3102 | 32911.1844 | 29254.3861
2020 | 16063 | Rita Blanca Electric Coop, Inc | TX | Cooperative | . | . | . | . | . | . | . | . | . | . | . |  | 1702.695 | 2.409 | 706.8057 | 29.355 | 0.259 | 113.3398 | 8039 | N | L | 14.4 | N | 1673.34 | 2.15 | 113.3398 | 778.2977 | 1673.34 | 17283.85 | 8039 | 100% | 147.5392 | 401.95 | 295.0783 | 1004.875 | 885.235 | 1607.8 | 1475.3916 | 2009.75 | 2213.0874 | 1607.8 | 2950.7832 | 803.9 | 4426.1749 | 361.755 | 5901.5665 | 241.17 | 59303.3663 | 296516.8316 | 1423280.7917 | 2965168.3159 | 3558201.9791 | 2372134.6528 | 1601190.8906 | 1423280.7917
2020 | 16082 | City of River Falls | WI | Municipal | 21.18 | 0.3 | 70.6 | 21.18 | 0.3 | 70.6 | 21.18 | 0.3 | 70.6 | 6612 | 12.4 | N | . | . | . | . | . | . | . |  |  | . |  | 0 | 0 | 70.6 |  |  | 0 | 0 | 0% |  | 0 |  | 0 |  | 1: 0; 3: 0; 5: 0; 7: 0 | 0 |  | 0
2020 | 16088 | City of Riverside - (CA) | CA | Municipal | 87.08 | 0.78 | 111.641 | 87.08 | 0.78 | 111.641 | . | . | . | 110480 | 12 | N | . | . | . | . | . | . | . |  |  | . |  | 0 | 0 | 111.641 |  |  | 0 | 0 | 0% |  | 0 |  | 0 |  | 1: 0; 3: 0; 5: 0; 7: 0 | 0 |  | 0
2020 | 16101 | Roanoke Electric Member Corp | NC | Cooperative | 421.09 | 1.657 | 254.1279 | 115.2 | 1.07 | 107.6636 | 239.19 | 1.3 | 183.9923 | 14683 | 25 | Y | . | . | . | . | . | . | . |  |  | . |  | 305.89 | 0.587 | 107.6636 | 521.1073 | 521.1073 | 8618.921 | 8618.921 | 58.7% | 45.9463 | 430.9461 | 91.8925 | 1077.3651 | 275.6776 | 1723.7842 | 459.4627 | 2154.7303 | 689.1941 | 1723.7842 | 918.9255 | 861.8921 | 1378.3882 | 387.8514 | 1837.851 | 258.5676 | 19800.3653 | 99001.8267 | 475208.768 | 990018.2667 | 1188021.9201 | 792014.6134 | 534609.864 | 475208.768
2020 | 16146 | Navasota Valley Elec Coop, Inc | TX | Cooperative | 416.647 | 2.74 | 152.0609 | 372.252 | 2.603 | 143.0088 | 411.269 | 2.657 | 154.787 | 19298 | 24.9 | Y | . | . | . | . | . | . | . |  |  | . |  | 44.395 | 0.137 | 143.0088 | 324.0511 | 324.0511 | 2643.826 | 2643.826 | 13.7% | 28.5717 | 132.1913 | 57.1435 | 330.4783 | 171.4304 | 528.7652 | 285.7174 | 660.9565 | 428.576 | 528.7652 | 571.4347 | 264.3826 | 857.1521 | 118.9722 | 1142.8694 | 79.3148 | 3776.9348 | 18884.674 | 90646.4352 | 188846.7399 | 226616.0879 | 151077.3919 | 101977.2395 | 90646.4352
2020 | 16179 | Rochelle Municipal Utilities | IL | Municipal | 93.067 | 0.725 | 128.3683 | . | . | . | . | . | . | 6899 | 15 | N | . | . | . | . | . | . | . |  |  | . | [7 empty] | 6899 | 100% |  | 344.95 |  | 862.375 |  | 1: 1379.8; 3: 1724.75; 5: 1379.8; 7: 689.9 | 310.455 |  | 206.97
2020 | 16181 | Rochester Public Utilities | MN | Municipal | 29.58 | 0.68 | 43.5 | 29.58 | 0.68 | 43.5 | 29.58 | 0.68 | 43.5 | 57447 | 13.8 | Y | . | . | . | . | . | . | . |  |  | . |  | 0 | 0 | 43.5 |  |  | 0 | 0 | 0% |  | 0 |  | 0 |  | 1: 0; 3: 0; 5: 0; 7: 0 | 0 |  | 0
2020 | 16183 | Rochester Gas & Electric Corp | NY | Investor Owned | . | . | . | . | . | . | . | . | . | . | . |  | 124.75 | 1.02 | 122.3039 | 93.46 | 0.88 | 106.2045 | 338655 | N | O | 34.5 | N | 31.29 | 0.14 | 106.2045 | 223.5 | 223.5 | 47411.7 | 47411.7 | 14% | 19.7061 | 2370.585 | 39.4122 | 5926.4625 | 118.2366 | 9482.34 | 197.061 | 11852.925 | 295.5915 | 9482.34 | 394.122 | 4741.17 | 591.183 | 2133.5265 | 788.2439 | 1422.351 | 46714.9814 | 233574.9071 | 1121159.5539 | 2335749.0705 | 2802898.8846 | 1868599.2564 | 1261304.4981 | 1121159.5539
2020 | 16195 | City of Rock Hill - (SC) | SC | Municipal | 136.905 | 1.215 | 112.679 | 70.487 | 0.896 | 78.6685 | . | . | . | 38870 | 24.9 | Y | . | . | . | . | . | . | . |  |  | . |  | 66.418 | 0.319 | 78.6685 | 208.2069 | 208.2069 | 12399.53 | 12399.53 | 31.9% | 18.3577 | 619.9765 | 36.7154 | 1549.9413 | 110.1462 | 2479.906 | 183.577 | 3099.8825 | 275.3655 | 2479.906 | 367.154 | 1239.953 | 550.731 | 557.9788 | 734.3079 | 371.9859 | 11381.3416 | 56906.7082 | 273152.1991 | 569067.0816 | 682880.4979 | 455253.6652 | 307296.224 | 273152.1991
2020 | 16196 | Rock Energy Cooperative | IL | Cooperative | 18.619 | 0.185 | 100.6432 | . | . | . | . | . | . | 11494 | 12.5 | Y | . | . | . | . | . | . | . |  |  | . | [7 empty] | 11494 | 100% |  | 574.7 |  | 1436.75 |  | 1: 2298.8; 3: 2873.5; 5: 2298.8; 7: 1149.4 | 517.23 |  | 344.82
2020 | 16196 | Rock Energy Cooperative | WI | Cooperative | 183.714 | 1.184 | 155.1638 | . | . | . | . | . | . | 7754 | 24.9 | Y | . | . | . | . | . | . | . |  |  | . | [7 empty] | 7754 | 100% |  | 387.7 |  | 969.25 |  | 1: 1550.8; 3: 1938.5; 5: 1550.8; 7: 775.4 | 348.93 |  | 232.62
2020 | 16213 | Rockland Electric Co | NJ | Investor Owned | . | . | . | . | . | . | . | . | . | . | . |  | 2206.2 | 1.653 | 1334.6642 | 115.97 | 0.866 | 133.9145 | 72600 | N | F | 13.2 | N | 2090.23 | 0.787 | 133.9145 | 2655.9466 | 2655.9466 | 57136.2 | 57136.2 | 78.7% | 234.176 | 2856.81 | 468.3521 | 7142.025 | 1405.0563 | 11427.24 | 2341.7604 | 14284.05 | 3512.6407 | 11427.24 | 4683.5209 | 5713.62 | 7025.2813 | 2571.129 | 9367.0418 | 1714.086 | 668996.4644 | 3344982.3218 | 16055915.1447 | 33449823.2182 | 40139787.8619 | 26759858.5746 | 18062904.5378 | 16055915.1447
2020 | 16223 | City of Rockwood - (TN) | TN | Municipal | 241.049 | 1.907 | 126.4022 | 187.45 | 1.799 | 104.1968 | . | . | . | 14790 | 12.5 | N | . | . | . | . | . | . | . |  |  | . |  | 53.599 | 0.108 | 104.1968 | 496.287 | 496.287 | 1597.32 | 1597.32 | 10.8% | 43.7579 | 79.866 | 87.5157 | 199.665 | 262.5471 | 319.464 | 437.5786 | 399.33 | 656.3679 | 319.464 | 875.1572 | 159.732 | 1312.7357 | 71.8794 | 1750.3143 | 47.9196 | 3494.7651 | 17473.8253 | 83874.3617 | 174738.2535 | 209685.9042 | 139790.6028 | 94358.6569 | 83874.3617
2020 | 16226 | City of Rocky Mount - (NC) | NC | Municipal | 101.36 | 1.53 | 66.2484 | 56.65 | 1.15 | 49.2609 | . | . | . | 28575 | 12.5 | N | . | . | . | . | . | . | . |  |  | . |  | 44.71 | 0.38 | 49.2609 | 117.6579 | 117.6579 | 10858.5 | 10858.5 | 38% | 10.374 | 542.925 | 20.7479 | 1357.3125 | 62.2437 | 2171.7 | 103.7395 | 2714.625 | 155.6093 | 2171.7 | 207.479 | 1085.85 | 311.2185 | 488.6325 | 414.958 | 325.755 | 5632.2774 | 28161.3868 | 135174.6569 | 281613.8685 | 337936.6422 | 225291.0948 | 152071.489 | 135174.6569
2020 | 16259 | City of Rolla - (MO) | MO | Municipal | 14.353 | 0.111 | 129.3063 | 14.353 | 0.111 | 129.3063 | 14.353 | 0.111 | 129.3063 | 9567 | 12.4 | N | . | . | . | . | . | . | . |  |  | . |  | 0 | 0 | 129.3063 |  |  | 0 | 0 | 0% |  | 0 |  | 0 |  | 1: 0; 3: 0; 5: 0; 7: 0 | 0 |  | 0
2020 | 16295 | City of Roseville - (CA) | CA | Municipal | . | . | . | . | . | . | . | . | . | . | . |  | 10.4 | 0.1 | 104 | 8.4 | 0.1 | 84 | 63507 | N | F | 60 | N | 2 | 0 | 84 |  |  | 0 | 0 | 0% |  | 0 |  | 0 |  | 1: 0; 3: 0; 5: 0; 7: 0 | 0 |  | 0
2020 | 16368 | Runestone Electric Assn | MN | Cooperative | 134.82 | 1.1 | 122.5636 | 60.42 | 0.7 | 86.3143 | 78.42 | 0.81 | 96.8148 | 14583 | 12.5 | N | . | . | . | . | . | . | . |  |  | . |  | 74.4 | 0.4 | 86.3143 | 186 | 186 | 5833.2 | 5833.2 | 40% | 16.3997 | 291.66 | 32.7994 | 729.15 | 98.3982 | 1166.64 | 163.9971 | 1458.3 | 245.9956 | 1166.64 | 327.9941 | 583.32 | 491.9912 | 262.494 | 655.9882 | 174.996 | 4783.1383 | 23915.6914 | 114795.3187 | 239156.914 | 286988.2968 | 191325.5312 | 129144.7336 | 114795.3187
2020 | 16382 | Rural Electric Coop, Inc | OK | Cooperative | 950.7 | 3.49 | 272.4069 | 169.5 | 1.64 | 103.3537 | 937.9 | 3.28 | 285.9451 | 12043 | 25 | Y | . | . | . | . | . | . | . |  |  | . |  | 781.2 | 1.85 | 103.3537 | 422.2703 | 781.2 | 22279.55 | 12043 | 100% | 68.8788 | 602.15 | 137.7575 | 1505.375 | 413.2726 | 2408.6 | 688.7877 | 3010.75 | 1033.1815 | 2408.6 | 1377.5753 | 1204.3 | 2066.363 | 541.935 | 2755.1506 | 361.29 | 41475.3487 | 207376.7436 | 995408.3691 | 2073767.4357 | 2488520.9229 | 1659013.9486 | 1119834.4153 | 995408.3691
2020 | 16461 | Rusk County Electric Coop, Inc | TX | Cooperative | 742.4 | . | . | 419.2 | . | . | 674.6 | . | . | 22934 | 14 | Y | . | . | . | . | . | . | . |  |  | . |  | 323.2 |  |  |  | 323.2 |  | 22934 | 100% | 28.4967 | 1146.7 | 56.9934 | 2866.75 | 170.9802 | 4586.8 | 284.9669 | 5733.5 | 427.4504 | 4586.8 | 569.9339 | 2293.4 | 854.9008 | 1032.03 | 1139.8677 | 688.02 | 32677.1586 | 163385.7928 | 784251.8054 | 1633857.928 | 1960629.5136 | 1307086.3424 | 882283.2811 | 784251.8054
2020 | 16463 | City of Ruston - (LA) | LA | Municipal | 217.88 | 2.34 | 93.1111 | . | . | . | . | . | . | 10939 | 13.8 | N | . | . | . | . | . | . | . |  |  | . | [7 empty] | 10939 | 100% |  | 546.95 |  | 1367.375 |  | 1: 2187.8; 3: 2734.75; 5: 2187.8; 7: 1093.9 | 492.255 |  | 328.17
2020 | 16496 | Rutherford Elec Member Corp | NC | Cooperative | 314.96 | 1.379 | 228.3974 | 86.17 | 0.939 | 91.7678 | 308.71 | 1.238 | 249.3619 | 72408 | 13.2 | N | . | . | . | . | . | . | . |  |  | . |  | 228.79 | 0.44 | 91.7678 | 519.9773 | 519.9773 | 31859.52 | 31859.52 | 44% | 45.8466 | 1592.976 | 91.6933 | 3982.44 | 275.0798 | 6371.904 | 458.4664 | 7964.88 | 687.6996 | 6371.904 | 916.9327 | 3185.952 | 1375.3991 | 1433.6784 | 1833.8655 | 955.7856 | 73032.5922 | 365162.9608 | 1752782.2117 | 3651629.6076 | 4381955.5292 | 2921303.6861 | 1971879.9881 | 1752782.2117
2020 | 16534 | Sacramento Municipal Util Dist | CA | Political Subdivision | . | . | . | . | . | . | . | . | . | . | . |  | 47.6 | 0.9 | 52.8889 | 47.6 | 0.9 | 52.8889 | 637015 | N | F | 69 | Y | 0 | 0 | 52.8889 |  |  | 0 | 0 | 0% |  | 0 |  | 0 |  | 1: 0; 3: 0; 5: 0; 7: 0 | 0 |  | 0
2020 | 16555 | Salem Electric - (OR) | OR | Cooperative | . | . | . | . | . | . | . | . | . | . | . |  | 12.51 | 0.1 | 125.1 | 12.51 | 0.1 | 125.1 | 20120 | N | L | 12.4 | N | 0 | 0 | 125.1 |  |  | 0 | 0 | 0% |  | 0 |  | 0 |  | 1: 0; 3: 0; 5: 0; 7: 0 | 0 |  | 0
2020 | 16558 | City of Salem - (VA) | VA | Municipal | 10.155 | 0.23 | 44.1522 | 10.155 | 0.23 | 44.1522 | . | . | . | 13371 | 12.5 | N | . | . | . | . | . | . | . |  |  | . |  | 0 | 0 | 44.1522 |  |  | 0 | 0 | 0% |  | 0 |  | 0 |  | 1: 0; 3: 0; 5: 0; 7: 0 | 0 |  | 0
2020 | 16572 | Salt River Project | AZ | Political Subdivision | 47.321 | 0.751 | 63.0107 | 40.827 | 0.691 | 59.0839 | 46.34 | 0.721 | 64.2718 | 1072666 | 34.5 | N | . | . | . | . | . | . | . |  |  | . |  | 6.494 | 0.06 | 59.0839 | 108.2333 | 108.2333 | 64359.96 | 64359.96 | 6% | 9.543 | 3217.998 | 19.086 | 8044.995 | 57.2579 | 12871.992 | 95.4298 | 16089.99 | 143.1447 | 12871.992 | 190.8597 | 6435.996 | 286.2895 | 2896.1982 | 381.7193 | 1930.7988 | 30709.3005 | 153546.5027 | 737023.2128 | 1535465.0266 | 1842558.0319 | 1228372.0213 | 829151.1144 | 737023.2128
2020 | 16587 | Salt River Electric Coop Corp | KY | Cooperative | 95.8 | 0.99 | 96.7677 | 85.8 | 0.88 | 97.5 | 82.02 | 0.8 | 102.525 | 53975 | 12.4 | Y | . | . | . | . | . | . | . |  |  | . |  | 10 | 0.11 | 97.5 | 90.9091 | 90.9091 | 5937.25 | 5937.25 | 11% | 8.0155 | 296.8625 | 16.031 | 742.1562 | 48.093 | 1187.45 | 80.155 | 1484.3125 | 120.2324 | 1187.45 | 160.3099 | 593.725 | 240.4649 | 267.1762 | 320.6199 | 178.1175 | 2379.5004 | 11897.5018 | 57108.0088 | 118975.0184 | 142770.022 | 95180.0147 | 64246.5099 | 57108.0088
2020 | 16603 | San Luis Valley R E C, Inc | CO | Cooperative | 289.9 | 0.13 | 2230 | 97.1 | 0.074 | 1312.1622 | 286.7 | 0.128 | 2239.8438 | 12578 | 25 | Y | . | . | . | . | . | . | . |  |  | . |  | 192.8 | 0.056 | 1312.1622 | 3442.8571 | 3442.8571 | 704.368 | 704.368 | 5.6% | 303.5583 | 35.2184 | 607.1166 | 88.046 | 1821.3498 | 140.8736 | 3035.5831 | 176.092 | 4553.3746 | 140.8736 | 6071.1662 | 70.4368 | 9106.7492 | 31.6966 | 12142.3323 | 21.131 | 10690.8379 | 53454.1896 | 256580.1099 | 534541.8957 | 641450.2748 | 427633.5165 | 288652.6237 | 256580.1099
2020 | 16604 | City of San Antonio - (TX) | TX | Municipal | 93.95 | 1.2 | 78.2917 | 56.85 | 0.93 | 61.129 | . | . | . | 848579 | 35 | Y | . | . | . | . | . | . | . |  |  | . |  | 37.1 | 0.27 | 61.129 | 137.4074 | 137.4074 | 229116.33 | 229116.33 | 27% | 12.1153 | 11455.8165 | 24.2305 | 28639.5412 | 72.6916 | 45823.266 | 121.1527 | 57279.0825 | 181.7291 | 45823.266 | 242.3055 | 22911.633 | 363.4582 | 10310.2349 | 484.611 | 6873.4899 | 138790.364 | 693951.82 | 3330968.7359 | 6939518.1999 | 8327421.8398 | 5551614.5599 | 3747339.8279 | 3330968.7359
2020 | 16606 | Santee Electric Coop, Inc | SC | Cooperative | 257.01 | . | . | 137.44 | . | . | 244.16 | . | . | 43664 | 25 | Y | . | . | . | . | . | . | . |  |  | . |  | 119.57 |  |  |  | 119.57 |  | 43664 | 100% | 10.5425 | 2183.2 | 21.0851 | 5458 | 63.2553 | 8732.8 | 105.4254 | 10916 | 158.1381 | 8732.8 | 210.8508 | 4366.4 | 316.2763 | 1964.88 | 421.7017 | 1309.92 | 23016.4782 | 115082.3912 | 552395.4777 | 1150823.9118 | 1380988.6942 | 920659.1295 | 621444.9124 | 552395.4777
2020 | 16609 | San Diego Gas & Electric Co | CA | Investor Owned | 200.4 | 0.796 | 251.7588 | 70.72 | 0.678 | 104.3068 | 200.4 | 0.796 | 251.7588 | 1491385 | 12.5 | Y | . | . | . | . | . | . | . |  |  | . |  | 129.68 | 0.118 | 104.3068 | 1098.9831 | 1098.9831 | 175983.43 | 175983.43 | 11.8% | 96.8978 | 8799.1715 | 193.7957 | 21997.9287 | 581.3871 | 35196.686 | 968.9784 | 43995.8575 | 1453.4677 | 35196.686 | 1937.9569 | 17598.343 | 2906.9353 | 7919.2544 | 3875.9138 | 5279.5029 | 852620.75 | 4263103.7502 | 20462898.0009 | 42631037.5018 | 51157245.0022 | 34104830.0015 | 23020760.251 | 20462898.0009
2020 | 16611 | Access Energy Coop | IA | Cooperative | . | . | . | . | . | . | . | . | . | . | . |  | 120 | 1.36 | 88.2353 | 120 | 1.36 | 88.2353 | 8963 | Y | L | 12.5 | Y | 0 | 0 | 88.2353 |  |  | 0 | 0 | 0% |  | 0 |  | 0 |  | 1: 0; 3: 0; 5: 0; 7: 0 | 0 |  | 0
2020 | 16613 | Sam Houston Electric Coop Inc | TX | Cooperative | 779.2 | . | . | 301.4 | . | . | . | . | . | 79583 | 34.5 | N | . | . | . | . | . | . | . |  |  | . |  | 477.8 |  |  |  | 477.8 |  | 79583 | 100% | 42.1278 | 3979.15 | 84.2557 | 9947.875 | 252.7671 | 15916.6 | 421.2785 | 19895.75 | 631.9177 | 15916.6 | 842.5569 | 7958.3 | 1263.8354 | 3581.235 | 1685.1139 | 2387.49 | 167633.0231 | 838165.1154 | 4023192.5537 | 8381651.1536 | 10057981.3843 | 6705320.9229 | 4526091.6229 | 4023192.5537
2020 | 16616 | San Isabel Electric Assn, Inc | CO | Cooperative | . | . | . | . | . | . | . | . | . | . | . |  | 316.8 | 1.224 | 258.8235 | 198.9 | 1.21 | 164.3802 | 25286 | N | L | 24.9 | Y | 117.9 | 0.014 | 164.3802 | 8421.4286 | 8421.4286 | 354.004 | 354.004 | 1.4% | 742.5213 | 17.7002 | 1485.0425 | 44.2505 | 4455.1275 | 70.8008 | 7425.2126 | 88.501 | 11137.8188 | 70.8008 | 14850.4251 | 35.4004 | 22275.6377 | 15.9302 | 29700.8502 | 10.6201 | 13142.7747 | 65713.8736 | 315426.5934 | 657138.7362 | 788566.4835 | 525710.989 | 354854.9176 | 315426.5934
2020 | 16627 | San Patricio Electric Coop Inc | TX | Cooperative | 300.092 | 2.143 | 140.0336 | 246.393 | 1.947 | 126.5501 | 119.474 | 1.218 | 98.0903 | 11784 | 24.9 | Y | . | . | . | . | . | . | . |  |  | . |  | 53.699 | 0.196 | 126.5501 | 273.9745 | 273.9745 | 2309.664 | 2309.664 | 19.6% | 24.1565 | 115.4832 | 48.3129 | 288.708 | 144.9387 | 461.9328 | 241.5646 | 577.416 | 362.3469 | 461.9328 | 483.1292 | 230.9664 | 724.6937 | 103.9349 | 966.2583 | 69.2899 | 2789.665 | 13948.3251 | 66951.9605 | 139483.2511 | 167379.9014 | 111586.6009 | 75320.9556 | 66951.9605
2020 | 16638 | San Bernard Electric Coop, Inc | TX | Cooperative | 122.041 | 1.218 | 100.1979 | 99.241 | 1.096 | 90.5484 | . | . | . | 32302 | 14.4 | Y | . | . | . | . | . | . | . |  |  | . |  | 22.8 | 0.122 | 90.5484 | 186.8852 | 186.8852 | 3940.844 | 3940.844 | 12.2% | 16.4778 | 197.0422 | 32.9555 | 492.6055 | 98.8666 | 788.1688 | 164.7776 | 985.211 | 247.1664 | 788.1688 | 329.5552 | 394.0844 | 494.3328 | 177.338 | 659.1103 | 118.2253 | 3246.8138 | 16234.0691 | 77923.5315 | 162340.6907 | 194808.8288 | 129872.5525 | 87663.973 | 77923.5315
2020 | 16655 | City of Santa Clara - (CA) | CA | Municipal | . | . | . | . | . | . | . | . | . | . | . |  | 169.21 | 0.93 | 181.9462 | . | . | . | 55526 | N | L | 60 | N | [6 empty] | 55526 | 100% |  | 2776.3 |  | 6940.75 |  | 1: 11105.2; 3: 13881.5; 5: 11105.2; 7: 5552.6 | 2498.67 |  | 1665.78
2020 | 16740 | Scenic Rivers Energy Coop | WI | Cooperative | . | . | . | . | . | . | . | . | . | . | . |  | 92.8 | 1.55 | 59.871 | 92.8 | 1.55 | 59.871 | 14303 | N | L | 12.5 | Y | 0 | 0 | 59.871 |  |  | 0 | 0 | 0% |  | 0 |  | 0 |  | 1: 0; 3: 0; 5: 0; 7: 0 | 0 |  | 0
2020 | 16751 | Three Rivers Electric Coop | MO | Cooperative | 82.564 | 0.767 | 107.6454 | 82.564 | 0.767 | 107.6454 | 81.712 | 0.658 | 124.1824 | 23065 | 25 | Y | . | . | . | . | . | . | . |  |  | . |  | 0 | 0 | 107.6454 |  |  | 0 | 0 | 0% |  | 0 |  | 0 |  | 1: 0; 3: 0; 5: 0; 7: 0 | 0 |  | 0
2020 | 16805 | SEMO Electric Cooperative | MO | Cooperative | . | . | . | . | . | . | . | . | . | . | . |  | 164.975 | 1.549 | 106.5042 | 164.975 | 1.549 | 106.5042 | 16032 | N | L | 25 | N | 0 | 0 | 106.5042 |  |  | 0 | 0 | 0% |  | 0 |  | 0 |  | 1: 0; 3: 0; 5: 0; 7: 0 | 0 |  | 0
2020 | 16829 | City of Scottsboro | AL | Municipal | . | . | . | 86.31 | 1.58 | 54.6266 | . | . | . | 8355 | 7.2 | N | . | . | . | . | . | . | . |  |  | . |  |  |  | 54.6266 |  |  |  | 8355 | 100% |  | 417.75 |  | 1044.375 |  | 1: 1671; 3: 2088.75; 5: 1671; 7: 835.5 | 375.975 |  | 250.65
2020 | 16865 | Sawnee Electric Membership Corporation | GA | Cooperative | 256.8 | 1.37 | 187.4453 | 32.91 | 0.65 | 50.6308 | 242.2 | 1.18 | 205.2542 | 186804 | 24.9 | Y | . | . | . | . | . | . | . |  |  | . |  | 223.89 | 0.72 | 50.6308 | 310.9583 | 310.9583 | 134498.88 | 134498.88 | 72% | 27.4173 | 6724.944 | 54.8347 | 16812.36 | 164.504 | 26899.776 | 274.1734 | 33624.72 | 411.2601 | 26899.776 | 548.3468 | 13449.888 | 822.5202 | 6052.4496 | 1096.6936 | 4034.9664 | 184380.0774 | 921900.3871 | 4425121.8579 | 9219003.8707 | 11062804.6448 | 7375203.0965 | 4978262.0902 | 4425121.8579
2020 | 16868 | City of Seattle - (WA) | WA | Municipal | 79.6 | 0.55 | 144.7273 | 67.1 | 0.49 | 136.9388 | 79.6 | 0.55 | 144.7273 | 492240 | 34 | N | . | . | . | . | . | . | . |  |  | . |  | 12.5 | 0.06 | 136.9388 | 208.3333 | 208.3333 | 29534.4 | 29534.4 | 6% | 18.3688 | 1476.72 | 36.7377 | 3691.8 | 110.2131 | 5906.88 | 183.6885 | 7383.6 | 275.5327 | 5906.88 | 367.3769 | 2953.44 | 551.0654 | 1329.048 | 734.7539 | 886.032 | 27125.6429 | 135628.2145 | 651015.4298 | 1356282.1455 | 1627538.5746 | 1085025.7164 | 732392.3586 | 651015.4298
2020 | 16900 | City of Seguin - (TX) | TX | Municipal | . | . | . | . | . | . | . | . | . | . | . |  | 15.2 | 0.38 | 40 | 15.2 | 0.38 | 40 | 8844 | Y | O | 12 | N | 0 | 0 | 40 |  |  | 0 | 0 | 0% |  | 0 |  | 0 |  | 1: 0; 3: 0; 5: 0; 7: 0 | 0 |  | 0
2020 | 16930 | Sequachee Valley Electric Coop | TN | Cooperative | 363.415 | 3.741 | 97.1438 | 172.377 | 2.5 | 68.9508 | 352.136 | 3.246 | 108.4831 | 36683 | 25 | N | . | . | . | . | . | . | . |  |  | . |  | 191.038 | 1.241 | 68.9508 | 153.9388 | 191.038 | 45523.603 | 36683 | 100% | 16.8439 | 1834.15 | 33.6878 | 4585.375 | 101.0635 | 7336.6 | 168.4391 | 9170.75 | 252.6586 | 7336.6 | 336.8782 | 3668.3 | 505.3173 | 1650.735 | 673.7564 | 1100.49 | 30894.2555 | 154471.2775 | 741462.1318 | 1544712.7746 | 1853655.3295 | 1235770.2197 | 834144.8983 | 741462.1318
2020 | 16949 | Sevier County Electric System | TN | Municipal | 1566.5 | 3.602 | 434.8973 | 321.107 | 2.143 | 149.8399 | 1561.8 | 3.453 | 452.3023 | 55992 | 25 | Y | . | . | . | . | . | . | . |  |  | . |  | 1245.393 | 1.459 | 149.8399 | 853.5936 | 1245.393 | 81692.328 | 55992 | 100% | 109.8069 | 2799.6 | 219.6138 | 6999 | 658.8413 | 11198.4 | 1098.0688 | 13998 | 1647.1032 | 11198.4 | 2196.1375 | 5599.2 | 3294.2063 | 2519.64 | 4392.2751 | 1679.76 | 307415.3337 | 1537076.6684 | 7377968.0083 | 15370766.6839 | 18444920.0207 | 12296613.3471 | 8300214.0093 | 7377968.0083
2020 | 16971 | Shakopee Public Utilities Comm | MN | Municipal | 19.43 | 0.304 | 63.9145 | 19.43 | 0.304 | 63.9145 | 19.43 | 0.304 | 63.9145 | 18562 | 13.8 | N | . | . | . | . | . | . | . |  |  | . |  | 0 | 0 | 63.9145 |  |  | 0 | 0 | 0% |  | 0 |  | 0 |  | 1: 0; 3: 0; 5: 0; 7: 0 | 0 |  | 0
2020 | 17011 | Shawano Municipal Utilities | WI | Municipal | . | . | . | . | . | . | . | . | . | . | . |  | 25.885 | 0.26 | 99.5577 | . | . | . | 5700 | N | F | 35 | N | [6 empty] | 5700 | 100% |  | 285 |  | 712.5 |  | 1: 1140; 3: 1425; 5: 1140; 7: 570 | 256.5 |  | 171
2020 | 17038 | RushShelby Energy | IN | Cooperative | . | . | . | . | . | . | . | . | . | . | . |  | 213.53 | 1.56 | 136.8782 | 171.97 | . | . | 14635 | N | F | 12.5 | Y | 41.56 |  |  |  | 41.56 |  | 14635 | 100% | 3.6644 | 731.75 | 7.3287 | 1829.375 | 21.9862 | 2927 | 36.6436 | 3658.75 | 54.9655 | 2927 | 73.2873 | 1463.5 | 109.9309 | 658.575 | 146.5746 | 439.05 | 2681.3987 | 13406.9934 | 64353.5683 | 134069.9339 | 160883.9206 | 107255.9471 | 72397.7643 | 64353.5683
2020 | 17044 | Shelby Energy Co-op, Inc | KY | Cooperative | 131.96 | 0.94 | 140.383 | 112.02 | 0.77 | 145.4805 | 131.96 | 0.94 | 140.383 | 16751 | 25 | N | . | . | . | . | . | . | . |  |  | . |  | 19.94 | 0.17 | 145.4805 | 117.2941 | 117.2941 | 2847.67 | 2847.67 | 17% | 10.3419 | 142.3835 | 20.6838 | 355.9588 | 62.0513 | 569.534 | 103.4188 | 711.9175 | 155.1281 | 569.534 | 206.8375 | 284.767 | 310.2563 | 128.1452 | 413.6751 | 85.4301 | 1472.5126 | 7362.563 | 35340.3022 | 73625.6297 | 88350.7556 | 58900.5037 | 39757.84 | 35340.3022
2020 | 17047 | City of Shelbyville - (TN) | TN | Municipal | 59.84 | 0.93 | 64.3441 | 16.08 | 0.205 | 78.439 | 59.84 | 0.93 | 64.3441 | 10510 | 7.2 | N | . | . | . | . | . | . | . |  |  | . |  | 43.76 | 0.725 | 78.439 | 60.3586 | 60.3586 | 7619.75 | 7619.75 | 72.5% | 5.3218 | 380.9875 | 10.6437 | 952.4688 | 31.9311 | 1523.95 | 53.2185 | 1904.9375 | 79.8277 | 1523.95 | 106.437 | 761.975 | 159.6554 | 342.8888 | 212.8739 | 228.5925 | 2027.5574 | 10137.7869 | 48661.3772 | 101377.8692 | 121653.4431 | 81102.2954 | 54744.0494 | 48661.3772
2020 | 17066 | Shenandoah Valley Elec Coop | VA | Cooperative | 160 | 1.411 | 113.3948 | 160 | 1.41 | 113.4752 | 151 | 1.275 | 118.4314 | 95170 | 69 | Y | . | . | . | . | . | . | . |  |  | . |  | 0 | 0.001 | 113.4752 | 0 | 0 | 95.17 | 95.17 | 0.1% | 0 | 4.7585 | 0 | 11.8963 | 0 | 19.034 | 0 | 23.7925 | 0 | 19.034 | 0 | 9.517 | 0 | 4.2827 | 0 | 2.8551 | 0 | 0 | 0 | 0 | 0 | 0 | 0 | 0
2020 | 17127 | Town of Shrewsbury - (MA) | MA | Municipal | . | . | . | . | . | . | . | . | . | . | . |  | 40 | 0.41 | 97.561 | . | . | . | 16000 | N | L | 13.8 | N | [6 empty] | 16000 | 100% |  | 800 |  | 2000 |  | 1: 3200; 3: 4000; 5: 3200; 7: 1600 | 720 |  | 480
2020 | 17166 | Sierra Pacific Power Co | NV | Investor Owned | 132.66 | 1.27 | 104.4567 | 100.2 | 1 | 100.2 | . | . | . | 375972 | 60 | Y | . | . | . | . | . | . | . |  |  | . |  | 32.46 | 0.27 | 100.2 | 120.2222 | 120.2222 | 101512.44 | 101512.44 | 27% | 10.6 | 5075.622 | 21.2001 | 12689.055 | 63.6003 | 20302.488 | 106.0005 | 25378.11 | 159.0007 | 20302.488 | 212.001 | 10151.244 | 318.0015 | 4568.0598 | 424.002 | 3045.3732 | 53801.8418 | 269009.2091 | 1291244.2037 | 2690092.0911 | 3228110.5093 | 2152073.6729 | 1452649.7292 | 1291244.2037
2020 | 17177 | City of Sikeston - (MO) | MO | Municipal | . | . | . | . | . | . | . | . | . | . | . |  | 4.83 | 0.14 | 34.5 | . | . | . | 8679 | N | L | 15 | Y | [6 empty] | 8679 | 100% |  | 433.95 |  | 1084.875 |  | 1: 1735.8; 3: 2169.75; 5: 1735.8; 7: 867.9 | 390.555 |  | 260.37
2020 | 17184 | City of Siloam Springs - (AR) | AR | Municipal | 34.94 | 0.61 | 57.2787 | 34.94 | 0.61 | 57.2787 | 34.94 | 0.61 | 57.2787 | 8283 | 15 | N | . | . | . | . | . | . | . |  |  | . |  | 0 | 0 | 57.2787 |  |  | 0 | 0 | 0% |  | 0 |  | 0 |  | 1: 0; 3: 0; 5: 0; 7: 0 | 0 |  | 0
2020 | 17252 | Singing River Elec Cooperative | MS | Cooperative | 4198.93 | . | . | 166.37 | . | . | 4194.67 | . | . | 75393.8 | 25 | N | . | . | . | . | . | . | . |  |  | . |  | 4032.56 |  |  |  | 4032.56 |  | 75393.8 | 100% | 355.5527 | 3769.69 | 711.1054 | 9424.225 | 2133.3161 | 15078.76 | 3555.5268 | 18848.45 | 5333.2902 | 15078.76 | 7111.0536 | 7539.38 | 10666.5805 | 3392.721 | 14222.1073 | 2261.814 | 1340323.3892 | 6701616.9462 | 32167761.342 | 67016169.4625 | 80419403.3549 | 53612935.57 | 36188731.5097 | 32167761.342
2020 | 17260 | North West Rural Electric Coop | IA | Cooperative | . | . | . | . | . | . | . | . | . | . | . |  | 78.099 | 0.789 | 98.9848 | 78.099 | 0.789 | 98.9848 | 10158 | N | F | 7.2 | N | 0 | 0 | 98.9848 |  |  | 0 | 0 | 0% |  | 0 |  | 0 |  | 1: 0; 3: 0; 5: 0; 7: 0 | 0 |  | 0
2020 | 17267 | Sioux Valley SW Elec Coop | MN | Cooperative | 100.776 | 2.218 | 45.4355 | 95.528 | 2.155 | 44.3285 | 71.05 | 0.672 | 105.7292 | 3880 | 25 | Y | . | . | . | . | . | . | . |  |  | . |  | 5.248 | 0.063 | 44.3285 | 83.3016 | 83.3016 | 244.44 | 244.44 | 6.3% | 7.3447 | 12.222 | 14.6895 | 30.555 | 44.0684 | 48.888 | 73.4474 | 61.11 | 110.1711 | 48.888 | 146.8948 | 24.444 | 220.3422 | 10.9998 | 293.7896 | 7.3332 | 89.7674 | 448.837 | 2154.4178 | 4488.3703 | 5386.0444 | 3590.6963 | 2423.72 | 2154.4178
2020 | 17267 | Sioux Valley SW Elec Coop | SD | Cooperative | 80.673 | 3.246 | 24.853 | 70.903 | 2.481 | 28.5784 | 61.498 | 0.938 | 65.5629 | 22979 | 12.5 | Y | . | . | . | . | . | . | . |  |  | . |  | 9.77 | 0.765 | 28.5784 | 12.7712 | 12.7712 | 17578.935 | 17578.935 | 76.5% | 1.126 | 878.9467 | 2.2521 | 2197.3669 | 6.7563 | 3515.787 | 11.2605 | 4394.7338 | 16.8907 | 3515.787 | 22.5209 | 1757.8935 | 33.7814 | 791.0521 | 45.0419 | 527.3681 | 989.7347 | 4948.6737 | 23753.6337 | 49486.737 | 59384.0843 | 39589.3896 | 26722.838 | 23753.6337
2020 | 17324 | Slinger Utilities | WI | Municipal | . | . | . | . | . | . | . | . | . | . | . |  | 2.314 | 0.027 | 85.7037 | . | . | . | 2775 | N | L | 25 | N | [6 empty] | 2775 | 100% |  | 138.75 |  | 346.875 |  | 1: 555; 3: 693.75; 5: 555; 7: 277.5 | 124.875 |  | 83.25
2020 | 17470 | PUD 1 of Snohomish County | WA | Political Subdivision | 255.5 | 1.69 | 151.1834 | 131.8 | 1.25 | 105.44 | 255.5 | 1.69 | 151.1834 | 368222 | 12.5 | Y | . | . | . | . | . | . | . |  |  | . |  | 123.7 | 0.44 | 105.44 | 281.1364 | 281.1364 | 162017.68 | 162017.68 | 44% | 24.7879 | 8100.884 | 49.5758 | 20252.21 | 148.7275 | 32403.536 | 247.8792 | 40504.42 | 371.8188 | 32403.536 | 495.7585 | 16201.768 | 743.6377 | 7290.7956 | 991.5169 | 4860.5304 | 200804.0914 | 1004020.457 | 4819298.1937 | 10040204.5702 | 12048245.4842 | 8032163.6561 | 5421710.4679 | 4819298.1937
2020 | 17534 | South Alabama Elec Coop, Inc | AL | Cooperative | 1682.7 | 3.719 | 452.4603 | 184.111 | 1.788 | 102.9704 | 1682.7 | 3.719 | 452.4603 | 16962 | 25 | N | . | . | . | . | . | . | . |  |  | . |  | 1498.589 | 1.931 | 102.9704 | 776.0689 | 1498.589 | 32753.622 | 16962 | 100% | 132.1313 | 848.1 | 264.2626 | 2120.25 | 792.7877 | 3392.4 | 1321.3129 | 4240.5 | 1981.9693 | 3392.4 | 2642.6257 | 1696.2 | 3963.9386 | 763.29 | 5285.2514 | 508.86 | 112060.5435 | 560302.7175 | 2689453.0441 | 5603027.1752 | 6723632.6102 | 4482421.7401 | 3025634.6746 | 2689453.0441
2020 | 17539 | Dominion Energy South Carolina, Inc | SC | Investor Owned | 141.26 | 1.4 | 100.9 | 88.23 | 1.17 | 75.4103 | 127.87 | 1.07 | 119.5047 | 760086 | 23.9 | Y | . | . | . | . | . | . | . |  |  | . |  | 53.03 | 0.23 | 75.4103 | 230.5652 | 230.5652 | 174819.78 | 174819.78 | 23% | 20.329 | 8740.989 | 40.6581 | 21852.4725 | 121.9743 | 34963.956 | 203.2904 | 43704.945 | 304.9356 | 34963.956 | 406.5808 | 17481.978 | 609.8713 | 7866.8901 | 813.1617 | 5244.5934 | 177695.932 | 888479.6601 | 4264702.3685 | 8884796.601 | 10661755.9212 | 7107837.2808 | 4797790.1646 | 4264702.3685
2020 | 17543 | South Carolina Public Service Authority | SC | State | 48.849 | 0.605 | 80.7421 | 23.902 | 0.389 | 61.4447 | 43.336 | 0.517 | 83.8221 | 188318 | 34.5 | N | . | . | . | . | . | . | . |  |  | . |  | 24.947 | 0.216 | 61.4447 | 115.4954 | 115.4954 | 40676.688 | 40676.688 | 21.6% | 10.1833 | 2033.8344 | 20.3666 | 5084.586 | 61.0997 | 8135.3376 | 101.8328 | 10169.172 | 152.7492 | 8135.3376 | 203.6656 | 4067.6688 | 305.4984 | 1830.451 | 407.3312 | 1220.3006 | 20711.1057 | 103555.5286 | 497066.5371 | 1035555.2857 | 1242666.3428 | 828444.2285 | 559199.8543 | 497066.5371
2020 | 17550 | South Central Electric Assn | MN | Cooperative | 233.818 | 1.316 | 177.6732 | 125.018 | 1.179 | 106.0373 | 48.195 | 0.644 | 74.837 | 5909 | 7.2 | N | . | . | . | . | . | . | . |  |  | . |  | 108.8 | 0.137 | 106.0373 | 794.1606 | 794.1606 | 809.533 | 809.533 | 13.7% | 70.0215 | 40.4766 | 140.043 | 101.1916 | 420.129 | 161.9066 | 700.2151 | 202.3833 | 1050.3226 | 161.9066 | 1400.4301 | 80.9533 | 2100.6452 | 36.429 | 2800.8603 | 24.286 | 2834.236 | 14171.18 | 68021.6641 | 141711.8001 | 170054.1602 | 113369.4401 | 76524.3721 | 68021.6641
2020 | 17564 | South Kentucky Rural E C C | KY | Cooperative | 378.6 | 2.348 | 161.2436 | 270.15 | 2.051 | 131.7162 | 353.022 | 2.32 | 152.1647 | 69987 | 25 | Y | . | . | . | . | . | . | . |  |  | . |  | 108.45 | 0.297 | 131.7162 | 365.1515 | 365.1515 | 20786.139 | 20786.139 | 29.7% | 32.1956 | 1039.3069 | 64.3912 | 2598.2674 | 193.1735 | 4157.2278 | 321.9558 | 5196.5347 | 482.9337 | 4157.2278 | 643.9116 | 2078.6139 | 965.8673 | 935.3763 | 1287.8231 | 623.5842 | 33461.0881 | 167305.4405 | 803066.1143 | 1673054.4048 | 2007665.2858 | 1338443.5239 | 903449.3786 | 803066.1143
2020 | 17565 | South Louisiana Elec Coop Assn | LA | Cooperative | . | . | . | . | . | . | . | . | . | . | . |  | 423.372 | 2.814 | 150.452 | 157.134 | 1.622 | 96.8767 | 21695 | N | L | 24.9 | Y | 266.238 | 1.192 | 96.8767 | 223.354 | 266.238 | 25860.44 | 21695 | 100% | 23.4743 | 1084.75 | 46.9487 | 2711.875 | 140.846 | 4339 | 234.7433 | 5423.75 | 352.1149 | 4339 | 469.4866 | 2169.5 | 704.2298 | 976.275 | 938.9731 | 650.85 | 25463.777 | 127318.8849 | 611130.6473 | 1273188.8486 | 1527826.6184 | 1018551.0789 | 687521.9783 | 611130.6473
2020 | 17572 | South River Elec Member Corp | NC | Cooperative | . | . | . | . | . | . | . | . | . | . | . |  | 54.54 | . | . | 54.54 | . | . | 45526 | N | O | . | N | 0 |  |  |  | 0 |  | 45526 | 100% | 0 | 2276.3 | 0 | 5690.75 | 0 | 9105.2 | 0 | 11381.5 | 0 | 9105.2 | 0 | 4552.6 | 0 | 2048.67 | 0 | 1365.78 | 0 | 0 | 0 | 0 | 0 | 0 | 0 | 0
2020 | 17585 | Southeastern IL Elec Coop, Inc | IL | Cooperative | 170.335 | 1.228 | 138.7093 | 92.159 | 0.988 | 93.2783 | . | . | . | 24373 | 12.4 | Y | . | . | . | . | . | . | . |  |  | . |  | 78.176 | 0.24 | 93.2783 | 325.7333 | 325.7333 | 5849.52 | 5849.52 | 24% | 28.7201 | 292.476 | 57.4401 | 731.19 | 172.3204 | 1169.904 | 287.2006 | 1462.38 | 430.8009 | 1169.904 | 574.4012 | 584.952 | 861.6018 | 263.2284 | 1148.8024 | 175.4856 | 8399.9279 | 41999.6396 | 201598.2699 | 419996.3956 | 503995.6747 | 335997.1165 | 226798.0536 | 201598.2699
2020 | 17592 | Southeast Colorado Power Assn | CO | Cooperative | 339.5 | . | . | 300.1 | . | . | 325 | . | . | 10599 | 24.9 | N | . | . | . | . | . | . | . |  |  | . |  | 39.4 |  |  |  | 39.4 |  | 10599 | 100% | 3.4739 | 529.95 | 6.9478 | 1324.875 | 20.8435 | 2119.8 | 34.7392 | 2649.75 | 52.1087 | 2119.8 | 69.4783 | 1059.9 | 104.2175 | 476.955 | 138.9566 | 317.97 | 1841.0019 | 9205.0096 | 44184.0458 | 92050.0955 | 110460.1146 | 73640.0764 | 49707.0516 | 44184.0458
2020 | 17599 | Southeastern Indiana R E M C | IN | Cooperative | 552 | 2.64 | 209.0909 | 552 | 2.64 | 209.0909 | 360.1 | 2.08 | 173.125 | 27696 | 7.2 | N | . | . | . | . | . | . | . |  |  | . |  | 0 | 0 | 209.0909 |  |  | 0 | 0 | 0% |  | 0 |  | 0 |  | 1: 0; 3: 0; 5: 0; 7: 0 | 0 |  | 0
2020 | 17603 | Southeastern Electric Coop Inc - (OK) | OK | Cooperative | 271.42 | 1.66 | 163.506 | 150.46 | 1.53 | 98.3399 | 242.97 | 1.56 | 155.75 | 15491 | 14.4 | Y | . | . | . | . | . | . | . |  |  | . |  | 120.96 | 0.13 | 98.3399 | 930.4615 | 930.4615 | 2013.83 | 2013.83 | 13% | 82.0392 | 100.6915 | 164.0784 | 251.7287 | 492.2353 | 402.766 | 820.3922 | 503.4575 | 1230.5884 | 402.766 | 1640.7845 | 201.383 | 2461.1767 | 90.6223 | 3281.569 | 60.4149 | 8260.6526 | 41303.2629 | 198255.6619 | 413032.6289 | 495639.1547 | 330426.1032 | 223037.6196 | 198255.6619
2020 | 17609 | Southern California Edison Co | CA | Investor Owned | 201.17 | 1.06 | 189.783 | 91.3 | 0.87 | 104.9425 | . | . | . | 5183307 | 33 | Y | . | . | . | . | . | . | . |  |  | . |  | 109.87 | 0.19 | 104.9425 | 578.2632 | 578.2632 | 984828.33 | 984828.33 | 19% | 50.9857 | 49241.4165 | 101.9715 | 123103.5412 | 305.9144 | 196965.666 | 509.8573 | 246207.0825 | 764.786 | 196965.666 | 1019.7146 | 98482.833 | 1529.5719 | 44317.2749 | 2039.4292 | 29544.8499 | 2510609.5816 | 12553047.9079 | 60254629.9581 | 125530479.0794 | 150636574.8952 | 100424383.2635 | 67786458.7029 | 60254629.9581
2020 | 17612 | Bear Valley Electric Service | CA | Investor Owned | 425.38 | 4.56 | 93.2851 | 55.34 | 0.59 | 93.7966 | 425.38 | 4.56 | 93.2851 | 24480 | 34.5 | N | . | . | . | . | . | . | . |  |  | . |  | 370.04 | 3.97 | 93.7966 | 93.2091 | 370.04 | 97185.6 | 24480 | 100% | 32.6266 | 1224 | 65.2532 | 3060 | 195.7596 | 4896 | 326.266 | 6120 | 489.399 | 4896 | 652.532 | 2448 | 978.7979 | 1101.6 | 1305.0639 | 734.4 | 39934.9561 | 199674.7803 | 958438.9455 | 1996747.8031 | 2396097.3637 | 1597398.2425 | 1078243.8137 | 958438.9455
2020 | 17633 | Southern Indiana Gas & Elec Co | IN | Investor Owned | . | . | . | . | . | . | . | . | . | . | . |  | 121.9 | 1 | 121.9 | 78.4 | 0.86 | 91.1628 | 151000 | N | F | 12.5 | Y | 43.5 | 0.14 | 91.1628 | 310.7143 | 310.7143 | 21140 | 21140 | 14% | 27.3958 | 1057 | 54.7916 | 2642.5 | 164.3749 | 4228 | 273.9582 | 5285 | 410.9373 | 4228 | 547.9164 | 2114 | 821.8747 | 951.3 | 1095.8329 | 634.2 | 28957.3843 | 144786.9214 | 694977.2226 | 1447869.2138 | 1737443.0566 | 1158295.3711 | 781849.3755 | 694977.2226
2020 | 17637 | Southern Maryland Elec Coop Inc | MD | Cooperative | . | . | . | . | . | . | . | . | . | . | . |  | 222.9 | 1.55 | 143.8065 | 148.8 | 1.31 | 113.5878 | 168062 | N | F | 12.5 | Y | 74.1 | 0.24 | 113.5878 | 308.75 | 308.75 | 40334.88 | 40334.88 | 24% | 27.2226 | 2016.744 | 54.4453 | 5041.86 | 163.3358 | 8066.976 | 272.2263 | 10083.72 | 408.3395 | 8066.976 | 544.4526 | 4033.488 | 816.6789 | 1815.0696 | 1088.9052 | 1210.0464 | 54901.0766 | 274505.3828 | 1317625.8375 | 2745053.8281 | 3294064.5937 | 2196043.0625 | 1482329.0672 | 1317625.8375
2020 | 17647 | Southern Pine Electric Cooperative | MS | Cooperative | . | . | . | . | . | . | . | . | . | . | . |  | 1203.28 | 4.82 | 249.6431 | 321.53 | 2.76 | 116.4964 | 67066 | Y | F | 25 | Y | 881.75 | 2.06 | 116.4964 | 428.034 | 881.75 | 138155.96 | 67066 | 100% | 77.7443 | 3353.3 | 155.4886 | 8383.25 | 466.4658 | 13413.2 | 777.4431 | 16766.5 | 1166.1646 | 13413.2 | 1554.8861 | 6706.6 | 2332.3292 | 3017.97 | 3109.7722 | 2011.98 | 260699.9802 | 1303499.9008 | 6256799.5239 | 13034999.0081 | 15641998.8097 | 10427999.2065 | 7038899.4644 | 6256799.5239
2020 | 17671 | Southwest Arkansas E C C | AR | Cooperative | 305.437 | 1.535 | 198.9818 | 187.151 | 1.206 | 155.1832 | 185.031 | 0.992 | 186.5232 | 28589 | 12.5 | Y | . | . | . | . | . | . | . |  |  | . |  | 118.286 | 0.329 | 155.1833 | 359.5319 | 359.5319 | 9405.781 | 9405.781 | 32.9% | 31.7001 | 470.289 | 63.4002 | 1175.7226 | 190.2006 | 1881.1562 | 317.001 | 2351.4453 | 475.5014 | 1881.1562 | 634.0019 | 940.5781 | 951.0029 | 423.2601 | 1268.0038 | 282.1734 | 14908.2077 | 74541.0387 | 357796.9856 | 745410.3866 | 894492.464 | 596328.3093 | 402521.6088 | 357796.9856
2020 | 17683 | Southwest Mississippi E P A | MS | Cooperative | 4811.2 | . | . | 1353.2 | . | . | 4808.5 | . | . | 25397 | 34.5 | N | . | . | . | . | . | . | . |  |  | . |  | 3458 |  |  |  | 3458 |  | 25397 | 100% | 304.8935 | 1269.85 | 609.7869 | 3174.625 | 1829.3608 | 5079.4 | 3048.9346 | 6349.25 | 4573.4019 | 5079.4 | 6097.8692 | 2539.7 | 9146.8038 | 1142.865 | 12195.7384 | 761.91 | 387168.9611 | 1935844.8053 | 9292055.0654 | 19358448.0529 | 23230137.6635 | 15486758.4423 | 10453561.9486 | 9292055.0654
2020 | 17684 | Southwest Louisiana E M C | LA | Cooperative | . | . | . | . | . | . | . | . | . | . | . |  | 4558.2 | 5.19 | 878.2659 | 211.2 | 2.3 | 91.8261 | 111484 | N | O | 14.4 | Y | 4347 | 2.89 | 91.8261 | 1504.1522 | 4347 | 322188.76 | 111484 | 100% | 383.277 | 5574.2 | 766.554 | 13935.5 | 2299.662 | 22296.8 | 3832.77 | 27871 | 5749.155 | 22296.8 | 7665.54 | 11148.4 | 11498.3101 | 5016.78 | 15331.0801 | 3344.52 | 2136462.6657 | 10682313.3284 | 51275103.9765 | 106823133.2843 | 128187759.9412 | 85458506.6275 | 57684491.9735 | 51275103.9765
2020 | 17692 | Southwest Public Power Dist | NE | Political Subdivision | 99.4 | 0.76 | 130.7895 | 99.4 | 0.76 | 130.7895 | 54.11 | 0.75 | 72.1467 | 6237 | 7.2 | Y | . | . | . | . | . | . | . |  |  | . |  | 0 | 0 | 130.7895 |  |  | 0 | 0 | 0% |  | 0 |  | 0 |  | 1: 0; 3: 0; 5: 0; 7: 0 | 0 |  | 0
2020 | 17694 | Southwest Tennessee E M C | TN | Cooperative | . | . | . | . | . | . | . | . | . | . | . |  | 220.88 | 1.896 | 116.4979 | 132.36 | 1.666 | 79.4478 | 51366 | Y | L | 12.5 | Y | 88.52 | 0.23 | 79.4478 | 384.8696 | 384.8696 | 11814.18 | 11814.18 | 23% | 33.9341 | 590.709 | 67.8683 | 1476.7725 | 203.6048 | 2362.836 | 339.3413 | 2953.545 | 509.0119 | 2362.836 | 678.6826 | 1181.418 | 1018.0238 | 531.6381 | 1357.3651 | 354.4254 | 20045.1947 | 100225.9733 | 481084.6716 | 1002259.7325 | 1202711.6791 | 801807.786 | 541220.2556 | 481084.6716
2020 | 17697 | Southwestern Electric Coop Inc - (IL) | IL | Cooperative | 201.46 | 1.51 | 133.4172 | 187.97 | 1.47 | 127.8708 | 134.07 | 1.22 | 109.8934 | 23618 | 13 | Y | . | . | . | . | . | . | . |  |  | . |  | 13.49 | 0.04 | 127.8707 | 337.25 | 337.25 | 944.72 | 944.72 | 4% | 29.7355 | 47.236 | 59.471 | 118.09 | 178.4129 | 188.944 | 297.3549 | 236.18 | 446.0323 | 188.944 | 594.7098 | 94.472 | 892.0647 | 42.5124 | 1189.4195 | 28.3416 | 1404.5855 | 7022.9277 | 33710.053 | 70229.277 | 84275.1324 | 56183.4216 | 37923.8096 | 33710.053
2020 | 17698 | Southwestern Electric Power Co | AR | Investor Owned | 354.2 | 1.683 | 210.4575 | 185.2 | 1.448 | 127.9005 | 318.5 | 1.526 | 208.7156 | 123180 | 35 | Y | . | . | . | . | . | . | . |  |  | . |  | 169 | 0.235 | 127.9006 | 719.1489 | 719.1489 | 28947.3 | 28947.3 | 23.5% | 63.4077 | 1447.365 | 126.8154 | 3618.4125 | 380.4462 | 5789.46 | 634.0769 | 7236.825 | 951.1154 | 5789.46 | 1268.1539 | 2894.73 | 1902.2308 | 1302.6285 | 2536.3078 | 868.419 | 91774.0779 | 458870.3894 | 2202577.8692 | 4588703.8942 | 5506444.673 | 3670963.1154 | 2477900.1029 | 2202577.8692
2020 | 17698 | Southwestern Electric Power Co | LA | Investor Owned | 3687.8 | 3.778 | 976.1249 | 389.3 | 2.267 | 171.7248 | 3598.4 | 3.457 | 1040.9025 | 187721 | 35 | Y | . | . | . | . | . | . | . |  |  | . |  | 3298.5 | 1.511 | 171.7247 | 2182.9914 | 3298.5 | 283646.431 | 187721 | 100% | 290.8303 | 9386.05 | 581.6605 | 23465.125 | 1744.9816 | 37544.2 | 2908.3027 | 46930.25 | 4362.4541 | 37544.2 | 5816.6054 | 18772.1 | 8724.9082 | 8447.445 | 11633.2109 | 5631.63 | 2729747.4732 | 13648737.3659 | 65513939.3564 | 136487373.6591 | 163784848.3909 | 109189898.9273 | 73703181.7759 | 65513939.3564
2020 | 17698 | Southwestern Electric Power Co | TX | Investor Owned | 725.1 | 2.902 | 249.8622 | 249.7 | 2.102 | 118.7916 | 608.9 | 2.237 | 272.1949 | 187721 | 35 | Y | . | . | . | . | . | . | . |  |  | . |  | 475.4 | 0.8 | 118.7916 | 594.25 | 594.25 | 150176.8 | 150176.8 | 80% | 52.3953 | 7508.84 | 104.7906 | 18772.1 | 314.3718 | 30035.36 | 523.953 | 37544.2 | 785.9295 | 30035.36 | 1047.906 | 15017.68 | 1571.8589 | 6757.956 | 2095.8119 | 4505.304 | 393427.9062 | 1967139.5312 | 9442269.7499 | 19671395.3123 | 23605674.3747 | 15737116.2498 | 10622553.4686 | 9442269.7499
2020 | 17718 | Southwestern Public Service Co | NM | Investor Owned | 111.696 | 0.972 | 114.9136 | 103.732 | 0.881 | 117.7435 | 106.578 | 0.92 | 115.8457 | 113946 | 34.5 | Y | . | . | . | . | . | . | . |  |  | . |  | 7.964 | 0.091 | 117.7435 | 87.5165 | 87.5165 | 10369.086 | 10369.086 | 9.1% | 7.7164 | 518.4543 | 15.4327 | 1296.1357 | 46.2982 | 2073.8172 | 77.1637 | 2592.2715 | 115.7455 | 2073.8172 | 154.3274 | 1036.9086 | 231.4911 | 466.6089 | 308.6548 | 311.0726 | 4000.5846 | 20002.9231 | 96014.0308 | 200029.2309 | 240035.077 | 160023.3847 | 108015.7847 | 96014.0308
2020 | 17718 | Southwestern Public Service Co | TX | Investor Owned | 553.861 | 1.534 | 361.0567 | 99.547 | 0.967 | 102.9442 | 471.883 | 1.138 | 414.6599 | 257391 | 34.5 | Y | . | . | . | . | . | . | . |  |  | . |  | 454.314 | 0.567 | 102.9442 | 801.2593 | 801.2593 | 145940.697 | 145940.697 | 56.7% | 70.6474 | 7297.0349 | 141.2948 | 18242.5871 | 423.8844 | 29188.1394 | 706.474 | 36485.1742 | 1059.711 | 29188.1394 | 1412.948 | 14594.0697 | 2119.422 | 6567.3314 | 2825.896 | 4378.2209 | 515516.5383 | 2577582.6916 | 12372396.9195 | 25775826.9157 | 30930992.2988 | 20620661.5325 | 13918946.5345 | 12372396.9195
2020 | 17828 | City of Springfield - (IL) | IL | Municipal | . | . | . | . | . | . | . | . | . | . | . |  | 53.95 | 0.814 | 66.2776 | . | . | . | 70648 | N | L | 12.5 | Y | [6 empty] | 70648 | 100% |  | 3532.4 |  | 8831 |  | 1: 14129.6; 3: 17662; 5: 14129.6; 7: 7064.8 | 3179.16 |  | 2119.44
2020 | 17832 | Snapping Shoals El Member Corp | GA | Cooperative | 155.806 | 1.316 | 118.3936 | 83.103 | 0.961 | 86.4755 | 153.93 | 1.209 | 127.3201 | 103563 | 25 | Y | . | . | . | . | . | . | . |  |  | . |  | 72.703 | 0.355 | 86.4755 | 204.7972 | 204.7972 | 36764.865 | 36764.865 | 35.5% | 18.0571 | 1838.2432 | 36.1141 | 4595.6081 | 108.3424 | 7352.973 | 180.5706 | 9191.2162 | 270.8559 | 7352.973 | 361.1412 | 3676.4865 | 541.7119 | 1654.4189 | 722.2825 | 1102.946 | 33193.2731 | 165966.3657 | 796638.5552 | 1659663.6566 | 1991596.388 | 1327730.9253 | 896218.3746 | 796638.5552
2020 | 17833 | City Utilities of Springfield - (MO) | MO | Municipal | 128.426 | 0.715 | 179.6168 | . | . | . | . | . | . | 136145 | 13.2 | Y | . | . | . | . | . | . | . |  |  | . | [7 empty] | 136145 | 100% |  | 6807.25 |  | 17018.125 |  | 1: 27229; 3: 34036.25; 5: 27229; 7: 13614.5 | 6126.525 |  | 4084.35
2020 | 17839 | City of Springfield - (OR) | OR | Municipal | . | . | . | . | . | . | . | . | . | . | . |  | 68 | 0.72 | 94.4444 | . | . | . | 31803 | Y | F | 21 | N | [6 empty] | 31803 | 100% |  | 1590.15 |  | 3975.375 |  | 1: 6360.6; 3: 7950.75; 5: 6360.6; 7: 3180.3 | 1431.135 |  | 954.09
2020 | 17845 | City of Springville - (UT) | UT | Municipal | 34.224 | 0.477 | 71.7484 | . | . | . | . | . | . | 12689 | 12.4 | N | . | . | . | . | . | . | . |  |  | . | [7 empty] | 12689 | 100% |  | 634.45 |  | 1586.125 |  | 1: 2537.8; 3: 3172.25; 5: 2537.8; 7: 1268.9 | 571.005 |  | 380.67
2020 | 17860 | City of St Charles - (IL) | IL | Municipal | . | . | . | . | . | . | . | . | . | . | . |  | 30.16 | 0.793 | 38.0328 | 30.16 | 0.793 | 38.0328 | 16048 | Y | L | 12.4 | N | 0 | 0 | 38.0328 |  |  | 0 | 0 | 0% |  | 0 |  | 0 |  | 1: 0; 3: 0; 5: 0; 7: 0 | 0 |  | 0
2020 | 17874 | City of St George | UT | Municipal | 24.5 | . | . | 16.374 | . | . | . | . | . | 32070 | 13.2 | N | . | . | . | . | . | . | . |  |  | . |  | 8.126 |  |  |  | 8.126 |  | 32070 | 100% | 0.71647 | 1603.5 | 1.4329 | 4008.75 | 4.2988 | 6414 | 7.1647 | 8017.5 | 10.7471 | 6414 | 14.3295 | 3207 | 21.4942 | 1443.15 | 28.6589 | 962.1 | 1148.8647 | 5744.3237 | 27572.7539 | 57443.2373 | 68931.8848 | 45954.5899 | 31019.3482 | 27572.7539
2020 | 18006 | City of Starkville | MS | Municipal | . | . | . | . | . | . | . | . | . | . | . |  | 107.13 | 2.38 | 45.0126 | 53.31 | 1.09 | 48.9083 | 14097 | N | L | 12.5 | N | 53.82 | 1.29 | 48.9083 | 41.7209 | 53.82 | 18185.13 | 14097 | 100% | 4.7453 | 704.85 | 9.4907 | 1762.125 | 28.472 | 2819.4 | 47.4533 | 3524.25 | 71.18 | 2819.4 | 94.9067 | 1409.7 | 142.36 | 634.365 | 189.8134 | 422.91 | 3344.7489 | 16723.7445 | 80273.9734 | 167237.4445 | 200684.9334 | 133789.9556 | 90308.22 | 80273.9734
2020 | 18019 | Stearns Cooperative Elec Assn | MN | Cooperative | 103.757 | 0.938 | 110.6151 | 77.066 | 0.742 | 103.8625 | 90.531 | 0.78 | 116.0654 | 27525 | 7.2 | Y | . | . | . | . | . | . | . |  |  | . |  | 26.691 | 0.196 | 103.8625 | 136.1786 | 136.1786 | 5394.9 | 5394.9 | 19.6% | 12.0069 | 269.745 | 24.0139 | 674.3625 | 72.0416 | 1078.98 | 120.0693 | 1348.725 | 180.1039 | 1078.98 | 240.1386 | 539.49 | 360.2078 | 242.7705 | 480.2771 | 161.847 | 3238.8087 | 16194.0435 | 77731.409 | 161940.4353 | 194328.5224 | 129552.3483 | 87447.8351 | 77731.409
2020 | 18022 | City of Statesville - (NC) | NC | Municipal | 19.75 | 0.276 | 71.558 | . | . | . | . | . | . | 13902 | 22.9 | N | . | . | . | . | . | . | . |  |  | . | [7 empty] | 13902 | 100% |  | 695.1 |  | 1737.75 |  | 1: 2780.4; 3: 3475.5; 5: 2780.4; 7: 1390.2 | 625.59 |  | 417.06
2020 | 18047 | Steele-Waseca Cooperative Electric | MN | Cooperative | 81.45 | 0.8 | 101.8125 | 54.38 | 0.56 | 97.1071 | 54.47 | 0.46 | 118.413 | 11537 | 12.4 | Y | . | . | . | . | . | . | . |  |  | . |  | 27.07 | 0.24 | 97.1071 | 112.7917 | 112.7917 | 2768.88 | 2768.88 | 24% | 9.9449 | 138.444 | 19.8898 | 346.11 | 59.6694 | 553.776 | 99.4489 | 692.22 | 149.1734 | 553.776 | 198.8979 | 276.888 | 298.3468 | 124.5996 | 397.7957 | 83.0664 | 1376.8108 | 6884.0542 | 33043.4599 | 68840.5415 | 82608.6498 | 55072.4332 | 37173.8924 | 33043.4599
2020 | 18085 | South Central Power Company | OH | Cooperative | 322.956 | 2.11 | 153.0597 | 249.23 | 1.81 | 137.6961 | 214.647 | . | . | 120001 | 7.2 | Y | . | . | . | . | . | . | . |  |  | . |  | 73.726 | 0.3 | 137.6961 | 245.7533 | 245.7533 | 36000.3 | 36000.3 | 30% | 21.6682 | 1800.015 | 43.3364 | 4500.0375 | 130.0091 | 7200.06 | 216.6819 | 9000.075 | 325.0228 | 7200.06 | 433.3637 | 3600.03 | 650.0456 | 1620.0135 | 866.7274 | 1080.009 | 39003.0583 | 195015.2915 | 936073.3994 | 1950152.9154 | 2340183.4984 | 1560122.3323 | 1053082.5743 | 936073.3994
2020 | 18087 | Town of Sterling - (MA) | MA | Municipal | . | . | . | . | . | . | . | . | . | . | . |  | 54.181 | 1.25 | 43.3448 | 8.734 | 0.317 | 27.5521 | 3928 | N | F | 13.8 | Y | 45.447 | 0.933 | 27.5521 | 48.7106 | 48.7106 | 3664.824 | 3664.824 | 93.3% | 4.2948 | 183.2412 | 8.5897 | 458.103 | 25.769 | 732.9648 | 42.9484 | 916.206 | 64.4226 | 732.9648 | 85.8967 | 366.4824 | 128.8451 | 164.9171 | 171.7935 | 109.9447 | 786.9911 | 3934.9555 | 18887.7866 | 39349.5553 | 47219.4664 | 31479.6443 | 21248.7599 | 18887.7866
2020 | 18125 | Stillwater Utilities Authority | OK | Municipal | . | . | . | . | . | . | . | . | . | . | . |  | 627.5 | 1.88 | 333.7766 | 46.25 | 0.7 | 66.0714 | 21509 | N | F | 13 | Y | 581.25 | 1.18 | 66.0714 | 492.5847 | 581.25 | 25380.62 | 21509 | 100% | 51.2491 | 1075.45 | 102.4982 | 2688.625 | 307.4945 | 4301.8 | 512.4908 | 5377.25 | 768.7362 | 4301.8 | 1024.9816 | 2150.9 | 1537.4724 | 967.905 | 2049.9633 | 645.27 | 55115.8248 | 275579.1238 | 1322779.7943 | 2755791.2381 | 3306949.4857 | 2204632.9904 | 1488127.2686 | 1322779.7943
2020 | 18181 | City of Stoughton - (WI) | WI | Municipal | 61.482 | 0.677 | 90.8154 | 61.482 | 0.677 | 90.8154 | 61.482 | 0.677 | 90.8154 | 8852 | 15 | N | . | . | . | . | . | . | . |  |  | . |  | 0 | 0 | 90.8154 |  |  | 0 | 0 | 0% |  | 0 |  | 0 |  | 1: 0; 3: 0; 5: 0; 7: 0 | 0 |  | 0
2020 | 18203 | Tallapoosa River Elec Coop Inc | AL | Cooperative | 897.18 | 2.9 | 309.3724 | 324.41 | 2.3 | 141.0478 | 863.29 | 2.7 | 319.737 | 28112 | 25 | Y | . | . | . | . | . | . | . |  |  | . |  | 572.77 | 0.6 | 141.0478 | 954.6167 | 954.6167 | 16867.2 | 16867.2 | 60% | 84.169 | 843.36 | 168.338 | 2108.4 | 505.014 | 3373.44 | 841.6899 | 4216.8 | 1262.5349 | 3373.44 | 1683.3799 | 1686.72 | 2525.0698 | 759.024 | 3366.7597 | 506.016 | 70984.7623 | 354923.8113 | 1703634.2943 | 3549238.1132 | 4259085.7358 | 2839390.4905 | 1916588.5811 | 1703634.2943
2020 | 18206 | Strawberry Electric Serv Dist | UT | Political Subdivision | 194.142 | . | . | 51.93 | . | . | . | . | . | 3990 | 12.5 | N | . | . | . | . | . | . | . |  |  | . |  | 142.212 |  |  |  | 142.212 |  | 3990 | 100% | 12.5389 | 199.5 | 25.0778 | 498.75 | 75.2334 | 798 | 125.389 | 997.5 | 188.0835 | 798 | 250.778 | 399 | 376.1669 | 179.55 | 501.5559 | 119.7 | 2501.5101 | 12507.5506 | 60036.243 | 125075.5062 | 150090.6075 | 100060.405 | 67540.7734 | 60036.243
2020 | 18249 | City of Sturgeon Bay - (WI) | WI | Municipal | 5.04 | 0.07 | 72 | 5.04 | 0.07 | 72 | . | . | . | 9082 | 12.5 | N | . | . | . | . | . | . | . |  |  | . |  | 0 | 0 | 72 |  |  | 0 | 0 | 0% |  | 0 |  | 0 |  | 1: 0; 3: 0; 5: 0; 7: 0 | 0 |  | 0
2020 | 18280 | Sulphur Springs Valley E C Inc | AZ | Cooperative | 155.67 | 1.21 | 128.6529 | 139.19 | 1.07 | 130.0841 | 65 | 0.71 | 91.5493 | 52636 | 34.5 | N | . | . | . | . | . | . | . |  |  | . |  | 16.48 | 0.14 | 130.0841 | 117.7143 | 117.7143 | 7369.04 | 7369.04 | 14% | 10.3789 | 368.452 | 20.7578 | 921.13 | 62.2735 | 1473.808 | 103.7892 | 1842.26 | 155.6838 | 1473.808 | 207.5785 | 736.904 | 311.3677 | 331.6068 | 415.1569 | 221.0712 | 3824.135 | 19120.6748 | 91779.239 | 191206.748 | 229448.0976 | 152965.3984 | 103251.6439 | 91779.239
2020 | 18304 | Sumter Electric Coop, Inc | FL | Cooperative | . | . | . | . | . | . | . | . | . | . | . |  | 78.82 | 1.28 | 61.5781 | 72.65 | 1.23 | 59.065 | 216659 | N | L | 25 | Y | 6.17 | 0.05 | 59.065 | 123.4 | 123.4 | 10832.95 | 10832.95 | 5% | 10.8802 | 541.6475 | 21.7605 | 1354.1188 | 65.2814 | 2166.59 | 108.8024 | 2708.2375 | 163.2035 | 2166.59 | 217.6047 | 1083.295 | 326.4071 | 487.4828 | 435.2094 | 324.9885 | 5893.2522 | 29466.2608 | 141438.0517 | 294662.6076 | 353595.1292 | 235730.0861 | 159117.8081 | 141438.0517
2020 | 18336 | Superior Water and Light Co | WI | Investor Owned | 55.68 | 0.53 | 105.0566 | 39.6 | 0.41 | 96.5854 | 48.44 | 0.44 | 110.0909 | 14708 | 13.8 | N | . | . | . | . | . | . | . |  |  | . |  | 16.08 | 0.12 | 96.5854 | 134 | 134 | 1764.96 | 1764.96 | 12% | 11.8148 | 88.248 | 23.6297 | 220.62 | 70.8891 | 352.992 | 118.1484 | 441.24 | 177.2226 | 352.992 | 236.2968 | 176.496 | 354.4453 | 79.4232 | 472.5937 | 52.9488 | 1042.6362 | 5213.1809 | 25023.2683 | 52131.809 | 62558.1708 | 41705.4472 | 28151.1768 | 25023.2683
2020 | 18339 | Surry-Yadkin Elec Member Corp | NC | Cooperative | 422.6 | 2 | 211.3 | 154.3 | 1.4 | 110.2143 | . | . | . | 27381 | . | Y | . | . | . | . | . | . | . |  |  | . |  | 268.3 | 0.6 | 110.2143 | 447.1667 | 447.1667 | 16428.6 | 16428.6 | 60% | 39.4269 | 821.43 | 78.8538 | 2053.575 | 236.5614 | 3285.72 | 394.2689 | 4107.15 | 591.4034 | 3285.72 | 788.5378 | 1642.86 | 1182.8068 | 739.287 | 1577.0757 | 492.858 | 32386.4319 | 161932.1594 | 777274.3653 | 1619321.5944 | 1943185.9133 | 1295457.2755 | 874433.661 | 777274.3653
2020 | 18360 | Suwannee Valley Elec Coop Inc | FL | Cooperative | 335 | 3.38 | 99.1124 | 209 | 2.84 | 73.5915 | 329 | 3.15 | 104.4444 | 26610 | 24.9 | Y | . | . | . | . | . | . | . |  |  | . |  | 126 | 0.54 | 73.5915 | 233.3333 | 233.3333 | 14369.4 | 14369.4 | 54% | 20.5731 | 718.47 | 41.1462 | 1796.175 | 123.4386 | 2873.88 | 205.7311 | 3592.35 | 308.5966 | 2873.88 | 411.4622 | 1436.94 | 617.1932 | 646.623 | 822.9243 | 431.082 | 14781.1609 | 73905.8046 | 354747.8619 | 739058.0456 | 886869.6547 | 591246.4364 | 399091.3446 | 354747.8619
2020 | 18429 | City of Tacoma - (WA) | WA | Municipal | 84.86 | 0.74 | 114.6757 | 55.5 | 0.57 | 97.3684 | 84.75 | 0.74 | 114.527 | 175106 | 13.8 | Y | . | . | . | . | . | . | . |  |  | . |  | 29.36 | 0.17 | 97.3684 | 172.7059 | 172.7059 | 29768.02 | 29768.02 | 17% | 15.2276 | 1488.401 | 30.4551 | 3721.0025 | 91.3653 | 5953.604 | 152.2756 | 7442.005 | 228.4134 | 5953.604 | 304.5512 | 2976.802 | 456.8267 | 1339.5609 | 609.1023 | 893.0406 | 22664.7119 | 113323.5597 | 543953.0867 | 1133235.5974 | 1359882.7168 | 906588.4779 | 611947.2226 | 543953.0867
2020 | 18445 | City of Tallahassee - (FL) | FL | Municipal | . | . | . | . | . | . | . | . | . | . | . |  | 148.205 | 1.839 | 80.59 | . | . | . | 124755 | N | L | 12.5 | Y | [6 empty] | 124755 | 100% |  | 6237.75 |  | 15594.375 |  | 1: 24951; 3: 31188.75; 5: 24951; 7: 12475.5 | 5613.975 |  | 3742.65
2020 | 18449 | Talquin Electric Coop, Inc | FL | Cooperative | 445.385 | 5.19 | 85.816 | 398.933 | 4.91 | 81.2491 | 339.03 | 3.77 | 89.9284 | 52307 | 25 | Y | . | . | . | . | . | . | . |  |  | . |  | 46.452 | 0.28 | 81.2491 | 165.9 | 165.9 | 14645.96 | 14645.96 | 28% | 14.6275 | 732.298 | 29.255 | 1830.745 | 87.7649 | 2929.192 | 146.2748 | 3661.49 | 219.4122 | 2929.192 | 292.5496 | 1464.596 | 438.8244 | 659.0682 | 585.0992 | 439.3788 | 10711.6742 | 53558.371 | 257080.1808 | 535583.7099 | 642700.4519 | 428466.9679 | 289215.2034 | 257080.1808
2020 | 18454 | Tampa Electric Co | FL | Investor Owned | 79.46 | 1.23 | 64.6016 | 74.97 | 0.95 | 78.9158 | 79.46 | 1.23 | 64.6016 | 809268 | 13.2 | Y | . | . | . | . | . | . | . |  |  | . |  | 4.49 | 0.28 | 78.9158 | 16.0357 | 16.0357 | 226595.04 | 226595.04 | 28% | 1.4139 | 11329.752 | 2.8278 | 28324.38 | 8.4833 | 45319.008 | 14.1388 | 56648.76 | 21.2081 | 45319.008 | 28.2775 | 22659.504 | 42.4163 | 10196.7768 | 56.5551 | 6797.8512 | 16018.8684 | 80094.3421 | 384452.8421 | 800943.421 | 961132.1052 | 640754.7368 | 432509.4473 | 384452.8421
2020 | 18488 | City of Taunton | MA | Municipal | 84.159 | 4.211 | 19.9855 | 84.159 | 4.211 | 19.9855 | . | . | . | 38800 | 13.8 | Y | . | . | . | . | . | . | . |  |  | . |  | 0 | 0 | 19.9855 |  |  | 0 | 0 | 0% |  | 0 |  | 0 |  | 1: 0; 3: 0; 5: 0; 7: 0 | 0 |  | 0
2020 | 18498 | Taylor County Rural E C C | KY | Cooperative | 117.8 | 1.2 | 98.1667 | 80.9 | 1 | 80.9 | . | . | . | 27070 | 12.5 | N | . | . | . | . | . | . | . |  |  | . |  | 36.9 | 0.2 | 80.9 | 184.5 | 184.5 | 5414 | 5414 | 20% | 16.2675 | 270.7 | 32.5349 | 676.75 | 97.6047 | 1082.8 | 162.6745 | 1353.5 | 244.0118 | 1082.8 | 325.349 | 541.4 | 488.0235 | 243.63 | 650.698 | 162.42 | 4403.5988 | 22017.9941 | 105686.3718 | 220179.9412 | 264215.9295 | 176143.953 | 118897.1683 | 105686.3718
2020 | 18499 | Three Notch Elec Member Corp | GA | Cooperative | . | . | . | . | . | . | . | . | . | . | . |  | 370 | 3.8 | 97.3684 | 370 | 3.8 | 97.3684 | 14993 | N | L | 25 | N | 0 | 0 | 97.3684 |  |  | 0 | 0 | 0% |  | 0 |  | 0 |  | 1: 0; 3: 0; 5: 0; 7: 0 | 0 |  | 0
2020 | 18643 | Tennessee Valley Electric Coop | TN | Cooperative | . | . | . | . | . | . | . | . | . | . | . |  | 367 | . | . | . | . | . | 19755 | N |  | 24.9 | N | [6 empty] | 19755 | 100% |  | 987.75 |  | 2469.375 |  | 1: 3951; 3: 4938.75; 5: 3951; 7: 1975.5 | 888.975 |  | 592.65
2020 | 18848 | City of Thomasville - (GA) | GA | Municipal | 199.5 | 3.4 | 58.6765 | 149.6 | 2.8 | 53.4286 | 149.6 | 2.8 | 53.4286 | 15467 | . | Y | . | . | . | . | . | . | . |  |  | . |  | 49.9 | 0.6 | 53.4286 | 83.1667 | 83.1667 | 9280.2 | 9280.2 | 60% | 7.3328 | 464.01 | 14.6657 | 1160.025 | 43.9971 | 1856.04 | 73.3284 | 2320.05 | 109.9927 | 1856.04 | 146.6569 | 928.02 | 219.9853 | 417.609 | 293.3137 | 278.406 | 3402.5127 | 17012.5636 | 81660.3051 | 170125.6356 | 204150.7627 | 136100.5084 | 91867.8432 | 81660.3051
2020 | 18940 | Tipmont Rural Elec Member Corp | IN | Cooperative | 180.42 | 2.1 | 85.9143 | 77.11 | 1.16 | 66.4741 | 85.67 | 0.85 | 100.7882 | 27713 | 12.5 | Y | . | . | . | . | . | . | . |  |  | . |  | 103.31 | 0.94 | 66.4741 | 109.9043 | 109.9043 | 26050.22 | 26050.22 | 94% | 9.6903 | 1302.511 | 19.3806 | 3256.2775 | 58.1419 | 5210.044 | 96.9031 | 6512.555 | 145.3546 | 5210.044 | 193.8062 | 2605.022 | 290.7093 | 1172.2599 | 387.6124 | 781.5066 | 12621.7342 | 63108.6708 | 302921.6196 | 631086.7076 | 757304.0491 | 504869.3661 | 340786.8221 | 302921.6196
2020 | 18955 | Tri-County Electric Coop, Inc (IL) | IL | Cooperative | 160.5 | 1.14 | 140.7895 | 83.1 | 0.85 | 97.7647 | 112.3 | 0.78 | 143.9744 | 16501 | 12.5 | Y | . | . | . | . | . | . | . |  |  | . |  | 77.4 | 0.29 | 97.7647 | 266.8966 | 266.8966 | 4785.29 | 4785.29 | 29% | 23.5324 | 239.2645 | 47.0648 | 598.1612 | 141.1944 | 957.058 | 235.3239 | 1196.3225 | 352.9859 | 957.058 | 470.6479 | 478.529 | 705.9718 | 215.3381 | 941.2957 | 143.5587 | 5630.4661 | 28152.3306 | 135131.1871 | 281523.3064 | 337827.9677 | 225218.6451 | 152022.5855 | 135131.1871
2020 | 18956 | Tri-County Elec Member Corp (GA) | GA | Cooperative | . | . | . | . | . | . | . | . | . | . | . |  | 177.654 | 2.007 | 88.5172 | 129.725 | 1.686 | 76.9425 | 21800.5 | N | L | 25 | Y | 47.929 | 0.321 | 76.9425 | 149.3115 | 149.3115 | 6997.9605 | 6997.9605 | 32.1% | 13.1649 | 349.898 | 26.3297 | 874.7451 | 78.9892 | 1399.5921 | 131.6487 | 1749.4901 | 197.473 | 1399.5921 | 263.2973 | 699.7961 | 394.946 | 314.9082 | 526.5947 | 209.9388 | 4606.3608 | 23031.8038 | 110552.6581 | 230318.0377 | 276381.6453 | 184254.4302 | 124371.7404 | 110552.6581
2020 | 18957 | Tri-County Elec Member Corp (NC) | NC | Cooperative | . | . | . | . | . | . | . | . | . | . | . |  | 150.46 | 1.36 | 110.6324 | 150.46 | 1.36 | 110.6324 | 25578 | N | L | 12.5 | Y | 0 | 0 | 110.6324 |  |  | 0 | 0 | 0% |  | 0 |  | 0 |  | 1: 0; 3: 0; 5: 0; 7: 0 | 0 |  | 0
2020 | 18976 | Trinity Valley Elec Coop Inc | TX | Cooperative | 170.001 | 2.489 | 68.3009 | 140.23 | 2.262 | 61.9938 | 149.017 | 1.869 | 79.7309 | 73128 | 14.4 | Y | . | . | . | . | . | . | . |  |  | . |  | 29.771 | 0.227 | 61.9938 | 131.1498 | 131.1498 | 16600.056 | 16600.056 | 22.7% | 11.5635 | 830.0028 | 23.1271 | 2075.007 | 69.3812 | 3320.0112 | 115.6354 | 4150.014 | 173.4531 | 3320.0112 | 231.2707 | 1660.0056 | 346.9061 | 747.0025 | 462.5415 | 498.0017 | 9597.7679 | 47988.8396 | 230346.4299 | 479888.3956 | 575866.0747 | 383910.7165 | 259139.7336 | 230346.4299
2020 | 18997 | The Toledo Edison Co | OH | Investor Owned | 102.822 | 0.8 | 128.5275 | 66.763 | 0.685 | 97.4642 | 96.07 | 0.738 | 130.1762 | 305551 | 23 | Y | . | . | . | . | . | . | . |  |  | . |  | 36.059 | 0.115 | 97.4642 | 313.5565 | 313.5565 | 35138.365 | 35138.365 | 11.5% | 27.6464 | 1756.9182 | 55.2928 | 4392.2956 | 165.8785 | 7027.673 | 276.4642 | 8784.5912 | 414.6964 | 7027.673 | 552.9285 | 3513.8365 | 829.3927 | 1581.2264 | 1105.8569 | 1054.1509 | 48572.5063 | 242862.5314 | 1165740.1508 | 2428625.3143 | 2914350.3771 | 1942900.2514 | 1311457.6697 | 1165740.1508
2020 | 19108 | Tideland Electric Member Corp | NC | Cooperative | 843.18 | 4.283 | 196.8667 | 255.5 | 3.142 | 81.3176 | 823.6 | 3.998 | 206.003 | 22677 | 25 | Y | . | . | . | . | . | . | . |  |  | . |  | 587.68 | 1.141 | 81.3176 | 515.057 | 587.68 | 25874.457 | 22677 | 100% | 51.816 | 1133.85 | 103.632 | 2834.625 | 310.8961 | 4535.4 | 518.1602 | 5669.25 | 777.2403 | 4535.4 | 1036.3204 | 2267.7 | 1554.4805 | 1020.465 | 2072.6407 | 680.31 | 58751.5916 | 293757.958 | 1410038.1983 | 2937579.5797 | 3525095.4957 | 2350063.6638 | 1586292.973 | 1410038.1983
2020 | 19125 | City of Traverse City - (MI) | MI | Municipal | 54.912 | 0.57 | 96.3368 | 54.912 | 0.57 | 96.3368 | 54.912 | 0.57 | 96.3368 | 12881 | 13.8 | Y | . | . | . | . | . | . | . |  |  | . |  | 0 | 0 | 96.3368 |  |  | 0 | 0 | 0% |  | 0 |  | 0 |  | 1: 0; 3: 0; 5: 0; 7: 0 | 0 |  | 0
2020 | 19156 | Powder River Energy Corp | WY | Cooperative | 286.14 | 2.3 | 124.4087 | 194.61 | 1.94 | 100.3144 | 264.57 | 2.16 | 122.4861 | 27397 | 24.9 | Y | . | . | . | . | . | . | . |  |  | . |  | 91.53 | 0.36 | 100.3144 | 254.25 | 254.25 | 9862.92 | 9862.92 | 36% | 22.4173 | 493.146 | 44.8347 | 1232.865 | 134.504 | 1972.584 | 224.1734 | 2465.73 | 336.2601 | 1972.584 | 448.3468 | 986.292 | 672.5202 | 443.8314 | 896.6936 | 295.8876 | 11055.0216 | 55275.1082 | 265320.5195 | 552751.0823 | 663301.2988 | 442200.8658 | 298485.5844 | 265320.5195
2020 | 19157 | MiEnergy Cooperative | IA | Cooperative | 60.237 | 0.488 | 123.4365 | 60.237 | 0.488 | 123.4365 | 33.252 | 0.294 | 113.102 | 7079 | 12.5 | Y | . | . | . | . | . | . | . |  |  | . |  | 0 | 0 | 123.4365 |  |  | 0 | 0 | 0% |  | 0 |  | 0 |  | 1: 0; 3: 0; 5: 0; 7: 0 | 0 |  | 0
2020 | 19157 | MiEnergy Cooperative | MN | Cooperative | 50.722 | 0.443 | 114.4966 | 50.722 | 0.443 | 114.4966 | 50.676 | 0.441 | 114.9116 | 16013 | 24.9 | N | . | . | . | . | . | . | . |  |  | . |  | 0 | 0 | 114.4966 |  |  | 0 | 0 | 0% |  | 0 |  | 0 |  | 1: 0; 3: 0; 5: 0; 7: 0 | 0 |  | 0
2020 | 19159 | Tri-County Electric Coop, Inc (TX) | TX | Cooperative | 287.09 | 1.74 | 164.9942 | 187.38 | 1.52 | 123.2763 | 163.46 | 1.45 | 112.731 | 117893 | 14.4 | Y | . | . | . | . | . | . | . |  |  | . |  | 99.71 | 0.22 | 123.2763 | 453.2273 | 453.2273 | 25936.46 | 25936.46 | 22% | 39.9613 | 1296.823 | 79.9225 | 3242.0575 | 239.7676 | 5187.292 | 399.6126 | 6484.115 | 599.4189 | 5187.292 | 799.2252 | 2593.646 | 1198.8378 | 1167.1407 | 1598.4503 | 778.0938 | 51822.679 | 259113.3952 | 1243744.2971 | 2591133.9522 | 3109360.7427 | 2072907.1618 | 1399212.3342 | 1243744.2971
2020 | 19160 | Tri-County Electric Coop, Inc (OK) | OK | Cooperative | . | . | . | . | . | . | . | . | . | . | . |  | 148.2 | 1.76 | 84.2045 | 142.8 | 1.75 | 81.6 | 22600 | N | F | 34.5 | Y | 5.4 | 0.01 | 81.6 | 540 | 540 | 226 | 226 | 1% | 47.612 | 11.3 | 95.2241 | 28.25 | 285.6723 | 45.2 | 476.1205 | 56.5 | 714.1807 | 45.2 | 952.241 | 22.6 | 1428.3615 | 10.17 | 1904.482 | 6.78 | 538.0162 | 2690.0808 | 12912.388 | 26900.8082 | 32280.9699 | 21520.6466 | 14526.4364 | 12912.388
2020 | 19161 | Tri-County Electric Coop, Inc (FL) | FL | Cooperative | 239.166 | 2.764 | 86.5289 | 208.757 | 2.505 | 83.3361 | 222.356 | 2.613 | 85.0961 | 18674 | 25 | Y | . | . | . | . | . | . | . |  |  | . |  | 30.409 | 0.259 | 83.3361 | 117.4093 | 117.4093 | 4836.566 | 4836.566 | 25.9% | 10.352 | 241.8283 | 20.7041 | 604.5707 | 62.1122 | 967.3132 | 103.5203 | 1209.1415 | 155.2804 | 967.3132 | 207.0406 | 483.6566 | 310.5609 | 217.6455 | 414.0812 | 145.097 | 2503.4137 | 12517.0683 | 60081.9279 | 125170.6832 | 150204.8198 | 100136.5465 | 67592.1689 | 60081.9279
2020 | 19162 | Tri-County Elec Member Corp (TN) | KY | Cooperative | 329.07 | 2.93 | 112.3106 | 329.07 | 2.93 | 112.3106 | 219.44 | 2.08 | 105.5 | 24778 | 13 | Y | . | . | . | . | . | . | . |  |  | . |  | 0 | 0 | 112.3106 |  |  | 0 | 0 | 0% |  | 0 |  | 0 |  | 1: 0; 3: 0; 5: 0; 7: 0 | 0 |  | 0
2020 | 19162 | Tri-County Elec Member Corp (TN) | TN | Cooperative | 227.16 | 2.87 | 79.1498 | 227.16 | 2.87 | 79.1498 | 205.48 | 2.27 | 90.5198 | 27386 | 13 | Y | . | . | . | . | . | . | . |  |  | . |  | 0 | 0 | 79.1498 |  |  | 0 | 0 | 0% |  | 0 |  | 0 |  | 1: 0; 3: 0; 5: 0; 7: 0 | 0 |  | 0
2020 | 19189 | Trico Electric Cooperative Inc | AZ | Cooperative | 124.751 | 0.649 | 192.2203 | 48.711 | 0.477 | 102.1195 | 124.614 | 0.647 | 192.6028 | 50079 | 24.9 | Y | . | . | . | . | . | . | . |  |  | . |  | 76.04 | 0.172 | 102.1195 | 442.093 | 442.093 | 8613.588 | 8613.588 | 17.2% | 38.9795 | 430.6794 | 77.9591 | 1076.6985 | 233.8773 | 1722.7176 | 389.7955 | 2153.397 | 584.6932 | 1722.7176 | 779.5909 | 861.3588 | 1169.3864 | 387.6115 | 1559.1819 | 258.4076 | 16787.6877 | 83938.4385 | 402904.5048 | 839384.385 | 1007261.262 | 671507.508 | 453267.5679 | 402904.5048
2020 | 19219 | Diverse Power Incorporated | AL | Cooperative | 328.965 | 3.321 | 99.056 | 309.777 | 3.101 | 99.8958 | 328.965 | 3.321 | 99.056 | 662 | 35 | Y | . | . | . | . | . | . | . |  |  | . |  | 19.188 | 0.22 | 99.8958 | 87.2182 | 87.2182 | 145.64 | 145.64 | 22% | 7.6901 | 7.282 | 15.3801 | 18.205 | 46.1404 | 29.128 | 76.9007 | 36.41 | 115.351 | 29.128 | 153.8013 | 14.564 | 230.702 | 6.5538 | 307.6027 | 4.3692 | 55.9991 | 279.9954 | 1343.9777 | 2799.9536 | 3359.9443 | 2239.9629 | 1511.9749 | 1343.9777
2020 | 19219 | Diverse Power Incorporated | GA | Cooperative | 158.554 | 1.672 | 94.8289 | 116.455 | 1.315 | 88.5589 | 146.457 | 1.503 | 97.4431 | 35019 | 35 | Y | . | . | . | . | . | . | . |  |  | . |  | 42.099 | 0.357 | 88.5589 | 117.9244 | 117.9244 | 12501.783 | 12501.783 | 35.7% | 10.3974 | 625.0892 | 20.7949 | 1562.7229 | 62.3847 | 2500.3566 | 103.9745 | 3125.4457 | 155.9617 | 2500.3566 | 207.9489 | 1250.1783 | 311.9234 | 562.5802 | 415.8979 | 375.0535 | 6499.3308 | 32496.6542 | 155983.9404 | 324966.5425 | 389959.851 | 259973.234 | 175481.9329 | 155983.9404
2020 | 19225 | City of Troy - (AL) | AL | Municipal | . | . | . | . | . | . | . | . | . | . | . |  | . | . | . | . | . | . | . |  |  | .
2020 | 19266 | Tullahoma Board-Public Utils | TN | Municipal | 73.812 | 1.233 | 59.8637 | 29.07 | 0.764 | 38.0497 | 73.812 | 1.233 | 59.8637 | 11215 | 12.5 | N | . | . | . | . | . | . | . |  |  | . |  | 44.742 | 0.469 | 38.0497 | 95.3987 | 95.3987 | 5259.835 | 5259.835 | 46.9% | 8.4113 | 262.9918 | 16.8227 | 657.4794 | 50.4681 | 1051.967 | 84.1135 | 1314.9588 | 126.1702 | 1051.967 | 168.227 | 525.9835 | 252.3405 | 236.6926 | 336.454 | 157.7951 | 2212.1155 | 11060.5774 | 53090.7717 | 110605.7744 | 132726.9293 | 88484.6195 | 59727.1182 | 53090.7717
2020 | 19281 | Turlock Irrigation District | CA | Political Subdivision | 75 | 0.66 | 113.6364 | 56 | 0.57 | 98.2456 | 75 | 0.66 | 113.6364 | 88748 | 12 | N | . | . | . | . | . | . | . |  |  | . |  | 19 | 0.09 | 98.2456 | 211.1111 | 211.1111 | 7987.32 | 7987.32 | 9% | 18.6138 | 399.366 | 37.2275 | 998.415 | 111.6826 | 1597.464 | 186.1376 | 1996.83 | 279.2065 | 1597.464 | 372.2753 | 798.732 | 558.4129 | 359.4294 | 744.5506 | 239.6196 | 7433.7046 | 37168.5231 | 178408.9111 | 371685.2314 | 446022.2777 | 297348.1852 | 200710.025 | 178408.9111
2020 | 19293 | Southeastern Electric Coop Inc - (SD) | SD | Cooperative | . | . | . | . | . | . | . | . | . | . | . |  | 113.164 | . | . | 101.012 | . | . | 19449 | N | O | 12 | Y | 12.152 |  |  |  | 12.152 |  | 19449 | 100% | 1.0714 | 972.45 | 2.1429 | 2431.125 | 6.4287 | 3889.8 | 10.7145 | 4862.25 | 16.0717 | 3889.8 | 21.4289 | 1944.9 | 32.1434 | 875.205 | 42.8579 | 583.47 | 1041.9291 | 5209.6454 | 25006.2981 | 52096.4544 | 62515.7452 | 41677.1635 | 28132.0854 | 25006.2981
2020 | 19324 | Two Rivers Water & Light | WI | Municipal | 138.447 | 1.231 | 112.4671 | . | . | . | . | . | . | 6676 | 13.2 | N | . | . | . | . | . | . | . |  |  | . | [7 empty] | 6676 | 100% |  | 333.8 |  | 834.5 |  | 1: 1335.2; 3: 1669; 5: 1335.2; 7: 667.6 | 300.42 |  | 200.28
2020 | 19325 | Umatilla Electric Coop Assn | OR | Cooperative | 784.585 | 2.035 | 385.5455 | 115.022 | 0.879 | 130.8555 | 766.269 | 1.982 | 386.614 | 15777 | 12.5 | Y | . | . | . | . | . | . | . |  |  | . |  | 669.563 | 1.156 | 130.8555 | 579.2067 | 669.563 | 18238.212 | 15777 | 100% | 59.0357 | 788.85 | 118.0714 | 1972.125 | 354.2141 | 3155.4 | 590.3568 | 3944.25 | 885.5352 | 3155.4 | 1180.7136 | 1577.7 | 1771.0704 | 709.965 | 2361.4272 | 473.31 | 46570.2959 | 232851.4794 | 1117687.1014 | 2328514.7945 | 2794217.7534 | 1862811.8356 | 1257397.989 | 1117687.1014
2020 | 19390 | UGI Utilities, Inc | PA | Investor Owned | 67 | 0.58 | 115.5172 | 67 | 0.58 | 115.5172 | 67 | 0.58 | 115.5172 | 62118 | 13.8 | Y | . | . | . | . | . | . | . |  |  | . |  | 0 | 0 | 115.5172 |  |  | 0 | 0 | 0% |  | 0 |  | 0 |  | 1: 0; 3: 0; 5: 0; 7: 0 | 0 |  | 0
2020 | 19396 | Tri-County Electric Coop (MI) | MI | Cooperative | 228 | 1.61 | 141.6149 | 159 | 1.42 | 111.9718 | 219 | 1.54 | 142.2078 | 26463 | 25 | N | . | . | . | . | . | . | . |  |  | . |  | 69 | 0.19 | 111.9718 | 363.1579 | 363.1579 | 5027.97 | 5027.97 | 19% | 32.0198 | 251.3985 | 64.0396 | 628.4963 | 192.1188 | 1005.594 | 320.198 | 1256.9925 | 480.297 | 1005.594 | 640.396 | 502.797 | 960.594 | 226.2586 | 1280.792 | 150.8391 | 8049.7296 | 40248.6481 | 193193.5107 | 402486.4805 | 482983.7766 | 321989.1844 | 217342.6995 | 193193.5107
2020 | 19435 | Union Electric Membership Corp - (NC) | NC | Cooperative | 186.74 | 1.25 | 149.392 | 61.35 | 0.67 | 91.5672 | 186.74 | 1.25 | 149.392 | 78387 | 24.9 | N | . | . | . | . | . | . | . |  |  | . |  | 125.39 | 0.58 | 91.5672 | 216.1897 | 216.1897 | 45464.46 | 45464.46 | 58% | 19.0615 | 2273.223 | 38.1231 | 5683.0575 | 114.3693 | 9092.892 | 190.6154 | 11366.115 | 285.9231 | 9092.892 | 381.2308 | 4546.446 | 571.8463 | 2045.9007 | 762.4617 | 1363.9338 | 43331.1356 | 216655.6781 | 1039947.2549 | 2166556.781 | 2599868.1373 | 1733245.4248 | 1169940.6618 | 1039947.2549
2020 | 19436 | Union Electric Co - (MO) | MO | Investor Owned | 155 | 0.86 | 180.2326 | 86 | 0.71 | 121.1268 | . | 0.83 | . | 1246722 | 69 | Y | . | . | . | . | . | . | . |  |  | . |  | 69 | 0.15 | 121.1268 | 460 | 460 | 187008.3 | 187008.3 | 15% | 40.5584 | 9350.415 | 81.1168 | 23376.0375 | 243.3505 | 37401.66 | 405.5841 | 46752.075 | 608.3762 | 37401.66 | 811.1683 | 18700.83 | 1216.7524 | 8415.3735 | 1622.3365 | 5610.249 | 379237.9927 | 1896189.9633 | 9101711.8237 | 18961899.6326 | 22754279.5591 | 15169519.7061 | 10239425.8016 | 9101711.8237
2020 | 19445 | Southern Indiana R E C, Inc | IN | Cooperative | 196 | 1.303 | 150.4221 | 153.2 | 1.101 | 139.1462 | 175.1 | 1.087 | 161.0856 | 9540 | 12.5 | Y | . | . | . | . | . | . | . |  |  | . |  | 42.8 | 0.202 | 139.1462 | 211.8812 | 211.8812 | 1927.08 | 1927.08 | 20.2% | 18.6817 | 96.354 | 37.3633 | 240.885 | 112.09 | 385.416 | 186.8166 | 481.77 | 280.2249 | 385.416 | 373.6332 | 192.708 | 560.4499 | 86.7186 | 747.2665 | 57.8124 | 1800.0529 | 9000.2645 | 43201.2697 | 90002.6451 | 108003.1741 | 72002.1161 | 48601.4284 | 43201.2697
2020 | 19446 | Duke Energy Kentucky | KY | Investor Owned | 146.83 | 0.77 | 190.6883 | 70.86 | 0.59 | 120.1017 | 128.42 | 0.65 | 197.5692 | 151317 | 12.5 | Y | . | . | . | . | . | . | . |  |  | . |  | 75.97 | 0.18 | 120.1017 | 422.0556 | 422.0556 | 27237.06 | 27237.06 | 18% | 37.2128 | 1361.853 | 74.4257 | 3404.6325 | 223.277 | 5447.412 | 372.1283 | 6809.265 | 558.1925 | 5447.412 | 744.2567 | 2723.706 | 1116.385 | 1225.6677 | 1488.5133 | 817.1118 | 50678.4092 | 253392.0461 | 1216281.8211 | 2533920.4607 | 3040704.5528 | 2027136.3686 | 1368317.0488 | 1216281.8211
2020 | 19490 | United Electric Coop Service Inc - (TX) | TX | Cooperative | 79.594 | 1.062 | 74.9473 | 79.594 | 1.062 | 74.9473 | 76.252 | 0.952 | 80.0966 | 89482 | 24.9 | Y | . | . | . | . | . | . | . |  |  | . |  | 0 | 0 | 74.9473 |  |  | 0 | 0 | 0% |  | 0 |  | 0 |  | 1: 0; 3: 0; 5: 0; 7: 0 | 0 |  | 0
2020 | 19497 | United Illuminating Co | CT | Investor Owned | . | . | . | . | . | . | . | . | . | . | . |  | 1293 | 1.32 | 979.5454 | 46 | 0.57 | 80.7018 | 337632 | N | F | 69 | N | 1247 | 0.75 | 80.7018 | 1662.6667 | 1662.6667 | 253224 | 253224 | 75% | 146.5981 | 12661.2 | 293.1962 | 31653 | 879.5885 | 50644.8 | 1465.9809 | 63306 | 2198.9713 | 50644.8 | 2931.9618 | 25322.4 | 4397.9427 | 11395.08 | 5863.9236 | 7596.72 | 1856107.7325 | 9280538.6627 | 44546585.5812 | 92805386.6275 | 111366463.953 | 74244309.302 | 50114908.7788 | 44546585.5812
2020 | 19499 | United Power, Inc | CO | Cooperative | 158.89 | 0.907 | 175.1819 | 70.64 | . | . | . | . | . | 98752 | 69 | Y | . | . | . | . | . | . | . |  |  | . |  | 88.25 |  |  |  | 88.25 |  | 98752 | 100% | 7.781 | 4937.6 | 15.5621 | 12344 | 46.6863 | 19750.4 | 77.8104 | 24688 | 116.7157 | 19750.4 | 155.6209 | 9875.2 | 233.4313 | 4443.84 | 311.2417 | 2962.56 | 38419.6796 | 192098.3982 | 922072.3115 | 1920983.9824 | 2305180.7788 | 1536787.1859 | 1037331.3505 | 922072.3115
2020 | 19501 | Union Rural Electric Coop, Inc | OH | Cooperative | 69.6 | 0.907 | 76.7365 | 60.9 | 0.826 | 73.7288 | 69.6 | 0.907 | 76.7365 | 10682 | 24.9 | Y | . | . | . | . | . | . | . |  |  | . |  | 8.7 | 0.081 | 73.7288 | 107.4074 | 107.4074 | 865.242 | 865.242 | 8.1% | 9.4702 | 43.2621 | 18.9403 | 108.1552 | 56.821 | 173.0484 | 94.7016 | 216.3105 | 142.0524 | 173.0484 | 189.4032 | 86.5242 | 284.1048 | 38.9359 | 378.8064 | 25.9573 | 409.699 | 2048.4952 | 9832.7771 | 20484.9522 | 24581.9427 | 16387.9618 | 11061.8742 | 9832.7771
2020 | 19545 | Black Hills Power, Inc. d/b/a | MT | Investor Owned | 13.433 | 0.1 | 134.33 | 8.3 | 0.033 | 251.5152 | 13.433 | 0.1 | 134.33 | 44 | 35 | Y | . | . | . | . | . | . | . |  |  | . |  | 5.133 | 0.067 | 251.5152 | 76.6119 | 76.6119 | 2.948 | 2.948 | 6.7% | 6.7549 | 0.1474 | 13.5098 | 0.3685 | 40.5295 | 0.5896 | 67.5491 | 0.737 | 101.3237 | 0.5896 | 135.0982 | 0.2948 | 202.6473 | 0.13266 | 270.1964 | 0.08844 | 0.99567 | 4.9784 | 23.8962 | 49.7837 | 59.7404 | 39.827 | 26.8832 | 23.8962
2020 | 19545 | Black Hills Power, Inc. d/b/a | SD | Investor Owned | 129.8 | 1.121 | 115.7895 | 57.519 | 0.713 | 80.6718 | 121.988 | 0.958 | 127.3361 | 71008 | 35 | Y | . | . | . | . | . | . | . |  |  | . |  | 72.281 | 0.408 | 80.6718 | 177.1593 | 177.1593 | 28971.264 | 28971.264 | 40.8% | 15.6202 | 1448.5632 | 31.2404 | 3621.408 | 93.7213 | 5794.2528 | 156.2022 | 7242.816 | 234.3033 | 5794.2528 | 312.4044 | 2897.1264 | 468.6066 | 1303.7069 | 624.8087 | 869.1379 | 22626.874 | 113134.3699 | 543044.9755 | 1131343.699 | 1357612.4389 | 905074.9592 | 610925.5975 | 543044.9755
2020 | 19545 | Black Hills Power, Inc. d/b/a | WY | Investor Owned | 46.317 | 0.464 | 99.8211 | 23.807 | 0.336 | 70.8542 | 46.317 | 0.464 | 99.8211 | 2642 | 35 | Y | . | . | . | . | . | . | . |  |  | . |  | 22.51 | 0.128 | 70.8542 | 175.8594 | 175.8594 | 338.176 | 338.176 | 12.8% | 15.5056 | 16.9088 | 31.0112 | 42.272 | 93.0336 | 67.6352 | 155.056 | 84.544 | 232.584 | 67.6352 | 310.112 | 33.8176 | 465.1681 | 15.2179 | 620.2241 | 10.1453 | 262.1811 | 1310.9057 | 6292.3472 | 13109.0566 | 15730.8679 | 10487.2453 | 7078.8906 | 6292.3472
2020 | 19547 | Hawaiian Electric Co Inc | HI | Investor Owned | 95.67 | 0.868 | 110.2189 | 71.93 | 0.765 | 94.0261 | 94.94 | 0.803 | 118.2316 | 306243 | 25 | N | . | . | . | . | . | . | . |  |  | . |  | 23.74 | 0.103 | 94.0261 | 230.4854 | 230.4854 | 31543.029 | 31543.029 | 10.3% | 20.322 | 1577.1515 | 40.644 | 3942.8786 | 121.932 | 6308.6058 | 203.2201 | 7885.7572 | 304.8301 | 6308.6058 | 406.4402 | 3154.3029 | 609.6602 | 1419.4363 | 812.8803 | 946.2909 | 32050.8839 | 160254.4193 | 769221.2124 | 1602544.1925 | 1923053.031 | 1282035.354 | 865373.864 | 769221.2124
2020 | 19558 | Homer Electric Assn Inc | AK | Cooperative | 474.94 | 1.53 | 310.4183 | 214.33 | 0.84 | 255.1548 | 474.94 | 1.53 | 310.4183 | 31920 | 25 | N | . | . | . | . | . | . | . |  |  | . |  | 260.61 | 0.69 | 255.1548 | 377.6957 | 377.6957 | 22024.8 | 22024.8 | 69% | 33.3016 | 1101.24 | 66.6032 | 2753.1 | 199.8096 | 4404.96 | 333.016 | 5506.2 | 499.524 | 4404.96 | 666.032 | 2202.48 | 999.048 | 991.116 | 1332.064 | 660.744 | 36673.0545 | 183365.2726 | 880153.3084 | 1833652.7259 | 2200383.2711 | 1466922.1807 | 990172.472 | 880153.3084
2020 | 19574 | Upper Cumberland E M C | TN | Cooperative | 571.076 | . | . | 105.853 | . | . | 557.01 | . | . | 52171 | 12.5 | N | . | . | . | . | . | . | . |  |  | . |  | 465.223 |  |  |  | 465.223 |  | 52171 | 100% | 41.0189 | 2608.55 | 82.0379 | 6521.375 | 246.1136 | 10434.2 | 410.1893 | 13042.75 | 615.2839 | 10434.2 | 820.3785 | 5217.1 | 1230.5678 | 2347.695 | 1640.7571 | 1565.13 | 106999.9227 | 534999.6135 | 2567998.1449 | 5349996.1351 | 6419995.3621 | 4279996.9081 | 2888997.913 | 2567998.1449
2020 | 19578 | Upper Peninsula Power Company | MI | Investor Owned | 292.9 | 2.3 | 127.3478 | 206.2 | 1.77 | 116.4972 | 230.9 | 1.83 | 126.1749 | 58577 | 35 | N | . | . | . | . | . | . | . |  |  | . |  | 86.7 | 0.53 | 116.4972 | 163.5849 | 163.5849 | 31045.81 | 31045.81 | 53% | 14.4234 | 1552.2905 | 28.8467 | 3880.7263 | 86.5401 | 6209.162 | 144.2336 | 7761.4525 | 216.3504 | 6209.162 | 288.4671 | 3104.581 | 432.7007 | 1397.0614 | 576.9343 | 931.3743 | 22389.2398 | 111946.1991 | 537341.7558 | 1119461.9912 | 1343354.3894 | 895569.5929 | 604509.4752 | 537341.7558
2020 | 19579 | Upshur Rural Elec Coop Corp | TX | Cooperative | 1863.5 | 6.17 | 302.0259 | 677.5 | 4.72 | 143.5381 | 1668.4 | 4.27 | 390.726 | 47028 | 25 | Y | . | . | . | . | . | . | . |  |  | . |  | 1186 | 1.45 | 143.5381 | 817.931 | 1186 | 68190.6 | 47028 | 100% | 104.5702 | 2351.4 | 209.1403 | 5878.5 | 627.421 | 9405.6 | 1045.7017 | 11757 | 1568.5525 | 9405.6 | 2091.4034 | 4702.8 | 3137.1051 | 2116.26 | 4182.8068 | 1410.84 | 245886.2954 | 1229431.4769 | 5901271.0889 | 12294314.7686 | 14753177.7223 | 9835451.8148 | 6638929.975 | 5901271.0889
2020 | 19667 | Utilities Dist-Western IN REMC | IN | Cooperative | 532.59 | 2.52 | 211.3452 | 356.39 | 2.15 | 165.7628 | 444.49 | 1.96 | 226.7806 | 19320 | 15 | Y | . | . | . | . | . | . | . |  |  | . |  | 176.2 | 0.37 | 165.7628 | 476.2162 | 476.2162 | 7148.4 | 7148.4 | 37% | 41.9882 | 357.42 | 83.9764 | 893.55 | 251.9292 | 1429.68 | 419.882 | 1787.1 | 629.8231 | 1429.68 | 839.7641 | 714.84 | 1259.6461 | 321.678 | 1679.5282 | 214.452 | 15007.424 | 75037.1198 | 360178.1749 | 750371.1976 | 900445.4372 | 600296.9581 | 405200.4467 | 360178.1749
2020 | 19728 | UNS Electric, Inc | AZ | Investor Owned | 43.17 | 0.81 | 53.2963 | 0 | 0 | . | 43.17 | 0.81 | 53.2963 | 101032 | 69 | Y | . | . | . | . | . | . | . |  |  | . |  | 43.17 | 0.81 |  | 53.2963 | 53.2963 | 81835.92 | 81835.92 | 81% | 4.6992 | 4091.796 | 9.3983 | 10229.49 | 28.195 | 16367.184 | 46.9916 | 20458.98 | 70.4874 | 16367.184 | 93.9832 | 8183.592 | 140.9748 | 3682.6164 | 187.9664 | 2455.0776 | 19228.0005 | 96140.0024 | 461472.0113 | 961400.0235 | 1153680.0282 | 769120.0188 | 519156.0127 | 461472.0113
2020 | 19785 | Verdigris Valley Elec Coop Inc | OK | Cooperative | . | . | . | . | . | . | . | . | . | . | . |  | 206.267 | 1.766 | 116.799 | 192.242 | 1.69 | 113.7527 | 37634 | N | F | 24.9 | Y | 14.025 | 0.076 | 113.7527 | 184.5395 | 184.5395 | 2860.184 | 2860.184 | 7.6% | 16.2709 | 143.0092 | 32.5419 | 357.523 | 97.6256 | 572.0368 | 162.7093 | 715.046 | 244.064 | 572.0368 | 325.4186 | 286.0184 | 488.1279 | 128.7083 | 650.8372 | 85.8055 | 2326.8928 | 11634.464 | 55845.4272 | 116344.64 | 139613.568 | 93075.712 | 62826.1056 | 55845.4272
2020 | 19790 | Verendrye Electric Coop Inc | ND | Cooperative | 48.82 | 0.68 | 71.7941 | 48.82 | 0.68 | 71.7941 | 47.62 | 0.49 | 97.1837 | 20624 | 25 | N | . | . | . | . | . | . | . |  |  | . |  | 0 | 0 | 71.7941 |  |  | 0 | 0 | 0% |  | 0 |  | 0 |  | 1: 0; 3: 0; 5: 0; 7: 0 | 0 |  | 0
2020 | 19791 | Vermont Electric Cooperative, Inc | VT | Cooperative | 158.43 | 1.63 | 97.1963 | 158.43 | 1.63 | 97.1963 | 151.01 | 1.56 | 96.8013 | 39539 | 35 | Y | . | . | . | . | . | . | . |  |  | . |  | 0 | 0 | 97.1963 |  |  | 0 | 0 | 0% |  | 0 |  | 0 |  | 1: 0; 3: 0; 5: 0; 7: 0 | 0 |  | 0
2020 | 19798 | City of Vernon | CA | Municipal | . | . | . | . | . | . | . | . | . | . | . |  | 37.99 | 0.71 | 53.507 | 37.99 | 0.71 | 53.507 | 2014 | N | F | 69 | N | 0 | 0 | 53.507 |  |  | 0 | 0 | 0% |  | 0 |  | 0 |  | 1: 0; 3: 0; 5: 0; 7: 0 | 0 |  | 0
2020 | 19806 | Victoria Electric Coop, Inc | TX | Cooperative | 175.3 | 1.27 | 138.0315 | 175.3 | 1.27 | 138.0315 | 162.99 | 1.05 | 155.2286 | 23576 | 14.4 | Y | . | . | . | . | . | . | . |  |  | . |  | 0 | 0 | 138.0315 |  |  | 0 | 0 | 0% |  | 0 |  | 0 |  | 1: 0; 3: 0; 5: 0; 7: 0 | 0 |  | 0
2020 | 19820 | Victory Electric Coop Assn Inc | KS | Cooperative | 342.1 | . | . | 153.5 | . | . | 301.4 | . | . | 19857 | 13.8 | Y | . | . | . | . | . | . | . |  |  | . |  | 188.6 |  |  |  | 188.6 |  | 19857 | 100% | 16.6289 | 992.85 | 33.2579 | 2482.125 | 99.7737 | 3971.4 | 166.2895 | 4964.25 | 249.4342 | 3971.4 | 332.579 | 1985.7 | 498.8685 | 893.565 | 665.158 | 595.71 | 16510.0523 | 82550.2616 | 396241.2555 | 825502.6157 | 990603.1389 | 660402.0926 | 445771.4125 | 396241.2555
2020 | 19840 | Valley Electric Assn, Inc | NV | Cooperative | 68.488 | 0.889 | 77.0394 | 31.697 | 0.571 | 55.5114 | 66.74 | 0.596 | 111.9799 | 24741 | 24.9 | Y | . | . | . | . | . | . | . |  |  | . |  | 36.791 | 0.318 | 55.5114 | 115.695 | 115.695 | 7867.638 | 7867.638 | 31.8% | 10.2009 | 393.3819 | 20.4018 | 983.4547 | 61.2053 | 1573.5276 | 102.0088 | 1966.9095 | 153.0132 | 1573.5276 | 204.0176 | 786.7638 | 306.0264 | 354.0437 | 408.0352 | 236.0291 | 4012.8411 | 20064.2057 | 96308.1873 | 200642.0568 | 240770.4682 | 160513.6454 | 108346.7107 | 96308.1873
2020 | 19876 | Virginia Electric & Power Co | NC | Investor Owned | . | . | . | . | . | . | . | . | . | . | . |  | 428.345 | 1.768 | 242.2766 | 114.92 | 1.05 | 109.4476 | 128310 | N | O | 34.5 | Y | 313.425 | 0.718 | 109.4476 | 436.5251 | 436.5251 | 92126.58 | 92126.58 | 71.8% | 38.4886 | 4606.329 | 76.9772 | 11515.8225 | 230.9317 | 18425.316 | 384.8862 | 23031.645 | 577.3293 | 18425.316 | 769.7723 | 9212.658 | 1154.6585 | 4145.6961 | 1539.5447 | 2763.7974 | 177291.2348 | 886456.1738 | 4254989.6341 | 8864561.7377 | 10637474.0852 | 7091649.3902 | 4786863.3384 | 4254989.6341
2020 | 19876 | Virginia Electric & Power Co | VA | Investor Owned | . | . | . | . | . | . | . | . | . | . | . |  | 316.999 | 1.642 | 193.0566 | 140.989 | 1.26 | 111.896 | 2535825 | N | O | 46 | Y | 176.01 | 0.382 | 111.896 | 460.7592 | 460.7592 | 968685.15 | 968685.15 | 38.2% | 40.6253 | 48434.2575 | 81.2507 | 121085.6438 | 243.7521 | 193737.03 | 406.2535 | 242171.2875 | 609.3802 | 193737.03 | 812.507 | 96868.515 | 1218.7605 | 43590.8317 | 1625.0139 | 29060.5545 | 1967658.5963 | 9838292.9813 | 47223806.3101 | 98382929.8126 | 118059515.7752 | 78706343.8501 | 53126782.0988 | 47223806.3101
2020 | 19882 | Virginia Tech Electric Service | VA | State | . | . | . | . | . | . | . | . | . | . | . |  | 30.908 | 0.579 | 53.3817 | . | . | . | 6520 | N | L | 12.5 | N | [6 empty] | 6520 | 100% |  | 326 |  | 815 |  | 1: 1304; 3: 1630; 5: 1304; 7: 652 | 293.4 |  | 195.6
2020 | 19898 | Volunteer Electric Coop | TN | Cooperative | 271.548 | 2.742 | 99.0328 | 52.095 | 2.248 | 23.1739 | 194.748 | 0.21 | 927.3714 | 119943 | 25 | Y | . | . | . | . | . | . | . |  |  | . |  | 219.453 | 0.494 | 23.1739 | 444.2368 | 444.2368 | 59251.842 | 59251.842 | 49.4% | 39.1686 | 2962.5921 | 78.3371 | 7406.4802 | 235.0114 | 11850.3684 | 391.6857 | 14812.9605 | 587.5285 | 11850.3684 | 783.3714 | 5925.1842 | 1175.057 | 2666.3329 | 1566.7427 | 1777.5553 | 116040.4901 | 580202.4507 | 2784971.7632 | 5802024.5068 | 6962429.4081 | 4641619.6054 | 3133093.2337 | 2784971.7632
2020 | 19951 | City of Wadsworth - (OH) | OH | Municipal | 25.33 | 0.416 | 60.8894 | . | . | . | . | . | . | 13492 | 12.5 | N | . | . | . | . | . | . | . |  |  | . | [7 empty] | 13492 | 100% |  | 674.6 |  | 1686.5 |  | 1: 2698.4; 3: 3373; 5: 2698.4; 7: 1349.2 | 607.14 |  | 404.76
2020 | 19981 | Wake Electric Membership Corp | NC | Cooperative | 157.9 | 1.521 | 103.8133 | 63.5 | 0.921 | 68.9468 | 154 | 1.496 | 102.9412 | 49113 | 25 | Y | . | . | . | . | . | . | . |  |  | . |  | 94.4 | 0.6 | 68.9468 | 157.3333 | 157.3333 | 29467.8 | 29467.8 | 60% | 13.8722 | 1473.39 | 27.7443 | 3683.475 | 83.2329 | 5893.56 | 138.7215 | 7366.95 | 208.0823 | 5893.56 | 277.4431 | 2946.78 | 416.1646 | 1326.051 | 554.8861 | 884.034 | 20439.0913 | 102195.4563 | 490538.1902 | 1021954.5628 | 1226345.4754 | 817563.6503 | 551855.4639 | 490538.1902
2020 | 20038 | Town of Wallingford - (CT) | CT | Municipal | . | . | . | . | . | . | . | . | . | . | . |  | 60.663 | 0.429 | 141.4056 | 19.534 | 0.17 | 114.9059 | 23325 | N | L | 13.8 | N | 41.129 | 0.259 | 114.9059 | 158.7992 | 158.7992 | 6041.175 | 6041.175 | 25.9% | 14.0014 | 302.0587 | 28.0028 | 755.1469 | 84.0084 | 1208.235 | 140.014 | 1510.2938 | 210.021 | 1208.235 | 280.028 | 604.1175 | 420.042 | 271.8529 | 560.0561 | 181.2353 | 4229.2458 | 21146.2291 | 101501.8995 | 211462.2906 | 253754.7487 | 169169.8325 | 114189.6369 | 101501.8995
2020 | 20065 | Walton Electric Member Corp | GA | Cooperative | 265.969 | 2.112 | 125.9323 | 108.28 | 1.524 | 71.0499 | . | . | . | 130781 | 25 | N | . | . | . | . | . | . | . |  |  | . |  | 157.689 | 0.588 | 71.0499 | 268.1786 | 268.1786 | 76899.228 | 76899.228 | 58.8% | 23.6454 | 3844.9614 | 47.2909 | 9612.4035 | 141.8726 | 15379.8456 | 236.4543 | 19224.807 | 354.6814 | 15379.8456 | 472.9086 | 7689.9228 | 709.3629 | 3460.4653 | 945.8172 | 2306.9768 | 90915.761 | 454578.8048 | 2181978.2628 | 4545788.0475 | 5454945.657 | 3636630.438 | 2454725.5457 | 2181978.2628
2020 | 20130 | Warren Rural Elec Coop Corp | KY | Cooperative | 209.289 | 2.267 | 92.3198 | 120.277 | 1.739 | 69.1645 | 145.39 | 1.739 | 83.6055 | 67055 | 12.5 | Y | . | . | . | . | . | . | . |  |  | . |  | 89.012 | 0.528 | 69.1645 | 168.5833 | 168.5833 | 35405.04 | 35405.04 | 52.8% | 14.8641 | 1770.252 | 29.7281 | 4425.63 | 89.1844 | 7081.008 | 148.6407 | 8851.26 | 222.9611 | 7081.008 | 297.2814 | 3540.504 | 445.9221 | 1593.2268 | 594.5628 | 1062.1512 | 26313.1506 | 131565.753 | 631515.6143 | 1315657.5298 | 1578789.0357 | 1052526.0238 | 710455.0661 | 631515.6143
2020 | 20146 | Washington Elec Member Corp | GA | Cooperative | 319.25 | . | . | 277.5 | . | . | 306.79 | . | . | 15744 | 25 | Y | . | . | . | . | . | . | . |  |  | . |  | 41.75 |  |  |  | 41.75 |  | 15744 | 100% | 3.6811 | 787.2 | 7.3622 | 1968 | 22.0867 | 3148.8 | 36.8112 | 3936 | 55.2168 | 3148.8 | 73.6223 | 1574.4 | 110.4335 | 708.48 | 147.2447 | 472.32 | 2897.7752 | 14488.8758 | 69546.604 | 144888.7583 | 173866.5099 | 115911.0066 | 78239.9295 | 69546.604
2020 | 20169 | Avista Corp | ID | Investor Owned | 389 | 1.64 | 237.1951 | 146 | 0.96 | 152.0833 | 70 | 0.97 | 72.1649 | 156205 | 35 | N | . | . | . | . | . | . | . |  |  | . |  | 243 | 0.68 | 152.0833 | 357.3529 | 357.3529 | 106219.4 | 106219.4 | 68% | 31.508 | 5310.97 | 63.0159 | 13277.425 | 189.0478 | 21243.88 | 315.0797 | 26554.85 | 472.6196 | 21243.88 | 630.1595 | 10621.94 | 945.2392 | 4779.873 | 1260.319 | 3186.582 | 167337.906 | 836689.5298 | 4016109.7428 | 8366895.2976 | 10040274.3571 | 6693516.2381 | 4518123.4607 | 4016109.7428
2020 | 20169 | Avista Corp | WA | Investor Owned | 218 | 1.48 | 147.2973 | 122 | 0.85 | 143.5294 | 26 | 0.29 | 89.6552 | 238510 | 35 | N | . | . | . | . | . | . | . |  |  | . |  | 96 | 0.63 | 143.5294 | 152.381 | 152.381 | 150261.3 | 150261.3 | 63% | 13.4355 | 7513.065 | 26.871 | 18782.6625 | 80.613 | 30052.26 | 134.355 | 37565.325 | 201.5325 | 30052.26 | 268.71 | 15026.13 | 403.065 | 6761.7585 | 537.42 | 4507.839 | 100941.7781 | 504708.8905 | 2422602.6745 | 5047088.9052 | 6056506.6863 | 4037671.1242 | 2725428.0088 | 2422602.6745
2020 | 20187 | Watertown Municipal Utilities | SD | Municipal | 14.935 | 0.17 | 87.8529 | 14.935 | 0.17 | 87.8529 | . | . | . | 13272 | 12.5 | N | . | . | . | . | . | . | . |  |  | . |  | 0 | 0 | 87.8529 |  |  | 0 | 0 | 0% |  | 0 |  | 0 |  | 1: 0; 3: 0; 5: 0; 7: 0 | 0 |  | 0
2020 | 20211 | Village of Waunakee - (WI) | WI | Municipal | 20.8 | 0.11 | 189.0909 | 20.8 | 0.11 | 189.0909 | . | . | . | 6524 | 15 | N | . | . | . | . | . | . | . |  |  | . |  | 0 | 0 | 189.0909 |  |  | 0 | 0 | 0% |  | 0 |  | 0 |  | 1: 0; 3: 0; 5: 0; 7: 0 | 0 |  | 0
2020 | 20213 | Waupun Utilities | WI | Municipal | 5.468 | 0.071 | 77.0141 | 5.468 | 0.071 | 77.0141 | 5.468 | 0.071 | 77.0141 | 4453 | 12.4 | Y | . | . | . | . | . | . | . |  |  | . |  | 0 | 0 | 77.0141 |  |  | 0 | 0 | 0% |  | 0 |  | 0 |  | 1: 0; 3: 0; 5: 0; 7: 0 | 0 |  | 0
2020 | 20216 | Whitewater Valley Rural EMC | IN | Cooperative | . | . | . | . | . | . | . | . | . | . | . |  | 195.387 | 1.311 | 149.0366 | 195.387 | 1.311 | 149.0366 | 12021 | N | L | 12 | N | 0 | 0 | 149.0366 |  |  | 0 | 0 | 0% |  | 0 |  | 0 |  | 1: 0; 3: 0; 5: 0; 7: 0 | 0 |  | 0
2020 | 20228 | Weakley County Mun Elec Sys | TN | Municipal | 161 | 2 | 80.5 | 161 | 2 | 80.5 | 161 | 2 | 80.5 | 20534 | 12 | N | . | . | . | . | . | . | . |  |  | . |  | 0 | 0 | 80.5 |  |  | 0 | 0 | 0% |  | 0 |  | 0 |  | 1: 0; 3: 0; 5: 0; 7: 0 | 0 |  | 0
2020 | 20230 | Weatherford Mun Utility System | TX | Municipal | . | . | . | . | . | . | . | . | . | . | . |  | 14 | . | . | 3 | . | . | 15332 | N | L | 12.5 | N | 11 |  |  |  | 11 |  | 15332 | 100% | 0.96988 | 766.6 | 1.9398 | 1916.5 | 5.8193 | 3066.4 | 9.6988 | 3833 | 14.5481 | 3066.4 | 19.3975 | 1533.2 | 29.0963 | 689.94 | 38.795 | 459.96 | 743.5062 | 3717.5312 | 17844.1499 | 37175.3123 | 44610.3747 | 29740.2498 | 20074.6686 | 17844.1499
2020 | 20310 | Town of Wellesley - (MA) | MA | Municipal | . | . | . | . | . | . | . | . | . | . | . |  | 31.034 | 0.493 | 62.9493 | . | . | . | 10141 | N | L | 13.8 | N | [6 empty] | 10141 | 100% |  | 507.05 |  | 1267.625 |  | 1: 2028.2; 3: 2535.25; 5: 2028.2; 7: 1014.1 | 456.345 |  | 304.23
2020 | 20318 | Webster Electric Coop | MO | Cooperative | . | . | . | . | . | . | . | . | . | . | . |  | 99.9 | 1.2 | 83.25 | 71 | 0.97 | 73.1959 | 18615 | N | L | 25 | N | 28.9 | 0.23 | 73.1959 | 125.6522 | 125.6522 | 4281.45 | 4281.45 | 23% | 11.0788 | 214.0725 | 22.1576 | 535.1812 | 66.4729 | 856.29 | 110.7881 | 1070.3625 | 166.1822 | 856.29 | 221.5762 | 428.145 | 332.3643 | 192.6652 | 443.1524 | 128.4435 | 2371.6686 | 11858.3431 | 56920.047 | 118583.4313 | 142300.1176 | 94866.745 | 64035.0529 | 56920.047
2020 | 20334 | Wellsborough Electric Co | PA | Investor Owned | . | . | . | . | . | . | . | . | . | . | . |  | 255 | 2.94 | 86.7347 | 115 | 1.18 | 97.4576 | 6367 | N | F | 12.5 | Y | 140 | 1.76 | 97.4576 | 79.5455 | 140 | 11205.92 | 6367 | 100% | 12.3439 | 318.35 | 24.6877 | 795.875 | 74.0632 | 1273.4 | 123.4386 | 1591.75 | 185.158 | 1273.4 | 246.8773 | 636.7 | 370.3159 | 286.515 | 493.7546 | 191.01 | 3929.6694 | 19648.3468 | 94312.0647 | 196483.468 | 235780.1616 | 157186.7744 | 106101.0727 | 94312.0647
2020 | 20363 | West Central Electric Coop Inc - (MO) | MO | Cooperative | 113.89 | 0.9 | 126.5444 | 90.98 | . | . | . | . | . | 14266 | 7.6 | Y | . | . | . | . | . | . | . |  |  | . |  | 22.91 |  |  |  | 22.91 |  | 14266 | 100% | 2.02 | 713.3 | 4.04 | 1783.25 | 12.1199 | 2853.2 | 20.1999 | 3566.5 | 30.2998 | 2853.2 | 40.3997 | 1426.6 | 60.5996 | 641.97 | 80.7994 | 427.98 | 1440.8555 | 7204.2776 | 34580.5324 | 72042.7759 | 86451.3311 | 57634.2207 | 38903.099 | 34580.5324
2020 | 20377 | West Kentucky Rural E C C | KY | Cooperative | 159.706 | 1.291 | 123.7072 | 139.017 | 1.207 | 115.1756 | 158.727 | 1.219 | 130.2108 | 39082 | 14.4 | Y | . | . | . | . | . | . | . |  |  | . |  | 20.689 | 0.084 | 115.1756 | 246.2976 | 246.2976 | 3282.888 | 3282.888 | 8.4% | 21.7162 | 164.1444 | 43.4324 | 410.361 | 130.2971 | 656.5776 | 217.1618 | 820.722 | 325.7426 | 656.5776 | 434.3235 | 328.2888 | 651.4853 | 147.73 | 868.647 | 98.4866 | 3564.5885 | 17822.9426 | 85550.1247 | 178229.4265 | 213875.3117 | 142583.5412 | 96243.8903 | 85550.1247
2020 | 20387 | West Penn Power Company | PA | Investor Owned | 258.282 | 1.272 | 203.0519 | 161.038 | 1.073 | 150.082 | 227.378 | 1.126 | 201.9343 | 720861 | 25 | Y | . | . | . | . | . | . | . |  |  | . |  | 97.244 | 0.199 | 150.082 | 488.6633 | 488.6633 | 143451.339 | 143451.339 | 19.9% | 43.0857 | 7172.567 | 86.1713 | 17931.4174 | 258.514 | 28690.2678 | 430.8567 | 35862.8348 | 646.2851 | 28690.2678 | 861.7134 | 14345.1339 | 1292.5701 | 6455.3103 | 1723.4268 | 4303.5402 | 309034.8586 | 1545174.2928 | 7416836.6055 | 15451742.9281 | 18542091.5138 | 12361394.3425 | 8343941.1812 | 7416836.6055
2020 | 20401 | West River Electric Assn Inc | SD | Cooperative | 28.24 | 0.36 | 78.4444 | 28.24 | 0.36 | 78.4444 | 28.24 | 0.36 | 78.4444 | 18159 | 25 | Y | . | . | . | . | . | . | . |  |  | . |  | 0 | 0 | 78.4444 |  |  | 0 | 0 | 0% |  | 0 |  | 0 |  | 1: 0; 3: 0; 5: 0; 7: 0 | 0 |  | 0
2020 | 20404 | AEP Texas North Company | TX | Investor Owned | 280.1 | 1.674 | 167.3238 | 114.1 | 1.25 | 91.28 | 204.8 | 1.204 | 170.0997 | 195031 | 35 | Y | . | . | . | . | . | . | . |  |  | . |  | 166 | 0.424 | 91.28 | 391.5094 | 391.5094 | 82693.144 | 82693.144 | 42.4% | 34.5196 | 4134.6572 | 69.0391 | 10336.643 | 207.1174 | 16538.6288 | 345.1957 | 20673.286 | 517.7935 | 16538.6288 | 690.3914 | 8269.3144 | 1035.587 | 3721.1915 | 1380.7827 | 2480.7943 | 142726.5805 | 713632.9023 | 3425437.9309 | 7136329.0228 | 8563594.8273 | 5709063.2182 | 3853617.6723 | 3425437.9309
2020 | 20477 | City of Westerville - (OH) | OH | Municipal | 123.2 | 1.54 | 80 | 52.45 | 1.09 | 48.1193 | 115.48 | 1.38 | 83.6812 | 17462 | 13.2 | Y | . | . | . | . | . | . | . |  |  | . |  | 70.75 | 0.45 | 48.1193 | 157.2222 | 157.2222 | 7857.9 | 7857.9 | 45% | 13.8624 | 392.895 | 27.7247 | 982.2375 | 83.1741 | 1571.58 | 138.6236 | 1964.475 | 207.9353 | 1571.58 | 277.2471 | 785.79 | 415.8707 | 353.6055 | 554.4942 | 235.737 | 5446.4504 | 27232.252 | 130714.8097 | 272322.5202 | 326787.0242 | 217858.0162 | 147054.1609 | 130714.8097
2020 | 20481 | City of Westfield - (MA) | MA | Municipal | 363.278 | 2.446 | 148.5192 | 100.366 | 1.667 | 60.2076 | 363.278 | 2.446 | 148.5192 | 18176 | 23 | Y | . | . | . | . | . | . | . |  |  | . |  | 262.912 | 0.779 | 60.2076 | 337.4994 | 337.4994 | 14159.104 | 14159.104 | 77.9% | 29.7575 | 707.9552 | 59.5149 | 1769.888 | 178.5448 | 2831.8208 | 297.5747 | 3539.776 | 446.3621 | 2831.8208 | 595.1495 | 1415.9104 | 892.7242 | 637.1597 | 1190.299 | 424.7731 | 21066.9589 | 105334.7945 | 505607.0138 | 1053347.9453 | 1264017.5344 | 842678.3563 | 568807.8905 | 505607.0138
2020 | 20510 | Wheatland Electric Coop, Inc | KS | Cooperative | 198.01 | 1.22 | 162.3033 | 112.33 | 0.96 | 117.0104 | 103.94 | 0.881 | 117.9796 | 32746 | 34.5 | Y | . | . | . | . | . | . | . |  |  | . |  | 85.68 | 0.26 | 117.0104 | 329.5385 | 329.5385 | 8513.96 | 8513.96 | 26% | 29.0556 | 425.698 | 58.1111 | 1064.245 | 174.3334 | 1702.792 | 290.5556 | 2128.49 | 435.8334 | 1702.792 | 581.1112 | 851.396 | 871.6668 | 383.1282 | 1162.2223 | 255.4188 | 12368.8932 | 61844.4661 | 296853.4374 | 618444.6613 | 742133.5935 | 494755.729 | 333960.1171 | 296853.4374
2020 | 20521 | Wheeling Power Co | WV | Investor Owned | 841.6 | 2.507 | 335.7 | 601.3 | 2.255 | 266.6519 | 840.8 | 2.497 | 336.7241 | 41690 | 35 | Y | . | . | . | . | . | . | . |  |  | . |  | 240.3 | 0.252 | 266.6519 | 953.5714 | 953.5714 | 10505.88 | 10505.88 | 25.2% | 84.0768 | 525.294 | 168.1537 | 1313.235 | 504.461 | 2101.176 | 840.7683 | 2626.47 | 1261.1525 | 2101.176 | 1681.5367 | 1050.588 | 2522.305 | 472.7646 | 3363.0734 | 315.1764 | 44165.0566 | 220825.2829 | 1059961.3578 | 2208252.8288 | 2649903.3946 | 1766602.263 | 1192456.5276 | 1059961.3578
2020 | 20576 | White River Electric Assn, Inc | CO | Cooperative | . | . | . | . | . | . | . | . | . | . | . |  | 305.735 | 2.17 | 140.8917 | 243.087 | 2.101 | 115.7006 | 3446 | Y | L | 25 | Y | 62.648 | 0.069 | 115.7006 | 907.942 | 907.942 | 237.774 | 237.774 | 6.9% | 80.0537 | 11.8887 | 160.1073 | 29.7218 | 480.322 | 47.5548 | 800.5367 | 59.4435 | 1200.805 | 47.5548 | 1601.0734 | 23.7774 | 2401.6101 | 10.6998 | 3202.1468 | 7.1332 | 951.7341 | 4758.6703 | 22841.6173 | 47586.7027 | 57104.0433 | 38069.3622 | 25696.8195 | 22841.6173
2020 | 20603 | Northeastern Rural E M C | IN | Cooperative | 121.3 | 0.95 | 127.6842 | 109.4 | 0.86 | 127.2093 | 54.4 | 0.71 | 76.6197 | 29762 | 12.5 | Y | . | . | . | . | . | . | . |  |  | . |  | 11.9 | 0.09 | 127.2093 | 132.2222 | 132.2222 | 2678.58 | 2678.58 | 9% | 11.6581 | 133.929 | 23.3162 | 334.8225 | 69.9486 | 535.716 | 116.5809 | 669.645 | 174.8714 | 535.716 | 233.1619 | 267.858 | 349.7428 | 120.5361 | 466.3238 | 80.3574 | 1561.3569 | 7806.7847 | 37472.5666 | 78067.8472 | 93681.4166 | 62454.2777 | 42156.6375 | 37472.5666
2020 | 20639 | Wild Rice Electric Coop, Inc | MN | Cooperative | . | . | . | . | . | . | . | . | . | . | . |  | 227.99 | 1.92 | 118.7448 | 227.99 | 1.92 | 118.7448 | 14200 | N | F | 7.2 | N | 0 | 0 | 118.7448 |  |  | 0 | 0 | 0% |  | 0 |  | 0 |  | 1: 0; 3: 0; 5: 0; 7: 0 | 0 |  | 0
2020 | 20737 | Willmar Municipal Utilities | MN | Municipal | 22.201 | 0.311 | 71.3859 | 22.201 | 0.311 | 71.3859 | 22.201 | 0.311 | 71.3859 | 9732 | 12.5 | Y | . | . | . | . | . | . | . |  |  | . |  | 0 | 0 | 71.3859 |  |  | 0 | 0 | 0% |  | 0 |  | 0 |  | 1: 0; 3: 0; 5: 0; 7: 0 | 0 |  | 0
2020 | 20785 | City of Wilson | NC | Municipal | 73.93 | 1.111 | 66.5437 | 53.25 | 0.875 | 60.8571 | 73.93 | 1.111 | 66.5437 | 37258 | 23 | Y | . | . | . | . | . | . | . |  |  | . |  | 20.68 | 0.236 | 60.8571 | 87.6271 | 87.6271 | 8792.888 | 8792.888 | 23.6% | 7.7261 | 439.6444 | 15.4522 | 1099.111 | 46.3567 | 1758.5776 | 77.2612 | 2198.222 | 115.8919 | 1758.5776 | 154.5225 | 879.2888 | 231.7837 | 395.68 | 309.0449 | 263.7866 | 3396.747 | 16983.7349 | 81521.9275 | 169837.349 | 203804.8188 | 135869.8792 | 91712.1685 | 81521.9275
2020 | 20841 | Wiregrass Electric Coop, Inc | AL | Cooperative | 1190.08 | 2.47 | 481.8138 | 99.81 | 1.13 | 88.3274 | . | . | . | 25127 | 13.2 | Y | . | . | . | . | . | . | . |  |  | . |  | 1090.27 | 1.34 | 88.3274 | 813.6343 | 1090.27 | 33670.18 | 25127 | 100% | 96.1296 | 1256.35 | 192.2592 | 3140.875 | 576.7777 | 5025.4 | 961.2961 | 6281.75 | 1441.9442 | 5025.4 | 1922.5922 | 2512.7 | 2883.8883 | 1130.715 | 3845.1844 | 753.81 | 120772.4363 | 603862.1813 | 2898538.4701 | 6038621.8126 | 7246346.1752 | 4830897.4501 | 3260855.7788 | 2898538.4701
2020 | 20847 | Wisconsin Electric Power Co | WI | Investor Owned | 140 | 0.87 | 160.9195 | 94 | 0.7 | 134.2857 | 138 | 0.85 | 162.3529 | 1148522 | 35 | N | . | . | . | . | . | . | . |  |  | . |  | 46 | 0.17 | 134.2857 | 270.5882 | 270.5882 | 195248.74 | 195248.74 | 17% | 23.8579 | 9762.437 | 47.7158 | 24406.0925 | 143.1473 | 39049.748 | 238.5789 | 48812.185 | 357.8683 | 39049.748 | 477.1578 | 19524.874 | 715.7367 | 8786.1933 | 954.3156 | 5857.4622 | 232911.1477 | 1164555.7384 | 5589867.5445 | 11645557.3843 | 13974668.8611 | 9316445.9074 | 6288600.9875 | 5589867.5445
2020 | 20856 | Wisconsin Power & Light Co | WI | Investor Owned | . | . | . | . | . | . | . | . | . | . | . |  | 92.8 | 0.71 | 130.7042 | 73.6 | 0.65 | 113.2308 | 478078 | N | F | 25 | Y | 19.2 | 0.06 | 113.2308 | 320 | 320 | 28684.68 | 28684.68 | 6% | 28.2145 | 1434.234 | 56.4291 | 3585.585 | 169.2873 | 5736.936 | 282.1455 | 7171.17 | 423.2182 | 5736.936 | 564.291 | 2868.468 | 846.4364 | 1290.8106 | 1128.5819 | 860.5404 | 40466.2642 | 202331.3211 | 971190.3412 | 2023313.2109 | 2427975.853 | 1618650.5687 | 1092589.1339 | 971190.3412
2020 | 20860 | Wisconsin Public Service Corp | WI | Investor Owned | 104 | 0.94 | 110.6383 | 104 | 0.94 | 110.6383 | 93 | 0.82 | 113.4146 | 455242 | 46 | N | . | . | . | . | . | . | . |  |  | . |  | 0 | 0 | 110.6383 |  |  | 0 | 0 | 0% |  | 0 |  | 0 |  | 1: 0; 3: 0; 5: 0; 7: 0 | 0 |  | 0
2020 | 20862 | Wisconsin Rapids W W & L Comm | WI | Municipal | . | . | . | . | . | . | . | . | . | . | . |  | 7.65 | 0.091 | 84.0659 | . | . | . | 14332 | N | L | 13.2 | N | [6 empty] | 14332 | 100% |  | 716.6 |  | 1791.5 |  | 1: 2866.4; 3: 3583; 5: 2866.4; 7: 1433.2 | 644.94 |  | 429.96
2020 | 20885 | Withlacoochee River Elec Coop | FL | Cooperative | 126.198 | 1.684 | 74.9394 | 96.262 | 1.568 | 61.3916 | 118.516 | 1.648 | 71.915 | 225043 | 25 | N | . | . | . | . | . | . | . |  |  | . |  | 29.936 | 0.116 | 61.3916 | 258.069 | 258.069 | 26104.988 | 26104.988 | 11.6% | 22.7541 | 1305.2494 | 45.5081 | 3263.1235 | 136.5244 | 5220.9976 | 227.5406 | 6526.247 | 341.3109 | 5220.9976 | 455.0812 | 2610.4988 | 682.6218 | 1174.7245 | 910.1624 | 783.1496 | 29699.7234 | 148498.6168 | 712793.3606 | 1484986.1678 | 1781983.4014 | 1187988.9343 | 801892.5306 | 712793.3606
2020 | 20927 | Wood County Electric Coop, Inc | TX | Cooperative | 802.45 | 4.621 | 173.6529 | 200.251 | 2.272 | 88.1386 | 774.746 | 3.887 | 199.3172 | 37767 | 12.5 | Y | . | . | . | . | . | . | . |  |  | . |  | 602.199 | 2.349 | 88.1386 | 256.364 | 602.199 | 88714.683 | 37767 | 100% | 53.0962 | 1888.35 | 106.1923 | 4720.875 | 318.577 | 7553.4 | 530.9616 | 9441.75 | 796.4425 | 7553.4 | 1061.9233 | 3776.7 | 1592.8849 | 1699.515 | 2123.8466 | 1133.01 | 100264.1424 | 501320.712 | 2406339.4175 | 5013207.1197 | 6015848.5436 | 4010565.6958 | 2707131.8446 | 2406339.4175
2020 | 20948 | Wise Electric Coop Inc | TX | Cooperative | . | . | . | . | . | . | . | . | . | . | . |  | 237.1 | 1.48 | 160.2027 | 158.5 | 1.38 | 114.8551 | 23794 | N | F | 24.9 | Y | 78.6 | 0.1 | 114.8551 | 786 | 786 | 2379.4 | 2379.4 | 10% | 69.302 | 118.97 | 138.604 | 297.425 | 415.8119 | 475.88 | 693.0198 | 594.85 | 1039.5298 | 475.88 | 1386.0397 | 237.94 | 2079.0595 | 107.073 | 2772.0794 | 71.382 | 8244.857 | 41224.2851 | 197876.5684 | 412242.8508 | 494691.421 | 329794.2807 | 222611.1395 | 197876.5684
2020 | 20963 | Woodruff Electric Coop Corp | AR | Cooperative | 19.2 | 0.65 | 29.5385 | 19.2 | 0.65 | 29.5385 | 19.2 | 0.65 | 29.5385 | 19866 | 13.2 | N | . | . | . | . | . | . | . |  |  | . |  | 0 | 0 | 29.5385 |  |  | 0 | 0 | 0% |  | 0 |  | 0 |  | 1: 0; 3: 0; 5: 0; 7: 0 | 0 |  | 0
2020 | 20996 | Wright-Hennepin Coop Elec Assn | MN | Cooperative | 29.092 | 0.372 | 78.2043 | 29.092 | 0.372 | 78.2043 | 29.092 | 0.372 | 78.2043 | 51746 | 12 | Y | . | . | . | . | . | . | . |  |  | . |  | 0 | 0 | 78.2043 |  |  | 0 | 0 | 0% |  | 0 |  | 0 |  | 1: 0; 3: 0; 5: 0; 7: 0 | 0 |  | 0
2020 | 21002 | York Electric Coop Inc | SC | Cooperative | 202.55 | 0.991 | 204.3895 | 71.64 | 0.687 | 104.2795 | 190.46 | 0.899 | 211.8576 | 62677 | 24.9 | N | . | . | . | . | . | . | . |  |  | . |  | 130.91 | 0.304 | 104.2795 | 430.625 | 430.625 | 19053.808 | 19053.808 | 30.4% | 37.9684 | 952.6904 | 75.9368 | 2381.726 | 227.8104 | 3810.7616 | 379.6841 | 4763.452 | 569.5261 | 3810.7616 | 759.3681 | 1905.3808 | 1139.0522 | 857.4214 | 1518.7362 | 571.6142 | 36172.1355 | 180860.6775 | 868131.2521 | 1808606.7752 | 2170328.1302 | 1446885.4201 | 976647.6586 | 868131.2521
2020 | 21013 | City of Worthington - (MN) | MN | Municipal | . | . | . | . | . | . | . | . | . | . | . |  | 11.48 | 0.28 | 41 | . | . | . | 5465 | N | L | 12.5 | N | [6 empty] | 5465 | 100% |  | 273.25 |  | 683.125 |  | 1: 1093; 3: 1366.25; 5: 1093; 7: 546.5 | 245.925 |  | 163.95
2020 | 21048 | Wyandotte Municipal Serv Comm | MI | Municipal | . | . | . | . | . | . | . | . | . | . | . |  | 75.06 | 0.401 | 187.182 | . | . | . | 12790 | N | L | 13.8 | N | [6 empty] | 12790 | 100% |  | 639.5 |  | 1598.75 |  | 1: 2558; 3: 3197.5; 5: 2558; 7: 1279 | 575.55 |  | 383.7
2020 | 21075 | Y-W Electric Assn Inc | CO | Cooperative | 383.4 | . | . | 66.1 | . | . | 383.4 | . | . | 8899 | 15 | N | . | . | . | . | . | . | . |  |  | . |  | 317.3 |  |  |  | 317.3 |  | 8899 | 100% | 27.9765 | 444.95 | 55.953 | 1112.375 | 167.8589 | 1779.8 | 279.7649 | 2224.75 | 419.6473 | 1779.8 | 559.5298 | 889.9 | 839.2946 | 400.455 | 1119.0595 | 266.97 | 12448.1383 | 62240.6914 | 298755.3187 | 622406.914 | 746888.2968 | 497925.5312 | 336099.7336 | 298755.3187
2020 | 21081 | Yampa Valley Electric Assn Inc | CO | Cooperative | 220.07 | 1.931 | 113.9669 | 175.3 | 1.459 | 120.1508 | 207.97 | . | . | 27579 | 14 | Y | . | . | . | . | . | . | . |  |  | . |  | 44.77 | 0.472 | 120.1508 | 94.8517 | 94.8517 | 13017.288 | 13017.288 | 47.2% | 8.3631 | 650.8644 | 16.7262 | 1627.161 | 50.1787 | 2603.4576 | 83.6312 | 3254.322 | 125.4468 | 2603.4576 | 167.2624 | 1301.7288 | 250.8935 | 585.778 | 334.5247 | 390.5186 | 5443.2557 | 27216.2784 | 130638.1363 | 272162.784 | 326595.3408 | 217730.2272 | 146967.9034 | 130638.1363
2020 | 21081 | Yampa Valley Electric Assn Inc | WY | Cooperative | 115.8 | 1.45 | 79.8621 | . | . | . | . | . | . | 735 | . | Y | . | . | . | . | . | . | . |  |  | . | [7 empty] | 735 | 100% |  | 36.75 |  | 91.875 |  | 1: 147; 3: 183.75; 5: 147; 7: 73.5 | 33.075 |  | 22.05
2020 | 21111 | Perennial Public Power Dist | NE | Political Subdivision | . | . | . | . | . | . | . | . | . | . | . |  | 40.9 | 0.37 | 110.5405 | 24.1 | 0.35 | 68.8571 | 6872 | N | L | 12.5 | Y | 16.8 | 0.02 | 68.8571 | 840 | 840 | 137.44 | 137.44 | 2% | 74.0632 | 6.872 | 148.1264 | 17.18 | 444.3791 | 27.488 | 740.6319 | 34.36 | 1110.9478 | 27.488 | 1481.2638 | 13.744 | 2221.8957 | 6.1848 | 2962.5276 | 4.1232 | 508.9622 | 2544.8112 | 12215.0936 | 25448.1117 | 30537.734 | 20358.4893 | 13741.9803 | 12215.0936
2020 | 21158 | City of Zeeland - (MI) | MI | Municipal | 66.845 | 0.691 | 96.7366 | 37.643 | 0.654 | 57.5581 | 29.202 | 0.037 | 789.2432 | 6863 | 12.5 | N | . | . | . | . | . | . | . |  |  | . |  | 29.202 | 0.037 | 57.5581 | 789.2432 | 789.2432 | 253.931 | 253.931 | 3.7% | 69.5879 | 12.6966 | 139.1759 | 31.7414 | 417.5277 | 50.7862 | 695.8794 | 63.4827 | 1043.8191 | 50.7862 | 1391.7588 | 25.3931 | 2087.6383 | 11.4269 | 2783.5177 | 7.6179 | 883.5268 | 4417.6339 | 21204.6429 | 44176.3393 | 53011.6072 | 35341.0714 | 23855.2232 | 21204.6429
2020 | 21244 | Southside Electric Coop, Inc | VA | Cooperative | 354 | 2.9 | 122.069 | 265.5 | 2.6 | 102.1154 | 220.34 | 2.2 | 100.1546 | 57355 | 25 | Y | . | . | . | . | . | . | . |  |  | . |  | 88.5 | 0.3 | 102.1154 | 295 | 295 | 17206.5 | 17206.5 | 30% | 26.0103 | 860.325 | 52.0206 | 2150.8125 | 156.0617 | 3441.3 | 260.1029 | 4301.625 | 390.1543 | 3441.3 | 520.2057 | 1720.65 | 780.3086 | 774.2925 | 1040.4115 | 516.195 | 22377.2998 | 111886.4989 | 537055.1947 | 1118864.989 | 1342637.9868 | 895091.9912 | 604187.094 | 537055.1947
2020 | 21513 | Fergus Electric Coop, Inc | MT | Cooperative | . | . | . | . | . | . | . | . | . | . | . |  | 348 | . | . | 295 | . | . | 6588 | N | L | 7.2 | N | 53 |  |  |  | 53 |  | 6588 | 100% | 4.673 | 329.4 | 9.3461 | 823.5 | 28.0382 | 1317.6 | 46.7303 | 1647 | 70.0955 | 1317.6 | 93.4607 | 658.8 | 140.191 | 296.46 | 186.9214 | 197.64 | 1539.2976 | 7696.4879 | 36943.1418 | 76964.8788 | 92357.8545 | 61571.903 | 41561.0345 | 36943.1418
2020 | 21538 | Mohave Electric Cooperative, I | AZ | Cooperative | 119.4 | . | . | 91.4 | . | . | 109.8 | . | . | 42116 | 25 | N | . | . | . | . | . | . | . |  |  | . |  | 28 |  |  |  | 28 |  | 42116 | 100% | 2.4688 | 2105.8 | 4.9375 | 5264.5 | 14.8126 | 8423.2 | 24.6877 | 10529 | 37.0316 | 8423.2 | 49.3755 | 4211.6 | 74.0632 | 1895.22 | 98.7509 | 1263.48 | 5198.7421 | 25993.7105 | 124769.8104 | 259937.1051 | 311924.5261 | 207949.6841 | 140366.0367 | 124769.8104
2020 | 21567 | Washington-St Tammany E C, Inc | LA | Cooperative | 700.3 | 4.128 | 169.6463 | 292.5 | 2.904 | 100.7231 | 535.6 | 2.541 | 210.7832 | 53944 | 13.2 | Y | . | . | . | . | . | . | . |  |  | . |  | 407.8 | 1.224 | 100.7231 | 333.1699 | 407.8 | 66027.456 | 53944 | 100% | 35.9559 | 2697.2 | 71.9118 | 6743 | 215.7355 | 10788.8 | 359.5591 | 13486 | 539.3387 | 10788.8 | 719.1183 | 5394.4 | 1078.6774 | 2427.48 | 1438.2366 | 1618.32 | 96980.2933 | 484901.4666 | 2327527.0395 | 4849014.6657 | 5818817.5988 | 3879211.7325 | 2618467.9195 | 2327527.0395
2020 | 21632 | EnergyUnited Elec Member Corp | NC | Cooperative | 597.21 | 1.786 | 334.3841 | 133.19 | 1.142 | 116.6287 | 585.83 | 1.541 | 380.1622 | 131350 | 12.5 | Y | . | . | . | . | . | . | . |  |  | . |  | 464.02 | 0.644 | 116.6287 | 720.528 | 720.528 | 84589.4 | 84589.4 | 64.4% | 63.5293 | 4229.47 | 127.0586 | 10573.675 | 381.1757 | 16917.88 | 635.2928 | 21147.35 | 952.9392 | 16917.88 | 1270.5857 | 8458.94 | 1905.8785 | 3806.523 | 2541.1713 | 2537.682 | 268695.1962 | 1343475.9809 | 6448684.7083 | 13434759.809 | 16121711.7708 | 10747807.8472 | 7254770.2968 | 6448684.7083
2020 | 22053 | Kentucky Power Co | KY | Investor Owned | 1751 | 2.688 | 651.4137 | 410.7 | 2.06 | 199.3689 | 1686 | 2.592 | 650.463 | 165077 | 35 | Y | . | . | . | . | . | . | . |  |  | . |  | 1340.3 | 0.628 | 199.3689 | 2134.2357 | 2134.2357 | 103668.356 | 103668.356 | 62.8% | 188.1765 | 5183.4178 | 376.3531 | 12958.5445 | 1129.0593 | 20733.6712 | 1881.7655 | 25917.089 | 2822.6482 | 20733.6712 | 3763.5309 | 10366.8356 | 5645.2964 | 4665.076 | 7527.0619 | 3110.0507 | 975397.6625 | 4876988.3123 | 23409543.8989 | 48769883.1227 | 58523859.7472 | 39015906.4982 | 26335736.8863 | 23409543.8989
2020 | 22500 | Evergy Kansas Central, Inc | KS | Investor Owned | 106.94 | 1.04 | 102.8269 | 98.89 | 0.998 | 99.0882 | 104.22 | 1.004 | 103.8048 | 387498 | 34 | Y | . | . | . | . | . | . | . |  |  | . |  | 8.05 | 0.042 | 99.0882 | 191.6667 | 191.6667 | 16274.916 | 16274.916 | 4.2% | 16.8993 | 813.7458 | 33.7987 | 2034.3645 | 101.396 | 3254.9832 | 168.9934 | 4068.729 | 253.4901 | 3254.9832 | 337.9868 | 1627.4916 | 506.9802 | 732.3712 | 675.9735 | 488.2475 | 13751.7659 | 68758.8295 | 330042.3818 | 687588.2954 | 825105.9544 | 550070.6363 | 371297.6795 | 330042.3818
2020 | 22815 | Delta Electric Power Assn | MS | Cooperative | 1597.93 | 5.633 | 283.673 | 375.68 | 3.793 | 99.0456 | 1261.37 | 4.521 | 279.0024 | 28596 | 24.9 | N | . | . | . | . | . | . | . |  |  | . |  | 1222.25 | 1.84 | 99.0456 | 664.2663 | 1222.25 | 52616.64 | 28596 | 100% | 107.7663 | 1429.8 | 215.5327 | 3574.5 | 646.5981 | 5719.2 | 1077.6635 | 7149 | 1616.4952 | 5719.2 | 2155.327 | 2859.6 | 3232.9904 | 1286.82 | 4310.6539 | 857.88 | 154084.3248 | 770421.6238 | 3698023.7943 | 7704216.2381 | 9245059.4857 | 6163372.9904 | 4160276.7686 | 3698023.7943
2020 | 22822 | Clark County Rural E M C - (IN) | IN | Cooperative | 220.231 | 1.613 | 136.535 | 133.413 | 1.168 | 114.2235 | 138.594 | 1.034 | 134.0368 | 25308 | 15 | Y | . | . | . | . | . | . | . |  |  | . |  | 86.818 | 0.445 | 114.2235 | 195.0966 | 195.0966 | 11262.06 | 11262.06 | 44.5% | 17.2018 | 563.103 | 34.4035 | 1407.7575 | 103.2106 | 2252.412 | 172.0176 | 2815.515 | 258.0264 | 2252.412 | 344.0352 | 1126.206 | 516.0528 | 506.7927 | 688.0704 | 337.8618 | 9686.3627 | 48431.8136 | 232472.7053 | 484318.1361 | 581181.7633 | 387454.5089 | 261531.7935 | 232472.7053
2020 | 24211 | Tucson Electric Power Co | AZ | Investor Owned | 60 | 0.71 | 84.507 | . | . | . | 48.05 | 0.66 | 72.803 | 440110 | 14 | Y | . | . | . | . | . | . | . |  |  | . | [7 empty] | 440110 | 100% |  | 22005.5 |  | 55013.75 |  | 1: 88022; 3: 110027.5; 5: 88022; 7: 44011 | 19804.95 |  | 13203.3
2020 | 24590 | Unitil Energy Systems | NH | Investor Owned | 176.55 | 1.859 | 94.9704 | 120.04 | 1.596 | 75.213 | 176.55 | 1.859 | 94.9704 | 78697 | 34.5 | Y | . | . | . | . | . | . | . |  |  | . |  | 56.51 | 0.263 | 75.213 | 214.8669 | 214.8669 | 20697.311 | 20697.311 | 26.3% | 18.9449 | 1034.8655 | 37.8898 | 2587.1639 | 113.6695 | 4139.4622 | 189.4492 | 5174.3278 | 284.1737 | 4139.4622 | 378.8983 | 2069.7311 | 568.3475 | 931.379 | 757.7966 | 620.9193 | 19605.4407 | 98027.2036 | 470530.5773 | 980272.036 | 1176326.4432 | 784217.6288 | 529346.8994 | 470530.5773
2020 | 24753 | Boone County Rural EMC | IN | Cooperative | 90 | 1.19 | 75.6303 | 90 | 1.19 | 75.6303 | 89.98 | 0.95 | 94.7158 | 15309 | 12.5 | Y | . | . | . | . | . | . | . |  |  | . |  | 0 | 0 | 75.6303 |  |  | 0 | 0 | 0% |  | 0 |  | 0 |  | 1: 0; 3: 0; 5: 0; 7: 0 | 0 |  | 0
2020 | 24889 | Brunswick Electric Member Corp | NC | Cooperative | 641.07 | 1.607 | 398.9235 | 40.102 | 0.574 | 69.8641 | 595.919 | 1.05 | 567.5419 | 96553 | . | Y | . | . | . | . | . | . | . |  |  | . |  | 600.968 | 1.033 | 69.8641 | 581.7696 | 600.968 | 99739.249 | 96553 | 100% | 52.9876 | 4827.65 | 105.9753 | 12069.125 | 317.9258 | 19310.6 | 529.8763 | 24138.25 | 794.8144 | 19310.6 | 1059.7525 | 9655.3 | 1589.6288 | 4344.885 | 2119.5051 | 2896.59 | 255805.7163 | 1279028.5813 | 6139337.1901 | 12790285.8128 | 15348342.9753 | 10232228.6502 | 6906754.3389 | 6139337.1901
2020 | 24949 | Cass County Elec Coop Inc | ND | Cooperative | 47.8 | 0.577 | 82.8423 | 27.25 | 0.441 | 61.7914 | 44.48 | 0.462 | 96.2771 | 52265 | 25 | Y | . | . | . | . | . | . | . |  |  | . |  | 20.55 | 0.136 | 61.7914 | 151.1029 | 151.1029 | 7108.04 | 7108.04 | 13.6% | 13.3228 | 355.402 | 26.6456 | 888.505 | 79.9369 | 1421.608 | 133.2282 | 1777.01 | 199.8422 | 1421.608 | 266.4563 | 710.804 | 399.6845 | 319.8618 | 532.9127 | 213.2412 | 4734.9555 | 23674.7777 | 113638.9331 | 236747.7774 | 284097.3328 | 189398.2219 | 127843.7998 | 113638.9331
2020 | 25177 | Dakota Electric Association | MN | Cooperative | 20.95 | 0.32 | 65.4688 | 19.49 | 0.31 | 62.871 | 20.95 | 0.32 | 65.4688 | 109460 | 12.5 | Y | . | . | . | . | . | . | . |  |  | . |  | 1.46 | 0.01 | 62.871 | 146 | 146 | 1094.6 | 1094.6 | 1% | 12.8729 | 54.73 | 25.7458 | 136.825 | 77.2373 | 218.92 | 128.7289 | 273.65 | 193.0933 | 218.92 | 257.4578 | 109.46 | 386.1866 | 49.257 | 514.9155 | 32.838 | 704.5331 | 3522.6657 | 16908.7953 | 35226.6569 | 42271.9882 | 28181.3255 | 19022.3947 | 16908.7953
2020 | 25295 | Western Indiana Energy REMC | IN | Cooperative | 352.288 | 2.304 | 152.9028 | 240.677 | 2.067 | 116.4378 | 308.347 | 1.607 | 191.8774 | 16829.1 | 24.9 | Y | . | . | . | . | . | . | . |  |  | . |  | 111.611 | 0.237 | 116.4378 | 470.9325 | 470.9325 | 3988.4967 | 3988.4967 | 23.7% | 41.5223 | 199.4248 | 83.0447 | 498.5621 | 249.134 | 797.6993 | 415.2234 | 997.1242 | 622.835 | 797.6993 | 830.4467 | 398.8497 | 1245.6701 | 179.4824 | 1660.8934 | 119.6549 | 8280.5849 | 41402.9246 | 198734.0382 | 414029.2462 | 496835.0954 | 331223.3969 | 223575.7929 | 198734.0382
2020 | 26510 | Liberty Utilities (Granite State Electri | NH | Investor Owned | 151.5 | 1.18 | 128.3898 | 100.87 | 0.995 | 101.3769 | 143.32 | 1.03 | 139.1456 | 45192 | 23 | Y | . | . | . | . | . | . | . |  |  | . |  | 50.63 | 0.185 | 101.3769 | 273.6757 | 273.6757 | 8360.52 | 8360.52 | 18.5% | 24.1301 | 418.026 | 48.2602 | 1045.065 | 144.7807 | 1672.104 | 241.3011 | 2090.13 | 361.9517 | 1672.104 | 482.6022 | 836.052 | 723.9033 | 376.2234 | 965.2044 | 250.8156 | 10087.0138 | 50435.0689 | 242088.3308 | 504350.6892 | 605220.827 | 403480.5514 | 272349.3722 | 242088.3308
2020 | 27222 | City of Ripley - (TN) | TN | Municipal | 63.39 | 1.468 | 43.1812 | 63.39 | 1.468 | 43.1812 | . | . | . | 6445 | 13.2 | Y | . | . | . | . | . | . | . |  |  | . |  | 0 | 0 | 43.1812 |  |  | 0 | 0 | 0% |  | 0 |  | 0 |  | 1: 0; 3: 0; 5: 0; 7: 0 | 0 |  | 0
2020 | 27238 | Southwest Electric Coop, Inc | MO | Cooperative | 158.07 | 1.226 | 128.9315 | 109.97 | 1.095 | 100.4292 | . | . | . | 42038 | 7.2 | Y | . | . | . | . | . | . | . |  |  | . |  | 48.1 | 0.131 | 100.4292 | 367.1756 | 367.1756 | 5506.978 | 5506.978 | 13.1% | 32.374 | 275.3489 | 64.7481 | 688.3723 | 194.2442 | 1101.3956 | 323.7404 | 1376.7445 | 485.6106 | 1101.3956 | 647.4808 | 550.6978 | 971.2212 | 247.814 | 1294.9616 | 165.2093 | 8914.1564 | 44570.7818 | 213939.7525 | 445707.8178 | 534849.3813 | 356566.2542 | 240682.2216 | 213939.7525
2020 | 27599 | Carroll-White REMC | IN | Cooperative | 637 | . | . | 244.3 | . | . | . | . | . | 14807 | . | Y | . | . | . | . | . | . | . |  |  | . |  | 392.7 |  |  |  | 392.7 |  | 14807 | 100% | 34.6245 | 740.35 | 69.2491 | 1850.875 | 207.7472 | 2961.4 | 346.2454 | 3701.75 | 519.3681 | 2961.4 | 692.4908 | 1480.7 | 1038.7362 | 666.315 | 1384.9816 | 444.21 | 25634.2788 | 128171.3938 | 615222.6904 | 1281713.9383 | 1538056.7259 | 1025371.1506 | 692125.5267 | 615222.6904
2020 | 28541 | Clatskanie Peoples Util Dist | OR | Political Subdivision | 374.083 | 2.652 | 141.0569 | 200.076 | 1.744 | 114.7225 | 267.813 | 2.006 | 133.506 | 4738 | 13.8 | N | . | . | . | . | . | . | . |  |  | . |  | 174.007 | 0.908 | 114.7225 | 191.6377 | 191.6377 | 4302.104 | 4302.104 | 90.8% | 16.8968 | 215.1052 | 33.7936 | 537.763 | 101.3807 | 860.4208 | 168.9678 | 1075.526 | 253.4517 | 860.4208 | 337.9356 | 430.2104 | 506.9034 | 193.5947 | 675.8713 | 129.0631 | 3634.5856 | 18172.928 | 87230.0543 | 181729.2798 | 218075.1358 | 145383.4238 | 98133.8111 | 87230.0543
2020 | 28604 | Kerrville Public Utility Board | TX | Municipal | 367.831 | 1.221 | 301.2539 | 19.637 | 0.221 | 88.8552 | 367.831 | 1.221 | 301.2539 | 23265.5 | . | Y | . | . | . | . | . | . | . |  |  | . |  | 348.194 | 1 | 88.8552 | 348.194 | 348.194 | 23265.5 | 23265.5 | 100% | 30.7004 | 1163.275 | 61.4009 | 2908.1875 | 184.2026 | 4653.1 | 307.0043 | 5816.375 | 460.5064 | 4653.1 | 614.0085 | 2326.55 | 921.0128 | 1046.9475 | 1228.017 | 697.965 | 35713.0382 | 178565.1912 | 857112.9177 | 1785651.9119 | 2142782.2943 | 1428521.5295 | 964252.0324 | 857112.9177
2020 | 28978 | City of San Marcos - (TX) | TX | Municipal | 27.618 | 0.318 | 86.8491 | . | . | . | . | . | . | 25215 | . | N | . | . | . | . | . | . | . |  |  | . | [7 empty] | 25215 | 100% |  | 1260.75 |  | 3151.875 |  | 1: 5043; 3: 6303.75; 5: 5043; 7: 2521.5 | 1134.675 |  | 756.45
2020 | 30518 | Electrical Dist No3 Pinal County | AZ | Political Subdivision | 50.93 | 0.64 | 79.5781 | 50.93 | 0.64 | 79.5781 | 50.93 | 0.64 | 79.5781 | 27500 | 69 | Y | . | . | . | . | . | . | . |  |  | . |  | 0 | 0 | 79.5781 |  |  | 0 | 0 | 0% |  | 0 |  | 0 |  | 1: 0; 3: 0; 5: 0; 7: 0 | 0 |  | 0
2020 | 31833 | Okefenoke Rural El Member Corp | FL | Cooperative | 282.767 | 2.85 | 99.2165 | 282.767 | 2.85 | 99.2165 | 282.767 | 2.85 | 99.2165 | 10934 | 25 | Y | . | . | . | . | . | . | . |  |  | . |  | 0 | 0 | 99.2165 |  |  | 0 | 0 | 0% |  | 0 |  | 0 |  | 1: 0; 3: 0; 5: 0; 7: 0 | 0 |  | 0
2020 | 31833 | Okefenoke Rural El Member Corp | GA | Cooperative | 246.09 | 3.06 | 80.4216 | 246.09 | 3.06 | 80.4216 | 234.803 | 2.891 | 81.2186 | 26813 | 25 | Y | . | . | . | . | . | . | . |  |  | . |  | 0 | 0 | 80.4216 |  |  | 0 | 0 | 0% |  | 0 |  | 0 |  | 1: 0; 3: 0; 5: 0; 7: 0 | 0 |  | 0
2020 | 38084 | Great Lakes Energy Coop | MI | Cooperative | 486.321 | 2.57 | 189.23 | 212.301 | 1.723 | 123.2159 | 469.531 | 2.42 | 194.0211 | 126926 | 25 | N | . | . | . | . | . | . | . |  |  | . |  | 274.02 | 0.847 | 123.2159 | 323.5183 | 323.5183 | 107506.322 | 107506.322 | 84.7% | 28.5248 | 5375.3161 | 57.0495 | 13438.2903 | 171.1485 | 21501.2644 | 285.2476 | 26876.5805 | 427.8714 | 21501.2644 | 570.4952 | 10750.6322 | 855.7427 | 4837.7845 | 1140.9903 | 3225.1897 | 153329.5923 | 766647.9615 | 3679910.2152 | 7666479.615 | 9199775.538 | 6133183.692 | 4139898.9921 | 3679910.2152
2020 | 40051 | Texas-New Mexico Power Co | TX | Investor Owned | . | . | . | . | . | . | . | . | . | . | . |  | 110.23 | 1.06 | 103.9906 | 95.67 | 1.02 | 93.7941 | 251898 | N | F | 59.9 | N | 14.56 | 0.04 | 93.7941 | 364 | 364 | 10075.92 | 10075.92 | 4% | 32.094 | 503.796 | 64.1881 | 1259.49 | 192.5643 | 2015.184 | 320.9405 | 2518.98 | 481.4107 | 2015.184 | 641.881 | 1007.592 | 962.8215 | 453.4164 | 1283.7619 | 302.2776 | 16168.8533 | 80844.2663 | 388052.4781 | 808442.6627 | 970131.1953 | 646754.1302 | 436559.0379 | 388052.4781
2020 | 40165 | Dixie Escalante R E A, Inc | AZ | Cooperative | 31.79 | 0.31 | 102.5484 | 31.79 | 0.31 | 102.5484 | 31.79 | 0.31 | 102.5484 | 2712 | 12.5 | Y | . | . | . | . | . | . | . |  |  | . |  | 0 | 0 | 102.5484 |  |  | 0 | 0 | 0% |  | 0 |  | 0 |  | 1: 0; 3: 0; 5: 0; 7: 0 | 0 |  | 0
2020 | 40165 | Dixie Escalante R E A, Inc | UT | Cooperative | 19.82 | 0.31 | 63.9355 | 19.82 | 0.31 | 63.9355 | 19.82 | 0.31 | 63.9355 | 23326 | 34.5 | Y | . | . | . | . | . | . | . |  |  | . |  | 0 | 0 | 63.9355 |  |  | 0 | 0 | 0% |  | 0 |  | 0 |  | 1: 0; 3: 0; 5: 0; 7: 0 | 0 |  | 0
2020 | 40166 | Chickasaw Electric Coop, Inc | TN | Cooperative | . | . | . | . | . | . | . | . | . | . | . |  | 206.4 | 2.45 | 84.2449 | 206.4 | 2.45 | 84.2449 | 21158 | Y | F | 25 | Y | 0 | 0 | 84.2449 |  |  | 0 | 0 | 0% |  | 0 |  | 0 |  | 1: 0; 3: 0; 5: 0; 7: 0 | 0 |  | 0
2020 | 40228 | Rappahannock Electric Coop | VA | Cooperative | 350.13 | 2.16 | 162.0972 | 176.19 | 1.78 | 98.9831 | 349.83 | 2.16 | 161.9583 | 167315 | 34.5 | Y | . | . | . | . | . | . | . |  |  | . |  | 173.94 | 0.38 | 98.9831 | 457.7368 | 457.7368 | 63579.7 | 63579.7 | 38% | 40.3589 | 3178.985 | 80.7177 | 7947.4625 | 242.1532 | 12715.94 | 403.5887 | 15894.925 | 605.383 | 12715.94 | 807.1774 | 6357.97 | 1210.7661 | 2861.0865 | 1614.3548 | 1907.391 | 128300.24 | 641501.1999 | 3079205.7593 | 6415011.9985 | 7698014.3982 | 5132009.5988 | 3464106.4792 | 3079205.7593
2020 | 40236 | Forked Deer Electric Coop, Inc | TN | Cooperative | . | . | . | . | . | . | . | . | . | . | . |  | 208.28 | 2.8 | 74.3857 | 185 | 2.7 | 68.5185 | 9992 | N | F | 13.2 | Y | 23.28 | 0.1 | 68.5185 | 232.8 | 232.8 | 999.2 | 999.2 | 10% | 20.5261 | 49.96 | 41.0522 | 124.9 | 123.1565 | 199.84 | 205.2608 | 249.8 | 307.8913 | 199.84 | 410.5217 | 99.92 | 615.7825 | 44.964 | 821.0434 | 29.976 | 1025.4831 | 5127.4157 | 24611.5955 | 51274.1572 | 61528.9887 | 41019.3258 | 27688.0449 | 24611.5955
2020 | 40302 | North East Mississippi EPA | MS | Cooperative | . | . | . | . | . | . | . | . | . | . | . |  | 225.13 | 0.89 | 252.9551 | 109.89 | 0.72 | 152.625 | 26919 | N | L | 25 | Y | 115.24 | 0.17 | 152.625 | 677.8824 | 677.8824 | 4576.23 | 4576.23 | 17% | 59.7692 | 228.8115 | 119.5384 | 572.0287 | 358.6152 | 915.246 | 597.692 | 1144.0575 | 896.538 | 915.246 | 1195.384 | 457.623 | 1793.076 | 205.9304 | 2390.768 | 137.2869 | 13675.8805 | 68379.4025 | 328221.132 | 683794.025 | 820552.83 | 547035.22 | 369248.7735 | 328221.132
2020 | 40304 | Minnesota Valley Coop L&P Assn | MN | Cooperative | 663.6 | . | . | 59.9 | . | . | 663.6 | . | . | 5326 | . | Y | . | . | . | . | . | . | . |  |  | . |  | 603.7 |  |  |  | 603.7 |  | 5326 | 100% | 53.2285 | 266.3 | 106.457 | 665.75 | 319.3711 | 1065.2 | 532.2851 | 1331.5 | 798.4276 | 1065.2 | 1064.5702 | 532.6 | 1596.8553 | 239.67 | 2129.1403 | 159.78 | 14174.7518 | 70873.759 | 340194.0432 | 708737.59 | 850485.108 | 566990.072 | 382718.2986 | 340194.0432
2020 | 40438 | Columbia River Peoples Ut Dist | OR | Political Subdivision | 95.661 | 0.703 | 136.0754 | 65.919 | 0.578 | 114.0467 | 95.661 | 0.703 | 136.0754 | 19890 | 12.5 | N | . | . | . | . | . | . | . |  |  | . |  | 29.742 | 0.125 | 114.0467 | 237.936 | 237.936 | 2486.25 | 2486.25 | 12.5% | 20.9789 | 124.3125 | 41.9579 | 310.7812 | 125.8736 | 497.25 | 209.7893 | 621.5625 | 314.6839 | 497.25 | 419.5785 | 248.625 | 629.3678 | 111.8812 | 839.1571 | 74.5875 | 2607.9429 | 13039.7145 | 62590.6295 | 130397.1447 | 156476.5737 | 104317.7158 | 70414.4582 | 62590.6295
2020 | 40606 | City of Grand Island - (NE) | NE | Municipal | 27.059 | 1.131 | 23.9248 | 12.396 | 0.304 | 40.7763 | 27.059 | 1.131 | 23.9248 | 26381 | 13.8 | N | . | . | . | . | . | . | . |  |  | . |  | 14.663 | 0.827 | 40.7763 | 17.7304 | 17.7304 | 21817.087 | 21817.087 | 82.7% | 1.5633 | 1090.8544 | 3.1266 | 2727.1359 | 9.3798 | 4363.4174 | 15.6329 | 5454.2717 | 23.4494 | 4363.4174 | 31.2659 | 2181.7087 | 46.8988 | 981.7689 | 62.5317 | 654.5126 | 1705.3252 | 8526.6261 | 40927.8052 | 85266.2608 | 102319.5129 | 68213.0086 | 46043.7808 | 40927.8052
2020 | 44372 | Oncor Electric Delivery Company LLC | TX | Investor Owned | . | . | . | . | . | . | . | . | . | . | . |  | 487.69 | 3.62 | 134.721 | 241.8 | 2.13 | 113.5211 | 3694894 | N | F | 25 | Y | 245.89 | 1.49 | 113.5211 | 165.0268 | 245.89 | 5505392.06 | 3694894 | 100% | 21.6802 | 184744.7 | 43.3605 | 461861.75 | 130.0814 | 738978.8 | 216.8024 | 923723.5 | 325.2035 | 738978.8 | 433.6047 | 369489.4 | 650.4071 | 166270.23 | 867.2094 | 110846.82 | 4005308.5334 | 20026542.667 | 96127404.8016 | 200265426.6701 | 240318512.0041 | 160212341.3361 | 108143330.4019 | 96127404.8016
2020 | 54913 | NSTAR Electric Company | MA | Investor Owned | 235.69 | 1.14 | 206.7456 | 64.96 | 0.715 | 90.8531 | 235.42 | 1.126 | 209.0764 | 1446211 | 34.5 | Y | . | . | . | . | . | . | . |  |  | . |  | 170.73 | 0.425 | 90.8531 | 401.7176 | 401.7176 | 614639.675 | 614639.675 | 42.5% | 35.4196 | 30731.9837 | 70.8393 | 76829.9594 | 212.5178 | 122927.935 | 354.1963 | 153659.9188 | 531.2945 | 122927.935 | 708.3926 | 61463.9675 | 1062.5889 | 27658.7854 | 1416.7852 | 18439.1902 | 1088515.5211 | 5442577.6054 | 26124372.5057 | 54425776.0536 | 65310931.2644 | 43540620.8429 | 29389919.069 | 26124372.5057
2020 | 55787 | City of Moreno Valley - (CA) | CA | Municipal | . | . | . | . | . | . | . | . | . | . | . |  | 162.8 | 1.01 | 161.1881 | 162.8 | 1.01 | 161.1881 | 6973 | Y | F | 12 | N | 0 | 0 | 161.1881 |  |  | 0 | 0 | 0% |  | 0 |  | 0 |  | 1: 0; 3: 0; 5: 0; 7: 0 | 0 |  | 0
2020 | 55937 | Entergy Texas Inc. | TX | Investor Owned | 2538.8 | 3.273 | 775.6798 | 275.9 | 1.744 | 158.1995 | 2331.2 | 2.755 | 846.1706 | 477733 | 34.5 | Y | . | . | . | . | . | . | . |  |  | . |  | 2262.9 | 1.529 | 158.1995 | 1479.9869 | 2262.9 | 730453.757 | 477733 | 100% | 199.5209 | 23886.65 | 399.0419 | 59716.625 | 1197.1256 | 95546.6 | 1995.2094 | 119433.25 | 2992.8141 | 95546.6 | 3990.4188 | 47773.3 | 5985.6282 | 21497.985 | 7980.8376 | 14331.99 | 4765886.873 | 23829434.3652 | 114381284.9528 | 238294343.6517 | 285953212.3821 | 190635474.9214 | 128678945.5719 | 114381284.9528
2020 | 55982 | Heart of Texas Electric Coop | TX | Cooperative | 80.378 | 0.744 | 108.0349 | 80.378 | 0.744 | 108.0349 | 77.504 | 0.677 | 114.4815 | 22337 | 24.9 | Y | . | . | . | . | . | . | . |  |  | . |  | 0 | 0 | 108.0349 |  |  | 0 | 0 | 0% |  | 0 |  | 0 |  | 1: 0; 3: 0; 5: 0; 7: 0 | 0 |  | 0
2020 | 56146 | Black Hills Colorado Electric, LLC | CO | Investor Owned | 74.113 | 1.871 | 39.6114 | 65.019 | 1.716 | 37.8899 | 65.455 | 1.268 | 51.6207 | 98735 | 35 | Y | . | . | . | . | . | . | . |  |  | . |  | 9.094 | 0.155 | 37.8899 | 58.671 | 58.671 | 15303.925 | 15303.925 | 15.5% | 5.173 | 765.1962 | 10.3461 | 1912.9906 | 31.0383 | 3060.785 | 51.7305 | 3825.9812 | 77.5957 | 3060.785 | 103.4609 | 1530.3925 | 155.1914 | 688.6766 | 206.9219 | 459.1178 | 3958.3957 | 19791.9785 | 95001.4967 | 197919.7847 | 237503.7417 | 158335.8278 | 106876.6837 | 95001.4967
2020 | 56697 | Ameren Illinois Company | IL | Investor Owned | 223.6 | 1.04 | 215 | 101.3 | 0.82 | 123.5366 | 220.9 | 1 | 220.9 | 1249150 | 69 | Y | . | . | . | . | . | . | . |  |  | . |  | 122.3 | 0.22 | 123.5366 | 555.9091 | 555.9091 | 274813 | 274813 | 22% | 49.0148 | 13740.65 | 98.0295 | 34351.625 | 294.0886 | 54962.6 | 490.1476 | 68703.25 | 735.2214 | 54962.6 | 980.2952 | 27481.3 | 1470.4429 | 12366.585 | 1960.5905 | 8244.39 | 673494.6877 | 3367473.4386 | 16163872.5055 | 33674734.3865 | 40409681.2638 | 26939787.5092 | 18184356.5687 | 16163872.5055
2020 | 57483 | Liberty Utilities | CA | Investor Owned | 242.72 | 1.87 | 129.7968 | 242.72 | 1.87 | 129.7968 | 197.195 | 1.808 | 109.068 | 48925 | 24.9 | N | . | . | . | . | . | . | . |  |  | . |  | 0 | 0 | 129.7968 |  |  | 0 | 0 | 0% |  | 0 |  | 0 |  | 1: 0; 3: 0; 5: 0; 7: 0 | 0 |  | 0
2020 | 59013 | PUD No 1 of Jefferson County | WA | Political Subdivision | 397.568 | 2.31 | 172.1074 | 397.568 | 2.31 | 172.1074 | . | . | . | 20287 | 12.5 | Y | . | . | . | . | . | . | . |  |  | . |  | 0 | 0 | 172.1074 |  |  | 0 | 0 | 0% |  | 0 |  | 0 |  | 1: 0; 3: 0; 5: 0; 7: 0 | 0 |  | 0
2020 | 60482 | CKenergy Electric Cooperative | OK | Cooperative | . | . | . | . | . | . | . | . | . | . | . |  | 7372.966 | 6.986 | 1055.3916 | 435.814 | 3.489 | 124.9109 | 25324 | N | L | 24.9 | Y | 6937.152 | 3.497 | 124.9109 | 1983.7438 | 6937.152 | 88558.028 | 25324 | 100% | 611.6519 | 1266.2 | 1223.3038 | 3165.5 | 3669.9114 | 5064.8 | 6116.519 | 6331 | 9174.7785 | 5064.8 | 12233.0381 | 2532.4 | 18349.5571 | 1139.58 | 24466.0761 | 759.72 | 774473.6396 | 3872368.198 | 18587367.3503 | 38723681.9797 | 46468418.3757 | 30978945.5838 | 20910788.269 | 18587367.3503
2020 | 60631 | Upper Michigan Energy Resources Corp. | MI | Investor Owned | 253 | 2.71 | 93.3579 | 222 | 2.56 | 86.7188 | 238 | 1.43 | 166.4336 | 37255 | 26 | Y | . | . | . | . | . | . | . |  |  | . |  | 31 | 0.15 | 86.7188 | 206.6667 | 206.6667 | 5588.25 | 5588.25 | 15% | 18.2219 | 279.4125 | 36.4438 | 698.5312 | 109.3314 | 1117.65 | 182.219 | 1397.0625 | 273.3284 | 1117.65 | 364.4379 | 558.825 | 546.6569 | 251.4712 | 728.8758 | 167.6475 | 5091.4254 | 25457.1271 | 122194.2101 | 254571.2711 | 305485.5253 | 203657.0169 | 137468.4864 | 122194.2101
2020 | 60839 | Southern Pioneer Electric Company | KS | Cooperative | 98.367 | . | . | 98.367 | . | . | 92.4 | . | . | 16784 | 13.8 | Y | . | . | . | . | . | . | . |  |  | . |  | 0 |  |  |  | 0 |  | 16784 | 100% | 0 | 839.2 | 0 | 2098 | 0 | 3356.8 | 0 | 4196 | 0 | 3356.8 | 0 | 1678.4 | 0 | 755.28 | 0 | 503.52 | 0 | 0 | 0 | 0 | 0 | 0 | 0 | 0
2021 | 84 | A & N Electric Coop | MD | Cooperative | . | . | . | . | . | . | . | . | . | . | . |  | 1.2 | 0.002 | 600 | 0.1 | 0.001 | 100 | 313 | Y | O | 12.5 | Y | 1.1 | 0.001 | 100 | 1100 | 1100 | 0.313 | 0.313 | 0.1% | 96.9875 | 0.01565 | 193.975 | 0.039125 | 581.9251 | 0.0626 | 969.8751 | 0.07825 | 1454.8126 | 0.0626 | 1939.7502 | 0.0313 | 2909.6253 | 0.014085 | 3879.5004 | 0.00939 | 1.5179 | 7.5893 | 36.4285 | 75.8927 | 91.0713 | 60.7142 | 40.9821 | 36.4285
2021 | 84 | A & N Electric Coop | VA | Cooperative | . | . | . | . | . | . | . | . | . | . | . |  | 66.37 | 1.35 | 49.163 | 61.47 | 0.058 | 1059.8276 | 36290 | Y | O | 24.9 | Y | 4.9 | 1.292 | 1059.8276 | 3.7926 | 4.9 | 46886.68 | 36290 | 100% | 0.43204 | 1814.5 | 0.86407 | 4536.25 | 2.5922 | 7258 | 4.3204 | 9072.5 | 6.4805 | 7258 | 8.6407 | 3629 | 12.9611 | 1633.05 | 17.2814 | 1088.7 | 783.928 | 3919.64 | 18814.2719 | 39196.3997 | 47035.6796 | 31357.1198 | 21166.0558 | 18814.2719
2021 | 108 | Adams-Columbia Electric Coop | WI | Cooperative | 99.3 | 0.742 | 133.8275 | 99.3 | 0.742 | 133.8275 | 99.3 | 0.742 | 133.8275 | 38580 | 12.5 | Y | . | . | . | . | . | . | . |  |  | . |  | 0 | 0 | 133.8275 |  |  | 0 | 0 | 0% |  | 0 |  | 0 |  | 1: 0; 3: 0; 5: 0; 7: 0 | 0 |  | 0
2021 | 155 | Agralite Electric Coop | MN | Cooperative | 130.667 | 1.623 | 80.5096 | 120.821 | 1.533 | 78.8134 | 97.191 | 0.925 | 105.0713 | 5436 | . | Y | . | . | . | . | . | . | . |  |  | . |  | 9.846 | 0.09 | 78.8134 | 109.4 | 109.4 | 489.24 | 489.24 | 9% | 9.6458 | 24.462 | 19.2917 | 61.155 | 57.8751 | 97.848 | 96.4585 | 122.31 | 144.6877 | 97.848 | 192.917 | 48.924 | 289.3755 | 22.0158 | 385.8339 | 14.6772 | 235.9567 | 1179.7837 | 5662.962 | 11797.8375 | 14157.405 | 9438.27 | 6370.8322 | 5662.962
2021 | 162 | Aiken Electric Coop Inc | SC | Cooperative | 116.91 | . | . | 95.05 | . | . | 109.85 | . | . | 49933 | 25 | Y | . | . | . | . | . | . | . |  |  | . |  | 21.86 |  |  |  | 21.86 |  | 49933 | 100% | 1.9274 | 2496.65 | 3.8548 | 6241.625 | 11.5644 | 9986.6 | 19.2741 | 12483.25 | 28.9111 | 9986.6 | 38.5481 | 4993.3 | 57.8222 | 2246.985 | 77.0963 | 1497.99 | 4812.059 | 24060.2949 | 115489.4157 | 240602.9493 | 288723.5392 | 192482.3594 | 129925.5926 | 115489.4157
2021 | 195 | Alabama Power Co | AL | Investor Owned | . | . | . | . | . | . | . | . | . | . | . |  | 262.6 | 1.445 | 181.7301 | 122.1 | 1.033 | 118.1994 | 1482101 | N | F | 34.5 | Y | 140.5 | 0.412 | 118.1994 | 341.0194 | 341.0194 | 610625.612 | 610625.612 | 41.2% | 30.0678 | 30531.2806 | 60.1357 | 76328.2015 | 180.407 | 122125.1224 | 300.6784 | 152656.403 | 451.0176 | 122125.1224 | 601.3568 | 61062.5612 | 902.0352 | 27478.1525 | 1202.7136 | 18318.7684 | 918009.6569 | 4590048.2843 | 22032231.7649 | 45900482.8435 | 55080579.4122 | 36720386.2748 | 24786260.7355 | 22032231.7649
2021 | 213 | Alaska Electric Light&Power Co | AK | Investor Owned | 147 | 2.72 | 54.0441 | 87 | 1.72 | 50.5814 | 20 | 0.14 | 142.8571 | 17184 | 12.5 | N | . | . | . | . | . | . | . |  |  | . |  | 60 | 1 | 50.5814 | 60 | 60 | 17184 | 17184 | 100% | 5.2902 | 859.2 | 10.5805 | 2148 | 31.7414 | 3436.8 | 52.9023 | 4296 | 79.3534 | 3436.8 | 105.8046 | 1718.4 | 158.7068 | 773.28 | 211.6091 | 515.52 | 4545.3637 | 22726.8185 | 109088.7289 | 227268.1852 | 272721.8222 | 181814.5481 | 122724.82 | 109088.7289
2021 | 232 | City of Albemarle - (NC) | NC | Municipal | 68.99 | 0.73 | 94.5068 | 49.93 | 0.52 | 96.0192 | . | . | . | 11821 | 14.4 | N | . | . | . | . | . | . | . |  |  | . |  | 19.06 | 0.21 | 96.0192 | 90.7619 | 90.7619 | 2482.41 | 2482.41 | 21% | 8.0025 | 124.1205 | 16.005 | 310.3012 | 48.0151 | 496.482 | 80.0252 | 620.6025 | 120.0378 | 496.482 | 160.0504 | 248.241 | 240.0756 | 111.7084 | 320.1008 | 74.4723 | 993.2767 | 4966.3834 | 23838.6403 | 49663.8339 | 59596.6007 | 39731.0672 | 26818.4703 | 23838.6403
2021 | 241 | Albertville Municipal Utilities Board | AL | Municipal | . | . | . | . | . | . | . | . | . | . | . |  | . | . | . | . | . | . | . |  |  | .
2021 | 276 | Alcorn County Elec Power Assn | MS | Cooperative | 90.6 | 0.822 | 110.219 | 90.6 | 0.822 | 110.219 | 90.6 | 0.822 | 110.219 | 18872 | 13.1 | N | . | . | . | . | . | . | . |  |  | . |  | 0 | 0 | 110.219 |  |  | 0 | 0 | 0% |  | 0 |  | 0 |  | 1: 0; 3: 0; 5: 0; 7: 0 | 0 |  | 0
2021 | 295 | City of Alexandria - (MN) | MN | Municipal | 3.643 | 0.079 | 46.1139 | . | . | . | . | . | . | 10367 | 13.2 | N | . | . | . | . | . | . | . |  |  | . | [7 empty] | 10367 | 100% |  | 518.35 |  | 1295.875 |  | 1: 2073.4; 3: 2591.75; 5: 2073.4; 7: 1036.7 | 466.515 |  | 311.01
2021 | 296 | Alfalfa Electric Coop, Inc | KS | Cooperative | . | . | . | . | . | . | . | . | . | . | . |  | 68.237 | 0.834 | 81.8189 | 68.237 | 0.834 | 81.8189 | 913 | N | O | 14.4 | Y | 0 | 0 | 81.8189 |  |  | 0 | 0 | 0% |  | 0 |  | 0 |  | 1: 0; 3: 0; 5: 0; 7: 0 | 0 |  | 0
2021 | 296 | Alfalfa Electric Coop, Inc | OK | Cooperative | . | . | . | . | . | . | . | . | . | . | . |  | 110.107 | 0.991 | 111.107 | 72.207 | 0.812 | 88.9249 | 7626 | N | O | 14.4 | Y | 37.9 | 0.179 | 88.9249 | 211.7318 | 211.7318 | 1365.054 | 1365.054 | 17.9% | 18.6685 | 68.2527 | 37.337 | 170.6318 | 112.011 | 273.0108 | 186.6849 | 341.2635 | 280.0274 | 273.0108 | 373.3699 | 136.5054 | 560.0548 | 61.4274 | 746.7398 | 40.9516 | 1274.1752 | 6370.8758 | 30580.204 | 63708.7583 | 76450.5099 | 50967.0066 | 34402.7295 | 30580.204
2021 | 392 | Alpena Power Co | MI | Investor Owned | . | . | . | . | . | . | . | . | . | . | . |  | 243.8 | 1.8 | 135.4444 | 120.2 | 1.1 | 109.2727 | 16581 | N | L | 13.8 | N | 123.6 | 0.7 | 109.2727 | 176.5714 | 176.5714 | 11606.7 | 11606.7 | 70% | 15.5684 | 580.335 | 31.1368 | 1450.8375 | 93.4103 | 2321.34 | 155.6838 | 2901.675 | 233.5258 | 2321.34 | 311.3677 | 1160.67 | 467.0515 | 522.3015 | 622.7354 | 348.201 | 9034.8785 | 45174.3924 | 216837.0833 | 451743.9236 | 542092.7083 | 361395.1389 | 243941.7187 | 216837.0833
2021 | 562 | Amicalola Electric Member Corp | GA | Cooperative | 502.98 | 3.54 | 142.0848 | 502.98 | 3.54 | 142.0848 | 495.59 | 3.42 | 144.9094 | 51595 | 25 | N | . | . | . | . | . | . | . |  |  | . |  | 0 | 0 | 142.0847 |  |  | 0 | 0 | 0% |  | 0 |  | 0 |  | 1: 0; 3: 0; 5: 0; 7: 0 | 0 |  | 0
2021 | 590 | City of Anaheim - (CA) | CA | Municipal | 70.9 | 0.86 | 82.4419 | 70.9 | 0.86 | 82.4419 | 70.9 | 0.86 | 82.4419 | 117932 | 12 | Y | . | . | . | . | . | . | . |  |  | . |  | 0 | 0 | 82.4419 |  |  | 0 | 0 | 0% |  | 0 |  | 0 |  | 1: 0; 3: 0; 5: 0; 7: 0 | 0 |  | 0
2021 | 636 | City of Anderson - (IN) | IN | Municipal | 204.516 | 1.57 | 130.265 | 127.917 | 1.112 | 115.0333 | 204.516 | 1.57 | 130.265 | 34401 | 13.2 | Y | . | . | . | . | . | . | . |  |  | . |  | 76.599 | 0.458 | 115.0333 | 167.2467 | 167.2467 | 15755.658 | 15755.658 | 45.8% | 14.7462 | 787.7829 | 29.4924 | 1969.4572 | 88.4773 | 3151.1316 | 147.4622 | 3938.9145 | 221.1933 | 3151.1316 | 294.9244 | 1575.5658 | 442.3866 | 709.0046 | 589.8488 | 472.6697 | 11616.8209 | 58084.1043 | 278803.7007 | 580841.0431 | 697009.2518 | 464672.8345 | 313654.1633 | 278803.7007
2021 | 689 | Connexus Energy | MN | Cooperative | 38.792 | 0.501 | 77.4291 | 27.535 | 0.367 | 75.0272 | 27.537 | 0.378 | 72.8492 | 139583.4 | 12.5 | Y | . | . | . | . | . | . | . |  |  | . |  | 11.257 | 0.134 | 75.0272 | 84.0075 | 84.0075 | 18704.1756 | 18704.1756 | 13.4% | 7.407 | 935.2088 | 14.814 | 2338.0219 | 44.4419 | 3740.8351 | 74.0698 | 4676.0439 | 111.1047 | 3740.8351 | 148.1395 | 1870.4176 | 222.2093 | 841.6879 | 296.2791 | 561.1253 | 6927.0698 | 34635.349 | 166249.6753 | 346353.4902 | 415624.1882 | 277082.7921 | 187030.8847 | 166249.6753
2021 | 691 | City of Anoka | MN | Municipal | 2.9 | 0.04 | 72.5 | 2.9 | 0.04 | 72.5 | 2.9 | 0.04 | 72.5 | 12284 | 12.5 | N | . | . | . | . | . | . | . |  |  | . |  | 0 | 0 | 72.5 |  |  | 0 | 0 | 0% |  | 0 |  | 0 |  | 1: 0; 3: 0; 5: 0; 7: 0 | 0 |  | 0
2021 | 727 | Appalachian Electric Coop | TN | Cooperative | 291.611 | 3.133 | 93.0772 | 225.192 | 2.842 | 79.2372 | 284.938 | 2.992 | 95.2333 | 47373 | 13.8 | y | . | . | . | . | . | . | . |  |  | . |  | 66.419 | 0.291 | 79.2372 | 228.244 | 228.244 | 13785.543 | 13785.543 | 29.1% | 20.1244 | 689.2772 | 40.2488 | 1723.1929 | 120.7463 | 2757.1086 | 201.2438 | 3446.3857 | 301.8657 | 2757.1086 | 402.4876 | 1378.5543 | 603.7313 | 620.3494 | 804.9751 | 413.5663 | 13871.2739 | 69356.3693 | 332910.5726 | 693563.6929 | 832276.4315 | 554850.9544 | 374524.3942 | 332910.5726
2021 | 803 | Arizona Public Service Co | AZ | Investor Owned | 106.53 | 1.02 | 104.4412 | 87.36 | 0.89 | 98.1573 | 106.3 | 1.01 | 105.2475 | 1314670 | 69 | N | . | . | . | . | . | . | . |  |  | . |  | 19.17 | 0.13 | 98.1573 | 147.4615 | 147.4615 | 170907.1 | 170907.1 | 13% | 13.0018 | 8545.355 | 26.0035 | 21363.3875 | 78.0105 | 34181.42 | 130.0175 | 42726.775 | 195.0263 | 34181.42 | 260.035 | 17090.71 | 390.0526 | 7690.8195 | 520.0701 | 5127.213 | 111104.5874 | 555522.9368 | 2666510.0967 | 5555229.3681 | 6666275.2417 | 4444183.4945 | 2999823.8588 | 2666510.0967
2021 | 814 | Entergy Arkansas LLC | AR | Investor Owned | 385.5 | 1.762 | 218.7855 | 263.3 | 1.515 | 173.7954 | 368.8 | 1.605 | 229.7819 | 738396 | 34.5 | Y | . | . | . | . | . | . | . |  |  | . |  | 122.2 | 0.247 | 173.7954 | 494.7368 | 494.7368 | 182383.812 | 182383.812 | 24.7% | 43.6212 | 9119.1906 | 87.2424 | 22797.9765 | 261.7271 | 36476.7624 | 436.2118 | 45595.953 | 654.3176 | 36476.7624 | 872.4235 | 18238.3812 | 1308.6353 | 8207.2715 | 1744.8471 | 5471.5144 | 397789.8216 | 1988949.108 | 9546955.7184 | 19889491.0801 | 23867389.2961 | 15911592.8641 | 10740325.1832 | 9546955.7184
2021 | 817 | Arkansas Valley Elec Coop Corp | AR | Cooperative | 430 | 2.2 | 195.4546 | 188.5 | 1.9 | 99.2105 | 400.1 | 2 | 200.05 | 56437 | 14.4 | Y | . | . | . | . | . | . | . |  |  | . |  | 241.5 | 0.3 | 99.2105 | 805 | 805 | 16931.1 | 16931.1 | 30% | 70.9772 | 846.555 | 141.9544 | 2116.3875 | 425.8633 | 3386.22 | 709.7722 | 4232.775 | 1064.6583 | 3386.22 | 1419.5445 | 1693.11 | 2129.3167 | 761.8995 | 2839.0889 | 507.933 | 60086.1227 | 300430.6135 | 1442066.9449 | 3004306.1352 | 3605167.3622 | 2403444.9082 | 1622325.313 | 1442066.9449
2021 | 817 | Arkansas Valley Elec Coop Corp | OK | Cooperative | 285.2 | 1.92 | 148.5417 | 151.6 | 1.85 | 81.9459 | 244.8 | 1.3 | 188.3077 | 4624 | 7.2 | Y | . | . | . | . | . | . | . |  |  | . |  | 133.6 | 0.07 | 81.9459 | 1908.5714 | 1908.5714 | 323.68 | 323.68 | 7% | 168.2796 | 16.184 | 336.5593 | 40.46 | 1009.6778 | 64.736 | 1682.7963 | 80.92 | 2524.1944 | 64.736 | 3365.5925 | 32.368 | 5048.3888 | 14.5656 | 6731.1851 | 9.7104 | 2723.4375 | 13617.1874 | 65362.4993 | 136171.8736 | 163406.2483 | 108937.4989 | 73532.8118 | 65362.4993
2021 | 1009 | City of Austin - (MN) | MN | Municipal | 7.578 | 0.226 | 33.531 | . | . | . | . | . | . | 11853 | 13.8 | N | . | . | . | . | . | . | . |  |  | . | [7 empty] | 11853 | 100% |  | 592.65 |  | 1481.625 |  | 1: 2370.6; 3: 2963.25; 5: 2370.6; 7: 1185.3 | 533.385 |  | 355.59
2021 | 1015 | Austin Energy | TX | Municipal | 1921.89 | 1.89 | 1016.873 | 63.4 | 0.76 | 83.4211 | 1921.65 | 1.88 | 1022.1543 | 515724 | 35 | Y | . | . | . | . | . | . | . |  |  | . |  | 1858.49 | 1.13 | 83.4211 | 1644.6814 | 1858.49 | 582768.12 | 515724 | 100% | 163.8639 | 25786.2 | 327.7278 | 64465.5 | 983.1835 | 103144.8 | 1638.6392 | 128931 | 2457.9589 | 103144.8 | 3277.2785 | 51572.4 | 4915.9177 | 23207.58 | 6554.5569 | 15471.72 | 4225427.9064 | 21127139.5318 | 101410269.7527 | 211271395.3181 | 253525674.3818 | 169017116.2545 | 114086553.4718 | 101410269.7527
2021 | 1050 | City of Azusa | CA | Municipal | . | . | . | 67.135 | 0.571 | 117.5744 | . | . | . | 16900 | 12 | N | . | . | . | . | . | . | . |  |  | . |  |  |  | 117.5744 |  |  |  | 16900 | 100% |  | 845 |  | 2112.5 |  | 1: 3380; 3: 4225; 5: 3380; 7: 1690 | 760.5 |  | 507
2021 | 1149 | Baldwin County El Member Corp | AL | Cooperative | 95.288 | 1.594 | 59.7792 | 80.921 | 1.449 | 55.8461 | 84.562 | 1.167 | 72.461 | 81997 | 12.5 | Y | . | . | . | . | . | . | . |  |  | . |  | 14.367 | 0.145 | 55.8461 | 99.0828 | 99.0828 | 11889.565 | 11889.565 | 14.5% | 8.7362 | 594.4783 | 17.4723 | 1486.1956 | 52.417 | 2377.913 | 87.3617 | 2972.3913 | 131.0426 | 2377.913 | 174.7235 | 1188.9565 | 262.0852 | 535.0304 | 349.4469 | 356.687 | 5193.4647 | 25967.3233 | 124643.1517 | 259673.2327 | 311607.8792 | 207738.5862 | 140223.5457 | 124643.1517
2021 | 1167 | Baltimore Gas & Electric Co | MD | Investor Owned | 146.905 | 1.017 | 144.4494 | 76.749 | 0.766 | 100.1945 | 146.881 | 1.015 | 144.7103 | 1317596 | 34 | Y | . | . | . | . | . | . | . |  |  | . |  | 70.156 | 0.251 | 100.1945 | 279.506 | 279.506 | 330716.596 | 330716.596 | 25.1% | 24.6442 | 16535.8298 | 49.2883 | 41339.5745 | 147.865 | 66143.3192 | 246.4417 | 82679.149 | 369.6626 | 66143.3192 | 492.8834 | 33071.6596 | 739.3251 | 14882.2468 | 985.7669 | 9921.4979 | 407511.8221 | 2037559.1104 | 9780283.73 | 20375591.1042 | 24450709.325 | 16300472.8834 | 11002819.1963 | 9780283.73
2021 | 1175 | Bandera Electric Coop, Inc | TX | Cooperative | 942.14 | 18.96 | 49.6909 | 63.91 | 0.63 | 101.4444 | 939.33 | 18.77 | 50.0442 | 39054 | 24 | Y | . | . | . | . | . | . | . |  |  | . |  | 878.23 | 18.33 | 101.4444 | 47.9122 | 878.23 | 715859.82 | 39054 | 100% | 77.4339 | 1952.7 | 154.8679 | 4881.75 | 464.6037 | 7810.8 | 774.3395 | 9763.5 | 1161.5092 | 7810.8 | 1548.6789 | 3905.4 | 2323.0184 | 1757.43 | 3097.3578 | 1171.62 | 151205.2656 | 756026.3281 | 3628926.3751 | 7560263.2814 | 9072315.9377 | 6048210.6251 | 4082542.172 | 3628926.3751
2021 | 1179 | Versant Power | ME | Investor Owned | 306 | 2.349 | 130.2682 | 218 | 1.973 | 110.4916 | 265 | 1.768 | 149.8869 | 179223 | 35 | Y | . | . | . | . | . | . | . |  |  | . |  | 88 | 0.376 | 110.4916 | 234.0426 | 234.0426 | 67387.848 | 67387.848 | 37.6% | 20.6356 | 3369.3924 | 41.2713 | 8423.481 | 123.8138 | 13477.5696 | 206.3564 | 16846.962 | 309.5346 | 13477.5696 | 412.7128 | 6738.7848 | 619.0692 | 3032.4532 | 825.4256 | 2021.6354 | 69529.5694 | 347647.8472 | 1668709.6664 | 3476478.4717 | 4171774.1661 | 2781182.7774 | 1877298.3747 | 1668709.6664
2021 | 1251 | Barron Electric Coop | WI | Cooperative | 161.646 | 1.316 | 122.8313 | 161.646 | 1.316 | 122.8313 | 161.646 | 1.316 | 122.8313 | 19405 | 12.5 | Y | . | . | . | . | . | . | . |  |  | . |  | 0 | 0 | 122.8313 |  |  | 0 | 0 | 0% |  | 0 |  | 0 |  | 1: 0; 3: 0; 5: 0; 7: 0 | 0 |  | 0
2021 | 1283 | Bartholomew County Rural E M C | IN | Cooperative | 158.78 | 1.26 | 126.0159 | 67.44 | 0.56 | 120.4286 | 75.92 | 0.43 | 176.5581 | 11781 | 12.5 | Y | . | . | . | . | . | . | . |  |  | . |  | 91.34 | 0.7 | 120.4286 | 130.4857 | 130.4857 | 8246.7 | 8246.7 | 70% | 11.505 | 412.335 | 23.01 | 1030.8375 | 69.0299 | 1649.34 | 115.0499 | 2061.675 | 172.5748 | 1649.34 | 230.0997 | 824.67 | 345.1496 | 371.1015 | 460.1994 | 247.401 | 4743.9083 | 23719.5417 | 113853.8 | 237195.4166 | 284634.4999 | 189756.3333 | 128085.525 | 113853.8
2021 | 1300 | City of Bartow - (FL) | FL | Municipal | . | . | . | . | . | . | . | . | . | . | . |  | 26.7 | 0.14 | 190.7143 | 26.7 | 0.14 | 190.7143 | 12534 | N | L | 35 | N | 0 | 0 | 190.7143 |  |  | 0 | 0 | 0% |  | 0 |  | 0 |  | 1: 0; 3: 0; 5: 0; 7: 0 | 0 |  | 0
2021 | 1366 | City of Bay City - (MI) | MI | Municipal | 81.386 | 0.817 | 99.6157 | 81.386 | 0.817 | 99.6157 | 81.386 | 0.817 | 99.6157 | 21000 | 8.3 | N | . | . | . | . | . | . | . |  |  | . |  | 0 | 0 | 99.6157 |  |  | 0 | 0 | 0% |  | 0 |  | 0 |  | 1: 0; 3: 0; 5: 0; 7: 0 | 0 |  | 0
2021 | 1456 | Town of Bedford - (VA) | VA | Municipal | 207.6 | 1.12 | 185.3571 | 74.34 | 0.42 | 177 | 74.34 | 0.42 | 177 | 6780 | 69 | Y | . | . | . | . | . | . | . |  |  | . |  | 133.26 | 0.7 | 177 | 190.3714 | 190.3714 | 4746 | 4746 | 70% | 16.7851 | 237.3 | 33.5703 | 593.25 | 100.7108 | 949.2 | 167.8514 | 1186.5 | 251.7771 | 949.2 | 335.7027 | 474.6 | 503.5541 | 213.57 | 671.4055 | 142.38 | 3983.113 | 19915.565 | 95594.7121 | 199155.6503 | 238986.7803 | 159324.5202 | 107544.0511 | 95594.7121
2021 | 1458 | Beauregard Electric Coop, Inc | LA | Cooperative | . | . | . | . | . | . | . | . | . | . | . |  | 1204 | 6.58 | 182.9787 | 523.2 | 4.85 | 107.8763 | 43528 |  |  | 24.9 | Y | 680.8 | 1.73 | 107.8763 | 393.526 | 680.8 | 75303.44 | 43528 | 100% | 60.0265 | 2176.4 | 120.0529 | 5441 | 360.1587 | 8705.6 | 600.2645 | 10882 | 900.3968 | 8705.6 | 1200.529 | 4352.8 | 1800.7935 | 1958.76 | 2401.058 | 1305.84 | 130641.5683 | 653207.8413 | 3135397.6382 | 6532078.4129 | 7838494.0955 | 5225662.7303 | 3527322.343 | 3135397.6382
2021 | 1529 | Beltrami Electric Coop, Inc | MN | Cooperative | . | . | . | 98.404 | 1.111 | 88.5725 | . | . | . | 20938 | 12.5 | Y | . | . | . | . | . | . | . |  |  | . |  |  |  | 88.5725 |  |  |  | 20938 | 100% |  | 1046.9 |  | 2617.25 |  | 1: 4187.6; 3: 5234.5; 5: 4187.6; 7: 2093.8 | 942.21 |  | 628.14
2021 | 1579 | PUD No 1 of Benton County | WA | Political Subdivision | 59.7 | 0.46 | 129.7826 | 47 | 0.39 | 120.5128 | 0 | 0 | . | 55234 | 34.5 | Y | . | . | . | . | . | . | . |  |  | . |  | 12.7 | 0.07 | 120.5128 | 181.4286 | 181.4286 | 3866.38 | 3866.38 | 7% | 15.9966 | 193.319 | 31.9933 | 483.2975 | 95.9798 | 773.276 | 159.9664 | 966.595 | 239.9496 | 773.276 | 319.9328 | 386.638 | 479.8992 | 173.9871 | 639.8656 | 115.9914 | 3092.4547 | 15462.2733 | 74218.912 | 154622.7333 | 185547.2799 | 123698.1866 | 83496.276 | 74218.912
2021 | 1591 | Big Country Electric Coop, Inc | TX | Cooperative | . | . | . | . | . | . | . | . | . | . | . |  | 1126 | . | . | . | . | . | 13204 | N | L | 69 | Y | [6 empty] | 13204 | 100% |  | 660.2 |  | 1650.5 |  | 1: 2640.8; 3: 3301; 5: 2640.8; 7: 1320.4 | 594.18 |  | 396.12
2021 | 1613 | Berkeley Electric Coop Inc | SC | Cooperative | 107.2 | 1.16 | 92.4138 | 96.2 | 1.1 | 87.4545 | 86.6 | 0.9 | 96.2222 | 113497 | 24.9 | Y | . | . | . | . | . | . | . |  |  | . |  | 11 | 0.06 | 87.4545 | 183.3333 | 183.3333 | 6809.82 | 6809.82 | 6% | 16.1646 | 340.491 | 32.3292 | 851.2275 | 96.9875 | 1361.964 | 161.6458 | 1702.455 | 242.4688 | 1361.964 | 323.2917 | 680.982 | 484.9375 | 306.4419 | 646.5834 | 204.2946 | 5503.8957 | 27519.4783 | 132093.496 | 275194.7832 | 330233.7399 | 220155.8266 | 148605.183 | 132093.496
2021 | 1625 | Benton Rural Electric Assn | WA | Cooperative | . | . | . | . | . | . | . | . | . | . | . |  | 90.87 | 0.528 | 172.1023 | . | . | . | 15494 | N | L | 34.5 | N | [6 empty] | 15494 | 100% |  | 774.7 |  | 1936.75 |  | 1: 3098.8; 3: 3873.5; 5: 3098.8; 7: 1549.4 | 697.23 |  | 464.82
2021 | 1708 | Big Sandy Rural Elec Coop Corp | KY | Cooperative | 6551 | 5.098 | 1285.0137 | 490.05 | 2.876 | 170.3929 | 5830.82 | 4.56 | 1278.6886 | 12659 | 13.2 | Y | . | . | . | . | . | . | . |  |  | . |  | 6060.95 | 2.222 | 170.3929 | 2727.7003 | 6060.95 | 28128.298 | 12659 | 100% | 534.3968 | 632.95 | 1068.7935 | 1582.375 | 3206.3806 | 2531.8 | 5343.9677 | 3164.75 | 8015.9515 | 2531.8 | 10687.9353 | 1265.9 | 16031.903 | 569.655 | 21375.8707 | 379.77 | 338246.4337 | 1691232.1686 | 8117914.4094 | 16912321.6863 | 20294786.0235 | 13529857.349 | 9132653.7106 | 8117914.4094
2021 | 1723 | Big Bend Electric Coop, Inc | WA | Cooperative | . | . | . | . | . | . | . | . | . | . | . |  | 124.2 | 0.86 | 144.4186 | 80.46 | 0.76 | 105.8684 | 9680 | N | O | 24.9 | N | 43.74 | 0.1 | 105.8684 | 437.4 | 437.4 | 968 | 968 | 10% | 38.5658 | 48.4 | 77.1315 | 121 | 231.3946 | 193.6 | 385.6576 | 242 | 578.4864 | 193.6 | 771.3152 | 96.8 | 1156.9728 | 43.56 | 1542.6304 | 29.04 | 1866.5828 | 9332.914 | 44797.9874 | 93329.1403 | 111994.9684 | 74663.3123 | 50397.7358 | 44797.9874
2021 | 1769 | Black Hills Electric Coop, Inc | SD | Cooperative | 393.9 | 1.668 | 236.1511 | 132.2 | 1.024 | 129.1016 | 261.7 | 0.645 | 405.7364 | 10560 | . | Y | . | . | . | . | . | . | . |  |  | . |  | 261.7 | 0.644 | 129.1016 | 406.3665 | 406.3665 | 6800.64 | 6800.64 | 64.4% | 35.8295 | 340.032 | 71.659 | 850.08 | 214.9771 | 1360.128 | 358.2952 | 1700.16 | 537.4428 | 1360.128 | 716.5904 | 680.064 | 1074.8856 | 306.0288 | 1433.1808 | 204.0192 | 12183.183 | 60915.9148 | 292396.3909 | 609159.1477 | 730990.9772 | 487327.3181 | 328945.9398 | 292396.3909
2021 | 1775 | Black River Electric Coop - (MO) | MO | Cooperative | 544.11 | . | . | 337.93 | . | . | 521.88 | . | . | 24851 | 14.4 | Y | . | . | . | . | . | . | . |  |  | . |  | 206.18 |  |  |  | 206.18 |  | 24851 | 100% | 18.179 | 1242.55 | 36.358 | 3106.375 | 109.0739 | 4970.2 | 181.7899 | 6212.75 | 272.6848 | 4970.2 | 363.5797 | 2485.1 | 545.3696 | 1118.295 | 727.1594 | 745.53 | 22588.2991 | 112941.4955 | 542119.1785 | 1129414.9552 | 1355297.9462 | 903531.9641 | 609884.0758 | 542119.1785
2021 | 1884 | BENCO Electric Cooperative | MN | Cooperative | . | . | . | . | . | . | . | . | . | . | . |  | 101.855 | 0.85 | 119.8294 | 62.816 | 0.74 | 84.8865 | 19214 | N | L | 14.7 | Y | 39.039 | 0.11 | 84.8865 | 354.9 | 354.9 | 2113.54 | 2113.54 | 11% | 31.2917 | 105.677 | 62.5834 | 264.1925 | 187.7502 | 422.708 | 312.917 | 528.385 | 469.3755 | 422.708 | 625.8339 | 211.354 | 938.7509 | 95.1093 | 1251.6679 | 63.4062 | 3306.8127 | 16534.0635 | 79363.5046 | 165340.6347 | 198408.7616 | 132272.5077 | 89283.9427 | 79363.5046
2021 | 1886 | Blue Grass Energy Coop Corp | KY | Cooperative | 253.16 | 1.488 | 170.1344 | 158.53 | 1.269 | 124.9251 | 243.41 | 1.381 | 176.2563 | 59749 | 25 | Y | . | . | . | . | . | . | . |  |  | . |  | 94.63 | 0.219 | 124.9251 | 432.1005 | 432.1005 | 13085.031 | 13085.031 | 21.9% | 38.0985 | 654.2515 | 76.197 | 1635.6289 | 228.591 | 2617.0062 | 380.985 | 3271.2578 | 571.4775 | 2617.0062 | 761.9699 | 1308.5031 | 1142.9549 | 588.8264 | 1523.9399 | 392.5509 | 24926.0009 | 124630.0045 | 598224.0215 | 1246300.0448 | 1495560.0538 | 997040.0359 | 673002.0242 | 598224.0215
2021 | 1889 | Blue Ridge Elec Member Corp - (NC) | NC | Cooperative | 88.73 | 1.036 | 85.6467 | 62.28 | 0.898 | 69.3541 | 88.73 | 1.036 | 85.6467 | 77169 | 15 | Y | . | . | . | . | . | . | . |  |  | . |  | 26.45 | 0.138 | 69.3541 | 191.6667 | 191.6667 | 10649.322 | 10649.322 | 13.8% | 16.8993 | 532.4661 | 33.7987 | 1331.1653 | 101.396 | 2129.8644 | 168.9934 | 2662.3305 | 253.4901 | 2129.8644 | 337.9868 | 1064.9322 | 506.9802 | 479.2195 | 675.9735 | 319.4797 | 8998.325 | 44991.6249 | 215959.7996 | 449916.2491 | 539899.4989 | 359932.9993 | 242954.7745 | 215959.7996
2021 | 1890 | Blue Ridge Electric Coop Inc - (SC) | SC | Cooperative | 137.26 | . | . | 118.9 | . | . | 14.86 | . | . | 68692 | 7.2 | N | . | . | . | . | . | . | . |  |  | . |  | 18.36 |  |  |  | 18.36 |  | 68692 | 100% | 1.6188 | 3434.6 | 3.2376 | 8586.5 | 9.7129 | 13738.4 | 16.1881 | 17173 | 24.2821 | 13738.4 | 32.3762 | 6869.2 | 48.5643 | 3091.14 | 64.7524 | 2060.76 | 5559.9638 | 27799.819 | 133439.131 | 277998.1896 | 333597.8275 | 222398.5517 | 150119.0224 | 133439.131
2021 | 1892 | Bluebonnet Electric Coop, Inc | TX | Cooperative | 989.659 | 36.742 | 26.9354 | 95.982 | 1.083 | 88.626 | 979.44 | 36.596 | 26.7636 | 116089 | 25 | Y | . | . | . | . | . | . | . |  |  | . |  | 893.677 | 35.659 | 88.626 | 25.0618 | 893.677 | 4139617.651 | 116089 | 100% | 78.7959 | 5804.45 | 157.5918 | 14511.125 | 472.7755 | 23217.8 | 787.9591 | 29022.25 | 1181.9387 | 23217.8 | 1575.9183 | 11608.9 | 2363.8774 | 5224.005 | 3151.8366 | 3482.67 | 457366.9475 | 2286834.7374 | 10976806.7395 | 22868347.3739 | 27442016.8487 | 18294677.8991 | 12348907.5819 | 10976806.7395
2021 | 2001 | Boone Electric Coop | MO | Cooperative | 141.59 | 1.01 | 140.1881 | 66.55 | 0.64 | 103.9844 | 141.59 | 1.01 | 140.1881 | 33973 | 13.2 | Y | . | . | . | . | . | . | . |  |  | . |  | 75.04 | 0.37 | 103.9844 | 202.8108 | 202.8108 | 12570.01 | 12570.01 | 37% | 17.8819 | 628.5005 | 35.7638 | 1571.2513 | 107.2915 | 2514.002 | 178.8192 | 3142.5025 | 268.2288 | 2514.002 | 357.6385 | 1257.001 | 536.4577 | 565.6504 | 715.2769 | 377.1003 | 11238.7976 | 56193.988 | 269731.1422 | 561939.8795 | 674327.8554 | 449551.9036 | 303447.5349 | 269731.1422
2021 | 2054 | City of Bowling Green - (OH) | OH | Municipal | 7.504 | 0.092 | 81.5652 | 5.233 | 0.073 | 71.6849 | . | . | . | 14791 | 12.5 | N | . | . | . | . | . | . | . |  |  | . |  | 2.271 | 0.019 | 71.6849 | 119.5263 | 119.5263 | 281.029 | 281.029 | 1.9% | 10.5387 | 14.0515 | 21.0774 | 35.1286 | 63.2321 | 56.2058 | 105.3869 | 70.2572 | 158.0804 | 56.2058 | 210.7738 | 28.1029 | 316.1607 | 12.6463 | 421.5476 | 8.4309 | 148.0839 | 740.4194 | 3554.0132 | 7404.1942 | 8885.033 | 5923.3554 | 3998.2649 | 3554.0132
2021 | 2056 | City of Bowling Green - (KY) | KY | Municipal | 86.909 | 0.938 | 92.6535 | 41.994 | 0.844 | 49.7559 | 86.909 | 0.938 | 92.6535 | 29268 | 13 | N | . | . | . | . | . | . | . |  |  | . |  | 44.915 | 0.094 | 49.7559 | 477.8191 | 477.8191 | 2751.192 | 2751.192 | 9.4% | 42.1295 | 137.5596 | 84.2591 | 343.899 | 252.7772 | 550.2384 | 421.2954 | 687.798 | 631.943 | 550.2384 | 842.5907 | 275.1192 | 1263.8861 | 123.8036 | 1685.1814 | 82.5358 | 5795.3221 | 28976.6103 | 139087.7294 | 289766.1029 | 347719.3234 | 231812.8823 | 156473.6955 | 139087.7294
2021 | 2089 | Bozrah Light & Power Company | CT | Municipal | 277.42 | 1.21 | 229.2727 | 81.72 | 0.38 | 215.0526 | 277.42 | 1.21 | 229.2727 | 2805 | 13.8 | Y | . | . | . | . | . | . | . |  |  | . |  | 195.7 | 0.83 | 215.0526 | 235.7831 | 235.7831 | 2328.15 | 2328.15 | 83% | 20.7891 | 116.4075 | 41.5782 | 291.0188 | 124.7346 | 465.63 | 207.8911 | 582.0375 | 311.8366 | 465.63 | 415.7822 | 232.815 | 623.6732 | 104.7668 | 831.5643 | 69.8445 | 2420.0081 | 12100.0404 | 58080.194 | 121000.4041 | 145200.4849 | 96800.3233 | 65340.2182 | 58080.194
2021 | 2144 | Town of Braintree - (MA) | MA | Municipal | 55.63 | 0.07 | 794.7143 | 4.6 | 0.06 | 76.6667 | 55.63 | 0.07 | 794.7143 | 16745 | 13.8 | N | . | . | . | . | . | . | . |  |  | . |  | 51.03 | 0.01 | 76.6667 | 5103 | 5103 | 167.45 | 167.45 | 1% | 449.9339 | 8.3725 | 899.8677 | 20.9312 | 2699.6032 | 33.49 | 4499.3387 | 41.8625 | 6749.0081 | 33.49 | 8998.6774 | 16.745 | 13498.0162 | 7.5353 | 17997.3549 | 5.0235 | 3767.0713 | 18835.3567 | 90409.7123 | 188353.5672 | 226024.2807 | 150682.8538 | 101710.9263 | 90409.7123
2021 | 2212 | Broad River Electric Coop, Inc | SC | Cooperative | . | . | . | . | . | . | . | . | . | . | . |  | 64 | . | . | 64 | . | . | 23312 | N | F | 12.5 | Y | 0 |  |  |  | 0 |  | 23312 | 100% | 0 | 1165.6 | 0 | 2914 | 0 | 4662.4 | 0 | 5828 | 0 | 4662.4 | 0 | 2331.2 | 0 | 1049.04 | 0 | 699.36 | 0 | 0 | 0 | 0 | 0 | 0 | 0 | 0
2021 | 2247 | City of Bristol - (TN) | TN | Municipal | 55.462 | 1.202 | 46.1414 | 55.462 | 1.202 | 46.1414 | 55.462 | 1.202 | 46.1414 | 34108 | 13.2 | N | . | . | . | . | . | . | . |  |  | . |  | 0 | 0 | 46.1414 |  |  | 0 | 0 | 0% |  | 0 |  | 0 |  | 1: 0; 3: 0; 5: 0; 7: 0 | 0 |  | 0
2021 | 2248 | Bristol Virginia Utilities | VA | Municipal | 86.26 | 0.96 | 89.8542 | 59.32 | 0.868 | 68.341 | 86.26 | 0.96 | 89.8542 | 15894 | 13.2 | Y | . | . | . | . | . | . | . |  |  | . |  | 26.94 | 0.092 | 68.341 | 292.8261 | 292.8261 | 1462.248 | 1462.248 | 9.2% | 25.8186 | 73.1124 | 51.6372 | 182.781 | 154.9117 | 292.4496 | 258.1861 | 365.562 | 387.2792 | 292.4496 | 516.3722 | 146.2248 | 774.5583 | 65.8012 | 1032.7445 | 43.8674 | 1887.6607 | 9438.3033 | 45303.8559 | 94383.0331 | 113259.6397 | 75506.4265 | 50966.8379 | 45303.8559
2021 | 2285 | City of Brookings - (SD) | SD | Municipal | 4.073 | 0.052 | 78.3269 | 4.073 | 0.052 | 78.3269 | 4.073 | 0.052 | 78.3269 | 11665 | 12.5 | N | . | . | . | . | . | . | . |  |  | . |  | 0 | 0 | 78.3269 |  |  | 0 | 0 | 0% |  | 0 |  | 0 |  | 1: 0; 3: 0; 5: 0; 7: 0 | 0 |  | 0
2021 | 2409 | Brownsville Public Utilities Board | TX | Municipal | 192.739 | 0.897 | 214.8707 | 29.721 | 0.495 | 60.0424 | 192.739 | 0.897 | 214.8707 | 55997 | 12.5 | N | . | . | . | . | . | . | . |  |  | . |  | 163.018 | 0.402 | 60.0424 | 405.5174 | 405.5174 | 22510.794 | 22510.794 | 40.2% | 35.7547 | 1125.5397 | 71.5093 | 2813.8493 | 214.5279 | 4502.1588 | 357.5466 | 5627.6985 | 536.3199 | 4502.1588 | 715.0932 | 2251.0794 | 1072.6397 | 1012.9857 | 1430.1863 | 675.3238 | 40243.2871 | 201216.4353 | 965838.8892 | 2012164.3525 | 2414597.223 | 1609731.482 | 1086568.7504 | 965838.8892
2021 | 2442 | City of Bryan - (TX) | TX | Municipal | . | . | . | . | . | . | . | . | . | . | . |  | 17.597 | 0.172 | 102.3081 | . | . | . | 64294 | N | F | 12.5 | Y | [6 empty] | 64294 | 100% |  | 3214.7 |  | 8036.75 |  | 1: 12858.8; 3: 16073.5; 5: 12858.8; 7: 6429.4 | 2893.23 |  | 1928.82
2021 | 2507 | City of Burbank Water and Power | CA | Municipal | . | . | . | . | . | . | . | . | . | . | . |  | 16.4 | 0.311 | 52.7331 | 16.4 | 0.311 | 52.7331 | 52500 | N | L | 34.5 | N | 0 | 0 | 52.7331 |  |  | 0 | 0 | 0% |  | 0 |  | 0 |  | 1: 0; 3: 0; 5: 0; 7: 0 | 0 |  | 0
2021 | 2548 | City of Burlington Electric - (VT) | VT | Municipal | . | . | . | . | . | . | . | . | . | . | . |  | . | 0.17 | . | . | . | . | 21492 | N | F | 13.8 | N | [6 empty] | 21492 | 100% |  | 1074.6 |  | 2686.5 |  | 1: 4298.4; 3: 5373; 5: 4298.4; 7: 2149.2 | 967.14 |  | 644.76
2021 | 2651 | Butler Rural Electric Coop Inc - (OH) | OH | Cooperative | 213.72 | 2.85 | 74.9895 | 107.89 | 2.05 | 52.6293 | 104.7 | 1.28 | 81.7969 | 11600 | 12 | Y | . | . | . | . | . | . | . |  |  | . |  | 105.83 | 0.8 | 52.6293 | 132.2875 | 132.2875 | 9280 | 9280 | 80% | 11.6639 | 464 | 23.3277 | 1160 | 69.9831 | 1856 | 116.6385 | 2320 | 174.9578 | 1856 | 233.277 | 928 | 349.9155 | 417.6 | 466.554 | 278.4 | 5412.0265 | 27060.1323 | 129888.6348 | 270601.3226 | 324721.5871 | 216481.058 | 146124.7142 | 129888.6348
2021 | 2652 | Butler County Rural Elec Coop - (IA) | IA | Cooperative | . | . | . | . | . | . | . | . | . | . | . |  | 363.8 | 1.86 | 195.5914 | 155.9 | 1.31 | 119.0076 | 5077 | N | F | 12.5 | N | 207.9 | 0.55 | 119.0076 | 378 | 378 | 2792.35 | 2792.35 | 55% | 33.3284 | 139.6175 | 66.6569 | 349.0437 | 199.9706 | 558.47 | 333.2843 | 698.0875 | 499.9265 | 558.47 | 666.5687 | 279.235 | 999.853 | 125.6557 | 1333.1374 | 83.7705 | 4653.2328 | 23266.1639 | 111677.5865 | 232661.6385 | 279193.9662 | 186129.3108 | 125637.2848 | 111677.5865
2021 | 2812 | City of Calhoun - (GA) | GA | Municipal | 36.52 | 0.64 | 57.0625 | 36.52 | 0.64 | 57.0625 | 36.52 | 0.64 | 57.0625 | 5587 | 7.2 | N | . | . | . | . | . | . | . |  |  | . |  | 0 | 0 | 57.0625 |  |  | 0 | 0 | 0% |  | 0 |  | 0 |  | 1: 0; 3: 0; 5: 0; 7: 0 | 0 |  | 0
2021 | 2849 | Central Electric Power Assn - (MS) | MS | Cooperative | . | . | . | . | . | . | . | . | . | . | . |  | 83.75 | 0 | . | 5.11 | 0 | . | 37884 | N | F | 24.9 | N | 78.64 | 0 |  |  |  | 0 | 0 | 0% |  | 0 |  | 0 |  | 1: 0; 3: 0; 5: 0; 7: 0 | 0 |  | 0
2021 | 2960 | Caney Fork Electric Coop, Inc | TN | Cooperative | . | . | . | . | . | . | . | . | . | . | . |  | 397 | 0 | . | 164 | 0 | . | 33915 | N | L | 26 | N | 233 | 0 |  |  |  | 0 | 0 | 0% |  | 0 |  | 0 |  | 1: 0; 3: 0; 5: 0; 7: 0 | 0 |  | 0
2021 | 2985 | Capital Electric Coop, Inc | ND | Cooperative | . | . | . | . | . | . | . | . | . | . | . |  | 55.5 | 1.173 | 47.3146 | 55.5 | 1.173 | 47.3146 | 21544 | N | F | 7.2 | Y | 0 | 0 | 47.3146 |  |  | 0 | 0 | 0% |  | 0 |  | 0 |  | 1: 0; 3: 0; 5: 0; 7: 0 | 0 |  | 0
2021 | 3046 | Duke Energy Progress - (NC) | NC | Investor Owned | 211.93 | 1.272 | 166.6116 | 125.36 | 1.165 | 107.6051 | 204.27 | 1.173 | 174.1432 | 1472656 | 34.5 | Y | . | . | . | . | . | . | . |  |  | . |  | 86.57 | 0.107 | 107.6052 | 809.0654 | 809.0654 | 157574.192 | 157574.192 | 10.7% | 71.3357 | 7878.7096 | 142.6713 | 19696.774 | 428.014 | 31514.8384 | 713.3567 | 39393.548 | 1070.0351 | 31514.8384 | 1426.7135 | 15757.4192 | 2140.0702 | 7090.8386 | 2853.4269 | 4727.2258 | 562033.0489 | 2810165.2444 | 13488793.173 | 28101652.4438 | 33721982.9325 | 22481321.955 | 15174892.3196 | 13488793.173
2021 | 3046 | Duke Energy Progress - (NC) | SC | Investor Owned | 165.64 | 1.515 | 109.3333 | 165.18 | 1.509 | 109.4632 | 125.34 | 1.253 | 100.0319 | 171203 | 23 | Y | . | . | . | . | . | . | . |  |  | . |  | 0.46 | 0.006 | 109.4632 | 76.6667 | 76.6667 | 1027.218 | 1027.218 | 0.6% | 6.7597 | 51.3609 | 13.5195 | 128.4023 | 40.5584 | 205.4436 | 67.5974 | 256.8045 | 101.396 | 205.4436 | 135.1947 | 102.7218 | 202.7921 | 46.2248 | 270.3894 | 30.8165 | 347.1861 | 1735.9305 | 8332.4664 | 17359.3049 | 20831.1659 | 13887.4439 | 9374.0247 | 8332.4664
2021 | 3081 | Carroll Electric Member Corp - (GA) | GA | Cooperative | 92.01 | 1.128 | 81.5691 | 75.12 | 1.018 | 73.7917 | 91.52 | . | . | 53436 | 25.9 | Y | . | . | . | . | . | . | . |  |  | . |  | 16.89 | 0.11 | 73.7917 | 153.5455 | 153.5455 | 5877.96 | 5877.96 | 11% | 13.5382 | 293.898 | 27.0763 | 734.745 | 81.229 | 1175.592 | 135.3817 | 1469.49 | 203.0726 | 1175.592 | 270.7635 | 587.796 | 406.1452 | 264.5082 | 541.527 | 176.3388 | 3978.8422 | 19894.211 | 95492.2129 | 198942.1102 | 238730.5323 | 159153.6882 | 107428.7395 | 95492.2129
2021 | 3093 | Carroll Electric Coop Corp - (AR) | AR | Cooperative | 135.69 | 1.7 | 79.8176 | 123.09 | 1.52 | 80.9803 | 123.09 | 1.52 | 80.9803 | 96808 | 24.9 | Y | . | . | . | . | . | . | . |  |  | . |  | 12.6 | 0.18 | 80.9803 | 70 | 70 | 17425.44 | 17425.44 | 18% | 6.1719 | 871.272 | 12.3439 | 2178.18 | 37.0316 | 3485.088 | 61.7193 | 4356.36 | 92.579 | 3485.088 | 123.4386 | 1742.544 | 185.158 | 784.1448 | 246.8773 | 522.7632 | 5377.4319 | 26887.1594 | 129058.3653 | 268871.5944 | 322645.9133 | 215097.2755 | 145190.661 | 129058.3653
2021 | 3093 | Carroll Electric Coop Corp - (AR) | MO | Cooperative | 193.89 | 2.49 | 77.8675 | 124.26 | 1.49 | 83.396 | 124.26 | 1.49 | 83.396 | 11342 | 24.9 | Y | . | . | . | . | . | . | . |  |  | . |  | 69.63 | 1 | 83.396 | 69.63 | 69.63 | 11342 | 11342 | 100% | 6.1393 | 567.1 | 12.2786 | 1417.75 | 36.8359 | 2268.4 | 61.3931 | 2835.5 | 92.0896 | 2268.4 | 122.7862 | 1134.2 | 184.1793 | 510.39 | 245.5724 | 340.26 | 3481.6023 | 17408.0116 | 83558.4557 | 174080.1161 | 208896.1393 | 139264.0929 | 94003.2627 | 83558.4557
2021 | 3113 | City of Carthage - (MO) | MO | Municipal | 31.33 | 1.02 | 30.7157 | 30.84 | 1.02 | 30.2353 | . | . | . | 8050 | 13.2 | Y | . | . | . | . | . | . | . |  |  | . |  | 0.49 | 0 | 30.2353 |  |  | 0 | 0 | 0% |  | 0 |  | 0 |  | 1: 0; 3: 0; 5: 0; 7: 0 | 0 |  | 0
2021 | 3203 | Cedar Falls Utilities | IA | Municipal | . | . | . | . | . | . | . | . | . | . | . |  | 31.923 | 0.535 | 59.6692 | . | . | . | 19374 | N | L | 12.5 | N | [6 empty] | 19374 | 100% |  | 968.7 |  | 2421.75 |  | 1: 3874.8; 3: 4843.5; 5: 3874.8; 7: 1937.4 | 871.83 |  | 581.22
2021 | 3208 | Cedarburg Light & Water Comm | WI | Municipal | . | . | . | . | . | . | . | . | . | . | . |  | 82.56 | 0.67 | 123.2239 | . | . | . | 6732 | N | F | 24.9 | N | [6 empty] | 6732 | 100% |  | 336.6 |  | 841.5 |  | 1: 1346.4; 3: 1683; 5: 1346.4; 7: 673.2 | 302.94 |  | 201.96
2021 | 3222 | Central Alabama Electric Coop | AL | Cooperative | 404.55 | . | . | 193.32 | . | . | 381.28 | . | . | 44307 | 24.9 | Y | . | . | . | . | . | . | . |  |  | . |  | 211.23 |  |  |  | 211.23 |  | 44307 | 100% | 18.6242 | 2215.35 | 37.2485 | 5538.375 | 111.7455 | 8861.4 | 186.2425 | 11076.75 | 279.3637 | 8861.4 | 372.4849 | 4430.7 | 558.7274 | 1993.815 | 744.9699 | 1329.21 | 41259.2253 | 206296.1266 | 990221.4077 | 2062961.266 | 2475553.5192 | 1650369.0128 | 1113999.0836 | 990221.4077
2021 | 3226 | Central Rural Electric Cooperative, Inc | OK | Cooperative | 109.633 | 1.012 | 108.333 | 109.633 | 1.012 | 108.333 | 91.698 | 0.802 | 114.3367 | 22583 | 25 | Y | . | . | . | . | . | . | . |  |  | . |  | 0 | 0 | 108.333 |  |  | 0 | 0 | 0% |  | 0 |  | 0 |  | 1: 0; 3: 0; 5: 0; 7: 0 | 0 |  | 0
2021 | 3245 | Central Florida Elec Coop, Inc | FL | Cooperative | 225.085 | 3.395 | 66.299 | 203.488 | 3.394 | 59.9552 | 210.62 | 3.395 | 62.0383 | 34612 | 25 | Y | . | . | . | . | . | . | . |  |  | . |  | 21.597 | 0.001 | 59.9552 | 21597 | 21597 | 34.612 | 34.612 | 0.1% | 1904.2175 | 1.7306 | 3808.435 | 4.3265 | 11425.3049 | 6.9224 | 19042.1749 | 8.653 | 28563.2623 | 6.9224 | 38084.3497 | 3.4612 | 57126.5246 | 1.5575 | 76168.6995 | 1.0384 | 3295.4388 | 16477.1939 | 79090.5308 | 164771.9392 | 197726.327 | 131817.5513 | 88976.8471 | 79090.5308
2021 | 3248 | Central Georgia El Member Corp | GA | Cooperative | 79.68 | 1.306 | 61.0107 | 73.71 | 1.287 | 57.2727 | 77.37 | 1.013 | 76.3771 | 60509 | 25 | Y | . | . | . | . | . | . | . |  |  | . |  | 5.97 | 0.019 | 57.2727 | 314.2105 | 314.2105 | 1149.671 | 1149.671 | 1.9% | 27.7041 | 57.4836 | 55.4082 | 143.7089 | 166.2245 | 229.9342 | 277.0409 | 287.4178 | 415.5613 | 229.9342 | 554.0818 | 114.9671 | 831.1226 | 51.7352 | 1108.1635 | 34.4901 | 1592.5293 | 7962.6465 | 38220.7032 | 79626.4651 | 95551.7581 | 63701.1721 | 42998.2912 | 38220.7032
2021 | 3250 | Central Electric Membership Corp. - (NC) | NC | Cooperative | 150.818 | . | . | 113.276 | . | . | 150.818 | . | . | 23597 | 25 | Y | . | . | . | . | . | . | . |  |  | . |  | 37.542 |  |  |  | 37.542 |  | 23597 | 100% | 3.3101 | 1179.85 | 6.6202 | 2949.625 | 19.8606 | 4719.4 | 33.101 | 5899.25 | 49.6514 | 4719.4 | 66.2019 | 2359.7 | 99.3029 | 1061.865 | 132.4038 | 707.91 | 3905.4162 | 19527.081 | 93729.9887 | 195270.8098 | 234324.9718 | 156216.6479 | 105446.2373 | 93729.9887
2021 | 3264 | Central Lincoln People's Ut Dt | OR | Political Subdivision | 222.013 | 1.304 | 170.2554 | . | . | . | . | . | . | 40430 | 12 | Y | . | . | . | . | . | . | . |  |  | . | [7 empty] | 40430 | 100% |  | 2021.5 |  | 5053.75 |  | 1: 8086; 3: 10107.5; 5: 8086; 7: 4043 | 1819.35 |  | 1212.9
2021 | 3265 | Cleco Power LLC | LA | Investor Owned | . | . | . | . | . | . | . | . | . | . | . |  | 50.77 | 3.15 | 16.1175 | 2.76 | 1.82 | 1.5165 | 289499 | N | F | 34.5 | Y | 48.01 | 1.33 | 1.5165 | 36.0977 | 48.01 | 385033.67 | 289499 | 100% | 4.2331 | 14474.95 | 8.4661 | 36187.375 | 25.3984 | 57899.8 | 42.3306 | 72374.75 | 63.496 | 57899.8 | 84.6613 | 28949.9 | 126.9919 | 13027.455 | 169.3226 | 8684.97 | 61273.3886 | 306366.9432 | 1470561.3274 | 3063669.432 | 3676403.3184 | 2450935.5456 | 1654381.4933 | 1470561.3274
2021 | 3266 | Central Maine Power Co | ME | Investor Owned | 327 | 2.48 | 131.8548 | 219.6 | 2.04 | 107.6471 | 325.8 | 2.36 | 138.0508 | 655791 | 34.5 | N | . | . | . | . | . | . | . |  |  | . |  | 107.4 | 0.44 | 107.6471 | 244.0909 | 244.0909 | 288548.04 | 288548.04 | 44% | 21.5216 | 14427.402 | 43.0432 | 36068.505 | 129.1297 | 57709.608 | 215.2161 | 72137.01 | 322.8241 | 57709.608 | 430.4322 | 28854.804 | 645.6483 | 12984.6618 | 860.8643 | 8656.4412 | 310500.8967 | 1552504.4835 | 7452021.5206 | 15525044.8347 | 18630053.8016 | 12420035.8677 | 8383524.2107 | 7452021.5206
2021 | 3268 | Central Missouri Elec Coop Inc | MO | Cooperative | 248.5 | 1.196 | 207.7759 | 89.4 | 0.778 | 114.91 | 248.4 | 1.195 | 207.8661 | 11101 | 25 | N | . | . | . | . | . | . | . |  |  | . |  | 159.1 | 0.418 | 114.91 | 380.622 | 380.622 | 4640.218 | 4640.218 | 41.8% | 33.5596 | 232.0109 | 67.1192 | 580.0272 | 201.3577 | 928.0436 | 335.5962 | 1160.0545 | 503.3943 | 928.0436 | 671.1924 | 464.0218 | 1006.7886 | 208.8098 | 1342.3848 | 139.2065 | 7786.1974 | 38930.9868 | 186868.7365 | 389309.8677 | 467171.8413 | 311447.8942 | 210227.3286 | 186868.7365
2021 | 3273 | Central New Mexico El Coop, Inc | NM | Cooperative | . | . | . | . | . | . | . | . | . | . | . |  | 640.9 | 2.95 | 217.2542 | 375 | 1.96 | 191.3265 | 18584 | N | F | 25 | Y | 265.9 | 0.99 | 191.3265 | 268.5859 | 268.5859 | 18398.16 | 18398.16 | 99% | 23.6813 | 919.908 | 47.3627 | 2299.77 | 142.088 | 3679.632 | 236.8134 | 4599.54 | 355.2201 | 3679.632 | 473.6268 | 1839.816 | 710.4402 | 827.9172 | 947.2536 | 551.9448 | 21784.6536 | 108923.2682 | 522831.6873 | 1089232.6819 | 1307079.2182 | 871386.1455 | 588185.6482 | 522831.6873
2021 | 3278 | AEP Texas Central Company | TX | Investor Owned | 1901.1 | 3.363 | 565.2988 | 186.3 | 1.608 | 115.8582 | 578.2 | 1.86 | 310.8602 | 883117 | 35 | Y | . | . | . | . | . | . | . |  |  | . |  | 1714.8 | 1.755 | 115.8582 | 977.094 | 1714.8 | 1549870.335 | 883117 | 100% | 151.1947 | 44155.85 | 302.3894 | 110389.625 | 907.1683 | 176623.4 | 1511.9471 | 220779.25 | 2267.9206 | 176623.4 | 3023.8942 | 88311.7 | 4535.8413 | 39740.265 | 6047.7884 | 26493.51 | 6676130.9255 | 33380654.6275 | 160227142.2119 | 333806546.2748 | 400567855.5298 | 267045237.0198 | 180255534.9884 | 160227142.2119
2021 | 3291 | Central Virginia Electric Coop | VA | Cooperative | 418 | 3.436 | 121.6531 | 254 | 2.887 | 87.9806 | 374 | 3.101 | 120.6063 | 38000 | 24.9 | Y | . | . | . | . | . | . | . |  |  | . |  | 164 | 0.549 | 87.9806 | 298.725 | 298.725 | 20862 | 20862 | 54.9% | 26.3387 | 1043.1 | 52.6774 | 2607.75 | 158.0323 | 4172.4 | 263.3872 | 5215.5 | 395.0808 | 4172.4 | 526.7744 | 2086.2 | 790.1615 | 938.79 | 1053.5487 | 625.86 | 27473.9162 | 137369.5812 | 659373.9897 | 1373695.8119 | 1648434.9743 | 1098956.6495 | 741795.7384 | 659373.9897
2021 | 3295 | City of Centralia - (WA) | WA | Municipal | 232.024 | 2.039 | 113.793 | 79.337 | 0.707 | 112.2164 | 232.024 | 2.039 | 113.793 | 10539 | 12.5 | N | . | . | . | . | . | . | . |  |  | . |  | 152.687 | 1.332 | 112.2164 | 114.6299 | 152.687 | 14037.948 | 10539 | 100% | 13.4625 | 526.95 | 26.925 | 1317.375 | 80.7749 | 2107.8 | 134.6248 | 2634.75 | 201.9373 | 2107.8 | 269.2497 | 1053.9 | 403.8745 | 474.255 | 538.4993 | 316.17 | 7094.0557 | 35470.2783 | 170257.3359 | 354702.7832 | 425643.3398 | 283762.2265 | 191539.5029 | 170257.3359
2021 | 3329 | Borough of Chambersburg | PA | Municipal | 27.26 | 0.27 | 100.963 | 17.09 | 0.2 | 85.45 | 27.26 | 0.27 | 100.963 | 11187 | 12.5 | N | . | . | . | . | . | . | . |  |  | . |  | 10.17 | 0.07 | 85.45 | 145.2857 | 145.2857 | 783.09 | 783.09 | 7% | 12.8099 | 39.1545 | 25.6198 | 97.8863 | 76.8595 | 156.618 | 128.0991 | 195.7725 | 192.1486 | 156.618 | 256.1982 | 78.309 | 384.2973 | 35.239 | 512.3963 | 23.4927 | 501.5656 | 2507.8278 | 12037.5737 | 25078.2785 | 30093.9342 | 20062.6228 | 13542.2704 | 12037.5737
2021 | 3355 | City of Chanute | KS | Municipal | . | . | . | . | . | . | . | . | . | . | . |  | 101.743 | 1.025 | 99.2615 | 4.045 | 0.039 | 103.718 | 5575 | N | L | 12.5 | N | 97.698 | 0.986 | 103.7179 | 99.0852 | 99.0852 | 5496.95 | 5496.95 | 98.6% | 8.7364 | 274.8475 | 17.4728 | 687.1187 | 52.4183 | 1099.39 | 87.3639 | 1374.2375 | 131.0458 | 1099.39 | 174.7277 | 549.695 | 262.0916 | 247.3628 | 349.4555 | 164.9085 | 2401.1742 | 12005.8711 | 57628.181 | 120058.7105 | 144070.4526 | 96046.9684 | 64831.7037 | 57628.181
2021 | 3400 | City of Chaska - (MN) | MN | Municipal | . | . | . | . | . | . | . | . | . | . | . |  | 13.711 | 0.283 | 48.4488 | . | . | . | 10739 | Y | F | 8 | N | [6 empty] | 10739 | 100% |  | 536.95 |  | 1342.375 |  | 1: 2147.8; 3: 2684.75; 5: 2147.8; 7: 1073.9 | 483.255 |  | 322.17
2021 | 3408 | City of Chattanooga - (TN) | TN | Municipal | . | . | . | . | . | . | . | . | . | . | . |  | . | . | . | . | . | . | . |  |  | .
2021 | 3436 | Cherryland Electric Coop Inc | MI | Cooperative | 487.669 | 1.36 | 358.5802 | 65.527 | 0.648 | 101.1219 | 486.6 | 1.317 | 369.4761 | 37496 | 15 | Y | . | . | . | . | . | . | . |  |  | . |  | 422.142 | 0.712 | 101.1219 | 592.8961 | 592.8961 | 26697.152 | 26697.152 | 71.2% | 52.2759 | 1334.8576 | 104.5518 | 3337.144 | 313.6555 | 5339.4304 | 522.7592 | 6674.288 | 784.1388 | 5339.4304 | 1045.5184 | 2669.7152 | 1568.2776 | 1201.3718 | 2091.0368 | 800.9146 | 69780.9101 | 348904.5503 | 1674741.8414 | 3489045.503 | 4186854.6036 | 2791236.4024 | 1884084.5716 | 1674741.8414
2021 | 3461 | Cheyenne Light Fuel & Power | WY | Investor Owned | 239.241 | 1.058 | 226.1257 | 31.952 | 0.385 | 82.9922 | 239.235 | 1.058 | 226.12 | 43781 | 35 | Y | . | . | . | . | . | . | . |  |  | . |  | 207.289 | 0.673 | 82.9922 | 308.0074 | 308.0074 | 29464.613 | 29464.613 | 67.3% | 27.1572 | 1473.2306 | 54.3143 | 3683.0766 | 162.9429 | 5892.9226 | 271.5716 | 7366.1533 | 407.3574 | 5892.9226 | 543.1432 | 2946.4613 | 814.7147 | 1325.9076 | 1086.2863 | 883.9384 | 40008.757 | 200043.7849 | 960210.1676 | 2000437.8492 | 2400525.419 | 1600350.2793 | 1080236.4385 | 960210.1676
2021 | 3470 | Cherokee County Elec Coop Assn | TX | Cooperative | . | . | . | . | . | . | . | . | . | . | . |  | 2822 | 6.67 | 423.0885 | 188.14 | 1.14 | 165.0351 | 21954 | N | L | 24.9 | Y | 2633.86 | 5.53 | 165.0351 | 476.2857 | 2633.86 | 121405.62 | 21954 | 100% | 232.2287 | 1097.7 | 464.4573 | 2744.25 | 1393.3719 | 4390.8 | 2322.2866 | 5488.5 | 3483.4298 | 4390.8 | 4644.5731 | 2195.4 | 6966.8597 | 987.93 | 9289.1462 | 658.62 | 254917.395 | 1274586.9752 | 6118017.4808 | 12745869.7517 | 15295043.702 | 10196695.8013 | 6882769.6659 | 6118017.4808
2021 | 3477 | City of Chicopee - (MA) | MA | Municipal | 27.92 | 0.558 | 50.0358 | . | . | . | . | . | . | 26019 | 13.8 | Y | . | . | . | . | . | . | . |  |  | . | [7 empty] | 26019 | 100% |  | 1300.95 |  | 3252.375 |  | 1: 5203.8; 3: 6504.75; 5: 5203.8; 7: 2601.9 | 1170.855 |  | 780.57
2021 | 3502 | Choctawhatche Elec Coop, Inc | FL | Cooperative | 86.431 | 1.032 | 83.751 | 68.104 | 0.87 | 78.2805 | 74.34 | 0.928 | 80.1078 | 57350 | 12.5 | Y | . | . | . | . | . | . | . |  |  | . |  | 18.327 | 0.162 | 78.2805 | 113.1296 | 113.1296 | 9290.7 | 9290.7 | 16.2% | 9.9747 | 464.535 | 19.9494 | 1161.3375 | 59.8482 | 1858.14 | 99.7469 | 2322.675 | 149.6204 | 1858.14 | 199.4938 | 929.07 | 299.2408 | 418.0815 | 398.9877 | 278.721 | 4633.5935 | 23167.9673 | 111206.2431 | 231679.673 | 278015.6076 | 185343.7384 | 125107.0234 | 111206.2431
2021 | 3503 | Choptank Electric Cooperative, Inc | MD | Cooperative | 99.3 | 1.2 | 82.75 | 99.3 | 1.2 | 82.75 | 90 | 1.04 | 86.5385 | 55378 | 25 | Y | . | . | . | . | . | . | . |  |  | . |  | 0 | 0 | 82.75 |  |  | 0 | 0 | 0% |  | 0 |  | 0 |  | 1: 0; 3: 0; 5: 0; 7: 0 | 0 |  | 0
2021 | 3522 | Chugach Electric Assn Inc | AK | Cooperative | . | . | . | . | . | . | . | . | . | . | . |  | 142.1 | 1.06 | 134.0566 | . | . | . | 120180 | N | L | 34.5 | Y | [6 empty] | 120180 | 100% |  | 6009 |  | 15022.5 |  | 1: 24036; 3: 30045; 5: 24036; 7: 12018 | 5408.1 |  | 3605.4
2021 | 3527 | Choctaw Electric Coop Inc | OK | Cooperative | . | . | . | . | . | . | . | . | . | . | . |  | 598.2 | 3 | 199.4 | . | . | . | 20161 | N | F | 14.4 | N | [6 empty] | 20161 | 100% |  | 1008.05 |  | 2520.125 |  | 1: 4032.2; 3: 5040.25; 5: 4032.2; 7: 2016.1 | 907.245 |  | 604.83
2021 | 3542 | Duke Energy Ohio Inc | OH | Investor Owned | 144.25 | 1.025 | 140.7317 | 124.88 | 0.953 | 131.0388 | 134.49 | 0.892 | 150.7735 | 744203 | 34.5 | Y | . | . | . | . | . | . | . |  |  | . |  | 19.37 | 0.072 | 131.0388 | 269.0278 | 269.0278 | 53582.616 | 53582.616 | 7.2% | 23.7203 | 2679.1308 | 47.4406 | 6697.827 | 142.3218 | 10716.5232 | 237.203 | 13395.654 | 355.8046 | 10716.5232 | 474.4061 | 5358.2616 | 711.6091 | 2411.2177 | 948.8121 | 1607.4785 | 63549.7962 | 317748.9811 | 1525195.1094 | 3177489.8112 | 3812987.7734 | 2541991.8489 | 1715844.498 | 1525195.1094
2021 | 3597 | Citizens Electric Co - (PA) | PA | Investor Owned | . | . | . | . | . | . | . | . | . | . | . |  | 130.255 | 1.62 | 80.4043 | 25.622 | 0.272 | 94.1985 | 7075 | N | F | 12.5 | N | 104.633 | 1.348 | 94.1985 | 77.6209 | 104.633 | 9537.1 | 7075 | 100% | 9.2255 | 353.75 | 18.4511 | 884.375 | 55.3532 | 1415 | 92.2554 | 1768.75 | 138.3831 | 1415 | 184.5108 | 707.5 | 276.7662 | 318.375 | 369.0216 | 212.25 | 3263.5348 | 16317.674 | 78324.835 | 163176.7395 | 195812.0874 | 130541.3916 | 88115.4393 | 78324.835
2021 | 3600 | Citizens Electric Corporation - (MO) | MO | Cooperative | 188 | 0.856 | 219.6262 | 72 | 0.632 | 113.924 | 188 | 0.856 | 219.6262 | 27635 | 13.2 | Y | . | . | . | . | . | . | . |  |  | . |  | 116 | 0.224 | 113.9241 | 517.8571 | 517.8571 | 6190.24 | 6190.24 | 22.4% | 45.6597 | 309.512 | 91.3194 | 773.78 | 273.9582 | 1238.048 | 456.597 | 1547.56 | 684.8956 | 1238.048 | 913.1941 | 619.024 | 1369.7911 | 278.5608 | 1826.3882 | 185.7072 | 14132.2263 | 70661.1315 | 339173.4313 | 706611.3152 | 847933.5783 | 565289.0522 | 381570.1102 | 339173.4313
2021 | 3644 | PUD No 1 of Clallam County | WA | Political Subdivision | . | . | . | . | . | . | . | . | . | . | . |  | 561 | 1.77 | 316.9491 | 159 | 0.724 | 219.6133 | 32981 | N | L | 34 | Y | 402 | 1.046 | 219.6133 | 384.3212 | 402 | 34498.126 | 32981 | 100% | 35.4445 | 1649.05 | 70.8891 | 4122.625 | 212.6672 | 6596.2 | 354.4453 | 8245.25 | 531.6679 | 6596.2 | 708.8905 | 3298.1 | 1063.3358 | 1484.145 | 1417.781 | 989.43 | 58449.7957 | 292248.9787 | 1402795.0977 | 2922489.7869 | 3506987.7443 | 2337991.8295 | 1578144.4849 | 1402795.0977
2021 | 3647 | City of Claremore | OK | Municipal | . | . | . | . | . | . | . | . | . | . | . | N | . | . | . | . | . | . | . |  |  | .
2021 | 3660 | PUD No 1 of Clark County - (WA) | WA | Political Subdivision | 122.3 | 0.881 | 138.8195 | 42.44 | 0.538 | 78.8848 | 110.75 | 0.675 | 164.0741 | 216312 | 12.5 | Y | . | . | . | . | . | . | . |  |  | . |  | 79.86 | 0.343 | 78.8848 | 232.828 | 232.828 | 74195.016 | 74195.016 | 34.3% | 20.5286 | 3709.7508 | 41.0571 | 9274.377 | 123.1713 | 14839.0032 | 205.2855 | 18548.754 | 307.9283 | 14839.0032 | 410.571 | 7419.5016 | 615.8565 | 3338.7757 | 821.1421 | 2225.8505 | 76155.8104 | 380779.0519 | 1827739.449 | 3807790.5187 | 4569348.6225 | 3046232.415 | 2056206.8801 | 1827739.449
2021 | 3687 | Clark Energy Coop Inc - (KY) | KY | Cooperative | 2630.7 | 3.83 | 686.8668 | 220.949 | 1.824 | 121.1343 | 2042.6 | 3.04 | 671.9079 | 27268 | 25 | Y | . | . | . | . | . | . | . |  |  | . |  | 2409.751 | 2.006 | 121.1343 | 1201.2717 | 2409.751 | 54699.608 | 27268 | 100% | 212.4689 | 1363.4 | 424.9377 | 3408.5 | 1274.8132 | 5453.6 | 2124.6886 | 6817 | 3187.0329 | 5453.6 | 4249.3772 | 2726.8 | 6374.0658 | 1227.06 | 8498.7544 | 818.04 | 289680.0453 | 1448400.2263 | 6952321.0864 | 14484002.2633 | 17380802.716 | 11587201.8107 | 7821361.2222 | 6952321.0864
2021 | 3704 | City of Clarksville - (TN) | TN | Municipal | 92.297 | 0.853 | 108.2028 | 59.897 | 0.692 | 86.5564 | 92.297 | 0.853 | 108.2028 | 76400 | 12.5 | Y | . | . | . | . | . | . | . |  |  | . |  | 32.4 | 0.161 | 86.5564 | 201.2422 | 201.2422 | 12300.4 | 12300.4 | 16.1% | 17.7436 | 615.02 | 35.4872 | 1537.55 | 106.4617 | 2460.08 | 177.4362 | 3075.1 | 266.1543 | 2460.08 | 354.8724 | 1230.04 | 532.3086 | 553.518 | 709.7448 | 369.012 | 10912.6819 | 54563.4093 | 261904.3644 | 545634.0926 | 654760.9111 | 436507.2741 | 294642.41 | 261904.3644
2021 | 3712 | Clay County Electric Coop Corp | AR | Cooperative | . | . | . | . | . | . | . | . | . | . | . |  | 513.7 | 3.13 | 164.1214 | 385.6 | 2.996 | 128.7049 | 12903 | N | L | 14.4 | Y | 128.1 | 0.134 | 128.7049 | 955.9701 | 955.9701 | 1729.002 | 1729.002 | 13.4% | 84.2883 | 86.4501 | 168.5767 | 216.1252 | 505.73 | 345.8004 | 842.8833 | 432.2505 | 1264.325 | 345.8004 | 1685.7666 | 172.9002 | 2528.6499 | 77.8051 | 3371.5332 | 51.8701 | 7286.7346 | 36433.673 | 174881.6306 | 364336.7303 | 437204.0764 | 291469.3843 | 196741.8344 | 174881.6306
2021 | 3712 | Clay County Electric Coop Corp | MO | Cooperative | . | . | . | . | . | . | . | . | . | . | . |  | . | . | . | . | . | . | . |  |  | .
2021 | 3755 | Cleveland Electric Illum Co | OH | Investor Owned | 394.937 | 1.564 | 252.5173 | 135.692 | 1.078 | 125.8738 | 363.234 | 1.306 | 278.1271 | 734672 | 36 | Y | . | . | . | . | . | . | . |  |  | . |  | 259.245 | 0.486 | 125.8738 | 533.4259 | 533.4259 | 357050.592 | 357050.592 | 48.6% | 47.0324 | 17852.5296 | 94.0648 | 44631.324 | 282.1945 | 71410.1184 | 470.3241 | 89262.648 | 705.4862 | 71410.1184 | 940.6482 | 35705.0592 | 1410.9723 | 16067.2766 | 1881.2964 | 10711.5178 | 839647.5061 | 4198237.5306 | 20151540.1471 | 41982375.3064 | 50378850.3677 | 33585900.2451 | 22670482.6655 | 20151540.1471
2021 | 3757 | Clay Electric Cooperative, Inc | FL | Cooperative | 195.01 | 2.92 | 66.7842 | 195.01 | 2.92 | 66.7842 | 187.42 | 2.71 | 69.1587 | 183640 | 25 | Y | . | . | . | . | . | . | . |  |  | . |  | 0 | 0 | 66.7842 |  |  | 0 | 0 | 0% |  | 0 |  | 0 |  | 1: 0; 3: 0; 5: 0; 7: 0 | 0 |  | 0
2021 | 3758 | City of Cleveland - (TN) | TN | Municipal | 87.698 | 1.28 | 68.5141 | 63.521 | 1.097 | 57.9043 | 87.698 | 1.28 | 68.5141 | 32427 | 13.2 | N | . | . | . | . | . | . | . |  |  | . |  | 24.177 | 0.183 | 57.9043 | 132.1148 | 132.1148 | 5934.141 | 5934.141 | 18.3% | 11.6486 | 296.707 | 23.2972 | 741.7676 | 69.8917 | 1186.8282 | 116.4862 | 1483.5352 | 174.7293 | 1186.8282 | 232.9724 | 593.4141 | 349.4586 | 267.0363 | 465.9448 | 178.0242 | 3456.2274 | 17281.1369 | 82949.4573 | 172811.3694 | 207373.6432 | 138249.0955 | 93318.1395 | 82949.4573
2021 | 3762 | City of Cleveland - (OH) | OH | Municipal | 204.095 | 1.661 | 122.8748 | 204.095 | 1.661 | 122.8748 | . | . | . | 74090 | 13.8 | N | . | . | . | . | . | . | . |  |  | . |  | 0 | 0 | 122.8748 |  |  | 0 | 0 | 0% |  | 0 |  | 0 |  | 1: 0; 3: 0; 5: 0; 7: 0 | 0 |  | 0
2021 | 3812 | City of Clinton - (TN) | TN | Municipal | 127.4 | 1.532 | 83.1593 | 101.4 | 1.323 | 76.644 | 124 | 1.388 | 89.3372 | 29917 | 13 | Y | . | . | . | . | . | . | . |  |  | . |  | 26 | 0.209 | 76.644 | 124.4019 | 124.4019 | 6252.653 | 6252.653 | 20.9% | 10.9686 | 312.6327 | 21.9371 | 781.5816 | 65.8114 | 1250.5306 | 109.6857 | 1563.1633 | 164.5286 | 1250.5306 | 219.3715 | 625.2653 | 329.0572 | 281.3694 | 438.743 | 187.5796 | 3429.1345 | 17145.6723 | 82299.227 | 171456.723 | 205748.0676 | 137165.3784 | 92586.6304 | 82299.227
2021 | 3841 | Coast Electric Power Assn | MS | Cooperative | 803.86 | 2.7 | 297.7259 | 121.1 | 1.84 | 65.8152 | 803.83 | 2.7 | 297.7148 | 86078 | 14.4 | Y | . | . | . | . | . | . | . |  |  | . |  | 682.76 | 0.86 | 65.8152 | 793.907 | 793.907 | 74027.08 | 74027.08 | 86% | 69.9991 | 3701.354 | 139.9983 | 9253.385 | 419.9949 | 14805.416 | 699.9915 | 18506.77 | 1049.9872 | 14805.416 | 1399.9829 | 7402.708 | 2099.9744 | 3331.2186 | 2799.9658 | 2220.8124 | 259091.6177 | 1295458.0885 | 6218198.8246 | 12954580.8846 | 15545497.0616 | 10363664.7077 | 6995473.6777 | 6218198.8246
2021 | 3843 | Coastal Electric Member Corp | GA | Cooperative | 165.8 | 2.19 | 75.7078 | 142.7 | 1.97 | 72.4365 | 155.4 | 2.03 | 76.5517 | 21295 | 25 | Y | . | . | . | . | . | . | . |  |  | . |  | 23.1 | 0.22 | 72.4365 | 105 | 105 | 4684.9 | 4684.9 | 22% | 9.2579 | 234.245 | 18.5158 | 585.6125 | 55.5474 | 936.98 | 92.579 | 1171.225 | 138.8685 | 936.98 | 185.158 | 468.49 | 277.737 | 210.8205 | 370.3159 | 140.547 | 2168.6165 | 10843.0823 | 52046.795 | 108430.8229 | 130116.9875 | 86744.6583 | 58552.6444 | 52046.795
2021 | 3855 | Columbia Power System | TN | Municipal | 97.491 | 2.778 | 35.094 | 73.897 | 2.476 | 29.8453 | 97.491 | 2.778 | 35.094 | 32897 | 12.5 | Y | . | . | . | . | . | . | . |  |  | . |  | 23.594 | 0.302 | 29.8453 | 78.1258 | 78.1258 | 9934.894 | 9934.894 | 30.2% | 6.8884 | 496.7447 | 13.7768 | 1241.8618 | 41.3303 | 1986.9788 | 68.8839 | 2483.7235 | 103.3259 | 1986.9788 | 137.7678 | 993.4894 | 206.6517 | 447.0702 | 275.5356 | 298.0468 | 3421.7714 | 17108.8571 | 82122.5142 | 171088.5712 | 205306.2854 | 136870.857 | 92387.8284 | 82122.5142
2021 | 3892 | City of Coffeyville - (KS) | KS | Municipal | 8.352 | 0.056 | 149.1429 | 3.859 | 0.05 | 77.18 | . | 0.05 | . | 5899 | 69 | N | . | . | . | . | . | . | . |  |  | . |  | 4.493 | 0.006 | 77.18 | 748.8333 | 748.8333 | 35.394 | 35.394 | 0.6% | 66.025 | 1.7697 | 132.05 | 4.4242 | 396.1499 | 7.0788 | 660.2498 | 8.8485 | 990.3747 | 7.0788 | 1320.4996 | 3.5394 | 1980.7494 | 1.5927 | 2640.9993 | 1.0618 | 116.8444 | 584.222 | 2804.2658 | 5842.2205 | 7010.6646 | 4673.7764 | 3154.7991 | 2804.2658
2021 | 3915 | Coldwater Board of Public Util | MI | Municipal | 17.059 | 0.087 | 196.0805 | 17.059 | 0.087 | 196.0805 | 17.059 | 0.087 | 196.0805 | 7207 | 13.8 | Y | . | . | . | . | . | . | . |  |  | . |  | 0 | 0 | 196.0805 |  |  | 0 | 0 | 0% |  | 0 |  | 0 |  | 1: 0; 3: 0; 5: 0; 7: 0 | 0 |  | 0
2021 | 3916 | Cobb Electric Membership Corp | GA | Cooperative | 27.67 | 0.583 | 47.4614 | 27.67 | 0.583 | 47.4614 | 27.67 | 0.583 | 47.4614 | 211141 | 20 | Y | . | . | . | . | . | . | . |  |  | . |  | 0 | 0 | 47.4614 |  |  | 0 | 0 | 0% |  | 0 |  | 0 |  | 1: 0; 3: 0; 5: 0; 7: 0 | 0 |  | 0
2021 | 3940 | City of College Station - (TX) | TX | Municipal | 43.7 | 0.57 | 76.6667 | 22.1 | 0.38 | 58.1579 | 43.7 | 0.57 | 76.6667 | 45095 | 15 | Y | . | . | . | . | . | . | . |  |  | . |  | 21.6 | 0.19 | 58.1579 | 113.6842 | 113.6842 | 8568.05 | 8568.05 | 19% | 10.0236 | 428.4025 | 20.0472 | 1071.0062 | 60.1415 | 1713.61 | 100.2359 | 2142.0125 | 150.3538 | 1713.61 | 200.4718 | 856.805 | 300.7077 | 385.5623 | 400.9436 | 257.0415 | 4294.1308 | 21470.6539 | 103059.1389 | 214706.5393 | 257647.8472 | 171765.2314 | 115941.5312 | 103059.1389
2021 | 3989 | City of Colorado Springs - (CO) | CO | Municipal | 230.96 | 0.989 | 233.5288 | 49.9 | 0.805 | 61.9876 | 230.96 | 0.989 | 233.5288 | 269991 | 34.5 | Y | . | . | . | . | . | . | . |  |  | . |  | 181.06 | 0.184 | 61.9876 | 984.0217 | 984.0217 | 49678.344 | 49678.344 | 18.4% | 86.7617 | 2483.9172 | 173.5233 | 6209.793 | 520.5699 | 9935.6688 | 867.6165 | 12419.586 | 1301.4248 | 9935.6688 | 1735.233 | 4967.8344 | 2602.8496 | 2235.5255 | 3470.4661 | 1490.3503 | 215508.7603 | 1077543.8015 | 5172210.2471 | 10775438.0147 | 12930525.6176 | 8620350.4118 | 5818736.5279 | 5172210.2471
2021 | 4041 | Columbia Rural Elec Assn, Inc | WA | Cooperative | 224.721 | 1.943 | 115.6567 | 187.336 | 1.802 | 103.96 | 167.67 | 1.108 | 151.3267 | 5809 | 24.9 | N | . | . | . | . | . | . | . |  |  | . |  | 37.385 | 0.141 | 103.96 | 265.1418 | 265.1418 | 819.069 | 819.069 | 14.1% | 23.3777 | 40.9534 | 46.7554 | 102.3836 | 140.2661 | 163.8138 | 233.7768 | 204.7672 | 350.6652 | 163.8138 | 467.5536 | 81.9069 | 701.3304 | 36.8581 | 935.1072 | 24.5721 | 957.3966 | 4786.9831 | 22977.5187 | 47869.8306 | 57443.7968 | 38295.8645 | 25849.7085 | 22977.5187
2021 | 4045 | City of Columbia - (MO) | MO | Municipal | 493.13 | 0.87 | 566.8161 | 38.88 | 0.62 | 62.7097 | 493.13 | 0.87 | 566.8161 | 51625 | 69 | N | . | . | . | . | . | . | . |  |  | . |  | 454.25 | 0.25 | 62.7097 | 1817 | 1817 | 12906.25 | 12906.25 | 25% | 160.2057 | 645.3125 | 320.4115 | 1613.2812 | 961.2344 | 2581.25 | 1602.0573 | 3226.5625 | 2403.086 | 2581.25 | 3204.1146 | 1290.625 | 4806.1719 | 580.7812 | 6408.2292 | 387.1875 | 103382.7608 | 516913.8042 | 2481186.2601 | 5169138.0419 | 6202965.6503 | 4135310.4335 | 2791334.5426 | 2481186.2601
2021 | 4063 | Co-Mo Electric Coop Inc | MO | Cooperative | 116.4 | 0.88 | 132.2727 | 66.9 | 0.628 | 106.5287 | 116.4 | 0.628 | 185.3503 | 32551 | 25 | Y | . | . | . | . | . | . | . |  |  | . |  | 49.5 | 0.252 | 106.5287 | 196.4286 | 196.4286 | 8202.852 | 8202.852 | 25.2% | 17.3192 | 410.1426 | 34.6384 | 1025.3565 | 103.9152 | 1640.5704 | 173.192 | 2050.713 | 259.788 | 1640.5704 | 346.384 | 820.2852 | 519.5759 | 369.1283 | 692.7679 | 246.0856 | 7103.3409 | 35516.7046 | 170480.1822 | 355167.0463 | 426200.4555 | 284133.637 | 191790.205 | 170480.1822
2021 | 4068 | City of Columbus - (MS) | MS | Municipal | 599.453 | 0.825 | 726.6097 | 26.483 | 0.499 | 53.0721 | 599.453 | 0.825 | 726.6097 | 12700 | 13 | N | . | . | . | . | . | . | . |  |  | . |  | 572.97 | 0.326 | 53.0721 | 1757.5767 | 1757.5767 | 4140.2 | 4140.2 | 32.6% | 154.9664 | 207.01 | 309.9327 | 517.525 | 929.7981 | 828.04 | 1549.6635 | 1035.05 | 2324.4953 | 828.04 | 3099.327 | 414.02 | 4648.9905 | 186.309 | 6198.654 | 124.206 | 32079.5841 | 160397.9206 | 769910.0191 | 1603979.2065 | 1924775.0478 | 1283183.3652 | 866148.7715 | 769910.0191
2021 | 4110 | Commonwealth Edison Co | IL | Investor Owned | 101.6 | 0.77 | 131.948 | 43.46 | 0.59 | 73.661 | 100.84 | 0.76 | 132.6842 | 4175582 | 34 | Y | . | . | . | . | . | . | . |  |  | . |  | 58.14 | 0.18 | 73.661 | 323 | 323 | 751604.76 | 751604.76 | 18% | 28.4791 | 37580.238 | 56.9581 | 93950.595 | 170.8744 | 150320.952 | 284.7906 | 187901.19 | 427.1859 | 150320.952 | 569.5812 | 75160.476 | 854.3718 | 33822.2142 | 1139.1624 | 22548.1428 | 1070249.8346 | 5351249.173 | 25685996.0302 | 53512491.7296 | 64214990.0755 | 42809993.3837 | 28896745.534 | 25685996.0302
2021 | 4146 | Concho Valley Elec Coop Inc | TX | Cooperative | 809.817 | 3.895 | 207.9119 | 543.421 | 2.99 | 181.7462 | 748.796 | 2.758 | 271.4996 | 15396 | 24.9 | Y | . | . | . | . | . | . | . |  |  | . |  | 266.396 | 0.905 | 181.7462 | 294.3602 | 294.3602 | 13933.38 | 13933.38 | 90.5% | 25.9539 | 696.669 | 51.9078 | 1741.6725 | 155.7233 | 2786.676 | 259.5388 | 3483.345 | 389.3082 | 2786.676 | 519.0775 | 1393.338 | 778.6163 | 627.0021 | 1038.1551 | 418.0014 | 18081.2615 | 90406.3075 | 433950.2759 | 904063.0748 | 1084875.6898 | 723250.4598 | 488194.0604 | 433950.2759
2021 | 4150 | City of Concord - (NC) | NC | Municipal | 130.627 | 1.135 | 115.0899 | 23.13 | 0.43 | 53.7907 | . | . | . | 32594 | 13.2 | N | . | . | . | . | . | . | . |  |  | . |  | 107.497 | 0.705 | 53.7907 | 152.478 | 152.478 | 22978.77 | 22978.77 | 70.5% | 13.4441 | 1148.9385 | 26.8881 | 2872.3463 | 80.6643 | 4595.754 | 134.4406 | 5744.6925 | 201.6609 | 4595.754 | 268.8811 | 2297.877 | 403.3217 | 1034.0447 | 537.7623 | 689.3631 | 15446.3948 | 77231.9739 | 370713.4749 | 772319.7395 | 926783.6873 | 617855.7916 | 417052.6593 | 370713.4749
2021 | 4237 | Consolidated Electric Coop | MO | Cooperative | 239.9 | 1.32 | 181.7424 | 92.86 | 0.64 | 145.0938 | 239.9 | 1.32 | 181.7424 | 8131 | 12.5 | Y | . | . | . | . | . | . | . |  |  | . |  | 147.04 | 0.68 | 145.0938 | 216.2353 | 216.2353 | 5529.08 | 5529.08 | 68% | 19.0656 | 276.454 | 38.1311 | 691.135 | 114.3934 | 1105.816 | 190.6557 | 1382.27 | 285.9835 | 1105.816 | 381.3113 | 552.908 | 571.967 | 248.8086 | 762.6226 | 165.8724 | 5270.752 | 26353.7599 | 126498.0474 | 263537.5988 | 316245.1186 | 210830.0791 | 142310.3034 | 126498.0474
2021 | 4254 | Consumers Energy Co | MI | Investor Owned | 911.2 | 1.601 | 569.1443 | 227.9 | 1.053 | 216.4292 | 905 | 1.579 | 573.1476 | 1857586 | 14.4 | Y | . | . | . | . | . | . | . |  |  | . |  | 683.3 | 0.548 | 216.4292 | 1246.8978 | 1246.8978 | 1017957.128 | 1017957.128 | 54.8% | 109.9396 | 50897.8564 | 219.8791 | 127244.641 | 659.6373 | 203591.4256 | 1099.3956 | 254489.282 | 1649.0934 | 203591.4256 | 2198.7911 | 101795.7128 | 3298.1867 | 45808.0708 | 4397.5823 | 30538.7138 | 5595687.7904 | 27978438.9522 | 134296506.9708 | 279784389.5224 | 335741267.4269 | 223827511.6179 | 151083570.3421 | 134296506.9708
2021 | 4262 | Cooke County Elec Coop Assn | TX | Cooperative | 105.15 | 1.06 | 99.1981 | 105.15 | . | . | . | . | . | 18374 | 7.2 | Y | . | . | . | . | . | . | . |  |  | . |  | 0 |  |  |  | 0 |  | 18374 | 100% | 0 | 918.7 | 0 | 2296.75 | 0 | 3674.8 | 0 | 4593.5 | 0 | 3674.8 | 0 | 1837.4 | 0 | 826.83 | 0 | 551.22 | 0 | 0 | 0 | 0 | 0 | 0 | 0 | 0
2021 | 4265 | Continental Divide El Coop Inc | NM | Cooperative | . | . | . | . | . | . | . | . | . | . | . |  | 252.64 | . | . | 128.87 | . | . | 23658 | N | F | 25 | N | 123.77 |  |  |  | 123.77 |  | 23658 | 100% | 10.9129 | 1182.9 | 21.8257 | 2957.25 | 65.4771 | 4731.6 | 109.1286 | 5914.5 | 163.6929 | 4731.6 | 218.2572 | 2365.8 | 327.3857 | 1064.61 | 436.5143 | 709.74 | 12908.82 | 64544.0998 | 309811.6789 | 645440.9978 | 774529.1974 | 516352.7982 | 348538.1388 | 309811.6789
2021 | 4280 | Conway Corporation | AR | Municipal | 28.276 | 0.328 | 86.2073 | 28.276 | 0.328 | 86.2073 | . | . | . | 32324 | 13.8 | N | . | . | . | . | . | . | . |  |  | . |  | 0 | 0 | 86.2073 |  |  | 0 | 0 | 0% |  | 0 |  | 0 |  | 1: 0; 3: 0; 5: 0; 7: 0 | 0 |  | 0
2021 | 4296 | Cookson Hills Elec Coop, Inc | OK | Cooperative | 117.459 | 0.809 | 145.1904 | 106.638 | 0.776 | 137.4201 | 117.459 | 0.809 | 145.1904 | 18364 | 13.2 | Y | . | . | . | . | . | . | . |  |  | . |  | 10.821 | 0.033 | 137.4201 | 327.9091 | 327.9091 | 606.012 | 606.012 | 3.3% | 28.9119 | 30.3006 | 57.8238 | 75.7515 | 173.4714 | 121.2024 | 289.119 | 151.503 | 433.6784 | 121.2024 | 578.2379 | 60.6012 | 867.3569 | 27.2705 | 1156.4759 | 18.1804 | 876.0478 | 4380.239 | 21025.1473 | 43802.3903 | 52562.8684 | 35041.9122 | 23653.2908 | 21025.1473
2021 | 4317 | Coos-Curry Electric Coop, Inc | OR | Cooperative | 100.57 | 0.78 | 128.9359 | 100.57 | 0.78 | 128.9359 | 100.57 | 0.78 | 128.9359 | 18405 | 24.9 | N | . | . | . | . | . | . | . |  |  | . |  | 0 | 0 | 128.9359 |  |  | 0 | 0 | 0% |  | 0 |  | 0 |  | 1: 0; 3: 0; 5: 0; 7: 0 | 0 |  | 0
2021 | 4327 | Coosa Valley Electric Coop Inc | AL | Cooperative | 306.16 | 1.95 | 157.0051 | 129.57 | 1.58 | 82.0063 | 289.8 | 1.69 | 171.4793 | 17382 | 24.9 | N | . | . | . | . | . | . | . |  |  | . |  | 176.59 | 0.37 | 82.0063 | 477.2703 | 477.2703 | 6431.34 | 6431.34 | 37% | 42.0811 | 321.567 | 84.1623 | 803.9175 | 252.4868 | 1286.268 | 420.8114 | 1607.835 | 631.2171 | 1286.268 | 841.6228 | 643.134 | 1262.4342 | 289.4103 | 1683.2456 | 192.9402 | 13531.9062 | 67659.5308 | 324765.7478 | 676595.3079 | 811914.3694 | 541276.2463 | 365361.4662 | 324765.7478
2021 | 4362 | Corn Belt Energy Corporation | IL | Cooperative | 737.3 | 6.64 | 111.0392 | 219.1 | 4.71 | 46.518 | 662.8 | 6.51 | 101.8126 | 36602 | 69 | Y | . | . | . | . | . | . | . |  |  | . |  | 518.2 | 1.93 | 46.518 | 268.4974 | 518.2 | 70641.86 | 36602 | 100% | 45.6899 | 1830.1 | 91.3799 | 4575.25 | 274.1396 | 7320.4 | 456.8993 | 9150.5 | 685.349 | 7320.4 | 913.7987 | 3660.2 | 1370.698 | 1647.09 | 1827.5974 | 1098.06 | 83617.148 | 418085.7399 | 2006811.5515 | 4180857.399 | 5017028.8788 | 3344685.9192 | 2257662.9954 | 2006811.5515
2021 | 4373 | Cornhusker Public Power Dist | NE | Political Subdivision | . | . | . | . | . | . | . | . | . | . | . |  | 226.24 | . | . | 226.24 | . | . | 10173 | N | O | 12.5 | N | 0 |  |  |  | 0 |  | 10173 | 100% | 0 | 508.65 | 0 | 1271.625 | 0 | 2034.6 | 0 | 2543.25 | 0 | 2034.6 | 0 | 1017.3 | 0 | 457.785 | 0 | 305.19 | 0 | 0 | 0 | 0 | 0 | 0 | 0 | 0
2021 | 4401 | Cotton Electric Coop, Inc | OK | Cooperative | 209.755 | 2.316 | 90.5678 | 167.519 | 1.791 | 93.5338 | 162.25 | 1.17 | 138.6752 | 22441 | 25 | N | . | . | . | . | . | . | . |  |  | . |  | 42.236 | 0.525 | 93.5338 | 80.4495 | 80.4495 | 11781.525 | 11781.525 | 52.5% | 7.0933 | 589.0762 | 14.1865 | 1472.6906 | 42.5596 | 2356.305 | 70.9327 | 2945.3812 | 106.3991 | 2356.305 | 141.8654 | 1178.1525 | 212.7982 | 530.1686 | 283.7309 | 353.4457 | 4178.4779 | 20892.3896 | 100283.4702 | 208923.8963 | 250708.6755 | 167139.117 | 112818.904 | 100283.4702
2021 | 4430 | Covington Electric Coop, Inc | AL | Cooperative | 158.61 | 1.795 | 88.3621 | 81.23 | 1.342 | 60.5291 | 117.423 | 1.575 | 74.5543 | 23571 | 25 | Y | . | . | . | . | . | . | . |  |  | . |  | 77.38 | 0.453 | 60.5291 | 170.8168 | 170.8168 | 10677.663 | 10677.663 | 45.3% | 15.061 | 533.8832 | 30.122 | 1334.7079 | 90.366 | 2135.5326 | 150.6099 | 2669.4158 | 225.9149 | 2135.5326 | 301.2199 | 1067.7663 | 451.8298 | 480.4948 | 602.4398 | 320.3299 | 8040.8111 | 40204.0554 | 192979.4659 | 402040.554 | 482448.6648 | 321632.4432 | 217101.8992 | 192979.4659
2021 | 4432 | Coweta-Fayette El Member Corp | GA | Cooperative | 139.89 | 1.09 | 128.3394 | 92.14 | 0.99 | 93.0707 | 128.96 | 0.95 | 135.7474 | 85044 | 25 | Y | . | . | . | . | . | . | . |  |  | . |  | 47.75 | 0.1 | 93.0707 | 477.5 | 477.5 | 8504.4 | 8504.4 | 10% | 42.1014 | 425.22 | 84.2028 | 1063.05 | 252.6084 | 1700.88 | 421.014 | 2126.1 | 631.5209 | 1700.88 | 842.0279 | 850.44 | 1263.0419 | 382.698 | 1684.0558 | 255.132 | 17902.3556 | 89511.7781 | 429656.5349 | 895117.781 | 1074141.3373 | 716094.2248 | 483363.6018 | 429656.5349
2021 | 4442 | PUD No 1 of Cowlitz County | WA | Political Subdivision | 333.21 | 1.594 | 209.0402 | 97.651 | 0.862 | 113.2842 | 333.21 | 1.594 | 209.0402 | 52328 | 25 | Y | . | . | . | . | . | . | . |  |  | . |  | 235.559 | 0.732 | 113.2842 | 321.8019 | 321.8019 | 38304.096 | 38304.096 | 73.2% | 28.3734 | 1915.2048 | 56.7468 | 4788.012 | 170.2405 | 7660.8192 | 283.7342 | 9576.024 | 425.6014 | 7660.8192 | 567.4685 | 3830.4096 | 851.2027 | 1723.6843 | 1134.9369 | 1149.1229 | 54340.9171 | 271704.5853 | 1304182.0093 | 2717045.8528 | 3260455.0233 | 2173636.6822 | 1467204.7605 | 1304182.0093
2021 | 4508 | Crawfordsville Elec, Lgt & Pwr | IN | Municipal | . | . | . | . | . | . | . | . | . | . | . |  | 6.7 | 0.06 | 111.6667 | 6.7 | 0.06 | 111.6667 | 10115 | N | F | 13.8 | N | 0 | 0 | 111.6667 |  |  | 0 | 0 | 0% |  | 0 |  | 0 |  | 1: 0; 3: 0; 5: 0; 7: 0 | 0 |  | 0
2021 | 4509 | Craighead Electric Coop Corp | AR | Cooperative | 307.7 | 2 | 153.85 | 82.2 | 1.3 | 63.2308 | 290.5 | 1.7 | 170.8824 | 31932 | 34.5 |  | . | . | . | . | . | . | . |  |  | . |  | 225.5 | 0.7 | 63.2308 | 322.1429 | 322.1429 | 22352.4 | 22352.4 | 70% | 28.4035 | 1117.62 | 56.807 | 2794.05 | 170.4209 | 4470.48 | 284.0348 | 5588.1 | 426.0523 | 4470.48 | 568.0697 | 2235.24 | 852.1045 | 1005.858 | 1136.1394 | 670.572 | 31744.3027 | 158721.5136 | 761863.2652 | 1587215.1359 | 1904658.1631 | 1269772.1087 | 857096.1734 | 761863.2652
2021 | 4524 | Crawford Electric Coop, Inc | MO | Cooperative | 205.872 | 1.521 | 135.3531 | 205.872 | 1.521 | 135.3531 | 204.969 | 1.401 | 146.3019 | 20821 | 25 | Y | . | . | . | . | . | . | . |  |  | . |  | 0 | 0 | 135.3531 |  |  | 0 | 0 | 0% |  | 0 |  | 0 |  | 1: 0; 3: 0; 5: 0; 7: 0 | 0 |  | 0
2021 | 4577 | Crow Wing Cooperative Power & Light Comp | MN | Cooperative | 90.173 | 0.861 | 104.7305 | 83.908 | 0.84 | 99.8905 | 81.786 | 0.738 | 110.8211 | 44645 | 15 | Y | . | . | . | . | . | . | . |  |  | . |  | 6.265 | 0.021 | 99.8905 | 298.3333 | 298.3333 | 937.545 | 937.545 | 2.1% | 26.3042 | 46.8772 | 52.6084 | 117.1931 | 157.8251 | 187.509 | 263.0419 | 234.3862 | 394.5628 | 187.509 | 526.0838 | 93.7545 | 789.1256 | 42.1895 | 1052.1675 | 28.1263 | 1233.068 | 6165.34 | 29593.632 | 61653.4001 | 73984.0801 | 49322.7201 | 33292.836 | 29593.632
2021 | 4622 | Cumberland Valley Electric, Inc. | KY | Cooperative | 971.9 | 3.74 | 259.8663 | 278 | 2.413 | 115.2093 | 963 | 3.584 | 268.6942 | 24140 | 25 | Y | . | . | . | . | . | . | . |  |  | . |  | 693.9 | 1.327 | 115.2093 | 522.9088 | 693.9 | 32033.78 | 24140 | 100% | 61.1815 | 1207 | 122.363 | 3017.5 | 367.0889 | 4828 | 611.8148 | 6035 | 917.7223 | 4828 | 1223.6297 | 2414 | 1835.4445 | 1086.3 | 2447.2594 | 724.2 | 73846.0514 | 369230.2572 | 1772305.2344 | 3692302.5716 | 4430763.086 | 2953842.0573 | 1993843.3887 | 1772305.2344
2021 | 4624 | Cumberland Elec Member Corp | TN | Cooperative | . | . | . | . | . | . | . | . | . | . | . |  | 214.52 | 2.57 | 83.4708 | 167.91 | 2.26 | 74.2965 | 106092 | N | F | 25 | N | 46.61 | 0.31 | 74.2965 | 150.3548 | 150.3548 | 32888.52 | 32888.52 | 31% | 13.2569 | 1644.426 | 26.5137 | 4111.065 | 79.5411 | 6577.704 | 132.5686 | 8222.13 | 198.8528 | 6577.704 | 265.1371 | 3288.852 | 397.7057 | 1479.9834 | 530.2742 | 986.6556 | 21799.9182 | 108999.5912 | 523198.0377 | 1089995.9118 | 1307995.0942 | 871996.7295 | 588597.7924 | 523198.0377
2021 | 4675 | Cuivre River Electric Coop Inc | MO | Cooperative | 373.68 | 1.559 | 239.6921 | 130.1 | 1.019 | 127.6742 | 369.79 | 1.436 | 257.5139 | 68567 | 24.9 | Y | . | . | . | . | . | . | . |  |  | . |  | 243.58 | 0.54 | 127.6742 | 451.0741 | 451.0741 | 37026.18 | 37026.18 | 54% | 39.7714 | 1851.309 | 79.5428 | 4628.2725 | 238.6285 | 7405.236 | 397.7141 | 9256.545 | 596.5711 | 7405.236 | 795.4282 | 3702.618 | 1193.1423 | 1666.1781 | 1590.8564 | 1110.7854 | 73629.1691 | 368145.8456 | 1767100.0587 | 3681458.4555 | 4417750.1467 | 2945166.7644 | 1987987.566 | 1767100.0587
2021 | 4717 | Dakota Valley Elec Coop Inc | ND | Cooperative | 104.5 | 0.411 | 254.2579 | 77.3 | 0.363 | 212.9477 | 97.8 | 0.353 | 277.0538 | 6756 | 25 | Y | . | . | . | . | . | . | . |  |  | . |  | 27.2 | 0.048 | 212.9477 | 566.6667 | 566.6667 | 324.288 | 324.288 | 4.8% | 49.9633 | 16.2144 | 99.9265 | 40.536 | 299.7796 | 64.8576 | 499.6326 | 81.072 | 749.4489 | 64.8576 | 999.2652 | 32.4288 | 1498.8979 | 14.593 | 1998.5305 | 9.7286 | 810.1243 | 4050.6216 | 19442.9837 | 40506.216 | 48607.4592 | 32404.9728 | 21873.3566 | 19442.9837
2021 | 4743 | Consumers Power, Inc | OR | Cooperative | 1782 | 3.442 | 517.7223 | 371 | 2.037 | 182.1306 | 1754 | 3.277 | 535.2456 | 22989 | 25 | Y | . | . | . | . | . | . | . |  |  | . |  | 1411 | 1.405 | 182.1306 | 1004.2705 | 1411 | 32299.545 | 22989 | 100% | 124.4085 | 1149.45 | 248.817 | 2873.625 | 746.4511 | 4597.8 | 1244.0852 | 5747.25 | 1866.1278 | 4597.8 | 2488.1705 | 2298.9 | 3732.2557 | 1034.505 | 4976.3409 | 689.67 | 143001.3769 | 715006.8846 | 3432033.0463 | 7150068.8464 | 8580082.6157 | 5720055.0771 | 3861037.1771 | 3432033.0463
2021 | 4848 | Daviess Martin County R E M C | IN | Cooperative | 257.088 | 2.625 | 97.9383 | 257.088 | 2.625 | 97.9383 | 243.015 | 2.298 | 105.7506 | 8367 | 12.5 | N | . | . | . | . | . | . | . |  |  | . |  | 0 | 0 | 97.9383 |  |  | 0 | 0 | 0% |  | 0 |  | 0 |  | 1: 0; 3: 0; 5: 0; 7: 0 | 0 |  | 0
2021 | 4922 | Dayton Power & Light Co | OH | Investor Owned | 179.59 | 0.99 | 181.404 | 107.99 | 0.81 | 133.321 | 165.31 | 0.9 | 183.6778 | 606136 | 12 | N | . | . | . | . | . | . | . |  |  | . |  | 71.6 | 0.18 | 133.321 | 397.7778 | 397.7778 | 109104.48 | 109104.48 | 18% | 35.0723 | 5455.224 | 70.1445 | 13638.06 | 210.4335 | 21820.896 | 350.7225 | 27276.12 | 526.0838 | 21820.896 | 701.445 | 10910.448 | 1052.1675 | 4909.7016 | 1402.89 | 3273.1344 | 191326.9843 | 956634.9214 | 4591847.6226 | 9566349.2138 | 11479619.0566 | 7653079.3711 | 5165828.5755 | 4591847.6226
2021 | 4939 | Deaf Smith Electric Coop, Inc | TX | Cooperative | 403 | 3 | 134.3333 | 254.5 | 2.1 | 121.1905 | 388.5 | 2.9 | 133.9655 | 15016 | 14.4 | Y | . | . | . | . | . | . | . |  |  | . |  | 148.5 | 0.9 | 121.1905 | 165 | 165 | 13514.4 | 13514.4 | 90% | 14.5481 | 675.72 | 29.0963 | 1689.3 | 87.2888 | 2702.88 | 145.4813 | 3378.6 | 218.2219 | 2702.88 | 290.9625 | 1351.44 | 436.4438 | 608.148 | 581.9251 | 405.432 | 9830.46 | 49152.2998 | 235931.0389 | 491522.9978 | 589827.5974 | 393218.3982 | 265422.4188 | 235931.0389
2021 | 4958 | Decatur Utilities | AL | Municipal | . | . | . | . | . | . | . | . | . | . | . |  | 78.5 | 1.05 | 74.7619 | . | . | . | 26645 | N | O | 12 | Y | [6 empty] | 26645 | 100% |  | 1332.25 |  | 3330.625 |  | 1: 5329; 3: 6661.25; 5: 5329; 7: 2664.5 | 1199.025 |  | 799.35
2021 | 4960 | Decatur County Rural E M C | IN | Cooperative | 505.337 | 2.271 | 222.5174 | 213.343 | 1.762 | 121.08 | 447.916 | 1.829 | 244.8967 | 8152 | 12.5 | Y | . | . | . | . | . | . | . |  |  | . |  | 291.994 | 0.509 | 121.08 | 573.6621 | 573.6621 | 4149.368 | 4149.368 | 50.9% | 50.5801 | 207.4684 | 101.1601 | 518.671 | 303.4803 | 829.8736 | 505.8005 | 1037.342 | 758.7008 | 829.8736 | 1011.601 | 414.9368 | 1517.4015 | 186.7216 | 2023.2021 | 124.481 | 10493.7623 | 52468.8116 | 251850.2959 | 524688.1164 | 629625.7397 | 419750.4931 | 283331.5828 | 251850.2959
2021 | 4975 | Deep East Texas Elec Coop Inc | TX | Cooperative | 1640.72 | . | . | 656.46 | . | . | 1632.3 | . | . | 44031 | 12.5 | N | . | . | . | . | . | . | . |  |  | . |  | 984.26 |  |  |  | 984.26 |  | 44031 | 100% | 86.7827 | 2201.55 | 173.5653 | 5503.875 | 520.696 | 8806.2 | 867.8266 | 11007.75 | 1301.7399 | 8806.2 | 1735.6532 | 4403.1 | 2603.4798 | 1981.395 | 3471.3064 | 1320.93 | 191056.3647 | 955281.8235 | 4585352.7529 | 9552818.2351 | 11463381.8821 | 7642254.5881 | 5158521.847 | 4585352.7529
2021 | 5027 | Delmarva Power | DE | Investor Owned | 61 | 0.82 | 74.3902 | 61 | 0.82 | 74.3902 | 61 | 0.82 | 74.3902 | 327521 | 69 | Y | . | . | . | . | . | . | . |  |  | . |  | 0 | 0 | 74.3902 |  |  | 0 | 0 | 0% |  | 0 |  | 0 |  | 1: 0; 3: 0; 5: 0; 7: 0 | 0 |  | 0
2021 | 5027 | Delmarva Power | MD | Investor Owned | 65 | 0.82 | 79.2683 | 65 | 0.82 | 79.2683 | 65 | 0.82 | 79.2683 | 209020 | 69 | Y | . | . | . | . | . | . | . |  |  | . |  | 0 | 0 | 79.2683 |  |  | 0 | 0 | 0% |  | 0 |  | 0 |  | 1: 0; 3: 0; 5: 0; 7: 0 | 0 |  | 0
2021 | 5063 | City of Denton - (TX) | TX | Municipal | 1150.71 | 19.99 | 57.5643 | 41.41 | 0.51 | 81.1961 | 44.92 | 0.54 | 83.1852 | 57597 | 13.2 | Y | . | . | . | . | . | . | . |  |  | . |  | 1109.3 | 19.48 | 81.1961 | 56.9456 | 1109.3 | 1121989.56 | 57597 | 100% | 97.8075 | 2879.85 | 195.615 | 7199.625 | 586.845 | 11519.4 | 978.0749 | 14399.25 | 1467.1124 | 11519.4 | 1956.1499 | 5759.7 | 2934.2248 | 2591.865 | 3912.2998 | 1727.91 | 281670.913 | 1408354.565 | 6760101.9121 | 14083545.6503 | 16900254.7803 | 11266836.5202 | 7605114.6511 | 6760101.9121
2021 | 5078 | Denton County Elec Coop, Inc | TX | Cooperative | 1032.81 | 22.64 | 45.6188 | 40.63 | 0.63 | 64.4921 | 1029.2 | 22 | 46.7818 | 274949 | 24.9 | Y | . | . | . | . | . | . | . |  |  | . |  | 992.18 | 22.01 | 64.4921 | 45.0786 | 992.18 | 6051627.49 | 274949 | 100% | 87.481 | 13747.45 | 174.9619 | 34368.625 | 524.8858 | 54989.8 | 874.8097 | 68737.25 | 1312.2145 | 54989.8 | 1749.6194 | 27494.9 | 2624.4291 | 12372.705 | 3499.2388 | 8248.47 | 1202640.2593 | 6013201.2965 | 28863366.2234 | 60132012.9655 | 72158415.5586 | 48105610.3724 | 32471287.0014 | 28863366.2234
2021 | 5109 | DTE Electric Company | MI | Investor Owned | 927.404 | 1.581 | 586.5933 | 135.601 | 0.924 | 146.7543 | 927.404 | 1.581 | 586.5933 | 2226029 | 13.2 | Y | . | . | . | . | . | . | . |  |  | . |  | 791.803 | 0.657 | 146.7543 | 1205.1796 | 1205.1796 | 1462501.053 | 1462501.053 | 65.7% | 106.2612 | 73125.0526 | 212.5225 | 182812.6316 | 637.5675 | 292500.2106 | 1062.6124 | 365625.2633 | 1593.9187 | 292500.2106 | 2125.2249 | 146250.1053 | 3187.8373 | 65812.5474 | 4250.4497 | 43875.0316 | 7770359.0314 | 38851795.157 | 186488616.7534 | 388517951.5695 | 466221541.8834 | 310814361.2556 | 209799693.8475 | 186488616.7534
2021 | 5148 | City of Dickson | TN | Municipal | 718.445 | 6.345 | 113.2301 | 334.983 | 4.621 | 72.4915 | 718.445 | 6.345 | 113.2301 | 37171 | 13 | Y | . | . | . | . | . | . | . |  |  | . |  | 383.462 | 1.724 | 72.4915 | 222.4258 | 383.462 | 64082.804 | 37171 | 100% | 33.81 | 1858.55 | 67.62 | 4646.375 | 202.8601 | 7434.2 | 338.1002 | 9292.75 | 507.1503 | 7434.2 | 676.2004 | 3717.1 | 1014.3007 | 1672.695 | 1352.4009 | 1115.13 | 62837.6165 | 314188.0823 | 1508102.7952 | 3141880.8234 | 3770256.988 | 2513504.6587 | 1696615.6446 | 1508102.7952
2021 | 5175 | Dixie Electric Power Assn | MS | Cooperative | . | . | . | . | . | . | . | . | . | . | . |  | 238.1 | 1.876 | 126.919 | 184.769 | 1.692 | 109.2015 | 40048 | N | F | 24.9 | Y | 53.331 | 0.184 | 109.2015 | 289.8424 | 289.8424 | 7368.832 | 7368.832 | 18.4% | 25.5555 | 368.4416 | 51.1111 | 921.104 | 153.3332 | 1473.7664 | 255.5554 | 1842.208 | 383.3331 | 1473.7664 | 511.1108 | 736.8832 | 766.6661 | 331.5974 | 1022.2215 | 221.065 | 9415.7232 | 47078.6162 | 225977.3577 | 470786.1619 | 564943.3943 | 376628.9296 | 254224.5274 | 225977.3577
2021 | 5202 | Dixie Electric Membership Corp | LA | Cooperative | 7779.78 | 6.648 | 1170.2437 | 239.16 | 2.886 | 82.869 | 7773.9 | 6.603 | 1177.3285 | 113193 | 69 | Y | . | . | . | . | . | . | . |  |  | . |  | 7540.62 | 3.762 | 82.869 | 2004.4179 | 7540.62 | 425832.066 | 113193 | 100% | 664.86 | 5659.65 | 1329.7199 | 14149.125 | 3989.1597 | 22638.6 | 6648.5996 | 28298.25 | 9972.8993 | 22638.6 | 13297.1991 | 11319.3 | 19945.7987 | 5093.685 | 26594.3982 | 3395.79 | 3762874.6495 | 18814373.2475 | 90308991.5878 | 188143732.4747 | 225772478.9696 | 150514985.9797 | 101597615.5363 | 90308991.5878
2021 | 5204 | Dixie Electric Coop | AL | Cooperative | 309.59 | 1.747 | 177.2124 | 119.05 | 1.317 | 90.3948 | 207.672 | 1.269 | 163.6501 | 24896.9 | 13.2 | N | . | . | . | . | . | . | . |  |  | . |  | 190.54 | 0.43 | 90.3948 | 443.1163 | 443.1163 | 10705.667 | 10705.667 | 43% | 39.0698 | 535.2834 | 78.1395 | 1338.2084 | 234.4186 | 2141.1334 | 390.6977 | 2676.4167 | 586.0465 | 2141.1334 | 781.3953 | 1070.5667 | 1172.093 | 481.755 | 1562.7907 | 321.17 | 20913.396 | 104566.98 | 501921.504 | 1045669.8 | 1254803.76 | 836535.84 | 564661.692 | 501921.504
2021 | 5336 | City of Dover - (OH) | OH | Municipal | 16.223 | 0.198 | 81.9343 | 12.659 | 0.085 | 148.9294 | 12.659 | 0.085 | 148.9294 | 6841 | 12.5 | N | . | . | . | . | . | . | . |  |  | . |  | 3.564 | 0.113 | 148.9294 | 31.5398 | 31.5398 | 773.033 | 773.033 | 11.3% | 2.7809 | 38.6516 | 5.5618 | 96.6291 | 16.6853 | 154.6066 | 27.8088 | 193.2583 | 41.7132 | 154.6066 | 55.6176 | 77.3033 | 83.4264 | 34.7865 | 111.2352 | 23.191 | 107.4856 | 537.4282 | 2579.6551 | 5374.2816 | 6449.1379 | 4299.4252 | 2902.112 | 2579.6551
2021 | 5394 | Dubois Rural Electric Coop Inc | IN | Cooperative | . | . | . | . | . | . | . | . | . | . | . |  | 51 | 0.6 | 85 | 49 | 0.6 | 81.6667 | 14164 | N | L | 12.5 | Y | 2 | 0 | 81.6667 |  |  | 0 | 0 | 0% |  | 0 |  | 0 |  | 1: 0; 3: 0; 5: 0; 7: 0 | 0 |  | 0
2021 | 5399 | Duck River Elec Member Corp | TN | Cooperative | 464.47 | 2.06 | 225.4709 | 131.72 | 1.59 | 82.8428 | 461.269 | 1.997 | 230.981 | 79465 | 26 | N | . | . | . | . | . | . | . |  |  | . |  | 332.75 | 0.47 | 82.8428 | 707.9787 | 707.9787 | 37348.55 | 37348.55 | 47% | 62.4228 | 1867.4275 | 124.8456 | 4668.5688 | 374.5369 | 7469.71 | 624.2281 | 9337.1375 | 936.3422 | 7469.71 | 1248.4562 | 3734.855 | 1872.6844 | 1680.6847 | 2496.9125 | 1120.4565 | 116570.0753 | 582850.3766 | 2797681.8075 | 5828503.7656 | 6994204.5187 | 4662803.0125 | 3147392.0334 | 2797681.8075
2021 | 5416 | Duke Energy Carolinas, LLC | NC | Investor Owned | 259 | 1.252 | 206.869 | 153.58 | 1.104 | 139.1123 | 244.41 | 1.136 | 215.1497 | 2088852 | 44 | Y | . | . | . | . | . | . | . |  |  | . |  | 105.42 | 0.148 | 139.1123 | 712.2973 | 712.2973 | 309150.096 | 309150.096 | 14.8% | 62.8036 | 15457.5048 | 125.6072 | 38643.762 | 376.8215 | 61830.0192 | 628.0358 | 77287.524 | 942.0537 | 61830.0192 | 1256.0716 | 30915.0096 | 1884.1075 | 13911.7543 | 2512.1433 | 9274.5029 | 970786.6767 | 4853933.3837 | 23298880.2417 | 48539333.8369 | 58247200.6043 | 38831467.0695 | 26211240.2719 | 23298880.2417
2021 | 5416 | Duke Energy Carolinas, LLC | SC | Investor Owned | 156.52 | 1.147 | 136.4603 | 147.82 | 1.092 | 135.3663 | 143.44 | 1.013 | 141.5992 | 624162 | 24 | Y | . | . | . | . | . | . | . |  |  | . |  | 8.7 | 0.055 | 135.3663 | 158.1818 | 158.1818 | 34328.91 | 34328.91 | 5.5% | 13.947 | 1716.4455 | 27.8939 | 4291.1138 | 83.6818 | 6865.782 | 139.4696 | 8582.2275 | 209.2045 | 6865.782 | 278.9393 | 3432.891 | 418.4089 | 1544.801 | 557.8786 | 1029.8673 | 23939.2038 | 119696.0191 | 574540.8917 | 1196960.191 | 1436352.2292 | 957568.1528 | 646358.5032 | 574540.8917
2021 | 5417 | Dunn County Electric Coop | WI | Cooperative | 123.67 | 0.92 | 134.4239 | 76.45 | 0.626 | 122.1246 | 123.19 | 0.88 | 139.9886 | 10269 | 7.2 | Y | . | . | . | . | . | . | . |  |  | . |  | 47.22 | 0.294 | 122.1246 | 160.6122 | 160.6122 | 3019.086 | 3019.086 | 29.4% | 14.1613 | 150.9543 | 28.3225 | 377.3857 | 84.9675 | 603.8172 | 141.6126 | 754.7715 | 212.4188 | 603.8172 | 283.2251 | 301.9086 | 424.8377 | 135.8589 | 566.4502 | 90.5726 | 2137.7025 | 10688.5124 | 51304.8596 | 106885.1242 | 128262.149 | 85508.0993 | 57717.9671 | 51304.8596
2021 | 5480 | Town of Danvers | MA | Municipal | . | . | . | . | . | . | . | . | . | . | . |  | 45.5 | 0.5 | 91 | 45.5 | 0.5 | 91 | 13359 | Y | F | 22.9 | N | 0 | 0 | 91 |  |  | 0 | 0 | 0% |  | 0 |  | 0 |  | 1: 0; 3: 0; 5: 0; 7: 0 | 0 |  | 0
2021 | 5574 | East Central Energy | MN | Cooperative | 64.8 | 0.755 | 85.8278 | 46.5 | 0.6 | 77.5 | 59.5 | 0.647 | 91.9629 | 63311 | 14.4 | Y | . | . | . | . | . | . | . |  |  | . |  | 18.3 | 0.155 | 77.5 | 118.0645 | 118.0645 | 9813.205 | 9813.205 | 15.5% | 10.4098 | 490.6603 | 20.8196 | 1226.6506 | 62.4588 | 1962.641 | 104.098 | 2453.3012 | 156.147 | 1962.641 | 208.1961 | 981.3205 | 312.2941 | 441.5942 | 416.3921 | 294.3961 | 5107.6766 | 25538.3828 | 122584.2375 | 255383.8281 | 306460.5937 | 204307.0625 | 137907.2672 | 122584.2375
2021 | 5578 | East Mississippi Elec Pwr Assn | MS | Cooperative | 57.8 | 3.4 | 17 | 3.39 | 1.53 | 2.2157 | 56.5 | 3.22 | 17.5466 | 12791 | 25 | Y | . | . | . | . | . | . | . |  |  | . |  | 54.41 | 1.87 | 2.2157 | 29.0963 | 54.41 | 23919.17 | 12791 | 100% | 4.7974 | 639.55 | 9.5947 | 1598.875 | 28.7841 | 2558.2 | 47.9735 | 3197.75 | 71.9603 | 2558.2 | 95.9471 | 1279.1 | 143.9206 | 575.595 | 191.8942 | 383.73 | 3068.1483 | 15340.7416 | 73635.5596 | 153407.4159 | 184088.899 | 122725.9327 | 82840.0046 | 73635.5596
2021 | 5585 | Eastern Illinois Elec Coop | IL | Cooperative | 303.8 | 2.37 | 128.1857 | 130.9 | 1.25 | 104.72 | 265.6 | 1.96 | 135.5102 | 13515 | 7.2 | Y | . | . | . | . | . | . | . |  |  | . |  | 172.9 | 1.12 | 104.72 | 154.375 | 172.9 | 15136.8 | 13515 | 100% | 15.2447 | 675.75 | 30.4893 | 1689.375 | 91.468 | 2703 | 152.4467 | 3378.75 | 228.6701 | 2703 | 304.8935 | 1351.5 | 457.3402 | 608.175 | 609.7869 | 405.45 | 10301.5878 | 51507.939 | 247238.1073 | 515079.3902 | 618095.2682 | 412063.5121 | 278142.8707 | 247238.1073
2021 | 5588 | East-Central Iowa Rural Elec Coop | IA | Cooperative | 103.36 | 1.3 | 79.5077 | 87.81 | 1.1 | 79.8273 | . | . | . | 8926 | 12.5 | Y | . | . | . | . | . | . | . |  |  | . |  | 15.55 | 0.2 | 79.8273 | 77.75 | 77.75 | 1785.2 | 1785.2 | 20% | 6.8553 | 89.26 | 13.7105 | 223.15 | 41.1315 | 357.04 | 68.5525 | 446.3 | 102.8288 | 357.04 | 137.1051 | 178.52 | 205.6576 | 80.334 | 274.2101 | 53.556 | 611.8999 | 3059.4996 | 14685.5982 | 30594.9963 | 36713.9956 | 24475.9971 | 16521.298 | 14685.5982
2021 | 5598 | East Central Oklahoma Elec Coop Inc | OK | Cooperative | 219.678 | 0.258 | 851.4651 | 219.678 | 0.258 | 851.4651 | 208.08 | 0.256 | 812.8125 | 35571 | 25 | Y | . | . | . | . | . | . | . |  |  | . |  | 0 | 0 | 851.4651 |  |  | 0 | 0 | 0% |  | 0 |  | 0 |  | 1: 0; 3: 0; 5: 0; 7: 0 | 0 |  | 0
2021 | 5605 | Eastern Iowa Light & Power Coop | IA | Cooperative | 127 | 1.31 | 96.9466 | 106 | 1.22 | 86.8852 | 108 | 1.12 | 96.4286 | 23921 | 7.2 | Y | . | . | . | . | . | . | . |  |  | . |  | 21 | 0.09 | 86.8852 | 233.3333 | 233.3333 | 2152.89 | 2152.89 | 9% | 20.5731 | 107.6445 | 41.1462 | 269.1112 | 123.4386 | 430.578 | 205.7311 | 538.2225 | 308.5966 | 430.578 | 411.4622 | 215.289 | 617.1932 | 96.8801 | 822.9243 | 64.5867 | 2214.5819 | 11072.9096 | 53149.9662 | 110729.0963 | 132874.9155 | 88583.277 | 59793.712 | 53149.9662
2021 | 5609 | Eastern Maine Electric Coop | ME | Cooperative | 498.6 | 5.107 | 97.6307 | 498.6 | 5.107 | 97.6307 | 268.69 | 1.57 | 171.1401 | 12822 | 25 | Y | . | . | . | . | . | . | . |  |  | . |  | 0 | 0 | 97.6307 |  |  | 0 | 0 | 0% |  | 0 |  | 0 |  | 1: 0; 3: 0; 5: 0; 7: 0 | 0 |  | 0
2021 | 5625 | Easton Utilities Comm | MD | Municipal | . | . | . | . | . | . | . | . | . | . | . |  | 14.98 | 0.25 | 59.92 | . | . | . | 10833 | Y | F | 25 | N | [6 empty] | 10833 | 100% |  | 541.65 |  | 1354.125 |  | 1: 2166.6; 3: 2708.25; 5: 2166.6; 7: 1083.3 | 487.485 |  | 324.99
2021 | 5644 | Edisto Electric Coop, Inc | SC | Cooperative | 180.218 | . | . | 180.218 | . | . | 176.81 | . | . | 20699 | 14.4 | N | . | . | . | . | . | . | . |  |  | . |  | 0 |  |  |  | 0 |  | 20699 | 100% | 0 | 1034.95 | 0 | 2587.375 | 0 | 4139.8 | 0 | 5174.75 | 0 | 4139.8 | 0 | 2069.9 | 0 | 931.455 | 0 | 620.97 | 0 | 0 | 0 | 0 | 0 | 0 | 0 | 0
2021 | 5656 | Edgecombe-Martin County E M C | NC | Cooperative | 96.239 | 0.943 | 102.0562 | 96.239 | 0.943 | 102.0562 | 96.239 | 0.943 | 102.0562 | 11525 | 25 | Y | . | . | . | . | . | . | . |  |  | . |  | 0 | 0 | 102.0562 |  |  | 0 | 0 | 0% |  | 0 |  | 0 |  | 1: 0; 3: 0; 5: 0; 7: 0 | 0 |  | 0
2021 | 5661 | City of Edmond - (OK) | OK | Municipal | 102.393 | 1.743 | 58.7453 | 43.951 | 1.066 | 41.2298 | 43.951 | 1.066 | 41.2298 | 42095 | 12.4 | Y | . | . | . | . | . | . | . |  |  | . |  | 58.442 | 0.677 | 41.2298 | 86.325 | 86.325 | 28498.315 | 28498.315 | 67.7% | 7.6113 | 1424.9157 | 15.2226 | 3562.2894 | 45.6679 | 5699.663 | 76.1131 | 7124.5787 | 114.1697 | 5699.663 | 152.2262 | 2849.8315 | 228.3394 | 1282.4242 | 304.4525 | 854.9494 | 10845.4783 | 54227.3914 | 260291.4787 | 542273.914 | 650728.6968 | 433819.1312 | 292827.9136 | 260291.4787
2021 | 5701 | El Paso Electric Co | NM | Investor Owned | 192.822 | 1.294 | 149.0124 | 156.237 | 1.159 | 134.8033 | 182.111 | 1.241 | 146.7454 | 104176 | 23.9 | Y | . | . | . | . | . | . | . |  |  | . |  | 36.585 | 0.135 | 134.8033 | 271 | 271 | 14063.76 | 14063.76 | 13.5% | 23.8942 | 703.188 | 47.7884 | 1757.97 | 143.3652 | 2812.752 | 238.942 | 3515.94 | 358.4129 | 2812.752 | 477.8839 | 1406.376 | 716.8259 | 632.8692 | 955.7678 | 421.9128 | 16802.1115 | 84010.5575 | 403250.6761 | 840105.5753 | 1008126.6904 | 672084.4602 | 453657.0107 | 403250.6761
2021 | 5701 | El Paso Electric Co | TX | Investor Owned | 155.864 | 1.119 | 139.2886 | 145.306 | 1.057 | 137.4702 | 133.581 | 0.916 | 145.8308 | 334112 | 23.9 | Y | . | . | . | . | . | . | . |  |  | . |  | 10.558 | 0.062 | 137.4702 | 170.2903 | 170.2903 | 20714.944 | 20714.944 | 6.2% | 15.0146 | 1035.7472 | 30.0292 | 2589.368 | 90.0875 | 4142.9888 | 150.1458 | 5178.736 | 225.2186 | 4142.9888 | 300.2915 | 2071.4944 | 450.4373 | 932.1725 | 600.5831 | 621.4483 | 15551.3056 | 77756.5282 | 373231.3354 | 777565.282 | 933078.3384 | 622052.2256 | 419885.2523 | 373231.3354
2021 | 5773 | City of Elk River | MN | Municipal | 49.261 | 0.39 | 126.3103 | 49.261 | 0.39 | 126.3103 | 49.261 | 0.39 | 126.3103 | 12789 | 12.5 | N | . | . | . | . | . | . | . |  |  | . |  | 0 | 0 | 126.3103 |  |  | 0 | 0 | 0% |  | 0 |  | 0 |  | 1: 0; 3: 0; 5: 0; 7: 0 | 0 |  | 0
2021 | 5780 | Elkhorn Rural Public Pwr Dist | NE | Political Subdivision | . | . | . | . | . | . | . | . | . | . | . |  | 152.14 | 1.91 | 79.6544 | 60.39 | 0.94 | 64.2447 | 9919 | N | F | 12.5 | N | 91.75 | 0.97 | 64.2447 | 94.5876 | 94.5876 | 9621.43 | 9621.43 | 97% | 8.3398 | 481.0715 | 16.6797 | 1202.6788 | 50.039 | 1924.286 | 83.3984 | 2405.3575 | 125.0975 | 1924.286 | 166.7967 | 962.143 | 250.1951 | 432.9644 | 333.5934 | 288.6429 | 4012.0569 | 20060.2847 | 96289.3666 | 200602.8472 | 240723.4166 | 160482.2777 | 108325.5375 | 96289.3666
2021 | 5862 | Empire Electric Assn, Inc | CO | Cooperative | 225.15 | 1.55 | 145.2581 | 225.15 | 1.55 | 145.2581 | . | . | . | 16151 | 44 | Y | . | . | . | . | . | . | . |  |  | . |  | 0 | 0 | 145.2581 |  |  | 0 | 0 | 0% |  | 0 |  | 0 |  | 1: 0; 3: 0; 5: 0; 7: 0 | 0 |  | 0
2021 | 5905 | Excelsior Electric Member Corp | GA | Cooperative | . | . | . | . | . | . | . | . | . | . | . |  | 123.55 | . | . | 123.55 | . | . | 23853 | N | O | 24.9 | Y | 0 |  |  |  | 0 |  | 23853 | 100% | 0 | 1192.65 | 0 | 2981.625 | 0 | 4770.6 | 0 | 5963.25 | 0 | 4770.6 | 0 | 2385.3 | 0 | 1073.385 | 0 | 715.59 | 0 | 0 | 0 | 0 | 0 | 0 | 0 | 0
2021 | 5929 | Fairfield Electric Coop, Inc | SC | Cooperative | . | . | . | . | . | . | . | . | . | . | . |  | 121.76 | 2.1 | 57.981 | 108.17 | 1.4 | 77.2643 | 30704 | N | L | 25 | Y | 13.59 | 0.7 | 77.2643 | 19.4143 | 19.4143 | 21492.8 | 21492.8 | 70% | 1.7118 | 1074.64 | 3.4235 | 2686.6 | 10.2706 | 4298.56 | 17.1177 | 5373.2 | 25.6765 | 4298.56 | 34.2353 | 2149.28 | 51.353 | 967.176 | 68.4707 | 644.784 | 1839.5328 | 9197.6641 | 44148.7875 | 91976.6407 | 110371.9688 | 73581.3126 | 49667.386 | 44148.7875
2021 | 5930 | Village of Fairport - (NY) | NY | Municipal | 128.49 | 0.67 | 191.7761 | 17.986 | 0.19 | 94.6632 | . | . | . | 17658 | 12.5 | N | . | . | . | . | . | . | . |  |  | . |  | 110.504 | 0.48 | 94.6632 | 230.2167 | 230.2167 | 8475.84 | 8475.84 | 48% | 20.2983 | 423.792 | 40.5966 | 1059.48 | 121.7899 | 1695.168 | 202.9831 | 2118.96 | 304.4747 | 1695.168 | 405.9662 | 847.584 | 608.9493 | 381.4128 | 811.9324 | 254.2752 | 8602.2614 | 43011.3071 | 206454.2741 | 430113.071 | 516135.6852 | 344090.4568 | 232261.0583 | 206454.2741
2021 | 5961 | Town of Erwin - (TN) | TN | Municipal | . | . | . | . | . | . | . | . | . | . | . |  | 62.1 | 1.68 | 36.9643 | 62.1 | 1.68 | 36.9643 | 8946 | N | L | 12.5 | Y | 0 | 0 | 36.9643 |  |  | 0 | 0 | 0% |  | 0 |  | 0 |  | 1: 0; 3: 0; 5: 0; 7: 0 | 0 |  | 0
2021 | 6022 | City of Eugene - (OR) | OR | Municipal | 46.07 | 0.33 | 139.6061 | 46.07 | 0.33 | 139.6061 | 46.07 | 0.33 | 139.6061 | 96147 | 12.5 | Y | . | . | . | . | . | . | . |  |  | . |  | 0 | 0 | 139.6061 |  |  | 0 | 0 | 0% |  | 0 |  | 0 |  | 1: 0; 3: 0; 5: 0; 7: 0 | 0 |  | 0
2021 | 6169 | Fall River Rural Elec Coop Inc | ID | Cooperative | 168.343 | 1.327 | 126.8598 | 137.398 | 1.048 | 131.105 | 140.865 | 1.188 | 118.5732 | 16155 | 12 | Y | . | . | . | . | . | . | . |  |  | . |  | 30.945 | 0.279 | 131.105 | 110.914 | 110.914 | 4507.245 | 4507.245 | 27.9% | 9.7793 | 225.3622 | 19.5587 | 563.4056 | 58.676 | 901.449 | 97.7934 | 1126.8112 | 146.6901 | 901.449 | 195.5867 | 450.7245 | 293.3801 | 202.826 | 391.1735 | 135.2174 | 2203.8934 | 11019.4668 | 52893.4404 | 110194.6675 | 132233.601 | 88155.734 | 59505.1205 | 52893.4404
2021 | 6169 | Fall River Rural Elec Coop Inc | MT | Cooperative | 10.146 | 0.072 | 140.9167 | 3.38 | 0.037 | 91.3514 | 10.146 | 0.072 | 140.9167 | 2025 | 12 | Y | . | . | . | . | . | . | . |  |  | . |  | 6.766 | 0.035 | 91.3514 | 193.3143 | 193.3143 | 70.875 | 70.875 | 3.5% | 17.0446 | 3.5438 | 34.0892 | 8.8594 | 102.2677 | 14.175 | 170.4461 | 17.7188 | 255.6692 | 14.175 | 340.8922 | 7.0875 | 511.3383 | 3.1894 | 681.7844 | 2.1263 | 60.4018 | 302.0092 | 1449.6441 | 3020.0918 | 3624.1102 | 2416.0735 | 1630.8496 | 1449.6441
2021 | 6169 | Fall River Rural Elec Coop Inc | WY | Cooperative | 34.22 | 0.44 | 77.7727 | 31.47 | 0.42 | 74.9286 | 34.2 | 0.44 | 77.7273 | 376 | 12 | Y | . | . | . | . | . | . | . |  |  | . |  | 2.75 | 0.02 | 74.9286 | 137.5 | 137.5 | 7.52 | 7.52 | 2% | 12.1234 | 0.376 | 24.2469 | 0.94 | 72.7406 | 1.504 | 121.2344 | 1.88 | 181.8516 | 1.504 | 242.4688 | 0.752 | 363.7032 | 0.3384 | 484.9375 | 0.2256 | 4.5584 | 22.7921 | 109.4019 | 227.9206 | 273.5048 | 182.3365 | 123.0771 | 109.4019
2021 | 6181 | Farmers Electric Coop, Inc - (MO) | MO | Cooperative | . | . | . | . | . | . | . | . | . | . | . |  | 194.84 | 1 | 194.84 | 79.11 | 0.73 | 108.3699 | 13398 | N | O | 13.2 | N | 115.73 | 0.27 | 108.3699 | 428.6296 | 428.6296 | 3617.46 | 3617.46 | 27% | 37.7925 | 180.873 | 75.5849 | 452.1825 | 226.7548 | 723.492 | 377.9247 | 904.365 | 566.8871 | 723.492 | 755.8495 | 361.746 | 1133.7742 | 162.7857 | 1511.6989 | 108.5238 | 6835.6379 | 34178.1897 | 164055.3106 | 341781.8971 | 410138.2766 | 273425.5177 | 184562.2245 | 164055.3106
2021 | 6182 | Farmers Electric Coop, Inc - (TX) | TX | Cooperative | 791.346 | 46.069 | 17.1774 | 51.659 | 0.862 | 59.9292 | 56.287 | 0.917 | 61.3817 | 72833 | 24.9 | Y | . | . | . | . | . | . | . |  |  | . |  | 739.687 | 45.207 | 59.9292 | 16.3622 | 739.687 | 3292561.431 | 72833 | 100% | 65.2185 | 3641.65 | 130.4371 | 9104.125 | 391.3113 | 14566.6 | 652.1855 | 18208.25 | 978.2782 | 14566.6 | 1304.3709 | 7283.3 | 1956.5564 | 3277.485 | 2608.7418 | 2184.99 | 237503.1151 | 1187515.5754 | 5700074.762 | 11875155.7541 | 14250186.9049 | 9500124.6033 | 6412584.1072 | 5700074.762
2021 | 6194 | Farmers Rural Electric Coop Corp - (KY) | KY | Cooperative | 151.498 | 1.174 | 129.0443 | 99.899 | 0.935 | 106.8439 | 151.498 | 1.174 | 129.0443 | 25107 | 68.9 | N | . | . | . | . | . | . | . |  |  | . |  | 51.599 | 0.239 | 106.8439 | 215.8954 | 215.8954 | 6000.573 | 6000.573 | 23.9% | 19.0356 | 300.0287 | 38.0712 | 750.0716 | 114.2136 | 1200.1146 | 190.356 | 1500.1433 | 285.534 | 1200.1146 | 380.7119 | 600.0573 | 571.0679 | 270.0258 | 761.4239 | 180.0172 | 5711.2245 | 28556.1225 | 137069.3882 | 285561.2255 | 342673.4706 | 228448.9804 | 154203.0618 | 137069.3882
2021 | 6198 | Farmers Electric Coop, Inc - (NM) | NM | Cooperative | . | . | . | . | . | . | . | . | . | . | . |  | 296 | 1.917 | 154.4079 | 165 | 1.676 | 98.4487 | 13507 | N | F | . | N | 131 | 0.241 | 98.4487 | 543.5685 | 543.5685 | 3255.187 | 3255.187 | 24.1% | 47.9267 | 162.7594 | 95.8534 | 406.8984 | 287.5601 | 651.0374 | 479.2668 | 813.7967 | 718.9002 | 651.0374 | 958.5337 | 325.5187 | 1437.8005 | 146.4834 | 1917.0673 | 97.6556 | 7800.5158 | 39002.579 | 187212.3791 | 390025.7899 | 468030.9478 | 312020.6319 | 210613.9265 | 187212.3791
2021 | 6204 | City of Farmington - (NM) | NM | Municipal | 125.009 | 1.147 | 108.9878 | . | . | . | . | . | . | 45057 | 13.8 | Y | . | . | . | . | . | . | . |  |  | . | [7 empty] | 45057 | 100% |  | 2252.85 |  | 5632.125 |  | 1: 9011.4; 3: 11264.25; 5: 9011.4; 7: 4505.7 | 2027.565 |  | 1351.71
2021 | 6235 | Fayetteville Public Works Commission | NC | Municipal | 107.14 | 1.532 | 69.9347 | 47.68 | 0.651 | 73.2412 | 107.14 | 1.532 | 69.9347 | 86815 | 25 | Y | . | . | . | . | . | . | . |  |  | . |  | 59.46 | 0.881 | 73.2412 | 67.4915 | 67.4915 | 76484.015 | 76484.015 | 88.1% | 5.9508 | 3824.2007 | 11.9015 | 9560.5019 | 35.7045 | 15296.803 | 59.5076 | 19121.0037 | 89.2613 | 15296.803 | 119.0151 | 7648.4015 | 178.5227 | 3441.7807 | 238.0302 | 2294.5204 | 22756.8842 | 113784.421 | 546165.2209 | 1137844.2101 | 1365413.0522 | 910275.3681 | 614435.8735 | 546165.2209
2021 | 6258 | Federated Rural Electric Assn | MN | Cooperative | 120.89 | 0.99 | 122.1111 | 120.89 | 0.99 | 122.1111 | 59.67 | 0.59 | 101.1356 | 6886 | 7.2 | Y | . | . | . | . | . | . | . |  |  | . |  | 0 | 0 | 122.1111 |  |  | 0 | 0 | 0% |  | 0 |  | 0 |  | 1: 0; 3: 0; 5: 0; 7: 0 | 0 |  | 0
2021 | 6342 | First Electric Coop Corp | AR | Cooperative | 156.137 | 1.465 | 106.5782 | 116.763 | 1.301 | 89.7487 | 97.044 | 0.93 | 104.3484 | 97594 | 25 | Y | . | . | . | . | . | . | . |  |  | . |  | 39.374 | 0.164 | 89.7487 | 240.0854 | 240.0854 | 16005.416 | 16005.416 | 16.4% | 21.1684 | 800.2708 | 42.3369 | 2000.677 | 127.0106 | 3201.0832 | 211.6844 | 4001.354 | 317.5266 | 3201.0832 | 423.3688 | 1600.5416 | 635.0531 | 720.2437 | 846.7375 | 480.1625 | 16940.4827 | 84702.4134 | 406571.5845 | 847024.1343 | 1016428.9612 | 677619.3075 | 457393.0325 | 406571.5845
2021 | 6374 | Fitchburg Gas & Elec Light Co | MA | Investor Owned | 218.35 | 2.795 | 78.1216 | 77.1 | 1.271 | 60.6609 | 218.35 | 2.795 | 78.1216 | 30484 | 69 | Y | . | . | . | . | . | . | . |  |  | . |  | 141.25 | 1.524 | 60.6609 | 92.6837 | 141.25 | 46457.616 | 30484 | 100% | 12.4541 | 1524.2 | 24.9082 | 3810.5 | 74.7245 | 6096.8 | 124.5408 | 7621 | 186.8112 | 6096.8 | 249.0816 | 3048.4 | 373.6223 | 1371.78 | 498.1631 | 914.52 | 18982.5055 | 94912.5276 | 455580.1323 | 949125.2755 | 1138950.3306 | 759300.2204 | 512527.6488 | 455580.1323
2021 | 6395 | Flathead Electric Coop Inc | MT | Cooperative | 670.86 | 2.619 | 256.1512 | 164.628 | 1.966 | 83.7375 | 661.352 | 1.955 | 338.2875 | 69430 | 24.9 | N | . | . | . | . | . | . | . |  |  | . |  | 506.232 | 0.653 | 83.7375 | 775.2404 | 775.2404 | 45337.79 | 45337.79 | 65.3% | 68.3533 | 2266.8895 | 136.7066 | 5667.2238 | 410.1198 | 9067.558 | 683.5331 | 11334.4475 | 1025.2996 | 9067.558 | 1367.0661 | 4533.779 | 2050.5992 | 2040.2006 | 2734.1323 | 1360.1337 | 154949.395 | 774746.9749 | 3718785.4794 | 7747469.7487 | 9296963.6985 | 6197975.799 | 4183633.6643 | 3718785.4794
2021 | 6411 | Flint Electric Membership Corp | GA | Cooperative | 408 | 0.96 | 425 | 62 | 0.83 | 74.6988 | 389 | 0.84 | 463.0952 | 90454 | 25 | Y | . | . | . | . | . | . | . |  |  | . |  | 346 | 0.13 | 74.6988 | 2661.5385 | 2661.5385 | 11759.02 | 11759.02 | 13% | 234.6691 | 587.951 | 469.3382 | 1469.8775 | 1408.0145 | 2351.804 | 2346.6908 | 2939.755 | 3520.0362 | 2351.804 | 4693.3816 | 1175.902 | 7040.0723 | 529.1559 | 9386.7631 | 352.7706 | 137973.9192 | 689869.5959 | 3311374.0602 | 6898695.9589 | 8278435.1506 | 5518956.7671 | 3725295.8178 | 3311374.0602
2021 | 6427 | City of Floresville | TX | Municipal | 326.883 | 2.754 | 118.6939 | 148.441 | 1.484 | 100.0276 | 326.883 | 2.754 | 118.6939 | 16807 | 13.8 | Y | . | . | . | . | . | . | . |  |  | . |  | 178.442 | 1.27 | 100.0276 | 140.5055 | 178.442 | 21344.89 | 16807 | 100% | 15.7333 | 840.35 | 31.4666 | 2100.875 | 94.3999 | 3361.4 | 157.3331 | 4201.75 | 235.9997 | 3361.4 | 314.6663 | 1680.7 | 471.9994 | 756.315 | 629.3325 | 504.21 | 13221.4902 | 66107.451 | 317315.7648 | 661074.5101 | 793289.4121 | 528859.6081 | 356980.2354 | 317315.7648
2021 | 6442 | Fleming-Mason Energy Coop Inc | KY | Cooperative | 443.86 | 1.48 | 299.9054 | 157.33 | 1.127 | 139.6007 | 425.14 | 1.303 | 326.2778 | 25310 | 25 | Y | . | . | . | . | . | . | . |  |  | . |  | 286.53 | 0.353 | 139.6007 | 811.6997 | 811.6997 | 8934.43 | 8934.43 | 35.3% | 71.5679 | 446.7215 | 143.1359 | 1116.8038 | 429.4076 | 1786.886 | 715.6794 | 2233.6075 | 1073.5191 | 1786.886 | 1431.3588 | 893.443 | 2147.0382 | 402.0494 | 2862.7176 | 268.0329 | 31970.9374 | 159854.687 | 767302.4976 | 1598546.8699 | 1918256.2439 | 1278837.496 | 863215.3098 | 767302.4976
2021 | 6443 | Florida Keys El Coop Assn, Inc | FL | Cooperative | 84.056 | 1.033 | 81.3708 | 30.482 | 0.574 | 53.1045 | 84.056 | 1.033 | 81.3708 | 33150 | 25 | Y | . | . | . | . | . | . | . |  |  | . |  | 53.574 | 0.459 | 53.1045 | 116.719 | 116.719 | 15215.85 | 15215.85 | 45.9% | 10.2912 | 760.7925 | 20.5823 | 1901.9813 | 61.747 | 3043.17 | 102.9116 | 3803.9625 | 154.3675 | 3043.17 | 205.8233 | 1521.585 | 308.7349 | 684.7133 | 411.6466 | 456.4755 | 7829.4406 | 39147.2028 | 187906.5734 | 391472.0279 | 469766.4335 | 313177.6223 | 211394.8951 | 187906.5734
2021 | 6452 | Florida Power & Light Co | FL | Investor Owned | 54.7 | 0.58 | 94.3103 | 44.85 | 0.51 | 87.9412 | 54.7 | 0.58 | 94.3103 | 5241308 | 23 | Y | . | . | . | . | . | . | . |  |  | . |  | 9.85 | 0.07 | 87.9412 | 140.7143 | 140.7143 | 366891.56 | 366891.56 | 7% | 12.4068 | 18344.578 | 24.8137 | 45861.445 | 74.4411 | 73378.312 | 124.0684 | 91722.89 | 186.1027 | 73378.312 | 248.1369 | 36689.156 | 372.2053 | 16510.1202 | 496.2737 | 11006.7468 | 227598.3121 | 1137991.5606 | 5462359.491 | 11379915.6062 | 13655898.7274 | 9103932.4849 | 6145154.4273 | 5462359.491
2021 | 6457 | Florida Public Utilities Co | FL | Investor Owned | . | . | . | . | . | . | . | . | . | . | . |  | 416.3 | 1.96 | 212.398 | 136.53 | 1.36 | 100.3897 | 29739 | N | L | 12.5 | N | 279.77 | 0.6 | 100.3897 | 466.2833 | 466.2833 | 17843.4 | 17843.4 | 60% | 41.1124 | 892.17 | 82.2248 | 2230.425 | 246.6745 | 3568.68 | 411.1242 | 4460.85 | 616.6863 | 3568.68 | 822.2483 | 1784.34 | 1233.3725 | 802.953 | 1644.4967 | 535.302 | 36679.2654 | 183396.3269 | 880302.3691 | 1833963.2689 | 2200755.9227 | 1467170.6151 | 990340.1652 | 880302.3691
2021 | 6491 | Foley Board of Utilities | AL | Municipal | 51.319 | 0.892 | 57.5325 | 44.912 | 0.848 | 52.9623 | 50.494 | 0.828 | 60.9831 | 51927 | 12.4 | Y | . | . | . | . | . | . | . |  |  | . |  | 6.407 | 0.044 | 52.9623 | 145.6136 | 145.6136 | 2284.788 | 2284.788 | 4.4% | 12.8388 | 114.2394 | 25.6776 | 285.5985 | 77.0329 | 456.9576 | 128.3882 | 571.197 | 192.5823 | 456.9576 | 256.7764 | 228.4788 | 385.1647 | 102.8155 | 513.5529 | 68.5436 | 1466.6993 | 7333.4965 | 35200.783 | 73334.9645 | 88001.9574 | 58667.9716 | 39600.8808 | 35200.783
2021 | 6582 | City of Forest Grove | OR | Municipal | . | . | . | . | . | . | . | . | . | . | . |  | 18.6 | 0.364 | 51.0989 | . | . | . | 10586 | N | L | 12.5 | N | [6 empty] | 10586 | 100% |  | 529.3 |  | 1323.25 |  | 1: 2117.2; 3: 2646.5; 5: 2117.2; 7: 1058.6 | 476.37 |  | 317.58
2021 | 6604 | City of Fort Collins - (CO) | CO | Municipal | . | . | . | . | . | . | . | . | . | . | . |  | 18.39 | 0.32 | 57.4688 | 18.39 | 0.32 | 57.4688 | 77682 | N | L | 13.8 | N | 0 | 0 | 57.4688 |  |  | 0 | 0 | 0% |  | 0 |  | 0 |  | 1: 0; 3: 0; 5: 0; 7: 0 | 0 |  | 0
2021 | 6616 | Fort Pierce Utilities Authority | FL | Municipal | . | . | . | . | . | . | . | . | . | . | . |  | 66.7 | 1.13 | 59.0265 | 66.7 | 1.13 | 59.0265 | 28868 | Y | L | 15 | Y | 0 | 0 | 59.0265 |  |  | 0 | 0 | 0% |  | 0 |  | 0 |  | 1: 0; 3: 0; 5: 0; 7: 0 | 0 |  | 0
2021 | 6640 | Four County Elec Member Corp | NC | Cooperative | . | . | . | . | . | . | . | . | . | . | . |  | 61.85 | . | . | 61.85 | . | . | 33603 | Y | L | 7.2 | Y | 0 |  |  |  | 0 |  | 33603 | 100% | 0 | 1680.15 | 0 | 4200.375 | 0 | 6720.6 | 0 | 8400.75 | 0 | 6720.6 | 0 | 3360.3 | 0 | 1512.135 | 0 | 1008.09 | 0 | 0 | 0 | 0 | 0 | 0 | 0 | 0
2021 | 6641 | 4-County Electric Power Assn | MS | Cooperative | 508.5 | 2 | 254.25 | 111.2 | 1.31 | 84.8855 | 484.38 | 1.7 | 284.9294 | 49050 | 12.5 | Y | . | . | . | . | . | . | . |  |  | . |  | 397.3 | 0.69 | 84.8855 | 575.7971 | 575.7971 | 33844.5 | 33844.5 | 69% | 50.7683 | 1692.225 | 101.5366 | 4230.5625 | 304.6098 | 6768.9 | 507.683 | 8461.125 | 761.5245 | 6768.9 | 1015.3659 | 3384.45 | 1523.0489 | 1523.0025 | 2030.7319 | 1015.335 | 85911.3813 | 429556.9067 | 2061873.1521 | 4295569.0669 | 5154682.8802 | 3436455.2535 | 2319607.2961 | 2061873.1521
2021 | 6708 | City of Frankfort - (KY) | KY | Municipal | 25.19 | 0.263 | 95.7795 | 9.872 | 0.131 | 75.3588 | 25.19 | 0.263 | 95.7795 | 21555 | 13.8 | N | . | . | . | . | . | . | . |  |  | . |  | 15.318 | 0.132 | 75.3588 | 116.0455 | 116.0455 | 2845.26 | 2845.26 | 13.2% | 10.2318 | 142.263 | 20.4636 | 355.6575 | 61.3907 | 569.052 | 102.3178 | 711.315 | 153.4767 | 569.052 | 204.6356 | 284.526 | 306.9534 | 128.0367 | 409.2713 | 85.3578 | 1455.6039 | 7278.0196 | 34934.4942 | 72780.1962 | 87336.2354 | 58224.1569 | 39301.3059 | 34934.4942
2021 | 6709 | Easley Combined Utility System | SC | Municipal | 76.25 | 1.36 | 56.0662 | 76.25 | 1.36 | 56.0662 | 76.25 | 1.36 | 56.0662 | 15654 | 12.5 | Y | . | . | . | . | . | . | . |  |  | . |  | 0 | 0 | 56.0662 |  |  | 0 | 0 | 0% |  | 0 |  | 0 |  | 1: 0; 3: 0; 5: 0; 7: 0 | 0 |  | 0
2021 | 6716 | PUD No 1 of Franklin County | WA | Political Subdivision | . | . | . | . | . | . | . | . | . | . | . |  | 51.9 | 0.36 | 144.1667 | 51.9 | 0.36 | 144.1667 | 34031 | N | F | 12.5 | Y | 0 | 0 | 144.1667 |  |  | 0 | 0 | 0% |  | 0 |  | 0 |  | 1: 0; 3: 0; 5: 0; 7: 0 | 0 |  | 0
2021 | 6775 | Village of Freeport - (NY) | NY | Municipal | 33.7 | 1.31 | 25.7252 | 18.77 | 1.2 | 15.6417 | . | . | . | 14613 | 13.8 | N | . | . | . | . | . | . | . |  |  | . |  | 14.93 | 0.11 | 15.6417 | 135.7273 | 135.7273 | 1607.43 | 1607.43 | 11% | 11.9671 | 80.3715 | 23.9343 | 200.9288 | 71.8028 | 321.486 | 119.6714 | 401.8575 | 179.507 | 321.486 | 239.3427 | 160.743 | 359.0141 | 72.3344 | 478.6855 | 48.2229 | 961.8167 | 4809.0835 | 23083.601 | 48090.8354 | 57709.0025 | 38472.6683 | 25969.0511 | 23083.601
2021 | 6779 | City of Fremont - (NE) | NE | Municipal | 164.336 | 1.289 | 127.4911 | 19.489 | 0.226 | 86.2345 | 164.336 | 1.289 | 127.4911 | 15202 | 15 | N | . | . | . | . | . | . | . |  |  | . |  | 144.847 | 1.063 | 86.2345 | 136.2625 | 144.847 | 16159.726 | 15202 | 100% | 12.7712 | 760.1 | 25.5425 | 1900.25 | 76.6274 | 3040.4 | 127.7123 | 3800.5 | 191.5684 | 3040.4 | 255.4245 | 1520.2 | 383.1368 | 684.09 | 510.8491 | 456.06 | 9707.4097 | 48537.0484 | 232977.8321 | 485370.4836 | 582444.5803 | 388296.3869 | 262100.0612 | 232977.8321
2021 | 6782 | Freeborn Mower Electric Cooperative | MN | Cooperative | 155.1 | 1.101 | 140.8719 | 75.6 | 0.734 | 102.9973 | 141.9 | 0.936 | 151.6026 | 21113 | 25 | Y | . | . | . | . | . | . | . |  |  | . |  | 79.5 | 0.367 | 102.9973 | 216.6213 | 216.6213 | 7748.471 | 7748.471 | 36.7% | 19.0996 | 387.4235 | 38.1992 | 968.5589 | 114.5976 | 1549.6942 | 190.996 | 1937.1177 | 286.4939 | 1549.6942 | 381.9919 | 774.8471 | 572.9879 | 348.6812 | 763.9838 | 232.4541 | 7399.6334 | 36998.1668 | 177591.2006 | 369981.6679 | 443978.0015 | 295985.3343 | 199790.1007 | 177591.2006
2021 | 6784 | French Broad Elec Member Corp | NC | Cooperative | . | . | . | . | . | . | . | . | . | . | . |  | 143.51 | 1.02 | 140.6961 | . | . | . | 39680 | N | L | 14.4 | N | [6 empty] | 39680 | 100% |  | 1984 |  | 4960 |  | 1: 7936; 3: 9920; 5: 7936; 7: 3968 | 1785.6 |  | 1190.4
2021 | 6894 | City of Gaffney - (SC) | SC | Municipal | . | . | . | . | . | . | . | . | . | . | . |  | 72.392 | 1.048 | 69.0763 | 72.29 | 1.047 | 69.0449 | 7382 | N | O | 25 | Y | 0.102 | 0.001 | 69.0449 | 102 | 102 | 7.382 | 7.382 | 0.1% | 8.9934 | 0.3691 | 17.9868 | 0.92275 | 53.9603 | 1.4764 | 89.9339 | 1.8455 | 134.9008 | 1.4764 | 179.8677 | 0.7382 | 269.8016 | 0.33219 | 359.7355 | 0.22146 | 3.3195 | 16.5973 | 79.667 | 165.973 | 199.1676 | 132.7784 | 89.6254 | 79.667
2021 | 6909 | Gainesville Regional Utilities | FL | Municipal | 78.33 | 1.467 | 53.3947 | 78.33 | 1.467 | 53.3947 | 78.33 | 1.467 | 53.3947 | 100190 | 12.5 | Y | . | . | . | . | . | . | . |  |  | . |  | 0 | 0 | 53.3947 |  |  | 0 | 0 | 0% |  | 0 |  | 0 |  | 1: 0; 3: 0; 5: 0; 7: 0 | 0 |  | 0
2021 | 6923 | City of Gallatin - (TN) | TN | Municipal | . | . | . | . | . | . | . | . | . | . | . |  | 84 | 0.68 | 123.5294 | 37.2 | 0.35 | 106.2857 | 22824 | N | L | 13 | N | 46.8 | 0.33 | 106.2857 | 141.8182 | 141.8182 | 7531.92 | 7531.92 | 33% | 12.5042 | 376.596 | 25.0083 | 941.49 | 75.025 | 1506.384 | 125.0417 | 1882.98 | 187.5626 | 1506.384 | 250.0835 | 753.192 | 375.1252 | 338.9364 | 500.167 | 225.9576 | 4709.0222 | 23545.1109 | 113016.5325 | 235451.1095 | 282541.3314 | 188360.8876 | 127143.5991 | 113016.5325
2021 | 6958 | City of Garland - (TX) | TX | Municipal | . | . | . | . | . | . | . | . | . | . | . |  | 9.5 | 0.2 | 47.5 | 9.5 | 0.2 | 47.5 | 73607 | N | L | 12.5 | Y | 0 | 0 | 47.5 |  |  | 0 | 0 | 0% |  | 0 |  | 0 |  | 1: 0; 3: 0; 5: 0; 7: 0 | 0 |  | 0
2021 | 7027 | City of Gastonia - (NC) | NC | Municipal | . | . | . | . | . | . | . | . | . | . | . |  | 123.49 | 1.303 | 94.7736 | 60.55 | 0.939 | 64.4835 | 30072 | N | L | 12.5 | Y | 62.94 | 0.364 | 64.4835 | 172.9121 | 172.9121 | 10946.208 | 10946.208 | 36.4% | 15.2457 | 547.3104 | 30.4915 | 1368.276 | 91.4744 | 2189.2416 | 152.4574 | 2736.552 | 228.6861 | 2189.2416 | 304.9148 | 1094.6208 | 457.3722 | 492.5794 | 609.8296 | 328.3862 | 8344.1514 | 41720.7571 | 200259.634 | 417207.5709 | 500649.0851 | 333766.0567 | 225292.0883 | 200259.634
2021 | 7090 | GreyStone Power Corporation | GA | Cooperative | 174.54 | 1.698 | 102.7915 | 91.62 | 1.285 | 71.2996 | 171.38 | 1.56 | 109.859 | 138609 | 25 | Y | . | . | . | . | . | . | . |  |  | . |  | 82.92 | 0.413 | 71.2996 | 200.7748 | 200.7748 | 57245.517 | 57245.517 | 41.3% | 17.7024 | 2862.2758 | 35.4048 | 7155.6896 | 106.2145 | 11449.1034 | 177.0241 | 14311.3792 | 265.5361 | 11449.1034 | 354.0482 | 5724.5517 | 531.0723 | 2576.0483 | 708.0963 | 1717.3655 | 50669.1768 | 253345.8842 | 1216060.2442 | 2533458.842 | 3040150.6104 | 2026767.0736 | 1368067.7747 | 1216060.2442
2021 | 7129 | City of Georgetown - (TX) | TX | Municipal | . | . | . | . | . | . | . | . | . | . | . |  | 1556.3 | 7.093 | 219.4135 | 46.579 | 0.547 | 85.1536 | 29984 | N | L | 25 | Y | 1509.721 | 6.546 | 85.1536 | 230.6326 | 1509.721 | 196275.264 | 29984 | 100% | 133.1128 | 1499.2 | 266.2256 | 3748 | 798.6768 | 5996.8 | 1331.128 | 7496 | 1996.692 | 5996.8 | 2662.256 | 2998.4 | 3993.384 | 1349.28 | 5324.512 | 899.52 | 199562.7089 | 997813.5444 | 4789505.0131 | 9978135.4439 | 11973762.5327 | 7982508.3552 | 5388193.1397 | 4789505.0131
2021 | 7140 | Georgia Power Co | GA | Investor Owned | 146.83 | 1.28 | 114.7109 | 141.13 | 1.25 | 112.904 | . | . | . | 2570320 | 38 |  | . | . | . | . | . | . | . |  |  | . |  | 5.7 | 0.03 | 112.904 | 190 | 190 | 77109.6 | 77109.6 | 3% | 16.7524 | 3855.48 | 33.5048 | 9638.7 | 100.5143 | 15421.92 | 167.5239 | 19277.4 | 251.2858 | 15421.92 | 335.0478 | 7710.96 | 502.5716 | 3469.932 | 670.0955 | 2313.288 | 64588.4967 | 322942.4835 | 1550123.9206 | 3229424.8347 | 3875309.8016 | 2583539.8677 | 1743889.4107 | 1550123.9206
2021 | 7222 | City of Gillette - (WY) | WY | Municipal | . | . | . | . | . | . | . | . | . | . | . |  | . | . | . | 1.62 | 0.03 | 54 | 15695 | Y | F | 25 | N |  |  | 54 |  |  |  | 15695 | 100% |  | 784.75 |  | 1961.875 |  | 1: 3139; 3: 3923.75; 5: 3139; 7: 1569.5 | 706.275 |  | 470.85
2021 | 7264 | Glades Electric Coop, Inc | FL | Cooperative | 333.617 | 2.742 | 121.6692 | 302.874 | 2.627 | 115.2927 | 324.617 | 2.502 | 129.743 | 17346 | 24.9 | Y | . | . | . | . | . | . | . |  |  | . |  | 30.743 | 0.115 | 115.2927 | 267.3304 | 267.3304 | 1994.79 | 1994.79 | 11.5% | 23.5706 | 99.7395 | 47.1413 | 249.3487 | 141.4239 | 398.958 | 235.7065 | 498.6975 | 353.5597 | 398.958 | 471.413 | 199.479 | 707.1194 | 89.7656 | 942.8259 | 59.8437 | 2350.9247 | 11754.6233 | 56422.1919 | 117546.2332 | 141055.4799 | 94036.9866 | 63474.9659 | 56422.1919
2021 | 7270 | City of Glasgow - (KY) | KY | Municipal | . | . | . | . | . | . | . | . | . | . | . |  | . | . | . | . | . | . | . |  |  | .
2021 | 7294 | City of Glendale - (CA) | CA | Municipal | . | . | . | . | . | . | . | . | . | . | . |  | 55.868 | 0.747 | 74.7898 | 55.868 | 0.747 | 74.7898 | 88155 | N | F | 12.5 | N | 0 | 0 | 74.7898 |  |  | 0 | 0 | 0% |  | 0 |  | 0 |  | 1: 0; 3: 0; 5: 0; 7: 0 | 0 |  | 0
2021 | 7353 | Golden Valley Elec Assn Inc | AK | Cooperative | 740.4 | 2.98 | 248.4564 | 271.4 | 2.2 | 123.3636 | 684.4 | 1.99 | 343.9196 | 47427 | 34.5 | Y | . | . | . | . | . | . | . |  |  | . |  | 469 | 0.78 | 123.3636 | 601.2821 | 601.2821 | 36993.06 | 36993.06 | 78% | 53.0153 | 1849.653 | 106.0306 | 4624.1325 | 318.0919 | 7398.612 | 530.1532 | 9248.265 | 795.2298 | 7398.612 | 1060.3063 | 3699.306 | 1590.4595 | 1664.6877 | 2120.6127 | 1109.7918 | 98059.9398 | 490299.6988 | 2353438.554 | 4902996.9875 | 5883596.385 | 3922397.59 | 2647618.3733 | 2353438.554
2021 | 7483 | City of Grand Haven - (MI) | MI | Municipal | 165.06 | 1.384 | 119.263 | 22.74 | 0.192 | 118.4375 | 165.06 | 1.384 | 119.263 | 14645 | 13.2 | Y | . | . | . | . | . | . | . |  |  | . |  | 142.32 | 1.192 | 118.4375 | 119.396 | 142.32 | 17456.84 | 14645 | 100% | 12.5484 | 732.25 | 25.0968 | 1830.625 | 75.2905 | 2929 | 125.4842 | 3661.25 | 188.2263 | 2929 | 250.9684 | 1464.5 | 376.4526 | 659.025 | 501.9368 | 439.35 | 9188.5807 | 45942.9037 | 220525.938 | 459429.0375 | 551314.845 | 367543.23 | 248091.6802 | 220525.938
2021 | 7490 | Grand River Dam Authority | OK | State | . | . | . | . | . | . | . | . | . | . | . |  | 57.256 | 0.734 | 78.0054 | 57.256 | 0.734 | 78.0054 | 207 | N | L | 13.8 | N | 0 | 0 | 78.0054 |  |  | 0 | 0 | 0% |  | 0 |  | 0 |  | 1: 0; 3: 0; 5: 0; 7: 0 | 0 |  | 0
2021 | 7558 | Grayson Rural Electric Coop Corp | KY | Cooperative | 11608.4 | 4.64 | 2501.8103 | 358.6 | 2.26 | 158.6726 | 11608.4 | 4.64 | 2501.8103 | 14690 | 12.5 | Y | . | . | . | . | . | . | . |  |  | . |  | 11249.8 | 2.38 | 158.6726 | 4726.8067 | 11249.8 | 34962.2 | 14690 | 100% | 991.9001 | 734.5 | 1983.8001 | 1836.25 | 5951.4004 | 2938 | 9919.0007 | 3672.5 | 14878.5011 | 2938 | 19838.0015 | 1469 | 29757.0022 | 661.05 | 39676.0029 | 440.7 | 728550.604 | 3642753.0198 | 17485214.4952 | 36427530.1984 | 43713036.2381 | 29142024.1587 | 19670866.3071 | 17485214.4952
2021 | 7559 | Grayson-Collin Elec Coop, Inc | TX | Cooperative | . | . | . | . | . | . | . | . | . | . | . |  | 1278.56 | . | . | 1201.44 | . | . | 66810 | N | L | 25 | Y | 77.12 |  |  |  | 77.12 |  | 66810 | 100% | 6.7997 | 3340.5 | 13.5994 | 8351.25 | 40.7982 | 13362 | 67.9971 | 16702.5 | 101.9956 | 13362 | 135.9941 | 6681 | 203.9912 | 3006.45 | 271.9882 | 2004.3 | 22714.4182 | 113572.0911 | 545146.0373 | 1135720.9111 | 1362865.0933 | 908576.7289 | 613289.292 | 545146.0373
2021 | 7601 | Green Mountain Power Corp | VT | Investor Owned | . | . | . | . | . | . | . | . | . | . | . |  | 327.6 | 2.25 | 145.6 | 269.4 | 2.08 | 129.5192 | 270676 | N | F | 34.5 | Y | 58.2 | 0.17 | 129.5192 | 342.3529 | 342.3529 | 46014.92 | 46014.92 | 17% | 30.1854 | 2300.746 | 60.3708 | 5751.865 | 181.1125 | 9202.984 | 301.8542 | 11503.73 | 452.7813 | 9202.984 | 603.7083 | 4601.492 | 905.5625 | 2070.6714 | 1207.4167 | 1380.4476 | 69448.9781 | 347244.8905 | 1666775.4745 | 3472448.9052 | 4166938.6863 | 2777959.1242 | 1875122.4088 | 1666775.4745
2021 | 7625 | City of Greeneville - (TN) | TN | Municipal | 90 | 2 | 45 | 81 | 1 | 81 | 88 | 1 | 88 | 38446 | 13 | Y | . | . | . | . | . | . | . |  |  | . |  | 9 | 1 | 81 | 9 | 9 | 38446 | 38446 | 100% | 0.79353 | 1922.3 | 1.5871 | 4805.75 | 4.7612 | 7689.2 | 7.9353 | 9611.5 | 11.903 | 7689.2 | 15.8707 | 3844.6 | 23.806 | 1730.07 | 31.7414 | 1153.38 | 1525.4107 | 7627.0536 | 36609.8575 | 76270.5364 | 91524.6436 | 61016.4291 | 41186.0896 | 36609.8575
2021 | 7627 | City of Greenfield - (IN) | IN | Municipal | 17.04 | 0.473 | 36.0254 | 17.04 | 0.473 | 36.0254 | 17.04 | 0.473 | 36.0254 | 10000 | 12.5 | Y | . | . | . | . | . | . | . |  |  | . |  | 0 | 0 | 36.0254 |  |  | 0 | 0 | 0% |  | 0 |  | 0 |  | 1: 0; 3: 0; 5: 0; 7: 0 | 0 |  | 0
2021 | 7639 | Greenville Utilities Comm | NC | Municipal | 32.44 | 0.31 | 104.6452 | 22.49 | 0.29 | 77.5517 | 32.44 | 0.31 | 104.6452 | 71578 | 12.5 | N | . | . | . | . | . | . | . |  |  | . |  | 9.95 | 0.02 | 77.5517 | 497.5 | 497.5 | 1431.56 | 1431.56 | 2% | 43.8648 | 71.578 | 87.7296 | 178.945 | 263.1888 | 286.312 | 438.6481 | 357.89 | 657.9721 | 286.312 | 877.2961 | 143.156 | 1315.9442 | 64.4202 | 1754.5922 | 42.9468 | 3139.755 | 15698.7752 | 75354.1208 | 156987.7517 | 188385.302 | 125590.2013 | 84773.3859 | 75354.1208
2021 | 7651 | Greenwood Utilities Comm | MS | Municipal | 18.22 | 0.083 | 219.5181 | . | . | . | . | . | . | 9114 | . | N | . | . | . | . | . | . | . |  |  | . | [7 empty] | 9114 | 100% |  | 455.7 |  | 1139.25 |  | 1: 1822.8; 3: 2278.5; 5: 1822.8; 7: 911.4 | 410.13 |  | 273.42
2021 | 7654 | Greer Commission of Public Wks | SC | Municipal | . | . | . | . | . | . | . | . | . | . | . |  | 37.2 | 0.6 | 62 | . | . | . | 32579 | N | L | 12.5 | Y | [6 empty] | 32579 | 100% |  | 1628.95 |  | 4072.375 |  | 1: 6515.8; 3: 8144.75; 5: 6515.8; 7: 3257.9 | 1466.055 |  | 977.37
2021 | 7752 | Guadalupe Valley Elec Coop Inc | TX | Cooperative | 117.02 | 1.28 | 91.4219 | 84.09 | 1.06 | 79.3302 | 116.93 | 1.05 | 111.3619 | 91490 | 24.9 | Y | . | . | . | . | . | . | . |  |  | . |  | 32.93 | 0.22 | 79.3302 | 149.6818 | 149.6818 | 20127.8 | 20127.8 | 22% | 13.1975 | 1006.39 | 26.395 | 2515.975 | 79.1851 | 4025.56 | 131.9752 | 5031.95 | 197.9627 | 4025.56 | 263.9503 | 2012.78 | 395.9255 | 905.751 | 527.9006 | 603.834 | 13281.8473 | 66409.2366 | 318764.3356 | 664092.3659 | 796910.8391 | 531273.8927 | 358609.8776 | 318764.3356
2021 | 7785 | Gulf Coast Electric Coop, Inc | FL | Cooperative | 1608.5 | 5.202 | 309.208 | 487.362 | 4.289 | 113.6307 | . | . | . | 20632 | 25 | N | . | . | . | . | . | . | . |  |  | . |  | 1121.138 | 0.913 | 113.6307 | 1227.9715 | 1227.9715 | 18837.016 | 18837.016 | 91.3% | 108.2708 | 941.8508 | 216.5416 | 2354.627 | 649.6249 | 3767.4032 | 1082.7082 | 4709.254 | 1624.0623 | 3767.4032 | 2165.4164 | 1883.7016 | 3248.1245 | 847.6657 | 4330.8327 | 565.1105 | 101974.9561 | 509874.7807 | 2447398.9472 | 5098747.8066 | 6118497.3679 | 4078998.2453 | 2753323.8156 | 2447398.9472
2021 | 7801 | Gulf Power Co | FL | Investor Owned | 74.39 | 0.784 | 94.8852 | 40.43 | 0.54 | 74.8704 | 74.39 | 0.784 | 94.8852 | 482102 | 25 | Y | . | . | . | . | . | . | . |  |  | . |  | 33.96 | 0.244 | 74.8704 | 139.1803 | 139.1803 | 117632.888 | 117632.888 | 24.4% | 12.2716 | 5881.6444 | 24.5432 | 14704.111 | 73.6296 | 23526.5776 | 122.7159 | 29408.222 | 184.0739 | 23526.5776 | 245.4319 | 11763.2888 | 368.1478 | 5293.48 | 490.8638 | 3528.9866 | 72177.1517 | 360885.7587 | 1732251.6418 | 3608857.5871 | 4330629.1045 | 2887086.0697 | 1948783.097 | 1732251.6418
2021 | 7887 | Habersham Electric Membership Corp | GA | Cooperative | 157.412 | 1.741 | 90.4147 | 157.412 | 1.741 | 90.4147 | 157.412 | 1.741 | 90.4147 | 35601 | 12.5 | Y | . | . | . | . | . | . | . |  |  | . |  | 0 | 0 | 90.4147 |  |  | 0 | 0 | 0% |  | 0 |  | 0 |  | 1: 0; 3: 0; 5: 0; 7: 0 | 0 |  | 0
2021 | 7891 | Guernsey-Muskingum El Coop Inc | OH | Cooperative | 489.48 | 2.05 | 238.7707 | 489.48 | 2.05 | 238.7707 | 482.11 | 1.97 | 244.7259 | 17108 | 12.5 | N | . | . | . | . | . | . | . |  |  | . |  | 0 | 0 | 238.7707 |  |  | 0 | 0 | 0% |  | 0 |  | 0 |  | 1: 0; 3: 0; 5: 0; 7: 0 | 0 |  | 0
2021 | 7977 | City of Hamilton - (OH) | OH | Municipal | 52.51 | 0.77 | 68.1948 | 52.51 | 0.77 | 68.1948 | . | . | . | 29582 | 13.8 | Y | . | . | . | . | . | . | . |  |  | . |  | 0 | 0 | 68.1948 |  |  | 0 | 0 | 0% |  | 0 |  | 0 |  | 1: 0; 3: 0; 5: 0; 7: 0 | 0 |  | 0
2021 | 8000 | NineStar Connect | IN | Cooperative | . | . | . | . | . | . | . | . | . | . | . |  | 377.26 | 3.11 | 121.3055 | 135.23 | 1.66 | 81.4639 | 17189 | N | F | 15 | Y | 242.03 | 1.45 | 81.4639 | 166.9172 | 242.03 | 24924.05 | 17189 | 100% | 21.3399 | 859.45 | 42.6798 | 2148.625 | 128.0394 | 3437.8 | 213.399 | 4297.25 | 320.0985 | 3437.8 | 426.7979 | 1718.9 | 640.1969 | 773.505 | 853.5959 | 515.67 | 18340.5746 | 91702.873 | 440173.7902 | 917028.7296 | 1100434.4755 | 733622.9837 | 495195.514 | 440173.7902
2021 | 8034 | Hancock-Wood Electric Coop Inc | OH | Cooperative | 100.58 | 1.306 | 77.0138 | 53.86 | 0.806 | 66.8238 | 46.72 | 0.5 | 93.44 | 13241 | 12.5 | Y | . | . | . | . | . | . | . |  |  | . |  | 46.72 | 0.5 | 66.8238 | 93.44 | 93.44 | 6620.5 | 6620.5 | 50% | 8.2386 | 331.025 | 16.4773 | 827.5625 | 49.4319 | 1324.1 | 82.3865 | 1655.125 | 123.5797 | 1324.1 | 164.773 | 662.05 | 247.1594 | 297.9225 | 329.5459 | 198.615 | 2727.1985 | 13635.9924 | 65452.7633 | 136359.9236 | 163631.9083 | 109087.9389 | 73634.3587 | 65452.7633
2021 | 8055 | City of Hannibal - (MO) | MO | Municipal | 79.828 | 0.877 | 91.0239 | 54.012 | 0.719 | 75.121 | 79.828 | 0.877 | 91.0239 | 9310 | 13.8 | Y | . | . | . | . | . | . | . |  |  | . |  | 25.816 | 0.158 | 75.121 | 163.3924 | 163.3924 | 1470.98 | 1470.98 | 15.8% | 14.4064 | 73.549 | 28.8128 | 183.8725 | 86.4383 | 294.196 | 144.0638 | 367.745 | 216.0958 | 294.196 | 288.1277 | 147.098 | 432.1915 | 66.1941 | 576.2554 | 44.1294 | 1059.5751 | 5297.8757 | 25429.8033 | 52978.7568 | 63574.5082 | 42383.0054 | 28608.5287 | 25429.8033
2021 | 8179 | Harrison County Rural E M C | IN | Cooperative | 217.8 | 1.539 | 141.5205 | 142.81 | 1.105 | 129.2398 | 188.184 | 1.299 | 144.8684 | 23776 | 12.4 | Y | . | . | . | . | . | . | . |  |  | . |  | 74.99 | 0.434 | 129.2398 | 172.788 | 172.788 | 10318.784 | 10318.784 | 43.4% | 15.2348 | 515.9392 | 30.4696 | 1289.848 | 91.4088 | 2063.7568 | 152.348 | 2579.696 | 228.522 | 2063.7568 | 304.696 | 1031.8784 | 457.044 | 464.3453 | 609.392 | 309.5635 | 7860.2303 | 39301.1515 | 188645.5272 | 393011.5151 | 471613.8181 | 314409.212 | 212226.2181 | 188645.5272
2021 | 8198 | City of Harrisonburg - (VA) | VA | Municipal | . | . | . | . | . | . | . | . | . | . | . |  | 3.591 | 0.076 | 47.25 | 3.591 | 0.076 | 47.25 | 21531 | N | F | 23 | N | 0 | 0 | 47.25 |  |  | 0 | 0 | 0% |  | 0 |  | 0 |  | 1: 0; 3: 0; 5: 0; 7: 0 | 0 |  | 0
2021 | 8210 | Hart Electric Member Corp | GA | Cooperative | 81.037 | 0.922 | 87.8926 | 71.667 | 0.887 | 80.7971 | 69.4 | 0.882 | 78.6848 | 37074 | 12.5 | Y | . | . | . | . | . | . | . |  |  | . |  | 9.37 | 0.035 | 80.7971 | 267.7143 | 267.7143 | 1297.59 | 1297.59 | 3.5% | 23.6045 | 64.8795 | 47.209 | 162.1987 | 141.627 | 259.518 | 236.0449 | 324.3975 | 354.0674 | 259.518 | 472.0898 | 129.759 | 708.1348 | 58.3916 | 944.1797 | 38.9277 | 1531.4477 | 7657.2384 | 36754.7441 | 76572.3835 | 91886.8602 | 61257.9068 | 41349.0871 | 36754.7441
2021 | 8212 | Hartford Electric | WI | Municipal | . | . | . | . | . | . | . | . | . | . | . |  | 7.867 | 0.073 | 107.7671 | 0 | 0 | . | 7798 | N | L | 25 | N | 7.867 | 0.073 |  | 107.7671 | 107.7671 | 569.254 | 569.254 | 7.3% | 9.5019 | 28.4627 | 19.0038 | 71.1568 | 57.0113 | 113.8508 | 95.0188 | 142.3135 | 142.5282 | 113.8508 | 190.0375 | 56.9254 | 285.0563 | 25.6164 | 380.0751 | 17.0776 | 270.4491 | 1352.2454 | 6490.7779 | 13522.4539 | 16226.9447 | 10817.9631 | 7302.1251 | 6490.7779
2021 | 8245 | City of Hastings - (NE) | NE | Municipal | 141.5 | 0.346 | 408.9595 | 14.309 | 0.142 | 100.7676 | 141.5 | 0.346 | 408.9595 | 13733 | 13.8 | N | . | . | . | . | . | . | . |  |  | . |  | 127.191 | 0.204 | 100.7676 | 623.4853 | 623.4853 | 2801.532 | 2801.532 | 20.4% | 54.973 | 140.0766 | 109.946 | 350.1915 | 329.8379 | 560.3064 | 549.7299 | 700.383 | 824.5948 | 560.3064 | 1099.4597 | 280.1532 | 1649.1896 | 126.0689 | 2198.9195 | 84.046 | 7700.4291 | 38502.1455 | 184810.2986 | 385021.4555 | 462025.7466 | 308017.1644 | 207911.586 | 184810.2986
2021 | 8287 | Hawaii Electric Light Co Inc | HI | Investor Owned | . | . | . | . | . | . | . | . | . | . | . |  | 478.03 | 3.171 | 150.7506 | 161.56 | 2.299 | 70.274 | 87558 | N | F | 13.8 | N | 316.47 | 0.872 | 70.274 | 362.9243 | 362.9243 | 76350.576 | 76350.576 | 87.2% | 31.9992 | 3817.5288 | 63.9984 | 9543.822 | 191.9952 | 15270.1152 | 319.992 | 19087.644 | 479.9881 | 15270.1152 | 639.9841 | 7635.0576 | 959.9761 | 3435.7759 | 1279.9682 | 2290.5173 | 122157.8851 | 610789.4253 | 2931789.2413 | 6107894.2528 | 7329473.1033 | 4886315.4022 | 3298262.8965 | 2931789.2413
2021 | 8319 | Heartland Power Coop | IA | Cooperative | 313.249 | 1.249 | 250.7998 | 48.053 | 0.515 | 93.3068 | . | . | . | 5242 | 15 | Y | . | . | . | . | . | . | . |  |  | . |  | 265.196 | 0.734 | 93.3068 | 361.3025 | 361.3025 | 3847.628 | 3847.628 | 73.4% | 31.8562 | 192.3814 | 63.7124 | 480.9535 | 191.1372 | 769.5256 | 318.562 | 961.907 | 477.8431 | 769.5256 | 637.1241 | 384.7628 | 955.6861 | 173.1433 | 1274.2482 | 115.4288 | 6128.5412 | 30642.7061 | 147084.9891 | 306427.0607 | 367712.4728 | 245141.6486 | 165470.6128 | 147084.9891
2021 | 8319 | Heartland Power Coop | MN | Cooperative | 65.368 | 0.342 | 191.1345 | 20.947 | 0.263 | 79.6464 | . | . | . | 38 | 15 |  | . | . | . | . | . | . | . |  |  | . |  | 44.421 | 0.079 | 79.6464 | 562.2911 | 562.2911 | 3.002 | 3.002 | 7.9% | 49.5775 | 0.1501 | 99.1549 | 0.37525 | 297.4648 | 0.6004 | 495.7747 | 0.7505 | 743.6621 | 0.6004 | 991.5494 | 0.3002 | 1487.3241 | 0.13509 | 1983.0988 | 0.09006 | 7.4416 | 37.2079 | 178.5979 | 372.0789 | 446.4947 | 297.6631 | 200.9226 | 178.5979
2021 | 8333 | Haywood Electric Member Corp | NC | Cooperative | 585.589 | 3.628 | 161.4082 | 460.077 | 3.245 | 141.7803 | 526.741 | 3.43 | 153.5688 | 27924 | 12.5 | Y | . | . | . | . | . | . | . |  |  | . |  | 125.512 | 0.383 | 141.7803 | 327.7076 | 327.7076 | 10694.892 | 10694.892 | 38.3% | 28.8941 | 534.7446 | 57.7883 | 1336.8615 | 173.3648 | 2138.9784 | 288.9413 | 2673.723 | 433.4119 | 2138.9784 | 577.8826 | 1069.4892 | 866.8238 | 481.2701 | 1155.7651 | 320.8468 | 15450.9791 | 77254.8954 | 370823.4979 | 772548.954 | 927058.7448 | 618039.1632 | 417176.4352 | 370823.4979
2021 | 8447 | Hendricks County Rural E M C | IN | Cooperative | 110 | 1.23 | 89.4309 | 78.2 | 1.05 | 74.4762 | 100.7 | 1.02 | 98.7255 | 35559 | 12.5 | Y | . | . | . | . | . | . | . |  |  | . |  | 31.8 | 0.18 | 74.4762 | 176.6667 | 176.6667 | 6400.62 | 6400.62 | 18% | 15.5768 | 320.031 | 31.1536 | 800.0775 | 93.4607 | 1280.124 | 155.7678 | 1600.155 | 233.6517 | 1280.124 | 311.5356 | 640.062 | 467.3035 | 288.0279 | 623.0713 | 192.0186 | 4985.053 | 24925.2652 | 119641.2732 | 249252.6525 | 299103.183 | 199402.122 | 134596.4323 | 119641.2732
2021 | 8449 | Henderson City Utility Comm | KY | Municipal | . | . | . | . | . | . | . | . | . | . | . |  | 19.7 | 0.4 | 49.25 | 19.7 | 0.4 | 49.25 | 12079 | N | F | 13.8 | N | 0 | 0 | 49.25 |  |  | 0 | 0 | 0% |  | 0 |  | 0 |  | 1: 0; 3: 0; 5: 0; 7: 0 | 0 |  | 0
2021 | 8566 | High Plains Power Inc | WY | Cooperative | . | . | . | . | . | . | . | . | . | . | . |  | 276.312 | . | . | 259.493 | . | . | 13594 | N | F | 34.5 | N | 16.819 |  |  |  | 16.819 |  | 13594 | 100% | 1.4829 | 679.7 | 2.9659 | 1699.25 | 8.8976 | 2718.8 | 14.8294 | 3398.5 | 22.2441 | 2718.8 | 29.6588 | 1359.4 | 44.4882 | 611.73 | 59.3176 | 407.82 | 1007.9536 | 5039.7682 | 24190.8876 | 50397.6824 | 60477.2189 | 40318.146 | 27214.7485 | 24190.8876
2021 | 8571 | Town of High Point | NC | Municipal | 296.463 | 1.894 | 156.5275 | 100.166 | 1.088 | 92.0643 | 296.463 | 1.894 | 156.5275 | 42720 | 12.4 | Y | . | . | . | . | . | . | . |  |  | . |  | 196.297 | 0.806 | 92.0643 | 243.5447 | 243.5447 | 34432.32 | 34432.32 | 80.6% | 21.4734 | 1721.616 | 42.9469 | 4304.04 | 128.8407 | 6886.464 | 214.7345 | 8608.08 | 322.1017 | 6886.464 | 429.4689 | 3443.232 | 644.2034 | 1549.4544 | 858.9378 | 1032.9696 | 36969.028 | 184845.1398 | 887256.6708 | 1848451.3975 | 2218141.677 | 1478761.118 | 998163.7547 | 887256.6708
2021 | 8620 | HILCO Electric Cooperative, Inc. | TX | Cooperative | 805.8 | 3.492 | 230.756 | 98.6 | 0.853 | 115.592 | 796.4 | 3.338 | 238.586 | 31394 | 14.4 | Y | . | . | . | . | . | . | . |  |  | . |  | 707.2 | 2.639 | 115.592 | 267.9803 | 707.2 | 82848.766 | 31394 | 100% | 62.3542 | 1569.7 | 124.7083 | 3924.25 | 374.1249 | 6278.8 | 623.5415 | 7848.5 | 935.3123 | 6278.8 | 1247.083 | 3139.4 | 1870.6245 | 1412.73 | 2494.1661 | 941.82 | 97877.3114 | 489386.5569 | 2349055.4733 | 4893865.5694 | 5872638.6833 | 3915092.4555 | 2642687.4075 | 2349055.4733
2021 | 8723 | City of Holland | MI | Municipal | 30.82 | 0.49 | 62.898 | 30.82 | 0.49 | 62.898 | 30.82 | 0.49 | 62.898 | 30000 | 13.8 | Y | . | . | . | . | . | . | . |  |  | . |  | 0 | 0 | 62.898 |  |  | 0 | 0 | 0% |  | 0 |  | 0 |  | 1: 0; 3: 0; 5: 0; 7: 0 | 0 |  | 0
2021 | 8761 | Holmes-Wayne Electric Coop Inc | OH | Cooperative | 394.69 | 2.366 | 166.8174 | 222.42 | 1.868 | 119.0685 | 373.13 | 2.063 | 180.8677 | 17750 | 12.5 | N | . | . | . | . | . | . | . |  |  | . |  | 172.27 | 0.498 | 119.0685 | 345.9237 | 345.9237 | 8839.5 | 8839.5 | 49.8% | 30.5003 | 441.975 | 61.0005 | 1104.9375 | 183.0015 | 1767.9 | 305.0025 | 2209.875 | 457.5038 | 1767.9 | 610.005 | 883.95 | 915.0076 | 397.7775 | 1220.0101 | 265.185 | 13480.349 | 67401.745 | 323528.3762 | 674017.4504 | 808820.9405 | 539213.9603 | 363969.4232 | 323528.3762
2021 | 8773 | Holy Cross Electric Assn, Inc | CO | Cooperative | 67.77 | 0.91 | 74.4725 | 67.77 | 0.91 | 74.4725 | 61.04 | 0.81 | 75.358 | 59885 | 24.9 | Y | . | . | . | . | . | . | . |  |  | . |  | 0 | 0 | 74.4725 |  |  | 0 | 0 | 0% |  | 0 |  | 0 |  | 1: 0; 3: 0; 5: 0; 7: 0 | 0 |  | 0
2021 | 8774 | City of Holyoke - (MA) | MA | Municipal | 116.815 | 1.345 | 86.8513 | 82.397 | 0.919 | 89.6594 | 116.815 | 1.345 | 86.8513 | 17848 | 34.5 | Y | . | . | . | . | . | . | . |  |  | . |  | 34.418 | 0.426 | 89.6594 | 80.7934 | 80.7934 | 7603.248 | 7603.248 | 42.6% | 7.1236 | 380.1624 | 14.2472 | 950.406 | 42.7416 | 1520.6496 | 71.2359 | 1900.812 | 106.8539 | 1520.6496 | 142.4719 | 760.3248 | 213.7078 | 342.1462 | 284.9438 | 228.0974 | 2708.1225 | 13540.6127 | 64994.9411 | 135406.1273 | 162487.3527 | 108324.9018 | 73119.3087 | 64994.9411
2021 | 8786 | Horry Electric Coop Inc | SC | Cooperative | 72.152 | 0.961 | 75.0801 | 61.643 | 0.855 | 72.0971 | 68.598 | 0.901 | 76.1354 | 84971 | 25 | N | . | . | . | . | . | . | . |  |  | . |  | 10.509 | 0.106 | 72.0971 | 99.1415 | 99.1415 | 9006.926 | 9006.926 | 10.6% | 8.7414 | 450.3463 | 17.4827 | 1125.8657 | 52.4481 | 1801.3852 | 87.4135 | 2251.7315 | 131.1203 | 1801.3852 | 174.8271 | 900.6926 | 262.2406 | 405.3117 | 349.6541 | 270.2078 | 3936.6359 | 19683.1794 | 94479.2611 | 196831.794 | 236198.1529 | 157465.4352 | 106289.1688 | 94479.2611
2021 | 8795 | City of Homestead - (FL) | FL | Municipal | 35.27 | 0.35 | 100.7714 | 35.27 | 0.35 | 100.7714 | 35.27 | 0.35 | 100.7714 | 26388 | 13.2 | N | . | . | . | . | . | . | . |  |  | . |  | 0 | 0 | 100.7714 |  |  | 0 | 0 | 0% |  | 0 |  | 0 |  | 1: 0; 3: 0; 5: 0; 7: 0 | 0 |  | 0
2021 | 8840 | City of Hope | AR | Municipal | 51.99 | 1.385 | 37.5379 | 31.62 | 0.415 | 76.1928 | 51.99 | 1.385 | 37.5379 | 6995 | 13.8 | Y | . | . | . | . | . | . | . |  |  | . |  | 20.37 | 0.97 | 76.1928 | 21 | 21 | 6785.15 | 6785.15 | 97% | 1.8516 | 339.2575 | 3.7032 | 848.1437 | 11.1095 | 1357.03 | 18.5158 | 1696.2875 | 27.7737 | 1357.03 | 37.0316 | 678.515 | 55.5474 | 305.3317 | 74.0632 | 203.5545 | 628.1623 | 3140.8115 | 15075.8954 | 31408.1154 | 37689.7384 | 25126.4923 | 16960.3823 | 15075.8954
2021 | 8883 | Houlton Water Company | ME | Municipal | . | . | . | . | . | . | . | . | . | . | . |  | . | . | . | . | . | . | . |  |  | .
2021 | 8898 | Houston County Elec Coop Inc | TX | Cooperative | . | . | . | . | . | . | . | . | . | . | . |  | 3370.3 | 9.2 | 366.337 | 637.9 | 5.2 | 122.6731 | 21864 | N | L | 25 | Y | 2732.4 | 4 | 122.6731 | 683.1 | 2732.4 | 87456 | 21864 | 100% | 240.917 | 1093.2 | 481.8339 | 2733 | 1445.5018 | 4372.8 | 2409.1697 | 5466 | 3613.7546 | 4372.8 | 4818.3395 | 2186.4 | 7227.5092 | 983.88 | 9636.6789 | 655.92 | 263370.4347 | 1316852.1734 | 6320890.4323 | 13168521.734 | 15802226.0808 | 10534817.3872 | 7111001.7364 | 6320890.4323
2021 | 8901 | CenterPoint Energy | TX | Investor Owned | 2365.551 | 4.665 | 507.0849 | 149.913 | 1.419 | 105.6469 | 472.521 | 2.087 | 226.4116 | 2667346 | 34.5 | Y | . | . | . | . | . | . | . |  |  | . |  | 2215.638 | 3.246 | 105.6469 | 682.5749 | 2215.638 | 8658205.116 | 2667346 | 100% | 195.3538 | 133367.3 | 390.7077 | 333418.25 | 1172.123 | 533469.2 | 1953.5383 | 666836.5 | 2930.3074 | 533469.2 | 3907.0766 | 266734.6 | 5860.6148 | 120030.57 | 7814.1531 | 80020.38 | 26053812.594 | 130269062.9702 | 625291502.257 | 1302690629.702 | 1563228755.6424 | 1042152503.7616 | 703452940.0391 | 625291502.257
2021 | 8973 | Town of Hudson - (MA) | MA | Municipal | . | . | . | . | . | . | . | . | . | . | . |  | 45.61 | 0.56 | 81.4464 | 45.61 | 0.56 | 81.4464 | 13321 | N | L | . | Y | 0 | 0 | 81.4464 |  |  | 0 | 0 | 0% |  | 0 |  | 0 |  | 1: 0; 3: 0; 5: 0; 7: 0 | 0 |  | 0
2021 | 9087 | Town of Huntersville - (NC) | NC | Municipal | 47.29 | 0.92 | 51.4022 | . | . | . | . | . | . | 7759 | 12.5 | N | . | . | . | . | . | . | . |  |  | . | [7 empty] | 7759 | 100% |  | 387.95 |  | 969.875 |  | 1: 1551.8; 3: 1939.75; 5: 1551.8; 7: 775.9 | 349.155 |  | 232.77
2021 | 9094 | City of Huntsville - (AL) | AL | Municipal | . | . | . | . | . | . | . | . | . | . | . |  | . | . | . | . | . | . | . |  |  | .
2021 | 9096 | City of Lafayette - (LA) | LA | Municipal | 37.22 | 0.856 | 43.4813 | 21.234 | 0.656 | 32.3689 | 37.22 | 0.856 | 43.4813 | 67675 | 15 | Y | . | . | . | . | . | . | . |  |  | . |  | 15.986 | 0.2 | 32.3689 | 79.93 | 79.93 | 13535 | 13535 | 20% | 7.0475 | 676.75 | 14.0949 | 1691.875 | 42.2848 | 2707 | 70.4747 | 3383.75 | 105.712 | 2707 | 140.9493 | 1353.5 | 211.424 | 609.075 | 281.8986 | 406.05 | 4769.372 | 23846.86 | 114464.9281 | 238468.6003 | 286162.3204 | 190774.8802 | 128773.0442 | 114464.9281
2021 | 9187 | City of Idaho Falls - (ID) | ID | Municipal | 112.04 | 0.92 | 121.7826 | 35.35 | 0.44 | 80.3409 | . | . | . | 29472 | . | Y | . | . | . | . | . | . | . |  |  | . |  | 76.69 | 0.48 | 80.3409 | 159.7708 | 159.7708 | 14146.56 | 14146.56 | 48% | 14.0871 | 707.328 | 28.1741 | 1768.32 | 84.5224 | 2829.312 | 140.8707 | 3536.64 | 211.306 | 2829.312 | 281.7414 | 1414.656 | 422.612 | 636.5952 | 563.4827 | 424.3968 | 9964.1779 | 49820.8893 | 239140.2689 | 498208.8935 | 597850.6722 | 398567.1148 | 269032.8025 | 239140.2689
2021 | 9191 | Idaho Power Co | ID | Investor Owned | 160.87 | 1.36 | 118.2868 | 119.76 | 1.09 | 109.8716 | 134.8 | 1.07 | 125.9813 | 577694 | 34.5 | Y | . | . | . | . | . | . | . |  |  | . |  | 41.11 | 0.27 | 109.8716 | 152.2593 | 152.2593 | 155977.38 | 155977.38 | 27% | 13.4248 | 7798.869 | 26.8495 | 19497.1725 | 80.5486 | 31195.476 | 134.2477 | 38994.345 | 201.3715 | 31195.476 | 268.4954 | 15597.738 | 402.7431 | 7018.9821 | 536.9908 | 4679.3214 | 104698.0177 | 523490.0883 | 2512752.4239 | 5234900.8832 | 6281881.0598 | 4187920.7065 | 2826846.4769 | 2512752.4239
2021 | 9191 | Idaho Power Co | OR | Investor Owned | 213.97 | 1.48 | 144.5743 | 197.12 | 1.42 | 138.8169 | 150.95 | 0.89 | 169.6067 | 19677 | 34.5 | Y | . | . | . | . | . | . | . |  |  | . |  | 16.85 | 0.06 | 138.8169 | 280.8333 | 280.8333 | 1180.62 | 1180.62 | 6% | 24.7612 | 59.031 | 49.5224 | 147.5775 | 148.5672 | 236.124 | 247.612 | 295.155 | 371.4181 | 236.124 | 495.2241 | 118.062 | 742.8361 | 53.1279 | 990.4482 | 35.4186 | 1461.6787 | 7308.3935 | 35080.2886 | 73083.9346 | 87700.7215 | 58467.1477 | 39465.3247 | 35080.2886
2021 | 9216 | Imperial Irrigation District | CA | Political Subdivision | 116.16 | 0.7 | 165.9429 | 70.6 | 0.66 | 106.9697 | 89.68 | 0.64 | 140.125 | 157819 | 12.4 | N | . | . | . | . | . | . | . |  |  | . |  | 45.56 | 0.04 | 106.9697 | 1139 | 1139 | 6312.76 | 6312.76 | 4% | 100.4262 | 315.638 | 200.8523 | 789.095 | 602.5569 | 1262.552 | 1004.2616 | 1578.19 | 1506.3924 | 1262.552 | 2008.5231 | 631.276 | 3012.7847 | 284.0742 | 4017.0463 | 189.3828 | 31698.3114 | 158491.5571 | 760759.474 | 1584915.5709 | 1901898.6851 | 1267932.4567 | 855854.4083 | 760759.474
2021 | 9230 | City of Independence - (IA) | IA | Municipal | 1.607 | 0.052 | 30.9038 | 1.607 | 0.052 | 30.9038 | 1.607 | 0.052 | 30.9038 | 3169 | 15 | N | . | . | . | . | . | . | . |  |  | . |  | 0 | 0 | 30.9038 |  |  | 0 | 0 | 0% |  | 0 |  | 0 |  | 1: 0; 3: 0; 5: 0; 7: 0 | 0 |  | 0
2021 | 9231 | City of Independence - (MO) | MO | Municipal | . | . | . | . | . | . | . | . | . | . | . |  | 74.243 | 0.465 | 159.6624 | 17.912 | 0.182 | 98.4176 | 57260 | N | F | 13.8 | Y | 56.331 | 0.283 | 98.4176 | 199.0495 | 199.0495 | 16204.58 | 16204.58 | 28.3% | 17.5503 | 810.229 | 35.1006 | 2025.5725 | 105.3017 | 3240.916 | 175.5028 | 4051.145 | 263.2543 | 3240.916 | 351.0057 | 1620.458 | 526.5085 | 729.2061 | 702.0114 | 486.1374 | 14219.749 | 71098.7449 | 341273.9755 | 710987.4489 | 853184.9387 | 568789.9591 | 383933.2224 | 341273.9755
2021 | 9246 | Indian Electric Coop, Inc | OK | Cooperative | 72.3 | 0.655 | 110.3817 | 72.3 | 0.655 | 110.3817 | 65.2 | 0.552 | 118.1159 | 20096 | 14.4 | Y | . | . | . | . | . | . | . |  |  | . |  | 0 | 0 | 110.3817 |  |  | 0 | 0 | 0% |  | 0 |  | 0 |  | 1: 0; 3: 0; 5: 0; 7: 0 | 0 |  | 0
2021 | 9273 | Indianapolis Power & Light Co | IN | Investor Owned | 176.386 | 1.607 | 109.761 | 104.443 | 1.315 | 79.4243 | 103.45 | 1.275 | 81.1373 | 513800 | 34 | Y | . | . | . | . | . | . | . |  |  | . |  | 71.943 | 0.292 | 79.4243 | 246.3801 | 246.3801 | 150029.6 | 150029.6 | 29.2% | 21.7235 | 7501.48 | 43.4469 | 18753.7 | 130.3407 | 30005.92 | 217.2345 | 37507.4 | 325.8518 | 30005.92 | 434.469 | 15002.96 | 651.7035 | 6751.332 | 868.938 | 4500.888 | 162958.0312 | 814790.1558 | 3910992.7477 | 8147901.5577 | 9777481.8692 | 6518321.2461 | 4399866.8411 | 3910992.7477
2021 | 9292 | Inter County Energy Coop Corp | KY | Cooperative | 732.5 | 2.6 | 281.7308 | 107.05 | 1.03 | 103.932 | 719.74 | 2.025 | 355.4272 | 26956 | 24.5 | Y | . | . | . | . | . | . | . |  |  | . |  | 625.45 | 1.57 | 103.932 | 398.3758 | 625.45 | 42320.92 | 26956 | 100% | 55.1462 | 1347.8 | 110.2924 | 3369.5 | 330.8773 | 5391.2 | 551.4622 | 6739 | 827.1932 | 5391.2 | 1102.9243 | 2695.6 | 1654.3865 | 1213.02 | 2205.8486 | 808.68 | 74326.0699 | 371630.3497 | 1783825.6788 | 3716303.4974 | 4459564.1969 | 2973042.7979 | 2006803.8886 | 1783825.6788
2021 | 9324 | Indiana Michigan Power Co | IN | Investor Owned | 426.2 | 1.128 | 377.8369 | 148.4 | 0.857 | 173.1622 | 417.2 | 1.079 | 386.6543 | 473179 | 35 | Y | . | . | . | . | . | . | . |  |  | . |  | 277.8 | 0.271 | 173.1622 | 1025.0923 | 1025.0923 | 128231.509 | 128231.509 | 27.1% | 90.3829 | 6411.5755 | 180.7657 | 16028.9386 | 542.2971 | 25646.3018 | 903.8286 | 32057.8773 | 1355.7429 | 25646.3018 | 1807.6572 | 12823.1509 | 2711.4857 | 5770.4179 | 3615.3143 | 3846.9453 | 579496.5152 | 2897482.576 | 13907916.365 | 28974825.7605 | 34769790.9126 | 23179860.6084 | 15646405.9107 | 13907916.365
2021 | 9324 | Indiana Michigan Power Co | MI | Investor Owned | 912.1 | 2.016 | 452.4306 | 312.4 | 1.325 | 235.7736 | 644.5 | 1.603 | 402.0586 | 130429 | 35 | Y | . | . | . | . | . | . | . |  |  | . |  | 599.7 | 0.691 | 235.7736 | 867.8726 | 867.8726 | 90126.439 | 90126.439 | 69.1% | 76.5207 | 4506.3219 | 153.0415 | 11265.8049 | 459.1244 | 18025.2878 | 765.2073 | 22531.6097 | 1147.811 | 18025.2878 | 1530.4147 | 9012.6439 | 2295.622 | 4055.6898 | 3060.8293 | 2703.7932 | 344827.0594 | 1724135.2968 | 8275849.4248 | 17241352.9684 | 20689623.5621 | 13793082.3747 | 9310330.6029 | 8275849.4248
2021 | 9331 | Intercounty Electric Coop Assn | MO | Cooperative | 162.4 | 1.453 | 111.7687 | 117.9 | 1.284 | 91.8224 | 162.4 | 1.453 | 111.7687 | 31172 | 12.5 | Y | . | . | . | . | . | . | . |  |  | . |  | 44.5 | 0.169 | 91.8224 | 263.3136 | 263.3136 | 5268.068 | 5268.068 | 16.9% | 23.2165 | 263.4034 | 46.433 | 658.5085 | 139.2989 | 1053.6136 | 232.1648 | 1317.017 | 348.2472 | 1053.6136 | 464.3297 | 526.8068 | 696.4945 | 237.0631 | 928.6593 | 158.042 | 6115.3005 | 30576.5026 | 146767.2123 | 305765.0257 | 366918.0309 | 244612.0206 | 165113.1139 | 146767.2123
2021 | 9336 | CORE Electric Cooperative | CO | Cooperative | 160.066 | 0.91 | 175.8967 | 46.287 | 0.536 | 86.3563 | 117.811 | 0.759 | 155.2187 | 167140 | 12.5 | Y | . | . | . | . | . | . | . |  |  | . |  | 113.779 | 0.374 | 86.3563 | 304.2219 | 304.2219 | 62510.36 | 62510.36 | 37.4% | 26.8234 | 3125.518 | 53.6468 | 7813.795 | 160.9403 | 12502.072 | 268.2339 | 15627.59 | 402.3508 | 12502.072 | 536.4678 | 6251.036 | 804.7016 | 2812.9662 | 1072.9355 | 1875.3108 | 83836.9819 | 419184.9095 | 2012087.5655 | 4191849.0948 | 5030218.9137 | 3353479.2758 | 2263598.5112 | 2012087.5655
2021 | 9417 | Interstate Power and Light Co | IA | Investor Owned | . | . | . | . | . | . | . | . | . | . | . |  | 107.4 | 0.82 | 130.9756 | 74.1 | 0.75 | 98.8 | 482928 | N | F | 25 | Y | 33.3 | 0.07 | 98.8 | 475.7143 | 475.7143 | 33804.96 | 33804.96 | 7% | 41.9439 | 1690.248 | 83.8879 | 4225.62 | 251.6637 | 6760.992 | 419.4395 | 8451.24 | 629.1592 | 6760.992 | 838.879 | 3380.496 | 1258.3185 | 1521.2232 | 1677.758 | 1014.1488 | 70895.6755 | 354478.3777 | 1701496.2128 | 3544783.7766 | 4253740.532 | 2835827.0213 | 1914183.2394 | 1701496.2128
2021 | 9425 | Iowa Lakes Electric Coop | IA | Cooperative | 75.2 | 0.84 | 89.5238 | 65.3 | 0.8 | 81.625 | 39.2 | 0.35 | 112 | 12992 | 12.5 | N | . | . | . | . | . | . | . |  |  | . |  | 9.9 | 0.04 | 81.625 | 247.5 | 247.5 | 519.68 | 519.68 | 4% | 21.8222 | 25.984 | 43.6444 | 64.96 | 130.9331 | 103.936 | 218.2219 | 129.92 | 327.3328 | 103.936 | 436.4438 | 51.968 | 654.6657 | 23.3856 | 872.8876 | 15.5904 | 567.0278 | 2835.1389 | 13608.6666 | 28351.3887 | 34021.6664 | 22681.1109 | 15309.7499 | 13608.6666
2021 | 9475 | Itasca-Mantrap Co-op Electrical Assn | MN | Cooperative | 191.551 | 1.949 | 98.2817 | 150.271 | 1.599 | 93.9781 | 191.551 | 1.949 | 98.2817 | 12389 | 12.5 | Y | . | . | . | . | . | . | . |  |  | . |  | 41.28 | 0.35 | 93.9781 | 117.9429 | 117.9429 | 4336.15 | 4336.15 | 35% | 10.3991 | 216.8075 | 20.7982 | 542.0187 | 62.3945 | 867.23 | 103.9908 | 1084.0375 | 155.9861 | 867.23 | 207.9815 | 433.615 | 311.9723 | 195.1267 | 415.9631 | 130.0845 | 2254.5977 | 11272.9887 | 54110.3457 | 112729.8868 | 135275.8642 | 90183.9095 | 60874.1389 | 54110.3457
2021 | 9575 | Jackson Energy Coop Corp - (KY) | KY | Cooperative | 2731.09 | 3.657 | 746.8116 | 239.11 | 2.034 | 117.5565 | 2661.31 | 3.283 | 810.6336 | 52928 | 12.5 | N | . | . | . | . | . | . | . |  |  | . |  | 2491.98 | 1.623 | 117.5565 | 1535.4159 | 2491.98 | 85902.144 | 52928 | 100% | 219.719 | 2646.4 | 439.4381 | 6616 | 1318.3142 | 10585.6 | 2197.1903 | 13232 | 3295.7855 | 10585.6 | 4394.3806 | 5292.8 | 6591.5709 | 2381.76 | 8788.7612 | 1587.84 | 581464.4413 | 2907322.2066 | 13955146.5917 | 29073222.0661 | 34887866.4794 | 23258577.6529 | 15699539.9157 | 13955146.5917
2021 | 9576 | Jackson County Rural E M C - (IN) | IN | Cooperative | 237.984 | 1.978 | 120.3155 | 124.791 | 1.364 | 91.489 | 174.779 | 1.254 | 139.3772 | 24808 | 12.5 | N | . | . | . | . | . | . | . |  |  | . |  | 113.193 | 0.614 | 91.489 | 184.3534 | 184.3534 | 15232.112 | 15232.112 | 61.4% | 16.2545 | 761.6056 | 32.5091 | 1904.014 | 97.5272 | 3046.4224 | 162.5453 | 3808.028 | 243.8179 | 3046.4224 | 325.0905 | 1523.2112 | 487.6358 | 685.445 | 650.1811 | 456.9634 | 12379.5383 | 61897.6916 | 297108.9199 | 618976.9164 | 742772.2997 | 495181.5331 | 334247.5348 | 297108.9199
2021 | 9601 | Jackson Electric Member Corp - (GA) | GA | Cooperative | 65.56 | 0.96 | 68.2917 | 60.03 | 0.934 | 64.2719 | 63.72 | 0.827 | 77.0496 | 233592 | 25 | Y | . | . | . | . | . | . | . |  |  | . |  | 5.53 | 0.026 | 64.2719 | 212.6923 | 212.6923 | 6073.392 | 6073.392 | 2.6% | 18.7532 | 303.6696 | 37.5064 | 759.174 | 112.5191 | 1214.6784 | 187.5318 | 1518.348 | 281.2977 | 1214.6784 | 375.0636 | 607.3392 | 562.5954 | 273.3026 | 750.1272 | 182.2018 | 5694.7704 | 28473.8522 | 136674.4904 | 284738.5217 | 341686.226 | 227790.8173 | 153758.8017 | 136674.4904
2021 | 9605 | Jackson Purchase Energy Corporation | KY | Cooperative | 130.654 | 1.416 | 92.2698 | 130.654 | 1.416 | 92.2698 | 122.409 | 1.349 | 90.7405 | 30417 | 12.5 | Y | . | . | . | . | . | . | . |  |  | . |  | 0 | 0 | 92.2698 |  |  | 0 | 0 | 0% |  | 0 |  | 0 |  | 1: 0; 3: 0; 5: 0; 7: 0 | 0 |  | 0
2021 | 9612 | City of Jackson - (TN) | TN | Municipal | 14.34 | 0.09 | 159.3333 | 12.263 | 0.078 | 157.218 | 14.34 | 0.09 | 159.3333 | 36677 | 12.5 | Y | . | . | . | . | . | . | . |  |  | . |  | 2.077 | 0.012 | 157.2179 | 173.0833 | 173.0833 | 440.124 | 440.124 | 1.2% | 15.2608 | 22.0062 | 30.5217 | 55.0155 | 91.565 | 88.0248 | 152.6084 | 110.031 | 228.9126 | 88.0248 | 305.2168 | 44.0124 | 457.8251 | 19.8056 | 610.4335 | 13.2037 | 335.833 | 1679.1652 | 8059.9931 | 16791.6522 | 20149.9827 | 13433.3218 | 9067.4922 | 8059.9931
2021 | 9613 | City of Lebanon - (IN) | IN | Municipal | . | . | . | . | . | . | . | . | . | . | . |  | 100.692 | 1.035 | 97.287 | . | . | . | 8848 | N | L | 12.5 | N | [6 empty] | 8848 | 100% |  | 442.4 |  | 1106 |  | 1: 1769.6; 3: 2212; 5: 1769.6; 7: 884.8 | 398.16 |  | 265.44
2021 | 9616 | Beaches Energy Services | FL | Municipal | 43 | 0.53 | 81.1321 | . | . | . | . | . | . | 35853 | 27 | N | . | . | . | . | . | . | . |  |  | . | [7 empty] | 35853 | 100% |  | 1792.65 |  | 4481.625 |  | 1: 7170.6; 3: 8963.25; 5: 7170.6; 7: 3585.3 | 1613.385 |  | 1075.59
2021 | 9617 | JEA | FL | Municipal | . | . | . | . | . | . | . | . | . | . | . |  | 54.24 | . | . | 54.24 | 0.96 | 56.5 | 502468 | N | L | 26.4 | Y | 0 |  | 56.5 |  | 0 |  | 502468 | 100% | 0 | 25123.4 | 0 | 62808.5 | 0 | 100493.6 | 0 | 125617 | 0 | 100493.6 | 0 | 50246.8 | 0 | 22611.06 | 0 | 15074.04 | 0 | 0 | 0 | 0 | 0 | 0 | 0 | 0
2021 | 9665 | Jasper County Rural E M C | IN | Cooperative | 322.518 | 4.205 | 76.6987 | 57.827 | 0.942 | 61.3875 | 313.177 | 4.093 | 76.5153 | 9434 | 7.2 | Y | . | . | . | . | . | . | . |  |  | . |  | 264.691 | 3.263 | 61.3875 | 81.1189 | 264.691 | 30783.142 | 9434 | 100% | 23.3379 | 471.7 | 46.6759 | 1179.25 | 140.0276 | 1886.8 | 233.3793 | 2358.5 | 350.0689 | 1886.8 | 466.7586 | 943.4 | 700.1378 | 424.53 | 933.5171 | 283.02 | 11008.5006 | 55042.5032 | 264204.0152 | 550425.0317 | 660510.0381 | 440340.0254 | 297229.5171 | 264204.0152
2021 | 9667 | City of Jasper - (IN) | IN | Municipal | . | . | . | . | . | . | . | . | . | . | . |  | 8.4 | 0.2 | 42 | 8.4 | 0.2 | 42 | 7587 | N | F | 13.2 | N | 0 | 0 | 42 |  |  | 0 | 0 | 0% |  | 0 |  | 0 |  | 1: 0; 3: 0; 5: 0; 7: 0 | 0 |  | 0
2021 | 9668 | Jasper-Newton Elec Coop, Inc | TX | Cooperative | 764.44 | 4.985 | 153.348 | 582.01 | 4.518 | 128.8203 | 682.14 | 4.561 | 149.5593 | 23338 | 24.9 | Y | . | . | . | . | . | . | . |  |  | . |  | 182.43 | 0.467 | 128.8203 | 390.6424 | 390.6424 | 10898.846 | 10898.846 | 46.7% | 34.4431 | 544.9423 | 68.8862 | 1362.3557 | 206.6587 | 2179.7692 | 344.4312 | 2724.7115 | 516.6468 | 2179.7692 | 688.8624 | 1089.8846 | 1033.2936 | 490.4481 | 1377.7248 | 326.9654 | 18769.5136 | 93847.5681 | 450468.3269 | 938475.6811 | 1126170.8173 | 750780.5449 | 506776.8678 | 450468.3269
2021 | 9682 | Jefferson Davis Elec Coop, Inc | LA | Cooperative | . | . | . | . | . | . | . | . | . | . | . |  | 13.2 | 2.2 | 6 | 8.3 | 1.4 | 5.9286 | 9708 | N | O | 14.4 | N | 4.9 | 0.8 | 5.9286 | 6.125 | 6.125 | 7766.4 | 7766.4 | 80% | 0.54004 | 388.32 | 1.0801 | 970.8 | 3.2403 | 1553.28 | 5.4004 | 1941.6 | 8.1007 | 1553.28 | 10.8009 | 776.64 | 16.2013 | 349.488 | 21.6018 | 232.992 | 209.7099 | 1048.5496 | 5033.0381 | 10485.496 | 12582.5952 | 8388.3968 | 5662.1678 | 5033.0381
2021 | 9689 | Jefferson Electric Member Corp | GA | Cooperative | 56.129 | 0.844 | 66.5036 | 56.129 | 0.844 | 66.5036 | 51.197 | 0.587 | 87.2181 | 35102 | 24.9 | Y | . | . | . | . | . | . | . |  |  | . |  | 0 | 0 | 66.5036 |  |  | 0 | 0 | 0% |  | 0 |  | 0 |  | 1: 0; 3: 0; 5: 0; 7: 0 | 0 |  | 0
2021 | 9699 | Jemez Mountains Elec Coop, Inc | NM | Cooperative | 777.61 | 4.166 | 186.6563 | 432.88 | 3.663 | 118.1764 | 766.19 | 4.067 | 188.3919 | 31000 | 14.4 | Y | . | . | . | . | . | . | . |  |  | . |  | 344.73 | 0.503 | 118.1764 | 685.3479 | 685.3479 | 15593 | 15593 | 50.3% | 60.4274 | 779.65 | 120.8549 | 1949.125 | 362.5647 | 3118.6 | 604.2744 | 3898.25 | 906.4116 | 3118.6 | 1208.5489 | 1559.3 | 1812.8233 | 701.685 | 2417.0977 | 467.79 | 47112.2557 | 235561.2785 | 1130694.1367 | 2355612.7847 | 2826735.3417 | 1884490.2278 | 1272030.9037 | 1130694.1367
2021 | 9750 | Jo-Carroll Energy, Inc | IL | Cooperative | 65.727 | 0.508 | 129.3839 | 36.859 | 0.412 | 89.4636 | 65.727 | 0.508 | 129.3839 | 20356 | 13.8 | N | . | . | . | . | . | . | . |  |  | . |  | 28.868 | 0.096 | 89.4636 | 300.7083 | 300.7083 | 1954.176 | 1954.176 | 9.6% | 26.5136 | 97.7088 | 53.0272 | 244.272 | 159.0816 | 390.8352 | 265.1359 | 488.544 | 397.7039 | 390.8352 | 530.2719 | 195.4176 | 795.4078 | 87.9379 | 1060.5437 | 58.6253 | 2590.6114 | 12953.0568 | 62174.6724 | 129530.5675 | 155436.681 | 103624.454 | 69946.5065 | 62174.6724
2021 | 9778 | Johnson County Rural E M C | IN | Cooperative | 93.776 | 1.318 | 71.1502 | 35.063 | 0.673 | 52.0996 | 90.66 | 1.138 | 79.6661 | 29140 | 12.5 | Y | . | . | . | . | . | . | . |  |  | . |  | 58.713 | 0.645 | 52.0996 | 91.0279 | 91.0279 | 18795.3 | 18795.3 | 64.5% | 8.026 | 939.765 | 16.0519 | 2349.4125 | 48.1558 | 3759.06 | 80.2597 | 4698.825 | 120.3896 | 3759.06 | 160.5195 | 1879.53 | 240.7792 | 845.7885 | 321.0389 | 563.859 | 7542.5282 | 37712.6411 | 181020.6775 | 377126.4115 | 452551.6938 | 301701.1292 | 203648.2622 | 181020.6775
2021 | 9837 | Jones-Onslow Elec Member Corp | NC | Cooperative | . | . | . | . | . | . | . | . | . | . | . |  | 66.98 | 0.92 | 72.8043 | . | . | . | 78024 | N | F | 12.4 | Y | [6 empty] | 78024 | 100% |  | 3901.2 |  | 9753 |  | 1: 15604.8; 3: 19506; 5: 15604.8; 7: 7802.4 | 3511.08 |  | 2340.72
2021 | 9964 | Kenergy Corp | KY | Cooperative | 190.34 | 1.6 | 118.9625 | 83.38 | 1.2 | 69.4833 | 185.89 | 1.44 | 129.0903 | 58115 | 25 | Y | . | . | . | . | . | . | . |  |  | . |  | 106.96 | 0.4 | 69.4833 | 267.4 | 267.4 | 23246 | 23246 | 40% | 23.5768 | 1162.3 | 47.1536 | 2905.75 | 141.4607 | 4649.2 | 235.7678 | 5811.5 | 353.6517 | 4649.2 | 471.5356 | 2324.6 | 707.3035 | 1046.07 | 943.0713 | 697.38 | 27403.2935 | 137016.4673 | 657679.0431 | 1370164.673 | 1644197.6076 | 1096131.7384 | 739888.9234 | 657679.0431
2021 | 9996 | City of Kansas City - (KS) | KS | Municipal | 393.773 | 2.462 | 159.9403 | 153.014 | 1.875 | 81.6075 | 393.773 | 2.462 | 159.9403 | 66026 | 13.8 | Y | . | . | . | . | . | . | . |  |  | . |  | 240.759 | 0.587 | 81.6075 | 410.1516 | 410.1516 | 38757.262 | 38757.262 | 58.7% | 36.1633 | 1937.8631 | 72.3265 | 4844.6578 | 216.9795 | 7751.4524 | 361.6326 | 9689.3155 | 542.4489 | 7751.4524 | 723.2652 | 3875.7262 | 1084.8977 | 1744.0768 | 1446.5303 | 1162.7179 | 70079.4434 | 350397.2168 | 1681906.6405 | 3503972.1677 | 4204766.6012 | 2803177.7341 | 1892144.9705 | 1681906.6405
2021 | 10000 | Evergy Metro | KS | Investor Owned | 187.95 | 1.334 | 140.8921 | 88.7 | 0.878 | 101.0251 | 181.65 | 1.269 | 143.1442 | 276262 | 34 | Y | . | . | . | . | . | . | . |  |  | . |  | 99.25 | 0.456 | 101.0251 | 217.6535 | 217.6535 | 125975.472 | 125975.472 | 45.6% | 19.1906 | 6298.7736 | 38.3812 | 15746.934 | 115.1437 | 25195.0944 | 191.9061 | 31493.868 | 287.8592 | 25195.0944 | 383.8122 | 12597.5472 | 575.7183 | 5668.8962 | 767.6244 | 3779.2642 | 120877.3115 | 604386.5577 | 2901055.4769 | 6043865.5768 | 7252638.6921 | 4835092.4614 | 3263687.4115 | 2901055.4769
2021 | 10000 | Evergy Metro | MO | Investor Owned | 288.91 | 1.813 | 159.3547 | 97.98 | 1 | 97.98 | 281.92 | 1.734 | 162.5836 | 302942 | 34 | Y | . | . | . | . | . | . | . |  |  | . |  | 190.93 | 0.813 | 97.98 | 234.8462 | 234.8462 | 246291.846 | 246291.846 | 81.3% | 20.7065 | 12314.5923 | 41.413 | 30786.4807 | 124.239 | 49258.3692 | 207.065 | 61572.9615 | 310.5975 | 49258.3692 | 414.13 | 24629.1846 | 621.1951 | 11083.1331 | 828.2601 | 7388.7554 | 254992.1355 | 1274960.6773 | 6119811.251 | 12749606.773 | 15299528.1276 | 10199685.4184 | 6884787.6574 | 6119811.251
2021 | 10005 | Evergy Kansas South, Inc | KS | Investor Owned | 167.83 | 1.33 | 126.188 | 113.9 | 1.103 | 103.2638 | 147.71 | 1.009 | 146.3925 | 332977 | 34 | Y | . | . | . | . | . | . | . |  |  | . |  | 53.93 | 0.227 | 103.2638 | 237.5771 | 237.5771 | 75585.779 | 75585.779 | 22.7% | 20.9473 | 3779.289 | 41.8946 | 9448.2224 | 125.6837 | 15117.1558 | 209.4728 | 18896.4447 | 314.2092 | 15117.1558 | 418.9456 | 7558.5779 | 628.4185 | 3401.3601 | 837.8913 | 2267.5734 | 79165.8322 | 395829.1611 | 1899979.9734 | 3958291.6113 | 4749949.9336 | 3166633.2891 | 2137477.4701 | 1899979.9734
2021 | 10019 | FreeState Electric Coop | KS | Cooperative | 547.93 | . | . | 358.83 | . | . | 392.21 | . | . | 18584 | . | Y | . | . | . | . | . | . | . |  |  | . |  | 189.1 |  |  |  | 189.1 |  | 18584 | 100% | 16.673 | 929.2 | 33.3461 | 2323 | 100.0382 | 3716.8 | 166.7303 | 4646 | 250.0955 | 3716.8 | 333.4607 | 1858.4 | 500.191 | 836.28 | 666.9214 | 557.52 | 15492.5837 | 77462.9184 | 371822.0085 | 774629.1844 | 929555.0213 | 619703.3475 | 418299.7596 | 371822.0085
2021 | 10056 | City of Kaukauna | WI | Municipal | 25 | 0.46 | 54.3478 | 4 | 0.05 | 80 | 25 | 0.46 | 54.3478 | 15810 | 34.5 | N | . | . | . | . | . | . | . |  |  | . |  | 21 | 0.41 | 80 | 51.2195 | 51.2195 | 6482.1 | 6482.1 | 41% | 4.516 | 324.105 | 9.0321 | 810.2625 | 27.0963 | 1296.42 | 45.1605 | 1620.525 | 67.7407 | 1296.42 | 90.321 | 648.21 | 135.4814 | 291.6945 | 180.6419 | 194.463 | 1463.6738 | 7318.3688 | 35128.1705 | 73183.6885 | 87820.4262 | 58546.9508 | 39519.1918 | 35128.1705
2021 | 10071 | Kauai Island Utility Cooperative | HI | Cooperative | . | . | . | . | . | . | . | . | . | . | . |  | 77.59 | 2.41 | 32.195 | . | . | . | 35122 | N | L | 12.5 | Y | [6 empty] | 35122 | 100% |  | 1756.1 |  | 4390.25 |  | 1: 7024.4; 3: 8780.5; 5: 7024.4; 7: 3512.2 | 1580.49 |  | 1053.66
2021 | 10170 | Kiamichi Electric Coop, Inc | OK | Cooperative | 811.18 | 3.36 | 241.4226 | 647.51 | 3.08 | 210.2305 | 767.13 | 3.03 | 253.1782 | 21712 | 24.9 | Y | . | . | . | . | . | . | . |  |  | . |  | 163.67 | 0.28 | 210.2305 | 584.5357 | 584.5357 | 6079.36 | 6079.36 | 28% | 51.5388 | 303.968 | 103.0776 | 759.92 | 309.2327 | 1215.872 | 515.3878 | 1519.84 | 773.0818 | 1215.872 | 1030.7757 | 607.936 | 1546.1635 | 273.5712 | 2061.5514 | 182.3808 | 15666.1412 | 78330.7062 | 375987.39 | 783307.0625 | 939968.4749 | 626645.65 | 422985.8137 | 375987.39
2021 | 10171 | Kentucky Utilities Co | KY | Investor Owned | 241.24 | 0.906 | 266.2693 | 79.26 | 0.748 | 105.9626 | 213.29 | 0.784 | 272.0536 | 546612 | 34.5 | Y | . | . | . | . | . | . | . |  |  | . |  | 161.98 | 0.158 | 105.9626 | 1025.1899 | 1025.1899 | 86364.696 | 86364.696 | 15.8% | 90.3915 | 4318.2348 | 180.7829 | 10795.587 | 542.3488 | 17272.9392 | 903.9147 | 21591.174 | 1355.872 | 17272.9392 | 1807.8293 | 8636.4696 | 2711.744 | 3886.4113 | 3615.6586 | 2590.9409 | 390331.5728 | 1951657.8639 | 9367957.7468 | 19516578.6392 | 23419894.3671 | 15613262.9114 | 10538952.4652 | 9367957.7468
2021 | 10171 | Kentucky Utilities Co | VA | Investor Owned | 158.64 | 1.431 | 110.8595 | 119.72 | 1.077 | 111.1606 | 134.36 | 1.142 | 117.6532 | 29789 | 34.5 | Y | . | . | . | . | . | . | . |  |  | . |  | 38.92 | 0.354 | 111.1606 | 109.9435 | 109.9435 | 10545.306 | 10545.306 | 35.4% | 9.6938 | 527.2653 | 19.3875 | 1318.1633 | 58.1626 | 2109.0612 | 96.9377 | 2636.3265 | 145.4065 | 2109.0612 | 193.8754 | 1054.5306 | 290.8131 | 474.5388 | 387.7508 | 316.3592 | 5111.1883 | 25555.9415 | 122668.5193 | 255559.4151 | 306671.2982 | 204447.5321 | 138002.0842 | 122668.5193
2021 | 10210 | Ketchikan Public Utilities | AK | Municipal | . | . | . | . | . | . | . | . | . | . | . |  | 361.3 | 5.6 | 64.5179 | . | . | . | 7867 | N | L | 12.5 | N | [6 empty] | 7867 | 100% |  | 393.35 |  | 983.375 |  | 1: 1573.4; 3: 1966.75; 5: 1573.4; 7: 786.7 | 354.015 |  | 236.01
2021 | 10226 | Utility Board of the City of Key West, F | FL | Municipal | . | . | . | 78.8 | 1.6 | 49.25 | . | . | . | 31324 | 13.8 | Y | . | . | . | . | . | . | . |  |  | . |  |  |  | 49.25 |  |  |  | 31324 | 100% |  | 1566.2 |  | 3915.5 |  | 1: 6264.8; 3: 7831; 5: 6264.8; 7: 3132.4 | 1409.58 |  | 939.72
2021 | 10331 | Kingsport Power Co | TN | Investor Owned | 225.6 | 1.288 | 175.1553 | 225.6 | 1.288 | 175.1553 | 222.8 | 1.273 | 175.0196 | 48567 | 35 | Y | . | . | . | . | . | . | . |  |  | . |  | 0 | 0 | 175.1553 |  |  | 0 | 0 | 0% |  | 0 |  | 0 |  | 1: 0; 3: 0; 5: 0; 7: 0 | 0 |  | 0
2021 | 10345 | City of Kinston - (NC) | NC | Municipal | 21.579 | 0.286 | 75.451 | 21.579 | 0.286 | 75.451 | 21.579 | 0.286 | 75.451 | 11773 | 12.4 | N | . | . | . | . | . | . | . |  |  | . |  | 0 | 0 | 75.451 |  |  | 0 | 0 | 0% |  | 0 |  | 0 |  | 1: 0; 3: 0; 5: 0; 7: 0 | 0 |  | 0
2021 | 10370 | City of Kirkwood - (MO) | MO | Municipal | 25.592 | 0.375 | 68.2453 | 25.592 | 0.375 | 68.2453 | 25.592 | 0.375 | 68.2453 | 10095 | 12.4 | Y | . | . | . | . | . | . | . |  |  | . |  | 0 | 0 | 68.2453 |  |  | 0 | 0 | 0% |  | 0 |  | 0 |  | 1: 0; 3: 0; 5: 0; 7: 0 | 0 |  | 0
2021 | 10376 | Kissimmee Utility Authority | FL | Municipal | . | . | . | . | . | . | . | . | . | . | . |  | 28.35 | 0.724 | 39.1575 | 28.35 | 0.724 | 39.1575 | 86386 | N | L | 13.2 | Y | 0 | 0 | 39.1575 |  |  | 0 | 0 | 0% |  | 0 |  | 0 |  | 1: 0; 3: 0; 5: 0; 7: 0 | 0 |  | 0
2021 | 10378 | Kit Carson Electric Coop, Inc | NM | Cooperative | 1553.122 | 2.283 | 680.2987 | 118.088 | 2.013 | 58.6627 | 1553.122 | 2.283 | 680.2987 | 30041 | 24.9 | N | . | . | . | . | . | . | . |  |  | . |  | 1435.034 | 0.27 | 58.6627 | 5314.9407 | 5314.9407 | 8111.07 | 8111.07 | 27% | 468.6208 | 405.5535 | 937.2416 | 1013.8837 | 2811.7247 | 1622.214 | 4686.2079 | 2027.7675 | 7029.3118 | 1622.214 | 9372.4157 | 811.107 | 14058.6236 | 364.9982 | 18744.8314 | 243.3321 | 190050.7997 | 950253.9984 | 4561219.1923 | 9502539.984 | 11403047.9808 | 7602031.9872 | 5131371.5914 | 4561219.1923
2021 | 10393 | PUD No 1 of Klickitat County | WA | Political Subdivision | . | . | . | . | . | . | . | . | . | . | . |  | 264 | 1.28 | 206.25 | . | . | . | 13855 | N | L | 13.2 | N | [6 empty] | 13855 | 100% |  | 692.75 |  | 1731.875 |  | 1: 2771; 3: 3463.75; 5: 2771; 7: 1385.5 | 623.475 |  | 415.65
2021 | 10421 | Knoxville Utilities Board | TN | Municipal | 2.38 | 1.69 | 1.4083 | 1.94 | 1.43 | 1.3566 | 2.37 | 1.63 | 1.454 | 210133 | 13.2 | Y | . | . | . | . | . | . | . |  |  | . |  | 0.44 | 0.26 | 1.3566 | 1.6923 | 1.6923 | 54634.58 | 54634.58 | 26% | 0.14921 | 2731.729 | 0.29842 | 6829.3225 | 0.89527 | 10926.916 | 1.4921 | 13658.645 | 2.2382 | 10926.916 | 2.9842 | 5463.458 | 4.4763 | 2458.5561 | 5.9685 | 1639.0374 | 407.6055 | 2038.0276 | 9782.5326 | 20380.2763 | 24456.3315 | 16304.221 | 11005.3492 | 9782.5326
2021 | 10448 | Kosciusko County Rural E M C | IN | Cooperative | 233.03 | 2.16 | 107.8843 | 180.26 | 1.86 | 96.914 | 164.44 | 1.5 | 109.6267 | 17444 | 12.5 | Y | . | . | . | . | . | . | . |  |  | . |  | 52.77 | 0.3 | 96.914 | 175.9 | 175.9 | 5233.2 | 5233.2 | 30% | 15.5092 | 261.66 | 31.0184 | 654.15 | 93.0551 | 1046.64 | 155.0918 | 1308.3 | 232.6378 | 1046.64 | 310.1837 | 523.32 | 465.2755 | 235.494 | 620.3674 | 156.996 | 4058.1332 | 20290.666 | 97395.1967 | 202906.6598 | 243487.9918 | 162325.3278 | 109569.5963 | 97395.1967
2021 | 10454 | Kootenai Electric Cooperative | ID | Cooperative | 2409.09 | 3.25 | 741.2585 | 212.96 | 1.38 | 154.3188 | 2226.66 | 2.53 | 880.1028 | 31046 | 25 | Y | . | . | . | . | . | . | . |  |  | . |  | 2196.13 | 1.87 | 154.3188 | 1174.4011 | 2196.13 | 58056.02 | 31046 | 100% | 193.6338 | 1552.3 | 387.2676 | 3880.75 | 1161.8028 | 6209.2 | 1936.338 | 7761.5 | 2904.507 | 6209.2 | 3872.676 | 3104.6 | 5809.014 | 1397.07 | 7745.3519 | 931.38 | 300577.7457 | 1502888.7284 | 7213865.8965 | 15028887.2843 | 18034664.7412 | 12023109.8275 | 8115599.1335 | 7213865.8965
2021 | 10539 | La Plata Electric Assn, Inc | CO | Cooperative | 242.347 | 1.379 | 175.7411 | 64.767 | 0.734 | 88.2384 | 242.346 | 1.379 | 175.7404 | 45046 | 12.5 | Y | . | . | . | . | . | . | . |  |  | . |  | 177.58 | 0.645 | 88.2384 | 275.3178 | 275.3178 | 29054.67 | 29054.67 | 64.5% | 24.2749 | 1452.7335 | 48.5498 | 3631.8337 | 145.6494 | 5810.934 | 242.749 | 7263.6675 | 364.1235 | 5810.934 | 485.498 | 2905.467 | 728.247 | 1307.4602 | 970.996 | 871.6401 | 35264.9611 | 176324.8056 | 846359.0668 | 1763248.0558 | 2115897.667 | 1410598.4447 | 952153.9502 | 846359.0668
2021 | 10599 | Lake Region Electric Coop, Inc - (OK) | OK | Cooperative | 133.256 | 1.09 | 122.2532 | 115.493 | 0.993 | 116.3071 | 120.279 | 1.032 | 116.5494 | 25546 | 12.5 | Y | . | . | . | . | . | . | . |  |  | . |  | 17.763 | 0.097 | 116.3072 | 183.1237 | 183.1237 | 2477.962 | 2477.962 | 9.7% | 16.1461 | 123.8981 | 32.2922 | 309.7452 | 96.8766 | 495.5924 | 161.461 | 619.4905 | 242.1915 | 495.5924 | 322.922 | 247.7962 | 484.3831 | 111.5083 | 645.8441 | 74.3389 | 2000.4714 | 10002.357 | 48011.3138 | 100023.5705 | 120028.2846 | 80018.8564 | 54012.728 | 48011.3138
2021 | 10603 | Laclede Electric Coop, Inc | MO | Cooperative | 134.64 | 1.91 | 70.4921 | 125.92 | 1.8 | 69.9556 | 131.79 | 1.73 | 76.1792 | 37997 | 12.5 | Y | . | . | . | . | . | . | . |  |  | . |  | 8.72 | 0.11 | 69.9556 | 79.2727 | 79.2727 | 4179.67 | 4179.67 | 11% | 6.9895 | 208.9835 | 13.979 | 522.4587 | 41.9371 | 835.934 | 69.8951 | 1044.9175 | 104.8427 | 835.934 | 139.7903 | 417.967 | 209.6854 | 188.0851 | 279.5805 | 125.3901 | 1460.6929 | 7303.4645 | 35056.6297 | 73034.6451 | 87641.5741 | 58427.7161 | 39438.7084 | 35056.6297
2021 | 10618 | Lake Region Electric Cooperative - (MN) | MN | Cooperative | 264.38 | 1.83 | 144.47 | 137.14 | 1.1 | 124.6727 | 217.72 | 1.57 | 138.6752 | 28925 | 12.5 | N | . | . | . | . | . | . | . |  |  | . |  | 127.24 | 0.73 | 124.6727 | 174.3014 | 174.3014 | 21115.25 | 21115.25 | 73% | 15.3682 | 1055.7625 | 30.7365 | 2639.4062 | 92.2094 | 4223.05 | 153.6823 | 5278.8125 | 230.5235 | 4223.05 | 307.3646 | 2111.525 | 461.047 | 950.1862 | 614.7293 | 633.4575 | 16225.2035 | 81126.0176 | 389404.8846 | 811260.1763 | 973512.2116 | 649008.1411 | 438080.4952 | 389404.8846
2021 | 10620 | City of Lake Worth Beach - (FL) | FL | Municipal | . | . | . | . | . | . | . | . | . | . | . |  | 184.7 | 3.9 | 47.359 | 134 | 3.2 | 41.875 | 27892 | Y | L | 26.4 | N | 50.7 | 0.7 | 41.875 | 72.4286 | 72.4286 | 19524.4 | 19524.4 | 70% | 6.3861 | 976.22 | 12.7721 | 2440.55 | 38.3164 | 3904.88 | 63.8606 | 4881.1 | 95.7909 | 3904.88 | 127.7212 | 1952.44 | 191.5818 | 878.598 | 255.4424 | 585.732 | 6234.2001 | 31171.0007 | 149620.8035 | 311710.0073 | 374052.0088 | 249368.0059 | 168323.404 | 149620.8035
2021 | 10624 | Southern Rivers Energy | GA | Cooperative | 187.773 | 1.94 | 96.7902 | 164.133 | 1.8 | 91.185 | 176.175 | 1.818 | 96.9059 | 20111 | 25 | Y | . | . | . | . | . | . | . |  |  | . |  | 23.64 | 0.14 | 91.185 | 168.8571 | 168.8571 | 2815.54 | 2815.54 | 14% | 14.8882 | 140.777 | 29.7764 | 351.9425 | 89.3293 | 563.108 | 148.8821 | 703.885 | 223.3232 | 563.108 | 297.7642 | 281.554 | 446.6464 | 126.6993 | 595.5285 | 84.4662 | 2095.9179 | 10479.5894 | 50302.0292 | 104795.8942 | 125755.073 | 83836.7154 | 56589.7829 | 50302.0292
2021 | 10625 | Lamb County Electric Coop, Inc | TX | Cooperative | . | . | . | . | . | . | . | . | . | . | . |  | 26.1 | . | . | 26.1 | . | . | 11620 | N | L | . | Y | 0 |  |  |  | 0 |  | 11620 | 100% | 0 | 581 | 0 | 1452.5 | 0 | 2324 | 0 | 2905 | 0 | 2324 | 0 | 1162 | 0 | 522.9 | 0 | 348.6 | 0 | 0 | 0 | 0 | 0 | 0 | 0 | 0
2021 | 10668 | Licking Rural Electric Inc | OH | Cooperative | 219 | 2.06 | 106.3107 | 119.4 | 1.52 | 78.5526 | 172.2 | 1.47 | 117.1429 | 26915 | 12.5 | Y | . | . | . | . | . | . | . |  |  | . |  | 99.6 | 0.54 | 78.5526 | 184.4444 | 184.4444 | 14534.1 | 14534.1 | 54% | 16.2626 | 726.705 | 32.5251 | 1816.7625 | 97.5753 | 2906.82 | 162.6255 | 3633.525 | 243.9383 | 2906.82 | 325.251 | 1453.41 | 487.8766 | 654.0345 | 650.5021 | 436.023 | 11818.0779 | 59090.3894 | 283633.8692 | 590903.8942 | 709084.673 | 472723.1154 | 319088.1029 | 283633.8692
2021 | 10681 | Lane Electric Coop Inc | OR | Cooperative | . | . | . | . | . | . | . | . | . | . | . |  | 815.134 | 2.348 | 347.161 | 786.528 | 2.341 | 335.9795 | 12966 | N | L | 12.4 | Y | 28.606 | 0.007 | 335.9795 | 4086.5714 | 4086.5714 | 90.762 | 90.762 | 0.7% | 360.3149 | 4.5381 | 720.6298 | 11.3452 | 2161.8894 | 18.1524 | 3603.1489 | 22.6905 | 5404.7234 | 18.1524 | 7206.2979 | 9.0762 | 10809.4468 | 4.0843 | 14412.5958 | 2.7229 | 1635.145 | 8175.7251 | 39243.4805 | 81757.2511 | 98108.7014 | 65405.8009 | 44148.9156 | 39243.4805
2021 | 10697 | Lake Country Power | MN | Cooperative | 303.07 | 2.125 | 142.6212 | 164.59 | 1.687 | 97.5637 | 283.32 | 1.795 | 157.8384 | 50371 | 24.9 | Y | . | . | . | . | . | . | . |  |  | . |  | 138.48 | 0.438 | 97.5637 | 316.1644 | 316.1644 | 22062.498 | 22062.498 | 43.8% | 27.8764 | 1103.1249 | 55.7527 | 2757.8122 | 167.2582 | 4412.4996 | 278.7636 | 5515.6245 | 418.1454 | 4412.4996 | 557.5272 | 2206.2498 | 836.2908 | 992.8124 | 1115.0544 | 661.8749 | 30751.1069 | 153755.5345 | 738026.5654 | 1537555.3446 | 1845066.4135 | 1230044.2757 | 830279.8861 | 738026.5654
2021 | 10704 | City of Lansing - (MI) | MI | Municipal | . | . | . | . | . | . | . | . | . | . | . |  | 104.165 | 1.411 | 73.8235 | 104.165 | 1.411 | 73.8235 | 97790 | N | F | 13.2 | Y | 0 | 0 | 73.8235 |  |  | 0 | 0 | 0% |  | 0 |  | 0 |  | 1: 0; 3: 0; 5: 0; 7: 0 | 0 |  | 0
2021 | 10768 | Laurens Electric Coop, Inc | SC | Cooperative | 84.37 | 0.92 | 91.7065 | 84.37 | 0.92 | 91.7065 | 77.33 | 0.82 | 94.3049 | 59898 | 14.4 | Y | . | . | . | . | . | . | . |  |  | . |  | 0 | 0 | 91.7065 |  |  | 0 | 0 | 0% |  | 0 |  | 0 |  | 1: 0; 3: 0; 5: 0; 7: 0 | 0 |  | 0
2021 | 10817 | Lea County Electric Coop, Inc | NM | Cooperative | . | . | . | . | . | . | . | . | . | . | . |  | 438.08 | 2.356 | 185.9423 | 438.08 | 2.356 | 185.9423 | 10954 | N | O | 24.9 | N | 0 | 0 | 185.9423 |  |  | 0 | 0 | 0% |  | 0 |  | 0 |  | 1: 0; 3: 0; 5: 0; 7: 0 | 0 |  | 0
2021 | 10817 | Lea County Electric Coop, Inc | TX | Cooperative | . | . | . | . | . | . | . | . | . | . | . |  | 261.469 | 1.902 | 137.4706 | 261.469 | 1.902 | 137.4706 | 5327 | N | O | 24.9 |  | 0 | 0 | 137.4706 |  |  | 0 | 0 | 0% |  | 0 |  | 0 |  | 1: 0; 3: 0; 5: 0; 7: 0 | 0 |  | 0
2021 | 10857 | Lee County Electric Coop, Inc | FL | Cooperative | . | . | . | . | . | . | . | . | . | . | . |  | 82.46 | 1.19 | 69.2941 | 77.76 | 1.14 | 68.2105 | 233150 | N | F | 24.9 | Y | 4.7 | 0.05 | 68.2105 | 94 | 94 | 11657.5 | 11657.5 | 5% | 8.288 | 582.875 | 16.576 | 1457.1875 | 49.7281 | 2331.5 | 82.8802 | 2914.375 | 124.3204 | 2331.5 | 165.7605 | 1165.75 | 248.6407 | 524.5875 | 331.5209 | 349.725 | 4830.8817 | 24154.4085 | 115941.1609 | 241544.0852 | 289852.9023 | 193235.2682 | 130433.806 | 115941.1609
2021 | 10868 | City of Leesburg - (FL) | FL | Municipal | . | . | . | . | . | . | . | . | . | . | . |  | . | . | . | 116.838 | 1.559 | 74.9442 | 25410 | N | L | 12.5 | N |  |  | 74.9442 |  |  |  | 25410 | 100% |  | 1270.5 |  | 3176.25 |  | 1: 5082; 3: 6352.5; 5: 5082; 7: 2541 | 1143.45 |  | 762.3
2021 | 10879 | Lehi City Corporation | UT | Municipal | 37.818 | 0.326 | 116.0061 | 37.818 | 0.326 | 116.0061 | 37.818 | 0.326 | 116.0061 | 25495 | 12.5 | N | . | . | . | . | . | . | . |  |  | . |  | 0 | 0 | 116.0061 |  |  | 0 | 0 | 0% |  | 0 |  | 0 |  | 1: 0; 3: 0; 5: 0; 7: 0 | 0 |  | 0
2021 | 10944 | PUD No 1 of Lewis County | WA | Political Subdivision | 897 | 4.2 | 213.5714 | 345 | 2.37 | 145.5696 | 209 | 4.2 | 49.7619 | 34114 | 25 | N | . | . | . | . | . | . | . |  |  | . |  | 552 | 1.83 | 145.5696 | 301.6393 | 552 | 62428.62 | 34114 | 100% | 48.6701 | 1705.7 | 97.3402 | 4264.25 | 292.0206 | 6822.8 | 486.701 | 8528.5 | 730.0514 | 6822.8 | 973.4019 | 3411.4 | 1460.1029 | 1535.13 | 1946.8038 | 1023.42 | 83016.5819 | 415082.9096 | 1992397.9662 | 4150829.0963 | 4980994.9155 | 3320663.277 | 2241447.712 | 1992397.9662
2021 | 10960 | City of Lewisburg - (TN) | TN | Municipal | 47 | 0.517 | 90.9091 | 9 | 0.16 | 56.25 | 47 | 0.517 | 90.9091 | 6400 | 13 | N | . | . | . | . | . | . | . |  |  | . |  | 38 | 0.357 | 56.25 | 106.4426 | 106.4426 | 2284.8 | 2284.8 | 35.7% | 9.3851 | 114.24 | 18.7702 | 285.6 | 56.3105 | 456.96 | 93.8509 | 571.2 | 140.7764 | 456.96 | 187.7018 | 228.48 | 281.5527 | 102.816 | 375.4037 | 68.544 | 1072.1528 | 5360.7641 | 25731.6679 | 53607.6414 | 64329.1697 | 42886.1132 | 28948.1264 | 25731.6679
2021 | 10966 | City of Lexington - (NC) | NC | Municipal | . | . | . | . | . | . | . | . | . | . | . |  | 177.137 | 1.928 | 91.876 | 88.392 | 1.324 | 66.7613 | 19501 | Y | L | 44 | Y | 88.745 | 0.604 | 66.7613 | 146.9288 | 146.9288 | 11778.604 | 11778.604 | 60.4% | 12.9548 | 588.9302 | 25.9096 | 1472.3255 | 77.7287 | 2355.7208 | 129.5478 | 2944.651 | 194.3217 | 2355.7208 | 259.0956 | 1177.8604 | 388.6434 | 530.0372 | 518.1912 | 353.3581 | 7629.4618 | 38147.3089 | 183107.0825 | 381473.0885 | 457767.7062 | 305178.4708 | 205995.4678 | 183107.0825
2021 | 11011 | Licking Valley Rural E C C | KY | Cooperative | . | . | . | . | . | . | . | . | . | . | . |  | 2511.04 | 2.9 | 865.8759 | 152.25 | 1.4 | 108.75 | 17523 | N | L | 7.2 | N | 2358.79 | 1.5 | 108.75 | 1572.5267 | 2358.79 | 26284.5 | 17523 | 100% | 207.9756 | 876.15 | 415.9512 | 2190.375 | 1247.8536 | 3504.6 | 2079.7561 | 4380.75 | 3119.6341 | 3504.6 | 4159.5121 | 1752.3 | 6239.2682 | 788.535 | 8319.0242 | 525.69 | 182217.8273 | 911089.1367 | 4373227.8563 | 9110891.3674 | 10933069.6409 | 7288713.0939 | 4919881.3384 | 4373227.8563
2021 | 11018 | Lincoln Electric System | NE | Municipal | 41.2 | 0.598 | 68.8963 | 17.1 | 0.26 | 65.7692 | 41.2 | 0.598 | 68.8963 | 143256 | 34.5 | Y | . | . | . | . | . | . | . |  |  | . |  | 24.1 | 0.338 | 65.7692 | 71.3018 | 71.3018 | 48420.528 | 48420.528 | 33.8% | 6.2867 | 2421.0264 | 12.5734 | 6052.566 | 37.7203 | 9684.1056 | 62.8671 | 12105.132 | 94.3007 | 9684.1056 | 125.7342 | 4842.0528 | 188.6013 | 2178.9238 | 251.4684 | 1452.6158 | 15220.2921 | 76101.4607 | 365287.0113 | 761014.6069 | 913217.5283 | 608811.6855 | 410947.8877 | 365287.0113
2021 | 11053 | Linn County REC | IA | Cooperative | 138 | 1.593 | 86.629 | 138 | 1.593 | 86.629 | 0 | 0 | . | 31086 | 12.5 | N | . | . | . | . | . | . | . |  |  | . |  | 0 | 0 | 86.629 |  |  | 0 | 0 | 0% |  | 0 |  | 0 |  | 1: 0; 3: 0; 5: 0; 7: 0 | 0 |  | 0
2021 | 11124 | City of Lodi - (CA) | CA | Municipal | . | . | . | . | . | . | . | . | . | . | . |  | 37.871 | 1.02 | 37.1284 | 21.174 | 0.333 | 63.5856 | 25270 | N | F | 12 | N | 16.697 | 0.687 | 63.5856 | 24.3042 | 24.3042 | 17360.49 | 17360.49 | 68.7% | 2.1429 | 868.0245 | 4.2858 | 2170.0613 | 12.8575 | 3472.098 | 21.4291 | 4340.1225 | 32.1437 | 3472.098 | 42.8583 | 1736.049 | 64.2874 | 781.222 | 85.7166 | 520.8147 | 1860.1022 | 9300.5112 | 44642.4536 | 93005.1117 | 111606.134 | 74404.0893 | 50222.7603 | 44642.4536
2021 | 11135 | City of Logan - (UT) | UT | Municipal | 157.34 | 0.997 | 157.8134 | 15.671 | 0.372 | 42.1263 | 157.34 | 0.997 | 157.8134 | 19153 | 46 | N | . | . | . | . | . | . | . |  |  | . |  | 141.669 | 0.625 | 42.1263 | 226.6704 | 226.6704 | 11970.625 | 11970.625 | 62.5% | 19.9856 | 598.5312 | 39.9713 | 1496.3281 | 119.9138 | 2394.125 | 199.8563 | 2992.6562 | 299.7845 | 2394.125 | 399.7127 | 1197.0625 | 599.569 | 538.6781 | 799.4254 | 359.1187 | 11962.0266 | 59810.1328 | 287088.6373 | 598101.3278 | 717721.5933 | 478481.0622 | 322974.717 | 287088.6373
2021 | 11171 | Long Island Power Authority | NY | State | . | . | . | . | . | . | . | . | . | . | . |  | 67.3 | 0.727 | 92.5722 | 54.7 | 0.679 | 80.5596 | 1147438 | N | O | 13.2 | Y | 12.6 | 0.048 | 80.5596 | 262.5 | 262.5 | 55077.024 | 55077.024 | 4.8% | 23.1447 | 2753.8512 | 46.2895 | 6884.628 | 138.8685 | 11015.4048 | 231.4475 | 13769.256 | 347.1712 | 11015.4048 | 462.8949 | 5507.7024 | 694.3424 | 2478.4661 | 925.7899 | 1652.3107 | 63737.188 | 318685.9398 | 1529692.5108 | 3186859.3975 | 3824231.277 | 2549487.518 | 1720904.0747 | 1529692.5108
2021 | 11187 | City of Longmont | CO | Municipal | . | . | . | . | . | . | . | . | . | . | . |  | 23.516 | 0.424 | 55.4623 | 23.516 | 0.424 | 55.4623 | 46337 | N | F | 12.5 | N | 0 | 0 | 55.4623 |  |  | 0 | 0 | 0% |  | 0 |  | 0 |  | 1: 0; 3: 0; 5: 0; 7: 0 | 0 |  | 0
2021 | 11200 | Lorain-Medina R E C, Inc | OH | Cooperative | 127.664 | . | . | 127.664 | . | . | 88.392 | . | . | 16617 | 12.5 | Y | . | . | . | . | . | . | . |  |  | . |  | 0 |  |  |  | 0 |  | 16617 | 100% | 0 | 830.85 | 0 | 2077.125 | 0 | 3323.4 | 0 | 4154.25 | 0 | 3323.4 | 0 | 1661.7 | 0 | 747.765 | 0 | 498.51 | 0 | 0 | 0 | 0 | 0 | 0 | 0 | 0
2021 | 11204 | Los Alamos County | NM | Municipal | 232.488 | 2.464 | 94.3539 | 172.359 | 1.994 | 86.4388 | 172.359 | 1.994 | 86.4388 | 9045 | 13.2 | N | . | . | . | . | . | . | . |  |  | . |  | 60.129 | 0.47 | 86.4388 | 127.934 | 127.934 | 4251.15 | 4251.15 | 47% | 11.28 | 212.5575 | 22.56 | 531.3937 | 67.68 | 850.23 | 112.8 | 1062.7875 | 169.2001 | 850.23 | 225.6001 | 425.115 | 338.4001 | 191.3017 | 451.2002 | 127.5345 | 2397.6494 | 11988.247 | 57543.5855 | 119882.4699 | 143858.9639 | 95905.9759 | 64736.5337 | 57543.5855
2021 | 11208 | Los Angeles Department of Water & Power | CA | Municipal | 140.24 | 0.76 | 184.5263 | 140.24 | 0.76 | 184.5263 | . | . | . | 1580125 | 34.5 | N | . | . | . | . | . | . | . |  |  | . |  | 0 | 0 | 184.5263 |  |  | 0 | 0 | 0% |  | 0 |  | 0 |  | 1: 0; 3: 0; 5: 0; 7: 0 | 0 |  | 0
2021 | 11241 | Entergy Louisiana LLC | LA | Investor Owned | 6692 | 3.159 | 2118.3919 | 246.6 | 1.618 | 152.4104 | 6623.8 | 2.971 | 2229.485 | 1121813 | 34.5 | Y | . | . | . | . | . | . | . |  |  | . |  | 6445.4 | 1.541 | 152.4104 | 4182.6087 | 6445.4 | 1728713.833 | 1121813 | 100% | 568.2939 | 56090.65 | 1136.5878 | 140226.625 | 3409.7634 | 224362.6 | 5682.939 | 280453.25 | 8524.4085 | 224362.6 | 11365.878 | 112181.3 | 17048.817 | 50481.585 | 22731.7561 | 33654.39 | 31875974.3286 | 159379871.6429 | 765023383.886 | 1593798716.4291 | 1912558459.7149 | 1275038973.1433 | 860651306.8717 | 765023383.886
2021 | 11249 | Louisville Gas & Electric Co | KY | Investor Owned | 102.4 | 0.948 | 108.0169 | 78.97 | 0.885 | 89.2316 | 97.81 | 0.891 | 109.7755 | 435686 | 34.5 | Y | . | . | . | . | . | . | . |  |  | . |  | 23.43 | 0.063 | 89.2316 | 371.9048 | 371.9048 | 27448.218 | 27448.218 | 6.3% | 32.791 | 1372.4109 | 65.582 | 3431.0273 | 196.7461 | 5489.6436 | 327.9102 | 6862.0545 | 491.8652 | 5489.6436 | 655.8203 | 2744.8218 | 983.7305 | 1235.1698 | 1311.6406 | 823.4465 | 45002.7464 | 225013.7321 | 1080065.9141 | 2250137.3211 | 2700164.7853 | 1800109.8569 | 1215074.1534 | 1080065.9141
2021 | 11251 | Loup River Public Power Dist | NE | Political Subdivision | . | . | . | . | . | . | . | . | . | . | . |  | 60.4 | 0.8 | 75.5 | 25.2 | 0.3 | 84 | 21130 | Y | L | 12.5 | N | 35.2 | 0.5 | 84 | 70.4 | 70.4 | 10565 | 10565 | 50% | 6.2072 | 528.25 | 12.4144 | 1320.625 | 37.2432 | 2113 | 62.072 | 2641.25 | 93.108 | 2113 | 124.144 | 1056.5 | 186.216 | 475.425 | 248.288 | 316.95 | 3278.9537 | 16394.7686 | 78694.8891 | 163947.6855 | 196737.2226 | 131158.1484 | 88531.7502 | 78694.8891
2021 | 11256 | City of Loveland - (CO) | CO | Municipal | 53.4 | 0.46 | 116.087 | 53.4 | 0.46 | 116.087 | 53.4 | 0.46 | 116.087 | 36941 | 12.5 | N | . | . | . | . | . | . | . |  |  | . |  | 0 | 0 | 116.087 |  |  | 0 | 0 | 0% |  | 0 |  | 0 |  | 1: 0; 3: 0; 5: 0; 7: 0 | 0 |  | 0
2021 | 11272 | Lower Yellowstone R E A, Inc | MT | Cooperative | . | . | . | . | . | . | . | . | . | . | . |  | 2989.58 | 1.618 | 1847.7009 | 34.11 | 0.704 | 48.4517 | 5100 | N | F | 25 | Y | 2955.47 | 0.914 | 48.4517 | 3233.5558 | 3233.5558 | 4661.4 | 4661.4 | 91.4% | 285.1041 | 233.07 | 570.2082 | 582.675 | 1710.6247 | 932.28 | 2851.0411 | 1165.35 | 4276.5617 | 932.28 | 5702.0822 | 466.14 | 8553.1233 | 209.763 | 11404.1645 | 139.842 | 66449.2153 | 332246.0764 | 1594781.1668 | 3322460.7641 | 3986952.917 | 2657968.6113 | 1794128.8126 | 1594781.1668
2021 | 11272 | Lower Yellowstone R E A, Inc | ND | Cooperative | . | . | . | . | . | . | . | . | . | . | . |  | 612.31 | 0.331 | 1849.8792 | 34.11 | 0.144 | 236.875 | 1114 | N | F | 25 | Y | 578.2 | 0.187 | 236.875 | 3091.9786 | 3091.9786 | 208.318 | 208.318 | 18.7% | 272.6212 | 10.4159 | 545.2424 | 26.0398 | 1635.7271 | 41.6636 | 2726.2119 | 52.0795 | 4089.3178 | 41.6636 | 5452.4237 | 20.8318 | 8178.6356 | 9.3743 | 10904.8474 | 6.2495 | 2839.595 | 14197.975 | 68150.2801 | 141979.7502 | 170375.7002 | 113583.8001 | 76669.0651 | 68150.2801
2021 | 11291 | Lumbee River Elec Member Corp | NC | Cooperative | 141.306 | 1.407 | 100.4307 | 80.73 | 1.069 | 75.5192 | 139.805 | 1.374 | 101.7504 | 63543 | 25 | Y | . | . | . | . | . | . | . |  |  | . |  | 60.576 | 0.338 | 75.5192 | 179.2189 | 179.2189 | 21477.534 | 21477.534 | 33.8% | 15.8018 | 1073.8767 | 31.6036 | 2684.6917 | 94.8109 | 4295.5068 | 158.0182 | 5369.3835 | 237.0272 | 4295.5068 | 316.0363 | 2147.7534 | 474.0545 | 966.489 | 632.0727 | 644.326 | 16969.2025 | 84846.0125 | 407260.8601 | 848460.1252 | 1018152.1502 | 678768.1002 | 458168.4676 | 407260.8601
2021 | 11318 | City of Lumberton - (NC) | NC | Municipal | . | . | . | . | . | . | . | . | . | . | . |  | 54.5 | 0.72 | 75.6944 | . | . | . | 11920 | N | L | 23 | N | [6 empty] | 11920 | 100% |  | 596 |  | 1490 |  | 1: 2384; 3: 2980; 5: 2384; 7: 1192 | 536.4 |  | 357.6
2021 | 11355 | Lynches River Elec Coop, Inc | SC | Cooperative | 210.8 | 2.5 | 84.32 | 194.9 | 2.3 | 84.7391 | 180.9 | 1.8 | 100.5 | 21697 | 25 | N | . | . | . | . | . | . | . |  |  | . |  | 15.9 | 0.2 | 84.7391 | 79.5 | 79.5 | 4339.4 | 4339.4 | 20% | 7.0096 | 216.97 | 14.0191 | 542.425 | 42.0573 | 867.88 | 70.0955 | 1084.85 | 105.1433 | 867.88 | 140.191 | 433.94 | 210.2866 | 195.273 | 280.3821 | 130.182 | 1520.8625 | 7604.3123 | 36500.6989 | 76043.1227 | 91251.7472 | 60834.4982 | 41063.2863 | 36500.6989
2021 | 11364 | Lyntegar Electric Coop, Inc | TX | Cooperative | 392.74 | . | . | 392.66 | . | . | 364.28 | . | . | 23289 | 14.4 | Y | . | . | . | . | . | . | . |  |  | . |  | 0.08 |  |  |  | 0.08 |  | 23289 | 100% | 0.0070536 | 1164.45 | 0.014107 | 2911.125 | 0.042322 | 4657.8 | 0.070536 | 5822.25 | 0.1058 | 4657.8 | 0.14107 | 2328.9 | 0.21161 | 1048.005 | 0.28215 | 698.67 | 8.2136 | 41.068 | 197.1266 | 410.6804 | 492.8165 | 328.5443 | 221.7674 | 197.1266
2021 | 11463 | Macon Electric Coop | MO | Cooperative | . | . | . | . | . | . | . | . | . | . | . |  | 153.4 | . | . | 153.4 | . | . | 11418 | N | F | 12.5 | Y | 0 |  |  |  | 0 |  | 11418 | 100% | 0 | 570.9 | 0 | 1427.25 | 0 | 2283.6 | 0 | 2854.5 | 0 | 2283.6 | 0 | 1141.8 | 0 | 513.81 | 0 | 342.54 | 0 | 0 | 0 | 0 | 0 | 0 | 0 | 0
2021 | 11479 | Madison Gas & Electric Co | WI | Investor Owned | 39.632 | 0.284 | 139.5493 | 31.923 | 0.252 | 126.6786 | 39.522 | 0.268 | 147.4701 | 159618 | 13.8 | Y | . | . | . | . | . | . | . |  |  | . |  | 7.709 | 0.032 | 126.6786 | 240.9062 | 240.9062 | 5107.776 | 5107.776 | 3.2% | 21.2408 | 255.3888 | 42.4816 | 638.472 | 127.4449 | 1021.5552 | 212.4082 | 1276.944 | 318.6122 | 1021.5552 | 424.8163 | 510.7776 | 637.2245 | 229.8499 | 849.6326 | 153.2333 | 5424.6664 | 27123.332 | 130191.9936 | 271233.3201 | 325479.9841 | 216986.656 | 146465.9928 | 130191.9936
2021 | 11501 | Magic Valley Electric Coop Inc | TX | Cooperative | 717.3 | . | . | 156.11 | . | . | 702.47 | . | . | 129313 | 12.4 |  | . | . | . | . | . | . | . |  |  | . |  | 561.19 |  |  |  | 561.19 |  | 129313 | 100% | 49.4804 | 6465.65 | 98.9608 | 16164.125 | 296.8823 | 25862.6 | 494.8038 | 32328.25 | 742.2057 | 25862.6 | 989.6076 | 12931.3 | 1484.4115 | 5819.085 | 1979.2153 | 3879.39 | 319922.8323 | 1599614.1617 | 7678147.9763 | 15996141.6172 | 19195369.9406 | 12796913.2938 | 8637916.4733 | 7678147.9763
2021 | 11519 | Magnolia Electric Power Assn | MS | Cooperative | 5374.22 | . | . | . | . | . | 5374.22 | . | . | 32738 | . | Y | . | . | . | . | . | . | . |  |  | . | [7 empty] | 32738 | 100% |  | 1636.9 |  | 4092.25 |  | 1: 6547.6; 3: 8184.5; 5: 6547.6; 7: 3273.8 | 1473.21 |  | 982.14
2021 | 11560 | City of Manassas - (VA) | VA | Municipal | 35.475 | 0.38 | 93.3553 | 35.475 | 0.38 | 93.3553 | 35.475 | 0.38 | 93.3553 | 16653 | 13.2 | Y | . | . | . | . | . | . | . |  |  | . |  | 0 | 0 | 93.3553 |  |  | 0 | 0 | 0% |  | 0 |  | 0 |  | 1: 0; 3: 0; 5: 0; 7: 0 | 0 |  | 0
2021 | 11586 | Town of Mansfield - (MA) | MA | Municipal | 2.413 | 0.031 | 77.8387 | 2.413 | 0.031 | 77.8387 | 2.413 | 0.031 | 77.8387 | 9750 | 15 | Y | . | . | . | . | . | . | . |  |  | . |  | 0 | 0 | 77.8387 |  |  | 0 | 0 | 0% |  | 0 |  | 0 |  | 1: 0; 3: 0; 5: 0; 7: 0 | 0 |  | 0
2021 | 11646 | City of Marietta - (GA) | GA | Municipal | 66.161 | 1.06 | 62.416 | 63.593 | 0.939 | 67.7242 | 63.593 | 0.939 | 67.7242 | 41967 | 25 | Y | . | . | . | . | . | . | . |  |  | . |  | 2.568 | 0.121 | 67.7242 | 21.2231 | 21.2231 | 5078.007 | 5078.007 | 12.1% | 1.8713 | 253.9004 | 3.7425 | 634.7509 | 11.2275 | 1015.6014 | 18.7125 | 1269.5017 | 28.0688 | 1015.6014 | 37.4251 | 507.8007 | 56.1376 | 228.5103 | 74.8502 | 152.3402 | 475.1121 | 2375.5604 | 11402.6898 | 23755.6038 | 28506.7246 | 19004.4831 | 12828.0261 | 11402.6898
2021 | 11693 | Marlboro Electric Coop, Inc | SC | Cooperative | 302.44 | . | . | 171.49 | . | . | 147.07 | . | . | 6612 | . | Y | . | . | . | . | . | . | . |  |  | . |  | 130.95 |  |  |  | 130.95 |  | 6612 | 100% | 11.5459 | 330.6 | 23.0918 | 826.5 | 69.2755 | 1322.4 | 115.4592 | 1653 | 173.1888 | 1322.4 | 230.9184 | 661.2 | 346.3777 | 297.54 | 461.8369 | 198.36 | 3817.0819 | 19085.4093 | 91609.9644 | 190854.0926 | 229024.9111 | 152683.2741 | 103061.21 | 91609.9644
2021 | 11701 | City of Marquette - (MI) | MI | Municipal | 41.92 | 0.52 | 80.6154 | 13.38 | 0.14 | 95.5714 | . | . | . | 17068 | 12.5 | Y | . | . | . | . | . | . | . |  |  | . |  | 28.54 | 0.38 | 95.5714 | 75.1053 | 75.1053 | 6485.84 | 6485.84 | 38% | 6.6221 | 324.292 | 13.2441 | 810.73 | 39.7324 | 1297.168 | 66.2207 | 1621.46 | 99.331 | 1297.168 | 132.4413 | 648.584 | 198.662 | 291.8628 | 264.8826 | 194.5752 | 2147.483 | 10737.4148 | 51539.5912 | 107374.1484 | 128848.9781 | 85899.3187 | 57982.0401 | 51539.5912
2021 | 11731 | City of Marshall - (MN) | MN | Municipal | 0.307 | 0.004 | 76.75 | 0.307 | 0.004 | 76.75 | . | . | . | 6800 | 13.8 | N | . | . | . | . | . | . | . | N | O | . | N | 0 | 0 | 76.75 |  |  | 0 | 0 | 0% |  | 0 |  | 0 |  | 1: 0; 3: 0; 5: 0; 7: 0 | 0 |  | 0
2021 | 11740 | City of Marshfield - (WI) | WI | Municipal | 25.582 | 0.26 | 98.3923 | 12.67 | 0.164 | 77.2561 | 25.582 | 0.26 | 98.3923 | 13821 | 13.2 | Y | . | . | . | . | . | . | . |  |  | . |  | 12.912 | 0.096 | 77.2561 | 134.5 | 134.5 | 1326.816 | 1326.816 | 9.6% | 11.8589 | 66.3408 | 23.7179 | 165.852 | 71.1536 | 265.3632 | 118.5893 | 331.704 | 177.8839 | 265.3632 | 237.1785 | 132.6816 | 355.7678 | 59.7067 | 474.3571 | 39.8045 | 786.7307 | 3933.6536 | 18881.5373 | 39336.5361 | 47203.8433 | 31469.2289 | 21241.7295 | 18881.5373
2021 | 11788 | Consumers Energy | IA | Cooperative | 109.38 | 1.39 | 78.6906 | 109.38 | 1.39 | 78.6906 | 49.74 | 0.396 | 125.6061 | 7184 | 12.5 | N | . | . | . | . | . | . | . |  |  | . |  | 0 | 0 | 78.6906 |  |  | 0 | 0 | 0% |  | 0 |  | 0 |  | 1: 0; 3: 0; 5: 0; 7: 0 | 0 |  | 0
2021 | 11789 | Maryville Utilities | TN | Municipal | 88.29 | 1.37 | 64.4453 | 55.7 | 0.94 | 59.2553 | 88.29 | 1.37 | 64.4453 | 22703 | 13.2 | Y | . | . | . | . | . | . | . |  |  | . |  | 32.59 | 0.43 | 59.2553 | 75.7907 | 75.7907 | 9762.29 | 9762.29 | 43% | 6.6825 | 488.1145 | 13.365 | 1220.2863 | 40.095 | 1952.458 | 66.825 | 2440.5725 | 100.2375 | 1952.458 | 133.65 | 976.229 | 200.475 | 439.303 | 267.3 | 292.8687 | 3261.8256 | 16309.1279 | 78283.814 | 163091.2792 | 195709.535 | 130473.0234 | 88069.2908 | 78283.814
2021 | 11804 | Massachusetts Electric Co | MA | Investor Owned | 471.5 | 1.26 | 374.2063 | 97.56 | 0.936 | 104.2308 | . | . | . | 1320238 | 69 | Y | . | . | . | . | . | . | . |  |  | . |  | 373.94 | 0.324 | 104.2308 | 1154.1358 | 1154.1358 | 427757.112 | 427757.112 | 32.4% | 101.7607 | 21387.8556 | 203.5214 | 53469.639 | 610.5641 | 85551.4224 | 1017.6069 | 106939.278 | 1526.4103 | 85551.4224 | 2035.2138 | 42775.7112 | 3052.8206 | 19249.07 | 4070.4275 | 12832.7134 | 2176442.8996 | 10882214.4979 | 52234629.5898 | 108822144.9787 | 130586573.9744 | 87057715.983 | 58763958.2885 | 52234629.5898
2021 | 11811 | Town of Massena - (NY) | NY | Municipal | . | . | . | . | . | . | . | . | . | . | . |  | 32.59 | 0.85 | 38.3412 | 21.05 | 0.73 | 28.8356 | 9351 | Y | F | 24.7 | N | 11.54 | 0.12 | 28.8356 | 96.1667 | 96.1667 | 1122.12 | 1122.12 | 12% | 8.4791 | 56.106 | 16.9581 | 140.265 | 50.8744 | 224.424 | 84.7906 | 280.53 | 127.1859 | 224.424 | 169.5812 | 112.212 | 254.3718 | 50.4954 | 339.1624 | 33.6636 | 475.7261 | 2378.6306 | 11417.4267 | 23786.3057 | 28543.5668 | 19029.0445 | 12844.6051 | 11417.4267
2021 | 11824 | Matanuska Electric Assn Inc | AK | Cooperative | 405.579 | 2.042 | 198.6185 | 238.617 | 1.529 | 156.0608 | 390.366 | 1.95 | 200.1877 | 67224 | 25 | Y | . | . | . | . | . | . | . |  |  | . |  | 166.962 | 0.513 | 156.0608 | 325.462 | 325.462 | 34485.912 | 34485.912 | 51.3% | 28.6961 | 1724.2956 | 57.3923 | 4310.739 | 172.1768 | 6897.1824 | 286.9613 | 8621.478 | 430.442 | 6897.1824 | 573.9227 | 3448.5912 | 860.884 | 1551.866 | 1147.8454 | 1034.5774 | 49480.6179 | 247403.0894 | 1187534.829 | 2474030.8938 | 2968837.0725 | 1979224.715 | 1335976.6826 | 1187534.829
2021 | 11843 | Maui Electric Co Ltd | HI | Investor Owned | . | . | . | . | . | . | . | . | . | . | . |  | 495.94 | 1.994 | 248.7161 | 156.71 | 1.346 | 116.4265 | 73735 | N | F | 12 | N | 339.23 | 0.648 | 116.4264 | 523.5031 | 523.5031 | 47780.28 | 47780.28 | 64.8% | 46.1575 | 2389.014 | 92.315 | 5972.535 | 276.9451 | 9556.056 | 461.5751 | 11945.07 | 692.3626 | 9556.056 | 923.1502 | 4778.028 | 1384.7253 | 2150.1126 | 1846.3004 | 1433.4084 | 110270.9363 | 551354.6815 | 2646502.4711 | 5513546.8148 | 6616256.1778 | 4410837.4519 | 2977315.28 | 2646502.4711
2021 | 12087 | McKenzie Electric Coop Inc | ND | Cooperative | 162.26 | 1.42 | 114.2676 | 162.26 | 1.42 | 114.2676 | 156.66 | 1.12 | 139.875 | 13081 | 25 | N | . | . | . | . | . | . | . |  |  | . |  | 0 | 0 | 114.2676 |  |  | 0 | 0 | 0% |  | 0 |  | 0 |  | 1: 0; 3: 0; 5: 0; 7: 0 | 0 |  | 0
2021 | 12186 | McMinnville Electric System | TN | Municipal | 51.704 | 1.123 | 46.041 | 18.544 | 0.724 | 25.6133 | 51.704 | 1.123 | 46.041 | 8029 | 25 | Y | . | . | . | . | . | . | . |  |  | . |  | 33.16 | 0.399 | 25.6133 | 83.1078 | 83.1078 | 3203.571 | 3203.571 | 39.9% | 7.3277 | 160.1786 | 14.6553 | 400.4464 | 43.9659 | 640.7142 | 73.2765 | 800.8927 | 109.9148 | 640.7142 | 146.553 | 320.3571 | 219.8295 | 144.1607 | 293.106 | 96.1071 | 1173.7324 | 5868.6622 | 28169.5784 | 58686.6216 | 70423.9459 | 46949.2973 | 31690.7757 | 28169.5784
2021 | 12187 | City of McMinnville - (OR) | OR | Municipal | . | . | . | . | . | . | . | . | . | . | . |  | 162.718 | 0.505 | 322.2139 | 0 | 0 | . | 17050 | N | L | 12.5 | N | 162.718 | 0.505 |  | 322.2139 | 322.2139 | 8610.25 | 8610.25 | 50.5% | 28.4097 | 430.5125 | 56.8195 | 1076.2812 | 170.4585 | 1722.05 | 284.0975 | 2152.5625 | 426.1462 | 1722.05 | 568.1949 | 861.025 | 852.2924 | 387.4613 | 1136.3898 | 258.3075 | 12230.7505 | 61153.7524 | 293538.0115 | 611537.5239 | 733845.0287 | 489230.0191 | 330230.2629 | 293538.0115
2021 | 12199 | Montana-Dakota Utilities Co | MT | Investor Owned | . | . | . | . | . | . | . | . | . | . | . |  | 685.1 | 3.1 | 221 | . | . | . | 28057 | N | F | 22 | N | [6 empty] | 28057 | 100% |  | 1402.85 |  | 3507.125 |  | 1: 5611.4; 3: 7014.25; 5: 5611.4; 7: 2805.7 | 1262.565 |  | 841.71
2021 | 12199 | Montana-Dakota Utilities Co | ND | Investor Owned | . | . | . | . | . | . | . | . | . | . | . |  | 40.82 | 0.475 | 85.9368 | . | . | . | 100610 | N | F | 22 | N | [6 empty] | 100610 | 100% |  | 5030.5 |  | 12576.25 |  | 1: 20122; 3: 25152.5; 5: 20122; 7: 10061 | 4527.45 |  | 3018.3
2021 | 12199 | Montana-Dakota Utilities Co | SD | Investor Owned | . | . | . | . | . | . | . | . | . | . | . |  | 232.23 | 2.037 | 114.0059 | . | . | . | 9561 | N | F | 22 | N | [6 empty] | 9561 | 100% |  | 478.05 |  | 1195.125 |  | 1: 1912.2; 3: 2390.25; 5: 1912.2; 7: 956.1 | 430.245 |  | 286.83
2021 | 12199 | Montana-Dakota Utilities Co | WY | Investor Owned | . | . | . | . | . | . | . | . | . | . | . |  | 122.76 | 1.556 | 78.8946 | . | . | . | 17972 | N | F | 22 | N | [6 empty] | 17972 | 100% |  | 898.6 |  | 2246.5 |  | 1: 3594.4; 3: 4493; 5: 3594.4; 7: 1797.2 | 808.74 |  | 539.16
2021 | 12208 | City of McPherson - (KS) | KS | Municipal | 49.361 | 0.675 | 73.1274 | 14.277 | 0.197 | 72.4721 | 49.361 | 0.675 | 73.1274 | 8901 | 34.5 | Y | . | . | . | . | . | . | . |  |  | . |  | 35.084 | 0.478 | 72.4721 | 73.3975 | 73.3975 | 4254.678 | 4254.678 | 47.8% | 6.4715 | 212.7339 | 12.943 | 531.8347 | 38.8289 | 850.9356 | 64.7149 | 1063.6695 | 97.0724 | 850.9356 | 129.4298 | 425.4678 | 194.1447 | 191.4605 | 258.8596 | 127.6403 | 1376.7054 | 6883.5272 | 33040.9306 | 68835.272 | 82602.3264 | 55068.2176 | 37171.0469 | 33040.9306
2021 | 12243 | Meade County Rural E C C | KY | Cooperative | 192.373 | 1.45 | 132.671 | 86.612 | 0.89 | 97.3169 | 184.756 | 1.156 | 159.8235 | 30559 | . | N | . | . | . | . | . | . | . |  |  | . |  | 105.761 | 0.56 | 97.3169 | 188.8589 | 188.8589 | 17113.04 | 17113.04 | 56% | 16.6518 | 855.652 | 33.3036 | 2139.13 | 99.9107 | 3422.608 | 166.5178 | 4278.26 | 249.7767 | 3422.608 | 333.0356 | 1711.304 | 499.5534 | 770.0868 | 666.0712 | 513.3912 | 14248.1281 | 71240.6407 | 341955.0753 | 712406.4068 | 854887.6882 | 569925.1255 | 384699.4597 | 341955.0753
2021 | 12260 | Mecklenburg Electric Cooperative | VA | Cooperative | 2019.79 | 2.87 | 703.7596 | 148.27 | 1.426 | 103.9762 | 2019.79 | 2.87 | 703.7596 | 30986 | 25 | Y | . | . | . | . | . | . | . |  |  | . |  | 1871.52 | 1.444 | 103.9762 | 1296.0665 | 1871.52 | 44743.784 | 30986 | 100% | 165.0128 | 1549.3 | 330.0256 | 3873.25 | 990.0767 | 6197.2 | 1650.1278 | 7746.5 | 2475.1918 | 6197.2 | 3300.2557 | 3098.6 | 4950.3835 | 1394.37 | 6600.5114 | 929.58 | 255654.3074 | 1278271.5368 | 6135703.3767 | 12782715.3681 | 15339258.4417 | 10226172.2945 | 6902666.2988 | 6135703.3767
2021 | 12268 | Medina Electric Coop, Inc | TX | Cooperative | 2279.62 | 10.07 | 226.3774 | 178.56 | 2.55 | 70.0235 | . | . | . | 33814 | 24.9 | N | . | . | . | . | . | . | . |  |  | . |  | 2101.06 | 7.52 | 70.0235 | 279.3963 | 2101.06 | 254281.28 | 33814 | 100% | 185.2514 | 1690.7 | 370.5029 | 4226.75 | 1111.5086 | 6762.8 | 1852.5143 | 8453.5 | 2778.7715 | 6762.8 | 3705.0287 | 3381.4 | 5557.543 | 1521.63 | 7410.0573 | 1014.42 | 313204.5974 | 1566022.9869 | 7516910.3372 | 15660229.8692 | 18792275.8431 | 12528183.8954 | 8456524.1294 | 7516910.3372
2021 | 12293 | City of Memphis - (TN) | TN | Municipal | 326.4 | 2.1 | 155.4286 | 317.6 | 2 | 158.8 | 326.4 | 2.1 | 155.4286 | 418304 | 23 | Y | . | . | . | . | . | . | . |  |  | . |  | 8.8 | 0.1 | 158.8 | 88 | 88 | 41830.4 | 41830.4 | 10% | 7.759 | 2091.52 | 15.518 | 5228.8 | 46.554 | 8366.08 | 77.59 | 10457.6 | 116.385 | 8366.08 | 155.18 | 4183.04 | 232.77 | 1882.368 | 310.36 | 1254.912 | 16228.1052 | 81140.5261 | 389474.5252 | 811405.2608 | 973686.313 | 649124.2087 | 438158.8409 | 389474.5252
2021 | 12298 | City of Menasha - (WI) | WI | Municipal | . | . | . | . | . | . | . | . | . | . | . |  | 61.74 | 0.888 | 69.527 | 61.74 | 0.888 | 69.527 | 9158 | N | L | 34.5 | N | 0 | 0 | 69.527 |  |  | 0 | 0 | 0% |  | 0 |  | 0 |  | 1: 0; 3: 0; 5: 0; 7: 0 | 0 |  | 0
2021 | 12330 | Meriwether Lewis Electric Coop | TN | Cooperative | . | . | . | . | . | . | . | . | . | . | . |  | 6.184 | 2.399 | 2.5777 | 4.449 | 2.139 | 2.0799 | 35179 | N | O | 25 | N | 1.735 | 0.26 | 2.0799 | 6.6731 | 6.6731 | 9146.54 | 9146.54 | 26% | 0.58837 | 457.327 | 1.1767 | 1143.3175 | 3.5302 | 1829.308 | 5.8837 | 2286.635 | 8.8255 | 1829.308 | 11.7674 | 914.654 | 17.651 | 411.5943 | 23.5347 | 274.3962 | 269.0767 | 1345.3835 | 6457.8408 | 13453.835 | 16144.6021 | 10763.068 | 7265.0709 | 6457.8408
2021 | 12341 | MidAmerican Energy Co | IA | Investor Owned | 146 | 0.94 | 155.3192 | 81 | 0.78 | 103.8461 | 129 | 0.83 | 155.4217 | 715704 | 13.8 | Y | . | . | . | . | . | . | . |  |  | . |  | 65 | 0.16 | 103.8462 | 406.25 | 406.25 | 114512.64 | 114512.64 | 16% | 35.8193 | 5725.632 | 71.6385 | 14314.08 | 214.9155 | 22902.528 | 358.1925 | 28628.16 | 537.2888 | 22902.528 | 716.385 | 11451.264 | 1074.5775 | 5153.0688 | 1432.77 | 3435.3792 | 205087.8472 | 1025439.2359 | 4922108.3321 | 10254392.3586 | 12305270.8303 | 8203513.8868 | 5537371.8736 | 4922108.3321
2021 | 12341 | MidAmerican Energy Co | IL | Investor Owned | 139 | 1.25 | 111.2 | 113 | 1.12 | 100.8929 | 128 | 1.14 | 112.2807 | 85303 | 13.8 | Y | . | . | . | . | . | . | . |  |  | . |  | 26 | 0.13 | 100.8929 | 200 | 200 | 11089.39 | 11089.39 | 13% | 17.6341 | 554.4695 | 35.2682 | 1386.1737 | 105.8046 | 2217.878 | 176.3409 | 2772.3475 | 264.5114 | 2217.878 | 352.6819 | 1108.939 | 529.0228 | 499.0226 | 705.3637 | 332.6817 | 9777.5665 | 48887.8325 | 234661.5959 | 488878.3248 | 586653.9897 | 391102.6598 | 263994.2954 | 234661.5959
2021 | 12341 | MidAmerican Energy Co | SD | Investor Owned | 63 | 0.94 | 67.0213 | 30 | 0.32 | 93.75 | 37 | 0.46 | 80.4348 | 5182 | 13.8 | Y | . | . | . | . | . | . | . |  |  | . |  | 33 | 0.62 | 93.75 | 53.2258 | 53.2258 | 3212.84 | 3212.84 | 62% | 4.6929 | 160.642 | 9.3859 | 401.605 | 28.1577 | 642.568 | 46.9294 | 803.21 | 70.3942 | 642.568 | 93.8589 | 321.284 | 140.7883 | 144.5778 | 187.7178 | 96.3852 | 753.8839 | 3769.4195 | 18093.2138 | 37694.1954 | 45233.0345 | 30155.3564 | 20354.8655 | 18093.2138
2021 | 12377 | Midwest Energy Cooperative | MI | Cooperative | . | . | . | . | . | . | . | . | . | . | . |  | 765.8 | 2.7 | 283.6296 | 322.9 | 1.7 | 189.9412 | 35776 | N | F | 12.5 | Y | 442.9 | 1 | 189.9412 | 442.9 | 442.9 | 35776 | 35776 | 100% | 39.0507 | 1788.8 | 78.1014 | 4472 | 234.3042 | 7155.2 | 390.507 | 8944 | 585.7605 | 7155.2 | 781.014 | 3577.6 | 1171.5209 | 1609.92 | 1562.0279 | 1073.28 | 69853.8886 | 349269.4431 | 1676493.3267 | 3492694.4306 | 4191233.3167 | 2794155.5445 | 1886054.9925 | 1676493.3267
2021 | 12377 | Midwest Energy Cooperative | OH | Cooperative | . | . | . | . | . | . | . | . | . | . | . |  | 384.1 | 2.4 | 160.0417 | 320.1 | 2.2 | 145.5 | 998 | N | F | 12.5 | Y | 64 | 0.2 | 145.5 | 320 | 320 | 199.6 | 199.6 | 20% | 28.2145 | 9.98 | 56.4291 | 24.95 | 169.2873 | 39.92 | 282.1455 | 49.9 | 423.2182 | 39.92 | 564.291 | 19.96 | 846.4364 | 8.982 | 1128.5819 | 5.988 | 281.5812 | 1407.906 | 6757.9486 | 14079.0595 | 16894.8714 | 11263.2476 | 7602.6921 | 6757.9486
2021 | 12390 | Metropolitan Edison Co | PA | Investor Owned | 308.969 | 1.519 | 203.4029 | 184.469 | 1.258 | 146.6367 | 302.412 | 1.409 | 214.6288 | 573243 | 34.5 | Y | . | . | . | . | . | . | . |  |  | . |  | 124.5 | 0.261 | 146.6367 | 477.0115 | 477.0115 | 149616.423 | 149616.423 | 26.1% | 42.0583 | 7480.8211 | 84.1166 | 18702.0529 | 252.3499 | 29923.2846 | 420.5832 | 37404.1058 | 630.8749 | 29923.2846 | 841.1665 | 14961.6423 | 1261.7497 | 6732.739 | 1682.333 | 4488.4927 | 314630.8016 | 1573154.0081 | 7551139.2388 | 15731540.0808 | 18877848.097 | 12585232.0647 | 8495031.6436 | 7551139.2388
2021 | 12395 | Menard Electric Coop | IL | Cooperative | 465.074 | 2.832 | 164.221 | 168.41 | 1.728 | 97.4595 | 283.926 | 1.721 | 164.9773 | 11241 | 12.5 | Y | . | . | . | . | . | . | . |  |  | . |  | 296.664 | 1.104 | 97.4595 | 268.7174 | 296.664 | 12410.064 | 11241 | 100% | 26.157 | 562.05 | 52.314 | 1405.125 | 156.942 | 2248.2 | 261.57 | 2810.25 | 392.355 | 2248.2 | 523.14 | 1124.1 | 784.7101 | 505.845 | 1046.2801 | 337.23 | 14701.5431 | 73507.7154 | 352837.0341 | 735077.1544 | 882092.5853 | 588061.7236 | 396941.6634 | 352837.0341
2021 | 12439 | Midstate Electric Coop, Inc | OR | Cooperative | . | . | . | . | . | . | . | . | . | . | . |  | 94.9 | . | . | . | . | . | 20403 | N | F | 24.9 | N | [6 empty] | 20403 | 100% |  | 1020.15 |  | 2550.375 |  | 1: 4080.6; 3: 5100.75; 5: 4080.6; 7: 2040.3 | 918.135 |  | 612.09
2021 | 12450 | Midland Power Coop | IA | Cooperative | . | . | . | . | . | . | . | . | . | . | . |  | 742.2 | 2 | 371.1 | 164.6 | 1.6 | 102.875 | 12144 | N | L | 12.5 | Y | 577.6 | 0.4 | 102.875 | 1444 | 1444 | 4857.6 | 4857.6 | 40% | 127.3181 | 242.88 | 254.6363 | 607.2 | 763.9089 | 971.52 | 1273.1815 | 1214.4 | 1909.7722 | 971.52 | 2546.363 | 485.76 | 3819.5445 | 218.592 | 5092.7259 | 145.728 | 30923.0319 | 154615.1594 | 742152.7653 | 1546151.5944 | 1855381.9133 | 1236921.2755 | 834921.861 | 742152.7653
2021 | 12452 | Mid-South Electric Coop Assn | TX | Cooperative | . | . | . | . | . | . | . | . | . | . | . |  | 677 | 14.26 | 47.4755 | 100 | 1.05 | 95.2381 | 34768 | N | F | 24.9 | Y | 577 | 13.21 | 95.2381 | 43.679 | 577 | 459285.28 | 34768 | 100% | 50.8744 | 1738.4 | 101.7487 | 4346 | 305.2461 | 6953.6 | 508.7436 | 8692 | 763.1154 | 6953.6 | 1017.4871 | 3476.8 | 1526.2307 | 1564.56 | 2034.9743 | 1043.04 | 88439.9824 | 442199.9118 | 2122559.5768 | 4421999.1183 | 5306398.942 | 3537599.2946 | 2387879.5239 | 2122559.5768
2021 | 12462 | Mid-Carolina Electric Coop Inc | SC | Cooperative | 135.11 | 2.134 | 63.313 | 94.734 | 1.841 | 51.4579 | 108.137 | 1.428 | 75.7262 | 58371 | 25 | Y | . | . | . | . | . | . | . |  |  | . |  | 40.376 | 0.293 | 51.4579 | 137.802 | 137.802 | 17102.703 | 17102.703 | 29.3% | 12.1501 | 855.1351 | 24.3001 | 2137.8379 | 72.9004 | 3420.5406 | 121.5007 | 4275.6758 | 182.2511 | 3420.5406 | 243.0014 | 1710.2703 | 364.5021 | 769.6216 | 486.0028 | 513.0811 | 10389.9522 | 51949.7611 | 249358.8534 | 519497.6112 | 623397.1334 | 415598.0889 | 280528.71 | 249358.8534
2021 | 12470 | Middle Tennessee E M C | TN | Cooperative | 65 | 1.001 | 64.9351 | 54.9 | 0.956 | 57.4268 | 56.7 | 0.912 | 62.1711 | 317572 | 25 | Y | . | . | . | . | . | . | . |  |  | . |  | 10.1 | 0.045 | 57.4268 | 224.4444 | 224.4444 | 14290.74 | 14290.74 | 4.5% | 19.7894 | 714.537 | 39.5787 | 1786.3425 | 118.7362 | 2858.148 | 197.8937 | 3572.685 | 296.8406 | 2858.148 | 395.7874 | 1429.074 | 593.6811 | 643.0833 | 791.5748 | 428.7222 | 14140.2375 | 70701.1874 | 339365.6993 | 707011.8736 | 848414.2483 | 565609.4989 | 381786.4118 | 339365.6993
2021 | 12515 | Midwest Electric, Inc | OH | Cooperative | 110.5 | 1.194 | 92.5461 | 80.7 | 0.931 | 86.681 | 96.6 | 0.96 | 100.625 | 11018 | 12.5 | Y | . | . | . | . | . | . | . |  |  | . |  | 29.8 | 0.263 | 86.681 | 113.308 | 113.308 | 2897.734 | 2897.734 | 26.3% | 9.9904 | 144.8867 | 19.9808 | 362.2167 | 59.9425 | 579.5468 | 99.9042 | 724.4335 | 149.8563 | 579.5468 | 199.8083 | 289.7734 | 299.7125 | 130.398 | 399.6167 | 86.932 | 1447.4786 | 7237.3931 | 34739.4868 | 72373.9309 | 86848.7171 | 57899.1447 | 39081.9227 | 34739.4868
2021 | 12524 | Midwest Energy Inc | KS | Cooperative | 2536.8 | 2.4 | 1057 | 162.6 | 1.31 | 124.1221 | 2536.8 | 2.4 | 1057 | 50225 | 13.2 | Y | . | . | . | . | . | . | . |  |  | . |  | 2374.2 | 1.09 | 124.1221 | 2178.1651 | 2374.2 | 54745.25 | 50225 | 100% | 209.3343 | 2511.25 | 418.6686 | 6278.125 | 1256.0059 | 10045 | 2093.3431 | 12556.25 | 3140.0147 | 10045 | 4186.6863 | 5022.5 | 6280.0294 | 2260.125 | 8373.3725 | 1506.75 | 525690.7935 | 2628453.9677 | 12616579.0448 | 26284539.6767 | 31541447.6121 | 21027631.7414 | 14193651.4254 | 12616579.0448
2021 | 12532 | City of Milan | TN | Municipal | . | . | . | . | . | . | . | . | . | . | . |  | . | . | . | . | . | . | . |  |  | .
2021 | 12539 | Midwest Electric Member Corp | NE | Cooperative | 115.23 | 0.77 | 149.6493 | 112.91 | 0.75 | 150.5467 | 115.23 | 0.77 | 149.6493 | 6662 | 35 | N | . | . | . | . | . | . | . |  |  | . |  | 2.32 | 0.02 | 150.5467 | 116 | 116 | 133.24 | 133.24 | 2% | 10.2278 | 6.662 | 20.4555 | 16.655 | 61.3666 | 26.648 | 102.2777 | 33.31 | 153.4166 | 26.648 | 204.5555 | 13.324 | 306.8332 | 5.9958 | 409.1109 | 3.9972 | 68.1374 | 340.6871 | 1635.2983 | 3406.8714 | 4088.2457 | 2725.4971 | 1839.7106 | 1635.2983
2021 | 12546 | Mille Lacs Energy Cooperative | MN | Cooperative | 174.01 | 1.81 | 96.1381 | 147.82 | 1.29 | 114.5892 | 174.01 | 1.81 | 96.1381 | 15662 | 7.2 | Y | . | . | . | . | . | . | . |  |  | . |  | 26.19 | 0.52 | 114.5891 | 50.3654 | 50.3654 | 8144.24 | 8144.24 | 52% | 4.4407 | 407.212 | 8.8815 | 1018.03 | 26.6444 | 1628.848 | 44.4074 | 2036.06 | 66.6111 | 1628.848 | 88.8148 | 814.424 | 133.2222 | 366.4908 | 177.6296 | 244.3272 | 1808.3223 | 9041.6116 | 43399.7357 | 90416.1161 | 108499.3393 | 72332.8929 | 48824.7027 | 43399.7357
2021 | 12642 | Maquoketa Valley Rrl Elec Coop | IA | Cooperative | 88.13 | 0.93 | 94.7634 | 56.45 | 0.71 | 79.507 | 86.974 | 0.88 | 98.8341 | 16693 | 12.5 | Y | . | . | . | . | . | . | . |  |  | . |  | 31.68 | 0.22 | 79.507 | 144 | 144 | 3672.46 | 3672.46 | 22% | 12.6965 | 183.623 | 25.3931 | 459.0575 | 76.1793 | 734.492 | 126.9655 | 918.115 | 190.4482 | 734.492 | 253.9309 | 367.246 | 380.8964 | 165.2607 | 507.8619 | 110.1738 | 2331.378 | 11656.8899 | 55953.0717 | 116568.8993 | 139882.6792 | 93255.1195 | 62947.2056 | 55953.0717
2021 | 12647 | ALLETE, Inc. | MN | Investor Owned | 150.76 | 1.45 | 103.9724 | 126 | 1.34 | 94.0299 | 144.61 | 1.4 | 103.2929 | 143144 | 69 | N | . | . | . | . | . | . | . |  |  | . |  | 24.76 | 0.11 | 94.0299 | 225.0909 | 225.0909 | 15745.84 | 15745.84 | 11% | 19.8464 | 787.292 | 39.6927 | 1968.23 | 119.0782 | 3149.168 | 198.4637 | 3936.46 | 297.6955 | 3149.168 | 396.9274 | 1574.584 | 595.3911 | 708.5628 | 793.8548 | 472.3752 | 15624.8881 | 78124.4403 | 374997.3133 | 781244.4026 | 937493.2832 | 624995.5221 | 421871.9774 | 374997.3133
2021 | 12651 | Minnesota Valley Electric Coop | MN | Cooperative | 82.76 | 0.827 | 100.0726 | 62.97 | 0.591 | 106.5482 | 58.07 | 0.724 | 80.2072 | 44856 | 13.8 | Y | . | . | . | . | . | . | . |  |  | . |  | 19.79 | 0.236 | 106.5482 | 83.8559 | 83.8559 | 10586.016 | 10586.016 | 23.6% | 7.3936 | 529.3008 | 14.7872 | 1323.252 | 44.3617 | 2117.2032 | 73.9362 | 2646.504 | 110.9042 | 2117.2032 | 147.8723 | 1058.6016 | 221.8085 | 476.3707 | 295.7447 | 317.5805 | 3913.4471 | 19567.2353 | 93922.7293 | 195672.3527 | 234806.8232 | 156537.8821 | 105663.0704 | 93922.7293
2021 | 12685 | Entergy Mississippi LLC | MS | Investor Owned | 1374 | 2.438 | 563.5767 | 281.9 | 1.498 | 188.1842 | 1356.6 | 2.357 | 575.5622 | 464740 | 34.5 | Y | . | . | . | . | . | . | . |  |  | . |  | 1092.1 | 0.94 | 188.1842 | 1161.8085 | 1161.8085 | 436855.6 | 436855.6 | 94% | 102.4372 | 21842.78 | 204.8744 | 54606.95 | 614.6232 | 87371.12 | 1024.3719 | 109213.9 | 1536.5579 | 87371.12 | 2048.7439 | 43685.56 | 3073.1158 | 19658.502 | 4097.4878 | 13105.668 | 2237513.0963 | 11187565.4813 | 53700314.3101 | 111875654.8126 | 134250785.7752 | 89500523.8501 | 60412853.5988 | 53700314.3101
2021 | 12686 | Mississippi Power Co | MS | Investor Owned | 354.6 | 1.65 | 214.9091 | 81.8 | 1.01 | 80.9901 | . | . | . | 191082 | 22.8 | Y | . | . | . | . | . | . | . |  |  | . |  | 272.8 | 0.64 | 80.9901 | 426.25 | 426.25 | 122292.48 | 122292.48 | 64% | 37.5827 | 6114.624 | 75.1653 | 15286.56 | 225.496 | 24458.496 | 375.8266 | 30573.12 | 563.7399 | 24458.496 | 751.6532 | 12229.248 | 1127.4798 | 5503.1616 | 1503.3064 | 3668.7744 | 229803.8337 | 1149019.1683 | 5515292.0076 | 11490191.6826 | 13788230.0191 | 9192153.3461 | 6204703.5086 | 5515292.0076
2021 | 12692 | Missoula Electric Coop, Inc | MT | Cooperative | 762.4 | 3.21 | 237.5078 | 390 | 2.76 | 141.3043 | 615.6 | 1.92 | 320.625 | 16126 | 25 | Y | . | . | . | . | . | . | . |  |  | . |  | 372.4 | 0.45 | 141.3043 | 827.5556 | 827.5556 | 7256.7 | 7256.7 | 45% | 72.966 | 362.835 | 145.9319 | 907.0875 | 437.7957 | 1451.34 | 729.6596 | 1814.175 | 1094.4893 | 1451.34 | 1459.3191 | 725.67 | 2188.9787 | 326.5515 | 2918.6383 | 217.701 | 26474.6028 | 132373.014 | 635390.467 | 1323730.1396 | 1588476.1675 | 1058984.1117 | 714814.2754 | 635390.467
2021 | 12698 | Evergy Missouri West | MO | Investor Owned | 310.54 | 1.86 | 166.957 | 137.42 | 1.221 | 112.5471 | 293.19 | 1.614 | 181.6543 | 335285 | 34 | Y | . | . | . | . | . | . | . |  |  | . |  | 173.12 | 0.639 | 112.5471 | 270.9233 | 270.9233 | 214247.115 | 214247.115 | 63.9% | 23.8874 | 10712.3558 | 47.7749 | 26780.8894 | 143.3246 | 42849.423 | 238.8743 | 53561.7787 | 358.3115 | 42849.423 | 477.7487 | 21424.7115 | 716.623 | 9641.1202 | 955.4974 | 6427.4135 | 255890.6945 | 1279453.4724 | 6141376.6677 | 12794534.7245 | 15353441.6694 | 10235627.7796 | 6909048.7512 | 6141376.6677
2021 | 12706 | Mitchell Electric Member Corp | GA | Cooperative | . | . | . | . | . | . | . | . | . | . | . |  | 453.9 | 2.7 | 168.1111 | 453.9 | 2.7 | 168.1111 | 25066 | N | L | 24.9 | N | 0 | 0 | 168.1111 |  |  | 0 | 0 | 0% |  | 0 |  | 0 |  | 1: 0; 3: 0; 5: 0; 7: 0 | 0 |  | 0
2021 | 12745 | Modesto Irrigation District | CA | Political Subdivision | 87.12 | 0.701 | 124.2796 | 37.21 | 0.456 | 81.6009 | 78.96 | 0.596 | 132.4832 | 118569 | 21 | Y | . | . | . | . | . | . | . |  |  | . |  | 49.91 | 0.245 | 81.6009 | 203.7143 | 203.7143 | 29049.405 | 29049.405 | 24.5% | 17.9616 | 1452.4703 | 35.9232 | 3631.1756 | 107.7695 | 5809.881 | 179.6158 | 7262.3512 | 269.4237 | 5809.881 | 359.2317 | 2904.9405 | 538.8475 | 1307.2232 | 718.4633 | 871.4822 | 26088.6648 | 130443.3238 | 626127.9543 | 1304433.2381 | 1565319.8857 | 1043546.5904 | 704393.9486 | 626127.9543
2021 | 12782 | City of Monett - (MO) | MO | Municipal | 23.406 | 0.46 | 50.8826 | 23.406 | 0.46 | 50.8826 | 23.406 | 0.46 | 50.8826 | 4793 | 12.5 | N | . | . | . | . | . | . | . |  |  | . |  | 0 | 0 | 50.8826 |  |  | 0 | 0 | 0% |  | 0 |  | 0 |  | 1: 0; 3: 0; 5: 0; 7: 0 | 0 |  | 0
2021 | 12796 | Monongahela Power Co | WV | Investor Owned | 429.953 | 2.277 | 188.8243 | 368.188 | 2.161 | 170.3785 | 336.239 | 1.871 | 179.7108 | 391219 | 34.5 | Y | . | . | . | . | . | . | . |  |  | . |  | 61.765 | 0.116 | 170.3785 | 532.4569 | 532.4569 | 45381.404 | 45381.404 | 11.6% | 46.947 | 2269.0702 | 93.8939 | 5672.6755 | 281.6818 | 9076.2808 | 469.4697 | 11345.351 | 704.2046 | 9076.2808 | 938.9394 | 4538.1404 | 1408.4091 | 2042.1632 | 1877.8788 | 1361.4421 | 106525.973 | 532629.8648 | 2556623.3512 | 5326298.6484 | 6391558.3781 | 4261038.9187 | 2876201.2701 | 2556623.3512
2021 | 12801 | City of Monroe - (NC) | NC | Municipal | 73.365 | 0.757 | 96.9155 | 36.35 | 0.657 | 55.3272 | 73.365 | 0.757 | 96.9155 | 11080 | 34.5 | N | . | . | . | . | . | . | . |  |  | . |  | 37.015 | 0.1 | 55.3272 | 370.15 | 370.15 | 1108 | 1108 | 10% | 32.6363 | 55.4 | 65.2726 | 138.5 | 195.8178 | 221.6 | 326.363 | 277 | 489.5445 | 221.6 | 652.7259 | 110.8 | 979.0889 | 49.86 | 1305.4519 | 33.24 | 1808.0508 | 9040.2542 | 43393.2203 | 90402.5422 | 108483.0507 | 72322.0338 | 48817.3728 | 43393.2203
2021 | 12825 | NorthWestern Energy LLC - (MT) | MT | Investor Owned | 151.431 | 1.371 | 110.453 | 128.403 | 1.177 | 109.0935 | 109.531 | 0.949 | 115.4173 | 367486 | 34.5 | N | . | . | . | . | . | . | . |  |  | . |  | 23.028 | 0.194 | 109.0935 | 118.701 | 118.701 | 71292.284 | 71292.284 | 19.4% | 10.4659 | 3564.6142 | 20.9318 | 8911.5355 | 62.7955 | 14258.4568 | 104.6592 | 17823.071 | 156.9889 | 14258.4568 | 209.3185 | 7129.2284 | 313.9777 | 3208.1528 | 418.637 | 2138.7685 | 37306.9843 | 186534.9216 | 895367.6235 | 1865349.2156 | 2238419.0587 | 1492279.3725 | 1007288.5764 | 895367.6235
2021 | 12860 | Morgan County Rural Elec Assn | CO | Cooperative | . | . | . | . | . | . | . | . | . | . | . |  | 190.2 | . | . | 169.3 | . | . | 9033 | N | O | 69 | N | 20.9 |  |  |  | 20.9 |  | 9033 | 100% | 1.8428 | 451.65 | 3.6855 | 1129.125 | 11.0566 | 1806.6 | 18.4276 | 2258.25 | 27.6414 | 1806.6 | 36.8553 | 903.3 | 55.2829 | 406.485 | 73.7105 | 270.99 | 832.2838 | 4161.4188 | 19974.8103 | 41614.1881 | 49937.0257 | 33291.3505 | 22471.6616 | 19974.8103
2021 | 12894 | City of Moorhead - (MN) | MN | Municipal | 203.486 | 4.043 | 50.3304 | . | . | . | . | . | . | 20148 | 12.5 | N | . | . | . | . | . | . | . |  |  | . | [7 empty] | 20148 | 100% |  | 1007.4 |  | 2518.5 |  | 1: 4029.6; 3: 5037; 5: 4029.6; 7: 2014.8 | 906.66 |  | 604.44
2021 | 12929 | South Central Indiana REMC | IN | Cooperative | 659.44 | 3.58 | 184.2011 | 300.21 | 2.52 | 119.1309 | 589.12 | 2.64 | 223.1515 | 34570 | 7.2 | N | . | . | . | . | . | . | . |  |  | . |  | 359.23 | 1.06 | 119.131 | 338.8962 | 359.23 | 36644.2 | 34570 | 100% | 31.6735 | 1728.5 | 63.347 | 4321.25 | 190.0409 | 6914 | 316.7348 | 8642.5 | 475.1021 | 6914 | 633.4695 | 3457 | 950.2043 | 1555.65 | 1266.939 | 1037.1 | 54747.6022 | 273738.011 | 1313942.4529 | 2737380.1102 | 3284856.1323 | 2189904.0882 | 1478185.2595 | 1313942.4529
2021 | 12944 | City of Morganton - (NC) | NC | Municipal | . | . | . | . | . | . | . | . | . | . | . |  | 71.021 | 1.1 | 64.5645 | 60.649 | 0.419 | 144.747 | 8529 | N | F | 12.4 | N | 10.372 | 0.681 | 144.747 | 15.2305 | 15.2305 | 5808.249 | 5808.249 | 68.1% | 1.3429 | 290.4124 | 2.6858 | 726.0311 | 8.0573 | 1161.6498 | 13.4288 | 1452.0622 | 20.1433 | 1161.6498 | 26.8577 | 580.8249 | 40.2865 | 261.3712 | 53.7154 | 174.2475 | 389.9902 | 1949.9512 | 9359.766 | 19499.5124 | 23399.4149 | 15599.6099 | 10529.7367 | 9359.766
2021 | 12990 | Consolidated Electric Coop Inc | OH | Cooperative | 142 | 1.66 | 85.5422 | 99 | 1.33 | 74.4361 | 128 | 0.78 | 164.1026 | 18260 | 12.5 | Y | . | . | . | . | . | . | . |  |  | . |  | 43 | 0.33 | 74.4361 | 130.303 | 130.303 | 6025.8 | 6025.8 | 33% | 11.4889 | 301.29 | 22.9778 | 753.225 | 68.9333 | 1205.16 | 114.8888 | 1506.45 | 172.3332 | 1205.16 | 229.7776 | 602.58 | 344.6664 | 271.161 | 459.5551 | 180.774 | 3461.4842 | 17307.421 | 83075.6209 | 173074.2101 | 207689.0522 | 138459.3681 | 93460.0735 | 83075.6209
2021 | 13027 | Mountain Electric Coop, Inc | NC | Cooperative | . | . | . | . | . | . | . | . | . | . | . |  | . | . | . | . | . | . | . |  |  | .
2021 | 13027 | Mountain Electric Coop, Inc | TN | Cooperative | . | . | . | . | . | . | . | . | . | . | . |  | . | . | . | . | . | . | . |  |  | .
2021 | 13032 | Mt Carmel Public Utility Co | IL | Investor Owned | . | . | . | . | . | . | . | . | . | . | . |  | 88.735 | 1.34 | 66.2201 | 46.581 | 0.62 | 75.1306 | 5310 | N | L | 69 | Y | 42.154 | 0.72 | 75.1306 | 58.5472 | 58.5472 | 3823.2 | 3823.2 | 72% | 5.1621 | 191.16 | 10.3243 | 477.9 | 30.9728 | 764.64 | 51.6214 | 955.8 | 77.432 | 764.64 | 103.2427 | 382.32 | 154.8641 | 172.044 | 206.4854 | 114.696 | 986.7939 | 4933.9693 | 23683.0526 | 49339.6929 | 59207.6314 | 39471.7543 | 26643.4342 | 23683.0526
2021 | 13050 | Mountain Parks Electric, Inc | CO | Cooperative | 132.699 | 1.465 | 90.5795 | 111.869 | 1.213 | 92.2251 | 131.854 | 1.454 | 90.6836 | 21520 | 25 | Y | . | . | . | . | . | . | . |  |  | . |  | 20.83 | 0.252 | 92.2251 | 82.6587 | 82.6587 | 5423.04 | 5423.04 | 25.2% | 7.2881 | 271.152 | 14.5761 | 677.88 | 43.7284 | 1084.608 | 72.8806 | 1355.76 | 109.3209 | 1084.608 | 145.7612 | 542.304 | 218.6418 | 244.0368 | 291.5223 | 162.6912 | 1976.1716 | 9880.8582 | 47428.1193 | 98808.5819 | 118570.2983 | 79046.8655 | 53356.6342 | 47428.1193
2021 | 13058 | Mountain View Elec Assn, Inc | CO | Cooperative | 50.304 | 0.56 | 89.8286 | 50.304 | 0.56 | 89.8286 | 48.086 | 0.413 | 116.431 | 58194 | 25 | Y | . | . | . | . | . | . | . |  |  | . |  | 0 | 0 | 89.8286 |  |  | 0 | 0 | 0% |  | 0 |  | 0 |  | 1: 0; 3: 0; 5: 0; 7: 0 | 0 |  | 0
2021 | 13073 | Mt Wheeler Power, Inc | NV | Cooperative | . | . | . | . | . | . | . | . | . | . | . | N | . | . | . | . | . | . | . |  |  | .
2021 | 13137 | City of Murray - (UT) | UT | Municipal | . | . | . | . | . | . | . | . | . | . | . |  | 76 | 1.3 | 58.4615 | . | . | . | 19505 | Y | O | 12.5 | N | [6 empty] | 19505 | 100% |  | 975.25 |  | 2438.125 |  | 1: 3901; 3: 4876.25; 5: 3901; 7: 1950.5 | 877.725 |  | 585.15
2021 | 13143 | Board of Water Electric & Communications | IA | Municipal | 8.16 | 0.147 | 55.5102 | 8.16 | 0.147 | 55.5102 | 8.16 | 0.147 | 55.5102 | 11575 | 13.8 | N | . | . | . | . | . | . | . |  |  | . |  | 0 | 0 | 55.5102 |  |  | 0 | 0 | 0% |  | 0 |  | 0 |  | 1: 0; 3: 0; 5: 0; 7: 0 | 0 |  | 0
2021 | 13145 | Village of Muscoda - (WI) | WI | Municipal | . | . | . | . | . | . | . | . | . | . | . |  | 1.527 | 0.28 | 5.4536 | 1.527 | 0.28 | 5.4536 | 902 | N | L | 12.5 | N | 0 | 0 | 5.4536 |  |  | 0 | 0 | 0% |  | 0 |  | 0 |  | 1: 0; 3: 0; 5: 0; 7: 0 | 0 |  | 0
2021 | 13196 | Northern Plains Electric Coop | ND | Cooperative | 150.563 | 1.312 | 114.7584 | 117.925 | 1.186 | 99.4309 | 112.655 | 0.796 | 141.5264 | 11973 | 12.5 | Y | . | . | . | . | . | . | . |  |  | . |  | 32.638 | 0.126 | 99.4309 | 259.0317 | 259.0317 | 1508.598 | 1508.598 | 12.6% | 22.8389 | 75.4299 | 45.6779 | 188.5747 | 137.0337 | 301.7196 | 228.3895 | 377.1495 | 342.5842 | 301.7196 | 456.779 | 150.8598 | 685.1685 | 67.8869 | 913.558 | 45.2579 | 1722.7396 | 8613.6982 | 41345.7513 | 86136.9818 | 103364.3781 | 68909.5854 | 46513.9702 | 41345.7513
2021 | 13206 | Nantucket Electric Co | MA | Investor Owned | 73.38 | 0.618 | 118.7379 | 56.11 | 0.538 | 104.2937 | . | . | . | 13706 | 69 | Y | . | . | . | . | . | . | . |  |  | . |  | 17.27 | 0.08 | 104.2937 | 215.875 | 215.875 | 1096.48 | 1096.48 | 8% | 19.0338 | 54.824 | 38.0676 | 137.06 | 114.2028 | 219.296 | 190.338 | 274.12 | 285.507 | 219.296 | 380.676 | 109.648 | 571.014 | 49.3416 | 761.3519 | 32.8944 | 1043.509 | 5217.5449 | 25044.2155 | 52175.4489 | 62610.5387 | 41740.3591 | 28174.7424 | 25044.2155
2021 | 13208 | City of Naperville - (IL) | IL | Municipal | 20.25 | 0.3 | 67.5 | . | . | . | . | . | . | 61651 | 12.4 | Y | . | . | . | . | . | . | . |  |  | . | [7 empty] | 61651 | 100% |  | 3082.55 |  | 7706.375 |  | 1: 12330.2; 3: 15412.75; 5: 12330.2; 7: 6165.1 | 2774.295 |  | 1849.53
2021 | 13216 | Nashville Electric Service | TN | Municipal | 770.02 | 1.82 | 423.0879 | 99.32 | 1.27 | 78.2047 | 770.02 | 1.82 | 423.0879 | 416477 | 23.9 | Y | . | . | . | . | . | . | . |  |  | . |  | 670.7 | 0.55 | 78.2047 | 1219.4545 | 1219.4545 | 229062.35 | 229062.35 | 55% | 107.5199 | 11453.1175 | 215.0397 | 28632.7938 | 645.1192 | 45812.47 | 1075.1987 | 57265.5875 | 1612.7981 | 45812.47 | 2150.3974 | 22906.235 | 3225.5962 | 10307.8057 | 4300.7949 | 6871.8705 | 1231437.7248 | 6157188.6238 | 29554505.3943 | 61571886.2381 | 73886263.4857 | 49257508.9904 | 33248818.5686 | 29554505.3943
2021 | 13227 | Natchez Trace Elec Power Assn | MS | Cooperative | 670.46 | . | . | 318.55 | . | . | . | . | . | 15902 | 24.9 | N | . | . | . | . | . | . | . |  |  | . |  | 351.91 |  |  |  | 351.91 |  | 15902 | 100% | 31.0281 | 795.1 | 62.0561 | 1987.75 | 186.1684 | 3180.4 | 310.2807 | 3975.5 | 465.421 | 3180.4 | 620.5614 | 1590.2 | 930.842 | 715.59 | 1241.1227 | 477.06 | 24670.4165 | 123352.0827 | 592089.9971 | 1233520.8273 | 1480224.9928 | 986816.6619 | 666101.2468 | 592089.9971
2021 | 13314 | Navajo Tribal Utility Authority | AZ | State | . | . | . | . | . | . | . | . | . | . | . |  | 551.76 | 18.24 | 30.25 | 287.85 | 15.14 | 19.0126 | 30021 | Y | F | 24.9 | Y | 263.91 | 3.1 | 19.0125 | 85.1323 | 263.91 | 93065.1 | 30021 | 100% | 23.2691 | 1501.05 | 46.5381 | 3752.625 | 139.6144 | 6004.2 | 232.6907 | 7505.25 | 349.036 | 6004.2 | 465.3813 | 3002.1 | 698.072 | 1350.945 | 930.7627 | 900.63 | 34928.0328 | 174640.1641 | 838272.7875 | 1746401.6407 | 2095681.9688 | 1397121.3126 | 943056.886 | 838272.7875
2021 | 13314 | Navajo Tribal Utility Authority | NM | State | . | . | . | . | . | . | . | . | . | . | . |  | 500.06 | 14.21 | 35.1907 | 278.66 | 11.94 | 23.3384 | 10985 | Y | F | 24.9 | Y | 221.4 | 2.27 | 23.3384 | 97.533 | 221.4 | 24935.95 | 10985 | 100% | 19.5209 | 549.25 | 39.0419 | 1373.125 | 117.1256 | 2197 | 195.2094 | 2746.25 | 292.8141 | 2197 | 390.4188 | 1098.5 | 585.6282 | 494.325 | 780.8376 | 329.55 | 10721.8766 | 53609.3828 | 257325.0375 | 536093.8281 | 643312.5937 | 428875.0625 | 289490.6672 | 257325.0375
2021 | 13314 | Navajo Tribal Utility Authority | UT | State | . | . | . | . | . | . | . | . | . | . | . |  | 441.4 | 1.95 | 226.359 | 72.63 | 1.19 | 61.0336 | 2037 | Y | F | 24.9 | Y | 368.77 | 0.76 | 61.0336 | 485.2237 | 485.2237 | 1548.12 | 1548.12 | 76% | 42.7824 | 77.406 | 85.5648 | 193.515 | 256.6944 | 309.624 | 427.824 | 387.03 | 641.736 | 309.624 | 855.6479 | 154.812 | 1283.4719 | 69.6654 | 1711.2959 | 46.4436 | 3311.6142 | 16558.0711 | 79478.741 | 165580.7105 | 198696.8526 | 132464.5684 | 89413.5837 | 79478.741
2021 | 13407 | Nevada Power Co | NV | Investor Owned | 82.44 | 0.683 | 120.7028 | 51.95 | 0.542 | 95.8487 | 0 | 0 | . | 1043662 | 60 | Y | . | . | . | . | . | . | . |  |  | . |  | 30.49 | 0.141 | 95.8487 | 216.2411 | 216.2411 | 147156.342 | 147156.342 | 14.1% | 19.0661 | 7357.8171 | 38.1322 | 18394.5428 | 114.3965 | 29431.2684 | 190.6608 | 36789.0855 | 285.9912 | 29431.2684 | 381.3216 | 14715.6342 | 571.9824 | 6622.0354 | 762.6432 | 4414.6903 | 140284.7364 | 701423.6821 | 3366833.6743 | 7014236.8215 | 8417084.1857 | 5611389.4572 | 3787687.8836 | 3366833.6743
2021 | 13416 | City of New Bern - (NC) | NC | Municipal | 109.609 | 1.541 | 71.1285 | 24.819 | 0.347 | 71.5245 | 109.609 | 1.541 | 71.1285 | 23395 | 23 | Y | . | . | . | . | . | . | . |  |  | . |  | 84.79 | 1.194 | 71.5245 | 71.0134 | 84.79 | 27933.63 | 23395 | 100% | 7.476 | 1169.75 | 14.9519 | 2924.375 | 44.8558 | 4679 | 74.7597 | 5848.75 | 112.1396 | 4679 | 149.5195 | 2339.5 | 224.2792 | 1052.775 | 299.0389 | 701.85 | 8745.0201 | 43725.1003 | 209880.4814 | 437251.0029 | 524701.2035 | 349800.8024 | 236115.5416 | 209880.4814
2021 | 13441 | New Hampshire Elec Coop Inc | NH | Cooperative | . | . | . | . | . | . | . | . | . | . | . |  | 696.387 | 3.548 | 196.2759 | 356.683 | 2.83 | 126.0364 | 83126 | N | F | 13 | Y | 339.704 | 0.718 | 126.0364 | 473.1253 | 473.1253 | 59684.468 | 59684.468 | 71.8% | 41.7157 | 2984.2234 | 83.4314 | 7460.5585 | 250.2941 | 11936.8936 | 417.1568 | 14921.117 | 625.7352 | 11936.8936 | 834.3136 | 5968.4468 | 1251.4704 | 2685.8011 | 1668.6272 | 1790.534 | 124488.9113 | 622444.5563 | 2987733.8702 | 6224445.563 | 7469334.6756 | 4979556.4504 | 3361200.604 | 2987733.8702
2021 | 13478 | Entergy New Orleans, LLC | LA | Investor Owned | 7453.8 | 3.088 | 2413.7953 | 143 | 1.386 | 103.1746 | 7429.6 | 2.93 | 2535.6997 | 212671 | 34.5 | Y | . | . | . | . | . | . | . |  |  | . |  | 7310.8 | 1.702 | 103.1746 | 4295.4172 | 7310.8 | 361966.042 | 212671 | 100% | 644.5966 | 10633.55 | 1289.1932 | 26583.875 | 3867.5797 | 42534.2 | 6445.9662 | 53167.75 | 9668.9493 | 42534.2 | 12891.9324 | 21267.1 | 19337.8986 | 9570.195 | 25783.8648 | 6380.13 | 6854350.39 | 34271751.95 | 164504409.3602 | 342717519.5004 | 411261023.4004 | 274174015.6003 | 185067460.5302 | 164504409.3602
2021 | 13481 | City of New Richmond | WI | Municipal | 56.42 | 0.75 | 75.2267 | 19.66 | 0.45 | 43.6889 | 56.42 | 0.75 | 75.2267 | 5223 | 12.4 | N | . | . | . | . | . | . | . |  |  | . |  | 36.76 | 0.3 | 43.6889 | 122.5333 | 122.5333 | 1566.9 | 1566.9 | 30% | 10.8038 | 78.345 | 21.6076 | 195.8625 | 64.8229 | 313.38 | 108.0382 | 391.725 | 162.0573 | 313.38 | 216.0764 | 156.69 | 324.1146 | 70.5105 | 432.1528 | 47.007 | 846.4253 | 4232.1267 | 20314.208 | 42321.2667 | 50785.5201 | 33857.0134 | 22853.484 | 20314.208
2021 | 13482 | New River Light & Power Co | NC | State | 6.93 | 0.078 | 88.8462 | 6.93 | 0.078 | 88.8462 | . | . | . | 8942 | . | Y | . | . | . | . | . | . | . |  |  | . |  | 0 | 0 | 88.8462 |  |  | 0 | 0 | 0% |  | 0 |  | 0 |  | 1: 0; 3: 0; 5: 0; 7: 0 | 0 |  | 0
2021 | 13485 | New Smyrna Beach City of | FL | Municipal | . | . | . | . | . | . | . | . | . | . | . |  | . | . | . | 60.18 | 1.68 | 35.8214 | 30096 | Y | L | 23 | N |  |  | 35.8214 |  |  |  | 30096 | 100% |  | 1504.8 |  | 3762 |  | 1: 6019.2; 3: 7524; 5: 6019.2; 7: 3009.6 | 1354.32 |  | 902.88
2021 | 13511 | New York State Elec & Gas Corp | NY | Investor Owned | . | . | . | . | . | . | . | . | . | . | . |  | 364.2 | 2.16 | 168.6111 | 176.4 | 1.46 | 120.8219 | 907375 | N | F | 34.5 | N | 187.8 | 0.7 | 120.8219 | 268.2857 | 268.2857 | 635162.5 | 635162.5 | 70% | 23.6549 | 31758.125 | 47.3098 | 79395.3125 | 141.9293 | 127032.5 | 236.5488 | 158790.625 | 354.8231 | 127032.5 | 473.0975 | 63516.25 | 709.6463 | 28582.3125 | 946.195 | 19054.875 | 751234.4967 | 3756172.4835 | 18029627.9206 | 37561724.8347 | 45074069.8016 | 30049379.8677 | 20283331.4107 | 18029627.9206
2021 | 13519 | City of Newark - (DE) | DE | Municipal | 35.472 | 0.373 | 95.0992 | 35.472 | 0.373 | 95.0992 | . | . | . | 12933 | 12.5 | Y | . | . | . | . | . | . | . |  |  | . |  | 0 | 0 | 95.0992 |  |  | 0 | 0 | 0% |  | 0 |  | 0 |  | 1: 0; 3: 0; 5: 0; 7: 0 | 0 |  | 0
2021 | 13524 | Newberry Electric Coop, Inc | SC | Cooperative | 157 | . | . | 157 | . | . | . | . | . | 13191 | 12.5 | N | . | . | . | . | . | . | . |  |  | . |  | 0 |  |  |  | 0 |  | 13191 | 100% | 0 | 659.55 | 0 | 1648.875 | 0 | 2638.2 | 0 | 3297.75 | 0 | 2638.2 | 0 | 1319.1 | 0 | 593.595 | 0 | 395.73 | 0 | 0 | 0 | 0 | 0 | 0 | 0 | 0
2021 | 13547 | Newnan Wtr, Sewer & Light Comm | GA | Municipal | 33.103 | 0.649 | 51.0062 | 33.103 | 0.649 | 51.0062 | . | . | . | 10693 | 25 | Y | . | . | . | . | . | . | . |  |  | . |  | 0 | 0 | 51.0062 |  |  | 0 | 0 | 0% |  | 0 |  | 0 |  | 1: 0; 3: 0; 5: 0; 7: 0 | 0 |  | 0
2021 | 13573 | Niagara Mohawk Power Corp. | NY | Investor Owned | 221.32 | 1.318 | 167.9211 | 133.66 | 1.118 | 119.5528 | 221.02 | 1.31 | 168.7176 | 1674003 | 69 | Y | . | . | . | . | . | . | . |  |  | . |  | 87.66 | 0.2 | 119.5528 | 438.3 | 438.3 | 334800.6 | 334800.6 | 20% | 38.6451 | 16740.03 | 77.2902 | 41850.075 | 231.8707 | 66960.12 | 386.4511 | 83700.15 | 579.6767 | 66960.12 | 772.9023 | 33480.06 | 1159.3534 | 15066.027 | 1545.8046 | 10044.018 | 646920.3658 | 3234601.8291 | 15526088.7797 | 32346018.291 | 38815221.9492 | 25876814.6328 | 17466849.8771 | 15526088.7797
2021 | 13640 | Northern Virginia Elec Coop | VA | Cooperative | . | . | . | . | . | . | . | . | . | . | . |  | 57.24 | 0.753 | 76.0159 | 57.24 | 0.753 | 76.0159 | 173672 | N | F | 34.5 | Y | 0 | 0 | 76.0159 |  |  | 0 | 0 | 0% |  | 0 |  | 0 |  | 1: 0; 3: 0; 5: 0; 7: 0 | 0 |  | 0
2021 | 13647 | Noble County R E M C | IN | Cooperative | 166.892 | 1.613 | 103.4668 | 112.098 | 1.149 | 97.5614 | 154.046 | 1.431 | 107.6492 | 11526 | 12 | Y | . | . | . | . | . | . | . |  |  | . |  | 54.794 | 0.464 | 97.5614 | 118.0905 | 118.0905 | 5348.064 | 5348.064 | 46.4% | 10.4121 | 267.4032 | 20.8242 | 668.508 | 62.4726 | 1069.6128 | 104.121 | 1337.016 | 156.1814 | 1069.6128 | 208.2419 | 534.8064 | 312.3629 | 240.6629 | 416.4838 | 160.4419 | 2784.2277 | 13921.1384 | 66821.4642 | 139211.3837 | 167053.6604 | 111369.107 | 75174.1472 | 66821.4642
2021 | 13651 | Nolin Rural Electric Coop Corp | KY | Cooperative | 42.31 | 0.407 | 103.9558 | 28.77 | 0.305 | 94.3279 | 38.03 | 0.328 | 115.9451 | 36575 | 12.5 | Y | . | . | . | . | . | . | . |  |  | . |  | 13.54 | 0.102 | 94.3279 | 132.7451 | 132.7451 | 3730.65 | 3730.65 | 10.2% | 11.7042 | 186.5325 | 23.4084 | 466.3313 | 70.2252 | 746.13 | 117.042 | 932.6625 | 175.563 | 746.13 | 234.0839 | 373.065 | 351.1259 | 167.8793 | 468.1679 | 111.9195 | 2183.2131 | 10916.0654 | 52397.1139 | 109160.6539 | 130992.7847 | 87328.5231 | 58946.7531 | 52397.1139
2021 | 13664 | Norris Public Power District | NE | Political Subdivision | 232.634 | 1.967 | 118.2684 | 229.481 | 1.948 | 117.8034 | 202.777 | 1.412 | 143.6098 | 24891 | 12.5 | Y | . | . | . | . | . | . | . |  |  | . |  | 3.153 | 0.019 | 117.8034 | 165.9474 | 165.9474 | 472.929 | 472.929 | 1.9% | 14.6317 | 23.6465 | 29.2633 | 59.1161 | 87.7899 | 94.5858 | 146.3166 | 118.2323 | 219.4748 | 94.5858 | 292.6331 | 47.2929 | 438.9497 | 21.2818 | 585.2663 | 14.1879 | 345.9867 | 1729.9336 | 8303.6815 | 17299.3364 | 20759.2037 | 13839.4692 | 9341.6417 | 8303.6815
2021 | 13676 | North Arkansas Elec Coop, Inc | AR | Cooperative | 343.62 | 1.87 | 183.754 | 167.52 | 1.35 | 124.0889 | 343.14 | . | . | 37390 | 25 | Y | . | . | . | . | . | . | . |  |  | . |  | 176.1 | 0.52 | 124.0889 | 338.6538 | 338.6538 | 19442.8 | 19442.8 | 52% | 29.8593 | 972.14 | 59.7185 | 2430.35 | 179.1556 | 3888.56 | 298.5927 | 4860.7 | 447.889 | 3888.56 | 597.1853 | 1944.28 | 895.778 | 874.926 | 1194.3707 | 583.284 | 29027.3872 | 145136.9361 | 696657.2932 | 1451369.3608 | 1741643.2329 | 1161095.4886 | 783739.4548 | 696657.2932
2021 | 13693 | North Central Elec Coop, Inc | OH | Cooperative | 41.942 | . | . | 33.893 | . | . | 25.538 | . | . | 9648 | 12.5 | Y | . | . | . | . | . | . | . |  |  | . |  | 8.049 |  |  |  | 8.049 |  | 9648 | 100% | 0.70968 | 482.4 | 1.4194 | 1206 | 4.2581 | 1929.6 | 7.0968 | 2412 | 10.6453 | 1929.6 | 14.1937 | 964.8 | 21.2905 | 434.16 | 28.3874 | 289.44 | 342.3516 | 1711.7579 | 8216.4381 | 17117.5794 | 20541.0953 | 13694.0635 | 9243.4929 | 8216.4381
2021 | 13716 | North Georgia Elec Member Corp | GA | Cooperative | 132.55 | 1.38 | 96.0507 | 132.55 | 1.38 | 96.0507 | 130.56 | 1.36 | 96 | 101138 | 24.9 | Y | . | . | . | . | . | . | . |  |  | . |  | 0 | 0 | 96.0507 |  |  | 0 | 0 | 0% |  | 0 |  | 0 |  | 1: 0; 3: 0; 5: 0; 7: 0 | 0 |  | 0
2021 | 13718 | City of North Little Rock - (AR) | AR | Municipal | . | . | . | . | . | . | . | . | . | . | . |  | 176 | . | . | . | . | . | 38500 | N | L | 13.8 | N | [6 empty] | 38500 | 100% |  | 1925 |  | 4812.5 |  | 1: 7700; 3: 9625; 5: 7700; 7: 3850 | 1732.5 |  | 1155
2021 | 13735 | Northcentral Mississippi E P A | MS | Cooperative | 3.33 | 1.23 | 2.7073 | 3.33 | 1.23 | 2.7073 | 3.33 | 1.23 | 2.7073 | 33360 | 25 | Y | . | . | . | . | . | . | . |  |  | . |  | 0 | 0 | 2.7073 |  |  | 0 | 0 | 0% |  | 0 |  | 0 |  | 1: 0; 3: 0; 5: 0; 7: 0 | 0 |  | 0
2021 | 13750 | Northern Electric Coop, Inc | SD | Cooperative | 117.494 | 1.202 | 97.7488 | 114.593 | 1.182 | 96.9484 | 73.134 | 0.714 | 102.4286 | 6522 | 7.2 | N | . | . | . | . | . | . | . |  |  | . |  | 2.901 | 0.02 | 96.9484 | 145.05 | 145.05 | 130.44 | 130.44 | 2% | 12.7891 | 6.522 | 25.5783 | 16.305 | 76.7348 | 26.088 | 127.8913 | 32.61 | 191.8369 | 26.088 | 255.7825 | 13.044 | 383.6738 | 5.8698 | 511.565 | 3.9132 | 83.4107 | 417.0534 | 2001.8563 | 4170.5339 | 5004.6406 | 3336.4271 | 2252.0883 | 2001.8563
2021 | 13756 | Northern Indiana Pub Serv Co | IN | Investor Owned | 529 | 1.552 | 340.8505 | 175 | 1.058 | 165.4064 | . | . | . | 478859 | 12.5 | Y | . | . | . | . | . | . | . |  |  | . |  | 354 | 0.494 | 165.4064 | 716.5992 | 716.5992 | 236556.346 | 236556.346 | 49.4% | 63.1829 | 11827.8173 | 126.3658 | 29569.5432 | 379.0973 | 47311.2692 | 631.8288 | 59139.0865 | 947.7432 | 47311.2692 | 1263.6576 | 23655.6346 | 1895.4865 | 10645.0356 | 2527.3153 | 7096.6904 | 747315.5885 | 3736577.9427 | 17935574.1249 | 37365779.4269 | 44838935.3123 | 29892623.5415 | 20177520.8905 | 17935574.1249
2021 | 13757 | North Plains Electric Coop Inc | TX | Cooperative | . | . | . | . | . | . | . | . | . | . | . |  | 516.55 | . | . | 360.82 | . | . | 7082 | N | F | . | Y | 155.73 |  |  |  | 155.73 |  | 7082 | 100% | 13.7308 | 354.1 | 27.4616 | 885.25 | 82.3847 | 1416.4 | 137.3079 | 1770.5 | 205.9618 | 1416.4 | 274.6157 | 708.2 | 411.9236 | 318.69 | 549.2314 | 212.46 | 4862.0714 | 24310.3569 | 116689.7133 | 243103.5694 | 291724.2833 | 194482.8555 | 131275.9275 | 116689.7133
2021 | 13758 | Northern Lights, Inc | ID | Cooperative | . | . | . | . | . | . | . | . | . | . | . |  | 2294.85 | . | . | 1367.33 | . | . | 17891 | N | F | 25 | Y | 927.52 |  |  |  | 927.52 |  | 17891 | 100% | 81.7799 | 894.55 | 163.5597 | 2236.375 | 490.6792 | 3578.2 | 817.7987 | 4472.75 | 1226.698 | 3578.2 | 1635.5974 | 1789.1 | 2453.396 | 805.095 | 3271.1947 | 536.73 | 73156.1807 | 365780.9035 | 1755748.3366 | 3657809.0345 | 4389370.8414 | 2926247.2276 | 1975216.8786 | 1755748.3366
2021 | 13758 | Northern Lights, Inc | MT | Cooperative | . | . | . | . | . | . | . | . | . | . | . |  | 613.91 | . | . | 365.78 | . | . | 4842 | N | F | 25 | Y | 248.13 |  |  |  | 248.13 |  | 4842 | 100% | 21.8777 | 242.1 | 43.7555 | 605.25 | 131.2664 | 968.4 | 218.7774 | 1210.5 | 328.1661 | 968.4 | 437.5547 | 484.2 | 656.3321 | 217.89 | 875.1095 | 145.26 | 5296.6001 | 26483.0006 | 127118.4028 | 264830.0059 | 317796.0071 | 211864.0047 | 143008.2032 | 127118.4028
2021 | 13758 | Northern Lights, Inc | WA | Cooperative | . | . | . | . | . | . | . | . | . | . | . |  | 14.62 | . | . | 8.71 | . | . | 15 | N | F | 25 | Y | 5.91 |  |  |  | 5.91 |  | 15 | 100% | 0.52109 | 0.75 | 1.0422 | 1.875 | 3.1265 | 3 | 5.2109 | 3.75 | 7.8163 | 3 | 10.4217 | 1.5 | 15.6326 | 0.675 | 20.8435 | 0.45 | 0.39082 | 1.9541 | 9.3796 | 19.5408 | 23.4489 | 15.6326 | 10.552 | 9.3796
2021 | 13762 | Northern Neck Elec Coop, Inc | VA | Cooperative | 352.8 | 2.5 | 141.12 | 155.7 | 1.7 | 91.5882 | 352.8 | 2.5 | 141.12 | 19713 | 12.5 | Y | . | . | . | . | . | . | . |  |  | . |  | 197.1 | 0.8 | 91.5882 | 246.375 | 246.375 | 15770.4 | 15770.4 | 80% | 21.723 | 788.52 | 43.446 | 1971.3 | 130.338 | 3154.08 | 217.23 | 3942.6 | 325.845 | 3154.08 | 434.46 | 1577.04 | 651.6899 | 709.668 | 868.9199 | 473.112 | 17129.0182 | 85645.0911 | 411096.4373 | 856450.9111 | 1027741.0933 | 685160.7289 | 462483.492 | 411096.4373
2021 | 13781 | Northern States Power Co - Minnesota | MN | Investor Owned | 129.935 | 1.042 | 124.6977 | 92.27 | 0.934 | 98.7901 | 126.077 | 1.006 | 125.3251 | 1311844.9 | 34.5 | Y | . | . | . | . | . | . | . |  |  | . |  | 37.665 | 0.108 | 98.7901 | 348.75 | 348.75 | 141679.2492 | 141679.2492 | 10.8% | 30.7494 | 7083.9625 | 61.4989 | 17709.9061 | 184.4967 | 28335.8498 | 307.4945 | 35419.8123 | 461.2417 | 28335.8498 | 614.989 | 14167.9249 | 922.4835 | 6375.5662 | 1229.978 | 4250.3775 | 217827.9419 | 1089139.7096 | 5227870.606 | 10891397.0959 | 13069676.5151 | 8713117.6767 | 5881354.4318 | 5227870.606
2021 | 13781 | Northern States Power Co - Minnesota | ND | Investor Owned | 88.988 | 0.687 | 129.5313 | 80.68 | 0.671 | 120.2385 | 72.18 | 0.594 | 121.5152 | 93941.7 | 34.5 | Y | . | . | . | . | . | . | . |  |  | . |  | 8.308 | 0.016 | 120.2385 | 519.25 | 519.25 | 1503.0672 | 1503.0672 | 1.6% | 45.7825 | 75.1534 | 91.565 | 187.8834 | 274.6951 | 300.6134 | 457.8251 | 375.7668 | 686.7377 | 300.6134 | 915.6503 | 150.3067 | 1373.4754 | 67.638 | 1831.3005 | 45.092 | 3440.7097 | 17203.5484 | 82577.0321 | 172035.4835 | 206442.5802 | 137628.3868 | 92899.1611 | 82577.0321
2021 | 13781 | Northern States Power Co - Minnesota | SD | Investor Owned | 99.621 | 0.719 | 138.5549 | 57.617 | 0.623 | 92.4831 | 74.36 | 0.699 | 106.3805 | 97731.3 | 34.5 | Y | . | . | . | . | . | . | . |  |  | . |  | 42.004 | 0.096 | 92.4831 | 437.5417 | 437.5417 | 9382.2048 | 9382.2048 | 9.6% | 38.5783 | 469.1102 | 77.1565 | 1172.7756 | 231.4695 | 1876.441 | 385.7825 | 2345.5512 | 578.6738 | 1876.441 | 771.565 | 938.2205 | 1157.3475 | 422.1992 | 1543.1301 | 281.4661 | 18097.4527 | 90487.2636 | 434338.8653 | 904872.636 | 1085847.1632 | 723898.1088 | 488631.2234 | 434338.8653
2021 | 13783 | Northeast Louisiana Power Coop Inc. | LA | Cooperative | . | . | . | . | . | . | . | . | . | . | . |  | 109.8 | 0.99 | 110.9091 | 109.8 | 0.99 | 110.9091 | 17461 | N | O | 19.9 | Y | 0 | 0 | 110.9091 |  |  | 0 | 0 | 0% |  | 0 |  | 0 |  | 1: 0; 3: 0; 5: 0; 7: 0 | 0 |  | 0