## FinancialModel
State Income Tax Rate ............ |  |  | 0.4716% |  |  |  |  | Debt ........................... |  |  | 51.5% | 5.72% | 2.95% | 1.918% |  | Gross Revenue |  |  | 100% | [35 empty] | WASHINGTON WATER POWER
Federal Income Tax Rate ........ |  |  | 35% |  |  |  |  | Preferred Stock ................. |  |  | 0% | 0% | 0% | 0% |  | Uncollectables |  |  | 0.266% | [22 empty] | DEFELICE |  |  |  | WASHINGTON WATER POWER | [8 empty] | BC HYDRO TRANSMISSION PROPOSAL
Discount Factor ...................... |  |  | 6.527% |  |  |  |  | Common Equity ...................... |  |  | 48.5% | 9.5% | 4.61% | 4.61% |  | Commission Fees |  |  | 0.2% | [22 empty] | MITCHELL |  |  | BC HYDRO TRANSMISSION PROPOSAL
Capital Class ........................... |  |  | 2 | (1) General Structures. | [8 empty] | 7.56% | 6.527% |  | Washington Excise Tax |  |  | 3.863%
|  |  |  | (2) Generation, Transmission, | [11 empty] | Franchise Fees |  |  | 0% | [34 empty] | ASSUMPTIONS
|  |  |  | and Distribution. | [14 empty] | -
|  |  |  | (3) Other Equipment. | [8 empty] | IRR CALC |  |  | Misc. Revenue Items |  |  | 4.329% | [30 empty] | PRESENT | OTHER |  |  | 1) WWP'S PROPOSED PORTION OF MARSHALL NORTH CAPACITY IS 20%
|  |  |  | (4) Transportation Equipment. |  |  |  | Principal ...................... |  |  | 205232686.2137 |  | 205232686.2137 | pv princ |  |  |  |  | - | [28 empty] | CAP RLPCMT | TOTAL OTHER | VALUE OTHER | BILLINGS |  | TOTAL | MARSHALL NORTH |  | 177157
Book Life (Years) .............. |  |  | 15 |  |  |  |  | Interest ....................... |  |  | 6.527% |  | 18040371.9808 | pv lvlized margin |  | Before State Income Tax |  |  | 95.67% | [22 empty] | PERIOD | OPERATIONS | MAINTENANCE |  | TOTAL O&M | A&G | CHARGE | BILLING | BILLINGS | LEVELIZED | WHEELING | BILLINGS |  |  | 20%
Property Tax Rate ............... |  |  | 1.5% |  |  |  |  | Term ............................. |  |  | 21 |  | 8.89% | IRR |  | State Income Tax |  |  | 0% | [34 empty] | WWP'S SHARE |  | 35431.4
O&M Escalation Factor .......... |  |  | 3% |  |  |  |  | Levelized Gr. Mar. Requirement ....... |  |  | 18227490.1604 | [7 empty] | - | [22 empty] | 1 | 218 | 208 |  | 426 | 86 | 354 | 866 | 812.9356 | 1319.5927 | 18227490.1604 | 18228809.7531
[11 empty] | 187118.1796 |  |  |  |  | Before Federal Income Tax |  |  | 95.67% |  | nominal sum | [20 empty] | 2 | 232 | 221 |  | 453 | 91 | 354 | 898 | 791.3213 | 1319.5927 | 18227490.1604 | 18228809.7531 | 2) WWP'S TRANSMISSION PLANT, TOTAL PLANT (GROSS & NET) AND TRANSMISSION O&M ARE AS FOLLOWS AT 12/31/88.
[11 empty] | 0.031186 |  |  |  |  | Federal Income Tax |  |  | 33.48% |  | 580442534.1895 | [20 empty] | 3 | 247 | 235 |  | 482 | 97 | 354 | 933 | 771.7852 | 1319.5927 | 18227490.1604 | 18228809.7531
[10 empty] | Lev ROE | 2684795.8493 | [7 empty] | - |  | (v) | (w) | (x) | (y) | (z) | (aa) | (ab) | (ac) | (ad) | (ae) | (af) | (ag) | (ah) | [8 empty] | 4 | 263 | 250 |  | 513 | 103 | 354 | 970 | 753.2251 | 1319.5927 | 18227490.1604 | 18228809.7531 | TRANSM PLNT GROSS |  | 202436 |  | TRANSMISSION EXPENSES
[10 empty] | NPV equity | 30229497.2719 |  |  |  |  | Conversion Factor |  |  | 62.19% |  | PV GM | [20 empty] | 5 | 280 | 266 |  | 546 | 109 | 354 | 1009 | 735.4997 | 1319.5927 | 18227490.1604 | 18228809.7531 | TRANSM PLNT A/D |  | 35906 |  | OPER (NO WHEELING) |  | 1248
| 140288510.0821 | [11 empty] | 32948909.7888 | [7 empty] | 203125826.3933 | [20 empty] | 6 | 298 | 283 |  | 581 | 116 | 354 | 1051 | 719.1712 | 1319.5927 | 18227490.1604 | 18228809.7531 |  |  |  |  | WHEELING |  | 8151
...................................................................................................................................................................................................................... | [20 empty] | TERM | [20 empty] | 7 | 317 | 301 |  | 618 | 123 | 354 | 1095 | 703.367 | 1319.5927 | 18227490.1604 | 18228809.7531 | TRANSM PLNT NET |  | 166530 |  | MAINT |  | 1189
| Capital Additions | [19 empty] | 21 | [20 empty] | 8 | 337 | 320 |  | 657 | 131 | 354 | 1142 | 688.6083 | 1319.5927 | 18227490.1604 | 18228809.7531
| ----------------- |  | Rate | Accum. |  | Book Dep. |  | Rate |  | Average |  |  |  |  | Misc. | State | Federal | Total | Present Val | ACTUAL | LEVELIZED | [7 empty] | pv of contribution to fixed costs |  |  | 54124790.6605 |  |  |  |  | Inter. |  |  |  |  | 9 | 358 | 340 |  | 698 | 139 | 354 | 1191 | 674.1494 | 1319.5927 | 18227490.1604 | 18228809.7531 | GROSS ELECTRIC PLANT |  | 1202934 |  | TOTAL TRANS O&M |  | 10588
| Tax | Book | Base | Book | Tax | on Tax | Deferred | Base | Book | Rate | Interest | Equity | O&M & A&G | Property | Revenue | Income | Income | Gross Marg | Gross Marg | ROR BY | 18040371.9808 | [8 empty] | Interest ....................... |  | 6.527% |  |  |  |  | Revenue |  | Net Book |  |  | 10 | 381 | 361 |  | 742 | 148 | 354 | 1244 | 661.0024 | 1319.5927 | 18227490.1604 | 18228809.7531 | NET ELECTRIC PLANT |  | 960913
| Basis | Basis | BOP | Deprec. | Deprec. | Basis | Taxes | EOP | Deprec. | Base | Expense | Return | Expense | Taxes | Items | Tax | Taxes | Reqmnt | Reqmnt | YEAR | [9 empty] | Term ............................. |  | 50 | per kwh |  |  |  | Requirement |  | BOP |  |  | 11 | 405 | 384 |  | 789 | 157 | 354 | 1300 | 648.4317 | 1319.5927 | 18227490.1604 | 18228809.7531
(a) | (b) | (c) | (d) | (e) | (f) | (g) | (h) | (i) | (j) | (k) | (l) | (m) | (n) | (o) | (p) | (q) | (r) | (s) | (t) | (u) | [8 empty] | levelized cont. to fixed costs |  |  | 3689257.2827 | 9.2231 | [8 empty] | 12 | 431 | 408 |  | 839 | 167 | 354 | 1360 | 636.7927 | 1319.5927 | 18227490.1604 | 18228809.7531 | 3) INFLATION RATE ON TRANSMISSION O&M
| - | - | - | - | - | - | - | - | - | - | - | - | - | - | - | - | - | - | - |  |  | - | - | - | - | - | - | - | - | - | - | - | - |  |  |  | - |  | - |  |  | 13 | 458 | 434 |  | 892 | 178 | 354 | 1424 | 625.9036 | 1319.5927 | 18227490.1604 | 18228809.7531
Total => | 205505585.1657 | 154706600.1657 |  |  | 205505585.1657 | 216145586.4559 | -3724000.4516 |  | 201796905.1933 |  | 3789494.2839 | 5921887.6776 | 70411115.2038 | 233262.5406 | 12498845.2733 | -67602.7775 | -4993476.7713 | 289590430.6238 | 205232686.2137 |  | Savings or |  |  |  | RES LOAD @ | [6 empty] | ANNUAL | CUMULATIVE | [8 empty] | 14 | 487 | 461 |  | 948 | 189 | 354 | 1491 | 615.1958 | 1319.5927 | 18227490.1604 | 18228809.7531 | ASSUMED INFLATION |  | 6.3%
Period | - | - | - | - | - | - | - | - | - | - | - | - | - | - | - | - | - | - | - |  | margin by |  | NEW | CUML | 12000 | COMM | COMM | TOTAL | TOTAL | REVENUE | ESTIMATED | (SHORTFALL) | (SHORTFALL) |  |  |  | - |  | - |  |  | 15 | 518 | 490 |  | 1008 | 201 | 354 | 1563 | 605.3868 | 1319.5927 | 18227490.1604 | 18228809.7531
[21 empty] | year | YR | CUST | CUST | KWH EA | CUST | LOAD | CUST | LOAD | REQ | MARGIN | EXCESS | EXCESS | [8 empty] | 16 | 551 | 521 |  | 1072 | 214 | 354 | 1640 | 596.288 | 1319.5927 | 18227490.1604 | 18228809.7531 | 4) ASSUME THAT O&M EXPENSES ARE RELATED TO GROSS PLANT AND THAT MARSHALL NORTH AND SOUTH
[22 empty] | - | - | - | - | - | - | - | - | - | - | - | - | -205232686.2137 | [7 empty] | 17 | 586 | 554 |  | 1140 | 227 | 354 | 1721 | 587.3965 | 1319.5927 | 18227490.1604 | 18228809.7531 | WILL INCUR O&M IN THE SAME RATIO.
1 | 0 | 0 | 0 | 0 | 0 | 0 | 0 | 0 | 0 | 0 | 0 | 0 | 0 | 0 | 0 | 0 | 0 | 0 | 0 | 0% | 4911737.7971 | 1 | 0 | 0 | 0 | 0 | 0 | 0 | 0 | 0 | 4911737.7971 | 4911737.7971 | 4911737.7971 | 4911737.7971 |  |  | 0 |  | 0 | #REF! | #REF! | 18 | 623 | 589 |  | 1212 | 241 | 354 | 1807 | 578.9578 | 1319.5927 | 18227490.1604 | 18228809.7531
2 | 18948101.7523 | 18948101.7523 | 18948101.7523 | 1154410.7886 | 710553.8157 | 1154410.7886 | -155349.9405 | 17949040.9043 | 1154410.7886 | 18448571.3283 | 544232.8542 | 850479.1382 | 124000 | 284221.5263 | 154077.3007 | 6123.7338 | 452329.3846 | 3569874.7264 | 3145788.3955 | 35.58% | 8738790.6576 | 2 | 0 | 0 | 0 | 0 | 0 | 0 | 0 | 3569874.7264 | 8738790.6576 | 5168915.9312 | 10080653.7283 | 8738790.6576 |  |  | 3559435.8738 |  | 18948101.7523 | #REF! | #REF! | 19 | 662 | 626 |  | 1288 | 256 | 354 | 1898 | 570.8516 | 1319.5927 | 18227490.1604 | 18228809.7531 | 1248 |  |  | 1189
3 | 35676678.2472 | 35676678.2472 | 53625719.1515 | 3840642.6277 | 2705738.8998 | 2686231.8391 | 6827.4712 | 50932659.8411 | 2686231.8391 | 52279189.4963 | 1542236.0901 | 2410070.6358 | 1301115 | 787069.6254 | 452214.0088 | 17345.6124 | 1281233.045 | 10477515.8566 | 8667086.3124 | -0.6643% | 6177905.6226 | 3 | 0 | 0 | 0 | 0 | 0 | 0 | 0 | 10477515.8566 | 6177905.6226 | -4299610.2341 | 5781043.4942 | 6177905.6226 |  |  | 10446878.0187 |  | 52471308.3629 | #REF! | #REF! | 20 | 704 | 665 |  | 1369 | 272 | 354 | 1995 | 563.2591 | 1319.5927 | 18227490.1604 | 18228809.7531 | 202436 | 0.62% | OPERATIONS | 202436 | 0.59% | MAINTENANCE
4 | 52198847.311 | 52198847.311 | 103131507.1521 | 9466166.9333 | 5798310.4118 | 5625524.3056 | 60475.1372 | 97445507.7093 | 5625524.3056 | 100288507.4307 | 2958510.9692 | 4623300.1926 | 3279030 | 1506679.1297 | 923889.6551 | 33246.6788 | 2455764.7564 | 21405945.6874 | 16622160.7854 | 2.144% | 15973877.6031 | 4 | 0 | 0 | 0 | 0 | 0 | 0 | 0 | 21405945.6874 | 15973877.6031 | -5432068.0843 | 348975.4099 | 15973877.6031 |  |  | 21343351.471 |  | 100445275.313 | #REF! | #REF! | 21 | 748 | 707 |  | 1455 | 289 | 354 | 2098 | 556.0439 | 1319.5927 | 18227490.1604 | 18228809.7531
5 | 46882972.8552 | 46882972.8552 | 144328480.5645 | 18672855.7787 | 9079448.5691 | 9206688.8454 | -44534.0967 | 135166325.8158 | 9206688.8454 | 139747403.1902 | 4122548.3941 | 6442355.2871 | 3407918 | 2080544.3439 | 1295844.6183 | 46323.5395 | 3421686.6079 | 30023909.6361 | 21885605.6211 | 3.385% | 24189252.0158 | 5 | 0 | 0 | 0 | 0 | 0 | 0 | 0 | 30023909.6361 | 24189252.0158 | -5834657.6202 | -5485682.2103 | 24189252.0158 |  |  | 29936115.1922 |  | 138702956.2589 | #REF! | #REF! | 22 | 795 | 752 |  | 1547 | 307 | 354 | 2208 | 549.3396 | 1319.5927 | 18227490.1604 | 18228809.7531
6 | 1000000 | 1000000 | 136166325.8158 | 29561104.6423 | 10194810.0311 | 10888248.8636 | -242703.5914 | 125520780.5436 | 10888248.8636 | 130843553.1797 | 3859884.8188 | 6031887.8016 | 3254969 | 1904394.5546 | 1316348.5277 | 43321.1829 | 3199917.6475 | 30498972.3966 | 20869632.259 | -3.268% | 16331312.3525 | 6 | 0 | 0 | 0 | 0 | 0 | 0 | 0 | 30498972.3966 | 16331312.3525 | -14167660.0441 | -19653342.2544 | 16331312.3525 |  |  | 30409788.7975 |  | 126959636.9705 | #REF! | #REF! | 23 | 845 | 799 |  | 1644 | 326 | 354 | 2324 | 542.7705 | 1319.5927 | 18227490.1604 | 18228809.7531 | 5) ASSUME THAT A&G AND RETURN ON GENERAL PLANT ARE A FUNCTION OF O&M AND THAT THEY
7 | 0 |  | 125520780.5436 | 40482686.8392 | 9468398.5346 | 10921582.1969 | -508614.2818 | 115107812.6285 | 10921582.1969 | 120314296.5861 | 3549271.7493 | 5546489.0726 | 3352618.07 | 1719487.9752 | 1266144.735 | 39807.5137 | 2940380.5943 | 29335781.907 | 18843671.421 | -2.264% | 17516306.7555 | 7 | 0 | 0 | 0 | 0 | 0 | 0 | 0 | 29335781.907 | 17516306.7555 | -11819475.1516 | -31472817.406 | 17516306.7555 |  |  | 29249999.6525 |  | 114632531.6801 | #REF! | #REF! | 24 | 898 | 849 |  | 1747 | 347 | 354 | 2448 | 536.6977 | 1319.5927 | 18227490.1604 | 18228809.7531 | CAN BE ALLOCATED TO BC HYDRO O&M ON THAT BASIS.
8 | 0 |  | 115107812.6285 | 51404269.0361 | 8758805.5747 | 10921582.1969 | -756971.8178 | 104943202.2494 | 10921582.1969 | 110025507.439 | 3245752.4694 | 5072175.8929 | 3453196.6121 | 1562793.4565 | 1216933.3382 | 36374.1659 | 2686776.4794 | 28195584.6113 | 17001499.351 | 4.085% | 24371782.8345 | 8 | 0 | 0 | 0 | 0 | 0 | 0 | 0 | 28195584.6113 | 24371782.8345 | -3823801.7768 | -35296619.1828 | 24371782.8345 |  |  | 28113136.4658 |  | 104186230.4316 | #REF! | #REF! | 25 | 955 | 902 |  | 1857 | 369 | 354 | 2580 | 530.9778 | 1319.5927 | 18227490.1604 | 18228809.7531
9 | 0 |  | 104943202.2494 | 62325851.233 | 8101985.1761 | 10921582.1969 | -986858.9573 | 95008479.0098 | 10921582.1969 | 99975840.6296 | 2949287.2986 | 4608886.253 | 3344792.5105 | 1410324.3008 | 1159586.2721 | 33025.1957 | 2439404.9153 | 26866888.9429 | 15207637.9445 | 8.741% | 28047759.8659 | 9 | 0 | 0 | 0 | 0 | 0 | 0 | 0 | 26866888.9429 | 28047759.8659 | 1180870.923 | -34115748.2597 | 28047759.8659 |  |  | 26788326.104 |  | 94021620.0525 | #REF! | #REF! | [12 empty] | A&G EXPENSES |  |  |  |  | 21934
10 | 11309637 |  | 95008479.0098 | 73247433.4299 | 7970949.9424 | 11298570.0969 | -1164667.0541 | 84874575.967 | 10921582.1969 | 89941527.4884 | 2653275.0609 | 4146304.4172 | 3445136.2858 | 1261303.4522 | 1102599.5331 | 26933.0373 | 1989407.8468 | 25546541.8302 | 13574216.4008 | 11.72% | 29289703.093 | 10 | 0 | 0 | 0 | 0 | 0 | 0 | 0 | 25546541.8302 | 29289703.093 | 3743161.2628 | -30372586.9969 | 29289703.093 |  |  | 25471839.8856 |  | 84086896.8129 | #REF! | #REF! | [8 empty] | 16055.3583 |  |  |  | RETURN ON GENERAL PLANT |  |  |  |  | 7300
11 | 0 |  | 84874575.967 | 84169015.6268 | 7959645.3673 | 11675557.9969 | -1300569.4204 | 74499587.3904 | 10921582.1969 | 79687081.6787 | 2350768.9095 | 3673574.4654 | 3548490.3744 | 1103640.0881 | 1044360.3335 | 20767.5196 | 1533992.0994 | 24197175.9866 | 12069397.683 | 15.73% | 30705360.1454 | 11 | 0 | 0 | 0 | 0 | 0 | 0 | 0 | 24197175.9866 | 30705360.1454 | 6508184.1588 | -23864402.8381 | 30705360.1454 |  |  | 24126419.7915 |  | 73576005.87 | #REF! | #REF!
12 | 0 |  | 74499587.3904 | 95090597.8237 | 7690076.4354 | 11675557.9969 | -1394918.5465 | 64218947.94 | 10921582.1969 | 69359267.6652 | 2046098.3961 | 3197462.2394 | 3654945.0856 | 942360.4409 | 995030.0036 | 17321.1158 | 1279423.6059 | 23054223.0842 | 10794677.4638 | 21.65% | 32824956.8188 | 12 | 0 | 0 | 0 | 0 | 0 | 0 | 0 | 23054223.0842 | 32824956.8188 | 9770733.7346 | -14093669.1035 | 32824956.8188 |  |  | 22986809.0559 |  | 62824029.3935 | #REF! | #REF!
13 | 0 |  | 64218947.94 | 106012180.0206 | 7600790.8073 | 11675557.9969 | -1426168.5164 | 53969558.4595 | 10921582.1969 | 59094253.1998 | 1743280.4694 | 2724245.0725 | 3764593.4381 | 788150.8491 | 946446.817 | 13895.4474 | 1026386.7339 | 21928581.0244 | 9638467.2042 | 28.44% | 34269949.2534 | 13 | 0 | 0 | 0 | 0 | 0 | 0 | 0 | 21928581.0244 | 34269949.2534 | 12341368.2291 | -1752300.8744 | 34269949.2534 |  |  | 21864458.5433 |  | 52543389.9431 | #REF! | #REF! | [12 empty] | 6) ASSUME THAT PARTICIPANTS WILL PAY A 1% ANNUAL CAPITAL REPLACEMENT CHARGE.
14 | 0 |  | 53969558.4595 | 116933762.2175 | 7547807.1879 | 11675557.9969 | -1444712.7831 | 43738713.2457 | 10921582.1969 | 48854135.8526 | 1441197.0077 | 2252175.6628 | 3877531.2413 | 634410.0069 | 898145.8384 | 10478.0066 | 773957.5896 | 20809477.5503 | 8586118.655 | 38.05% | 35703154.1794 | 14 | 0 | 0 | 0 | 0 | 0 | 0 | 0 | 20809477.5503 | 35703154.1794 | 14893676.6292 | 13141375.7547 | 35703154.1794 |  |  | 20748627.4967 |  | 42294000.4626 | #REF! | #REF!
15 | 14024605 |  | 43738713.2457 | 128322831.2478 | 8025211.5327 | 12143044.8302 | -1441241.6541 | 33036910.0696 | 11389069.0302 | 38387811.6577 | 1132440.4439 | 1769678.1174 | 3993857.1785 | 480947.3287 | 870035.5138 | 6974.5747 | 515176.7166 | 20158178.904 | 7807738.6784 | 46.93% | 35271753.8598 | 15 | 0 | 0 | 0 | 0 | 0 | 0 | 0 | 20158178.904 | 35271753.8598 | 15113574.9558 | 28254950.7106 | 35271753.8598 |  |  | 20099233.346 |  | 32063155.2488 | #REF! | #REF!
16 | 0 |  | 33036910.0696 | 139571578.2588 | 8466938.9176 | 12610531.6636 | -1450257.4611 | 21876635.8671 | 11248747.011 | 27456772.9684 | 809974.8026 | 1265757.2338 | 4113672.8939 | 313407.9786 | 797031.1619 | -1093.6674 | -80783.7031 | 18466713.7113 | 6714317.2131 | 73.05% | 36448523.7973 | 16 | 0 | 0 | 0 | 0 | 0 | 0 | 0 | 18466713.7113 | 36448523.7973 | 17981810.0859 | 46236760.7965 | 36448523.7973 |  |  | 18412714.2529 |  | 20893865.2394 | #REF! | #REF!
17 | 0 |  | 21876635.8671 | 150188721.8781 | 8349559.4368 | 11978928.2718 | -1270279.0923 | 11167986.6876 | 10617143.6193 | 16522311.2773 | 487408.1827 | 761678.5499 | 4237083.0807 | 138991.5631 | 716677.7243 | -4728.6193 | -349279.2991 | 16604974.8015 | 5667463.4076 | 134.3% | 37540439.3018 | 17 | 0 | 0 | 0 | 0 | 0 | 0 | 0 | 16604974.8015 | 37540439.3018 | 20935464.5002 | 67172225.2967 | 37540439.3018 |  |  | 16556419.3487 |  | 9266104.2036 | #REF! | #REF! | [13 empty] | 96.7239
18 | 2750000 |  | 11167986.6876 | 159076706.1641 | 8375549.4369 | 10249768.9385 | -655976.8256 | 1574194.5746 | 8887984.286 | 6371090.6311 | 187947.1736 | 293707.2781 | 4364195.5731 | -12164.1238 | 591667.0504 | -8078.2993 | -596703.2941 | 13708555.6441 | 4392183.4182 | 385% | 37753918.001 | 18 | 0 | 0 | 0 | 0 | 0 | 0 | 0 | 13708555.6441 | 37753918.001 | 24045362.3569 | 91217587.6537 | 37753918.001 |  |  | 13668469.758 |  | -810941.5843 | #REF! | #REF!
19 | 2750000 |  | 1574194.5746 | 165218839.5981 | 8509138.0157 | 7503918.0866 | 351826.9752 | -6281550.4871 | 6142133.434 | -2353677.9563 | -69433.4997 | -108504.5538 | 4495121.4403 | -130133.6155 | 429011.114 | -10930.0129 | -807345.0166 | 9939919.2899 | 2989578.0196 | -1216% | 38746883.0355 | 19 | 0 | 0 | 0 | 0 | 0 | 0 | 0 | 9939919.2899 | 38746883.0355 | 28806963.7456 | 120024551.3993 | 38746883.0355 |  |  | 9910853.4655 |  | -8675574.3639 | #REF! | #REF!
20 | 14202637 |  | -6281550.4871 | 168623333.5933 | 9062091.3478 | 4766278.6477 | 1503534.445 | -12551363.5799 | 3404493.9952 | -9416457.0335 | -277785.4825 | -434098.6692 | 4629975.0835 | -206782.0286 | 276303.7237 | -13228.1114 | -977093.9802 | 6401784.5304 | 1807450.2465 | -350.5% | 40116865.8258 | 20 | 0 | 0 | 0 | 0 | 0 | 0 | 0 | 6401784.5304 | 40116865.8258 | 33715081.2953 | 153739632.6946 | 40116865.8258 |  |  | 6383064.7461 |  | -13785468.5737 | #REF! | #REF!
21 | 5762106 |  | -12551363.5799 | 171097219.9266 | 9686694.8645 | 3227862.1333 | 2260591.4559 | -17285841.3691 | 2473886.3333 | -14918602.4745 | -440098.773 | -687747.5741 | 4768874.336 | -259764.6334 | 228237.7449 | -10622.6134 | -784638.9666 | 5288125.8537 | 1401539.5129 | -236.2% | 41658187.3289 | 21 | 0 | 0 | 0 | 0 | 0 | 0 | 0 | 5288125.8537 | 41658187.3289 | 36370061.4752 | 190109694.1698 | 41658187.3289 |  |  | 5272662.5755 |  | -17317642.2276 | #REF! | #REF!
22 |  |  | -17285841.3691 | 173729843.1266 | 9308871.624 | 3386599 | 2072795.4184 | -21991259.9875 | 2632623.2 | -19638550.6783 | -579337.245 | -905337.1863 | 0 | -307705.5525 | -2941.91 | -12094.623 | -893368.899 | -68162.2159 | -16958.4255 | -44.44% | 10143009.7034 | 22 | 0 | 0 | 0 | 0 | 0 | 0 | 0 | -68162.2159 | 10143009.7034 | 10211171.9192 | 200320866.0891 | 10143009.7034 |  |  | -67962.8993 |  | -20513703.5024 | #REF! | #REF!
23 |  |  | -21991259.9875 | 176362466.3266 | 7954803.5439 | 3386599 | 1598871.5904 | -26222754.7779 | 2632623.2 | -24107007.3827 | -711156.7178 | -1111333.0403 | 0 | -380667.8848 | -26502.7463 | -13584.6571 | -1003430.2166 | -614052.063 | -143411.9326 | 7.56% | -614052.063 | 23 | 0 | 0 | 0 | 0 | 0 | 0 | 0 | -614052.063 | -614052.063 | 0 | 200320866.0891 | -614052.063 |  |  | -612256.4821 |  | -25377858.9875 | #REF! | #REF!
24 |  |  | -26222754.7779 | 178995089.5266 | 5877235.8745 | 3386599 | 871722.9061 | -29727100.8839 | 2632623.2 | -27974927.8309 | -825260.371 | -1289644.173 | 0 | -444140.3067 | -46911.357 | -14874.4317 | -1098699.3734 | -1086906.8128 | -238292.6623 | 7.56% | -1086906.8128 | 24 | 0 | 0 | 0 | 0 | 0 | 0 | 0 | -1086906.8128 | -1086906.8128 | 0 | 200320866.0891 | -1086906.8128 |  |  | -1083728.5332 |  | -29609353.7779 | #REF! | #REF!
25 |  |  | -29727100.8839 | 181627712.7266 | 3558705.2503 | 3009611.1 | 192182.9526 | -32551907.0365 | 2632623.2 | -31139503.9602 | -918615.3668 | -1435531.1326 | 0 | -496705.4983 | -54372.4435 | -13186.0649 | -973988.2163 | -1259775.5223 | -259268.5203 | 7.56% | -1259775.5223 | 25 | 0 | 0 | 0 | 0 | 0 | 0 | 0 | -1259775.5223 | -1259775.5223 | 0 | 200320866.0891 | -1259775.5223 |  |  | -1256091.7485 |  | -33113699.8839 | #REF! | #REF!
26 |  |  | 0 | 0 | 2398604.4081 | 2632623.2 | -81906.5772 | 0 | 2632623.2 | 0 | 0 | 0 | 0 | -45144.1665 | 116519.7815 | -57.548 | -4250.7783 | 2699690.4888 | 521565.51 | 0% | 2699690.4888 | 26 | 0 | 0 | 0 | 0 | 0 | 0 | 0 | 2699690.4888 | 2699690.4888 | 0 | 200320866.0891 | 2699690.4888 |  |  | 2691796.1863 |  | -3009611.1
27 |  |  | 0 | 2632623.2 | 2299667.7905 | 2632623.2 | -116534.3933 | -2516088.8067 | 2632623.2 | -1258044.4033 | -37112.3099 | -57995.847 | 0 | -39489.348 | 111066.177 | -477.6332 | -35280.3574 | 2573333.8815 | 466690.8556 | 0% | 2573333.8815 | 27 | 0 | 0 | 0 | 0 | 0 | 0 | 0 | 2573333.8815 | 2573333.8815 | 0 | 200320866.0891 | 2573333.8815 |  |  | 2565809.0648 |  | -2632623.2
28 |  |  | -2516088.8067 | 5265246.4 | 2269715.2266 | 2632623.2 | -127017.7907 | -5021694.216 | 2632623.2 | -3768891.5113 | -111182.2996 | -173745.8987 | 0 | -77230.6801 | 97973.8803 | -1314.9629 | -97129.686 | 2269993.5531 | 386452.4295 | 0% | 2269993.5531 | 28 | 0 | 0 | 0 | 0 | 0 | 0 | 0 | 2269993.5531 | 2269993.5531 | 0 | 200320866.0891 | 2269993.5531 |  |  | 2263355.7493 |  | -5148712.0067
29 |  |  | -5021694.216 | 7897869.6 | 2266142.7208 | 2632623.2 | -128268.1677 | -7526049.2483 | 2632623.2 | -6273871.7321 | -185079.2161 | -289225.4869 | 0 | -114814.7612 | 84915.2854 | -2150.3376 | -158834.6098 | 1967434.0739 | 314419.7888 | 0% | 1967434.0739 | 29 | 0 | 0 | 0 | 0 | 0 | 0 | 0 | 1967434.0739 | 1967434.0739 | 0 | 200320866.0891 | 1967434.0739 |  |  | 1961680.9996 |  | -7654317.416
30 |  |  | -7526049.2483 | 10063005.9667 | 2013711.623 | 2165136.3667 | -52998.6603 | -9638186.9547 | 2165136.3667 | -8582118.1015 | -253172.484 | -395635.6445 | 0 | -152380.0867 | 51698.2517 | -2909.6418 | -214920.5906 | 1197816.1707 | 179695.88 | 0% | 1197816.1707 | 30 | 0 | 0 | 0 | 0 | 0 | 0 | 0 | 1197816.1707 | 1197816.1707 | 0 | 200320866.0891 | 1197816.1707 |  |  | 1194313.5754 |  | -10158672.4483
31 |  |  | -9638186.9547 | 11760655.5 | 1761619.8143 | 1697649.5333 | 22389.5983 | -11358226.0863 | 1697649.5333 | -10498206.5205 | -309697.0924 | -483967.3206 | 0 | -177049.8498 | 20841.3114 | -3538.323 | -261358.1035 | 482880.1555 | 68002.6083 | 0% | 482880.1555 | 31 | 0 | 0 | 0 | 0 | 0 | 0 | 0 | 482880.1555 | 482880.1555 | 0 | 200320866.0891 | 482880.1555 |  |  | 481468.141 |  | -11803323.3213
32 |  |  | -11358226.0863 | 13458305.0333 | 1761619.8143 | 1697649.5333 | 22389.5983 | -13078265.218 | 1697649.5333 | -12218245.6522 | -360438.2467 | -563261.1246 | 0 | -195838.1343 | 12190.7252 | -4112.0873 | -303739.1836 | 282451.482 | 37339.486 | 0% | 282451.482 | 32 | 0 | 0 | 0 | 0 | 0 | 0 | 0 | 282451.482 | 282451.482 | 0 | 200320866.0891 | 282451.482 |  |  | 281625.5513 |  | -13055875.6197
33 |  |  | -13078265.218 | 15064287.9 | 1761619.8143 | 1605982.8667 | 54472.9317 | -14738721.0163 | 1605982.8667 | -13908493.1172 | -410300.547 | -641181.5327 | 0 | -221638.7213 | -768.4118 | -4673.7119 | -345223.562 | -17803.6198 | -2209.3832 | 0% | -17803.6198 | 33 | 0 | 0 | 0 | 0 | 0 | 0 | 0 | -17803.6198 | -17803.6198 | 0 | 200320866.0891 | -17803.6198 |  |  | -17751.5594 |  | -14775914.7513
34 |  |  | -14738721.0163 | 16486937.4333 | 1761619.8143 | 1422649.5333 | 118639.5983 | -16280010.148 | 1422649.5333 | -15509365.5822 | -457526.2847 | -714981.7533 | 0 | -245170.5582 | -17347.8001 | -5203.513 | -384357.3068 | -401937.6829 | -46823.0535 | 0% | -401937.6829 | 34 | 0 | 0 | 0 | 0 | 0 | 0 | 0 | -401937.6829 | -401937.6829 | 0 | 200320866.0891 | -401937.6829 |  |  | -400762.3564 |  | -16344703.883
35 |  |  | -16280010.148 | 17344499.0667 | 1448590.6307 | 857561.6333 | 206860.1491 | -17344431.9304 | 857561.6333 | -16812221.0392 | -495960.5207 | -775043.3899 | 0 | -265539.8952 | -49623.7857 | -5625.4102 | -415520.7222 | -1149752.0905 | -125731.3216 | 0% | -1149752.0905 | 35 | 0 | 0 | 0 | 0 | 0 | 0 | 0 | -1149752.0905 | -1149752.0905 | 0 | 200320866.0891 | -1149752.0905 |  |  | -1146390.0419 |  | -17702659.6813
36 |  |  | -17344431.9304 | 17536569.2667 | 1135982.1852 | 192070.2 | 330369.1948 | -17866871.3252 | 192070.2 | -17605651.6278 | -519366.723 | -811620.54 | 0 | -273029.9035 | -83529.7103 | -5875.3048 | -433979.1828 | -1935331.1645 | -198670.2452 | 0% | -1935331.1645 | 36 | 0 | 0 | 0 | 0 | 0 | 0 | 0 | -1935331.1645 | -1935331.1645 | 0 | 200320866.0891 | -1935331.1645 |  |  | -1929671.964 |  | -18201993.5637
37 |  |  | -17866871.3252 | 17536569.2667 | 1135982.1852 | 0 | 397593.7648 | -18264465.0901 | 0 | -18065668.2076 | -532937.2121 | -832827.3044 | 0 | -270884.1229 | -94169.6982 | -6024.6431 | -445010.0506 | -2181853.0312 | -210252.5617 | 0% | -2181853.0312 | 37 | 0 | 0 | 0 | 0 | 0 | 0 | 0 | -2181853.0312 | -2181853.0312 | 0 | 200320866.0891 | -2181853.0312 |  |  | -2175472.9636 |  | -18058941.5252
38 |  |  | -18264465.0901 | 17536569.2667 | 1074602.1852 | 0 | 376110.7648 | -18640575.8549 | 0 | -18452520.4725 | -544349.3539 | -850661.1938 | 0 | -273966.9764 | -96063.83 | -6153.7133 | -454543.8139 | -2225738.8813 | -201339.1728 | 0% | -2225738.8813 | 38 | 0 | 0 | 0 | 0 | 0 | 0 | 0 | -2225738.8813 | -2225738.8813 | 0 | 200320866.0891 | -2225738.8813 |  |  | -2219230.4848 |  | -18264465.0901
39 |  |  | -18640575.8549 | 17536569.2667 | 951924.6852 | 0 | 333173.6398 | -18973749.4947 | 0 | -18807162.6748 | -554811.2989 | -867010.1993 | 0 | -279608.6378 | -97927.0405 | -6271.9742 | -463279.1525 | -2268908.3032 | -192667.8614 | 0% | -2268908.3032 | 39 | 0 | 0 | 0 | 0 | 0 | 0 | 0 | -2268908.3032 | -2268908.3032 | 0 | 200320866.0891 | -2268908.3032 |  |  | -2262273.6728 |  | -18640575.8549
40 |  |  | -18973749.4947 | 17536569.2667 | 573624.3274 | 0 | 200768.5146 | -19174518.0093 | 0 | -19074133.752 | -562686.9457 | -879317.566 | 0 | -284606.2424 | -99363.4485 | -6360.9831 | -469853.7942 | -2302188.98 | -183515 | 0% | -2302188.98 | 40 | 0 | 0 | 0 | 0 | 0 | 0 | 0 | -2302188.98 | -2302188.98 | 0 | 200320866.0891 | -2302188.98 |  |  | -2295457.0319 |  | -18973749.4947
41 |  |  | -19174518.0093 | 17536569.2667 | 128437.3427 | 0 | 44953.07 | -19219471.0793 | 0 | -19196994.5443 | -566311.3391 | -884981.4485 | 0 | -287617.7701 | -100056.533 | -6401.9294 | -472878.2926 | -2318247.3127 | -173471.6971 | 0% | -2318247.3127 | 41 | 0 | 0 | 0 | 0 | 0 | 0 | 0 | -2318247.3127 | -2318247.3127 | 0 | 200320866.0891 | -2318247.3127 |  |  | -2311468.4076 |  | -19174518.0093
42 |  |  | -19219471.0793 | 17536569.2667 | 0 | 0 | 0 | -19219471.0793 | 0 | -19219471.0793 | -566974.3968 | -886017.6168 | 0 | -288292.0662 | -100188.883 | -6409.4175 | -473431.4011 | -2321313.7815 | -163057.5742 | 0% | -7.9687e-13 | 42 | 0 | 0 | 0 | 0 | 0 | 0 | 0 | -2321313.7815 | -7.9687e-13 | 2321313.7815 | 202642179.8705 | -7.9687e-13 |  |  | -2314525.9096 |  | -19219471.0793
43 |  |  | -19219471.0793 | 17536569.2667 |  | 0 | 0 | -19219471.0793 | 0 | -19219471.0793 | -566974.3968 | -886017.6168 | 0 | -288292.0662 | -100188.883 | -6409.4175 | -473431.4011 | -2321313.7815 | -153066.1793 | 0% | -7.9687e-13 | 43 | 0 | 0 | 0 | 0 | 0 | 0 | 0 | -2321313.7815 | -7.9687e-13 | 2321313.7815 | 204963493.652 | -7.9687e-13 |  |  | -2314525.9096 |  | -19219471.0793
44 |  |  | -19219471.0793 | 17536569.2667 |  | 0 | 0 | -19219471.0793 | 0 | -19219471.0793 | -566974.3968 | -886017.6168 | 0 | -288292.0662 | -100188.883 | -6409.4175 | -473431.4011 | -2321313.7815 | -143687.0098 | 0% | -7.9687e-13 | 44 | 0 | 0 | 0 | 0 | 0 | 0 | 0 | -2321313.7815 | -7.9687e-13 | 2321313.7815 | 207284807.4334 | -7.9687e-13 |  |  | -2314525.9096 |  | -19219471.0793
45 |  |  | -19219471.0793 | 17536569.2667 |  | 0 | 0 | -19219471.0793 | 0 | -19219471.0793 | -566974.3968 | -886017.6168 | 0 | -288292.0662 | -100188.883 | -6409.4175 | -473431.4011 | -2321313.7815 | -134882.5512 | 0% | -7.9687e-13 | 45 |  |  |  | 0 | 0 | [6 empty] | 0 |  |  | -2314525.9096 |  | -19219471.0793
46 |  |  | -19219471.0793 | 17536569.2667 |  | 0 | 0 | -19219471.0793 | 0 | -19219471.0793 | -566974.3968 | -886017.6168 | 0 | -288292.0662 | -100188.883 | -6409.4175 | -473431.4011 | -2321313.7815 | -126617.5882 | 0% | -7.9687e-13 | 46 | [11 empty] | 0 |  |  | -2314525.9096 |  | -19219471.0793
47 |  |  | -19219471.0793 | 17536569.2667 |  | 0 | 0 | -19219471.0793 | 0 | -19219471.0793 | -566974.3968 | -886017.6168 | 0 | -288292.0662 | -100188.883 | -6409.4175 | -473431.4011 | -2321313.7815 | -118859.0628 | 0% | -7.9687e-13 | 47 | [11 empty] | 0 |  |  | -2314525.9096 |  | -19219471.0793
48 |  |  | -19219471.0793 | 17536569.2667 |  | 0 | 0 | -19219471.0793 | 0 | -19219471.0793 | -566974.3968 | -886017.6168 | 0 | -288292.0662 | -100188.883 | -6409.4175 | -473431.4011 | -2321313.7815 | -111575.9431 | 0% | -7.9687e-13 | 48 | [11 empty] | 0 |  |  | -2314525.9096 |  | -19219471.0793
49 |  |  | -19219471.0793 | 17536569.2667 |  | 0 | 0 | -19219471.0793 | 0 | -19219471.0793 | -566974.3968 | -886017.6168 | 0 | -288292.0662 | -100188.883 | -6409.4175 | -473431.4011 | -2321313.7815 | -104739.0985 | 0% | -7.9687e-13 | 49 | [11 empty] | 0 |  |  | -2314525.9096 |  | -19219471.0793
50 |  |  | -19219471.0793 | 17536569.2667 |  | 0 | 0 | -19219471.0793 | 0 | -19219471.0793 | -566974.3968 | -886017.6168 | 0 | -288292.0662 | -100188.883 | -6409.4175 | -473431.4011 | -2321313.7815 | -98321.1833 | 0% | -7.9687e-13 | 50 | [11 empty] | 0 |  |  | -2314525.9096 |  | -19219471.0793
51 |  |  | -19219471.0793 | 17536569.2667 |  | 0 | 0 | -19219471.0793 | 0 | -19219471.0793 | -566974.3968 | -886017.6168 | 0 | -288292.0662 | -100188.883 | -6409.4175 | -473431.4011 | -2321313.7815 | -92296.5274 | 0% | -7.9687e-13 | [15 empty] | -2314525.9096 |  | -19219471.0793
52 |  |  | -19219471.0793 | 17536569.2667 |  | 0 | 0 | -19219471.0793 | 0 | -19219471.0793 | -566974.3968 | -886017.6168 | 0 | -288292.0662 | -100188.883 | -6409.4175 | -473431.4011 | -2321313.7815 | -86641.0339 | 0% | -7.9687e-13 | [15 empty] | -2314525.9096 |  | -19219471.0793
53 |  |  | -19219471.0793 | 17536569.2667 |  | 0 | 0 | -19219471.0793 | 0 | -19219471.0793 | -566974.3968 | -886017.6168 | 0 | -288292.0662 | -100188.883 | -6409.4175 | -473431.4011 | -2321313.7815 | -81332.0823 | 0% | -7.9687e-13 | [15 empty] | -2314525.9096 |  | -19219471.0793
54 |  |  | -19219471.0793 | 17536569.2667 |  | 0 | 0 | -19219471.0793 | 0 | -19219471.0793 | -566974.3968 | -886017.6168 | 0 | -288292.0662 | -100188.883 | -6409.4175 | -473431.4011 | -2321313.7815 | -76348.438 | 0% | -7.9687e-13 | [15 empty] | -2314525.9096 |  | -19219471.0793
55 |  |  | -19219471.0793 | 17536569.2667 |  | 0 | 0 | -19219471.0793 | 0 | -19219471.0793 | -566974.3968 | -886017.6168 | 0 | -288292.0662 | -100188.883 | -6409.4175 | -473431.4011 | -2321313.7815 | -71670.1678 | 0% | -7.9687e-13 | [15 empty] | -2314525.9096 |  | -19219471.0793
56 |  |  | -19219471.0793 | 17536569.2667 |  | 0 | 0 | -19219471.0793 | 0 | -19219471.0793 | -566974.3968 | -886017.6168 | 0 | -288292.0662 | -100188.883 | -6409.4175 | -473431.4011 | -2321313.7815 | -67278.5598 | 0% | -7.9687e-13 | [15 empty] | -2314525.9096 |  | -19219471.0793
57 |  |  | -19219471.0793 | 17536569.2667 |  | 0 | 0 | -19219471.0793 | 0 | -19219471.0793 | -566974.3968 | -886017.6168 | 0 | -288292.0662 | -100188.883 | -6409.4175 | -473431.4011 | -2321313.7815 | -63156.0487 | 0% | -7.9687e-13 | [15 empty] | -2314525.9096 |  | -19219471.0793
58 |  |  | -19219471.0793 | 17536569.2667 |  | 0 | 0 | -19219471.0793 | 0 | -19219471.0793 | -566974.3968 | -886017.6168 | 0 | -288292.0662 | -100188.883 | -6409.4175 | -473431.4011 | -2321313.7815 | -59286.1456 | 0% | -7.9687e-13 | [15 empty] | -2314525.9096 |  | -19219471.0793
59 |  |  | -19219471.0793 | 17536569.2667 |  | 0 | 0 | -19219471.0793 | 0 | -19219471.0793 | -566974.3968 | -886017.6168 | 0 | -288292.0662 | -100188.883 | -6409.4175 | -473431.4011 | -2321313.7815 | -55653.3717 | 0% | -7.9687e-13 | [15 empty] | -2314525.9096 |  | -19219471.0793
60 |  |  | -19219471.0793 | 17536569.2667 |  | 0 | 0 | -19219471.0793 | 0 | -19219471.0793 | -566974.3968 | -886017.6168 | 0 | -288292.0662 | -100188.883 | -6409.4175 | -473431.4011 | -2321313.7815 | -52243.197 | 0% | -7.9687e-13 | [15 empty] | -2314525.9096 |  | -19219471.0793
61 |  |  | -19219471.0793 | 17536569.2667 |  | 0 | 0 | -19219471.0793 | 0 | -19219471.0793 | -566974.3968 | -886017.6168 | 0 | -288292.0662 | -100188.883 | -6409.4175 | -473431.4011 | -2321313.7815 | -49041.9817 | 0% | -7.9687e-13 | [15 empty] | -2314525.9096 |  | -19219471.0793
62 |  |  | -19219471.0793 | 17536569.2667 |  | 0 | 0 | -19219471.0793 | 0 | -19219471.0793 | -566974.3968 | -886017.6168 | 0 | -288292.0662 | -100188.883 | -6409.4175 | -473431.4011 | -2321313.7815 | -46036.9216 | 0% | -7.9687e-13 | [15 empty] | -2314525.9096 |  | -19219471.0793
63 |  |  | -19219471.0793 | 17536569.2667 |  | 0 | 0 | -19219471.0793 | 0 | -19219471.0793 | -566974.3968 | -886017.6168 | 0 | -288292.0662 | -100188.883 | -6409.4175 | -473431.4011 | -2321313.7815 | -43215.9974 | 0% | -7.9687e-13 | [15 empty] | -2314525.9096 |  | -19219471.0793
64 |  |  | -19219471.0793 | 17536569.2667 |  | 0 | 0 | -19219471.0793 | 0 | -19219471.0793 | -566974.3968 | -886017.6168 | 0 | -288292.0662 | -100188.883 | -6409.4175 | -473431.4011 | -2321313.7815 | -40567.926 | 0% | -7.9687e-13 | [15 empty] | -2314525.9096 |  | -19219471.0793
65 |  |  | -19219471.0793 | 17536569.2667 |  | 0 | 0 | -19219471.0793 | 0 | -19219471.0793 | -566974.3968 | -886017.6168 | 0 | -288292.0662 | -100188.883 | -6409.4175 | -473431.4011 | -2321313.7815 | -38082.1159 | 0% | -7.9687e-13 | [15 empty] | -2314525.9096 |  | -19219471.0793
66 |  |  | -19219471.0793 | 17536569.2667 |  | 0 | 0 | -19219471.0793 | 0 | -19219471.0793 | -566974.3968 | -886017.6168 | 0 | -288292.0662 | -100188.883 | -6409.4175 | -473431.4011 | -2321313.7815 | -35748.6244 | 0% | -7.9687e-13 | [15 empty] | -2314525.9096 |  | -19219471.0793
67 |  |  | -19219471.0793 | 17536569.2667 |  | 0 | 0 | -19219471.0793 | 0 | -19219471.0793 | -566974.3968 | -886017.6168 | 0 | -288292.0662 | -100188.883 | -6409.4175 | -473431.4011 | -2321313.7815 | -33558.1183 | 0% | -7.9687e-13 | [15 empty] | -2314525.9096 |  | -19219471.0793
68 |  |  | -19219471.0793 | 17536569.2667 |  | 0 | 0 | -19219471.0793 | 0 | -19219471.0793 | -566974.3968 | -886017.6168 | 0 | -288292.0662 | -100188.883 | -6409.4175 | -473431.4011 | -2321313.7815 | -31501.8359 | 0% | -7.9687e-13 | [15 empty] | -2314525.9096 |  | -19219471.0793
69 |  |  | -19219471.0793 | 17536569.2667 |  | 0 | 0 | -19219471.0793 | 0 | -19219471.0793 | -566974.3968 | -886017.6168 | 0 | -288292.0662 | -100188.883 | -6409.4175 | -473431.4011 | -2321313.7815 | -29571.5528 | 0% | -7.9687e-13 | [15 empty] | -2314525.9096 |  | -19219471.0793
70 |  |  | -19219471.0793 | 17536569.2667 |  | 0 | 0 | -19219471.0793 | 0 | -19219471.0793 | -566974.3968 | -886017.6168 | 0 | -288292.0662 | -100188.883 | -6409.4175 | -473431.4011 | -2321313.7815 | -27759.5483 | 0% | -7.9687e-13 | [15 empty] | -2314525.9096 |  | -19219471.0793
71 |  |  | -19219471.0793 | 17536569.2667 |  | 0 | 0 | -19219471.0793 | 0 | -19219471.0793 | -566974.3968 | -886017.6168 | 0 | -288292.0662 | -100188.883 | -6409.4175 | -473431.4011 | -2321313.7815 | -26058.5748 | 0% | -7.9687e-13 | [15 empty] | -2314525.9096 |  | -19219471.0793
72 |  |  | -19219471.0793 | 17536569.2667 |  | 0 | 0 | -19219471.0793 | 0 | -19219471.0793 | -566974.3968 | -886017.6168 | 0 | -288292.0662 | -100188.883 | -6409.4175 | -473431.4011 | -2321313.7815 | -24461.8289 | 0% | -7.9687e-13 | [15 empty] | -2314525.9096 |  | -19219471.0793
73 |  |  | -19219471.0793 | 17536569.2667 |  | 0 | 0 | -19219471.0793 | 0 | -19219471.0793 | -566974.3968 | -886017.6168 | 0 | -288292.0662 | -100188.883 | -6409.4175 | -473431.4011 | -2321313.7815 | -22962.9241 |  | -7.9687e-13 | [15 empty] | -2314525.9096 |  | -19219471.0793
74 |  |  | -19219471.0793 | 17536569.2667 |  | 0 | 0 | -19219471.0793 | 0 | -19219471.0793 | -566974.3968 | -886017.6168 | 0 | -288292.0662 | -100188.883 | -6409.4175 | -473431.4011 | -2321313.7815 | -21555.865 |  | -7.9687e-13 | [15 empty] | -2314525.9096 |  | -19219471.0793
75 |  |  | -19219471.0793 | 17536569.2667 |  | 0 | 0 | -19219471.0793 | 0 | -19219471.0793 | -566974.3968 | -886017.6168 | 0 | -288292.0662 | -100188.883 | -6409.4175 | -473431.4011 | -2321313.7815 | -20235.0238 |  | -7.9687e-13 | [15 empty] | -2314525.9096 |  | -19219471.0793
76 |  |  | -19219471.0793 | 17536569.2667 |  | 0 | 0 | -19219471.0793 | 0 | -19219471.0793 | -566974.3968 | -886017.6168 | 0 | -288292.0662 | -100188.883 | -6409.4175 | -473431.4011 | -2321313.7815 | -18995.1175 |  | -7.9687e-13 | [15 empty] | -2314525.9096 |  | -19219471.0793
77 |  |  | -19219471.0793 | 17536569.2667 |  | 0 | 0 | -19219471.0793 | 0 | -19219471.0793 | -566974.3968 | -886017.6168 | 0 | -288292.0662 | -100188.883 | -6409.4175 | -473431.4011 | -2321313.7815 | -17831.1868 |  | -7.9687e-13 | [15 empty] | -2314525.9096 |  | -19219471.0793
78 |  |  | -19219471.0793 | 17536569.2667 |  | 0 | 0 | -19219471.0793 | 0 | -19219471.0793 | -566974.3968 | -886017.6168 | 0 | -288292.0662 | -100188.883 | -6409.4175 | -473431.4011 | -2321313.7815 | -16738.5762 |  | -7.9687e-13 | [15 empty] | -2314525.9096 |  | -19219471.0793
79 |  |  | -19219471.0793 | 17536569.2667 |  | 0 | 0 | -19219471.0793 | 0 | -19219471.0793 | -566974.3968 | -886017.6168 | 0 | -288292.0662 | -100188.883 | -6409.4175 | -473431.4011 | -2321313.7815 | -15712.9157 |  | -7.9687e-13 | [15 empty] | -2314525.9096 |  | -19219471.0793
80 |  |  | -19219471.0793 | 17536569.2667 |  | 0 | 0 | -19219471.0793 | 0 | -19219471.0793 | -566974.3968 | -886017.6168 | 0 | -288292.0662 | -100188.883 | -6409.4175 | -473431.4011 | -2321313.7815 | -14750.1027 |  | -7.9687e-13 | [15 empty] | -2314525.9096 |  | -19219471.0793
= | = | = | = | = | = | = | = | = | = | = | = | = | = | = | = | = | = | = | =
(a) Time Period in Years
(b) Capital Additions Tax Basis
(c) Capital Additions Book Basis
(d) Rate Base Beginning of Period = Previous(i) + Previous(c)
(e) Accumulated Depreciation = Previous(e) + (j)
(f) Tax Depreciation = Modified ACRS Schedules Times The Tax Basis
(g) Book Depreciation on Tax Basis = Straight Line Depreciation of Tax Basis
(h) Deferred Taxes = [(f)-(g)] * Federal Income Tax Rate
(i) Rate Base End of Period = (d) - (j) - (h)
(j) Book Depreciation = Straight Line Per Book Life
(k) Average Rate Base = [(d) + (i)] / 2
(l) Interest Expense = Weighted Cost of Debt * (k)
(m) Equity Return = [Weighted Cost of Preferred + Weighted Cost of Common] * (k) | [51 empty] | 411011836.3314
(n) Operating and Maintenance Expense = Previous(n) * [1 + O&M Escalation Factor]
(o) Property Taxes = Property Tax Rate * (d) | [51 empty] | 411011836.3314
(p) Miscellaneous Revenue Items = Revenue Requirements * Miscellaneous Revenue Items Percentage | [51 empty] | 412432943.9629
(q) State Income Tax = [Revenue Requirement - [(g) + (l) + (m) + (n) + (o) + (p)] * State Income Tax Rate | [51 empty] | 417844421.7624
(r) Federal Income Taxes = [Revenue Requirements - [(g) + (l) + (n) + (o) + Miscellaneous Revenue Items + State Tax] * Federal Income Tax Rate | [51 empty] | 429441042.5861
(s) Total Revenue Requirements = (j) + (l) + (m) + (n) + (o) + (p) + (q) + (r) | [51 empty] | 447599939.7242
(r) Present Value Revenue Requirements = Total Revenue Requirements / [1 + Discount Factor] ^ [(a) - .5] | [51 empty] | 467989559.7864
[52 empty] | 486926356.8556 |  | 31.5 Year | 20 Years | 7 Years | 5 Years
Revenue Requirements = [(j) + (l) + (m) + (n) + (o) - Federal Income Tax Rate * [(g) + (l) + (n) + (o)]] / Conversion Factor | [51 empty] | 504443968.0049
[52 empty] | 520647938.3571 |  | 0.01587 | 0.0375 | 0.14286 | 0.2
[52 empty] | 536589838.2419 |  | 0.03175 | 0.07219 | 0.2449 | 0.32
TAX DEPRECIATION | [51 empty] | 552509128.9766 |  | 0.03175 | 0.06678 | 0.17493 | 0.192
[52 empty] | 567889281.8474 |  | 0.03175 | 0.06178 | 0.12495 | 0.1152
Class => | 2 | [50 empty] | 583090863.4619 |  | 0.03175 | 0.05715 | 0.08925 | 0.1152
|  | 1 | 2 | 3 | 4 | 5 | 6 | 7 | 8 | 9 | 10 | 11 | 12 | 13 | 14 | 15 | 16 | 17 | 18 | 19 | 20 | 21 | 22 | 23 | 24 | 25 | 26 | 27 | 28 | 29 | 30 | 31 | 32 | 33 | 34 | 35 | 36 | Total | [22 empty] | 598186477.8378 | 0.03175 | 0.05286 | 0.08925 | 0.0576
[38 empty] | - | [22 empty] | 614236234.9032 | 0.03175 | 0.0489 | 0.08925 | 0 | bar: 1 to 20
Rate | Capital | 0 | 18948101.7523 | 35676678.2472 | 52198847.311 | 46882972.8552 | 1000000 | 0 | 0 | 0 | 11309637 | 0 | 0 | 0 | 0 | 14024605 | 0 | 0 | 2750000 | 2750000 | 14202637 | 5762106 | 0 | 0 | 0 | 0 | 0 | 0 | 0 | 0 | 0 | 0 | 0 | 0 | 0 | 0 | 0 | 205505585.1657 | [22 empty] | 631170112.7385 | 0.03175 | 0.04523 | 0.04461 | 0
[38 empty] | - | [22 empty] | 236858061.2807 | 0.03175 | 0.04461 | 0 | 0 | bar: 1 to 12
0.0375 | 1 | 1: 0 | 0 | [22 empty] | 253609160.1544 | 0.03175 | 0.04461 | 0 | 0
0.07219 | 2 | 1: 0; 2: 710553.8157 | 710553.8157 | [22 empty] | 270627436.1858 | 0.03175 | 0.04461 | 0 | 0
0.06678 | 3 | 1: 0; 2: 1367863.4655; 3: 1337875.4343 | 2705738.8998 | [22 empty] | 287330511.2499 | 0.03175 | 0.04461 | 0 | 0
0.06178 | 4 | 1: 0; 2: 1265354.235; 3: 2575499.4027; 4: 1957456.7742 | 5798310.4118 | [22 empty] | 301292423.1794 | 0.03175 | 0.04461 | 0 | 0
0.05715 | 5 | 1: 0; 2: 1170613.7263; 3: 2382488.5733; 4: 3768234.7874; 5: 1758111.4821 | 9079448.5691 | [22 empty] | 308313545.6037 | 0.03175 | 0.04461 | 0 | 0
0.05286 | 6 | 1: 0; 2: 1082884.0151; 3: 2204105.1821; 4: 3485839.0234; 5: 3384481.8104; 6: 37500 | 10194810.0311 | [22 empty] | 306064255.5534 | 0.03175 | 0.04461 | 0 | 0
0.0489 | 7 | 1: 0; 2: 1001596.6586; 3: 2038922.1618; 4: 3224844.7869; 5: 3130844.9273; 6: 72190; 7: 0 | 9468398.5346 | [22 empty] | 297429107.2401 | 0.03175 | 0.04461 | 0 | 0
0.04523 | 8 | 1: 0; 2: 926562.1757; 3: 1885869.2121; 4: 2983164.1238; 5: 2896430.063; 6: 66780; 7: 0; 8: 0 | 8758805.5747 | [22 empty] | 285609720.6715 | 0.03175 | 0.04461 | 0 | 0
0.04461 | 9 | 1: 0; 2: 857022.6423; 3: 1744589.5663; 4: 2759231.0689; 5: 2679361.8987; 6: 61780; 7: 0; 8: 0; 9: 0 | 8101985.1761 | [22 empty] | 272889318.3383 | 0.03175 | 0.04461 | 0 | 0
0.04461 | 10 | 1: 0; 2: 845274.8192; 3: 1613656.1571; 4: 2552523.6335; 5: 2478233.9451; 6: 57150; 7: 0; 8: 0; 9: 0; 10: 424111.3875 | 7970949.9424 | [22 empty] | 261284683.5672 | 0.03175 | 0.04461 | 0 | 0
0.04461 | 11 | 1: 0; 2: 845274.8192; 3: 1591536.6166; 4: 2360953.8639; 5: 2292577.3726; 6: 52860; 7: 0; 8: 0; 9: 0; 10: 816442.695; 11: 0 | 7959645.3673 | [22 empty] | 249882214.1355 | 0.03175 | 0.04461 | 0 | 0
0.04461 | 12 | 1: 0; 2: 845274.8192; 3: 1591536.6166; 4: 2328590.5785; 5: 2120516.8622; 6: 48900; 7: 0; 8: 0; 9: 0; 10: 755257.5589; 11: 0; 12: 0 | 7690076.4354 | [22 empty] | 238495208.8426 | 0.03175 | 0.02229 | 0 | 0
0.04461 | 13 | 1: 0; 2: 845274.8192; 3: 1591536.6166; 4: 2328590.5785; 5: 2091449.4191; 6: 45230; 7: 0; 8: 0; 9: 0; 10: 698709.3739; 11: 0; 12: 0; 13: 0 | 7600790.8073 | [22 empty] | 227142479.2178 | 0.03175 | 0 | 0 | 0
0.04461 | 14 | 1: 0; 2: 845274.8192; 3: 1591536.6166; 4: 2328590.5785; 5: 2091449.4191; 6: 44610; 7: 0; 8: 0; 9: 0; 10: 646345.7545; 11: 0; 12: 0; 13: 0; 14: 0 | 7547807.1879 | [22 empty] | 215464137.2318 | 0.03175 | 0 | 0 | 0
0.04461 | 15 | 1: 0; 2: 845274.8192; 3: 1591536.6166; 4: 2328590.5785; 5: 2091449.4191; 6: 44610; 7: 0; 8: 0; 9: 0; 10: 597827.4118; 11: 0; 12: 0; 13: 0; 14: 0; 15: 525922.6875 | 8025211.5327 | [22 empty] | 203891762.4845 | 0.03175 | 0 | 0 | 0
0.04461 | 16 | 1: 0; 2: 845274.8192; 3: 1591536.6166; 4: 2328590.5785; 5: 2091449.4191; 6: 44610; 7: 0; 8: 0; 9: 0; 10: 553041.2493; 11: 0; 12: 0; 13: 0; 14: 0; 15: 1012436.235; 16: 0 | 8466938.9176 | [22 empty] | 191364579.0477 | 0.03175 | 0 | 0 | 0
0.04461 | 17 | 1: 0; 2: 845274.8192; 3: 1591536.6166; 4: 2328590.5785; 5: 2091449.4191; 6: 44610; 7: 0; 8: 0; 9: 0; 10: 511534.8815; 11: 0; 12: 0; 13: 0; 14: 0; 15: 936563.1219; 16: 0; 17: 0 | 8349559.4368 | [22 empty] | 177953940.8409 | 0.03175 | 0 | 0 | 0
0.04461 | 18 | 1: 0; 2: 845274.8192; 3: 1591536.6166; 4: 2328590.5785; 5: 2091449.4191; 6: 44610; 7: 0; 8: 0; 9: 0; 10: 504522.9066; 11: 0; 12: 0; 13: 0; 14: 0; 15: 866440.0969; 16: 0; 17: 0; 18: 103125 | 8375549.4369 | [22 empty] | 164152003.2287 | 0.03175 | 0 | 0 | 0
0.04461 | 19 | 1: 0; 2: 845274.8192; 3: 1591536.6166; 4: 2328590.5785; 5: 2091449.4191; 6: 44610; 7: 0; 8: 0; 9: 0; 10: 504522.9066; 11: 0; 12: 0; 13: 0; 14: 0; 15: 801506.1757; 16: 0; 17: 0; 18: 198522.5; 19: 103125 | 8509138.0157 | [23 empty] | 0.03175 | 0 | 0 | 0
0.04461 | 20 | 1: 0; 2: 845274.8192; 3: 1591536.6166; 4: 2328590.5785; 5: 2091449.4191; 6: 44610; 7: 0; 8: 0; 9: 0; 10: 504522.9066; 11: 0; 12: 0; 13: 0; 14: 0; 15: 741340.6203; 16: 0; 17: 0; 18: 183645; 19: 198522.5; 20: 532598.8875 | 9062091.3478 | [23 empty] | 0.03175 | 0 | 0 | 0
0.02229 | 21 | 1: 0; 2: 845274.8192; 3: 1591536.6166; 4: 2328590.5785; 5: 2091449.4191; 6: 44610; 7: 0; 8: 0; 9: 0; 10: 504522.9066; 11: 0; 12: 0; 13: 0; 14: 0; 15: 685803.1845; 16: 0; 17: 0; 18: 169895; 19: 183645; 20: 1025288.365; 21: 216078.975 | 9686694.8645 | [23 empty] | 0.03175 | 0 | 0 | 0
0 | 22 | 0 | 422353.1881 | 1591536.6166 | 2328590.5785 | 2091449.4191 | 44610 | 0 | 0 | 0 | 504522.9066 | 0 | 0 | 0 | 0 | 634332.8841 | 0 | 0 | 157162.5 | 169895 | 948452.0989 | 415966.4321 | 0 | [14 empty] | 9308871.624 | [23 empty] | 0.03175 | 0 | 0 | 0
0 | 23 | 0 | 0 | 795233.1581 | 2328590.5785 | 2091449.4191 | 44610 | 0 | 0 | 0 | 504522.9066 | 0 | 0 | 0 | 0 | 625637.629 | 0 | 0 | 145365 | 157162.5 | 877438.9139 | 384793.4387 | 0 | 0 | [13 empty] | 7954803.5439 | [23 empty] | 0.03163 | 0 | 0 | 0
0 | 24 | 0 | 0 | 0 | 1163512.3066 | 2091449.4191 | 44610 | 0 | 0 | 0 | 504522.9066 | 0 | 0 | 0 | 0 | 625637.629 | 0 | 0 | 134475 | 145365 | 811680.7046 | 355982.9087 | 0 | 0 | 0 | [12 empty] | 5877235.8745
0 | 25 | 0 | 0 | 0 | 0 | 1045021.4649 | 44610 | 0 | 0 | 0 | 504522.9066 | 0 | 0 | 0 | 0 | 625637.629 | 0 | 0 | 124382.5 | 134475 | 750751.3918 | 329304.3579 | 0 | 0 | 0 | 0 | [11 empty] | 3558705.2503
0 | 26 | 0 | 0 | 0 | 0 | 0 | 22290 | 0 | 0 | 0 | 504522.9066 | 0 | 0 | 0 | 0 | 625637.629 | 0 | 0 | 122677.5 | 124382.5 | 694508.9493 | 304584.9232 | 0 | 0 | 0 | 0 | 0 | [10 empty] | 2398604.4081
0 | 27 | 0 | 0 | 0 | 0 | 0 | 0 | 0 | 0 | 0 | 504522.9066 | 0 | 0 | 0 | 0 | 625637.629 | 0 | 0 | 122677.5 | 122677.5 | 642385.2715 | 281766.9834 | 0 | 0 | 0 | 0 | 0 | 0 | [9 empty] | 2299667.7905 | [22 empty] | 416211542.6511
0 | 28 | 0 | 0 | 0 | 0 | 0 | 0 | 0 | 0 | 0 | 504522.9066 | 0 | 0 | 0 | 0 | 625637.629 | 0 | 0 | 122677.5 | 122677.5 | 633579.6366 | 260620.0544 | 0 | 0 | 0 | 0 | 0 | 0 | 0 | [8 empty] | 2269715.2266
0 | 29 | 0 | 0 | 0 | 0 | 0 | 0 | 0 | 0 | 0 | 504522.9066 | 0 | 0 | 0 | 0 | 625637.629 | 0 | 0 | 122677.5 | 122677.5 | 633579.6366 | 257047.5487 | 0 | 0 | 0 | 0 | 0 | 0 | 0 | 0 | [7 empty] | 2266142.7208
0 | 30 | 0 | 0 | 0 | 0 | 0 | 0 | 0 | 0 | 0 | 252091.8087 | 0 | 0 | 0 | 0 | 625637.629 | 0 | 0 | 122677.5 | 122677.5 | 633579.6366 | 257047.5487 | 0 | 0 | 0 | 0 | 0 | 0 | 0 | 0 | 0 | [6 empty] | 2013711.623
0 | 31 | 0 | 0 | 0 | 0 | 0 | 0 | 0 | 0 | 0 | 0 | 0 | 0 | 0 | 0 | 625637.629 | 0 | 0 | 122677.5 | 122677.5 | 633579.6366 | 257047.5487 | 0 | 0 | 0 | 0 | 0 | 0 | 0 | 0 | 0 | 0 | [5 empty] | 1761619.8143
0 | 32 | 0 | 0 | 0 | 0 | 0 | 0 | 0 | 0 | 0 | 0 | 0 | 0 | 0 | 0 | 625637.629 | 0 | 0 | 122677.5 | 122677.5 | 633579.6366 | 257047.5487 | 0 | 0 | 0 | 0 | 0 | 0 | 0 | 0 | 0 | 0 | 0 |  |  |  |  | 1761619.8143
0 | 33 | 0 | 0 | 0 | 0 | 0 | 0 | 0 | 0 | 0 | 0 | 0 | 0 | 0 | 0 | 625637.629 | 0 | 0 | 122677.5 | 122677.5 | 633579.6366 | 257047.5487 | 0 | 0 | 0 | 0 | 0 | 0 | 0 | 0 | 0 | 0 | 0 | 0 |  |  |  | 1761619.8143
0 | 34 | 0 | 0 | 0 | 0 | 0 | 0 | 0 | 0 | 0 | 0 | 0 | 0 | 0 | 0 | 625637.629 | 0 | 0 | 122677.5 | 122677.5 | 633579.6366 | 257047.5487 | 0 | 0 | 0 | 0 | 0 | 0 | 0 | 0 | 0 | 0 | 0 | 0 | 0 |  |  | 1761619.8143
0 | 35 | 0 | 0 | 0 | 0 | 0 | 0 | 0 | 0 | 0 | 0 | 0 | 0 | 0 | 0 | 312608.4454 | 0 | 0 | 122677.5 | 122677.5 | 633579.6366 | 257047.5487 | 0 | 0 | 0 | 0 | 0 | 0 | 0 | 0 | 0 | 0 | 0 | 0 | 0 | 0 |  | 1448590.6307
| 36 | 0 | 0 | 0 | 0 | 0 | 0 | 0 | 0 | 0 | 0 | 0 | 0 | 0 | 0 | 0 | 0 | 0 | 122677.5 | 122677.5 | 633579.6366 | 257047.5487 | 0 | 0 | 0 | 0 | 0 | 0 | 0 | 0 | 0 | 0 | 0 | 0 | 0 | 0 | 0 | 1135982.1852
| 37 | 0 | 0 | 0 | 0 | 0 | 0 | 0 | 0 | 0 | 0 | 0 | 0 | 0 | 0 | 0 | 0 | 0 | 122677.5 | 122677.5 | 633579.6366 | 257047.5487 | 0 | 0 | 0 | 0 | 0 | 0 | 0 | 0 | 0 | 0 | 0 | 0 | 0 | 0 | 0 | 1135982.1852
| 38 | 0 | 0 | 0 | 0 | 0 | 0 | 0 | 0 | 0 | 0 | 0 | 0 | 0 | 0 | 0 | 0 | 0 | 61297.5 | 122677.5 | 633579.6366 | 257047.5487 | 0 | 0 | 0 | 0 | 0 | 0 | 0 | 0 | 0 | 0 | 0 | 0 | 0 | 0 | 0 | 1074602.1852
| 39 | 0 | 0 | 0 | 0 | 0 | 0 | 0 | 0 | 0 | 0 | 0 | 0 | 0 | 0 | 0 | 0 | 0 | 0 | 61297.5 | 633579.6366 | 257047.5487 | 0 | 0 | 0 | 0 | 0 | 0 | 0 | 0 | 0 | 0 | 0 | 0 | 0 | 0 | 0 | 951924.6852
| 40 | 0 | 0 | 0 | 0 | 0 | 0 | 0 | 0 | 0 | 0 | 0 | 0 | 0 | 0 | 0 | 0 | 0 | 0 | 0 | 316576.7787 | 257047.5487 | 0 | 0 | 0 | 0 | 0 | 0 | 0 | 0 | 0 | 0 | 0 | 0 | 0 | 0 | 0 | 573624.3274
| 41 | 0 | 0 | 0 | 0 | 0 | 0 | 0 | 0 | 0 | 0 | 0 | 0 | 0 | 0 | 0 | 0 | 0 | 0 | 0 | 0 | 128437.3427 | 0 | 0 | 0 | 0 | 0 | 0 | 0 | 0 | 0 | 0 | 0 | 0 | 0 | 0 | 0 | 128437.3427
| 42 | 0 | 0 | 0 | 0 | 0 | 0 | 0 | 0 | 0 | 0 | 0 | 0 | 0 | 0 | 0 | 0 | 0 | 0 | 0 | 0 | 0 | 0 | 0 | 0 | 0 | 0 | 0 | 0 | 0 | 0 | 0 | 0 | 0 | 0 | 0 | 0 | 0
= | bar: 1 to 12
1 |  | 1: 0; 2: 18948101.7523; 3: 35676678.2472; 4: 52198847.311; 5: 46882972.8552; 6: 1000000; 7: 0; 8: 0; 9: 0; 10: 11309637; 11: 0; 12: 0 | 205505585.1657
BOOK DEPRECIATION ON TAX BASIS
Class => | 2
|  | 1 | 2 | 3 | 4 | 5 | 6 | 7 | 8 | 9 | 10 | 11 | 12 | 13 | 14 | 15 | 16 | 17 | 18 | 19 | 20 | 21 | 22 | 23 | 24 | 25 | 26 | 27 | 28 | 29 | 30 | 31 | 32 | 33 | 34 | 35 | 36 | Total
- | bar: 1 to 20
Rate | Capital | 0 | 18948101.7523 | 35676678.2472 | 52198847.311 | 46882972.8552 | 1000000 | 0 | 0 | 0 | 11309637 | 0 | 0 | 0 | 0 | 14024605 | 0 | 0 | 2750000 | 2750000 | 14202637 | 5762106 | 0 | 0 | 0 | 0 | 0 | 0 | 0 | 0 | 0 | 0 | 0 | 0 | 0 | 0 | 0 | 205505585.1657
- | bar: 1 to 12
0.033333 | 1 | 1: 0 | 0
0.066667 | 2 | 1: 0; 2: 631603.3917 | 631603.3917
0.066667 | 3 | 1: 0; 2: 1263206.7835; 3: 1189222.6082 | 2452429.3917
0.066667 | 4 | 1: 0; 2: 1263206.7835; 3: 2378445.2165; 4: 1739961.577 | 5381613.577
0.066667 | 5 | 1: 0; 2: 1263206.7835; 3: 2378445.2165; 4: 3479923.1541; 5: 1562765.7618 | 8684340.9159
0.066667 | 6 | 1: 0; 2: 1263206.7835; 3: 2378445.2165; 4: 3479923.1541; 5: 3125531.5237; 6: 33333.3333 | 10280440.011
0.066667 | 7 | 1: 0; 2: 1263206.7835; 3: 2378445.2165; 4: 3479923.1541; 5: 3125531.5237; 6: 66666.6667; 7: 0 | 10313773.3444
0.066667 | 8 | 1: 0; 2: 1263206.7835; 3: 2378445.2165; 4: 3479923.1541; 5: 3125531.5237; 6: 66666.6667; 7: 0; 8: 0 | 10313773.3444
0.066667 | 9 | 1: 0; 2: 1263206.7835; 3: 2378445.2165; 4: 3479923.1541; 5: 3125531.5237; 6: 66666.6667; 7: 0; 8: 0; 9: 0 | 10313773.3444
0.066667 | 10 | 1: 0; 2: 1263206.7835; 3: 2378445.2165; 4: 3479923.1541; 5: 3125531.5237; 6: 66666.6667; 7: 0; 8: 0; 9: 0; 10: 376987.9 | 10690761.2444
0.066667 | 11 | 1: 0; 2: 1263206.7835; 3: 2378445.2165; 4: 3479923.1541; 5: 3125531.5237; 6: 66666.6667; 7: 0; 8: 0; 9: 0; 10: 753975.8; 11: 0 | 11067749.1444
0.066667 | 12 | 1: 0; 2: 1263206.7835; 3: 2378445.2165; 4: 3479923.1541; 5: 3125531.5237; 6: 66666.6667; 7: 0; 8: 0; 9: 0; 10: 753975.8; 11: 0; 12: 0 | 11067749.1444
0.066667 | 13 | 1: 0; 2: 1263206.7835; 3: 2378445.2165; 4: 3479923.1541; 5: 3125531.5237; 6: 66666.6667; 7: 0; 8: 0; 9: 0; 10: 753975.8; 11: 0; 12: 0; 13: 0 | 11067749.1444
0.066667 | 14 | 1: 0; 2: 1263206.7835; 3: 2378445.2165; 4: 3479923.1541; 5: 3125531.5237; 6: 66666.6667; 7: 0; 8: 0; 9: 0; 10: 753975.8; 11: 0; 12: 0; 13: 0; 14: 0 | 11067749.1444
0.066667 | 15 | 1: 0; 2: 1263206.7835; 3: 2378445.2165; 4: 3479923.1541; 5: 3125531.5237; 6: 66666.6667; 7: 0; 8: 0; 9: 0; 10: 753975.8; 11: 0; 12: 0; 13: 0; 14: 0; 15: 467486.8333 | 11535235.9777
0.033333 | 16 | 1: 0; 2: 1263206.7835; 3: 2378445.2165; 4: 3479923.1541; 5: 3125531.5237; 6: 66666.6667; 7: 0; 8: 0; 9: 0; 10: 753975.8; 11: 0; 12: 0; 13: 0; 14: 0; 15: 934973.6667; 16: 0 | 12002722.811
0 | 17 | 1: 0; 2: 631603.3917; 3: 2378445.2165; 4: 3479923.1541; 5: 3125531.5237; 6: 66666.6667; 7: 0; 8: 0; 9: 0; 10: 753975.8; 11: 0; 12: 0; 13: 0; 14: 0; 15: 934973.6667; 16: 0; 17: 0 | 11371119.4193
0 | 18 | 1: 0; 2: 0; 3: 1189222.6082; 4: 3479923.1541; 5: 3125531.5237; 6: 66666.6667; 7: 0; 8: 0; 9: 0; 10: 753975.8; 11: 0; 12: 0; 13: 0; 14: 0; 15: 934973.6667; 16: 0; 17: 0; 18: 91666.6667 | 9641960.086
0 | 19 | 1: 0; 2: 0; 3: 0; 4: 1739961.577; 5: 3125531.5237; 6: 66666.6667; 7: 0; 8: 0; 9: 0; 10: 753975.8; 11: 0; 12: 0; 13: 0; 14: 0; 15: 934973.6667; 16: 0; 17: 0; 18: 183333.3333; 19: 91666.6667 | 6896109.234
0 | 20 | 1: 0; 2: 0; 3: 0; 4: 0; 5: 1562765.7618; 6: 66666.6667; 7: 0; 8: 0; 9: 0; 10: 753975.8; 11: 0; 12: 0; 13: 0; 14: 0; 15: 934973.6667; 16: 0; 17: 0; 18: 183333.3333; 19: 183333.3333; 20: 473421.2333 | 4158469.7952
0 | 21 | 1: 0; 2: 0; 3: 0; 4: 0; 5: 0; 6: 33333.3333; 7: 0; 8: 0; 9: 0; 10: 753975.8; 11: 0; 12: 0; 13: 0; 14: 0; 15: 934973.6667; 16: 0; 17: 0; 18: 183333.3333; 19: 183333.3333; 20: 946842.4667; 21: 192070.2 | 3227862.1333
0 | 22 | 0 | 0 | 0 | 0 | 0 | 0 | 0 | 0 | 0 | 753975.8 | 0 | 0 | 0 | 0 | 934973.6667 | 0 | 0 | 183333.3333 | 183333.3333 | 946842.4667 | 384140.4 | 0 | [14 empty] | 3386599
0 | 23 | 0 | 0 | 0 | 0 | 0 | 0 | 0 | 0 | 0 | 753975.8 | 0 | 0 | 0 | 0 | 934973.6667 | 0 | 0 | 183333.3333 | 183333.3333 | 946842.4667 | 384140.4 | 0 | 0 | [13 empty] | 3386599
0 | 24 | 0 | 0 | 0 | 0 | 0 | 0 | 0 | 0 | 0 | 753975.8 | 0 | 0 | 0 | 0 | 934973.6667 | 0 | 0 | 183333.3333 | 183333.3333 | 946842.4667 | 384140.4 | 0 | 0 | 0 | [12 empty] | 3386599
0 | 25 | 0 | 0 | 0 | 0 | 0 | 0 | 0 | 0 | 0 | 376987.9 | 0 | 0 | 0 | 0 | 934973.6667 | 0 | 0 | 183333.3333 | 183333.3333 | 946842.4667 | 384140.4 | 0 | 0 | 0 | 0 | [11 empty] | 3009611.1
0 | 26 | 0 | 0 | 0 | 0 | 0 | 0 | 0 | 0 | 0 | 0 | 0 | 0 | 0 | 0 | 934973.6667 | 0 | 0 | 183333.3333 | 183333.3333 | 946842.4667 | 384140.4 | 0 | 0 | 0 | 0 | 0 | [10 empty] | 2632623.2
0 | 27 | 0 | 0 | 0 | 0 | 0 | 0 | 0 | 0 | 0 | 0 | 0 | 0 | 0 | 0 | 934973.6667 | 0 | 0 | 183333.3333 | 183333.3333 | 946842.4667 | 384140.4 | 0 | 0 | 0 | 0 | 0 | 0 | [9 empty] | 2632623.2
0 | 28 | 0 | 0 | 0 | 0 | 0 | 0 | 0 | 0 | 0 | 0 | 0 | 0 | 0 | 0 | 934973.6667 | 0 | 0 | 183333.3333 | 183333.3333 | 946842.4667 | 384140.4 | 0 | 0 | 0 | 0 | 0 | 0 | 0 | [8 empty] | 2632623.2
0 | 29 | 0 | 0 | 0 | 0 | 0 | 0 | 0 | 0 | 0 | 0 | 0 | 0 | 0 | 0 | 934973.6667 | 0 | 0 | 183333.3333 | 183333.3333 | 946842.4667 | 384140.4 | 0 | 0 | 0 | 0 | 0 | 0 | 0 | 0 | [7 empty] | 2632623.2
0 | 30 | 0 | 0 | 0 | 0 | 0 | 0 | 0 | 0 | 0 | 0 | 0 | 0 | 0 | 0 | 467486.8333 | 0 | 0 | 183333.3333 | 183333.3333 | 946842.4667 | 384140.4 | 0 | 0 | 0 | 0 | 0 | 0 | 0 | 0 | 0 | [6 empty] | 2165136.3667
0 | 31 | 0 | 0 | 0 | 0 | 0 | 0 | 0 | 0 | 0 | 0 | 0 | 0 | 0 | 0 | 0 | 0 | 0 | 183333.3333 | 183333.3333 | 946842.4667 | 384140.4 | 0 | 0 | 0 | 0 | 0 | 0 | 0 | 0 | 0 | 0 | [5 empty] | 1697649.5333
0 | 32 | 0 | 0 | 0 | 0 | 0 | 0 | 0 | 0 | 0 | 0 | 0 | 0 | 0 | 0 | 0 | 0 | 0 | 183333.3333 | 183333.3333 | 946842.4667 | 384140.4 | 0 | 0 | 0 | 0 | 0 | 0 | 0 | 0 | 0 | 0 | 0 |  |  |  |  | 1697649.5333
0 | 33 | 0 | 0 | 0 | 0 | 0 | 0 | 0 | 0 | 0 | 0 | 0 | 0 | 0 | 0 | 0 | 0 | 0 | 91666.6667 | 183333.3333 | 946842.4667 | 384140.4 | 0 | 0 | 0 | 0 | 0 | 0 | 0 | 0 | 0 | 0 | 0 | 0 |  |  |  | 1605982.8667
0 | 34 | 0 | 0 | 0 | 0 | 0 | 0 | 0 | 0 | 0 | 0 | 0 | 0 | 0 | 0 | 0 | 0 | 0 | 0 | 91666.6667 | 946842.4667 | 384140.4 | 0 | 0 | 0 | 0 | 0 | 0 | 0 | 0 | 0 | 0 | 0 | 0 | 0 |  |  | 1422649.5333
0 | 35 | 0 | 0 | 0 | 0 | 0 | 0 | 0 | 0 | 0 | 0 | 0 | 0 | 0 | 0 | 0 | 0 | 0 | 0 | 0 | 473421.2333 | 384140.4 | 0 | 0 | 0 | 0 | 0 | 0 | 0 | 0 | 0 | 0 | 0 | 0 | 0 | 0 |  | 857561.6333
0 | 36 | 0 | 0 | 0 | 0 | 0 | 0 | 0 | 0 | 0 | 0 | 0 | 0 | 0 | 0 | 0 | 0 | 0 | 0 | 0 | 0 | 192070.2 | 0 | 0 | 0 | 0 | 0 | 0 | 0 | 0 | 0 | 0 | 0 | 0 | 0 | 0 | 0 | 192070.2
0 | 37 | 0 | 0 | 0 | 0 | 0 | 0 | 0 | 0 | 0 | 0 | 0 | 0 | 0 | 0 | 0 | 0 | 0 | 0 | 0 | 0 | 0 | 0 | 0 | 0 | 0 | 0 | 0 | 0 | 0 | 0 | 0 | 0 | 0 | 0 | 0 | 0 | 0
0 | 38 | 0 | 0 | 0 | 0 | 0 | 0 | 0 | 0 | 0 | 0 | 0 | 0 | 0 | 0 | 0 | 0 | 0 | 0 | 0 | 0 | 0 | 0 | 0 | 0 | 0 | 0 | 0 | 0 | 0 | 0 | 0 | 0 | 0 | 0 | 0 | 0 | 0
0 | 39 | 0 | 0 | 0 | 0 | 0 | 0 | 0 | 0 | 0 | 0 | 0 | 0 | 0 | 0 | 0 | 0 | 0 | 0 | 0 | 0 | 0 | 0 | 0 | 0 | 0 | 0 | 0 | 0 | 0 | 0 | 0 | 0 | 0 | 0 | 0 | 0 | 0
0 | 40 | 0 | 0 | 0 | 0 | 0 | 0 | 0 | 0 | 0 | 0 | 0 | 0 | 0 | 0 | 0 | 0 | 0 | 0 | 0 | 0 | 0 | 0 | 0 | 0 | 0 | 0 | 0 | 0 | 0 | 0 | 0 | 0 | 0 | 0 | 0 | 0 | 0
0 | 41 | 0 | 0 | 0 | 0 | 0 | 0 | 0 | 0 | 0 | 0 | 0 | 0 | 0 | 0 | 0 | 0 | 0 | 0 | 0 | 0 | 0 | 0 | 0 | 0 | 0 | 0 | 0 | 0 | 0 | 0 | 0 | 0 | 0 | 0 | 0 | 0 | 0
0 | 42 | 0 | 0 | 0 | 0 | 0 | 0 | 0 | 0 | 0 | 0 | 0 | 0 | 0 | 0 | 0 | 0 | 0 | 0 | 0 | 0 | 0 | 0 | 0 | 0 | 0 | 0 | 0 | 0 | 0 | 0 | 0 | 0 | 0 | 0 | 0 | 0 | 0
0 | 43 | 0 | 0 | 0 | 0 | 0 | 0 | 0 | 0 | 0 | 0 | 0 | 0 | 0 | 0 | 0 | 0 | 0 | 0 | 0 | 0 | 0 | 0 | 0 | 0 | 0 | 0 | 0 | 0 | 0 | 0 | 0 | 0 | 0 | 0 | 0 | 0 | 0
0 | 44 | 0 | 0 | 0 | 0 | 0 | 0 | 0 | 0 | 0 | 0 | 0 | 0 | 0 | 0 | 0 | 0 | 0 | 0 | 0 | 0 | 0 | 0 | 0 | 0 | 0 | 0 | 0 | 0 | 0 | 0 | 0 | 0 | 0 | 0 | 0 | 0 | 0
0 | 45 | 0 | 0 | 0 | 0 | 0 | 0 | 0 | 0 | 0 | 0 | 0 | 0 | 0 | 0 | 0 | 0 | 0 | 0 | 0 | 0 | 0 | 0 | 0 | 0 | 0 | 0 | 0 | 0 | 0 | 0 | 0 | 0 | 0 | 0 | 0 | 0 | 0
0 | 46 | 0 | 0 | 0 | 0 | 0 | 0 | 0 | 0 | 0 | 0 | 0 | 0 | 0 | 0 | 0 | 0 | 0 | 0 | 0 | 0 | 0 | 0 | 0 | 0 | 0 | 0 | 0 | 0 | 0 | 0 | 0 | 0 | 0 | 0 | 0 | 0 | 0
0 | 47 | 0 | 0 | 0 | 0 | 0 | 0 | 0 | 0 | 0 | 0 | 0 | 0 | 0 | 0 | 0 | 0 | 0 | 0 | 0 | 0 | 0 | 0 | 0 | 0 | 0 | 0 | 0 | 0 | 0 | 0 | 0 | 0 | 0 | 0 | 0 | 0 | 0
0 | 48 | 0 | 0 | 0 | 0 | 0 | 0 | 0 | 0 | 0 | 0 | 0 | 0 | 0 | 0 | 0 | 0 | 0 | 0 | 0 | 0 | 0 | 0 | 0 | 0 | 0 | 0 | 0 | 0 | 0 | 0 | 0 | 0 | 0 | 0 | 0 | 0 | 0
0 | 49 | 0 | 0 | 0 | 0 | 0 | 0 | 0 | 0 | 0 | 0 | 0 | 0 | 0 | 0 | 0 | 0 | 0 | 0 | 0 | 0 | 0 | 0 | 0 | 0 | 0 | 0 | 0 | 0 | 0 | 0 | 0 | 0 | 0 | 0 | 0 | 0 | 0
0 | 50 | 0 | 0 | 0 | 0 | 0 | 0 | 0 | 0 | 0 | 0 | 0 | 0 | 0 | 0 | 0 | 0 | 0 | 0 | 0 | 0 | 0 | 0 | 0 | 0 | 0 | 0 | 0 | 0 | 0 | 0 | 0 | 0 | 0 | 0 | 0 | 0 | 0
0 | 51 | 0 | 0 | 0 | 0 | 0 | 0 | 0 | 0 | 0 | 0 | 0 | 0 | 0 | 0 | 0 | 0 | 0 | 0 | 0 | 0 | 0 | 0 | 0 | 0 | 0 | 0 | 0 | 0 | 0 | 0 | 0 | 0 | 0 | 0 | 0 | 0 | 0
0 | 52 | 0 | 0 | 0 | 0 | 0 | 0 | 0 | 0 | 0 | 0 | 0 | 0 | 0 | 0 | 0 | 0 | 0 | 0 | 0 | 0 | 0 | 0 | 0 | 0 | 0 | 0 | 0 | 0 | 0 | 0 | 0 | 0 | 0 | 0 | 0 | 0 | 0
0 | 53 | 0 | 0 | 0 | 0 | 0 | 0 | 0 | 0 | 0 | 0 | 0 | 0 | 0 | 0 | 0 | 0 | 0 | 0 | 0 | 0 | 0 | 0 | 0 | 0 | 0 | 0 | 0 | 0 | 0 | 0 | 0 | 0 | 0 | 0 | 0 | 0 | 0
0 | 54 | 0 | 0 | 0 | 0 | 0 | 0 | 0 | 0 | 0 | 0 | 0 | 0 | 0 | 0 | 0 | 0 | 0 | 0 | 0 | 0 | 0 | 0 | 0 | 0 | 0 | 0 | 0 | 0 | 0 | 0 | 0 | 0 | 0 | 0 | 0 | 0 | 0
0 | 55 | 0 | 0 | 0 | 0 | 0 | 0 | 0 | 0 | 0 | 0 | 0 | 0 | 0 | 0 | 0 | 0 | 0 | 0 | 0 | 0 | 0 | 0 | 0 | 0 | 0 | 0 | 0 | 0 | 0 | 0 | 0 | 0 | 0 | 0 | 0 | 0 | 0
0 | 56 | 0 | 0 | 0 | 0 | 0 | 0 | 0 | 0 | 0 | 0 | 0 | 0 | 0 | 0 | 0 | 0 | 0 | 0 | 0 | 0 | 0 | 0 | 0 | 0 | 0 | 0 | 0 | 0 | 0 | 0 | 0 | 0 | 0 | 0 | 0 | 0 | 0
0 | 57 | 0 | 0 | 0 | 0 | 0 | 0 | 0 | 0 | 0 | 0 | 0 | 0 | 0 | 0 | 0 | 0 | 0 | 0 | 0 | 0 | 0 | 0 | 0 | 0 | 0 | 0 | 0 | 0 | 0 | 0 | 0 | 0 | 0 | 0 | 0 | 0 | 0
0 | 58 | 0 | 0 | 0 | 0 | 0 | 0 | 0 | 0 | 0 | 0 | 0 | 0 | 0 | 0 | 0 | 0 | 0 | 0 | 0 | 0 | 0 | 0 | 0 | 0 | 0 | 0 | 0 | 0 | 0 | 0 | 0 | 0 | 0 | 0 | 0 | 0 | 0
0 | 59 | 0 | 0 | 0 | 0 | 0 | 0 | 0 | 0 | 0 | 0 | 0 | 0 | 0 | 0 | 0 | 0 | 0 | 0 | 0 | 0 | 0 | 0 | 0 | 0 | 0 | 0 | 0 | 0 | 0 | 0 | 0 | 0 | 0 | 0 | 0 | 0 | 0
0 | 60 | 0 | 0 | 0 | 0 | 0 | 0 | 0 | 0 | 0 | 0 | 0 | 0 | 0 | 0 | 0 | 0 | 0 | 0 | 0 | 0 | 0 | 0 | 0 | 0 | 0 | 0 | 0 | 0 | 0 | 0 | 0 | 0 | 0 | 0 | 0 | 0 | 0
0 | 61 | 0 | 0 | 0 | 0 | 0 | 0 | 0 | 0 | 0 | 0 | 0 | 0 | 0 | 0 | 0 | 0 | 0 | 0 | 0 | 0 | 0 | 0 | 0 | 0 | 0 | 0 | 0 | 0 | 0 | 0 | 0 | 0 | 0 | 0 | 0 | 0 | 0
0 | 62 | 0 | 0 | 0 | 0 | 0 | 0 | 0 | 0 | 0 | 0 | 0 | 0 | 0 | 0 | 0 | 0 | 0 | 0 | 0 | 0 | 0 | 0 | 0 | 0 | 0 | 0 | 0 | 0 | 0 | 0 | 0 | 0 | 0 | 0 | 0 | 0 | 0
0 | 63 | 0 | 0 | 0 | 0 | 0 | 0 | 0 | 0 | 0 | 0 | 0 | 0 | 0 | 0 | 0 | 0 | 0 | 0 | 0 | 0 | 0 | 0 | 0 | 0 | 0 | 0 | 0 | 0 | 0 | 0 | 0 | 0 | 0 | 0 | 0 | 0 | 0
0 | 64 | 0 | 0 | 0 | 0 | 0 | 0 | 0 | 0 | 0 | 0 | 0 | 0 | 0 | 0 | 0 | 0 | 0 | 0 | 0 | 0 | 0 | 0 | 0 | 0 | 0 | 0 | 0 | 0 | 0 | 0 | 0 | 0 | 0 | 0 | 0 | 0 | 0
0 | 65 | 0 | 0 | 0 | 0 | 0 | 0 | 0 | 0 | 0 | 0 | 0 | 0 | 0 | 0 | 0 | 0 | 0 | 0 | 0 | 0 | 0 | 0 | 0 | 0 | 0 | 0 | 0 | 0 | 0 | 0 | 0 | 0 | 0 | 0 | 0 | 0 | 0
0 | 66 | 0 | 0 | 0 | 0 | 0 | 0 | 0 | 0 | 0 | 0 | 0 | 0 | 0 | 0 | 0 | 0 | 0 | 0 | 0 | 0 | 0 | 0 | 0 | 0 | 0 | 0 | 0 | 0 | 0 | 0 | 0 | 0 | 0 | 0 | 0 | 0 | 0
0 | 67 | 0 | 0 | 0 | 0 | 0 | 0 | 0 | 0 | 0 | 0 | 0 | 0 | 0 | 0 | 0 | 0 | 0 | 0 | 0 | 0 | 0 | 0 | 0 | 0 | 0 | 0 | 0 | 0 | 0 | 0 | 0 | 0 | 0 | 0 | 0 | 0 | 0
0 | 68 | 0 | 0 | 0 | 0 | 0 | 0 | 0 | 0 | 0 | 0 | 0 | 0 | 0 | 0 | 0 | 0 | 0 | 0 | 0 | 0 | 0 | 0 | 0 | 0 | 0 | 0 | 0 | 0 | 0 | 0 | 0 | 0 | 0 | 0 | 0 | 0 | 0
0 | 69 | 0 | 0 | 0 | 0 | 0 | 0 | 0 | 0 | 0 | 0 | 0 | 0 | 0 | 0 | 0 | 0 | 0 | 0 | 0 | 0 | 0 | 0 | 0 | 0 | 0 | 0 | 0 | 0 | 0 | 0 | 0 | 0 | 0 | 0 | 0 | 0 | 0
0 | 70 | 0 | 0 | 0 | 0 | 0 | 0 | 0 | 0 | 0 | 0 | 0 | 0 | 0 | 0 | 0 | 0 | 0 | 0 | 0 | 0 | 0 | 0 | 0 | 0 | 0 | 0 | 0 | 0 | 0 | 0 | 0 | 0 | 0 | 0 | 0 | 0 | 0
0 | 71 | 0 | 0 | 0 | 0 | 0 | 0 | 0 | 0 | 0 | 0 | 0 | 0 | 0 | 0 | 0 | 0 | 0 | 0 | 0 | 0 | 0 | 0 | 0 | 0 | 0 | 0 | 0 | 0 | 0 | 0 | 0 | 0 | 0 | 0 | 0 | 0 | 0
0 | 72 | 0 | 0 | 0 | 0 | 0 | 0 | 0 | 0 | 0 | 0 | 0 | 0 | 0 | 0 | 0 | 0 | 0 | 0 | 0 | 0 | 0 | 0 | 0 | 0 | 0 | 0 | 0 | 0 | 0 | 0 | 0 | 0 | 0 | 0 | 0 | 0 | 0
0 | 73 | 0 | 0 | 0 | 0 | 0 | 0 | 0 | 0 | 0 | 0 | 0 | 0 | 0 | 0 | 0 | 0 | 0 | 0 | 0 | 0 | 0 | 0 | 0 | 0 | 0 | 0 | 0 | 0 | 0 | 0 | 0 | 0 | 0 | 0 | 0 | 0 | 0
0 | 74 | 0 | 0 | 0 | 0 | 0 | 0 | 0 | 0 | 0 | 0 | 0 | 0 | 0 | 0 | 0 | 0 | 0 | 0 | 0 | 0 | 0 | 0 | 0 | 0 | 0 | 0 | 0 | 0 | 0 | 0 | 0 | 0 | 0 | 0 | 0 | 0 | 0
0 | 75 | 0 | 0 | 0 | 0 | 0 | 0 | 0 | 0 | 0 | 0 | 0 | 0 | 0 | 0 | 0 | 0 | 0 | 0 | 0 | 0 | 0 | 0 | 0 | 0 | 0 | 0 | 0 | 0 | 0 | 0 | 0 | 0 | 0 | 0 | 0 | 0 | 0
0 | 76 | 0 | 0 | 0 | 0 | 0 | 0 | 0 | 0 | 0 | 0 | 0 | 0 | 0 | 0 | 0 | 0 | 0 | 0 | 0 | 0 | 0 | 0 | 0 | 0 | 0 | 0 | 0 | 0 | 0 | 0 | 0 | 0 | 0 | 0 | 0 | 0 | 0
0 | 77 | 0 | 0 | 0 | 0 | 0 | 0 | 0 | 0 | 0 | 0 | 0 | 0 | 0 | 0 | 0 | 0 | 0 | 0 | 0 | 0 | 0 | 0 | 0 | 0 | 0 | 0 | 0 | 0 | 0 | 0 | 0 | 0 | 0 | 0 | 0 | 0 | 0
0 | 78 | 0 | 0 | 0 | 0 | 0 | 0 | 0 | 0 | 0 | 0 | 0 | 0 | 0 | 0 | 0 | 0 | 0 | 0 | 0 | 0 | 0 | 0 | 0 | 0 | 0 | 0 | 0 | 0 | 0 | 0 | 0 | 0 | 0 | 0 | 0 | 0 | 0
0 | 79 | 0 | 0 | 0 | 0 | 0 | 0 | 0 | 0 | 0 | 0 | 0 | 0 | 0 | 0 | 0 | 0 | 0 | 0 | 0 | 0 | 0 | 0 | 0 | 0 | 0 | 0 | 0 | 0 | 0 | 0 | 0 | 0 | 0 | 0 | 0 | 0 | 0
0 | 80 | 0 | 0 | 0 | 0 | 0 | 0 | 0 | 0 | 0 | 0 | 0 | 0 | 0 | 0 | 0 | 0 | 0 | 0 | 0 | 0 | 0 | 0 | 0 | 0 | 0 | 0 | 0 | 0 | 0 | 0 | 0 | 0 | 0 | 0 | 0 | 0 | 0
= | bar: 1 to 10
1 |  | 1: 0; 2: 18948101.7523; 3: 35676678.2472; 4: 52198847.311; 5: 46882972.8552; 6: 1000000; 7: 0; 8: 0; 9: 0; 10: 11309637; 11: 0; 12: 0; 13: 0; 14: 0; 15: 14024605; 16: 0; 17: 0; 18: 2750000; 19: 2750000; 20: 14202637
BOOK DEPRECIATION ON BOOK BASIS
Class => | 2
|  | 1 | 2 | 3 | 4 | 5 | 6 | 7 | 8 | 9 | 10 | 11 | 12 | 13 | 14 | 15 | 16 | 17 | 18 | 19 | 20 | 21 | 22 | 23 | 24 | 25 | 26 | 27 | 28 | 29 | 30 | 31 | 32 | 33 | 34 | 35 | 36 | Total
|  | - | - | - | - | - | - | - | - | - | - | - | - | - | - | - | - | - | - | - | -
Rate | Capital | 0 | 18948101.7523 | 35676678.2472 | 52198847.311 | 46882972.8552 | 1000000 | 0 | 0 | 0 | 0 | 0 | 0 | 0 | 0 | 14024605 | 0 | 0 | 2750000 | 2750000 | 14202637 | 5762106 | 0 | 0 | 0 | 0 | 0 | 0 | 0 | 0 | 0 | 0 | 0 | 0 | 0 | 0 | 0
|  | - | - | - | - | - | - | - | - | - | - | - | -
0.033333 | 1 | 1: 0 | 0
0.066667 | 2 | 1: 0; 2: 631603.3917 | 631603.3917
0.066667 | 3 | 1: 0; 2: 1263206.7835; 3: 1189222.6082 | 2452429.3917
0.066667 | 4 | 1: 0; 2: 1263206.7835; 3: 2378445.2165; 4: 1739961.577 | 5381613.577
0.066667 | 5 | 1: 0; 2: 1263206.7835; 3: 2378445.2165; 4: 3479923.1541; 5: 1562765.7618 | 8684340.9159
0.066667 | 6 | 1: 0; 2: 1263206.7835; 3: 2378445.2165; 4: 3479923.1541; 5: 3125531.5237; 6: 33333.3333 | 10280440.011
0.066667 | 7 | 1: 0; 2: 1263206.7835; 3: 2378445.2165; 4: 3479923.1541; 5: 3125531.5237; 6: 66666.6667; 7: 0 | 10313773.3444
0.066667 | 8 | 1: 0; 2: 1263206.7835; 3: 2378445.2165; 4: 3479923.1541; 5: 3125531.5237; 6: 66666.6667; 7: 0; 8: 0 | 10313773.3444
0.066667 | 9 | 1: 0; 2: 1263206.7835; 3: 2378445.2165; 4: 3479923.1541; 5: 3125531.5237; 6: 66666.6667; 7: 0; 8: 0; 9: 0 | 10313773.3444
0.066667 | 10 | 1: 0; 2: 1263206.7835; 3: 2378445.2165; 4: 3479923.1541; 5: 3125531.5237; 6: 66666.6667; 7: 0; 8: 0; 9: 0; 10: 0 | 10313773.3444
0.066667 | 11 | 1: 0; 2: 1263206.7835; 3: 2378445.2165; 4: 3479923.1541; 5: 3125531.5237; 6: 66666.6667; 7: 0; 8: 0; 9: 0; 10: 0; 11: 0 | 10313773.3444
0.066667 | 12 | 1: 0; 2: 1263206.7835; 3: 2378445.2165; 4: 3479923.1541; 5: 3125531.5237; 6: 66666.6667; 7: 0; 8: 0; 9: 0; 10: 0; 11: 0; 12: 0 | 10313773.3444
0.066667 | 13 | 1: 0; 2: 1263206.7835; 3: 2378445.2165; 4: 3479923.1541; 5: 3125531.5237; 6: 66666.6667; 7: 0; 8: 0; 9: 0; 10: 0; 11: 0; 12: 0; 13: 0 | 10313773.3444
0.066667 | 14 | 1: 0; 2: 1263206.7835; 3: 2378445.2165; 4: 3479923.1541; 5: 3125531.5237; 6: 66666.6667; 7: 0; 8: 0; 9: 0; 10: 0; 11: 0; 12: 0; 13: 0; 14: 0 | 10313773.3444
0.066667 | 15 | 1: 0; 2: 1263206.7835; 3: 2378445.2165; 4: 3479923.1541; 5: 3125531.5237; 6: 66666.6667; 7: 0; 8: 0; 9: 0; 10: 0; 11: 0; 12: 0; 13: 0; 14: 0; 15: 467486.8333 | 10781260.1777
0.033333 | 16 | 1: 0; 2: 1263206.7835; 3: 2378445.2165; 4: 3479923.1541; 5: 3125531.5237; 6: 66666.6667; 7: 0; 8: 0; 9: 0; 10: 0; 11: 0; 12: 0; 13: 0; 14: 0; 15: 934973.6667; 16: 0 | 11248747.011
0 | 17 | 1: 0; 2: 631603.3917; 3: 2378445.2165; 4: 3479923.1541; 5: 3125531.5237; 6: 66666.6667; 7: 0; 8: 0; 9: 0; 10: 0; 11: 0; 12: 0; 13: 0; 14: 0; 15: 934973.6667; 16: 0; 17: 0 | 10617143.6193
0 | 18 | 1: 0; 2: 0; 3: 1189222.6082; 4: 3479923.1541; 5: 3125531.5237; 6: 66666.6667; 7: 0; 8: 0; 9: 0; 10: 0; 11: 0; 12: 0; 13: 0; 14: 0; 15: 934973.6667; 16: 0; 17: 0; 18: 91666.6667 | 8887984.286
0 | 19 | 1: 0; 2: 0; 3: 0; 4: 1739961.577; 5: 3125531.5237; 6: 66666.6667; 7: 0; 8: 0; 9: 0; 10: 0; 11: 0; 12: 0; 13: 0; 14: 0; 15: 934973.6667; 16: 0; 17: 0; 18: 183333.3333; 19: 91666.6667 | 6142133.434
0 | 20 | 1: 0; 2: 0; 3: 0; 4: 0; 5: 1562765.7618; 6: 66666.6667; 7: 0; 8: 0; 9: 0; 10: 0; 11: 0; 12: 0; 13: 0; 14: 0; 15: 934973.6667; 16: 0; 17: 0; 18: 183333.3333; 19: 183333.3333; 20: 473421.2333 | 3404493.9952
0 | 21 | 1: 0; 2: 0; 3: 0; 4: 0; 5: 0; 6: 33333.3333; 7: 0; 8: 0; 9: 0; 10: 0; 11: 0; 12: 0; 13: 0; 14: 0; 15: 934973.6667; 16: 0; 17: 0; 18: 183333.3333; 19: 183333.3333; 20: 946842.4667; 21: 192070.2 | 2473886.3333
0 | 22 | 0 | 0 | 0 | 0 | 0 | 0 | 0 | 0 | 0 | 0 | 0 | 0 | 0 | 0 | 934973.6667 | 0 | 0 | 183333.3333 | 183333.3333 | 946842.4667 | 384140.4 | 0 | [14 empty] | 2632623.2
0 | 23 | 0 | 0 | 0 | 0 | 0 | 0 | 0 | 0 | 0 | 0 | 0 | 0 | 0 | 0 | 934973.6667 | 0 | 0 | 183333.3333 | 183333.3333 | 946842.4667 | 384140.4 | 0 | 0 | [13 empty] | 2632623.2
0 | 24 | 0 | 0 | 0 | 0 | 0 | 0 | 0 | 0 | 0 | 0 | 0 | 0 | 0 | 0 | 934973.6667 | 0 | 0 | 183333.3333 | 183333.3333 | 946842.4667 | 384140.4 | 0 | 0 | 0 | [12 empty] | 2632623.2
0 | 25 | 0 | 0 | 0 | 0 | 0 | 0 | 0 | 0 | 0 | 0 | 0 | 0 | 0 | 0 | 934973.6667 | 0 | 0 | 183333.3333 | 183333.3333 | 946842.4667 | 384140.4 | 0 | 0 | 0 | 0 | [11 empty] | 2632623.2
0 | 26 | 0 | 0 | 0 | 0 | 0 | 0 | 0 | 0 | 0 | 0 | 0 | 0 | 0 | 0 | 934973.6667 | 0 | 0 | 183333.3333 | 183333.3333 | 946842.4667 | 384140.4 | 0 | 0 | 0 | 0 | 0 | [10 empty] | 2632623.2
0 | 27 | 0 | 0 | 0 | 0 | 0 | 0 | 0 | 0 | 0 | 0 | 0 | 0 | 0 | 0 | 934973.6667 | 0 | 0 | 183333.3333 | 183333.3333 | 946842.4667 | 384140.4 | 0 | 0 | 0 | 0 | 0 | 0 | [9 empty] | 2632623.2
0 | 28 | 0 | 0 | 0 | 0 | 0 | 0 | 0 | 0 | 0 | 0 | 0 | 0 | 0 | 0 | 934973.6667 | 0 | 0 | 183333.3333 | 183333.3333 | 946842.4667 | 384140.4 | 0 | 0 | 0 | 0 | 0 | 0 | 0 | [8 empty] | 2632623.2
0 | 29 | 0 | 0 | 0 | 0 | 0 | 0 | 0 | 0 | 0 | 0 | 0 | 0 | 0 | 0 | 934973.6667 | 0 | 0 | 183333.3333 | 183333.3333 | 946842.4667 | 384140.4 | 0 | 0 | 0 | 0 | 0 | 0 | 0 | 0 | [7 empty] | 2632623.2
0 | 30 | 0 | 0 | 0 | 0 | 0 | 0 | 0 | 0 | 0 | 0 | 0 | 0 | 0 | 0 | 467486.8333 | 0 | 0 | 183333.3333 | 183333.3333 | 946842.4667 | 384140.4 | 0 | 0 | 0 | 0 | 0 | 0 | 0 | 0 | 0 | [6 empty] | 2165136.3667
0 | 31 | 0 | 0 | 0 | 0 | 0 | 0 | 0 | 0 | 0 | 0 | 0 | 0 | 0 | 0 | 0 | 0 | 0 | 183333.3333 | 183333.3333 | 946842.4667 | 384140.4 | 0 | 0 | 0 | 0 | 0 | 0 | 0 | 0 | 0 | 0 | [5 empty] | 1697649.5333
0 | 32 | 0 | 0 | 0 | 0 | 0 | 0 | 0 | 0 | 0 | 0 | 0 | 0 | 0 | 0 | 0 | 0 | 0 | 183333.3333 | 183333.3333 | 946842.4667 | 384140.4 | 0 | 0 | 0 | 0 | 0 | 0 | 0 | 0 | 0 | 0 | 0 |  |  |  |  | 1697649.5333
0 | 33 | 0 | 0 | 0 | 0 | 0 | 0 | 0 | 0 | 0 | 0 | 0 | 0 | 0 | 0 | 0 | 0 | 0 | 91666.6667 | 183333.3333 | 946842.4667 | 384140.4 | 0 | 0 | 0 | 0 | 0 | 0 | 0 | 0 | 0 | 0 | 0 | 0 |  |  |  | 1605982.8667
0 | 34 | 0 | 0 | 0 | 0 | 0 | 0 | 0 | 0 | 0 | 0 | 0 | 0 | 0 | 0 | 0 | 0 | 0 | 0 | 91666.6667 | 946842.4667 | 384140.4 | 0 | 0 | 0 | 0 | 0 | 0 | 0 | 0 | 0 | 0 | 0 | 0 | 0 |  |  | 1422649.5333
0 | 35 | 0 | 0 | 0 | 0 | 0 | 0 | 0 | 0 | 0 | 0 | 0 | 0 | 0 | 0 | 0 | 0 | 0 | 0 | 0 | 473421.2333 | 384140.4 | 0 | 0 | 0 | 0 | 0 | 0 | 0 | 0 | 0 | 0 | 0 | 0 | 0 | 0 |  | 857561.6333
0 | 36 | 0 | 0 | 0 | 0 | 0 | 0 | 0 | 0 | 0 | 0 | 0 | 0 | 0 | 0 | 0 | 0 | 0 | 0 | 0 | 0 | 192070.2 | 0 | 0 | 0 | 0 | 0 | 0 | 0 | 0 | 0 | 0 | 0 | 0 | 0 | 0 | 0 | 192070.2
0 | 37 | 0 | 0 | 0 | 0 | 0 | 0 | 0 | 0 | 0 | 0 | 0 | 0 | 0 | 0 | 0 | 0 | 0 | 0 | 0 | 0 | 0 | 0 | 0 | 0 | 0 | 0 | 0 | 0 | 0 | 0 | 0 | 0 | 0 | 0 | 0 | 0 | 0
0 | 38 | 0 | 0 | 0 | 0 | 0 | 0 | 0 | 0 | 0 | 0 | 0 | 0 | 0 | 0 | 0 | 0 | 0 | 0 | 0 | 0 | 0 | 0 | 0 | 0 | 0 | 0 | 0 | 0 | 0 | 0 | 0 | 0 | 0 | 0 | 0 | 0 | 0
0 | 39 | 0 | 0 | 0 | 0 | 0 | 0 | 0 | 0 | 0 | 0 | 0 | 0 | 0 | 0 | 0 | 0 | 0 | 0 | 0 | 0 | 0 | 0 | 0 | 0 | 0 | 0 | 0 | 0 | 0 | 0 | 0 | 0 | 0 | 0 | 0 | 0 | 0
0 | 40 | 0 | 0 | 0 | 0 | 0 | 0 | 0 | 0 | 0 | 0 | 0 | 0 | 0 | 0 | 0 | 0 | 0 | 0 | 0 | 0 | 0 | 0 | 0 | 0 | 0 | 0 | 0 | 0 | 0 | 0 | 0 | 0 | 0 | 0 | 0 | 0 | 0
0 | 41 | 0 | 0 | 0 | 0 | 0 | 0 | 0 | 0 | 0 | 0 | 0 | 0 | 0 | 0 | 0 | 0 | 0 | 0 | 0 | 0 | 0 | 0 | 0 | 0 | 0 | 0 | 0 | 0 | 0 | 0 | 0 | 0 | 0 | 0 | 0 | 0 | 0
0 | 42 | 0 | 0 | 0 | 0 | 0 | 0 | 0 | 0 | 0 | 0 | 0 | 0 | 0 | 0 | 0 | 0 | 0 | 0 | 0 | 0 | 0 | 0 | 0 | 0 | 0 | 0 | 0 | 0 | 0 | 0 | 0 | 0 | 0 | 0 | 0 | 0 | 0
0 | 43 | 0 | 0 | 0 | 0 | 0 | 0 | 0 | 0 | 0 | 0 | 0 | 0 | 0 | 0 | 0 | 0 | 0 | 0 | 0 | 0 | 0 | 0 | 0 | 0 | 0 | 0 | 0 | 0 | 0 | 0 | 0 | 0 | 0 | 0 | 0 | 0 | 0
0 | 44 | 0 | 0 | 0 | 0 | 0 | 0 | 0 | 0 | 0 | 0 | 0 | 0 | 0 | 0 | 0 | 0 | 0 | 0 | 0 | 0 | 0 | 0 | 0 | 0 | 0 | 0 | 0 | 0 | 0 | 0 | 0 | 0 | 0 | 0 | 0 | 0 | 0
0 | 45 | 0 | 0 | 0 | 0 | 0 | 0 | 0 | 0 | 0 | 0 | 0 | 0 | 0 | 0 | 0 | 0 | 0 | 0 | 0 | 0 | 0 | 0 | 0 | 0 | 0 | 0 | 0 | 0 | 0 | 0 | 0 | 0 | 0 | 0 | 0 | 0 | 0
0 | 46 | 0 | 0 | 0 | 0 | 0 | 0 | 0 | 0 | 0 | 0 | 0 | 0 | 0 | 0 | 0 | 0 | 0 | 0 | 0 | 0 | 0 | 0 | 0 | 0 | 0 | 0 | 0 | 0 | 0 | 0 | 0 | 0 | 0 | 0 | 0 | 0 | 0
0 | 47 | 0 | 0 | 0 | 0 | 0 | 0 | 0 | 0 | 0 | 0 | 0 | 0 | 0 | 0 | 0 | 0 | 0 | 0 | 0 | 0 | 0 | 0 | 0 | 0 | 0 | 0 | 0 | 0 | 0 | 0 | 0 | 0 | 0 | 0 | 0 | 0 | 0
0 | 48 | 0 | 0 | 0 | 0 | 0 | 0 | 0 | 0 | 0 | 0 | 0 | 0 | 0 | 0 | 0 | 0 | 0 | 0 | 0 | 0 | 0 | 0 | 0 | 0 | 0 | 0 | 0 | 0 | 0 | 0 | 0 | 0 | 0 | 0 | 0 | 0 | 0
0 | 49 | 0 | 0 | 0 | 0 | 0 | 0 | 0 | 0 | 0 | 0 | 0 | 0 | 0 | 0 | 0 | 0 | 0 | 0 | 0 | 0 | 0 | 0 | 0 | 0 | 0 | 0 | 0 | 0 | 0 | 0 | 0 | 0 | 0 | 0 | 0 | 0 | 0
0 | 50 | 0 | 0 | 0 | 0 | 0 | 0 | 0 | 0 | 0 | 0 | 0 | 0 | 0 | 0 | 0 | 0 | 0 | 0 | 0 | 0 | 0 | 0 | 0 | 0 | 0 | 0 | 0 | 0 | 0 | 0 | 0 | 0 | 0 | 0 | 0 | 0 | 0
0 | 51 | 0 | 0 | 0 | 0 | 0 | 0 | 0 | 0 | 0 | 0 | 0 | 0 | 0 | 0 | 0 | 0 | 0 | 0 | 0 | 0 | 0 | 0 | 0 | 0 | 0 | 0 | 0 | 0 | 0 | 0 | 0 | 0 | 0 | 0 | 0 | 0 | 0
0 | 52 | 0 | 0 | 0 | 0 | 0 | 0 | 0 | 0 | 0 | 0 | 0 | 0 | 0 | 0 | 0 | 0 | 0 | 0 | 0 | 0 | 0 | 0 | 0 | 0 | 0 | 0 | 0 | 0 | 0 | 0 | 0 | 0 | 0 | 0 | 0 | 0 | 0
0 | 53 | 0 | 0 | 0 | 0 | 0 | 0 | 0 | 0 | 0 | 0 | 0 | 0 | 0 | 0 | 0 | 0 | 0 | 0 | 0 | 0 | 0 | 0 | 0 | 0 | 0 | 0 | 0 | 0 | 0 | 0 | 0 | 0 | 0 | 0 | 0 | 0 | 0
0 | 54 | 0 | 0 | 0 | 0 | 0 | 0 | 0 | 0 | 0 | 0 | 0 | 0 | 0 | 0 | 0 | 0 | 0 | 0 | 0 | 0 | 0 | 0 | 0 | 0 | 0 | 0 | 0 | 0 | 0 | 0 | 0 | 0 | 0 | 0 | 0 | 0 | 0
0 | 55 | 0 | 0 | 0 | 0 | 0 | 0 | 0 | 0 | 0 | 0 | 0 | 0 | 0 | 0 | 0 | 0 | 0 | 0 | 0 | 0 | 0 | 0 | 0 | 0 | 0 | 0 | 0 | 0 | 0 | 0 | 0 | 0 | 0 | 0 | 0 | 0 | 0
0 | 56 | 0 | 0 | 0 | 0 | 0 | 0 | 0 | 0 | 0 | 0 | 0 | 0 | 0 | 0 | 0 | 0 | 0 | 0 | 0 | 0 | 0 | 0 | 0 | 0 | 0 | 0 | 0 | 0 | 0 | 0 | 0 | 0 | 0 | 0 | 0 | 0 | 0
0 | 57 | 0 | 0 | 0 | 0 | 0 | 0 | 0 | 0 | 0 | 0 | 0 | 0 | 0 | 0 | 0 | 0 | 0 | 0 | 0 | 0 | 0 | 0 | 0 | 0 | 0 | 0 | 0 | 0 | 0 | 0 | 0 | 0 | 0 | 0 | 0 | 0 | 0
0 | 58 | 0 | 0 | 0 | 0 | 0 | 0 | 0 | 0 | 0 | 0 | 0 | 0 | 0 | 0 | 0 | 0 | 0 | 0 | 0 | 0 | 0 | 0 | 0 | 0 | 0 | 0 | 0 | 0 | 0 | 0 | 0 | 0 | 0 | 0 | 0 | 0 | 0
0 | 59 | 0 | 0 | 0 | 0 | 0 | 0 | 0 | 0 | 0 | 0 | 0 | 0 | 0 | 0 | 0 | 0 | 0 | 0 | 0 | 0 | 0 | 0 | 0 | 0 | 0 | 0 | 0 | 0 | 0 | 0 | 0 | 0 | 0 | 0 | 0 | 0 | 0
0 | 60 | 0 | 0 | 0 | 0 | 0 | 0 | 0 | 0 | 0 | 0 | 0 | 0 | 0 | 0 | 0 | 0 | 0 | 0 | 0 | 0 | 0 | 0 | 0 | 0 | 0 | 0 | 0 | 0 | 0 | 0 | 0 | 0 | 0 | 0 | 0 | 0 | 0
0 | 61 | 0 | 0 | 0 | 0 | 0 | 0 | 0 | 0 | 0 | 0 | 0 | 0 | 0 | 0 | 0 | 0 | 0 | 0 | 0 | 0 | 0 | 0 | 0 | 0 | 0 | 0 | 0 | 0 | 0 | 0 | 0 | 0 | 0 | 0 | 0 | 0 | 0
0 | 62 | 0 | 0 | 0 | 0 | 0 | 0 | 0 | 0 | 0 | 0 | 0 | 0 | 0 | 0 | 0 | 0 | 0 | 0 | 0 | 0 | 0 | 0 | 0 | 0 | 0 | 0 | 0 | 0 | 0 | 0 | 0 | 0 | 0 | 0 | 0 | 0 | 0
0 | 63 | 0 | 0 | 0 | 0 | 0 | 0 | 0 | 0 | 0 | 0 | 0 | 0 | 0 | 0 | 0 | 0 | 0 | 0 | 0 | 0 | 0 | 0 | 0 | 0 | 0 | 0 | 0 | 0 | 0 | 0 | 0 | 0 | 0 | 0 | 0 | 0 | 0
0 | 64 | 0 | 0 | 0 | 0 | 0 | 0 | 0 | 0 | 0 | 0 | 0 | 0 | 0 | 0 | 0 | 0 | 0 | 0 | 0 | 0 | 0 | 0 | 0 | 0 | 0 | 0 | 0 | 0 | 0 | 0 | 0 | 0 | 0 | 0 | 0 | 0 | 0
0 | 65 | 0 | 0 | 0 | 0 | 0 | 0 | 0 | 0 | 0 | 0 | 0 | 0 | 0 | 0 | 0 | 0 | 0 | 0 | 0 | 0 | 0 | 0 | 0 | 0 | 0 | 0 | 0 | 0 | 0 | 0 | 0 | 0 | 0 | 0 | 0 | 0 | 0
0 | 66 | 0 | 0 | 0 | 0 | 0 | 0 | 0 | 0 | 0 | 0 | 0 | 0 | 0 | 0 | 0 | 0 | 0 | 0 | 0 | 0 | 0 | 0 | 0 | 0 | 0 | 0 | 0 | 0 | 0 | 0 | 0 | 0 | 0 | 0 | 0 | 0 | 0
0 | 67 | 0 | 0 | 0 | 0 | 0 | 0 | 0 | 0 | 0 | 0 | 0 | 0 | 0 | 0 | 0 | 0 | 0 | 0 | 0 | 0 | 0 | 0 | 0 | 0 | 0 | 0 | 0 | 0 | 0 | 0 | 0 | 0 | 0 | 0 | 0 | 0 | 0
0 | 68 | 0 | 0 | 0 | 0 | 0 | 0 | 0 | 0 | 0 | 0 | 0 | 0 | 0 | 0 | 0 | 0 | 0 | 0 | 0 | 0 | 0 | 0 | 0 | 0 | 0 | 0 | 0 | 0 | 0 | 0 | 0 | 0 | 0 | 0 | 0 | 0 | 0
0 | 69 | 0 | 0 | 0 | 0 | 0 | 0 | 0 | 0 | 0 | 0 | 0 | 0 | 0 | 0 | 0 | 0 | 0 | 0 | 0 | 0 | 0 | 0 | 0 | 0 | 0 | 0 | 0 | 0 | 0 | 0 | 0 | 0 | 0 | 0 | 0 | 0 | 0
0 | 70 | 0 | 0 | 0 | 0 | 0 | 0 | 0 | 0 | 0 | 0 | 0 | 0 | 0 | 0 | 0 | 0 | 0 | 0 | 0 | 0 | 0 | 0 | 0 | 0 | 0 | 0 | 0 | 0 | 0 | 0 | 0 | 0 | 0 | 0 | 0 | 0 | 0
0 | 71 | 0 | 0 | 0 | 0 | 0 | 0 | 0 | 0 | 0 | 0 | 0 | 0 | 0 | 0 | 0 | 0 | 0 | 0 | 0 | 0 | 0 | 0 | 0 | 0 | 0 | 0 | 0 | 0 | 0 | 0 | 0 | 0 | 0 | 0 | 0 | 0 | 0
0 | 72 | 0 | 0 | 0 | 0 | 0 | 0 | 0 | 0 | 0 | 0 | 0 | 0 | 0 | 0 | 0 | 0 | 0 | 0 | 0 | 0 | 0 | 0 | 0 | 0 | 0 | 0 | 0 | 0 | 0 | 0 | 0 | 0 | 0 | 0 | 0 | 0 | 0
0 | 73 | 0 | 0 | 0 | 0 | 0 | 0 | 0 | 0 | 0 | 0 | 0 | 0 | 0 | 0 | 0 | 0 | 0 | 0 | 0 | 0 | 0 | 0 | 0 | 0 | 0 | 0 | 0 | 0 | 0 | 0 | 0 | 0 | 0 | 0 | 0 | 0 | 0
0 | 74 | 0 | 0 | 0 | 0 | 0 | 0 | 0 | 0 | 0 | 0 | 0 | 0 | 0 | 0 | 0 | 0 | 0 | 0 | 0 | 0 | 0 | 0 | 0 | 0 | 0 | 0 | 0 | 0 | 0 | 0 | 0 | 0 | 0 | 0 | 0 | 0 | 0
0 | 75 | 0 | 0 | 0 | 0 | 0 | 0 | 0 | 0 | 0 | 0 | 0 | 0 | 0 | 0 | 0 | 0 | 0 | 0 | 0 | 0 | 0 | 0 | 0 | 0 | 0 | 0 | 0 | 0 | 0 | 0 | 0 | 0 | 0 | 0 | 0 | 0 | 0
0 | 76 | 0 | 0 | 0 | 0 | 0 | 0 | 0 | 0 | 0 | 0 | 0 | 0 | 0 | 0 | 0 | 0 | 0 | 0 | 0 | 0 | 0 | 0 | 0 | 0 | 0 | 0 | 0 | 0 | 0 | 0 | 0 | 0 | 0 | 0 | 0 | 0 | 0
0 | 77 | 0 | 0 | 0 | 0 | 0 | 0 | 0 | 0 | 0 | 0 | 0 | 0 | 0 | 0 | 0 | 0 | 0 | 0 | 0 | 0 | 0 | 0 | 0 | 0 | 0 | 0 | 0 | 0 | 0 | 0 | 0 | 0 | 0 | 0 | 0 | 0 | 0
0 | 78 | 0 | 0 | 0 | 0 | 0 | 0 | 0 | 0 | 0 | 0 | 0 | 0 | 0 | 0 | 0 | 0 | 0 | 0 | 0 | 0 | 0 | 0 | 0 | 0 | 0 | 0 | 0 | 0 | 0 | 0 | 0 | 0 | 0 | 0 | 0 | 0 | 0
0 | 79 | 0 | 0 | 0 | 0 | 0 | 0 | 0 | 0 | 0 | 0 | 0 | 0 | 0 | 0 | 0 | 0 | 0 | 0 | 0 | 0 | 0 | 0 | 0 | 0 | 0 | 0 | 0 | 0 | 0 | 0 | 0 | 0 | 0 | 0 | 0 | 0 | 0
0 | 80 | 0 | 0 | 0 | 0 | 0 | 0 | 0 | 0 | 0 | 0 | 0 | 0 | 0 | 0 | 0 | 0 | 0 | 0 | 0 | 0 | 0 | 0 | 0 | 0 | 0 | 0 | 0 | 0 | 0 | 0 | 0 | 0 | 0 | 0 | 0 | 0 | 0
|  | = | = | = | = | = | = | = | = | = | =
|  | 1: 0; 2: 18948101.7523; 3: 35676678.2472; 4: 52198847.311; 5: 46882972.8552; 6: 1000000; 7: 0; 8: 0; 9: 0; 10: 0; 11: 0; 12: 0; 13: 0; 14: 0; 15: 14024605; 16: 0; 17: 0; 18: 2750000; 19: 2750000; 20: 14202637 | 194195948.1657
Update
Note on M1: czvp1w: updated from WUTC settlement effective 1/1/12
Note on M3: czvp1w: update from WUTC settlement effective 1/1/12 (plug amount per black box settlement)

## Sheet1
O&M | Mech Meter Depreciation | Total | NPV
0 |  | 0 | 42550486.5019 | 0 | 0
124000 |  | 124000 |  | 0 | 0
1301115 |  | 1301115 |  | 0 | 0
3279030 | 1236640.5952 | 4515670.5952 |  | -32812.5 | -83410.5975 | -116223.0975
3407918 | 1236640.5952 | 4644558.5952 |  | -83125 | -217646.0525 | -300771.0525
3254969 | 1236640.5952 | 4491609.5952 |  | -95000 | -256200.496 | -351200.496
3352618.07 | 1236640.5952 | 4589258.6652 |  | -100000 | -277775.2747 | -377775.2747
3453196.6121 | 1236640.5952 | 4689837.2073 |  | -100000 | -286108.5329 | -386108.5329
3344792.5105 | 1236640.5952 | 4581433.1056 |  | -100000 | -294691.7889 | -394691.7889
3445136.2858 | 1236640.5952 | 4681776.8809 |  | -100000 | -303532.5425 | -403532.5425
3548490.3744 | 1236640.5952 | 4785130.9695 |  | -100000 | -312638.5188 | -412638.5188
3654945.0856 | 1236640.5952 | 4891585.6807 |  | -100000 | -322017.6744 | -422017.6744
3764593.4381 | 1236640.5952 | 5001234.0333 |  | -100000 | -331678.2046 | -431678.2046
3877531.2413 | 1236640.5952 | 5114171.8365 |  | -100000 | -341628.5508 | -441628.5508
3993857.1785 | 1236640.5952 | 5230497.7737 |  | -100000 | -351877.4073 | -451877.4073
4113672.8939 | 1236640.5952 | 5350313.4891 |  | -100000 | -362433.7295 | -462433.7295
4237083.0807 | 1236640.5952 | 5473723.6759 |  | -100000 | -373306.7414 | -473306.7414
4364195.5731 | 1236640.5952 | 5600836.1683 |  | -100000 | -384505.9436 | -484505.9436
4495121.4403 |  | 4495121.4403 |  | -100000 | -396041.1219 | -496041.1219
4629975.0835 |  | 4629975.0835 |  | -100000 | -407922.3556 | -507922.3556
4768874.336 |  | 4768874.336 |  | -200000 | -1680640.105 | -1880640.105
88960724.1313

## DepreciationSchForExistingMeter
|  | Meter Additions | Acc/Dep |  | Record Retire
2016 | 27107217 | 0 | 6238217 | 0% | 0 | 3.39% | 918934.6563
2017 | 22092381.855 | 0 |  | 18.5% | 5014835.145 | 3.39% | 833933.2006 | 85001.4557
2018 | 5041942.362 | 0 |  | 62.9% | 17050439.493 | 3.39% | 459926.7955 | 374006.4051
2019 | 623465.991 | 0 |  | 16.3% | 4418476.371 | 3.39% | 96028.6716 | 363898.1239
2020 | -5.8208e-10 | 0 |  | 2.3% | 623465.991 | 3.39% | 10567.7485 | 85460.923
2021 |  |  |  |  | 27107217 |  | 2319391.0725
2022 | [6 empty] | 6238217
2023 | [6 empty] | 8557608.0725
2024
2025 | [6 empty] | 27107217
2026 | [5 empty] | less: | 8557608.0725
2027 | [5 empty] | Reg Asset | 18549608.9275 | 15 yr amort |  | 1236640.5952
[8 empty] | Current Depr | 3.39% | 628831.7426
607808.8525
Percent Installed
| Total Budgeted Cost | 2016 | 2017 | 2018 | 2019 | 2020 | Meters
Residential Meters | 25200000 | 0% | 19.4% | 65.6% | 14.9% | 0% | 220000 | 0 | 5955800 | 20139200 | 4574300 | 0
Commercial Meters | 2800000 | 0% | 9.6% | 38.3% | 28.7% | 23.4% | 33000 | 0 | 348000 | 1388375 | 1040375 | 848250 | <- $34 MM
| 28000000 | 0% | 18.42% | 62.87% | 16.28% | 2.34%
** 2017 and 2021 are partial years. 2018 shows higher percentages relating to the higher density of meters in Spokane County.
[5 empty] | RESIDENTIAL |  |  |  |  | COMMERCIAL
[5 empty] | # | % |  |  |  | # | %
|  |  | 2017 | SPOKANE | 71647 | 19.45% |  | 2017 | SPOKANE | 2001 | 9.572%
|  |  | 2018 | SPOKANE | 214941 | 65.62% |  | 2018 | SPOKANE | 8004 | 38.29%
|  |  |  | WHITMAN | 26796 |  |  | 2019 | SPOKANE | 4002 | 28.7%
|  |  | 2019 | ASOTIN | 16708 | 14.94% |  |  | WHITMAN | 1998
|  |  |  | ADAMS | 5696 |  |  | 2020 | ASOTIN | 2100 | 19.13%
|  |  |  | FRANKLIN | 209 |  |  |  | ADAMS
|  |  |  | GRANT | 12 |  |  |  | FRANKLIN
|  |  |  | LINCOLN | 5151 |  |  |  | GRANT | 999
|  |  |  | FERRY | 1731 |  |  |  | LINCOLN
|  |  |  | STEVENS | 24355 |  |  |  | FERRY
|  |  |  | KLICKITAT | 823 |  |  |  | STEVENS | 900
|  |  |  | SKAMANIA | 347 |  |  |  | KLICKITAT
|  |  |  | Grand Total | 368416 | 100% |  |  | SKAMANIA
[8 empty] | 2021 | STEVENS | 900 | 4.305%
KLICKITAT
SKAMANIA
[9 empty] | Grand Total | 20904 | 100%
Note on I13: Changed to a 15 year per Liz Andrews (1/25/2016) - prior was 10 year

## CostBenefitInputs
Costs |  | 2016 | 2017 | 2018 | 2019 | 2020 | 2021 | 2022 | 2023 | 2024 | 2025 | 2026 | 2027 | 2028 | 2029 | 2030 | 2031 | 2032 | 2033 | 2034 | 2035 | 2036 | 2037
| Capital | 0 | 18948101.7523 | 35676678.2472 | 52198847.311 | 46882972.8552 | 1000000 |  |  |  | 11309637 |  |  |  |  | 14024605 | 0 | 0 | 2750000 | 2750000 | 14202637 | 5762106 | 0
| O&M | 0 | 124000 | 1301115 | 3279030 | 3407918 | 3254969 | 3352618.07 | 3453196.6121 | 3344792.5105 | 3445136.2858 | 3548490.3744 | 3654945.0856 | 3764593.4381 | 3877531.2413 | 3993857.1785 | 4113672.8939 | 4237083.0807 | 4364195.5731 | 4495121.4403 | 4629975.0835 | 4768874.336 | 4911940.5661
| Meters |  | 522807.3968 | 233802.4474 | 243910.7286 | 522347.9295 | 607808.8525 | 607808.8525 | 607808.8525 | 607808.8525 | 607808.8525 | 607808.8525 | 607808.8525 | 607808.8525 | 607808.8525 | 607808.8525 | 607808.8525
Benefits
Operational
Customer
| Total | 4911737.7971 | 8738790.6576 | 6177905.6226 | 15973877.6031 | 24189252.0158 | 16331312.3525 | 17516306.7555 | 24371782.8345 | 28047759.8659 | 29289703.093 | 30705360.1454 | 32824956.8188 | 34269949.2534 | 35703154.1794 | 35271753.8598 | 36448523.7973 | 37540439.3018 | 37753918.001 | 38746883.0355 | 40116865.8258 | 41658187.3289 | 10143009.7034 | 0 | 0 | 0
| Prior Version Benefits | 716399.7495 | 1041259.2552 | 3746238.4949 | 5682565.6107 | 14568366.1901 | 17644391.0477 | 18308926.0421 | 19153321.395 | 21852083.9446 | 22856322.1786 | 23898872.601 | 25007295.6468 | 26151587.5402 | 27273334.7836 | 28071124.6883 | 28967566.7061 | 29768882.4758 | 30599139.5812 | 31446609.5429 | 32483961.1011 | 34624306.534 | 0 | 0 | 0 | 0
Costs before Current Update |  | 2016 | 2017 | 2018 | 2019 | 2020 | 2021 | 2022 | 2023 | 2024 | 2025 | 2026 | 2027 | 2028 | 2029 | 2030 | 2031 | 2032 | 2033 | 2034 | 2035 | 2036
| Capital | 2016: 0; 2017: 18948101.7523; 2018: 35676678.2472; 2019: 52198847.311; 2020: 46643609.8552; 2021: 1000000
| O&M |  | 124000 | 1301115 | 3279030 | 3407918 | 3254969 | 3352618.07 | 3453196.6121 | 3344792.5105 | 3445136.2858 | 3548490.3744 | 3654945.0856 | 3764593.4381 | 3877531.2413 | 3993857.1785 | 4113672.8939 | 4237083.0807 | 4364195.5731 | 4495121.4403 | 4629975.0835 | 4768874.336 | 4911940.5661
Changes in Capital
| Capital (software licenses/hardware) | 2020: 239363; 2025: 11309637; 2030: 14024605; 2035: 11452637; 2036: 3012106
| Meter Replacement | 2033: 2750000; 2034: 2750000; 2035: 2750000; 2036: 2750000
Changes in O&M
| Meter failure replacement (1.0% incremental over today) |  |  |  | 0 | 0 | 0 | 0 | 0 | 0 | 0 | 0 | 0 | 0 | 0 | 0 | 0 | 0 | 0 | 0 | 0 | 0
| Customer Communications - Post Meter Deployment | 2019: 0; 2020: 0
| O_M (software/hardware maintenance and support) |  |  | 0 | 0 | 529221 | 0 | 0 | 0 | 0 | 913160 | 0 | 0 | 0 | 0 | 913160 | 0 | 0 | 0 | 0 | 913160 | 182632
|  | 2016 | 2017 | 2018 | 2019 | 2020 | 2021
| O&M Spreadsheet - Early Years (2016-2021) | 0 | 124042 | 1509665 | 4127191 | 4943155 | 4788878
| Incremental Refresh Expenses & Out Years | 2020 | 2025 | 2030 | 2035 | 2036
| Capital (software licenses/hardware) | 239363 | 11309637 | 14024605 | 11452637 | 3012106
| O_M (software/hardware maintenance and support) | 529221 | 913160 | 913160 | 913160 | 182632
Note on D2: Q1 2017 Update 4-17-2017 tab Line 78 cells BP:BT from WA AMI Monthly Budget. Vern sent forward message from Jeanne Pluth (5/5/2017)
Note on D4: tzmj9b: Original accelerated meter depreciation. This depreciation will need to change as a result of delayed deployment
Note on D16: Q1 2017 Update 4-17-2017 tab Line 78 cells BP:BT from WA AMI Monthly Budget. Vern sent forward message from Jeanne Pluth (5/5/2017)
Note on D17: Vern's Update 8/22/2017 O&M Spreadsheet - Early Years (2016-2021)
Note on B26: Malensky, Vern: This should not extend out past 2023 in O&M forecasts… after warranty is up, these will move to capital. $50 install labor per meter. 1.0% incremental increase in failures of installed meters per year. Only extends until 2023 as O&M due to warranty.
Note on B27: Communications with customers regarding using their advanced meter after the meter has been deployed was deemed O&M, and is represented here for forecasting purposes.

## SteveCarrozoInputs
Project Everest
O&M Expenses Only |  |  |  |  | Escalation | 3%
| 2017 | 2018 | 2019 | 2020 | 2021 | 2022 | 2023 | 2024 | 2025 | 2026 | 2027 | 2028 | 2029 | 2030 | 2031 | 2032 | 2033 | 2034 | 2035 | 2036 | 2037
Labor | 25000 | 536739 | 1628029 | 1574923 | 1646531 | 1695926.93 | 1746804.7379 | 1799208.88 | 1853185.1464 | 1908780.7008 | 1966044.1219 | 2025025.4455 | 2085776.2089 | 2148349.4951 | 2212799.98 | 2279183.9794 | 2347559.4988 | 2417986.2837 | 2490525.8723 | 2565241.6484 | 2642198.8979
Non Labor | 99000 | 764376 | 1651001 | 1832995 | 1608438 | 1656691.14 | 1706391.8742 | 1757583.6304 | 1810311.1393 | 1864620.4735 | 1920559.0877 | 1978175.8604 | 2037521.1362 | 2098646.7703 | 2161606.1734 | 2226454.3586 | 2293247.9893 | 2362045.429 | 2432906.7919 | 2505893.9956 | 2581070.8155
Total | 124000 | 1301115 | 3279030 | 3407918 | 3254969 | 3352618.07 | 3453196.6121 | 3344792.5105 | 3445136.2858 | 3548490.3744 | 3654945.0856 | 3764593.4381 | 3877531.2413 | 3993857.1785 | 4113672.8939 | 4237083.0807 | 4364195.5731 | 4495121.4403 | 4629975.0835 | 4768874.336 | 4911940.5661
-29361711.5222 | 0 | -88918 | -450029 | -1144605 | -1373137 | -1414331.11 | -1456761.0433 | -1500463.8746 | -1545477.7908 | -1591842.1246 | -1639597.3883 | -1688785.3099 | -1739448.8692 | -1791632.3353 | -1845381.3054 | -1900742.7445 | -1957765.0269 | -2016497.9777 | -2076992.917 | -2139302.7045 | 4911940.5661
These values are used from the AMI O&M forecast and exclude any labor benefits being accounted elsewhere (for example the meter reader benefits for labor, etc) - last updated 8/2/2017
Project Everest (pre-12/30/2019)
O&M Expenses Only |  |  |  |  | Escalation | 3%
| 2017 | 2018 | 2019 | 2020 | 2021 | 2022 | 2023 | 2024 | 2025 | 2026 | 2027 | 2028 | 2029 | 2030 | 2031 | 2032 | 2033 | 2034 | 2035 | 2036
Labor | 25000 | 716664 | 2046060 | 2519440 | 2595023 | 2672873.69 | 2753059.9007 | 2835651.6977 | 2920721.2487 | 3008342.8861 | 3098593.1727 | 3191550.9679 | 3287297.4969 | 3385916.4218 | 3487493.9145 | 3592118.7319 | 3699882.2939 | 3810878.7627 | 3925205.1256 | 4042961.2793
Non Labor | 99000 | 673369 | 1682999 | 2033083 | 2033083 | 2094075.49 | 2156897.7547 | 2221604.6873 | 2288252.828 | 2356900.4128 | 2427607.4252 | 2500435.6479 | 2575448.7174 | 2652712.1789 | 2732293.5443 | 2814262.3506 | 2898690.2211 | 2985650.9277 | 3075220.4556 | 3167477.0692
Total | 124000 | 1390033 | 3729059 | 4552523 | 4628106 | 4766949.18 | 4909957.6554 | 4845256.3851 | 4990614.0766 | 5140332.4989 | 5294542.4739 | 5453378.7481 | 5616980.1105 | 5785489.5139 | 5959054.1993 | 6137825.8252 | 6321960.6 | 6511619.418 | 6706968.0005 | 6908177.0406
These values are used from the AMI O&M forecast and exclude any labor benefits being accounted elsewhere (for example the meter reader benefits for labor, etc) - last updated 8/2/2017
Note on B7: Vern's Update 8/22/2017 O&M Spreadsheet - Early Years (2016-2021)
Note on I7: reduced meter replacements under warranty (VM 8/22/17)
Note on B8: Vern's Update 8/22/2017 O&M Spreadsheet - Early Years (2016-2021)

## O&M Modeled In Benefits
AMI OFFSETS
|  | Benefit | Include | 2016 | 2017 | 2018 | 2019 | 2020 | 2021 | 2022 | 2023 | 2024 | 2025 | 2026 | 2027 | 2028 | 2029 | 2030 | 2031 | 2032 | 2033 | 2034 | 2035 | 2036 | 2037 | 2038 | 2039 | 2040
1 | Meter Reading
|  | Reduction in Staff (Meter Readers) | Y | 0 | 0 | 259160.5536 | 808580.9272 | 2102310.4108 | 2186402.8272 | 2273858.9403 | 3153084.3973 | 3279207.7731 | 3410376.0841 | 3546791.1274 | 3688662.7725 | 3836209.2834 | 3989657.6548 | 4149243.961 | 4315213.7194 | 4487822.2682 | 4667335.1589 | 4854028.5653 | 5048189.7079 | 5250117.2962 | 1365030.497 | 0 | 0 | 0
|  | Reduction in Staff (Admin and Mgmt) | Y | 0 | 0 | 16224.8184 | 50475.41 | 130857.5003 | 135699.2278 | 140720.0993 | 194568.9906 | 201768.0432 | 209233.4608 | 216975.0989 | 225003.1776 | 233328.2951 | 241961.442 | 250914.0154 | 260197.834 | 269825.1538 | 279808.6845 | 290161.6059 | 300897.5853 | 312030.7959 | 80893.9838 | 0 | 0 | 0
|  | Overtime | Y | 0 | 0 | 1075.369 | 3345.473 | 8673.1386 | 8994.0448 | 9326.8244 | 12895.8892 | 13373.0372 | 13867.8395 | 14380.9496 | 14913.0447 | 15464.8274 | 16037.026 | 16630.396 | 17245.7206 | 17883.8123 | 18545.5133 | 19231.6973 | 19943.2701 | 20681.1711 | 5361.5936 | 0 | 0 | 0
|  | MR One Leave Portion | Y | 0 | 0 | 0 | 0 | 0 | 0 | 0 | 0 | 0 | 0 | 0 | 0 | 0 | 0 | 0 | 0 | 0 | 0 | 0 | 0 | 0 | 0 | 0 | 0 | 0
|  | Database Admin & Support Labor (1/4 time) | Y | 0 | 0 | 5682.1804 | 17557.9374 | 45211.6889 | 46568.0396 | 47965.0808 | 65872.0442 | 67848.2056 | 69883.6517 | 71980.1613 | 74139.5661 | 76363.7531 | 78654.6657 | 81014.3057 | 83444.7348 | 85948.0769 | 88526.5192 | 91182.3148 | 93917.7842 | 96735.3177 | 24909.3443 | 0 | 0 | 0
|  | Annual System support and Maintenace (Hardware & Software) Costs | Y | 0 | 0 | 14765.1458 | 45624.3004 | 117482.5736 | 121007.0508 | 124637.2623 | 171168.5069 | 176303.5621 | 181592.669 | 187040.4491 | 192651.6626 | 198431.2124 | 204384.1488 | 210515.6733 | 216831.1435 | 223336.0778 | 230036.1601 | 236937.2449 | 244045.3623 | 251366.7231 | 64726.9312 | 0 | 0 | 0
|  | Software & Handhelds (5 years) | Y | 0 | 0 | 10259.4504 | 31917.1502 | 82745.2119 | 85806.7848 | 88981.6358 | 123031.9418 | 127584.1236 | 132304.7362 | 137200.0115 | 142276.4119 | 147540.6391 | 152999.6428 | 158660.6295 | 164531.0728 | 170618.7225 | 176931.6153 | 183478.085 | 190266.7742 | 197306.6448 | 51151.7477 | 0 | 0 | 0
|  | Fleet Mileage Costs | Y | 0 | 0 | 50990.76 | 159091.1713 | 413637.0454 | 430182.5272 | 447389.8283 | 620380.562 | 645195.7844 | 671003.6158 | 697843.7605 | 725757.5109 | 754787.8113 | 784979.3238 | 816378.4967 | 849033.6366 | 882994.982 | 918314.7813 | 955047.3726 | 993249.2675 | 1032979.2382 | 268574.6019 | 0 | 0 | 0
|  | Injury Related Costs | Y | 0 | 0 | 6387.5402 | 19929.1255 | 51815.7263 | 53888.3553 | 56043.8896 | 77714.1935 | 80822.7613 | 84055.6717 | 87417.8986 | 90914.6145 | 94551.1991 | 98333.2471 | 102266.577 | 106357.24 | 110611.5296 | 115035.9908 | 119637.4305 | 124422.9277 | 129399.8448 | 33643.9596 | 0 | 0 | 0
|  | Overhead | Y | 0 | 0 | 164411.4552 | 512963.7402 | 1333705.7246 | 1387053.9536 | 1442536.1117 | 2000316.7416 | 2080329.4113 | 2163542.5877 | 2250084.2912 | 2340087.6629 | 2433691.1694 | 2531038.8162 | 2632280.3688 | 2737571.5836 | 2847074.4469 | 2960957.4248 | 3079395.7218 | 3202571.5507 | 3330674.4127 | 865975.3473 | 0 | 0 | 0
|  | MR Facility Costs | N | 0 | 0 | 0 | 0 | 0 | 0 | 0 | 0 | 0 | 0 | 0 | 0 | 0 | 0 | 0 | 0 | 0 | 0 | 0 | 0 | 0 | 0 | 0 | 0 | 0
|  | Total |  | 0 | 0 | 528957.273 | 1649485.2353 | 4286439.0206 | 4455602.8112 | 4631459.6726 | 6419033.2672 | 6672432.7019 | 6935860.3167 | 7209713.748 | 7494406.4236 | 7790368.1904 | 8098045.9671 | 8417904.4233 | 8750426.6853 | 9096115.0701 | 9455491.8482 | 9829100.0379 | 10217504.2297 | 10621291.4445 | 2760268.0065 | 0 | 0 | 0
2 | CVR
|  | X&R Savings | Y | 0 | 0 | 0 | 93165.3102 | 242695.633 | 252888.8495 | 263510.1812 | 366103.4784 | 508639.7661 | 530002.6362 | 552262.747 | 575457.7823 | 599627.0092 | 624811.3436 | 651053.42 | 678397.6636 | 706890.3655 | 736579.7609 | 767516.1108 | 799751.7875 | 833341.3625 | 0 | 0 | 0 | 0
|  | AMI Augmentation | Y | 0 | 0 | 0 | 225280.6866 | 586856.1886 | 611504.1485 | 637187.3227 | 885265.587 | 1229928.9889 | 1281586.0065 | 1335412.6187 | 1391499.9487 | 1449942.9466 | 1510840.5503 | 1574295.8535 | 1640416.2793 | 1709313.763 | 1781104.9411 | 1855911.3486 | 1933859.6252 | 2015081.7295 | 0 | 0 | 0 | 0
|  | Future Grid Mod | Y | 0 | 0 | 0 | 93004.7658 | 243015.5169 | 254075.6886 | 265611.2527 | 370032.7167 | 515869.2591 | 539833.9186 | 564937.5976 | 591527.6335 | 620004.3038 | 649669.2212 | 680899.652 | 713377.6187 | 747770.4313 | 783761.429 | 811446.0261 | 851090.594 | 926459.7567 | 0 | 0 | 0 | 0
|  | Total |  | 0 | 0 | 0 | 411450.7625 | 1072567.3384 | 1118468.6867 | 1166308.7566 | 1621401.7822 | 2254438.0141 | 2351422.5613 | 2452612.9633 | 2558485.3646 | 2669574.2596 | 2785321.1151 | 2906248.9255 | 3032191.5616 | 3163974.5599 | 3301446.1309 | 3434873.4855 | 3584702.0067 | 3774882.8487 | 0 | 0 | 0 | 0
3 | Meter Testing
|  | Avoided Truck Rolls | N | 12525 | 12525 | 12525 | 12525 | 10020 | 10020 | 10020 | 10020 | 10020 | 14670 | 14670 | 14670 | 14670 | 14670 | 14670 | 14670 | 14670 | 14670 | 14670 | 14670 | 14670 | 0 | 0 | 0 | 0
|  | Total |  | 12525 | 12525 | 12525 | 12525 | 10020 | 10020 | 10020 | 10020 | 10020 | 14670 | 14670 | 14670 | 14670 | 14670 | 14670 | 14670 | 14670 | 14670 | 14670 | 14670 | 14670 | 0 | 0 | 0 | 0
4 | Outage Management
|  | Reduction in Labor | N
Total
5 | Remote Service Connectivity
|  | Reduction in OSM budget | N
6 | Theft
|  | Avoided truck rolls | N
7 | Revenue Protection
N
8 | Outage
N
9 | Solar Panel
N
10 | Utility Studies
|  | Avoided Cellular Costs | Y | 48709.7495 | 50171.042 | 51676.1732 | 53226.4584 | 54823.2522 | 42350.9623 | 43621.4912 | 59906.8479 | 61704.0533 | 63555.1749 | 65461.8302 | 67425.6851 | 69448.4556 | 71531.9093 | 73677.8666 | 75888.2026 | 78164.8487 | 80509.7941 | 82925.0879 | 85412.8406 | 87975.2258 | 22653.6206 | 0 | 0 | 0
|  | Total |  | 48709.7495 | 50171.042 | 51676.1732 | 53226.4584 | 54823.2522 | 42350.9623 | 43621.4912 | 59906.8479 | 61704.0533 | 63555.1749 | 65461.8302 | 67425.6851 | 69448.4556 | 71531.9093 | 73677.8666 | 75888.2026 | 78164.8487 | 80509.7941 | 82925.0879 | 85412.8406 | 87975.2258 | 22653.6206 | 0 | 0 | 0
Total |  |  |  | 61234.7495 | 62696.042 | 593158.4463 | 2126687.4563 | 5423849.6112 | 5626442.4602 | 5851409.9204 | 8110361.8972 | 8998594.7693 | 9365508.0529 | 9742458.5415 | 10134987.4733 | 10544060.9056 | 10969568.9914 | 11412501.2153 | 11873176.4495 | 12352924.4786 | 12852117.7733 | 13361568.6114 | 13902289.077 | 14498819.519 | 2782921.6272 | 0 | 0 | 0
All Benefits |  |  |  | 4911737.7971 | 8738790.6576 | 6177905.6226 | 15973877.6031 | 24189252.0158 | 16331312.3525 | 17516306.7555 | 24371782.8345 | 28047759.8659 | 29289703.093 | 30705360.1454 | 32824956.8188 | 34269949.2534 | 35703154.1794 | 35271753.8598 | 36448523.7973 | 37540439.3018 | 37753918.001 | 38746883.0355 | 40116865.8258 | 41658187.3289 | 10143009.7034 | 0 | 0 | 0
|  |  |  | 1.247% | 0.7174% | 9.601% | 13.31% | 22.42% | 34.45% | 33.41% | 33.28% | 32.08% | 31.98% | 31.73% | 30.88% | 30.77% | 30.72% | 32.36% | 32.58% | 32.91% | 34.04% | 34.48% | 34.65% | 34.8%
Note on D5: Provide phaseout by year
Note on D25: Regulatory Requirement - Cannot end without Commission Approval
Note on D28: Could be an offset if reduction in outside labor (Contractors)

## PriorCustomerBenefits
Direct Customer Benefit Summary
Annual Customer Cost Savings AMI
Customer Experience
|  | Web Interface for Interval Data | 0
|  | Text Alerts based on personal energy budget | 0
|  | Better information during high bill inquiries | 0
|  | More timely energy usage information | 0
Energy Efficiency
|  | CVR Energy usage reduction | 1186708.6112
|  | Energy Savings due to better understanding of energy usage | 491881.9737
|  | Demand Response (future) | 0
Privacy
|  | Fewer Avista employees on customer property | 0
Outage Restoration
Improved Estimated Restoration Times during outages
|  | Reduced Outage Hours due to OMT integration | 2218195.0602
Disconnect/Reconnect
|  | Reduced Time for reconnect after payment | 0
|  | Reduced Reconnect Fee | 104040
Billing Accuracy
|  | Elimination of estimated reads | 0
|  | faster open/close/transfer of service | 0
disconnect while home is vacant (landlords)
Billing Options
|  | Flexible Billing Schedules | 0
|  | Time of use rate discounts (Future, e.g. night for Electric Vehicles) | 0
|  | Pre-pay programs (future) | 0
| Total |  | 4000825.6451

## PriorOperationalBenefits
Benefit Summary | [5 empty] | RRR | 6.78%
| Operational | [7 empty] | 0 | 0.25 | 0.5 | 0.75 | 1 | 1 | 1 | 1 | 1 | 1 | 1 | 1 | 1 | 1 | 1 | 1 | 1 | 1 | 1 | 0.75 | 0.25
|  |  |  | Benefits | Today's NPV | NPV | O&M Escl | Load Gwth | 2016 | 2017 | 2018 | 2019 | 2020 | 2021 | 2022 | 2023 | 2024 | 2025 | 2026 | 2027 | 2028 | 2029 | 2030 | 2031 | 2032 | 2033 | 2034 | 2035 | 2036 | 2037 | 2038 | 2039 | 2040
Meters
. |  |  | Meter Reading | 4842670.6382 | 59045423.3585 | 60803599.1455 | 3% | 0.7% | 0 | 1301914.4704 | 2700170.6116 | 4200115.3863 | 5807359.5408 | 6022231.8438 | 6245054.422 | 6476121.4356 | 6715737.9288 | 6964220.2321 | 7221896.3807 | 7489106.5468 | 7766203.489 | 8053553.0181 | 8351534.4798 | 8660541.2556 | 8980981.282 | 9313277.5894 | 9657868.8603 | 7511407.5061 | 2596443.1946 | 0 | 0 | 0 | 0
. |  |  | Obtain Special Read | 204017.1875 | 372120.0561 | 2561598.7987 | 3% | 0.7% | 0 | 54848.4397 | 113755.664 | 176946.9354 | 244658.6293 | 253710.9986 | 263098.3055 | 272832.9428 | 282927.7617 | 293396.0889 | 304251.7442 | 315509.0587 | 327182.8939 | 339288.661 | 351842.3414 | 364860.5081 | 378360.3469 | 392359.6797 | 406876.9878 | 316448.5773 | 109385.7249 | 0 | 0 | 0 | 0
|  |  | Replace Interval Meters | 128500 |  | 1613420.1712 | 3% | 0.7% | 0 | 34546.2291 | 71648.8792 | 111449.8316 | 154097.9672 | 159799.5919 | 165712.1769 | 171843.5274 | 178201.7379 | 184795.2022 | 191632.6247 | 198723.0318 | 206075.784 | 213700.588 | 221607.5097 | 229806.9876 | 238309.8461 | 247127.3105 | 256271.0209 | 199314.7865 | 68896.4779 | 0 | 0 | 0 | 0
Contact Center
|  |  | Bill Inquiry | 99756.321 | 2472821.423 | 1252520.3151 | 3% | 0.7% | 0 | 26818.7138 | 55622.0124 | 86520.0403 | 119628.3757 | 124054.6256 | 128644.6467 | 133404.4987 | 138340.4651 | 143459.0623 | 148767.0476 | 154271.4284 | 159979.4713 | 165898.7117 | 172036.964 | 178402.3317 | 185003.218 | 191848.337 | 198946.7255 | 154730.8158 | 53485.2853 | 0 | 0 | 0 | 0
|  |  | Estimated Bills | 266657.9067 | 6783165.9459 | 3348103.0773 | 3% | 0.7% | 0 | 71688.9116 | 148682.8027 | 231276.0996 | 319777.7537 | 331609.5305 | 343879.0832 | 356602.6093 | 369796.9058 | 383479.3913 | 397668.1288 | 412381.8496 | 427639.978 | 443462.6572 | 459870.7755 | 476885.9942 | 494530.776 | 512828.4147 | 531803.066 | 413609.8346 | 142971.1328 | 0 | 0 | 0 | 0
|  |  | Outage Calls | 69498.065 |  | 872603.7349 | 3% | 0.7% | 0 | 18684.0162 | 38750.6495 | 60276.6353 | 83342.4945 | 86426.1668 | 89623.9349 | 92940.0205 | 96378.8013 | 99944.8169 | 103642.7752 | 107477.5578 | 111454.2275 | 115578.0339 | 119854.4211 | 124289.0347 | 128887.729 | 133656.575 | 138601.8683 | 107797.603 | 37262.0381 | 0 | 0 | 0 | 0
Billing
|  |  | Bill Analysis | 71338.0919 | 1138568.8917 | 895706.7433 | 3% | 0.7% | 0 | 19178.6931 | 39776.6096 | 61872.5162 | 85549.0658 | 88714.3812 | 91996.8133 | 95400.6954 | 98930.5211 | 102590.9504 | 106386.8156 | 110323.1277 | 114405.0835 | 118638.0716 | 123027.6802 | 127579.7044 | 132300.1534 | 137195.2591 | 142271.4837 | 110651.6464 | 38248.5858 | 0 | 0 | 0 | 0
|  |  | Rebills | 43691.76 | 1011790.5389 | 548584.9564 | 3% | 0.7% | 0 | 11746.1911 | 24361.6003 | 37894.4692 | 52395.4194 | 54334.05 | 56344.4098 | 58429.153 | 60591.0316 | 62832.8998 | 65157.7171 | 67568.5526 | 70068.5891 | 72661.1269 | 75349.5886 | 78137.5233 | 81028.6117 | 84026.6703 | 87135.6571 | 67769.7573 | 23425.7461 | 0 | 0 | 0 | 0
Collections
|  |  | Write-Off Reductions | 0 |  | 0 | 3% | 0.7% | 0 | 0 | 0 | 0 | 0 | 0 | 0 | 0 | 0 | 0 | 0 | 0 | 0 | 0 | 0 | 0 | 0 | 0 | 0 | 0 | 0 | 0 | 0 | 0 | 0
|  |  | OSM | 453453.5 |  | 5693471.0008 | 3% | 0.7% | 0 | 121907.4592 | 252836.0704 | 393286.5075 | 543784.1444 | 563904.1577 | 584768.6116 | 606405.0502 | 628842.037 | 652109.1924 | 676237.2325 | 701258.0101 | 727204.5565 | 754111.1251 | 782013.2367 | 810947.7265 | 840952.7924 | 872068.0457 | 904334.5634 | 703346.2067 | 243123.3388 | 0 | 0 | 0 | 0
|  |  | Back-Off Expenses | 0 |  | 0 | 3% | 0.7% | 0 | 0 | 0 | 0 | 0 | 0 | 0 | 0 | 0 | 0 | 0 | 0 | 0 | 0 | 0 | 0 | 0 | 0 | 0 | 0 | 0 | 0 | 0 | 0 | 0
Outage Management
|  |  | False Positives (NOP) | 396967.2252 | 1277163.4112 | 4984240.6883 | 3% | 0.7% | 0 | 106721.562 | 221340.5196 | 344295.1782 | 476045.4664 | 493659.1487 | 511924.5372 | 530865.745 | 550507.7776 | 570876.5654 | 591998.9983 | 613902.9612 | 636617.3708 | 660172.2135 | 684598.5854 | 709928.7331 | 736196.0962 | 763435.3518 | 791682.4598 | 615731.0331 | 212837.6938 | 0 | 0 | 0 | 0
|  |  | Restoration | 0 |  | 0 | 3% | 0.7% | 0 | 0 | 0 | 0 | 0 | 0 | 0 | 0 | 0 | 0 | 0 | 0 | 0 | 0 | 0 | 0 | 0 | 0 | 0 | 0 | 0 | 0 | 0 | 0 | 0
Meter Shop
|  |  | Meter Testing | 54150 | 1071164.5581 | 679896.5157 | 3% | 0.7% | 0 | 14557.8078 | 30192.8935 | 46965.0458 | 64937.0033 | 67339.6724 | 69831.2403 | 72414.9962 | 75094.351 | 77872.842 | 80754.1372 | 83742.0403 | 86840.4957 | 90053.5941 | 93385.5771 | 96840.8434 | 100423.9546 | 104139.6409 | 107992.8077 | 83991.4062 | 29033.0294 | 0 | 0 | 0 | 0
|  |  | Meter Repair | 0 |  | 0 | 3% | 0.7% | 0 | 0 | 0 | 0 | 0 | 0 | 0 | 0 | 0 | 0 | 0 | 0 | 0 | 0 | 0 | 0 | 0 | 0 | 0 | 0 | 0 | 0 | 0 | 0 | 0
Field Services
|  |  | Service Remote Switching | 3065273.928 | 11326483.6621 | 38486963.3123 | 3% | 0.7% | 0 | 824075.1397 | 1709131.8396 | 2658554.5766 | 3675894.7945 | 3811902.9019 | 3952943.3093 | 4099202.2118 | 4250872.6936 | 4408154.9833 | 4571256.7176 | 4740393.2162 | 4915787.7652 | 5097671.9125 | 5286285.7733 | 5481878.3469 | 5684707.8457 | 5895042.036 | 6113158.5913 | 4754509.0944 | 1643475.3103 | 0 | 0 | 0 | 0
|  |  | Problem Customers | 25896.2 | 0 | 325147.482 | 3% | 0.7% | 0 | 6961.9927 | 14439.1728 | 22460.1333 | 31054.8776 | 32203.9081 | 33395.4527 | 34631.0845 | 35912.4346 | 37241.1947 | 38619.1189 | 40048.0263 | 41529.8032 | 43066.406 | 44659.863 | 46312.2779 | 48025.8322 | 49802.788 | 51645.4911 | 40167.2807 | 13884.49 | 0 | 0 | 0 | 0
Revenue Protection
|  |  | Theft and Diversion | 1053322.1258 | 4499423.5895 | 13225300.891 | 3% | 0.7% | 0 | 283177.4903 | 587310.1148 | 913560.8836 | 1263150.1817 | 1309886.7384 | 1358352.5478 | 1408611.592 | 1460730.2209 | 1514777.2391 | 1570823.9969 | 1628944.4848 | 1689215.4308 | 1751716.4017 | 1816529.9086 | 1883741.5152 | 1953439.9513 | 2025717.2294 | 2100668.7669 | 1633795.1335 | 564748.5178 | 0 | 0 | 0 | 0
|  |  | Slow Run or Failed Meters | 169816.6066 | 3995883.4081 | 2132183.1786 | 3% | 0.7% | 0 | 45653.8786 | 94686.1442 | 147284.2973 | 203645.0884 | 211179.9567 | 218993.6151 | 227096.3789 | 235498.9449 | 244212.4058 | 253248.2649 | 262618.4507 | 272335.3333 | 282411.7407 | 292860.9751 | 303696.8311 | 314933.6139 | 326586.1576 | 338669.8454 | 263400.4723 | 91048.7633 | 0 | 0 | 0 | 0
|  |  | Unbilled Usage | 235081.1695 | 1951969.8228 | 2951631.9126 | 3% | 0.7% | 0 | 63199.7505 | 131076.2826 | 203889.1576 | 281910.742 | 292341.4394 | 303158.0727 | 314374.9214 | 326006.7934 | 338069.0448 | 350577.5995 | 363548.9706 | 377000.2826 | 390949.293 | 405414.4168 | 420414.7503 | 435970.096 | 452100.9896 | 468828.7262 | 364631.5418 | 126040.9696 | 0 | 0 | 0 | 0
|  |  | Stopped Meters | 205923.75 | 3558176.4169 | 2585537.2139 | 3% | 0.7% | 0 | 55361.0043 | 114818.7229 | 178600.5234 | 246944.9904 | 256081.955 | 265556.9874 | 275382.5959 | 285571.752 | 296137.9068 | 307095.0093 | 318457.5247 | 330240.4531 | 342459.3499 | 355130.3458 | 368270.1686 | 381896.1648 | 396026.3229 | 410679.2969 | 319405.8231 | 110407.9462 | 0 | 0 | 0 | 0
Engineering
|  |  | Distribution Optimization | 0 |  | 0 | 3% | 0.7% | 0 | 0 | 0 | 0 | 0 | 0 | 0 | 0 | 0 | 0 | 0 | 0 | 0 | 0 | 0 | 0 | 0 | 0 | 0 | 0 | 0 | 0 | 0 | 0 | 0
|  |  | CVR | 0 |  | 0 | 3% | 0.7% | 0 | 0 | 0 | 0 | 0 | 0 | 0 | 0 | 0 | 0 | 0 | 0 | 0 | 0 | 0 | 0 | 0 | 0 | 0 | 0 | 0 | 0 | 0 | 0 | 0
Customer
|  | Rates Department |  |  |  | 0
|  |  | Modeling Rates | 16666.6667 | 0 | 209263.3166 | 3% | 0.7% | 0 | 4480.7042 | 9292.9804 | 14455.2311 | 19986.7662 | 20726.2765 | 21493.1487 | 22288.3953 | 23113.0659 | 23968.2493 | 24855.0745 | 25774.7123 | 26728.3767 | 27717.3266 | 28742.8677 | 29806.3538 | 30909.1889 | 32052.8289 | 33238.7835 | 25851.4639 | 8935.9893 | 0 | 0 | 0 | 0
Customer Facing
Energy Efficiency
|  |  | CVR Energy usage reduction | 1186708.6112 | 18494601.4987 | 14900074.7916 | 3% | 0.7% | 0 | 319037.4131 | 661683.5949 | 1029248.8318 | 1423108.0514 | 1475763.0493 | 1530366.2822 | 1586989.8346 | 1645708.4585 | 1706599.6714 | 1769743.8593 | 1835224.3821 | 1903127.6842 | 1973543.4085 | 2046564.5146 | 2122287.4017 | 2200812.0355 | 2282242.0809 | 2366685.0379 | 1840689.2882 | 636264.9306 | 0 | 0 | 0 | 0
|  |  | Energy Savings due to better understanding of energy usage | 491881.9737 | #REF! | 4526924.2938 | 0% | 0.7% | 0 | 124698.1059 | 251141.9852 | 379349.9687 | 509340.558 | 512905.9419 | 516496.2835 | 520111.7575 | 523752.5398 | 527418.8075 | 531110.7392 | 534828.5144 | 538572.314 | 542342.3202 | 546138.7164 | 549961.6874 | 553811.4192 | 557688.0992 | 561591.9159 | 424142.2944 | 142370.4302 | 0 | 0 | 0 | 0
|  |  | Demand Response (future) | 0 |  | 0 | 3% | 0.7% | 0 | 0 | 0 | 0 | 0 | 0 | 0 | 0 | 0 | 0 | 0 | 0 | 0 | 0 | 0 | 0 | 0 | 0 | 0 | 0 | 0 | 0 | 0 | 0 | 0
Outage Restoration
|  |  | Improved Estimated Restoration Times during outages | 0 |  | 0 | 3% | 0.7% | 0 | 0 | 0 | 0 | 0 | 0 | 0 | 0 | 0 | 0 | 0 | 0 | 0 | 0 | 0 | 0 | 0 | 0 | 0 | 0 | 0 | 0 | 0 | 0 | 0
|  |  | Reduced Outage Hours due to OMT integration | 2218195.0602 | 28009803.2932 | 27851211.3136 | 3% | 0.7% | 0 | 596344.5509 | 1236818.5986 | 1923871.3301 | 2660072.7591 | 2758495.4512 | 2860559.7829 | 2966400.4949 | 3076157.3132 | 3189975.1338 | 3308004.2137 | 3430400.3697 | 3557325.1833 | 3688946.2151 | 3825437.2251 | 3966978.4024 | 4113756.6033 | 4265965.5976 | 4423806.3247 | 3440615.3691 | 1189306.0459 | 0 | 0 | 0 | 0
Disconnect/Reconnect
|  |  | Reduced Time for reconnect after payment | 0 |  | 0 | 3% | 0.7% | 0 | 0 | 0 | 0 | 0 | 0 | 0 | 0 | 0 | 0 | 0 | 0 | 0 | 0 | 0 | 0 | 0 | 0 | 0 | 0 | 0 | 0 | 0 | 0 | 0
|  |  | Reduced Reconnect Fee | 104040 | 331214.375 | 1306305.3277 | 3% | 0.7% | 0 | 27970.3477 | 58010.5011 | 90235.3345 | 124765.3891 | 129381.7085 | 134168.8317 | 139133.0785 | 144281.0024 | 149619.3995 | 155155.3173 | 160896.064 | 166849.2184 | 173022.6395 | 179424.4772 | 186063.1828 | 192947.5206 | 200086.5788 | 207489.7822 | 161375.1781 | 55782.0199 | 0 | 0 | 0 | 0
191754288.181
Note on D19: tzmj9b: Currently W/O decisions may not correlate with AMI activity based on decision to write off amounts that were incurred prior to implementation or might occur post implementation - resulting in arbitrary values for benefits
Note on E43: tzmj9b: reduced to zero per conversation with Larry

## Assumptions
NPV based on a 6.58% rate
RIVA meters are scheduled to be delivered to Avista (electric May 2016) and (gas sept 2016)
Deployment of meters starts Q2 2017 and completes in Q4 2018 for residential, and Q2 2020
End of period is March 31, 2036
Benefits are accrued to end of project and not phased
Costs for benefits are included in the costs analysis and are not in the benefit analysis
O&M inflation rate is 3%
Customer count growth is 1% (per meter)
Customer load growth is - 0.3%
Inflation rate is 2.4%
CSR\Billing Analyst Loaded Costs Per Minute is $0.66

## What was Adjusted
Date | Adjustment Impact | Benefit Area | Reason | What Changed
2017-03-14 | Meter Deployment | All | Meter Availability | Full meter deployment (98% of meters - 2% testing done prior) will begin deployment in March 2019 with shorter deployment time (21 months vs 24 months for residential, plus commercial meters will have A base recongigured ahead of time that reduces deployment time)
2017-05-28 | Load Studies | All | New Information | Was able to track down actual costs for cellular and updated the meter costs due to changes in meter technology
2017-05-31 | Rev Pro | All | Calculation correction | Gas theft calculation was updated to a new amount
2017-05-31 | Stopped Meters | All | Assumption | Electric meters assumption about percent reduction changed as a result of subsequent study of digital meters showing that electric meters do not slow down. Additionally, gas ERTS will also be replaced reducing the potential for battery failures due to age.
2017-06-01 | CR | All | Updated Model | Revised schedules were not calculating correctly - brought in the original data are revised the formulas
2019-11-13 | Local Economy | Meters | Aupdated Assumptions and values | Significant increase in benefits tied to additional activities that were deem part of local jobs or economy
2019-11-13 | Meter Reader Budget | Meter | Revised the forecast | Had escalation occur too early since we new year budget was used vs. assumed prior year budget
2019-11-13 | Estimated Bill | Billing | Updated time unit | Revised upt he time due to increased times with new system (CC&B)
2019-11-13 | Rebills | Billing | Updated time unit | Time to process a rebill is up as a result of increased processes
2019-11-13 | diversion | RevPro | Reduced forecast | deployment observations show that theft is much lower than predicted (even with conservative estimates)
2019-11-13 | CVR | EngEfficiency | Reduced forecast | current analysis post deployment (where deployment has occurred indicate that voltage drop can't be achieved in certain areas due to existing voltage or system design
2019-11-25 | All Outage Components | Outage | System Development Delay | Technology hurdle was larger than expected (AWS development included)
2020-05-21 | Added Dropped Leg tab | Rev pro | Was not included in the original benefits | Burnt wiring or loss of phase results in power going to the customer but not being registered
2020-06-20 | Added ICE Calc to Restoration Efficiencies | Outage | Added benefit | Added in the value of getting power on sooner for customers impacted by a storm
2020-06-20 | Replaced Add't EE w/ Behavioral | EE | New program efforts to leverage AMI | Investment made to acquire an Analytics solution that will be utilized by Customer Solutions and Contact center
2020-06-23 | Estimated Bills | Billing | Reduced % reduced down | Assumption was 97%, but adjusted the number to 85% to reflect Idaho's AMR experience (more conservative estimate)
2020-06-23 | Local Economy | Meter Reading | Broke out data | Added in Meter Repair into its own tab - it was in local economy
2020-07-09 | ICE calculations | Outage | revised the starting values | Needed to exclude planned outages that were apparently in the original values
2020-07-29 | All Benefits | All | reformatted the summary sheets | Comparison of Initial and Currently Estimated Financial Benefits

## MasterTimeline
| 2015 | 2016 | 2017 | 2018 | 2019 | 2020 | 2021 | 2022 | 2023 | 2024 | 2025 | 2026 | 2027 | 2028 | 2029 | 2030 | 2031 | 2032 | 2033 | 2034 | 2035 | 2036 | 2037 | 2038 | 2039 | 2040
Option 4 | 0 | 0 | 0 | 0 | 0.3 | 0.75 | 0.75 | 0.75 | 1 | 1 | 1 | 1 | 1 | 1 | 1 | 1 | 1 | 1 | 1 | 1 | 1 | 1 | 0.25 | 0 | 0 | 0
Existing | 0 | 0 | 0.3 | 0.7 | 0.9 | 1 | 1 | 1 | 1 | 1 | 1 | 1 | 1 | 1 | 1 | 1 | 1 | 1 | 1 | 1 | 1 | 0.25 | 0 | 0 | 0 | 0
Column H | 0 | 0 | 0 | 0 | 0.3 | 0.8 | 1 | 1 | 1 | 1 | 1 | 1 | 1 | 1 | 1 | 1 | 1 | 1 | 1 | 1 | 1 | 1 | 0 | 0 | 0 | 0
Column G | 0 | 0 | 0 | 0.25 | 0.75 | 1 | 1 | 1 | 1 | 1 | 1 | 1 | 1 | 1 | 1 | 1 | 1 | 1 | 1 | 1 | 1 | 0.25 | 0 | 0 | 0 | 0
| 1 | 2 | 3 | 4 | 5 | 6 | 7 | 8 | 9 | 10 | 11 | 12 | 13 | 14 | 15 | 16 | 17 | 18 | 19 | 20 | 21 | 22 | 23 | 24 | 25 | 26
Option 1 | 0 | 0 | 0 | 0 | 0.3 | 0.3 | 0.3 | 0.3 | 0.3 | 0.3 | 0.3 | 0.3 | 0.3 | 0.3 | 0.3 | 0.3 | 0.3 | 0.3 | 0.3 | 0.3 | 0.3 | 0.3 | 0 | 0 | 0 | 0 | Stop deployment - indefinite
Option 2 | 0 | 0 | 0 | 0 | 0.3 | 0.5 | 0.5 | 0.5 | 0.5 | 0.5 | 0.5 | 0.5 | 0.5 | 0.5 | 0.5 | 0.5 | 0.5 | 0.5 | 0.5 | 0.5 | 0.5 | 0.5 | 0 | 0 | 0 | 0 | Complete Urban, then stop
Option 3.0 | 0 | 0 | 0 | 0 | 0.3 | 0.5 | 0.5 | 0.5 | 1 | 1 | 1 | 1 | 1 | 1 | 1 | 1 | 1 | 1 | 1 | 1 | 1 | 1 | 1 | 0.3 | 0 | 0 | Stop now, restart with DaVinci in July 2021
Option 3.6 | 0 | 0 | 0 | 0 | 0 | 0.3 | 0.5 | 0.5 | 0.5 | 1 | 1 | 1 | 1 | 1 | 1 | 1 | 1 | 1 | 1 | 1 | 1 | 1 | 1 | 1 | 0.3
Option 3.12 | 0 | 0 | 0 | 0 | 0 | 0 | 0.3 | 0.5 | 0.5 | 0.5 | 1 | 1 | 1 | 1 | 1 | 1 | 1 | 1 | 1 | 1 | 1 | 1 | 1 | 1 | 1 | 0.3
Option 4 | 0 | 0 | 0 | 0 | 0.3 | 0.75 | 0.75 | 0.75 | 1 | 1 | 1 | 1 | 1 | 1 | 1 | 1 | 1 | 1 | 1 | 1 | 1 | 1 | 0.25 | 0 | 0 | 0 | Keep going
Option 5 | 0 | 0 | 0 | 0 | 0.25157 | 0.62892 | 0.62892 | 0.62892 | 0.83855 | 0.83855 | 0.83855 | 0.83855 | 0.83855 | 0.83855 | 0.83855 | 0.83855 | 0.83855 | 0.83855 | 0.83855 | 0.83855 | 0.83855 | 0.83855 | 0.20964 | 0 | 0 | 0 | i. Assume we would not go to hourly intervals, minimal read rate increases due to SP3 and SP4, web presentment remains impacted, assume on-demand activities (outage, ping, remote disconnect/reconnect).
Adjustments to timelines (specific)
Outage Timeline | 0 | 0 | 0 | 0 | 0 | 0.3 | 0.5 | 1 | 1 | 1 | 1 | 1 | 1 | 1 | 1 | 1 | 1 | 1 | 1 | 1 | 1 | 1 | 0 | 0 | 0 | 0 | Outage Systems will take longer than planned
4 OPTIONS:
1. Stop deployment - indefinite
2. Complete Urban, then stop
3. Stop now, restart with DaVinci in July 2021 and 6 month increments for 2 more scenarios
4. Keep going
4. Keep going but modified capabilities
Keep
Meter Reading & Meters | [5 empty] | 58.65% | 1
Remote Service Connectivity | [5 empty] | 8.13% | 1
Billing Accuracy | [5 empty] | 4.402% | 0.8
Outage Management | [5 empty] | 13.81% | 0
Conservation Voltage Reduction | [5 empty] | 6.742% | 1
Energy Theft & Unbilled Usage | [5 empty] | 6.092% | 0.9 | 90% interval read reliability
Utility Studies | [5 empty] | 1.333% | 1
Customer Managed Energy Efficiency | [5 empty] | 0.8471% | 0
83.86%

## NetRevReqPerMeter
Year | Current Revenue Requirement (WA) | AMI Net | % | Meters | Cost Per Meter Per Month (CPI Rate) | NPV Cost Per Meter Per Month (CPI Rate) | Cumulative NPV Cost Per Meter Per Month (CPI Rate)
2016 | 649000000 | -4911737.7971 | -0.7568% | 408000 | -1.0032 | -0.9797 | -0.9797
2017 | 673013000 | -5168915.9312 | -0.768% | 412080 | -1.0453 | -0.99687 | -1.9766 | 0.04743%
2018 | 699933520 | 4299610.2341 | 0.6143% | 416200.8 | 0.86088 | 0.80176 | -1.1748
2019 | 727930860.8 | 5432068.0843 | 0.7462% | 420362.808 | 1.0769 | 0.9794 | -0.19541
2020 | 757048095.232 | 5834657.6202 | 0.7707% | 424566.4361 | 1.1452 | 1.0172 | 0.82175
2021 | 787330019.0413 | 14167660.0441 | 1.799% | 428812.1004 | 2.7533 | 2.3881 | 3.2098
2022 | 818823219.8029 | 11819475.1516 | 1.443% | 433100.2214 | 2.2742 | 1.9263 | 5.1362
2023 | 851576148.595 | 3823801.7768 | 0.449% | 437431.2237 | 0.72846 | 0.60257 | 5.7387 | 6%
2024 | 885639194.5389 | -1180870.923 | -0.1333% | 441805.5359 | -0.22274 | -0.17992 | 5.5588
2025 | 921064762.3204 | -3743161.2628 | -0.4064% | 446223.5913 | -0.69904 | -0.55145 | 5.0074
2026 | 957907352.8132 | -6508184.1588 | -0.6794% | 450685.8272 | -1.2034 | -0.92705 | 4.0803
2027 | 996223646.9257 | -9770733.7346 | -0.9808% | 455192.6854 | -1.7888 | -1.3457 | 2.7346
2028 | 1036072592.8028 | -12341368.2291 | -1.191% | 459744.6123 | -2.237 | -1.6435 | 1.0911
2029 | 1077515496.5149 | -14893676.6292 | -1.382% | 464342.0584 | -2.6729 | -1.9177 | -0.82661
2030 | 1120616116.3755 | -15113574.9558 | -1.349% | 468985.479 | -2.6855 | -1.8816 | -2.7082
2031 | 1165440761.0305 | -17981810.0859 | -1.543% | 473675.3338 | -3.1635 | -2.1646 | -4.8728
2032 | 1212058391.4717 | -20935464.5002 | -1.727% | 478412.0871 | -3.6467 | -2.4367 | -7.3095
2033 | 1260540727.1306 | -24045362.3569 | -1.908% | 483196.208 | -4.1469 | -2.706 | -10.0155
2034 | 1310962356.2158 | -28806963.7456 | -2.197% | 488028.1701 | -4.9189 | -3.1345 | -13.15
2035 | 1363400850.4645 | -33715081.2953 | -2.473% | 492908.4518 | -5.7 | -3.5471 | -16.6971
2036 | 1417936884.483 | -36370061.4752 | -2.565% | 497837.5363 | -6.088 | -3.6998 | -20.3969
Note on B1: 1/13/2016 - For 2016, our rates are set to collect $492 million for electric service in Washington, and $157 million for natural gas. (per LL)

## Business Case Tables
Table : Key Benefit Drivers (in $ millions, over 20.75 years) |  | How to Link the table into a document
Benefit Category | Cumulative Benefits |  | On the Home tab, in the Clipboard group, click the arrow under Paste, and then click Paste Special.
Meter Reading and Meters | 73685330.4029 |  | In the As list, select Microsoft Office Excel object.
Remote Service Connectivity | 22010615.4018 |  | Click Paste to insert an embedded object, or click Paste link to insert a link to the object.
Billing Accuracy | 11406346.7995 |  |  | Have to click the Paste link to insert a link to make the link work
Outage Management | 53723040.8943
Operational Efficiencies | #REF!
Energy Efficiency | #REF!
Energy Theft and Unbilled Usage | 23395770.4152
Utility Studies | 2050631.5096
Customer Experience | #REF!
Financial Benefits | 0
Societal Benefits | 0
Future Opportunity Benefits | 0
TOTAL | 219957965.1424
Table : Meter Reading Cost Savings Breakdown (in $ millions, over 20.75 years)
Reduction in Meter Reading Costs | Cumulative Benefits
Eliminate Regular Meter Reading | 59045423.3585
Reduce Special Meter Reading | 372120.0561
Net Metering | 4627144.3366
Meter Salvage Value | 148000
Local Economy Jobs | 0
TOTAL | 73685330.4029
Table 11: Remote Service Connectivity Savings Breakdown (in $ millions, over 20.75 years)
Remote Service Connectivity | Cumulative Benefits
Account Open/Close/Transfer | 10352917.3646
Credit Collections/Connections | 11326483.6621
After Hours Fees | 331214.375
TOTAL | 22010615.4018
Table 12: Billing Accuracy Breakdown (in $ millions, over 20.75 years)
Billing Accuracy | Cumulative Benefits
Estimated Bills | 6783165.9459
Bill Inquiries | 2472821.423
Billing Analysis | 1138568.8917
Rebilling | 1011790.5389
#REF! | #REF!
TOTAL | 11406346.7995
Table : Outage Management Benefit Breakout (in $ millions, over 20.75 years)
Outage Management | Cumulative Benefits
Earlier Outage Notification | 28009803.2932
More Rapid Restoration | 18673199.2693
Reduced Customer Calls | 1277163.4112
Avoided Single Lights Out | 2730472.1574
Totals | 53723040.8943
Table 14: Operational Efficiencies Benefit Breakout (in $ millions, over 20.75 years)
Operational Efficiencies | Cumulative Benefits
#REF! | #REF!
#REF! | #REF!
Totals | #REF!
Table : Energy Efficiency Breakout (in $ millions, over 20.75 years)
Energy Efficiency | Cumulative Benefits
Conservation Voltage Reduction | 18494601.4987
#REF! | #REF!
#REF! | #REF!
TOTAL | #REF!
Table : Energy Theft & Unbilled Usage (in $ millions, over 20.75 years)
Energy Theft & Unbilled Usage | Cumulative Benefits
Theft and Diversion | 4499423.5895
Unbilled Usage | 1951969.8228
Slow/Failed Meters | 3995883.4081
Stopped Meters | 3558176.4169
TOTAL | 23395770.4152
Table : Utility Studies (in $ millions, over 20.75 years)
Utility Studies | Cumulative Benefits
Retail Load Analysis | 979466.9515
Meter Sampling | 1071164.5581
TOTAL | 2050631.5096
Table 16: Quantified Customer Benefit Breakout (in $ millions, over 20.75 years )
Utility Managed Energy Efficiency | Cumulative Benefits
Customer Energy Efficiency | 3655286.3609
#REF! | #REF!
#REF! | #REF!
Behavioral Energy Efficiency | 8927225.7733
#REF! | #REF!
#REF! | #REF!
#REF! | #REF!
TOTAL | #REF!

## Summary
|  | Option | NPV Original
Area
| Meter Reading and Meter Salvage | 73685330.4029 | 75920111.4969
| Remote Service Connectivity | 22010615.4018 | 24332682.6767
| Outage Management | 53723040.8943 | 40331780.7258
| Energy Efficiency | 31077113.633 | 55014843.5065
| Energy Theft and Unbilled Usage | 23395770.4152 | 28880881.1993
| Billing Accuracy | 11406346.7995 | 10648126.9449
| Utility Studies | 2050631.5096 | 2201905.4904
| Total | 219957965.1424 | 241700402.7166
[5 empty] | Option 3.0 | Option 3.6 | Option 3.12 | Option 4 | Option 5
|  |  |  | Meter Reading & Meters | 89948269.9541 | 86927734.3833 | 83926255.9234 | 91814311.2328 | 82053286.1527
|  |  |  | Remote Service Connectivity | 21593849.8207 | 21053552.0354 | 20524493.0083 | 21678943.9826 | 18178953.2522
|  |  |  | Billing Accuracy | 11000463.5421 | 10183191.6899 | 9388208.656 | 11616109.4892 | 9740728.6788
|  |  |  | Outage Management | 34701269.64 | 32358501.9775 | 30085096.294 | 36362604.782 | 30491987.6629
|  |  |  | Utility Managed Energy Efficiency | 17394019.6154 | 16380254.9252 | 15229578.1554 | 18157214.3092 | 15225794.6874
|  |  |  | Energy Theft & Unbilled Usage | 15842723.3883 | 15373544.964 | 14915073.7624 | 15976936.2862 | 13416018.8863
|  |  |  | Utility Studies | 2004040.6209 | 1985022.7864 | 1949361.0341 | 2023330.0481 | 1823039.777
|  |  |  | Customer Managed Energy Efficiency | 3887787.7009 | 3704390.8853 | 3525232.4254 | 3973465.9524 | 3195134.3752
|  |  |  | Total | 196372424.2823 | 187966193.647 | 179543299.259 | 201602916.0824 | 174124943.4726

## Adjustment
AMI
Offsets
2021 Benefits to Customers Not Redeployed A | 6511607.4268
2022 Benefits to Customers Not Redeployed B | 6764895.8419
Adjustment for Commission Requirement - no remote disconnect for low income customers. Requires keeping 4 meter readers, otherwise previously not planned for and included as reduced expense, i.e. benefit in this file.
Rate Year Benefits to Customers Not Redeployed C | 6701573.7381
Test Year Benefits to Customers Not Redeployed | 2449497.7585
O&M Offset - Total | 4252075.9796 | 271000
Electric Share | 3189056.9847 | -203250 | 2985806.9847
Natural Gas Share | 1063018.9949 | -67750 | 995268.9949
Total AMI Offsets | 4252075.9796 | -271000 | 3981075.9796

## Revenue Requirement Reductions
Rev
[7 empty] | 2862618.4027 | 2018 Meter Reading Costs Correction
Cost Savings Expected to be Redeployed to Other Work and Not Result in a Direct Reduction in Revenue Requirement
| Area of Benefit |  | NPV | Cash Value | 2016 | 2017 | 2018 | 2019 | 2020 | 2021 | 2022 | 2023 | 2024 | 2025 | 2026 | 2027 | 2028 | 2029 | 2030 | 2031 | 2032 | 2033 | 2034 | 2035 | 2036 | 2037
Meter Reading & Meters
|  | Eliminate Regular Meter Reading | 59045423.3585 | 136295070.006 | 280175 | 369752.7712 | 580538.6581 | 1652817.0335 | 4295101.6958 | 4464611.9934 | 4640829.2221 | 6432025.7092 | 6685944.8415 | 6949912.9419 | 7224328.4783 | 7509605.7431 | 7806175.4827 | 8114485.551 | 8435001.5906 | 8768207.7393 | 9114607.3662 | 9474723.8362 | 9849101.3055 | 10238305.5479 | 10642924.8155 | 2765892.683
|  | Reduce Special Meter Reading | 372120.0561 | 811947.24 | 0 | 0 | 0 | 14499.0579 | 36247.6446 | 36247.6446 | 36247.6446 | 48330.1929 | 48330.1929 | 48330.1929 | 48330.1929 | 48330.1929 | 48330.1929 | 48330.1929 | 48330.1929 | 48330.1929 | 48330.1929 | 48330.1929 | 48330.1929 | 48330.1929 | 48330.1929 | 12082.5482
|  | Natural Gas Meter Module Refresh | 3190319.4262 | 6959592.7406 | 0 | 0 | 0 | 87515.19 | 225269.9507 | 228606.6078 | 232009.1502 | 313972.2831 | 531152.1648 | 539174.806 | 547359.0073 | 555708.8242 | 564228.426 | 572922.0993 | 349076.5506 | 354509.6473 | 360055.3448 | 365716.5174 | 371496.1203 | 377397.1924 | 383422.8584 | 0
|  | Total | 62607862.8408 | 144066609.9866 | 280175 | 369752.7712 | 580538.6581 | 1754831.2813 | 4556619.2911 | 4729466.2458 | 4909086.0169 | 6794328.1851 | 7265427.1992 | 7537417.9408 | 7820017.6785 | 8113644.7602 | 8418734.1016 | 8735737.8432 | 8832408.3341 | 9171047.5794 | 9522992.9039 | 9888770.5465 | 10268927.6186 | 10664032.9331 | 11074677.8668 | 2777975.2312
Remote Service Connectivity
|  | Account Open/Close/Transfer | 10352917.3646 | 23985022.7051 | 0 | 0 | 0 | 292022.4639 | 759258.4061 | 789628.7423 | 821213.892 | 1138749.9303 | 1184299.9275 | 1231671.9246 | 1280938.8016 | 1332176.3536 | 1385463.4078 | 1440881.9441 | 1498517.2219 | 1558457.9107 | 1620796.2272 | 1685628.0762 | 1753053.1993 | 1823175.3273 | 1896102.3404 | 492986.6085
|  | Credit Collections/Connections | 11326483.6621 | 18802758.4668 | 0 | 0 | 0 | 229989.2562 | 597697.9127 | 621321.532 | 645879.5771 | 895212.0478 | 930597.8149 | 967383.3721 | 1005624.1325 | 1045377.7041 | 1086703.977 | 1129665.2138 | 1174326.144 | 1220754.0614 | 1269018.9256 | 1319193.4685 | 1371353.303 | 1425577.0386 | 1481946.3988 | 385136.5865
|  | Total | 21679401.0267 | 42787781.1719 | 0 | 0 | 0 | 522011.7201 | 1356956.3188 | 1410950.2744 | 1467093.4692 | 2033961.9781 | 2114897.7424 | 2199055.2967 | 2286562.9341 | 2377554.0577 | 2472167.3847 | 2570547.1579 | 2672843.3659 | 2779211.9721 | 2889815.1528 | 3004821.5447 | 3124406.5023 | 3248752.3658 | 3378048.7392 | 878123.195
Outage Management
|  | Reduced Customer Calls | 1277163.4112 | 2710326.3109 | 0 | 0 | 0 | 0 | 0 | 29223.2103 | 50653.5645 | 140479.219 | 146098.3877 | 151942.3232 | 158020.0162 | 164340.8168 | 170914.4495 | 177751.0275 | 184861.0686 | 192255.5113 | 199945.7318 | 207943.561 | 216261.3035 | 224911.7556 | 233908.2258 | 60816.1387
|  | Avoided Single Lights Out | 2730472.1574 | 5794458.6142 | 0 | 0 | 0 | 0 | 0 | 62476.8619 | 108293.2273 | 300333.2171 | 312346.5458 | 324840.4077 | 337834.024 | 351347.3849 | 365401.2803 | 380017.3315 | 395218.0248 | 411026.7458 | 427467.8156 | 444566.5282 | 462349.1894 | 480843.1569 | 500076.8832 | 130019.9896
|  | Reduced Major Storms Cost | 3032402.7633 | 6551326.322 | 0 | 0 | 0 | 0 | 0 | 70637.5414 | 122438.405 | 339562.5099 | 353145.0103 | 367270.8108 | 381961.6432 | 397240.1089 | 413129.7133 | 429654.9018 | 446841.0979 | 464714.7418 | 483303.3315 | 502635.4647 | 522740.8833 | 543650.5186 | 565396.5394 | 147003.1002
|  | Total | 7040038.3319 | 15056111.2471 | 0 | 0 | 0 | 0 | 0 | 162337.6136 | 281385.1969 | 780374.946 | 811589.9439 | 844053.5416 | 877815.6833 | 912928.3106 | 949445.4431 | 987423.2608 | 1026920.1912 | 1067996.9989 | 1110716.8788 | 1155145.554 | 1201351.3761 | 1249405.4312 | 1299381.6484 | 337839.2286
Energy Efficiency
|  | Conservation Voltage Reduction | 18494601.4987 | 43660371.1232 | 0 | 0 | 0 | 411450.7625 | 1072567.3384 | 1118468.6867 | 1166308.7566 | 1621401.7822 | 2254438.0141 | 2351422.5613 | 2452612.9633 | 2558485.3646 | 2669574.2596 | 2785321.1151 | 2906248.9255 | 3032191.5616 | 3163974.5599 | 3301446.1309 | 3434873.4855 | 3584702.0067 | 3774882.8487 | 0
|  | Grid-Interactive Efficient Buildings | 2609116.0861 | 3123536.5988 | 0 | 0 | 0 | 0 | 0 | 4127.8827 | 8420.8807 | 12883.9474 | 17522.1685 | 22340.7648 | 124275.0961 | 147935.6644 | 172453.1173 | 197833.2521 | 224232.0191 | 251535.5254 | 279930.0392 | 309271.9933 | 339777.9896 | 404323.7412 | 471439.6344 | 135232.8826
|  | Total | 21103717.5849 | 46783907.722 | 0 | 0 | 0 | 411450.7625 | 1072567.3384 | 1122596.5693 | 1174729.6373 | 1634285.7296 | 2271960.1826 | 2373763.3261 | 2576888.0594 | 2706421.029 | 2842027.3769 | 2983154.3672 | 3130480.9446 | 3283727.087 | 3443904.5991 | 3610718.1243 | 3774651.4751 | 3989025.7479 | 4246322.4831 | 135232.8826
| Energy Theft & Unbilled Usage |  |  |  | 0 | 0 | 0 | 0.51823 | 1.2994 | 1.7057 | 2.0644 | 2.9339 | 3.8828 | 4.0478 | 4.3165 | 4.5143 | 4.7207 | 4.9355 | 5.1594 | 5.3922 | 5.6351 | 5.8879 | 6.1411 | 6.4483 | 6.802 | 0.79923
|  | Stopped Meters | 3558176.4169 | 8197664.6847 | 0 | 0 | 0 | 103081.2044 | 267238.0225 | 277125.8293 | 287379.485 | 397350.0346 | 412051.9859 | 427297.9093 | 443107.932 | 459502.9255 | 476504.5337 | 494135.2015 | 512418.2039 | 531377.6775 | 551038.6515 | 571427.0816 | 592569.8837 | 614494.9693 | 637231.2832 | 142331.8703
Billing Accuracy
|  | Estimated Bills | 6783165.9459 | 16005610.2844 | 0 | 0 | 0 | 194296.6532 | 505317.0208 | 525681.2967 | 546866.253 | 758539.9507 | 789109.1107 | 820910.2078 | 853992.8892 | 888408.8026 | 924211.6774 | 961457.408 | 1000204.1415 | 1040512.3684 | 1082445.0169 | 1126067.5511 | 1171448.0734 | 1218657.4307 | 1267769.3252 | 329715.1072
|  | Bill Inquiries | 2472821.423 | 5834888.3568 | 0 | 0 | 0 | 70831.3685 | 184214.6815 | 191638.5332 | 199361.5661 | 276527.7829 | 287671.8526 | 299265.0282 | 311325.4089 | 323871.8228 | 336923.8573 | 350501.8888 | 364627.1149 | 379321.5876 | 394608.2476 | 410510.96 | 427054.5516 | 444264.8501 | 462168.7235 | 120198.5308
|  | Billing Analysis | 1138568.8917 | 2565243.511 | 0 | 0 | 0 | 41714.2516 | 105328.4852 | 106381.7701 | 107445.5878 | 144693.3915 | 146140.3254 | 147601.7287 | 149077.746 | 150568.5234 | 152074.2087 | 153594.9508 | 155130.9003 | 156682.2093 | 158249.0314 | 159831.5217 | 161429.8369 | 163044.1353 | 164674.5766 | 41580.3306
|  | Rebilling | 1011790.5389 | 2387428.6999 | 0 | 0 | 0 | 28981.6757 | 75374.093 | 78411.6689 | 81571.6592 | 113145.3294 | 117705.0862 | 122448.6012 | 127383.2798 | 132516.826 | 137857.2541 | 143412.9014 | 149192.4413 | 155204.8967 | 161459.654 | 167966.4781 | 174735.5272 | 181777.3689 | 189102.9969 | 49180.9619
|  | Total | 11406346.7995 | 26793170.8521 | 0 | 0 | 0 | 335823.9489 | 870234.2805 | 902113.2689 | 935245.066 | 1292906.4545 | 1340626.3749 | 1390225.5659 | 1441779.3238 | 1495365.9749 | 1551066.9974 | 1608967.1489 | 1669154.598 | 1731721.062 | 1796761.9499 | 1864376.5108 | 1934667.9891 | 2007743.785 | 2083715.6222 | 540674.9305
Utility Studies
|  | Retail Load Analysis | 979466.9515 | 1761470.572 | 48709.7495 | 50171.042 | 364576.1732 | 53226.4584 | 54823.2522 | 42350.9623 | 43621.4912 | 88781.8479 | 61704.0533 | 63555.1749 | 65461.8302 | 67425.6851 | 69448.4556 | 71531.9093 | 73677.8666 | 75888.2026 | 78164.8487 | 109384.7941 | 82925.0879 | 85412.8406 | 87975.2258 | 22653.6206
|  | Meter Sampling | 1071164.5581 | 2241199.4727 | 32580 | 77954.932 | 80293.58 | 82702.3874 | 68146.7672 | 52643.3776 | 54222.679 | 74465.8125 | 76699.7868 | 115662.8193 | 119132.7039 | 122706.685 | 126387.8855 | 130179.5221 | 134084.9077 | 138107.455 | 142250.6786 | 146518.199 | 150913.745 | 155441.1573 | 160104.392 | 0
|  | Total | 2050631.5096 | 4002670.0447 | 81289.7495 | 128125.974 | 444869.7532 | 135928.8458 | 122970.0194 | 94994.34 | 97844.1702 | 163247.6604 | 138403.8402 | 179217.9942 | 184594.534 | 190132.37 | 195836.3411 | 201711.4314 | 207762.7743 | 213995.6576 | 220415.5273 | 255902.9931 | 233838.8329 | 240853.9979 | 248079.6178 | 22653.6206
| Grand Total | Revenue Requirement Reductions | 129446174.5102 | 287687915.7092 | 361464.7495 | 497878.7452 | 1025408.4113 | 3263127.763 | 8246585.2707 | 8699584.1413 | 9152763.0415 | 13096454.9882 | 14354957.2689 | 14951031.5747 | 15630766.1451 | 16255549.4279 | 16905782.1786 | 17581676.4109 | 18051988.412 | 18779078.0345 | 19535645.6633 | 20351162.355 | 21130413.6779 | 22014309.2302 | 22967457.2607 | 4834830.9588
|  | Expected Savings to be Redeployed | 25684842.1925 | 79396705.5606 | 32580 | 77954.932 | 80293.58 | 813630.0046 | 1964877.4763 | 2187976.7145 | 2387867.1996 | 3696731.1253 | 3842790.1874 | 4031252.5256 | 4287049.5407 | 4470615.914 | 4661321.3848 | 4859420.3295 | 5065327.1418 | 5279196.6295 | 5501494.4252 | 5732367.415 | 5972334.1827 | 6254584.4113 | 6547974.9206 | 1649065.5205
|  | "True" Reductions in Revenue Req | 103761332.3177 | 208291210.1486 | 328884.7495 | 419923.8132 | 945114.8314 | 2449497.7585 | 6281707.7944 | 6511607.4268 | 6764895.8419 | 9399723.8629 | 10512167.0815 | 10919779.0492 | 11343716.6044 | 11784933.5139 | 12244460.7937 | 12722256.0814 | 12986661.2702 | 13499881.405 | 14034151.2381 | 14618794.94 | 15158079.4952 | 15759724.819 | 16419482.3401 | 3185765.4383
| from next tab…... | Customer Direct Benefits | 90363790.6322 | 208795312.0977
|  | Grand AMI Total Benefits | 219809965.1424 | 496483227.8069
|  |  | 36037759.5571 | 79396705.5606 | 2016: 32580; 2017: 77954.932; 2018: 80293.58; 2019: 813630.0046; 2020: 1964877.4763; 2021: 2187976.7145; 2022: 2387867.1996; 2023: 3696731.1253; 2024: 3842790.1874; 2025: 4031252.5256
|  |  | 93408414.9531 | 208291210.1486 | 2016: 328884.7495; 2017: 419923.8132; 2018: 945114.8314; 2019: 2449497.7585; 2020: 6281707.7944; 2021: 6511607.4268; 2022: 6764895.8419; 2023: 9399723.8629; 2024: 10512167.0815; 2025: 10919779.0492
[8 empty] | C |  | A | B

## Customer Direct Benefits
|  |  | NPV | Cash Value | 2016 | 2017 | 2018 | 2019 | 2020 | 2021 | 2022 | 2023 | 2024 | 2025 | 2026 | 2027 | 2028 | 2029 | 2030 | 2031 | 2032 | 2033 | 2034 | 2035 | 2036 | 2037
Area
Meter Reading & Meters
|  | Net Metering | 4627144.3366 | 10778181.0716 | 0 | 0 | 44068.4136 | 66221.4123 | 99231.4236 | 114141.9136 | 169256.6447 | 248650.7084 | 360263.8056 | 511441.4453 | 704782.3251 | 930566.5882 | 1156979.5031 | 1325397.3654 | 1365252.3976 | 1236459.7649 | 971999.8978 | 666076.2318 | 406920.8077 | 248596.9861 | 151873.4367 | 0
|  | Customer Meter Base Repairs | 6302323.2255 | 7735000 | 375000 | 375000 | 0 | 3492500 | 3492500 | 0 | 0 | 0 | 0 | 0 | 0 | 0 | 0 | 0 | 0 | 0 | 0 | 0 | 0 | 0 | 0 | 0
|  | Total | 10929467.5621 | 18513181.0716 | 375000 | 375000 | 44068.4136 | 3558721.4123 | 3591731.4236 | 114141.9136 | 169256.6447 | 248650.7084 | 360263.8056 | 511441.4453 | 704782.3251 | 930566.5882 | 1156979.5031 | 1325397.3654 | 1365252.3976 | 1236459.7649 | 971999.8978 | 666076.2318 | 406920.8077 | 248596.9861 | 151873.4367 | 0
Remote Service Connectivity
|  | After Hours Fees | 331214.375 | 769726.2601 | 0 | 0 | 0 | 0 | 0 | 0 | 50473.8531 | 50473.8531 | 50473.8531 | 50473.8531 | 50473.8531 | 50473.8531 | 50473.8531 | 50473.8531 | 50473.8531 | 50473.8531 | 50473.8531 | 50473.8531 | 50473.8531 | 50473.8531 | 50473.8531 | 12618.4633
Outage Management
|  | Earlier Outage Notification | 28009803.2932 | 68758762.2297 | 0 | 0 | 0 | 0 | 659702.9292 | 1364001.7764 | 2115157.5547 | 2915533.1734 | 3767597.7433 | 3894942.547 | 4026591.6051 | 4162690.4014 | 4303389.3369 | 4448843.8965 | 4599214.8202 | 4754668.2811 | 4915376.069 | 5081515.7802 | 5253271.0135 | 5430831.5738 | 5614393.681 | 1451040.0469
|  | More Rapid Restoration | 18673199.2693 | 45839167.6365 | 0 | 0 | 0 | 0 | 439801.8839 | 909334.3751 | 1410104.8155 | 1943688.4777 | 2511731.4353 | 2596627.9578 | 2684393.9827 | 2775126.4994 | 2868925.775 | 2965895.4662 | 3066142.733 | 3169778.3574 | 3276916.8658 | 3387676.6559 | 3502180.1269 | 3620553.8152 | 3742928.5341 | 967359.8796
|  | Total | 46683002.5625 | 114597929.8662 | 0 | 0 | 0 | 0 | 1099504.8131 | 2273336.1515 | 3525262.3702 | 4859221.651 | 6279329.1786 | 6491570.5048 | 6710985.5879 | 6937816.9007 | 7172315.112 | 7414739.3628 | 7665357.5532 | 7924446.6385 | 8192292.9349 | 8469192.4361 | 8755451.1404 | 9051385.389 | 9357322.2151 | 2418399.9265
Energy Efficiency
|  | Customer Energy Efficiency | 3655286.3609 | 8465586.2142 | 0 | 0 | 0 | 106780.9918 | 226829.7213 | 287072.421 | 297694.1006 | 411611.7098 | 426841.343 | 442634.4727 | 459011.9482 | 475995.3903 | 493607.2197 | 511870.6869 | 530809.9023 | 550449.8687 | 570816.5138 | 591936.7248 | 613838.3836 | 636550.4038 | 660102.7688 | 171131.6428
|  | Behavioral Energy Efficiency | 8927225.7733 | 21955037.5746 | 0 | 0 | 0 | 0 | 0 | 296000 | 592000 | 888000 | 1184000 | 1231360 | 1280614.4 | 1331838.976 | 1385112.535 | 1440517.0364 | 1498137.7179 | 1558063.2266 | 1620385.7557 | 1685201.1859 | 1752609.2333 | 1822713.6027 | 1895622.1468 | 492861.7582
|  | Total | 12582512.1343 | 30420623.7887 | 0 | 0 | 0 | 106780.9918 | 226829.7213 | 583072.421 | 889694.1006 | 1299611.7098 | 1610841.343 | 1673994.4727 | 1739626.3482 | 1807834.3663 | 1878719.7548 | 1952387.7233 | 2028947.6202 | 2108513.0953 | 2191202.2695 | 2277137.9107 | 2366447.617 | 2459264.0065 | 2555724.9156 | 663993.401
Energy Theft & Unbilled Usage
|  | Theft and Diversion | 4499423.5895 | 10378185.6343 | 0 | 0 | 0 | 130137.0132 | 337380.2067 | 349863.2744 | 362808.2155 | 501642.826 | 520203.6105 | 539451.1441 | 559410.8365 | 580109.0374 | 601573.0718 | 623831.2754 | 646913.0326 | 670848.8148 | 695670.221 | 721410.0192 | 748102.1899 | 775781.9709 | 804485.9038 | 208562.9706
|  | Unbilled Usage | 1951969.8228 | 4522207.4967 | 0 | 0 | 0 | 55058.7836 | 143152.8374 | 148878.9509 | 154834.109 | 214703.2978 | 223291.4297 | 232223.0869 | 241512.0103 | 251172.4907 | 261219.3904 | 271668.166 | 282534.8926 | 293836.2883 | 305589.7399 | 317813.3295 | 330525.8626 | 343746.8971 | 357496.773 | 92949.161
|  | Slow/Failed Meters | 3995883.4081 | 9071482.4783 | 42117 | 43380.51 | 44681.9253 | 112432.055 | 291480.1026 | 302264.8664 | 313448.6665 | 433395.0229 | 449430.6387 | 466059.5723 | 483303.7765 | 501186.0162 | 519729.8988 | 538959.9051 | 558901.4216 | 579580.7742 | 601025.2628 | 623263.1976 | 646323.9359 | 670237.9215 | 695036.7246 | 155243.2838
|  | Loss of Phase | 9390317.1779 | 20521975.5018 | 75660.72 | 332259.03 | 405039.56 | 488500.53 | 820883.1584 | 845509.6531 | 870874.9427 | 897001.191 | 923911.2267 | 951628.5635 | 980177.4204 | 1009582.743 | 1039870.2253 | 1071066.3321 | 1103198.3221 | 1136294.2717 | 1170383.0999 | 1205494.5929 | 1241659.4307 | 1278909.2136 | 1317276.49 | 1356794.7847
|  | Total | 19837593.9983 | 44493851.1111 | 117777.72 | 375639.54 | 449721.4853 | 786128.3818 | 1592896.3051 | 1646516.7448 | 1701965.9337 | 2046742.3376 | 2116836.9056 | 2189362.3668 | 2264404.0437 | 2342050.2874 | 2422392.5863 | 2505525.6786 | 2591547.6689 | 2680560.1491 | 2772668.3236 | 2867981.139 | 2966611.419 | 3068676.0031 | 3174295.8914 | 1813550.2
| Billing Accuracy |  | 0
|  | Total | 0 | 0 | 0 | 0 | 0 | 0 | 0 | 0 | 0 | 0 | 0 | 0 | 0 | 0 | 0 | 0 | 0 | 0 | 0 | 0 | 0 | 0 | 0 | 0
| Utility Studies |  | 0
|  | Total | 0 | 0 | 0 | 0 | 0 | 0 | 0 | 0 | 0 | 0 | 0 | 0 | 0 | 0 | 0 | 0 | 0 | 0 | 0 | 0 | 0 | 0 | 0 | 0
| Grand Total |  | 90363790.6322 | 208795312.0977 | 492777.72 | 750639.54 | 493789.8989 | 4451630.786 | 6510962.2632 | 4617067.231 | 6336652.9022 | 8504700.2599 | 10417745.086 | 10916842.6428 | 11470272.1581 | 12068741.9958 | 12680880.8093 | 13248523.9832 | 13701579.093 | 14000453.5009 | 14178637.2789 | 14330861.5708 | 14545904.8373 | 14878396.2379 | 15289690.3119 | 4908561.9908
10916842.6428

## Summary Detail
|  | Select Delpoyment Option Here -> | Option 4 |  |  |  | Med | Range /
|  |  | High | Med | Low |  | % of Total | Total
Area
Meter Reading & Meters
|  | Eliminate Regular Meter Reading | 61997694.5264 | 59045423.3585 | 56093152.1905 | 5% |  | 5904542.3358
|  | Reduce Special Meter Reading | 390726.0589 | 372120.0561 | 353514.0533 | 5% |  | 37212.0056
|  | Net Metering | 6940716.5049 | 4627144.3366 | 2313572.1683 | 50% |  | 4627144.3366
|  | Customer Meter Base Repairs | 6302323.2255 | 6302323.2255 | 6302323.2255 | 0% |  | 0
|  | Natural Gas Meter Module Refresh | 3190319.4262 | 3190319.4262 | 3190319.4262 | 0% |  | 0
|  | Meter Salvage Value | 148000 | 148000 | 148000 | 0% |  | 0
|  | Local Economy Jobs | 0 | 0 | 0 | 0% |  | 0
|  | Total | 78969779.7419 | 73685330.4029 | 68400881.0638 | 100% | 33.5% | 10568898.6781
Remote Service Connectivity
|  | Account Open/Close/Transfer | 11388209.1011 | 10352917.3646 | 9317625.6281 | 10% |  | 2070583.4729
|  | Credit Collections/Connections | 12459132.0283 | 11326483.6621 | 10193835.2959 | 10% |  | 2265296.7324
|  | After Hours Fees | 364335.8125 | 331214.375 | 298092.9375 | 10% |  | 66242.875
|  | Total | 24211676.9419 | 22010615.4018 | 19809553.8616 |  | 10.01% | 4402123.0804
Outage Management
|  | Earlier Outage Notification | 33611763.9519 | 28009803.2932 | 22407842.6346 | 20% |  | 11203921.3173
|  | More Rapid Restoration | 22407839.1231 | 18673199.2693 | 14938559.4154 | 20% |  | 7469279.7077
|  | Reduced Customer Calls | 1532596.0934 | 1277163.4112 | 1021730.7289 | 20% |  | 510865.3645
|  | Avoided Single Lights Out | 3549613.8046 | 2730472.1574 | 1911330.5102 | 30% |  | 1638283.2945
|  | Reduced Major Storms Cost | 3942123.5923 | 3032402.7633 | 2122681.9343 | 30% |  | 1819441.658
|  | Total | 65043936.5653 | 53723040.8943 | 42402145.2234 |  | 24.42% | 22641791.3419
Energy Efficiency
|  | Conservation Voltage Reduction | 21268791.7236 | 18494601.4987 | 15720411.2739 | 15% |  | 5548380.4496
|  | Customer Energy Efficiency | 4751872.2692 | 3655286.3609 | 2558700.4527 | 30% |  | 2193171.8166
|  | Behavioral Energy Efficiency | 11605393.5053 | 8927225.7733 | 6249058.0413 | 30% |  | 5356335.464
Grid-Interactive Efficient Buildings
|  | Total | 37626057.4981 | 31077113.633 | 24528169.7679 |  | 14.13% | 13097887.7302
Energy Theft & Unbilled Usage
|  | Theft and Diversion | 5849250.6664 | 4499423.5895 | 3149596.5127 | 30% |  | 2699654.1537
|  | Unbilled Usage | 2342363.7873 | 1951969.8228 | 1561575.8582 | 20% |  | 780787.9291
|  | Slow/Failed Meters | 5194648.4305 | 3995883.4081 | 2797118.3857 | 30% |  | 2397530.0448
|  | Stopped Meters | 4269811.7003 | 3558176.4169 | 2846541.1335 | 20% |  | 1423270.5668
|  | Partial Power | 11268380.6135 | 9390317.1779 | 7512253.7423 | 20% |  | 3756126.8712
|  | Total | 17656074.5845 | 23395770.4152 | 10354831.8901 |  | 10.64% | 7301242.6945
Billing Accuracy
|  | Estimated Bills | 7461482.5405 | 6783165.9459 | 6104849.3513 | 10% |  | 1356633.1892
|  | Bill Inquiries | 2720103.5653 | 2472821.423 | 2225539.2807 | 10% |  | 494564.2846
|  | Billing Analysis | 1252425.7808 | 1138568.8917 | 1024712.0025 | 10% |  | 227713.7783
|  | Rebilling | 1112969.5928 | 1011790.5389 | 910611.485 | 10% |  | 202358.1078
|  | Total | 12546981.4795 | 11406346.7995 | 10265712.1196 |  | 5.186% | 2281269.3599
Utility Studies
|  | Retail Load Analysis | 1077413.6467 | 979466.9515 | 881520.2564 | 10% |  | 195893.3903
|  | Meter Sampling | 1178281.0139 | 1071164.5581 | 964048.1023 | 10% |  | 214232.9116
|  | Total | 2255694.6606 | 2050631.5096 | 1845568.3586 |  | 0.9323% | 410126.3019
| Grand Total |  | 238310201.4718 | 219957965.1424 | 177606862.285 | 19.25% |  | 60703339.1868

## Summary_RealizationSchedule
Benefits Added After Original
|  |  | NPV | Cash Value | 2016 | 2017 | 2018 | 2019 | 2020 | 2021 | 2022 | 2023 | 2024 | 2025 | 2026 | 2027 | 2028 | 2029 | 2030 | 2031 | 2032 | 2033 | 2034 | 2035 | 2036 | 2037 | 2038 | 2039 | 2040
Area | bar: 2040
Meter Reading & Meters
|  | Eliminate Regular Meter Reading | 59045423.3585 | 136295070.006 | 280175 | 369752.7712 | 580538.6581 | 1652817.0335 | 4295101.6958 | 4464611.9934 | 4640829.2221 | 6432025.7092 | 6685944.8415 | 6949912.9419 | 7224328.4783 | 7509605.7431 | 7806175.4827 | 8114485.551 | 8435001.5906 | 8768207.7393 | 9114607.3662 | 9474723.8362 | 9849101.3055 | 10238305.5479 | 10642924.8155 | 2765892.683 | 0 | 0 | 0
|  | Reduce Special Meter Reading | 372120.0561 | 811947.24 | 0 | 0 | 0 | 14499.0579 | 36247.6446 | 36247.6446 | 36247.6446 | 48330.1929 | 48330.1929 | 48330.1929 | 48330.1929 | 48330.1929 | 48330.1929 | 48330.1929 | 48330.1929 | 48330.1929 | 48330.1929 | 48330.1929 | 48330.1929 | 48330.1929 | 48330.1929 | 12082.5482 | 0 | 0 | 0
|  | Net Metering | 4627144.3366 | 10778181.0716 | 0 | 0 | 44068.4136 | 66221.4123 | 99231.4236 | 114141.9136 | 169256.6447 | 248650.7084 | 360263.8056 | 511441.4453 | 704782.3251 | 930566.5882 | 1156979.5031 | 1325397.3654 | 1365252.3976 | 1236459.7649 | 971999.8978 | 666076.2318 | 406920.8077 | 248596.9861 | 151873.4367 | 0 | 0 | 0 | 0
|  | Customer Meter Base Repairs | 6302323.2255 | 7735000 | 375000 | 375000 | 0 | 3492500 | 3492500 | 0 | 0 | 0 | 0 | 0 | 0 | 0 | 0 | 0 | 0 | 0 | 0 | 0 | 0 | 0 | 0 | 0 | 0 | 0 | 0
|  | Natural Gas Meter Module Refresh | 3190319.4262 | 6959592.7406 | 0 | 0 | 0 | 87515.19 | 225269.9507 | 228606.6078 | 232009.1502 | 313972.2831 | 531152.1648 | 539174.806 | 547359.0073 | 555708.8242 | 564228.426 | 572922.0993 | 349076.5506 | 354509.6473 | 360055.3448 | 365716.5174 | 371496.1203 | 377397.1924 | 383422.8584 | 0 | 0 | 0 | 0
|  | Meter Salvage Value | 148000 | 0 | 0 | 0 | 0 | 0 | 0 | 0 | 0 | 0 | 0 | 0 | 0 | 0 | 0 | 0 | 0 | 0 | 0 | 0 | 0 | 0 | 0 | 0 | 0 | 0 | 0
|  | Local Economy Jobs | 0 | 0 | 4057495 | 7490272 | 4658707 | 8000000 | 8782000 | 1200000 | 0 | 0 | 0 | 0 | 0 | 0 | 0 | 0 | 0 | 0 | 0 | 0 | 0 | 0 | 0 | 0 | 0 | 0 | 0
|  | Total | 73685330.4029 | 162579791.0583 | 4712670 | 8235024.7712 | 5283314.0718 | 13313552.6936 | 16930350.7147 | 6043608.1595 | 5078342.6616 | 7042978.8935 | 7625691.0048 | 8048859.3861 | 8524800.0036 | 9044211.3484 | 9575713.6046 | 10061135.2086 | 10197660.7316 | 10407507.3444 | 10494992.8017 | 10554846.7783 | 10675848.4264 | 10912629.9193 | 11226551.3034 | 2777975.2312 | 0 | 0 | 0
[5 empty] | 0.65517 | 0.74475 | 0.62461 | 5.3136 | 8.1484 | 4.8436 | 5.0783 | 7.043 | 7.6257 | 8.0489 | 8.5248 | 9.0442 | 9.5757 | 10.0611 | 10.1977 | 10.4075 | 10.495 | 10.5548 | 10.6758 | 10.9126 | 11.2266 | 2.778
Remote Service Connectivity
|  | Account Open/Close/Transfer | 10352917.3646 | 23985022.7051 | 0 | 0 | 0 | 292022.4639 | 759258.4061 | 789628.7423 | 821213.892 | 1138749.9303 | 1184299.9275 | 1231671.9246 | 1280938.8016 | 1332176.3536 | 1385463.4078 | 1440881.9441 | 1498517.2219 | 1558457.9107 | 1620796.2272 | 1685628.0762 | 1753053.1993 | 1823175.3273 | 1896102.3404 | 492986.6085 | 0 | 0 | 0
|  | Credit Collections/Connections | 11326483.6621 | 18802758.4668 | 0 | 0 | 0 | 229989.2562 | 597697.9127 | 621321.532 | 645879.5771 | 895212.0478 | 930597.8149 | 967383.3721 | 1005624.1325 | 1045377.7041 | 1086703.977 | 1129665.2138 | 1174326.144 | 1220754.0614 | 1269018.9256 | 1319193.4685 | 1371353.303 | 1425577.0386 | 1481946.3988 | 385136.5865 | 0 | 0 | 0
|  | After Hours Fees | 331214.375 | 769726.2601 | 0 | 0 | 0 | 0 | 0 | 0 | 50473.8531 | 50473.8531 | 50473.8531 | 50473.8531 | 50473.8531 | 50473.8531 | 50473.8531 | 50473.8531 | 50473.8531 | 50473.8531 | 50473.8531 | 50473.8531 | 50473.8531 | 50473.8531 | 50473.8531 | 12618.4633 | 0 | 0 | 0
|  | Total | 22010615.4018 | 43557507.432 | 0 | 0 | 0 | 522011.7201 | 1356956.3188 | 1410950.2744 | 1517567.3223 | 2084435.8312 | 2165371.5955 | 2249529.1498 | 2337036.7872 | 2428027.9108 | 2522641.2379 | 2621021.011 | 2723317.219 | 2829685.8252 | 2940289.0059 | 3055295.3978 | 3174880.3555 | 3299226.219 | 3428522.5923 | 890741.6582 | 0 | 0 | 0
[5 empty] | 0 | 0 | 0 | 0.52201 | 1.357 | 1.411 | 1.5176 | 2.0844 | 2.1654 | 2.2495 | 2.337 | 2.428 | 2.5226 | 2.621 | 2.7233 | 2.8297 | 2.9403 | 3.0553 | 3.1749 | 3.2992 | 3.4285 | 0.89074
Outage Management
|  | Earlier Outage Notification | 28009803.2932 | 68758762.2297 | 0 | 0 | 0 | 0 | 659702.9292 | 1364001.7764 | 2115157.5547 | 2915533.1734 | 3767597.7433 | 3894942.547 | 4026591.6051 | 4162690.4014 | 4303389.3369 | 4448843.8965 | 4599214.8202 | 4754668.2811 | 4915376.069 | 5081515.7802 | 5253271.0135 | 5430831.5738 | 5614393.681 | 1451040.0469 | 0 | 0 | 0
|  | More Rapid Restoration | 18673199.2693 | 45839167.6365 | 0 | 0 | 0 | 0 | 439801.8839 | 909334.3751 | 1410104.8155 | 1943688.4777 | 2511731.4353 | 2596627.9578 | 2684393.9827 | 2775126.4994 | 2868925.775 | 2965895.4662 | 3066142.733 | 3169778.3574 | 3276916.8658 | 3387676.6559 | 3502180.1269 | 3620553.8152 | 3742928.5341 | 967359.8796 | 0 | 0 | 0
|  | Reduced Customer Calls | 1277163.4112 | 2710326.3109 | 0 | 0 | 0 | 0 | 0 | 29223.2103 | 50653.5645 | 140479.219 | 146098.3877 | 151942.3232 | 158020.0162 | 164340.8168 | 170914.4495 | 177751.0275 | 184861.0686 | 192255.5113 | 199945.7318 | 207943.561 | 216261.3035 | 224911.7556 | 233908.2258 | 60816.1387 | 0 | 0 | 0
|  | Avoided Single Lights Out | 2730472.1574 | 5794458.6142 | 0 | 0 | 0 | 0 | 0 | 62476.8619 | 108293.2273 | 300333.2171 | 312346.5458 | 324840.4077 | 337834.024 | 351347.3849 | 365401.2803 | 380017.3315 | 395218.0248 | 411026.7458 | 427467.8156 | 444566.5282 | 462349.1894 | 480843.1569 | 500076.8832 | 130019.9896 | 0 | 0 | 0
|  | Reduced Major Storms Cost | 3032402.7633 | 6551326.322 | 0 | 0 | 0 | 0 | 0 | 70637.5414 | 122438.405 | 339562.5099 | 353145.0103 | 367270.8108 | 381961.6432 | 397240.1089 | 413129.7133 | 429654.9018 | 446841.0979 | 464714.7418 | 483303.3315 | 502635.4647 | 522740.8833 | 543650.5186 | 565396.5394 | 147003.1002 | 0 | 0 | 0
|  | Total | 53723040.8943 | 129654041.1133 | 0 | 0 | 0 | 0 | 1099504.8131 | 2435673.7651 | 3806647.5671 | 5639596.5971 | 7090919.1224 | 7335624.0464 | 7588801.2712 | 7850745.2114 | 8121760.555 | 8402162.6235 | 8692277.7444 | 8992443.6374 | 9303009.8137 | 9624337.9901 | 9956802.5166 | 10300790.8202 | 10656703.8636 | 2756239.1551 | 0 | 0 | 0
[5 empty] | 0 | 0 | 0 | 0 | 1.0995 | 2.4357 | 3.8066 | 5.6396 | 7.0909 | 7.3356 | 7.5888 | 7.8507 | 8.1218 | 8.4022 | 8.6923 | 8.9924 | 9.303 | 9.6243 | 9.9568 | 10.3008 | 10.6567 | 2.7562
Energy Efficiency
|  | Conservation Voltage Reduction | 18494601.4987 | 43660371.1232 | 0 | 0 | 0 | 411450.7625 | 1072567.3384 | 1118468.6867 | 1166308.7566 | 1621401.7822 | 2254438.0141 | 2351422.5613 | 2452612.9633 | 2558485.3646 | 2669574.2596 | 2785321.1151 | 2906248.9255 | 3032191.5616 | 3163974.5599 | 3301446.1309 | 3434873.4855 | 3584702.0067 | 3774882.8487 | 0 | 0 | 0 | 0
|  | Customer Energy Efficiency | 3655286.3609 | 8465586.2142 | 0 | 0 | 0 | 106780.9918 | 226829.7213 | 287072.421 | 297694.1006 | 411611.7098 | 426841.343 | 442634.4727 | 459011.9482 | 475995.3903 | 493607.2197 | 511870.6869 | 530809.9023 | 550449.8687 | 570816.5138 | 591936.7248 | 613838.3836 | 636550.4038 | 660102.7688 | 171131.6428 | 0 | 0 | 0
|  | Behavioral Energy Efficiency | 8927225.7733 | 21955037.5746 | 0 | 0 | 0 | 0 | 0 | 296000 | 592000 | 888000 | 1184000 | 1231360 | 1280614.4 | 1331838.976 | 1385112.535 | 1440517.0364 | 1498137.7179 | 1558063.2266 | 1620385.7557 | 1685201.1859 | 1752609.2333 | 1822713.6027 | 1895622.1468 | 492861.7582 | 0 | 0 | 0
|  | Grid-Interactive Efficient Buildings | 2609116.0861 | 3123536.5988 | 0 | 0 | 0 | 0 | 0 | 4127.8827 | 8420.8807 | 12883.9474 | 17522.1685 | 22340.7648 | 124275.0961 | 147935.6644 | 172453.1173 | 197833.2521 | 224232.0191 | 251535.5254 | 279930.0392 | 309271.9933 | 339777.9896 | 404323.7412 | 471439.6344 | 135232.8826 | 0 | 0 | 0
|  | Total | 33686229.7191 | 77204531.5107 | 0 | 0 | 0 | 518231.7544 | 1299397.0598 | 1705668.9904 | 2064423.7379 | 2933897.4393 | 3882801.5256 | 4047757.7988 | 4316514.4076 | 4514255.3953 | 4720747.1317 | 4935542.0905 | 5159428.5648 | 5392240.1823 | 5635106.8686 | 5887856.035 | 6141099.0921 | 6448289.7544 | 6802047.3987 | 799226.2835 | 0 | 0 | 0
|  |  |  | Totals | 0 | 0 | 0 | 518231.7544 | 1299397.0598 | 1705668.9904 | 2064423.7379 | 2933897.4393 | 3882801.5256 | 4047757.7988 | 4316514.4076 | 4514255.3953 | 4720747.1317 | 4935542.0905 | 5159428.5648 | 5392240.1823 | 5635106.8686 | 5887856.035 | 6141099.0921 | 6448289.7544 | 6802047.3987 | 799226.2835
| Energy Theft & Unbilled Usage |  |  |  | 0 | 0 | 0 | 0.51823 | 1.2994 | 1.7057 | 2.0644 | 2.9339 | 3.8828 | 4.0478 | 4.3165 | 4.5143 | 4.7207 | 4.9355 | 5.1594 | 5.3922 | 5.6351 | 5.8879 | 6.1411 | 6.4483 | 6.802 | 0.79923
|  | Theft and Diversion | 4499423.5895 | 10378185.6343 | 0 | 0 | 0 | 130137.0132 | 337380.2067 | 349863.2744 | 362808.2155 | 501642.826 | 520203.6105 | 539451.1441 | 559410.8365 | 580109.0374 | 601573.0718 | 623831.2754 | 646913.0326 | 670848.8148 | 695670.221 | 721410.0192 | 748102.1899 | 775781.9709 | 804485.9038 | 208562.9706 | 0 | 0 | 0
|  | Unbilled Usage | 1951969.8228 | 4522207.4967 | 0 | 0 | 0 | 55058.7836 | 143152.8374 | 148878.9509 | 154834.109 | 214703.2978 | 223291.4297 | 232223.0869 | 241512.0103 | 251172.4907 | 261219.3904 | 271668.166 | 282534.8926 | 293836.2883 | 305589.7399 | 317813.3295 | 330525.8626 | 343746.8971 | 357496.773 | 92949.161 | 0 | 0 | 0
|  | Slow/Failed Meters | 3995883.4081 | 9071482.4783 | 42117 | 43380.51 | 44681.9253 | 112432.055 | 291480.1026 | 302264.8664 | 313448.6665 | 433395.0229 | 449430.6387 | 466059.5723 | 483303.7765 | 501186.0162 | 519729.8988 | 538959.9051 | 558901.4216 | 579580.7742 | 601025.2628 | 623263.1976 | 646323.9359 | 670237.9215 | 695036.7246 | 155243.2838 | 0 | 0 | 0
|  | Stopped Meters | 3558176.4169 | 8197664.6847 | 0 | 0 | 0 | 103081.2044 | 267238.0225 | 277125.8293 | 287379.485 | 397350.0346 | 412051.9859 | 427297.9093 | 443107.932 | 459502.9255 | 476504.5337 | 494135.2015 | 512418.2039 | 531377.6775 | 551038.6515 | 571427.0816 | 592569.8837 | 614494.9693 | 637231.2832 | 142331.8703 | 0 | 0 | 0
|  | Partial Power | 9390317.1779 | 20521975.5018 | 75660.72 | 332259.03 | 405039.56 | 488500.53 | 820883.1584 | 845509.6531 | 870874.9427 | 897001.191 | 923911.2267 | 951628.5635 | 980177.4204 | 1009582.743 | 1039870.2253 | 1071066.3321 | 1103198.3221 | 1136294.2717 | 1170383.0999 | 1205494.5929 | 1241659.4307 | 1278909.2136 | 1317276.49 | 1356794.7847 | 0 | 0 | 0
|  | Total | 23395770.4152 | 52691515.7957 | 117777.72 | 375639.54 | 449721.4853 | 889209.5863 | 1860134.3276 | 1923642.5741 | 1989345.4187 | 2444092.3722 | 2528888.8915 | 2616660.2762 | 2707511.9757 | 2801553.2129 | 2898897.12 | 2999660.8801 | 3103965.8728 | 3211937.8265 | 3323706.9751 | 3439408.2207 | 3559181.3027 | 3683170.9725 | 3811527.1746 | 1955882.0703 | 0 | 0 | 0
[10 empty] | 1923642.5741 | 1989345.4187 | 2444092.3722 | 2528888.8915 | 2616660.2762 | 2707511.9757 | 2801553.2129 | 2898897.12 | 2999660.8801
Billing Accuracy
|  | Estimated Bills | 6783165.9459 | 16005610.2844 | 0 | 0 | 0 | 194296.6532 | 505317.0208 | 525681.2967 | 546866.253 | 758539.9507 | 789109.1107 | 820910.2078 | 853992.8892 | 888408.8026 | 924211.6774 | 961457.408 | 1000204.1415 | 1040512.3684 | 1082445.0169 | 1126067.5511 | 1171448.0734 | 1218657.4307 | 1267769.3252 | 329715.1072 | 0 | 0 | 0
|  | Bill Inquiries | 2472821.423 | 5834888.3568 | 0 | 0 | 0 | 70831.3685 | 184214.6815 | 191638.5332 | 199361.5661 | 276527.7829 | 287671.8526 | 299265.0282 | 311325.4089 | 323871.8228 | 336923.8573 | 350501.8888 | 364627.1149 | 379321.5876 | 394608.2476 | 410510.96 | 427054.5516 | 444264.8501 | 462168.7235 | 120198.5308 | 0 | 0 | 0
|  | Billing Analysis | 1138568.8917 | 2565243.511 | 0 | 0 | 0 | 41714.2516 | 105328.4852 | 106381.7701 | 107445.5878 | 144693.3915 | 146140.3254 | 147601.7287 | 149077.746 | 150568.5234 | 152074.2087 | 153594.9508 | 155130.9003 | 156682.2093 | 158249.0314 | 159831.5217 | 161429.8369 | 163044.1353 | 164674.5766 | 41580.3306 | 0 | 0 | 0
|  | Rebilling | 1011790.5389 | 2387428.6999 | 0 | 0 | 0 | 28981.6757 | 75374.093 | 78411.6689 | 81571.6592 | 113145.3294 | 117705.0862 | 122448.6012 | 127383.2798 | 132516.826 | 137857.2541 | 143412.9014 | 149192.4413 | 155204.8967 | 161459.654 | 167966.4781 | 174735.5272 | 181777.3689 | 189102.9969 | 49180.9619 | 0 | 0 | 0
|  | Total | 11406346.7995 | 26793170.8521 | 0 | 0 | 0 | 335823.9489 | 870234.2805 | 902113.2689 | 935245.066 | 1292906.4545 | 1340626.3749 | 1390225.5659 | 1441779.3238 | 1495365.9749 | 1551066.9974 | 1608967.1489 | 1669154.598 | 1731721.062 | 1796761.9499 | 1864376.5108 | 1934667.9891 | 2007743.785 | 2083715.6222 | 540674.9305 | 0 | 0 | 0
[16 empty] | 1495365.9749 | 1551066.9974 | 1608967.1489 | 1669154.598 | 1731721.062 | 1796761.9499
Utility Studies
|  | Retail Load Analysis | 979466.9515 | 1761470.572 | 48709.7495 | 50171.042 | 364576.1732 | 53226.4584 | 54823.2522 | 42350.9623 | 43621.4912 | 88781.8479 | 61704.0533 | 63555.1749 | 65461.8302 | 67425.6851 | 69448.4556 | 71531.9093 | 73677.8666 | 75888.2026 | 78164.8487 | 109384.7941 | 82925.0879 | 85412.8406 | 87975.2258 | 22653.6206 | 0 | 0 | 0
|  | Meter Sampling | 1071164.5581 | 2241199.4727 | 32580 | 77954.932 | 80293.58 | 82702.3874 | 68146.7672 | 52643.3776 | 54222.679 | 74465.8125 | 76699.7868 | 115662.8193 | 119132.7039 | 122706.685 | 126387.8855 | 130179.5221 | 134084.9077 | 138107.455 | 142250.6786 | 146518.199 | 150913.745 | 155441.1573 | 160104.392 | 0 | 0 | 0 | 0
|  | Total | 2050631.5096 | 4002670.0447 | 81289.7495 | 128125.974 | 444869.7532 | 135928.8458 | 122970.0194 | 94994.34 | 97844.1702 | 163247.6604 | 138403.8402 | 179217.9942 | 184594.534 | 190132.37 | 195836.3411 | 201711.4314 | 207762.7743 | 213995.6576 | 220415.5273 | 255902.9931 | 233838.8329 | 240853.9979 | 248079.6178 | 22653.6206 | 0 | 0 | 0
[12 empty] | 163247.6604 | 138403.8402 | 179217.9942 | 184594.534 | 190132.37 | 195836.3411 | 201711.4314 | 207762.7743 | 213995.6576 | 220415.5273 | 255902.9931
| Grand Total |  | 219957965.1424 | 496483227.8069 | 4911737.7971 | 8738790.6576 | 6177905.6226 | 15973877.6031 | 24189252.0158 | 16331312.3525 | 17516306.7555 | 24371782.8345 | 28047759.8659 | 29289703.093 | 30705360.1454 | 32824956.8188 | 34269949.2534 | 35703154.1794 | 35271753.8598 | 36448523.7973 | 37540439.3018 | 37753918.001 | 38746883.0355 | 40116865.8258 | 41658187.3289 | 10143009.7034 | 0 | 0 | 0
[5 empty] | 854242.4695 | 1248518.2852 | 1519198.3103 | 7714758.549 | 14757547.5338 | 13316651.3723 | 15489415.9437 | 21601155.2481 | 24772702.3549 | 25867874.2175 | 27101038.3032 | 28324291.4237 | 29586662.9878 | 30830200.394 | 31753567.505 | 32779531.5354 | 33714282.9422 | 34682023.9258 | 35676318.5152 | 36892705.4681 | 38257147.5726 | 9743392.9495
|  |  |  | 28009803 | 2016: 28009803
|  |  |  | 18673199 | 2016: 18673199
|  |  |  | 1277163 | 2016: 1277163
|  |  |  | 2730472 | 2016: 2730472
|  |  |  | 3032403 | 2016: 3032403
|  |  |  | 18494601 | 2016: 18494601
|  |  |  | 3655286 | 2016: 3655286
|  |  |  | 8927226 | 2016: 8927.226
|  |  |  | 2609116 | 2016: 2609116
33686229
Note on J7: tzmj9b: Meters that could have been installed were not available for production (still being piloted)
Note on F10: Avoided Landfill Costs
Note on F11: tzmj9b: dropped to zero value per Larry (conversation with David Meyer)
Note on I11: tzmj9b: Trinity is still working and Itron is ramping up (Vern 5/4/2017). Employees will be employees that are currently not employed in Spokane, but may be from this area
Note on J11: tzmj9b: Trinity Engagement ends, Itron still running, and the meter pilot begins

## Eliminate Regular Meter Reading
Back to Summary Detail
Meter Reading Budget Items |  | See notes below |  |  |  | Sources or References | [5 empty] | 2591605.536 | 2695269.7574 | 2803080.5477 | 2915203.7696 | 3031811.9204 | 3153084.3973
[7 empty] | Adjustment |  |  | 0 | 0 | 0.1 | 0.3 | 0.75 | 0.75 | 0.75 | 1 | 1 | 1 | 1 | 1 | 1 | 1 | 1 | 1 | 1 | 1 | 1 | 1 | 1 | 0.25 | 0 | 0 | 0
Payroll |  |  | Meter Readers | OSMs |  |  | NPV | Annual Increase Rate | Customer Growth | 2016 | 2017 | 2018 | 2019 | 2020 | 2021 | 2022 | 2023 | 2024 | 2025 | 2026 | 2027 | 2028 | 2029 | 2030 | 2031 | 2032 | 2033 | 2034 | 2035 | 2036 | 2037 | 2038 | 2039 | 2040
| Total Budget | 3060308 |  |  |  | Meter Reading Budget 2016
| Meter Reader Payroll | 2396085 | 2396085 |  |  | Meter Reading Budget 2016 | 28534636.0012 | 3% | 1% | 0 | 0 | 259160.5536 | 808580.9272 | 2102310.4108 | 2186402.8272 | 2273858.9403 | 3153084.3973 | 3279207.7731 | 3410376.0841 | 3546791.1274 | 3688662.7725 | 3836209.2834 | 3989657.6548 | 4149243.961 | 4315213.7194 | 4487822.2682 | 4667335.1589 | 4854028.5653 | 5048189.7079 | 5250117.2962 | 1365030.497 | 0 | 0 | 0
| OSM Payroll | 418704 |  | 418704 |  | Meter Reading Budget 2016
| MR Percent of Non Admin Payroll |  | 85.12% | 14.88% |  | Calculation: (Meter Reader Payroll/(Meter Reader Payroll+OSM Payroll))
| Admin Payroll | 177241.72 | 150876.7537 | 26364.9663 |  | Meter Reading Budget 2016 | 1738085.2618 | 3% | 0.7% | 0 | 0 | 16224.8184 | 50475.41 | 130857.5003 | 135699.2278 | 140720.0993 | 194568.9906 | 201768.0432 | 209233.4608 | 216975.0989 | 225003.1776 | 233328.2951 | 241961.442 | 250914.0154 | 260197.834 | 269825.1538 | 279808.6845 | 290161.6059 | 300897.5853 | 312030.7959 | 80893.9838 | 0 | 0 | 0
| Overtime | 89000 | 10000 | 79000 |  | Meter Reading Budget 2016: Meter Reader Portion | 115199.0097 | 3% | 0.7% | 0 | 0 | 1075.369 | 3345.473 | 8673.1386 | 8994.0448 | 9326.8244 | 12895.8892 | 13373.0372 | 13867.8395 | 14380.9496 | 14913.0447 | 15464.8274 | 16037.026 | 16630.396 | 17245.7206 | 17883.8123 | 18545.5133 | 19231.6973 | 19943.2701 | 20681.1711 | 5361.5936 | 0 | 0 | 0
| One Leave | 0 | 0 | 0 |  | Meter Reading Budget 2016 | 0 | 3% | 0.7% | 0 | 0 | 0 | 0 | 0 | 0 | 0 | 0 | 0 | 0 | 0 | 0 | 0 | 0 | 0 | 0 | 0 | 0 | 0 | 0 | 0 | 0 | 0 | 0 | 0
| Total Payroll | 3081030.72 | 2556961.7537 | 524068.9663 | v |  | 31019493.4639 |  |  | 280175 | 369752.7712 | 326974.242 | 862401.8102 | 2241841.0498 | 2331096.0999 | 2423905.864 | 3360549.2771 | 3494348.8535 | 3633477.3844 | 3778147.1759 | 3928578.9948 | 4085002.4059 | 4247656.1228 | 4416788.3723 | 4592657.274 | 4775531.2343 | 4965689.3567 | 5163421.8684 | 5369030.5632 | 5582829.2632 | 1451286.0745 | 0 | 0 | 0
IT Support & Technologies
| Database Admin & Support Labor (1/4 time) | 52000 | 52000 | 0 |  | ET - taken from Estimated Cost for AMI system | 577568.4575 | 3% | 0% | 0 | 0 | 5682.1804 | 17557.9374 | 45211.6889 | 46568.0396 | 47965.0808 | 65872.0442 | 67848.2056 | 69883.6517 | 71980.1613 | 74139.5661 | 76363.7531 | 78654.6657 | 81014.3057 | 83444.7348 | 85948.0769 | 88526.5192 | 91182.3148 | 93917.7842 | 96735.3177 | 24909.3443 | 0 | 0 | 0
| Annual System support and Maintenace (Hardware & Software) Costs | 135122 | 135122 | 0 |  | Forecast from historical budget | 1500811.6369 | 3% | 0% | 0 | 0 | 14765.1458 | 45624.3004 | 117482.5736 | 121007.0508 | 124637.2623 | 171168.5069 | 176303.5621 | 181592.669 | 187040.4491 | 192651.6626 | 198431.2124 | 204384.1488 | 210515.6733 | 216831.1435 | 223336.0778 | 230036.1601 | 236937.2449 | 244045.3623 | 251366.7231 | 64726.9312 | 0 | 0 | 0
| Software & Handhelds (5 years) | 92000 | 92000 | 0 |  | Last refresh cost in 2011 | 1112029.9062 | 3% | 0.7% | 0 | 0 | 10259.4504 | 31917.1502 | 82745.2119 | 85806.7848 | 88981.6358 | 123031.9418 | 127584.1236 | 132304.7362 | 137200.0115 | 142276.4119 | 147540.6391 | 152999.6428 | 158660.6295 | 164531.0728 | 170618.7225 | 176931.6153 | 183478.085 | 190266.7742 | 197306.6448 | 51151.7477 | 0 | 0 | 0
| Total IT Support & Technologies | 279122 | 279122 | 0 | v |  | 3190410.0007 |  |  | 0 | 0 | 30706.7766 | 95099.3881 | 245439.4744 | 253381.8752 | 261583.9789 | 360072.493 | 371735.8913 | 383781.0569 | 396220.6218 | 409067.6405 | 422335.6046 | 436038.4573 | 450190.6085 | 464806.9511 | 479902.8772 | 495494.2946 | 511597.6447 | 528229.9206 | 545408.6857 | 140788.0232 | 0 | 0 | 0
Vehicle Costs
| Mileage Reimburse | 20000 | 20000 |  |  | Meter Reading Expense Report 2014 | 250712.3589 | 3% | 1% | 0 | 0 | 2249.728 | 7019.1514 | 18249.7935 | 18979.7853 | 19738.9767 | 27371.381 | 28466.2362 | 29604.8857 | 30789.0811 | 32020.6444 | 33301.4701 | 34633.529 | 36018.8701 | 37459.6249 | 38958.0099 | 40516.3303 | 42136.9835 | 43822.4629 | 45575.3614 | 11849.594 | 0 | 0 | 0
| Miles Driven | 553306 | 433306 | 120000 |  | Fleet mileage records (see Meter Reader Mileage tab) | 5431758.4696 | 3% | 1% | 0 | 0 | 48741.032 | 152072.02 | 395387.2519 | 411202.742 | 427650.8517 | 593009.181 | 616729.5482 | 641398.7301 | 667054.6793 | 693736.8665 | 721486.3412 | 750345.7948 | 780359.6266 | 811574.0117 | 844036.9721 | 877798.451 | 912910.3891 | 949426.8046 | 987403.8768 | 256725.008 | 0 | 0 | 0
| Cost per Mile | 1.05 |  |  |  | Fleet G. Loew
| Total Vehicle Costs |  | 454971.3 | 126000 |  | Calculation: Cost per Mile * Miles Driven | 5682470.8286 |  |  | 0 | 0 | 50990.76 | 159091.1713 | 413637.0454 | 430182.5272 | 447389.8283 | 620380.562 | 645195.7844 | 671003.6158 | 697843.7605 | 725757.5109 | 754787.8113 | 784979.3238 | 816378.4967 | 849033.6366 | 882994.982 | 918314.7813 | 955047.3726 | 993249.2675 | 1032979.2382 | 268574.6019 | 0 | 0 | 0
Safety
| Injury Related Costs Meter Readers (2012-2014 Average) | 56785 | 56785 |  |  | Anthony Klutz Safety Report: Costs are incurred outside of Jackies budget. | 686376.285 | 3% | 0.7% | 0 | 0 | 6332.4227 | 19700.1671 | 51072.6833 | 52962.3725 | 54921.9803 | 75938.7915 | 78748.5267 | 81662.2222 | 84683.7245 | 87817.0223 | 91066.2521 | 94435.7034 | 97929.8244 | 101553.2279 | 105310.6974 | 109207.1932 | 113247.8593 | 117438.0301 | 121783.2372 | 31572.3043 | 0 | 0 | 0
| Injury Related Costs OSM's | 12000 |  | 12000
| Total Safety | 68785 | 56785 | 12000 |  |  | 711835.0651 | 3% | 1% | 0 | 0 | 6387.5402 | 19929.1255 | 51815.7263 | 53888.3553 | 56043.8896 | 77714.1935 | 80822.7613 | 84055.6717 | 87417.8986 | 90914.6145 | 94551.1991 | 98333.2471 | 102266.577 | 106357.24 | 110611.5296 | 115035.9908 | 119637.4305 | 124422.9277 | 129399.8448 | 33643.9596 | 0 | 0 | 0
Customer Benefit
Reduced Mileage (Carbon Reduction)
| Miles Driven |  | 433306 | 120000 |  | Fleet mileage records (see Meter Reader Mileage tab) | 5431758.4696 | 3% | 1% | 0 | 0 | 48741.032 | 152072.02 | 395387.2519 | 411202.742 | 427650.8517 | 593009.181 | 616729.5482 | 641398.7301 | 667054.6793 | 693736.8665 | 721486.3412 | 750345.7948 | 780359.6266 | 811574.0117 | 844036.9721 | 877798.451 | 912910.3891 | 949426.8046 | 987403.8768 | 256725.008 | 0 | 0 | 0
| pound of carbon dioxide/mile driven | 0.96 |  |  |  | (.96 pound of carbon dioxide/mile driven) Avista Corporate Sustainability Report (Jessie Wuerst)
| Tons of carbon avoided |  | 207.9869 | 57.6 |  | Calculation: (Miles Driven * pound of carbon dioxide/mile driven)/2000
| Costs per ton | 8 |  |  |  | Avista Integrated Resource Plan
| Avoided Carbon Cost |  | 1663.895 | 460.8 |  | Calculation: Costs per ton * Tons of carbon avoided | 20857.9525 | 3% | 1% | 0 | 0 | 187.1656 | 583.9566 | 1518.287 | 1579.0185 | 1642.1793 | 2277.1553 | 2368.2415 | 2462.9711 | 2561.49 | 2663.9496 | 2770.5076 | 2881.3279 | 2996.581 | 3116.4442 | 3241.102 | 3370.7461 | 3505.5759 | 3645.7989 | 3791.6309 | 985.824 | 0 | 0 | 0
Overheads
| Overhead | 61% | 1461611.85 | 255409.44 |  | Neil Thorson (Over head loaders calc) | 18322207.7367 | 3% | 1% | 0 | 0 | 164411.4552 | 512963.7402 | 1333705.7246 | 1387053.9536 | 1442536.1117 | 2000316.7416 | 2080329.4113 | 2163542.5877 | 2250084.2912 | 2340087.6629 | 2433691.1694 | 2531038.8162 | 2632280.3688 | 2737571.5836 | 2847074.4469 | 2960957.4248 | 3079395.7218 | 3202571.5507 | 3330674.4127 | 865975.3473 | 0 | 0 | 0
| Facility Costs | 10000 |  |  |  | 2000 sqft at $5/sqft Annual Costs
| Portion of Facility Costs |  | 0.78296 | 21.7% |  | Calculation: Meter Reader Payroll/Total Budget
| MR Facility Costs |  | 7829.5551 | 2170.4449 |  | Calculation: Portion of Facility Costs * Facility Costs | 98148.311 | 3% | 1% | 0 | 0 | 880.7185 | 2747.8416 | 7144.3882 | 7430.1637 | 7727.3702 | 10715.2867 | 11143.8982 | 11589.6541 | 12053.2403 | 12535.3699 | 13036.7847 | 13558.2561 | 14100.5863 | 14664.6098 | 15251.1942 | 15861.242 | 16495.6916 | 17155.5193 | 17841.7401 | 4638.8524 | 0 | 0 | 0
| Total Overheads |  | 1477271.7431 | 259750.5469 |  |  | 18420356.0477 |  |  |  | 0 | 165292.1737 | 515711.5818 | 1340850.1128 | 1394484.1173 | 1450263.482 | 2011032.0284 | 2091473.3095 | 2175132.2419 | 2262137.5315 | 2352623.0328 | 2446727.9541 | 2544597.0723 | 2646380.9552 | 2752236.1934 | 2862325.6411 | 2976818.6668 | 3095891.4134 | 3219727.07 | 3348516.1528 | 870614.1997 | 0 | 0 | 0
Total Meter Reading Costs |  |  | 4826775.6918 | 922280.3132 |  | Calculation: Summation of all costs in Column D | 59045423.3585 |  |  | 280175 | 369752.7712 | 580538.6581 | 1652817.0335 | 4295101.6958 | 4464611.9934 | 4640829.2221 | 6432025.7092 | 6685944.8415 | 6949912.9419 | 7224328.4783 | 7509605.7431 | 7806175.4827 | 8114485.551 | 8435001.5906 | 8768207.7393 | 9114607.3662 | 9474723.8362 | 9849101.3055 | 10238305.5479 | 10642924.8155 | 2765892.683 | 0 | 0 | 0
38.6%
Meter Reads
| Total Manual Reads | 4650000 | 4650000 |  |  | Pivot Tab: Data Pull from Workplace (excluded Openway reads) - 2014 (Manual and Walk by)
Cost Per Read |  |  | 1.038 |  |  | Calculation: Total Manual Reads / Total Meter Reading Costs
* Budgeted Cost Per Read (Jackie's Budget) |  |  | 0.54988 |  |  | Calculation
Notes for the update to budget above (work provided by Rubal and incorporated into forecast above and then sent to Vern on 12/11/2018
[6 empty] | Meter Reader Budget Overview | NPV | 2016 | 2017 | 2018 | 2019 | 2020 | 2021
[6 empty] | Meter Reader Payroll (AMI Forecast) | 8704414.2587 | 2464362 | 2562936.7712 | 2665454.242 | 1907185.4117 | 599655 | 0 | <- includes reduction in staff
[6 empty] | Meter Readers Budget | 9362158.2911 | 2396085 | 2545835 | 2659144 | 2421074 | 1068358 | 0 | <- Rubal to provide forecast based on complement changes
[6 empty] | Meter Readers Actuals | 8265274.9792 | 2184187 | 2193184 | 2338480 | 2129118.6666 | 939525.5826 | 0 | <- will auto adjust based on historic budget to actuals
[6 empty] | AMI Forecast to Budget Variance | -657744.0325 | 68277 | 17101.7712 | 6310.242 | -513888.5883 | -468703 | 0
[6 empty] | AMI Forecast to Actuals Variance | 439139.2795 | 280175 | 369752.7712 | 326974.242 | -221933.2548 | -339870.5826 | 0
[6 empty] | Budget to Actuals Variance | 1096883.312 | 211898 | 352651 | 320664 | 291955.3334 | 128832.4174 | 0
[6 empty] | One Leave | 1046663.1412 | 257259 | 266777.9395 | 276648.7232 | 286884.726 | 160755 | 0
[6 empty] | AMI Forecast to Actuals Variance Less One Leave | -607523.8617 | 22916 | 102974.8317 | 50325.5188 | -508817.9809 | -500625.5826 | 0
Next Steps
Get approval for Revision
Work with Ruabl, Tamara, Vern & Dan to establish the future accounting process for Dashboard
| Notes | [5 empty] | 91.05%
2018-2020 part of meter reader budget is going to capital
remainder of meter readers after 2020 will be fully assigned to Idaho
For 2020, using percentages of 2019 one leave to estimate 2020 one leave
2020 budget, 3 FT employees are noted as retired (for a total of 25 FTs)
Note on A2: Attached is the 2016 budget info from Steve Carrozzo. Oregon OSM salaries are : 130,500. & Oregon van driver is $35,778. For a total of $166,278. for Oregon Idaho OSM salaries are: $214,062. For Ed, Bruce & ½ of Joanne’s salary & ½ of Ken’s salary Steve showed a total budget of $3,440,648 so subtract OR & ID & it would be $3,060,308 for WA. 5 Spokane OSM’s & Joanne & Ken are both split between WA & ID(1/2 each) for a total of 6 WA OSM’s which is a budget of $418,704. Currently 41 WA meter readers (plus summer student meter readers) for the remainder of the budget.
Note on N3: tzmj9b: 2/3 meters deployed
Note on C5: 89% of total budget (3440648) Updated 1/17/2016
Note on B6: Currently 41 WA meter readers (plus summer student meter readers) for the remainder of the budget.
Note on C6: tzmj9b: This number was updated on 12/11/2018 to reflect Rubal's update to numbers - originally we lifted 2016 budget thinking it was 2015's budget
Note on C7: 5 Spokane OSM’s & Joanne & Ken are both split between WA & ID(1/2 each) for a total of 6 WA OSM’s which is a budget of $418,704.
Note on C9: 89% of Jackie, Mel and Robin
Note on C11: tzmj9b: updated to reflect that One Leave was already included in the budget and should be reduced to 0 from the original forecast - approximately $3 million reduction
Note on B17: Jon Thompson estimate $460,000 every 5 years
Note on C23: would inlcude depreciation, fuel, maintenance and other costs averaged
Note on D27: Took the $265000/56 months and then multipled by 12 for annualized number to get $56,785. Numbers were supplied by Tony Klutz and represent workers comp numbers.
Note on G41: http://www.cushmanwakefield.com/~/media/marketbeat/2015/02/Portland_Americas_MarketBeat_Office_Q42014.pdf shows that $20/sqft assumption is within reason

## Reduce Special Meter Reading
Back to Summary Detail
[5 empty] | Adjustment |  |  | 0 | 0 | 0 | 0.3 | 0.75 | 0.75 | 0.75 | 1 | 1 | 1 | 1 | 1 | 1 | 1 | 1 | 1 | 1 | 1 | 1 | 1 | 1 | 0.25 | 0 | 0 | 0
Special Reads |  |  |  | Sources or References | NPV | Annual Increase Rate | Customer Growth | 2016 | 2017 | 2018 | 2019 | 2020 | 2021 | 2022 | 2023 | 2024 | 2025 | 2026 | 2027 | 2028 | 2029 | 2030 | 2031 | 2032 | 2033 | 2034 | 2035 | 2036 | 2037 | 2038 | 2039 | 2040
Payroll
| Annual Special Reads (Washington Only) | 7740.5714
| CSR workflow per read (minutes) | 4.75 |  |  |  | 3% | 0.7% | 0 | 0 | 0 | 0 | 0 | 0 | 0 | 0 | 0 | 0 | 0 | 0 | 0 | 0 | 0 | 0 | 0 | 0 | 0 | 0 | 0 | 0 | 0 | 0 | 0
| CSR Cost per Minute loaded | 0.66
| CSR workflow costs | 3.8 | 29414.1714 | CSR\Billing Analyst Workflow Costs calculation | 352241.8003 | 3% | 0.7% | 0 | 0 | 0 | 10204.5275 | 26455.2375 | 27434.0813 | 28449.1423 | 39335.6807 | 40791.1009 | 42300.3716 | 43865.4854 | 45488.5084 | 47171.5832 | 48916.9317 | 50726.8582 | 52603.752 | 54550.0908 | 56568.4442 | 58661.4766 | 60831.9512 | 63082.7334 | 14090.1485 | 0 | 0 | 0
| Total CSR workflow costs | 29414.1714 | 29414.1714 | Calculation
| Budgeted costs plus loaded costs per mobile dispatch | 2.4437 | 18916.0214 | MR Percent of Non Admin Payroll*Admin Payroll | 226893.5361 | 3% | 0.7% | 0 | 0 | 0 | 6562.4511 | 17013.1544 | 17642.6411 | 18295.4188 | 25296.4657 | 26232.435 | 27203.0351 | 28209.5474 | 29253.3006 | 30335.6727 | 31458.0926 | 32622.042 | 33829.0576 | 35080.7327 | 36378.7198 | 37724.7325 | 39120.5476 | 40568.0078 | 10517.256 | 0 | 0 | 0
| Total budgeted costs plus loaded costs per mobile dispatch | 15481.1429
Total Meter Reading Costs |  |  | 48330.1929 | Calculation: Summation of all costs in Column D | 372120.0561 | 0 | 0 | 0 | 0 | 0 | 14499.0579 | 36247.6446 | 36247.6446 | 36247.6446 | 48330.1929 | 48330.1929 | 48330.1929 | 48330.1929 | 48330.1929 | 48330.1929 | 48330.1929 | 48330.1929 | 48330.1929 | 48330.1929 | 48330.1929 | 48330.1929 | 48330.1929 | 48330.1929 | 12082.5482 | 0 | 0 | 0
CSR Workflow |  | Mins/Meter
Sending for a Meter Reread:
| 1. Click: The Premise Tree tab. | 0.5
| 2. Click: The SP Context Menu | 0.25
for the service to reread and select Go To Meter Read.
| 3. Select: The most recent meter read. | 0.5
| 4. Click: The Reread Meter button. | 0.25
| 5. Educate: "A meter reader will verify the read and I will then contact you with the results." | 1
6. Create a Customer Contact To Do to come back to you.
| 1. Click: Person Context Menu icon on the dashboard. | 0.25
| 2. Click: The Add button for Go To Customer Contact. | 0.25
3. (Optional) Select: The contact method from the Preferred Contact Method dropdown.
| Select Email when the customer will be receiving a letter via email. | 0.25
| 4. Select: The Contact Class from the dropdown. | 0.25
| 5. Click: The Search | 0.25
| 6. Enter: In the Comments field: | 1
4.75

## Net Metering
Back to Summary Detail
Costs Per Install Per Meter
Meterman's Cost
|  | Meter Cost | 165 | Meter Shop (Mike)
|  | Reduced Cost for Production Meter | 68 | Meter Shop (Mike)
|  | Install and Administrative Cost | 30 | Meter Shop (Mike)
|  | Labor Overheads | 21 | Neil Thorson
|  | Utilization Rate | 80% | From Meter man study (accounts for holidays, OL, training, etc)
|  | Total Labor Costs | 63.75
|  | Total Meter Install Costs (incremental) | 296.75
|  | Annual O&M increase Rate | 3%
|  | Percent Costs O&M | 21.48%
|  | Adjusted O&M Increase Rate | 0.6445%
| 9% |  |  | Years where a production meter is required
|  | Year |  | 2016 | 2017 | 2018 | 2019 | 2020 | 2021 | 2022 | 2023 | 2024 | 2025 | 2026 | 2027 | 2028 | 2029 | 2030 | 2031 | 2032 | 2033 | 2034 | 2035 | 2036 | 2037 | 2038 | 2039 | 2040
|  | Forecasted Installed Solar Panels |  | 65.0177 | 0 | 145.6689 | 217.4943 | 323.8237 | 480.1139 | 707.3834 | 1032.5447 | 1486.4483 | 2096.6944 | 2870.8087 | 3766.2291 | 4652.592 | 5295.7252 | 5420.0378 | 4877.2991 | 3809.5673 | 2593.8413 | 1574.4881 | 955.7304 | 580.1381 | 0 | 0 | 0 | 0
|  | Forecasted Installed Cost | 4627144.3366 | 0 | 0 | 44068.4136 | 66221.4123 | 99231.4236 | 114141.9136 | 169256.6447 | 248650.7084 | 360263.8056 | 511441.4453 | 704782.3251 | 930566.5882 | 1156979.5031 | 1325397.3654 | 1365252.3976 | 1236459.7649 | 971999.8978 | 666076.2318 | 406920.8077 | 248596.9861 | 151873.4367 | 0 | 0 | 0 | 0

## Customer Meter Base Repairs
Back to Summary Detail
Tara noted that Paul Kimmell Estimated ~2 Million
The updated information has not been added into the financial model (this is for discussion)
1820000 | [5 empty] | Original | 1820000 | 2016 | 2017 | 2018 | 2019 | 2020 | 2021
[6 empty] | Wellington & FivePoint Updated | 2508513.4474 | 312818 | 500000 | 350000 | 1000000 | 1000000
Added in Itron
[6 empty] | Itron Services |  | 665018 | 2,905,562 | 1920010 | 2176946 | 1164660 | 1416468
[6 empty] | Itron Software |  | 2016: 1107495; 2017: 1,740,272; 2018: 408707
[6 empty] | New Total | 9550248.6358 | 2085331 | 500000 | 2678717 | 3176946 | 2164660 | 1416468
[7 empty] | Itron Hardware | $ 7,097 | $ 77,708 | $ 4,642,768 | $ 21,009,355 | $ 10,090,189
* need to add this to Vern's numbers for the Deployment and Advisor services
Original | 1820000 | 2016 | 2017 | 2018 | 2019 | 2020 | 2021
Itron Deployment Services |  |  |  | 1200000 | 1600000 | 1682000 | 1200000
Trinity MDM Services |  | 2016: 2950000; 2017: 2950000
Itron Software |  | 2016: 1107495; 2017: 1740272; 2018: 408707
Head End System Services |  | 2017: 2800000; 2018: 2800000
Meter Deployment |  | 2018: 250000; 2019: 6400000; 2020: 7100000
Meter Repair |  | 375000 | 375000 |  | 3492500 | 3492500 |  | <- Use this for Meter repair values
New Total Actual | 7735000 | 4057495 | 7865272 | 4658707 | 11492500 | 12274500 | 1200000
New Total NPV | 6302323.2255 | 2018: 16581474
Note on J6: tzmj9b: Trinity is still working and Itron is ramping up (Vern 5/4/2017). Employees will be employees that are currently not employed in Spokane, but may be from this area
Note on K6: tzmj9b: Trinity Engagement ends, Itron still running, and the meter pilot begins

## Natural Gas Meter Module Refres
Back to Summary Detail | Cost Adj | NPV | Total
[5 empty] | 2016 | 2017 | 2018 | 2019 | 2020 | 2021 | 2022 | 2023 | 2024 | 2025 | 2026 | 2027 | 2028 | 2029 | 2030 | 2031 | 2032 | 2033 | 2034 | 2035 | 2036 | 2037 | 2038 | 2039 | 2040
ERTs That Would Require Planned Replacement | [7 empty] | 3000 | 3000 | 3000 | 3000 | 3000 | 5000 | 5000 | 5000 | 5000 | 5000 | 5000 | 3000 | 3000 | 3000 | 3000 | 3000 | 3000 | 3000
Percent of ERTs that Would Not Fail Prior to Planned Replacement |  |  |  |  | 0 | 0 | 0 | 0.3 | 0.75 | 0.75 | 0.75 | 1 | 1 | 1 | 1 | 1 | 1 | 1 | 1 | 1 | 1 | 1 | 1 | 1 | 1
Estimated ERT Avoided Replacements | [7 empty] | 900 | 2250 | 2250 | 2250 | 3000 | 5000 | 5000 | 5000 | 5000 | 5000 | 5000 | 3000 | 3000 | 3000 | 3000 | 3000 | 3000 | 3000
Estimated Cost Per ERT (Equipment) | 1% | [6 empty] | 70.315 | 71.7283 | 72.4456 | 73.1701 | 73.9018 | 74.6408 | 75.3872 | 76.1411 | 76.9025 | 77.6715 | 78.4482 | 79.2327 | 80.025 | 80.8253 | 81.6335 | 82.4499 | 83.2744 | 84.1071
Estimated Cost per ERT (Labor) | 3% | [6 empty] | 21.42 | 22.7245 | 23.4062 | 24.1084 | 24.8317 | 25.5766 | 26.3439 | 27.1342 | 27.9482 | 28.7867 | 29.6503 | 30.5398 | 31.456 | 32.3997 | 33.3717 | 34.3728 | 35.404 | 36.4661
Estimated Cost per ERT (Overheads) | 3% | [6 empty] | 5.5041 | 5.6672 | 5.7511 | 5.8367 | 5.924 | 6.013 | 6.1039 | 6.1965 | 6.291 | 6.3875 | 6.4859 | 6.5864 | 6.6889 | 6.7935 | 6.9003 | 7.0094 | 7.1207 | 7.2344
Estimated Avoided ERT Replacement Costs | [7 empty] | 97.2391 | 100.12 | 101.6029 | 103.1152 | 104.6574 | 106.2304 | 107.835 | 109.4718 | 111.1418 | 112.8457 | 114.5844 | 116.3589 | 118.1699 | 120.0184 | 121.9055 | 123.832 | 125.7991 | 127.8076
Total Avoided Costs |  | 3190319.4262 | 6959592.7406 |  | 0 | 0 | 0 | 87515.19 | 225269.9507 | 228606.6078 | 232009.1502 | 313972.2831 | 531152.1648 | 539174.806 | 547359.0073 | 555708.8242 | 564228.426 | 572922.0993 | 349076.5506 | 354509.6473 | 360055.3448 | 365716.5174 | 371496.1203 | 377397.1924 | 383422.8584
Cost Inputs
1. Materials
Battery Catalog of Remaining Life from Asset Management (5/12/2017) |  |  | a. Residential - $55.77 each (includes the ERT module, index, and programming)
Remaining Life of Battery | Count |  | b. Commercial - $201.22 each (includes the ERT module, index, and programming)
-18 | 6 |  | 2. Labor to replace ERT - $21.42 each
-10 | 1 |  | 3. Total
-9 | 1 |  | a. Residential - $77.19 each |  | 2018: 90%
-7 | 3 |  | b. Commercial - $222.64 each |  | 2018: 10%
-6 | 300 |  | Link to ERT replacement doc
-5 | 163
-4 | 102
-3 | 135
-2 | 87
-1 | 30
0 | 35 |  | Smoothing | Before | 2016: After
1 | 168 | 1031 | 3000 | 1031 | 2016: 3000
2 | 341 | 341 | 3000 | 1372 | 2016: 6000
3 | 1629 | 1629 | 3000 | 3001 | 2016: 9000
4 | 67 | 67 | 3000 | 3068 | 2016: 12000
5 | 592 | 592 | 3000 | 3660 | 2016: 15000
6 | 1027 | 1027 | 5000 | 4687 | 2016: 20000
7 | 11132 | 11132 | 5000 | 15819 | 2016: 25000
8 | 6918 | 6918 | 5000 | 22737 | 2016: 30000
9 | 9634 | 9634 | 5000 | 32371 | 2016: 35000
10 | 2503 | 2503 | 5000 | 34874 | 2016: 40000
11 | 9521 | 9521 | 5000 | 44395 | 2016: 45000
12 | 1725 | 1725 | 3000 | 46120 | 2016: 48000
13 | 3398 | 3398 | 3000 | 49518 | 2016: 51000
14 | 2908 | 2908 | 3000 | 52426 | 2016: 54000
15 | 4181 | 4181 | 3000 | 56607 | 2016: 57000
16 | 2759 | 2759 | 3000 | 59366 | 2016: 60000
17 | 3750 | 3750 | 3000 | 63116 | 2016: 63000
18 | 3221 | 3221 | 3000 | 66337 | 2016: 66000
19 | 300 | 300 | 637 | 66637 | 2016: 66637
66637
Note on D14: Dan – Use these numbers for your costs. A better estimate, Vern agreed. Tamara From: Smith, David R. Sent: Friday, May 12, 2017 11:08 AM To: Bradley, Tamara <Tamara.Bradley@avistacorp.com> Cc: Petty, Valerie <Valerie.Petty@avistacorp.com>; Pickett, Rodney <Rodney.Pickett@avistacorp.com> Subject: RE: Cost of replacing an ERT Tamara, I can speak to the costs that we are paying our contractor Southern Cross for the Oregon ERT Replacement Program: 1. Materials a. Residential - $55.77 each (includes the ERT module, index, and programming) b. Commercial - $201.22 each (includes the ERT module, index, and programming) 2. Labor to replace ERT - $21.42 each 3. Total a. Residential - $77.19 each b. Commercial - $222.64 each I will have to defer the costs for an Avista Servicemen to replace an ERT to Rodney. I believe Rodney took this cost into account when his group performed an asset management study in 2015. Dave
Note on G44: tzmj9b: better to have a balanced replacement with some early removals because the replacement costs offset the loss of remaining life of early battery replacement

## Meter Salvage Value
Back to Summary Detail
Existing meters will be replaced with the new AMI meters and as a result will need to be properly managed for recovery or disposal. The market for resale has dried up as evidenced with resellers stating that third world markets are choosing newer meters over refurbished meters. We believe this can attributed to the theft and diversion benefits being large percentage-wise in less economically developed countries. The lack of a resale market combined with lower salvage values for metals makes the benefits associated with recovery nonexistent. The benefit for recovery is offset with the labor costs to process the meters, but is still a worthy option because it reduces a potential disposal cost of approximately $148,000 and is consistent with our sustainability efforts. We assign a zero value to this benefit, but wanted to include a note that Avista will not incur disposal costs because there is a value enough for the meters for the recycling company to acquire them.
| Avoided Disposal Cost | 148000

## Local Economy Jobs
Back to Summary Detail
Tara noted that Paul Kimmell Estimated ~2 Million
The updated information has not been added into the financial model (this is for discussion)
1820000 | [5 empty] | Original | 1820000 | 2016 | 2017 | 2018 | 2019 | 2020 | 2021
[6 empty] | Wellington & FivePoint Updated | 2508513.4474 | 312818 | 500000 | 350000 | 1000000 | 1000000
Added in Itron
[6 empty] | Itron Services |  | 665018 | 2,905,562 | 1920010 | 2176946 | 1164660 | 1416468
[6 empty] | Itron Software |  | 2016: 1107495; 2017: 1,740,272; 2018: 408707
[6 empty] | New Total | 9550248.6358 | 2085331 | 500000 | 2678717 | 3176946 | 2164660 | 1416468
[7 empty] | Itron Hardware | $ 7,097 | $ 77,708 | $ 4,642,768 | $ 21,009,355 | $ 10,090,189
* need to add this to Vern's numbers for the Deployment and Advisor services
Original | 1820000 | 2016 | 2017 | 2018 | 2019 | 2020 | 2021
Itron Deployment Services |  |  |  | 1200000 | 1600000 | 1682000 | 1200000
Trinity MDM Services |  | 2016: 2950000; 2017: 2950000
Itron Software |  | 2016: 1107495; 2017: 1740272; 2018: 408707
Head End System Services |  | 2017: 2800000; 2018: 2800000
Meter Deployment |  | 2018: 250000; 2019: 6400000; 2020: 7100000
Meter Repair |  | 375000 | 375000 |  | 3492500 | 3492500 |  | < excluded this from totals for local economy and jobs and created new tab
New Total Actual | 34188474 | 4057495 | 7490272 | 4658707 | 8000000 | 8782000 | 1200000
New Total NPV | 27780771.7913 | 2018: 16206474
Note on J6: tzmj9b: Trinity is still working and Itron is ramping up (Vern 5/4/2017). Employees will be employees that are currently not employed in Spokane, but may be from this area
Note on K6: tzmj9b: Trinity Engagement ends, Itron still running, and the meter pilot begins

## Open Close Transfer
Back to Summary Detail
|  |  | Annual O&M increase rate | 3%
|  |  | Customer Growth | 1%
[5 empty] | 0 | 0 | 0 | 0.3 | 0.75 | 0.75 | 0.75 | 1 | 1 | 1 | 1 | 1 | 1 | 1 | 1 | 1 | 1 | 1 | 1 | 1 | 1 | 0.25 | 0 | 0 | 0
|  | Year |  |  | 2016 | 2017 | 2018 | 2019 | 2020 | 2021 | 2022 | 2023 | 2024 | 2025 | 2026 | 2027 | 2028 | 2029 | 2030 | 2031 | 2032 | 2033 | 2034 | 2035 | 2036 | 2037 | 2038 | 2039 | 2040
|  |  | Avoided Admin Costs for Open/Close/Transfer | 656573.6046 | 0 | 0 | 0 | 18519.8273 | 48151.551 | 50077.613 | 52080.7176 | 72218.595 | 75107.3388 | 78111.6324 | 81236.0977 | 84485.5416 | 87864.9632 | 91379.5618 | 95034.7442 | 98836.134 | 102789.5794 | 106901.1625 | 111177.209 | 115624.2974 | 120249.2693 | 31264.81 | 0 | 0 | 0
|  |  | Avoided Admin Costs for Customer Requested Turn On and Turn Off | 4524771.2982 | 0 | 0 | 0 | 127629.2292 | 331835.9959 | 345109.4357 | 358913.8131 | 497693.8209 | 517601.5737 | 538305.6367 | 559837.8621 | 582231.3766 | 605520.6317 | 629741.4569 | 654931.1152 | 681128.3598 | 708373.4942 | 736708.434 | 766176.7713 | 796823.8422 | 828696.7959 | 215461.1669 | 0 | 0 | 0
|  |  | Avoided Non Soft Open Close | 5171572.4618 | 0 | 0 | 0 | 145873.4074 | 379270.8592 | 394441.6936 | 410219.3613 | 568837.5144 | 591591.015 | 615254.6556 | 639864.8418 | 665459.4355 | 692077.8129 | 719760.9254 | 748551.3624 | 778493.4169 | 809633.1536 | 842018.4797 | 875699.2189 | 910727.1877 | 947156.2752 | 246260.6315 | 0 | 0 | 0
|  |  | Total | 10352917.3646 | 0 | 0 | 0 | 292022.4639 | 759258.4061 | 789628.7423 | 821213.892 | 1138749.9303 | 1184299.9275 | 1231671.9246 | 1280938.8016 | 1332176.3536 | 1385463.4078 | 1440881.9441 | 1498517.2219 | 1558457.9107 | 1620796.2272 | 1685628.0762 | 1753053.1993 | 1823175.3273 | 1896102.3404 | 492986.6085 | 0 | 0 | 0
| Account Open, Close Transfer |  |  | 2014
1 |  | Increase in Letters
2 |  |  | Cost of letters | 0.498 | 2018: Pulled from TransCentra Billing spreasheet - Kim Corrigeux
3 |  |  | Letters for application of service (2014) | 12576 | 2018: Monthly average (1048 * 12month) - received from Paula Nichols
4 |  |  | 2014 cost per application letter sent |  | 2016: 6262.848; 2018: Calculation: cost of letters * letters for application of service (2014)
5 |  |  | Total Non-Soft Closes (2014) | 16951 | 2018: Metered History - counted meters where gap between open and close was greater than 1 day. See NonSoftCloseDetails tab to show accounts - Lisa Garrett
6 |  |  | Expecteds cost for application with AMI meters |  | 2016: 8441.598; 2018: Calculation: cost of letters * Total non-soft closes (2014)
7 |  |  | Increased Cost: |  | 2017: -2178.75; 2018: Calculation: Expected cost for applications with AMI meters * 2014 cost per application letter sent
8 |  | Customer would have quicker reconnect response
9 |  |  | Average hours to complete FA | 3.5 | 2018: Retreived from Nicola Hostetler see Cost per Dispatch tab
10 |  |  | Expected average hours to complete FA for AMI | 1 | 2018: Retreived from Nicola Hostetler see Cost per Dispatch tab
11 |  |  | Customer Experience: Hours to complete FA |  | 2017: -2.5; 2018: Service Level Improvement
12 |  | Manual Service Dispatches Avoided
13 |  |  | total number of reconnects, non credit - WA (2014) | 4868 | 2018: Provided by Lisa Garrett see NonSoftClostDetails tab
14 |  |  | total number of disconnects, non credit - WA (2014) | 1512 | 2018: Provided by Lisa Garrett see NonSoftClostDetails tab
15 |  |  | Total Non-Soft Closes (2014) | 16951 | 2018: Provided by Lisa Garrett see NonSoftClostDetails tab
16 |  |  | Total Open And Close That Can Be Done Remotely |  | 2016: 40282; 2018: Calculation: Total Non-Soft Closes (2014) * 2 + total number of reconnects, non credit - WA (2014) + total number of disconnects, non credit - WA (2014)
17 |  |  | Cost per dispatch |  | 2016: 1.31; 2018: Per Nicola Hostetler
18 |  |  | Avoided Cost: For Open And Close That Can Be Done Remotely |  | 2017: 52769.42
19 |  | Servicemen Avoided Costs
20 |  |  | Disconnects and Reconnects (13 + 14) | 6380
21 |  |  | Serviceman costs per visit | 57 | 2018: (Serviceman's time include in route and onsite / utilization rate) * average minutes per vist + $15 transportation cost which includes unit cost per mile (average of $1 per mile)
22 |  |  | Cost Benefit: avoided trip |  | 2016: 363660
26 |  |  | Unbilled Accts | 3646
27 |  |  | Serviceman costs per visit (2 visits required) | 57
28 |  |  | Cost Benefit: avoided trip |  | 2016: 415644
29 |  |  | Total Costs for Servicemen Avoided Viists |  | 2017: 779304
30
31 |  |  | Total Cost Savings |  | 2017: 829894.67
32 |  |  | Customer experience |  | 2017: -2.5 hours

## Credit Collections Connections
Back to Summary Detail
Meter Reading Budget Items | [5 empty] | Sources or References
[7 empty] | Adjustment |  |  | 0 | 0 | 0 | 0.3 | 0.75 | 0.75 | 0.75 | 1 | 1 | 1 | 1 | 1 | 1 | 1 | 1 | 1 | 1 | 1 | 1 | 1 | 1 | 0.25 | 0 | 0 | 0
Payroll |  |  | Meter Readers | OSMs |  |  | NPV | Annual Increase Rate | Customer Growth | 2016 | 2017 | 2018 | 2019 | 2020 | 2021 | 2022 | 2023 | 2024 | 2025 | 2026 | 2027 | 2028 | 2029 | 2030 | 2031 | 2032 | 2033 | 2034 | 2035 | 2036 | 2037 | 2038 | 2039 | 2040
| Total Budget | 3060308 |  |  |  | Jackie Foss Budget 2016
| Meter Reader Payroll | 2396085 | 2396085 |  |  | Jackie Foss Budget 2016
| OSM Payroll | 418704 |  | 418704 |  | Jackie Foss Budget 2016 | 5209645.9375 | 3% | 1% | 0 | 0 | 0 | 146947.3376 | 382063.0776 | 397345.6007 | 413239.4248 | 573025.3357 | 595946.3491 | 619784.2031 | 644575.5712 | 670358.594 | 697172.9378 | 725059.8553 | 754062.2495 | 784224.7395 | 815593.7291 | 848217.4783 | 882146.1774 | 917432.0245 | 954129.3055 | 248073.6194 | 0 | 0 | 0
| MR Percent of Non Admin Payroll |  | 85.12% | 14.88% |  | Calculation: (Meter Reader Payroll/(Meter Reader Payroll+OSM Payroll))
| Admin Payroll | 177241.72 | 150876.7537 | 26364.9663 |  | Jackie Foss Budget 2016 | 316241.9992 | 3% | 0.7% | 0 | 0 | 0 | 9146.6803 | 23712.7687 | 24590.1412 | 25499.9764 | 35257.9674 | 36562.5122 | 37915.3251 | 39318.1922 | 40772.9653 | 42281.565 | 43845.9829 | 45468.2843 | 47150.6108 | 48895.1834 | 50704.3052 | 52580.3644 | 54525.8379 | 56543.2939 | 14658.849 | 0 | 0 | 0
| Overtime | 89000 | 10000 | 79000 |  | Jackie Foss Budget 2016: most goes to OSMs | 947587.706 | 3% | 0.7% | 0 | 0 | 0 | 27407.1181 | 71052.9537 | 73681.913 | 76408.1438 | 105646.9935 | 109555.9323 | 113609.5017 | 117813.0533 | 122172.1363 | 126692.5053 | 131380.128 | 136241.1928 | 141282.1169 | 146509.5552 | 151930.4088 | 157551.8339 | 163381.2517 | 169426.3581 | 43923.7833 | 0 | 0 | 0
| One Leave | 0 | 0 | 0 |  | Jackie Foss Budget 2016 | 0 | 3% | 0.7% | 0 | 0 | 0 | 0 | 0 | 0 | 0 | 0 | 0 | 0 | 0 | 0 | 0 | 0 | 0 | 0 | 0 | 0 | 0 | 0 | 0 | 0 | 0 | 0 | 0
| Total Payroll | 3081030.72 | 2556961.7537 | 524068.9663 | v |  | 6473475.6427 |  |  | 0 | 0 | 0 | 183501.136 | 476828.8001 | 495617.6549 | 515147.545 | 713930.2966 | 742064.7935 | 771309.0299 | 801706.8167 | 833303.6956 | 866147.0081 | 900285.9662 | 935771.7265 | 972657.4672 | 1010998.4677 | 1050852.1922 | 1092278.3757 | 1135339.1142 | 1180098.9574 | 306656.2517 | 0 | 0 | 0
IT Support & Technologies
| Database Admin & Support Labor (1/4 time) | 52000 | 52000 | 0 |  | ET - taken from Estimated Cost for AMI calcs | 0 | 3% | 0% | 0 | 0 | 0 | 0 | 0 | 0 | 0 | 0 | 0 | 0 | 0 | 0 | 0 | 0 | 0 | 0 | 0 | 0 | 0 | 0 | 0 | 0 | 0 | 0 | 0
| Annual System support and Maintenace (Hardware & Software) Costs | 135122 | 135122 | 0 |  | Jon Thompson current state O&M for Handheld Reading Technologies, Openway, IEE MDM | 0 | 3% | 0% | 0 | 0 | 0 | 0 | 0 | 0 | 0 | 0 | 0 | 0 | 0 | 0 | 0 | 0 | 0 | 0 | 0 | 0 | 0 | 0 | 0 | 0 | 0 | 0 | 0
| Software & Handhelds (5 years) | 92000 | 92000 | 0 |  | Last refresh cost in 2011 | 0 | 3% | 0.7% | 0 | 0 | 0 | 0 | 0 | 0 | 0 | 0 | 0 | 0 | 0 | 0 | 0 | 0 | 0 | 0 | 0 | 0 | 0 | 0 | 0 | 0 | 0 | 0 | 0
| Total IT Support & Technologies | 279122 | 279122 | 0 | v |  | 0 |  |  | 0 | 0 | 0 | 0 | 0 | 0 | 0 | 0 | 0 | 0 | 0 | 0 | 0 | 0 | 0 | 0 | 0 | 0 | 0 | 0 | 0 | 0 | 0 | 0 | 0
Vehicle Costs
| Mileage Reimburse | 20000 | 20000 |  |  | Jackie Foss Expense Report 2014 | 0 | 3% | 1% | 0 | 0 | 0 | 0 | 0 | 0 | 0 | 0 | 0 | 0 | 0 | 0 | 0 | 0 | 0 | 0 | 0 | 0 | 0 | 0 | 0 | 0 | 0 | 0 | 0
| Miles Driven | 553306 | 433306 | 120000 |  | Fleet mileage records (see Meter Reader Mileage tab) | 1493077.4784 | 3% | 1% | 0 | 0 | 0 | 42114.9082 | 109498.7612 | 113878.7117 | 118433.8601 | 164228.286 | 170797.4175 | 177629.3142 | 184734.4868 | 192123.8662 | 199808.8209 | 207801.1737 | 216113.2207 | 224757.7495 | 233748.0595 | 243097.9818 | 252821.9011 | 262934.7772 | 273452.1683 | 71097.5637 | 0 | 0 | 0
| Cost per Mile | 1.05 |  |  |  | Fleet G. Loew
| Total Vehicle Costs |  | 454971.3 | 126000 |  | Calculation: Cost per Mile * Miles Driven | 1493077.4784 |  |  | 0 | 0 | 0 | 42114.9082 | 109498.7612 | 113878.7117 | 118433.8601 | 164228.286 | 170797.4175 | 177629.3142 | 184734.4868 | 192123.8662 | 199808.8209 | 207801.1737 | 216113.2207 | 224757.7495 | 233748.0595 | 243097.9818 | 252821.9011 | 262934.7772 | 273452.1683 | 71097.5637 | 0 | 0 | 0
Safety
| Injury Related Costs Meter Readers (2012-2014 Average) | 56785 | 56785 |  |  | Anthony Klutz Safety Report: Costs are incurred outside of Jackies budget.
| Injury Related Costs OSM's | 12000 |  | 12000 |  |  | 149307.7478 | 3% | 1% | 0 | 0 | 0 | 4211.4908 | 10949.8761 | 11387.8712 | 11843.386 | 16422.8286 | 17079.7417 | 17762.9314 | 18473.4487 | 19212.3866 | 19980.8821 | 20780.1174 | 21611.3221 | 22475.7749 | 23374.8059 | 24309.7982 | 25282.1901 | 26293.4777 | 27345.2168 | 7109.7564 | 0 | 0 | 0
| Total Safety | 68785 | 56785 | 12000 |  |  | 149307.7478 | 3% | 1% | 0 | 0 | 0 | 4211.4908 | 10949.8761 | 11387.8712 | 11843.386 | 16422.8286 | 17079.7417 | 17762.9314 | 18473.4487 | 19212.3866 | 19980.8821 | 20780.1174 | 21611.3221 | 22475.7749 | 23374.8059 | 24309.7982 | 25282.1901 | 26293.4777 | 27345.2168 | 7109.7564 | 0 | 0 | 0
Customer Benefit
Reduced Mileage (Carbon Reduction)
| Miles Driven |  | 433306 | 120000 |  | Fleet mileage records (see Meter Reader Mileage tab)
| pound of carbon dioxide/mile driven | 0.96 |  |  |  | (.96 pound of carbon dioxide/mile driven) Avista Corporate Sustainability Report (Jessie Wuerst)
| Tons of carbon avoided |  | 207.9869 | 57.6 |  | Calculation: (Miles Driven * pound of carbon dioxide/mile driven)/2000
| Costs per ton | 8 |  |  |  | Avista Integrated Resource Plan
| Avoided Carbon Cost |  | 1663.895 | 460.8 |  | Calculation: Costs per ton * Tons of carbon avoided | 5733.4175 | 3% | 1% | 0 | 0 | 0 | 161.7212 | 420.4752 | 437.2943 | 454.786 | 630.6366 | 655.8621 | 682.0966 | 709.3804 | 737.7556 | 767.2659 | 797.9565 | 829.8748 | 863.0698 | 897.5925 | 933.4963 | 970.8361 | 1009.6695 | 1050.0563 | 273.0146 | 0 | 0 | 0
Overheads
| Overhead | 61% | 1461611.85 | 255409.44 |  | Neil Thorson (Over head loaders calc) | 3177884.0219 | 3% | 1% | 0 | 0 | 0 | 89637.8759 | 233058.4774 | 242380.8165 | 252076.0491 | 349545.4548 | 363527.273 | 378068.3639 | 393191.0984 | 408918.7424 | 425275.4921 | 442286.5117 | 459977.9722 | 478377.0911 | 497512.1747 | 517412.6617 | 538109.1682 | 559633.5349 | 582018.8763 | 151324.9078 | 0 | 0 | 0
| Facility Costs | 10000 |  |  |  | 2000 sqft at $5/sqft Annual Costs
| Portion of Facility Costs |  | 0.78296 | 21.7% |  | Calculation: Meter Reader Payroll/Total Budget
| MR Facility Costs |  | 7829.5551 | 2170.4449 |  | Calculation: Portion of Facility Costs * Facility Costs | 27005.3538 | 3% | 1% | 0 | 0 | 0 | 761.7341 | 1980.5086 | 2059.7289 | 2142.1181 | 2970.4038 | 3089.2199 | 3212.7887 | 3341.3003 | 3474.9523 | 3613.9504 | 3758.5084 | 3908.8487 | 4065.2027 | 4227.8108 | 4396.9232 | 4572.8001 | 4755.7121 | 4945.9406 | 1285.9446 | 0 | 0 | 0
| Total Overheads |  | 1477271.7431 | 259750.5469 |  |  | 3204889.3757
Additional Costs (See Part 2) |  |  |  | 26128.6062 |  |  | 325100.279 | 3% | 1% | 0 | 0 | 0 | 9170.0321 | 23842.0834 | 24795.7668 | 25787.5974 | 35758.8018 | 37189.1539 | 38676.72 | 40223.7888 | 41832.7404 | 43506.05 | 45246.292 | 47056.1437 | 48938.3894 | 50895.925 | 52931.762 | 55049.0325 | 57250.9938 | 59541.0335 | 15480.6687 | 0 | 0 | 0
| Total Additional Costs |  |  | 26128.6062 |  |  | 325100.279 |  |  | 0 | 0 | 0 | 9170.0321 | 23842.0834 | 24795.7668 | 25787.5974 | 35758.8018 | 37189.1539 | 38676.72 | 40223.7888 | 41832.7404 | 43506.05 | 45246.292 | 47056.1437 | 48938.3894 | 50895.925 | 52931.762 | 55049.0325 | 57250.9938 | 59541.0335 | 15480.6687 | 0 | 0 | 0
Total OSM Costs |  |  | 4826775.6918 | 948408.9194 |  | Calcualtion: Summation of all costs in Column D | 11326483.6621 |  |  | 0 | 0 | 0 | 229989.2562 | 597697.9127 | 621321.532 | 645879.5771 | 895212.0478 | 930597.8149 | 967383.3721 | 1005624.1325 | 1045377.7041 | 1086703.977 | 1129665.2138 | 1174326.144 | 1220754.0614 | 1269018.9256 | 1319193.4685 | 1371353.303 | 1425577.0386 | 1481946.3988 | 385136.5865 | 0 | 0 | 0
Additional Costs
Part 2 |  |  | 2014
Reduce Prior Obligation and Balances, Thus write-off to revenue
Credit Connections |  | Prior Obligation Amount (2014)
1 |  | Write-off to revenue Amount (2014)
2 |  | Percentage increase/decrease? |  |  |  | Discuss further with Jennifer Esch
3
4 | Eliminate "Too Old to Work" orders
5 |  | Total number of "Too Old to Work" orders (2014) | 3623 |  |  | Provided by Lisa Garrett see Too Old to Work
6 |  | Cost of Notices | 0.4584 |  |  | retreive from TransCentra invoices
7 |  | Cost of "Too Old to Work" notices |  | 6643.1328 |  | Calculation: (Cost of Notices * 4) * Total number of "Too Old to Work" orders (2014)
8 |  | Cost if notices hadn't resulted in "Too Old to Work" |  | 3321.5664 |  | Calculation: (Cost of Notices * 2) * Total number of "Too Old to Work" orders (2014)
9 |  | Cost Benefit |  |  | 3321.5664 | Calculation: Cost of "Too Old to Work" notices - Cost if notices hadn't resulted in "Too Old to Work"
10 | Dispatch Workload will decrease if disconnects are automated
11 |  | Total number of disconnects related to credit (2014) | 10848 |  |  | Provided by Lisa Garrett seeDisconnects Reconnects 12-7-15
12 |  | Average Budgeted cost per dispatch order | 1.0737 |  |  | Provided by Nicola, see Cost per Dispatch tab
13 |  | Cost for disconnects related to credit |  | 11647.5896 |  | Calculation: Total number of disconnects related to credit (2014) * Average Budgeted cost per dispatch order
14 |  | Total number of reconnects related to credit (2014) | 10695 |  |  | Provided by Lisa Garrett seeDisconnects Reconnects 12-7-15
15 |  | Average Budgeted cost per dispatch order | 1.0737 |  |  | Provided by Nicola, see Cost per Dispatch tab
16 |  | Cost for reconnects related to credit |  | 11483.3122 |  | Calculation: Total number of reconnects related to credit (2014) * Average Budgeted cost per dispatch order
17 |  | Cost Benefit |  |  | 23130.9018 | Calculation: Cost for disconnects related to credit + Cost for reconnects related to credit
18 | Potential increase to commission complaints
19 |  | Total number of complaints related to disconnects - WA (2014) | 22 |  |  | Provided by Dalila Sheehan - see "credit disconnect complaints" tab.
20 |  | Expected increase to claims (10%) | 2.2 |  |  | Calculation: Total number of claims related to disconnects - WA (2014) * Expected increase to claims (10%)
21 |  | Average hours to complete Claim | 3 |  |  | Provided by Dalila Sheehan
22 |  | Labor Rate | 49.07 |  |  | Commission 2014 Est avg. $ per Hr incl loadings.
23 |  | Additional Cost |  |  | -323.862 | Calculation:
24
25 |  | Total Cost Savings |  |  | 26128.6062
Note on B17: Jon Thompson estimate $460,000 every 5 years
Note on C23: would inlcude depreciation, fuel, maintenance and other costs averaged
Note on D27: Took the $265000/56 months and then multipled by 12 for annualized number to get $56,785. Numbers were supplied by Tony Klutz and represent workers comp numbers.
Note on G41: http://www.cushmanwakefield.com/~/media/marketbeat/2015/02/Portland_Americas_MarketBeat_Office_Q42014.pdf shows that $20/sqft assumption is within reason

## After-Hours Fees
Year |  |  |  | 0 | 0 | 0 | 0 | 0 | 0 | 1 | 1 | 1 | 1 | 1 | 1 | 1 | 1 | 1 | 1 | 1 | 1 | 1 | 1 | 1 | 0.25 | 0 | 0 | 0
Avoided Late Fees |  | Annual Increase Rate | Customer Growth | 2016 | 2017 | 2018 | 2019 | 2020 | 2021 | 2022 | 2023 | 2024 | 2025 | 2026 | 2027 | 2028 | 2029 | 2030 | 2031 | 2032 | 2033 | 2034 | 2035 | 2036 | 2037 | 2038 | 2039 | 2040
Forecasted Installed Cost | 331214.375 | 3% | 1% | 0 | 0 | 0 | 0 | 0 | 0 | 50473.8531 | 50473.8531 | 50473.8531 | 50473.8531 | 50473.8531 | 50473.8531 | 50473.8531 | 50473.8531 | 50473.8531 | 50473.8531 | 50473.8531 | 50473.8531 | 50473.8531 | 50473.8531 | 50473.8531 | 12618.4633 | 0 | 0 | 0
| After Hours Fees |  |  | 2016: 2014
1 |  | Reduce After Hours reconnect from $32 to $16 (WA)
2 |  |  | Total number of after hours reconnects (2014-WA) | 2016: 3027; 2019: Provided by Lisa Garrett, see After Hours FA's tab
3 |  |  | After hours reconnect fee (WA) | 2016: 32; 2019: Provided by Contact Center
4 |  |  | Customer Cost for After Hours Reconnect | 2017: 96864; 2019: Calculation: Total number of after hours reconnects * After Hours fee
5 |  |  | Regular Business Hours fee (WA) | 2016: 16; 2019: Provided by Contact Center
6 |  |  | Customer cost if they had paid regular fee | 2017: 48432; 2019: Calculation: Total number of after hours reconnects * Regular Business Hours Fee
7 |  |  | Customer Cost Savings: | 2018: 48432; 2019: Calculation: Customer cost for After Hours Reconnects - Customer cost if they had paid regular fee
8 |  | Customer doesn't have to wait for next day turn-on/reconnect
9 |  |  | Total number of FA's created after 7PM-7AM Mon-Fri (2014) | 2016: 29; 2019: Provided by Nicola, see Reconnects tab
10 |  |  | Total number of FA's created after 12PM on Saturday (2014) | 2016: 66; 2019: Provided by Nicola, see Reconnects tab
11 |  |  | Total number of FA's created on Sunday (2014) | 2016: 5; 2019: Provided by Nicola, see Reconnects tab
12 |  |  | Total number of customers who wouldn't have to wait for next day turn-on | 2018: 100; 2019: calculation: Total number of FA's created after 7PM-7AM Mon-Fri + Total number of FA's created after 12PM on Saturday + Total number of FA's created on Sunday
13 |  | Automate Reconnect fee charges - Eliminates a CS Support report
14 |  |  | Hours to complete report in 1 week (2015) | 2016: 0.8; 2019: provided by Lisa Garrett see Reduced CS Support Workload
15 |  |  | weeks in a year | 2016: 52; 2019: Calander weeks
16 |  |  | Hours to complete report in 1 year | 2017: 41.6; 2019: Calculation: Hours to complete report in 1 week * weeks in a year
17 |  |  | Loaded Labor Rate (2014) | 2017: 37.07; 2019: BackOffice 2014 Est avg. $ per Hr incl loadings.
18 |  |  | Cost Savings | 2018: 1542.112
|  |  | Total Cost Savings | 2018: 49974.112
Note on H3: [Threaded comment] Your version of Excel allows you to read this threaded comment; however, any edits to it will get removed if the file is opened in a newer version of Excel. Learn more: https://go.microsoft.com/fwlink/?linkid=870924 Comment: Changed on 6/19/2020 - to refelct new information about arate case development - that the tariff will be changed to allow this.
Note on D5: tzmj9b: not load dependent
Note on D19: dzd6mf: Can we put this into cost: OSM or Serviceman labor rate * number of customers affected = Cost savings.

## Earlier Outage Notification
Back to Summary Detail
Early notification of an outage, as provided by advanced meters, and better visibility of overall system outages, will improve outage response times and overall restoration efficiency. The immediate outage notification provided by the meters will reduce the time normally required for Avista to be notified of an outage. And, because the integrated outage management system will immediately show the location of the meter, it will be possible to dispatch repair crews to the right location more quickly. In addition to more rapid response, the restoration notification from meters also provides a more accurate status of overall system outages, particularly during large outage events. This allows the utility to ensure all outages in an area have been restored before moving repair crews to a new location. There are two parts to determining the direct customer savings associated with advanced metering: the estimate of the overall reduction in outage duration expected, and the direct cost to a customer that is associated with an outage of a given duration. To set a reasonable expectation for reduction in outage duration, Avista researched the values for reduced outage times that were reported by other utilities as associated with advanced metering. We chose to use a conservative value based on these reported utility experiences, and assumed that a 5% reduction in outage duration could be achieved by integrating outage alarms from advanced meters with the outage management system. We used the Department of Energy’s ICE calculator to quantify the cost of an outage event to our customers based on Avista’s actual reliability figures. The average impact to a residential customer is $5.41. Additional calculations were done per customer class to determine outage impacts. The purpose of quantifying outage costs to our customers is to demonstrate how a reduction in overall outage duration will provide a direct financial benefit to them.
Annual Customer And Load Growth | 1%
Annual inflation rate | 2.38% | Source: IMF (Projected inflation rate through.2017-2020)
Estimated Customer Savings | 3190670 | <- 2019
|  | 0 | 0 | 0 | 0 | 0.2 | 0.4 | 0.6 | 0.8 | 1 | 1 | 1 | 1 | 1 | 1 | 1 | 1 | 1 | 1 | 1 | 1 | 1 | 0.25 | 0 | 0 | 0
Year |  | 2016 | 2017 | 2018 | 2019 | 2020 | 2021 | 2022 | 2023 | 2024 | 2025 | 2026 | 2027 | 2028 | 2029 | 2030 | 2031 | 2032 | 2033 | 2034 | 2035 | 2036 | 2037 | 2038 | 2039 | 2040
Forecasted Installed Cost (see Spreadsheet) | 28009803.2932 | 0 | 0 | 0 | 0 | 659702.9292 | 1364001.7764 | 2115157.5547 | 2915533.1734 | 3767597.7433 | 3894942.547 | 4026591.6051 | 4162690.4014 | 4303389.3369 | 4448843.8965 | 4599214.8202 | 4754668.2811 | 4915376.069 | 5081515.7802 | 5253271.0135 | 5430831.5738 | 5614393.681 | 1451040.0469 | 0 | 0 | 0
68758762.2297
Original
Estimated Customer Savings | 2622923.8497
|  | 0 | 0 | 0 | 0.3 | 0.75 | 0.75 | 0.75 | 1 | 1 | 1 | 1 | 1 | 1 | 1 | 1 | 1 | 1 | 1 | 1 | 1 | 1 | 0.25 | 0 | 0 | 0
Year |  | 2016 | 2017 | 2018 | 2019 | 2020 | 2021 | 2022 | 2023 | 2024 | 2025 | 2026 | 2027 | 2028 | 2029 | 2030 | 2031 | 2032 | 2033 | 2034 | 2035 | 2036 | 2037 | 2038 | 2039 | 2040
Forecasted Installed Cost (see Spreadsheet) | 29913262.351 | 0 | 0 | 0 | 898779.2723 | 2322895.0292 | 2401408.8812 | 2482576.5014 | 3421983.4495 | 3537646.4901 | 3657218.9414 | 3780832.9417 | 3908625.0951 | 4040736.6233 | 4177313.5212 | 4318506.7182 | 4464472.2453 | 4615371.4072 | 4771370.9607 | 4932643.2992 | 5099366.6427 | 5271725.2352
Note on B8: updated with Larry's numbers on 7/28/2020 Used a more conservative estimate which reduced the amount of the benefits

## More Rapid Restoration
Back to Summary Detail |  |  | Back to Summary Detail
|  |  | Outage Management |  | NPV | Actual Dollars | 2016 | 2017 | 2018 | 2019 | 2020 | 2021 | 2022 | 2023 | 2024 | 2025 | 2026 | 2027 | 2028 | 2029 | 2030 | 2031 | 2032 | 2033 | 2034 | 2035 | 2036 | 2037 | 2038 | 2039 | 2040
|  |  |  | Ramp up in Capability |  |  | 0 | 0 | 0 | 0 | 0.2 | 0.4 | 0.6 | 0.8 | 1 | 1 | 1 | 1 | 1 | 1 | 1 | 1 | 1 | 1 | 1 | 1 | 1 | 0.25 | 0 | 0 | 0
Behavioral Energy Conservation |  |  |  | AnnualCustomerSavings | 18673199.2693 | 45839167.6365 | 0 | 0 | 0 | 0 | 439801.8839 | 909334.3751 | 1410104.8155 | 1943688.4777 | 2511731.4353 | 2596627.9578 | 2684393.9827 | 2775126.4994 | 2868925.775 | 2965895.4662 | 3066142.733 | 3169778.3574 | 3276916.8658 | 3387676.6559 | 3502180.1269 | 3620553.8152 | 3742928.5341 | 967359.8796 | 0 | 0 | 0
|  |  |  | Reduced Outage Duraion from More Efficient Restoration Processes |  | 4% Reduction in Duration | 2016: Annual Value =; 2017: 2127113; 2018: <- 2019
| Annual Customer And Load Growth | 1%
| Annual inflation rate | 2.38% | Source: IMF (Projected inflation rate through.2017-2020)
Note on J6: updated with Larry's numbers on 7/28/2020 Used a more conservative estimate which reduced the amount of the benefits

## Reduced Customer Calls
Back to Summary Detail
Outage Management
When an AMI meter is installed, the meter will communicate its status directly to OMT, accelerating the awareness of an outage by not relying solely on customer initiated outage reports. Customers with AMI meters will not need to contact Avista to report their outage unless they have eyewitness reports of the cause of the outage. This reduction in phone calls will reduce the manpower needed to handle customer initiated outage calls.
| Customer Growth Rate | 1%
| O&M Escalation | 3%
| Percent Realized |  | 0 | 0 | 0 | 0.3 | 0.75 | 0.75 | 0.75 | 1 | 1 | 1 | 1 | 1 | 1 | 1 | 1 | 1 | 1 | 1 | 1 | 1 | 1 | 0.25 | 0 | 0 | 0
| Year |  | 2016 | 2017 | 2018 | 2019 | 2020 | 2021 | 2022 | 2023 | 2024 | 2025 | 2026 | 2027 | 2028 | 2029 | 2030 | 2031 | 2032 | 2033 | 2034 | 2035 | 2036 | 2037 | 2038 | 2039 | 2040
| Forecasted Installed Cost | 1277163.4112 | 0 | 0 | 0 | 36024.6675 | 93664.1356 | 97410.701 | 101307.1291 | 140479.219 | 146098.3877 | 151942.3232 | 158020.0162 | 164340.8168 | 170914.4495 | 177751.0275 | 184861.0686 | 192255.5113 | 199945.7318 | 207943.561 | 216261.3035 | 224911.7556 | 233908.2258 | 60816.1387 | 0 | 0 | 0
| Reduced Customer Calls |  | 2017: 2014
1 |  | Reduction in customer outage phone calls
2 |  |  | 2016: Electric Call Volume (2014); 2017: 36863; 2020: Retrieve from Veronica see "Electric Call Volume" tab.
3 |  |  | 2016: WA electric Calls (2014) (67% of Electric calls); 2017: 24698.21; 2020: Calculation: 67% * Electric Call Volume (2014)
4 |  |  | 2016: Total Number of initial incidents created by CSRs (WA); 2017: 16619; 2020: Cognos Report see Incidents by CSRs tab
5 |  |  | 2016: Potential reduction in electric calls; 2018: 67.29%; 2020: Calculation:
6 |  |  | 2016: Average Handle Time for All Calls (2014) - m:ss; 2017: 0:07; 2020: Retreived from Veronica Soules - Contact Center Stats
7 |  |  | 2016: Average Handle Time for Electric Calls (2014) - m:ss; 2017: 0:05; 2020: Retrieve from Veronica see "Electric Call Volume" tab.
8 |  |  | 2016: Electric AHT percentage of AHT.; 2017: 73.14%; 2020: Calculation: Average Handle Time for Electric Calls (2014) - m:ss / Average Handle Time for Electric Calls (2014) - m:ss
9 |  |  | 2016: Cost per Call (2015); 2017: 6.71
10 |  |  | 2016: Cost per Electric Call (2015); 2018: 4.9074; 2020: Calculation: Electric AHT percentage of AHT. * Cost per Call (2015)
11 |  |  | 2016: Cost Savings; 2019: 81556.7676; 2020: Calculation: Cost per Electric Call (2015) * (Percentage of WA Electric calls where initial incident was created by CSR * WA electric Calls (2014) (67% of Electric calls))
12 |  | Reduction in outage call duration as AMI meters are rolled out.
13 |  |  | 2016: Average Handle Time for Electric Calls (2014) - m:ss; 2017: 0:05; 2020: Retrieve from Veronica see "Electric Call Volume" tab.
14 |  |  | 2016: Average CSR time to gather outage information to report incident; 2017: 0:01; 2020: QA Reviewed Electric Calls - range between 60-80 seconds.
15 |  |  | 2016: Decrease in call time; 2017: 25.86%; 2020: Calculation: Average CSR time to gather outage information to report incident / Average Handle Time for Electric Calls (2014) - m:ss
16 |  |  | 2016: Cost per Electric Call (2015); 2017: 4.9074; 2020: Calculation: Electric AHT percentage of AHT. * Cost per Call (2015)
17 |  |  | 2016: Cost related to gathering outage information to create initial ticket; 2018: 1.269; 2020: Calculation: Cost per Electric Call (2015) * Percentage of call time related to gathering outage information to create initial ticket
18 |  |  | 2016: Total Number of initial incidents created by CSRs (WA); 2018: 16619; 2020: Cognos Report see Incidents by CSRs tab
19 |  |  | 2016: Cost savings; 2019: 21090.0217; 2020: Calculation: Cost related to gathering outage information to create initial ticket * Total Number of initial incidents created by CSRs (WA)
|  |  | Total Cost Savings |  |  | 102646.7893

## Avoided Single Lights Out
Back to Summary Detail
Outage Management
Avoiding False Positive
This benefit estimates the reduction in the number of truck rolls associated with customers who call in to report an outage that is determined to be caused by something on the occupant’s side of the meter. Outage management responds to calls where customers lose power. The goal is to restore power safely and quickly. An outage that is responded to is called an incidence and each incidence is measured by duration and number of customers out of power. Some incidences that are responded to are false incidences where the customer power loss is due to a cause on the customer side of the meter, which is still a cost to the utility. Reducing the time spent investigating these false positives will result in lower time spent on the phones, data entry and physical trips to the customer’s home. A call center representative will try to determine the meter state by asking the customer specific questions that would help diagnose if the outage is customer caused. Questions such as have you checked your breaker or are your neighbors' lights on are used to determine if the problem is isolated to the homeowner's premise. Without the AMI insight, a crew will be dispatched to investigate and if needed resolve an outage.
|  | Escalation Rate | 3%
|  | Customer Growth Rate | 1%
|  | Percent Realized |  | 0 | 0 | 0 | 0.3 | 0.75 | 0.75 | 0.75 | 1 | 1 | 1 | 1 | 1 | 1 | 1 | 1 | 1 | 1 | 1 | 1 | 1 | 1 | 0.25 | 0 | 0 | 0
|  | Year |  | 2016 | 2017 | 2018 | 2019 | 2020 | 2021 | 2022 | 2023 | 2024 | 2025 | 2026 | 2027 | 2028 | 2029 | 2030 | 2031 | 2032 | 2033 | 2034 | 2035 | 2036 | 2037 | 2038 | 2039 | 2040
|  | Forecasted Avoided Cost | 2730472.1574 | 0 | 0 | 0 | 77017.8278 | 200246.3523 | 208256.2064 | 216586.4547 | 300333.2171 | 312346.5458 | 324840.4077 | 337834.024 | 351347.3849 | 365401.2803 | 380017.3315 | 395218.0248 | 411026.7458 | 427467.8156 | 444566.5282 | 462349.1894 | 480843.1569 | 500076.8832 | 130019.9896 | 0 | 0 | 0
Benefits Description
2009-2014 Avg
Events
1 |  | Total False Postive Reports Per Year Washington | 1680.5 | 2017: Reuben Arts (OMT)
2 |  | Crew Responded To Incident Count Washington | 164.6667 | 2017: Reuben Arts (OMT)
3 |  | Servicemen Responded to Incident Count Washington | 1515.8333 | 2017: Reuben Arts (OMT)
4 | Crew Costs
5 |  | Average Time Per Response By Crew in Hours | 1
6 |  | Number of Crew per Response | 4
7 |  | Overtime Percentage Ratio | 38% | 2016: Prior Study from 2009
8 |  | Average Labor Rate | 45
9 |  | Loading | 71%
10 |  | Blended Hourly Cost Per Crew Hour | 444.6
11 |  | Vehicle Cost Per Incident | 60
12 |  | Average Cost Per Incident | 504.6
13 | Servicemen Costs
14 |  | Average Time Per Response By Serviceman in Hours | 1
15 |  | Number of Serviceman per Response | 1
16 |  | Overtime Percentage Ratio | 38% | 2016: Prior Study from 2009
17 |  | Average Labor Rate | 45
18 |  | Loading | 71%
19 |  | Blended Hourly Cost Per Serviceman Hour | 111.15
20 |  | Vehicle Cost Per Incident | 15
21 |  | Average Cost Per Incident | 126.15
22 | CSR Time
23 |  | CSR reduced call time was included in the OMT Reduced Call Time Benefit
29 | Estimated Costs Total
30 |  | Crew Costs | 83090.8
31 |  | Servicemen Costs | 191222.375
32 |  | Total Costs | 274313.175
33 |  | Expected Percentage Decrease | 80%
34 |  | Expected Net Benefit | 219450.54
35
36 | Incremental Costs
38 |  | Training: Part of the CSR Training | 0
39 |  | Application and Development Cost | 0 | 2016: Included in reduced customer calls benefit
Total (Calculation)
|  |  | 2009 | 2010 | 2011 | 2012 | 2013 | 2014 | Average
|  | <=2Man | 2792 | 2426 | 2370 | 2282 | 2062 | 2278 | 2368
|  | >2Man | 339 | 198 | 249 | 248 | 247 | 268 | 258
|  | Grand Total | 3131 | 2624 | 2619 | 2530 | 2309 | 2546 | 2626
|  | PercentWashington | 64% | 64% | 64% | 64% | 64% | 64%
|  | <=2Man | 1786 | 1552 | 1516 | 1460 | 1319 | 1457 | 1515
|  | >2Man | 216 | 126 | 159 | 158 | 158 | 171 | 164.6667
|  | Washington Grand Total | 2003 | 1679 | 1676 | 1619 | 1477 | 1629 | 1680.5
Table 1
| Year | CrewCat | 2009: Incidents
| 2005 | >2Man | 2009: 89
| 2005 | <=2Man | 2009: 1167
| 2006 | <=2Man | 2009: 1657
| 2006 | >2Man | 2009: 118
| 2007 | <=2Man | 2009: 1999
| 2007 | >2Man | 2009: 143
| 2008 | <=2Man | 2009: 2762
| 2008 | >2Man | 2009: 247
| 2009 | >2Man | 2009: 288
| 2009 | <=2Man | 2009: 2735
| 2010 | >2Man | 2009: 339
| 2010 | <=2Man | 2009: 2792
| 2011 | <=2Man | 2009: 2426
| 2011 | >2Man | 2009: 198
| 2012 | <=2Man | 2009: 2370
| 2012 | >2Man | 2009: 249
| 2013 | <=2Man | 2009: 2282
| 2013 | >2Man | 2009: 248
| 2014 | <=2Man | 2009: 2062
| 2014 | >2Man | 2009: 247
| 2015 | >2Man | 2009: 268
| 2015 | <=2Man | 2009: 2278

## Reduced Major Storms Cost
Back to Summary Detail
Based on an average of $4,170,430/Year from 2010 - 2014 Percent of costs apportioned to employees and corresponding costs such as payroll, meals and lodging is 59.5% Assumption is that estimated reduction in time is 10% or (5.95% adjusted)
Customer Growth | 1%
Annual O&M increase rate | 3%
Expected Value | 248115
|  | 0 | 0 | 0 | 0.3 | 0.75 | 0.75 | 0.75 | 1 | 1 | 1 | 1 | 1 | 1 | 1 | 1 | 1 | 1 | 1 | 1 | 1 | 1 | 0.25 | 0 | 0 | 0
Year |  | 2016 | 2017 | 2018 | 2019 | 2020 | 2021 | 2022 | 2023 | 2024 | 2025 | 2026 | 2027 | 2028 | 2029 | 2030 | 2031 | 2032 | 2033 | 2034 | 2035 | 2036 | 2037 | 2038 | 2039 | 2040
Forecasted Restoration Savings | 3032402.7633 | 0 | 0 | 0 | 87077.837 | 226402.3762 | 235458.4712 | 244876.8101 | 339562.5099 | 353145.0103 | 367270.8108 | 381961.6432 | 397240.1089 | 413129.7133 | 429654.9018 | 446841.0979 | 464714.7418 | 483303.3315 | 502635.4647 | 522740.8833 | 543650.5186 | 565396.5394 | 147003.1002 | 0 | 0 | 0

## Conservation Voltage Reduction
Back to Summary Detail
reduction rate |  |  |  |  | 0.3 | 0.3 | 0.3 | 0.3 | 0.3 | 0.4 | 0.4 | 0.4 | 0.4 | 0.4 | 0.4 | 0.4 | 0.4 | 0.4 | 0.4 | 0.4 | 0.4 | 0.4 | 0.4 | 0.4 | 0.4 | 0.4
| NPV | 2016 | 2017 | 2018 | 2019 | 2020 | 2021 | 2022 | 2023 | 2024 | 2025 | 2026 | 2027 | 2028 | 2029 | 2030 | 2031 | 2032 | 2033 | 2034 | 2035 | 2036 | 2037 | 2038 | 2039 | 2040
X&R Savings | 11058455.8554 | 0 | 0 | 0 | 310551.0339 | 808985.4432 | 842962.8318 | 878367.2707 | 1220344.9282 | 1271599.4151 | 1325006.5906 | 1380656.8674 | 1438644.4558 | 1499067.523 | 1562028.3589 | 1627633.55 | 1695994.1591 | 1767225.9138 | 1841449.4022 | 1918790.277 | 1999379.4687 | 2083353.4064 | 0 | 0 | 0 | 0
AMI Augmentation | 26740173.1779 | 0 | 0 | 0 | 750935.622 | 1956187.2952 | 2038347.1616 | 2123957.7424 | 2950885.2902 | 3074822.4723 | 3203965.0162 | 3338531.5469 | 3478749.8718 | 3624857.3665 | 3777101.3758 | 3935739.6336 | 4101040.6982 | 4273284.4076 | 4452762.3527 | 4639778.3715 | 4834649.0631 | 5037704.3238 | 0 | 0 | 0 | 0
Future Grid Mod | 11449965.2632 | 0 | 0 | 0 | 310015.8859 | 810051.723 | 846918.9621 | 885370.8423 | 1233442.3889 | 1289673.1478 | 1349584.7965 | 1412343.9939 | 1478819.0838 | 1550010.7596 | 1624173.0529 | 1702249.1301 | 1783444.0467 | 1869426.0784 | 1959403.5725 | 2028615.0653 | 2127726.485 | 2316149.3917 | 0 | 0 | 0 | 0
Grid Mod Cost | 0 | 0 | 0 | 0 | 0 | 0 | 0 | 0 | 0 | 0 | 0 | 0 | 0 | 0 | 0 | 0 | 0 | 0 | 0 | 0 | 0 | 0 | 0 | 0 | 0 | 0
CVR/AMI Cost Other (Capital) | 0 | 0 | 0 | 0 | 0 | 0 | 0 | 0 | 0 | 0 | 0 | 0 | 0 | 0 | 0 | 0 | 0 | 0 | 0 | 0 | 0 | 0 | 0 | 0 | 0 | 0
Mitigation (Capital) | -828689.7569 | 0 | 0 | 0 | -32812.5 | -83125 | -95000 | -100000 | -100000 | -100000 | -100000 | -100000 | -100000 | -100000 | -100000 | -100000 | -100000 | -100000 | -100000 | -100000 | -100000 | -200000 | 0 | 0 | 0 | 0
CVR/AMI Cost Other (O&M) | -2904385.8703 | 0 | 0 | 0 | -83410.5975 | -217646.0525 | -256200.496 | -277775.2747 | -286108.5329 | -294691.7889 | -303532.5425 | -312638.5188 | -322017.6744 | -331678.2046 | -341628.5508 | -351877.4073 | -362433.7295 | -373306.7414 | -384505.9436 | -396041.1219 | -407922.3556 | -1680640.105 | 0 | 0 | 0 | 0
Total | 18494601.4987 | 0 | 0 | 0 | 411450.7625 | 1072567.3384 | 1118468.6867 | 1166308.7566 | 1621401.7822 | 2254438.0141 | 2351422.5613 | 2452612.9633 | 2558485.3646 | 2669574.2596 | 2785321.1151 | 2906248.9255 | 3032191.5616 | 3163974.5599 | 3301446.1309 | 3434873.4855 | 3584702.0067 | 3774882.8487 | 0 | 0 | 0 | 0
Year | X&R Savings | AMI Augmentation | Future Grid Mod | Grid Mod Cost | CVR/AMI Cost Other (Capital) | Mitigation (Capital) | CVR/AMI Cost Other (O&M) | X&R Savings | AMI Augmentation | Future Grid Mod | Grid Mod Cost | CVR/AMI Cost Other (Capital) | Mitigation (Capital) | CVR/AMI Cost Other (O&M) | X&R Savings | AMI Augmentation | Future Grid Mod | Grid Mod Cost | CVR/AMI Cost Other (Capital) | Mitigation (Capital) | CVR/AMI Cost Other (O&M)
2016 | 0 | 0 | 0 | 0 | 1 | 1 | 0 | 0 | 0 | 0 | 0 | -599028.48 | -580000 | 0 | 0 | 0 | 0 | 0 | -599028.48 | -580000 | 0
2017 | 0 | 0 | 0 | 0 | 0 | 0 | 0 | 0 | 0 | 0 | 0 | 0 | -100000 | -239611.392 | 0 | 0 | 0 | 0 | 0 | -100000 | -239611.392
2018 | 0 | 0 | 0 | 0 | 0 | 0 | 0 | 0 | 0 | 0 | 0 | 0 | -100000 | -246799.7338 | 0 | 0 | 0 | 0 | 0 | -100000 | -246799.7338
2019 | 0.3 | 0.3 | 0.3 | 0.3 | 0.3 | 0.3 | 0.3 | 310551.0339 | 750935.622 | 310015.8859 | 0 | 0 | -100000 | -254203.7258 | 310551.0339 | 750935.622 | 310015.8859 | 0 | 0 | -100000 | -254203.7258
2020 | 0.75 | 0.75 | 0.75 | 0.75 | 0.75 | 0.75 | 0.75 | 808985.4432 | 1956187.2952 | 810051.723 | 0 | 0 | -100000 | -261829.8375 | 808985.4432 | 1956187.2952 | 810051.723 | 0 | 0 | -100000 | -261829.8375
2021 | 0.75 | 0.75 | 0.75 | 0.75 | 0.75 | 0.75 | 0.75 | 842962.8318 | 2038347.1616 | 846918.9621 | 0 | 0 | -100000 | -269684.7327 | 842962.8318 | 2038347.1616 | 846918.9621 | 0 | 0 | -100000 | -269684.7327
2022 | 0.75 | 0.75 | 0.75 | 1 | 1 | 1 | 1 | 878367.2707 | 2123957.7424 | 885370.8423 | 0 | 0 | -100000 | -277775.2747 | 878367.2707 | 2123957.7424 | 885370.8423 | 0 | 0 | -100000 | -277775.2747
2023 | 1 | 1 | 1 | 1 | 1 | 1 | 1 | 1220344.9282 | 2950885.2902 | 1233442.3889 | 0 | 0 | -100000 | -286108.5329 | 1220344.9282 | 2950885.2902 | 1233442.3889 | 0 | 0 | -100000 | -286108.5329
2024 | 1 | 1 | 1 | 1 | 1 | 1 | 1 | 1271599.4151 | 3074822.4723 | 1289673.1478 | 0 | 0 | -100000 | -294691.7889 | 1271599.4151 | 3074822.4723 | 1289673.1478 | 0 | 0 | -100000 | -294691.7889
2025 | 1 | 1 | 1 | 1 | 1 | 1 | 1 | 1325006.5906 | 3203965.0162 | 1349584.7965 | 0 | 0 | -100000 | -303532.5425 | 1325006.5906 | 3203965.0162 | 1349584.7965 | 0 | 0 | -100000 | -303532.5425
2026 | 1 | 1 | 1 | 1 | 1 | 1 | 1 | 1380656.8674 | 3338531.5469 | 1412343.9939 | 0 | 0 | -100000 | -312638.5188 | 1380656.8674 | 3338531.5469 | 1412343.9939 | 0 | 0 | -100000 | -312638.5188
2027 | 1 | 1 | 1 | 1 | 1 | 1 | 1 | 1438644.4558 | 3478749.8718 | 1478819.0838 | 0 | 0 | -100000 | -322017.6744 | 1438644.4558 | 3478749.8718 | 1478819.0838 | 0 | 0 | -100000 | -322017.6744
2028 | 1 | 1 | 1 | 1 | 1 | 1 | 1 | 1499067.523 | 3624857.3665 | 1550010.7596 | 0 | 0 | -100000 | -331678.2046 | 1499067.523 | 3624857.3665 | 1550010.7596 | 0 | 0 | -100000 | -331678.2046
2029 | 1 | 1 | 1 | 1 | 1 | 1 | 1 | 1562028.3589 | 3777101.3758 | 1624173.0529 | 0 | 0 | -100000 | -341628.5508 | 1562028.3589 | 3777101.3758 | 1624173.0529 | 0 | 0 | -100000 | -341628.5508
2030 | 1 | 1 | 1 | 1 | 1 | 1 | 1 | 1627633.55 | 3935739.6336 | 1702249.1301 | 0 | 0 | -100000 | -351877.4073 | 1627633.55 | 3935739.6336 | 1702249.1301 | 0 | 0 | -100000 | -351877.4073
2031 | 1 | 1 | 1 | 1 | 1 | 1 | 1 | 1695994.1591 | 4101040.6982 | 1783444.0467 | 0 | 0 | -100000 | -362433.7295 | 1695994.1591 | 4101040.6982 | 1783444.0467 | 0 | 0 | -100000 | -362433.7295
2032 | 1 | 1 | 1 | 1 | 1 | 1 | 1 | 1767225.9138 | 4273284.4076 | 1869426.0784 | 0 | 0 | -100000 | -373306.7414 | 1767225.9138 | 4273284.4076 | 1869426.0784 | 0 | 0 | -100000 | -373306.7414
2033 | 1 | 1 | 1 | 1 | 1 | 1 | 1 | 1841449.4022 | 4452762.3527 | 1959403.5725 | 0 | 0 | -100000 | -384505.9436 | 1841449.4022 | 4452762.3527 | 1959403.5725 | 0 | 0 | -100000 | -384505.9436
2034 | 1 | 1 | 1 | 1 | 1 | 1 | 1 | 1918790.277 | 4639778.3715 | 2028615.0653 | 0 | 0 | -100000 | -396041.1219 | 1918790.277 | 4639778.3715 | 2028615.0653 | 0 | 0 | -100000 | -396041.1219
2035 | 1 | 1 | 1 | 1 | 1 | 1 | 1 | 1999379.4687 | 4834649.0631 | 2127726.485 | 0 | 0 | -100000 | -407922.3556 | 1999379.4687 | 4834649.0631 | 2127726.485 | 0 | 0 | -100000 | -407922.3556
2036 | 1 | 1 | 1 | 1 | 1 | 1 | 1 | 2083353.4064 | 5037704.3238 | 2316149.3917 | 0 | 0 | -50000 | -420160.0263 | 2083353.4064 | 5037704.3238 | 2316149.3917 | 0 | 0 | -50000 | -420160.0263
2037 | 0.25 | 0.25 | 0.25 | 0.25 | 0.25 | 0.25 | 0.25 | 540579.6099 | 1307161.9197 | 600077.712 | 0 | 0 | -25000 | 0 | 1143234.8688 | 2764427.4005 | 0 | 0 | 0 | -53387.0879 | -199101.5971
2038 | 0 | 0 | 0 | 0 | 0 | 0 | 0 | 0 | 0 | 0 | 0 | 0 | 0 | 0 | 0 | 0 | 0 | 0 | 0 | 0 | 0
2039 | 0 | 0 | 0 | 0 | 0 | 0 | 0 | 0 | 0 | 0 | 0 | 0 | 0 | 0 | 0 | 0 | 0 | 0 | 0 | 0 | 0
2040 | 0 | 0 | 0 | 0 | 0 | 0 | 0 | 0 | 0 | 0 | 0 | 0 | 0 | 0 | 0 | 0 | 0 | 0 | 0 | 0 | 0
[8 empty] | 12366159.0265 | 29902297.2318 | 12746387.2482 | 0 | -582259.409 | -1998495.0286 | -4578201.6221 | 41213359.9379 | 99656986.1458 | 42907457.6373 | 0 | -599028.48 | -2890208.8573 | -9167000.4076
[10 empty] | 55014843.5065 |  |  |  | -7158956.0597
|  | 0 | 0 | 0 | 116456.6377 | 707862.2628 | 800814.6902 | 878367.2707 | 1220344.9282 | 1271599.4151 | 1325006.5906 | 1380656.8674 | 1438644.4558 | 1499067.523 | 1562028.3589 | 1627633.55 | 1695994.1591 | 1767225.9138 | 1841449.4022 | 1918790.277 | 1999379.4687 | 2083353.4064
|  | 0 | 0 | 0 | 281600.8582 | 1711663.8833 | 1936429.8036 | 2123957.7424 | 2950885.2902 | 3074822.4723 | 3203965.0162 | 3338531.5469 | 3478749.8718 | 3624857.3665 | 3777101.3758 | 3935739.6336 | 4101040.6982 | 4273284.4076 | 4452762.3527 | 4639778.3715 | 4834649.0631 | 5037704.3238
|  | 0 | 0 | 0 | 116255.9572 | 708795.2576 | 804573.014 | 885370.8423 | 1233442.3889 | 1289673.1478 | 1349584.7965 | 1412343.9939 | 1478819.0838 | 1550010.7596 | 1624173.0529 | 1702249.1301 | 1783444.0467 | 1869426.0784 | 1959403.5725 | 2028615.0653 | 2127726.485 | 2316149.3917
|  | 0 | 0 | 0 | 0 | 0 | 0 | 0 | 0 | 0 | 0 | 0 | 0 | 0 | 0 | 0 | 0 | 0 | 0 | 0 | 0 | 0
|  | 0 | 0 | 0 | 0 | 0 | 0 | 0 | 0 | 0 | 0 | 0 | 0 | 0 | 0 | 0 | 0 | 0 | 0 | 0 | 0 | 0
|  | 0 | 0 | 0 | -12304.6875 | -72734.375 | -90250 | -100000 | -100000 | -100000 | -100000 | -100000 | -100000 | -100000 | -100000 | -100000 | -100000 | -100000 | -100000 | -100000 | -100000 | -200000
|  | 0 | 0 | 0 | -31278.9741 | -190440.2959 | -243390.4712 | -277775.2747 | -286108.5329 | -294691.7889 | -303532.5425 | -312638.5188 | -322017.6744 | -331678.2046 | -341628.5508 | -351877.4073 | -362433.7295 | -373306.7414 | -384505.9436 | -396041.1219 | -407922.3556 | -1680640.105
|  | 0 | 0 | 0 | 154294.0359 | 938496.4211 | 1062545.2523 | 1166308.7566 | 1621401.7822 | 2254438.0141 | 2351422.5613 | 2452612.9633 | 2558485.3646 | 2669574.2596 | 2785321.1151 | 2906248.9255 | 3032191.5616 | 3163974.5599 | 3301446.1309 | 3434873.4855 | 3584702.0067 | 3774882.8487
[8 empty] | Benefits |  |  | Costs
[7 empty] | Year | X&R Savings | AMI Augmentation | Future Grid Mod | Grid Mod Cost | CVR/AMI Cost Other (Capital) | Mitigation (Capital) | CVR/AMI Cost Other (O&M)
[7 empty] | 1 | 914973.6092 | 2212474.6061 | 920665.092 | 0 | 599028.48 | 580000
[7 empty] | 2 | 953402.5008 | 2305398.5396 | 952799.0488 | 0 | 0 | 100000 | 239611.392
[7 empty] | 3 | 993445.4058 | 2402225.2782 | 1110048.2354 | 0 | 0 | 100000 | 246799.7338
[7 empty] | 4 | 1035170.1129 | 2503118.7399 | 1033386.2864 | 0 | 0 | 100000 | 254203.7258
[7 empty] | 5 | 1078647.2576 | 2608249.727 | 1080068.9639 | 0 | 0 | 100000 | 261829.8375
[7 empty] | 6 | 1123950.4424 | 2717796.2155 | 1129225.2828 | 0 | 0 | 100000 | 269684.7327
[7 empty] | 7 | 1171156.361 | 2831943.6566 | 1180494.4564 | 0 | 0 | 100000 | 277775.2747
[7 empty] | 8 | 1220344.9282 | 2950885.2902 | 1233442.3889 | 0 | 0 | 100000 | 286108.5329
[7 empty] | 9 | 1271599.4151 | 3074822.4723 | 1289673.1478 | 0 | 0 | 100000 | 294691.7889
[7 empty] | 10 | 1325006.5906 | 3203965.0162 | 1349584.7965 | 0 | 0 | 100000 | 303532.5425
[7 empty] | 11 | 1380656.8674 | 3338531.5469 | 1412343.9939 | 0 | 0 | 100000 | 312638.5188
[7 empty] | 12 | 1438644.4558 | 3478749.8718 | 1478819.0838 | 0 | 0 | 100000 | 322017.6744
[7 empty] | 13 | 1499067.523 | 3624857.3665 | 1550010.7596 | 0 | 0 | 100000 | 331678.2046
[7 empty] | 14 | 1562028.3589 | 3777101.3758 | 1624173.0529 | 0 | 0 | 100000 | 341628.5508
[7 empty] | 15 | 1627633.55 | 3935739.6336 | 1702249.1301 | 0 | 0 | 100000 | 351877.4073
[7 empty] | 16 | 1695994.1591 | 4101040.6982 | 1783444.0467 | 0 | 0 | 100000 | 362433.7295
[7 empty] | 17 | 1767225.9138 | 4273284.4076 | 1869426.0784 | 0 | 0 | 100000 | 373306.7414
[7 empty] | 18 | 1841449.4022 | 4452762.3527 | 1959403.5725 | 0 | 0 | 100000 | 384505.9436
[7 empty] | 19 | 1918790.277 | 4639778.3715 | 2028615.0653 | 0 | 0 | 100000 | 396041.1219
[7 empty] | 20 | 1999379.4687 | 4834649.0631 | 2127726.485 | 0 | 0 | 100000 | 407922.3556
[7 empty] | 21 | 2083353.4064 | 5037704.3238 | 2316149.3917 | 0 | 0 | 50000 | 420160.0263
[7 empty] | Totals | 29901920.0058 | 72305078.5531 | 31131748.3585 | 0 | 599028.48 | 2530000 | 6438447.8349
[7 empty] | Load | 0.7% | 0.7% | 0.7% |  |  | O&M | 3%
[7 empty] | Inflation | 3.5% | 3.5% | 3.5%

## Customer Energy Efficiency
Back to Summary Detail
Percent Realized |  | 0 | 0 | 0 | 0.3 | 0.75 | 0.75 | 0.75 | 1 | 1 | 1 | 1 | 1 | 1 | 1 | 1 | 1 | 1 | 1 | 1 | 1 | 1 | 0.25 | 0 | 0 | 0
Year |  | 2016 | 2017 | 2018 | 2019 | 2020 | 2021 | 2022 | 2023 | 2024 | 2025 | 2026 | 2027 | 2028 | 2029 | 2030 | 2031 | 2032 | 2033 | 2034 | 2035 | 2036 | 2037 | 2038 | 2039 | 2040
Forecasted Installed Cost | 3655286.3609 | 0 | 0 | 0 | 106780.9918 | 226829.7213 | 287072.421 | 297694.1006 | 411611.7098 | 426841.343 | 442634.4727 | 459011.9482 | 475995.3903 | 493607.2197 | 511870.6869 | 530809.9023 | 550449.8687 | 570816.5138 | 591936.7248 | 613838.3836 | 636550.4038 | 660102.7688 | 171131.6428 | 0 | 0 | 0
Third Party Evaluation | 50000
Escalation Rate | 3%
Customer Load Growth | 0.7%
Energy Savings due to better understanding of energy usage
Immediate direct feedback could be extremely valuable, especially for savings from daily behaviour in non-heating end-uses. In the longer term and on a larger scale, informative billing and annual energy reports can promote investment as well as influencing behaviour. Savings have been shown in the region of 5-15% and 0-10% for direct and indirect feedback respectively.
|  |  | # | kWh | Avg
Commercial Customers |  | 2017: 23385; 2018: 1804801283; 2019: 77177.7329
Residential Customers |  | 2017: 212659; 2018: 2482493050; 2019: 11673.5856
| Under 500 kWh/Mo | 2017: 46061; 2018: 154446492; 2019: 3353.086; 2020: 33.5309
| 500 - 1000 kWh/Mo | 2017: 85416; 2018: 762768267; 2019: 8930.0397; 2020: 178.6008
| Over 1000 kWh/Mo | 2017: 81121; 2018: 1564546291; 2019: 19286.5755; 2020: 578.5973
|  |  |  | 6769055383 |  | 17261091.2266 | <-- if total reduction across all customers was 2% on average
|  |  | # | % participating | % Reduced | kWh Reduction | 3%
Commercial Customers |  | 2017: 23385; 2018: 1%; 2019: 3%; 2020: 541440.3849
Residential Customers |  | 2017: 212659
| Under 500 kWh/Mo | 2017: 46061; 2018: 1%; 2019: 3%; 2020: 46333.9476
| 500 - 1000 kWh/Mo | 2017: 85416; 2018: 3%; 2019: 3%; 2020: 686491.4403
| Over 1000 kWh/Mo | 2017: 81121; 2018: 5%; 2019: 3%; 2020: 2346819.4365
| Total | 2020: 3621085.2093; 2021: 307792.2428
233.85
7079.14
7312.99
6% | http://www.slideshare.net/breakingnews/unlocking-energy-efficiency-in-the-us-economy-1789726
http://www.eci.ox.ac.uk/research/energy/downloads/smart-metering-report.pdf
1-4% | http://finance-commerce.com/2014/09/sustainable-reducing-energy-use-through-behavioral-science/
http://opower.com/uploads/library/file/24/Opower_WP_Effective_Customer_Engagement.pdf.pdf
http://www.elp.com/articles/2013/07/study-utility-customer-engagement-programs-are-worth-it.html
https://www.energystar.gov/buildings/program-administrators/state-and-local-governments/campaigns
2% | http://www.energyvortex.com/pages/headlinedetails.cfm?id=4857
2% | http://www.intelligentutility.com/article/12/02/behavioral-approaches-energy-conservation-pay&utm_medium=eNL&utm_campaign=IU_DAILY2&utm_term=Original-Member
4% | http://www.bchydro.com/content/dam/BCHydro/customer-portal/documents/projects/smart-metering/smi-program-business-case.pdf
3% | http://www.utilitydive.com/news/could-reducing-peak-demand-5-be-as-simple-as-asking/329102/
|  | REV_CLASS_CDE | CountOfUSAGE_PT_KY | SumOfACCUM_USAGE_QTY
|  | 01 | 212659 | 2482493050
|  | 21 | 23385 | 1804801283
|  | 39 | 570 | 80159
|  | 31 | 359 | 205546579
|  | 80 | 56 | 12095526
|  | 51 | 1 | 2875

## Behavioral Energy Efficiency
Back to Summary Detail
Percent Realized |  |  | 0 | 0 | 0 | 0.3 | 0.75 | 0.75 | 0.75 | 1 | 1 | 1 | 1 | 1 | 1 | 1 | 1 | 1 | 1 | 1 | 1 | 1 | 1 | 0.25 | 0 | 0 | 0
Year |  |  | 2016 | 2017 | 2018 | 2019 | 2020 | 2021 | 2022 | 2023 | 2024 | 2025 | 2026 | 2027 | 2028 | 2029 | 2030 | 2031 | 2032 | 2033 | 2034 | 2035 | 2036 | 2037 | 2038 | 2039 | 2040
Forecasted EE Savings | 8927225.7733 | 21955037.5746 | 0 | 0 | 0 | 0 | 0 | 296000 | 592000 | 888000 | 1184000 | 1231360 | 1280614.4 | 1331838.976 | 1385112.535 | 1440517.0364 | 1498137.7179 | 1558063.2266 | 1620385.7557 | 1685201.1859 | 1752609.2333 | 1822713.6027 | 1895622.1468 | 492861.7582 | 0 | 0 | 0
Annual MWh Savings | [7 empty] | 2839 | 5679 | 8518 | 11357 | 14200 | 14342 | 14485.42 | 14630.2742 | 14776.5769 | 14924.3427 | 15073.5861 | 15224.322 | 15376.5652 | 15530.3309 | 15685.6342 | 15842.4905 | 4000.2289 | 0 | 0 | 0
Annual Customer Growth | 1%
Rate Increase | 3%
Original
Percent Realized |  |  | 0 | 0 | 0 | 0.3 | 0.75 | 0.75 | 0.75 | 1 | 1 | 1 | 1 | 1 | 1 | 1 | 1 | 1 | 1 | 1 | 1 | 1 | 1 | 0.25 | 0 | 0 | 0
Year |  |  | 2016 | 2017 | 2018 | 2019 | 2020 | 2021 | 2022 | 2023 | 2024 | 2025 | 2026 | 2027 | 2028 | 2029 | 2030 | 2031 | 2032 | 2033 | 2034 | 2035 | 2036 | 2037 | 2038 | 2039 | 2040
Forecasted EE Savings | 391191.1813 |  | 0 | 0 | 0 | 34642.2881 | -7723.4262 | -4309.193 | -50768.6331 | 37203.9033 | 42280.4477 | 47544.8242 | 53003.9827 | 58665.1301 | 64535.7399 | 70623.5623 | 76936.6341 | 83483.2896 | 90272.1713 | 97312.2416 | 104612.7945 | 112183.4679 | 120034.2563 | 0 | 0 | 0 | 0
Forecasted EE Research Costs | bar: 2029 to 2040
Outreach and Administration | 100000
Third Party Evaluation | 50000
Escalation Rate | 3%
Customer Load Growth | 0.7%
Percent who Don’t Access Web | 40%
Percent Who Would Respond | 50%
Energy Savings due to better understanding of energy usage
Immediate direct feedback could be extremely valuable, especially for savings from daily behaviour in non-heating end-uses. In the longer term and on a larger scale, informative billing and annual energy reports can promote investment as well as influencing behaviour. Savings have been shown in the region of 5-15% and 0-10% for direct and indirect feedback respectively.
|  |  |  | # | kWh | Avg
Commercial Customers |  |  | 2017: 23385; 2018: 1804801283; 2019: 77177.7329
Residential Customers |  |  | 2017: 212659; 2018: 2482493050; 2019: 11673.5856
| Under 500 kWh/Mo |  | 2017: 46061; 2018: 154446492; 2019: 3353.086; 2020: 33.5309
| 500 - 1000 kWh/Mo |  | 2017: 85416; 2018: 762768267; 2019: 8930.0397; 2020: 178.6008
| Over 1000 kWh/Mo |  | 2017: 81121; 2018: 1564546291; 2019: 19286.5755; 2020: 578.5973
[5 empty] | 6769055383 |  | 17261091.2266 | <-- if total reduction across all customers was 2% on average
Broken out
|  |  |  | # | % participating |  | 3% | % percent Reduced
Commercial Customers |  |  | 2017: 23385; 2018: 1%; 2019: 541440.3849
Residential Customers |  |  | 2017: 212659; 2019: 0
| Under 500 kWh/Mo |  | 2017: 46061; 2018: 1%; 2019: 46333.9476
| 500 - 1000 kWh/Mo |  | 2017: 85416; 2018: 3%; 2019: 686491.4403
| Over 1000 kWh/Mo |  | 2017: 81121; 2018: 5%; 2019: 2346819.4365
| Total |  | 2019: 3621085.2093; 2020: 307792.2428; 2021: 0.05349%
233.85
7079.14
7312.99
6% | http://www.slideshare.net/breakingnews/unlocking-energy-efficiency-in-the-us-economy-1789726
http://www.eci.ox.ac.uk/research/energy/downloads/smart-metering-report.pdf
1-4% | http://finance-commerce.com/2014/09/sustainable-reducing-energy-use-through-behavioral-science/
http://opower.com/uploads/library/file/24/Opower_WP_Effective_Customer_Engagement.pdf.pdf
http://www.elp.com/articles/2013/07/study-utility-customer-engagement-programs-are-worth-it.html
https://www.energystar.gov/buildings/program-administrators/state-and-local-governments/campaigns
2% | http://www.energyvortex.com/pages/headlinedetails.cfm?id=4857
2% | http://www.intelligentutility.com/article/12/02/behavioral-approaches-energy-conservation-pay&utm_medium=eNL&utm_campaign=IU_DAILY2&utm_term=Original-Member
4% | http://www.bchydro.com/content/dam/BCHydro/customer-portal/documents/projects/smart-metering/smi-program-business-case.pdf
3% | http://www.utilitydive.com/news/could-reducing-peak-demand-5-be-as-simple-as-asking/329102/
|  |  | REV_CLASS_CDE | CountOfUSAGE_PT_KY | SumOfACCUM_USAGE_QTY
|  |  | 01 | 212659 | 2482493050
|  |  | 21 | 23385 | 1804801283
|  |  | 39 | 570 | 80159
|  |  | 31 | 359 | 205546579
|  |  | 80 | 56 | 12095526
|  |  | 51 | 1 | 2875
Note on M17: Burgess, Dan: ((($G$45)*(1+$B$22+$B$23)^COUNT($C3:L3))*L3)*(($B$24/(1-$B$24))*$B$25)-($B$20)

## Grid-Interactive Efficient Bldg
Back to Summary Detail
Capacity Costs
| factor | levelized | 2021 | 2022 | 2023 | 2024 | 2025 | 2026 | 2027 | 2028 | 2029 | 2030 | 2031 | 2032 | 2033 | 2034 | 2035 | 2036 | 2037 | 2038 | 2039 | 2040 | 2041 | 2042 | 2043 | 2044 | 2045
T&D Capacity | 50% | 33.01 | 27.5192 | 28.0696 | 28.631 | 29.2036 | 29.7877 | 30.3834 | 30.9911 | 31.6109 | 32.2431 | 32.888 | 33.5458 | 34.2167 | 34.901 | 35.599 | 36.311 | 37.0372 | 37.778 | 38.5335 | 39.3042 | 40.0903 | 40.8921 | 41.71 | 42.5442 | 43.395 | 44.2629
Gen Capacity | 50% | 81.8419 | 0 | 0 | 0 | 0 | 0 | 107.7 | 109.9 | 112.1 | 114.3 | 116.6 | 118.9 | 121.3 | 123.7 | 126.2 | 128.7 | 131.3 | 133.9 | 136.6 | 139.3 | 142.1 | 145 | 147.9 | 150.8 | 153.9 | 156.9
Total |  | 114.8519 | 13.7596 | 14.0348 | 14.3155 | 14.6018 | 14.8938 | 69.0417 | 70.4456 | 71.8555 | 73.2716 | 74.744 | 76.2229 | 77.7583 | 79.3005 | 80.8995 | 82.5055 | 84.1686 | 85.839 | 87.5668 | 89.3021 | 91.0952 | 92.9461 | 94.805 | 96.6721 | 98.6475 | 100.5815
|  | Max Avoided | 2035: bldg Code
Load Added |  | 11.9062 | 0.3 | 0.3 | 0.3 | 0.3 | 0.3 | 0.3 | 0.3 | 0.3 | 0.3 | 0.3 | 0.3 | 0.3 | 0.3 | 0.3 | 0.70057 | 0.70057 | 0.70057 | 0.70057 | 0.70057 | 0.70057 | 0.70057 | 0.70057 | 0.70057 | 0.70057 | 0.70057
NPV
2021 | 204435.0249 | 0 | 4127.8827 | 4210.4403 | 4294.6491 | 4380.5421 | 4468.153 | 20712.516 | 21133.6663 | 21556.6397 | 21981.4725 | 22423.2019 | 22866.8659 | 23327.5033 | 23790.1533 | 24269.8564 | 24751.6535 | 25250.5866 | 25751.6983 | 26270.0323 | 26790.6329 | 27328.5456 | 27883.8165 | 28441.4928 | 29001.6227 | 29594.2552 | 30174.4403
2022 | 200569.9663 | 0 | 0 | 4210.4403 | 4294.6491 | 4380.5421 | 4468.153 | 20712.516 | 21133.6663 | 21556.6397 | 21981.4725 | 22423.2019 | 22866.8659 | 23327.5033 | 23790.1533 | 24269.8564 | 24751.6535 | 25250.5866 | 25751.6983 | 26270.0323 | 26790.6329 | 27328.5456 | 27883.8165 | 28441.4928 | 29001.6227 | 29594.2552 | 30174.4403
2023 | 196878.6181 | 0 | 0 | 0 | 4294.6491 | 4380.5421 | 4468.153 | 20712.516 | 21133.6663 | 21556.6397 | 21981.4725 | 22423.2019 | 22866.8659 | 23327.5033 | 23790.1533 | 24269.8564 | 24751.6535 | 25250.5866 | 25751.6983 | 26270.0323 | 26790.6329 | 27328.5456 | 27883.8165 | 28441.4928 | 29001.6227 | 29594.2552 | 30174.4403
2024 | 193353.1732 | 0 | 0 | 0 | 0 | 4380.5421 | 4468.153 | 20712.516 | 21133.6663 | 21556.6397 | 21981.4725 | 22423.2019 | 22866.8659 | 23327.5033 | 23790.1533 | 24269.8564 | 24751.6535 | 25250.5866 | 25751.6983 | 26270.0323 | 26790.6329 | 27328.5456 | 27883.8165 | 28441.4928 | 29001.6227 | 29594.2552 | 30174.4403
2025 | 189986.1752 | 0 | 0 | 0 | 0 | 0 | 4468.153 | 20712.516 | 21133.6663 | 21556.6397 | 21981.4725 | 22423.2019 | 22866.8659 | 23327.5033 | 23790.1533 | 24269.8564 | 24751.6535 | 25250.5866 | 25751.6983 | 26270.0323 | 26790.6329 | 27328.5456 | 27883.8165 | 28441.4928 | 29001.6227 | 29594.2552 | 30174.4403
2026 | 186770.5031 | 0 | 0 | 0 | 0 | 0 | 0 | 20712.516 | 21133.6663 | 21556.6397 | 21981.4725 | 22423.2019 | 22866.8659 | 23327.5033 | 23790.1533 | 24269.8564 | 24751.6535 | 25250.5866 | 25751.6983 | 26270.0323 | 26790.6329 | 27328.5456 | 27883.8165 | 28441.4928 | 29001.6227 | 29594.2552 | 30174.4403
2027 | 172813.0768 | 0 | 0 | 0 | 0 | 0 | 0 | 0 | 21133.6663 | 21556.6397 | 21981.4725 | 22423.2019 | 22866.8659 | 23327.5033 | 23790.1533 | 24269.8564 | 24751.6535 | 25250.5866 | 25751.6983 | 26270.0323 | 26790.6329 | 27328.5456 | 27883.8165 | 28441.4928 | 29001.6227 | 29594.2552 | 30174.4403
2028 | 159478.597 | 0 | 0 | 0 | 0 | 0 | 0 | 0 | 0 | 21556.6397 | 21981.4725 | 22423.2019 | 22866.8659 | 23327.5033 | 23790.1533 | 24269.8564 | 24751.6535 | 25250.5866 | 25751.6983 | 26270.0323 | 26790.6329 | 27328.5456 | 27883.8165 | 28441.4928 | 29001.6227 | 29594.2552 | 30174.4403
2029 | 146743.2425 | 0 | 0 | 0 | 0 | 0 | 0 | 0 | 0 | 0 | 21981.4725 | 22423.2019 | 22866.8659 | 23327.5033 | 23790.1533 | 24269.8564 | 24751.6535 | 25250.5866 | 25751.6983 | 26270.0323 | 26790.6329 | 27328.5456 | 27883.8165 | 28441.4928 | 29001.6227 | 29594.2552 | 30174.4403
2030 | 134583.7484 | 0 | 0 | 0 | 0 | 0 | 0 | 0 | 0 | 0 | 0 | 22423.2019 | 22866.8659 | 23327.5033 | 23790.1533 | 24269.8564 | 24751.6535 | 25250.5866 | 25751.6983 | 26270.0323 | 26790.6329 | 27328.5456 | 27883.8165 | 28441.4928 | 29001.6227 | 29594.2552 | 30174.4403
2031 | 122969.6607 | 0 | 0 | 0 | 0 | 0 | 0 | 0 | 0 | 0 | 0 | 0 | 22866.8659 | 23327.5033 | 23790.1533 | 24269.8564 | 24751.6535 | 25250.5866 | 25751.6983 | 26270.0323 | 26790.6329 | 27328.5456 | 27883.8165 | 28441.4928 | 29001.6227 | 29594.2552 | 30174.4403
2032 | 111879.8823 | 0 | 0 | 0 | 0 | 0 | 0 | 0 | 0 | 0 | 0 | 0 | 0 | 23327.5033 | 23790.1533 | 24269.8564 | 24751.6535 | 25250.5866 | 25751.6983 | 26270.0323 | 26790.6329 | 27328.5456 | 27883.8165 | 28441.4928 | 29001.6227 | 29594.2552 | 30174.4403
2033 | 101287.0225 | 0 | 0 | 0 | 0 | 0 | 0 | 0 | 0 | 0 | 0 | 0 | 0 | 0 | 23790.1533 | 24269.8564 | 24751.6535 | 25250.5866 | 25751.6983 | 26270.0323 | 26790.6329 | 27328.5456 | 27883.8165 | 28441.4928 | 29001.6227 | 29594.2552 | 30174.4403
2034 | 91171.9044 | 0 | 0 | 0 | 0 | 0 | 0 | 0 | 0 | 0 | 0 | 0 | 0 | 0 | 0 | 24269.8564 | 24751.6535 | 25250.5866 | 25751.6983 | 26270.0323 | 26790.6329 | 27328.5456 | 27883.8165 | 28441.4928 | 29001.6227 | 29594.2552 | 30174.4403
2035 | 190343.5388 | 0 | 0 | 0 | 0 | 0 | 0 | 0 | 0 | 0 | 0 | 0 | 0 | 0 | 0 | 0 | 57800.5918 | 58965.711 | 60135.9179 | 61346.3425 | 62562.0602 | 63818.2054 | 65114.8859 | 66417.1837 | 67725.2109 | 69109.1389 | 70463.9996
2036 | 168797.6956 | 0 | 0 | 0 | 0 | 0 | 0 | 0 | 0 | 0 | 0 | 0 | 0 | 0 | 0 | 0 | 0 | 58965.711 | 60135.9179 | 61346.3425 | 62562.0602 | 63818.2054 | 65114.8859 | 66417.1837 | 67725.2109 | 69109.1389 | 70463.9996
2037 | 148217.0262 | 0 | 0 | 0 | 0 | 0 | 0 | 0 | 0 | 0 | 0 | 0 | 0 | 0 | 0 | 0 | 0 | 0 | 60135.9179 | 61346.3425 | 62562.0602 | 63818.2054 | 65114.8859 | 66417.1837 | 67725.2109 | 69109.1389 | 70463.9996
2038 | 128564.307 | 0 | 0 | 0 | 0 | 0 | 0 | 0 | 0 | 0 | 0 | 0 | 0 | 0 | 0 | 0 | 0 | 0 | 0 | 61346.3425 | 62562.0602 | 63818.2054 | 65114.8859 | 66417.1837 | 67725.2109 | 69109.1389 | 70463.9996
2039 | 109792.498 | 0 | 0 | 0 | 0 | 0 | 0 | 0 | 0 | 0 | 0 | 0 | 0 | 0 | 0 | 0 | 0 | 0 | 0 | 0 | 62562.0602 | 63818.2054 | 65114.8859 | 66417.1837 | 67725.2109 | 69109.1389 | 70463.9996
2040 | 91867.5774 | 0 | 0 | 0 | 0 | 0 | 0 | 0 | 0 | 0 | 0 | 0 | 0 | 0 | 0 | 0 | 0 | 0 | 0 | 0 | 0 | 63818.2054 | 65114.8859 | 66417.1837 | 67725.2109 | 69109.1389 | 70463.9996
2041 | 74746.9556 | 0 | 0 | 0 | 0 | 0 | 0 | 0 | 0 | 0 | 0 | 0 | 0 | 0 | 0 | 0 | 0 | 0 | 0 | 0 | 0 | 0 | 65114.8859 | 66417.1837 | 67725.2109 | 69109.1389 | 70463.9996
2042 | 58390.6967 | 0 | 0 | 0 | 0 | 0 | 0 | 0 | 0 | 0 | 0 | 0 | 0 | 0 | 0 | 0 | 0 | 0 | 0 | 0 | 0 | 0 | 0 | 66417.1837 | 67725.2109 | 69109.1389 | 70463.9996
2043 | 42769.5505 | 0 | 0 | 0 | 0 | 0 | 0 | 0 | 0 | 0 | 0 | 0 | 0 | 0 | 0 | 0 | 0 | 0 | 0 | 0 | 0 | 0 | 0 | 0 | 67725.2109 | 69109.1389 | 70463.9996
2044 | 27854.9524 | 0 | 0 | 0 | 0 | 0 | 0 | 0 | 0 | 0 | 0 | 0 | 0 | 0 | 0 | 0 | 0 | 0 | 0 | 0 | 0 | 0 | 0 | 0 | 0 | 69109.1389 | 70463.9996
2045 | 13604.6061 | 0 | 0 | 0 | 0 | 0 | 0 | 0 | 0 | 0 | 0 | 0 | 0 | 0 | 0 | 0 | 0 | 0 | 0 | 0 | 0 | 0 | 0 | 0 | 0 | 0 | 70463.9996
| 3267869.9995 | 3123536.5988 | 4127.8827 | 8420.8807 | 12883.9474 | 17522.1685 | 22340.7648 | 124275.0961 | 147935.6644 | 172453.1173 | 197833.2521 | 224232.0191 | 251535.5254 | 279930.0392 | 309271.9933 | 339777.9896 | 404323.7412 | 471439.6344 | 135232.8826
2609116.0861
Attached is the 2018 demand study work paper used in the 2019 WA and ID GRC filings. The 2018 monthly system peaks are shown on the tab titled “Peak Calc CP” on Rows 84 through 114 . It appears that the annual coincident peak occurred on August 10, 2018 at 4:00 PM. Large commercial and industrial customers served on Schedule 21 or 22 had peak demand of WA 233,522 KW, and ID 121,235 KW out of the system total of 1,729,000 KW that hour.
2018-08-01
Schedule 21/22 Secondary | 220231.3943
Schedule 21 Primary | 13290.7489
Total | 233522.1432 |  | 2021: EDO_Reduction
MW | 233.5221 |  | 2021: 0.1285%

## Theft and Diversion
Back to Summary Detail
Customer and Load Growth | 0.7%
Escalation Rate | 3%
New Revision based on current experience (201910) | 33.3%
Percent Realized |  | 0 | 0 | 0 | 0.3 | 0.75 | 0.75 | 0.75 | 1 | 1 | 1 | 1 | 1 | 1 | 1 | 1 | 1 | 1 | 1 | 1 | 1 | 1 | 0.25 | 0 | 0 | 0
Year |  | 2016 | 2017 | 2018 | 2019 | 2020 | 2021 | 2022 | 2023 | 2024 | 2025 | 2026 | 2027 | 2028 | 2029 | 2030 | 2031 | 2032 | 2033 | 2034 | 2035 | 2036 | 2037 | 2038 | 2039 | 2040
Forecasted Installed Cost | 4499423.5895 | 0 | 0 | 0 | 130137.0132 | 337380.2067 | 349863.2744 | 362808.2155 | 501642.826 | 520203.6105 | 539451.1441 | 559410.8365 | 580109.0374 | 601573.0718 | 623831.2754 | 646913.0326 | 670848.8148 | 695670.221 | 721410.0192 | 748102.1899 | 775781.9709 | 804485.9038 | 208562.9706 | 0 | 0 | 0
Analytic Modules | 400000 | 2016: Costs are included in the cost model under "Data Analytics"
Integration Costs | 375000 | 2016: Costs are included in the cost model under "Data Analytics"
| Gas & Electric | 2021: 0.00375
Benefits Description | Low | 2016: Medium; 2017: High
Washington Revenue 2012 | 577955705.52 | 2016: 577955705.52; 2017: 577955705.52
Theft impact to revenue | 0.2063% | 2016: 0.3094%; 2017: 0.4125%
Estimated percent of theft found | 85% | 2016: 90%; 2017: 95%
Recoverable revenue | 1013228.5962 | 2016: 1609245.4176; 2017: 2264863.921
Cost of Resolution (estimate at 30% of recovered revenue) | 303968.5789 | 2016: 482773.6253; 2017: 679459.1763
Net Opportunity | 709260.0174 | 2016: 1126471.7923; 2017: 1585404.7447
Note on B5: Burgess, Dan: updated to estimate it at 0.1% of revenue
Note on C21: .375% (Average of .25% and .50%) for Electric at 65% of Revenue + .1875% for Gas at 35% of Revenue
Note on A24: 1 FTE, Field, Billing, Legal Costs, O&M related to analytical tools, less costs recovered from customer

## Unbilled Usage
Back to Summary Detail
Year |  |  |  | 0 | 0 | 0 | 0.3 | 0.75 | 0.75 | 0.75 | 1 | 1 | 1 | 1 | 1 | 1 | 1 | 1 | 1 | 1 | 1 | 1 | 1 | 1 | 0.25 | 0 | 0 | 0
Avoided Late Fees |  | Annual Increase Rate | Customer Growth | 2016 | 2017 | 2018 | 2019 | 2020 | 2021 | 2022 | 2023 | 2024 | 2025 | 2026 | 2027 | 2028 | 2029 | 2030 | 2031 | 2032 | 2033 | 2034 | 2035 | 2036 | 2037 | 2038 | 2039 | 2040
Forecasted Installed Cost | 1951969.8228 | 3% | 1% | 0 | 0 | 0 | 55058.7836 | 143152.8374 | 148878.9509 | 154834.109 | 214703.2978 | 223291.4297 | 232223.0869 | 241512.0103 | 251172.4907 | 261219.3904 | 271668.166 | 282534.8926 | 293836.2883 | 305589.7399 | 317813.3295 | 330525.8626 | 343746.8971 | 357496.773 | 92949.161 | 0 | 0 | 0
Benefits Description | Electric | Gas | Total | 2016: Sources or References
Non App Meters in Washington | 3645.6 | 1782.8 | 5428.4 | 2016: Table 1 - source: Unbilled Data tab
Usage adjusted off in Washington | 1009563.2 | 50894.6 |  | 2016: Table 1 - Pivot Data - source: Unbilled Data tab
Estimated Dollars not Billed Washington | 91497.879 | 45678.6257 | 137176.5047 | 2016: Calculation: Unbilled usage * Rate (see pivot)
Loaded labor rate for billing analyst (per min) | 0.66 | 0.66
Billing Edit Process in Minutes per account | 5.5 | 5.5
Cost per Review and Administration | 3.63 | 3.63 |  | 2016: Calculation: Loaded labor rate * edit processing time
Estimated Review & Admin costs | 13233.528 | 6471.564 | 19705.092 | 2016: Calculation: Cost per Review and Admin * Non Apps
Total Costs | 104731.407 | 52150.1897 | 156881.5967 | 2016: Calculation: Unbilled Revenue + Billing Analyst Time + Servicemen Time
Table 1
BILL_CORRECT_CDE | (Multiple Items)
| Column Labels |  |  | 2018: Excluded all electric accounts with usage over 90,000 and gas accounts with usage greater than 9,000
Row Labels | 2010 | 2011 | 2012 | 2016: 2013; 2017: 2014; 2018: Average; 2019: Ratio; 2020: Unit Costs; 2021: Revenues
E
01
Average of Days | 24.2286 | 26.1854 | 28.4821 | 2016: 32.2838; 2017: 32.1176; 2020: Revenue/Unit; 2021: Estimated Rev
Sum of SumOfUSAGE_QTY | 898811 | 918452 | 918911 | 2016: 888242; 2017: 850114; 2018: 894906; 2019: 88.64%; 2020: 0.0875; 2021: 78304.275
Count of USAGE_PT_KY | 3863 | 3926 | 3462 | 2016: 3196; 2017: 3010
21
Average of Days | 53.918 | 49.2979 | 47.702 | 2016: 50.7731; 2017: 46.4
Sum of SumOfUSAGE_QTY | 145046 | 114756 | 48276 | 2016: 157515; 2017: 107693; 2018: 114657.2; 2019: 11.36%; 2020: 0.11507; 2021: 13193.604
Count of USAGE_PT_KY | 183 | 188 | 151 | 2016: 119; 2017: 130
E Average of Days | 25.5714 | 27.2416 | 29.2854 | 2016: 32.9475; 2017: 32.7089; 2018: 29.551
E Sum of SumOfUSAGE_QTY | 1043857 | 1033208 | 967187 | 2016: 1045757; 2017: 957807; 2018: 1009563.2; 2021: 91497.879
E Count of USAGE_PT_KY | 4046 | 4114 | 3613 | 2016: 3315; 2017: 3140; 2018: 3645.6
G
01
Average of Days | 29.8446 | 32.0474 | 34.0477 | 2016: 35.0558; 2017: 33.3791
Sum of SumOfUSAGE_QTY | 40087 | 44767 | 38109 | 2016: 37562; 2017: 30887; 2018: 38282.4; 2019: 75.22%; 2020: 0.86998; 2021: 33304.9224
Count of USAGE_PT_KY | 1840 | 1876 | 1678 | 2016: 1612; 2017: 1414
21
Average of Days | 48.6098 | 49.7308 | 52.2159 | 2016: 45.8023; 2017: 58.1493
Sum of SumOfUSAGE_QTY | 10711 | 18840 | 7777 | 2016: 9976; 2017: 15757; 2018: 12612.2; 2019: 24.78%; 2020: 0.98109; 2021: 12373.7033
Count of USAGE_PT_KY | 123 | 130 | 88 | 2016: 86; 2017: 67
G Average of Days | 31.0204 | 33.1934 | 34.953 | 2016: 35.6001; 2017: 34.4997; 2018: 33.8533
G Sum of SumOfUSAGE_QTY | 50798 | 63607 | 45886 | 2016: 47538; 2017: 46644; 2018: 50894.6; 2021: 45678.6257
G Count of USAGE_PT_KY | 1963 | 2006 | 1766 | 2016: 1698; 2017: 1481; 2018: 1782.8
Procedure: |  |  |  | 2016: Table 2 (Breakout of Bill Analysis Times); 2018: Reviewed process with Kim Blair, Billing Analyst, Nov 2015
a. Add: A Customer Contact that includes the following details: |  |  |  | 2017: Time Savings Caculation; 2018: Mins/Meter
Needs x months billed |  |  |  | 2017: Billing Analyst Reviews "To Do" list reports; 2018: 1; 2019: 1
Premise address |  |  |  | 2017: Research, inquiry, review read history in CC&B; 2018: 1; 2019: 2
Note: This will hit a Billing report and the Billing Team will work these. |  |  |  | 2017: Calculate Correct Usage, Enter new read; 2018: 1; 2019: 1
2. Identify the billing period and read(s) required to bill. |  |  |  | 2017: Correct bill manualy or process cancel/rebill; 2018: 1; 2019: 3
a. Go to Meter Read History. |  |  |  | 2017: Total; 2018: 4; 2019: 7
b. Review reads to confirm the read you’re using is in line and looks accurate. (If not, see Adding a Meter Read.) |  |  |  | 2018: AVG; 2019: 5.5
c. Verify the required read(s) are checked “Use on Bill” and take note of the read dates.
3. How many “months” are you billing?
If... | Then...
1 month: | CLICK HERE
a. Click: The Account Context Menu
icon.
b. Click: The Add
button for Go To Bill.
c. Click: The Generate button.
d. Enter: The Last Meter Read Date in the Cutoff Date field.
e. Click: The Calculate button.
f. Click: The Freeze button.
g. Click: The Complete button.
h. Click: The Complete button.
i. Add: A Customer Contact.
2 or more months: | CLICK HERE
a. Click: The Account Context Menu
icon on the dashboard.
b. Select: The Add
button for Go To Bill.
c. Click: The Generate button.
d. Enter: The End Meter Read Date for the first billing period in the Cutoff Date field.
tip
Example: If you have reads for 7/01, 7/28, and 8/28, then End Meter Read Date for the first billing period would be 7/28.
e. Click: The Calculate button.
f. Click: The Freeze button.
g. Click: The Bill segment link.
h. Copy: The SA ID.
i. Click: The Bill ID Context Menu
icon and select the Add
button for Go To Bill Segment.
j. Paste: The SA ID into the SA ID field.
k. Click: The Generate button.
l. Enter: The Cutoff Date for the next month.
Note: The Cutoff Date should be the meter read date of the next billing period.
m. Click: The Calculate button.
n. Click: The Freeze button.
o. Repeat: Steps i) through n) to add all additional bill segments if necessary for each SA.
p. (If multiple SAs) Repeat: Step i) through n)
tip
Instead of pasting SA ID, search for correct SA.
q. Click: The Pending Bill Exists hyperlink in the Financial Information zone on the dashboard.
r. Click: The Complete button.
s. Click: The Complete button.
t. Add: A Customer Contact.

## Slow Failed Meters
Back to Summary Detail
Customer and Load Growth | 0.7%
Escalation Rate | 3%
Percent Realized |  | 0 | 0 | 0 | 0.3 | 0.75 | 0.75 | 0.75 | 1 | 1 | 1 | 1 | 1 | 1 | 1 | 1 | 1 | 1 | 1 | 1 | 1 | 1 | 0.25 | 0 | 0 | 0
Year |  | 2016 | 2017 | 2018 | 2019 | 2020 | 2021 | 2022 | 2023 | 2024 | 2025 | 2026 | 2027 | 2028 | 2029 | 2030 | 2031 | 2032 | 2033 | 2034 | 2035 | 2036 | 2037 | 2038 | 2039 | 2040
Forecasted Installed Cost | 3995883.4081 | 42117 | 43380.51 | 44681.9253 | 112432.055 | 291480.1026 | 302264.8664 | 313448.6665 | 433395.0229 | 449430.6387 | 466059.5723 | 483303.7765 | 501186.0162 | 519729.8988 | 538959.9051 | 558901.4216 | 579580.7742 | 601025.2628 | 623263.1976 | 646323.9359 | 670237.9215 | 695036.7246 | 155243.2838 | 0 | 0 | 0
Column Labels
| Sum of Lost gas revenue | 2019: Sum of Lost electric revenue
Row Labels | 2011 | 2016: 2012; 2017: 2013; 2018: 2014; 2019: 2011; 2020: 2012; 2021: 2013; 2022: 2014
WA | 167044.2 | 2016: 83938.67; 2017: 67241.87; 2018: 81917.41; 2019: 344143.8; 2020: 104630.89; 2021: 298930.18; 2022: 148477.87
Area light | 0 | 2016: 0; 2019: 0; 2020: 0; 2022: 3583.41
Both |  | 2017: 302.9; 2021: 273.66
Electric | 0 | 2016: 0; 2019: 344143.8; 2020: 104330.02; 2021: 298656.52; 2022: 144894.46
Gas | 167044.2 | 2016: 83938.67; 2017: 66938.97; 2018: 81917.41; 2019: 0; 2020: 300.87
Grand Total | 167044.2 | 2016: 83938.67; 2017: 67241.87; 2018: 81917.41; 2019: 344143.8; 2020: 104630.89; 2021: 298930.18; 2022: 148477.87
|  |  | Average | 100035.5375 |  |  | Average | 224045.685
Data from Failed Meters Workbook
Note on C8: Meter shop found failed meters during the A base socket update

## Stopped Meters
Back to Summary Detail
| Electric |  |  | Gas
| Low | Medium | High | Low | Medium | High
Field Visits to investigate stopped meters in Washington (Stopped Meter Report) | 4233 | 4233 | 4233 | 3295 | 3295 | 3295 | Stopped Meter Report
Percent Meters investigate resulting in stopped in Washington (Stopped Meter Report) | 13.7% | 13.7% | 13.7% | 7.1% | 7.1% | 7.1%
Percent Meters investigate resulting in stopped in Washington - Predicted Rate 1 | 70% | 80% | 90% | 60% | 75% | 90% | Estimate
Improvement in investigation Rate in Washington (row 9- row 6) | 56.3% | 66.3% | 76.3% | 52.9% | 67.9% | 82.9% | Calculation: Predicted - Actual
Estimated Avoided Visits Washington (row 12 * row 3) | 2383.179 | 2806.479 | 3229.779 | 1743.055 | 2237.305 | 2731.555 | Calculation: Predicted - Actual
Billing analyst additional time to investigate stopped meter (mins) | 5 | 5 | 5 | 5 | 5 | 5
Loaded labor rate for billing analyst (per min) | 0.65 | 0.65 | 0.65 | 0.65 | 0.65 | 0.65
Total cost per investigation for billing analyst | 3.25 | 3.25 | 3.25 | 3.25 | 3.25 | 3.25 | Calculation: Analyst time * labor rate
Total additional analyst time to investigage | 10140 | 7390.5 | 4637.75 | 6652.75 | 5044 | 3438.5 | Calculation: Analyst time * labor rate * Avoided Visits Counts
Cost Per Dispatch | 2.5 | 2.5 | 2.5 | 2.5 | 2.5 | 2.5 | Budgeted Costs/Mobile Orders Completed
Avoided Mobile Dispatch Costs | 5957.9475 | 7016.1975 | 8074.4475 | 4357.6375 | 5593.2625 | 6828.8875 | Calculation: Costs Per Dispatch * Avoided Orders
Transportation Costs | 15.75 | 15.75 | 15.75 | 15.75 | 15.75 | 15.75 | ServicemenLaborCostsEstimate tab
Cost per meter serviceman per minute | 0.95833 | 0.95833 | 0.95833 | 0.95833 | 0.95833 | 0.95833 | ServicemenLaborCostsEstimate tab
Time per visit per serviceman including travel time | 45 | 45 | 45 | 45 | 45 | 45 | Average enroute and onsite times can average 45 minutes depending on location and meter type
Cost per visit for serviceman (row 21 * row 22) + row 20 | 58.875 | 58.875 | 58.875 | 58.875 | 58.875 | 58.875 | Calculation
Estimated benefit from avoided visits (row 23 * row 15) - (row 18 * row 15) | 136127.6111 | 164857.1486 | 193589.9361 | 100327.2506 | 132270.5944 | 164210.6881 | Calculation
Annual O&M increase rate | 3%
Customer and Load Growth | 0.7%
|  | 0 | 0 | 0 | 0.3 | 0.75 | 0.75 | 0.75 | 1 | 1 | 1 | 1 | 1 | 1 | 1 | 1 | 1 | 1 | 1 | 1 | 1 | 1 | 0.25 | 0 | 0 | 0
Year |  | 2016 | 2017 | 2018 | 2019 | 2020 | 2021 | 2022 | 2023 | 2024 | 2025 | 2026 | 2027 | 2028 | 2029 | 2030 | 2031 | 2032 | 2033 | 2034 | 2035 | 2036 | 2037 | 2038 | 2039 | 2040
Forecasted Avoided Stopped Meter Checks |  | 0 | 0 | 0 | 1513.1352 | 3782.838 | 3782.838 | 3782.838 | 5043.784 | 5043.784 | 5043.784 | 5043.784 | 5043.784 | 5043.784 | 5043.784 | 5043.784 | 5043.784 | 5043.784 | 5043.784 | 5043.784 | 5043.784 | 5043.784 | 1260.946 | 0 | 0 | 0
Forecasted Installed Cost | 3558176.4169 | 0 | 0 | 0 | 103081.2044 | 267238.0225 | 277125.8293 | 287379.485 | 397350.0346 | 412051.9859 | 427297.9093 | 443107.932 | 459502.9255 | 476504.5337 | 494135.2015 | 512418.2039 | 531377.6775 | 551038.6515 | 571427.0816 | 592569.8837 | 614494.9693 | 637231.2832 | 142331.8703 | 0 | 0 | 0

## Partial Power
Back to Summary Detail
Customer and Load Growth | 0%
Average Rate Increase Percent | 3%
Year |  | 2016 | 2017 | 2018 | 2019 | 2020 | 2021 | 2022 | 2023 | 2024 | 2025 | 2026 | 2027 | 2028 | 2029 | 2030 | 2031 | 2032 | 2033 | 2034 | 2035 | 2036 | 2037 | 2038 | 2039 | 2040
Forecasted | 9390317.1779 | 75660.72 | 332259.03 | 405039.56 | 488500.53 | 820883.1584 | 845509.6531 | 870874.9427 | 897001.191 | 923911.2267 | 951628.5635 | 980177.4204 | 1009582.743 | 1039870.2253 | 1071066.3321 | 1103198.3221 | 1136294.2717 | 1170383.0999 | 1205494.5929 | 1241659.4307 | 1278909.2136 | 1317276.49 | 1356794.7847 | 0 | 0 | 0
20521975.5018
Burned Wiring Portion of Case from CC&B
Year | 2016 | 2016: 2017; 2017: 2018; 2018: 2019; 2019: 2020
Value | 75660.72 | 2016: 332259.03; 2017: 405039.56; 2018: 488500.53; 2019: 320858.02
Adjusted to Number of Months | 75660.72 | 2016: 332259.03; 2017: 405039.56; 2018: 488500.53; 2019: 770059.248; 2020: <-(Total/5 Months)*12 Months
Adjusted to Deployment % | 75660.72 | 2016: 332259.03; 2017: 405039.56; 2018: 488500.53; 2019: 820883.1584; 2020: Adjusted Total + (Adjusted Total * Currently Not Deployed Percentage * 20%)
? Likelihood that they are found in normal inspections vs finding new instances.
We found these things by deployment efforts, but we also have to note that the meters are inspected periodically (for the big ones)
So can we assume that the eventually founds will be replaced by the new founds or do we reduce future values 8 years out on the premise that

## Estimated Bills
Back to Summary Detail
CSR
Estimated Reads - CSR or Billing Analysts estimates bills
[9 empty] | YR 1 | YR 2 | YR 3 | YR 4 | YR 5 | YR 6 | YR 7 | YR 8 | YR 9 | YR 10 | YR 11 | YR 12 | YR 13 | YR 14 | YR 15 | YR 16 | YR 17 | YR 18 | YR 19 | YR 20 | YR 21 | YR 22 | YR 23
[9 empty] | 2015 | 2016 | 2017 | 2018 | 2019 | 2020 | 2021 | 2022 | 2023 | 2024 | 2025 | 2026 | 2027 | 2028 | 2029 | 2030 | 2031 | 2032 | 2033 | 2034 | 2035 | 2036 | 2037
| Benefits Description | [7 empty] | 0 | 0 | 0 | 0 | 0.3 | 0.75 | 0.75 | 0.75 | 1 | 1 | 1 | 1 | 1 | 1 | 1 | 1 | 1 | 1 | 1 | 1 | 1 | 1 | 0.25 | 16.55
|  | 2012-14 | [5 empty] | NPV
| Component Estimate | [6 empty] | 6.58%
1 | Annual Estimated Bills | 92419 | Table 2 | [5 empty] | 93343.19 | 94276.6219 | 95219.3881 | 96171.582 | 97133.2978 | 98104.6308 | 99085.6771 | 100076.5339 | 101077.2992 | 102088.0722 | 103108.9529 | 104140.0425 | 105181.4429 | 106233.2573 | 107295.5899 | 108368.5458 | 109452.2312 | 110546.7536 | 111652.2211 | 112768.7433 | 113896.4307 | 115035.395 | 116185.749
2 | Average analysis time in minutes | 9 | Table 1 | [5 empty] | 9 | 9 | 9 | 9 | 9 | 9 | 9 | 9 | 9 | 9 | 9 | 9 | 9 | 9 | 9 | 9 | 9 | 9 | 9 | 9 | 9 | 9 | 9
3 | Cost per minute loaded | 0.65883 | Loaded cost of CSR (2014) Source: Veronica Soules | [5 empty] | 0.6786 | 0.69896 | 0.71992 | 0.74152 | 0.76377 | 0.78668 | 0.81028 | 0.83459 | 0.85963 | 0.88542 | 0.91198 | 0.93934 | 0.96752 | 0.99654 | 1.0264 | 1.0572 | 1.089 | 1.1216 | 1.1553 | 1.1899 | 1.2256 | 1.2624 | 1.3003
4 | Average Cost per Estimated Loaded | 5.9295 | Calculation | [5 empty] | 6.1074 | 6.2906 | 6.4793 | 6.6737 | 6.8739 | 7.0801 | 7.2925 | 7.5113 | 7.7367 | 7.9688 | 8.2078 | 8.454 | 8.7077 | 8.9689 | 9.238 | 9.5151 | 9.8006 | 10.0946 | 10.3974 | 10.7093 | 11.0306 | 11.3615 | 11.7024
5 | Estimated Reduction in Rebills (%) 1 | 83% | Failure Rate of AMI meters, projected at 1% | [5 empty] | 97% | 97% | 97% | 97% | 97% | 97% | 97% | 97% | 97% | 97% | 97% | 97% | 97% | 97% | 97% | 97% | 97% | 97% | 97% | 97% | 97% | 97% | 97%
6 | Estimated Reduction in Rebill Costs | 454838.7222 | Calculation | [5 empty] | 552980.3145 | 575265.4212 | 598448.6177 | 622566.0969 | 647655.5107 | 673756.0277 | 700908.3956 | 729155.004 | 758539.9507 | 789109.1107 | 820910.2078 | 853992.8892 | 888408.8026 | 924211.6774 | 961457.408 | 1000204.1415 | 1040512.3684 | 1082445.0169 | 1126067.5511 | 1171448.0734 | 1218657.4307 | 1267769.3252 | 1318860.429
| Total (Calculation) | 454838.7222 |  |  | 454838.7222
[8 empty] | 6783165.9459 | 0 | 0 | 0 | 0 | 194296.6532 | 505317.0208 | 525681.2967 | 546866.253 | 758539.9507 | 789109.1107 | 820910.2078 | 853992.8892 | 888408.8026 | 924211.6774 | 961457.408 | 1000204.1415 | 1040512.3684 | 1082445.0169 | 1126067.5511 | 1171448.0734 | 1218657.4307 | 1267769.3252 | 329715.1072
References
1 | Automated reads will be automatically processed (currently available in CC&B) - look at estimations as exceptions (estimated expections are 3%)
Table 1 (Breakout of Bill Estimation Times) |  | Reviewed process with Kim Blair, Billing Analyst, Nov 2015
| Time Savings Caculation | Mins/Meter
| Account is flagged as needing estimation, research | 2 | 3
| Determine if field service visit is required | 1 | 1
| No, estimate bill | 1 | 2
| Generate bill in CC&B | 1 | 2
| Total | 5 | 8
|  | AVG | 6.5
Table 2 (Counts of Estimated Bills)
| STATE_CDE | WA | [6 empty] | YR 1 2015: STATE_CDE; YR 2 2016: ID
| Sum of CountOfUSAGE_PT_KY | Column Labels | [6 empty] | YR 1 2015: Sum of CountOfUSAGE_PT_KY; YR 2 2016: Column Labels
| Row Labels | 2012 | 2013 | 2014 | Grand Total | Average |  |  | YR 1 2015: Row Labels; YR 2 2016: 2012; YR 3 2017: 2013; YR 4 2018: 2014; YR 5 2019: Grand Total
| A | 1419309 | 1496613 | 1569142 | 4485064 | 1495021.3333 |  |  | YR 1 2015: A; YR 2 2016: 2494405; YR 3 2017: 2518436; YR 4 2018: 2546052; YR 5 2019: 7558893
| B | 6250 | 7920 | 9447 | 23617 | 7872.3333 |  |  | YR 1 2015: B; YR 2 2016: 151; YR 3 2017: 228; YR 4 2018: 181; YR 5 2019: 560
| C | 1179 | 1183 | 921 | 3283 | 1094.3333 |  |  | YR 1 2015: C; YR 2 2016: 181; YR 3 2017: 194; YR 4 2018: 265; YR 5 2019: 640
| E | 54976 | 58882 | 57561 | 171419 | 57139.6667 | 1.138% | 77.38% | YR 1 2015: E; YR 2 2016: 4536; YR 3 2017: 5002; YR 4 2018: 5762; YR 5 2019: 15300; YR 6 2020: 0.1971%; YR 7 2021: 17.32%
| F | 9772 | 10760 | 10859 | 31391 | 10463.6667 |  |  | YR 1 2015: F; YR 2 2016: 378; YR 3 2017: 366; YR 4 2018: 368; YR 5 2019: 1112
| I | 5272 | 6593 | 7211 | 19076 | 6358.6667 |  |  | YR 1 2015: I; YR 2 2016: 2785; YR 3 2017: 3784; YR 4 2018: 3873; YR 5 2019: 10442
| K | 24297 | 23659 | 22037 | 69993 | 23331 |  |  | YR 1 2015: K; YR 2 2016: 1033; YR 3 2017: 922; YR 4 2018: 2930; YR 5 2019: 4885
| N | 5617 | 4170 | 4373 | 14160 | 4720 |  |  | YR 1 2015: N; YR 2 2016: 55; YR 3 2017: 80; YR 4 2018: 78; YR 5 2019: 213
| P | 167 | 316 | 476 | 959 | 319.6667 |  |  | YR 1 2015: P; YR 2 2016: 78; YR 3 2017: 73; YR 4 2018: 106; YR 5 2019: 257
| Q | 10686 | 12190 | 7583 | 30459 | 10153 |  |  | YR 1 2015: Q; YR 2 2016: 2641; YR 3 2017: 2869; YR 4 2018: 3172; YR 5 2019: 8682
| R | 3127153 | 3071472 | 3084141 | 9282766 | 3094255.3333 |  |  | YR 1 2015: R; YR 2 2016: 8534; YR 3 2017: 8115; YR 4 2018: 8158; YR 5 2019: 24807
| S | 19517 | 20574 | 18397 | 58488 | 19496 |  |  | YR 1 2015: S; YR 2 2016: 42734; YR 3 2017: 44873; YR 4 2018: 44797; YR 5 2019: 132404
| T | 19131 | 18616 | 18298 | 56045 | 18681.6667 |  |  | YR 1 2015: T; YR 2 2016: 763; YR 3 2017: 1043; YR 4 2018: 1276; YR 5 2019: 3082
| V | 266026 | 287862 | 264535 | 818423 | 272807.6667 |  |  | YR 1 2015: V; YR 2 2016: 103; YR 3 2017: 80; YR 4 2018: 88; YR 5 2019: 271
| W |  |  | 1 | 1 | 1 | bar: YR 1 2015 to YR 2 2016; YR 5 2019
| Grand Total | 4969352 | 5020810 | 5074982 | 15065144 |  |  | 56.54% | YR 1 2015: Grand Total; YR 2 2016: 2558378; YR 3 2017: 2586065; YR 4 2018: 2617106; YR 5 2019: 7761549
|  |  | 1.036% | 1.079%
[5 empty] | Averate, total meter read codes that lead to Estimated Bill | 92419
Note on B2: SELECT WP_SRV_ADDRESS.STATE_CDE, Year([CREATION_DTE]) AS [Year], WP_MTRD_HIST.MTR_RDG_CDE, Count(WP_MTRD_HIST.USAGE_PT_KY) AS CountOfUSAGE_PT_KY FROM (WP_MTRD_HIST INNER JOIN WP_USAGE_POINT ON WP_MTRD_HIST.USAGE_PT_KY = WP_USAGE_POINT.USAGE_PT_KY) INNER JOIN WP_SRV_ADDRESS ON WP_USAGE_POINT.SRV_ADDR_KY = WP_SRV_ADDRESS.SRV_ADDR_KY WHERE (((WP_MTRD_HIST.CREATION_DTE) Between #1/1/2012# And #12/31/2014#) AND ((WP_MTRD_HIST.SRV_BILL_CDE)<>"X")) GROUP BY WP_SRV_ADDRESS.STATE_CDE, Year([CREATION_DTE]), WP_MTRD_HIST.MTR_RDG_CDE HAVING (((WP_SRV_ADDRESS.STATE_CDE)<>"MT") AND ((WP_MTRD_HIST.MTR_RDG_CDE)="K" Or (WP_MTRD_HIST.MTR_RDG_CDE)="E"));
Note on C11: Burgess, Dan: was 6.5 minute - adjusting up to 9 minutes based on Billing's input
Note on C14: Burgess, Dan: Changed from 97% to reflect what has happened in Idaho where there is interval data
Note on B24: tmm8381: Account is flagged as needing review. CSR: Select the account, inquire CC&B, review read history

## Bill Inquiries
Back to Summary Detail
Contact Center
Bill Inquiries
| Currently Customer Service Representatives respond to bill inquiries without the benefit of querying a meter data management system that would provide a meter history in various increments. Being able to query direct or trigger a process to automatically update with data would reduce the time involved in determining the current read by reducing the time to gather the data and input it into a spreadsheet that would enable comparisons. | [5 empty] | YR 1 | YR 2 | YR 3 | YR 4 | YR 5 | YR 6 | YR 7 | YR 8 | YR 9 | YR 10 | YR 11 | YR 12 | YR 13 | YR 14 | YR 15 | YR 16 | YR 17 | YR 18 | YR 19 | YR 20 | YR 21 | YR 22 | YR 23
| Benefits Description | [5 empty] | 2015 | 2016 | 2017 | 2018 | 2019 | 2020 | 2021 | 2022 | 2023 | 2024 | 2025 | 2026 | 2027 | 2028 | 2029 | 2030 | 2031 | 2032 | 2033 | 2034 | 2035 | 2036 | 2037
|  | 2012-14 | Sources or References |  |  |  | 0 | 0 | 0 | 0 | 0.3 | 0.75 | 0.75 | 0.75 | 1 | 1 | 1 | 1 | 1 | 1 | 1 | 1 | 1 | 1 | 1 | 1 | 1 | 1 | 0.25 | 16.55
| Component Estimate |  |  |  |  | NPV
| Annual Calls Handled By CSR | 650129.6667 | Table 1 |  |  | 6.58%
| Percent of calls that are billing inquiries | 42.67% | Table 1 |  |  |  | 39609.1873 | 40005.2792 | 40405.332 | 40809.3853 | 41217.4791 | 41629.6539 | 42045.9505 | 42466.41 | 42891.0741 | 43319.9848 | 43753.1847 | 44190.7165 | 44632.6237 | 45078.9499 | 45529.7394 | 45985.0368 | 46444.8872 | 46909.336 | 47378.4294 | 47852.2137 | 48330.7358 | 48814.0432 | 49302.1836
| Annual billing inquiry calls | 277388.6578 | Calculation |  |  |  | 7.5 | 7.5 | 7.5 | 7.5 | 7.5 | 7.5 | 7.5 | 7.5 | 7.5 | 7.5 | 7.5 | 7.5 | 7.5 | 7.5 | 7.5 | 7.5 | 7.5 | 7.5 | 7.5 | 7.5 | 7.5 | 7.5 | 7.5
| Estimated percent of calls that would benefit from AMI | 25% | Conservative Adjustment |  |  |  | 0.6786 | 0.69896 | 0.71992 | 0.74152 | 0.76377 | 0.78668 | 0.81028 | 0.83459 | 0.85963 | 0.88542 | 0.91198 | 0.93934 | 0.96752 | 0.99654 | 1.0264 | 1.0572 | 1.089 | 1.1216 | 1.1553 | 1.1899 | 1.2256 | 1.2624 | 1.3003
| Fraction of meters equipped with AMI | 56.55% | Meter Shop Provisioning Analysis (% has increased since original analysis) |  |  |  | 5.0895 | 5.2422 | 5.3994 | 5.5614 | 5.7283 | 5.9001 | 6.0771 | 6.2594 | 6.4472 | 6.6406 | 6.8398 | 7.045 | 7.2564 | 7.4741 | 7.6983 | 7.9293 | 8.1671 | 8.4121 | 8.6645 | 8.9244 | 9.1922 | 9.4679 | 9.752
| Calls expected to be eliminated by AMI | 39217.0171 | Calculation
| Average analysis time reduced in minutes | 7.5 | Table 2 |  |  |  | 201590.4637 | 209714.5594 | 218166.0561 | 226958.1482 | 236104.5615 | 245619.5754 | 255518.0443 | 265815.4214 | 276527.7829 | 287671.8526 | 299265.0282 | 311325.4089 | 323871.8228 | 336923.8573 | 350501.8888 | 364627.1149 | 379321.5876 | 394608.2476 | 410510.96 | 427054.5516 | 444264.8501 | 462168.7235 | 480794.1231
| Cost per minute loaded | 0.65883 | Loaded cost of CSR (2014) Source: Veronica Soules
| Average Cost per Estimated Loaded | 4.9413 |  |  |  | 2472821.423 | 0 | 0 | 0 | 0 | 70831.3685 | 184214.6815 | 191638.5332 | 199361.5661 | 276527.7829 | 287671.8526 | 299265.0282 | 311325.4089 | 323871.8228 | 336923.8573 | 350501.8888 | 364627.1149 | 379321.5876 | 394608.2476 | 410510.96 | 427054.5516 | 444264.8501 | 462168.7235 | 120198.5308
| Total (Calculation) | 193781.0859
Table 1 (Contact Center Call Stats)
| IVR | 2012 | 2013 | 2014
| Inbound IVR Calls | 1158458 | 1112163 | 1162947
| Outbound IVR Calls | 175148 | 170156 | 153285
| Total IVR Calls | 1333606 | 1282319 | 1316232
| Billing Related | 2012 | 2013 | 2014
| IVR Handled | 445609 | 421136 | 407971
| CSR's Handled | 303065 | 271122 | 256628
| Total Billing Calls | 748674 | 692258 | 664599
| CSR's | 2012 | 2013 | 2014 | Average
| IVR Transfers | 664109 | 640287 | 645993 | 650129.6667
| Billing Related | 303065 | 271122 | 256628 | 276938.3333
| Percent of CSR calls related to Billing | 46% | 42% | 40% | 42.67%
Sent: Tue 07-01-2014 9:31 AM, 2014 data received 12.3.15, Source: Veronica Soules
Value represented above includes avoided costs, efficiencies with benefits redeployed in the utility, net present value of long-lived asset programs, re-invested sourcing benefits & power supply cost reductions.
Table 2 (Breakout of Bill Estimation Times) |  | Reviewed process with Kim Blair, Billing Analyst, Nov 2015
| Time Savings Caculation | Mins/Meter
| CSR recieves call, opens account in CC&B | 0.5 | 0.5
| Dialogue with customer | 2 | 4
| Research, inquiry, review read history | 1 | 3
| Conclude call, give energy tips, send report, recap remarks | 1 | 3
| Total | 4.5 | 10.5
|  | AVG | 7.5

## Billing Analysis
Back to Summary Detail
Billing
Bill Analysis
A staff of several billing analysts that work through exception such as high/low bills. These bills require determining if someone should be sent out if the data looks suspicious. Combined with other meter health monitoring data, the number of exceptions could br reduced. This reduction could also be supported by automated smart process. The automation of certain process could be accomplished through integration with dispatch and CC&B. These integrations are included in the MDM implemenation.
| Benefits Description | Components | Sources and References
Component Estimate
1 | Annual Bills (average of 2013 & 2014) | 5974035.5 | Customer Information System |  |  | YR 1 | YR 2 | YR 3 | YR 4 | YR 5 | YR 6 | YR 7 | YR 8 | YR 9 | YR 10 | YR 11 | YR 12 | YR 13 | YR 14 | YR 15 | YR 16 | YR 17 | YR 18 | YR 19 | YR 20 | YR 21 | YR 22 | YR 23
2 | Estimated Exception % | 3% | Figure 1 |  |  | 2015 | 2016 | 2017 | 2018 | 2019 | 2020 | 2021 | 2022 | 2023 | 2024 | 2025 | 2026 | 2027 | 2028 | 2029 | 2030 | 2031 | 2032 | 2033 | 2034 | 2035 | 2036 | 2037
3 | Estimated Exceptions | 179221.065 | Calculation |  |  | 0 | 0 | 0 | 0 | 0.3 | 0.75 | 0.75 | 0.75 | 1 | 1 | 1 | 1 | 1 | 1 | 1 | 1 | 1 | 1 | 1 | 1 | 1 | 1 | 0.25
4 | Percent Washington Bills | 56.55% | Meter Shop Provisioning Analysis (% has increased since original analysis) |  | NPV
5 | Percent Residential | 89% | Customer Information System |  | 6.58%
6 | Daily Exception Load | 357.9517 | Customer Information System |  |  | 167027.3993 | 168697.6733 | 170384.6501 | 172088.4966 | 173809.3815 | 175547.4753 | 177302.9501 | 179075.9796 | 180866.7394 | 182675.4068 | 184502.1609 | 186347.1825 | 188210.6543 | 190092.7608 | 191993.6884 | 193913.6253 | 195852.7616 | 197811.2892 | 199789.4021 | 201787.2961 | 203805.1691 | 205843.2208 | 207901.653
7 | Daily Exception Load Worked % | 33.33%
8 | Fully loaded blended direct labor rate | 39.53 | Loaded cost of CSR (2014) Source: Veronica Soules |  |  | 0.6786 | 0.69896 | 0.71992 | 0.74152 | 0.76377 | 0.78668 | 0.81028 | 0.83459 | 0.85963 | 0.88542 | 0.91198 | 0.93934 | 0.96752 | 0.99654 | 1.0264 | 1.0572 | 1.089 | 1.1216 | 1.1553 | 1.1899 | 1.2256 | 1.2624 | 1.3003
9 | Average analysis time in minutes | 5.5 | Table 2 |  |  | 80% | 80% | 80% | 80% | 80% | 80% | 80% | 80% | 80% | 80% | 80% | 80% | 80% | 80% | 80% | 80% | 80% | 80% | 80% | 80% | 80% | 80% | 80%
10 | Total Minutes | 165373.6627 | Calculation |  |  | 70% | 70% | 70% | 70% | 70% | 70% | 70% | 70% | 70% | 70% | 70% | 70% | 70% | 70% | 70% | 70% | 70% | 70% | 70% | 70% | 70% | 70% | 70%
11 | Cost per Minute | 0.65883 |  |  |  | 99176.4505 | 134958.1387 | 136307.7201 | 137670.7973 | 139047.5052 | 140437.9803 | 141842.3601 | 143260.7837 | 144693.3915 | 146140.3254 | 147601.7287 | 149077.746 | 150568.5234 | 152074.2087 | 153594.9508 | 155130.9003 | 156682.2093 | 158249.0314 | 159831.5217 | 161429.8369 | 163044.1353 | 164674.5766 | 166321.3224
12 | Average Occupancy Rate (availability) & Overheads factor | 80% | Accounts for training, One Leave, and non direct work activities
13 | Expected reduction in analysis time in minutes | 70% | Approximated 1 standard deviation reduction (Area under normal distribution curve) |  | 1138568.8917 | 0 | 0 | 0 | 0 | 41714.2516 | 105328.4852 | 106381.7701 | 107445.5878 | 144693.3915 | 146140.3254 | 147601.7287 | 149077.746 | 150568.5234 | 152074.2087 | 153594.9508 | 155130.9003 | 156682.2093 | 158249.0314 | 159831.5217 | 161429.8369 | 163044.1353 | 164674.5766 | 41580.3306
14 | Total benefit | 95334.4713 | Calculation
Table 1 |  | 90203.816
Additional Costs
a | Training |  | 1581.2 |  | 1581.2
b | Application development (percentage of application that would also be developed for Revenue Protection) |  |  | 16000 |  | YR 1 2015: 16000
c | Integration
d | IT/IS Support |  | 8000 |  | 8000
| subtotal |  | 9581.2 | 16000 | 9581.2 | YR 1 2015: 16000
| Total (Calculation) |  | 9581.2 |  |  | YR 1 2015: 9581.2
Figure 1 (Summary of DataSource Survey (2011)
|  | Table 2 (Breakout of Bill Analysis Times) |  | Reviewed process with Kim Blair, Billing Analyst, Nov 2015
|  |  | Time Savings Caculation | Mins/Meter
|  |  | Billing Analyst Reviews "To Do" list reports | 1 | 1
|  |  | Research, inquiry, review read history in CC&B | 1 | 2
|  |  | Calculate Correct Usage, Enter new read | 1 | 1
|  |  | Correct bill manualy or process cancel/rebill | 1 | 3
|  |  | Total | 4 | 7
|  |  |  | AVG | 5.5
Figure 2 (Summary of DataSource Survey (2011)
Note on C8: 5,939,794 in 2013 and 6,008,277 in 2014

## Rebilling
Back to Summary Detail
Billing
Bill Analysis/Rebills
Estimation errors drove 80% of the rebill activity as shown in Table 2 below. With AMI, interval data would reduce the need to estimate bills since the meter data would be able to determine the actual amounts for the given period(s)
| Benefits Description | Components
[9 empty] | YR 1 | YR 2 | YR 3 | YR 4 | YR 5 | YR 6 | YR 7 | YR 8 | YR 9 | YR 10 | YR 11 | YR 12 | YR 13 | YR 14 | YR 15 | YR 16 | YR 17 | YR 18 | YR 19 | YR 20 | YR 21 | YR 22 | YR 23
1 | Annual Bills (average of 2013 & 2014) | 5974035.5 | [6 empty] | 2015 | 2016 | 2017 | 2018 | 2019 | 2020 | 2021 | 2022 | 2023 | 2024 | 2025 | 2026 | 2027 | 2028 | 2029 | 2030 | 2031 | 2032 | 2033 | 2034 | 2035 | 2036 | 2037
2 | Bills Cancelled Before Bill Created | 18572 | Rebill Report (Customer Information System) | [5 empty] | 0 | 0 | 0 | 0 | 0.3 | 0.75 | 0.75 | 0.75 | 1 | 1 | 1 | 1 | 1 | 1 | 1 | 1 | 1 | 1 | 1 | 1 | 1 | 1 | 0.25
3 | Percent from Washington | 90% | See Table 1 |  |  |  |  | NPV
4 | Percent Cancelled and No New Bills Created | 0.3109% | Calculation |  |  |  |  | 6.58%
5 | Daily Exception Load (No New Bills) | 64.1116 | Calculation | [5 empty] | 16881.948 | 17050.7675 | 17221.2752 | 17393.4879 | 17567.4228 | 17743.097 | 17920.528 | 18099.7333 | 18280.7306 | 18463.5379 | 18648.1733 | 18834.655 | 19023.0016 | 19213.2316 | 19405.3639 | 19599.4175 | 19795.4117 | 19993.3658 | 20193.2995 | 20395.2325 | 20599.1848 | 20805.1767 | 21013.2284
6 | Loaded analyst time | 0.65883 | Loaded cost of CSR (2014) Source: Veronica Soules
7 | Average analysis time in minutes (New Bills) | 9 | Table 3 | [5 empty] | 6.1074 | 6.2906 | 6.4793 | 6.6737 | 6.8739 | 7.0801 | 7.2925 | 7.5113 | 7.7367 | 7.9688 | 8.2078 | 8.454 | 8.7077 | 8.9689 | 9.238 | 9.5151 | 9.8006 | 10.0946 | 10.3974 | 10.7093 | 11.0306 | 11.3615 | 11.7024
8 | Average Cost per Rebill Loaded (New Bills) | 5.9295 | Calculation (Loaded Analyst Time * Average Analyst Time) | [5 empty] | 80% | 80% | 80% | 80% | 80% | 80% | 80% | 80% | 80% | 80% | 80% | 80% | 80% | 80% | 80% | 80% | 80% | 80% | 80% | 80% | 80% | 80% | 80%
9 | Estimated Rebill Costs (No New Bills) | 99110.4066 | Calculation
10 | Estimated Reduction in Rebills (New Bills) | 80% | Estimation errors are the most likely to be reduced as a result of having interval data - see Table 2 | [5 empty] | 82483.6448 | 85807.7357 | 89265.7874 | 92863.1987 | 96605.5856 | 100498.7907 | 104548.8919 | 108762.2123 | 113145.3294 | 117705.0862 | 122448.6012 | 127383.2798 | 132516.826 | 137857.2541 | 143412.9014 | 149192.4413 | 155204.8967 | 161459.654 | 167966.4781 | 174735.5272 | 181777.3689 | 189102.9969 | 196723.8477
11 | Estimated Reduction in Rebill Costs (New Bills) | 79288.3253 | Calculation
| Total (Calculation) | 79288.3253 | [5 empty] | 1011790.5389 | 0 | 0 | 0 | 0 | 28981.6757 | 75374.093 | 78411.6689 | 81571.6592 | 113145.3294 | 117705.0862 | 122448.6012 | 127383.2798 | 132516.826 | 137857.2541 | 143412.9014 | 149192.4413 | 155204.8967 | 161459.654 | 167966.4781 | 174735.5272 | 181777.3689 | 189102.9969 | 49180.9619
Table 1 | [5 empty] | Table 3 (Breakout of Rebilling Times) |  | Reviewed process with Kim Blair, Billing Analyst, Nov 2015
| CUST_ACCT_KY #'s | SRV_STATE_CDE |  |  |  |  | Time Savings Caculation | Mins/Meter
| 970 | ID |  |  |  |  | Open account in CC&B | 1 | bar: YR 1 2015
| 16773 | WA | 90.31% |  |  |  | Research, inquiry, review read history in CC&B | 1 | YR 1 2015: 2
| 829 | OR |  |  |  |  | Calculate Correct Usage, Enter new read | 1 | bar: YR 1 2015
| 18572 | [5 empty] | Correct bill manualy or process cancel/rebill | 1 | YR 1 2015: 3
| Source: Customer Information System | [5 empty] | Total | 4 | YR 1 2015: 7
[8 empty] | AVG | YR 1 2015: 5.5
Table 2
| CUST_ACCT_KY |  | 1 | 2 | 3 | 4 | 5 | 6 | 7 | 8 | 9 | 10 | 11 | 12 | Total
| OPEN DATE | 2014 | 170 | 107 | 122 | 120 | 95 | 125 | 109 | 149 | 131 | 628 | 529 | 573 | 2858
| OVER ESTIMATE | 2014 | 40 | 22 | 37 | 132 | 36 | 30 | 23 | 91 | 23 | 924 | 766 | 731 | 2855
| METER TESTED FAST | 2014 | 14 | 105 | 106 | 175 | 161 | 216 | 172 | 58 | 20 | 82 | 110 | 76 | 1295
| OVER READ | 2014 | 11 | 5 | 12 | 23 | 5 | 9 | 6 | 22 | 14 | 491 | 253 | 275 | 1126
| INCORRECT BILLING | 2014 | 62 | 60 | 48 | 44 | 38 | 32 | 65 | 34 | 63 | 244 | 158 | 269 | 1117
| CLOSE DATE | 2014 | 49 | 59 | 35 | 57 | 13 | 21 | 52 | 41 | 27 | 211 | 217 | 211 | 993
| LOW ESTIMATE | 2014 | 32 | 24 | 53 | 45 | 16 | 1 | 2 | 20 | 17 | 77 | 120 | 107 | 514
| RATE SCHEDULE CHANGE | 2014 | 9 | 15 |  |  | 33 | 256 | 23 | 3 | 16 | 23 | 20 | 52 | 450
| INCORRECT ESTIMATE | 2014 | 33 | 20 | 33 | 4 | 5 | 8 | 4 | 3 | 19 | 50 | 61 | 125 | 365
| STOPPED METER | 2014 | 32 | 28 | 14 | 8 | 8 | 23 | 4 | 15 | 7 | 84 | 55 | 64 | 342
| MIXED METERS | 2014 | 15 | 24 | 23 | 6 | 12 | 15 | 12 | 13 | 35 | 38 | 35 | 109 | 337
| CANCELLED IN ERROR | 2014 | 26 | 18 | 7 | 13 | 8 | 12 | 15 | 5 | 16 | 35 | 46 | 33 | 234
| DISPUTED BILL | 2014 | 25 | 11 | 16 | 2 | 4 | 4 | 3 | 4 | 9 | 26 | 29 | 32 | 165
| LOW READ | 2014 | 7 | 12 | 7 | 11 | 1 | 1 | 1 | 4 | 2 | 42 | 9 | 30 | 127
| INCORRECT OPEN READ | 2014 | 20 | 8 | 12 | 8 | 3 | 4 | 5 | 6 | 8 | 3 | 3 | 20 | 100
| CLOSE READ | 2014 | 2 | 3 | 5 | 4 |  | 1 | 4 | 9 | 1 | 16 | 5 | 16 | 66
| CORRECTION CODE ERROR | 2014 | 2: 1; 6: 12; 10: 36; 12: 8 | 57
| METER INSTALLED | 2014 | 1 | 13 |  |  | 1 | 2 | 5 | 1 |  | 2 | 3 | 12 | 40
| BANKRUPT | 2014 | 1: 6; 2: 6; 3: 2; 10: 3; 12: 5 | 22
| THEFT OF SERVICE | 2014 | 1: 1; 3: 1; 4: 1; 5: 2; 7: 2; 9: 3; 12: 3 | 13
| MISREAD | 2014 | 1 |  |  | 1 |  |  | 1 | 1 | 1 | 4 | 1 | 2 | 12
| ZERO USE | 2014 | 3: 1; 12: 6 | 7
| CONVERSION CODE | 2014 | 10: 4; 11: 2 | 6
| HIGH DEMAND | 2014 | 12: 4 | 4
| DONT USE SETTLEMENT ON ACCT | 2014 | [12 empty] | 1 | bar: 9
|  |  | 556 | 541 | 534 | 654 | 441 | 772 | 508 | 479 | 413 | 3023 | 2422 | 2763 | 13106 | 0.82535
Note on C13: Burgess, Dan: Updated from 5.5 to 9 minutes based on Billing group refreshed analysis

## Retail Load Analysis
Back to Summary Detail
[5 empty] | Adjustment |  |  | 1 | 1 | 1 | 1 | 1 | 0.75 | 0.75 | 1 | 1 | 1 | 1 | 1 | 1 | 1 | 1 | 1 | 1 | 1 | 1 | 1 | 1 | 0.25 | 0 | 0 | 0
Load Studies |  |  |  | Sources or References | NPV | Annual Increase Rate | Customer Growth | 2016 | 2017 | 2018 | 2019 | 2020 | 2021 | 2022 | 2023 | 2024 | 2025 | 2026 | 2027 | 2028 | 2029 | 2030 | 2031 | 2032 | 2033 | 2034 | 2035 | 2036 | 2037 | 2038 | 2039 | 2040
Meter Operations
Benefits Description
2013
Component Estimate
| Current Installed base of meters | 650
| Washington Load Study Meters (Residential) | 168
| Washington Load Study Meters (Commercial) | 217
| Washington Load Study Meters (Total) | 385
| Cellular Costs Per Month | 7981.1358
| Cost Per meter | 1000
| Residential | 700
| Commercial | 900
| Total Meter Costs | 312900 | Every 10 Years (next update is 2018, requires new meters since G2 cellular coverage is no longer available)
| Recovery Benefit of Meters | 0%
| Annual New Installs Per Year (0.5%) | 3.25
| Cost for Installs | 2600
| Annual Networking Costs for Washington Load Study | 47291.0189
| Percent of Meters Attributed to Load Studies In Washington | 59.23%
| Cost for New Installs Washington Load Study | 312900 | 0 | x | 259545.4242 | 3% | 0 | 0 | 0 | 312900 | 0 | 0 | 0 | 0 | [5 empty] | 0 | 0 | 0 | 0 | 0 | 0 | 0 | 0 | 0 | 0 | 0 | 0 | 0
| Annual Networking Costs for Washington Load Study | 47291.0189 | 47291.0189 | x | 613517.6612 | 3% | 0 | 48709.7495 | 50171.042 | 51676.1732 | 53226.4584 | 54823.2522 | 42350.9623 | 43621.4912 | 59906.8479 | 61704.0533 | 63555.1749 | 65461.8302 | 67425.6851 | 69448.4556 | 71531.9093 | 73677.8666 | 75888.2026 | 78164.8487 | 80509.7941 | 82925.0879 | 85412.8406 | 87975.2258 | 22653.6206 | 0 | 0 | 0
| Meter Moves (every 5 years) | 385
| Years before resampling group established | 5
| Costs Per Move | 75
| Annual Meter Move Costs | 28875 | 28875 |  | 26944.4067 | 0 | 0 | 0 | 0 | 0 | 0 | 0 | 0 | 0 | 28875 | 0 | 0 | 0 | 0 | 0 | 0 | 0 | 0 | 0 | 28875 | 0 | 0 | 0 | 0 | 0 | 0 | 0
Total Avoided Costs |  |  |  | 1761470.572 | 979466.9515 | 0.03 | 0.01 | 48709.7495 | 50171.042 | 364576.1732 | 53226.4584 | 54823.2522 | 42350.9623 | 43621.4912 | 88781.8479 | 61704.0533 | 63555.1749 | 65461.8302 | 67425.6851 | 69448.4556 | 71531.9093 | 73677.8666 | 75888.2026 | 78164.8487 | 109384.7941 | 82925.0879 | 85412.8406 | 87975.2258 | 22653.6206 | 0 | 0 | 0
[6 empty] | Rate |  | 2019: Year; 2020: Cellular Costs
[5 empty] | State | Code | Class | 2016: Error Ratio; 2017: Sample; 2019: 2008; 2020: 31365.35
[5 empty] | Washington | 1 | Residential | 2016: 0.9; 2017: 168; 2019: 2009; 2020: 95955.58
[5 empty] | Idaho | 1 | Residential | 2016: 0.9; 2017: 82; 2019: 2010; 2020: 91768.72
[5 empty] | Total | 1 | Residential | 2016: 0.9; 2017: 250; 2019: 2011; 2020: 79596.87
[5 empty] | Washington | 011/012 | General Service | 2016: 0.81; 2017: 115; 2019: 2012; 2020: 98065.71
[5 empty] | Idaho | 011/012 | General Service | 2016: 0.787; 2017: 85; 2019: 2013; 2020: 95773.63
[5 empty] | Total | 011/012 | General Service | 2016: 0.8; 2017: 200; 2019: 2014; 2020: 88900.85
[5 empty] | Washington | 021/022 | Large General Service | 2016: 0.498; 2017: 52; 2019: 2015; 2020: 79841.98
[5 empty] | Idaho | 021/022 | Large General Service | 2016: 0.505; 2017: 23; 2019: 2016; 2020: 31353.47
[5 empty] | Total | 021/022 | Large General Service | 2016: 0.5; 2017: 75
[5 empty] | Washington | 031/032 | Pumping | 2016: 0.985; 2017: 50
[5 empty] | Idaho | 031/032 | Pumping | 2016: 1.034; 2017: 25
[5 empty] | Total | 031/032 | Pumping | 2016: 1; 2017: 75
Washington Study
[5 empty] | Residential | 168
[5 empty] | Non Residential | 217
385
Note on C23: Burgess, Dan: Updated 5/22 - updated cellular costs that are avoided

## Meter Sampling
Back to Summary Detail
Costs Per Install Per Meter
Meterman's Cost
|  | Analyst Costs Per Meter | 8 | <- need to update where this came from
|  | Dispatch Cost Per Order | 2.5
|  | Metermen Costs Per Order | 60
|  | Travel Costs Per Meter | 15 | 12525 | 12525 | 12525 | 12525 | 10020 | 10020 | 10020 | 10020 | 10020 | 14670 | 14670 | 14670 | 14670 | 14670 | 14670 | 14670 | 14670 | 14670 | 14670 | 14670 | 14670 | 0 | 0 | 0 | 0
|  | Performance Monitoring Per Meter | 5
|  | Total Labor Costs | 88
Total Meter Install Costs (incremental)
|  | Annual O&M increase rate | 3%
| 9% |  |  | 0.5 | 1 | 1 | 1 | 1 | 0.75 | 0.75 | 1 | 1 | 1 | 1 | 1 | 1 | 1 | 1 | 1 | 1 | 1 | 1 | 1 | 1 | 0.25 | 0 | 0 | 0
|  | Year |  | 2016 | 2017 | 2018 | 2019 | 2020 | 2021 | 2022 | 2023 | 2024 | 2025 | 2026 | 2027 | 2028 | 2029 | 2030 | 2031 | 2032 | 2033 | 2034 | 2035 | 2036 | 2037 | 2038 | 2039 | 2040
|  | Forecasted Installed Solar Panels |  | 835 | 835 | 835 | 835 | 668 | 668 | 668 | 668 | 668 | 978 | 978 | 978 | 978 | 978 | 978 | 978 | 978 | 978 | 978 | 978 | 978
|  | Forecasted Installed Cost | 1071164.5581 | 37842.2 | 77954.932 | 80293.58 | 82702.3874 | 68146.7672 | 52643.3776 | 54222.679 | 74465.8125 | 76699.7868 | 115662.8193 | 119132.7039 | 122706.685 | 126387.8855 | 130179.5221 | 134084.9077 | 138107.455 | 142250.6786 | 146518.199 | 150913.745 | 155441.1573 | 160104.392 | 0 | 0 | 0 | 0

## ESRI_MAPINFO_SHEET (hidden)
DO NOT EDIT
For Esri use only