## Change Log (hidden)
Date of Change | SHEET | Change Made | Change Made By
2016-10-13 | CVR | Pushing out start of CVR program to 2018 | Spencer Jones
2016-10-13 | CVR | Adjusted deployment rate of CVR implementations to match current tracking | Spencer Jones
2016-10-13 | CVR | Readjusted number of annual implementations after 2020 | Spencer Jones
2016-10-13 | CVR | Corrected Pro Forma Engineering Labor to account for Inflation | Spencer Jones
2016-10-13 | CVR | Corrected Engineering Labor to account for the 2020 ramp-up in work | Spencer Jones
2016-10-13 | CVR | Ensured there was no benefit for avoided T&D capacity | Spencer Jones
2016-10-13 | CVR | Readjusted avoided cost of generation (w/ JP) | Spencer Jones
2016-10-19 | CVR | Updated the EnergyCost tab with 03-04-16 information form PSE's 2015 Avoided Cost Filing | Spencer Jones
2016-10-28 | CVR Benefits | Imported CVR benefits analysis | Spencer Jones
2016-10-28 | CVR Benefits, Global Tab | Remapped CVR assumptions to Global Assumption tab | Spencer Jones
2016-10-28 | DA Benefits | Imported DA Benefit Analysis | Spencer Jones
2016-11-03 | Sensitivity Analysis | Added S.A. Sheet, rerouted some inputs to Data Tables here. Black Text with Green Background indicates input is tied to S.A. | Spencer Jones
2016-11-04 | Scope Summary | Added NPV Cost Benefit Analysis using annual cost/benefit - Rows 86+ | Spencer Jones
2016-11-04 | M+M Benefit | Imported and updated M+M benefits from 2015 scenarios, battery replacement financial analysis from March 2016 | Spencer Jones

## REDACTED
Redacted Version
Redacted Version

## 5yr Capex Crosswalk (C) (hidden)
Designated Information is CONFIDENTIAL per Protective Order in UTC Dockets UE-180899 and UG-180900
CapEx Comparison |  | Presentation to BoD 9/5/2015-Source: L+G PROPOSAL | [5 empty] | PSE Internal Project Cost Estimates
| AMI PROJECT SCOPE | 2016 | 2017 | 2018 | 2019 | 2020 | 5 Year Total | 2016 | 2017 | 2018 | 2019 | 2020 | 5 Year Total
Total CAPEX: |  | 36738002.6 | 25908432.3333 | 26195402.3333 | 20198499 | 20198499 | 129238835.2667 | 30572366.995 | 39711810.5222 | 81930322.6841 | 63756172.4746 | 65786296.5856 | 281756969.2614
AMI Costs Accounted for in L+G's Proposal: | [13 empty] | Notes on cost changes:
AMI Network - Material | Scope 1 | 22351725 | 0 | 0 | 0 | 0 | 22351725 | 6401970.1943 | 9600462.5951 | 9600462.5951 | 0 | 0 | 25602895.3846 | Network Purchase spread across installation years; Added 3% Asset Purchase Overhead and Tax
AMI Network - Install Services | Scope 1 | 1634490 | 1684020 | 1634490 | 0 | 0 | 4953000 | 1402427.4 | 2104660.8 | 2104660.8 | 0 | 0 | 5611749 | Assumes work begins Q2 2016 rather than Q1 2016
AMI Network - Project Management | Scope 1 | 862680 | 862680 | 862680 | 0 | 0 | 2588040 | 1138737.6 | 1138737.6 | 569368.8 | 0 | 0 | 2846844 | Assume 12 months PM time invoiced in 2016 rather than 3 quarters' worth; adds tax
CC License | Scope 1 | 4051250 | 0 | 0 | 0 | 0 | 4051250 | 4511375 | 0 | 0 | 0 | 0 | 4511375 | Includes Command Center Tools Software License (50k) and added Tax
AMR Electric Meters (no module) | Ongoing Operations | 546480 | 0 | 0 | 0 | 0 | 546480 | no estimate | no estimate | no estimate | no estimate | no estimate | 0 | PSE Ongoing Operational Cost; does not belong in scope
AMR Gas Modules3,4 | Scope 3 + Scope 4 | 5108280 | 2533333.3333 | 2748333.3333 | 215000 | 215000 | 10819946.6667 | 6755884.52 | 4699935.9 | 3133290.6 | 0 | 0 | 14589111.02 | adds Tax & OH, removes most modules intended for battery replacement work
AMI Electric Meters+Modules (no disconnect switch)1 | Scope 2 | 0 | 10602338 | 10602338 | 10602338 | 10602338 | 42409352 | 0 | 1610047.0553 | 27362749.7054 | 28183632.1965 | 29029141.1624 | 86185570.1196 | Assumes Q4 2017 installation start time. Added Tax, Stores and Construction Overheads Included for Meter + Module Installation; includes PSE assumptions on growth rate, inflation, and meter types. Assumes Series 5 ($5 adder per electric meter).
AMI incremental disconnect switch adder | Scope 2 |  | 1171701 | 1171701 | 1171701 | 1171701 | 4686804 | 0 | 316672.0537 | 5381841.5524 | 5543296.799 | 5709595.703 | 16951406.1081
AMI Gas Modules2 | Scope 2 | 0 | 6131000 | 6131000 | 6131000 | 6131000 | 24524000 | 0 | 810129.0705 | 15019792.9678 | 15470386.7569 | 15934498.3596 | 47234807.1548
AMI + AMR Gas Install Services | Scope 2 + Scope 3+ Scope 4 | 2183097.6 | 2923360 | 3044860 | 2078460 | 2078460 | 12308237.6 | 1919307.3856 | 1433117.3403 | 6133639.4238 | 5117566.1238 | 5271093.1075 | 19874723.381
Subtotal |  | 36738002.6 | 25908432.3333 | 26195402.3333 | 20198499 | 20198499 | 129238835.2667 | 22129702.0999 | 21713762.415 | 69305806.4445 | 54314881.8762 | 55944328.3325 | 223408481.168
Costs Not Accounted for in L+G's Proposal:
PSE Labor - AMI Network | Scope 1 | [6 empty] | 156801.25 | 196254.4 | 59063.6 | 0 | 0 | 412119.25 | PSE internal scoping estimate
PSE Labor - AMI Meter + Module | Scope 2 | [6 empty] | 5204664.6667 | 13227529 | 2724491.1529 | 726514.9731 | 748310.4223 | 770759.735 | PSE internal scoping estimate
PSE Project Allowance + Project Contingency | Scope 1 + Scope 2 | [6 empty] | 977851.8985 | 2402831.407 | 702438.1817 | 112609.8208 | 115988.1155 | 4311719.4235 | PSE internal scoping estimate
AMI Electric Install Services | Scope 2 | [6 empty] | 0 | 446474.6097 | 7587835.9923 | 7815471.072 | 8049935.2042 | 23899716.8782 | Estimate based upon previous AMI Electric installation service quotes
Warehousing Costs | Scope 2 | [6 empty] | 0 | 114950 | 473594 | 487801.82 | 502435.8746 | 1578781.6946 | PSE internal scoping estimate
IWR Radios: Deployment Tool | Scope 2 | [6 empty] | 0 | 9900 | 50985 | 2100.582 | 2163.5995 | 65149.1815 | Based on L+G contract pricing
CVR Upgrade Costs | Scope 2 | [6 empty] | 0 | 95481 | 98345.43 | 101295.7929 | 423135.0371 | 435829.0882 | Estimate based on 2013-2015 CVR projects; cost for equipment upgrades to enable CVR.
AMR Electric Modules | Scope 4 | [6 empty] | 1752449.0049 | 1153729.6155 | 576864.8078 | 0 | 0 | 3483043.4282 | Based on L+G contract pricing
AMR Network Material (for repair and growth) | Scope 4 | [6 empty] | 219186 | 219186 | 219186 | 119616.75 | 0 | 777174.75 | Assume reuse of decommissioned equipment as AMI rolls out
AMR Network Installation (for repair and growth) | Scope 4 | [6 empty] | 131712.075 | 131712.075 | 131712.075 | 75879.7875 | 0 | 471016.0125 | Based on L+G contract pricing
Subtotal | [7 empty] | 8442664.8951 | 17998048.1072 | 12624516.2395 | 9441290.5984 | 9841968.2532 | 58348488.0934
Totals | [7 empty] | 30572366.995 | 39711810.5222 | 81930322.6841 | 63756172.4746 | 65786296.5856
Additional Notes:
1 L+G assumed that the AMI electric meter population would be 5% polyphase meters and assumed the other 95% of the meters would be single phase 3 wire (Form 2S); the actual population is 4.25% polyphase, 88% Form 2S and 7.75% other forms that have different prices.
2 L+G assumed that the gas meter population was 10% Commercial. The actual population is 3.1% C&I.
3 AMR gas module usage through 5/2016, excluding battery replacement work is 33,000. The expected usage for 2016 is 74,000. Numbers above in line 11 reflect this.
4 Module replacement for aging gas module batteries are 4500 YTD. PSE expects to change batteries only going forward through 2017. In 2018-2020, half of the due batteries can be replaced with AMI modules; the other half will be replaced with new batteries.

## Sensitivity Analysis (hidden)
Sensitivity Analysis
|  |  |  | Decrease in Variable | Increase in Variable
| Inflation | 0.03 | Inflation | 347.0328 | 229.5409
|  | 248975408.6128 | Elec Customer Growth | 248.0937 | 250.5316
| 0.01 | 347032806.0489 | Gas Customer Growth | 248.9754 | 248.9754
| 0.02 | 293528935.6872 | Meter Installation Cost | 248.9754 | 248.9754
| 0.03 | 293528935.6872 | Avoided Capacity Costs | 212.9425 | 287.93
| 0.0325 | 239040265.319
| 0.035 | 229540906.9503
| Elec Customer Growth | 0.0125
248975408.6128
| 0.5% | 248093657.3724
| 0.75% | 248383331.9671
| 1.25% | 248975408.6128
| 1.75% | 249584700.9145
| 2.5% | 250531571.429
| Gas Customer Growth | 0.015
248975408.6128
| 1.25% | 248975408.6128
| 1.25% | 248975408.6128
| 1.5% | 248975408.6128
| 1.75% | 248975408.6128
| 3% | 248975408.6128
| Meter Installation Cost | 26.34
248975408.6128
| 20 | 248975408.6128
| 23 | 248975408.6128
| 26.34 | 248975408.6128 |  |  | Scenario Delay
| 29 | 248975408.6128
| 32 | 248975408.6128
| Avoided Capacity Costs | 190
248975408.6128
| 116 | 212942453.7962
| 150 | 229498135.739
| 190 | 248975408.6128
| 240 | 273321999.7051
| 270 | 287929954.3605
Note on B7: Puget Sound Energy: based on Seattle CPI range from last seven years

## ERF Summary Table
Please refer Color Coding cells below to tab "Scope Summar" and tab "GTZ RC DC Cost Benefit"
|  | 2016-2037 | 2016 | 2017 | 2018 | 2019 | 2020 | 2021 | 2022 | 2023 | 2024 | 2025 | 2026 | 2027 | 2028 | 2029 | 2030 | 2031 | 2032 | 2033 | 2034 | 2035 | 2036 | 2037
Scope 1: AMI Network | Head End Software Maintenance | 0 | 0 | 0 | 0 | 0 | 0 | 0 | 0 | 0 | 0 | 0 | 0 | 0 | 0 | 0 | 0 | 0 | 0 | 0 | 0 | 0 | 0 | 0
Scope 2: AMI Meter + Module | CVR Phase Balancing | 8916479.4408 | 0 | 445701.4888 | 459072.5334 | 472844.7094 | 847793.0512 | 873226.8428 | 899423.6481 | 926406.3575 | 954198.5482 | 982824.5047 | 1012309.2398 | 1042678.517 | 0 | 0 | 0 | 0 | 0 | 0 | 0 | 0 | 0 | 0
Scope 2: AMI Meter + Module | AMR Recycling Cost | 1459743.6346 | 0 | 11381.5467 | 228572.9767 | 235430.166 | 242493.071 | 249767.8631 | 257260.899 | 212829.7493 | 22007.3629 | 0 | 0 | 0 | 0 | 0 | 0 | 0 | 0 | 0 | 0 | 0 | 0 | 0
Scope 2: AMI Meter + Module | AMR Removal Cost | 4127242.3432 | 0 | 0 | 568142.85 | 585187.1355 | 602742.7496 | 620825.0321 | 639449.783 | 658633.2765 | 452261.5165 | 0 | 0 | 0 | 0 | 0 | 0 | 0 | 0 | 0 | 0 | 0 | 0 | 0
Scope 2: AMI Meter + Module | Replacement Indexes | 351172.022 | 0 | 26950 | 61068.7 | 62900.761 | 64787.7838 | 66731.4173 | 68733.3599 | 0 | 0 | 0 | 0 | 0 | 0 | 0 | 0 | 0 | 0 | 0 | 0 | 0 | 0 | 0
GtZ Remote Disconnect | Cost of Maintaining Disconnect/Reconnect Program | 14680991.8521 | 0 | 0 | 546363.5 | 562754.405 | 579637.0371 | 597026.1483 | 614936.9327 | 633385.0407 | 652386.5919 | 671958.1897 | 692116.9354 | 712880.4434 | 734266.8567 | 756294.8624 | 778983.7083 | 802353.2195 | 826423.8161 | 851216.5306 | 876753.0265 | 903055.6173 | 930147.2859 | 958051.7044
GtZ Remote Disconnect | UEU and Labor Overhead | 7927735.6001 | 0 | 0 | 295036.29 | 303887.3787 | 313004.0001 | 322394.1201 | 332065.9437 | 342027.922 | 352288.7596 | 362857.4224 | 373743.1451 | 384955.4394 | 396504.1026 | 408399.2257 | 420651.2025 | 433270.7386 | 446268.8607 | 459656.9265 | 473446.6343 | 487650.0334 | 502279.5344 | 517347.9204
Incremental O&M Expenses |  | 37463364.8929 | 0 | 484033.0354 | 2158256.8501 | 2223004.5556 | 2650457.6928 | 2729971.4236 | 2811870.5663 | 2773282.346 | 2433142.7792 | 2017640.1168 | 2078169.3203 | 2140514.3999 | 1130770.9594 | 1164694.0881 | 1199634.9108 | 1235623.9581 | 1272692.6768 | 1310873.4572 | 1350199.6609 | 1390705.6507 | 1432426.8202 | 1475399.6248
| Benefits (Meter + Module) | -1793018.4776 | 0 | -920820 | -1102472.003 | -1766138.991 | 692906.3892 | 885982.9581 | 417523.1691 | 0 | 0 | 0 | 0 | 0 | 0 | 0 | 0 | 0 | 0 | 0 | 0 | 0 | 0 | 0
| Benefits (CVR) | -436413118.3774 | -472515.8306 | -1121646.3666 | -1399019.7516 | -1828140.1107 | -2276902.2817 | -3413957.0671 | -5306437.6527 | -7315096.1666 | -9491159.9165 | -12119115.4365 | -15636994.8432 | -18391477.947 | -21434130.306 | -24927475.3021 | -28644268.2759 | -31892640.2564 | -36210150.9511 | -40194963.4772 | -42699601.2199 | -43879141.7394 | -43879141.7394 | -43879141.7394
| Benefits (DA) | -1477584.3022 | 0 | 0 | 0 | -16390.905 | -22285.0744 | -28518.1422 | -35105.1375 | -42061.6862 | -49404.0332 | -57149.0655 | -65314.336 | -73918.0887 | -82979.2836 | -92517.6239 | -102553.5833 | -105630.1908 | -108799.0966 | -112063.0695 | -115424.9616 | -118887.7104 | -122454.3417 | -126127.972
| Benefits (Remote Disconnect) | -428195386.7138 | 0 | 0 | -2287496.0225 | -4312899.2804 | -6457767.9873 | -8727447.2074 | -11127495.1894 | -13663691.3478 | -16342044.5301 | -19168801.5812 | -22150456.2152 | -25293758.2058 | -26052570.952 | -26834148.0805 | -27639172.5229 | -28468347.6986 | -29322398.1296 | -30202070.0735 | -31108132.1757 | -32041376.1409 | -33002617.4252 | -33992695.9479
| O&M Savings | -867879107.8709 | -472515.8306 | -2042466.3666 | -4788987.7772 | -7923569.287 | -8064048.9543 | -11283939.4585 | -16051514.8106 | -21020849.2006 | -25882608.4798 | -31345066.0831 | -37852765.3944 | -43759154.2415 | -47569680.5415 | -51854141.0065 | -56385994.3821 | -60466618.1458 | -65641348.1772 | -70509096.6201 | -73923158.3571 | -76039405.5907 | -77004213.5063 | -77997965.6593
| Total OPEX | -830415742.978 | -472515.8306 | -1558433.3311 | -2630730.9271 | -5700564.7314 | -5413591.2615 | -8553968.0349 | -13239644.2443 | -18247566.8547 | -23449465.7006 | -29327425.9664 | -35774596.0741 | -41618639.8416 | -46438909.5822 | -50689446.9184 | -55186359.4714 | -59230994.1877 | -64368655.5004 | -69198223.163 | -72572958.6963 | -74648699.94 | -75571786.686 | -76522566.0344

## Scope Summary
CAPEX Costs | NPV $ 2016-2023 | NPV $ 2016-2037 | Nominal $ 2016-2023 | 2015 | 2016 | 2017 | 2018 | 2019 | 2020 | 2021 | 2022 | 2023 | 2024 | 2025 | 2026 | 2027 | 2028 | 2029 | 2030 | 2031 | 2032 | 2033 | 2034 | 2035 | 2036 | 2037
Scope 1: AMI Network
Network Equipment | 21872255.844 | 21872255.844 | 25602895.3846 | 2015: 0; 2016: 6401970.1943; 2017: 9600462.5951; 2018: 9600462.5951; 2019: 0; 2020: 0; 2021: 0; 2022: 0; 2023: 0; 2024: 0; 2025: 0; 2026: 0; 2027: 0
Software | 4185725.5521 | 4185725.5521 | 4511375 | 2015: 0; 2016: 4511375; 2017: 0; 2018: 0; 2019: 0; 2020: 0; 2021: 0; 2022: 0; 2023: 0; 2024: 0; 2025: 0; 2026: 0; 2027: 0
Outside Services - Labor | 7285544.3404 | 7285544.3404 | 8458593 | 2015: 0; 2016: 2541165; 2017: 3243398.4; 2018: 2674029.6; 2019: 0; 2020: 0; 2021: 0; 2022: 0; 2023: 0; 2024: 0; 2025: 0; 2026: 0; 2027: 0
PSE Labor | 1141360.9975 | 1141360.9975 | 1316977.9135 | 2015: 153281.25; 2016: 428953.4485; 2017: 548818.812; 2018: 339205.653; 2019: 0; 2020: 0; 2021: 0; 2022: 0; 2023: 0; 2024: 0; 2025: 0; 2026: 0; 2027: 0
Scope 1 Totals | 34484886.7339 | 34484886.7339 | 39889841.2981 | 2015: 153281.25; 2016: 13883463.6428; 2017: 13392679.8071; 2018: 12613697.8481; 2019: 0
Scope 2: AMI Meter + Module
AMI Electric Meters | 142174796.6754 | 142174796.6754 | 213732156.8582 | 2015: 0; 2016: 0; 2017: 1926719.109; 2018: 32744591.2578; 2019: 33726928.9955; 2020: 34738736.8654; 2021: 35780898.9713; 2022: 36854325.9405; 2023: 37959955.7187; 2024: 0; 2025: 0; 2026: 0; 2027: 0
AMI Gas Modules | 60370569.1906 | 60370569.1906 | 89258278.0694 | 2015: 0; 2016: 0; 2017: 810129.0705; 2018: 15019792.9678; 2019: 15470386.7569; 2020: 15934498.3596; 2021: 16412533.3104; 2022: 16904909.3097; 2023: 8706028.2945; 2024: 0; 2025: 0; 2026: 0; 2027: 0
AMI Gas Module Installation | 19970436.7201 | 19970436.7201 | 29526420.2049 | 2015: 0; 2016: 0; 2017: 267988.7163; 2018: 4968510.7998; 2019: 5117566.1238; 2020: 5271093.1075; 2021: 5429225.9007; 2022: 5592102.6778; 2023: 2879932.879; 2024: 0; 2025: 0; 2026: 0; 2027: 0
AMI Electric Meter Installation | 32945869.7747 | 32945869.7747 | 49527707.9425 | 2015: 0; 2016: 0; 2017: 446474.6097; 2018: 7587835.9923; 2019: 7815471.072; 2020: 8049935.2042; 2021: 8291433.2603; 2022: 8540176.2581; 2023: 8796381.5459; 2024: 0; 2025: 0; 2026: 0; 2027: 0
PSE Labor | 23994200.7274 | 24054691.6746 | 28789975.136 | 2015: 0; 2016: 5910364.3667; 2017: 15277795.995; 2018: 3146787.2815; 2019: 839124.794; 2020: 864298.5378; 2021: 890227.4939; 2022: 916934.3187; 2023: 944442.3483; 2024: 109965.3912; 2025: 9438.6961; 2026: 0; 2027: 0
Other Products | 3512019.8967 | 4424589.9926 | 5315748.7747 | 2015: 0; 2016: 0; 2017: 220331; 2018: 622924.43; 2019: 591198.1949; 2020: 927734.5112; 2021: 955566.5465; 2022: 984233.5429; 2023: 1013760.5492; 2024: 478677.3624; 2025: 493037.6832; 2026: 507828.8137; 2027: 523063.6781
Scope 2 Totals | 282967892.9851 | 283940954.0281 | 416150286.9856 | 2015: 0; 2016: 5910364.3667; 2017: 18949438.5006; 2018: 64090442.7292; 2019: 63560675.9371; 2020: 65786296.5856; 2021: 67759885.4832; 2022: 69792682.0477; 2023: 60300501.3356; 2024: 588642.7536; 2025: 502476.3793; 2026: 507828.8137; 2027: 523063.6781
Scope 3: AMR Gas Battery Replacement
Gas Modules | 0 |  | 0 | 2015: 0; 2016: 0; 2017: 0; 2018: 0; 2019: 0; 2020: 0; 2021: 0; 2022: 0; 2023: 0; 2024: 0; 2025: 0; 2026: 0; 2027: 0
Gas Module Installation | 0 |  | 0 | 2015: 0; 2016: 0; 2017: 0; 2018: 0; 2019: 0; 2020: 0; 2021: 0; 2022: 0; 2023: 0; 2024: 0; 2025: 0; 2026: 0; 2027: 0
Scope 3 Totals | 0 |  | 0 | 2015: 0; 2016: 0; 2017: 0; 2018: 0; 2019: 0; 2020: 0; 2021: 0; 2022: 0; 2023: 0; 2024: 0; 2025: 0; 2026: 0; 2027: 0
Scope 4: Asset Ownership
AMR Electric Modules | 3079873.2486 | 3079873.2486 | 3483043.4282 | 2015: 757216.0938; 2016: 1752449.0049; 2017: 1153729.6155; 2018: 576864.8078; 2019: 0; 2020: 0; 2021: 0; 2022: 0; 2023: 0; 2024: 0; 2025: 0; 2026: 0; 2027: 0
AMR Gas Modules | 11734857.3266 | 11734857.3266 | 13423111.02 | 2015: 2948801.4765; 2016: 5589884.52; 2017: 4699935.9; 2018: 3133290.6; 2019: 0; 2020: 0; 2021: 0; 2022: 0; 2023: 0; 2024: 0; 2025: 0; 2026: 0; 2027: 0
AMR Gas Module Installation | 3221195.3753 | 3221195.3753 | 3718044.6336 | 2015: 726521.4; 2016: 1387787.3856; 2017: 1165128.624; 2018: 1165128.624; 2019: 0; 2020: 0; 2021: 0; 2022: 0; 2023: 0; 2024: 0; 2025: 0; 2026: 0; 2027: 0
AMR Network Material (for repair/growth) | 655755.38 | 655755.38 | 777174.75 | 2015: 0; 2016: 219186; 2017: 219186; 2018: 219186; 2019: 119616.75; 2020: 0; 2021: 0; 2022: 0; 2023: 0; 2024: 0; 2025: 0; 2026: 0; 2027: 0
AMR Network Installation (for repair/growth) | 397017.4487 | 397017.4487 | 471016.0125 | 2015: 0; 2016: 131712.075; 2017: 131712.075; 2018: 131712.075; 2019: 75879.7875; 2020: 0; 2021: 0; 2022: 0; 2023: 0; 2024: 0; 2025: 0; 2026: 0; 2027: 0
AMR Software | 0 | 0 | 0 | 2015: 2750000; 2016: 0; 2017: 0; 2018: 0; 2019: 0; 2020: 0; 2021: 0; 2022: 0; 2023: 0; 2024: 0; 2025: 0; 2026: 0; 2027: 0
Scope 4 Totals | 19088698.7792 | 19088698.7792 | 21872389.8443 | 2015: 7182538.9703; 2016: 9081018.9855; 2017: 7369692.2145; 2018: 5226182.1068; 2019: 195496.5375; 2020: 0; 2021: 0; 2022: 0; 2023: 0; 2024: 0; 2025: 0; 2026: 0; 2027: 0
Total CAPEX All Scopes | 416494459.6176 |  |  | 2016: 28874846.995; 2017: 39711810.5222; 2018: 81930322.6841; 2019: 63756172.4746; 2020: 65786296.5856; 2021: 67759885.4832; 2022: 69792682.0477; 2023: 60300501.3356; 2024: 588642.7536; 2025: 502476.3793; 2026: 507828.8137; 2027: 523063.6781
9/4/16 BoD Presentation |  |  |  | 2016: 37000000; 2017: 26000000; 2018: 26000000; 2019: 20000000; 2020: 20000000
O&M Costs | NPV 2015-2023 | NPV $ 2016-2037 | Nominal $ 2015-2023 | 2015 | 2016 | 2017 | 2018 | 2019 | 2020 | 2021 | 2022 | 2023 | 2024 | 2025 | 2026 | 2027
Scope 1: AMI Network
Head End Software Maintenance | 0 | 0 | 0 | 0 | 0 | 0 | 0 | 0 | 0 | 0 | 0 | 0 | 0 | 0 | 0 | 0
Scope 1 Totals | 0 | 0 | 0 | 0 | 0 | 0 | 0 | 0 | 0 | 0 | 0 | 0 | 0 | 0 | 0 | 0
0
Scope 2: AMI Meter + Module |  | 0
CVR Phase Balancing | 3281794.3185 | 4732712.4201 | 4924468.6312 | 0 | 0 | 445701.4888 | 459072.5334 | 472844.7094 | 847793.0512 | 873226.8428 | 899423.6481 | 926406.3575 | 954198.5482 | 982824.5047 | 1012309.2398 | 1042678.517
AMR Recycling Cost | 962030.4144 | 902990.7968 | 1437736.2717 | 0 | 0 | 11381.5467 | 228572.9767 | 235430.166 | 242493.071 | 249767.8631 | 257260.899 | 212829.7493 | 22007.3629 | 0 | 0 | 0
AMR Removal Cost | 2438059.8001 | 2475870.7691 | 3674980.8266 | 0 | 0 | 0 | 568142.85 | 585187.1355 | 602742.7496 | 620825.0321 | 639449.783 | 658633.2765 | 452261.5165 | 0 | 0 | 0
Replacement Indexes | 246384.9738 | 228599.9014 | 351172.022 | 0 | 0 | 26950 | 61068.7 | 62900.761 | 64787.7838 | 66731.4173 | 68733.3599 | 0 | 0 | 0 | 0 | 0
Scope 2 Totals | 6928269.5067 | 8340173.8874 | 10388357.7515 | 0 | 0 | 484033.0354 | 1316857.0601 | 1356362.7719 | 1757816.6556 | 1810551.1553 | 1864867.6899 | 1797869.3833 | 1428467.4277 | 982824.5047 | 1012309.2398 | 1042678.517
0
Scope 3: AMR Gas Battery Replacement |  | 0
Gas Batteries | 935755.0244 | 868208.4101 | 1212750 | 0 | 0 | 185955 | 349595.4 | 576541.35 | 100658.25 | 0 | 0 | 0 | 0 | 0 | 0 | 0
Gas Battery Installation | 1909704.1314 | 1771853.8982 | 2475000 | 0 | 0 | 379500 | 713460 | 1176615 | 205425 | 0 | 0 | 0 | 0 | 0 | 0 | 0
Scope 3 Totals | 2845459.1558 | 2640062.3083 | 3687750 | 0 | 0 | 565455 | 1063055.4 | 1753156.35 | 306083.25 | 0 | 0 | 0 | 0 | 0 | 0 | 0
0
Scope 4: Asset Ownership |  | 0
AMR Head End Software Maintenance | 2279976.6999 | 2115398.6824 | 3175653.7066 | 0 | 375000 | 375000 | 375000 | 386250 | 397837.5 | 409772.625 | 422065.8038 | 434727.7779 | 0 | 0 | 0 | 0
Pole Attachment Leases & Energy Costs | 6137822.8398 | 8273099.9771 | 8563606.1624 | 461000 | 988588 | 988588 | 1018245.64 | 1048793.0092 | 1080256.7995 | 1112664.5035 | 1146044.4386 | 1180425.7717 | 1215838.5449 | 1252313.7012 | 1289883.1123 | 1328579.6056
Read Fee | 101929924.57 | 142092870.0435 | 141477775.6351 | 16378400.9172 | 16693203.32 | 17168949.69 | 17383561.5611 | 17600856.0806 | 17820866.7816 | 18043627.6164 | 18269172.9616 | 18497537.6236 | 18728756.8439 | 18962866.3045 | 19199902.1333 | 19439900.91
Scope 4 Totals | 110347724.1097 | 152481368.7029 | 153217035.5041 | 16839400.9172 | 18056791.32 | 18532537.69 | 18776807.2011 | 19035899.0898 | 19298961.0811 | 19566064.7449 | 19837283.2039 | 20112691.1732 | 19944595.3888 | 20215180.0057 | 20489785.2455 | 20768480.5156
Total O&M All Scopes | 120121452.7723 | 163461604.8986 | 167293143.2557 | 16839400.9172 | 18056791.32 | 19582025.7254 | 21156719.6612 | 22145418.2118 | 21362860.9867 | 21376615.9001 | 21702150.8939 | 21910560.5565 | 21373062.8165 | 21198004.5104 | 21502094.4854 | 21811159.0326
Total O&M Minus Read Fee | 18191528.2023 | 21368734.8552 | 25815367.6206 | 461000 | 1363588 | 2413076.0354 | 3773158.1001 | 4544562.1311 | 3541994.2051 | 3332988.2837 | 3432977.9322 | 3413022.9329 | 2644305.9726 | 2235138.2059 | 2302192.3521 | 2371258.1226
AMI Scope 1+2 | NPV $ 2016-2023 | NPV $ 2016-2037 | Nominal $ 2016-2023
CAPEX | 317452779.719 | 318425840.762 | 456040128.2836 | 153281.25 | 19793828.0095 | 32342118.3077 | 76704140.5773 | 63560675.9371 | 65786296.5856 | 67759885.4832 | 69792682.0477 | 60300501.3356 | 588642.7536 | 502476.3793 | 507828.8137 | 523063.6781 | 0 | 0 | 0 | 0 | 0 | 0 | 0 | 0 | 0 | 0
O&M | 6928269.5067 | 8340173.8874 | 10388357.7515 | 0 | 0 | 484033.0354 | 1316857.0601 | 1356362.7719 | 1757816.6556 | 1810551.1553 | 1864867.6899 | 1797869.3833 | 1428467.4277 | 982824.5047 | 1012309.2398 | 1042678.517 | 0 | 0 | 0 | 0 | 0 | 0 | 0 | 0 | 0 | 0
O&M (Remote Disconnect) | [6 empty] | 841399.79 | 866641.7837 | 892641.0372 | 919420.2683 | 947002.8764 | 975412.9627 | 1004675.3515 | 1034815.6121 | 1065860.0805 | 1097835.8829 | 1130770.9594 | 1164694.0881 | 1199634.9108 | 1235623.9581 | 1272692.6768 | 1310873.4572 | 1350199.6609 | 1390705.6507 | 1432426.8202 | 1475399.6248
Total O&M | 324381049.2257 | 326766014.6494 | 15830876.4698 | 0 | 0 | 484033.0354 | 2158256.8501 | 2223004.5556 | 2650457.6928 | 2729971.4236 | 2811870.5663 | 2773282.346 | 2433142.7792 | 2017640.1168 | 2078169.3203 | 2140514.3999 | 1130770.9594 | 1164694.0881 | 1199634.9108 | 1235623.9581 | 1272692.6768 | 1310873.4572 | 1350199.6609 | 1390705.6507 | 1432426.8202 | 1475399.6248
| NPV $ 2016-2023 | NPV $ 2016-2037 | Nominal $ 2016-2037
|  |  |  | 2015 | 2016 | 2017 | 2018 | 2019 | 2020 | 2021 | 2022 | 2023 | 2024 | 2025 | 2026 | 2027 | 2028 | 2029 | 2030 | 2031 | 2032 | 2033 | 2034 | 2035 | 2036 | 2037
Benefits (M+M) | -1825035.4549 | -1825035.4549 | -1793018.4776 |  |  | -920820 | -1102472.003 | -1766138.991 | 692906.3892 | 885982.9581 | 417523.1691 | 0 | 0 | 0 | 0 | 0 | 0 | 0 | 0 | 0 | 0 | 0 | 0 | 0 | 0 | 0
Benefits (CVR) | -14777355.0488 | -133636277.2375 | -436413118.3774 | 409451.9248 | -472515.8306 | -1121646.3666 | -1399019.7516 | -1828140.1107 | -2276902.2817 | -3413957.0671 | -5306437.6527 | -7315096.1666 | -9491159.9165 | -12119115.4365 | -15636994.8432 | -18391477.947 | -21434130.306 | -24927475.3021 | -28644268.2759 | -31892640.2564 | -36210150.9511 | -40194963.4772 | -42699601.2199 | -43879141.7394 | -43879141.7394 | -43879141.7394
Benefits (DA) | -89537.5871 | -492944.8723 | -1477584.3022 | 0 | 0 | 0 | 0 | -16390.905 | -22285.0744 | -28518.1422 | -35105.1375 | -42061.6862 | -49404.0332 | -57149.0655 | -65314.336 | -73918.0887 | -82979.2836 | -92517.6239 | -102553.5833 | -105630.1908 | -108799.0966 | -112063.0695 | -115424.9616 | -118887.7104 | -122454.3417 | -126127.972
Benefits (Remote Disconnect) | [6 empty] | -2287496.0225 | -4312899.2804 | -6457767.9873 | -8727447.2074 | -11127495.1894 | -13663691.3478 | -16342044.5301 | -19168801.5812 | -22150456.2152 | -25293758.2058 | -26052570.952 | -26834148.0805 | -27639172.5229 | -28468347.6986 | -29322398.1296 | -30202070.0735 | -31108132.1757 | -32041376.1409 | -33002617.4252 | -33992695.9479 | -35012476.8264 | -36062851.1311 | -37144736.6651
Total Benefit | -45680459.3748 | -283227080.9946 | -867879107.8709 | 409451.9248 | -472515.8306 | -2042466.3666 | -4788987.7772 | -7923569.287 | -8064048.9543 | -11283939.4585 | -16051514.8106 | -21020849.2006 | -25882608.4798 | -31345066.0831 | -37852765.3944 | -43759154.2415 | -47569680.5415 | -51854141.0065 | -56385994.3821 | -60466618.1458 | -65641348.1772 | -70509096.6201 | -73923158.3571 | -76039405.5907 | -77004213.5063 | -77997965.6593
Net Benefits (Benefits-Costs) | -370061508.6006 | -609993095.6441 | -905342472.7639 | 409451.9248 | -472515.8306 | -2526499.402 | -6947244.6273 | -10146573.8426 | -10714506.6471 | -14013910.8821 | -18863385.3769 | -23794131.5466 | -28315751.2591 | -33362706.1999 | -39930934.7146 | -45899668.6414 | -48700451.5009 | -53018835.0947 | -57585629.2929 | -61702242.1039 | -66914040.8541 | -71819970.0773 | -75273358.018 | -77430111.2414 | -78436640.3265 | -79473365.2841
[5 empty] | 0 | 1 | 2 | 3 | 4 | 5 | 6 | 7 | 8 | 9 | 10 | 11 | 12 | 13 | 14 | 15 | 16 | 17 | 18 | 19 | 20 | 21 | 22
|  |  |  | 2015 | 2016 | 2017 | 2018 | 2019 | 2020 | 2021 | 2022 | 2023 | 2024 | 2025 | 2026 | 2027 | 2028 | 2029 | 2030 | 2031 | 2032 | 2033 | 2034 | 2035 | 2036 | 2037
CAPEX Costs (PV) |  |  |  | 2015: 0; 0 2016: 0; 1 2017: -469934.9859; 2 2018: -2034364.0778; 3 2019: -2034364.0778; 4 2020: -2354897.3311; 5 2021: -2354897.3311; 6 2022: -2354897.3311; 7 2023: -2254932.3341; 8 2024: -1920745.3783; 9 2025: -1546353.1453; 10 2026: -1546353.1453; 11 2027: -1546353.1453
M+M Benefit (PV) | [5 empty] | -867961.165 | -1008918.0583 | -1569191.6183 | 597707.1381 | 741996.7791 | 339484.5446 | 0 | 0 | 0 | 0 | 0 | 0 | 0 | 0 | 0 | 0 | 0 | 0 | 0 | 0 | 0
CVR Benefit (PV) |  |  |  | 409451.9248 | 458753.2336 | 1057259.2766 | 1280301.257 | 1624278.8101 | 1964075.9094 | 2859135.2967 | 4314619.4109 | 5774604.4638 | 7274183.7694 | 9017760.0502 | 11296497.7768 | 12899412.599 | 14595599.7534 | 16479997.7763 | 18385665.8173 | 19874439.0122 | 21907736.8319 | 23610304.7998 | 24350985.9262 | 24294816.8956 | 23587200.8695 | 22900195.0189
DA Benefit (PV) |  |  |  | 0 | 0 | 0 | 0 | 14563.1068 | 19223.301 | 23883.4951 | 28543.6893 | 33203.8835 | 37864.0777 | 42524.2718 | 47184.466 | 51844.6602 | 56504.8544 | 61165.0485 | 65825.2427 | 65825.2427 | 65825.2427 | 65825.2427 | 65825.2427 | 65825.2427 | 65825.2427 | 65825.2427
Total Benefits NPV |  | 269393500.8959 |  | 409451.9248 | 458753.2336 | 189298.1116 | 271383.1987 | 69650.2986 | 2581006.3485 | 3625015.5709 | 4682647.6448 | 5807808.3473 | 7312047.847 | 9060284.3221 | 11343682.2428 | 12951257.2592 | 14652104.6078 | 16541162.8248 | 18451491.06 | 19940264.2549 | 21973562.0746 | 23676130.0426 | 24416811.1689 | 24360642.1383 | 23653026.1122 | 22966020.2617
Total Annual NPV |  | 248975408.6128 |  | 409451.9248 | 458753.2336 | -280636.8743 | -1762980.879 | -1964713.7792 | 226109.0174 | 1270118.2398 | 2327750.3137 | 3552876.0132 | 5391302.4687 | 7513931.1768 | 9797329.0975 | 11404904.1139 | 14652104.6078 | 16541162.8248 | 18451491.06 | 19940264.2549 | 21973562.0746 | 23676130.0426 | 24416811.1689 | 24360642.1383 | 23653026.1122 | 22966020.2617
Scope 3 numbers still under development-DO NOT USE

## 1. AMI Network (R)
Network Equipment | Cost Element | Order Number | WBS Element | Source of Cost info | Last Date of Input Change | Notes | Cost Type | Price | Tax | Construction OH | Stores OH | Assessment OH | AFUDC | Project Phase | Inflation? | x | Network Equipment | 2015 Quantities | 2016 Quantities | 2017 Quantities | 2018 Quantities | 2019 Quantities | 2020 Quantities | 2021 Quantities | 2022 Quantities | 2023 Quantities | 2024 Quantities | 2025 Quantities | 2026 Quantities | 2027 Quantities | 2028 Quantities | 2029 Quantities | 2030 Quantities | 2031 Quantities | 2032 Quantities | 2033 Quantities | 2034 Quantities | 2015 Costs | 2016 Costs | 2017 Costs | 2018 Costs | 2019 Costs | 2020 Costs | 2021 Costs | 2022 Costs | 2023 Costs | 2024 Costs | 2025 Costs | 2026 Costs | 2027 Costs | 2028 Costs | 2029 Costs | 2030 Costs | 2031 Costs | 2032 Costs | 2033 Costs | 2034 Costs
Gap Collectors |  |  |  | L+G Amendment | 2016-04-18 |  | CAPEX | XXXXXX | 10% | 3% | 0% |  |  | Execution | No |  | Gap Collectors |  | XXXXXX | XXXXXX | XXXXXX | [16 empty] | 0 | 2817635.04 | 4234457.205 | 4234457.205 | 0 | 0 | 0 | 0 | 0 | 0 | 0 | 0 | 0 | 0 | 0 | 0 | 0 | 0 | 0 | 0
Gap Collectors - Mounting Kit |  |  |  | L+G Amendment | 2016-04-18 |  | CAPEX | XXXXXX | 10% | 3% | 0% |  |  | Execution | No |  | Gap Collectors - Mounting Kit |  | XXXXXX | XXXXXX | XXXXXX | 0 | [15 empty] | 0 | 338993.6 | 509453.45 | 509453.45 | 0 | 0 | 0 | 0 | 0 | 0 | 0 | 0 | 0 | 0 | 0 | 0 | 0 | 0 | 0 | 0
Routers |  |  |  | L+G Amendment | 2016-04-18 |  | CAPEX | XXXXXX | 10% | 3% | 0% |  |  | Execution | No |  | Routers |  | XXXXXX | XXXXXX | XXXXXX | 0 | [15 empty] | 0 | 3169550.505 | 4755251.985 | 4755251.985 | 0 | 0 | 0 | 0 | 0 | 0 | 0 | 0 | 0 | 0 | 0 | 0 | 0 | 0 | 0 | 0
Router Mounting Arms |  |  |  | Karen/Sylvia correspondence w/L+G | 2016-04-18 |  | CAPEX | XXXXXX | 10% | 3% | 0% |  |  | Execution | No |  | Router Mounting Arms |  | XXXXXX | XXXXXX | XXXXXX | 0 | [15 empty] | 0 | 67520.1493 | 101299.9551 | 101299.9551 | 0 | 0 | 0 | 0 | 0 | 0 | 0 | 0 | 0 | 0 | 0 | 0 | 0 | 0 | 0 | 0
Network Equipment Labeler |  |  |  | Karen/Sylvia correspondence w/L+G | 2016-04-18 |  | CAPEX | XXXXXX | 10% | 3% | 0% |  |  | Execution | No |  | Network Equipment Labeler |  | XXXXXX | XXXXXX | XXXXXX | [17 empty] | 8270.9
[8 empty] | XXXXXX | [10 empty] | XXXXXX | XXXXXX | XXXXXX
Software | [7 empty] | XXXXXX | [8 empty] | Software |  | XXXXXX | XXXXXX | XXXXXX
Command Center License |  |  |  | L+G Amendment |  |  | CAPEX | XXXXXX | 10% | 0% | 0% |  |  | Initiation | No |  | Command Center License |  | XXXXXX | XXXXXX | XXXXXX | [16 empty] | 0 | 4456375 | 0 | 0 | 0 | 0 | 0 | 0 | 0 | 0 | 0 | 0 | 0 | 0 | 0 | 0 | 0 | 0 | 0 | 0
Command Center Tools Software License |  |  |  | L+G Amendment |  |  | CAPEX | XXXXXX | 10% | 0% | 0% |  |  | Initiation | No |  | Command Center Tools Software License |  | XXXXXX | XXXXXX | XXXXXX | [16 empty] | 0 | 55000 | 0 | 0 | 0 | 0 | 0 | 0 | 0 | 0 | 0 | 0 | 0 | 0 | 0 | 0 | 0 | 0 | 0 | 0
[8 empty] | XXXXXX | [10 empty] | XXXXXX | XXXXXX | XXXXXX
Outside Services - Labor | [7 empty] | XXXXXX | [8 empty] | Outside Services - Labor |  | XXXXXX | XXXXXX | XXXXXX
Gap Collector Installation |  |  |  | L+G Amendment |  |  | CAPEX | XXXXXX | 10% | 3% | 0% |  |  | Execution | No |  | Gap Collector Installation |  | XXXXXX | XXXXXX | XXXXXX | 0 | [15 empty] | 0 | 239289.6 | 359614.2 | 359614.2 | 0 | 0 | 0 | 0 | 0 | 0 | 0 | 0 | 0 | 0 | 0 | 0 | 0 | 0 | 0 | 0
Gap Collector - Mounting Kit Installation |  |  |  | L+G Amendment | 2016-04-12 | 4/11 Email from Ron stating this cost is included in line 14. Zeroed out cost. | CAPEX | XXXXXX | 10% | 3% | 0% |  |  | Execution | No |  | Gap Collector - Mounting Kit Installation |  | XXXXXX | XXXXXX | XXXXXX | 0 | [15 empty] | 0 | 0 | 0 | 0 | 0 | 0 | 0 | 0 | 0 | 0 | 0 | 0 | 0 | 0 | 0 | 0 | 0 | 0 | 0 | 0
Router Installation |  |  |  | L+G Amendment |  |  | CAPEX | XXXXXX | 10% | 3% | 0% |  |  | Execution | No |  | Router Installation |  | XXXXXX | XXXXXX | XXXXXX | 0 | 0 | 0 | 0 | 0 | 0 | 0 | 0 | 0 | 0 | 0 | 0 | 0 | 0 | 0 | 0 | 0 | 1163137.8 | 1745046.6 | 1745046.6 | 0 | 0 | 0 | 0 | 0 | 0 | 0 | 0 | 0 | 0 | 0 | 0 | 0 | 0 | 0 | 0
L+G Project Management |  |  |  | L+G Amendment |  | Discrepancy between PSE and L+G assumption - PSE assumes 12/12/6 months starting in 2016, L+G pro forma has 9/12/9 | CAPEX | XXXXXX | 10% | 0% | 0% |  |  | Execution | No |  | L+G Project Management |  | XXXXXX | XXXXXX | XXXXXX | [16 empty] | 0 | 1138737.6 | 1138737.6 | 569368.8 | 0 | 0 | 0 | 0 | 0 | 0 | 0 | 0 | 0 | 0 | 0 | 0 | 0 | 0 | 0 | 0
PSE Labor | [16 empty] | PSE Labor
PSE Labor (Initiation) |  |  |  | Labor Cost Breakout by P6 Activity | 2016-04-06 |  | CAPEX | 1 | 0% | 0% | 0% |  |  | Initiation | No |  | PSE Labor (Initiation)
PSE Labor (Planning) |  |  |  | Labor Cost Breakout by P6 Activity | 2016-04-06 |  | CAPEX | 1 | 0% | 0% | 0% |  |  | Planning | No |  | PSE Labor (Planning) | 153281.25 | 51093.75 | 0 | 0 | 0 | [15 empty] | 153281.25 | 51093.75 | 0 | 0 | 0 | 0 | 0 | 0 | 0 | 0 | 0 | 0 | 0 | 0 | 0 | 0 | 0 | 0 | 0 | 0
PSE Labor (Design) |  |  |  | Labor Cost Breakout by P6 Activity | 2016-04-06 |  | CAPEX | 1 | 0% | 0% | 0% |  |  | Design | No |  | PSE Labor (Design) | 0 | 71005 | 85206.4 | 21301.6 | 0 | [15 empty] | 0 | 71005 | 85206.4 | 21301.6 | 0 | 0 | 0 | 0 | 0 | 0 | 0 | 0 | 0 | 0 | 0 | 0 | 0 | 0 | 0 | 0
PSE Labor (Execution) |  |  |  | Labor Cost Breakout by P6 Activity | 2016-04-06 |  | CAPEX | 1 | 0% | 0% | 0% |  |  | Execution | No |  | PSE Labor (Execution) | 0 | 34702.5 | 111048 | 27762 | 0 | [15 empty] | 0 | 34702.5 | 111048 | 27762 | 0 | 0 | 0 | 0 | 0 | 0 | 0 | 0 | 0 | 0 | 0 | 0 | 0 | 0 | 0 | 0
PSE Labor (Closeout) |  |  |  | Labor Cost Breakout by P6 Activity | 2016-04-06 |  | CAPEX | 1 | 0% | 0% | 0% |  |  | Close-Out | No |  | PSE Labor (Closeout) | 0 | 0 | 0 | 10000 | 0 | [15 empty] | 0 | 0 | 0 | 10000 | 0 | 0 | 0 | 0 | 0 | 0 | 0 | 0 | 0 | 0 | 0 | 0 | 0 | 0 | 0 | 0
Project Allowance | [16 empty] | Project Allowance | [21 empty] | 132757.17 | 171982.64 | 136654.66 | 0
Project Contingency | [16 empty] | Project Contingency | [21 empty] | 139395.0285 | 180581.772 | 143487.393 | 0
[43 empty] | 0 | 0 | 0 | 0 | 0 | 0 | 0 | 0 | 0 | 0 | 0 | 0 | 0 | 0 | 0
Totals (CAPEX) | [37 empty] | 153281.25 | 13883463.6428 | 13040115.3951 | 12333555.7951 | 0
O&M | [16 empty] | O&M | XXXXXX | XXXXXX | XXXXXX | XXXXXX | XXXXXX | XXXXXX | XXXXXX | XXXXXX | XXXXXX | XXXXXX | XXXXXX | XXXXXX | XXXXXX | XXXXXX | XXXXXX | XXXXXX | XXXXXX | XXXXXX | XXXXXX | XXXXXX | 0 | 0 | 0 | 0 | 0 | 0 | 0 | 0 | 0 | 0 | 0 | 0 | 0 | 0 | 0 | 0 | 0 | 0 | 0 | 0
Command Center Software Maintenance |  |  |  | L+G Amendment |  |  | O&M | XXXXXX | 0% | 0% | 0% |  |  | Incremental | Yes |  | Command Center Software Maintenance | XXXXXX | XXXXXX | XXXXXX | XXXXXX | XXXXXX | XXXXXX | XXXXXX | XXXXXX | XXXXXX | XXXXXX | XXXXXX | XXXXXX | XXXXXX | XXXXXX | XXXXXX | XXXXXX | XXXXXX | XXXXXX | XXXXXX | XXXXXX | 0 | 0 | 810250 | 834557.5 | 859594.225 | 885382.0517 | 911943.5133 | 939301.8187 | 967480.8733 | 996505.2995 | 1026400.4584 | 1057192.4722 | 1088908.2464 | 1121575.4938 | 1155222.7586 | 1189879.4413 | 1225575.8246 | 1262343.0993 | 1300213.3923 | 1339219.794
Command Center Tools Software Maintenance |  |  |  | L+G Amendment |  |  | O&M | XXXXXX | 0% | 0% | 0% |  |  | Incremental | Yes |  | Command Center Tools Software Maintenance | XXXXXX | XXXXXX | XXXXXX | XXXXXX | XXXXXX | XXXXXX | XXXXXX | XXXXXX | XXXXXX | XXXXXX | XXXXXX | XXXXXX | XXXXXX | XXXXXX | XXXXXX | XXXXXX | XXXXXX | XXXXXX | XXXXXX | XXXXXX | 0 | 0 | 7500 | 7725 | 7956.75 | 8195.4525 | 8441.3161 | 8694.5556 | 8955.3922 | 9224.054 | 9500.7756 | 9785.7989 | 10079.3728 | 10381.754 | 10693.2067 | 11014.0029 | 11344.4229 | 11684.7556 | 12035.2983 | 12396.3572
Note on A19: Sjones: PSE Labor Estimates: Project Management, Project Controls, and Smart Grid Planning worked to gather most comprehensive list possible of anticipated work for AMR  AMI transition across the following areas: • Accounting and Finance • Rates and Regulatory • IT System Implementation • AMI Meter Module replacement • AMI Network deployment • AMI Training • Contracting and Materials Management • Process Development • Project Management These labor assumptions were then parsed out by project scope (Network, Meters/Modules, etc.) and project phase (Planning, Design, Execution) to the appropriate year of the deployment schedule.

## 2. AMI Meter + Module (R)
[18 empty] | QUANTITIES | [20 empty] | COSTS
| Cost Element | Order Number | WBS Element | Source of Cost info | Last Date of Input Change | Notes | Cost Type | Price | Tax | Construction OH | Stores OH | Assessment OH | Population Growth Rate | Project Phase | Inflation? | Total # as of 2016 | Expected total in 2027 | 2015 | 2016 | 2017 | 2018 | 2019 | 2020 | 2021 | 2022 | 2023 | 2024 | 2025 | 2026 | 2027 | 2028 | 2029 | 2030 | 2031 | 2032 | 2033 | 2034 |  | NPV Totals: 2016-2027 | Nominal Totals: 2016-2027 | 2016 | 2017 | 2018 | 2019 | 2020 | 2021 | 2022 | 2023 | 2024 | 2025 | 2026 | 2027 | 2028 | 2029 | 2030 | 2031 | 2032 | 2033 | 2034
Meter & Module Equipment | [59 empty] | Initiation | Planning | Design | Execution | bar: QUANTITIES 2028 to QUANTITIES 2034
Gas Deployment Rate | [17 empty] | QUANTITIES 2015: 0%; QUANTITIES 2016: 0%; QUANTITIES 2017: 1%; QUANTITIES 2018: 18%; QUANTITIES 2019: 18%; QUANTITIES 2020: 18%; QUANTITIES 2021: 18%; QUANTITIES 2022: 18%; QUANTITIES 2023: 9%
AMI Electric Meters | [17 empty] | QUANTITIES 2015: 0%; QUANTITIES 2016: 0%; QUANTITIES 2017: 1%; QUANTITIES 2018: 16.5%; QUANTITIES 2019: 16.5%; QUANTITIES 2020: 16.5%; QUANTITIES 2021: 16.5%; QUANTITIES 2022: 16.5%; QUANTITIES 2023: 16.5%
FOCUS AX Form 1S |  |  |  | 4th Amendment to Contract & SAP query on counts April 2016. | 2016-04-15 | basic residential meter-120V service | CAPEX | XXXXXXX | 10% | 3% | 9.5% |  | 1.25% | Execution | Yes | 1200 | XXXXXXX | XXXXXXX | XXXXXXX | XXXXXXX | XXXXXXX | XXXXXXX | XXXXXXX | XXXXXXX | XXXXXXX | XXXXXXX | 0 | 0 | 0 | 0 | 0 | 0 | 0 | 0 | 0 | 0 | 0 |  | 122164.9358 | 183651.2226 | 0 | 1655.5502 | 28136.076 | 28980.1583 | 29849.5631 | 30745.05 | 31667.4015 | 32617.4235 | 0 | 0 | 0 | 0 | 0 | 0 | 0 | 0 | 0 | 0 | 0 | 0 | 0 | 0 | 183651.2226
FOCUS AX Form 2S |  |  |  | 4th Amendment to Contract & SAP query on counts April 2016. | 2016-04-15 | basic residential meter-240V service | CAPEX | XXXXXXX | 10% | 3% | 9.5% |  | 1.25% | Execution | Yes | 1010840 | XXXXXXX | XXXXXXX | XXXXXXX | XXXXXXX | XXXXXXX | XXXXXXX | XXXXXXX | XXXXXXX | XXXXXXX | XXXXXXX | 0 | 0 | 0 | 0 | 0 | 0 | 0 | 0 | 0 | 0 | 0 |  | 92298631.6675 | 138753042.6112 | 0 | 1250809.1555 | 21257501.5986 | 21895226.6465 | 22552083.4459 | 23228645.9493 | 23925505.3278 | 24643270.4876 | 0 | 0 | 0 | 0 | 0 | 0 | 0 | 0 | 0 | 0 | 0 | 0 | 0 | 0 | 138753042.6112
FOCUS AX Form 2S (Class 320) |  |  |  | 4th Amendment to Contract & SAP query on counts April 2016. | 2016-04-15 | basic residential meter, 400A services | CAPEX | XXXXXXX | 10% | 3% | 9.5% |  | 1.25% | Execution | Yes | 660 | XXXXXXX | XXXXXXX | XXXXXXX | XXXXXXX | XXXXXXX | XXXXXXX | XXXXXXX | XXXXXXX | XXXXXXX | XXXXXXX | 0 | 0 | 0 | 0 | 0 | 0 | 0 | 0 | 0 | 0 | 0 |  | 88842.8879 | 123917.2425 |  | 1117.0697 | 18984.5998 | 19554.1378 | 20140.7619 | 20744.9847 | 21367.3343 | 22008.3543 | 0 | 0 | 0 | 0 | [7 empty] | 0 | 0 | 0 | 123917.2425
FOCUS AX Form 3S/4S |  |  |  | 4th Amendment to Contract & SAP query on counts April 2016. | 2016-04-15 | use for single ph, CT-rated customers | CAPEX | XXXXXXX | 10% | 3% | 9.5% |  | 1.25% | Execution | Yes | 21300 | XXXXXXX | XXXXXXX | XXXXXXX | XXXXXXX | XXXXXXX | XXXXXXX | XXXXXXX | XXXXXXX | XXXXXXX | XXXXXXX | 0 | 0 | 0 | 0 | 0 | 0 | 0 | 0 | 0 | 0 | 0 |  | 2660235.9354 | 3999147.3702 | 0 | 36050.8862 | 612684.8105 | 631065.3548 | 649997.3154 | 669497.2349 | 689582.1519 | 710269.6165 | 0 | 0 | 0 | 0 | 0 | 0 | 0 | 0 | 0 | 0 | 0 | 0 | 0 | 0 | 3999147.3702
FOCUS AX-SD Form 12S |  |  |  | 4th Amendment to Contract & SAP query on counts April 2016. | 2016-04-15 | network meter for multifamily dwellings with service disconnect | CAPEX | XXXXXXX | 10% | 3% | 9.5% |  | 1.25% | Execution | Yes | 57000 | XXXXXXX | XXXXXXX | XXXXXXX | XXXXXXX | XXXXXXX | XXXXXXX | XXXXXXX | XXXXXXX | XXXXXXX | XXXXXXX | 0 | 0 | 0 | 0 | 0 | 0 | 0 | 0 | 0 | 0 | 0 |  | 12562837.4746 | 18885782.9411 | 0 | 170248.5925 | 2893374.8299 | 2980176.0748 | 3069581.357 | 3161668.7977 | 3256518.8617 | 3354214.4275 | 0 | 0 | 0 | 0 | 0 | 0 | 0 | 0 | 0 | 0 | 0 | 0 | 0 | 0 | 18885782.9411
FOCUS AX Polyphase (Forms 8/9S, 15/16S) |  |  |  | 4th Amendment to Contract & SAP query on counts April 2016. | 2016-04-15 | use for all 3ph customers that don't require kVARh measurement | CAPEX | XXXXXXX | 10% | 3% | 9.5% |  | 1.25% | Execution | Yes | 41200 | XXXXXXX | XXXXXXX | XXXXXXX | XXXXXXX | XXXXXXX | XXXXXXX | XXXXXXX | XXXXXXX | XXXXXXX | XXXXXXX | 0 | 0 | 0 | 0 | 0 | 0 | 0 | 0 | 0 | 0 | 0 |  | 9296709.6366 | 13975794.9284 | 0 | 125986.8031 | 2141145.7179 | 2205380.0894 | 2271541.4921 | 2339687.7369 | 2409878.369 | 2482174.72 | 0 | 0 | 0 | 0 | 0 | 0 | 0 | 0 | 0 | 0 | 0 | 0 | 0 | 0 | 13975794.9284
S4X (Forms 8/9S, 15/16S) |  |  |  | 4th Amendment to Contract & SAP query on counts April 2016. | 2016-04-15 | used only for customers requiring kVARh measurement | CAPEX | XXXXXXX | 10% | 3% | 9.5% |  | 1.25% | Execution | Yes | 6800 | XXXXXXX | XXXXXXX | XXXXXXX | XXXXXXX | XXXXXXX | XXXXXXX | XXXXXXX | XXXXXXX | XXXXXXX | XXXXXXX | 0 | 0 | 0 | 0 | 0 | 0 | 0 | 0 | 0 | 0 | 0 |  | 1784195.7984 | 2682191.3952 | 0 | 24178.9981 | 410922.0727 | 423249.7349 | 435947.227 | 449025.6438 | 462496.4131 | 476371.3055 | 0 | 0 | 0 | 0 | 0 | 0 | 0 | 0 | 0 | 0 | 0 | 0 | 0 | 0 | 2682191.3952
Disconnect Switch Adder |  |  |  | 5th Amendment to Contract & SAP query on counts April 2016. |  | Additional cost for Service disconnect on Form 1S, 2S meters | CAPEX | XXXXXXX | 10% | 3% | 9.5% |  |  |  |  | 1012040 | XXXXXXX | XXXXXXX | XXXXXXX | XXXXXXX | XXXXXXX | XXXXXXX | XXXXXXX | XXXXXXX | XXXXXXX | XXXXXXX | 0 | 0 | 0 | 0 | [8 empty] | 23367591.3812 | 35128629.1471 | 0 | 316672.0537 | 5381841.5524 | 5543296.799 | 5709595.703 | 5880883.5741 | 6057310.0813 | 6239029.3837 | 0 | 0 | 0 | 0 | [7 empty] | 0 | 0 | 0 | 0
[60 empty] | 0 | 0 | 0 | 0
AMI Gas Modules | [59 empty] | 0 | 0 | 0 | 0
American Residential AMI Gas Module |  |  |  | 4th Amendment to Contract & SAP query on counts April 2016. | 2016-04-13 |  | CAPEX | XXXXXXX | 10% | 3% | 9.5% |  | 1.5% | Execution | Yes | 801220 | XXXXXXX | XXXXXXX | XXXXXXX | XXXXXXX | XXXXXXX | XXXXXXX | XXXXXXX | XXXXXXX | XXXXXXX | XXXXXXX | 0 | 0 | 0 | 0 | 0 | 0 | 0 | 0 | 0 | 0 | 0 |  | 54971030.5391 | 81275025.1556 | 0 | 737671.1943 | 13676423.9429 | 14086716.6612 | 14509318.1611 | 14944597.7059 | 15392935.6371 | 7927361.8531 | 0 | 0 | 0 | 0 | 0 | 0 | 0 | 0 | 0 | 0 | 0 | 0 | 0 | 0 | 81275025.1556
American Commercial AMI Gas Module |  |  |  | 4th Amendment to Contract & SAP query on counts April 2016. | 2016-04-13 |  | CAPEX | XXXXXXX | 10% | 3% | 9.5% |  | 1.5% | Execution | Yes | 22697 | XXXXXXX | XXXXXXX | XXXXXXX | XXXXXXX | XXXXXXX | XXXXXXX | XXXXXXX | XXXXXXX | XXXXXXX | XXXXXXX | 0 | 0 | 0 | 0 | 0 | 0 | 0 | 0 | 0 | 0 | 0 |  | 4523359.3941 | 6687816.1995 | 0 | 60700.1887 | 1125381.4985 | 1159142.9434 | 1193917.2317 | 1229734.7487 | 1266626.7911 | 652312.7974 | 0 | 0 | 0 | 0 | 0 | 0 | 0 | 0 | 0 | 0 | 0 | 0 | 0 | 0 | 6687816.1995
CPR AMI Gas Module and install kit (for Rotary & Turbine Meters) |  |  |  | Unexecuted new contract Schedule A & SAP query on counts April 2016. | 2016-04-14 |  | CAPEX | 277.43 | 10% | 3% | 9.5% |  | 1.5% | Execution | Yes | 2900 | XXXXXXX | XXXXXXX | XXXXXXX | XXXXXXX | XXXXXXX | XXXXXXX | XXXXXXX | XXXXXXX | XXXXXXX | XXXXXXX | 0 | 0 | 0 | 0 | 0 | 0 | 0 | 0 | 0 | 0 | 0 |  | 876179.2573 | 1295436.7142 | 0 | 11757.6875 | 217987.5264 | 224527.1522 | 231262.9668 | 238200.8558 | 245346.8815 | 126353.644 | 0 | 0 | 0 | 0 | 0 | 0 | 0 | 0 | 0 | 0 | 0 | 0 | 0 | 0 | 1295436.7142
[60 empty] | 0 | 0 | 0 | 0
Labor | [59 empty] | 0 | 0 | 0 | 0 | bar: QUANTITIES 2028 to QUANTITIES 2034
AMI Gas Module Installation | [59 empty] | 0 | 0 | 0 | 0 | bar: QUANTITIES 2028 to QUANTITIES 2034
Residential AMI Gas Module Installation |  |  |  | 4th Amendment to Contract | 2016-05-27 | reduced construction OH to 3% based on Prop.Acctg approval | CAPEX | XXXXXXX | 10% | 3% | 0% |  |  | Execution | Yes | 801220 | XXXXXXX | XXXXXXX | XXXXXXX | XXXXXXX | XXXXXXX | XXXXXXX | XXXXXXX | XXXXXXX | XXXXXXX | XXXXXXX | 0 | 0 | 0 | 0 | 0 | 0 | 0 | 0 | 0 | 0 | 0 |  | 19252012.7249 | 28464225.6687 | 0 | 258347.9895 | 4789771.7252 | 4933464.8769 | 5081468.8232 | 5233912.8879 | 5390930.2746 | 2776329.0914 | 0 | 0 | 0 | 0 | 0 | 0 | 0 | 0 | 0 | 0 | 0 | 0 | 0 | 0 | 28464225.6687
Commercial AMI Gas Module Installation |  |  |  | 4th Amendment to Contract | 2016-05-27 | reduced construction OH to 3% based on Prop.Acctg approval | CAPEX | XXXXXXX | 10% | 3% | 0% |  |  | Execution | Yes | 22697 | XXXXXXX | XXXXXXX | XXXXXXX | XXXXXXX | XXXXXXX | XXXXXXX | XXXXXXX | XXXXXXX | XXXXXXX | XXXXXXX | 0 | 0 | 0 | 0 | 0 | 0 | 0 | 0 | 0 | 0 | 0 |  | 545371.9738 | 806336.0001 | 0 | 7318.4947 | 135684.8916 | 139755.4383 | 143948.1015 | 148266.5445 | 152714.5409 | 78647.9886 | 0 | 0 | 0 | 0 | 0 | 0 | 0 | 0 | 0 | 0 | 0 | 0 | 0 | 0 | 806336.0001
CPR AMI Gas Module Installation |  |  |  | Unexecuted new contract Schedule C | 2016-05-27 | reduced construction OH to 3% based on Prop.Acctg approval | CAPEX | XXXXXXX | 10% | 3% | 0% |  |  | Execution | Yes | 2900 | XXXXXXX | XXXXXXX | XXXXXXX | XXXXXXX | XXXXXXX | XXXXXXX | XXXXXXX | XXXXXXX | XXXXXXX | XXXXXXX | 0 | 0 | 0 | 0 | 0 | 0 | 0 | 0 | 0 | 0 | 0 |  | 173052.0215 | 255858.5361 | 0 | 2322.2321 | 43054.183 | 44345.8085 | 45676.1828 | 47046.4683 | 48457.8623 | 24955.7991 | 0 | 0 | 0 | 0 | 0 | 0 | 0 | 0 | 0 | 0 | 0 | 0 | 0 | 0 | 255858.5361
[60 empty] | 0 | 0 | 0 | 0
AMI Electric Meter Installation | [59 empty] | 0 | 0 | 0 | 0
AMI Single Phase Meter Installation |  |  |  | L+G 2012 Quote escalated to 2017 | 2016-04-04 | L+G quote of $23.40 in 2012 | CAPEX | XXXXXXX | 10% | 12% | 0% |  |  | Execution | Yes | 1091000 | XXXXXXX | XXXXXXX | XXXXXXX | XXXXXXX | XXXXXXX | XXXXXXX | XXXXXXX | XXXXXXX | XXXXXXX | XXXXXXX | 0 | 0 | 0 | 0 | 0 | 0 | 0 | 0 | 0 | 0 | 0 |  | 29950273.3832 | 45024411.3469 | 0 | 405878.9982 | 6897913.5749 | 7104850.9821 | 7317996.5116 | 7537536.4069 | 7763662.4991 | 7996572.3741 | 0 | 0 | 0 | 0 | 0 | 0 | 0 | 0 | 0 | 0 | 0 | 0 | 0 | 0 | 45024411.3469
AMI Poly Phase Meter Installation |  |  |  | L+G 2012 Quote escalated to 2017 | 2016-04-04 | L+G quote of $53.20 in 2012 | CAPEX | XXXXXXX | 10% | 12% | 0% |  |  | Execution | Yes | 48000 | XXXXXXX | XXXXXXX | XXXXXXX | XXXXXXX | XXXXXXX | XXXXXXX | XXXXXXX | XXXXXXX | XXXXXXX | XXXXXXX | 0 | 0 | 0 | 0 | 0 | 0 | 0 | 0 | 0 | 0 | 0 |  | 2995596.3916 | 4503296.5956 | 0 | 40595.6115 | 689922.4174 | 710620.0899 | 731938.6926 | 753896.8534 | 776513.759 | 799809.1718 | 0 | 0 | 0 | 0 | 0 | 0 | 0 | 0 | 0 | 0 | 0 | 0 | 0 | 0 | 4503296.5956
[60 empty] | 0 | 0 | 0 | 0
PSE Labor | [59 empty] | 0 | 0 | 0 | 0
PSE Labor (Initiation) |  |  |  | PSE Staff Estimates collected by Maly Bory and assembled by Will Foster | 2016-04-18 | SJones added inflation rate 4/18 | CAPEX | 1 | 0% | 0% | 0% |  |  | Initiation | Yes |  |  |  | 63831 | 0 | 0 | 0 | 0 | 0 | 0 | 0 | 0 | 0 | 0 | 0 | 0 | 0 | [6 empty] | 59223.4181 | 63831 | 63831 | 0 | 0 | 0 | 0 | 0 | 0 | 0 | 0 | 0 | 0 | 0 | 0 | 0 | 0 | 0 | 0 | 0 | 0 | 63831 | 0 | 0 | 0
PSE Labor (Planning) |  |  |  | PSE Staff Estimates collected by Maly Bory and assembled by Will Foster | 2016-04-18 | "" | CAPEX | 1 | 0% | 0% | 0% |  |  | Planning | Yes |  |  |  | 3936199 | 0 | 0 | 0 | 0 | 0 | 0 | 0 | 0 | 0 | 0 | 0 | 0 | 0 | [6 empty] | 3652068.1017 | 3936199 | 3936199 | 0 | 0 | 0 | 0 | 0 | 0 | 0 | 0 | 0 | 0 | 0 | 0 | 0 | 0 | 0 | 0 | 0 | 0 | 0 | 3936199 | 0 | 0
PSE Labor (Design) |  |  |  | PSE Staff Estimates collected by Maly Bory and assembled by Will Foster, SJ includes C Seese's IT forecast from 10/16 | 2016-04-18 | "", SJ updated IT on 10/17 | CAPEX | 1 | 0% | 0% | 0% |  |  | Design | Yes |  |  |  | 704634.6667 | 4140504 |  | 0 | 0 | 0 | 0 | 0 | 0 | 0 | 0 | 0 | 0 | 0 | [6 empty] | 4218092.5962 | 4845138.6667 | 704634.6667 | 4140504 | 0 | 0 | 0 | 0 | 0 | 0 | 0 | 0 | 0 | 0 | 0 | 0 | 0 | 0 | 0 | 0 | 0 | 0 | 0 | 4845138.6667 | 0
PSE Labor (Execution) |  |  |  | PSE Staff Estimates collected by Maly Bory and assembled by Will Foster, SJ includes C Seese's IT forecast from 10/16 | 2016-04-18 | "", SJ updated IT on 10/17 | CAPEX | 1 | 0% | 0% | 0% |  |  | Execution | Yes |  |  |  | 0 | 8587025 | 2079189.3333 | 118862.3333 | 118862.3333 | 118862.3333 | 118862.3333 | 118862.3333 | 0 | 0 | 0 | 0 | 0 | 0 | [6 empty] | 9530139.8896 | 11398077.6106 | 0 | 8587025 | 2141565.0133 | 126101.0494 | 129884.0809 | 133780.6033 | 137794.0214 | 141927.8421 | 0 | 0 | 0 | 0 | 0 | 0 | 0 | 0 | 0 | 0 | 0 | 0 | 0 | 0 | 11398077.6106
PSE Labor (Closeout) |  |  |  | PSE Staff Estimates collected by Maly Bory and assembled by Will Foster | 2016-04-18 | "" | CAPEX | 1 | 0% | 0% | 0% |  |  | Close-Out | Yes |  |  |  | 0 | 0 | 0 | 0 | 0 | 0 | 0 | 0 | 77412.9231 | 6451.0769 | 0 | 0 | 0 | 0 | [7 empty] | 103380.1622 | 0 | 0 | 0 | 0 | 0 | 0 | 0 | 0 | 95208.1309 | 8172.0312 | 0 | 0 | 107157.5902 | 9197.6932 | 0 | 0 | 0 | 0 | 0 | 0 | 0 | 0 | 0
PSE Labor (AMI Call Center/Support Staffing) |  |  |  | PSE Staff Estimates collected by Maly Bory and assembled by Will Foster | 2016-04-18 |  | CAPEX | 1 | 0% | 0% | 0% |  |  | Execution | Yes |  |  |  | 0 | 0 | 565947.7083 | 565947.7083 | 565947.7083 | 565947.7083 | 565947.7083 | 565947.7083 | 0 | 0 | 0 | 0 | 0 | 0 | [6 empty] | 2501499.0282 | 3770605.2027 | 0 | 0 | 582926.1395 | 600413.9237 | 618426.3414 | 636979.1317 | 656088.5056 | 675771.1608 | 0 | 0 | 0 | 0 | 0 | 0 | 0 | 0 | 0 | 0 | 0 | 0 | 0 | 0 | 3770605.2027
PSE Labor (AMI Test Lab) |  |  |  | PSE Staff Estimates |  | Estimate based on Ameren visit June 2016 | CAPEX | 1 | 0% | 0% | 0% |  |  | Execution | No |  |  |  | 500000 | 500000 | 0 | 0 | 0 | 0 | 0 | 0 | 0 | 0 | 0 | 0 | [8 empty] | 894329.1526 | 1000000 | 500000 | 500000 | 0 | 0 | 0 | 0 | 0 | 0 | 0 | 0 | 0 | 0 | [10 empty] | 500000
PSE Labor (Project Allowance) |  |  |  | PSE Staff Estimates collected by Maly Bory and assembled by Will Foster | 2016-04-18 | 10% of PSE Labor Costs, SJones added inflation rate | CAPEX | 1 | 0% | 0% | 0% |  |  | Allowance | Yes |  |  |  | 470466.4667 | 1322752.9 | 264513.7042 | 68481.0042 | 68481.0042 | 68481.0042 | 68481.0042 | 68481.0042 | 7741.2923 | 645.1077 | 0 | 0 | 0 | 0 | [6 empty] | 2044381.734 | 2461723.1642 | 470466.4667 | 1322752.9 | 272449.1153 | 72651.4973 | 74831.0422 | 77075.9735 | 79388.2527 | 81769.9003 | 9520.8131 | 817.2031 | 0 | 0 | 0 | 0 | 0 | 0 | 0 | 0 | 0 | 0 | 0 | 0 | 0
PSE Labor (Project Contingency) |  |  |  | PSE Staff Estimates collected by Maly Bory and assembled by Will Foster | 2016-04-18 | 5% of PSE Labor Costs + Contingency, SJones added inflation rate | CAPEX | 1 | 0% | 0% | 0% |  |  | Contingency | Yes |  |  |  | 235233.2333 | 727514.095 | 145482.5373 | 37664.5523 | 37664.5523 | 37664.5523 | 37664.5523 | 37664.5523 | 4257.7108 | 354.8092 | 0 | 0 | 0 | 0 | [6 empty] | 1102584.6398 | 1330424.417 | 235233.2333 | 727514.095 | 149847.0134 | 39958.3235 | 41157.0732 | 42391.7854 | 43663.539 | 44973.4452 | 5236.4472 | 449.4617 | 0 | 0 | 0 | 0 | 0 | 0 | 0 | 0 | 0 | 0 | 0 | 0 | 0
[60 empty] | 0 | 0 | 0 | 0
Other Products | [59 empty] | 0 | 0 | 0 | 0
Recycling and Disposal of AMR Electric Meters |  |  |  | Recent Invoice from Technology Conservation Group (for AMR meter recycling) | 2016-04-13 |  | O&M | 0.5 | 0% |  |  |  |  | Execution | Yes | 1139000 | 1139000 |  |  | 13057.7718 | 215453.2349 | 215453.2349 | 215453.2349 | 215453.2349 | 215453.2349 | 215453.2349 | 0 | 0 | 0 | 0 | 0 | 0 | 0 | 0 | 0 | 0 | 0 |  | 481773.9242 | 724253.4004 | 0 | 6528.8859 | 110958.4159 | 114287.1684 | 117715.7835 | 121247.257 | 124884.6747 | 128631.2149 | 0 | 0 | 0 | 0 | 0 | 0 | 0 | 0 | 0 | 0 | 0 | 0 | 0 | 0 | 724253.4004
Recycling and Disposal of AMR Gas Modules |  |  |  | based on electric meter disposal costs |  |  | O&M | 0.5 | 0% |  |  |  |  | Execution | Yes |  |  | QUANTITIES 2017: 9705.3215; QUANTITIES 2018: 174695.7878; QUANTITIES 2019: 174695.7878; QUANTITIES 2020: 174695.7878; QUANTITIES 2021: 174695.7878; QUANTITIES 2022: 174695.7878; QUANTITIES 2023: 87347.8939 |  | 361618.7884 | 534655.7239 | 0 | 4852.6608 | 89968.3307 | 92667.3807 | 95447.4021 | 98310.8241 | 101260.1489 | 52148.9767 | 0
Removal costs of AMR Network Cellmasters |  |  |  | 4th Amendment to Contract |  |  | O&M | XXXXXXX | 10% |  |  |  |  | Execution | Yes | XXXXXXX |  | QUANTITIES 2017: 0; QUANTITIES 2018: XXXXXXX; QUANTITIES 2019: XXXXXXX; QUANTITIES 2020: XXXXXXX; QUANTITIES 2021: XXXXXXX; QUANTITIES 2022: XXXXXXX; QUANTITIES 2023: XXXXXXX; QUANTITIES 2024: XXXXXXX |  | 918367.2716 | 1420398.539 | 0 | 0 | 195527.475 | 201393.2993 | 207435.0982 | 213658.1512 | 220067.8957 | 226669.9326 | 155646.687 | 0 | 0 | 0
Removal costs of AMR Network MCCs |  |  |  | 4th Amendment to Contract |  |  | O&M | XXXXXXX | 10% |  |  |  |  | Execution | Yes | XXXXXXX |  | QUANTITIES 2017: 0; QUANTITIES 2018: XXXXXXX; QUANTITIES 2019: XXXXXXX; QUANTITIES 2020: XXXXXXX; QUANTITIES 2021: XXXXXXX; QUANTITIES 2022: XXXXXXX; QUANTITIES 2023: XXXXXXX; QUANTITIES 2024: XXXXXXX |  | 1750126.2434 | 2706843.8042 | 0 | 0 | 372615.375 | 383793.8362 | 395307.6513 | 407166.8809 | 419381.8873 | 431963.3439 | 296614.8295
Recycling and Disposal of AMR Network Equipt |  |  |  | WAG estimate by Laura |  | need to get recycling cost quotation | O&M | 20 | 0% |  |  |  |  | Execution | Yes | 8947 |  | QUANTITIES 2018: 1342.05; QUANTITIES 2019: 1342.05; QUANTITIES 2020: 1342.05; QUANTITIES 2021: 1342.05; QUANTITIES 2022: 1342.05; QUANTITIES 2023: 1342.05; QUANTITIES 2024: 894.7 |  | 129850.7681 | 200834.5103 | 0 | 0 | 27646.23 | 28475.6169 | 29329.8854 | 30209.782 | 31116.0754 | 32049.5577 | 22007.3629
Warehousing for AMI Electric Meters |  |  |  | L+G PM SWAG | 2016-04-13 |  | CAPEX | XXXXXXX | 10% |  |  |  |  | Execution | Yes |  |  |  |  | XXXXXXX | XXXXXXX | XXXXXXX | XXXXXXX | XXXXXXX | XXXXXXX | XXXXXXX | XXXXXXX | XXXXXXX | XXXXXXX | XXXXXXX | XXXXXXX | XXXXXXX | XXXXXXX | XXXXXXX | XXXXXXX | XXXXXXX | XXXXXXX |  | 1111527.8049 | 1657608.431 | 0 | 59950 | 246994 | 254403.82 | 262035.9346 | 269897.0126 | 277993.923 | 286333.7407 | 0 | 0 | 0 | 0 | [7 empty] | 0 | 0 | 0 | 1657608.431
Subcontractor Staff for Warehouse |  |  |  | Maly Bory SWAG | 2016-04-13 |  | CAPEX | 200000 | 10% |  |  |  |  | Execution | Yes |  |  |  |  | 0.25 | 1 | 1 | 1 | 1 | 1 | 1 | 0 | 0 | 0 | 0 | 0 | 0 | 0 | 0 | 0 | 0 | 0 |  | 1019750.2797 | 1520741.6798 | 0 | 55000 | 226600 | 233398 | 240399.94 | 247611.9382 | 255040.2963 | 262691.5052 | 0 | 0 | 0 | 0 | [7 empty] | 0 | 0 | 0 | 1520741.6798
Deployment Tool: Gridstream IWR Radio (Serial port) |  |  |  | L+G Contract 4th Amendment | 2016-04-13 |  | CAPEX | XXXXXXX | 10% |  |  |  |  | Execution | Yes |  |  |  |  | XXXXXXX | XXXXXXX | XXXXXXX | XXXXXXX | XXXXXXX | XXXXXXX | XXXXXXX | XXXXXXX | XXXXXXX | XXXXXXX | XXXXXXX | XXXXXXX | XXXXXXX | XXXXXXX | XXXXXXX | XXXXXXX | XXXXXXX | XXXXXXX |  | 61009.4559 | 82225.0355 | 0 | 9900 | 50985 | 2100.582 | 2163.5995 | 2228.5074 | 2295.3627 | 2364.2235 | 2435.1503 | 2508.2048 | 2583.4509 | 2660.9544 | 2740.7831 | 2823.0066 | 2907.6968 | 2994.9277 | 3084.7755 | 3177.3187 | 3272.6383 | 0 | 0 | 0 | 72037.2751
Gas Meter indexes (replaces incompatible metal pointers) |  |  |  | WAG estimate by Laura |  | need to get index cost quotation | O&M | 10 | 10% | 10% | 3% | 9.5% |  | Execution | Yes | 24000 | 0 | QUANTITIES 2017: 2000; QUANTITIES 2018: 4400; QUANTITIES 2019: 4400; QUANTITIES 2020: 4400; QUANTITIES 2021: 4400; QUANTITIES 2022: 4400 |  | 265553.7247 | 351172.022 |  | 26950 | 61068.7 | 62900.761 | 64787.7838 | 66731.4173 | 68733.3599 | 0
Conservation Voltage Reduction - Upgrade Costs |  |  |  | CVR TCO, AMI Model 33 |  | based on 2014 assessment prorated to current deployment schedule | CAPEX | 1 | 10% | 12% | 9.5% |  |  | Execution | No |  |  |  |  | 95481 | 98345.43 | 101295.7929 | 423135.0371 | 435829.0882 | 448903.9609 | 462371.0797 | 476242.2121 | 490529.4785 | 505245.3628 | 520402.7237 | 536014.8054 | 552095.2496 | 568658.1071 | 585717.8503 | 603289.3858 | 0 | 0 |  | 2232302.4522 | 4057781.1659 | 0 | 95481 | 98345.43 | 101295.7929 | 423135.0371 | 435829.0882 | 448903.9609 | 462371.0797 | 476242.2121 | 490529.4785 | 505245.3628 | 520402.7237 | [7 empty] | 0 | 0 | 0 | 2065361.3888
Conservation Voltage Reduction - Engineering Costs |  |  |  | CVR TCO, AMI Model 33 |  | based on 2014 assessment prorated to current deployment schedule | O&M | 1 | 0% | 12% | 9.5% |  |  | Execution | No |  |  |  |  | 445701.4888 | 459072.5334 | 472844.7094 | 847793.0512 | 873226.8428 | 899423.6481 | 926406.3575 | 954198.5482 | 982824.5047 | 1012309.2398 | 1042678.517 | 1073958.8725 | 1106177.6387 | 1139362.9678 | 1173543.8569 | 1208750.1726 | 541833.3704 | 558088.3715 |  | 5100917.4464 | 8916479.4408 | 0 | 445701.4888 | 459072.5334 | 472844.7094 | 847793.0512 | 873226.8428 | 899423.6481 | 926406.3575 | 954198.5482 | 982824.5047 | 1012309.2398 | 1042678.517 | [7 empty] | 0 | 0 | 0 | 4478767.1424
Totals | [38 empty] | 292903202.1225 | 433126936.051 | 5910364.3667 | 19433471.536 | 65407299.7893 | 64917038.709 | 67544113.2412 | 69570436.6384 | 71657549.7376 | 62098370.7189 | 2017110.1813 | 1485300.884 | 1520138.0535 | 1565742.1951 | 109898.3732 | 12020.6997 | 2907.6968 | 2994.9277 | 3084.7755 | 3177.3187 | 3272.6383 |  |  |  | 368624618.9161
CAPEX | [37 empty] | CAPEX | 283894993.9557 | 418272298.6103 | 5910364.3667 | 18949438.5006 | 64090442.7292 | 63560675.9371 | 65786296.5856 | 67759885.4832 | 69792682.0477 | 60300501.3356 | 588642.7536 | 502476.3793 | 507828.8137 | 523063.6781
O&M | [37 empty] | O&M | 9008208.1668 | 14854637.4407 | 0 | 484033.0354 | 1316857.0601 | 1356362.7719 | 1757816.6556 | 1810551.1553 | 1864867.6899 | 1797869.3833 | 1428467.4277 | 982824.5047 | 1012309.2398 | 1042678.517
[40 empty] | 397998306.9039 |  | 433546000
418467500
15078500
659397500
Note on A31: Sjones: PSE Labor Estimates: Project Management, Project Controls, and Smart Grid Planning worked to gather most comprehensive list possible of anticipated work for AMR  AMI transition across the following areas: • Accounting and Finance • Rates and Regulatory • IT System Implementation • AMI Meter Module replacement • AMI Network deployment • AMI Training • Contracting and Materials Management • Process Development • Project Management These labor assumptions were then parsed out by project scope (Network, Meters/Modules, etc.) and project phase (Planning, Design, Execution) to the appropriate year of the deployment schedule.

## 3. Gas Battery (C) (hidden)
Designated Information is CONFIDENTIAL per Protective Order in UTC Dockets UE-180899 and UG-180900
[16 empty] | QUANTITIES | [12 empty] | COSTS
Specific Equipment | Cost Element | Order Number | WBS Element | Source of Cost info | Last Date of Input Change | Notes | Cost Type | Price | Tax | Construction OH | Stores OH | Assessment OH | AFUDC | Project Phase | Inflation? | 2015 | 2016 | 2017 | 2018 | 2019 | 2020 | 2021 | 2022 | 2023 | 2024 | 2025 | 2026 | 2027 |  | 2015 | 2016 | 2017 | 2018 | 2019 | 2020 | 2021 | 2022 | 2023 | 2024 | 2025 | 2026 | 2027
[30 empty] | 0 | 0 | 0 | 0 | 0 | 0 | 0 | 0 | 0 | 0 | 0 | 0 | 0
Gas Modules
AMR Res Modules |  |  |  | 4th Amendment | 4/27/16-LCF |  | CAPEX | 53 | 10% | 0% | 0% | [5 empty] | 20000 | 0 | 0 | 0 | 0 | 0 | 0 | 0 | 0 | 0 | 0 |  |  | 0 | 1166000 | 0 | 0 | 0 | 0 | 0 | 0 | 0 | 0 | 0 | 0 | 0
AMI Res Modules |  |  |  | 4th Amendment | 4/27/16-LCF |  | CAPEX | 63 | 10% | 0% | 0% | [5 empty] | 0 | 0 | 0 | 0 | 0 | 0 | 0 | 0 | 0 | 0 | 0 |  |  | 0 | 0 | 0 | 0 | 0 | 0 | 0 | 0 | 0 | 0 | 0 | 0 | 0
Gas Modules
AMR Batteries |  |  |  | PSE Purchasing | 5/31/16-LCF |  | O&M | 7.35 | 10% | 0% | 0% |  |  |  |  | QUANTITIES 2016: 0; QUANTITIES 2017: 23000; QUANTITIES 2018: 43240; QUANTITIES 2019: 71310; QUANTITIES 2020: 12450 |  | 0 | 0 | 185955 | 349595.4 | 576541.35 | 100658.25 | 0 | 0 | 0 | 0 | 0 | 0 | 0
Gas Module Installation
Res Module Installation |  |  |  | 4th Amendment | 4/27/16-LCF |  | CAPEX | 24.16 | 10% | 0% | 0% | [5 empty] | 20000 | 0 | 0 | 0 | 0 | 0 | 0 | 0 | 0 | 0 | 0 |  |  | 0 | 531520 | 0 | 0 | 0 | 0 | 0 | 0 | 0 | 0 | 0 | 0 | 0
Battery Installation |  |  |  | L+G Proforma | 5/31/16-LCF |  | O&M | 15 | 10% | 0% | 0% | [5 empty] | 0 | 23000 | 43240 | 71310 | 12450 | 0 | 0 | 0 | 0 | 0 | 0 |  |  | 0 | 0 | 379500 | 713460 | 1176615 | 205425 | 0 | 0 | 0 | 0 | 0 | 0 | 0

## 4. Asset Ownership (C) (hidden)
Designated Information is CONFIDENTIAL per Protective Order in UTC Dockets UE-180899 and UG-180900
[16 empty] | QUANTITIES | [12 empty] | COSTS
Specific Equipment | Cost Element | Order Number | WBS Element | Source of Cost info | Last Date of Input Change | Notes | Cost Type | Price | Tax | Construction OH | Stores OH | Assessment OH | AFUDC | Project Phase | Inflation? | 2015 | 2016 | 2017 | 2018 | 2019 | 2020 | 2021 | 2022 | 2023 | 2024 | 2025 | 2026 | 2027 |  | 2015 | 2016 | 2017 | 2018 | 2019 | 2020 | 2021 | 2022 | 2023 | 2024 | 2025 | 2026 | 2027 | CAPEX Total | O&M Total
[30 empty] | 0 | 0 | 0 | 0 | 0 | 0 | 0 | 0 | 0 | 0 | 0 | 0 | 0
AMR Electric Modules
Res Modules (For L+G meters)-Maintenance |  |  |  | 4th Amendment | 4/27/16-LCF | From Purchasing | CAPEX | 35.35 | 10% | 12% | 9.5% |  |  |  |  | 9768.5 | 19536 | 12470 | 12210 | 0 | 0 | 0 | 0 | 0 | 0 | 0 | 0 | 0 |  | 461515.4688 | 922983.6924 | 589148.5793 | 576864.8078 | 0 | 0 | 0 | 0 | 0 | 0 | 0 | 0 | 0 | 2088997.0794 | 0
Res Modules (For L+G meters)-NCC |  |  |  | 4th Amendment, updated with JTada forcast for NCC | 7/22/16-LCF |  | CAPEX | 35.35 | 10% | 12% | 9.5% |  |  |  |  | QUANTITIES 2017: 11950; QUANTITIES 2018: 0 |  | 0 | 0 | 564581.0363 | 0 | 0 | 0 | 0 | 0 | 0 | 0 | 0 | 0 | 0 | 564581.0363 | 0
Commercial Modules (Elster Meters) |  |  |  | 4th Amendment | 4/27/16-LCF |  | CAPEX | 125 | 10% | 12% | 9.5% |  |  |  |  | 1770 | 4965 | 0 | 0 | 0 | 0 | 0 | 0 | 0 | 0 | 0 | 0 | 0 |  | 295700.625 | 829465.3125 | 0 | 0 | 0 | 0 | 0 | 0 | 0 | 0 | 0 | 0 | 0 | 829465.3125 | 0
[43 empty] | 0 | 0
AMR Gas Modules | [42 empty] | 0 | 0
Res Modules |  |  |  | 4th Amendment; Quantities for '16 figured from 5/16 YTD usage | 4/27/16-LCF |  | CAPEX | 53 | 10% | 12% | 9.5% |  |  |  |  | 40687 | 71780 | 60000 | 40000 | 0 | 0 | 0 | 0 | 0 | 0 | 0 | 0 |  |  | 2882043.3015 | 5084500.41 | 4250070 | 2833380 | 0 | 0 | 0 | 0 | 0 | 0 | 0 | 0 | 0 | 12167950.41 | 0
Commercial Modules |  |  |  | 4th Amendment | 4/27/16-LCF |  | CAPEX | 150 | 10% | 12% | 9.5% |  |  |  |  | 333 | 1000 |  |  | 0 | 0 | 0 | 0 | 0 | 0 | 0 | 0 |  |  | 66758.175 | 200475 | 0 | 0 | 0 | 0 | 0 | 0 | 0 | 0 | 0 | 0 | 0 | 200475 | 0
CPR Modules including kit |  |  |  | 4th Amendment | 4/27/16-LCF |  | CAPEX | 187 | 10% | 12% | 9.5% |  |  |  |  | 0 | 1220 | 1800 | 1200 | 0 | 0 | 0 | 0 | 0 | 0 | 0 | 0 |  |  | 0 | 304909.11 | 449865.9 | 299910.6 | 0 | 0 | 0 | 0 | 0 | 0 | 0 | 0 | 0 | 1054685.61 | 0
[43 empty] | 0 | 0
AMR Gas Module Installation | [42 empty] | 0 | 0
Res Module Installation |  |  |  | 4th Amendment | 4/27/16-LCF |  | CAPEX | 24.16 | 10% | 12% | 9.5% |  |  |  |  | 22500 | 40740 | 33600 | 33600 | 0 | 0 | 0 | 0 | 0 | 0 | 0 | 0 |  |  | 726521.4 | 1315488.0816 | 1084938.624 | 1084938.624 | 0 | 0 | 0 | 0 | 0 | 0 | 0 | 0 | 0 | 3485365.3296 | 0
Commercial Module Installation |  |  |  | 4th Amendment | 4/27/16-LCF |  | CAPEX | 24.16 | 10% | 12% | 9.5% |  |  |  |  | 0 | 600 |  | 0 | 0 | 0 | 0 | 0 | 0 | 0 | 0 | 0 |  |  | 0 | 19373.904 | 0 | 0 | 0 | 0 | 0 | 0 | 0 | 0 | 0 | 0 | 0 | 19373.904 | 0
CPR Module Installation |  |  |  | 4th Amendment | 4/27/16-LCF |  | CAPEX | 60 | 10% | 12% | 9.5% |  |  |  |  | 0 | 660 | 1000 | 1000 | 0 | 0 | 0 | 0 | 0 | 0 | 0 | 0 |  |  | 0 | 52925.4 | 80190 | 80190 | 0 | 0 | 0 | 0 | 0 | 0 | 0 | 0 | 0 | 213305.4 | 0
[43 empty] | 0 | 0
AMR Network - Material (for repair/growth) | [42 empty] | 0 | 0
S4 NW Expansion - Concentrators |  |  |  | 4th Amendment | 4/27/16-LCF |  | CAPEX | 1700 | 10% | 12% | 9.5% | [5 empty] | 60 | 60 | 60 | 30 | 0 | 0 | 0 | 0 | 0 | 0 | 0 | 0 |  | 0 | 136323 | 136323 | 136323 | 68161.5 | 0 | 0 | 0 | 0 | 0 | 0 | 0 | 0 | 477130.5 | 0
S4 NW Maintenance - Concentrators |  |  |  | 4th Amendment | 4/27/16-LCF |  | CAPEX | 1700 | 10% | 12% | 9.5% | [5 empty] | 10 | 10 | 10 | 5 | 0 | 0 | 0 | 0 | 0 | 0 | 0 | 0 |  | 0 | 22720.5 | 22720.5 | 22720.5 | 11360.25 | 0 | 0 | 0 | 0 | 0 | 0 | 0 | 0 | 79521.75 | 0
S4 NW Expansion - Collectors |  |  |  | 4th Amendment | 4/27/16-LCF |  | CAPEX | 15000 | 10% | 12% | 9.5% | [5 empty] | 2 | 2 | 2 | 1 | 0 | 0 | 0 | 0 | 0 | 0 | 0 | 0 |  | 0 | 40095 | 40095 | 40095 | 20047.5 | 0 | 0 | 0 | 0 | 0 | 0 | 0 | 0 | 140332.5 | 0
S4 NW Maintenance - Collectors |  |  |  | 4th Amendment | 4/27/16-LCF |  | CAPEX | 15000 | 10% | 12% | 9.5% | [5 empty] | 1 | 1 | 1 | 1 | 0 | 0 | 0 | 0 | 0 | 0 | 0 | 0 |  | 0 | 20047.5 | 20047.5 | 20047.5 | 20047.5 | 0 | 0 | 0 | 0 | 0 | 0 | 0 | 0 | 80190 | 0
[43 empty] | 0 | 0
AMR Network - Installation labor (for repair/growth) | [42 empty] | 0 | 0
Installation - Concentrators |  |  |  | 4th Amendment | 4/27/16-LCF |  | CAPEX | 765 | 10% | 12% | 9.5% | [5 empty] | 70 | 70 | 70 | 35 | 0 | 0 | 0 | 0 | 0 | 0 | 0 | 0 |  | 0 | 71569.575 | 71569.575 | 71569.575 | 35784.7875 | 0 | 0 | 0 | 0 | 0 | 0 | 0 | 0 | 250493.5125 | 0
Installation - Collectors |  |  |  | 4th Amendment | 4/27/16-LCF |  | CAPEX | 15000 | 10% | 12% | 9.5% | [5 empty] | 3 | 3 | 3 | 2 | 0 | 0 | 0 | 0 | 0 | 0 | 0 | 0 |  | 0 | 60142.5 | 60142.5 | 60142.5 | 40095 | 0 | 0 | 0 | 0 | 0 | 0 | 0 | 0 | 220522.5 | 0
[43 empty] | 0 | 0
AMR Software | [29 empty] | 0 | 0 | 0 | 0 | 0 | 0 | 0 | 0 | 0 | 0 | 0 | 0 | 0 | 0 | 0
USC Head-End Software License |  |  |  | 4th Amendment | 4/27/16-LCF |  | CAPEX | 2500000 | 10% | 0% | 0% | [18 empty] | 2750000 | 0 | 0 | 0 | 0 | 0 | 0 | 0 | 0 | 0 | 0 | 0 | 0 | 0 | 0 | bar: QUANTITIES 2015
USC Software Maintenance |  |  |  | 4th Amendment | 4/27/16-LCF |  | O&M | 375000 | 0% | 0% | 0% |  |  |  | YES | [14 empty] | 0 | 375000 | 375000 | 375000 | 386250 | 397837.5 | 409772.625 | 422065.8038 | 434727.7779 | 0 | 0 | 0 | 0 | 0 | 3175653.7066 | bar: QUANTITIES 2016 to QUANTITIES 2027
[43 empty] | 0 | 0
[43 empty] | 0 | 0
AMR Site Leases |  |  |  | Sylvia+Marianne McDowell | 8/24/16-LCF |  | O&M | 988588 | 0% | 0% | 0% |  |  |  | YES | 1 | 1 | 1 | 1 | 1 | 1 | 1 | 1 | 1 | 0 | 0 | 0 | 0 |  | 461000 | 988588 | 988588 | 1018245.64 | 1048793.0092 | 1080256.7995 | 1112664.5035 | 1146044.4386 | 1180425.7717 | 1215838.5449 | 1252313.7012 | 1289883.1123 | 1328579.6056 | 0 | 13650221.1264
AMR/AMI Read Fees |  |  |  | Sylvia | 8/24/16-LCF |  | O&M | 0.6943 | 0% | 0% | 0% |  |  |  | YES | 1965817 | 1992456.755 | 2019460.5126 | 2046833.2878 | 2074580.1656 | 2102706.3012 | 2131216.9218 | 2160117.327 | 2189412.8902 | 2219109.0594 | 2249211.3583 | 2279725.3875 | 2310656.8254 |  | 16378400.9172 | 16693203.32 | 17168949.69 | 17383561.5611 | 17600856.0806 | 17820866.7816 | 18043627.6164 | 18269172.9616 | 18497537.6236 | 18728756.8439 | 18962866.3045 | 19199902.1333 | 19439900.91
[29 empty] | CAPEX | 7182538.9703 | 9081018.9855 | 7369692.2145 | 5226182.1068 | 195496.5375 | 0 | 0 | 0 | 0 | 0 | 0 | 0 | 0 | 21872389.8442 | 16825874.833
[29 empty] | O&M | 461000 | 1363588 | 1363588 | 1393245.64 | 1435043.0092 | 1478094.2995 | 1522437.1285 | 1568110.2423 | 1615153.5496 | 1215838.5449 | 1252313.7012 | 1289883.1123 | 1328579.6056
Note on AL32: Sjones: Spencer escalated per amendment pg 23

## GTZ RC DC Cost Benefit
| Year |  | NPV $ 2016-2023 | NPV $ 2016-2037 | Nominal $ 2016-2037 | 2016 | 2017 | 2018 | 2019 | 2020 | 2021 | 2022 | 2023 | 2024 | 2025 | 2026 | 2027 | 2028 | 2029 | 2030 | 2031 | 2032 | 2033 | 2034 | 2035 | 2036 | 2037 | 2038 | 2039 | 2040
Remote Disconnect Benefits
| O&M | Prior Obligation Reduction | 13169793.8547 | 66664481.7545 | 193653596.4062 | 0 | 0 | 1034532.004 | 1950531.1886 | 2920559.2454 | 3947033.5076 | 5032467.7222 | 6179475.6595 | 7390774.8521 | 8669190.4681 | 10017659.3238 | 11439234.0393 | 11782411.0605 | 12135883.3923 | 12499959.8941 | 12874958.6909 | 13261207.4516 | 13659043.6752 | 14068814.9854 | 14490879.435 | 14925605.8181 | 15373373.9926 | 15834575.2124 | 16309612.4687 | 16798900.8428
| O&M | Move-in/Move-out Electric Reduction | 9678066.3864 | 48989626.3491 | 142309923.9568 | 0 | 0 | 760244.9609 | 1433383.8889 | 2146226.9322 | 2900550.5126 | 3698201.9035 | 4541101.8825 | 5431247.4785 | 6370714.8185 | 7361662.0762 | 8406332.5261 | 8658522.5019 | 8918278.1769 | 9185826.5222 | 9461401.3179 | 9745243.3574 | 10037600.6581 | 10338728.6779 | 10648890.5382 | 10968357.2544 | 11297407.972 | 11636330.2112 | 11985420.1175 | 12344982.721
| O&M | Move-in/Move-out Gas Reduction | 2518915.4617 | 12750555.9839 | 37039079.2439 | 0 | 0 | 197869.3584 | 373067.5836 | 558599.6198 | 754927.8174 | 962532.9672 | 1181914.9909 | 1413593.6564 | 1658109.3183 | 1916023.6857 | 2187920.6167 | 2253558.2352 | 2321164.9822 | 2390799.9317 | 2462523.9297 | 2536399.6475 | 2612491.637 | 2690866.3861 | 2771592.3777 | 2854740.149 | 2940382.3535 | 3028593.8241 | 3119451.6388 | 3213035.188
| O&M | Reduction in Reconnect/Disconnect Costs | 3753494.084 | 18999897.8452 | 55192787.1069 | 0 | 0 | 294849.6992 | 555916.6193 | 832382.1899 | 1124935.3698 | 1434292.5965 | 1761198.815 | 2106428.5432 | 2470786.9762 | 2855111.1295 | 3260271.0237 | 3358079.1544 | 3458821.529 | 3562586.1749 | 3669463.7602 | 3779547.673 | 3892934.1032 | 4009722.1263 | 4130013.79 | 4253914.2037 | 4381531.6299 | 4512977.5787 | 4648366.9061 | 4787817.9133
DC O&M Benefits |  |  | 0 | 0 | 0 |  |  | -2287496.0225 | -4312899.2804 | -6457767.9873 | -8727447.2074 | -11127495.1894 | -13663691.3478 | -16342044.5301 | -19168801.5812 | -22150456.2152 | -25293758.2058 | -26052570.952 | -26834148.0805 | -27639172.5229 | -28468347.6986 | -29322398.1296 | -30202070.0735 | -31108132.1757 | -32041376.1409 | -33002617.4252 | -33992695.9479 | -35012476.8264 | -36062851.1311 | -37144736.6651
Remote Disconnect Costs |  |  | 0 | 0 | 0
| CAPEX | Cost of Implementation of Disconnect/Reconnect Program | 2227310.5058 | 2227310.5058 | 3000000 | 0 | 0 | 1000000 | 1000000 | 1000000 | 0 | 0 | 0 | 0 | 0 | 0 | 0 | 0 | 0 | 0 | 0 | 0 | 0 | 0 | 0 | 0 | 0 | 0 | 0 | 0
| O&M | Cost of Maintaining Disconnect/Reconnect Program | 2344598.5205 | 5868065.1023 | 14680991.8521 | 0 | 0 | 546363.5 | 562754.405 | 579637.0371 | 597026.1483 | 614936.9327 | 633385.0407 | 652386.5919 | 671958.1897 | 692116.9354 | 712880.4434 | 734266.8567 | 756294.8624 | 778983.7083 | 802353.2195 | 826423.8161 | 851216.5306 | 876753.0265 | 903055.6173 | 930147.2859 | 958051.7044 | 986793.2556 | 1016397.0532 | 1046888.9648
| O&M | UEU and Labor Overhead | 1266083.2011 | 3168755.1553 | 7927735.6001 | 0 | 0 | 295036.29 | 303887.3787 | 313004.0001 | 322394.1201 | 332065.9437 | 342027.922 | 352288.7596 | 362857.4224 | 373743.1451 | 384955.4394 | 396504.1026 | 408399.2257 | 420651.2025 | 433270.7386 | 446268.8607 | 459656.9265 | 473446.6343 | 487650.0334 | 502279.5344 | 517347.9204 | 532868.358 | 548854.4087 | 565320.041
[8 empty] | 841399.79 | 866641.7837 | 892641.0372 | 919420.2683 | 947002.8764 | 975412.9627 | 1004675.3515 | 1034815.6121 | 1065860.0805 | 1097835.8829 | 1130770.9594 | 1164694.0881 | 1199634.9108 | 1235623.9581 | 1272692.6768 | 1310873.4572 | 1350199.6609 | 1390705.6507 | 1432426.8202 | 1475399.6248 | 1519661.6136 | 1565251.462 | 1612209.0058
|  |  | 23282277.5594 | 136140431.1693 | 402586659.2615
Note on C3: Sjones: Based on 60% recovery rate on P/O, prorated by AMI meter deployment coverage.
Note on C6: Sjones: Assumes half of disconnects/reconnects would be remote

## CVR Benefit
CVR Analysis
| 1 | 2 | 3 | 4 | 5 | 6 | 7 | 8 | 9 | 10 | 11 | 12 | 13 | 14 | 15 | 16 | 17 | 18 | 19 | 20 | 21 | 22 | 23 | 24 | 25
| 2013 | 2014 | 2015 | 2016 | 2017 | 2018 | 2019 | 2020 | 2021 | 2022 | 2023 | 2024 | 2025 | 2026 | 2027 | 2028 | 2029 | 2030 | 2031 | 2032 | 2033 | 2034 | 2035 | 2036 | 2037
Program Information
Yearly Substations Upgraded | 3 | 2 | 3 | 1 | 3 | 3 | 3 | 12.1667 | 12.1667 | 12.1667 | 12.1667 | 12.1667 | 12.1667 | 12.1667 | 12.1667 | 12.1667 | 12.1667 | 12.1667 | 12.1667 | 12.1667 | 0 | 0 | 0 | 0 | 0
Cumulative Substations Upgraded |  | 3 | 5 | 8 | 9 | 12 | 15 | 18 | 30.1667 | 42.3333 | 54.5 | 66.6667 | 78.8333 | 91 | 103.1667 | 115.3333 | 127.5 | 139.6667 | 151.8333 | 164 | 176.1667 | 176.1667 | 176.1667 | 176.1667 | 176.1667
Cost of Substation Upgrade LDC ($) | -30000 | -30000 | -30000 | -30900 | -31827 | -32781.81 | -33765.2643 | -34778.2222 | -35821.5689 | -36896.216 | -38003.1024 | -39143.1955 | -40317.4914 | -41527.0161 | -42772.8266 | -44056.0114 | -45377.6917 | -46739.0225 | -48141.1932 | -49585.429 | -51072.9918 | -52605.1816 | -54183.337 | -55808.8372 | -57483.1023
Cost of Substation Upgrade EOL ($) | 0 | 0 | 0 | 0 | 0 | 0 | 0 | 0 | 0 | 0 | 0 | 0 | 0 | 0 | 0 | 0 | 0 | 0 | 0 | 0 | 0 | 0 | 0 | 0 | 0
Variable Program Management Costs ($)/Substation | -16000 | -16480 | -16974.4 | -17483.632 | -18008.141 | -18548.3852 | -19104.8367 | -19677.9818 | -20268.3213 | -20876.3709 | -21502.6621 | -22147.7419 | -22812.1742 | -23496.5394 | -24201.4356 | -24927.4787 | -25675.303 | -26445.5621 | -27238.929 | -28056.0968 | -28897.7798 | -29764.7131 | -30657.6545 | -31577.3842 | -32524.7057
Engineering Labor ($) (1FTE Engineer) | -150000 | -154500 | -159135 | -163909.05 | -168826.3215 | -173891.1111 | -179107.8445 | -184481.0798 | -190015.5122 | -195715.9776 | -201587.4569 | -207635.0806 | -213864.133 | -220280.057 | -226888.4587 | -233695.1125 | -240705.9659 | -247927.1448 | -255364.9592 | -263025.908 | -270916.6852 | -279044.1858 | -287415.5113 | -296037.9767 | -304919.116
Engineering Labor ($) (1FTE Engineer and 1/2 an IT Analyst) | -225000 | -231750 | -238702.5 | -245863.575 | -253239.4823 | -260836.6667 | -268661.7667 | -276721.6197 | -285023.2683 | -293573.9664 | -302381.1854 | -311452.6209 | -320796.1995 | -330420.0855 | -340332.6881 | -350542.6687 | -361058.9488 | -371890.7173 | -383047.4388 | -394538.8619 | -406375.0278 | -418566.2786 | -431123.267 | -444056.965 | -457378.674
Energy and Capacity Costs
Average Avoided Energy Cost ($/MWh) | 42.51 | 44.34 | 46.32 | 24.58 | 26.16 | 27.14 | 27.94 | 28.97 | 31.49 | 33.08 | 34.92 | 37.23 | 41.49 | 49.12 | 51.38 | 54.29 | 58.24 | 62.2 | 64.09 | 68.65 | 71.7 | 74.03 | 76.95 | 76.95 | 76.95
Average Avoided Capacity Cost ($/kW-year) | 190 | 190 | 190 | 190 | 190 | 190 | 190 | 190 | 190 | 190 | 190 | 190 | 190 | 190 | 190 | 190 | 190 | 190 | 190 | 190 | 190 | 190 | 190 | 190 | 190
PSE Annual Load Forecast (GWh) | 23209.4 | 23445.705 | 24139.505 | 24911.194 | 25508.178 | 26067.611 | 26552.986 | 27143.775 | 27520.783 | 28001.882 | 28439.093 | 28952.712 | 29377.773 | 29921.876 | 30474.74 | 31121.074 | 31555.307 | 32106.892 | 32703.541 | 33313.675 | 33938.718 | 32349 | 33053 | 33773.6 | 34509.3
PSE Peak Load Forecast (MW) | 4897.9595 | 4930.2792 | 4969.9512 | 4984.585 | 5008.5741 | 5028.9256 | 5032.4265 | 5049.75 | 5030.8814 | 5033.5695 | 5084.3527 | 5154.6938 | 5231.5237 | 5309.0081 | 5388.7803 | 5470.5157 | 5559.1609 | 5652.1393 | 5497.0754 | 5497.0754 | 5497.0754 | 5497.0754 | 5497.0754 | 5497.0754 | 5497.0754
Savings Calculations
Annual Peak Savings LDC ($) | 0 | 99770.1468 | 166283.578 | 266053.7247 | 299310.4403 | 399080.5871 | 498850.7339 | 598620.8806 | 1003244.2536 | 1407867.6267 | 1812490.9997 | 2217114.3727 | 2621737.7457 | 3026361.1187 | 3430984.4917 | 3835607.8648 | 4240231.2378 | 4644854.6108 | 5049477.9838 | 5454101.3568 | 5858724.7298 | 5858724.7298 | 5858724.7298 | 5858724.7298 | 5858724.7298 | 70365667.4033
Annual Energy Savings LDC ($) | 0 | 139664.307 | 243168.3469 | 206462.1059 | 247200.1537 | 341947.6132 | 440033.9127 | 547506.7624 | 997397.9526 | 1470335.5385 | 1998201.2421 | 2605975.1163 | 3434170.1775 | 4693191.0927 | 5565471.7912 | 6574203.9507 | 7796506.3755 | 9121192.8938 | 10217058.6276 | 11820963.5152 | 13262071.9544 | 13693043.0514 | 14233144.1686 | 14233144.1686 | 14233144.1686 | 68460651.4755
Upgrade Costs LDC | -90000 | -60000 | -90000 | -30900 | -95481 | -98345.43 | -101295.7929 | -423135.0371 | -435829.0882 | -448903.9609 | -462371.0797 | -476242.2121 | -490529.4785 | -505245.3628 | -520402.7237 | -536014.8054 | -552095.2496 | -568658.1071 | -585717.8503 | -603289.3858 | 0 | 0 | 0 | 0 | 0 | -7174456.564
Engineering Labor | -198000 | -187460 | -210058.2 | -181392.682 | -222850.7444 | -229536.2667 | -236422.3547 | -423896.5256 | -436613.4214 | -449711.824 | -463203.1787 | -477099.2741 | -491412.2523 | -506154.6199 | -521339.2585 | -536979.4363 | -553088.8193 | -569681.4839 | -586771.9284 | -604375.0863 | -270916.6852 | -279044.1858 | -287415.5113 | -296037.9767 | -304919.116 | -8086047.3567
LDC Overall Program Benefits | 0 | 239434.4538 | 409451.9248 | 472515.8306 | 546510.594 | 741028.2003 | 938884.6465 | 1146127.643 | 2000642.2063 | 2878203.1652 | 3810692.2418 | 4823089.489 | 6055907.9232 | 7719552.2114 | 8996456.2829 | 10409811.8155 | 12036737.6132 | 13766047.5046 | 15266536.6114 | 17275064.8721 | 19120796.6842 | 19551767.7812 | 20091868.8984 | 20091868.8984 | 20091868.8984 | 109532695.2296
NPV LDC Program Benefits | 34464795.3067 |  |  |  | 33256.7156 | 99770.1468 | 99770.1468 | 99770.1468 | 404623.373 | 404623.373 | 404623.373 | 404623.373 | 404623.373 | 404623.373 | 404623.373 | [10 empty] | 37629726.0737
[5 empty] | 40738.0477 | 94747.4595 | 98086.2995 | 107472.8497 | 449891.1903 | 472937.5859 | 527865.7036 | 607773.8742 | 828195.0612 | 1259020.9151 | 872280.6985
Annual Peak Savings EOL ($) | 0 | 0 | 0 | 0 | 314987.7481 | 354361.2167 | 472481.6222 | 590602.0278 | 708722.4333 | 1187766.3003 | 1666810.1673 | 2145854.0342 | 2624897.9012 | 3103941.7682 | 3582985.6351 | 4062029.5021 | 4541073.3691 | 5020117.2361 | 5499161.103 | 5978204.97 | 6457248.837 | 6936292.7039 | 6936292.7039 | 6936292.7039 | 6936292.7039 | 41853997.0347
Annual Energy Savings EOL($) | 0 | 0 | 0 | 0 | 260148.0244 | 303630.3347 | 416773.8419 | 540172.611 | 704592.4274 | 1240468.1873 | 1837593.7575 | 2522216.3932 | 3438309.6121 | 4813500.8636 | 5812036.0289 | 6962288.9884 | 8349664.3197 | 9858103.5353 | 11126942.5419 | 12956881.109 | 14616917.956 | 16211540.7348 | 16850980.137 | 16850980.137 | 16850980.137 | 71143322.5765
Upgrade Costs | 0 | 0 | 0 | 0 | 0 | 0 | 0 | 0 | 0 | 0 | 0 | 0 | 0 | 0 | 0 | 0 | 0 | 0 | 0 | 0 | 0 | 0 | 0 | 0 | 0 | 0
Engineering Labor | 0 | 0 | 0 | -181392.682 | -222850.7444 | -229536.2667 | -236422.3547 | -423896.5256 | -436613.4214 | -449711.824 | -463203.1787 | -477099.2741 | -491412.2523 | -506154.6199 | -521339.2585 | -536979.4363 | -553088.8193 | -569681.4839 | -586771.9284 | -604375.0863 | -270916.6852 | -279044.1858 | -287415.5113 | -296037.9767 | -304919.116 | -7490529.1567
EOL Overall Program Benefits | 0 | 0 | 0 | 0 | 575135.7726 | 657991.5514 | 889255.4641 | 1130774.6387 | 1413314.8608 | 2428234.4876 | 3504403.9248 | 4668070.4275 | 6063207.5133 | 7917442.6318 | 9395021.6641 | 11024318.4905 | 12890737.6888 | 14878220.7713 | 16626103.6449 | 18935086.079 | 21074166.793 | 23147833.4387 | 23787272.8409 | 23787272.8409 | 23787272.8409 | 112997319.6112
NPV EOL Program Benefits | 34414075.9153 | [24 empty] | 34414075.9153
AVFC Incremental Peak Savings | 0 | -99770.1468 | -166283.578 | -266053.7247 | 15677.3078 | -44719.3704 | -26369.1116 | -8018.8529 | -294521.8203 | -220101.3264 | -145680.8324 | -71260.3385 | 3160.1555 | 77580.6494 | 152001.1434 | 226421.6374 | 300842.1313 | 375262.6253 | 449683.1192 | 524103.6132 | 598524.1071 | 1077567.9741 | 1077567.9741 | 1077567.9741 | 1077567.9741 | 781953.2806
AVFC Incremental Energy Savings | 0 | -139664.307 | -243168.3469 | -206462.1059 | 12947.8708 | -38317.2784 | -23260.0708 | -7334.1514 | -292805.5252 | -229867.3512 | -160607.4846 | -83758.7231 | 4139.4345 | 120309.7709 | 246564.2377 | 388085.0377 | 553157.9443 | 736910.6415 | 909883.9143 | 1135917.5938 | 1354846.0017 | 2518497.6834 | 2617835.9684 | 2617835.9684 | 2617835.9684 | 2682671.101
AVFC Installation Premium | 90000 | 60000 | 90000 | 30900 | 95481 | 98345.43 | 101295.7929 | 423135.0371 | 435829.0882 | 448903.9609 | 462371.0797 | 476242.2121 | 490529.4785 | 505245.3628 | 520402.7237 | 536014.8054 | 552095.2496 | 568658.1071 | 585717.8503 | 603289.3858 | 0 | 0 | 0 | 0 | 0 | 7174456.564
Annual AVFC Incremental Savings | 0 | -239434.4538 | -409451.9248 | -472515.8306 | 28625.1786 | -83036.6489 | -49629.1824 | -15353.0042 | -587327.3455 | -449968.6776 | -306288.317 | -155019.0615 | 7299.59 | 197890.4204 | 398565.3811 | 614506.6751 | 854000.0756 | 1112173.2667 | 1359567.0335 | 1660021.2069 | 1953370.1088 | 3596065.6575 | 3695403.9425 | 3695403.9425 | 3695403.9425 | 3464624.3815
NPV AVFC Incremental Savings | -50719.3913 | [24 empty] | -50719.3913
% Incremental Savings | -0.1472%
20-Year Nominal Incremental Peak Savings ($) | 781953.2806
20 -Year Nominal Incremental Energy Savings ($) | 2682671.101
20 Year Nominal Incremental Installation Premium ($) | 7174456.564
20 Year Nominal AVFC Savings ($) | 3464624.3815
NPV AVFC Savings ($) | -50719.3913
% Incremental Savings | -0.1472%
|  | 23445705 | 24139505 | 24911194 | 25508178 | 26067611 | 26552986 | 27143775 | 27520783 | 28001882 | 28439093 | 28952712 | 29377773 | 29921876 | 30474740 | 31121074 | 31555307 | 32106892 | 32703541 | 33313675 | 33938718 | 32349000 | 33053000 | 33773600 | 34509300
|  | 23445.705 | 24139.505 | 24911.194 | 25508.178 | 26067.611 | 26552.986 | 27143.775 | 27520.783 | 28001.882 | 28439.093 | 28952.712 | 29377.773 | 29921.876 | 30474.74 | 31121.074 | 31555.307 | 32106.892 | 32703.541 | 33313.675 | 33938.718 | 32349 | 33053 | 33773.6 | 34509.3
Note on D7: Sjones: Updated to 2015 Actual Costs
Note on A22: Puget Sound Energy: Greyed out = not accounted for here - on 2. Meter+Modules under Costs

## MM Repl Benefit
[6 empty] | 1 | 2 | 3 | 4 | 5 | 6 | 7 | 8 | 9 | 10 | 11 | 12 | 13 | 14 | 15 | 16 | 17 | 18 | 19 | 20 | 21
|  |  | Totals | 2015 | 2016 | 2017 | 2018 | 2019 | 2020 | 2021 | 2022 | 2023 | 2024 | 2025 | 2026 | 2027 | 2028 | 2029 | 2030 | 2031 | 2032 | 2033 | 2034 | 2035 | 2036 | 2037
AMR STATUS QUO
AMR Meter/Module Hardware and Installation Costs
| CAPEX | AMR Electric Meter Hardware+ Installation (Growth) |  |  |  | 2414330.5318 | 2517844.9533 | 2625797.5557 | 2738378.6259 | 2855786.6095 | 2978228.4603 | 3105920.0056 | 3239086.3258 | 3377962.152 | 3522792.2793 | 3673831.9983 | 3831347.5452 | 3995616.5712 | 4166928.6317 | 4345585.6968 | 4531902.6835 | 4726208.0111 | 4928844.1796 | 5140168.3738 | 5360553.0928 | 5590386.8066
| CAPEX | AMR Electric Meter Hardware + Installation (Maintenance) |  |  |  | 2090702.3417 | 2180341.2046 | 2273823.3338 | 2371313.5092 | 2472983.5759 | 2579012.7467 | 2689587.9183 | 2804904.0003 | 2925164.2593 | 3050580.6769 | 3181374.3234 | 3317775.7475 | 3460025.3827 | 3608373.971 | 3763083.005 | 3924425.1888 | 4092684.9188 | 4268158.7847 | 4451156.0926 | 4641999.41 | 4841025.1347
| CAPEX | AMR Gas Modules + Installation for Maintenance |  |  |  | 2059940.1486 | 2162182.3251 | 2251748.1181 | 2327680.0483 | 2393558.9665 | 2447050.6108 | 2520462.1291 | 2596075.993 | 2673958.2727 | 2754177.0209 | 2836802.3316 | 2921906.4015 | 3009563.5935 | 3099850.5014 | 3192846.0164 | 3288631.3969 | 3387290.3388 | 3488909.049 | 3593576.3204 | 3701383.61 | 3812425.1183
| O&M | Battery Replacement Program (Battery + Installation) (O&M) |  |  |  | 920820 | 1102472.003 | 3483056.3306 | 626337.3803 | 0 | 0 | 0 | 0 | 0 | 0 | 0 | 0 | 0 | 0 | 0 | 0 | 0 | 0 | 0 | 0 | 0
| CAPEX | Battery Replacement Program (Module + Installation (CAPEX) |  |  |  | 4619528.4998 | 4758114.3547 | 4900857.7854 | 5047883.5189 | 5199320.0245 | 5355299.6253 | 5515958.614 | 5681437.3724 | 5851880.4936 | 6027436.9084 | 6208260.0157 | 6394507.8161 | 6586474.7775 | 6784204.6995 | 6987870.5895 | 7197650.6487 | 7413728.4279 | 7636292.9882 | 7865539.0666 | 8101667.2461 | 8344884.1311
| CAPEX | AMR Network Replacement (failures) |  |  |  | 1056367.4071 | 1088058.4293 | 1120700.1822 | 1154321.1877 | 1188950.8233 | 1224619.348 | 1261357.9285 | 1299198.6663 | 1338174.6263 | 1378319.8651 | 1419669.461 | 1462259.5449 | 1506127.3312 | 1551311.1512 | 1597850.4857 | 1645786.0003 | 1695159.5803 | 1746014.3677 | 1798394.7987 | 1852346.6427 | 1907917.042
|  | Total (nominal) | 378080403.1136
|  | NPV | 169503904.0162 |  |  | 13161688.929 | 13809013.2701 | 16655983.3057 | 14265914.2703 | 14110599.9997 | 14584210.7911 | 15093286.5954 | 15620702.3578 | 16167139.804 | 16733306.7506 | 17319938.1299 | 17927797.0552 | 18557807.6561 | 19210668.9547 | 19887235.7933 | 20588395.9182 | 21315071.2768 | 22068219.3691 | 22848834.6521 | 23657950.0016 | 24496638.2328
AMI DEPLOYMENT |  | Gas Deployment Rate |  | 0% | 0% | 1% | 19% | 37% | 55% | 73% | 91% | 100% | 100% | 100% | 100% | 100% | 100% | 100% | 100% | 100% | 100% | 100% | 100% | 100% | 100% | 100%
|  | Elec Deployment Rate |  | 0% | 0% | 1% | 17.5% | 34% | 50.5% | 67% | 83.5% | 100% | 100% | 100% | 100% | 100% | 100% | 100% | 100% | 100% | 100% | 100% | 100% | 100% | 100% | 100%
|  | Network Deployment Rate |  | 0% | 0% | bar: 1 to 21
AMR Meter/Module Hardware and Installation Costs
| CAPEX | AMR Electric Meter Hardware + Installation (Growth) |  |  |  | 1: 2390187.2264; 2: 2077222.0865
| CAPEX | AMR Electric Meter Hardware + Installation (Maintenance) |  |  |  | 1: 2069795.3183; 2: 1798781.4938
| CAPEX | AMR Gas Modules + Installation (Maintenance) |  |  |  | 1: 2039340.7471; 2: 1751367.6833
| O&M | Refurbished AMR Electric Meter Hardware + Installation (Growth) |  |  |  | 3: 630602.4659; 4: 493229.66; 5: 342917.9211; 6: 178810.2635
| O&M | Refurbished AMR Electric Meter Hardware + Installation (Maintenance) |  |  |  | 3: 546073.5533; 4: 427114.8427; 5: 296951.5944; 6: 154841.697
| O&M | RefurbishedAMR Gas Modules + Installation (Maintenance) |  |  |  | 3: 540241.3204; 4: 398899.2668; 5: 246113.4427; 6: 83871.2086
| CAPEX | AMR Network Replacement (failures) |  |  |  | 1056367.4071 | 1088058.4293 | 1120700.1822 | 952314.9798 | 784707.5434 | 606186.5773 | 416248.1164 | 214367.7799 | 0 | 0 | 0 | 0 | 0 | 0 | 0 | 0 | 0 | 0 | 0 | 0 | 0
AMI Meter/Module Hardware and Installation Costs
| CAPEX | AMI Electric Meter Hardware + Installation (Growth) |  |  |  | 21576.2134 | 393772.6375 | 797845.2421 | 1235843.2139 | 1709932.8602 | 2222403.8857 | 2775675.9907 | 2894683.0988 | 3018792.6367 | 3148223.371 | 3283203.448 | 3423970.7959 | 3570773.5437 | 3723870.4594 | 3883531.4054 | 4050037.8144 | 4223683.1857 | 4404773.6023 | 4593628.2705 | 4790580.0825 | 4995976.2036
| CAPEX | AMI Electric Meter Hardware + Installation (Maintenance) | [5 empty] | 3151.9812 | 57524.642 | 116553.9642 | 180539.3052 | 249797.1321 | 324661.9385 | 810974.417 | 845744.9451 | 882006.2596 | 919822.278 | 959259.6582 | 1000387.916 | 1043279.5479 | 1088010.1585 | 1134658.5941 | 1183307.0813 | 1234041.3724 | 1286950.8963 | 1342128.9159
| CAPEX | AMI Gas Module Hardware + Installation (Growth) |  |  |  | 11667.0355 | 231748.7425 | 471811.7761 | 733217.8155 | 1017411.0411 | 1325922.821 | 1523281.3332 | 1592514.4698 | 1664894.2524 | 1740563.6962 | 1819672.3162 | 1902376.423 | 1988839.4314 | 2079232.1836 | 2173733.2863 | 2272529.4642 | 2375815.9283 | 2483796.7623 | 2596685.3251 | 2714704.6731 | 2838088.0005
| CAPEX | AMI Gas Module Hardware + Installation (Maintenance) | [5 empty] | 1298.1995 | 25786.8514 | 52498.84 | 81585.6804 | 113208.0676 | 147536.398 | 338993.2468 | 354400.4899 | 370507.9921 | 387347.5804 | 404952.5279 | 423357.6203 | 442599.2241 | 462715.3589 | 483745.7719 | 505732.0173 | 528717.5375 | 552747.7495 | 577870.1348
| CAPEX | AMI Network Replacement (Failures) |  |  |  | #VALUE! | #VALUE! | #VALUE! | #VALUE! | #VALUE! | #VALUE! | #VALUE! | #VALUE! | #VALUE! | #VALUE! | #VALUE! | #VALUE! | #VALUE! | #VALUE! | #VALUE! | #VALUE! | #VALUE! | #VALUE! | #VALUE! | #VALUE! | #VALUE!
|  | Total (nominal) | #VALUE!
|  | NPV | #VALUE! |  |  | #VALUE! | #VALUE! | #VALUE! | #VALUE! | #VALUE! | #VALUE! | #VALUE! | #VALUE! | #VALUE! | #VALUE! | #VALUE! | #VALUE! | #VALUE! | #VALUE! | #VALUE! | #VALUE! | #VALUE! | #VALUE! | #VALUE! | #VALUE! | #VALUE!
[5 empty] | 1 | 2 | 3 | 4 | 5 | 6 | 7 | 8 | 9 | 10 | 11 | 12 | 13 | 14 | 15 | 16 | 17 | 18 | 19 | 20 | 21 | 22
|  | Annual OM Benefit |  |  |  | -920820 | -1102472.003 | -1766138.991 | 692906.3892 | 885982.9581 | 417523.1691 | 0 | 0 | 0 | 0 | 0 | 0 | 0 | 0 | 0 | 0 | 0 | 0 | 0 | 0 | 0
|  | PV of Annual Benefit |  |  |  | -867961.165 | -1008918.0583 | -1569191.6183 | 597707.1381 | 741996.7791 | 339484.5446 | 0 | 0 | 0 | 0 | 0 | 0 | 0 | 0 | 0 | 0 | 0 | 0 | 0 | 0 | 0
Note on C28: Puget Sound Energy: Assumes AMR network decommission begins in 2020
Note on C32: lfeins: Assume 3 year warranty addresses 50% of failures during installation years
Note on C34: lfeins: Assume 3 year warranty addresses 50% of failures during deployment years
Note on C43: Puget Sound Energy: Calculated in 2015 dollars

## DA Benefit
| Year | 2014 | 2015 | 2016 | 2017 | 2018 | 2019 | 2020 | 2021 | 2022 | 2023 | 2024 | 2025 | 2026 | 2027 | 2028 | 2029 | 2030 | 2031 | 2032 | 2033 | 2034 | 2035 | 2036 | 2037 | 2038 | 2039 | 2040
Number of Devices |  |  | 0 | 5 | 45 | 85 | 125 | 165 | 205 | 245 | 285 | 325 | 365 | 405 | 445 | 485 | 525 | 565 | 565 | 565 | 565 | 565 | 565 | 565 | 565 | 565 | 565 | 565
Cost/Device/Year |  |  | 120 | 120 | 123.6 | 127.308 | 131.1272 | 135.0611 | 139.1129 | 143.2863 | 147.5849 | 152.0124 | 156.5728 | 161.27 | 166.1081 | 171.0913 | 176.224 | 181.5108 | 186.9561 | 192.5648 | 198.3417 | 204.292 | 210.4207 | 216.7333 | 223.2353 | 229.9324 | 236.8304 | 243.9353
Total Cost of DA Cellular Services |  |  | 0 | 0 | 0 | 0 | 16390.905 | 22285.0744 | 28518.1422 | 35105.1375 | 42061.6862 | 49404.0332 | 57149.0655 | 65314.336 | 73918.0887 | 82979.2836 | 92517.6239 | 102553.5833 | 105630.1908 | 108799.0966 | 112063.0695 | 115424.9616 | 118887.7104 | 122454.3417 | 126127.972 | 129911.8111 | 133809.1655 | 137823.4404
Total Avoided Costs, 2016-2027 | 390146.4687
Total Avoided Costs, 2028-2037 | 1087437.8334
Assume 8 projects per year
Assume 5 devices per project
Note on A2: Sjones: Assumes 5 endpoints installed in 2016, and 9 additional installations/year
Note on A3: Sjones: Backhaul costs from 2015 DA Costs

## AMX Global Tab (C) (hidden)
Designated Information is CONFIDENTIAL per Protective Order in UTC Dockets UE-180899 and UG-180900
This tab contains prices, quantities, and inputs that cross several business cases | [5 empty] | Project Stage Dropdown | O&M Dropdown | Inflation Dropdown
Legend
| Blue | Input/Variable: can be changed. Document source/changes made
| Black | Formula - do not change
| Black/Green | Input/Variable: Change ONLY on Sensitivity Analysis Tab
| Grey | Formula - do not change
|  | Source |  |  |  | Initiation | OMRC | Yes
Tax Rate: | 10% |  |  |  |  | Planning | Incremental | No
Inflation Rate: | 3% | Wayne - PSE uses 3% in all contract forecasts |  |  |  | Design
Electric Customer Growth Rate | 1.25% |  |  |  |  | Execution
Gas Customer Growth Rate | 1.5% |  |  |  |  | Close-Out
Discount Rate | 7.78%
Deployment Rates
General Meter Assumptions | Price | 2016 Count |  |  |  |  | 2015 | 2016 | 2017 | 2018 | 2019 | 2020 | 2021 | 2022 | 2023 | 2024 | 2025 | 2026 | 2027 | 2028 | 2029 | 2030 | 2031 | 2032 | 2033 | 2034 | 2035 | 2036 | 2037
AMI Electric Meters |  |  | % of Population |  |  | Gas Dep. Rate | 0 | 0 | 0.01 | 0.18 | 0.18 | 0.18 | 0.18 | 0.18 | 0.09 | 0 | 0 | 0 | 0 | 0 | 0 | 0 | 0 | 0 | 0 | 0 | 0 | 0 | 0
FOCUS AX Form 1S | 97 | 1200 | 0.1054% | 0.10219 |  | Elec. Dep. Rate | 0 | 0 | 0.01 | 0.165 | 0.165 | 0.165 | 0.165 | 0.165 | 0.165 | 0 | 0 | 0 | 0 | 0 | 0 | 0 | 0 | 0 | 0 | 0 | 0 | 0 | 0
FOCUS AX Form 2S | 87 | 1010840 | 88.75% | 77.2108 |  | Cum Gas Dep Rate | 0% | 0% | 1% | 19% | 37% | 55% | 73% | 91% | 100% | 100% | 100% | 100% | 100% | 100% | 100% | 100% | 100% | 100% | 100% | 100% | 100% | 100% | 100%
FOCUS AX Form 2S (Class 320) | 119 | 660 | 0.05795% | 0.068955 |  | Cum Elec Dep Rate | 0% | 0% | 1% | 17.5% | 34% | 50.5% | 67% | 83.5% | 100% | 100% | 100% | 100% | 100% | 100% | 100% | 100% | 100% | 100% | 100% | 100% | 100% | 100% | 100%
FOCUS AX Form 3S/4S | 119 | 21300 | 1.87% | 2.2254
FOCUS AX-SD Form 12S | 210 | 57000 | 5.004% | 10.5092
FOCUS AX Polyphase (Forms 8/9S, 15/16S) | 215 | 41200 | 3.617% | 7.777
S4X (Forms 8/9S, 15/16S) | 250 | 6800 | 0.597% | 1.4925
Disconnect Switch Adder | 22 | 1012040 | 88.85% | 19.5477
Weighted Average Cost, AMI Meter |  |  |  | 118.9338
AMI Gas Modules
American Residential AMI Gas Module | 63 | 801220 | 96.9% | 61.0496 |  | Inflation + Growth Tables
American Commercial AMI Gas Module | 183 | 22697 | 2.745% | 5.0235 |  |  | 2015 | 2016 | 2017 | 2018 | 2019 | 2020 | 2021 | 2022 | 2023 | 2024 | 2025 | 2026 | 2027 | 2028 | 2029 | 2030 | 2031 | 2032 | 2033 | 2034
CPR AMI Gas Module and install kit (for Rotary & Turbine Meters) | 277.43 | 2900 | 0.3507% | 0.97307 |  | Inflation Rate | 1 | 1 | 1 | 1.03 | 1.0609 | 1.0927 | 1.1255 | 1.1593 | 1.1941 | 1.2299 | 1.2668 | 1.3048 | 1.3439 | 1.3842 | 1.4258 | 1.4685 | 1.5126 | 1.558 | 1.6047 | 1.6528
Weighted Average Cost, AMI Gas Module |  |  |  | 67.0462
Customer Growth Rate Table
[7 empty] | 2015 | 2016 | 2017 | 2018 | 2019 | 2020 | 2021 | 2022 | 2023 | 2024 | 2025 | 2026 | 2027 | 2028 | 2029 | 2030 | 2031 | 2032 | 2033 | 2034
Single Phase AMI Meter Installation | 26.34 |  |  |  |  | Electric Customers | 1139000 | 1153237.5 | 1167652.9688 | 1182248.6309 | 1197026.7387 | 1211989.573 | 1227139.4426 | 1242478.6857 | 1258009.6692 | 1273734.7901 | 1289656.475 | 1305777.1809 | 1322099.3957 | 1338625.6381 | 1355358.4586 | 1372300.4393 | 1389454.1948 | 1406822.3723 | 1424407.6519 | 1442212.7476
Polyphase AMI Meter Installation | 59.88 |  |  |  |  | Single Phase Customers | 1070660 | 1026381.375 | 1039211.1422 | 1052201.2815 | 1065353.7975 | 1078670.72 | 1092154.104 | 1105806.0303 | 1119628.6056 | 1133623.9632 | 1147794.2627 | 1162141.691 | 1176668.4622 | 1191376.8179 | 1206269.0282 | 1221347.391 | 1236614.2334 | 1252071.9113 | 1267722.8102 | 1283569.3453
Weighted Average Cost, AMI Meter Installation | 28.3524 |  |  |  |  | Poly Phase Customers | 68340 | 126856.125 | 128441.8266 | 130047.3494 | 131672.9413 | 133318.853 | 134985.3387 | 136672.6554 | 138381.0636 | 140110.8269 | 141862.2122 | 143635.4899 | 145430.9335 | 147248.8202 | 149089.4304 | 150953.0483 | 152839.9614 | 154750.4609 | 156684.8417 | 158643.4022
[6 empty] | Gas Customers | 826817 | 839219.255 | 851807.5438 | 864584.657 | 877553.4268 | 890716.7282 | 904077.4792 | 917638.6414 | 931403.221 | 945374.2693 | 959554.8833 | 973948.2066 | 988557.4297 | 1003385.7911 | 1018436.578 | 1033713.1267 | 1049218.8236 | 1064957.1059 | 1080931.4625 | 1097145.4344
Residental/Comm AMI Gas Module Installation | 24.16 |  |  |  |  | Residential Gas | 802012.49 | 746905.1369 | 758108.714 | 769480.3447 | 781022.5499 | 792737.8881 | 804628.9565 | 816698.3908 | 828948.8667 | 841383.0997 | 854003.8462 | 866813.9039 | 879816.1124 | 893013.3541 | 906408.5544 | 920004.6827 | 933804.753 | 947811.8243 | 962029.0016 | 976459.4366
CPR AMI Gas Module Installation | 60 |  |  |  |  | Commercial Gas | 24804.51 | 92314.118 | 93698.8298 | 95104.3123 | 96530.877 | 97978.8401 | 99448.5227 | 100940.2505 | 102454.3543 | 103991.1696 | 105551.0372 | 107134.3027 | 108741.3173 | 110372.437 | 112028.0236 | 113708.4439 | 115414.0706 | 117145.2816 | 118902.4609 | 120685.9978
Weighted Average Cost, AMI Gas Module Installation | 24.2857
CVR Analysis
CVR Actuals Table
Assumptions | [6 empty] | 2016: Substation Loading (kWh); 2017: Savings kWh; 2018: $; 2019: delta V; 2020: CVR Factor; 2021: PSE Substation Voltage (no-CVR; 2022: Substation LDC CVR Implemented; 2023: EOL no CVR; 2024: EOL with CVR
[6 empty] | 2013 | 2015: Mercerwood Substation; 2016: 40528209; 2017: 357240; 2018: 17026.26; 2019: 1.81; 2020: 0.59
Program Information | # | Source |  |  |  | 2014 | 2015: Britton; 2016: 55059951; 2017: 636197; 2018: 15699.84; 2019: 2.6; 2020: 0.537; 2021: 124; 2022: 121.4
Number of Substations | 293 | 2011 System Planning Fact Sheet |  |  |  | 2014 | 2015: Mercer Island; 2016: 79745534; 2017: 859586; 2018: 31695; 2019: 2.28; 2020: 0.585; 2021: 123.5; 2022: 121.22; 2023: 120.7; 2024: 118.6; 2025: 2.1
Number of Substations with High CVR Potential | 164 | Notes K. Gowan & G. Takala 5/7/2012 |  |  |  | 2015 | 2015: Hazelwood; 2016: 93584109; 2017: 1352149.49; 2018: 14241.39; 2019: 3.47; 2020: 0.51; 2021: 122.44; 2022: 118.97; 2023: 121.24; 2024: 117.95; 2025: 3.29
Length of Upgrade Plan (years) | 20 | Notes K. Gowan & G. Takala 5/7/2012 |  |  |  | 2015 | 2015: Panther Lake; 2016: 63349104; 2017: 804326; 2018: 15572.91; 2019: 3.05; 2020: 0.51; 2021: 122.48; 2022: 119.43; 2023: 121.53; 2024: 117.35; 2025: 4.18
Substations/year | 3 | Notes Lionel Metchop 06/13/2016 |  |  |  | 2015 | 2015: Pine Lake; 2016: 88885799; 2017: 1163150; 2018: 9396.6; 2019: 3.4; 2020: 0.51; 2021: 122.08; 2022: 118.68; 2023: 121.86; 2024: 118.32; 2025: 3.54
Cost of Substation Upgrades LDC ($) | 30000 | Actual based on project completed, including phase balancing, AMI meter installation and testing, and CVR implementation |  |  |  |  | 2016: 70192117.6667; 2017: 862108.0817; 2018: 17272; 2019: 2.7683; 2020: 0.54033; 2025: 3.2775
Cost of Substation Upgrades EOL ($) | 0 | Zeroed based on current CVR practices for EOL, Lionel
LTC Cost | 0 |  |  |  |  | CVR Avoided Cost Table
Variable Program Mgmt Costs ($/Substation) | 16000 | L. Metchop at 15k, planning input on 11/1/16 to 16k |  |  |  |  | 2015 | 2016 | 2017 | 2018 | 2019 | 2020 | 2021 | 2022 | 2023 | 2024 | 2025 | 2026 | 2027 | 2028 | 2029 | 2030 | 2031 | 2032 | 2033 | 2034 | 2035
Engineering Labor | 150000 | V. Drehe - 1 FTE | [5 empty] | 24.58 | 26.16 | 27.14 | 27.94 | 28.97 | 31.49 | 33.08 | 34.92 | 37.23 | 41.49 | 49.12 | 51.38 | 54.29 | 58.24 | 62.2 | 64.09 | 68.65 | 71.7 | 74.03 | 76.95
Delivered Loads with Demand-Side Resources (GWhs)
Substation Data | [6 empty] | 2015 | 2016 | 2017 | 2018 | 2019 | 2020 | 2021 | 2022 | 2023 | 2024 | 2025 | 2026 | 2027 | 2028 | 2029 | 2030 | 2031 | 2032 | 2033 | 2034 | 2035 | 2036 | 2037
Average PSE Substation Voltage (no-CVR) (volts) | 123 | 2010 Voltage Optimization Substation Feeder Fact Sheet |  |  |  | Total Firm Loads | 24139.505 | 24911.194 | 25508.178 | 26067.611 | 26552.986 | 27143.775 | 27520.783 | 28001.882 | 28439.093 | 28952.712 | 29377.773 | 29921.876 | 30474.74 | 31121.074 | 31555.307 | 32106.892 | 32703.541 | 33313.675 | 33938.718 | 32349 | 33053 | 33773.6 | 34509.3
Average PSE Substation Voltage (LDC CVR program) (volts) | 121 | Notes K. Gowan & G. Takala 5/7/2012
Average Annualized Voltage Reduction Per Substation (volts) | 2.7683 | 2010 Voltage Optimization Substation Feeder Fact Sheet
Average Voltage Reduction (CVR program with EOL) (volts) | 3.2775 | Notes K. Gowan & G. Takala 5/7/2012
Average 12 Substations VO Factor | 0.54033 | 2011 Voltage Optimization Substation Feeder Fact Sheet
Average Peak Factor | 0.37823 | Calculated
Peak as a % of Average Voltage Savings | 0.7 | NEEA Study 2-37: PSE had a kWh energy peak 30 percent less than their average overall savings
Average Load per Substation (MWh) | 70192.1177 | Calculated
Average Substation Peak (MW) | 16.7166 | Calculated value from PSE Peak Forecast. See CVR analysis Benefits under AMI deployment for pivot table.
VO Program Data
Average Energy Savings by substation LDC (%) | 1.496% | Calculated
Average Energy Savings by substation EOL (%) | 1.771% | Calculated
Capacity Savings by substation LDC (%) | 1.047% | Calculated
Capacity Savings by substation CVR w/EOL (%) | 1.24% | Calculated
Forecast Data
Annual load growth (2010-2019) | 0% | 2016 Residential Load Forecast
Annual Post 2019 Load Growth | 0% | Based on IRP
Avoided Capacity Costs
Avoided Capital & Fixed Costs of Capacity ($/kW) | 190 | 2015 IRP, pg 6-44, frame peaker w/oil and no firm pipeline - $190.00
Avoided T&D costs ($/kW) | 61.3828 | Rebecca Blanton, Nov 2015
Planning Adjustment ($/MWh) | -1.55 | Rebecca Blanton, Nov 2015
Avoided Renewable Costs ($/MWh) | 7.78 | Rebecca Blanton, Nov 2015
Meter Module Replacement
[6 empty] | Customer Forecasts |  | 2016 | 2017 | 2018 | 2019 | 2020 | 2021 | 2022 | 2023 | 2024 | 2025 | 2026 | 2027 | 2028 | 2029 | 2030 | 2031 | 2032 | 2033 | 2034 | 2035 | 2036 | 2037
AMR Gas Module Replacements | Hardware | Installation | Total |  |  | Electric Customer, Total |  | 1137800 | 1152022.5 | 1166422.7812 | 1181003.066 | 1195765.6043 | 1210712.6744 | 1225846.5828 | 1241169.6651 | 1256684.2859 | 1272392.8395 | 1288297.75 | 1304401.4719 | 1320706.4903 | 1337215.3214 | 1353930.5129 | 1370854.6443 | 1387990.3274 | 1405340.2065 | 1422906.959 | 1440693.296 | 1458701.9622 | 1476935.7368
[6 empty] | Gas Customer, Total |  | 826817 | 839219.255 | 851807.5438 | 864584.657 | 877553.4268 | 890716.7282 | 904077.4792 | 917638.6414 | 931403.221 | 945374.2693 | 959554.8833 | 973948.2066 | 988557.4297 | 1003385.7911 | 1018436.578 | 1033713.1267 | 1049218.8236 | 1064957.1059 | 1080931.4625 | 1097145.4344 | 1113602.616 | 1130306.6552
AMI Residential Gas Module Hardware | 65 | 24.16 | 89.16 |  | 4th Amendment
AMI Commercial/Industrial Gas Module Hardware | 183 | 60 | 243 |  | 4th Amendment | Battery Replacement Program
Option A (AMR as-is)
Weighted AMR Gas Module Average |  |  |  | 89.6996 |  | Opt A O&M |  | 2016: 0; 2017: 0; 2018: 1360276; 2019: 2935559; 2020: 3605016; 2021: 3318417; 2022: 2412192; 2023: 1385407; 2024: 611618; 2025: 195758; 2026: 40440; 2027: 4034
[6 empty] | Opt A CAPEX |  | 2016: 3086400; 2017: 3462632; 2018: 8713602; 2019: 6462767; 2020: 960565; 2021: 3486400; 2022: 3911392; 2023: 9842892; 2024: 7300347; 2025: 1085055
AMR Contract Costs | Hardware | Exchange Price |  |  |  | Option C (Replace batteries)
Electric AMR Meter (Weighted Average, including Module) | 114.84 | 49.97 |  | 164.81 | AMI Model33, Pricing, Exch = weighted average | Opt C O&M | Rework to be total AMR gas failure by year | 2016: 873840; 2017: 980361; 2018: 2467047; 2019: 1829777; 2020: 271961; 2021: 0; 2022: 0; 2023: 0; 2024: 0; 2025: 0; 2026: 0; 2027: 0
[6 empty] | Opt C CAPEX |  | 2016: 0; 2017: 0; 2018: 0; 2019: 0; 2020: 0; 2021: 3099840; 2022: 3477710; 2023: 8751546; 2024: 6490910; 2025: 964748; 2026: 0; 2027: 0
Refurbished Electric AMR Meter (Weighted Average, including Module) | 10 | 49.97 |  | 59.97 | Refurbish cost based on 10 minutes of work by Meter Tester to test and rezero meter, not a contract cost | AMR Attrition Rates |  | 2016 | 2017 | 2018 | 2019 | 2020 | 2021 | 2022 | 2023 | 2024 | 2025 | 2026 | 2027 | 2028 | 2029 | 2030 | 2031 | 2032 | 2033 | 2034 | 2035 | 2036 | 2037
Refurbished Gas AMR Module (Weighted Average) | 10 | 24.16 |  | 34.16 | Refurbish cost based on 10 minutes of work by UW1-AMR to test and clean module, not a contract cost | AMR Gas Battery Replacement Schedule |  | 2016: 40000; 2017: 40000; 2018: 46496; 2019: 142617; 2020: 24899
AMR Battery | 7.08 |  |  |  |  | AMR Gas Module Replacement (module failure) |  | 21679 | 22296 | 22721 | 22973 | 23056 | 23018 | 22847 | 22847 | 22847 | 22847 | 22847 | 22847 | 22847 | 22847 | 22847 | 22847 | 22847 | 22847 | 22847 | 22847 | 22847 | 22847
AMR Battery Disposal | 0.27 |  |  |  |  | AMR Gas Module Replacement (battery failure) |  | 50000 | 50000 | 50000 | 50000 | 50000 | 50000 | 50000 | 50000 | 50000 | 50000 | 50000 | 50000 | 50000 | 50001 | 50002 | 50003 | 50004 | 50005 | 50006 | 50007 | 50008 | 50009
AMR Battery Installation | 15 |  |  |  | L+G Pro Forma, LCF 5/31/16
[6 empty] | AMR Electric Meter Failure |  | 12316.0494 | 12470 | 12625.875 | 12783.6984 | 12943.4947 | 13105.2884 | 13269.1045 | 13434.9683 | 13602.9054 | 13772.9417 | 13945.1035 | 14119.4172 | 14295.91 | 14474.6088 | 14655.5414 | 14838.7357 | 15024.2199 | 15212.0227 | 15402.1729 | 15594.7001 | 15789.6339 | 15987.0043
AMR Electric Meter Failure Rate | 1.082% |  |  |  | 11/2/16 based on PSE meter purchases for failures
Gas Module Installation Cost | 24.16 |  |  |  | 4th Amendment
Meter Maintenance Rates | % Annual
Manual Meter Reading with AMI | 0.08%
Manual Meter Reading with AMR | 3.2%
AMI Electric Meter/Module Retirement Rate | 0.34%
AMI Gas Module Failure/Exchange Rate | 0.31%
AMI Gas Meter Retirement Rate | 0.68%
AMI Gas Module Visit Rate | 0.3%
Stores Overhead | 7%
Electric Meter/Module Life (Years) | 20
Electric Module Battery Life (Years) | 20
Gas Meter/Module Life (Years) | 20
Gas Module Battery Life (Years) | 20
Network Assumptions
| Count | Hardware | Installation | Maintenance Price | Notes | AMR Network Replacement Costs
Concentrator Visit Rate | 15% |  |  |  | From 2015 model
Collector Maintenance Rate | 5% |  |  |  | From 2015 model
AMR Concentrator Failure Rate+ | 3.77% |  |  |  | From Sched E 3/2014 and EOM 12/2014
AMR TOP Failure Rate | 6.21% |  |  |  | From Sched E 3/2014 and EOM 12/2014
AMR Cell Masters | 175 | 12509 | 3842 | 3217 | From 2015 model | 177694.4925
AMR MCC's | 8647 | 1866 | 735 | 447 | From 2015 model | 847904.9319
Collector Failure Rate | 0.91% |  |  |  | Ron Weiss, 11/4/2016
Router Failure Rate | 0.43% |  |  |  | Ron Weiss, 11/4/2016
|  | Cost | Installation | Maintenance Price |  | AMI Network Replacement Costs
AMI Router | 0 | #VALUE! | #VALUE! | 447 |  | #VALUE!
AMI Router Mounting Arm | 0 | #VALUE!
AMI Gap Collector | 0 | #VALUE! | #VALUE! | 3217 |  | #VALUE!
AMI Gap Collector Mounting Kit | 0 | #VALUE! | #VALUE!
Note on A146: Puget Sound Energy: Includes OH's

## Scope Summary 10yr (hidden)
CAPEX Costs | NPV $ 2015-2023 |  | Nominal $ 2015-2023 | 2015 | 2016 | 2017 | 2018 | 2019 | 2020 | 2021 | 2022 | 2023 | 2024 | 2025 | 2026 | 2027
Scope 1: AMI Network
Network Equipment | 20293427.2072 |  | 25602895.3846 | 0 | 6401970.1943 | 9600462.5951 | 9600462.5951 | 0 | 0 | 0 | 0 | 0
Software | 3883582.8095 |  | 4511375 | 0 | 4511375 | 0 | 0 | 0 | 0 | 0 | 0 | 0
Outside Services - Labor | 6759644.0345 |  | 8458593 | 0 | 2541165 | 3243398.4 | 2674029.6 | 0 | 0 | 0 | 0 | 0
PSE Labor | 1201189.6897 |  | 1470259.1635 | 153281.25 | 428953.4485 | 548818.812 | 339205.653 | 0 | 0 | 0 | 0 | 0
Scope 1 Totals | 32137843.7409 |  | 40043122.5481 | 2015: 153281.25; 2016: 13883463.6428; 2017: 13392679.8071; 2018: 12613697.8481; 2019: 0
| 0 |  | 0
Scope 2: AMI Meter + Module | 0 |  | 0
AMI Electric Meters | 127604877.0354 |  | 222734543.7138 |  | 0 | 0 | 19429247.0866 | 20012124.4992 | 20612488.2342 | 21230862.8812 | 21867788.7677 | 22523822.4307 | 23199537.1036 | 23895523.2167 | 24612388.9132 | 25350760.5806
AMI Gas Modules | 49814860.5217 |  | 93716789.2488 | 0 | 0 | 0 | 8174963.0036 | 8420211.8937 | 8672818.2505 | 8933002.798 | 9200992.882 | 9477022.6684 | 9761333.3485 | 10054173.3489 | 10355798.5494 | 10666472.5059
AMI Gas Module Installation | 16473183.5259 |  | 30991030.64 | 0 | 0 | 0 | 2703363.3029 | 2784464.202 | 2867998.1281 | 2954038.0719 | 3042659.2141 | 3133938.9905 | 3227957.1602 | 3324795.875 | 3424539.7513 | 3527275.9438
AMI Electric Meter Installation | 27426571.8201 |  | 51597660.2997 | 0 | 0 | 0 | 4500890.0476 | 4635916.749 | 4774994.2515 | 4918244.079 | 5065791.4014 | 5217765.1434 | 5374298.0977 | 5535527.0407 | 5701592.8519 | 5872640.6375
PSE Labor | 23891570.2261 |  | 32622753.2936 | 0 | 5910364.3667 | 15277795.995 | 3146787.2815 | 839124.794 | 864298.5378 | 890227.4939 | 916934.3187 | 944442.3483 | 972775.6188 | 1001958.8873 | 969552.8527 | 888490.7989
Other Products | 5105469.1923 |  | 9684180.66 | 0 | 0 | 220331 | 622924.43 | 591198.1949 | 927734.5112 | 955566.5465 | 984233.5429 | 1013760.5492 | 1044173.3657 | 1075498.5666 | 1107763.5236 | 1140996.4294
Scope 2 Totals | 241105491.8379 |  | 441346957.8559 | 0 | 5910364.3667 | 15498126.995 | 38578175.1523 | 37283040.3328 | 38720331.9132 | 39881941.8706 | 41078400.1268 | 42310752.1306 | 43580074.6945 | 44887476.9353 | 46171636.4421 | 47446636.896
| 0 |  | 0
Scope 3: AMR Gas Battery Replacement | 0 |  | 0
Gas Modules | 0 |  | 0 | 0 | 0 | 0 | 0 | 0 | 0 | 0 | 0 | 0
Gas Module Installation | 0 |  | 0 | 0 | 0 | 0 | 0 | 0 | 0 | 0 | 0 | 0
Scope 3 Totals | 0 |  | 0 | 0 | 0 | 0 | 0 | 0 | 0 | 0 | 0 | 0
| 0 |  | 0
| 0 |  | 0
Scope 4: Asset Ownership | 0 |  | 0
AMR Electric Modules | 3560112.5834 |  | 4240259.522 | 757216.0938 | 1752449.0049 | 1153729.6155 | 576864.8078 | 0 | 0 | 0 | 0 | 0
AMR Gas Modules | 13623732.4208 |  | 16371912.4965 | 2948801.4765 | 5589884.52 | 4699935.9 | 3133290.6 | 0 | 0 | 0 | 0 | 0
AMR Gas Module Installation | 3662754.477 |  | 4444566.0336 | 726521.4 | 1387787.3856 | 1165128.624 | 1165128.624 | 0 | 0 | 0 | 0 | 0
AMR Network Material (for repair/growth) | 608420.2821 |  | 777174.75 | 0 | 219186 | 219186 | 219186 | 119616.75 | 0 | 0 | 0 | 0
AMR Network Installation (for repair/growth) | 368359.1099 |  | 471016.0125 | 0 | 131712.075 | 131712.075 | 131712.075 | 75879.7875 | 0 | 0 | 0 | 0
AMR Software | 2551493.7836 |  | 2750000 | 2750000 | 0 | 0 | 0 | 0 | 0 | 0 | 0 | 0
Scope 4 Totals | 24374872.6569 |  | 29054928.8146 | 7182538.9703 | 9081018.9855 | 7369692.2145 | 5226182.1068 | 195496.5375 | 0 | 0 | 0 | 0
Total CAPEX All Scopes |  |  |  |  | 28874846.995 | 36260499.0166 | 56418055.1072 | 37478536.8703 | 38720331.9132 | 39881941.8706 | 41078400.1268 | 42310752.1306
9/4/16 BoD Presentation |  |  |  | 2016: 37000000; 2017: 26000000; 2018: 26000000; 2019: 20000000; 2020: 20000000
O&M Costs | NPV 2015-2023 |  | Nominal $ 2015-2027 | 2015 | 2016 | 2017 | 2018 | 2019 | 2020 | 2021 | 2022 | 2023 | 2024 | 2025 | 2026 | 2027
Scope 1: AMI Network
Head End Software Maintenance | 0 |  | 0 | 0 | 0 | 0 | 0 | 0 | 0 | 0 | 0 | 0 | 0 | 0 | 0 | 0
Scope 1 Totals | 0 |  | 0 | 0 | 0 | 0 | 0 | 0 | 0 | 0 | 0 | 0 | 0 | 0 | 0 | 0
0
Scope 2: AMI Meter + Module | 0
CVR Phase Balancing | 4732712.4201 |  | 8916479.4408 | 0 | 0 | 445701.4888 | 459072.5334 | 472844.7094 | 847793.0512 | 873226.8428 | 899423.6481 | 926406.3575 | 954198.5482 | 982824.5047 | 1012309.2398 | 1042678.517
AMR Recycling Cost | 902990.7968 |  | 1459743.6346 | 0 | 0 | 11381.5467 | 228572.9767 | 235430.166 | 242493.071 | 249767.8631 | 257260.899 | 212829.7493 | 22007.3629 | 0 | 0 | 0
AMR Removal Cost | 2475870.7691 |  | 4127242.3432 | 0 | 0 | 0 | 568142.85 | 585187.1355 | 602742.7496 | 620825.0321 | 639449.783 | 658633.2765 | 452261.5165 | 0 | 0 | 0
Replacement Indexes | 228599.9014 |  | 351172.022 | 0 | 0 | 26950 | 61068.7 | 62900.761 | 64787.7838 | 66731.4173 | 68733.3599 | 0 | 0 | 0 | 0 | 0
Scope 2 Totals | 8340173.8874 |  | 14854637.4407 | 0 | 0 | 484033.0354 | 1316857.0601 | 1356362.7719 | 1757816.6556 | 1810551.1553 | 1864867.6899 | 1797869.3833 | 1428467.4277 | 982824.5047 | 1012309.2398 | 1042678.517
0
Scope 3: AMR Gas Battery Replacement | 0
Gas Batteries | 868208.4101 |  | 1212750 | 0 | 0 | 185955 | 349595.4 | 576541.35 | 100658.25 | 0 | 0 | 0
Gas Battery Installation | 1771853.8982 |  | 2475000 | 0 | 0 | 379500 | 713460 | 1176615 | 205425 | 0 | 0 | 0
Scope 3 Totals | 2640062.3083 |  | 3687750 | 0 | 0 | 565455 | 1063055.4 | 1753156.35 | 306083.25 | 0 | 0 | 0
0
Scope 4: Asset Ownership | 0
AMR Head End Software Maintenance | 2907425.3064 |  | 5048954.7418 | 0 | 375000 | 375000 | 375000 | 386250 | 397837.5 | 409772.625 | 422065.8038 | 434727.7779 | 447769.6112 | 461202.6995 | 475038.7805 | 489289.9439
Pole Attachment Leases & Energy Costs | 8273099.9771 |  | 14111221.1264 | 461000 | 988588 | 988588 | 1018245.64 | 1048793.0092 | 1080256.7995 | 1112664.5035 | 1146044.4386 | 1180425.7717 | 1215838.5449 | 1252313.7012 | 1289883.1123 | 1328579.6056
Read Fee | 142092870.0435 |  | 234187602.744 | 16378400.9172 | 16693203.32 | 17168949.69 | 17383561.5611 | 17600856.0806 | 17820866.7816 | 18043627.6164 | 18269172.9616 | 18497537.6236 | 18728756.8439 | 18962866.3045 | 19199902.1333 | 19439900.91
Scope 4 Totals | 153273395.3269 |  | 253347778.6122 | 16839400.9172 | 18056791.32 | 18532537.69 | 18776807.2011 | 19035899.0898 | 19298961.0811 | 19566064.7449 | 19837283.2039 | 20112691.1732 | 20392365 | 20676382.7052 | 20964824.0261 | 21257770.4595
0
0
Total O&M All Scopes | 164253631.5226 |  | 271890166.0529 | 16839400.9172 | 18056791.32 | 19582025.7254 | 21156719.6612 | 22145418.2118 | 21362860.9867 | 21376615.9001 | 21702150.8939 | 21910560.5565 | 21820832.4277 | 21659207.2099 | 21977133.2659 | 22300448.9765
Total O&M All Scopes less read fee | 22160761.4791 |  | 37702563.3089 | 461000 | 1363588 | 2413076.0354 | 3773158.1001 | 4544562.1311 | 3541994.2051 | 3332988.2837 | 3432977.9322 | 3413022.9329 | 3092075.5838 | 2696340.9054 | 2777231.1326 | 2860548.0666
AMI Scope 1+2
CAPEX | 273243335.5788 |  | 481390080.404 | 153281.25 | 19793828.0095 | 28890806.8021 | 51191873.0004 | 37283040.3328 | 38720331.9132 | 39881941.8706 | 41078400.1268 | 42310752.1306 | 43580074.6945 | 44887476.9353 | 46171636.4421 | 47446636.896
O&M | 8340173.8874 |  | 14854637.4407 | 0 | 0 | 484033.0354 | 1316857.0601 | 1356362.7719 | 1757816.6556 | 1810551.1553 | 1864867.6899 | 1797869.3833 | 1428467.4277 | 982824.5047 | 1012309.2398 | 1042678.517
Total | 281583509.4662 |  | 496244717.8447
Incremental cost of maintaining AMR 2024-2027 | 2762725.7437 |  | 7420915.9992 | 0 | 0 | 0 | 0 | 0 | 0 | 0 | 0 | 0 | 447769.6112 | 461202.6995 | 475038.7805 | 489289.9439
Total O&M | 11102899.6312 |  | 22275553.4399 | 0 | 0 | 484033.0354 | 1316857.0601 | 1356362.7719 | 1757816.6556 | 1810551.1553 | 1864867.6899 | 1797869.3833 | 1876237.0389 | 1444027.2042 | 1487348.0203 | 1531968.4609
Total O&M & CAPEX Scope 1+2 | 284346235.21 |  | 503665633.8438
AMI Scope 1+2 10yr | NPV $ 2016-2027 | NPV $ 2016-2037 | Nominal $ 2016-2037
CAPEX | 294348385.8368 | 294348385.8368 | 481236799.154 | 153281.25 | 19793828.0095 | 28890806.8021 | 51191873.0004 | 37283040.3328 | 38720331.9132 | 39881941.8706 | 41078400.1268 | 42310752.1306 | 43580074.6945 | 44887476.9353 | 46171636.4421 | 47446636.896 | 0 | 0 | 0 | 0 | 0 | 0 | 0 | 0 | 0 | 0
O&M | 9842685.7112 | 9842685.7112 | 16727938.4759 | 0 | 0 | 484033.0354 | 1316857.0601 | 1356362.7719 | 1757816.6556 | 1810551.1553 | 1864867.6899 | 1797869.3833 | 1876237.0389 | 1444027.2042 | 1487348.0203 | 1531968.4609 | 0 | 0 | 0 | 0 | 0 | 0 | 0 | 0 | 0 | 0
Total | 304191071.548 | 304191071.548 | 497964737.6299 | 153281.25 | 19793828.0095 | 29374839.8376 | 52508730.0605 | 38639403.1047 | 40478148.5688 | 41692493.0259 | 42943267.8167 | 44108621.5139 | 45456311.7334 | 46331504.1395 | 47658984.4625 | 48978605.3569 | 0 | 0 | 0 | 0 | 0 | 0 | 0 | 0 | 0 | 0
| NPV $ 2016-2027 | NPV $ 2016-2037 | Nominal $ 2016-2037
|  |  |  | 2015 | 2016 | 2017 | 2018 | 2019 | 2020 | 2021 | 2022 | 2023 | 2024 | 2025 | 2026 | 2027 | 2028 | 2029 | 2030 | 2031 | 2032 | 2033 | 2034 | 2035 | 2036 | 2037
Benefits (M+M) | #VALUE! | #VALUE! | #VALUE! | #VALUE! | #VALUE! | #VALUE! | #VALUE! | #VALUE! | #VALUE! | #VALUE! | #VALUE! | #VALUE! | #VALUE! | #VALUE! | #VALUE! | #VALUE! | #VALUE! | #VALUE! | #VALUE! | #VALUE! | #VALUE! | #VALUE! | #VALUE! | #VALUE! | 0 | 0
Benefits (CVR) | 34566368.1323 | 123784112.4295 | 410546931.2225 | 409451.9248 | 472515.8306 | 1121646.3666 | 1399019.7516 | 1828140.1107 | 2276902.2817 | 2806027.1149 | 3934011.867 | 5878222.5729 | 7978111.5909 | 10484562.2552 | 13801104.4208 | 16472492.8252 | 19415056.3521 | 22781264.0709 | 26367658.1191 | 29533596.3301 | 33700436.066 | 37569443.4177 | 41213833.3787 | 43837628.8333 | 43837628.8333 | 43837628.8333
Benefits (DA) | 200454.6816 | 492944.8723 | 1477584.3022 | 0 | 0 | 0 | 0 | 16390.905 | 22285.0744 | 28518.1422 | 35105.1375 | 42061.6862 | 49404.0332 | 57149.0655 | 65314.336 | 73918.0887 | 82979.2836 | 92517.6239 | 102553.5833 | 105630.1908 | 108799.0966 | 112063.0695 | 115424.9616 | 118887.7104 | 122454.3417 | 126127.972
Total Benefit | #VALUE! | #VALUE! | #VALUE! | #VALUE! | #VALUE! | #VALUE! | #VALUE! | #VALUE! | #VALUE! | #VALUE! | #VALUE! | #VALUE! | #VALUE! | #VALUE! | #VALUE! | #VALUE! | #VALUE! | #VALUE! | #VALUE! | #VALUE! | #VALUE! | #VALUE! | #VALUE! | #VALUE! | 43960083.175 | 43963756.8052
Net Benefits (Benefits-Costs) | #VALUE! | #VALUE! | #VALUE! | #VALUE! | #VALUE! | #VALUE! | #VALUE! | #VALUE! | #VALUE! | #VALUE! | #VALUE! | #VALUE! | #VALUE! | #VALUE! | #VALUE! | #VALUE! | #VALUE! | #VALUE! | #VALUE! | #VALUE! | #VALUE! | #VALUE! | #VALUE! | #VALUE! | 43960083.175 | 43963756.8052
Scope 3 numbers still under development-DO NOT USE

## Costs for 10yr Alternative (C) (hidden)
Designated Information is CONFIDENTIAL per Protective Order in UTC Dockets UE-180899 and UG-180900
[18 empty] | QUANTITIES | [20 empty] | COSTS
| Cost Element | Order Number | WBS Element | Source of Cost info | Last Date of Input Change | Notes | Cost Type | Price | Tax | Construction OH | Stores OH | Assessment OH | Population Growth Rate | Project Phase | Inflation? | Total # as of 2016 | Expected total in 2027 | 2015 | 2016 | 2017 | 2018 | 2019 | 2020 | 2021 | 2022 | 2023 | 2024 | 2025 | 2026 | 2027 | 2028 | 2029 | 2030 | 2031 | 2032 | 2033 | 2034 |  | NPV Totals: 2016-2027 | Nominal Totals: 2016-2027 | 2016 | 2017 | 2018 | 2019 | 2020 | 2021 | 2022 | 2023 | 2024 | 2025 | 2026 | 2027 | 2028 | 2029 | 2030 | 2031 | 2032 | 2033 | 2034
Meter & Module Equipment | [59 empty] | Initiation | Planning | Design | Execution | bar: QUANTITIES 2028 to QUANTITIES 2034
Gas Deployment Rate | [17 empty] | 0% | 0% | 0% | 10% | 10% | 10% | 10% | 10% | 10% | 10% | 10% | 10% | 10%
AMI Electric Meters | [17 empty] | 0% | 0% | 0% | 10% | 10% | 10% | 10% | 10% | 10% | 10% | 10% | 10% | 10%
FOCUS AX Form 1S |  |  |  | 4th Amendment to Contract & SAP query on counts April 2016. | 2016-04-15 | basic residential meter-120V service | CAPEX | 97 | 10% | 3% | 9.5% |  | 1.25% | Execution | Yes | 1200 | 1358.725 |  |  | 0 | 135.8725 | 135.8725 | 135.8725 | 135.8725 | 135.8725 | 135.8725 | 135.8725 | 135.8725 | 135.8725 | 135.8725 | 0 | 0 | 0 | 0 | 0 | 0 | 0 |  | 110610.3725 | 193070.6053 | 0 | 0 | 16841.6467 | 17346.8961 | 17867.303 | 18403.3221 | 18955.4218 | 19524.0844 | 20109.8069 | 20713.1011 | 21334.4942 | 21974.529 | 0 | 0 | 0 | 0 | 0 | 0 | 0 | 0 | 0 | 0 | 108938.6741
FOCUS AX Form 2S |  |  |  | 4th Amendment to Contract & SAP query on counts April 2016. | 2016-04-15 | basic residential meter-240V service | CAPEX | 87 | 10% | 3% | 9.5% |  | 1.25% | Execution | Yes | 1000000 | 1132270.8297 | 0 | 0 | 0 | 113227.083 | 113227.083 | 113227.083 | 113227.083 | 113227.083 | 113227.083 | 113227.083 | 113227.083 | 113227.083 | 113227.083 | 0 | 0 | 0 | 0 | 0 | 0 | 0 |  | 82672701.1049 | 144305349.3408 | 0 | 0 | 12587828.7288 | 12965463.5907 | 13354427.4984 | 13755060.3234 | 14167712.1331 | 14592743.4971 | 15030525.802 | 15481441.576 | 15945884.8233 | 16424261.368 | 0 | 0 | 0 | 0 | 0 | 0 | 0 | 0 | 0 | 0 | 81423235.7715
FOCUS AX Form 2S (Class 320) |  |  |  | 4th Amendment to Contract & SAP query on counts April 2016. | 2016-04-15 | basic residential meter, 400A services | CAPEX | 119 | 10% | 3% | 9.5% |  | 1.25% | Execution | Yes | 660 | 747.2987 |  |  | 0 | 74.7299 | 74.7299 | 74.7299 | 74.7299 | 74.7299 | 74.7299 | 74.7299 | 74.7299 | 74.7299 | 74.7299 | 0 | 0 | 0 | 0 | 0 | 0 | 0 |  | 80439.9794 | 130272.8981 |  | 0 | 11363.7709 | 11704.684 | 12055.8245 | 12417.4993 | 12790.0243 | 13173.725 | 13568.9367 | 13976.0048 | 14395.285 | 14827.1435 | [7 empty] | 0 | 0 | 0 | 73505.528
FOCUS AX Form 3S/4S |  |  |  | 4th Amendment to Contract & SAP query on counts April 2016. | 2016-04-15 | use for single ph, CT-rated customers | CAPEX | 119 | 10% | 3% | 9.5% |  | 1.25% | Execution | Yes | 21300 | 24117.3687 |  |  | 0 | 2411.7369 | 2411.7369 | 2411.7369 | 2411.7369 | 2411.7369 | 2411.7369 | 2411.7369 | 2411.7369 | 2411.7369 | 2411.7369 | 0 | 0 | 0 | 0 | 0 | 0 | 0 |  | 2408626.385 | 4204261.7123 | 0 | 0 | 366739.8791 | 377742.0754 | 389074.3377 | 400746.5678 | 412768.9649 | 425152.0338 | 437906.5948 | 451043.7927 | 464575.1065 | 478512.3596 | 0 | 0 | 0 | 0 | 0 | 0 | 0 | 0 | 0 | 0 | 2372223.8587
FOCUS AX-SD Form 12S |  |  |  | 4th Amendment to Contract & SAP query on counts April 2016. | 2016-04-15 | network meter for multifamily dwellings with service disconnect | CAPEX | 210 | 10% | 3% | 9.5% |  | 1.25% | Execution | Yes | 57000 | 64539.4373 | 0 | 0 | 0 | 6453.9437 | 6453.9437 | 6453.9437 | 6453.9437 | 6453.9437 | 6453.9437 | 6453.9437 | 6453.9437 | 6453.9437 | 6453.9437 | 0 | 0 | 0 | 0 | 0 | 0 | 0 |  | 11374623.3589 | 19854425.6507 | 0 | 0 | 1731911.6079 | 1783868.9561 | 1837385.0248 | 1892506.5755 | 1949281.7728 | 2007760.226 | 2067993.0328 | 2130032.8237 | 2193933.8084 | 2259751.8227 | 0 | 0 | 0 | 0 | 0 | 0 | 0 | 0 | 0 | 0 | 11202714.163
FOCUS AX Polyphase (Forms 8/9S, 15/16S) |  |  |  | 4th Amendment to Contract & SAP query on counts April 2016. | 2016-04-15 | use for all 3ph customers that don't require kVARh measurement | CAPEX | 215 | 10% | 3% | 9.5% |  | 1.25% | Execution | Yes | 41200 | 46649.5582 |  |  | 0 | 4664.9558 | 4664.9558 | 4664.9558 | 4664.9558 | 4664.9558 | 4664.9558 | 4664.9558 | 4664.9558 | 4664.9558 | 4664.9558 | 0 | 0 | 0 | 0 | 0 | 0 | 0 |  | 8417411.3378 | 14692606.7179 | 0 | 0 | 1281643.5274 | 1320092.8332 | 1359695.6182 | 1400486.4867 | 1442501.0813 | 1485776.1138 | 1530349.3972 | 1576259.8791 | 1623547.6755 | 1672254.1057 | 0 | 0 | 0 | 0 | 0 | 0 | 0 | 0 | 0 | 0 | 8290195.6605
S4X (Forms 8/9S, 15/16S) |  |  |  | 4th Amendment to Contract & SAP query on counts April 2016. | 2016-04-15 | used only for customers requiring kVARh measurement | CAPEX | 250 | 10% | 3% | 9.5% |  | 1.25% | Execution | Yes | 6800 | 7699.4416 | 0 | 0 | 0 | 769.9442 | 769.9442 | 769.9442 | 769.9442 | 769.9442 | 769.9442 | 769.9442 | 769.9442 | 769.9442 | 769.9442 | 0 | 0 | 0 | 0 | 0 | 0 | 0 |  | 1615443.5848 | 2819759.6998 | 0 | 0 | 245969.0671 | 253348.1391 | 260948.5833 | 268777.0408 | 276840.352 | 285145.5626 | 293699.9295 | 302510.9273 | 311586.2552 | 320933.8428 | 0 | 0 | 0 | 0 | 0 | 0 | 0 | 0 | 0 | 0 | 1591028.745
Disconnect Switch Adder |  |  |  | 5th Amendment to Contract & SAP query on counts April 2016. |  | Additional cost for Service disconnect on Form 1S, 2S meters | CAPEX | 22 | 10% | 3% | 9.5% |  |  |  |  | 1001200 | 1133629.5547 | QUANTITIES 2017: 0; QUANTITIES 2018: 113362.9555; QUANTITIES 2019: 113362.9555; QUANTITIES 2020: 113362.9555; QUANTITIES 2021: 113362.9555; QUANTITIES 2022: 113362.9555; QUANTITIES 2023: 113362.9555; QUANTITIES 2024: 113362.9555; QUANTITIES 2025: 113362.9555; QUANTITIES 2026: 113362.9555; QUANTITIES 2027: 113362.9555 |  | 20930827.3979 | 36534797.0887 | 0 | 0 | 3186948.8588 | 3282557.3245 | 3381034.0443 | 3482465.0656 | 3586939.0176 | 3694547.1881 | 3805383.6037 | 3919545.1118 | 4037131.4652 | 4158245.4092 | [7 empty] | 0 | 0 | 0 | 0
[60 empty] | 0 | 0 | 0 | 0
AMI Gas Modules | [59 empty] | 0 | 0 | 0 | 0
American Residential AMI Gas Module |  |  |  | 4th Amendment to Contract & SAP query on counts April 2016. | 2016-04-13 |  | CAPEX | 63 | 10% | 3% | 9.5% |  | 1.5% | Execution | Yes | 796291 | 924128.2141 | 0 | 0 | 0 | 92412.8214 | 92412.8214 | 92412.8214 | 92412.8214 | 92412.8214 | 92412.8214 | 92412.8214 | 92412.8214 | 92412.8214 | 92412.8214 | 0 | 0 | 0 | 0 | 0 | 0 | 0 |  | 48861335.6979 | 85287549.8551 | 0 | 0 | 7439676.181 | 7662866.4664 | 7892752.4604 | 8129535.0342 | 8373421.0852 | 8624623.7178 | 8883362.4293 | 9149863.3022 | 9424359.2013 | 9707089.9773 | 0 | 0 | 0 | 0 | 0 | 0 | 0 | 0 | 0 | 0 | 48122874.945
American Commercial AMI Gas Module |  |  |  | 4th Amendment to Contract & SAP query on counts April 2016. | 2016-04-13 |  | CAPEX | 183 | 10% | 3% | 9.5% |  | 1.5% | Execution | Yes | 22697 | 26340.7951 | 0 | 0 | 0 | 2634.0795 | 2634.0795 | 2634.0795 | 2634.0795 | 2634.0795 | 2634.0795 | 2634.0795 | 2634.0795 | 2634.0795 | 2634.0795 | 0 | 0 | 0 | 0 | 0 | 0 | 0 |  | 4045502.982 | 7061432.7738 | 0 | 0 | 615972.3582 | 634451.529 | 653485.0748 | 673089.6271 | 693282.3159 | 714080.7854 | 735503.2089 | 757568.3052 | 780295.3544 | 803704.215 | 0 | 0 | 0 | 0 | 0 | 0 | 0 | 0 | 0 | 0 | 3984361.6904
CPR AMI Gas Module and install kit (for Rotary & Turbine Meters) |  |  |  | Unexecuted new contract Schedule A & SAP query on counts April 2016. | 2016-04-14 |  | CAPEX | 277.43 | 10% | 3% | 9.5% |  | 1.5% | Execution | Yes | 2900 | 3365.5684 | 0 | 0 | 0 | 336.5568 | 336.5568 | 336.5568 | 336.5568 | 336.5568 | 336.5568 | 336.5568 | 336.5568 | 336.5568 | 336.5568 | 0 | 0 | 0 | 0 | 0 | 0 | 0 |  | 783617.9904 | 1367806.6199 | 0 | 0 | 119314.4644 | 122893.8983 | 126580.7153 | 130378.1367 | 134289.4808 | 138318.1653 | 142467.7102 | 146741.7415 | 151143.9938 | 155678.3136 | 0 | 0 | 0 | 0 | 0 | 0 | 0 | 0 | 0 | 0 | 771774.8608
[60 empty] | 0 | 0 | 0 | 0
Labor | [59 empty] | 0 | 0 | 0 | 0 | bar: QUANTITIES 2028 to QUANTITIES 2034
AMI Gas Module Installation | [59 empty] | 0 | 0 | 0 | 0 | bar: QUANTITIES 2028 to QUANTITIES 2034
Residential AMI Gas Module Installation |  |  |  | 4th Amendment to Contract | 2016-05-27 | reduced construction OH to 3% based on Prop.Acctg approval | CAPEX | 24.16 | 10% | 3% | 0% |  |  | Execution | Yes | 796291 | 924128.2141 | 0 | 0 | 0 | 92412.8214 | 92412.8214 | 92412.8214 | 92412.8214 | 92412.8214 | 92412.8214 | 92412.8214 | 92412.8214 | 92412.8214 | 92412.8214 | 0 | 0 | 0 | 0 | 0 | 0 | 0 |  | 17112268.9057 | 29869496.3325 | 0 | 0 | 2605531.2971 | 2683697.236 | 2764208.1531 | 2847134.3977 | 2932548.4296 | 3020524.8825 | 3111140.629 | 3204474.8479 | 3300609.0933 | 3399627.3661 | 0 | 0 | 0 | 0 | 0 | 0 | 0 | 0 | 0 | 0 | 16853644.3962
Commercial AMI Gas Module Installation |  |  |  | 4th Amendment to Contract | 2016-05-27 | reduced construction OH to 3% based on Prop.Acctg approval | CAPEX | 24.16 | 10% | 3% | 0% |  |  | Execution | Yes | 22697 | 26340.7951 | 0 | 0 | 0 | 2634.0795 | 2634.0795 | 2634.0795 | 2634.0795 | 2634.0795 | 2634.0795 | 2634.0795 | 2634.0795 | 2634.0795 | 2634.0795 | 0 | 0 | 0 | 0 | 0 | 0 | 0 |  | 487757.8264 | 851382.1684 | 0 | 0 | 74266.4979 | 76494.4928 | 78789.3276 | 81153.0074 | 83587.5976 | 86095.2256 | 88678.0823 | 91338.4248 | 94078.5775 | 96900.9349 | 0 | 0 | 0 | 0 | 0 | 0 | 0 | 0 | 0 | 0 | 480386.1489
CPR AMI Gas Module Installation |  |  |  | Unexecuted new contract Schedule C | 2016-05-27 | reduced construction OH to 3% based on Prop.Acctg approval | CAPEX | 60 | 10% | 3% | 0% |  |  | Execution | Yes | 2900 | 3365.5684 | 0 | 0 | 0 | 336.5568 | 336.5568 | 336.5568 | 336.5568 | 336.5568 | 336.5568 | 336.5568 | 336.5568 | 336.5568 | 336.5568 | 0 | 0 | 0 | 0 | 0 | 0 | 0 |  | 154770.4721 | 270152.1391 | 0 | 0 | 23565.508 | 24272.4732 | 25000.6474 | 25750.6668 | 26523.1868 | 27318.8824 | 28138.4489 | 28982.6024 | 29852.0804 | 30747.6428 | 0 | 0 | 0 | 0 | 0 | 0 | 0 | 0 | 0 | 0 | 152431.3646
[60 empty] | 0 | 0 | 0 | 0
AMI Electric Meter Installation | [59 empty] | 0 | 0 | 0 | 0
AMI Single Phase Meter Installation |  |  |  | L+G 2012 Quote escalated to 2017 | 2016-04-04 | L+G quote of $23.40 in 2012 | CAPEX | 26.34 | 10% | 12% | 0% |  |  | Execution | Yes | 1080160 | 1223033.6594 | 0 | 0 | 0 | 122303.3659 | 122303.3659 | 122303.3659 | 122303.3659 | 122303.3659 | 122303.3659 | 122303.3659 | 122303.3659 | 122303.3659 | 122303.3659 | 0 | 0 | 0 | 0 | 0 | 0 | 0 |  | 26848091.2177 | 46863391.791 | 0 | 0 | 4087917.4072 | 4210554.9294 | 4336871.5773 | 4466977.7246 | 4600987.0563 | 4739016.668 | 4881187.168 | 5027622.7831 | 5178451.4666 | 5333805.0106 | 0 | 0 | 0 | 0 | 0 | 0 | 0 | 0 | 0 | 0 | 26442325.3627
AMI Poly Phase Meter Installation |  |  |  | L+G 2012 Quote escalated to 2017 | 2016-04-04 | L+G quote of $53.20 in 2012 | CAPEX | 59.88 | 10% | 12% | 0% |  |  | Execution | Yes | 48000 | 54348.9998 | 0 | 0 | 0 | 5434.9 | 5434.9 | 5434.9 | 5434.9 | 5434.9 | 5434.9 | 5434.9 | 5434.9 | 5434.9 | 5434.9 | 0 | 0 | 0 | 0 | 0 | 0 | 0 |  | 2712267.89 | 4734268.5087 | 0 | 0 | 412972.6404 | 425361.8196 | 438122.6742 | 451266.3544 | 464804.3451 | 478748.4754 | 493110.9297 | 507904.2576 | 523141.3853 | 538835.6269 | 0 | 0 | 0 | 0 | 0 | 0 | 0 | 0 | 0 | 0 | 2671276.3092
[60 empty] | 0 | 0 | 0 | 0
PSE Labor | [59 empty] | 0 | 0 | 0 | 0
PSE Labor (Initiation) |  |  |  | PSE Staff Estimates collected by Maly Bory and assembled by Will Foster | 2016-04-18 | SJones added inflation rate 4/18 | CAPEX | 1 | 0% | 0% | 0% |  |  | Initiation | Yes |  |  |  | 63831 | 0 | 0 | 0 | 0 | 0 | 0 | 0 | 0 | 0 | 0 | 0 | 0 | 0 | [6 empty] | 59223.4181 | 63831 | 63831 | 0 | 0 | 0 | 0 | 0 | 0 | 0 | 0 | 0 | 0 | 0 | 0 | 0 | 0 | 0 | 0 | 0 | 0 | 63831 | 0 | 0 | 0
PSE Labor (Planning) |  |  |  | PSE Staff Estimates collected by Maly Bory and assembled by Will Foster | 2016-04-18 | "" | CAPEX | 1 | 0% | 0% | 0% |  |  | Planning | Yes |  |  |  | 3936199 | 0 | 0 | 0 | 0 | 0 | 0 | 0 | 0 | 0 | 0 | 0 | 0 | 0 | [6 empty] | 3652068.1017 | 3936199 | 3936199 | 0 | 0 | 0 | 0 | 0 | 0 | 0 | 0 | 0 | 0 | 0 | 0 | 0 | 0 | 0 | 0 | 0 | 0 | 0 | 3936199 | 0 | 0
PSE Labor (Design) |  |  |  | PSE Staff Estimates collected by Maly Bory and assembled by Will Foster, SJ includes C Seese's IT forecast from 10/16 | 2016-04-18 | "", SJ updated IT on 10/17 | CAPEX | 1 | 0% | 0% | 0% |  |  | Design | Yes |  |  |  | 704634.6667 | 4140504 |  | 0 | 0 | 0 | 0 | 0 | 0 | 0 | 0 | 0 | 0 | 0 | [6 empty] | 4218092.5962 | 4845138.6667 | 704634.6667 | 4140504 | 0 | 0 | 0 | 0 | 0 | 0 | 0 | 0 | 0 | 0 | 0 | 0 | 0 | 0 | 0 | 0 | 0 | 0 | 0 | 4845138.6667 | 0
PSE Labor (Execution) |  |  |  | PSE Staff Estimates collected by Maly Bory and assembled by Will Foster, SJ includes C Seese's IT forecast from 10/16 | 2016-04-18 | "", SJ updated IT on 10/17 | CAPEX | 1 | 0% | 0% | 0% |  |  | Execution | Yes |  |  |  | 0 | 8587025 | 2079189.3333 | 118862.3333 | 118862.3333 | 118862.3333 | 118862.3333 | 118862.3333 | 118862.3333 | 118862.3333 | 0 | 0 | 0 | 0 | [6 empty] | 9675803.9568 | 11694834.5356 | 0 | 8587025 | 2141565.0133 | 126101.0494 | 129884.0809 | 133780.6033 | 137794.0214 | 141927.8421 | 146185.6774 | 150571.2477 | 0 | 0 | 0 | 0 | 0 | 0 | 0 | 0 | 0 | 0 | 0 | 0 | 11398077.6106
PSE Labor (Closeout) |  |  |  | PSE Staff Estimates collected by Maly Bory and assembled by Will Foster | 2016-04-18 | "" | CAPEX | 1 | 0% | 0% | 0% |  |  | Close-Out | Yes |  |  |  | 0 | 0 | 0 | 0 | 0 | 0 | 0 | 0 |  |  | 77412.9231 | 6451.0769 | 0 | 0 | [7 empty] | 109676.0141 | 0 | 0 | 0 | 0 | 0 | 0 | 0 | 0 | 0 | 0 | 101006.3061 | 8669.7079 | 107157.5902 | 9197.6932 | 0 | 0 | 0 | 0 | 0 | 0 | 0 | 0 | 0
PSE Labor (AMI Call Center/Support Staffing) |  |  |  | PSE Staff Estimates collected by Maly Bory and assembled by Will Foster | 2016-04-18 |  | CAPEX | 1 | 0% | 0% | 0% |  |  | Execution | Yes |  |  |  | 0 | 0 | 565947.7083 | 565947.7083 | 565947.7083 | 565947.7083 | 565947.7083 | 565947.7083 | 565947.7083 | 565947.7083 | 565947.7083 | 565947.7083 | 0 | 0 | [6 empty] | 3828466.3334 | 6682594.9109 | 0 | 0 | 582926.1395 | 600413.9237 | 618426.3414 | 636979.1317 | 656088.5056 | 675771.1608 | 696044.2956 | 716925.6245 | 738433.3932 | 760586.395 | 0 | 0 | 0 | 0 | 0 | 0 | 0 | 0 | 0 | 0 | 3770605.2027
PSE Labor (AMI Test Lab) |  |  |  | PSE Staff Estimates |  | Estimate based on Ameren visit June 2016 | CAPEX | 1 | 0% | 0% | 0% |  |  | Execution | No |  |  |  | 500000 | 500000 | 0 | 0 | 0 | 0 | 0 | 0 | 0 | 0 | 0 | 0 | [8 empty] | 894329.1526 | 1000000 | 500000 | 500000 | 0 | 0 | 0 | 0 | 0 | 0 | 0 | 0 | 0 | 0 | [10 empty] | 500000
PSE Labor (Project Allowance) |  |  |  | PSE Staff Estimates collected by Maly Bory and assembled by Will Foster | 2016-04-18 | 10% of PSE Labor Costs, SJones added inflation rate | CAPEX | 1 | 0% | 0% | 0% |  |  | Allowance | Yes |  |  |  | 470466.4667 | 1322752.9 | 264513.7042 | 68481.0042 | 68481.0042 | 68481.0042 | 68481.0042 | 68481.0042 | 68481.0042 | 68481.0042 | 64336.0631 | 57239.8785 | 0 | 0 | [6 empty] | 2191190.6271 | 2783227.4127 | 470466.4667 | 1322752.9 | 272449.1153 | 72651.4973 | 74831.0422 | 77075.9735 | 79388.2527 | 81769.9003 | 84222.9973 | 86749.6872 | 83943.9699 | 76925.6103 | 0 | 0 | 0 | 0 | 0 | 0 | 0 | 0 | 0 | 0 | 0
PSE Labor (Project Contingency) |  |  |  | PSE Staff Estimates collected by Maly Bory and assembled by Will Foster | 2016-04-18 | 5% of PSE Labor Costs + Contingency, SJones added inflation rate | CAPEX | 1 | 0% | 0% | 0% |  |  | Contingency | Yes |  |  |  | 235233.2333 | 727514.095 | 145482.5373 | 37664.5523 | 37664.5523 | 37664.5523 | 37664.5523 | 37664.5523 | 37664.5523 | 37664.5523 | 35384.8347 | 31481.9332 | 0 | 0 | [6 empty] | 1183329.531 | 1507251.7537 | 235233.2333 | 727514.095 | 149847.0134 | 39958.3235 | 41157.0732 | 42391.7854 | 43663.539 | 44973.4452 | 46322.6485 | 47712.328 | 46169.1835 | 42309.0857 | 0 | 0 | 0 | 0 | 0 | 0 | 0 | 0 | 0 | 0 | 0
[60 empty] | 0 | 0 | 0 | 0
Other Products | [59 empty] | 0 | 0 | 0 | 0
Recycling and Disposal of AMR Electric Meters |  |  |  | Recent Invoice from Technology Conservation Group (for AMR meter recycling) | 2016-04-13 |  | O&M | 0.5 | 0% |  |  |  |  | Execution | Yes | 1128160 | 1128160 |  |  | 0 | 127738.2659 | 127738.2659 | 127738.2659 | 127738.2659 | 127738.2659 | 127738.2659 | 127738.2659 | 127738.2659 | 127738.2659 | 127738.2659 | 0 | 0 | 0 | 0 | 0 | 0 | 0 |  | 432055.5092 | 754153.6729 | 0 | 0 | 65785.2069 | 67758.7632 | 69791.5261 | 71885.2718 | 74041.83 | 76263.0849 | 78550.9774 | 80907.5068 | 83334.732 | 85834.7739 | 0 | 0 | 0 | 0 | 0 | 0 | 0 | 0 | 0 | 0 | 425525.6829
Recycling and Disposal of AMR Gas Modules |  |  |  | based on electric meter disposal costs |  |  | O&M | 0.5 | 0% |  |  |  |  | Execution | Yes |  |  | QUANTITIES 2017: 0; QUANTITIES 2018: 95046.9009; QUANTITIES 2019: 95046.9009; QUANTITIES 2020: 95046.9009; QUANTITIES 2021: 95046.9009; QUANTITIES 2022: 95046.9009; QUANTITIES 2023: 95046.9009; QUANTITIES 2024: 95046.9009; QUANTITIES 2025: 95046.9009; QUANTITIES 2026: 95046.9009; QUANTITIES 2027: 95046.9009 |  | 321481.8745 | 561147.1936 | 0 | 0 | 48949.154 | 50417.6286 | 51930.1575 | 53488.0622 | 55092.704 | 56745.4852 | 58447.8497 | 60201.2852 | 62007.3238 | 63867.5435
Removal costs of AMR Network Cellmasters |  |  |  | 4th Amendment to Contract |  |  | O&M | 6500 | 10% |  |  |  |  | Execution | Yes | 177 |  | QUANTITIES 2017: 0; QUANTITIES 2018: 17.7; QUANTITIES 2019: 17.7; QUANTITIES 2020: 17.7; QUANTITIES 2021: 17.7; QUANTITIES 2022: 17.7; QUANTITIES 2023: 17.7; QUANTITIES 2024: 17.7; QUANTITIES 2025: 17.7; QUANTITIES 2026: 17.7; QUANTITIES 2027: 17.7 |  | 856106.5797 | 1494335.5837 | 0 | 0 | 130351.65 | 134262.1995 | 138290.0655 | 142438.7674 | 146711.9305 | 151113.2884 | 155646.687 | 160316.0877 | 165125.5703 | 170079.3374
Removal costs of AMR Network MCCs |  |  |  | 4th Amendment to Contract |  |  | O&M | 250 | 10% |  |  |  |  | Execution | Yes | 8770 |  | QUANTITIES 2017: 0; QUANTITIES 2018: 877; QUANTITIES 2019: 877; QUANTITIES 2020: 877; QUANTITIES 2021: 877; QUANTITIES 2022: 877; QUANTITIES 2023: 877; QUANTITIES 2024: 877; QUANTITIES 2025: 877; QUANTITIES 2026: 877; QUANTITIES 2027: 877 |  | 1631476.4676 | 2847745.1257 | 0 | 0 | 248410.25 | 255862.5575 | 263538.4342 | 271444.5873 | 279587.9249 | 287975.5626 | 296614.8295 | 305513.2744 | 314678.6726 | 324119.0328
Recycling and Disposal of AMR Network Equipt |  |  |  | WAG estimate by Laura |  | need to get recycling cost quotation | O&M | 20 | 0% |  |  |  |  | Execution | Yes | 8947 |  | QUANTITIES 2018: 894.7; QUANTITIES 2019: 894.7; QUANTITIES 2020: 894.7; QUANTITIES 2021: 894.7; QUANTITIES 2022: 894.7; QUANTITIES 2023: 894.7; QUANTITIES 2024: 894.7; QUANTITIES 2025: 894.7; QUANTITIES 2026: 894.7; QUANTITIES 2027: 894.7 |  | 121047.5377 | 211288.6961 | 0 | 0 | 18430.82 | 18983.7446 | 19553.2569 | 20139.8546 | 20744.0503 | 21366.3718 | 22007.3629 | 22667.5838 | 23347.6114 | 24048.0397
Warehousing for AMI Electric Meters |  |  |  | L+G PM SWAG | 2016-04-13 |  | CAPEX | 218000 | 10% |  |  |  |  | Execution | Yes |  |  |  |  | 0.25 | 1 | 1 | 1 | 1 | 1 | 1 | 1 | 1 | 1 | 1 | 0 | 0 | 0 | 0 | 0 | 0 | 0 |  | 1673782.5064 | 2891459.4067 | 0 | 59950 | 246994 | 254403.82 | 262035.9346 | 269897.0126 | 277993.923 | 286333.7407 | 294923.7529 | 303771.4655 | 312884.6095 | 322271.1478 | [7 empty] | 0 | 0 | 0 | 1657608.431
Subcontractor Staff for Warehouse |  |  |  | Maly Bory SWAG | 2016-04-13 |  | CAPEX | 200000 | 10% |  |  |  |  | Execution | Yes |  |  |  |  | 0.25 | 1 | 1 | 1 | 1 | 1 | 1 | 1 | 1 | 1 | 1 | 0 | 0 | 0 | 0 | 0 | 0 | 0 |  | 1535580.2811 | 2652715.052 | 0 | 55000 | 226600 | 233398 | 240399.94 | 247611.9382 | 255040.2963 | 262691.5052 | 270572.2504 | 278689.4179 | 287050.1004 | 295661.6035 | [7 empty] | 0 | 0 | 0 | 1520741.6798
Deployment Tool: Gridstream IWR Radio (Serial port) |  |  |  | L+G Contract 4th Amendment | 2016-04-13 |  | CAPEX | 900 | 10% |  |  |  |  | Execution | Yes |  |  |  |  | 10 | 50 | 2 | 2 | 2 | 2 | 2 | 2 | 2 | 2 | 2 | 2 | 2 | 2 | 2 | 2 | 2 | 2 |  | 61009.4559 | 82225.0355 | 0 | 9900 | 50985 | 2100.582 | 2163.5995 | 2228.5074 | 2295.3627 | 2364.2235 | 2435.1503 | 2508.2048 | 2583.4509 | 2660.9544 | 2740.7831 | 2823.0066 | 2907.6968 | 2994.9277 | 3084.7755 | 3177.3187 | 3272.6383 | 0 | 0 | 0 | 72037.2751
Gas Meter indexes (replaces incompatible metal pointers) |  |  |  | WAG estimate by Laura |  | need to get index cost quotation | O&M | 10 | 10% | 10% | 3% | 9.5% |  | Execution | Yes | 24000 | 0 | QUANTITIES 2018: 2400; QUANTITIES 2019: 2400; QUANTITIES 2020: 2400; QUANTITIES 2021: 2400; QUANTITIES 2022: 2400; QUANTITIES 2023: 2400; QUANTITIES 2024: 2400; QUANTITIES 2025: 2400; QUANTITIES 2026: 2400; QUANTITIES 2027: 2400 |  | 154064.3754 | 215464.0269 |  | 0 | 33310.2 | 34309.506 | 35338.7912 | 36398.9549 | 37490.9236 | 38615.6513
Conservation Voltage Reduction - Upgrade Costs |  |  |  | CVR TCO, AMI Model 33 |  | based on 2014 assessment prorated to current deployment schedule | CAPEX | 1 | 10% | 12% | 9.5% |  |  | Execution | No |  |  |  | 0 | 95481 | 98345.43 | 101295.7929 | 423135.0371 | 435829.0882 | 448903.9609 | 462371.0797 | 476242.2121 | 490529.4785 | 505245.3628 | 520402.7237 | 536014.8054 | 552095.2496 | 568658.1071 | 585717.8503 | 603289.3858 | 0 | 0 |  | 2232302.4522 | 4057781.1659 | 0 | 95481 | 98345.43 | 101295.7929 | 423135.0371 | 435829.0882 | 448903.9609 | 462371.0797 | 476242.2121 | 490529.4785 | 505245.3628 | 520402.7237 | [7 empty] | 0 | 0 | 0 | 2065361.3888
Conservation Voltage Reduction - Engineering Costs |  |  |  | CVR TCO, AMI Model 33 |  | based on 2014 assessment prorated to current deployment schedule | O&M | 1 | 0% | 12% | 9.5% |  |  | Execution | No |  |  |  | 0 | 445701.4888 | 459072.5334 | 472844.7094 | 847793.0512 | 873226.8428 | 899423.6481 | 926406.3575 | 954198.5482 | 982824.5047 | 1012309.2398 | 1042678.517 | 1073958.8725 | 1106177.6387 | 1139362.9678 | 1173543.8569 | 1208750.1726 | 541833.3704 | 558088.3715 |  | 5100917.4464 | 8916479.4408 | 0 | 445701.4888 | 459072.5334 | 472844.7094 | 847793.0512 | 873226.8428 | 899423.6481 | 926406.3575 | 954198.5482 | 982824.5047 | 1012309.2398 | 1042678.517 | [7 empty] | 0 | 0 | 0 | 4478767.1424
Totals | [38 empty] | 268438624.7063 | 456347571.5957 | 5910364.3667 | 15943828.4838 | 39582484.9666 | 38317479.4416 | 40146567.1958 | 41350964.2117 | 42591493.138 | 43869237.9322 | 45145540.9493 | 46499907.1778 | 47832439.5919 | 49157264.1403 | 109898.3732 | 12020.6997 | 2907.6968 | 2994.9277 | 3084.7755 | 3177.3187 | 3272.6383 |  |  |  | 225950874.7493
CAPEX | [37 empty] | CAPEX | 259821474.9157 | 441346957.8559 | 5910364.3667 | 15498126.995 | 38578175.1523 | 37283040.3328 | 38720331.9132 | 39881941.8706 | 41078400.1268 | 42310752.1306 | 43580074.6945 | 44887476.9353 | 46171636.4421 | 47446636.896
O&M | [37 empty] | O&M | 8617149.7906 | 15000613.7397 | 0 | 445701.4888 | 1004309.8143 | 1034439.1088 | 1426235.2826 | 1469022.341 | 1513093.0113 | 1558485.8016 | 1565466.2549 | 1612430.2425 | 1660803.1498 | 1710627.2443
[40 empty] | 419812774.5069 |  | 433546000
418467500
15078500
659397500
Note on A31: Sjones: PSE Labor Estimates: Project Management, Project Controls, and Smart Grid Planning worked to gather most comprehensive list possible of anticipated work for AMR  AMI transition across the following areas: • Accounting and Finance • Rates and Regulatory • IT System Implementation • AMI Meter Module replacement • AMI Network deployment • AMI Training • Contracting and Materials Management • Process Development • Project Management These labor assumptions were then parsed out by project scope (Network, Meters/Modules, etc.) and project phase (Planning, Design, Execution) to the appropriate year of the deployment schedule.

## CVR Benefit 10 yr (hidden)
CVR Analysis
| 1 | 2 | 3 | 4 | 5 | 6 | 7 | 8 | 9 | 10 | 11 | 12 | 13 | 14 | 15 | 16 | 17 | 18 | 19 | 20 | 21 | 22 | 23 | 24 | 25
| 2013 | 2014 | 2015 | 2016 | 2017 | 2018 | 2019 | 2020 | 2021 | 2022 | 2023 | 2024 | 2025 | 2026 | 2027 | 2028 | 2029 | 2030 | 2031 | 2032 | 2033 | 2034 | 2035 | 2036 | 2037
Program Information
Yearly Substations Upgraded | 3 | 2 | 3 | 1 | 3 | 3 | 3 | 3 | 12.1667 | 12.1667 | 12.1667 | 12.1667 | 12.1667 | 12.1667 | 12.1667 | 12.1667 | 12.1667 | 12.1667 | 12.1667 | 12.1667 | 11 | 0 | 0 | 0 | 0
Cumulative Substations Upgraded |  | 3 | 5 | 8 | 9 | 12 | 15 | 18 | 21 | 33 | 45 | 57 | 69 | 81 | 93 | 105 | 117 | 129 | 141 | 153 | 165 | 176 | 176 | 176 | 176
Cost of Substation Upgrade LDC ($) | -30000 | -30000 | -30000 | -30900 | -31827 | -32781.81 | -33765.2643 | -34778.2222 | -35821.5689 | -36896.216 | -38003.1024 | -39143.1955 | -40317.4914 | -41527.0161 | -42772.8266 | -44056.0114 | -45377.6917 | -46739.0225 | -48141.1932 | -49585.429 | -51072.9918 | -52605.1816 | -54183.337 | -55808.8372 | -57483.1023
Cost of Substation Upgrade EOL ($) | 0 | 0 | 0 | 0 | 0 | 0 | 0 | 0 | 0 | 0 | 0 | 0 | 0 | 0 | 0 | 0 | 0 | 0 | 0 | 0 | 0 | 0 | 0 | 0 | 0
Variable Program Management Costs ($)/Substation | -16000 | -16480 | -16974.4 | -17483.632 | -18008.141 | -18548.3852 | -19104.8367 | -19677.9818 | -20268.3213 | -20876.3709 | -21502.6621 | -22147.7419 | -22812.1742 | -23496.5394 | -24201.4356 | -24927.4787 | -25675.303 | -26445.5621 | -27238.929 | -28056.0968 | -28897.7798 | -29764.7131 | -30657.6545 | -31577.3842 | -32524.7057
Engineering Labor ($) (1FTE Engineer) | -150000 | -154500 | -159135 | -163909.05 | -168826.3215 | -173891.1111 | -179107.8445 | -184481.0798 | -190015.5122 | -195715.9776 | -201587.4569 | -207635.0806 | -213864.133 | -220280.057 | -226888.4587 | -233695.1125 | -240705.9659 | -247927.1448 | -255364.9592 | -263025.908 | -270916.6852 | -279044.1858 | -287415.5113 | -296037.9767 | -304919.116
Engineering Labor ($) (1FTE Engineer and 1/2 an IT Analyst) | -225000 | -231750 | -238702.5 | -245863.575 | -253239.4823 | -260836.6667 | -268661.7667 | -276721.6197 | -285023.2683 | -293573.9664 | -302381.1854 | -311452.6209 | -320796.1995 | -330420.0855 | -340332.6881 | -350542.6687 | -361058.9488 | -371890.7173 | -383047.4388 | -394538.8619 | -406375.0278 | -418566.2786 | -431123.267 | -444056.965 | -457378.674
Energy and Capacity Costs
Average Avoided Energy Cost ($/MWh) | 42.51 | 44.34 | 46.32 | 24.58 | 26.16 | 27.14 | 27.94 | 28.97 | 31.49 | 33.08 | 34.92 | 37.23 | 41.49 | 49.12 | 51.38 | 54.29 | 58.24 | 62.2 | 64.09 | 68.65 | 71.7 | 74.03 | 76.95 | 76.95 | 76.95
Average Avoided Capacity Cost ($/kW-year) | 190 | 190 | 190 | 190 | 190 | 190 | 190 | 190 | 190 | 190 | 190 | 190 | 190 | 190 | 190 | 190 | 190 | 190 | 190 | 190 | 190 | 190 | 190 | 190 | 190
PSE Annual Load Forecast (GWh) | 23209.4 | 23445.705 | 24139.505 | 24911.194 | 25508.178 | 26067.611 | 26552.986 | 27143.775 | 27520.783 | 28001.882 | 28439.093 | 28952.712 | 29377.773 | 29921.876 | 30474.74 | 31121.074 | 31555.307 | 32106.892 | 32703.541 | 33313.675 | 33938.718 | 32349 | 33053 | 33773.6 | 34509.3
PSE Peak Load Forecast (MW) | 4897.9595 | 4930.2792 | 4969.9512 | 4984.585 | 5008.5741 | 5028.9256 | 5032.4265 | 5049.75 | 5030.8814 | 5033.5695 | 5084.3527 | 5154.6938 | 5231.5237 | 5309.0081 | 5388.7803 | 5470.5157 | 5559.1609 | 5652.1393 | 5497.0754 | 5497.0754 | 5497.0754 | 5497.0754 | 5497.0754 | 5497.0754 | 5497.0754
Savings Calculations
Annual Peak Savings LDC ($) | 0 | 99770.1468 | 166283.578 | 266053.7247 | 299310.4403 | 399080.5871 | 498850.7339 | 598620.8806 | 698391.0274 | 1097471.6145 | 1496552.2016 | 1895632.7887 | 2294713.3757 | 2693793.9628 | 3092874.5499 | 3491955.137 | 3891035.7241 | 4290116.3112 | 4689196.8982 | 5088277.4853 | 5487358.0724 | 5853181.9439 | 5853181.9439 | 5853181.9439 | 5853181.9439 | 65948067.0157
Annual Energy Savings LDC ($) | 0 | 139664.307 | 243168.3469 | 206462.1059 | 247200.1537 | 341947.6132 | 440033.9127 | 547506.7624 | 694321.2267 | 1146167.0733 | 1649890.9339 | 2228108.7245 | 3005806.4556 | 4177455.8078 | 5017016.5743 | 5985185.6777 | 7154441.1445 | 8424586.2766 | 9488069.8123 | 11028094.0112 | 12421429.7397 | 13680088.4222 | 14219678.5639 | 14219678.5639 | 14219678.5639 | 62165126.9199
Upgrade Costs LDC | -90000 | -60000 | -90000 | -30900 | -95481 | -98345.43 | -101295.7929 | -104334.6667 | -435829.0882 | -448903.9609 | -462371.0797 | -476242.2121 | -490529.4785 | -505245.3628 | -520402.7237 | -536014.8054 | -552095.2496 | -568658.1071 | -585717.8503 | -603289.3858 | -561802.9102 | 0 | 0 | 0 | 0 | -6855656.1936
Engineering Labor | -198000 | -187460 | -210058.2 | -181392.682 | -222850.7444 | -229536.2667 | -236422.3547 | -243515.0254 | -436613.4214 | -449711.824 | -463203.1787 | -477099.2741 | -491412.2523 | -506154.6199 | -521339.2585 | -536979.4363 | -553088.8193 | -569681.4839 | -586771.9284 | -604375.0863 | -588792.2625 | -279044.1858 | -287415.5113 | -296037.9767 | -304919.116 | -7905665.8564
LDC Overall Program Benefits | 0 | 239434.4538 | 409451.9248 | 472515.8306 | 546510.594 | 741028.2003 | 938884.6465 | 1146127.643 | 1392712.2541 | 2243638.6878 | 3146443.1354 | 4123741.5131 | 5300519.8313 | 6871249.7706 | 8109891.1242 | 9477140.8146 | 11045476.8686 | 12714702.5877 | 14177266.7105 | 16116371.4965 | 17908787.8121 | 19533270.3661 | 20072860.5078 | 20072860.5078 | 20072860.5078 | 99213108.0876
NPV LDC Program Benefits | 31055692.9047 |  |  |  | 33256.7156 | 99770.1468 | 99770.1468 | 99770.1468 | 99770.1468 | 399080.5871 | 399080.5871 | 399080.5871 | 399080.5871 | 399080.5871 | 399080.5871 | [10 empty] | 33882513.7299
[5 empty] | 40738.0477 | 94747.4595 | 98086.2995 | 107472.8497 | 146814.4644 | 451845.8466 | 503723.8605 | 578217.7906 | 777697.7311 | 1171649.3522 | 839560.7665
Annual Peak Savings EOL ($) | 0 | 0 | 0 | 0 | 314987.7481 | 354361.2167 | 472481.6222 | 590602.0278 | 708722.4333 | 826842.8389 | 1299324.4611 | 1771806.0833 | 2244287.7055 | 2716769.3277 | 3189250.95 | 3661732.5722 | 4134214.1944 | 4606695.8166 | 5079177.4388 | 5551659.061 | 6024140.6833 | 6496622.3055 | 6929730.4592 | 6929730.4592 | 6929730.4592 | 37522915.4977
Annual Energy Savings EOL($) | 0 | 0 | 0 | 0 | 260148.0244 | 303630.3347 | 416773.8419 | 540172.611 | 704592.4274 | 863530.3403 | 1432454.9763 | 2082563.9944 | 2939754.7183 | 4213085.3225 | 5173350.751 | 6276182.9653 | 7601573.0079 | 9046259.7147 | 10277152.1807 | 12032405.5085 | 13636514.9224 | 15183940.7071 | 16835037.8663 | 16835037.8663 | 16835037.8663 | 64163630.7195
Upgrade Costs | 0 | 0 | 0 | 0 | 0 | 0 | 0 | 0 | 0 | 0 | 0 | 0 | 0 | 0 | 0 | 0 | 0 | 0 | 0 | 0 | 0 | 0 | 0 | 0 | 0 | 0
Engineering Labor | 0 | 0 | 0 | -181392.682 | -222850.7444 | -229536.2667 | -236422.3547 | -243515.0254 | -436613.4214 | -449711.824 | -463203.1787 | -477099.2741 | -491412.2523 | -506154.6199 | -521339.2585 | -536979.4363 | -553088.8193 | -569681.4839 | -586771.9284 | -604375.0863 | -588792.2625 | -279044.1858 | -287415.5113 | -296037.9767 | -304919.116 | -7310147.6564
EOL Overall Program Benefits | 0 | 0 | 0 | 0 | 575135.7726 | 657991.5514 | 889255.4641 | 1130774.6387 | 1413314.8608 | 1690373.1792 | 2731779.4374 | 3854370.0777 | 5184042.4238 | 6929854.6502 | 8362601.701 | 9937915.5375 | 11735787.2023 | 13652955.5313 | 15356329.6195 | 17584064.5695 | 19660655.6057 | 21680563.0126 | 23764768.3255 | 23764768.3255 | 23764768.3255 | 101686546.2172
NPV EOL Program Benefits | 30805111.8192 | [24 empty] | 30805111.8192
AVFC Incremental Peak Savings | 0 | -99770.1468 | -166283.578 | -266053.7247 | 15677.3078 | -44719.3704 | -26369.1116 | -8018.8529 | 10331.4059 | -270628.7756 | -197227.7405 | -123826.7053 | -50425.6702 | 22975.3649 | 96376.4001 | 169777.4352 | 243178.4703 | 316579.5055 | 389980.5406 | 463381.5757 | 536782.6108 | 643440.3616 | 1076548.5153 | 1076548.5153 | 1076548.5153 | 474934.33
AVFC Incremental Energy Savings | 0 | -139664.307 | -243168.3469 | -206462.1059 | 12947.8708 | -38317.2784 | -23260.0708 | -7334.1514 | 10271.2007 | -282636.733 | -217435.9575 | -145544.73 | -66051.7373 | 35629.5147 | 156334.1767 | 290997.2877 | 447131.8633 | 621673.4381 | 789082.3684 | 1004311.4973 | 1215085.1827 | 1503852.285 | 2615359.3024 | 2615359.3024 | 2615359.3024 | 1998503.7996
AVFC Installation Premium | 90000 | 60000 | 90000 | 30900 | 95481 | 98345.43 | 101295.7929 | 104334.6667 | 435829.0882 | 448903.9609 | 462371.0797 | 476242.2121 | 490529.4785 | 505245.3628 | 520402.7237 | 536014.8054 | 552095.2496 | 568658.1071 | 585717.8503 | 603289.3858 | 561802.9102 | 0 | 0 | 0 | 0 | 6855656.1936
Annual AVFC Incremental Savings | 0 | -239434.4538 | -409451.9248 | -472515.8306 | 28625.1786 | -83036.6489 | -49629.1824 | -15353.0042 | 20602.6067 | -553265.5086 | -414663.698 | -269371.4354 | -116477.4075 | 58604.8796 | 252710.5768 | 460774.7228 | 690310.3336 | 938252.9436 | 1179062.909 | 1467693.073 | 1751867.7936 | 2147292.6465 | 3691907.8177 | 3691907.8177 | 3691907.8177 | 2473438.1296
NPV AVFC Incremental Savings | -250581.0855 | [24 empty] | -250581.0855
% Incremental Savings | -0.8069%
20-Year Nominal Incremental Peak Savings ($) | 474934.33
20 -Year Nominal Incremental Energy Savings ($) | 1998503.7996
20 Year Nominal Incremental Installation Premium ($) | 6855656.1936
20 Year Nominal AVFC Savings ($) | 2473438.1296
NPV AVFC Savings ($) | -250581.0855
% Incremental Savings | -0.8069%
|  | 23445705 | 24139505 | 24911194 | 25508178 | 26067611 | 26552986 | 27143775 | 27520783 | 28001882 | 28439093 | 28952712 | 29377773 | 29921876 | 30474740 | 31121074 | 31555307 | 32106892 | 32703541 | 33313675 | 33938718 | 32349000 | 33053000 | 33773600 | 34509300
|  | 23445.705 | 24139.505 | 24911.194 | 25508.178 | 26067.611 | 26552.986 | 27143.775 | 27520.783 | 28001.882 | 28439.093 | 28952.712 | 29377.773 | 29921.876 | 30474.74 | 31121.074 | 31555.307 | 32106.892 | 32703.541 | 33313.675 | 33938.718 | 32349 | 33053 | 33773.6 | 34509.3
Note on D7: Sjones: Updated to 2015 Actual Costs
Note on A22: Puget Sound Energy: Greyed out = not accounted for here - on 2. Meter+Modules under Costs

## MM Repl Benefit 10yr (hidden)
[6 empty] | 1 | 2 | 3 | 4 | 5 | 6 | 7 | 8 | 9 | 10 | 11 | 12 | 13 | 14 | 15 | 16 | 17 | 18 | 19 | 20 | 21
|  |  | Totals | 2015 | 2016 | 2017 | 2018 | 2019 | 2020 | 2021 | 2022 | 2023 | 2024 | 2025 | 2026 | 2027 | 2028 | 2029 | 2030 | 2031 | 2032 | 2033 | 2034 | 2035 | 2036 | 2037
AMR STATUS QUO
AMR Meter/Module Hardware and Installation Costs
| CAPEX | AMR Electric Meter Hardware+ Installation (Growth) |  |  |  | 2414330.5318 | 2517844.9533 | 2625797.5557 | 2738378.6259 | 2855786.6095 | 2978228.4603 | 3105920.0056 | 3239086.3258 | 3377962.152 | 3522792.2793 | 3673831.9983 | 3831347.5452 | 3995616.5712 | 4166928.6317 | 4345585.6968 | 4531902.6835 | 4726208.0111 | 4928844.1796 | 5140168.3738 | 5360553.0928 | 5590386.8066
| CAPEX | AMR Electric Meter Hardware + Installation (Maintenance) |  |  |  | 2090702.3417 | 2180341.2046 | 2273823.3338 | 2371313.5092 | 2472983.5759 | 2579012.7467 | 2689587.9183 | 2804904.0003 | 2925164.2593 | 3050580.6769 | 3181374.3234 | 3317775.7475 | 3460025.3827 | 3608373.971 | 3763083.005 | 3924425.1888 | 4092684.9188 | 4268158.7847 | 4451156.0926 | 4641999.41 | 4841025.1347
| CAPEX | AMR Gas Modules + Installation for Maintenance |  |  |  | 2059940.1486 | 2162182.3251 | 2251748.1181 | 2327680.0483 | 2393558.9665 | 2447050.6108 | 2520462.1291 | 2596075.993 | 2673958.2727 | 2754177.0209 | 2836802.3316 | 2921906.4015 | 3009563.5935 | 3099850.5014 | 3192846.0164 | 3288631.3969 | 3387290.3388 | 3488909.049 | 3593576.3204 | 3701383.61 | 3812425.1183
| O&M | Battery Replacement Program (Battery + Installation) (O&M) |  |  |  | 920820 | 1102472.003 | 3483056.3306 | 626337.3803 | 0 | 0 | 0 | 0 | 0 | 0 | 0 | 0 | 0 | 0 | 0 | 0 | 0 | 0 | 0 | 0 | 0
| CAPEX | Battery Replacement Program (Module + Installation (CAPEX) |  |  |  | 4619528.4998 | 4758114.3547 | 4900857.7854 | 5047883.5189 | 5199320.0245 | 5355299.6253 | 5515958.614 | 5681437.3724 | 5851880.4936 | 6027436.9084 | 6208260.0157 | 6394507.8161 | 6586474.7775 | 6784204.6995 | 6987870.5895 | 7197650.6487 | 7413728.4279 | 7636292.9882 | 7865539.0666 | 8101667.2461 | 8344884.1311
| CAPEX | AMR Network Replacement (failures) |  |  |  | 1056367.4071 | 1088058.4293 | 1120700.1822 | 1154321.1877 | 1188950.8233 | 1224619.348 | 1261357.9285 | 1299198.6663 | 1338174.6263 | 1378319.8651 | 1419669.461 | 1462259.5449 | 1506127.3312 | 1551311.1512 | 1597850.4857 | 1645786.0003 | 1695159.5803 | 1746014.3677 | 1798394.7987 | 1852346.6427 | 1907917.042
|  | Total (nominal) | 378080403.1136
|  | NPV | 169503904.0162 |  |  | 13161688.929 | 13809013.2701 | 16655983.3057 | 14265914.2703 | 14110599.9997 | 14584210.7911 | 15093286.5954 | 15620702.3578 | 16167139.804 | 16733306.7506 | 17319938.1299 | 17927797.0552 | 18557807.6561 | 19210668.9547 | 19887235.7933 | 20588395.9182 | 21315071.2768 | 22068219.3691 | 22848834.6521 | 23657950.0016 | 24496638.2328
AMI DEPLOYMENT |  | Gas Deployment Rate |  | 0% | 0% | 0% | 10% | 20% | 30% | 40% | 50% | 60% | 70% | 80% | 90% | 100% | 100% | 100% | 100% | 100% | 100% | 100% | 100% | 100% | 100% | 100%
|  | Elec Deployment Rate |  | 0% | 0% | 0% | 10% | 20% | 30% | 40% | 50% | 60% | 70% | 80% | 90% | 100% | 100% | 100% | 100% | 100% | 100% | 100% | 100% | 100% | 100% | 100%
|  | Network Deployment Rate |  | 0% | 0% | bar: 1 to 21
AMR Meter/Module Hardware and Installation Costs
| CAPEX | AMR Electric Meter Hardware + Installation (Growth) |  |  |  | 1: 2414330.5318; 2: 2266060.458; 3: 2100638.0445
| CAPEX | AMR Electric Meter Hardware + Installation (Maintenance) |  |  |  | 1: 2090702.3417; 2: 1962307.0842; 3: 1819058.667
| CAPEX | AMR Gas Modules + Installation (Maintenance) |  |  |  | 1: 2059940.1486; 2: 1945964.0926; 3: 1801398.4945
| O&M | Refurbished AMR Electric Meter Hardware + Installation (Growth) |  |  |  | 4: 697496.4889; 5: 623487.1293; 6: 541849.2833; 7: 452064.8571; 8: 353585.3534; 9: 245830.2169; 10: 128185.0937; 11: 0
| O&M | Refurbished AMR Electric Meter Hardware + Installation (Maintenance) |  |  |  | 4: 604000.7876; 5: 539911.9897; 6: 469217.2636; 7: 391467.963; 8: 306189.1139; 9: 212877.9815; 10: 111002.5625; 11: 0
| O&M | RefurbishedAMR Gas Modules + Installation (Maintenance) |  |  |  | 4: 620509.9706; 5: 546918.7615; 6: 465951.1589; 7: 383943.755; 8: 296596.5507; 9: 203662.9648; 10: 104886.4269; 11: 0
| CAPEX | AMR Network Replacement (failures) |  |  |  | 1056367.4071 | 1088058.4293 | 1120700.1822 | 1038889.0689 | 951160.6587 | 857233.5436 | 756814.7571 | 649599.3332 | 535269.8505 | 413495.9595 | 283933.8922 |  | 0 | 0 | 0 | 0 | 0 | 0 | 0 | 0 | 0
AMI Meter/Module Hardware and Installation Costs
| CAPEX | AMI Electric Meter Hardware + Installation (Growth) |  |  |  | 0 | 225012.9357 | 469320.7307 | 734164.2855 | 1020855.4389 | 1330780.7699 | 1665405.5944 | 2026278.1692 | 2415034.1094 | 2833401.0339 | 3283203.448 | 3423970.7959 | 3570773.5437 | 3723870.4594 | 3883531.4054 | 4050037.8144 | 4223683.1857 | 4404773.6023 | 4593628.2705 | 4790580.0825 | 4995976.2036
| CAPEX | AMI Electric Meter Hardware + Installation (Maintenance) | [5 empty] | 0 | 32871.224 | 68561.1554 | 107251.0724 | 149132.6162 | 194408.3464 | 486584.6502 | 592021.4616 | 705605.0077 | 827840.0502 | 959259.6582 | 1000387.916 | 1043279.5479 | 1088010.1585 | 1134658.5941 | 1183307.0813 | 1234041.3724 | 1286950.8963 | 1342128.9159
| CAPEX | AMI Gas Module Hardware + Installation (Growth) |  |  |  | 0 | 121973.0224 | 255033.3925 | 399936.9903 | 557485.502 | 728529.0225 | 913968.7999 | 1114760.1289 | 1331915.402 | 1566507.3266 | 1819672.3162 | 1902376.423 | 1988839.4314 | 2079232.1836 | 2173733.2863 | 2272529.4642 | 2375815.9283 | 2483796.7623 | 2596685.3251 | 2714704.6731 | 2838088.0005
| CAPEX | AMI Gas Module Hardware + Installation (Maintenance) | [5 empty] | 0 | 13572.027 | 28377.7513 | 44501.2802 | 62031.8178 | 81063.9549 | 203395.9481 | 248080.3429 | 296406.3937 | 348612.8223 | 404952.5279 | 423357.6203 | 442599.2241 | 462715.3589 | 483745.7719 | 505732.0173 | 528717.5375 | 552747.7495 | 577870.1348
| CAPEX | AMI Network Replacement (Failures) |  |  |  | #VALUE! | #VALUE! | #VALUE! | #VALUE! | #VALUE! | #VALUE! | #VALUE! | #VALUE! | #VALUE! | #VALUE! | #VALUE! | #VALUE! | #VALUE! | #VALUE! | #VALUE! | #VALUE! | #VALUE! | #VALUE! | #VALUE! | #VALUE! | #VALUE!
|  | Total (nominal) | #VALUE!
|  | NPV | #VALUE! |  |  | #VALUE! | #VALUE! | #VALUE! | #VALUE! | #VALUE! | #VALUE! | #VALUE! | #VALUE! | #VALUE! | #VALUE! | #VALUE! | #VALUE! | #VALUE! | #VALUE! | #VALUE! | #VALUE! | #VALUE! | #VALUE! | #VALUE! | #VALUE! | #VALUE!
[5 empty] | 1 | 2 | 3 | 4 | 5 | 6 | 7 | 8 | 9 | 10 | 11 | 12 | 13 | 14 | 15 | 16 | 17 | 18 | 19 | 20 | 21 | 22
|  | Annual Benefit |  |  |  | #VALUE! | #VALUE! | #VALUE! | #VALUE! | #VALUE! | #VALUE! | #VALUE! | #VALUE! | #VALUE! | #VALUE! | #VALUE! | #VALUE! | #VALUE! | #VALUE! | #VALUE! | #VALUE! | #VALUE! | #VALUE! | #VALUE! | #VALUE! | #VALUE!
|  | PV of Annual Benefit |  |  |  | #VALUE! | #VALUE! | #VALUE! | #VALUE! | #VALUE! | #VALUE! | #VALUE! | #VALUE! | #VALUE! | #VALUE! | #VALUE! | #VALUE! | #VALUE! | #VALUE! | #VALUE! | #VALUE! | #VALUE! | #VALUE! | #VALUE! | #VALUE! | #VALUE!
Note on C28: Puget Sound Energy: Assumes AMR network decommission begins in 2020
Note on C32: lfeins: Assume 3 year warranty addresses 50% of failures during installation years
Note on C34: lfeins: Assume 3 year warranty addresses 50% of failures during deployment years
Note on C43: Puget Sound Energy: Calculated in 2015 dollars

## DA Benefit 10yr (hidden)
| Year | 2014 | 2015 | 2016 | 2017 | 2018 | 2019 | 2020 | 2021 | 2022 | 2023 | 2024 | 2025 | 2026 | 2027 | 2028 | 2029 | 2030 | 2031 | 2032 | 2033 | 2034 | 2035 | 2036 | 2037 | 2038 | 2039 | 2040
Number of Devices |  |  | 0 | 5 | 45 | 85 | 125 | 165 | 205 | 245 | 285 | 325 | 365 | 405 | 445 | 485 | 525 | 565 | 565 | 565 | 565 | 565 | 565 | 565 | 565 | 565 | 565 | 565
Cost/Device/Year |  |  | 120 | 120 | 123.6 | 127.308 | 131.1272 | 135.0611 | 139.1129 | 143.2863 | 147.5849 | 152.0124 | 156.5728 | 161.27 | 166.1081 | 171.0913 | 176.224 | 181.5108 | 186.9561 | 192.5648 | 198.3417 | 204.292 | 210.4207 | 216.7333 | 223.2353 | 229.9324 | 236.8304 | 243.9353
Total Cost of DA Cellular Services |  |  | 0 | 0 | 0 | 0 | 16390.905 | 22285.0744 | 28518.1422 | 35105.1375 | 42061.6862 | 49404.0332 | 57149.0655 | 65314.336 | 73918.0887 | 82979.2836 | 92517.6239 | 102553.5833 | 105630.1908 | 108799.0966 | 112063.0695 | 115424.9616 | 118887.7104 | 122454.3417 | 126127.972 | 129911.8111 | 133809.1655 | 137823.4404
Total Avoided Costs, 2016-2027 | 390146.4687
Total Avoided Costs, 2028-2037 | 1087437.8334
Assume 8 projects per year
Assume 5 devices per project
Note on A2: Sjones: Assumes 5 endpoints installed in 2016, and 9 additional installations/year
Note on A3: Sjones: Backhaul costs from 2015 DA Costs

## Scope Summary 2023 (C) (hidden)
Designated Information is CONFIDENTIAL per Protective Order in UTC Dockets UE-180899 and UG-180900
[18 empty] | QUANTITIES | [23 empty] | COSTS
| Cost Element | Order Number | WBS Element | Source of Cost info | Last Date of Input Change | Notes | Cost Type | Price | Tax | Construction OH | Stores OH | Assessment OH | Population Growth Rate | Project Phase | Inflation? | Total # as of 2016 | Expected total in 2027 | 2015 | 2016 | 2017 | 2018 | 2019 | 2020 | 2021 | 2022 | 2023 | 2024 | 2025 | 2026 | 2027 | 2028 | 2029 | 2030 | 2031 | 2032 | 2033 | 2034 | 2035 | 2036 | 2037 |  | NPV Totals: 2016-2037 | Nominal Totals: 2016-2037 | 2016 | 2017 | 2018 | 2019 | 2020 | 2021 | 2022 | 2023 | 2024 | 2025 | 2026 | 2027 | 2028 | 2029 | 2030 | 2031 | 2032 | 2033 | 2034 | 2035 | 2036 | 2037
Meter & Module Equipment | bar: QUANTITIES 2028 to QUANTITIES 2037
Gas Deployment Rate | [17 empty] | QUANTITIES 2015: 0%; QUANTITIES 2016: 0%; QUANTITIES 2017: 0%; QUANTITIES 2018: 0%; QUANTITIES 2019: 0%; QUANTITIES 2020: 0%; QUANTITIES 2021: 0%; QUANTITIES 2022: 0%; QUANTITIES 2023: 20%; QUANTITIES 2024: 20%; QUANTITIES 2025: 20%; QUANTITIES 2026: 20%; QUANTITIES 2027: 20%
AMI Electric Meters | [17 empty] | QUANTITIES 2015: 0%; QUANTITIES 2016: 0%; QUANTITIES 2017: 0%; QUANTITIES 2018: 0%; QUANTITIES 2019: 0%; QUANTITIES 2020: 0%; QUANTITIES 2021: 0%; QUANTITIES 2022: 0%; QUANTITIES 2023: 20%; QUANTITIES 2024: 20%; QUANTITIES 2025: 20%; QUANTITIES 2026: 20%; QUANTITIES 2027: 20%
FOCUS AX Form 1S |  |  |  | 4th Amendment to Contract & SAP query on counts April 2016. | 2016-04-15 | basic residential meter-120V service | CAPEX | 97 | 10% | 3% | 9.5% |  | 1.25% | Execution | Yes | 1200 | 1358.725 |  |  | 0 | 0 | 0 | 0 | 0 | 0 | 271.745 | 271.745 | 271.745 | 271.745 | 271.745 | 0 | 0 | 0 | 0 | 0 | 0 | 0 |  |  |  |  | 98119.795 | 207312.0313 | 0 | 0 | 0 | 0 | 0 | 0 | 0 | 39048.1688 | 40219.6139 | 41426.2023 | 42668.9884 | 43949.058 | 0 | 0 | 0 | 0 | 0 | 0 | 0
FOCUS AX Form 2S |  |  |  | 4th Amendment to Contract & SAP query on counts April 2016. | 2016-04-15 | basic residential meter-240V service | CAPEX | 87 | 10% | 3% | 9.5% |  | 1.25% | Execution | Yes | 1000000 | 1132270.8297 | 0 | 0 | 0 | 0 | 0 | 0 | 0 | 0 | 226454.1659 | 226454.1659 | 226454.1659 | 226454.1659 | 226454.1659 | 0 | 0 | 0 | 0 | 0 | 0 | 0 |  |  |  |  | 73336960.1471 | 154949714.1328 | 0 | 0 | 0 | 0 | 0 | 0 | 0 | 29185486.9941 | 30061051.604 | 30962883.1521 | 31891769.6466 | 32848522.736 | 0 | 0 | 0 | 0 | 0 | 0 | 0
FOCUS AX Form 2S (Class 320) |  |  |  | 4th Amendment to Contract & SAP query on counts April 2016. | 2016-04-15 | basic residential meter, 400A services | CAPEX | 119 | 10% | 3% | 9.5% |  | 1.25% | Execution | Yes | 660 | 747.2987 |  |  | 0 | 0 | 0 | 0 | 0 | 0 | 149.4597 | 149.4597 | 149.4597 | 149.4597 | 149.4597 | 0 | 0 | 0 | 0 | 0 | 0 | 0 |  |  |  |  | 71356.3666 | 139882.1902 |  | 0 | 0 | 0 | 0 | 0 | 0 | 26347.45 | 27137.8735 | 27952.0097 | 28790.57 | 29654.2871
FOCUS AX Form 3S/4S |  |  |  | 4th Amendment to Contract & SAP query on counts April 2016. | 2016-04-15 | use for single ph, CT-rated customers | CAPEX | 119 | 10% | 3% | 9.5% |  | 1.25% | Execution | Yes | 21300 | 24117.3687 |  |  | 0 | 0 | 0 | 0 | 0 | 0 | 4823.4737 | 4823.4737 | 4823.4737 | 4823.4737 | 4823.4737 | 0 | 0 | 0 | 0 | 0 | 0 | 0 |  |  |  |  | 2136634.401 | 4514379.7749 | 0 | 0 | 0 | 0 | 0 | 0 | 0 | 850304.0676 | 875813.1897 | 902087.5854 | 929150.2129 | 957024.7193 | 0 | 0 | 0 | 0 | 0 | 0 | 0
FOCUS AX-SD Form 12S |  |  |  | 4th Amendment to Contract & SAP query on counts April 2016. | 2016-04-15 | network meter for multifamily dwellings with service disconnect | CAPEX | 210 | 10% | 3% | 9.5% |  | 1.25% | Execution | Yes | 57000 | 64539.4373 | 0 | 0 | 0 | 0 | 0 | 0 | 0 | 0 | 12907.8875 | 12907.8875 | 12907.8875 | 12907.8875 | 12907.8875 | 0 | 0 | 0 | 0 | 0 | 0 | 0 |  |  |  |  | 10090154.172 | 21318943.4272 | 0 | 0 | 0 | 0 | 0 | 0 | 0 | 4015520.452 | 4135986.0655 | 4260065.6475 | 4387867.6169 | 4519503.6454 | 0 | 0 | 0 | 0 | 0 | 0 | 0
FOCUS AX Polyphase (Forms 8/9S, 15/16S) |  |  |  | 4th Amendment to Contract & SAP query on counts April 2016. | 2016-04-15 | use for all 3ph customers that don't require kVARh measurement | CAPEX | 215 | 10% | 3% | 9.5% |  | 1.25% | Execution | Yes | 41200 | 46649.5582 |  |  | 0 | 0 | 0 | 0 | 0 | 0 | 9329.9116 | 9329.9116 | 9329.9116 | 9329.9116 | 9329.9116 | 0 | 0 | 0 | 0 | 0 | 0 | 0 |  |  |  |  | 7466882.678 | 15776374.3424 | 0 | 0 | 0 | 0 | 0 | 0 | 0 | 2971552.2275 | 3060698.7943 | 3152519.7582 | 3247095.3509 | 3344508.2114 | 0 | 0 | 0 | 0 | 0 | 0 | 0
S4X (Forms 8/9S, 15/16S) |  |  |  | 4th Amendment to Contract & SAP query on counts April 2016. | 2016-04-15 | used only for customers requiring kVARh measurement | CAPEX | 250 | 10% | 3% | 9.5% |  | 1.25% | Execution | Yes | 6800 | 7699.4416 | 0 | 0 | 0 | 0 | 0 | 0 | 0 | 0 | 1539.8883 | 1539.8883 | 1539.8883 | 1539.8883 | 1539.8883 | 0 | 0 | 0 | 0 | 0 | 0 | 0 |  |  |  |  | 1433021.0603 | 3027753.0348 | 0 | 0 | 0 | 0 | 0 | 0 | 0 | 570291.1252 | 587399.8589 | 605021.8547 | 623172.5103 | 641867.6856 | 0 | 0 | 0 | 0 | 0 | 0 | 0
Disconnect Switch Adder |  |  |  | 5th Amendment to Contract & SAP query on counts April 2016. |  | Additional cost for Service disconnect on Form 1S, 2S meters | CAPEX | 22 | 10% | 3% | 9.5% |  |  |  |  | 1001200 | 1133629.5547 | QUANTITIES 2017: 0; QUANTITIES 2018: 0; QUANTITIES 2019: 0; QUANTITIES 2020: 0; QUANTITIES 2021: 0; QUANTITIES 2022: 0; QUANTITIES 2023: 226725.9109; QUANTITIES 2024: 226725.9109; QUANTITIES 2025: 226725.9109; QUANTITIES 2026: 226725.9109; QUANTITIES 2027: 226725.9109 |  | 18567232.4021 | 39229705.556 | 0 | 0 | 0 | 0 | 0 | 0 | 0 | 7389094.3762 | 7610767.2075 | 7839090.2237 | 8074262.9304 | 8316490.8183
[42 empty] | 0 | 0
AMI Gas Modules | [41 empty] | 0 | 0
American Residential AMI Gas Module |  |  |  | 4th Amendment to Contract & SAP query on counts April 2016. | 2016-04-13 |  | CAPEX | 63 | 10% | 3% | 9.5% |  | 1.5% | Execution | Yes | 796291 | 924128.2141 | 0 | 0 | 0 | 0 | 0 | 0 | 0 | 0 | 184825.6428 | 184825.6428 | 184825.6428 | 184825.6428 | 184825.6428 | 0 | 0 | 0 | 0 | 0 | 0 | 0 |  |  |  |  | 43343712.9901 | 91578597.2558 | 0 | 0 | 0 | 0 | 0 | 0 | 0 | 17249247.4356 | 17766724.8586 | 18299726.6044 | 18848718.4025 | 19414179.9546 | 0 | 0 | 0 | 0 | 0 | 0 | 0
American Commercial AMI Gas Module |  |  |  | 4th Amendment to Contract & SAP query on counts April 2016. | 2016-04-13 |  | CAPEX | 183 | 10% | 3% | 9.5% |  | 1.5% | Execution | Yes | 22697 | 26340.7951 | 0 | 0 | 0 | 0 | 0 | 0 | 0 | 0 | 5268.159 | 5268.159 | 5268.159 | 5268.159 | 5268.159 | 0 | 0 | 0 | 0 | 0 | 0 | 0 |  |  |  |  | 3588668.1698 | 7582303.7377 | 0 | 0 | 0 | 0 | 0 | 0 | 0 | 1428161.5707 | 1471006.4179 | 1515136.6104 | 1560590.7087 | 1607408.43 | 0 | 0 | 0 | 0 | 0 | 0 | 0
CPR AMI Gas Module and install kit (for Rotary & Turbine Meters) |  |  |  | Unexecuted new contract Schedule A & SAP query on counts April 2016. | 2016-04-14 |  | CAPEX | 277.43 | 10% | 3% | 9.5% |  | 1.5% | Execution | Yes | 2900 | 3365.5684 | 0 | 0 | 0 | 0 | 0 | 0 | 0 | 0 | 673.1137 | 673.1137 | 673.1137 | 673.1137 | 673.1137 | 0 | 0 | 0 | 0 | 0 | 0 | 0 |  |  |  |  | 695128.6285 | 1468699.8487 | 0 | 0 | 0 | 0 | 0 | 0 | 0 | 276636.3305 | 284935.4204 | 293483.483 | 302287.9875 | 311356.6272 | 0 | 0 | 0 | 0 | 0 | 0 | 0
[42 empty] | 0 | 0
Labor | [41 empty] | 0 | 0
AMI Gas Module Installation | [41 empty] | 0 | 0
Residential AMI Gas Module Installation |  |  |  | 4th Amendment to Contract | 2016-05-27 | reduced construction OH to 3% based on Prop.Acctg approval | CAPEX | 24.16 | 10% | 3% | 0% |  |  | Execution | Yes | 796291 | 924128.2141 | 0 | 0 | 0 | 0 | 0 | 0 | 0 | 0 | 184825.6428 | 184825.6428 | 184825.6428 | 184825.6428 | 184825.6428 | 0 | 0 | 0 | 0 | 0 | 0 | 0 |  |  |  |  | 15179881.2183 | 32072753.6377 | 0 | 0 | 0 | 0 | 0 | 0 | 0 | 6041049.7651 | 6222281.258 | 6408949.6958 | 6601218.1866 | 6799254.7322 | 0 | 0 | 0 | 0 | 0 | 0 | 0
Commercial AMI Gas Module Installation |  |  |  | 4th Amendment to Contract | 2016-05-27 | reduced construction OH to 3% based on Prop.Acctg approval | CAPEX | 24.16 | 10% | 3% | 0% |  |  | Execution | Yes | 22697 | 26340.7951 | 0 | 0 | 0 | 0 | 0 | 0 | 0 | 0 | 5268.159 | 5268.159 | 5268.159 | 5268.159 | 5268.159 | 0 | 0 | 0 | 0 | 0 | 0 | 0 |  |  |  |  | 432678.2094 | 914182.4902 | 0 | 0 | 0 | 0 | 0 | 0 | 0 | 172190.4511 | 177356.1647 | 182676.8496 | 188157.1551 | 193801.8697 | 0 | 0 | 0 | 0 | 0 | 0 | 0
CPR AMI Gas Module Installation |  |  |  | Unexecuted new contract Schedule C | 2016-05-27 | reduced construction OH to 3% based on Prop.Acctg approval | CAPEX | 60 | 10% | 3% | 0% |  |  | Execution | Yes | 2900 | 3365.5684 | 0 | 0 | 0 | 0 | 0 | 0 | 0 | 0 | 673.1137 | 673.1137 | 673.1137 | 673.1137 | 673.1137 | 0 | 0 | 0 | 0 | 0 | 0 | 0 |  |  |  |  | 137293.1547 | 290079.3138 | 0 | 0 | 0 | 0 | 0 | 0 | 0 | 54637.7648 | 56276.8978 | 57965.2047 | 59704.1608 | 61495.2857 | 0 | 0 | 0 | 0 | 0 | 0 | 0
[42 empty] | 0 | 0
AMI Electric Meter Installation | [41 empty] | 0 | 0
AMI Single Phase Meter Installation |  |  |  | L+G 2012 Quote escalated to 2017 | 2016-04-04 | L+G quote of $23.40 in 2012 | CAPEX | 26.34 | 10% | 12% | 0% |  |  | Execution | Yes | 1080160 | 1223033.6594 | 0 | 0 | 0 | 0 | 0 | 0 | 0 | 0 | 244606.7319 | 244606.7319 | 244606.7319 | 244606.7319 | 244606.7319 | 0 | 0 | 0 | 0 | 0 | 0 | 0 |  |  |  |  | 23816294.4883 | 50320166.1926 | 0 | 0 | 0 | 0 | 0 | 0 | 0 | 9478033.336 | 9762374.3361 | 10055245.5662 | 10356902.9332 | 10667610.0212 | 0 | 0 | 0 | 0 | 0 | 0 | 0
AMI Poly Phase Meter Installation |  |  |  | L+G 2012 Quote escalated to 2017 | 2016-04-04 | L+G quote of $53.20 in 2012 | CAPEX | 59.88 | 10% | 12% | 0% |  |  | Execution | Yes | 48000 | 54348.9998 | 0 | 0 | 0 | 0 | 0 | 0 | 0 | 0 | 10869.8 | 10869.8 | 10869.8 | 10869.8 | 10869.8 | 0 | 0 | 0 | 0 | 0 | 0 | 0 |  |  |  |  | 2405987.4602 | 5083481.3498 | 0 | 0 | 0 | 0 | 0 | 0 | 0 | 957496.9509 | 986221.8594 | 1015808.5152 | 1046282.7706 | 1077671.2537 | 0 | 0 | 0 | 0 | 0 | 0 | 0
[42 empty] | 0 | 0
PSE Labor | [41 empty] | 0 | 0
PSE Labor (Initiation) |  |  |  | PSE Staff Estimates collected by Maly Bory and assembled by Will Foster | 2016-04-18 | SJones added inflation rate 4/18 | CAPEX | 1 | 0% | 0% | 0% |  |  | Initiation | Yes |  |  | QUANTITIES 2022: 76217.5521; QUANTITIES 2023: 0; QUANTITIES 2024: 0; QUANTITIES 2025: 0; QUANTITIES 2026: 0; QUANTITIES 2027: 0; QUANTITIES 2028: 0; QUANTITIES 2029: 0 |  | 52296.6494 | 88357.0322 | 0 | 0 | 0 | 0 | 0 | 0 | 88357.0322 | 0 | 0 | 0 | 0 | 0 | 0 | 0 | 0 | 0 | 0 | 0 | 0
PSE Labor (Planning) |  |  |  | PSE Staff Estimates collected by Maly Bory and assembled by Will Foster | 2016-04-18 | "" | CAPEX | 1 | 0% | 0% | 0% |  |  | Planning | Yes |  |  | QUANTITIES 2022: 4700027.4555; QUANTITIES 2023: 0; QUANTITIES 2024: 0; QUANTITIES 2025: 0; QUANTITIES 2026: 0; QUANTITIES 2027: 0; QUANTITIES 2028: 0; QUANTITIES 2029: 0 |  | 3224922.3611 | 5448619.9777 | 0 | 0 | 0 | 0 | 0 | 0 | 5448619.9777 | 0 | 0 | 0 | 0 | 0 | 0 | 0 | 0 | 0 | 0 | 0 | 0
PSE Labor (Design) |  |  |  | PSE Staff Estimates collected by Maly Bory and assembled by Will Foster, SJ includes C Seese's IT forecast from 10/16 | 2016-04-18 | "", SJ updated IT on 10/17 | CAPEX | 1 | 0% | 0% | 0% |  |  | Design | Yes |  |  | QUANTITIES 2022: 841370.6419; QUANTITIES 2023: 5092297.6593; QUANTITIES 2025: 0; QUANTITIES 2026: 0; QUANTITIES 2027: 0; QUANTITIES 2028: 0; QUANTITIES 2029: 0 |  | 3916423.6549 | 7055848.8868 | 0 | 0 | 0 | 0 | 0 | 0 | 975379.1721 | 6080469.7147 | 0 | 0 | 0 | 0 | 0 | 0 | 0 | 0 | 0 | 0 | 0
PSE Labor (Execution) |  |  |  | PSE Staff Estimates collected by Maly Bory and assembled by Will Foster, SJ includes C Seese's IT forecast from 10/16 | 2016-04-18 | "", SJ updated IT on 10/17 | CAPEX | 1 | 0% | 0% | 0% |  |  | Execution | Yes |  |  | QUANTITIES 2022: 0; QUANTITIES 2023: 10560957.6292; QUANTITIES 2024: 2633854.841; QUANTITIES 2025: 155088.3851; QUANTITIES 2026: 159741.0367; QUANTITIES 2027: 164533.2678; QUANTITIES 2028: 0; QUANTITIES 2029: 0 |  | 8849774.0493 | 16475651.0457 | 0 | 0 | 0 | 0 | 0 | 0 | 0 | 12610335.7108 | 3239309.2343 | 196461.3262 | 208425.821 | 221118.9535 | 0 | 0 | 0 | 0 | 0 | 0 | 0
PSE Labor (Closeout) |  |  |  | PSE Staff Estimates collected by Maly Bory and assembled by Will Foster | 2016-04-18 | "" | CAPEX | 1 | 0% | 0% | 0% |  |  | Close-Out | Yes |  |  | QUANTITIES 2022: 0; QUANTITIES 2023: 0; QUANTITIES 2024: 0; QUANTITIES 2025: 0; QUANTITIES 2026: 0; QUANTITIES 2027: 0; QUANTITIES 2028: 0; QUANTITIES 2029: 0 |  | 0 | 0 | 0 | 0 | 0 | 0 | 0 | 0 | 0 | 0 | 0 | 0 | 0 | 0 | 0 | 0 | 0 | 0 | 0 | 0 | 0
PSE Labor (AMI Call Center/Support Staffing) |  |  |  | PSE Staff Estimates collected by Maly Bory and assembled by Will Foster | 2016-04-18 |  | CAPEX | 1 | 0% | 0% | 0% |  |  | Execution | Yes |  |  | QUANTITIES 2022: 0; QUANTITIES 2023: 0; QUANTITIES 2024: 565947.7083; QUANTITIES 2025: 565947.7083; QUANTITIES 2026: 565947.7083; QUANTITIES 2027: 565947.7083; QUANTITIES 2028: 0; QUANTITIES 2029: 0 |  | 1326967.3052 | 2911989.7083 | 0 | 0 | 0 | 0 | 0 | 0 | 0 | 0 | 696044.2956 | 716925.6245 | 738433.3932 | 760586.395 | 0 | 0 | 0 | 0 | 0 | 0 | 0
PSE Labor (AMI Test Lab) |  |  |  | PSE Staff Estimates |  | Estimate based on Ameren visit June 2016 | CAPEX | 1 | 0% | 0% | 0% |  |  | Execution | No |  |  | QUANTITIES 2022: 500000; QUANTITIES 2023: 500000; QUANTITIES 2024: 0; QUANTITIES 2025: 0; QUANTITIES 2026: 0; QUANTITIES 2027: 0 |  | 670934.4532 | 1176663.1854 | 0 | 0 | 0 | 0 | 0 | 0 | 579637.0371 | 597026.1483 | 0 | 0 | 0 | 0
PSE Labor (Project Allowance) |  |  |  | PSE Staff Estimates collected by Maly Bory and assembled by Will Foster | 2016-04-18 | 10% of PSE Labor Costs, SJones added inflation rate | CAPEX | 1 | 0% | 0% | 0% |  |  | Allowance | Yes |  |  | QUANTITIES 2022: 561761.565; QUANTITIES 2023: 1565325.5289; QUANTITIES 2024: 263385.4841; QUANTITIES 2025: 15508.8385; QUANTITIES 2026: 15974.1037; QUANTITIES 2027: 16453.3268; QUANTITIES 2028: 0; QUANTITIES 2029: 0 |  | 1604341.6715 | 2906847.6942 | 0 | 0 | 0 | 0 | 0 | 0 | 651235.6182 | 1869080.5425 | 323930.9234 | 19646.1326 | 20842.5821 | 22111.8953 | 0 | 0 | 0 | 0 | 0 | 0 | 0
PSE Labor (Project Contingency) |  |  |  | PSE Staff Estimates collected by Maly Bory and assembled by Will Foster | 2016-04-18 | 5% of PSE Labor Costs + Contingency, SJones added inflation rate | CAPEX | 1 | 0% | 0% | 0% |  |  | Contingency | Yes |  |  | QUANTITIES 2022: 280880.7825; QUANTITIES 2023: 782662.7644; QUANTITIES 2024: 131692.7421; QUANTITIES 2025: 7754.4193; QUANTITIES 2026: 7987.0518; QUANTITIES 2027: 8226.6634; QUANTITIES 2028: 0; QUANTITIES 2029: 0 |  | 802170.8357 | 1453423.8471 | 0 | 0 | 0 | 0 | 0 | 0 | 325617.8091 | 934540.2713 | 161965.4617 | 9823.0663 | 10421.291 | 11055.9477 | 0 | 0 | 0 | 0 | 0 | 0 | 0
[42 empty] | 0 | 0
Other Products | [41 empty] | 0 | 0
Recycling and Disposal of AMR Electric Meters |  |  |  | Recent Invoice from Technology Conservation Group (for AMR meter recycling) | 2016-04-13 |  | O&M | 0.5 | 0% |  |  |  |  | Execution | Yes | 1128160 | 1128160 |  |  | 0 | 0 | 0 | 0 | 0 | 0 | 255476.5318 | 255476.5318 | 255476.5318 | 255476.5318 | 255476.5318 | 0 | 0 | 0 | 0 | 0 | 0 | 0 |  |  |  |  | 383266.0266 | 809782.1499 | 0 | 0 | 0 | 0 | 0 | 0 | 0 | 152526.1698 | 157101.9549 | 161815.0135 | 166669.4639 | 171669.5478 | 0 | 0 | 0 | 0 | 0 | 0 | 0
Recycling and Disposal of AMR Gas Modules |  |  |  | based on electric meter disposal costs |  |  | O&M | 0.5 | 0% |  |  |  |  | Execution | Yes |  |  | QUANTITIES 2017: 0; QUANTITIES 2018: 0; QUANTITIES 2019: 0; QUANTITIES 2020: 0; QUANTITIES 2021: 0; QUANTITIES 2022: 0; QUANTITIES 2023: 190093.8018; QUANTITIES 2024: 190093.8018; QUANTITIES 2025: 190093.8018; QUANTITIES 2026: 190093.8018; QUANTITIES 2027: 190093.8018 |  | 285178.8209 | 602538.9746 | 0 | 0 | 0 | 0 | 0 | 0 | 0 | 113490.9703 | 116895.6994 | 120402.5704 | 124014.6475 | 127735.087
Removal costs of AMR Network Cellmasters |  |  |  | 4th Amendment to Contract |  |  | O&M | 6500 | 10% |  |  |  |  | Execution | Yes | 177 |  | QUANTITIES 2017: 0; QUANTITIES 2023: 35.4; QUANTITIES 2024: 17.7; QUANTITIES 2025: 17.7; QUANTITIES 2026: 17.7; QUANTITIES 2027: 17.7 |  | 462700.3003 | 953394.2591 | 0 | 0 | 0 | 0 | 0 | 0 | 0 | 302226.5768 | 155646.687 | 160316.0877 | 165125.5703 | 170079.3374
Removal costs of AMR Network MCCs |  |  |  | 4th Amendment to Contract |  |  | O&M | 250 | 10% |  |  |  |  | Execution | Yes | 8770 |  | QUANTITIES 2017: 0; QUANTITIES 2023: 1754; QUANTITIES 2024: 877; QUANTITIES 2025: 877; QUANTITIES 2026: 877; QUANTITIES 2027: 877 |  | 881764.8052 | 1816876.9345 | 0 | 0 | 0 | 0 | 0 | 0 | 0 | 575951.1252 | 296614.8295 | 305513.2744 | 314678.6726 | 324119.0328
Recycling and Disposal of AMR Network Equipt |  |  |  | WAG estimate by Laura |  | need to get recycling cost quotation | O&M | 20 | 0% |  |  |  |  | Execution | Yes | 8947 |  | QUANTITIES 2018: 0; QUANTITIES 2019: 0; QUANTITIES 2020: 0; QUANTITIES 2021: 0; QUANTITIES 2022: 0; QUANTITIES 2023: 1789.4; QUANTITIES 2024: 894.7; QUANTITIES 2025: 894.7; QUANTITIES 2026: 894.7; QUANTITIES 2027: 894.7 |  | 65422.616 | 134803.3414 | 0 | 0 | 0 | 0 | 0 | 0 | 0 | 42732.7436 | 22007.3629 | 22667.5838 | 23347.6114 | 24048.0397
Warehousing for AMI Electric Meters |  |  |  | L+G PM SWAG | 2016-04-13 |  | CAPEX | 218000 | 10% |  |  |  |  | Execution | Yes |  |  | QUANTITIES 2022: 0.25; QUANTITIES 2023: 1; QUANTITIES 2024: 1; QUANTITIES 2025: 1; QUANTITIES 2026: 1; QUANTITIES 2027: 1; QUANTITIES 2028: 0; QUANTITIES 2029: 0; QUANTITIES 2030: 0; QUANTITIES 2031: 0; QUANTITIES 2032: 0; QUANTITIES 2033: 0; QUANTITIES 2034: 0 |  | 760630.8443 | 1589683.1972 | 0 | 0 | 0 | 0 | 0 | 0 | 69498.4808 | 286333.7407 | 294923.7529 | 303771.4655 | 312884.6095 | 322271.1478
Subcontractor Staff for Warehouse |  |  |  | Maly Bory SWAG | 2016-04-13 |  | CAPEX | 200000 | 10% |  |  |  |  | Execution | Yes |  |  | QUANTITIES 2022: 0.25; QUANTITIES 2023: 1; QUANTITIES 2024: 1; QUANTITIES 2025: 1; QUANTITIES 2026: 1; QUANTITIES 2027: 1; QUANTITIES 2028: 0; QUANTITIES 2029: 0; QUANTITIES 2030: 0; QUANTITIES 2031: 0; QUANTITIES 2032: 0; QUANTITIES 2033: 0; QUANTITIES 2034: 0 |  | 697826.4627 | 1458424.9515 | 0 | 0 | 0 | 0 | 0 | 0 | 63760.0741 | 262691.5052 | 270572.2504 | 278689.4179 | 287050.1004 | 295661.6035
Deployment Tool: Gridstream IWR Radio (Serial port) |  |  |  | L+G Contract 4th Amendment | 2016-04-13 |  | CAPEX | 900 | 10% |  |  |  |  | Execution | Yes |  |  | QUANTITIES 2022: 15; QUANTITIES 2023: 75; QUANTITIES 2024: 4; QUANTITIES 2025: 4; QUANTITIES 2026: 4; QUANTITIES 2027: 4; QUANTITIES 2028: 2; QUANTITIES 2029: 2; QUANTITIES 2030: 2; QUANTITIES 2031: 2; QUANTITIES 2032: 2; QUANTITIES 2033: 2; QUANTITIES 2034: 2 |  | 74509.7432 | 147250.2703 | 0 | 0 | 0 | 0 | 0 | 0 | 17215.22 | 88658.383 | 4870.3005 | 5016.4095 | 5166.9018 | 5321.9089 | 2740.7831 | 2823.0066 | 2907.6968 | 2994.9277 | 3084.7755 | 3177.3187 | 3272.6383
Gas Meter indexes (replaces incompatible metal pointers) |  |  |  | WAG estimate by Laura |  | need to get index cost quotation | O&M | 10 | 10% | 10% | 3% | 9.5% |  | Execution | Yes | 24000 | 0 | QUANTITIES 2022: 4800; QUANTITIES 2023: 4800; QUANTITIES 2024: 4800; QUANTITIES 2025: 4800; QUANTITIES 2026: 4800 |  | 93544.5048 | 152213.1497 |  | 0 | 0 | 0 | 0 | 0 | 74981.8471 | 77231.3025
Conservation Voltage Reduction - Upgrade Costs |  |  |  | CVR TCO, AMI Model 33 |  | based on 2014 assessment prorated to current deployment schedule | CAPEX | 1 | 10% | 12% | 9.5% |  |  | Execution | No |  |  | QUANTITIES 2022: 980584; QUANTITIES 2023: 1305106; QUANTITIES 2024: 1645241; QUANTITIES 2025: 2126382; QUANTITIES 2026: 2626476; QUANTITIES 2027: 3084680; QUANTITIES 2028: 2179399; QUANTITIES 2029: 2233884; QUANTITIES 2030: 2289731; QUANTITIES 2031: 2346974; QUANTITIES 2032: 2405649; QUANTITIES 2033: 2465790; QUANTITIES 2034: 1684957 |  | 7484335.2459 | 15876135.4198 | 0 | 0 | 0 | 0 | 0 | 0 | 1322847.0394 | 1760640.1982 | 2219495.9186 | 2868574.3733 | 3543221.183 | 4161356.7072
Conservation Voltage Reduction - Engineering Costs |  |  |  | CVR TCO, AMI Model 33 |  | based on 2014 assessment prorated to current deployment schedule | O&M | 1 | 0% | 12% | 9.5% |  |  | Execution | No |  |  | QUANTITIES 2022: 653149; QUANTITIES 2023: 960680; QUANTITIES 2024: 1337008; QUANTITIES 2025: 1797651; QUANTITIES 2026: 2351381; QUANTITIES 2027: 3000388; QUANTITIES 2028: 2606937; QUANTITIES 2029: 2867630; QUANTITIES 2030: 3139729; QUANTITIES 2031: 3423641; QUANTITIES 2032: 3719786; QUANTITIES 2033: 4028598; QUANTITIES 2034: 4276789 |  | 5761060.3951 | 12386955.1848 | 0 | 0 | 0 | 0 | 0 | 0 | 801021.9336 | 1178177.952 | 1639706.6112 | 2204639.1864 | 2883733.6584 | 3679675.8432
[42 empty] | 0 | 0
[42 empty] | 0 | 0
[18 empty] | QUANTITIES 2015: QUANTITIES |  | 0 | 0
Network Equipment | Cost Element | Order Number | WBS Element | [38 empty] | 0 | 0 | [12 empty] | 2030 Costs | 2032 Costs | 2033 Costs | 2034 Costs
Gap Collectors |  |  |  | L+G Amendment | 2016-04-18 |  | CAPEX | 7065 | 10% | 3% | 0% |  |  | Execution | No |  |  | QUANTITIES 2022: 352; QUANTITIES 2023: 529; QUANTITIES 2024: 529 | 0 | 7144845.8937 | 11286549.45 | 0 | 0 | 0 | 0 | 2817635.04 | 4234457.205 | 4234457.205 | 0 | 0 | 0 | 0 | 0 | 0 | 0 | 0 | 0
Gap Collectors - Mounting Kit |  |  |  | L+G Amendment | 2016-04-18 |  | CAPEX | 850 | 10% | 3% | 0% |  |  | Execution | No |  |  | QUANTITIES 2022: 352; QUANTITIES 2023: 529; QUANTITIES 2024: 529 | 0 | 859606.3708 | 1357900.5 | 0 | 0 | 0 | 0 | 338993.6 | 509453.45 | 509453.45 | 0 | 0 | 0 | 0 | 0 | 0 | 0 | 0 | 0
Routers |  |  |  | L+G Amendment | 2016-04-18 |  | CAPEX | 1635 | 10% | 3% | 0% |  |  | Execution | No |  |  | QUANTITIES 2022: 1711; QUANTITIES 2023: 2567; QUANTITIES 2024: 2567 | 0 | 8027284.4231 | 12680054.475 | 0 | 0 | 0 | 0 | 3169550.505 | 4755251.985 | 4755251.985 | 0 | 0 | 0 | 0 | 0 | 0 | 0 | 0 | 0
Router Mounting Arms |  |  |  | Karen/Sylvia correspondence w/L+G | 2016-04-18 |  | CAPEX | 34.83 | 10% | 3% | 0% |  |  | Execution | No |  |  | QUANTITIES 2022: 1711; QUANTITIES 2023: 2567; QUANTITIES 2024: 2567 | 0 | 171003.2517 | 270120.0596 | 0 | 0 | 0 | 0 | 67520.1493 | 101299.9551 | 101299.9551 | 0 | 0 | 0 | 0 | 0 | 0 | 0 | 0 | 0
Network Equipment Labeler |  |  |  | Karen/Sylvia correspondence w/L+G | 2016-04-18 |  | CAPEX | 7300 | 10% | 3% | 0% |  |  | Execution | No | [26 empty] | 0 | 0 | bar: QUANTITIES 2022
[42 empty] | 0 | 0
Software | [41 empty] | 0 | 0
Command Center License |  |  |  | L+G Amendment |  |  | CAPEX | 4051250 | 10% | 0% | 0% |  |  | Initiation | No | [25 empty] | 0 | 3064014.6178 | 4456375 | 0 | 0 | 0 | 0 | 4456375 | 0 | 0 | 0 | 0 | 0 | 0 | 0 | 0 | 0 | 0 | 0 | bar: QUANTITIES 2022
Command Center Tools Software License |  |  |  | L+G Amendment |  |  | CAPEX | 50000 | 10% | 0% | 0% |  |  | Initiation | No | [25 empty] | 0 | 37815.6695 | 55000 | 0 | 0 | 0 | 0 | 55000 | 0 | 0 | 0 | 0 | 0 | 0 | 0 | 0 | 0 | 0 | 0 | bar: QUANTITIES 2022
[42 empty] | 0 | 0
Outside Services - Labor | [41 empty] | 0 | 0
Gap Collector Installation |  |  |  | L+G Amendment |  |  | CAPEX | 600 | 10% | 3% | 0% |  |  | Execution | No |  |  | QUANTITIES 2022: 352; QUANTITIES 2023: 529; QUANTITIES 2024: 529 | 0 | 606780.9676 | 958518 | 0 | 0 | 0 | 0 | 239289.6 | 359614.2 | 359614.2 | 0 | 0 | 0 | 0 | 0 | 0 | 0 | 0 | 0
Gap Collector - Mounting Kit Installation |  |  |  | L+G Amendment | 2016-04-12 | 4/11 Email from Ron stating this cost is included in line 14. Zeroed out cost. | CAPEX | 0 | 10% | 3% | 0% |  |  | Execution | No |  |  | QUANTITIES 2022: 352; QUANTITIES 2023: 529; QUANTITIES 2024: 529 | 0 | 0 | 0 | 0 | 0 | 0 | 0 | 0 | 0 | 0 | 0 | 0 | 0 | 0 | 0 | 0 | 0 | 0 | 0
Router Installation |  |  |  | L+G Amendment |  |  | CAPEX | 600 | 10% | 3% | 0% |  |  | Execution | No | [7 empty] | 0 | 0 | 1711 | 2567 | 2567 | 0 | 0 | 0 | 0 | 0 | 0 | 0 | 0 | 0 | 0 |  |  |  | 0 | 2945792.4488 | 4653231 | 0 | 0 | 0 | 0 | 1163137.8 | 1745046.6 | 1745046.6 | 0 | 0 | 0 | 0 | 0 | 0 | 0 | 0 | 0
L+G Project Management |  |  |  | L+G Amendment |  | Discrepancy between PSE and L+G assumption - PSE assumes 12/12/6 months starting in 2016, L+G pro forma has 9/12/9 | CAPEX | 86268 | 10% | 0% | 0% |  |  | Execution | No |  |  | QUANTITIES 2022: 12; QUANTITIES 2023: 12; QUANTITIES 2024: 6 | 0 | 1846376.3745 | 2846844 | 0 | 0 | 0 | 0 | 1138737.6 | 1138737.6 | 569368.8 | 0 | 0 | 0 | 0 | 0 | 0 | 0 | 0 | 0
[42 empty] | 0 | 0
PSE Labor | [41 empty] | 0 | 0
PSE Labor (Initiation) |  |  |  | Labor Cost Breakout by P6 Activity | 2016-04-06 |  | CAPEX | 1 | 0% | 0% | 0% |  |  | Initiation | No | [26 empty] | 0 | 0
PSE Labor (Planning) |  |  |  | Labor Cost Breakout by P6 Activity | 2016-04-06 |  | CAPEX | 1 | 0% | 0% | 0% |  |  | Planning | No |  |  | QUANTITIES 2015: 0; QUANTITIES 2022: 0; QUANTITIES 2023: 0; QUANTITIES 2024: 0 | 0 | 0 | 0 | 0 | 0 | 0 | 0 | 0 | 0 | 0 | 0 | 0 | 0 | 0 | 0 | 0 | 0 | 0 | 0
PSE Labor (Design) |  |  |  | Labor Cost Breakout by P6 Activity | 2016-04-06 |  | CAPEX | 1 | 0% | 0% | 0% |  |  | Design | No |  |  | QUANTITIES 2015: 0; QUANTITIES 2022: 0; QUANTITIES 2023: 85206.4; QUANTITIES 2024: 21301.6 | 0 | 66963.42 | 106508 | 0 | 0 | 0 | 0 | 0 | 85206.4 | 21301.6 | 0 | 0 | 0 | 0 | 0 | 0 | 0 | 0 | 0
PSE Labor (Execution) |  |  |  | Labor Cost Breakout by P6 Activity | 2016-04-06 |  | CAPEX | 1 | 0% | 0% | 0% |  |  | Execution | No |  |  | QUANTITIES 2015: 0; QUANTITIES 2022: 0; QUANTITIES 2023: 111048; QUANTITIES 2024: 27762 | 0 | 87272.2456 | 138810 | 0 | 0 | 0 | 0 | 0 | 111048 | 27762 | 0 | 0 | 0 | 0 | 0 | 0 | 0 | 0 | 0
PSE Labor (Closeout) |  |  |  | Labor Cost Breakout by P6 Activity | 2016-04-06 |  | CAPEX | 1 | 0% | 0% | 0% |  |  | Close-Out | No |  |  | QUANTITIES 2015: 0; QUANTITIES 2022: 0; QUANTITIES 2023: 0; QUANTITIES 2024: 0 | 0 | 0 | 0 | 0 | 0 | 0 | 0 | 0 | 0 | 0 | 0 | 0 | 0 | 0 | 0 | 0 | 0 | 0 | 0
Project Allowance | [41 empty] | 0 | 0 | 0 | 0
Project Contingency | [41 empty] | 0 | 0 | 0 | 0
[42 empty] | 0 | 0 |  |  | 0 | 0 | 0 | 0 | 0 | 0 | 0 | 0 | 0 | 0 | 0 | 0 | 0 | 0
O&M | [40 empty] | 0 | 0 | 0 | 0 | 0 | 0 | 0 | 0 | 0 | 0 | 0 | 0 | 0 | 0 | 0 | 0 | 0 | 0 | 0
Command Center Software Maintenance |  |  |  | L+G Amendment |  |  | O&M | 810250 | 0% | 0% | 0% |  |  | Incremental | Yes |  |  | 0 | 0 |  | 0 | 0 | 0 | 0 | 1 | 1 | 1 | 1 | 1 | 1 | 1 | 1 | 1 | 1 | 1 | 1 | 1 | 1 | 1 | 1 | 0 | 6296355.6718 | 13730517.1536 | 0 | 0 | 0 | 0 |  |  |  | 967480.8733 | 996505.2995 | 1026400.4584 | 1057192.4722 | 1088908.2464 | 1121575.4938 | 1155222.7586 | 1189879.4413 | 1225575.8246 | 1262343.0993 | 1300213.3923 | 1339219.794 | 0 | 0 | 0
Command Center Tools Software Maintenance |  |  |  | L+G Amendment |  |  | O&M | 7500 | 0% | 0% | 0% |  |  | Incremental | Yes |  |  | 0 | 0 |  | 0 | 0 | 0 | 0 | 1 | 1 | 1 | 1 | 1 | 1 | 1 | 1 | 1 | 1 | 1 | 1 | 1 | 1 | 1 | 1 | 0 | 58281.6014 | 127095.1912 | 0 | 0 | 0 | 0 |  |  |  | 8955.3922 | 9224.054 | 9500.7756 | 9785.7989 | 10079.3728 | 10381.754 | 10693.2067 | 11014.0029 | 11344.4229 | 11684.7556 | 12035.2983 | 12396.3572 | 0 | 0 | 0
[42 empty] | 0 | 0
[42 empty] | 0 | 0
[42 empty] | 0 | 0
Specific Equipment | Cost Element | Order Number | WBS Element | Source of Cost info | Last Date of Input Change | Notes | Cost Type | Price | Tax | Construction OH | Stores OH | Assessment OH | AFUDC | Project Phase | Inflation? |  |  | 2015 | 2016 | 2017 | 2018 | 2019 | 2020 | 2021 | 2022 | 2023 | 2024 | 2025 | 2026 | 2027 | [11 empty] | 21006.5573 | 44583 | 2016 | 2017 | 2018 | 2019 | 2020 | 2021 | 2022 | 2023 | 2024 | 2025 | 2026 | 2027 | 2028 | 2029 | 2030 | 2031 | 2032 | 2033 | 2034 | 2035 | 2036 | 2037
[42 empty] | 0 | 0 | 0 | 0 | 0 | 0 | 0 | 0 | 0 | 0 | 0 | 0 | 0 | 0 | 0 | 0 | 0 | 0 | 0 | 0 | 0 | 0 | 0 | 0
AMR Electric Modules | [41 empty] | 0 | 0 44583: 0
Res Modules (For L+G meters)-Maintenance |  |  |  | 4th Amendment | 4/27/16-LCF |  | CAPEX | 35.35 | 10% | 12% | 9.5% | [8 empty] | 8000 | 8000 | 20000 | 20000 | 20000 | 20000 | 0 | 0 | 0 | 0 | 0 | [11 empty] | 3139194.4922 | 4535546.4 | 0 | 377962.2 | 377962.2 | 944905.5 | 944905.5 | 944905.5 | 944905.5 | 0 | 0 | 0 | 0 | 0 | 0 | 0 | 0 | 0 | 0 | 0 | 0 | 0 | 0 | 0
Res Modules (For L+G meters)-NCC |  |  |  | 4th Amendment, updated with JTada forcast for NCC | 7/22/16-LCF |  | CAPEX | 35.35 | 10% | 12% | 9.5% | [8 empty] | 0 | 12000 | 12000 | 12000 | 12000 | 12000 | [16 empty] | 1959988.8469 | 2834716.5 | 0 | 0 | 566943.3 | 566943.3 | 566943.3 | 566943.3 | 566943.3 | 0 | 0 | 0 | 0 | 0 | 0 | 0 | 0 | 0 | 0 | 0 | 0 | 0 | 0 | 0
Commercial Modules (Elster Meters) |  |  |  | 4th Amendment | 4/27/16-LCF |  | CAPEX | 125 | 10% | 12% | 9.5% | [8 empty] | 1800 | 1800 | 1800 | 1800 | 1800 | 1800 | 0 | 0 | 0 | 0 | 0 | [11 empty] | 1298464.1101 | 1804275 | 0 | 300712.5 | 300712.5 | 300712.5 | 300712.5 | 300712.5 | 300712.5 | 0 | 0 | 0 | 0 | 0 | 0 | 0 | 0 | 0 | 0 | 0 | 0 | 0 | 0 | 0
[42 empty] | 0 | 0 44583: 0
AMR Gas Modules | [41 empty] | 0 | 0 44583: 0
Res Modules |  |  |  | 4th Amendment; Quantities for '16 figured from 5/16 YTD usage | 4/27/16-LCF |  | CAPEX | 53 | 10% | 12% | 9.5% | [8 empty] | 40000 | 60000 | 60000 | 60000 | 60000 | 60000 | 0 | 0 | 0 | 0 | [12 empty] | 17132079.292 | 24083730 | 0 | 2833380 | 4250070 | 4250070 | 4250070 | 4250070 | 4250070 | 0 | 0 | 0 | 0 | 0 | 0 | 0 | 0 | 0 | 0 | 0 | 0 | 0 | 0 | 0
Commercial Modules |  |  |  | 4th Amendment | 4/27/16-LCF |  | CAPEX | 150 | 10% | 12% | 9.5% | [14 empty] | 0 | 0 | 0 | 0 | [12 empty] | 0 | 0 | 0 | 0 | 0 | 0 | 0 | 0 | 0 | 0 | 0 | 0 | 0 | 0 | 0 | 0 | 0 | 0 | 0 | 0 | 0 | 0 | 0 | 0
CPR Modules including kit |  |  |  | 4th Amendment | 4/27/16-LCF |  | CAPEX | 187 | 10% | 12% | 9.5% | [9 empty] | 600 | 1800 | 1800 | 1800 | 1800 | 0 | 0 | 0 | 0 | [12 empty] | 1315699.0981 | 1949418.9 | 0 | 0 | 149955.3 | 449865.9 | 449865.9 | 449865.9 | 449865.9 | 0 | 0 | 0 | 0 | 0 | 0 | 0 | 0 | 0 | 0 | 0 | 0 | 0 | 0 | 0
[42 empty] | 0 | 0 44583: 0
AMR Gas Module Installation | [41 empty] | 0 | 0 44583: 0
Res Module Installation |  |  |  | 4th Amendment | 4/27/16-LCF |  | CAPEX | 24.16 | 10% | 12% | 9.5% | [8 empty] | 7000 | 27000 | 60000 | 60000 | 60000 | 60000 | 0 | 0 | 0 | 0 | [12 empty] | 6041288.8835 | 8847416.16 | 0 | 226028.88 | 871825.68 | 1937390.4 | 1937390.4 | 1937390.4 | 1937390.4 | 0 | 0 | 0 | 0 | 0 | 0 | 0 | 0 | 0 | 0 | 0 | 0 | 0 | 0 | 0
Commercial Module Installation |  |  |  | 4th Amendment | 4/27/16-LCF |  | CAPEX | 24.16 | 10% | 12% | 9.5% | [9 empty] | 0 | 0 | 0 | 0 | 0 | 0 | 0 | 0 | 0 | [12 empty] | 0 | 0 | 0 | 0 | 0 | 0 | 0 | 0 | 0 | 0 | 0 | 0 | 0 | 0 | 0 | 0 | 0 | 0 | 0 | 0 | 0 | 0 | 0 | 0
CPR Module Installation |  |  |  | 4th Amendment | 4/27/16-LCF |  | CAPEX | 60 | 10% | 12% | 9.5% | [10 empty] | 1800 | 1800 | 1800 | 1800 | 0 | 0 | 0 | 0 | [12 empty] | 383720.6341 | 577368 | 0 | 0 | 0 | 144342 | 144342 | 144342 | 144342 | 0 | 0 | 0 | 0 | 0 | 0 | 0 | 0 | 0 | 0 | 0 | 0 | 0 | 0 | 0
[42 empty] | 0 | 0 44583: 0
AMR Network - Material (for repair/growth) | [41 empty] | 0 | 0 44583: 0
S4 NW Expansion - Concentrators |  |  |  | 4th Amendment | 4/27/16-LCF |  | CAPEX | 1700 | 10% | 12% | 9.5% | [9 empty] | 60 | 60 | 60 | 60 | 60 | 30 | 0 | 0 | 0 | 0 | [11 empty] | 508715.643 | 749776.5 | 0 | 0 | 136323 | 136323 | 136323 | 136323 | 136323 | 68161.5 | 0 | 0 | 0 | 0 | 0 | 0 | 0 | 0 | 0 | 0 | 0 | 0 | 0 | 0
S4 NW Maintenance - Concentrators |  |  |  | 4th Amendment | 4/27/16-LCF |  | CAPEX | 1700 | 10% | 12% | 9.5% | [9 empty] | 10 | 10 | 10 | 10 | 10 | 5 | 0 | 0 | 0 | 0 | [11 empty] | 84785.9405 | 124962.75 | 0 | 0 | 22720.5 | 22720.5 | 22720.5 | 22720.5 | 22720.5 | 11360.25 | 0 | 0 | 0 | 0 | 0 | 0 | 0 | 0 | 0 | 0 | 0 | 0 | 0 | 0
S4 NW Expansion - Collectors |  |  |  | 4th Amendment | 4/27/16-LCF |  | CAPEX | 15000 | 10% | 12% | 9.5% | [9 empty] | 2 | 2 | 2 | 2 | 2 | 1 | 0 | 0 | 0 | 0 | [11 empty] | 149622.248 | 220522.5 | 0 | 0 | 40095 | 40095 | 40095 | 40095 | 40095 | 20047.5 | 0 | 0 | 0 | 0 | 0 | 0 | 0 | 0 | 0 | 0 | 0 | 0 | 0 | 0
S4 NW Maintenance - Collectors |  |  |  | 4th Amendment | 4/27/16-LCF |  | CAPEX | 15000 | 10% | 12% | 9.5% | [9 empty] | 1 | 1 | 1 | 1 | 1 | 1 | 0 | 0 | 0 | 0 | [11 empty] | 80315.7116 | 120285 | 0 | 0 | 20047.5 | 20047.5 | 20047.5 | 20047.5 | 20047.5 | 20047.5 | 0 | 0 | 0 | 0 | 0 | 0 | 0 | 0 | 0 | 0 | 0 | 0 | 0 | 0
[42 empty] | 0 | 0 44583: 0
AMR Network - Installation labor (for repair/growth) | [41 empty] | 0 | 0 44583: 0
Installation - Concentrators |  |  |  | 4th Amendment | 4/27/16-LCF |  | CAPEX | 765 | 10% | 12% | 9.5% | [7 empty] | 0 | 0 | 70 | 70 | 70 | 70 | 70 | 35 | 0 | 0 | 0 | 0 | [11 empty] | 267075.7126 | 393632.6625 | 0 | 0 | 71569.575 | 71569.575 | 71569.575 | 71569.575 | 71569.575 | 35784.7875 | 0 | 0 | 0 | 0 | 0 | 0 | 0 | 0 | 0 | 0 | 0 | 0 | 0 | 0
Installation - Collectors |  |  |  | 4th Amendment | 4/27/16-LCF |  | CAPEX | 15000 | 10% | 12% | 9.5% | [7 empty] | 0 | 0 | 3 | 3 | 3 | 3 | 3 | 2 | 0 | 0 | 0 | 0 | [11 empty] | 229937.9596 | 340807.5 | 0 | 0 | 60142.5 | 60142.5 | 60142.5 | 60142.5 | 60142.5 | 40095 | 0 | 0 | 0 | 0 | 0 | 0 | 0 | 0 | 0 | 0 | 0 | 0 | 0 | 0
[42 empty] | 0 | 0 44583: 0; 0 2018: 0; 0 2019: 0; 0 2020: 0; 0 2021: 0; 0 2022: 0; 0 2023: 0
AMR Software | [41 empty] | 0 | 0 | 0 | 0 | 0 | 0 | 0 | 0 | 0 | 0 | 0 | 0 | 0 | 0 | 0 | 0 | 0 | 0 | 0 | 0 | 0 | 0 | 0 | 0
USC Head-End Software License |  |  |  | 4th Amendment | 4/27/16-LCF |  | CAPEX | 2500000 | 10% | 0% | 0% | [30 empty] | 0 | 0 | 0 | 0 | 0 | 0 | 0 | 0 | 0 | 0 | 0 | 0 | 0 | 0 | 0 | 0 | 0 | 0 | 0 | 0 | 0 | 0 | 0 | 0
USC Software Maintenance |  |  |  | 4th Amendment | 4/27/16-LCF |  | O&M | 375000 | 0% | 0% | 0% |  |  |  | YES | [11 empty] | 1 | 1 | 1 | 1 | [11 empty] | 879255.6842 | 1929500.0662 | 0 | 0 | 0 | 0 | 0 | 0 | 0 | 0 | 461202.6995 | 475038.7805 | 489289.9439 | 503968.6423 | 0 | 0 | 0 | 0 | 0 | 0 | 0 | 0 | 0 | 0
[42 empty] | 0 | 0 44583: 0
[42 empty] | 0 | 0 44583: 0
AMR Site Leases |  |  |  | Sylvia+Marianne McDowell | 8/24/16-LCF |  | O&M | 988588 | 0% | 0% | 0% |  |  |  | YES | [11 empty] | 1 | 1 | 1 | 1 | [11 empty] | 2317924.3155 | 5086614.964 | 0 | 0 | 0 | 0 | 0 | 0 | 0 | 0 | 1215838.5449 | 1252313.7012 | 1289883.1123 | 1328579.6056 | 0 | 0 | 0 | 0 | 0 | 0 | 0 | 0 | 0 | 0
[42 empty] | 0 | 0 44583: 0
[42 empty] | 0 | 0 44583: 0
CAPEX | [41 empty] | 289708632.0791 | 570455591.8893 | 0 | 3738083.58 | 6868367.055 | 8945127.675 | 22391366.9693 | 21985243.0701 | 30810850.9308 | 105390371.2183 | 90337363.5576 | 90018946.7785 | 93315086.0137 | 96633783.8943 | 2740.7831 | 2823.0066 | 2907.6968 | 2994.9277 | 3084.7755 | 3177.3187 | 3272.6383 | 0 | 0 | 0
O&M | [41 empty] | 16198834.6111 | 37730291.369 | 0 | 0 | 0 | 0 | 0 | 0 | 876003.7807 | 3418773.1057 | 5070743.7428 | 5738607.432 | 6523720.9514 | 7428862.7549 | 1131957.2478 | 1165915.9652 | 1200893.4442 | 1236920.2475 | 1274027.8549 | 1312248.6906 | 1351616.1513 | 0 | 0 | 0
Totals | [41 empty] | 305907466.6902 | 608185883.2583 | 0 | 3738083.58 | 6868367.055 | 8945127.675 | 22391366.9693 | 21985243.0701 | 31686854.7115 | 108809144.324 | 95408107.3004 | 95757554.2105 | 99838806.965 | 104062646.6493 | 1134698.0308 | 1168738.9718 | 1203801.1409 | 1239915.1752 | 1277112.6304 | 1315426.0093 | 1354888.7896 | 0 | 0 | 0
[42 empty] | 0 | 0 44583: 0
Benefits (M+M) | [41 empty] | #VALUE! | #VALUE! | 0 | #VALUE! | #VALUE! | #VALUE! | #VALUE! | #VALUE! | #VALUE! | #VALUE! | #VALUE! | #VALUE! | #VALUE! | #VALUE! | #VALUE! | #VALUE! | #VALUE! | #VALUE! | #VALUE! | #VALUE! | #VALUE! | #VALUE! | #VALUE! | #VALUE! | 0 | 0 | 0 | 0 | 0 | 0 | 0
Benefits (CVR) | [41 empty] | 92757235.4063 | 317006447.5517 | 472515.8306 | 1121646.3666 | 1399019.7516 | 1828140.1107 | 2276902.2817 | 2806027.1149 | 3322110.4067 | 3874614.563 | 4483012.3167 | 5263474.6047 | 7131639.2946 | 9616468.2648 | 12318815.8832 | 15358957.3343 | 18618459.6306 | 21628381.3236 | 25418800.2544 | 29036034.9184 | 32599071.5463 | 36488522.6795 | 39477451.9181 | 42466381.1567 | 0 | 0 | 0 | 0 | 0 | 0 | 0
Benefits (DA) | [41 empty] | 226764.7393 | 842685.1469 | 0 | 0 | 0 | 0 | 0 | 0 | 0 | 737.9243 | 6840.5584 | 13308.6865 | 20158.7457 | 27407.8306 | 35073.7178 | 43174.8912 | 51730.5686 | 60760.7292 | 70286.142 | 80328.3949 | 90909.9255 | 102054.0523 | 113785.0078 | 126127.972 | 0 | 0 | 0 | 0 | 0 | 0 | 0
Total Benefit | [41 empty] | #VALUE! | #VALUE! | 472515.8306 | #VALUE! | #VALUE! | #VALUE! | #VALUE! | #VALUE! | #VALUE! | #VALUE! | #VALUE! | #VALUE! | #VALUE! | #VALUE! | #VALUE! | #VALUE! | #VALUE! | #VALUE! | #VALUE! | #VALUE! | #VALUE! | #VALUE! | #VALUE! | #VALUE! | 0 | 0 | 0 | 0 | 0 | 0 | 0
Net Benefits (Benefits-Costs) | [41 empty] | #VALUE! | #VALUE! | 472515.8306 | #VALUE! | #VALUE! | #VALUE! | #VALUE! | #VALUE! | #VALUE! | #VALUE! | #VALUE! | #VALUE! | #VALUE! | #VALUE! | #VALUE! | #VALUE! | #VALUE! | #VALUE! | #VALUE! | #VALUE! | #VALUE! | #VALUE! | #VALUE! | #VALUE! | 0 | 0 | 0 | 0 | 0 | 0 | 0
Note on A31: Sjones: PSE Labor Estimates: Project Management, Project Controls, and Smart Grid Planning worked to gather most comprehensive list possible of anticipated work for AMR  AMI transition across the following areas: • Accounting and Finance • Rates and Regulatory • IT System Implementation • AMI Meter Module replacement • AMI Network deployment • AMI Training • Contracting and Materials Management • Process Development • Project Management These labor assumptions were then parsed out by project scope (Network, Meters/Modules, etc.) and project phase (Planning, Design, Execution) to the appropriate year of the deployment schedule.
Note on A74: Sjones: PSE Labor Estimates: Project Management, Project Controls, and Smart Grid Planning worked to gather most comprehensive list possible of anticipated work for AMR  AMI transition across the following areas: • Accounting and Finance • Rates and Regulatory • IT System Implementation • AMI Meter Module replacement • AMI Network deployment • AMI Training • Contracting and Materials Management • Process Development • Project Management These labor assumptions were then parsed out by project scope (Network, Meters/Modules, etc.) and project phase (Planning, Design, Execution) to the appropriate year of the deployment schedule.
Note on AX118: Sjones: Spencer escalated per amendment pg 23

## CVR Benefit 2023 (hidden)
CVR Analysis
| 1 | 2 | 3 | 4 | 5 | 6 | 7 | 8 | 9 | 10 | 11 | 12 | 13 | 14 | 15 | 16 | 17 | 18 | 19 | 20 | 21 | 22 | 23 | 24 | 25
| 2013 | 2014 | 2015 | 2016 | 2017 | 2018 | 2019 | 2020 | 2021 | 2022 | 2023 | 2024 | 2025 | 2026 | 2027 | 2028 | 2029 | 2030 | 2031 | 2032 | 2033 | 2034 | 2035 | 2036 | 2037
Program Information
Yearly Substations Upgraded | 3 | 2 | 3 | 1 | 3 | 3 | 3 | 3 | 3 | 3 | 3 | 3 | 12.1667 | 12.1667 | 12.1667 | 12.1667 | 12.1667 | 12.1667 | 12.1667 | 12.1667 | 12.1667 | 12.1667 | 12.1667 | 12.1667 | 11
Cumulative Substations Upgraded |  | 3 | 5 | 8 | 9 | 12 | 15 | 18 | 21 | 24 | 27 | 30 | 33 | 45 | 57 | 69 | 81 | 93 | 105 | 117 | 129 | 141 | 153 | 165 | 177
Cost of Substation Upgrade LDC ($) | -30000 | -30000 | -30000 | -30900 | -31827 | -32781.81 | -33765.2643 | -34778.2222 | -35821.5689 | -36896.216 | -38003.1024 | -39143.1955 | -40317.4914 | -41527.0161 | -42772.8266 | -44056.0114 | -45377.6917 | -46739.0225 | -48141.1932 | -49585.429 | -51072.9918 | -52605.1816 | -54183.337 | -55808.8372 | -57483.1023
Cost of Substation Upgrade EOL ($) | 0 | 0 | 0 | 0 | 0 | 0 | 0 | 0 | 0 | 0 | 0 | 0 | 0 | 0 | 0 | 0 | 0 | 0 | 0 | 0 | 0 | 0 | 0 | 0 | 0
Variable Program Management Costs ($)/Substation | -16000 | -16480 | -16974.4 | -17483.632 | -18008.141 | -18548.3852 | -19104.8367 | -19677.9818 | -20268.3213 | -20876.3709 | -21502.6621 | -22147.7419 | -22812.1742 | -23496.5394 | -24201.4356 | -24927.4787 | -25675.303 | -26445.5621 | -27238.929 | -28056.0968 | -28897.7798 | -29764.7131 | -30657.6545 | -31577.3842 | -32524.7057
Engineering Labor ($) (1FTE Engineer) | -150000 | -154500 | -159135 | -163909.05 | -168826.3215 | -173891.1111 | -179107.8445 | -184481.0798 | -190015.5122 | -195715.9776 | -201587.4569 | -207635.0806 | -213864.133 | -220280.057 | -226888.4587 | -233695.1125 | -240705.9659 | -247927.1448 | -255364.9592 | -263025.908 | -270916.6852 | -279044.1858 | -287415.5113 | -296037.9767 | -304919.116
Engineering Labor ($) (1FTE Engineer and 1/2 an IT Analyst) | -225000 | -231750 | -238702.5 | -245863.575 | -253239.4823 | -260836.6667 | -268661.7667 | -276721.6197 | -285023.2683 | -293573.9664 | -302381.1854 | -311452.6209 | -320796.1995 | -330420.0855 | -340332.6881 | -350542.6687 | -361058.9488 | -371890.7173 | -383047.4388 | -394538.8619 | -406375.0278 | -418566.2786 | -431123.267 | -444056.965 | -457378.674
Energy and Capacity Costs
Average Avoided Energy Cost ($/MWh) | 42.51 | 44.34 | 46.32 | 24.58 | 26.16 | 27.14 | 27.94 | 28.97 | 31.49 | 33.08 | 34.92 | 37.23 | 41.49 | 49.12 | 51.38 | 54.29 | 58.24 | 62.2 | 64.09 | 68.65 | 71.7 | 74.03 | 76.95 | 76.95 | 76.95
Average Avoided Capacity Cost ($/kW-year) | 190 | 190 | 190 | 190 | 190 | 190 | 190 | 190 | 190 | 190 | 190 | 190 | 190 | 190 | 190 | 190 | 190 | 190 | 190 | 190 | 190 | 190 | 190 | 190 | 190
PSE Annual Load Forecast (GWh) | 23209.4 | 23445.705 | 24139.505 | 24911.194 | 25508.178 | 26067.611 | 26552.986 | 27143.775 | 27520.783 | 28001.882 | 28439.093 | 28952.712 | 29377.773 | 29921.876 | 30474.74 | 31121.074 | 31555.307 | 32106.892 | 32703.541 | 33313.675 | 33938.718 | 32349 | 33053 | 33773.6 | 34509.3
PSE Peak Load Forecast (MW) | 4897.9595 | 4930.2792 | 4969.9512 | 4984.585 | 5008.5741 | 5028.9256 | 5032.4265 | 5049.75 | 5030.8814 | 5033.5695 | 5084.3527 | 5154.6938 | 5231.5237 | 5309.0081 | 5388.7803 | 5470.5157 | 5559.1609 | 5652.1393 | 5497.0754 | 5497.0754 | 5497.0754 | 5497.0754 | 5497.0754 | 5497.0754 | 5497.0754
Savings Calculations
Annual Peak Savings LDC ($) | 0 | 99770.1468 | 166283.578 | 266053.7247 | 299310.4403 | 399080.5871 | 498850.7339 | 598620.8806 | 698391.0274 | 798161.1742 | 897931.3209 | 997701.4677 | 1097471.6145 | 1496552.2016 | 1895632.7887 | 2294713.3757 | 2693793.9628 | 3092874.5499 | 3491955.137 | 3891035.7241 | 4290116.3112 | 4689196.8982 | 5088277.4853 | 5487358.0724 | 5886438.6595 | 51115571.8624
Annual Energy Savings LDC ($) | 0 | 139664.307 | 243168.3469 | 206462.1059 | 247200.1537 | 341947.6132 | 440033.9127 | 547506.7624 | 694321.2267 | 833576.0533 | 989934.5603 | 1172688.8024 | 1437559.6092 | 2320808.7821 | 3074945.6423 | 3933122.0167 | 4953074.6385 | 6073538.9436 | 7065583.9028 | 8433248.3615 | 9711299.6146 | 10959616.2928 | 12361425.1152 | 13330948.6537 | 14300472.1921 | 43148385.7411
Upgrade Costs LDC | -90000 | -60000 | -90000 | -30900 | -95481 | -98345.43 | -101295.7929 | -104334.6667 | -107464.7067 | -110688.6479 | -114009.3073 | -117429.5865 | -490529.4785 | -505245.3628 | -520402.7237 | -536014.8054 | -552095.2496 | -568658.1071 | -585717.8503 | -603289.3858 | -621388.0674 | -640029.7094 | -659230.6007 | -679007.5187 | -632314.1249 | -5481902.1011
Engineering Labor | -198000 | -187460 | -210058.2 | -181392.682 | -222850.7444 | -229536.2667 | -236422.3547 | -243515.0254 | -250820.4761 | -258345.0904 | -266095.4431 | -274078.3064 | -491412.2523 | -506154.6199 | -521339.2585 | -536979.4363 | -553088.8193 | -569681.4839 | -586771.9284 | -604375.0863 | -622506.3389 | -641181.529 | -660416.9749 | -680229.4842 | -662690.8787 | -7128377.4742
LDC Overall Program Benefits | 0 | 239434.4538 | 409451.9248 | 472515.8306 | 546510.594 | 741028.2003 | 938884.6465 | 1146127.643 | 1392712.2541 | 1631737.2275 | 1887865.8813 | 2170390.2701 | 2535031.2237 | 3817360.9837 | 4970578.431 | 6227835.3925 | 7646868.6013 | 9166413.4935 | 10557539.0398 | 12324284.0856 | 14001415.9258 | 15648813.191 | 17449702.6005 | 18818306.7261 | 20186910.8516 | 68822570.1768
NPV LDC Program Benefits | 21713776.3689 |  |  |  | 33256.7156 | 99770.1468 | 99770.1468 | 99770.1468 | 99770.1468 | 99770.1468 | 99770.1468 | 99770.1468 | 99770.1468 | 399080.5871 | 399080.5871 | [10 empty] | 23343355.4329
[5 empty] | 40738.0477 | 94747.4595 | 98086.2995 | 107472.8497 | 146814.4644 | 139254.8266 | 156358.507 | 182754.242 | 264870.8068 | 883249.1729 | 754136.8602
Annual Peak Savings EOL ($) | 0 | 0 | 0 | 0 | 314987.7481 | 354361.2167 | 472481.6222 | 590602.0278 | 708722.4333 | 826842.8389 | 944963.2444 | 1063083.65 | 1181204.0555 | 1299324.4611 | 1771806.0833 | 2244287.7055 | 2716769.3277 | 3189250.95 | 3661732.5722 | 4134214.1944 | 4606695.8166 | 5079177.4388 | 5551659.061 | 6024140.6833 | 6496622.3055 | 25474634.1312
Annual Energy Savings EOL($) | 0 | 0 | 0 | 0 | 260148.0244 | 303630.3347 | 416773.8419 | 540172.611 | 704592.4274 | 863530.3403 | 1041785.4373 | 1249538.3967 | 1547239.3254 | 2014953.8499 | 2874083.7506 | 3846692.7852 | 4995319.4052 | 6262795.1871 | 7409109.7117 | 8960301.9744 | 10427923.176 | 11871080.9165 | 13487161.0179 | 14635004.5088 | 15782847.9997 | 43290667.4032
Upgrade Costs | 0 | 0 | 0 | 0 | 0 | 0 | 0 | 0 | 0 | 0 | 0 | 0 | 0 | 0 | 0 | 0 | 0 | 0 | 0 | 0 | 0 | 0 | 0 | 0 | 0 | 0
Engineering Labor | 0 | 0 | 0 | -181392.682 | -222850.7444 | -229536.2667 | -236422.3547 | -243515.0254 | -250820.4761 | -258345.0904 | -266095.4431 | -274078.3064 | -491412.2523 | -506154.6199 | -521339.2585 | -536979.4363 | -553088.8193 | -569681.4839 | -586771.9284 | -604375.0863 | -622506.3389 | -641181.529 | -660416.9749 | -680229.4842 | -662690.8787 | -6532859.2742
EOL Overall Program Benefits | 0 | 0 | 0 | 0 | 575135.7726 | 657991.5514 | 889255.4641 | 1130774.6387 | 1413314.8608 | 1690373.1792 | 1986748.6818 | 2312622.0466 | 2728443.381 | 3314278.311 | 4645889.8339 | 6090980.4907 | 7712088.7329 | 9452046.1371 | 11070842.2839 | 13094516.1688 | 15034618.9926 | 16950258.3553 | 19038820.0789 | 20659145.192 | 22279470.3051 | 68765301.5344
NPV EOL Program Benefits | 21036995.9572 | [24 empty] | 21036995.9572
AVFC Incremental Peak Savings | 0 | -99770.1468 | -166283.578 | -266053.7247 | 15677.3078 | -44719.3704 | -26369.1116 | -8018.8529 | 10331.4059 | 28681.6647 | 47031.9235 | 65382.1823 | 83732.4411 | -197227.7405 | -123826.7053 | -50425.6702 | 22975.3649 | 96376.4001 | 169777.4352 | 243178.4703 | 316579.5055 | 389980.5406 | 463381.5757 | 536782.6108 | 610183.646 | -199550.3046
AVFC Incremental Energy Savings | 0 | -139664.307 | -243168.3469 | -206462.1059 | 12947.8708 | -38317.2784 | -23260.0708 | -7334.1514 | 10271.2007 | 29954.287 | 51850.877 | 76849.5943 | 109679.7162 | -305854.9322 | -200861.8917 | -86429.2316 | 42244.7666 | 189256.2435 | 343525.8089 | 527053.6129 | 716623.5613 | 911464.6237 | 1125735.9027 | 1304055.8551 | 1482375.8075 | 142281.6622
AVFC Installation Premium | 90000 | 60000 | 90000 | 30900 | 95481 | 98345.43 | 101295.7929 | 104334.6667 | 107464.7067 | 110688.6479 | 114009.3073 | 117429.5865 | 490529.4785 | 505245.3628 | 520402.7237 | 536014.8054 | 552095.2496 | 568658.1071 | 585717.8503 | 603289.3858 | 621388.0674 | 640029.7094 | 659230.6007 | 679007.5187 | 632314.1249 | 5481902.1011
Annual AVFC Incremental Savings | 0 | -239434.4538 | -409451.9248 | -472515.8306 | 28625.1786 | -83036.6489 | -49629.1824 | -15353.0042 | 20602.6067 | 58635.9517 | 98882.8005 | 142231.7766 | 193412.1573 | -503082.6727 | -324688.5971 | -136854.9018 | 65220.1316 | 285632.6436 | 513303.2441 | 770232.0832 | 1033203.0668 | 1301445.1643 | 1589117.4784 | 1840838.466 | 2092559.4535 | -57268.6424
NPV AVFC Incremental Savings | -676780.4117 | [24 empty] | -676780.4117
% Incremental Savings | -3.117%
20-Year Nominal Incremental Peak Savings ($) | -199550.3046
20 -Year Nominal Incremental Energy Savings ($) | 142281.6622
20 Year Nominal Incremental Installation Premium ($) | 5481902.1011
20 Year Nominal AVFC Savings ($) | -57268.6424
NPV AVFC Savings ($) | -676780.4117
% Incremental Savings | -3.117%
|  | 23445705 | 24139505 | 24911194 | 25508178 | 26067611 | 26552986 | 27143775 | 27520783 | 28001882 | 28439093 | 28952712 | 29377773 | 29921876 | 30474740 | 31121074 | 31555307 | 32106892 | 32703541 | 33313675 | 33938718 | 32349000 | 33053000 | 33773600 | 34509300
|  | 23445.705 | 24139.505 | 24911.194 | 25508.178 | 26067.611 | 26552.986 | 27143.775 | 27520.783 | 28001.882 | 28439.093 | 28952.712 | 29377.773 | 29921.876 | 30474.74 | 31121.074 | 31555.307 | 32106.892 | 32703.541 | 33313.675 | 33938.718 | 32349 | 33053 | 33773.6 | 34509.3
Note on D7: Sjones: Updated to 2015 Actual Costs
Note on A22: Puget Sound Energy: Greyed out = not accounted for here - on 2. Meter+Modules under Costs

## MM Repl Benefit 2023 (hidden)
[6 empty] | 1 | 2 | 3 | 4 | 5 | 6 | 7 | 8 | 9 | 10 | 11 | 12 | 13 | 14 | 15 | 16 | 17 | 18 | 19 | 20 | 21
|  |  | Totals | 2015 | 2016 | 2017 | 2018 | 2019 | 2020 | 2021 | 2022 | 2023 | 2024 | 2025 | 2026 | 2027 | 2028 | 2029 | 2030 | 2031 | 2032 | 2033 | 2034 | 2035 | 2036 | 2037
AMR STATUS QUO
AMR Meter/Module Hardware and Installation Costs
| CAPEX | AMR Electric Meter Hardware+ Installation (Growth) |  |  |  | 2414330.5318 | 2517844.9533 | 2625797.5557 | 2738378.6259 | 2855786.6095 | 2978228.4603 | 3105920.0056 | 3239086.3258 | 3377962.152 | 3522792.2793 | 3673831.9983 | 3831347.5452 | 3995616.5712 | 4166928.6317 | 4345585.6968 | 4531902.6835 | 4726208.0111 | 4928844.1796 | 5140168.3738 | 5360553.0928 | 5590386.8066
| CAPEX | AMR Electric Meter Hardware + Installation (Maintenance) |  |  |  | 2090702.3417 | 2180341.2046 | 2273823.3338 | 2371313.5092 | 2472983.5759 | 2579012.7467 | 2689587.9183 | 2804904.0003 | 2925164.2593 | 3050580.6769 | 3181374.3234 | 3317775.7475 | 3460025.3827 | 3608373.971 | 3763083.005 | 3924425.1888 | 4092684.9188 | 4268158.7847 | 4451156.0926 | 4641999.41 | 4841025.1347
| CAPEX | AMR Gas Modules + Installation for Maintenance |  |  |  | 2059940.1486 | 2162182.3251 | 2251748.1181 | 2327680.0483 | 2393558.9665 | 2447050.6108 | 2520462.1291 | 2596075.993 | 2673958.2727 | 2754177.0209 | 2836802.3316 | 2921906.4015 | 3009563.5935 | 3099850.5014 | 3192846.0164 | 3288631.3969 | 3387290.3388 | 3488909.049 | 3593576.3204 | 3701383.61 | 3812425.1183
| O&M | Battery Replacement Program (Battery + Installation) (O&M) |  |  |  | 920820 | 1102472.003 | 3483056.3306 | 626337.3803 | 0 | 0 | 0 | 0 | 0 | 0 | 0 | 0 | 0 | 0 | 0 | 0 | 0 | 0 | 0 | 0 | 0
| CAPEX | Battery Replacement Program (Module + Installation (CAPEX) |  |  |  | 4619528.4998 | 4758114.3547 | 4900857.7854 | 5047883.5189 | 5199320.0245 | 5355299.6253 | 5515958.614 | 5681437.3724 | 5851880.4936 | 6027436.9084 | 6208260.0157 | 6394507.8161 | 6586474.7775 | 6784204.6995 | 6987870.5895 | 7197650.6487 | 7413728.4279 | 7636292.9882 | 7865539.0666 | 8101667.2461 | 8344884.1311
| CAPEX | AMR Network Replacement (failures) |  |  |  | 1056367.4071 | 1088058.4293 | 1120700.1822 | 1154321.1877 | 1188950.8233 | 1224619.348 | 1261357.9285 | 1299198.6663 | 1338174.6263 | 1378319.8651 | 1419669.461 | 1462259.5449 | 1506127.3312 | 1551311.1512 | 1597850.4857 | 1645786.0003 | 1695159.5803 | 1746014.3677 | 1798394.7987 | 1852346.6427 | 1907917.042
|  | Total (nominal) | 378080403.1136
|  | NPV | 169503904.0162 |  |  | 13161688.929 | 13809013.2701 | 16655983.3057 | 14265914.2703 | 14110599.9997 | 14584210.7911 | 15093286.5954 | 15620702.3578 | 16167139.804 | 16733306.7506 | 17319938.1299 | 17927797.0552 | 18557807.6561 | 19210668.9547 | 19887235.7933 | 20588395.9182 | 21315071.2768 | 22068219.3691 | 22848834.6521 | 23657950.0016 | 24496638.2328
AMI DEPLOYMENT |  | Gas Deployment Rate |  | 0% | 0% | 0% | 0% | 0% | 0% | 0% | 0% | 20% | 40% | 60% | 80% | 100% | 100% | 100% | 100% | 100% | 100% | 100% | 100% | 100% | 100% | 100%
|  | Elec Deployment Rate |  | 0% | 0% | 0% | 0% | 0% | 0% | 0% | 0% | 20% | 40% | 60% | 80% | 100% | 100% | 100% | 100% | 100% | 100% | 100% | 100% | 100% | 100% | 100%
|  | Network Deployment Rate |  | 0% | 0% | bar: 1 to 21
AMR Meter/Module Hardware and Installation Costs
| CAPEX | AMR Electric Meter Hardware + Installation (Growth) |  |  |  | 1: 2414330.5318; 2: 2517844.9533; 3: 2625797.5557; 4: 2738378.6259; 5: 2855786.6095; 6: 2978228.4603; 7: 2484736.0045; 8: 1943451.7955
| CAPEX | AMR Electric Meter Hardware + Installation (Maintenance) |  |  |  | 1: 2090702.3417; 2: 2180341.2046; 3: 2273823.3338; 4: 2371313.5092; 5: 2472983.5759; 6: 2579012.7467; 7: 2151670.3346; 8: 1682942.4002
| CAPEX | AMR Gas Modules + Installation (Maintenance) |  |  |  | 1: 2059940.1486; 2: 2162182.3251; 3: 2251748.1181; 4: 2327680.0483; 5: 2393558.9665; 6: 2447050.6108; 7: 2016369.7033; 8: 1557645.5958
| O&M | Refurbished AMR Electric Meter Hardware + Installation (Growth) |  |  |  | 9: 491660.4339; 10: 256370.1875; 11: 0
| O&M | Refurbished AMR Electric Meter Hardware + Installation (Maintenance) |  |  |  | 9: 425755.9629; 10: 222005.1249; 11: 0
| O&M | RefurbishedAMR Gas Modules + Installation (Maintenance) |  |  |  | 9: 407325.9296; 10: 209772.8538; 11: 0
| CAPEX | AMR Network Replacement (failures) |  |  |  | 1056367.4071 | 1088058.4293 | 1120700.1822 | 1154321.1877 | 1188950.8233 | 1224619.348 | 1261357.9285 | 1299198.6663 | 1070539.701 | 826991.9191 | 567867.7844 |  | 0 | 0 | 0 | 0 | 0 | 0 | 0 | 0 | 0
AMI Meter/Module Hardware and Installation Costs
| CAPEX | AMI Electric Meter Hardware + Installation (Growth) |  |  |  | 0 | 0 | 0 | 0 | 0 | 0 | 555135.1981 | 1157873.2395 | 1811275.582 | 2518578.6968 | 3283203.448 | 3423970.7959 | 3570773.5437 | 3723870.4594 | 3883531.4054 | 4050037.8144 | 4223683.1857 | 4404773.6023 | 4593628.2705 | 4790580.0825 | 4995976.2036
| CAPEX | AMI Electric Meter Hardware + Installation (Maintenance) | [5 empty] | 0 | 0 | 0 | 0 | 0 | 0 | 162194.8834 | 338297.978 | 529203.7558 | 735857.8224 | 959259.6582 | 1000387.916 | 1043279.5479 | 1088010.1585 | 1134658.5941 | 1183307.0813 | 1234041.3724 | 1286950.8963 | 1342128.9159
| CAPEX | AMI Gas Module Hardware + Installation (Growth) |  |  |  | 0 | 0 | 0 | 0 | 0 | 0 | 304656.2666 | 637005.7879 | 998936.5515 | 1392450.957 | 1819672.3162 | 1902376.423 | 1988839.4314 | 2079232.1836 | 2173733.2863 | 2272529.4642 | 2375815.9283 | 2483796.7623 | 2596685.3251 | 2714704.6731 | 2838088.0005
| CAPEX | AMI Gas Module Hardware + Installation (Maintenance) | [5 empty] | 0 | 0 | 0 | 0 | 0 | 0 | 67798.6494 | 141760.1959 | 222304.7953 | 309878.0643 | 404952.5279 | 423357.6203 | 442599.2241 | 462715.3589 | 483745.7719 | 505732.0173 | 528717.5375 | 552747.7495 | 577870.1348
| CAPEX | AMI Network Replacement (Failures) |  |  |  | #VALUE! | #VALUE! | #VALUE! | #VALUE! | #VALUE! | #VALUE! | #VALUE! | #VALUE! | #VALUE! | #VALUE! | #VALUE! | #VALUE! | #VALUE! | #VALUE! | #VALUE! | #VALUE! | #VALUE! | #VALUE! | #VALUE! | #VALUE! | #VALUE!
|  | Total (nominal) | #VALUE!
|  | NPV | #VALUE! |  |  | #VALUE! | #VALUE! | #VALUE! | #VALUE! | #VALUE! | #VALUE! | #VALUE! | #VALUE! | #VALUE! | #VALUE! | #VALUE! | #VALUE! | #VALUE! | #VALUE! | #VALUE! | #VALUE! | #VALUE! | #VALUE! | #VALUE! | #VALUE! | #VALUE!
[5 empty] | 1 | 2 | 3 | 4 | 5 | 6 | 7 | 8 | 9 | 10 | 11 | 12 | 13 | 14 | 15 | 16 | 17 | 18 | 19 | 20 | 21 | 22
|  | Annual Benefit |  |  |  | #VALUE! | #VALUE! | #VALUE! | #VALUE! | #VALUE! | #VALUE! | #VALUE! | #VALUE! | #VALUE! | #VALUE! | #VALUE! | #VALUE! | #VALUE! | #VALUE! | #VALUE! | #VALUE! | #VALUE! | #VALUE! | #VALUE! | #VALUE! | #VALUE!
|  | PV of Annual Benefit |  |  |  | #VALUE! | #VALUE! | #VALUE! | #VALUE! | #VALUE! | #VALUE! | #VALUE! | #VALUE! | #VALUE! | #VALUE! | #VALUE! | #VALUE! | #VALUE! | #VALUE! | #VALUE! | #VALUE! | #VALUE! | #VALUE! | #VALUE! | #VALUE! | #VALUE!
Note on C28: Puget Sound Energy: Assumes AMR network decommission begins in 2020
Note on C32: lfeins: Assume 3 year warranty addresses 50% of failures during installation years
Note on C34: lfeins: Assume 3 year warranty addresses 50% of failures during deployment years
Note on C43: Puget Sound Energy: Calculated in 2015 dollars

## DA Benefit 2023 (hidden)
| Year | 2014 | 2015 | 2016 | 2017 | 2018 | 2019 | 2020 | 2021 | 2022 | 2023 | 2024 | 2025 | 2026 | 2027 | 2028 | 2029 | 2030 | 2031 | 2032 | 2033 | 2034 | 2035 | 2036 | 2037 | 2038 | 2039 | 2040
Number of Devices |  |  | 0 | 0 | 0 | 0 | 0 | 0 | 0 | 0 | 5 | 45 | 85 | 125 | 165 | 205 | 245 | 285 | 325 | 365 | 405 | 445 | 485 | 525 | 565 | 565 | 565 | 565
Cost/Device/Year |  |  | 120 | 120 | 123.6 | 127.308 | 131.1272 | 135.0611 | 139.1129 | 143.2863 | 147.5849 | 152.0124 | 156.5728 | 161.27 | 166.1081 | 171.0913 | 176.224 | 181.5108 | 186.9561 | 192.5648 | 198.3417 | 204.292 | 210.4207 | 216.7333 | 223.2353 | 229.9324 | 236.8304 | 243.9353
Total Cost of DA Cellular Services |  |  | 0 | 0 | 0 | 0 | 0 | 0 | 0 | 0 | 737.9243 | 6840.5584 | 13308.6865 | 20158.7457 | 27407.8306 | 35073.7178 | 43174.8912 | 51730.5686 | 60760.7292 | 70286.142 | 80328.3949 | 90909.9255 | 102054.0523 | 113785.0078 | 126127.972 | 129911.8111 | 133809.1655 | 137823.4404
Total Avoided Costs, 2016-2027 | 68453.7456
Total Avoided Costs, 2028-2037 | 774231.4013
Assume 8 projects per year
Assume 5 devices per project
Note on A2: Sjones: Assumes 5 endpoints installed in 2016, and 9 additional installations/year
Note on A3: Sjones: Backhaul costs from 2015 DA Costs

## Pivot Reports (C) (hidden)
Designated Information is CONFIDENTIAL per Protective Order in UTC Dockets UE-180899 and UG-180900
| Cost Type | (All)
| WBS Element | (All)
| Project Phase | Initiation
| Row Labels | Sum of 2015 Costs | Sum of 2016 Costs
| Command Center License | 0 | 4456375
| Command Center Tools Software License | 0 | 55000
| Concentrators | 0 | 0
| GAP Collectors | 0 | 11286549.45
| GAP Collectors - Mounting Kit | 0 | 1357900.5
| Router Mounting Arms | 0 | 236774.34
| Routers | 0 | 11114730
| Grand Total | 0 | 28507329.29

## Permit Wksht (hidden)
Permitting |  |  | OUT OF SCOPE | [5 empty] | Permitting |  |  |  | 0 | 0 | 0 | 0 | 0 | 0 | 0 | 0 | 0 | 0 | 0 | 0 | 0 | 0 | 0 | 0 | 0 | 0 | 0 | 0
Street Use Permits | Maly | 2016-04-04 | Based on average costs of permits | CAPEX | 222.6 | 0% | Design | No | Street Use Permits | 3400 | 3400 | 1700 | 0 | 756840 | 756840 | 378420 | 0 | 0 | 0 | 0 | 0 | 0 | 0 | 0 | 0 | 0 | 0 | 0 | 0 | 0 | 0 | 0
Conditional Permits | Maly | 2016-04-04 |  | CAPEX | 1500 |  | Design | No | Conditional Permits | 34 | 34 | 17 | 0 | 51000 | 51000 | 25500 | 0 | 0 | 0 | 0 | 0 | 0 | 0 | 0 | 0 | 0 | 0 | 0 | 0 | 0 | 0 | 0
Shoreline Permits | Maly | 2016-04-04 |  | CAPEX | 1500 |  | Design | No | Shoreline Permits | 4 | 4 | 2 | 0 | 6000 | 6000 | 3000 | 0 | 0 | 0 | 0 | 0 | 0 | 0 | 0 | 0 | 0 | 0 | 0 | 0 | 0 | 0 | 0
Easement Acquisition | Maly | 2016-04-04 |  | CAPEX | 1000 |  | Design | No | Easement Acquisition | 34 | 34 | 17 | 0 | 34000 | 34000 | 17000 | 0 | 0 | 0 | 0 | 0 | 0 | 0 | 0 | 0 | 0 | 0 | 0 | 0 | 0 | 0 | 0
Note on I9: Sjones: $212 average permit cost, plus 5% for plan review and inspection

## P6 Output - Network (C) (hidden)
Designated Information is CONFIDENTIAL per Protective Order in UTC Dockets UE-180899 and UG-180900
Activity ID | AMI_Project Phase | Resource ID | Role | Activity Name | Original Duration | Start | Finish | Budgeted Units
AIM Operations.SC1 SCOPE #1 |  |  |  |  | 697 | 01-Mar-16 A | 2018-12-04 | 6448.2
Role: PSE.Ops.GOps.Plan Planning |  |  |  |  | 3 | 2016-03-01 | 2016-03-03 | 24
134 | Phase 2 | Distribution Planner | Planning | Outline distribution planning priorities (DA) | 3 | 2016-03-01 | 2016-03-03 | 24
Role: AMI Roles.Strategist AMI Strategist |  |  |  |  | 702 | 01-Mar-16 A | 2018-12-04 | 489.4
A2060 | Phase 2 | L Feins | AMI Strategist | Develop Network Development - CSA Amendment (Gate 2 - modify$) | 20 | 01-Mar-16 A | 2016-03-22 | 20
A2100 | Phase 4 | L Feins | AMI Strategist | Update / Resubmit Network DEV CSA for Gate 3 | 10 | 2016-03-23 | 2016-04-06 | 6.7
A2120 | Phase 6 | L Feins | AMI Strategist | Update / Resubmit Network DEV CSA for Gate 4 | 694 | 2016-04-06 | 2018-12-04 | 462.7
Role: AMI Roles.Comm Sup Communications Siting Supervisor |  |  |  |  | 177 | 2016-03-01 | 2016-11-07 | 1465
A2440 | Phase 2 |  | Communications Siting Supervisor | Establish Network Device Installation Process by Contractor | 3 | 2016-03-01 | 2016-03-04 | 25
A2750 |  |  | Communications Siting Supervisor | Third Party Attchement Permitting | 180 | 2016-03-01 | 2016-11-07 | 1440
Role: AMI Roles.Contractor Mgr Contractor Manager |  |  |  |  | 10 | 2016-03-01 | 2016-03-14 | 105
A2440 | Phase 2 |  | Contractor Manager | Establish Network Device Installation Process by Contractor | 3 | 2016-03-01 | 2016-03-04 | 25
A2460 | Phase 2 |  | Contractor Manager | Define L+G Requirements for PSE System | 10 | 2016-03-01 | 2016-03-14 | 80
Role: AMI Roles.Elect Meter Field Op Electrict Meter Field Operations |  |  |  |  | 32 | 2016-03-01 | 2016-04-13 | 46
A3150 | Phase 2 |  | Electrict Meter Field Operations | Outline Current State Processes | 8 | 2016-03-01 | 2016-03-10 | 14.4
A3160 | Phase 2 |  | Electrict Meter Field Operations | Outline New Processes compatible with AMI | 8 | 2016-03-11 | 2016-03-22 | 14.4
A3170 | Phase 2 |  | Electrict Meter Field Operations | Identify Process gaps, improvements needed and OCM needs | 8 | 2016-03-23 | 2016-04-01 | 9.2
A3180 | Phase 2 |  | Electrict Meter Field Operations | Implement OCM Plan | 8 | 2016-04-04 | 2016-04-13 | 8
Role: AMI Roles.Elec Meter Fld Shop Electrict Meter Field Ops - Shop |  |  |  |  | 32 | 2016-03-01 | 2016-04-13 | 46
A3150 | Phase 2 |  | Electrict Meter Field Ops - Shop | Outline Current State Processes | 8 | 2016-03-01 | 2016-03-10 | 14.4
A3160 | Phase 2 |  | Electrict Meter Field Ops - Shop | Outline New Processes compatible with AMI | 8 | 2016-03-11 | 2016-03-22 | 14.4
A3170 | Phase 2 |  | Electrict Meter Field Ops - Shop | Identify Process gaps, improvements needed and OCM needs | 8 | 2016-03-23 | 2016-04-01 | 9.2
A3180 | Phase 2 |  | Electrict Meter Field Ops - Shop | Implement OCM Plan | 8 | 2016-04-04 | 2016-04-13 | 8
Role: AMI Roles.IT Bus Engmt Mgr IT Businees Engagement Manager |  |  |  |  | 32 | 2016-03-01 | 2016-04-13 | 46
A3150 | Phase 2 |  | IT Businees Engagement Manager | Outline Current State Processes | 8 | 2016-03-01 | 2016-03-10 | 14.4
A3160 | Phase 2 |  | IT Businees Engagement Manager | Outline New Processes compatible with AMI | 8 | 2016-03-11 | 2016-03-22 | 14.4
A3170 | Phase 2 |  | IT Businees Engagement Manager | Identify Process gaps, improvements needed and OCM needs | 8 | 2016-03-23 | 2016-04-01 | 9.2
A3180 | Phase 2 |  | IT Businees Engagement Manager | Implement OCM Plan | 8 | 2016-04-04 | 2016-04-13 | 8
Role: AMI Roles.Mat Dist. Planner Material Distribution Planner |  |  |  |  | 94 | 2016-03-01 | 2016-07-12 | 40
A2450 | Phase 2 |  | Material Distribution Planner | Match Manufacturer Part No & Unit Count to Paking List | 96 | 2016-03-01 | 2016-07-12 | 32
A3490 | Phase 2 |  | Material Distribution Planner | Inspect CEVA Logistics to Ensure Basic Warehouse Practices are Respected | 1 | 2016-03-01 | 2016-03-01 | 8
Role: AMI Roles.Meter Data Mgmt A Meter Data Management Analyst |  |  |  |  | 0 | 2016-03-01 | 2016-03-01 | 100
133 | Phase 2 | Meter Data Analyst | Meter Data Management Analyst | Identify metrics/benefits sought from AMI | 0 | 2016-03-01 | 2016-03-01 | 100
Role: AMI Roles.MLM Permit Spec MLM Permitting Specialist |  |  |  |  | 36 | 2016-03-01 | 2016-04-19 | 444
A2740 |  |  | MLM Permitting Specialist | Support Street Use Permit | 20 | 2016-03-01 | 2016-03-28 | 156
A2760 |  |  | MLM Permitting Specialist | Obtain Land Use Permit | 36 | 2016-03-01 | 2016-04-19 | 288
Role: AMI Roles.Ops Analyst Operations Analyst |  |  |  |  | 3 | 2016-03-01 | 2016-03-03 | 16
A3520 | Phase 2 |  | Operations Analyst | Enter WBS Structure | 3 | 2016-03-01 | 2016-03-03 | 16
Role: AMI Roles.Perf. Exc. Consult. Performance Excellence Consultant |  |  |  |  | 32 | 2016-03-01 | 2016-04-13 | 46
A3150 | Phase 2 |  | Performance Excellence Consultant | Outline Current State Processes | 8 | 2016-03-01 | 2016-03-10 | 14.4
A3160 | Phase 2 |  | Performance Excellence Consultant | Outline New Processes compatible with AMI | 8 | 2016-03-11 | 2016-03-22 | 14.4
A3170 | Phase 2 |  | Performance Excellence Consultant | Identify Process gaps, improvements needed and OCM needs | 8 | 2016-03-23 | 2016-04-01 | 9.2
A3180 | Phase 2 |  | Performance Excellence Consultant | Implement OCM Plan | 8 | 2016-04-04 | 2016-04-13 | 8
Role: AMI Roles.PM Project Manager |  |  |  |  | 697 | 01-Mar-16 A | 2018-12-04 | 530.4
A2060 | Phase 2 | M Bory | Project Manager | Develop Network Development - CSA Amendment (Gate 2 - modify$) | 20 | 01-Mar-16 A | 2016-03-22 | 20
A2440 | Phase 2 |  | Project Manager | Establish Network Device Installation Process by Contractor | 3 | 2016-03-01 | 2016-03-04 | 25
A2730 | Phase 2 |  | Project Manager | Create WBS Structure | 2 | 2016-03-01 | 2016-03-02 | 16
A2100 | Phase 4 | M Bory | Project Manager | Update / Resubmit Network DEV CSA for Gate 3 | 10 | 2016-03-23 | 2016-04-06 | 6.7
A2120 | Phase 6 | M Bory | Project Manager | Update / Resubmit Network DEV CSA for Gate 4 | 694 | 2016-04-06 | 2018-12-04 | 462.7
Role: AMI Roles.Property Acct. Property Accountant |  |  |  |  | 5 | 2016-03-01 | 2016-03-07 | 40
A2720 | Phase 4 |  | Property Accountant | Gather Information from SMEs | 5 | 2016-03-01 | 2016-03-07 | 40
Role: AMI Roles.Reg. Rates Analyst Regulatory Rates Analyst |  |  |  |  | 40 | 2016-03-01 | 2016-04-25 | 320
A2710 | Phase 4 |  | Regulatory Rates Analyst | Depreciation Study filed with GRC | 40 | 2016-03-01 | 2016-04-25 | 320
Role: AMI Roles.SAP Analyst SAP Analyst |  |  |  |  | 10 | 2016-03-01 | 2016-03-14 | 80
A2460 | Phase 2 |  | SAP Analyst | Define L+G Requirements for PSE System | 10 | 2016-03-01 | 2016-03-14 | 80
Role: AMI Roles.Telco Eng. Telecomm Engineer |  |  |  |  | 6 | 2016-03-01 | 2016-03-09 | 50
A2430 | Phase 2 |  | Telecomm Engineer | Gather Latency, throughout Bandwidth requirements | 6 | 2016-03-01 | 2016-03-09 | 50
Role: AMI Roles.SCADA Telcom Sup SCADA Telecom Supervisor |  |  |  |  | 6 | 2016-03-01 | 2016-03-09 | 50
A2430 | Phase 2 |  | SCADA Telecom Supervisor | Gather Latency, throughout Bandwidth requirements | 6 | 2016-03-01 | 2016-03-09 | 50
Role: AMI Roles.Smart Grid Analyst Smart Grid Analyst |  |  |  |  | 697 | 01-Mar-16 A | 2018-12-04 | 693.4
133 | Phase 2 | Smart Grid Analyst | Smart Grid Analyst | Identify metrics/benefits sought from AMI | 0 | 2016-03-01 | 2016-03-01 | 100
134 | Phase 2 | Smart Grid Analyst | Smart Grid Analyst | Outline distribution planning priorities (DA) | 3 | 2016-03-01 | 2016-03-03 | 24
A2060 | Phase 2 | S Jones | Smart Grid Analyst | Develop Network Development - CSA Amendment (Gate 2 - modify$) | 20 | 01-Mar-16 A | 2016-03-22 | 20
A2100 | Phase 4 | S Jones | Smart Grid Analyst | Update / Resubmit Network DEV CSA for Gate 3 | 10 | 2016-03-23 | 2016-04-06 | 6.7
135 | Phase 2 | Smart Grid Analyst | Smart Grid Analyst | Conduct cost-benefit for prioritizing different strategies | 5 | 2016-04-05 | 2016-04-11 | 40
A2120 | Phase 6 | S Jones | Smart Grid Analyst | Update / Resubmit Network DEV CSA for Gate 4 | 694 | 2016-04-06 | 2018-12-04 | 462.7
136 | Phase 2 | Smart Grid Analyst | Smart Grid Analyst | Cross Check deployment strategy with timeline for AMI capability implementation | 5 | 2016-04-12 | 2016-04-18 | 40
Role: AMI Roles.Cust Serv. Customer Service |  |  |  |  | 0 | 2016-03-01 | 2016-03-01 | 100
133 | Phase 2 | Customer Intellegenc | Customer Service | Identify metrics/benefits sought from AMI | 0 | 2016-03-01 | 2016-03-01 | 100
Role: AMI Roles.Rates Rates |  |  |  |  | 40 | 2016-03-01 | 2016-04-25 | 320
A2700 | Phase 4 |  | Rates | Perform Rate Analysis/ Rate Cases Reqd by Impacts of this project | 40 | 2016-03-01 | 2016-04-25 | 320
Role: AMI Roles.Misc Misc |  |  |  |  | 30 | 2016-03-01 | 2016-04-11 | 240
A3460 | Phase 2 |  | Misc | Participate in the Design Review workshop with L+G | 30 | 2016-03-01 | 2016-04-11 | 240
Role: AMI Roles.Billing Analyst Billing Analyst |  |  |  |  | 0 | 2016-03-01 | 2016-03-01 | 100
133 | Phase 2 | Billing Analyst | Billing Analyst | Identify metrics/benefits sought from AMI | 0 | 2016-03-01 | 2016-03-01 | 100
Role: AMI Roles.IT Analyst IT Analyst |  |  |  |  | 10 | 2016-03-01 | 2016-03-14 | 116
A2460 | Phase 2 |  | IT Analyst | Define L+G Requirements for PSE System | 10 | 2016-03-01 | 2016-03-14 | 80
A3470 | Phase 2 |  | IT Analyst | Create Training Material | 5 | 2016-03-01 | 2016-03-07 | 20
A3480 | Phase 2 |  | IT Analyst | Host the Workshop/ Training | 2 | 2016-03-01 | 2016-03-02 | 16
Role: AMI Roles.L+G L+G |  |  |  |  | 32 | 2016-03-01 | 2016-04-13 | 121
A3150 |  | L+G | L+G | Outline Current State Processes | 8 | 2016-03-01 | 2016-03-10 | 14.4
A2430 |  |  | L+G | Gather Latency, throughout Bandwidth requirements | 6 | 2016-03-01 | 2016-03-09 | 50
A2440 |  |  | L+G | Establish Network Device Installation Process by Contractor | 3 | 2016-03-01 | 2016-03-04 | 25
A3160 |  | L+G | L+G | Outline New Processes compatible with AMI | 8 | 2016-03-11 | 2016-03-22 | 14.4
A3170 |  | L+G | L+G | Identify Process gaps, improvements needed and OCM needs | 8 | 2016-03-23 | 2016-04-01 | 9.2
A3180 |  | L+G | L+G | Implement OCM Plan | 8 | 2016-04-04 | 2016-04-13 | 8
Role: AMI Roles.RE Real Estate ROW |  |  |  |  | 71 | 2016-03-01 | 2016-06-08 | 720
A2770 | Phase 4 |  | Real Estate ROW | Verify Easement Rights have been Respected | 72 | 2016-03-01 | 2016-06-08 | 576
A2780 | Phase 4 |  | Real Estate ROW | Acquire New Easements | 18 | 2016-03-01 | 2016-03-24 | 144
Role: AMI Roles.Maps&Rec Maps & Records |  |  |  |  | 0 | 2016-03-01 | 2016-03-01 | 100
133 | Phase 2 | GIS Analyst | Maps & Records | Identify metrics/benefits sought from AMI | 0 | 2016-03-01 | 2016-03-01 | 100
[8 empty] | Hours | Ratio | Dollars (est.) | 2015 | 2016 | 2017 | 2018+
[6 empty] | Phase 2 | Planning | 1635 | 0.36798 | 204375 | 153281.25 | 51093.75
[6 empty] | Phase 4 | Design | 1420.1 | 0.31961 | 177512.5 |  | 71005 | 71005 | 35502.5
[6 empty] | Phase 6 | Execution | 1388.1 | 0.31241 | 173512.5 |  | 34702.5 | 69405 | 69405
[7 empty] | Close Out |  |  | 10000 |  |  |  | 10000
[6 empty] | Total |  | 4443.2 | 1 | 565400
11287
40444
AIM Operations.SC5 SCOPE #5 |  |  |  |  | 290 | 2016-03-01 | 2017-04-21 | 729
Role: AMI Roles.Elec Meter Eng Electric Meter Engineer |  |  |  |  | 0 | 2016-03-09 | 2016-03-09 | 240
129 |  | Meter Engineer | Electric Meter Engineer | Work with L+G to identify network locations to support Turtle area | 0 | 2016-03-09 | 2016-03-09 | 240
Role: AMI Roles.Meter Data Mgmt A Meter Data Management Analyst |  |  |  |  | 290 | 2016-03-01 | 2017-04-21 | 249
127 |  | Meter Data Analyst | Meter Data Management Analyst | Identify existing Turtle area with service addresses | 0 | 2016-03-01 | 2016-03-01 | 8
128 |  | Meter Data Analyst | Meter Data Management Analyst | Provide L+G with service addresses to gather network design | 0 | 2016-03-08 | 2016-03-08 | 1
A2530 |  |  | Meter Data Management Analyst | Implement "over-the-air" Meter programming | 15 | 2017-04-03 | 2017-04-21 | 120
A2540 |  |  | Meter Data Management Analyst | Implement "over-the-air" Firmware Reprogramming | 15 | 2017-04-03 | 2017-04-21 | 120
Role: AMI Roles.L+G L+G |  |  |  |  | 30 | 2016-11-21 | 2017-01-05 | 240
130 |  | L+G | L+G | Develop network installation plan with estimated costs | 30 | 2016-11-21 | 2017-01-05 | 240